## Summary
BB3-Generation Assignment
EPA IPM Run Results
All costs and prices are in 2011-year dollars |  | Values in red are rounded to zero, not equal to zero
NATIONWIDE EMISSIONS |  | 2016 | 2018 | 2020 | 2025 | 2030 | 2040 | 2050
SO2 (million tons) |  | 1.2217 | 1.2143 | 1.2809 | 1.2416 | 1.1765 | 1.1094 | 1.0811
NOx (million tons) |  | 1.3685 | 1.2738 | 1.2966 | 1.2558 | 1.1515 | 1.1299 | 1.1161
CO2 (million metric tons) |  | 1910.0507 | 1908.0673 | 1922.8789 | 1885.982 | 1774.4009 | 1890.8262 | 2057.1415
CO2 (million tons) |  | 2105.4699 | 2103.2835 | 2119.6105 | 2078.9387 | 1955.9416 | 2084.2785 | 2267.6097
Hg (tons) |  | 6.0571 | 6.0478 | 6.4643 | 6.5981 | 6.9429 | 6.8273 | 6.7124
HCL (Mtons) |  | 5.0275 | 6.861 | 6.9378 | 6.8057 | 6.5131 | 6.2347 | 5.7576
TOTAL COSTS |  | 2016 | 2018 | 2020 | 2025 | 2030 | 2040 | 2050
Total Costs (billion $) |  | 146.0872 | 156.2587 | 168.2353 | 187.3794 | 214.0962 | 237.1002 | 236.5671
PRICES |  | 2016 | 2018 | 2020 | 2025 | 2030 | 2040 | 2050
National Wholesale Electricity Price (mills/kWh) |  | 38.9344 | 40.9801 | 45.8746 | 48.302 | 48.3983 | 54.8912 | 59.0362
Natural Gas Prices (2011 $/MMBtu)
Henry Hub |  | 4.0115 | 4.4734 | 5.245 | 5.2466 | 5.2169 | 5.7135 | 6.3184
Delivered |  | 4.394 | 4.6698 | 5.2933 | 5.3149 | 5.1706 | 5.648 | 6.1772
Minemouth Coal Prices (2011 $/MMBtu)
Appalachia |  | 2.1756 | 2.224 | 2.2874 | 2.4837 | 2.6937 | 3.0665 | 3.6469
Imports |  | 5.1474 |  |  | 3.1292 | 3.2308 | 3.3896 | 3.3896
Interior |  | 1.9404 | 1.8854 | 1.8817 | 1.9968 | 2.0594 | 2.3958 | 2.9112
Waste Coal |  | 1.3422 | 1.3892 | 1.4513 | 1.5283 | 1.5492 | 1.6934 | 1.6934
West |  | 0.82139 | 0.83819 | 0.87542 | 0.98618 | 1.1056 | 1.3839 | 1.758
National |  | 1.5024 | 1.4881 | 1.513 | 1.6228 | 1.7287 | 2.0404 | 2.4848
EMISSION ALLOWANCE PRICES ($/Ton) |  | 2016 | 2018 | 2020 | 2025 | 2030 | 2040 | 2050
SO2 Annual - Region 1 (CSAPR) |  | 0 | 0 | 0 | 0 | 0 | 0 | 0
SO2 Annual - Region 2 (CSAPR) |  | 0 | 0 | 0 | 0 | 0 | 0 | 0
NOx Annual (CSAPR) |  | 0 | 0 | 0 | 0 | 0 | 0 | 0
NOx Ozone Season (CSAPR) |  | 0 | 0 | 0 | 0 | 0 | 0 | 0
EMISSIONS (Mtons) |  | 2016 | 2018 | 2020 | 2025 | 2030 | 2040 | 2050
SO2 Annual - Region 1 (CSAPR) |  | 612.3614 | 620.8873 | 646.1674 | 627.3121 | 603.0256 | 586.3515 | 566.3084
SO2 Annual - Region 2 (CSAPR) |  | 233.4781 | 244.6716 | 267.6851 | 254.018 | 238.0078 | 217.3628 | 207.4232
NOx Annual (CSAPR) |  | 858.1031 | 828.6763 | 839.7579 | 811.0115 | 747.2835 | 731.8021 | 715.3747
NOx Ozone Season (CSAPR) |  | 429.1366 | 412.1452 | 416.5266 | 404.1842 | 369.7487 | 352.6824 | 349.0553
TOTAL CAPACITY (Cumulative GW) |  | 2016 | 2018 | 2020 | 2025 | 2030 | 2040 | 2050
Hydro |  | 101.2408 | 101.4648 | 106.3008 | 113.2473 | 114.8838 | 114.8838 | 114.8838
Non-Hydro Renewables |  | 102.1953 | 130.1152 | 146.5206 | 213.3029 | 329.9496 | 422.4099 | 488.86
Biomass |  | 4.3883 | 4.3883 | 4.3883 | 4.3883 | 4.3883 | 4.3883 | 4.3883
Other |  | 20.5117 | 22.7651 | 38.6316 | 101.2516 | 172.0066 | 264.2233 | 330.4181
Wind |  | 77.2952 | 102.9617 | 103.5007 | 107.663 | 153.5547 | 153.7983 | 154.0537
Coal |  | 207.3653 | 201.9074 | 201.6823 | 200.8508 | 200.3764 | 197.1787 | 197.1217
PC |  | 205.7636 | 199.9757 | 199.7506 | 198.9191 | 198.4447 | 195.247 | 195.19
IGCC |  | 1.6017 | 1.6017 | 1.6017 | 1.6017 | 1.6017 | 1.6017 | 1.6017
IGCC - CCS |  | 0 | 0.33 | 0.33 | 0.33 | 0.33 | 0.33 | 0.33
New Future Technology |  | 0 | 0 | 0 | 0 | 0 | 0 | 0
Nuclear |  | 95.5224 | 95.0434 | 99.4434 | 99.4434 | 97.5404 | 58.4381 | 7.8501
Natural Gas |  | 369.7271 | 375.2055 | 375.9303 | 379.002 | 391.7461 | 494.0986 | 597.669
CC |  | 229.9483 | 235.3467 | 235.9717 | 238.7467 | 247.6072 | 318.6958 | 406.1038
CC - CCS |  | 0 | 0 | 0 | 0 | 0 | 0 | 0
CT |  | 139.7788 | 139.8588 | 139.9586 | 140.2553 | 144.1389 | 175.4028 | 191.5652
Oil/Gas Steam |  | 92.0991 | 90.4289 | 86.7222 | 80.3586 | 80.3586 | 80.3586 | 80.3586
Other |  | 5.0538 | 5.0538 | 5.0538 | 5.0538 | 5.0538 | 5.0538 | 5.0538
Grand Total |  | 973.2038 | 999.2191 | 1021.6534 | 1091.2589 | 1219.9088 | 1372.4215 | 1491.7971
NEW CAPACITY (Cumulative GW) |  | 2016 | 2018 | 2020 | 2025 | 2030 | 2040 | 2050
Non-Hydro Renewables |  | 1.8721 | 29.532 | 50.3734 | 124.1021 | 242.3854 | 334.8456 | 401.2958
Biomass |  | 0 | 0 | 0 | 0 | 0 | 0 | 0
Other |  | 1.0013 | 2.9947 | 23.6972 | 93.2637 | 165.6551 | 257.8719 | 324.0666
Wind |  | 0.87074 | 26.5372 | 26.6762 | 30.8384 | 76.7302 | 76.9738 | 77.2292
Coal |  | 0 | 0.33 | 0.33 | 0.33 | 0.33 | 0.33 | 0.33
PC |  | 0 | 0 | 0 | 0 | 0 | 0 | 0
IGCC |  | 0 | 0 | 0 | 0 | 0 | 0 | 0
IGCC - CCS |  | 0 | 0.33 | 0.33 | 0.33 | 0.33 | 0.33 | 0.33
New Future Technology |  | 0 | 0 | 0 | 0 | 0 | 0 | 0
Nuclear |  | 0 | 0 | 0 | 0 | 0 | 0 | 0
Natural Gas |  | 2.0017 | 5.5451 | 6.3809 | 9.4526 | 22.5187 | 124.8712 | 228.4416
CC |  | 0 | 3.5434 | 4.2794 | 7.0544 | 15.9149 | 87.0034 | 174.4115
CC - CCS |  | 0 | 0 | 0 | 0 | 0 | 0 | 0
CT |  | 2.0017 | 2.0017 | 2.1015 | 2.3982 | 6.6038 | 37.8677 | 54.0301
Other |  | 0 | 0 | 0 | 0 | 0 | 0 | 0
Grand Total |  | 3.8738 | 35.4071 | 57.0843 | 133.8848 | 265.2341 | 460.0468 | 630.0674
RETIREMENTS (GW) |  | 2016 | 2018 | 2020 | 2025 | 2030 | 2040 | 2050
CC Retirements |  | 7.9816 | 7.9816 | 8.0926 | 8.0926 | 8.0926 | 8.0926 | 8.0926
Coal Retirements |  | 65.9856 | 69.578 | 71.9972 | 76.6901 | 77.1499 | 80.3476 | 80.4046
CT Retirements |  | 6.0162 | 6.0162 | 6.0162 | 6.0162 | 6.3382 | 6.3382 | 6.3382
Nuclear Retirements |  | 3.6076 | 4.1616 | 4.1616 | 4.1616 | 6.0646 | 45.1669 | 95.7549
O/G Retirements |  | 6.3764 | 10.1909 | 11.7036 | 14.2035 | 14.2035 | 14.2035 | 14.2035
IGCC Retirements |  | 0.045 | 0.045 | 0.045 | 0.045 | 0.045 | 0.045 | 0.045
Non-Fossil Retirements |  | 0.1017 | 0.1017 | 0.1017 | 0.1017 | 0.1017 | 0.1017 | 0.1017
Grand Total |  | 90.1141 | 98.075 | 102.1179 | 109.3107 | 111.9955 | 154.2956 | 204.9405
GENERATION MIX (thousand GWh) |  | 2016 | 2018 | 2020 | 2025 | 2030 | 2040 | 2050
Hydro |  | 282.943 | 283.8131 | 310.6501 | 345.7873 | 354.6744 | 351.696 | 351.9442
Non-Hydro Renewables |  | 315.6597 | 400.1417 | 440.4307 | 579.1877 | 878.09 | 1063.6509 | 1195.838
Biomass |  | 23.3237 | 19.1839 | 21.6876 | 21.3662 | 20.5196 | 22.3534 | 22.6787
Other |  | 56.9665 | 61.1241 | 93.5694 | 215.2949 | 367.9633 | 541.1455 | 668.1798
Wind |  | 216.3057 | 311.327 | 313.2488 | 327.3773 | 478.3303 | 479.4836 | 480.6924
Biomass Co-firing |  | 19.0639 | 8.5067 | 11.9248 | 15.1494 | 11.2767 | 20.6683 | 24.2872
Coal |  | 1347.0363 | 1373.5422 | 1428.6812 | 1398.2334 | 1323.4301 | 1287.3981 | 1239.8546
PC (Biomass Co-firing is included) |  | 1336.3923 | 1359.4966 | 1414.4073 | 1383.9567 | 1309.1535 | 1273.3525 | 1225.578
IGCC |  | 10.6439 | 11.5884 | 11.8167 | 11.8194 | 11.8194 | 11.5884 | 11.8194
IGCC - CCS |  | 0 | 2.4572 | 2.4572 | 2.4572 | 2.4572 | 2.4572 | 2.4572
New Future Technology |  | 0 | 0 | 0 | 0 | 0 | 0 | 0
Nuclear |  | 759.9691 | 757.0148 | 790.9058 | 791.7044 | 776.0829 | 469.3186 | 62.3403
Natural Gas |  | 1282.7219 | 1248.5483 | 1163.4581 | 1174.7848 | 1118.1595 | 1576.397 | 2202.7776
CC |  | 1258.0609 | 1228.5228 | 1146.9438 | 1157.6223 | 1103.0183 | 1559.1479 | 2185.6623
CC - CCS |  | 0 | 0 | 0 | 0 | 0 | 0 | 0
CT |  | 24.661 | 20.0255 | 16.5143 | 17.1625 | 15.1411 | 17.2491 | 17.1154
Oil/Gas Steam |  | 67.2356 | 62.8397 | 49.9939 | 34.4513 | 16.3366 | 5.6593 | 5.1287
Other |  | 18.2457 | 18.201 | 17.9889 | 17.4595 | 17.2436 | 17.2097 | 17.2114
Grand Total |  | 4054.7474 | 4135.594 | 4190.1839 | 4326.459 | 4472.7404 | 4750.6613 | 5050.8076
TOTAL CONTROLS (Cumulative GW) |  | 2016 | 2018 | 2020 | 2025 | 2030 | 2040 | 2050
FGD |  | 178.8145 | 176.4916 | 176.2673 | 175.4359 | 175.4213 | 173.9624 | 173.9055
Existing Scrubber |  | 171.6381 | 167.5976 | 167.3734 | 166.5419 | 166.5419 | 165.0831 | 165.0261
Existing Wet Scrubber |  | 139.0824 | 135.9638 | 135.7396 | 135.1701 | 135.1701 | 134.0843 | 134.0273
Existing Dry Scrubber |  | 32.5557 | 31.6338 | 31.6338 | 31.3718 | 31.3718 | 30.9988 | 30.9988
Retrofit Scrubber |  | 7.1763 | 8.894 | 8.894 | 8.894 | 8.8794 | 8.8794 | 8.8794
Retrofit Wet Scrubber |  | 5.1601 | 6.4688 | 6.4688 | 6.4688 | 6.4542 | 6.4542 | 6.4542
Retrofit Dry Scrubber |  | 2.0162 | 2.4252 | 2.4252 | 2.4252 | 2.4252 | 2.4252 | 2.4252
New Scrubber |  | 0 | 0 | 0 | 0 | 0 | 0 | 0
New Wet Scrubber |  | 0 | 0 | 0 | 0 | 0 | 0 | 0
New Dry Scrubber |  | 0 | 0 | 0 | 0 | 0 | 0 | 0
SCR |  | 123.725 | 125.3168 | 125.3167 | 125.137 | 127.6663 | 126.2504 | 126.1935
Existing SCR |  | 118.6783 | 115.404 | 115.404 | 114.8368 | 114.8368 | 113.4209 | 113.364
Retrofit SCR |  | 5.0467 | 9.9129 | 9.9127 | 10.3003 | 12.8296 | 12.8296 | 12.8296
New SCR |  | 0 | 0 | 0 | 0 | 0 | 0 | 0
SNCR |  | 15.8897 | 14.4385 | 14.2135 | 14.2135 | 14.2135 | 14.2135 | 14.2135
Existing SNCR |  | 15.8897 | 14.4385 | 14.2135 | 14.2135 | 14.2135 | 14.2135 | 14.2135
Retrofit SNCR |  | 0 | 0 | 0 | 0 | 0 | 0 | 0
ACI |  | 112.5271 | 112.2205 | 112.2205 | 111.6533 | 111.1789 | 109.8082 | 109.7754
Existing ACI |  | 69.082 | 68.8098 | 68.8098 | 68.2426 | 67.7682 | 67.7682 | 67.7354
Retrofit ACI |  | 43.4451 | 43.4107 | 43.4107 | 43.4107 | 43.4107 | 42.04 | 42.04
New ACI |  | 0 | 0 | 0 | 0 | 0 | 0 | 0
CCS |  | 0 | 0.33 | 0.33 | 0.33 | 0.33 | 0.33 | 0.33
Hardwired CCS |  | 0 | 0 | 0 | 0 | 0 | 0 | 0
Retrofit CCS |  | 0 | 0 | 0 | 0 | 0 | 0 | 0
New CCS |  | 0 | 0.33 | 0.33 | 0.33 | 0.33 | 0.33 | 0.33
FF |  | 114.857 | 113.793 | 114.8556 | 115.2606 | 114.8008 | 112.6889 | 112.6889
Existing FF |  | 102.0882 | 100.6152 | 101.6777 | 102.0828 | 101.6229 | 99.5111 | 99.5111
Retrofit FF* |  | 12.7689 | 13.1779 | 13.1779 | 13.1779 | 13.1779 | 13.1779 | 13.1779
DSI |  | 28.583 | 28.5828 | 28.5828 | 28.5828 | 28.1083 | 26.7377 | 26.7377
Existing DSI |  | 13.0236 | 13.0235 | 13.0235 | 13.0235 | 12.549 | 12.549 | 12.549
Retrofit DSI |  | 15.5593 | 15.5593 | 15.5593 | 15.5593 | 15.5593 | 14.1886 | 14.1886
C2G |  | 9.2275 | 11.3719 | 9.1779 | 5.3141 | 5.3141 | 5.3141 | 5.3141
HRI |  | 0 | 0 | 0 | 0 | 0 | 0 | 0
* includes upgrades of existing fabric filters through dry FGD retrofits
RETROFITS (Cumulative GW) |  | 2016 | 2018 | 2020 | 2025 | 2030 | 2040 | 2050
FGD |  | 7.1763 | 8.894 | 8.894 | 8.894 | 8.8794 | 8.8794 | 8.8794
SCR |  | 5.0467 | 9.9129 | 9.9127 | 10.3003 | 12.8296 | 12.8296 | 12.8296
SNCR |  | 0 | 0 | 0 | 0 | 0 | 0 | 0
ACI |  | 43.4451 | 43.4107 | 43.4107 | 43.4107 | 43.4107 | 42.04 | 42.04
CCS |  | 0 | 0 | 0 | 0 | 0 | 0 | 0
FF |  | 12.7689 | 13.1779 | 13.1779 | 13.1779 | 13.1779 | 13.1779 | 13.1779
DSI |  | 15.5593 | 15.5593 | 15.5593 | 15.5593 | 15.5593 | 14.1886 | 14.1886
C2G |  | 9.2275 | 11.3719 | 9.1779 | 5.3141 | 5.3141 | 5.3141 | 5.3141
HRI |  | 0 | 0 | 0 | 0 | 0 | 0 | 0
TOTAL CONTROLS IN NEEDS
FGD |  | 211.1123
SCR |  | 143.3669
SNCR |  | 31.5105
ACI |  | 96.4694
FUEL SUPPLY AND CONSUMPTION |  | 2016 | 2018 | 2020 | 2025 | 2030 | 2040 | 2050
Coal Use by Region (million tons) |  | 768.6904 | 791.0796 | 823.3937 | 822.4692 | 801.6907 | 807.4163 | 782.1172
Power Sector |  | 682.1372 | 701.7507 | 730.041 | 716.4216 | 681.2573 | 657.527 | 632.228
Appalachia |  | 121.2048 | 108.1505 | 107.3663 | 87.8794 | 74.3536 | 72.1323 | 65.9224
Imports |  | 1.5 |  |  | 1.4459 | 0.99364 | 4.3402 | 6.9289
Interior |  | 203.6884 | 226.962 | 241.8868 | 249.6556 | 248.6417 | 233.4925 | 216.6589
Waste Coal |  | 6.307 | 6.307 | 6.307 | 6.307 | 6.307 | 5.9751 | 5.9751
West |  | 349.4371 | 360.3313 | 374.4809 | 371.1337 | 350.9614 | 341.587 | 336.7428
Non-Power Sector |  | 86.5532 | 89.3289 | 93.3527 | 106.0476 | 120.4335 | 149.8892 | 149.8892
Appalachia |  | 30.3134 | 30.28 | 30.2266 | 29.3502 | 29.5122 | 29.1918 | 29.1918
Interior |  | 25.0714 | 26.7306 | 28.6105 | 34.1388 | 41.1524 | 54.1412 | 54.1412
West |  | 31.1684 | 32.3183 | 34.5157 | 42.5586 | 49.7688 | 66.5562 | 66.5562
Power Sector Coal Use by Rank (TBtu) |  | 13458.8348 | 13854.0218 | 14386.7562 | 14033.3566 | 13282.6707 | 12811.8907 | 12281.9518
Bituminous |  | 7332.9102 | 7478.5763 | 7729.8391 | 7482.6422 | 7053.4564 | 6764.2247 | 6405.8938
Subbituminous |  | 5117.6437 | 5377.7941 | 5607.9648 | 5545.8466 | 5235.4587 | 5047.9192 | 4952.8472
Lignite |  | 1008.2809 | 997.6514 | 1048.9523 | 1004.8679 | 993.7556 | 999.7468 | 923.2107
Natural Gas Use (Trillion cubic feet) |  | 9.7814 | 9.4295 | 8.6562 | 8.5498 | 7.8779 | 10.5646 | 14.4384
Note on A3: ICFI: All tons are SHORT tons, unless otherwise noted as metric Mtons : thousand tons

## All Constraints
Constraint Name | Constraint # | Constraint ID | Constraint Type | Neutralized | LimitType | Constraint Time Frame | Data Field | Unit of Measure | 2016-2017(RY 2016) | 2018-2018(RY 2018) | 2019-2022(RY 2020) | 2023-2027(RY 2025) | 2028-2033(RY 2030) | 2034-2045(RY 2040) | 2046-2054(RY 2050)
#1 - SO2 Title IV Annual Constraint v5.14 | 1 | 6321 | Rate Constraint in MTons | FALSE | L | Annual | Seasons Included | Seasons | Winter, Summer | Winter, Summer | Winter, Summer | Winter, Summer | Winter, Summer | Winter, Summer | Winter, Summer
#1 - SO2 Title IV Annual Constraint v5.14 | 1 | 6321 | Rate Constraint in MTons | FALSE | L | Annual | Standard | Thousand Tons | 17214.9068 | 8040.2852 | 7978.0881 | 7973.0011 | 7973.0011 | 7973.0011 | 7973.0011
#1 - SO2 Title IV Annual Constraint v5.14 | 1 | 6321 | Rate Constraint in MTons | FALSE | L | Annual | Standard SO2 | Thousand Tons | 17214.9068 | 8040.2852 | 7978.0881 | 7973.0011 | 7973.0011 | 7973.0011 | 7973.0011
#1 - SO2 Title IV Annual Constraint v5.14 | 1 | 6321 | Rate Constraint in MTons | FALSE | L | Annual | Emissions at Affected Plants SO2 | Thousand Tons | 1128.001 | 1115.9712 | 1177.9083 | 1145.935 | 1091.8078 | 1030.9695 | 1006.7732
#1 - SO2 Title IV Annual Constraint v5.14 | 1 | 6321 | Rate Constraint in MTons | FALSE | L | Annual | Allowances Purchased SO2 | Thousand Tons | 0 | 0 | 0 | 0 | 0 | 0 | 0
#1 - SO2 Title IV Annual Constraint v5.14 | 1 | 6321 | Rate Constraint in MTons | FALSE | L | Annual | Allowances Sold SO2 | Thousand Tons | 0 | 0 | 0 | 0 | 0 | 0 | 0
#1 - SO2 Title IV Annual Constraint v5.14 | 1 | 6321 | Rate Constraint in MTons | FALSE | L | Annual | Allowances Banked | Thousand Tons | 0 | 0 | 0 | 0 | 0 | 0 | 0
#1 - SO2 Title IV Annual Constraint v5.14 | 1 | 6321 | Rate Constraint in MTons | FALSE | L | Annual | Allowances Withdrawn (1:1) | Thousand Tons | 0 | 0 | 0 | 0 | 0 | 0 | 0
#1 - SO2 Title IV Annual Constraint v5.14 | 1 | 6321 | Rate Constraint in MTons | FALSE | L | Annual | Allowances Withdrawn (n:1) | Thousand Tons | 0 | 0 | 0 | 0 | 0 | 0 | 0
#1 - SO2 Title IV Annual Constraint v5.14 | 1 | 6321 | Rate Constraint in MTons | FALSE | L | Annual | Net Emissions Allowance Position | Thousand Tons | 1128.001 | 1115.9712 | 1177.9083 | 1145.935 | 1091.8078 | 1030.9695 | 1006.7732
#1 - SO2 Title IV Annual Constraint v5.14 | 1 | 6321 | Rate Constraint in MTons | FALSE | L | Annual | Fuel Consumed | TBtu | 23712.8835 | 23624.8438 | 23401.6759 | 22990.1209 | 21537.8764 | 23969.991 | 27481.8837
#1 - SO2 Title IV Annual Constraint v5.14 | 1 | 6321 | Rate Constraint in MTons | FALSE | L | Annual | Rate | lb/MMBtu | 0.095138 | 0.094474 | 0.10067 | 0.099689 | 0.10138 | 0.086022 | 0.073268
#1 - SO2 Title IV Annual Constraint v5.14 | 1 | 6321 | Rate Constraint in MTons | FALSE | L | Annual | Generation | TWh | 2678.9616 | 2668.0656 | 2625.455 | 2591.4804 | 2442.8471 | 2855.6269 | 3434.1888
#1 - SO2 Title IV Annual Constraint v5.14 | 1 | 6321 | Rate Constraint in MTons | FALSE | L | Annual | Qualifying Generation | TWh | 2678.9616 | 2668.0656 | 2625.455 | 2591.4804 | 2442.8471 | 2855.6269 | 3434.1888
#1 - SO2 Title IV Annual Constraint v5.14 | 1 | 6321 | Rate Constraint in MTons | FALSE | L | Annual | Rate | lb/MWh | 0.42106 | 0.41827 | 0.44865 | 0.44219 | 0.44694 | 0.36103 | 0.29316
#1 - SO2 Title IV Annual Constraint v5.14 | 1 | 6321 | Rate Constraint in MTons | FALSE | L | Annual | Constraint Shadow Price | US2011$/Ton | 0 | 0 | 0 | 0 | 0 | 0 | 0
#4 - NOx SIPCall Rhode Island Constraint | 2 | 1263 | Rate Constraint in MTons | FALSE | L | Annual | Seasons Included | Seasons | Summer | Summer | Summer | Summer | Summer | Summer | Summer
#4 - NOx SIPCall Rhode Island Constraint | 2 | 1263 | Rate Constraint in MTons | FALSE | L | Annual | Standard | Thousand Tons | 0.997 | 0.997 | 0.997 | 0.997 | 0.997 | 0.997 | 0.997
#4 - NOx SIPCall Rhode Island Constraint | 2 | 1263 | Rate Constraint in MTons | FALSE | L | Annual | Standard NOX | Thousand Tons | 0.997 | 0.997 | 0.997 | 0.997 | 0.997 | 0.997 | 0.997
#4 - NOx SIPCall Rhode Island Constraint | 2 | 1263 | Rate Constraint in MTons | FALSE | L | Annual | Emissions at Affected Plants NOX | Thousand Tons | 0 | 0 | 0 | 0 | 0 | 0 | 0
#4 - NOx SIPCall Rhode Island Constraint | 2 | 1263 | Rate Constraint in MTons | FALSE | L | Annual | Allowances Purchased NOX | Thousand Tons | 0 | 0 | 0 | 0 | 0 | 0 | 0
#4 - NOx SIPCall Rhode Island Constraint | 2 | 1263 | Rate Constraint in MTons | FALSE | L | Annual | Allowances Sold NOX | Thousand Tons | 0 | 0 | 0 | 0 | 0 | 0 | 0
#4 - NOx SIPCall Rhode Island Constraint | 2 | 1263 | Rate Constraint in MTons | FALSE | L | Annual | Allowances Banked | Thousand Tons | 0.997 | 0.997 | 1.7448 | 2.3928 | 2.991 | 2.4925 | 0
#4 - NOx SIPCall Rhode Island Constraint | 2 | 1263 | Rate Constraint in MTons | FALSE | L | Annual | Allowances Withdrawn (1:1) | Thousand Tons | 0 | 0 | -0.74775 | 0 | 0 | 0 | 0
#4 - NOx SIPCall Rhode Island Constraint | 2 | 1263 | Rate Constraint in MTons | FALSE | L | Annual | Allowances Withdrawn (n:1) | Thousand Tons | 0 | 0 | 0 | -1395.8 | -1994.0001 | -1495.5 | 0
#4 - NOx SIPCall Rhode Island Constraint | 2 | 1263 | Rate Constraint in MTons | FALSE | L | Annual | Net Emissions Allowance Position | Thousand Tons | 0.997 | 0.997 | 0.997 | -1393.4072 | -1991.0091 | -1493.0075 | 0
#4 - NOx SIPCall Rhode Island Constraint | 2 | 1263 | Rate Constraint in MTons | FALSE | L | Annual | Fuel Consumed | TBtu | 0 | 0 | 0 | 0 | 0 | 0 | 0
#4 - NOx SIPCall Rhode Island Constraint | 2 | 1263 | Rate Constraint in MTons | FALSE | L | Annual | Rate | lb/MMBtu | 0 | 0 | 0 | 0 | 0 | 0 | 0
#4 - NOx SIPCall Rhode Island Constraint | 2 | 1263 | Rate Constraint in MTons | FALSE | L | Annual | Generation | TWh | 0 | 0 | 0 | 0 | 0 | 0 | 0
#4 - NOx SIPCall Rhode Island Constraint | 2 | 1263 | Rate Constraint in MTons | FALSE | L | Annual | Qualifying Generation | TWh | 0 | 0 | 0 | 0 | 0 | 0 | 0
#4 - NOx SIPCall Rhode Island Constraint | 2 | 1263 | Rate Constraint in MTons | FALSE | L | Annual | Rate | lb/MWh | 0 | 0 | 0 | 0 | 0 | 0 | 0
#4 - NOx SIPCall Rhode Island Constraint | 2 | 1263 | Rate Constraint in MTons | FALSE | L | Annual | Constraint Shadow Price | US2011$/Ton | 0 | 0 | 0 | 0 | 0 | 0 | 0
#6 - WRAP SO2 Policy Case Constraint | 3 | 1265 | Rate Constraint in MTons | FALSE | L | Annual | Seasons Included | Seasons |  | Winter, Summer | Winter, Summer | Winter, Summer | Winter, Summer | Winter, Summer | Winter, Summer
#6 - WRAP SO2 Policy Case Constraint | 3 | 1265 | Rate Constraint in MTons | FALSE | L | Annual | Standard | Thousand Tons | 0 | 89.572 | 89.572 | 89.572 | 89.572 | 89.572 | 89.572
#6 - WRAP SO2 Policy Case Constraint | 3 | 1265 | Rate Constraint in MTons | FALSE | L | Annual | Standard SO2 | Thousand Tons | 0 | 89.572 | 89.572 | 89.572 | 89.572 | 89.572 | 89.572
#6 - WRAP SO2 Policy Case Constraint | 3 | 1265 | Rate Constraint in MTons | FALSE | L | Annual | Emissions at Affected Plants SO2 | Thousand Tons | 0 | 0 | 0 | 0 | 0 | 0 | 0
#6 - WRAP SO2 Policy Case Constraint | 3 | 1265 | Rate Constraint in MTons | FALSE | L | Annual | Allowances Purchased SO2 | Thousand Tons | 0 | 0 | 0 | 0 | 0 | 0 | 0
#6 - WRAP SO2 Policy Case Constraint | 3 | 1265 | Rate Constraint in MTons | FALSE | L | Annual | Allowances Sold SO2 | Thousand Tons | 0 | 0 | 0 | 0 | 0 | 0 | 0
#6 - WRAP SO2 Policy Case Constraint | 3 | 1265 | Rate Constraint in MTons | FALSE | L | Annual | Allowances Banked | Thousand Tons | 0 | 89.572 | 0 | 0 | 0 | 0 | 0
#6 - WRAP SO2 Policy Case Constraint | 3 | 1265 | Rate Constraint in MTons | FALSE | L | Annual | Allowances Withdrawn (1:1) | Thousand Tons | 0 | 0 | 0 | 0 | 0 | 0 | 0
#6 - WRAP SO2 Policy Case Constraint | 3 | 1265 | Rate Constraint in MTons | FALSE | L | Annual | Allowances Withdrawn (n:1) | Thousand Tons | 0 | 0 | -22392.9983 | 0 | 0 | 0 | 0
#6 - WRAP SO2 Policy Case Constraint | 3 | 1265 | Rate Constraint in MTons | FALSE | L | Annual | Net Emissions Allowance Position | Thousand Tons | 0 | 89.572 | -22392.9983 | 0 | 0 | 0 | 0
#6 - WRAP SO2 Policy Case Constraint | 3 | 1265 | Rate Constraint in MTons | FALSE | L | Annual | Fuel Consumed | TBtu | 0 | 0 | 0 | 0 | 0 | 9.329 | 15.0277
#6 - WRAP SO2 Policy Case Constraint | 3 | 1265 | Rate Constraint in MTons | FALSE | L | Annual | Rate | lb/MMBtu | 0 | 0 | 0 | 0 | 0 | 0 | 0
#6 - WRAP SO2 Policy Case Constraint | 3 | 1265 | Rate Constraint in MTons | FALSE | L | Annual | Generation | TWh | 0 | 0 | 0 | 0 | 0 | 1.4509 | 2.3371
#6 - WRAP SO2 Policy Case Constraint | 3 | 1265 | Rate Constraint in MTons | FALSE | L | Annual | Qualifying Generation | TWh | 0 | 0 | 0 | 0 | 0 | 1.4509 | 2.3371
#6 - WRAP SO2 Policy Case Constraint | 3 | 1265 | Rate Constraint in MTons | FALSE | L | Annual | Rate | lb/MWh | 0 | 0 | 0 | 0 | 0 | 0 | 0
#6 - WRAP SO2 Policy Case Constraint | 3 | 1265 | Rate Constraint in MTons | FALSE | L | Annual | Constraint Shadow Price | US2011$/Ton | 0 | 0 | 0 | 0 | 0 | 0 | 0
#CAN - #1 National - SO2 Cap Annual v3.1 | 5 | 1731 | Rate Constraint in MTons | FALSE | L | Annual | Seasons Included | Seasons | Winter, Summer | Winter, Summer | Winter, Summer | Winter, Summer | Winter, Summer | Winter, Summer | Winter, Summer
#CAN - #1 National - SO2 Cap Annual v3.1 | 5 | 1731 | Rate Constraint in MTons | FALSE | L | Annual | Standard | Thousand Tons | 948.21 | 948.21 | 948.21 | 948.21 | 948.21 | 948.21 | 948.21
#CAN - #1 National - SO2 Cap Annual v3.1 | 5 | 1731 | Rate Constraint in MTons | FALSE | L | Annual | Standard SO2 | Thousand Tons | 948.21 | 948.21 | 948.21 | 948.21 | 948.21 | 948.21 | 948.21
#CAN - #1 National - SO2 Cap Annual v3.1 | 5 | 1731 | Rate Constraint in MTons | FALSE | L | Annual | Emissions at Affected Plants SO2 | Thousand Tons | 155.5548 | 138.0409 | 123.9113 | 138.1717 | 52.3823 | 27.4367 | 11.3671
#CAN - #1 National - SO2 Cap Annual v3.1 | 5 | 1731 | Rate Constraint in MTons | FALSE | L | Annual | Allowances Purchased SO2 | Thousand Tons | 0 | 0 | 0 | 0 | 0 | 0 | 0
#CAN - #1 National - SO2 Cap Annual v3.1 | 5 | 1731 | Rate Constraint in MTons | FALSE | L | Annual | Allowances Sold SO2 | Thousand Tons | 0 | 0 | 0 | 0 | 0 | 0 | 0
#CAN - #1 National - SO2 Cap Annual v3.1 | 5 | 1731 | Rate Constraint in MTons | FALSE | L | Annual | Allowances Banked | Thousand Tons | 0 | 0 | 0 | 0 | 0 | 0 | 0
#CAN - #1 National - SO2 Cap Annual v3.1 | 5 | 1731 | Rate Constraint in MTons | FALSE | L | Annual | Allowances Withdrawn (1:1) | Thousand Tons | 0 | 0 | 0 | 0 | 0 | 0 | 0
#CAN - #1 National - SO2 Cap Annual v3.1 | 5 | 1731 | Rate Constraint in MTons | FALSE | L | Annual | Allowances Withdrawn (n:1) | Thousand Tons | 0 | 0 | 0 | 0 | 0 | 0 | 0
#CAN - #1 National - SO2 Cap Annual v3.1 | 5 | 1731 | Rate Constraint in MTons | FALSE | L | Annual | Net Emissions Allowance Position | Thousand Tons | 155.5548 | 138.0409 | 123.9113 | 138.1717 | 52.3823 | 27.4367 | 11.3671
#CAN - #1 National - SO2 Cap Annual v3.1 | 5 | 1731 | Rate Constraint in MTons | FALSE | L | Annual | Fuel Consumed | TBtu | 928.1717 | 785.2825 | 807.3692 | 906.3902 | 1017.1341 | 1372.1153 | 1804.8203
#CAN - #1 National - SO2 Cap Annual v3.1 | 5 | 1731 | Rate Constraint in MTons | FALSE | L | Annual | Rate | lb/MMBtu | 0.33519 | 0.35157 | 0.30695 | 0.30488 | 0.103 | 0.039992 | 0.012596
#CAN - #1 National - SO2 Cap Annual v3.1 | 5 | 1731 | Rate Constraint in MTons | FALSE | L | Annual | Generation | TWh | 103.3066 | 87.624 | 91.0575 | 100.548 | 116.3658 | 166.3865 | 229.5878
#CAN - #1 National - SO2 Cap Annual v3.1 | 5 | 1731 | Rate Constraint in MTons | FALSE | L | Annual | Qualifying Generation | TWh | 103.3066 | 87.624 | 91.0575 | 100.548 | 116.3658 | 166.3865 | 229.5878
#CAN - #1 National - SO2 Cap Annual v3.1 | 5 | 1731 | Rate Constraint in MTons | FALSE | L | Annual | Rate | lb/MWh | 1.5058 | 1.5754 | 1.3608 | 1.3742 | 0.45015 | 0.1649 | 0.049511
#CAN - #1 National - SO2 Cap Annual v3.1 | 5 | 1731 | Rate Constraint in MTons | FALSE | L | Annual | Constraint Shadow Price | US2011$/Ton | 0 | 0 | 0 | 0 | 0 | 0 | 0
#CAN - AB - MER Cap Annual v4.12 | 6 | 2323 | Rate Constraint in MTons | FALSE | L | Annual | Seasons Included | Seasons | Winter, Summer | Winter, Summer | Winter, Summer | Winter, Summer | Winter, Summer | Winter, Summer | Winter, Summer
#CAN - AB - MER Cap Annual v4.12 | 6 | 2323 | Rate Constraint in MTons | FALSE | L | Annual | Standard | Lb | 1300.7273 | 1300.7273 | 1300.7273 | 1300.7273 | 1300.7273 | 1300.7273 | 1300.7273
#CAN - AB - MER Cap Annual v4.12 | 6 | 2323 | Rate Constraint in MTons | FALSE | L | Annual | Standard MER | lbs | 1300.7273 | 1300.7273 | 1300.7273 | 1300.7273 | 1300.7273 | 1300.7273 | 1300.7273
#CAN - AB - MER Cap Annual v4.12 | 6 | 2323 | Rate Constraint in MTons | FALSE | L | Annual | Emissions at Affected Plants MER | lbs | 1303.5123 | 1303.4988 | 1303.468 | 1303.4717 | 711.3755 | 295.1842 | 153.2729
#CAN - AB - MER Cap Annual v4.12 | 6 | 2323 | Rate Constraint in MTons | FALSE | L | Annual | Allowances Purchased MER | lbs | 0 | 0 | 0 | 0 | 0 | 0 | 0
#CAN - AB - MER Cap Annual v4.12 | 6 | 2323 | Rate Constraint in MTons | FALSE | L | Annual | Allowances Sold MER | lbs | 0 | 0 | 0 | 0 | 0 | 0 | 0
#CAN - AB - MER Cap Annual v4.12 | 6 | 2323 | Rate Constraint in MTons | FALSE | L | Annual | Allowances Banked | lbs | 0 | 0 | 0 | 0 | 0 | 0 | 0
#CAN - AB - MER Cap Annual v4.12 | 6 | 2323 | Rate Constraint in MTons | FALSE | L | Annual | Allowances Withdrawn (1:1) | lbs | 0 | 0 | 0 | 0 | 0 | 0 | 0
#CAN - AB - MER Cap Annual v4.12 | 6 | 2323 | Rate Constraint in MTons | FALSE | L | Annual | Allowances Withdrawn (n:1) | lbs | 0 | 0 | 0 | 0 | 0 | 0 | 0
#CAN - AB - MER Cap Annual v4.12 | 6 | 2323 | Rate Constraint in MTons | FALSE | L | Annual | Net Emissions Allowance Position | lbs | 1303.5123 | 1303.4988 | 1303.468 | 1303.4717 | 711.3755 | 295.1842 | 153.2729
#CAN - AB - MER Cap Annual v4.12 | 6 | 2323 | Rate Constraint in MTons | FALSE | L | Annual | Fuel Consumed | TBtu | 283.9685 | 283.9274 | 280.2758 | 280.1875 | 157.3107 | 69.3538 | 39.9836
#CAN - AB - MER Cap Annual v4.12 | 6 | 2323 | Rate Constraint in MTons | FALSE | L | Annual | Rate | lb/MMBtu | 4.5903e-06 | 4.591e-06 | 4.6507e-06 | 4.6521e-06 | 4.5221e-06 | 4.2562e-06 | 3.8334e-06
#CAN - AB - MER Cap Annual v4.12 | 6 | 2323 | Rate Constraint in MTons | FALSE | L | Annual | Generation | TWh | 27.2559 | 27.2522 | 26.9031 | 26.8949 | 15.0852 | 6.6479 | 3.8305
#CAN - AB - MER Cap Annual v4.12 | 6 | 2323 | Rate Constraint in MTons | FALSE | L | Annual | Qualifying Generation | TWh | 27.2559 | 27.2522 | 26.9031 | 26.8949 | 15.0852 | 6.6479 | 3.8305
#CAN - AB - MER Cap Annual v4.12 | 6 | 2323 | Rate Constraint in MTons | FALSE | L | Annual | Rate | lb/MWh | 47.825 | 47.8309 | 48.4505 | 48.4654 | 47.1573 | 44.4027 | 40.0135
#CAN - AB - MER Cap Annual v4.12 | 6 | 2323 | Rate Constraint in MTons | FALSE | L | Annual | Constraint Shadow Price | US2011$/Lb | 567195.4253 | 635544.6665 | 749099.645 | 785695.2863 | 0 | 0 | 0
#CAN - CNNB RPS v5.14 | 7 | 6155 | Generation Constraint in GWh | FALSE | G | Annual | Seasons Included | Seasons | Winter, Summer | Winter, Summer | Winter, Summer | Winter, Summer | Winter, Summer | Winter, Summer | Winter, Summer
#CAN - CNNB RPS v5.14 | 7 | 6155 | Generation Constraint in GWh | FALSE | G | Annual | Standard | GWh | 1468.6526 | 1480.4253 | 1503.9709 | 1533.9914 | 1565.7779 | 1603.7973 | 1649.828
#CAN - CNNB RPS v5.14 | 7 | 6155 | Generation Constraint in GWh | FALSE | G | Annual | Emissions at Affected Plants | GWh | 2386.7595 | 2386.7595 | 2386.7595 | 2386.7595 | 2386.7595 | 2386.7595 | 2386.7595
#CAN - CNNB RPS v5.14 | 7 | 6155 | Generation Constraint in GWh | FALSE | G | Annual | Allowances Purchased | GWh | 0 | 0 | 0 | 0 | 0 | 0 | 0
#CAN - CNNB RPS v5.14 | 7 | 6155 | Generation Constraint in GWh | FALSE | G | Annual | Allowances Sold | GWh | 0 | 0 | 0 | 0 | 0 | 0 | 0
#CAN - CNNB RPS v5.14 | 7 | 6155 | Generation Constraint in GWh | FALSE | G | Annual | Allowances Banked | GWh | 0 | 0 | 0 | 0 | 0 | 0 | 0
#CAN - CNNB RPS v5.14 | 7 | 6155 | Generation Constraint in GWh | FALSE | G | Annual | Allowances Withdrawn (1:1) | GWh | 0 | 0 | 0 | 0 | 0 | 0 | 0
#CAN - CNNB RPS v5.14 | 7 | 6155 | Generation Constraint in GWh | FALSE | G | Annual | Allowances Withdrawn (n:1) | GWh | 0 | 0 | 0 | 0 | 0 | 0 | 0
#CAN - CNNB RPS v5.14 | 7 | 6155 | Generation Constraint in GWh | FALSE | G | Annual | Net Emissions Allowance Position | GWh | 2386.7595 | 2386.7595 | 2386.7595 | 2386.7595 | 2386.7595 | 2386.7595 | 2386.7595
#CAN - CNNB RPS v5.14 | 7 | 6155 | Generation Constraint in GWh | FALSE | G | Annual | Fuel Consumed | TBtu | 16.3438 | 16.3438 | 16.3438 | 16.3438 | 16.3438 | 16.3438 | 16.3438
#CAN - CNNB RPS v5.14 | 7 | 6155 | Generation Constraint in GWh | FALSE | G | Annual | Heat Rate | MMBtu/MWh | 6.8477 | 6.8477 | 6.8477 | 6.8477 | 6.8477 | 6.8477 | 6.8477
#CAN - CNNB RPS v5.14 | 7 | 6155 | Generation Constraint in GWh | FALSE | G | Annual | Generation | TWh | 2.3868 | 2.3868 | 2.3868 | 2.3868 | 2.3868 | 2.3868 | 2.3868
#CAN - CNNB RPS v5.14 | 7 | 6155 | Generation Constraint in GWh | FALSE | G | Annual | Qualifying Generation | TWh | 2.3868 | 2.3868 | 2.3868 | 2.3868 | 2.3868 | 2.3868 | 2.3868
#CAN - CNNB RPS v5.14 | 7 | 6155 | Generation Constraint in GWh | FALSE | G | Annual | Rate | lb/MWh | 0 | 0 | 0 | 0 | 0 | 0 | 0
#CAN - CNNB RPS v5.14 | 7 | 6155 | Generation Constraint in GWh | FALSE | G | Annual | Constraint Shadow Price | US2011$/MWh | 0 | 0 | 0 | 0 | 0 | 0 | 0
#CAN - CNNS RPS v5.14 | 8 | 6156 | Generation Constraint in GWh | FALSE | G | Annual | Seasons Included | Seasons | Winter, Summer | Winter, Summer | Winter, Summer | Winter, Summer | Winter, Summer | Winter, Summer | Winter, Summer
#CAN - CNNS RPS v5.14 | 8 | 6156 | Generation Constraint in GWh | FALSE | G | Annual | Standard | GWh | 3038.8452 | 3053.5612 | 3090.3511 | 3138.9137 | 3200.7207 | 3309.6301 | 3442.7514
#CAN - CNNS RPS v5.14 | 8 | 6156 | Generation Constraint in GWh | FALSE | G | Annual | Emissions at Affected Plants | GWh | 3038.8452 | 3053.5612 | 3090.3511 | 3138.9137 | 3200.7207 | 3309.6301 | 3442.7514
#CAN - CNNS RPS v5.14 | 8 | 6156 | Generation Constraint in GWh | FALSE | G | Annual | Allowances Purchased | GWh | 0 | 0 | 0 | 0 | 0 | 0 | 0
#CAN - CNNS RPS v5.14 | 8 | 6156 | Generation Constraint in GWh | FALSE | G | Annual | Allowances Sold | GWh | 0 | 0 | 0 | 0 | 0 | 0 | 0
#CAN - CNNS RPS v5.14 | 8 | 6156 | Generation Constraint in GWh | FALSE | G | Annual | Allowances Banked | GWh | 0 | 0 | 0 | 0 | 0 | 0 | 0
#CAN - CNNS RPS v5.14 | 8 | 6156 | Generation Constraint in GWh | FALSE | G | Annual | Allowances Withdrawn (1:1) | GWh | 0 | 0 | 0 | 0 | 0 | 0 | 0
#CAN - CNNS RPS v5.14 | 8 | 6156 | Generation Constraint in GWh | FALSE | G | Annual | Allowances Withdrawn (n:1) | GWh | 0 | 0 | 0 | 0 | 0 | 0 | 0
#CAN - CNNS RPS v5.14 | 8 | 6156 | Generation Constraint in GWh | FALSE | G | Annual | Net Emissions Allowance Position | GWh | 3038.8452 | 3053.5612 | 3090.3511 | 3138.9137 | 3200.7207 | 3309.6301 | 3442.7514
#CAN - CNNS RPS v5.14 | 8 | 6156 | Generation Constraint in GWh | FALSE | G | Annual | Fuel Consumed | TBtu | 22.5274 | 9.6935 | 10.8297 | 10.9611 | 12.0595 | 13.5521 | 15.761
#CAN - CNNS RPS v5.14 | 8 | 6156 | Generation Constraint in GWh | FALSE | G | Annual | Heat Rate | MMBtu/MWh | 7.4131 | 3.1745 | 3.5044 | 3.492 | 3.7677 | 4.0947 | 4.578
#CAN - CNNS RPS v5.14 | 8 | 6156 | Generation Constraint in GWh | FALSE | G | Annual | Generation | TWh | 3.0388 | 3.0536 | 3.0904 | 3.1389 | 3.2007 | 3.3096 | 3.4428
#CAN - CNNS RPS v5.14 | 8 | 6156 | Generation Constraint in GWh | FALSE | G | Annual | Qualifying Generation | TWh | 3.0388 | 3.0536 | 3.0904 | 3.1389 | 3.2007 | 3.3096 | 3.4428
#CAN - CNNS RPS v5.14 | 8 | 6156 | Generation Constraint in GWh | FALSE | G | Annual | Rate | lb/MWh | 0 | 0 | 0 | 0 | 0 | 0 | 0
#CAN - CNNS RPS v5.14 | 8 | 6156 | Generation Constraint in GWh | FALSE | G | Annual | Constraint Shadow Price | US2011$/MWh | 231.2497 | 222.4922 | 216.1073 | 44.2711 | 199.6551 | 145.3201 | 103.4308
#CAN - MB - Acid Rain - SO2 Cap Annual v3.1 | 10 | 1732 | Rate Constraint in MTons | FALSE | L | Annual | Seasons Included | Seasons | Winter, Summer | Winter, Summer | Winter, Summer | Winter, Summer | Winter, Summer | Winter, Summer | Winter, Summer
#CAN - MB - Acid Rain - SO2 Cap Annual v3.1 | 10 | 1732 | Rate Constraint in MTons | FALSE | L | Annual | Standard | Thousand Tons | 4.41 | 4.41 | 4.41 | 4.41 | 4.41 | 4.41 | 4.41
#CAN - MB - Acid Rain - SO2 Cap Annual v3.1 | 10 | 1732 | Rate Constraint in MTons | FALSE | L | Annual | Standard SO2 | Thousand Tons | 4.41 | 4.41 | 4.41 | 4.41 | 4.41 | 4.41 | 4.41
#CAN - MB - Acid Rain - SO2 Cap Annual v3.1 | 10 | 1732 | Rate Constraint in MTons | FALSE | L | Annual | Emissions at Affected Plants SO2 | Thousand Tons | 0 | 0 | 0 | 0 | 0 | 0 | 0
#CAN - MB - Acid Rain - SO2 Cap Annual v3.1 | 10 | 1732 | Rate Constraint in MTons | FALSE | L | Annual | Allowances Purchased SO2 | Thousand Tons | 0 | 0 | 0 | 0 | 0 | 0 | 0
#CAN - MB - Acid Rain - SO2 Cap Annual v3.1 | 10 | 1732 | Rate Constraint in MTons | FALSE | L | Annual | Allowances Sold SO2 | Thousand Tons | 0 | 0 | 0 | 0 | 0 | 0 | 0
#CAN - MB - Acid Rain - SO2 Cap Annual v3.1 | 10 | 1732 | Rate Constraint in MTons | FALSE | L | Annual | Allowances Banked | Thousand Tons | 0 | 0 | 0 | 0 | 0 | 0 | 0
#CAN - MB - Acid Rain - SO2 Cap Annual v3.1 | 10 | 1732 | Rate Constraint in MTons | FALSE | L | Annual | Allowances Withdrawn (1:1) | Thousand Tons | 0 | 0 | 0 | 0 | 0 | 0 | 0
#CAN - MB - Acid Rain - SO2 Cap Annual v3.1 | 10 | 1732 | Rate Constraint in MTons | FALSE | L | Annual | Allowances Withdrawn (n:1) | Thousand Tons | 0 | 0 | 0 | 0 | 0 | 0 | 0
#CAN - MB - Acid Rain - SO2 Cap Annual v3.1 | 10 | 1732 | Rate Constraint in MTons | FALSE | L | Annual | Net Emissions Allowance Position | Thousand Tons | 0 | 0 | 0 | 0 | 0 | 0 | 0
#CAN - MB - Acid Rain - SO2 Cap Annual v3.1 | 10 | 1732 | Rate Constraint in MTons | FALSE | L | Annual | Fuel Consumed | TBtu | 0 | 0 | 0 | 0 | 0 | 0 | 3.2528
#CAN - MB - Acid Rain - SO2 Cap Annual v3.1 | 10 | 1732 | Rate Constraint in MTons | FALSE | L | Annual | Rate | lb/MMBtu | 0 | 0 | 0 | 0 | 0 | 0 | 0
#CAN - MB - Acid Rain - SO2 Cap Annual v3.1 | 10 | 1732 | Rate Constraint in MTons | FALSE | L | Annual | Generation | TWh | 0 | 0 | 0 | 0 | 0 | 0 | 0.50587
#CAN - MB - Acid Rain - SO2 Cap Annual v3.1 | 10 | 1732 | Rate Constraint in MTons | FALSE | L | Annual | Qualifying Generation | TWh | 0 | 0 | 0 | 0 | 0 | 0 | 0.50587
#CAN - MB - Acid Rain - SO2 Cap Annual v3.1 | 10 | 1732 | Rate Constraint in MTons | FALSE | L | Annual | Rate | lb/MWh | 0 | 0 | 0 | 0 | 0 | 0 | 0
#CAN - MB - Acid Rain - SO2 Cap Annual v3.1 | 10 | 1732 | Rate Constraint in MTons | FALSE | L | Annual | Constraint Shadow Price | US2011$/Ton | 0 | 0 | 0 | 0 | 0 | 0 | 0
#CAN - NB - Acid Rain - SO2 Cap Annual v3.1 | 11 | 1733 | Rate Constraint in MTons | FALSE | L | Annual | Seasons Included | Seasons | Winter, Summer | Winter, Summer | Winter, Summer | Winter, Summer | Winter, Summer | Winter, Summer | Winter, Summer
#CAN - NB - Acid Rain - SO2 Cap Annual v3.1 | 11 | 1733 | Rate Constraint in MTons | FALSE | L | Annual | Standard | Thousand Tons | 135.58 | 135.58 | 135.58 | 135.58 | 135.58 | 135.58 | 135.58
#CAN - NB - Acid Rain - SO2 Cap Annual v3.1 | 11 | 1733 | Rate Constraint in MTons | FALSE | L | Annual | Standard SO2 | Thousand Tons | 135.58 | 135.58 | 135.58 | 135.58 | 135.58 | 135.58 | 135.58
#CAN - NB - Acid Rain - SO2 Cap Annual v3.1 | 11 | 1733 | Rate Constraint in MTons | FALSE | L | Annual | Emissions at Affected Plants SO2 | Thousand Tons | 0 | 0 | 0 | 0 | 0 | 0 | 0
#CAN - NB - Acid Rain - SO2 Cap Annual v3.1 | 11 | 1733 | Rate Constraint in MTons | FALSE | L | Annual | Allowances Purchased SO2 | Thousand Tons | 0 | 0 | 0 | 0 | 0 | 0 | 0
#CAN - NB - Acid Rain - SO2 Cap Annual v3.1 | 11 | 1733 | Rate Constraint in MTons | FALSE | L | Annual | Allowances Sold SO2 | Thousand Tons | 0 | 0 | 0 | 0 | 0 | 0 | 0
#CAN - NB - Acid Rain - SO2 Cap Annual v3.1 | 11 | 1733 | Rate Constraint in MTons | FALSE | L | Annual | Allowances Banked | Thousand Tons | 0 | 0 | 0 | 0 | 0 | 0 | 0
#CAN - NB - Acid Rain - SO2 Cap Annual v3.1 | 11 | 1733 | Rate Constraint in MTons | FALSE | L | Annual | Allowances Withdrawn (1:1) | Thousand Tons | 0 | 0 | 0 | 0 | 0 | 0 | 0
#CAN - NB - Acid Rain - SO2 Cap Annual v3.1 | 11 | 1733 | Rate Constraint in MTons | FALSE | L | Annual | Allowances Withdrawn (n:1) | Thousand Tons | 0 | 0 | 0 | 0 | 0 | 0 | 0
#CAN - NB - Acid Rain - SO2 Cap Annual v3.1 | 11 | 1733 | Rate Constraint in MTons | FALSE | L | Annual | Net Emissions Allowance Position | Thousand Tons | 0 | 0 | 0 | 0 | 0 | 0 | 0
#CAN - NB - Acid Rain - SO2 Cap Annual v3.1 | 11 | 1733 | Rate Constraint in MTons | FALSE | L | Annual | Fuel Consumed | TBtu | 1.1086 | 0.49757 | 0.52063 | 0.085081 | 0.48802 | 6.1963 | 37.1694
#CAN - NB - Acid Rain - SO2 Cap Annual v3.1 | 11 | 1733 | Rate Constraint in MTons | FALSE | L | Annual | Rate | lb/MMBtu | 0 | 0 | 0 | 0 | 0 | 0 | 0
#CAN - NB - Acid Rain - SO2 Cap Annual v3.1 | 11 | 1733 | Rate Constraint in MTons | FALSE | L | Annual | Generation | TWh | 0.14587 | 0.06547 | 0.066183 | 0.011195 | 0.062032 | 0.95091 | 5.662
#CAN - NB - Acid Rain - SO2 Cap Annual v3.1 | 11 | 1733 | Rate Constraint in MTons | FALSE | L | Annual | Qualifying Generation | TWh | 0.14587 | 0.06547 | 0.066183 | 0.011195 | 0.062032 | 0.95091 | 5.662
#CAN - NB - Acid Rain - SO2 Cap Annual v3.1 | 11 | 1733 | Rate Constraint in MTons | FALSE | L | Annual | Rate | lb/MWh | 0 | 0 | 0 | 0 | 0 | 0 | 0
#CAN - NB - Acid Rain - SO2 Cap Annual v3.1 | 11 | 1733 | Rate Constraint in MTons | FALSE | L | Annual | Constraint Shadow Price | US2011$/Ton | 0 | 0 | 0 | 0 | 0 | 0 | 0
#CAN - NB - MER Cap Annual v4.12 | 12 | 2319 | Rate Constraint in MTons | FALSE | L | Annual | Seasons Included | Seasons | Winter, Summer | Winter, Summer | Winter, Summer | Winter, Summer | Winter, Summer | Winter, Summer | Winter, Summer
#CAN - NB - MER Cap Annual v4.12 | 12 | 2319 | Rate Constraint in MTons | FALSE | L | Annual | Standard | Lb | 55.1156 | 55.1156 | 55.1156 | 55.1156 | 55.1156 | 55.1156 | 55.1156
#CAN - NB - MER Cap Annual v4.12 | 12 | 2319 | Rate Constraint in MTons | FALSE | L | Annual | Standard MER | lbs | 55.1156 | 55.1156 | 55.1156 | 55.1156 | 55.1156 | 55.1156 | 55.1156
#CAN - NB - MER Cap Annual v4.12 | 12 | 2319 | Rate Constraint in MTons | FALSE | L | Annual | Emissions at Affected Plants MER | lbs | 0 | 0 | 0 | 0 | 0 | 0 | 0
#CAN - NB - MER Cap Annual v4.12 | 12 | 2319 | Rate Constraint in MTons | FALSE | L | Annual | Allowances Purchased MER | lbs | 0 | 0 | 0 | 0 | 0 | 0 | 0
#CAN - NB - MER Cap Annual v4.12 | 12 | 2319 | Rate Constraint in MTons | FALSE | L | Annual | Allowances Sold MER | lbs | 0 | 0 | 0 | 0 | 0 | 0 | 0
#CAN - NB - MER Cap Annual v4.12 | 12 | 2319 | Rate Constraint in MTons | FALSE | L | Annual | Allowances Banked | lbs | 0 | 0 | 0 | 0 | 0 | 0 | 0
#CAN - NB - MER Cap Annual v4.12 | 12 | 2319 | Rate Constraint in MTons | FALSE | L | Annual | Allowances Withdrawn (1:1) | lbs | 0 | 0 | 0 | 0 | 0 | 0 | 0
#CAN - NB - MER Cap Annual v4.12 | 12 | 2319 | Rate Constraint in MTons | FALSE | L | Annual | Allowances Withdrawn (n:1) | lbs | 0 | 0 | 0 | 0 | 0 | 0 | 0
#CAN - NB - MER Cap Annual v4.12 | 12 | 2319 | Rate Constraint in MTons | FALSE | L | Annual | Net Emissions Allowance Position | lbs | 0 | 0 | 0 | 0 | 0 | 0 | 0
#CAN - NB - MER Cap Annual v4.12 | 12 | 2319 | Rate Constraint in MTons | FALSE | L | Annual | Fuel Consumed | TBtu | 0 | 0 | 0 | 0 | 0 | 0 | 0
#CAN - NB - MER Cap Annual v4.12 | 12 | 2319 | Rate Constraint in MTons | FALSE | L | Annual | Rate | lb/MMBtu | 0 | 0 | 0 | 0 | 0 | 0 | 0
#CAN - NB - MER Cap Annual v4.12 | 12 | 2319 | Rate Constraint in MTons | FALSE | L | Annual | Generation | TWh | 0 | 0 | 0 | 0 | 0 | 0 | 0
#CAN - NB - MER Cap Annual v4.12 | 12 | 2319 | Rate Constraint in MTons | FALSE | L | Annual | Qualifying Generation | TWh | 0 | 0 | 0 | 0 | 0 | 0 | 0
#CAN - NB - MER Cap Annual v4.12 | 12 | 2319 | Rate Constraint in MTons | FALSE | L | Annual | Rate | lb/MWh | 0 | 0 | 0 | 0 | 0 | 0 | 0
#CAN - NB - MER Cap Annual v4.12 | 12 | 2319 | Rate Constraint in MTons | FALSE | L | Annual | Constraint Shadow Price | US2011$/Lb | 0 | 0 | 0 | 0 | 0 | 0 | 0
#CAN - NL&NF - SO2 Cap Annual v3.1 | 13 | 1734 | Rate Constraint in MTons | FALSE | L | Annual | Seasons Included | Seasons | Winter, Summer | Winter, Summer | Winter, Summer | Winter, Summer | Winter, Summer | Winter, Summer | Winter, Summer
#CAN - NL&NF - SO2 Cap Annual v3.1 | 13 | 1734 | Rate Constraint in MTons | FALSE | L | Annual | Standard | Thousand Tons | 16.53 | 16.53 | 16.53 | 16.53 | 16.53 | 16.53 | 16.53
#CAN - NL&NF - SO2 Cap Annual v3.1 | 13 | 1734 | Rate Constraint in MTons | FALSE | L | Annual | Standard SO2 | Thousand Tons | 16.53 | 16.53 | 16.53 | 16.53 | 16.53 | 16.53 | 16.53
#CAN - NL&NF - SO2 Cap Annual v3.1 | 13 | 1734 | Rate Constraint in MTons | FALSE | L | Annual | Emissions at Affected Plants SO2 | Thousand Tons | 0 | 0 | 0 | 0 | 0 | 0 | 0
#CAN - NL&NF - SO2 Cap Annual v3.1 | 13 | 1734 | Rate Constraint in MTons | FALSE | L | Annual | Allowances Purchased SO2 | Thousand Tons | 0 | 0 | 0 | 0 | 0 | 0 | 0
#CAN - NL&NF - SO2 Cap Annual v3.1 | 13 | 1734 | Rate Constraint in MTons | FALSE | L | Annual | Allowances Sold SO2 | Thousand Tons | 0 | 0 | 0 | 0 | 0 | 0 | 0
#CAN - NL&NF - SO2 Cap Annual v3.1 | 13 | 1734 | Rate Constraint in MTons | FALSE | L | Annual | Allowances Banked | Thousand Tons | 0 | 0 | 0 | 0 | 0 | 0 | 0
#CAN - NL&NF - SO2 Cap Annual v3.1 | 13 | 1734 | Rate Constraint in MTons | FALSE | L | Annual | Allowances Withdrawn (1:1) | Thousand Tons | 0 | 0 | 0 | 0 | 0 | 0 | 0
#CAN - NL&NF - SO2 Cap Annual v3.1 | 13 | 1734 | Rate Constraint in MTons | FALSE | L | Annual | Allowances Withdrawn (n:1) | Thousand Tons | 0 | 0 | 0 | 0 | 0 | 0 | 0
#CAN - NL&NF - SO2 Cap Annual v3.1 | 13 | 1734 | Rate Constraint in MTons | FALSE | L | Annual | Net Emissions Allowance Position | Thousand Tons | 0 | 0 | 0 | 0 | 0 | 0 | 0
#CAN - NL&NF - SO2 Cap Annual v3.1 | 13 | 1734 | Rate Constraint in MTons | FALSE | L | Annual | Fuel Consumed | TBtu | 0 | 0 | 0 | 0 | 0 | 0 | 0
#CAN - NL&NF - SO2 Cap Annual v3.1 | 13 | 1734 | Rate Constraint in MTons | FALSE | L | Annual | Rate | lb/MMBtu | 0 | 0 | 0 | 0 | 0 | 0 | 0
#CAN - NL&NF - SO2 Cap Annual v3.1 | 13 | 1734 | Rate Constraint in MTons | FALSE | L | Annual | Generation | TWh | 0 | 0 | 0 | 0 | 0 | 0 | 0
#CAN - NL&NF - SO2 Cap Annual v3.1 | 13 | 1734 | Rate Constraint in MTons | FALSE | L | Annual | Qualifying Generation | TWh | 0 | 0 | 0 | 0 | 0 | 0 | 0
#CAN - NL&NF - SO2 Cap Annual v3.1 | 13 | 1734 | Rate Constraint in MTons | FALSE | L | Annual | Rate | lb/MWh | 0 | 0 | 0 | 0 | 0 | 0 | 0
#CAN - NL&NF - SO2 Cap Annual v3.1 | 13 | 1734 | Rate Constraint in MTons | FALSE | L | Annual | Constraint Shadow Price | US2011$/Ton | 0 | 0 | 0 | 0 | 0 | 0 | 0
#CAN - NS - MER Cap Annual v4.12 | 14 | 2320 | Rate Constraint in MTons | FALSE | L | Annual | Seasons Included | Seasons | Winter, Summer | Winter, Summer | Winter, Summer | Winter, Summer | Winter, Summer | Winter, Summer | Winter, Summer
#CAN - NS - MER Cap Annual v4.12 | 14 | 2320 | Rate Constraint in MTons | FALSE | L | Annual | Standard | Lb | 143.3005 | 143.3005 | 93.6965 | 77.1618 | 77.1618 | 77.1618 | 77.1618
#CAN - NS - MER Cap Annual v4.12 | 14 | 2320 | Rate Constraint in MTons | FALSE | L | Annual | Standard MER | lbs | 143.3005 | 143.3005 | 93.6965 | 77.1618 | 77.1618 | 77.1618 | 77.1618
#CAN - NS - MER Cap Annual v4.12 | 14 | 2320 | Rate Constraint in MTons | FALSE | L | Annual | Emissions at Affected Plants MER | lbs | 99.04 | 1.7129 | 0.35158 | 77.7807 | 31.9552 | 30.3071 | 0
#CAN - NS - MER Cap Annual v4.12 | 14 | 2320 | Rate Constraint in MTons | FALSE | L | Annual | Allowances Purchased MER | lbs | 0 | 0 | 0 | 0 | 0 | 0 | 0
#CAN - NS - MER Cap Annual v4.12 | 14 | 2320 | Rate Constraint in MTons | FALSE | L | Annual | Allowances Sold MER | lbs | 0 | 0 | 0 | 0 | 0 | 0 | 0
#CAN - NS - MER Cap Annual v4.12 | 14 | 2320 | Rate Constraint in MTons | FALSE | L | Annual | Allowances Banked | lbs | 0 | 0 | 0 | 0 | 0 | 0 | 0
#CAN - NS - MER Cap Annual v4.12 | 14 | 2320 | Rate Constraint in MTons | FALSE | L | Annual | Allowances Withdrawn (1:1) | lbs | 0 | 0 | 0 | 0 | 0 | 0 | 0
#CAN - NS - MER Cap Annual v4.12 | 14 | 2320 | Rate Constraint in MTons | FALSE | L | Annual | Allowances Withdrawn (n:1) | lbs | 0 | 0 | 0 | 0 | 0 | 0 | 0
#CAN - NS - MER Cap Annual v4.12 | 14 | 2320 | Rate Constraint in MTons | FALSE | L | Annual | Net Emissions Allowance Position | lbs | 99.04 | 1.7129 | 0.35158 | 77.7807 | 31.9552 | 30.3071 | 0
#CAN - NS - MER Cap Annual v4.12 | 14 | 2320 | Rate Constraint in MTons | FALSE | L | Annual | Fuel Consumed | TBtu | 54.9942 | 6.0724 | 1.5205 | 37.6616 | 26.1659 | 24.8214 | 0
#CAN - NS - MER Cap Annual v4.12 | 14 | 2320 | Rate Constraint in MTons | FALSE | L | Annual | Rate | lb/MMBtu | 1.8009e-06 | 2.8208e-07 | 2.3123e-07 | 2.0653e-06 | 1.2213e-06 | 1.221e-06 | 0
#CAN - NS - MER Cap Annual v4.12 | 14 | 2320 | Rate Constraint in MTons | FALSE | L | Annual | Generation | TWh | 5.0697 | 0.51005 | 0.12551 | 3.5533 | 2.3818 | 2.2594 | 0
#CAN - NS - MER Cap Annual v4.12 | 14 | 2320 | Rate Constraint in MTons | FALSE | L | Annual | Qualifying Generation | TWh | 5.0697 | 0.51005 | 0.12551 | 3.5533 | 2.3818 | 2.2594 | 0
#CAN - NS - MER Cap Annual v4.12 | 14 | 2320 | Rate Constraint in MTons | FALSE | L | Annual | Rate | lb/MWh | 19.5356 | 3.3583 | 2.8012 | 21.8899 | 13.4165 | 13.4139 | 0
#CAN - NS - MER Cap Annual v4.12 | 14 | 2320 | Rate Constraint in MTons | FALSE | L | Annual | Constraint Shadow Price | US2011$/Lb | 0 | 0 | 0 | 57225.913 | 0 | 0 | 0
#CAN - NS - NS Power - NOX Cap Annual v3.1 | 15 | 2311 | Rate Constraint in MTons | FALSE | L | Annual | Seasons Included | Seasons | Winter, Summer | Winter, Summer | Winter, Summer | Winter, Summer | Winter, Summer | Winter, Summer | Winter, Summer
#CAN - NS - NS Power - NOX Cap Annual v3.1 | 15 | 2311 | Rate Constraint in MTons | FALSE | L | Annual | Standard | Thousand Tons | 21.1952 | 21.1952 | 17.6626 | 16.485 | 16.485 | 16.485 | 16.485
#CAN - NS - NS Power - NOX Cap Annual v3.1 | 15 | 2311 | Rate Constraint in MTons | FALSE | L | Annual | Standard NOX | Thousand Tons | 21.1952 | 21.1952 | 17.6626 | 16.485 | 16.485 | 16.485 | 16.485
#CAN - NS - NS Power - NOX Cap Annual v3.1 | 15 | 2311 | Rate Constraint in MTons | FALSE | L | Annual | Emissions at Affected Plants NOX | Thousand Tons | 7.0678 | 1.6281 | 1.0543 | 5.6211 | 4.6261 | 4.481 | 1.602
#CAN - NS - NS Power - NOX Cap Annual v3.1 | 15 | 2311 | Rate Constraint in MTons | FALSE | L | Annual | Allowances Purchased NOX | Thousand Tons | 0 | 0 | 0 | 0 | 0 | 0 | 0
#CAN - NS - NS Power - NOX Cap Annual v3.1 | 15 | 2311 | Rate Constraint in MTons | FALSE | L | Annual | Allowances Sold NOX | Thousand Tons | 0 | 0 | 0 | 0 | 0 | 0 | 0
#CAN - NS - NS Power - NOX Cap Annual v3.1 | 15 | 2311 | Rate Constraint in MTons | FALSE | L | Annual | Allowances Banked | Thousand Tons | 0 | 0 | 0 | 0 | 0 | 0 | 0
#CAN - NS - NS Power - NOX Cap Annual v3.1 | 15 | 2311 | Rate Constraint in MTons | FALSE | L | Annual | Allowances Withdrawn (1:1) | Thousand Tons | 0 | 0 | 0 | 0 | 0 | 0 | 0
#CAN - NS - NS Power - NOX Cap Annual v3.1 | 15 | 2311 | Rate Constraint in MTons | FALSE | L | Annual | Allowances Withdrawn (n:1) | Thousand Tons | 0 | 0 | 0 | 0 | 0 | 0 | 0
#CAN - NS - NS Power - NOX Cap Annual v3.1 | 15 | 2311 | Rate Constraint in MTons | FALSE | L | Annual | Net Emissions Allowance Position | Thousand Tons | 7.0678 | 1.6281 | 1.0543 | 5.6211 | 4.6261 | 4.481 | 1.602
#CAN - NS - NS Power - NOX Cap Annual v3.1 | 15 | 2311 | Rate Constraint in MTons | FALSE | L | Annual | Fuel Consumed | TBtu | 57.6263 | 30.4347 | 31.1649 | 67.2447 | 63.7818 | 64.2196 | 58.9536
#CAN - NS - NS Power - NOX Cap Annual v3.1 | 15 | 2311 | Rate Constraint in MTons | FALSE | L | Annual | Rate | lb/MMBtu | 0.2453 | 0.10699 | 0.067658 | 0.16718 | 0.14506 | 0.13955 | 0.054348
#CAN - NS - NS Power - NOX Cap Annual v3.1 | 15 | 2311 | Rate Constraint in MTons | FALSE | L | Annual | Generation | TWh | 5.4651 | 4.1596 | 4.6553 | 8.1523 | 8.2258 | 8.3815 | 9.0594
#CAN - NS - NS Power - NOX Cap Annual v3.1 | 15 | 2311 | Rate Constraint in MTons | FALSE | L | Annual | Qualifying Generation | TWh | 5.4651 | 4.1596 | 4.6553 | 8.1523 | 8.2258 | 8.3815 | 9.0594
#CAN - NS - NS Power - NOX Cap Annual v3.1 | 15 | 2311 | Rate Constraint in MTons | FALSE | L | Annual | Rate | lb/MWh | 1.2933 | 0.39139 | 0.22647 | 0.68951 | 0.56239 | 0.53463 | 0.17683
#CAN - NS - NS Power - NOX Cap Annual v3.1 | 15 | 2311 | Rate Constraint in MTons | FALSE | L | Annual | Constraint Shadow Price | US2011$/Ton | 0 | 0 | 0 | 0 | 0 | 0 | 0
#CAN - NS - NS Power - SO2 Cap Annual v3.1 | 16 | 1737 | Rate Constraint in MTons | FALSE | L | Annual | Seasons Included | Seasons | Winter, Summer | Winter, Summer | Winter, Summer | Winter, Summer | Winter, Summer | Winter, Summer | Winter, Summer
#CAN - NS - NS Power - SO2 Cap Annual v3.1 | 16 | 1737 | Rate Constraint in MTons | FALSE | L | Annual | Standard | Thousand Tons | 67.1307 | 67.1307 | 46.7517 | 39.9587 | 39.9587 | 39.9587 | 39.9587
#CAN - NS - NS Power - SO2 Cap Annual v3.1 | 16 | 1737 | Rate Constraint in MTons | FALSE | L | Annual | Standard SO2 | Thousand Tons | 67.1307 | 67.1307 | 46.7517 | 39.9587 | 39.9587 | 39.9587 | 39.9587
#CAN - NS - NS Power - SO2 Cap Annual v3.1 | 16 | 1737 | Rate Constraint in MTons | FALSE | L | Annual | Emissions at Affected Plants SO2 | Thousand Tons | 17.5964 | 0.080532 | 0.041961 | 14.3139 | 5.871 | 5.5669 | 0.099326
#CAN - NS - NS Power - SO2 Cap Annual v3.1 | 16 | 1737 | Rate Constraint in MTons | FALSE | L | Annual | Allowances Purchased SO2 | Thousand Tons | 0 | 0 | 0 | 0 | 0 | 0 | 0
#CAN - NS - NS Power - SO2 Cap Annual v3.1 | 16 | 1737 | Rate Constraint in MTons | FALSE | L | Annual | Allowances Sold SO2 | Thousand Tons | 0 | 0 | 0 | 0 | 0 | 0 | 0
#CAN - NS - NS Power - SO2 Cap Annual v3.1 | 16 | 1737 | Rate Constraint in MTons | FALSE | L | Annual | Allowances Banked | Thousand Tons | 0 | 0 | 0 | 0 | 0 | 0 | 0
#CAN - NS - NS Power - SO2 Cap Annual v3.1 | 16 | 1737 | Rate Constraint in MTons | FALSE | L | Annual | Allowances Withdrawn (1:1) | Thousand Tons | 0 | 0 | 0 | 0 | 0 | 0 | 0
#CAN - NS - NS Power - SO2 Cap Annual v3.1 | 16 | 1737 | Rate Constraint in MTons | FALSE | L | Annual | Allowances Withdrawn (n:1) | Thousand Tons | 0 | 0 | 0 | 0 | 0 | 0 | 0
#CAN - NS - NS Power - SO2 Cap Annual v3.1 | 16 | 1737 | Rate Constraint in MTons | FALSE | L | Annual | Net Emissions Allowance Position | Thousand Tons | 17.5964 | 0.080532 | 0.041961 | 14.3139 | 5.871 | 5.5669 | 0.099326
#CAN - NS - NS Power - SO2 Cap Annual v3.1 | 16 | 1737 | Rate Constraint in MTons | FALSE | L | Annual | Fuel Consumed | TBtu | 57.6263 | 30.4347 | 31.1649 | 67.2447 | 63.7818 | 64.2196 | 58.9536
#CAN - NS - NS Power - SO2 Cap Annual v3.1 | 16 | 1737 | Rate Constraint in MTons | FALSE | L | Annual | Rate | lb/MMBtu | 0.61071 | 0.0052921 | 0.0026928 | 0.42572 | 0.1841 | 0.17337 | 0.0033696
#CAN - NS - NS Power - SO2 Cap Annual v3.1 | 16 | 1737 | Rate Constraint in MTons | FALSE | L | Annual | Generation | TWh | 5.4651 | 4.1596 | 4.6553 | 8.1523 | 8.2258 | 8.3815 | 9.0594
#CAN - NS - NS Power - SO2 Cap Annual v3.1 | 16 | 1737 | Rate Constraint in MTons | FALSE | L | Annual | Qualifying Generation | TWh | 5.4651 | 4.1596 | 4.6553 | 8.1523 | 8.2258 | 8.3815 | 9.0594
#CAN - NS - NS Power - SO2 Cap Annual v3.1 | 16 | 1737 | Rate Constraint in MTons | FALSE | L | Annual | Rate | lb/MWh | 3.2198 | 0.01936 | 0.0090135 | 1.7558 | 0.71373 | 0.66419 | 0.010964
#CAN - NS - NS Power - SO2 Cap Annual v3.1 | 16 | 1737 | Rate Constraint in MTons | FALSE | L | Annual | Constraint Shadow Price | US2011$/Ton | 0 | 0 | 0 | 0 | 0 | 0 | 0
#CAN - NS - SO2 Cap Annual v3.1 | 17 | 1735 | Rate Constraint in MTons | FALSE | L | Annual | Seasons Included | Seasons | Winter, Summer | Winter, Summer | Winter, Summer | Winter, Summer | Winter, Summer | Winter, Summer | Winter, Summer
#CAN - NS - SO2 Cap Annual v3.1 | 17 | 1735 | Rate Constraint in MTons | FALSE | L | Annual | Standard | Thousand Tons | 131.2522 | 131.2522 | 131.2522 | 131.2522 | 131.2522 | 131.2522 | 131.2522
#CAN - NS - SO2 Cap Annual v3.1 | 17 | 1735 | Rate Constraint in MTons | FALSE | L | Annual | Standard SO2 | Thousand Tons | 131.2522 | 131.2522 | 131.2522 | 131.2522 | 131.2522 | 131.2522 | 131.2522
#CAN - NS - SO2 Cap Annual v3.1 | 17 | 1735 | Rate Constraint in MTons | FALSE | L | Annual | Emissions at Affected Plants SO2 | Thousand Tons | 17.5964 | 0.080532 | 0.041961 | 14.3139 | 5.871 | 5.5669 | 0.099326
#CAN - NS - SO2 Cap Annual v3.1 | 17 | 1735 | Rate Constraint in MTons | FALSE | L | Annual | Allowances Purchased SO2 | Thousand Tons | 0 | 0 | 0 | 0 | 0 | 0 | 0
#CAN - NS - SO2 Cap Annual v3.1 | 17 | 1735 | Rate Constraint in MTons | FALSE | L | Annual | Allowances Sold SO2 | Thousand Tons | 0 | 0 | 0 | 0 | 0 | 0 | 0
#CAN - NS - SO2 Cap Annual v3.1 | 17 | 1735 | Rate Constraint in MTons | FALSE | L | Annual | Allowances Banked | Thousand Tons | 0 | 0 | 0 | 0 | 0 | 0 | 0
#CAN - NS - SO2 Cap Annual v3.1 | 17 | 1735 | Rate Constraint in MTons | FALSE | L | Annual | Allowances Withdrawn (1:1) | Thousand Tons | 0 | 0 | 0 | 0 | 0 | 0 | 0
#CAN - NS - SO2 Cap Annual v3.1 | 17 | 1735 | Rate Constraint in MTons | FALSE | L | Annual | Allowances Withdrawn (n:1) | Thousand Tons | 0 | 0 | 0 | 0 | 0 | 0 | 0
#CAN - NS - SO2 Cap Annual v3.1 | 17 | 1735 | Rate Constraint in MTons | FALSE | L | Annual | Net Emissions Allowance Position | Thousand Tons | 17.5964 | 0.080532 | 0.041961 | 14.3139 | 5.871 | 5.5669 | 0.099326
#CAN - NS - SO2 Cap Annual v3.1 | 17 | 1735 | Rate Constraint in MTons | FALSE | L | Annual | Fuel Consumed | TBtu | 57.6263 | 30.4347 | 31.1649 | 67.2447 | 63.7818 | 64.2196 | 58.9536
#CAN - NS - SO2 Cap Annual v3.1 | 17 | 1735 | Rate Constraint in MTons | FALSE | L | Annual | Rate | lb/MMBtu | 0.61071 | 0.0052921 | 0.0026928 | 0.42572 | 0.1841 | 0.17337 | 0.0033696
#CAN - NS - SO2 Cap Annual v3.1 | 17 | 1735 | Rate Constraint in MTons | FALSE | L | Annual | Generation | TWh | 5.4651 | 4.1596 | 4.6553 | 8.1523 | 8.2258 | 8.3815 | 9.0594
#CAN - NS - SO2 Cap Annual v3.1 | 17 | 1735 | Rate Constraint in MTons | FALSE | L | Annual | Qualifying Generation | TWh | 5.4651 | 4.1596 | 4.6553 | 8.1523 | 8.2258 | 8.3815 | 9.0594
#CAN - NS - SO2 Cap Annual v3.1 | 17 | 1735 | Rate Constraint in MTons | FALSE | L | Annual | Rate | lb/MWh | 3.2198 | 0.01936 | 0.0090135 | 1.7558 | 0.71373 | 0.66419 | 0.010964
#CAN - NS - SO2 Cap Annual v3.1 | 17 | 1735 | Rate Constraint in MTons | FALSE | L | Annual | Constraint Shadow Price | US2011$/Ton | 0 | 0 | 0 | 0 | 0 | 0 | 0
#CAN - ON - NOX Cap Annual v3.1 | 18 | 1738 | Rate Constraint in MTons | FALSE | L | Annual | Seasons Included | Seasons | Winter, Summer | Winter, Summer | Winter, Summer | Winter, Summer | Winter, Summer | Winter, Summer | Winter, Summer
#CAN - ON - NOX Cap Annual v3.1 | 18 | 1738 | Rate Constraint in MTons | FALSE | L | Annual | Standard | Thousand Tons | 47.2891 | 47.2891 | 47.2891 | 47.2891 | 47.2891 | 47.2891 | 47.2891
#CAN - ON - NOX Cap Annual v3.1 | 18 | 1738 | Rate Constraint in MTons | FALSE | L | Annual | Standard NOX | Thousand Tons | 47.2891 | 47.2891 | 47.2891 | 47.2891 | 47.2891 | 47.2891 | 47.2891
#CAN - ON - NOX Cap Annual v3.1 | 18 | 1738 | Rate Constraint in MTons | FALSE | L | Annual | Emissions at Affected Plants NOX | Thousand Tons | 3.6365 | 2.0465 | 2.1665 | 1.3579 | 3.125 | 5.7008 | 8.5982
#CAN - ON - NOX Cap Annual v3.1 | 18 | 1738 | Rate Constraint in MTons | FALSE | L | Annual | Allowances Purchased NOX | Thousand Tons | 0 | 0 | 0 | 0 | 0 | 0 | 0
#CAN - ON - NOX Cap Annual v3.1 | 18 | 1738 | Rate Constraint in MTons | FALSE | L | Annual | Allowances Sold NOX | Thousand Tons | 0 | 0 | 0 | 0 | 0 | 0 | 0
#CAN - ON - NOX Cap Annual v3.1 | 18 | 1738 | Rate Constraint in MTons | FALSE | L | Annual | Allowances Banked | Thousand Tons | 0 | 45.2426 | 0 | 0 | 44.1641 | 0 | 0
#CAN - ON - NOX Cap Annual v3.1 | 18 | 1738 | Rate Constraint in MTons | FALSE | L | Annual | Allowances Withdrawn (1:1) | Thousand Tons | 0 | 0 | 0 | 0 | 0 | 0 | 0
#CAN - ON - NOX Cap Annual v3.1 | 18 | 1738 | Rate Constraint in MTons | FALSE | L | Annual | Allowances Withdrawn (n:1) | Thousand Tons | 0 | 0 | -11310.642 | 0 | 0 | 0 | 0
#CAN - ON - NOX Cap Annual v3.1 | 18 | 1738 | Rate Constraint in MTons | FALSE | L | Annual | Net Emissions Allowance Position | Thousand Tons | 3.6365 | 47.2891 | -11308.4756 | 1.3579 | 47.2891 | 5.7008 | 8.5982
#CAN - ON - NOX Cap Annual v3.1 | 18 | 1738 | Rate Constraint in MTons | FALSE | L | Annual | Fuel Consumed | TBtu | 92.6596 | 61.1658 | 66.8818 | 50.8586 | 77.266 | 186.0639 | 417.0894
#CAN - ON - NOX Cap Annual v3.1 | 18 | 1738 | Rate Constraint in MTons | FALSE | L | Annual | Rate | lb/MMBtu | 0.078491 | 0.066918 | 0.064785 | 0.0534 | 0.080889 | 0.061278 | 0.04123
#CAN - ON - NOX Cap Annual v3.1 | 18 | 1738 | Rate Constraint in MTons | FALSE | L | Annual | Generation | TWh | 13.1653 | 8.556 | 9.4 | 7.0473 | 10.9042 | 27.3191 | 61.0983
#CAN - ON - NOX Cap Annual v3.1 | 18 | 1738 | Rate Constraint in MTons | FALSE | L | Annual | Qualifying Generation | TWh | 13.1653 | 8.556 | 9.4 | 7.0473 | 10.9042 | 27.3191 | 61.0983
#CAN - ON - NOX Cap Annual v3.1 | 18 | 1738 | Rate Constraint in MTons | FALSE | L | Annual | Rate | lb/MWh | 0.27622 | 0.23919 | 0.23048 | 0.19269 | 0.28659 | 0.20867 | 0.14073
#CAN - ON - NOX Cap Annual v3.1 | 18 | 1738 | Rate Constraint in MTons | FALSE | L | Annual | Constraint Shadow Price | US2011$/Ton | 0 | 0 | 0 | 0 | 0 | 0 | 0
#CAN - ON - O3 Annex - NOX Cap Annual v3.1 | 19 | 1739 | Rate Constraint in MTons | FALSE | L | Annual | Seasons Included | Seasons | Winter, Summer | Winter, Summer | Winter, Summer | Winter, Summer | Winter, Summer | Winter, Summer | Winter, Summer
#CAN - ON - O3 Annex - NOX Cap Annual v3.1 | 19 | 1739 | Rate Constraint in MTons | FALSE | L | Annual | Standard | Thousand Tons | 42.9901 | 42.9901 | 42.9901 | 42.9901 | 42.9901 | 42.9901 | 42.9901
#CAN - ON - O3 Annex - NOX Cap Annual v3.1 | 19 | 1739 | Rate Constraint in MTons | FALSE | L | Annual | Standard NOX | Thousand Tons | 42.9901 | 42.9901 | 42.9901 | 42.9901 | 42.9901 | 42.9901 | 42.9901
#CAN - ON - O3 Annex - NOX Cap Annual v3.1 | 19 | 1739 | Rate Constraint in MTons | FALSE | L | Annual | Emissions at Affected Plants NOX | Thousand Tons | 3.6365 | 2.0465 | 2.1665 | 1.3579 | 3.125 | 4.1143 | 4.9758
#CAN - ON - O3 Annex - NOX Cap Annual v3.1 | 19 | 1739 | Rate Constraint in MTons | FALSE | L | Annual | Allowances Purchased NOX | Thousand Tons | 0 | 0 | 0 | 0 | 0 | 0 | 0
#CAN - ON - O3 Annex - NOX Cap Annual v3.1 | 19 | 1739 | Rate Constraint in MTons | FALSE | L | Annual | Allowances Sold NOX | Thousand Tons | 0 | 0 | 0 | 0 | 0 | 0 | 0
#CAN - ON - O3 Annex - NOX Cap Annual v3.1 | 19 | 1739 | Rate Constraint in MTons | FALSE | L | Annual | Allowances Banked | Thousand Tons | 0 | 0 | 0 | 0 | 0 | 0 | 0
#CAN - ON - O3 Annex - NOX Cap Annual v3.1 | 19 | 1739 | Rate Constraint in MTons | FALSE | L | Annual | Allowances Withdrawn (1:1) | Thousand Tons | 0 | 0 | 0 | 0 | 0 | 0 | 0
#CAN - ON - O3 Annex - NOX Cap Annual v3.1 | 19 | 1739 | Rate Constraint in MTons | FALSE | L | Annual | Allowances Withdrawn (n:1) | Thousand Tons | 0 | 0 | 0 | 0 | 0 | 0 | 0
#CAN - ON - O3 Annex - NOX Cap Annual v3.1 | 19 | 1739 | Rate Constraint in MTons | FALSE | L | Annual | Net Emissions Allowance Position | Thousand Tons | 3.6365 | 2.0465 | 2.1665 | 1.3579 | 3.125 | 4.1143 | 4.9758
#CAN - ON - O3 Annex - NOX Cap Annual v3.1 | 19 | 1739 | Rate Constraint in MTons | FALSE | L | Annual | Fuel Consumed | TBtu | 92.6596 | 61.1658 | 66.8818 | 50.8586 | 77.266 | 122.603 | 270.9881
#CAN - ON - O3 Annex - NOX Cap Annual v3.1 | 19 | 1739 | Rate Constraint in MTons | FALSE | L | Annual | Rate | lb/MMBtu | 0.078491 | 0.066918 | 0.064785 | 0.0534 | 0.080889 | 0.067115 | 0.036723
#CAN - ON - O3 Annex - NOX Cap Annual v3.1 | 19 | 1739 | Rate Constraint in MTons | FALSE | L | Annual | Generation | TWh | 13.1653 | 8.556 | 9.4 | 7.0473 | 10.9042 | 17.4496 | 38.4583
#CAN - ON - O3 Annex - NOX Cap Annual v3.1 | 19 | 1739 | Rate Constraint in MTons | FALSE | L | Annual | Qualifying Generation | TWh | 13.1653 | 8.556 | 9.4 | 7.0473 | 10.9042 | 17.4496 | 38.4583
#CAN - ON - O3 Annex - NOX Cap Annual v3.1 | 19 | 1739 | Rate Constraint in MTons | FALSE | L | Annual | Rate | lb/MWh | 0.27622 | 0.23919 | 0.23048 | 0.19269 | 0.28659 | 0.23578 | 0.12938
#CAN - ON - O3 Annex - NOX Cap Annual v3.1 | 19 | 1739 | Rate Constraint in MTons | FALSE | L | Annual | Constraint Shadow Price | US2011$/Ton | 0 | 0 | 0 | 0 | 0 | 0 | 0
#CAN - ON - SO2 Cap Annual v3.1 | 20 | 1740 | Rate Constraint in MTons | FALSE | L | Annual | Seasons Included | Seasons | Winter, Summer | Winter, Summer | Winter, Summer | Winter, Summer | Winter, Summer | Winter, Summer | Winter, Summer
#CAN - ON - SO2 Cap Annual v3.1 | 20 | 1740 | Rate Constraint in MTons | FALSE | L | Annual | Standard | Thousand Tons | 144.4026 | 144.4026 | 144.4026 | 144.4026 | 144.4026 | 144.4026 | 144.4026
#CAN - ON - SO2 Cap Annual v3.1 | 20 | 1740 | Rate Constraint in MTons | FALSE | L | Annual | Standard SO2 | Thousand Tons | 144.4026 | 144.4026 | 144.4026 | 144.4026 | 144.4026 | 144.4026 | 144.4026
#CAN - ON - SO2 Cap Annual v3.1 | 20 | 1740 | Rate Constraint in MTons | FALSE | L | Annual | Emissions at Affected Plants SO2 | Thousand Tons | 0.27116 | 0.27116 | 0.27116 | 0.27116 | 0.27116 | 0.27116 | 0.27116
#CAN - ON - SO2 Cap Annual v3.1 | 20 | 1740 | Rate Constraint in MTons | FALSE | L | Annual | Allowances Purchased SO2 | Thousand Tons | 0 | 0 | 0 | 0 | 0 | 0 | 0
#CAN - ON - SO2 Cap Annual v3.1 | 20 | 1740 | Rate Constraint in MTons | FALSE | L | Annual | Allowances Sold SO2 | Thousand Tons | 0 | 0 | 0 | 0 | 0 | 0 | 0
#CAN - ON - SO2 Cap Annual v3.1 | 20 | 1740 | Rate Constraint in MTons | FALSE | L | Annual | Allowances Banked | Thousand Tons | 0 | 0 | 0 | 144.1314 | 0 | 0 | 0
#CAN - ON - SO2 Cap Annual v3.1 | 20 | 1740 | Rate Constraint in MTons | FALSE | L | Annual | Allowances Withdrawn (1:1) | Thousand Tons | 0 | 0 | 0 | 0 | 0 | 0 | 0
#CAN - ON - SO2 Cap Annual v3.1 | 20 | 1740 | Rate Constraint in MTons | FALSE | L | Annual | Allowances Withdrawn (n:1) | Thousand Tons | 0 | 0 | 0 | 0 | 0 | 0 | 0
#CAN - ON - SO2 Cap Annual v3.1 | 20 | 1740 | Rate Constraint in MTons | FALSE | L | Annual | Net Emissions Allowance Position | Thousand Tons | 0.27116 | 0.27116 | 0.27116 | 144.4026 | 0.27116 | 0.27116 | 0.27116
#CAN - ON - SO2 Cap Annual v3.1 | 20 | 1740 | Rate Constraint in MTons | FALSE | L | Annual | Fuel Consumed | TBtu | 92.6596 | 61.1658 | 66.8818 | 50.8586 | 77.266 | 186.0639 | 417.0894
#CAN - ON - SO2 Cap Annual v3.1 | 20 | 1740 | Rate Constraint in MTons | FALSE | L | Annual | Rate | lb/MMBtu | 0.0058529 | 0.0088665 | 0.0081087 | 0.010663 | 0.007019 | 0.0029147 | 0.0013003
#CAN - ON - SO2 Cap Annual v3.1 | 20 | 1740 | Rate Constraint in MTons | FALSE | L | Annual | Generation | TWh | 13.1653 | 8.556 | 9.4 | 7.0473 | 10.9042 | 27.3191 | 61.0983
#CAN - ON - SO2 Cap Annual v3.1 | 20 | 1740 | Rate Constraint in MTons | FALSE | L | Annual | Qualifying Generation | TWh | 13.1653 | 8.556 | 9.4 | 7.0473 | 10.9042 | 27.3191 | 61.0983
#CAN - ON - SO2 Cap Annual v3.1 | 20 | 1740 | Rate Constraint in MTons | FALSE | L | Annual | Rate | lb/MWh | 0.020597 | 0.031693 | 0.028847 | 0.038478 | 0.024868 | 0.0099258 | 0.0044381
#CAN - ON - SO2 Cap Annual v3.1 | 20 | 1740 | Rate Constraint in MTons | FALSE | L | Annual | Constraint Shadow Price | US2011$/Ton | 0 | 0 | 0 | 0 | 0 | 0 | 0
#CAN - PE - Acid Rain - SO2 Cap Annual v3.1 | 21 | 1741 | Rate Constraint in MTons | FALSE | L | Annual | Seasons Included | Seasons | Winter, Summer | Winter, Summer | Winter, Summer | Winter, Summer | Winter, Summer | Winter, Summer | Winter, Summer
#CAN - PE - Acid Rain - SO2 Cap Annual v3.1 | 21 | 1741 | Rate Constraint in MTons | FALSE | L | Annual | Standard | Thousand Tons | 3.31 | 3.31 | 3.31 | 3.31 | 3.31 | 3.31 | 3.31
#CAN - PE - Acid Rain - SO2 Cap Annual v3.1 | 21 | 1741 | Rate Constraint in MTons | FALSE | L | Annual | Standard SO2 | Thousand Tons | 3.31 | 3.31 | 3.31 | 3.31 | 3.31 | 3.31 | 3.31
#CAN - PE - Acid Rain - SO2 Cap Annual v3.1 | 21 | 1741 | Rate Constraint in MTons | FALSE | L | Annual | Emissions at Affected Plants SO2 | Thousand Tons | 0 | 0 | 0 | 0 | 0 | 0 | 0
#CAN - PE - Acid Rain - SO2 Cap Annual v3.1 | 21 | 1741 | Rate Constraint in MTons | FALSE | L | Annual | Allowances Purchased SO2 | Thousand Tons | 0 | 0 | 0 | 0 | 0 | 0 | 0
#CAN - PE - Acid Rain - SO2 Cap Annual v3.1 | 21 | 1741 | Rate Constraint in MTons | FALSE | L | Annual | Allowances Sold SO2 | Thousand Tons | 0 | 0 | 0 | 0 | 0 | 0 | 0
#CAN - PE - Acid Rain - SO2 Cap Annual v3.1 | 21 | 1741 | Rate Constraint in MTons | FALSE | L | Annual | Allowances Banked | Thousand Tons | 0 | 0 | 0 | 0 | 0 | 0 | 0
#CAN - PE - Acid Rain - SO2 Cap Annual v3.1 | 21 | 1741 | Rate Constraint in MTons | FALSE | L | Annual | Allowances Withdrawn (1:1) | Thousand Tons | 0 | 0 | 0 | 0 | 0 | 0 | 0
#CAN - PE - Acid Rain - SO2 Cap Annual v3.1 | 21 | 1741 | Rate Constraint in MTons | FALSE | L | Annual | Allowances Withdrawn (n:1) | Thousand Tons | 0 | 0 | 0 | 0 | 0 | 0 | 0
#CAN - PE - Acid Rain - SO2 Cap Annual v3.1 | 21 | 1741 | Rate Constraint in MTons | FALSE | L | Annual | Net Emissions Allowance Position | Thousand Tons | 0 | 0 | 0 | 0 | 0 | 0 | 0
#CAN - PE - Acid Rain - SO2 Cap Annual v3.1 | 21 | 1741 | Rate Constraint in MTons | FALSE | L | Annual | Fuel Consumed | TBtu | 0.0098302 | 0.50762 | 3.6268 | 4.9728 | 8.0222 | 10.2453 | 11.464
#CAN - PE - Acid Rain - SO2 Cap Annual v3.1 | 21 | 1741 | Rate Constraint in MTons | FALSE | L | Annual | Rate | lb/MMBtu | 0 | 0 | 0 | 0 | 0 | 0 | 0
#CAN - PE - Acid Rain - SO2 Cap Annual v3.1 | 21 | 1741 | Rate Constraint in MTons | FALSE | L | Annual | Generation | TWh | 0.00077446 | 0.078847 | 0.56405 | 0.77338 | 1.2476 | 1.5934 | 1.7829
#CAN - PE - Acid Rain - SO2 Cap Annual v3.1 | 21 | 1741 | Rate Constraint in MTons | FALSE | L | Annual | Qualifying Generation | TWh | 0.00077446 | 0.078847 | 0.56405 | 0.77338 | 1.2476 | 1.5934 | 1.7829
#CAN - PE - Acid Rain - SO2 Cap Annual v3.1 | 21 | 1741 | Rate Constraint in MTons | FALSE | L | Annual | Rate | lb/MWh | 0 | 0 | 0 | 0 | 0 | 0 | 0
#CAN - PE - Acid Rain - SO2 Cap Annual v3.1 | 21 | 1741 | Rate Constraint in MTons | FALSE | L | Annual | Constraint Shadow Price | US2011$/Ton | 0 | 0 | 0 | 0 | 0 | 0 | 0
#CAN - PQ - Acid Rain - SO2 Cap Annual v3.1 | 22 | 1742 | Rate Constraint in MTons | FALSE | L | Annual | Seasons Included | Seasons | Winter, Summer | Winter, Summer | Winter, Summer | Winter, Summer | Winter, Summer | Winter, Summer | Winter, Summer
#CAN - PQ - Acid Rain - SO2 Cap Annual v3.1 | 22 | 1742 | Rate Constraint in MTons | FALSE | L | Annual | Standard | Thousand Tons | 6.61 | 6.61 | 6.61 | 6.61 | 6.61 | 6.61 | 6.61
#CAN - PQ - Acid Rain - SO2 Cap Annual v3.1 | 22 | 1742 | Rate Constraint in MTons | FALSE | L | Annual | Standard SO2 | Thousand Tons | 6.61 | 6.61 | 6.61 | 6.61 | 6.61 | 6.61 | 6.61
#CAN - PQ - Acid Rain - SO2 Cap Annual v3.1 | 22 | 1742 | Rate Constraint in MTons | FALSE | L | Annual | Emissions at Affected Plants SO2 | Thousand Tons | 0 | 0 | 0 | 0 | 0 | 0 | 0
#CAN - PQ - Acid Rain - SO2 Cap Annual v3.1 | 22 | 1742 | Rate Constraint in MTons | FALSE | L | Annual | Allowances Purchased SO2 | Thousand Tons | 0 | 0 | 0 | 0 | 0 | 0 | 0
#CAN - PQ - Acid Rain - SO2 Cap Annual v3.1 | 22 | 1742 | Rate Constraint in MTons | FALSE | L | Annual | Allowances Sold SO2 | Thousand Tons | 0 | 0 | 0 | 0 | 0 | 0 | 0
#CAN - PQ - Acid Rain - SO2 Cap Annual v3.1 | 22 | 1742 | Rate Constraint in MTons | FALSE | L | Annual | Allowances Banked | Thousand Tons | 0 | 0 | 0 | 0 | 0 | 0 | 0
#CAN - PQ - Acid Rain - SO2 Cap Annual v3.1 | 22 | 1742 | Rate Constraint in MTons | FALSE | L | Annual | Allowances Withdrawn (1:1) | Thousand Tons | 0 | 0 | 0 | 0 | 0 | 0 | 0
#CAN - PQ - Acid Rain - SO2 Cap Annual v3.1 | 22 | 1742 | Rate Constraint in MTons | FALSE | L | Annual | Allowances Withdrawn (n:1) | Thousand Tons | 0 | 0 | 0 | 0 | 0 | 0 | 0
#CAN - PQ - Acid Rain - SO2 Cap Annual v3.1 | 22 | 1742 | Rate Constraint in MTons | FALSE | L | Annual | Net Emissions Allowance Position | Thousand Tons | 0 | 0 | 0 | 0 | 0 | 0 | 0
#CAN - PQ - Acid Rain - SO2 Cap Annual v3.1 | 22 | 1742 | Rate Constraint in MTons | FALSE | L | Annual | Fuel Consumed | TBtu | 5.8646 | 0 | 0.063393 | 0 | 13.6029 | 66.0953 | 78.1298
#CAN - PQ - Acid Rain - SO2 Cap Annual v3.1 | 22 | 1742 | Rate Constraint in MTons | FALSE | L | Annual | Rate | lb/MMBtu | 0 | 0 | 0 | 0 | 0 | 0 | 0
#CAN - PQ - Acid Rain - SO2 Cap Annual v3.1 | 22 | 1742 | Rate Constraint in MTons | FALSE | L | Annual | Generation | TWh | 0.86118 | 0 | 0.0093088 | 0 | 2.1153 | 10.1328 | 11.8821
#CAN - PQ - Acid Rain - SO2 Cap Annual v3.1 | 22 | 1742 | Rate Constraint in MTons | FALSE | L | Annual | Qualifying Generation | TWh | 0.86118 | 0 | 0.0093088 | 0 | 2.1153 | 10.1328 | 11.8821
#CAN - PQ - Acid Rain - SO2 Cap Annual v3.1 | 22 | 1742 | Rate Constraint in MTons | FALSE | L | Annual | Rate | lb/MWh | 0 | 0 | 0 | 0 | 0 | 0 | 0
#CAN - PQ - Acid Rain - SO2 Cap Annual v3.1 | 22 | 1742 | Rate Constraint in MTons | FALSE | L | Annual | Constraint Shadow Price | US2011$/Ton | 0 | 0 | 0 | 0 | 0 | 0 | 0
#CAN - PQ - O3 Annex - NOX Cap Annual v3.1 | 23 | 1743 | Rate Constraint in MTons | FALSE | L | Annual | Seasons Included | Seasons | Winter, Summer | Winter, Summer | Winter, Summer | Winter, Summer | Winter, Summer | Winter, Summer | Winter, Summer
#CAN - PQ - O3 Annex - NOX Cap Annual v3.1 | 23 | 1743 | Rate Constraint in MTons | FALSE | L | Annual | Standard | Thousand Tons | 5.5115 | 5.5115 | 5.5115 | 5.5115 | 5.5115 | 5.5115 | 5.5115
#CAN - PQ - O3 Annex - NOX Cap Annual v3.1 | 23 | 1743 | Rate Constraint in MTons | FALSE | L | Annual | Standard NOX | Thousand Tons | 5.5115 | 5.5115 | 5.5115 | 5.5115 | 5.5115 | 5.5115 | 5.5115
#CAN - PQ - O3 Annex - NOX Cap Annual v3.1 | 23 | 1743 | Rate Constraint in MTons | FALSE | L | Annual | Emissions at Affected Plants NOX | Thousand Tons | 0.032255 | 0 | 0.00034866 | 0 | 0.33952 | 1.3234 | 1.3896
#CAN - PQ - O3 Annex - NOX Cap Annual v3.1 | 23 | 1743 | Rate Constraint in MTons | FALSE | L | Annual | Allowances Purchased NOX | Thousand Tons | 0 | 0 | 0 | 0 | 0 | 0 | 0
#CAN - PQ - O3 Annex - NOX Cap Annual v3.1 | 23 | 1743 | Rate Constraint in MTons | FALSE | L | Annual | Allowances Sold NOX | Thousand Tons | 0 | 0 | 0 | 0 | 0 | 0 | 0
#CAN - PQ - O3 Annex - NOX Cap Annual v3.1 | 23 | 1743 | Rate Constraint in MTons | FALSE | L | Annual | Allowances Banked | Thousand Tons | 0 | 0 | 0 | 0 | 0 | 0 | 0
#CAN - PQ - O3 Annex - NOX Cap Annual v3.1 | 23 | 1743 | Rate Constraint in MTons | FALSE | L | Annual | Allowances Withdrawn (1:1) | Thousand Tons | 0 | 0 | 0 | 0 | 0 | 0 | 0
#CAN - PQ - O3 Annex - NOX Cap Annual v3.1 | 23 | 1743 | Rate Constraint in MTons | FALSE | L | Annual | Allowances Withdrawn (n:1) | Thousand Tons | 0 | 0 | 0 | 0 | 0 | 0 | 0
#CAN - PQ - O3 Annex - NOX Cap Annual v3.1 | 23 | 1743 | Rate Constraint in MTons | FALSE | L | Annual | Net Emissions Allowance Position | Thousand Tons | 0.032255 | 0 | 0.00034866 | 0 | 0.33952 | 1.3234 | 1.3896
#CAN - PQ - O3 Annex - NOX Cap Annual v3.1 | 23 | 1743 | Rate Constraint in MTons | FALSE | L | Annual | Fuel Consumed | TBtu | 5.8646 | 0 | 0.063393 | 0 | 13.6029 | 66.0953 | 78.1298
#CAN - PQ - O3 Annex - NOX Cap Annual v3.1 | 23 | 1743 | Rate Constraint in MTons | FALSE | L | Annual | Rate | lb/MMBtu | 0.011 | 0 | 0.011 | 0 | 0.049919 | 0.040046 | 0.035572
#CAN - PQ - O3 Annex - NOX Cap Annual v3.1 | 23 | 1743 | Rate Constraint in MTons | FALSE | L | Annual | Generation | TWh | 0.86118 | 0 | 0.0093088 | 0 | 2.1153 | 10.1328 | 11.8821
#CAN - PQ - O3 Annex - NOX Cap Annual v3.1 | 23 | 1743 | Rate Constraint in MTons | FALSE | L | Annual | Qualifying Generation | TWh | 0.86118 | 0 | 0.0093088 | 0 | 2.1153 | 10.1328 | 11.8821
#CAN - PQ - O3 Annex - NOX Cap Annual v3.1 | 23 | 1743 | Rate Constraint in MTons | FALSE | L | Annual | Rate | lb/MWh | 0.037455 | 0 | 0.037455 | 0 | 0.16051 | 0.13061 | 0.11695
#CAN - PQ - O3 Annex - NOX Cap Annual v3.1 | 23 | 1743 | Rate Constraint in MTons | FALSE | L | Annual | Constraint Shadow Price | US2011$/Ton | 0 | 0 | 0 | 0 | 0 | 0 | 0
#CAN - SK - MER Cap Annual v4.12 | 24 | 2322 | Rate Constraint in MTons | FALSE | L | Annual | Seasons Included | Seasons | Winter, Summer | Winter, Summer | Winter, Summer | Winter, Summer | Winter, Summer | Winter, Summer | Winter, Summer
#CAN - SK - MER Cap Annual v4.12 | 24 | 2322 | Rate Constraint in MTons | FALSE | L | Annual | Standard | Lb | 947.9877 | 947.9877 | 947.9877 | 947.9877 | 947.9877 | 947.9877 | 947.9877
#CAN - SK - MER Cap Annual v4.12 | 24 | 2322 | Rate Constraint in MTons | FALSE | L | Annual | Standard MER | lbs | 947.9877 | 947.9877 | 947.9877 | 947.9877 | 947.9877 | 947.9877 | 947.9877
#CAN - SK - MER Cap Annual v4.12 | 24 | 2322 | Rate Constraint in MTons | FALSE | L | Annual | Emissions at Affected Plants MER | lbs | 884.077 | 884.077 | 716.4395 | 716.4395 | 247.9463 | 233.1407 | 83.8187
#CAN - SK - MER Cap Annual v4.12 | 24 | 2322 | Rate Constraint in MTons | FALSE | L | Annual | Allowances Purchased MER | lbs | 0 | 0 | 0 | 0 | 0 | 0 | 0
#CAN - SK - MER Cap Annual v4.12 | 24 | 2322 | Rate Constraint in MTons | FALSE | L | Annual | Allowances Sold MER | lbs | 0 | 0 | 0 | 0 | 0 | 0 | 0
#CAN - SK - MER Cap Annual v4.12 | 24 | 2322 | Rate Constraint in MTons | FALSE | L | Annual | Allowances Banked | lbs | 0 | 0 | 0 | 0 | 0 | 0 | 0
#CAN - SK - MER Cap Annual v4.12 | 24 | 2322 | Rate Constraint in MTons | FALSE | L | Annual | Allowances Withdrawn (1:1) | lbs | 0 | 0 | 0 | 0 | 0 | 0 | 0
#CAN - SK - MER Cap Annual v4.12 | 24 | 2322 | Rate Constraint in MTons | FALSE | L | Annual | Allowances Withdrawn (n:1) | lbs | 0 | 0 | 0 | 0 | 0 | 0 | 0
#CAN - SK - MER Cap Annual v4.12 | 24 | 2322 | Rate Constraint in MTons | FALSE | L | Annual | Net Emissions Allowance Position | lbs | 884.077 | 884.077 | 716.4395 | 716.4395 | 247.9463 | 233.1407 | 83.8187
#CAN - SK - MER Cap Annual v4.12 | 24 | 2322 | Rate Constraint in MTons | FALSE | L | Annual | Fuel Consumed | TBtu | 124.1798 | 124.1798 | 100.6626 | 100.6626 | 33.5588 | 33.6829 | 11.7586
#CAN - SK - MER Cap Annual v4.12 | 24 | 2322 | Rate Constraint in MTons | FALSE | L | Annual | Rate | lb/MMBtu | 7.1193e-06 | 7.1193e-06 | 7.1172e-06 | 7.1172e-06 | 7.3884e-06 | 6.9216e-06 | 7.1283e-06
#CAN - SK - MER Cap Annual v4.12 | 24 | 2322 | Rate Constraint in MTons | FALSE | L | Annual | Generation | TWh | 11.9103 | 11.9103 | 9.6533 | 9.6533 | 3.2209 | 3.2209 | 1.1219
#CAN - SK - MER Cap Annual v4.12 | 24 | 2322 | Rate Constraint in MTons | FALSE | L | Annual | Qualifying Generation | TWh | 11.9103 | 11.9103 | 9.6533 | 9.6533 | 3.2209 | 3.2209 | 1.1219
#CAN - SK - MER Cap Annual v4.12 | 24 | 2322 | Rate Constraint in MTons | FALSE | L | Annual | Rate | lb/MWh | 74.2279 | 74.2279 | 74.2169 | 74.2169 | 76.9807 | 72.384 | 74.7125
#CAN - SK - MER Cap Annual v4.12 | 24 | 2322 | Rate Constraint in MTons | FALSE | L | Annual | Constraint Shadow Price | US2011$/Lb | 0 | 0 | 0 | 0 | 0 | 0 | 0
#CAN Aconi 1 - SO2 Rate Annual v3.1, Unit 3788 and retrofits | 25 | 1744 | Rate Constraint in lbs/MMBtu | FALSE | L | Annual | Seasons Included | Seasons | Winter, Summer | Winter, Summer | Winter, Summer | Winter, Summer | Winter, Summer | Winter, Summer | Winter, Summer
#CAN Aconi 1 - SO2 Rate Annual v3.1, Unit 3788 and retrofits | 25 | 1744 | Rate Constraint in lbs/MMBtu | FALSE | L | Annual | Standard | lb/MMBtu | 0.58146 | 0.58146 | 0.58146 | 0.58146 | 0.58146 | 0.58146 | 0.58146
#CAN Aconi 1 - SO2 Rate Annual v3.1, Unit 3788 and retrofits | 25 | 1744 | Rate Constraint in lbs/MMBtu | FALSE | L | Annual | Emissions at Affected Plants SO2 | Thousand Tons | 0.045636 | 0.015877 | 0.0048197 | 0.23157 | 0.52465 | 0.4978 | 0
#CAN Aconi 1 - SO2 Rate Annual v3.1, Unit 3788 and retrofits | 25 | 1744 | Rate Constraint in lbs/MMBtu | FALSE | L | Annual | Allowances Purchased SO2 | Thousand Tons | 0 | 0 | 0 | 0 | 0 | 0 | 0
#CAN Aconi 1 - SO2 Rate Annual v3.1, Unit 3788 and retrofits | 25 | 1744 | Rate Constraint in lbs/MMBtu | FALSE | L | Annual | Allowances Sold SO2 | Thousand Tons | 0 | 0 | 0 | 0 | 0 | 0 | 0
#CAN Aconi 1 - SO2 Rate Annual v3.1, Unit 3788 and retrofits | 25 | 1744 | Rate Constraint in lbs/MMBtu | FALSE | L | Annual | Allowances Banked | Thousand Tons | 0 | 0 | 0 | 0 | 0 | 0 | 0
#CAN Aconi 1 - SO2 Rate Annual v3.1, Unit 3788 and retrofits | 25 | 1744 | Rate Constraint in lbs/MMBtu | FALSE | L | Annual | Allowances Withdrawn (1:1) | Thousand Tons | 0 | 0 | 0 | 0 | 0 | 0 | 0
#CAN Aconi 1 - SO2 Rate Annual v3.1, Unit 3788 and retrofits | 25 | 1744 | Rate Constraint in lbs/MMBtu | FALSE | L | Annual | Allowances Withdrawn (n:1) | Thousand Tons | 0 | 0 | 0 | 0 | 0 | 0 | 0
#CAN Aconi 1 - SO2 Rate Annual v3.1, Unit 3788 and retrofits | 25 | 1744 | Rate Constraint in lbs/MMBtu | FALSE | L | Annual | Net Emissions Allowance Position | Thousand Tons | 0.045636 | 0.015877 | 0.0048197 | 0.23157 | 0.52465 | 0.4978 | 0
#CAN Aconi 1 - SO2 Rate Annual v3.1, Unit 3788 and retrofits | 25 | 1744 | Rate Constraint in lbs/MMBtu | FALSE | L | Annual | Fuel Consumed | TBtu | 14.397 | 5.0089 | 1.5205 | 6.2289 | 14.1128 | 13.3904 | 0
#CAN Aconi 1 - SO2 Rate Annual v3.1, Unit 3788 and retrofits | 25 | 1744 | Rate Constraint in lbs/MMBtu | FALSE | L | Annual | Rate | lb/MMBtu | 0.0063396 | 0.0063396 | 0.0063396 | 0.074352 | 0.074352 | 0.074352 | 0
#CAN Aconi 1 - SO2 Rate Annual v3.1, Unit 3788 and retrofits | 25 | 1744 | Rate Constraint in lbs/MMBtu | FALSE | L | Annual | Generation | TWh | 1.1884 | 0.41345 | 0.12551 | 0.54193 | 1.2278 | 1.165 | 0
#CAN Aconi 1 - SO2 Rate Annual v3.1, Unit 3788 and retrofits | 25 | 1744 | Rate Constraint in lbs/MMBtu | FALSE | L | Annual | Qualifying Generation | TWh | 1.1884 | 0.41345 | 0.12551 | 0.54193 | 1.2278 | 1.165 | 0
#CAN Aconi 1 - SO2 Rate Annual v3.1, Unit 3788 and retrofits | 25 | 1744 | Rate Constraint in lbs/MMBtu | FALSE | L | Annual | Rate | lb/MWh | 0.038401 | 0.038401 | 0.038401 | 0.4273 | 0.4273 | 0.4273 | 0
#CAN Aconi 1 - SO2 Rate Annual v3.1, Unit 3788 and retrofits | 25 | 1744 | Rate Constraint in lbs/MMBtu | FALSE | L | Annual | Constraint Shadow Price | US2011$/Ton | 0 | 0 | 0 | 0 | 0 | 0 | 0
#CAN Lingan 1-4 - SO2 Rate Annual v3.1, Unit 3552 and retrofits | 26 | 1748 | Rate Constraint in lbs/MMBtu | FALSE | L | Annual | Seasons Included | Seasons | Winter, Summer | Winter, Summer | Winter, Summer | Winter, Summer | Winter, Summer | Winter, Summer | Winter, Summer
#CAN Lingan 1-4 - SO2 Rate Annual v3.1, Unit 3552 and retrofits | 26 | 1748 | Rate Constraint in lbs/MMBtu | FALSE | L | Annual | Standard | lb/MMBtu | 3.7214 | 3.7214 | 3.7214 | 3.7214 | 3.7214 | 3.7214 | 3.7214
#CAN Lingan 1-4 - SO2 Rate Annual v3.1, Unit 3552 and retrofits | 26 | 1748 | Rate Constraint in lbs/MMBtu | FALSE | L | Annual | Emissions at Affected Plants SO2 | Thousand Tons | 1.7806 | 0 | 0 | 0 | 0 | 0 | 0
#CAN Lingan 1-4 - SO2 Rate Annual v3.1, Unit 3552 and retrofits | 26 | 1748 | Rate Constraint in lbs/MMBtu | FALSE | L | Annual | Allowances Purchased SO2 | Thousand Tons | 0 | 0 | 0 | 0 | 0 | 0 | 0
#CAN Lingan 1-4 - SO2 Rate Annual v3.1, Unit 3552 and retrofits | 26 | 1748 | Rate Constraint in lbs/MMBtu | FALSE | L | Annual | Allowances Sold SO2 | Thousand Tons | 0 | 0 | 0 | 0 | 0 | 0 | 0
#CAN Lingan 1-4 - SO2 Rate Annual v3.1, Unit 3552 and retrofits | 26 | 1748 | Rate Constraint in lbs/MMBtu | FALSE | L | Annual | Allowances Banked | Thousand Tons | 0 | 0 | 0 | 0 | 0 | 0 | 0
#CAN Lingan 1-4 - SO2 Rate Annual v3.1, Unit 3552 and retrofits | 26 | 1748 | Rate Constraint in lbs/MMBtu | FALSE | L | Annual | Allowances Withdrawn (1:1) | Thousand Tons | 0 | 0 | 0 | 0 | 0 | 0 | 0
#CAN Lingan 1-4 - SO2 Rate Annual v3.1, Unit 3552 and retrofits | 26 | 1748 | Rate Constraint in lbs/MMBtu | FALSE | L | Annual | Allowances Withdrawn (n:1) | Thousand Tons | 0 | 0 | 0 | 0 | 0 | 0 | 0
#CAN Lingan 1-4 - SO2 Rate Annual v3.1, Unit 3552 and retrofits | 26 | 1748 | Rate Constraint in lbs/MMBtu | FALSE | L | Annual | Net Emissions Allowance Position | Thousand Tons | 1.7806 | 0 | 0 | 0 | 0 | 0 | 0
#CAN Lingan 1-4 - SO2 Rate Annual v3.1, Unit 3552 and retrofits | 26 | 1748 | Rate Constraint in lbs/MMBtu | FALSE | L | Annual | Fuel Consumed | TBtu | 3.9563 | 0 | 0 | 0 | 0 | 0 | 0
#CAN Lingan 1-4 - SO2 Rate Annual v3.1, Unit 3552 and retrofits | 26 | 1748 | Rate Constraint in lbs/MMBtu | FALSE | L | Annual | Rate | lb/MMBtu | 0.90013 | 0 | 0 | 0 | 0 | 0 | 0
#CAN Lingan 1-4 - SO2 Rate Annual v3.1, Unit 3552 and retrofits | 26 | 1748 | Rate Constraint in lbs/MMBtu | FALSE | L | Annual | Generation | TWh | 0.37913 | 0 | 0 | 0 | 0 | 0 | 0
#CAN Lingan 1-4 - SO2 Rate Annual v3.1, Unit 3552 and retrofits | 26 | 1748 | Rate Constraint in lbs/MMBtu | FALSE | L | Annual | Qualifying Generation | TWh | 0.37913 | 0 | 0 | 0 | 0 | 0 | 0
#CAN Lingan 1-4 - SO2 Rate Annual v3.1, Unit 3552 and retrofits | 26 | 1748 | Rate Constraint in lbs/MMBtu | FALSE | L | Annual | Rate | lb/MWh | 4.6965 | 0 | 0 | 0 | 0 | 0 | 0
#CAN Lingan 1-4 - SO2 Rate Annual v3.1, Unit 3552 and retrofits | 26 | 1748 | Rate Constraint in lbs/MMBtu | FALSE | L | Annual | Constraint Shadow Price | US2011$/Ton | 0 | 0 | 0 | 0 | 0 | 0 | 0
#CAN Lingan 1-4 - SO2 Rate Annual v3.1, Unit 3553 and retrofits | 27 | 1748 | Rate Constraint in lbs/MMBtu | FALSE | L | Annual | Seasons Included | Seasons | Winter, Summer | Winter, Summer | Winter, Summer | Winter, Summer | Winter, Summer | Winter, Summer | Winter, Summer
#CAN Lingan 1-4 - SO2 Rate Annual v3.1, Unit 3553 and retrofits | 27 | 1748 | Rate Constraint in lbs/MMBtu | FALSE | L | Annual | Standard | lb/MMBtu | 3.7214 | 3.7214 | 3.7214 | 3.7214 | 3.7214 | 3.7214 | 3.7214
#CAN Lingan 1-4 - SO2 Rate Annual v3.1, Unit 3553 and retrofits | 27 | 1748 | Rate Constraint in lbs/MMBtu | FALSE | L | Annual | Emissions at Affected Plants SO2 | Thousand Tons | 3.4771 | 0 | 0 | 0 | 0 | 0 | 0
#CAN Lingan 1-4 - SO2 Rate Annual v3.1, Unit 3553 and retrofits | 27 | 1748 | Rate Constraint in lbs/MMBtu | FALSE | L | Annual | Allowances Purchased SO2 | Thousand Tons | 0 | 0 | 0 | 0 | 0 | 0 | 0
#CAN Lingan 1-4 - SO2 Rate Annual v3.1, Unit 3553 and retrofits | 27 | 1748 | Rate Constraint in lbs/MMBtu | FALSE | L | Annual | Allowances Sold SO2 | Thousand Tons | 0 | 0 | 0 | 0 | 0 | 0 | 0
#CAN Lingan 1-4 - SO2 Rate Annual v3.1, Unit 3553 and retrofits | 27 | 1748 | Rate Constraint in lbs/MMBtu | FALSE | L | Annual | Allowances Banked | Thousand Tons | 0 | 0 | 0 | 0 | 0 | 0 | 0
#CAN Lingan 1-4 - SO2 Rate Annual v3.1, Unit 3553 and retrofits | 27 | 1748 | Rate Constraint in lbs/MMBtu | FALSE | L | Annual | Allowances Withdrawn (1:1) | Thousand Tons | 0 | 0 | 0 | 0 | 0 | 0 | 0
#CAN Lingan 1-4 - SO2 Rate Annual v3.1, Unit 3553 and retrofits | 27 | 1748 | Rate Constraint in lbs/MMBtu | FALSE | L | Annual | Allowances Withdrawn (n:1) | Thousand Tons | 0 | 0 | 0 | 0 | 0 | 0 | 0
#CAN Lingan 1-4 - SO2 Rate Annual v3.1, Unit 3553 and retrofits | 27 | 1748 | Rate Constraint in lbs/MMBtu | FALSE | L | Annual | Net Emissions Allowance Position | Thousand Tons | 3.4771 | 0 | 0 | 0 | 0 | 0 | 0
#CAN Lingan 1-4 - SO2 Rate Annual v3.1, Unit 3553 and retrofits | 27 | 1748 | Rate Constraint in lbs/MMBtu | FALSE | L | Annual | Fuel Consumed | TBtu | 7.7257 | 0 | 0 | 0 | 0 | 0 | 0
#CAN Lingan 1-4 - SO2 Rate Annual v3.1, Unit 3553 and retrofits | 27 | 1748 | Rate Constraint in lbs/MMBtu | FALSE | L | Annual | Rate | lb/MMBtu | 0.90013 | 0 | 0 | 0 | 0 | 0 | 0
#CAN Lingan 1-4 - SO2 Rate Annual v3.1, Unit 3553 and retrofits | 27 | 1748 | Rate Constraint in lbs/MMBtu | FALSE | L | Annual | Generation | TWh | 0.74034 | 0 | 0 | 0 | 0 | 0 | 0
#CAN Lingan 1-4 - SO2 Rate Annual v3.1, Unit 3553 and retrofits | 27 | 1748 | Rate Constraint in lbs/MMBtu | FALSE | L | Annual | Qualifying Generation | TWh | 0.74034 | 0 | 0 | 0 | 0 | 0 | 0
#CAN Lingan 1-4 - SO2 Rate Annual v3.1, Unit 3553 and retrofits | 27 | 1748 | Rate Constraint in lbs/MMBtu | FALSE | L | Annual | Rate | lb/MWh | 4.6965 | 0 | 0 | 0 | 0 | 0 | 0
#CAN Lingan 1-4 - SO2 Rate Annual v3.1, Unit 3553 and retrofits | 27 | 1748 | Rate Constraint in lbs/MMBtu | FALSE | L | Annual | Constraint Shadow Price | US2011$/Ton | 0 | 0 | 0 | 0 | 0 | 0 | 0
#CAN Lingan 1-4 - SO2 Rate Annual v3.1, Unit 3554 and retrofits | 28 | 1748 | Rate Constraint in lbs/MMBtu | FALSE | L | Annual | Seasons Included | Seasons | Winter, Summer | Winter, Summer | Winter, Summer | Winter, Summer | Winter, Summer | Winter, Summer | Winter, Summer
#CAN Lingan 1-4 - SO2 Rate Annual v3.1, Unit 3554 and retrofits | 28 | 1748 | Rate Constraint in lbs/MMBtu | FALSE | L | Annual | Standard | lb/MMBtu | 3.7214 | 3.7214 | 3.7214 | 3.7214 | 3.7214 | 3.7214 | 3.7214
#CAN Lingan 1-4 - SO2 Rate Annual v3.1, Unit 3554 and retrofits | 28 | 1748 | Rate Constraint in lbs/MMBtu | FALSE | L | Annual | Emissions at Affected Plants SO2 | Thousand Tons | 1.7768 | 0 | 0 | 5.0917 | 0 | 0 | 0
#CAN Lingan 1-4 - SO2 Rate Annual v3.1, Unit 3554 and retrofits | 28 | 1748 | Rate Constraint in lbs/MMBtu | FALSE | L | Annual | Allowances Purchased SO2 | Thousand Tons | 0 | 0 | 0 | 0 | 0 | 0 | 0
#CAN Lingan 1-4 - SO2 Rate Annual v3.1, Unit 3554 and retrofits | 28 | 1748 | Rate Constraint in lbs/MMBtu | FALSE | L | Annual | Allowances Sold SO2 | Thousand Tons | 0 | 0 | 0 | 0 | 0 | 0 | 0
#CAN Lingan 1-4 - SO2 Rate Annual v3.1, Unit 3554 and retrofits | 28 | 1748 | Rate Constraint in lbs/MMBtu | FALSE | L | Annual | Allowances Banked | Thousand Tons | 0 | 0 | 0 | 0 | 0 | 0 | 0
#CAN Lingan 1-4 - SO2 Rate Annual v3.1, Unit 3554 and retrofits | 28 | 1748 | Rate Constraint in lbs/MMBtu | FALSE | L | Annual | Allowances Withdrawn (1:1) | Thousand Tons | 0 | 0 | 0 | 0 | 0 | 0 | 0
#CAN Lingan 1-4 - SO2 Rate Annual v3.1, Unit 3554 and retrofits | 28 | 1748 | Rate Constraint in lbs/MMBtu | FALSE | L | Annual | Allowances Withdrawn (n:1) | Thousand Tons | 0 | 0 | 0 | 0 | 0 | 0 | 0
#CAN Lingan 1-4 - SO2 Rate Annual v3.1, Unit 3554 and retrofits | 28 | 1748 | Rate Constraint in lbs/MMBtu | FALSE | L | Annual | Net Emissions Allowance Position | Thousand Tons | 1.7768 | 0 | 0 | 5.0917 | 0 | 0 | 0
#CAN Lingan 1-4 - SO2 Rate Annual v3.1, Unit 3554 and retrofits | 28 | 1748 | Rate Constraint in lbs/MMBtu | FALSE | L | Annual | Fuel Consumed | TBtu | 3.9478 | 0 | 0 | 11.3132 | 0 | 0 | 0
#CAN Lingan 1-4 - SO2 Rate Annual v3.1, Unit 3554 and retrofits | 28 | 1748 | Rate Constraint in lbs/MMBtu | FALSE | L | Annual | Rate | lb/MMBtu | 0.90013 | 0 | 0 | 0.90013 | 0 | 0 | 0
#CAN Lingan 1-4 - SO2 Rate Annual v3.1, Unit 3554 and retrofits | 28 | 1748 | Rate Constraint in lbs/MMBtu | FALSE | L | Annual | Generation | TWh | 0.37831 | 0 | 0 | 1.0841 | 0 | 0 | 0
#CAN Lingan 1-4 - SO2 Rate Annual v3.1, Unit 3554 and retrofits | 28 | 1748 | Rate Constraint in lbs/MMBtu | FALSE | L | Annual | Qualifying Generation | TWh | 0.37831 | 0 | 0 | 1.0841 | 0 | 0 | 0
#CAN Lingan 1-4 - SO2 Rate Annual v3.1, Unit 3554 and retrofits | 28 | 1748 | Rate Constraint in lbs/MMBtu | FALSE | L | Annual | Rate | lb/MWh | 4.6965 | 0 | 0 | 4.6965 | 0 | 0 | 0
#CAN Lingan 1-4 - SO2 Rate Annual v3.1, Unit 3554 and retrofits | 28 | 1748 | Rate Constraint in lbs/MMBtu | FALSE | L | Annual | Constraint Shadow Price | US2011$/Ton | 0 | 0 | 0 | 0 | 0 | 0 | 0
#CAN Lingan 1-4 - SO2 Rate Annual v3.1, Unit 3555 and retrofits | 29 | 1748 | Rate Constraint in lbs/MMBtu | FALSE | L | Annual | Seasons Included | Seasons | Winter, Summer | Winter, Summer | Winter, Summer | Winter, Summer | Winter, Summer | Winter, Summer | Winter, Summer
#CAN Lingan 1-4 - SO2 Rate Annual v3.1, Unit 3555 and retrofits | 29 | 1748 | Rate Constraint in lbs/MMBtu | FALSE | L | Annual | Standard | lb/MMBtu | 3.7214 | 3.7214 | 3.7214 | 3.7214 | 3.7214 | 3.7214 | 3.7214
#CAN Lingan 1-4 - SO2 Rate Annual v3.1, Unit 3555 and retrofits | 29 | 1748 | Rate Constraint in lbs/MMBtu | FALSE | L | Annual | Emissions at Affected Plants SO2 | Thousand Tons | 2.2405 | 0 | 0 | 4.9805 | 0 | 0 | 0
#CAN Lingan 1-4 - SO2 Rate Annual v3.1, Unit 3555 and retrofits | 29 | 1748 | Rate Constraint in lbs/MMBtu | FALSE | L | Annual | Allowances Purchased SO2 | Thousand Tons | 0 | 0 | 0 | 0 | 0 | 0 | 0
#CAN Lingan 1-4 - SO2 Rate Annual v3.1, Unit 3555 and retrofits | 29 | 1748 | Rate Constraint in lbs/MMBtu | FALSE | L | Annual | Allowances Sold SO2 | Thousand Tons | 0 | 0 | 0 | 0 | 0 | 0 | 0
#CAN Lingan 1-4 - SO2 Rate Annual v3.1, Unit 3555 and retrofits | 29 | 1748 | Rate Constraint in lbs/MMBtu | FALSE | L | Annual | Allowances Banked | Thousand Tons | 0 | 0 | 0 | 0 | 0 | 0 | 0
#CAN Lingan 1-4 - SO2 Rate Annual v3.1, Unit 3555 and retrofits | 29 | 1748 | Rate Constraint in lbs/MMBtu | FALSE | L | Annual | Allowances Withdrawn (1:1) | Thousand Tons | 0 | 0 | 0 | 0 | 0 | 0 | 0
#CAN Lingan 1-4 - SO2 Rate Annual v3.1, Unit 3555 and retrofits | 29 | 1748 | Rate Constraint in lbs/MMBtu | FALSE | L | Annual | Allowances Withdrawn (n:1) | Thousand Tons | 0 | 0 | 0 | 0 | 0 | 0 | 0
#CAN Lingan 1-4 - SO2 Rate Annual v3.1, Unit 3555 and retrofits | 29 | 1748 | Rate Constraint in lbs/MMBtu | FALSE | L | Annual | Net Emissions Allowance Position | Thousand Tons | 2.2405 | 0 | 0 | 4.9805 | 0 | 0 | 0
#CAN Lingan 1-4 - SO2 Rate Annual v3.1, Unit 3555 and retrofits | 29 | 1748 | Rate Constraint in lbs/MMBtu | FALSE | L | Annual | Fuel Consumed | TBtu | 4.9781 | 0 | 0 | 11.0662 | 0 | 0 | 0
#CAN Lingan 1-4 - SO2 Rate Annual v3.1, Unit 3555 and retrofits | 29 | 1748 | Rate Constraint in lbs/MMBtu | FALSE | L | Annual | Rate | lb/MMBtu | 0.90013 | 0 | 0 | 0.90013 | 0 | 0 | 0
#CAN Lingan 1-4 - SO2 Rate Annual v3.1, Unit 3555 and retrofits | 29 | 1748 | Rate Constraint in lbs/MMBtu | FALSE | L | Annual | Generation | TWh | 0.47704 | 0 | 0 | 1.0605 | 0 | 0 | 0
#CAN Lingan 1-4 - SO2 Rate Annual v3.1, Unit 3555 and retrofits | 29 | 1748 | Rate Constraint in lbs/MMBtu | FALSE | L | Annual | Qualifying Generation | TWh | 0.47704 | 0 | 0 | 1.0605 | 0 | 0 | 0
#CAN Lingan 1-4 - SO2 Rate Annual v3.1, Unit 3555 and retrofits | 29 | 1748 | Rate Constraint in lbs/MMBtu | FALSE | L | Annual | Rate | lb/MWh | 4.6965 | 0 | 0 | 4.6965 | 0 | 0 | 0
#CAN Lingan 1-4 - SO2 Rate Annual v3.1, Unit 3555 and retrofits | 29 | 1748 | Rate Constraint in lbs/MMBtu | FALSE | L | Annual | Constraint Shadow Price | US2011$/Ton | 0 | 0 | 0 | 0 | 0 | 0 | 0
#CAN -National CO2 Rate Limit- 2016- v5.12 | 30 | 5804 | Rate Constraint in lbs/MWh | FALSE | L | Annual | Seasons Included | Seasons | Winter, Summer | Winter, Summer | Winter, Summer | Winter, Summer | Winter, Summer | Winter, Summer | Winter, Summer
#CAN -National CO2 Rate Limit- 2016- v5.12 | 30 | 5804 | Rate Constraint in lbs/MWh | FALSE | L | Annual | Standard | lb/MWh | 925.94 | 925.94 | 925.94 | 925.94 | 925.94 | 925.94 | 925.94
#CAN -National CO2 Rate Limit- 2016- v5.12 | 30 | 5804 | Rate Constraint in lbs/MWh | FALSE | L | Annual | Emissions at Affected Plants CO2 | Thousand Tons | 0 | 0 | 0 | 0 | 0 | 0 | 0
#CAN -National CO2 Rate Limit- 2016- v5.12 | 30 | 5804 | Rate Constraint in lbs/MWh | FALSE | L | Annual | Allowances Purchased CO2 | Thousand Tons | 0 | 0 | 0 | 0 | 0 | 0 | 0
#CAN -National CO2 Rate Limit- 2016- v5.12 | 30 | 5804 | Rate Constraint in lbs/MWh | FALSE | L | Annual | Allowances Sold CO2 | Thousand Tons | 0 | 0 | 0 | 0 | 0 | 0 | 0
#CAN -National CO2 Rate Limit- 2016- v5.12 | 30 | 5804 | Rate Constraint in lbs/MWh | FALSE | L | Annual | Allowances Banked | Thousand Tons | 0 | 0 | 0 | 0 | 0 | 0 | 0
#CAN -National CO2 Rate Limit- 2016- v5.12 | 30 | 5804 | Rate Constraint in lbs/MWh | FALSE | L | Annual | Allowances Withdrawn (1:1) | Thousand Tons | 0 | 0 | 0 | 0 | 0 | 0 | 0
#CAN -National CO2 Rate Limit- 2016- v5.12 | 30 | 5804 | Rate Constraint in lbs/MWh | FALSE | L | Annual | Allowances Withdrawn (n:1) | Thousand Tons | 0 | 0 | 0 | 0 | 0 | 0 | 0
#CAN -National CO2 Rate Limit- 2016- v5.12 | 30 | 5804 | Rate Constraint in lbs/MWh | FALSE | L | Annual | Net Emissions Allowance Position | Thousand Tons | 0 | 0 | 0 | 0 | 0 | 0 | 0
#CAN -National CO2 Rate Limit- 2016- v5.12 | 30 | 5804 | Rate Constraint in lbs/MWh | FALSE | L | Annual | Fuel Consumed | TBtu | 0 | 0 | 0 | 0 | 0 | 0 | 0
#CAN -National CO2 Rate Limit- 2016- v5.12 | 30 | 5804 | Rate Constraint in lbs/MWh | FALSE | L | Annual | Rate | lb/MMBtu | 0 | 0 | 0 | 0 | 0 | 0 | 0
#CAN -National CO2 Rate Limit- 2016- v5.12 | 30 | 5804 | Rate Constraint in lbs/MWh | FALSE | L | Annual | Generation | TWh | 0 | 0 | 0 | 0 | 0 | 0 | 0
#CAN -National CO2 Rate Limit- 2016- v5.12 | 30 | 5804 | Rate Constraint in lbs/MWh | FALSE | L | Annual | Qualifying Generation | TWh | 0 | 0 | 0 | 0 | 0 | 0 | 0
#CAN -National CO2 Rate Limit- 2016- v5.12 | 30 | 5804 | Rate Constraint in lbs/MWh | FALSE | L | Annual | Constraint Shadow Price | US2011$/Ton | 581.637 | 592.7578 | 965.2955 | 298.5784 | 585.9442 | 521.7522 | 488.3037
#CAN -National CO2 Rate Limit- 2020- v5.12 | 31 | 5805 | Rate Constraint in lbs/MWh | FALSE | L | Annual | Seasons Included | Seasons |  |  | Winter, Summer | Winter, Summer | Winter, Summer | Winter, Summer | Winter, Summer
#CAN -National CO2 Rate Limit- 2020- v5.12 | 31 | 5805 | Rate Constraint in lbs/MWh | FALSE | L | Annual | Standard | lb/MWh | 925.94 | 925.94 | 925.94 | 925.94 | 925.94 | 925.94 | 925.94
#CAN -National CO2 Rate Limit- 2020- v5.12 | 31 | 5805 | Rate Constraint in lbs/MWh | FALSE | L | Annual | Emissions at Affected Plants CO2 | Thousand Tons | 0 | 0 | 801.3062 | 801.3062 | 798.12 | 798.12 | 798.12
#CAN -National CO2 Rate Limit- 2020- v5.12 | 31 | 5805 | Rate Constraint in lbs/MWh | FALSE | L | Annual | Allowances Purchased CO2 | Thousand Tons | 0 | 0 | 0 | 0 | 0 | 0 | 0
#CAN -National CO2 Rate Limit- 2020- v5.12 | 31 | 5805 | Rate Constraint in lbs/MWh | FALSE | L | Annual | Allowances Sold CO2 | Thousand Tons | 0 | 0 | 0 | 0 | 0 | 0 | 0
#CAN -National CO2 Rate Limit- 2020- v5.12 | 31 | 5805 | Rate Constraint in lbs/MWh | FALSE | L | Annual | Allowances Banked | Thousand Tons | 0 | 0 | 0 | 0 | 0 | 0 | 0
#CAN -National CO2 Rate Limit- 2020- v5.12 | 31 | 5805 | Rate Constraint in lbs/MWh | FALSE | L | Annual | Allowances Withdrawn (1:1) | Thousand Tons | 0 | 0 | 0 | 0 | 0 | 0 | 0
#CAN -National CO2 Rate Limit- 2020- v5.12 | 31 | 5805 | Rate Constraint in lbs/MWh | FALSE | L | Annual | Allowances Withdrawn (n:1) | Thousand Tons | 0 | 0 | 0 | 0 | 0 | 0 | 0
#CAN -National CO2 Rate Limit- 2020- v5.12 | 31 | 5805 | Rate Constraint in lbs/MWh | FALSE | L | Annual | Net Emissions Allowance Position | Thousand Tons | 0 | 0 | 801.3062 | 801.3062 | 798.12 | 798.12 | 798.12
#CAN -National CO2 Rate Limit- 2020- v5.12 | 31 | 5805 | Rate Constraint in lbs/MWh | FALSE | L | Annual | Fuel Consumed | TBtu | 0 | 0 | 18.1188 | 18.1188 | 18.0202 | 18.0202 | 18.0202
#CAN -National CO2 Rate Limit- 2020- v5.12 | 31 | 5805 | Rate Constraint in lbs/MWh | FALSE | L | Annual | Rate | lb/MMBtu | 0 | 0 | 88.4505 | 88.4505 | 88.5807 | 88.5807 | 88.5807
#CAN -National CO2 Rate Limit- 2020- v5.12 | 31 | 5805 | Rate Constraint in lbs/MWh | FALSE | L | Annual | Generation | TWh | 0 | 0 | 1.7308 | 1.7308 | 1.7239 | 1.7239 | 1.7239
#CAN -National CO2 Rate Limit- 2020- v5.12 | 31 | 5805 | Rate Constraint in lbs/MWh | FALSE | L | Annual | Qualifying Generation | TWh | 0 | 0 | 1.7308 | 1.7308 | 1.7239 | 1.7239 | 1.7239
#CAN -National CO2 Rate Limit- 2020- v5.12 | 31 | 5805 | Rate Constraint in lbs/MWh | FALSE | L | Annual | Constraint Shadow Price | US2011$/Ton | 0 | 0 | 31.9507 | 33.9224 | 93.6111 | 87.8286 | 79.4553
#CAN -National CO2 Rate Limit- 2030- v5.12 | 32 | 5807 | Rate Constraint in lbs/MWh | FALSE | L | Annual | Seasons Included | Seasons |  |  |  |  | Winter, Summer | Winter, Summer | Winter, Summer
#CAN -National CO2 Rate Limit- 2030- v5.12 | 32 | 5807 | Rate Constraint in lbs/MWh | FALSE | L | Annual | Standard | lb/MWh | 925.94 | 925.94 | 925.94 | 925.94 | 925.94 | 925.94 | 925.94
#CAN -National CO2 Rate Limit- 2030- v5.12 | 32 | 5807 | Rate Constraint in lbs/MWh | FALSE | L | Annual | Emissions at Affected Plants CO2 | Thousand Tons | 0 | 0 | 0 | 0 | 0 | 0 | 0
#CAN -National CO2 Rate Limit- 2030- v5.12 | 32 | 5807 | Rate Constraint in lbs/MWh | FALSE | L | Annual | Allowances Purchased CO2 | Thousand Tons | 0 | 0 | 0 | 0 | 0 | 0 | 0
#CAN -National CO2 Rate Limit- 2030- v5.12 | 32 | 5807 | Rate Constraint in lbs/MWh | FALSE | L | Annual | Allowances Sold CO2 | Thousand Tons | 0 | 0 | 0 | 0 | 0 | 0 | 0
#CAN -National CO2 Rate Limit- 2030- v5.12 | 32 | 5807 | Rate Constraint in lbs/MWh | FALSE | L | Annual | Allowances Banked | Thousand Tons | 0 | 0 | 0 | 0 | 0 | 0 | 0
#CAN -National CO2 Rate Limit- 2030- v5.12 | 32 | 5807 | Rate Constraint in lbs/MWh | FALSE | L | Annual | Allowances Withdrawn (1:1) | Thousand Tons | 0 | 0 | 0 | 0 | 0 | 0 | 0
#CAN -National CO2 Rate Limit- 2030- v5.12 | 32 | 5807 | Rate Constraint in lbs/MWh | FALSE | L | Annual | Allowances Withdrawn (n:1) | Thousand Tons | 0 | 0 | 0 | 0 | 0 | 0 | 0
#CAN -National CO2 Rate Limit- 2030- v5.12 | 32 | 5807 | Rate Constraint in lbs/MWh | FALSE | L | Annual | Net Emissions Allowance Position | Thousand Tons | 0 | 0 | 0 | 0 | 0 | 0 | 0
#CAN -National CO2 Rate Limit- 2030- v5.12 | 32 | 5807 | Rate Constraint in lbs/MWh | FALSE | L | Annual | Fuel Consumed | TBtu | 0 | 0 | 0 | 0 | 0 | 0 | 0
#CAN -National CO2 Rate Limit- 2030- v5.12 | 32 | 5807 | Rate Constraint in lbs/MWh | FALSE | L | Annual | Rate | lb/MMBtu | 0 | 0 | 0 | 0 | 0 | 0 | 0
#CAN -National CO2 Rate Limit- 2030- v5.12 | 32 | 5807 | Rate Constraint in lbs/MWh | FALSE | L | Annual | Generation | TWh | 0 | 0 | 0 | 0 | 0 | 0 | 0
#CAN -National CO2 Rate Limit- 2030- v5.12 | 32 | 5807 | Rate Constraint in lbs/MWh | FALSE | L | Annual | Qualifying Generation | TWh | 0 | 0 | 0 | 0 | 0 | 0 | 0
#CAN -National CO2 Rate Limit- 2030- v5.12 | 32 | 5807 | Rate Constraint in lbs/MWh | FALSE | L | Annual | Constraint Shadow Price | US2011$/Ton | 0 | 0 | 0 | 0 | 3466.9026 | 1376.5795 | 579.6351
#CAN -National CO2 Rate Limit- 2040- v5.12 | 33 | 5808 | Rate Constraint in lbs/MWh | FALSE | L | Annual | Seasons Included | Seasons | [5 empty] | Winter, Summer | Winter, Summer
#CAN -National CO2 Rate Limit- 2040- v5.12 | 33 | 5808 | Rate Constraint in lbs/MWh | FALSE | L | Annual | Standard | lb/MWh | 925.94 | 925.94 | 925.94 | 925.94 | 925.94 | 925.94 | 925.94
#CAN -National CO2 Rate Limit- 2040- v5.12 | 33 | 5808 | Rate Constraint in lbs/MWh | FALSE | L | Annual | Emissions at Affected Plants CO2 | Thousand Tons | 0 | 0 | 0 | 0 | 0 | 0 | 0
#CAN -National CO2 Rate Limit- 2040- v5.12 | 33 | 5808 | Rate Constraint in lbs/MWh | FALSE | L | Annual | Allowances Purchased CO2 | Thousand Tons | 0 | 0 | 0 | 0 | 0 | 0 | 0
#CAN -National CO2 Rate Limit- 2040- v5.12 | 33 | 5808 | Rate Constraint in lbs/MWh | FALSE | L | Annual | Allowances Sold CO2 | Thousand Tons | 0 | 0 | 0 | 0 | 0 | 0 | 0
#CAN -National CO2 Rate Limit- 2040- v5.12 | 33 | 5808 | Rate Constraint in lbs/MWh | FALSE | L | Annual | Allowances Banked | Thousand Tons | 0 | 0 | 0 | 0 | 0 | 0 | 0
#CAN -National CO2 Rate Limit- 2040- v5.12 | 33 | 5808 | Rate Constraint in lbs/MWh | FALSE | L | Annual | Allowances Withdrawn (1:1) | Thousand Tons | 0 | 0 | 0 | 0 | 0 | 0 | 0
#CAN -National CO2 Rate Limit- 2040- v5.12 | 33 | 5808 | Rate Constraint in lbs/MWh | FALSE | L | Annual | Allowances Withdrawn (n:1) | Thousand Tons | 0 | 0 | 0 | 0 | 0 | 0 | 0
#CAN -National CO2 Rate Limit- 2040- v5.12 | 33 | 5808 | Rate Constraint in lbs/MWh | FALSE | L | Annual | Net Emissions Allowance Position | Thousand Tons | 0 | 0 | 0 | 0 | 0 | 0 | 0
#CAN -National CO2 Rate Limit- 2040- v5.12 | 33 | 5808 | Rate Constraint in lbs/MWh | FALSE | L | Annual | Fuel Consumed | TBtu | 0 | 0 | 0 | 0 | 0 | 0 | 0
#CAN -National CO2 Rate Limit- 2040- v5.12 | 33 | 5808 | Rate Constraint in lbs/MWh | FALSE | L | Annual | Rate | lb/MMBtu | 0 | 0 | 0 | 0 | 0 | 0 | 0
#CAN -National CO2 Rate Limit- 2040- v5.12 | 33 | 5808 | Rate Constraint in lbs/MWh | FALSE | L | Annual | Generation | TWh | 0 | 0 | 0 | 0 | 0 | 0 | 0
#CAN -National CO2 Rate Limit- 2040- v5.12 | 33 | 5808 | Rate Constraint in lbs/MWh | FALSE | L | Annual | Qualifying Generation | TWh | 0 | 0 | 0 | 0 | 0 | 0 | 0
#CAN -National CO2 Rate Limit- 2040- v5.12 | 33 | 5808 | Rate Constraint in lbs/MWh | FALSE | L | Annual | Constraint Shadow Price | US2011$/Ton | 0 | 0 | 0 | 0 | 0 | 1376.5775 | 508.578
#CAN -National CO2 Rate Limit- 2050- v5.12 | 34 | 5809 | Rate Constraint in lbs/MWh | FALSE | L | Annual | Seasons Included | Seasons | [6 empty] | Winter, Summer
#CAN -National CO2 Rate Limit- 2050- v5.12 | 34 | 5809 | Rate Constraint in lbs/MWh | FALSE | L | Annual | Standard | lb/MWh | 925.94 | 925.94 | 925.94 | 925.94 | 925.94 | 925.94 | 925.94
#CAN -National CO2 Rate Limit- 2050- v5.12 | 34 | 5809 | Rate Constraint in lbs/MWh | FALSE | L | Annual | Emissions at Affected Plants CO2 | Thousand Tons | 0 | 0 | 0 | 0 | 0 | 0 | 0
#CAN -National CO2 Rate Limit- 2050- v5.12 | 34 | 5809 | Rate Constraint in lbs/MWh | FALSE | L | Annual | Allowances Purchased CO2 | Thousand Tons | 0 | 0 | 0 | 0 | 0 | 0 | 0
#CAN -National CO2 Rate Limit- 2050- v5.12 | 34 | 5809 | Rate Constraint in lbs/MWh | FALSE | L | Annual | Allowances Sold CO2 | Thousand Tons | 0 | 0 | 0 | 0 | 0 | 0 | 0
#CAN -National CO2 Rate Limit- 2050- v5.12 | 34 | 5809 | Rate Constraint in lbs/MWh | FALSE | L | Annual | Allowances Banked | Thousand Tons | 0 | 0 | 0 | 0 | 0 | 0 | 0
#CAN -National CO2 Rate Limit- 2050- v5.12 | 34 | 5809 | Rate Constraint in lbs/MWh | FALSE | L | Annual | Allowances Withdrawn (1:1) | Thousand Tons | 0 | 0 | 0 | 0 | 0 | 0 | 0
#CAN -National CO2 Rate Limit- 2050- v5.12 | 34 | 5809 | Rate Constraint in lbs/MWh | FALSE | L | Annual | Allowances Withdrawn (n:1) | Thousand Tons | 0 | 0 | 0 | 0 | 0 | 0 | 0
#CAN -National CO2 Rate Limit- 2050- v5.12 | 34 | 5809 | Rate Constraint in lbs/MWh | FALSE | L | Annual | Net Emissions Allowance Position | Thousand Tons | 0 | 0 | 0 | 0 | 0 | 0 | 0
#CAN -National CO2 Rate Limit- 2050- v5.12 | 34 | 5809 | Rate Constraint in lbs/MWh | FALSE | L | Annual | Fuel Consumed | TBtu | 0 | 0 | 0 | 0 | 0 | 0 | 0
#CAN -National CO2 Rate Limit- 2050- v5.12 | 34 | 5809 | Rate Constraint in lbs/MWh | FALSE | L | Annual | Rate | lb/MMBtu | 0 | 0 | 0 | 0 | 0 | 0 | 0
#CAN -National CO2 Rate Limit- 2050- v5.12 | 34 | 5809 | Rate Constraint in lbs/MWh | FALSE | L | Annual | Generation | TWh | 0 | 0 | 0 | 0 | 0 | 0 | 0
#CAN -National CO2 Rate Limit- 2050- v5.12 | 34 | 5809 | Rate Constraint in lbs/MWh | FALSE | L | Annual | Qualifying Generation | TWh | 0 | 0 | 0 | 0 | 0 | 0 | 0
#CAN -National CO2 Rate Limit- 2050- v5.12 | 34 | 5809 | Rate Constraint in lbs/MWh | FALSE | L | Annual | Constraint Shadow Price | US2011$/Ton | 0 | 0 | 0 | 0 | 0 | 0 | 807.7822
#CAN -National CO2 Rate Limit- New Units- v5.12 | 35 | 5899 | Rate Constraint in lbs/MWh | FALSE | L | Annual | Seasons Included | Seasons | Winter, Summer | Winter, Summer | Winter, Summer | Winter, Summer | Winter, Summer | Winter, Summer | Winter, Summer
#CAN -National CO2 Rate Limit- New Units- v5.12 | 35 | 5899 | Rate Constraint in lbs/MWh | FALSE | L | Annual | Standard | lb/MWh | 925.94 | 925.94 | 925.94 | 925.94 | 925.94 | 925.94 | 925.94
#CAN -National CO2 Rate Limit- New Units- v5.12 | 35 | 5899 | Rate Constraint in lbs/MWh | FALSE | L | Annual | Emissions at Affected Plants CO2 | Thousand Tons | 0 | 1201.8575 | 2441.1864 | 3192.8542 | 12181.2659 | 35483.6379 | 59757.675
#CAN -National CO2 Rate Limit- New Units- v5.12 | 35 | 5899 | Rate Constraint in lbs/MWh | FALSE | L | Annual | Allowances Purchased CO2 | Thousand Tons | 0 | 0 | 0 | 0 | 0 | 0 | 0
#CAN -National CO2 Rate Limit- New Units- v5.12 | 35 | 5899 | Rate Constraint in lbs/MWh | FALSE | L | Annual | Allowances Sold CO2 | Thousand Tons | 0 | 0 | 0 | 0 | 0 | 0 | 0
#CAN -National CO2 Rate Limit- New Units- v5.12 | 35 | 5899 | Rate Constraint in lbs/MWh | FALSE | L | Annual | Allowances Banked | Thousand Tons | 0 | 0 | 0 | 0 | 0 | 0 | 0
#CAN -National CO2 Rate Limit- New Units- v5.12 | 35 | 5899 | Rate Constraint in lbs/MWh | FALSE | L | Annual | Allowances Withdrawn (1:1) | Thousand Tons | 0 | 0 | 0 | 0 | 0 | 0 | 0
#CAN -National CO2 Rate Limit- New Units- v5.12 | 35 | 5899 | Rate Constraint in lbs/MWh | FALSE | L | Annual | Allowances Withdrawn (n:1) | Thousand Tons | 0 | 0 | 0 | 0 | 0 | 0 | 0
#CAN -National CO2 Rate Limit- New Units- v5.12 | 35 | 5899 | Rate Constraint in lbs/MWh | FALSE | L | Annual | Net Emissions Allowance Position | Thousand Tons | 0 | 1201.8575 | 2441.1864 | 3192.8542 | 12181.2659 | 35483.6379 | 59757.675
#CAN -National CO2 Rate Limit- New Units- v5.12 | 35 | 5899 | Rate Constraint in lbs/MWh | FALSE | L | Annual | Fuel Consumed | TBtu | 0 | 20.5389 | 37.924 | 51.9231 | 204.2183 | 601.1945 | 1012.7297
#CAN -National CO2 Rate Limit- New Units- v5.12 | 35 | 5899 | Rate Constraint in lbs/MWh | FALSE | L | Annual | Rate | lb/MMBtu | 0 | 117.0323 | 128.741 | 122.984 | 119.2965 | 118.0438 | 118.0131
#CAN -National CO2 Rate Limit- New Units- v5.12 | 35 | 5899 | Rate Constraint in lbs/MWh | FALSE | L | Annual | Generation | TWh | 0 | 3.15 | 5.2729 | 6.8965 | 26.3111 | 76.6435 | 129.0746
#CAN -National CO2 Rate Limit- New Units- v5.12 | 35 | 5899 | Rate Constraint in lbs/MWh | FALSE | L | Annual | Qualifying Generation | TWh | 0 | 3.15 | 5.2729 | 6.8965 | 26.3111 | 76.6435 | 129.0746
#CAN -National CO2 Rate Limit- New Units- v5.12 | 35 | 5899 | Rate Constraint in lbs/MWh | FALSE | L | Annual | Constraint Shadow Price | US2011$/Ton | 1096.7132 | 0 | 54.223 | 35.8942 | 120.0991 | 67.3543 | 25.7466
#CAN -National NOx Rate Limit v4.12 | 36 | 2313 | Rate Constraint in lbs/MWh | FALSE | L | Annual | Seasons Included | Seasons | Winter, Summer | Winter, Summer | Winter, Summer | Winter, Summer | Winter, Summer | Winter, Summer | Winter, Summer
#CAN -National NOx Rate Limit v4.12 | 36 | 2313 | Rate Constraint in lbs/MWh | FALSE | L | Annual | Standard | lb/MWh | 1.5212 | 1.5212 | 1.5212 | 1.5212 | 1.5212 | 1.5212 | 1.5212
#CAN -National NOx Rate Limit v4.12 | 36 | 2313 | Rate Constraint in lbs/MWh | FALSE | L | Annual | Emissions at Affected Plants NOX | Thousand Tons | 18.411 | 15.9099 | 17.7682 | 19.104 | 25.7435 | 32.3523 | 37.2659
#CAN -National NOx Rate Limit v4.12 | 36 | 2313 | Rate Constraint in lbs/MWh | FALSE | L | Annual | Allowances Purchased NOX | Thousand Tons | 0 | 0 | 0 | 0 | 0 | 0 | 0
#CAN -National NOx Rate Limit v4.12 | 36 | 2313 | Rate Constraint in lbs/MWh | FALSE | L | Annual | Allowances Sold NOX | Thousand Tons | 0 | 0 | 0 | 0 | 0 | 0 | 0
#CAN -National NOx Rate Limit v4.12 | 36 | 2313 | Rate Constraint in lbs/MWh | FALSE | L | Annual | Allowances Banked | Thousand Tons | 0 | 0 | 0 | 0 | 0 | 0 | 0
#CAN -National NOx Rate Limit v4.12 | 36 | 2313 | Rate Constraint in lbs/MWh | FALSE | L | Annual | Allowances Withdrawn (1:1) | Thousand Tons | 0 | 0 | 0 | 0 | 0 | 0 | 0
#CAN -National NOx Rate Limit v4.12 | 36 | 2313 | Rate Constraint in lbs/MWh | FALSE | L | Annual | Allowances Withdrawn (n:1) | Thousand Tons | 0 | 0 | 0 | 0 | 0 | 0 | 0
#CAN -National NOx Rate Limit v4.12 | 36 | 2313 | Rate Constraint in lbs/MWh | FALSE | L | Annual | Net Emissions Allowance Position | Thousand Tons | 18.411 | 15.9099 | 17.7682 | 19.104 | 25.7435 | 32.3523 | 37.2659
#CAN -National NOx Rate Limit v4.12 | 36 | 2313 | Rate Constraint in lbs/MWh | FALSE | L | Annual | Fuel Consumed | TBtu | 322.4216 | 265.8566 | 316.627 | 354.9583 | 584.3039 | 1040.4679 | 1562.9675
#CAN -National NOx Rate Limit v4.12 | 36 | 2313 | Rate Constraint in lbs/MWh | FALSE | L | Annual | Rate | lb/MMBtu | 0.1142 | 0.11969 | 0.11223 | 0.10764 | 0.088117 | 0.062188 | 0.047686
#CAN -National NOx Rate Limit v4.12 | 36 | 2313 | Rate Constraint in lbs/MWh | FALSE | L | Annual | Generation | TWh | 41.2229 | 35.0079 | 41.0957 | 44.8821 | 71.1242 | 130.561 | 201.7611
#CAN -National NOx Rate Limit v4.12 | 36 | 2313 | Rate Constraint in lbs/MWh | FALSE | L | Annual | Qualifying Generation | TWh | 41.2229 | 35.0079 | 41.0957 | 44.8821 | 71.1242 | 130.561 | 201.7611
#CAN -National NOx Rate Limit v4.12 | 36 | 2313 | Rate Constraint in lbs/MWh | FALSE | L | Annual | Constraint Shadow Price | US2011$/Ton | 0 | 0 | 0 | 0 | 0 | 0 | 0
#CAN -National SO2 Rate Limit v4.12 | 37 | 2314 | Rate Constraint in lbs/MWh | FALSE | L | Annual | Seasons Included | Seasons | Winter, Summer | Winter, Summer | Winter, Summer | Winter, Summer | Winter, Summer | Winter, Summer | Winter, Summer
#CAN -National SO2 Rate Limit v4.12 | 37 | 2314 | Rate Constraint in lbs/MWh | FALSE | L | Annual | Standard | lb/MWh | 9.3476 | 9.3476 | 9.3476 | 9.3476 | 9.3476 | 9.3476 | 9.3476
#CAN -National SO2 Rate Limit v4.12 | 37 | 2314 | Rate Constraint in lbs/MWh | FALSE | L | Annual | Emissions at Affected Plants SO2 | Thousand Tons | 2.9874 | 2.9874 | 2.9874 | 2.9874 | 2.9874 | 2.7629 | 2.6133
#CAN -National SO2 Rate Limit v4.12 | 37 | 2314 | Rate Constraint in lbs/MWh | FALSE | L | Annual | Allowances Purchased SO2 | Thousand Tons | 0 | 0 | 0 | 0 | 0 | 0 | 0
#CAN -National SO2 Rate Limit v4.12 | 37 | 2314 | Rate Constraint in lbs/MWh | FALSE | L | Annual | Allowances Sold SO2 | Thousand Tons | 0 | 0 | 0 | 0 | 0 | 0 | 0
#CAN -National SO2 Rate Limit v4.12 | 37 | 2314 | Rate Constraint in lbs/MWh | FALSE | L | Annual | Allowances Banked | Thousand Tons | 0 | 0 | 0 | 0 | 0 | 0 | 0
#CAN -National SO2 Rate Limit v4.12 | 37 | 2314 | Rate Constraint in lbs/MWh | FALSE | L | Annual | Allowances Withdrawn (1:1) | Thousand Tons | 0 | 0 | 0 | 0 | 0 | 0 | 0
#CAN -National SO2 Rate Limit v4.12 | 37 | 2314 | Rate Constraint in lbs/MWh | FALSE | L | Annual | Allowances Withdrawn (n:1) | Thousand Tons | 0 | 0 | 0 | 0 | 0 | 0 | 0
#CAN -National SO2 Rate Limit v4.12 | 37 | 2314 | Rate Constraint in lbs/MWh | FALSE | L | Annual | Net Emissions Allowance Position | Thousand Tons | 2.9874 | 2.9874 | 2.9874 | 2.9874 | 2.9874 | 2.7629 | 2.6133
#CAN -National SO2 Rate Limit v4.12 | 37 | 2314 | Rate Constraint in lbs/MWh | FALSE | L | Annual | Fuel Consumed | TBtu | 322.4216 | 265.8566 | 316.627 | 354.9583 | 584.3039 | 1040.4679 | 1562.9675
#CAN -National SO2 Rate Limit v4.12 | 37 | 2314 | Rate Constraint in lbs/MWh | FALSE | L | Annual | Rate | lb/MMBtu | 0.018531 | 0.022473 | 0.01887 | 0.016832 | 0.010225 | 0.0053108 | 0.003344
#CAN -National SO2 Rate Limit v4.12 | 37 | 2314 | Rate Constraint in lbs/MWh | FALSE | L | Annual | Generation | TWh | 41.2229 | 35.0079 | 41.0957 | 44.8821 | 71.1242 | 130.561 | 201.7611
#CAN -National SO2 Rate Limit v4.12 | 37 | 2314 | Rate Constraint in lbs/MWh | FALSE | L | Annual | Qualifying Generation | TWh | 41.2229 | 35.0079 | 41.0957 | 44.8821 | 71.1242 | 130.561 | 201.7611
#CAN -National SO2 Rate Limit v4.12 | 37 | 2314 | Rate Constraint in lbs/MWh | FALSE | L | Annual | Constraint Shadow Price | US2011$/Ton | 0 | 0 | 0 | 0 | 0 | 0 | 0
#CAN Trenton 1-2 - SO2 Rate Annual v3.1, Unit 3557 and retrofits | 38 | 1751 | Rate Constraint in lbs/MMBtu | FALSE | L | Annual | Seasons Included | Seasons | Winter, Summer | Winter, Summer | Winter, Summer | Winter, Summer | Winter, Summer | Winter, Summer | Winter, Summer
#CAN Trenton 1-2 - SO2 Rate Annual v3.1, Unit 3557 and retrofits | 38 | 1751 | Rate Constraint in lbs/MMBtu | FALSE | L | Annual | Standard | lb/MMBtu | 3.2097 | 3.2097 | 3.2097 | 3.2097 | 3.2097 | 3.2097 | 3.2097
#CAN Trenton 1-2 - SO2 Rate Annual v3.1, Unit 3557 and retrofits | 38 | 1751 | Rate Constraint in lbs/MMBtu | FALSE | L | Annual | Emissions at Affected Plants SO2 | Thousand Tons | 0 | 0 | 0 | 0 | 0 | 0 | 0
#CAN Trenton 1-2 - SO2 Rate Annual v3.1, Unit 3557 and retrofits | 38 | 1751 | Rate Constraint in lbs/MMBtu | FALSE | L | Annual | Allowances Purchased SO2 | Thousand Tons | 0 | 0 | 0 | 0 | 0 | 0 | 0
#CAN Trenton 1-2 - SO2 Rate Annual v3.1, Unit 3557 and retrofits | 38 | 1751 | Rate Constraint in lbs/MMBtu | FALSE | L | Annual | Allowances Sold SO2 | Thousand Tons | 0 | 0 | 0 | 0 | 0 | 0 | 0
#CAN Trenton 1-2 - SO2 Rate Annual v3.1, Unit 3557 and retrofits | 38 | 1751 | Rate Constraint in lbs/MMBtu | FALSE | L | Annual | Allowances Banked | Thousand Tons | 0 | 0 | 0 | 0 | 0 | 0 | 0
#CAN Trenton 1-2 - SO2 Rate Annual v3.1, Unit 3557 and retrofits | 38 | 1751 | Rate Constraint in lbs/MMBtu | FALSE | L | Annual | Allowances Withdrawn (1:1) | Thousand Tons | 0 | 0 | 0 | 0 | 0 | 0 | 0
#CAN Trenton 1-2 - SO2 Rate Annual v3.1, Unit 3557 and retrofits | 38 | 1751 | Rate Constraint in lbs/MMBtu | FALSE | L | Annual | Allowances Withdrawn (n:1) | Thousand Tons | 0 | 0 | 0 | 0 | 0 | 0 | 0
#CAN Trenton 1-2 - SO2 Rate Annual v3.1, Unit 3557 and retrofits | 38 | 1751 | Rate Constraint in lbs/MMBtu | FALSE | L | Annual | Net Emissions Allowance Position | Thousand Tons | 0 | 0 | 0 | 0 | 0 | 0 | 0
#CAN Trenton 1-2 - SO2 Rate Annual v3.1, Unit 3557 and retrofits | 38 | 1751 | Rate Constraint in lbs/MMBtu | FALSE | L | Annual | Fuel Consumed | TBtu | 0 | 0 | 0 | 0 | 0 | 0 | 0
#CAN Trenton 1-2 - SO2 Rate Annual v3.1, Unit 3557 and retrofits | 38 | 1751 | Rate Constraint in lbs/MMBtu | FALSE | L | Annual | Rate | lb/MMBtu | 0 | 0 | 0 | 0 | 0 | 0 | 0
#CAN Trenton 1-2 - SO2 Rate Annual v3.1, Unit 3557 and retrofits | 38 | 1751 | Rate Constraint in lbs/MMBtu | FALSE | L | Annual | Generation | TWh | 0 | 0 | 0 | 0 | 0 | 0 | 0
#CAN Trenton 1-2 - SO2 Rate Annual v3.1, Unit 3557 and retrofits | 38 | 1751 | Rate Constraint in lbs/MMBtu | FALSE | L | Annual | Qualifying Generation | TWh | 0 | 0 | 0 | 0 | 0 | 0 | 0
#CAN Trenton 1-2 - SO2 Rate Annual v3.1, Unit 3557 and retrofits | 38 | 1751 | Rate Constraint in lbs/MMBtu | FALSE | L | Annual | Rate | lb/MWh | 0 | 0 | 0 | 0 | 0 | 0 | 0
#CAN Trenton 1-2 - SO2 Rate Annual v3.1, Unit 3557 and retrofits | 38 | 1751 | Rate Constraint in lbs/MMBtu | FALSE | L | Annual | Constraint Shadow Price | US2011$/Ton | 0 | 0 | 0 | 0 | 0 | 0 | 0
#CAN Trenton 1-2 - SO2 Rate Annual v3.1, Unit 3558 and retrofits | 39 | 1751 | Rate Constraint in lbs/MMBtu | FALSE | L | Annual | Seasons Included | Seasons | Winter, Summer | Winter, Summer | Winter, Summer | Winter, Summer | Winter, Summer | Winter, Summer | Winter, Summer
#CAN Trenton 1-2 - SO2 Rate Annual v3.1, Unit 3558 and retrofits | 39 | 1751 | Rate Constraint in lbs/MMBtu | FALSE | L | Annual | Standard | lb/MMBtu | 3.2097 | 3.2097 | 3.2097 | 3.2097 | 3.2097 | 3.2097 | 3.2097
#CAN Trenton 1-2 - SO2 Rate Annual v3.1, Unit 3558 and retrofits | 39 | 1751 | Rate Constraint in lbs/MMBtu | FALSE | L | Annual | Emissions at Affected Plants SO2 | Thousand Tons | 4.4939 | 0.040132 | 0 | 4.0067 | 5.3343 | 5.059 | 0
#CAN Trenton 1-2 - SO2 Rate Annual v3.1, Unit 3558 and retrofits | 39 | 1751 | Rate Constraint in lbs/MMBtu | FALSE | L | Annual | Allowances Purchased SO2 | Thousand Tons | 0 | 0 | 0 | 0 | 0 | 0 | 0
#CAN Trenton 1-2 - SO2 Rate Annual v3.1, Unit 3558 and retrofits | 39 | 1751 | Rate Constraint in lbs/MMBtu | FALSE | L | Annual | Allowances Sold SO2 | Thousand Tons | 0 | 0 | 0 | 0 | 0 | 0 | 0
#CAN Trenton 1-2 - SO2 Rate Annual v3.1, Unit 3558 and retrofits | 39 | 1751 | Rate Constraint in lbs/MMBtu | FALSE | L | Annual | Allowances Banked | Thousand Tons | 0 | 0 | 0 | 0 | 0 | 0 | 0
#CAN Trenton 1-2 - SO2 Rate Annual v3.1, Unit 3558 and retrofits | 39 | 1751 | Rate Constraint in lbs/MMBtu | FALSE | L | Annual | Allowances Withdrawn (1:1) | Thousand Tons | 0 | 0 | 0 | 0 | 0 | 0 | 0
#CAN Trenton 1-2 - SO2 Rate Annual v3.1, Unit 3558 and retrofits | 39 | 1751 | Rate Constraint in lbs/MMBtu | FALSE | L | Annual | Allowances Withdrawn (n:1) | Thousand Tons | 0 | 0 | 0 | 0 | 0 | 0 | 0
#CAN Trenton 1-2 - SO2 Rate Annual v3.1, Unit 3558 and retrofits | 39 | 1751 | Rate Constraint in lbs/MMBtu | FALSE | L | Annual | Net Emissions Allowance Position | Thousand Tons | 4.4939 | 0.040132 | 0 | 4.0067 | 5.3343 | 5.059 | 0
#CAN Trenton 1-2 - SO2 Rate Annual v3.1, Unit 3558 and retrofits | 39 | 1751 | Rate Constraint in lbs/MMBtu | FALSE | L | Annual | Fuel Consumed | TBtu | 11.5067 | 1.0635 | 0 | 9.0532 | 12.0531 | 11.431 | 0
#CAN Trenton 1-2 - SO2 Rate Annual v3.1, Unit 3558 and retrofits | 39 | 1751 | Rate Constraint in lbs/MMBtu | FALSE | L | Annual | Rate | lb/MMBtu | 0.78108 | 0.075472 | 0 | 0.88514 | 0.88514 | 0.88514 | 0
#CAN Trenton 1-2 - SO2 Rate Annual v3.1, Unit 3558 and retrofits | 39 | 1751 | Rate Constraint in lbs/MMBtu | FALSE | L | Annual | Generation | TWh | 1.0944 | 0.096602 | 0 | 0.86674 | 1.1539 | 1.0944 | 0
#CAN Trenton 1-2 - SO2 Rate Annual v3.1, Unit 3558 and retrofits | 39 | 1751 | Rate Constraint in lbs/MMBtu | FALSE | L | Annual | Qualifying Generation | TWh | 1.0944 | 0.096602 | 0 | 0.86674 | 1.1539 | 1.0944 | 0
#CAN Trenton 1-2 - SO2 Rate Annual v3.1, Unit 3558 and retrofits | 39 | 1751 | Rate Constraint in lbs/MMBtu | FALSE | L | Annual | Rate | lb/MWh | 4.1063 | 0.41544 | 0 | 4.6227 | 4.6227 | 4.6227 | 0
#CAN Trenton 1-2 - SO2 Rate Annual v3.1, Unit 3558 and retrofits | 39 | 1751 | Rate Constraint in lbs/MMBtu | FALSE | L | Annual | Constraint Shadow Price | US2011$/Ton | 0 | 0 | 0 | 0 | 0 | 0 | 0
#CAN Tupper 1 - SO2 Rate Annual v3.1, Unit 3556 and retrofits | 40 | 1752 | Rate Constraint in lbs/MMBtu | FALSE | L | Annual | Seasons Included | Seasons | Winter, Summer | Winter, Summer | Winter, Summer | Winter, Summer | Winter, Summer | Winter, Summer | Winter, Summer
#CAN Tupper 1 - SO2 Rate Annual v3.1, Unit 3556 and retrofits | 40 | 1752 | Rate Constraint in lbs/MMBtu | FALSE | L | Annual | Standard | lb/MMBtu | 2.2096 | 2.2096 | 2.2096 | 2.2096 | 2.2096 | 2.2096 | 2.2096
#CAN Tupper 1 - SO2 Rate Annual v3.1, Unit 3556 and retrofits | 40 | 1752 | Rate Constraint in lbs/MMBtu | FALSE | L | Annual | Emissions at Affected Plants SO2 | Thousand Tons | 3.7542 | 0 | 0 | 0 | 0 | 0 | 0
#CAN Tupper 1 - SO2 Rate Annual v3.1, Unit 3556 and retrofits | 40 | 1752 | Rate Constraint in lbs/MMBtu | FALSE | L | Annual | Allowances Purchased SO2 | Thousand Tons | 0 | 0 | 0 | 0 | 0 | 0 | 0
#CAN Tupper 1 - SO2 Rate Annual v3.1, Unit 3556 and retrofits | 40 | 1752 | Rate Constraint in lbs/MMBtu | FALSE | L | Annual | Allowances Sold SO2 | Thousand Tons | 0 | 0 | 0 | 0 | 0 | 0 | 0
#CAN Tupper 1 - SO2 Rate Annual v3.1, Unit 3556 and retrofits | 40 | 1752 | Rate Constraint in lbs/MMBtu | FALSE | L | Annual | Allowances Banked | Thousand Tons | 0 | 0 | 0 | 0 | 0 | 0 | 0
#CAN Tupper 1 - SO2 Rate Annual v3.1, Unit 3556 and retrofits | 40 | 1752 | Rate Constraint in lbs/MMBtu | FALSE | L | Annual | Allowances Withdrawn (1:1) | Thousand Tons | 0 | 0 | 0 | 0 | 0 | 0 | 0
#CAN Tupper 1 - SO2 Rate Annual v3.1, Unit 3556 and retrofits | 40 | 1752 | Rate Constraint in lbs/MMBtu | FALSE | L | Annual | Allowances Withdrawn (n:1) | Thousand Tons | 0 | 0 | 0 | 0 | 0 | 0 | 0
#CAN Tupper 1 - SO2 Rate Annual v3.1, Unit 3556 and retrofits | 40 | 1752 | Rate Constraint in lbs/MMBtu | FALSE | L | Annual | Net Emissions Allowance Position | Thousand Tons | 3.7542 | 0 | 0 | 0 | 0 | 0 | 0
#CAN Tupper 1 - SO2 Rate Annual v3.1, Unit 3556 and retrofits | 40 | 1752 | Rate Constraint in lbs/MMBtu | FALSE | L | Annual | Fuel Consumed | TBtu | 8.4827 | 0 | 0 | 0 | 0 | 0 | 0
#CAN Tupper 1 - SO2 Rate Annual v3.1, Unit 3556 and retrofits | 40 | 1752 | Rate Constraint in lbs/MMBtu | FALSE | L | Annual | Rate | lb/MMBtu | 0.88514 | 0 | 0 | 0 | 0 | 0 | 0
#CAN Tupper 1 - SO2 Rate Annual v3.1, Unit 3556 and retrofits | 40 | 1752 | Rate Constraint in lbs/MMBtu | FALSE | L | Annual | Generation | TWh | 0.81212 | 0 | 0 | 0 | 0 | 0 | 0
#CAN Tupper 1 - SO2 Rate Annual v3.1, Unit 3556 and retrofits | 40 | 1752 | Rate Constraint in lbs/MMBtu | FALSE | L | Annual | Qualifying Generation | TWh | 0.81212 | 0 | 0 | 0 | 0 | 0 | 0
#CAN Tupper 1 - SO2 Rate Annual v3.1, Unit 3556 and retrofits | 40 | 1752 | Rate Constraint in lbs/MMBtu | FALSE | L | Annual | Rate | lb/MWh | 4.6227 | 0 | 0 | 0 | 0 | 0 | 0
#CAN Tupper 1 - SO2 Rate Annual v3.1, Unit 3556 and retrofits | 40 | 1752 | Rate Constraint in lbs/MMBtu | FALSE | L | Annual | Constraint Shadow Price | US2011$/Ton | 0 | 0 | 0 | 0 | 0 | 0 | 0
#MATS - HCL Rate in 2015 | 41 | 2407 | MACT Fuel Choice Floor in lbs/MMBtu | FALSE | L | Annual | Seasons Included | Seasons | Winter, Summer | Winter, Summer | Winter, Summer | Winter, Summer | Winter, Summer | Winter, Summer | Winter, Summer
#MATS - HCL Rate in 2015 | 41 | 2407 | MACT Fuel Choice Floor in lbs/MMBtu | FALSE | L | Annual | Emission Floor | lb/MMBtu | 25.0015 | 25.0015 | 25.0015 | 25.0015 | 25.0015 | 25.0015 | 25.0015
#MATS - HCL Rate in 2015 | 41 | 2407 | MACT Fuel Choice Floor in lbs/MMBtu | FALSE | L | Annual | Emissions at Affected Plants HCL | Thousand Tons | 3.31 | 3.5851 | 3.8024 | 3.6439 | 3.5024 | 3.3334 | 2.8806
#MATS - HCL Rate in 2015 | 41 | 2407 | MACT Fuel Choice Floor in lbs/MMBtu | FALSE | L | Annual | Allowances Purchased HCL | Thousand Tons | 0 | 0 | 0 | 0 | 0 | 0 | 0
#MATS - HCL Rate in 2015 | 41 | 2407 | MACT Fuel Choice Floor in lbs/MMBtu | FALSE | L | Annual | Allowances Sold HCL | Thousand Tons | 0 | 0 | 0 | 0 | 0 | 0 | 0
#MATS - HCL Rate in 2015 | 41 | 2407 | MACT Fuel Choice Floor in lbs/MMBtu | FALSE | L | Annual | Allowances Banked | Thousand Tons | 0 | 0 | 0 | 0 | 0 | 0 | 0
#MATS - HCL Rate in 2015 | 41 | 2407 | MACT Fuel Choice Floor in lbs/MMBtu | FALSE | L | Annual | Allowances Withdrawn (1:1) | Thousand Tons | 0 | 0 | 0 | 0 | 0 | 0 | 0
#MATS - HCL Rate in 2015 | 41 | 2407 | MACT Fuel Choice Floor in lbs/MMBtu | FALSE | L | Annual | Allowances Withdrawn (n:1) | Thousand Tons | 0 | 0 | 0 | 0 | 0 | 0 | 0
#MATS - HCL Rate in 2015 | 41 | 2407 | MACT Fuel Choice Floor in lbs/MMBtu | FALSE | L | Annual | Net Emissions Allowance Position | Thousand Tons | 3.31 | 3.5851 | 3.8024 | 3.6439 | 3.5024 | 3.3334 | 2.8806
#MATS - HCL Rate in 2015 | 41 | 2407 | MACT Fuel Choice Floor in lbs/MMBtu | FALSE | L | Annual | Fuel Consumed | TBtu | 13588.42 | 13804.6563 | 14371.2625 | 14055.9217 | 13303.0494 | 12945.0627 | 12457.2583
#MATS - HCL Rate in 2015 | 41 | 2407 | MACT Fuel Choice Floor in lbs/MMBtu | FALSE | L | Annual | Rate | lb/MMBtu | 0.00048718 | 0.00051941 | 0.00052917 | 0.00051849 | 0.00052655 | 0.00051501 | 0.00046248
#MATS - HCL Rate in 2015 | 41 | 2407 | MACT Fuel Choice Floor in lbs/MMBtu | FALSE | L | Annual | Generation | TWh | 1327.1064 | 1348.9666 | 1403.3089 | 1372.328 | 1298.947 | 1261.9197 | 1213.8298
#MATS - HCL Rate in 2015 | 41 | 2407 | MACT Fuel Choice Floor in lbs/MMBtu | FALSE | L | Annual | Qualifying Generation | TWh | 1327.1064 | 1348.9666 | 1403.3089 | 1372.328 | 1298.947 | 1261.9197 | 1213.8298
#MATS - HCL Rate in 2015 | 41 | 2407 | MACT Fuel Choice Floor in lbs/MMBtu | FALSE | L | Annual | Constraint Shadow Price | US2011$/Ton | 0 | 0 | 0 | 0 | 0 | 0 | 0
#MATS - HCL Rate in 2015 (IGCC) | 42 | 2409 | MACT Fuel Choice Floor in lbs/MMBtu | FALSE | L | Annual | Seasons Included | Seasons | Winter, Summer | Winter, Summer | Winter, Summer | Winter, Summer | Winter, Summer | Winter, Summer | Winter, Summer
#MATS - HCL Rate in 2015 (IGCC) | 42 | 2409 | MACT Fuel Choice Floor in lbs/MMBtu | FALSE | L | Annual | Emission Floor | lb/MMBtu | 0.005 | 0.005 | 0.005 | 0.005 | 0.005 | 0.005 | 0.005
#MATS - HCL Rate in 2015 (IGCC) | 42 | 2409 | MACT Fuel Choice Floor in lbs/MMBtu | FALSE | L | Annual | Emissions at Affected Plants HCL | Thousand Tons | 0.021576 | 0.044848 | 0.053252 | 0.054621 | 0.078502 | 0.076176 | 0.074456
#MATS - HCL Rate in 2015 (IGCC) | 42 | 2409 | MACT Fuel Choice Floor in lbs/MMBtu | FALSE | L | Annual | Allowances Purchased HCL | Thousand Tons | 0 | 0 | 0 | 0 | 0 | 0 | 0
#MATS - HCL Rate in 2015 (IGCC) | 42 | 2409 | MACT Fuel Choice Floor in lbs/MMBtu | FALSE | L | Annual | Allowances Sold HCL | Thousand Tons | 0 | 0 | 0 | 0 | 0 | 0 | 0
#MATS - HCL Rate in 2015 (IGCC) | 42 | 2409 | MACT Fuel Choice Floor in lbs/MMBtu | FALSE | L | Annual | Allowances Banked | Thousand Tons | 0 | 0 | 0 | 0 | 0 | 0 | 0
#MATS - HCL Rate in 2015 (IGCC) | 42 | 2409 | MACT Fuel Choice Floor in lbs/MMBtu | FALSE | L | Annual | Allowances Withdrawn (1:1) | Thousand Tons | 0 | 0 | 0 | 0 | 0 | 0 | 0
#MATS - HCL Rate in 2015 (IGCC) | 42 | 2409 | MACT Fuel Choice Floor in lbs/MMBtu | FALSE | L | Annual | Allowances Withdrawn (n:1) | Thousand Tons | 0 | 0 | 0 | 0 | 0 | 0 | 0
#MATS - HCL Rate in 2015 (IGCC) | 42 | 2409 | MACT Fuel Choice Floor in lbs/MMBtu | FALSE | L | Annual | Net Emissions Allowance Position | Thousand Tons | 0.021576 | 0.044848 | 0.053252 | 0.054621 | 0.078502 | 0.076176 | 0.074456
#MATS - HCL Rate in 2015 (IGCC) | 42 | 2409 | MACT Fuel Choice Floor in lbs/MMBtu | FALSE | L | Annual | Fuel Consumed | TBtu | 102.6299 | 138.7504 | 141.1264 | 141.1552 | 141.1552 | 138.7504 | 141.1552
#MATS - HCL Rate in 2015 (IGCC) | 42 | 2409 | MACT Fuel Choice Floor in lbs/MMBtu | FALSE | L | Annual | Rate | lb/MMBtu | 0.00042047 | 0.00064646 | 0.00075467 | 0.00077392 | 0.0011123 | 0.001098 | 0.001055
#MATS - HCL Rate in 2015 (IGCC) | 42 | 2409 | MACT Fuel Choice Floor in lbs/MMBtu | FALSE | L | Annual | Generation | TWh | 10.6439 | 14.0455 | 14.2738 | 14.2766 | 14.2766 | 14.0455 | 14.2766
#MATS - HCL Rate in 2015 (IGCC) | 42 | 2409 | MACT Fuel Choice Floor in lbs/MMBtu | FALSE | L | Annual | Qualifying Generation | TWh | 10.6439 | 14.0455 | 14.2738 | 14.2766 | 14.2766 | 14.0455 | 14.2766
#MATS - HCL Rate in 2015 (IGCC) | 42 | 2409 | MACT Fuel Choice Floor in lbs/MMBtu | FALSE | L | Annual | Constraint Shadow Price | US2011$/Ton | 0 | 0 | 0 | 0 | 0 | 0 | 0
#MATS - HCL Rate in 2015 (PK) | 43 | 2408 | MACT Fuel Choice Floor in lbs/MMBtu | FALSE | L | Annual | Seasons Included | Seasons | Winter, Summer | Winter, Summer | Winter, Summer | Winter, Summer | Winter, Summer | Winter, Summer | Winter, Summer
#MATS - HCL Rate in 2015 (PK) | 43 | 2408 | MACT Fuel Choice Floor in lbs/MMBtu | FALSE | L | Annual | Emission Floor | lb/MMBtu | 66.6668 | 66.6668 | 66.6668 | 66.6668 | 66.6668 | 66.6668 | 66.6668
#MATS - HCL Rate in 2015 (PK) | 43 | 2408 | MACT Fuel Choice Floor in lbs/MMBtu | FALSE | L | Annual | Emissions at Affected Plants HCL | Thousand Tons | 0.019571 | 0.024404 | 0.030071 | 0.03115 | 0.021802 | 0.024085 | 0.043559
#MATS - HCL Rate in 2015 (PK) | 43 | 2408 | MACT Fuel Choice Floor in lbs/MMBtu | FALSE | L | Annual | Allowances Purchased HCL | Thousand Tons | 0 | 0 | 0 | 0 | 0 | 0 | 0
#MATS - HCL Rate in 2015 (PK) | 43 | 2408 | MACT Fuel Choice Floor in lbs/MMBtu | FALSE | L | Annual | Allowances Sold HCL | Thousand Tons | 0 | 0 | 0 | 0 | 0 | 0 | 0
#MATS - HCL Rate in 2015 (PK) | 43 | 2408 | MACT Fuel Choice Floor in lbs/MMBtu | FALSE | L | Annual | Allowances Banked | Thousand Tons | 0 | 0 | 0 | 0 | 0 | 0 | 0
#MATS - HCL Rate in 2015 (PK) | 43 | 2408 | MACT Fuel Choice Floor in lbs/MMBtu | FALSE | L | Annual | Allowances Withdrawn (1:1) | Thousand Tons | 0 | 0 | 0 | 0 | 0 | 0 | 0
#MATS - HCL Rate in 2015 (PK) | 43 | 2408 | MACT Fuel Choice Floor in lbs/MMBtu | FALSE | L | Annual | Allowances Withdrawn (n:1) | Thousand Tons | 0 | 0 | 0 | 0 | 0 | 0 | 0
#MATS - HCL Rate in 2015 (PK) | 43 | 2408 | MACT Fuel Choice Floor in lbs/MMBtu | FALSE | L | Annual | Net Emissions Allowance Position | Thousand Tons | 0.019571 | 0.024404 | 0.030071 | 0.03115 | 0.021802 | 0.024085 | 0.043559
#MATS - HCL Rate in 2015 (PK) | 43 | 2408 | MACT Fuel Choice Floor in lbs/MMBtu | FALSE | L | Annual | Fuel Consumed | TBtu | 90.9897 | 90.8893 | 109.3425 | 117.8247 | 105.363 | 130.8368 | 138.7014
#MATS - HCL Rate in 2015 (PK) | 43 | 2408 | MACT Fuel Choice Floor in lbs/MMBtu | FALSE | L | Annual | Rate | lb/MMBtu | 0.00043017 | 0.000537 | 0.00055004 | 0.00052875 | 0.00041385 | 0.00036816 | 0.0006281
#MATS - HCL Rate in 2015 (PK) | 43 | 2408 | MACT Fuel Choice Floor in lbs/MMBtu | FALSE | L | Annual | Generation | TWh | 8.818 | 8.4407 | 10.0622 | 10.8035 | 9.7115 | 11.9032 | 12.5733
#MATS - HCL Rate in 2015 (PK) | 43 | 2408 | MACT Fuel Choice Floor in lbs/MMBtu | FALSE | L | Annual | Qualifying Generation | TWh | 8.818 | 8.4407 | 10.0622 | 10.8035 | 9.7115 | 11.9032 | 12.5733
#MATS - HCL Rate in 2015 (PK) | 43 | 2408 | MACT Fuel Choice Floor in lbs/MMBtu | FALSE | L | Annual | Constraint Shadow Price | US2011$/Ton | 0 | 0 | 0 | 0 | 0 | 0 | 0
#MATS - MER Rate in 2015 (Bit and Subbit) | 44 | 2403 | MACT Fuel Choice Floor in lbs/MMBtu | FALSE | L | Annual | Seasons Included | Seasons | Winter, Summer | Winter, Summer | Winter, Summer | Winter, Summer | Winter, Summer | Winter, Summer | Winter, Summer
#MATS - MER Rate in 2015 (Bit and Subbit) | 44 | 2403 | MACT Fuel Choice Floor in lbs/MMBtu | FALSE | L | Annual | Emission Floor | lbs/MMBtu | 33.3333 | 33.3333 | 33.3333 | 33.3333 | 33.3333 | 33.3333 | 33.3333
#MATS - MER Rate in 2015 (Bit and Subbit) | 44 | 2403 | MACT Fuel Choice Floor in lbs/MMBtu | FALSE | L | Annual | Emissions at Affected Plants MER | lbs | 8069.9226 | 8096.3703 | 8283.3144 | 8094.4282 | 7538.8861 | 7312.4295 | 7187.5974
#MATS - MER Rate in 2015 (Bit and Subbit) | 44 | 2403 | MACT Fuel Choice Floor in lbs/MMBtu | FALSE | L | Annual | Allowances Purchased MER | lbs | 0 | 0 | 0 | 0 | 0 | 0 | 0
#MATS - MER Rate in 2015 (Bit and Subbit) | 44 | 2403 | MACT Fuel Choice Floor in lbs/MMBtu | FALSE | L | Annual | Allowances Sold MER | lbs | 0 | 0 | 0 | 0 | 0 | 0 | 0
#MATS - MER Rate in 2015 (Bit and Subbit) | 44 | 2403 | MACT Fuel Choice Floor in lbs/MMBtu | FALSE | L | Annual | Allowances Banked | lbs | 0 | 0 | 0 | 0 | 0 | 0 | 0
#MATS - MER Rate in 2015 (Bit and Subbit) | 44 | 2403 | MACT Fuel Choice Floor in lbs/MMBtu | FALSE | L | Annual | Allowances Withdrawn (1:1) | lbs | 0 | 0 | 0 | 0 | 0 | 0 | 0
#MATS - MER Rate in 2015 (Bit and Subbit) | 44 | 2403 | MACT Fuel Choice Floor in lbs/MMBtu | FALSE | L | Annual | Allowances Withdrawn (n:1) | lbs | 0 | 0 | 0 | 0 | 0 | 0 | 0
#MATS - MER Rate in 2015 (Bit and Subbit) | 44 | 2403 | MACT Fuel Choice Floor in lbs/MMBtu | FALSE | L | Annual | Net Emissions Allowance Position | lbs | 8069.9226 | 8096.3703 | 8283.3144 | 8094.4282 | 7538.8861 | 7312.4295 | 7187.5974
#MATS - MER Rate in 2015 (Bit and Subbit) | 44 | 2403 | MACT Fuel Choice Floor in lbs/MMBtu | FALSE | L | Annual | Fuel Consumed | TBtu | 12382.7785 | 12597.9112 | 13109.9553 | 12840.5071 | 12100.4085 | 11736.4096 | 11328.9654
#MATS - MER Rate in 2015 (Bit and Subbit) | 44 | 2403 | MACT Fuel Choice Floor in lbs/MMBtu | FALSE | L | Annual | Rate | lb/MMBtu | 6.5171e-07 | 6.4268e-07 | 6.3183e-07 | 6.3038e-07 | 6.2303e-07 | 6.2306e-07 | 6.3444e-07
#MATS - MER Rate in 2015 (Bit and Subbit) | 44 | 2403 | MACT Fuel Choice Floor in lbs/MMBtu | FALSE | L | Annual | Generation | TWh | 1216.9228 | 1238.7908 | 1288.2511 | 1261.2897 | 1189.0397 | 1151.475 | 1110.6173
#MATS - MER Rate in 2015 (Bit and Subbit) | 44 | 2403 | MACT Fuel Choice Floor in lbs/MMBtu | FALSE | L | Annual | Qualifying Generation | TWh | 1216.9228 | 1238.7908 | 1288.2511 | 1261.2897 | 1189.0397 | 1151.475 | 1110.6173
#MATS - MER Rate in 2015 (Bit and Subbit) | 44 | 2403 | MACT Fuel Choice Floor in lbs/MMBtu | FALSE | L | Annual | Constraint Shadow Price | US2011$/Lb | 0 | 0 | 0 | 0 | 0 | 0 | 0
#MATS - MER Rate in 2015 (IGCC) | 45 | 2406 | MACT Fuel Choice Floor in lbs/MMBtu | FALSE | L | Annual | Seasons Included | Seasons | Winter, Summer | Winter, Summer | Winter, Summer | Winter, Summer | Winter, Summer | Winter, Summer | Winter, Summer
#MATS - MER Rate in 2015 (IGCC) | 45 | 2406 | MACT Fuel Choice Floor in lbs/MMBtu | FALSE | L | Annual | Emission Floor | lbs/MMBtu | 3e-06 | 3e-06 | 3e-06 | 3e-06 | 3e-06 | 3e-06 | 3e-06
#MATS - MER Rate in 2015 (IGCC) | 45 | 2406 | MACT Fuel Choice Floor in lbs/MMBtu | FALSE | L | Annual | Emissions at Affected Plants MER | lbs | 102.9219 | 120.7275 | 123.1571 | 123.3878 | 100.8 | 97.5886 | 120.4918
#MATS - MER Rate in 2015 (IGCC) | 45 | 2406 | MACT Fuel Choice Floor in lbs/MMBtu | FALSE | L | Annual | Allowances Purchased MER | lbs | 0 | 0 | 0 | 0 | 0 | 0 | 0
#MATS - MER Rate in 2015 (IGCC) | 45 | 2406 | MACT Fuel Choice Floor in lbs/MMBtu | FALSE | L | Annual | Allowances Sold MER | lbs | 0 | 0 | 0 | 0 | 0 | 0 | 0
#MATS - MER Rate in 2015 (IGCC) | 45 | 2406 | MACT Fuel Choice Floor in lbs/MMBtu | FALSE | L | Annual | Allowances Banked | lbs | 0 | 0 | 0 | 0 | 0 | 0 | 0
#MATS - MER Rate in 2015 (IGCC) | 45 | 2406 | MACT Fuel Choice Floor in lbs/MMBtu | FALSE | L | Annual | Allowances Withdrawn (1:1) | lbs | 0 | 0 | 0 | 0 | 0 | 0 | 0
#MATS - MER Rate in 2015 (IGCC) | 45 | 2406 | MACT Fuel Choice Floor in lbs/MMBtu | FALSE | L | Annual | Allowances Withdrawn (n:1) | lbs | 0 | 0 | 0 | 0 | 0 | 0 | 0
#MATS - MER Rate in 2015 (IGCC) | 45 | 2406 | MACT Fuel Choice Floor in lbs/MMBtu | FALSE | L | Annual | Net Emissions Allowance Position | lbs | 102.9219 | 120.7275 | 123.1571 | 123.3878 | 100.8 | 97.5886 | 120.4918
#MATS - MER Rate in 2015 (IGCC) | 45 | 2406 | MACT Fuel Choice Floor in lbs/MMBtu | FALSE | L | Annual | Fuel Consumed | TBtu | 102.6299 | 138.7504 | 141.1264 | 141.1552 | 141.1552 | 138.7504 | 141.1552
#MATS - MER Rate in 2015 (IGCC) | 45 | 2406 | MACT Fuel Choice Floor in lbs/MMBtu | FALSE | L | Annual | Rate | lb/MMBtu | 1.0028e-06 | 8.7011e-07 | 8.7267e-07 | 8.7413e-07 | 7.1411e-07 | 7.0334e-07 | 8.5361e-07
#MATS - MER Rate in 2015 (IGCC) | 45 | 2406 | MACT Fuel Choice Floor in lbs/MMBtu | FALSE | L | Annual | Generation | TWh | 10.6439 | 14.0455 | 14.2738 | 14.2766 | 14.2766 | 14.0455 | 14.2766
#MATS - MER Rate in 2015 (IGCC) | 45 | 2406 | MACT Fuel Choice Floor in lbs/MMBtu | FALSE | L | Annual | Qualifying Generation | TWh | 10.6439 | 14.0455 | 14.2738 | 14.2766 | 14.2766 | 14.0455 | 14.2766
#MATS - MER Rate in 2015 (IGCC) | 45 | 2406 | MACT Fuel Choice Floor in lbs/MMBtu | FALSE | L | Annual | Constraint Shadow Price | US2011$/Lb | 0 | 0 | 0 | 0 | 0 | 0 | 0
#MATS - MER Rate in 2015 (Lig) | 46 | 2404 | MACT Fuel Choice Floor in lbs/MMBtu | FALSE | L | Annual | Seasons Included | Seasons | Winter, Summer | Winter, Summer | Winter, Summer | Winter, Summer | Winter, Summer | Winter, Summer | Winter, Summer
#MATS - MER Rate in 2015 (Lig) | 46 | 2404 | MACT Fuel Choice Floor in lbs/MMBtu | FALSE | L | Annual | Emission Floor | lbs/MMBtu | 4e-06 | 4e-06 | 4e-06 | 4e-06 | 4e-06 | 4e-06 | 4e-06
#MATS - MER Rate in 2015 (Lig) | 46 | 2404 | MACT Fuel Choice Floor in lbs/MMBtu | FALSE | L | Annual | Emissions at Affected Plants MER | lbs | 2001.321 | 1981.1682 | 2054.733 | 2007.4696 | 1993.8007 | 1999.7147 | 1897.9316
#MATS - MER Rate in 2015 (Lig) | 46 | 2404 | MACT Fuel Choice Floor in lbs/MMBtu | FALSE | L | Annual | Allowances Purchased MER | lbs | 0 | 0 | 0 | 0 | 0 | 0 | 0
#MATS - MER Rate in 2015 (Lig) | 46 | 2404 | MACT Fuel Choice Floor in lbs/MMBtu | FALSE | L | Annual | Allowances Sold MER | lbs | 0 | 0 | 0 | 0 | 0 | 0 | 0
#MATS - MER Rate in 2015 (Lig) | 46 | 2404 | MACT Fuel Choice Floor in lbs/MMBtu | FALSE | L | Annual | Allowances Banked | lbs | 0 | 0 | 0 | 0 | 0 | 0 | 0
#MATS - MER Rate in 2015 (Lig) | 46 | 2404 | MACT Fuel Choice Floor in lbs/MMBtu | FALSE | L | Annual | Allowances Withdrawn (1:1) | lbs | 0 | 0 | 0 | 0 | 0 | 0 | 0
#MATS - MER Rate in 2015 (Lig) | 46 | 2404 | MACT Fuel Choice Floor in lbs/MMBtu | FALSE | L | Annual | Allowances Withdrawn (n:1) | lbs | 0 | 0 | 0 | 0 | 0 | 0 | 0
#MATS - MER Rate in 2015 (Lig) | 46 | 2404 | MACT Fuel Choice Floor in lbs/MMBtu | FALSE | L | Annual | Net Emissions Allowance Position | lbs | 2001.321 | 1981.1682 | 2054.733 | 2007.4696 | 1993.8007 | 1999.7147 | 1897.9316
#MATS - MER Rate in 2015 (Lig) | 46 | 2404 | MACT Fuel Choice Floor in lbs/MMBtu | FALSE | L | Annual | Fuel Consumed | TBtu | 1205.6415 | 1206.7451 | 1261.3073 | 1215.4145 | 1202.6408 | 1208.6531 | 1128.293
#MATS - MER Rate in 2015 (Lig) | 46 | 2404 | MACT Fuel Choice Floor in lbs/MMBtu | FALSE | L | Annual | Rate | lb/MMBtu | 1.66e-06 | 1.6417e-06 | 1.6291e-06 | 1.6517e-06 | 1.6579e-06 | 1.6545e-06 | 1.6821e-06
#MATS - MER Rate in 2015 (Lig) | 46 | 2404 | MACT Fuel Choice Floor in lbs/MMBtu | FALSE | L | Annual | Generation | TWh | 110.1836 | 110.1758 | 115.0577 | 111.0384 | 109.9074 | 110.4446 | 103.2124
#MATS - MER Rate in 2015 (Lig) | 46 | 2404 | MACT Fuel Choice Floor in lbs/MMBtu | FALSE | L | Annual | Qualifying Generation | TWh | 110.1836 | 110.1758 | 115.0577 | 111.0384 | 109.9074 | 110.4446 | 103.2124
#MATS - MER Rate in 2015 (Lig) | 46 | 2404 | MACT Fuel Choice Floor in lbs/MMBtu | FALSE | L | Annual | Constraint Shadow Price | US2011$/Lb | 0 | 0 | 0 | 0 | 0 | 0 | 0
#MATS - MER Rate in 2015 (PK) | 47 | 2405 | MACT Fuel Choice Floor in lbs/MMBtu | FALSE | L | Annual | Seasons Included | Seasons | Winter, Summer | Winter, Summer | Winter, Summer | Winter, Summer | Winter, Summer | Winter, Summer | Winter, Summer
#MATS - MER Rate in 2015 (PK) | 47 | 2405 | MACT Fuel Choice Floor in lbs/MMBtu | FALSE | L | Annual | Emission Floor | lbs/MMBtu | 66.6667 | 66.6667 | 66.6667 | 66.6667 | 66.6667 | 66.6667 | 66.6667
#MATS - MER Rate in 2015 (PK) | 47 | 2405 | MACT Fuel Choice Floor in lbs/MMBtu | FALSE | L | Annual | Emissions at Affected Plants MER | lbs | 50.0266 | 56.8984 | 64.5875 | 66.0237 | 57.2989 | 62.6194 | 62.9906
#MATS - MER Rate in 2015 (PK) | 47 | 2405 | MACT Fuel Choice Floor in lbs/MMBtu | FALSE | L | Annual | Allowances Purchased MER | lbs | 0 | 0 | 0 | 0 | 0 | 0 | 0
#MATS - MER Rate in 2015 (PK) | 47 | 2405 | MACT Fuel Choice Floor in lbs/MMBtu | FALSE | L | Annual | Allowances Sold MER | lbs | 0 | 0 | 0 | 0 | 0 | 0 | 0
#MATS - MER Rate in 2015 (PK) | 47 | 2405 | MACT Fuel Choice Floor in lbs/MMBtu | FALSE | L | Annual | Allowances Banked | lbs | 0 | 0 | 0 | 0 | 0 | 0 | 0
#MATS - MER Rate in 2015 (PK) | 47 | 2405 | MACT Fuel Choice Floor in lbs/MMBtu | FALSE | L | Annual | Allowances Withdrawn (1:1) | lbs | 0 | 0 | 0 | 0 | 0 | 0 | 0
#MATS - MER Rate in 2015 (PK) | 47 | 2405 | MACT Fuel Choice Floor in lbs/MMBtu | FALSE | L | Annual | Allowances Withdrawn (n:1) | lbs | 0 | 0 | 0 | 0 | 0 | 0 | 0
#MATS - MER Rate in 2015 (PK) | 47 | 2405 | MACT Fuel Choice Floor in lbs/MMBtu | FALSE | L | Annual | Net Emissions Allowance Position | lbs | 50.0266 | 56.8984 | 64.5875 | 66.0237 | 57.2989 | 62.6194 | 62.9906
#MATS - MER Rate in 2015 (PK) | 47 | 2405 | MACT Fuel Choice Floor in lbs/MMBtu | FALSE | L | Annual | Fuel Consumed | TBtu | 90.9897 | 90.8893 | 109.3425 | 117.8247 | 105.363 | 130.8368 | 138.7014
#MATS - MER Rate in 2015 (PK) | 47 | 2405 | MACT Fuel Choice Floor in lbs/MMBtu | FALSE | L | Annual | Rate | lb/MMBtu | 5.4981e-07 | 6.2602e-07 | 5.9069e-07 | 5.6036e-07 | 5.4382e-07 | 4.7861e-07 | 4.5415e-07
#MATS - MER Rate in 2015 (PK) | 47 | 2405 | MACT Fuel Choice Floor in lbs/MMBtu | FALSE | L | Annual | Generation | TWh | 8.818 | 8.4407 | 10.0622 | 10.8035 | 9.7115 | 11.9032 | 12.5733
#MATS - MER Rate in 2015 (PK) | 47 | 2405 | MACT Fuel Choice Floor in lbs/MMBtu | FALSE | L | Annual | Qualifying Generation | TWh | 8.818 | 8.4407 | 10.0622 | 10.8035 | 9.7115 | 11.9032 | 12.5733
#MATS - MER Rate in 2015 (PK) | 47 | 2405 | MACT Fuel Choice Floor in lbs/MMBtu | FALSE | L | Annual | Constraint Shadow Price | US2011$/Lb | 0 | 0 | 0 | 0 | 0 | 0 | 0
AES Cayuga MER Rate Limit v3.1 | 95 | 2036 | Rate Constraint in lbs/MMBtu | FALSE | L | Annual | Seasons Included | Seasons | Winter, Summer | Winter, Summer | Winter, Summer | Winter, Summer | Winter, Summer | Winter, Summer | Winter, Summer
AES Cayuga MER Rate Limit v3.1 | 95 | 2036 | Rate Constraint in lbs/MMBtu | FALSE | L | Annual | Standard | lb/MMBtu | 6e-07 | 6e-07 | 6e-07 | 6e-07 | 6e-07 | 6e-07 | 6e-07
AES Cayuga MER Rate Limit v3.1 | 95 | 2036 | Rate Constraint in lbs/MMBtu | FALSE | L | Annual | Emissions at Affected Plants MER | lbs | 0 | 0 | 0 | 0 | 0 | 0 | 0
AES Cayuga MER Rate Limit v3.1 | 95 | 2036 | Rate Constraint in lbs/MMBtu | FALSE | L | Annual | Allowances Purchased MER | lbs | 0 | 0 | 0 | 0 | 0 | 0 | 0
AES Cayuga MER Rate Limit v3.1 | 95 | 2036 | Rate Constraint in lbs/MMBtu | FALSE | L | Annual | Allowances Sold MER | lbs | 0 | 0 | 0 | 0 | 0 | 0 | 0
AES Cayuga MER Rate Limit v3.1 | 95 | 2036 | Rate Constraint in lbs/MMBtu | FALSE | L | Annual | Allowances Banked | lbs | 0 | 0 | 0 | 0 | 0 | 0 | 0
AES Cayuga MER Rate Limit v3.1 | 95 | 2036 | Rate Constraint in lbs/MMBtu | FALSE | L | Annual | Allowances Withdrawn (1:1) | lbs | 0 | 0 | 0 | 0 | 0 | 0 | 0
AES Cayuga MER Rate Limit v3.1 | 95 | 2036 | Rate Constraint in lbs/MMBtu | FALSE | L | Annual | Allowances Withdrawn (n:1) | lbs | 0 | 0 | 0 | 0 | 0 | 0 | 0
AES Cayuga MER Rate Limit v3.1 | 95 | 2036 | Rate Constraint in lbs/MMBtu | FALSE | L | Annual | Net Emissions Allowance Position | lbs | 0 | 0 | 0 | 0 | 0 | 0 | 0
AES Cayuga MER Rate Limit v3.1 | 95 | 2036 | Rate Constraint in lbs/MMBtu | FALSE | L | Annual | Fuel Consumed | TBtu | 0 | 0 | 0 | 0 | 0 | 0 | 0
AES Cayuga MER Rate Limit v3.1 | 95 | 2036 | Rate Constraint in lbs/MMBtu | FALSE | L | Annual | Rate | lb/MMBtu | 0 | 0 | 0 | 0 | 0 | 0 | 0
AES Cayuga MER Rate Limit v3.1 | 95 | 2036 | Rate Constraint in lbs/MMBtu | FALSE | L | Annual | Generation | TWh | 0 | 0 | 0 | 0 | 0 | 0 | 0
AES Cayuga MER Rate Limit v3.1 | 95 | 2036 | Rate Constraint in lbs/MMBtu | FALSE | L | Annual | Qualifying Generation | TWh | 0 | 0 | 0 | 0 | 0 | 0 | 0
AES Cayuga MER Rate Limit v3.1 | 95 | 2036 | Rate Constraint in lbs/MMBtu | FALSE | L | Annual | Rate | lb/MWh | 0 | 0 | 0 | 0 | 0 | 0 | 0
AES Cayuga MER Rate Limit v3.1 | 95 | 2036 | Rate Constraint in lbs/MMBtu | FALSE | L | Annual | Constraint Shadow Price | US2011$/Lb | 1242290.9851 | 7284424.0158 | 1700710.5964 | 7947600.9522 | 2890595.5543 | 2052679.223 | 2403879.1614
AES Somerset MER Rate Limit v3.1 | 96 | 2038 | Rate Constraint in lbs/MMBtu | FALSE | L | Annual | Seasons Included | Seasons | Winter, Summer | Winter, Summer | Winter, Summer | Winter, Summer | Winter, Summer | Winter, Summer | Winter, Summer
AES Somerset MER Rate Limit v3.1 | 96 | 2038 | Rate Constraint in lbs/MMBtu | FALSE | L | Annual | Standard | lb/MMBtu | 6e-07 | 6e-07 | 6e-07 | 6e-07 | 6e-07 | 6e-07 | 6e-07
AES Somerset MER Rate Limit v3.1 | 96 | 2038 | Rate Constraint in lbs/MMBtu | FALSE | L | Annual | Emissions at Affected Plants MER | lbs | 0 | 0 | 0 | 0 | 0 | 0 | 0
AES Somerset MER Rate Limit v3.1 | 96 | 2038 | Rate Constraint in lbs/MMBtu | FALSE | L | Annual | Allowances Purchased MER | lbs | 0 | 0 | 0 | 0 | 0 | 0 | 0
AES Somerset MER Rate Limit v3.1 | 96 | 2038 | Rate Constraint in lbs/MMBtu | FALSE | L | Annual | Allowances Sold MER | lbs | 0 | 0 | 0 | 0 | 0 | 0 | 0
AES Somerset MER Rate Limit v3.1 | 96 | 2038 | Rate Constraint in lbs/MMBtu | FALSE | L | Annual | Allowances Banked | lbs | 0 | 0 | 0 | 0 | 0 | 0 | 0
AES Somerset MER Rate Limit v3.1 | 96 | 2038 | Rate Constraint in lbs/MMBtu | FALSE | L | Annual | Allowances Withdrawn (1:1) | lbs | 0 | 0 | 0 | 0 | 0 | 0 | 0
AES Somerset MER Rate Limit v3.1 | 96 | 2038 | Rate Constraint in lbs/MMBtu | FALSE | L | Annual | Allowances Withdrawn (n:1) | lbs | 0 | 0 | 0 | 0 | 0 | 0 | 0
AES Somerset MER Rate Limit v3.1 | 96 | 2038 | Rate Constraint in lbs/MMBtu | FALSE | L | Annual | Net Emissions Allowance Position | lbs | 0 | 0 | 0 | 0 | 0 | 0 | 0
AES Somerset MER Rate Limit v3.1 | 96 | 2038 | Rate Constraint in lbs/MMBtu | FALSE | L | Annual | Fuel Consumed | TBtu | 0 | 0 | 0 | 0 | 0 | 0 | 0
AES Somerset MER Rate Limit v3.1 | 96 | 2038 | Rate Constraint in lbs/MMBtu | FALSE | L | Annual | Rate | lb/MMBtu | 0 | 0 | 0 | 0 | 0 | 0 | 0
AES Somerset MER Rate Limit v3.1 | 96 | 2038 | Rate Constraint in lbs/MMBtu | FALSE | L | Annual | Generation | TWh | 0 | 0 | 0 | 0 | 0 | 0 | 0
AES Somerset MER Rate Limit v3.1 | 96 | 2038 | Rate Constraint in lbs/MMBtu | FALSE | L | Annual | Qualifying Generation | TWh | 0 | 0 | 0 | 0 | 0 | 0 | 0
AES Somerset MER Rate Limit v3.1 | 96 | 2038 | Rate Constraint in lbs/MMBtu | FALSE | L | Annual | Rate | lb/MWh | 0 | 0 | 0 | 0 | 0 | 0 | 0
AES Somerset MER Rate Limit v3.1 | 96 | 2038 | Rate Constraint in lbs/MMBtu | FALSE | L | Annual | Constraint Shadow Price | US2011$/Lb | 965641.4417 | 6925564.0573 | 1245542.6158 | 7412757.717 | 1509875.0379 | 0 | 0
AZ Hg Rule - MER Removal Annual v3.1 | 97 | 1513 | MACT Fuel Choice Floor in lbs/MMBtu | FALSE | L | Annual | Seasons Included | Seasons |  | Winter, Summer | Winter, Summer | Winter, Summer | Winter, Summer | Winter, Summer | Winter, Summer
AZ Hg Rule - MER Removal Annual v3.1 | 97 | 1513 | MACT Fuel Choice Floor in lbs/MMBtu | FALSE | L | Annual | Emission Floor | lbs/MMBtu | 4.22e-07 | 8.44e-07 | 8.44e-07 | 8.44e-07 | 8.44e-07 | 8.44e-07 | 8.44e-07
AZ Hg Rule - MER Removal Annual v3.1 | 97 | 1513 | MACT Fuel Choice Floor in lbs/MMBtu | FALSE | L | Annual | Emissions at Affected Plants MER | lbs | 0 | 278.8689 | 278.7626 | 278.8689 | 278.8689 | 278.9147 | 276.6796
AZ Hg Rule - MER Removal Annual v3.1 | 97 | 1513 | MACT Fuel Choice Floor in lbs/MMBtu | FALSE | L | Annual | Allowances Purchased MER | lbs | 0 | 0 | 0 | 0 | 0 | 0 | 0
AZ Hg Rule - MER Removal Annual v3.1 | 97 | 1513 | MACT Fuel Choice Floor in lbs/MMBtu | FALSE | L | Annual | Allowances Sold MER | lbs | 0 | 0 | 0 | 0 | 0 | 0 | 0
AZ Hg Rule - MER Removal Annual v3.1 | 97 | 1513 | MACT Fuel Choice Floor in lbs/MMBtu | FALSE | L | Annual | Allowances Banked | lbs | 0 | 0 | 0 | 0 | 0 | 0 | 0
AZ Hg Rule - MER Removal Annual v3.1 | 97 | 1513 | MACT Fuel Choice Floor in lbs/MMBtu | FALSE | L | Annual | Allowances Withdrawn (1:1) | lbs | 0 | 0 | 0 | 0 | 0 | 0 | 0
AZ Hg Rule - MER Removal Annual v3.1 | 97 | 1513 | MACT Fuel Choice Floor in lbs/MMBtu | FALSE | L | Annual | Allowances Withdrawn (n:1) | lbs | 0 | 0 | 0 | 0 | 0 | 0 | 0
AZ Hg Rule - MER Removal Annual v3.1 | 97 | 1513 | MACT Fuel Choice Floor in lbs/MMBtu | FALSE | L | Annual | Net Emissions Allowance Position | lbs | 0 | 278.8689 | 278.7626 | 278.8689 | 278.8689 | 278.9147 | 276.6796
AZ Hg Rule - MER Removal Annual v3.1 | 97 | 1513 | MACT Fuel Choice Floor in lbs/MMBtu | FALSE | L | Annual | Fuel Consumed | TBtu | 0 | 419.0771 | 418.9431 | 419.0771 | 419.0771 | 419.094 | 419.2797
AZ Hg Rule - MER Removal Annual v3.1 | 97 | 1513 | MACT Fuel Choice Floor in lbs/MMBtu | FALSE | L | Annual | Rate | lb/MMBtu | 0 | 6.6544e-07 | 6.6539e-07 | 6.6544e-07 | 6.6544e-07 | 6.6552e-07 | 6.5989e-07
AZ Hg Rule - MER Removal Annual v3.1 | 97 | 1513 | MACT Fuel Choice Floor in lbs/MMBtu | FALSE | L | Annual | Generation | TWh | 0 | 41.0232 | 41.0103 | 41.0232 | 41.0232 | 41.0232 | 41.0232
AZ Hg Rule - MER Removal Annual v3.1 | 97 | 1513 | MACT Fuel Choice Floor in lbs/MMBtu | FALSE | L | Annual | Qualifying Generation | TWh | 0 | 41.0232 | 41.0103 | 41.0232 | 41.0232 | 41.0232 | 41.0232
AZ Hg Rule - MER Removal Annual v3.1 | 97 | 1513 | MACT Fuel Choice Floor in lbs/MMBtu | FALSE | L | Annual | Constraint Shadow Price | US2011$/Lb | 0 | 0 | 0 | 0 | 0 | 0 | 0
BART NOx Annual Cap-Lansing Smith 1&2 -v5.13 | 98 | 6312 | Rate Constraint in MTons | FALSE | L | Annual | Seasons Included | Seasons |  | Winter, Summer | Winter, Summer | Winter, Summer | Winter, Summer | Winter, Summer | Winter, Summer
BART NOx Annual Cap-Lansing Smith 1&2 -v5.13 | 98 | 6312 | Rate Constraint in MTons | FALSE | L | Annual | Standard | Thousand Tons | 0 | 0.0047 | 0.0047 | 0.0047 | 0.0047 | 0.0047 | 0.0047
BART NOx Annual Cap-Lansing Smith 1&2 -v5.13 | 98 | 6312 | Rate Constraint in MTons | FALSE | L | Annual | Standard NOX | Thousand Tons | 0 | 0.0047 | 0.0047 | 0.0047 | 0.0047 | 0.0047 | 0.0047
BART NOx Annual Cap-Lansing Smith 1&2 -v5.13 | 98 | 6312 | Rate Constraint in MTons | FALSE | L | Annual | Emissions at Affected Plants NOX | Thousand Tons | 0 | 0 | 0 | 0 | 0 | 0 | 0
BART NOx Annual Cap-Lansing Smith 1&2 -v5.13 | 98 | 6312 | Rate Constraint in MTons | FALSE | L | Annual | Allowances Purchased NOX | Thousand Tons | 0 | 0 | 0 | 0 | 0 | 0 | 0
BART NOx Annual Cap-Lansing Smith 1&2 -v5.13 | 98 | 6312 | Rate Constraint in MTons | FALSE | L | Annual | Allowances Sold NOX | Thousand Tons | 0 | 0 | 0 | 0 | 0 | 0 | 0
BART NOx Annual Cap-Lansing Smith 1&2 -v5.13 | 98 | 6312 | Rate Constraint in MTons | FALSE | L | Annual | Allowances Banked | Thousand Tons | 0 | 0 | 0 | 0 | 0 | 0 | 0
BART NOx Annual Cap-Lansing Smith 1&2 -v5.13 | 98 | 6312 | Rate Constraint in MTons | FALSE | L | Annual | Allowances Withdrawn (1:1) | Thousand Tons | 0 | 0 | 0 | 0 | 0 | 0 | 0
BART NOx Annual Cap-Lansing Smith 1&2 -v5.13 | 98 | 6312 | Rate Constraint in MTons | FALSE | L | Annual | Allowances Withdrawn (n:1) | Thousand Tons | 0 | 0 | 0 | 0 | 0 | 0 | 0
BART NOx Annual Cap-Lansing Smith 1&2 -v5.13 | 98 | 6312 | Rate Constraint in MTons | FALSE | L | Annual | Net Emissions Allowance Position | Thousand Tons | 0 | 0 | 0 | 0 | 0 | 0 | 0
BART NOx Annual Cap-Lansing Smith 1&2 -v5.13 | 98 | 6312 | Rate Constraint in MTons | FALSE | L | Annual | Fuel Consumed | TBtu | 0 | 0 | 0 | 0 | 0 | 0 | 0
BART NOx Annual Cap-Lansing Smith 1&2 -v5.13 | 98 | 6312 | Rate Constraint in MTons | FALSE | L | Annual | Rate | lb/MMBtu | 0 | 0 | 0 | 0 | 0 | 0 | 0
BART NOx Annual Cap-Lansing Smith 1&2 -v5.13 | 98 | 6312 | Rate Constraint in MTons | FALSE | L | Annual | Generation | TWh | 0 | 0 | 0 | 0 | 0 | 0 | 0
BART NOx Annual Cap-Lansing Smith 1&2 -v5.13 | 98 | 6312 | Rate Constraint in MTons | FALSE | L | Annual | Qualifying Generation | TWh | 0 | 0 | 0 | 0 | 0 | 0 | 0
BART NOx Annual Cap-Lansing Smith 1&2 -v5.13 | 98 | 6312 | Rate Constraint in MTons | FALSE | L | Annual | Rate | lb/MWh | 0 | 0 | 0 | 0 | 0 | 0 | 0
BART NOx Annual Cap-Lansing Smith 1&2 -v5.13 | 98 | 6312 | Rate Constraint in MTons | FALSE | L | Annual | Constraint Shadow Price | US2011$/Ton | 0 | 0 | 0 | 0 | 0 | 0 | 0
BART NOX Annual-Apache Station 2 & 3 -v5.13 | 99 | 5816 | Rate Constraint in lbs/MMBtu | FALSE | L | Annual | Seasons Included | Seasons |  | Winter, Summer | Winter, Summer | Winter, Summer | Winter, Summer | Winter, Summer | Winter, Summer
BART NOX Annual-Apache Station 2 & 3 -v5.13 | 99 | 5816 | Rate Constraint in lbs/MMBtu | FALSE | L | Annual | Standard | lb/MMBtu | 0 | 0.07 | 0.07 | 0.07 | 0.07 | 0.07 | 0.07
BART NOX Annual-Apache Station 2 & 3 -v5.13 | 99 | 5816 | Rate Constraint in lbs/MMBtu | FALSE | L | Annual | Emissions at Affected Plants NOX | Thousand Tons | 0 | 0 | 0 | 0 | 0 | 0 | 0
BART NOX Annual-Apache Station 2 & 3 -v5.13 | 99 | 5816 | Rate Constraint in lbs/MMBtu | FALSE | L | Annual | Allowances Purchased NOX | Thousand Tons | 0 | 0 | 0 | 0 | 0 | 0 | 0
BART NOX Annual-Apache Station 2 & 3 -v5.13 | 99 | 5816 | Rate Constraint in lbs/MMBtu | FALSE | L | Annual | Allowances Sold NOX | Thousand Tons | 0 | 0 | 0 | 0 | 0 | 0 | 0
BART NOX Annual-Apache Station 2 & 3 -v5.13 | 99 | 5816 | Rate Constraint in lbs/MMBtu | FALSE | L | Annual | Allowances Banked | Thousand Tons | 0 | 0 | 0 | 0 | 0 | 0 | 0
BART NOX Annual-Apache Station 2 & 3 -v5.13 | 99 | 5816 | Rate Constraint in lbs/MMBtu | FALSE | L | Annual | Allowances Withdrawn (1:1) | Thousand Tons | 0 | 0 | 0 | 0 | 0 | 0 | 0
BART NOX Annual-Apache Station 2 & 3 -v5.13 | 99 | 5816 | Rate Constraint in lbs/MMBtu | FALSE | L | Annual | Allowances Withdrawn (n:1) | Thousand Tons | 0 | 0 | 0 | 0 | 0 | 0 | 0
BART NOX Annual-Apache Station 2 & 3 -v5.13 | 99 | 5816 | Rate Constraint in lbs/MMBtu | FALSE | L | Annual | Net Emissions Allowance Position | Thousand Tons | 0 | 0 | 0 | 0 | 0 | 0 | 0
BART NOX Annual-Apache Station 2 & 3 -v5.13 | 99 | 5816 | Rate Constraint in lbs/MMBtu | FALSE | L | Annual | Fuel Consumed | TBtu | 0 | 0 | 0 | 0 | 0 | 0 | 0
BART NOX Annual-Apache Station 2 & 3 -v5.13 | 99 | 5816 | Rate Constraint in lbs/MMBtu | FALSE | L | Annual | Rate | lb/MMBtu | 0 | 0 | 0 | 0 | 0 | 0 | 0
BART NOX Annual-Apache Station 2 & 3 -v5.13 | 99 | 5816 | Rate Constraint in lbs/MMBtu | FALSE | L | Annual | Generation | TWh | 0 | 0 | 0 | 0 | 0 | 0 | 0
BART NOX Annual-Apache Station 2 & 3 -v5.13 | 99 | 5816 | Rate Constraint in lbs/MMBtu | FALSE | L | Annual | Qualifying Generation | TWh | 0 | 0 | 0 | 0 | 0 | 0 | 0
BART NOX Annual-Apache Station 2 & 3 -v5.13 | 99 | 5816 | Rate Constraint in lbs/MMBtu | FALSE | L | Annual | Rate | lb/MWh | 0 | 0 | 0 | 0 | 0 | 0 | 0
BART NOX Annual-Apache Station 2 & 3 -v5.13 | 99 | 5816 | Rate Constraint in lbs/MMBtu | FALSE | L | Annual | Constraint Shadow Price | US2011$/Ton | 0 | 72853.5279 | 29049.9175 | 0 | 7773.3349 | 32.6768 | 8470.4283
BART NOX Annual-Big Cajun 2 1 -v5.14 | 100 | 6113 | Rate Constraint in lbs/MMBtu | FALSE | L | Annual | Seasons Included | Seasons | Winter, Summer | Winter, Summer | Winter, Summer | Winter, Summer | Winter, Summer | Winter, Summer | Winter, Summer
BART NOX Annual-Big Cajun 2 1 -v5.14 | 100 | 6113 | Rate Constraint in lbs/MMBtu | FALSE | L | Annual | Standard | lb/MMBtu | 0.15 | 0.15 | 0.15 | 0.15 | 0.15 | 0.15 | 0.15
BART NOX Annual-Big Cajun 2 1 -v5.14 | 100 | 6113 | Rate Constraint in lbs/MMBtu | FALSE | L | Annual | Emissions at Affected Plants NOX | Thousand Tons | 0 | 0 | 0 | 0 | 0 | 0 | 0
BART NOX Annual-Big Cajun 2 1 -v5.14 | 100 | 6113 | Rate Constraint in lbs/MMBtu | FALSE | L | Annual | Allowances Purchased NOX | Thousand Tons | 0 | 0 | 0 | 0 | 0 | 0 | 0
BART NOX Annual-Big Cajun 2 1 -v5.14 | 100 | 6113 | Rate Constraint in lbs/MMBtu | FALSE | L | Annual | Allowances Sold NOX | Thousand Tons | 0 | 0 | 0 | 0 | 0 | 0 | 0
BART NOX Annual-Big Cajun 2 1 -v5.14 | 100 | 6113 | Rate Constraint in lbs/MMBtu | FALSE | L | Annual | Allowances Banked | Thousand Tons | 0 | 0 | 0 | 0 | 0 | 0 | 0
BART NOX Annual-Big Cajun 2 1 -v5.14 | 100 | 6113 | Rate Constraint in lbs/MMBtu | FALSE | L | Annual | Allowances Withdrawn (1:1) | Thousand Tons | 0 | 0 | 0 | 0 | 0 | 0 | 0
BART NOX Annual-Big Cajun 2 1 -v5.14 | 100 | 6113 | Rate Constraint in lbs/MMBtu | FALSE | L | Annual | Allowances Withdrawn (n:1) | Thousand Tons | 0 | 0 | 0 | 0 | 0 | 0 | 0
BART NOX Annual-Big Cajun 2 1 -v5.14 | 100 | 6113 | Rate Constraint in lbs/MMBtu | FALSE | L | Annual | Net Emissions Allowance Position | Thousand Tons | 0 | 0 | 0 | 0 | 0 | 0 | 0
BART NOX Annual-Big Cajun 2 1 -v5.14 | 100 | 6113 | Rate Constraint in lbs/MMBtu | FALSE | L | Annual | Fuel Consumed | TBtu | 0 | 0 | 0 | 0 | 0 | 0 | 0
BART NOX Annual-Big Cajun 2 1 -v5.14 | 100 | 6113 | Rate Constraint in lbs/MMBtu | FALSE | L | Annual | Rate | lb/MMBtu | 0 | 0 | 0 | 0 | 0 | 0 | 0
BART NOX Annual-Big Cajun 2 1 -v5.14 | 100 | 6113 | Rate Constraint in lbs/MMBtu | FALSE | L | Annual | Generation | TWh | 0 | 0 | 0 | 0 | 0 | 0 | 0
BART NOX Annual-Big Cajun 2 1 -v5.14 | 100 | 6113 | Rate Constraint in lbs/MMBtu | FALSE | L | Annual | Qualifying Generation | TWh | 0 | 0 | 0 | 0 | 0 | 0 | 0
BART NOX Annual-Big Cajun 2 1 -v5.14 | 100 | 6113 | Rate Constraint in lbs/MMBtu | FALSE | L | Annual | Rate | lb/MWh | 0 | 0 | 0 | 0 | 0 | 0 | 0
BART NOX Annual-Big Cajun 2 1 -v5.14 | 100 | 6113 | Rate Constraint in lbs/MMBtu | FALSE | L | Annual | Constraint Shadow Price | US2011$/Ton | 0 | 0 | 0 | 0 | 0 | 0 | 0
BART NOX Annual-Boardman 1SG -v5.13 | 101 | 5866 | Rate Constraint in lbs/MMBtu | FALSE | L | Annual | Seasons Included | Seasons |  | Winter, Summer | Winter, Summer | Winter, Summer | Winter, Summer | Winter, Summer | Winter, Summer
BART NOX Annual-Boardman 1SG -v5.13 | 101 | 5866 | Rate Constraint in lbs/MMBtu | FALSE | L | Annual | Standard | lb/MMBtu | 0 | 0.7 | 0.7 | 0.7 | 0.7 | 0.7 | 0.7
BART NOX Annual-Boardman 1SG -v5.13 | 101 | 5866 | Rate Constraint in lbs/MMBtu | FALSE | L | Annual | Emissions at Affected Plants NOX | Thousand Tons | 0 | 0 | 0 | 0 | 0 | 0 | 0
BART NOX Annual-Boardman 1SG -v5.13 | 101 | 5866 | Rate Constraint in lbs/MMBtu | FALSE | L | Annual | Allowances Purchased NOX | Thousand Tons | 0 | 0 | 0 | 0 | 0 | 0 | 0
BART NOX Annual-Boardman 1SG -v5.13 | 101 | 5866 | Rate Constraint in lbs/MMBtu | FALSE | L | Annual | Allowances Sold NOX | Thousand Tons | 0 | 0 | 0 | 0 | 0 | 0 | 0
BART NOX Annual-Boardman 1SG -v5.13 | 101 | 5866 | Rate Constraint in lbs/MMBtu | FALSE | L | Annual | Allowances Banked | Thousand Tons | 0 | 0 | 0 | 0 | 0 | 0 | 0
BART NOX Annual-Boardman 1SG -v5.13 | 101 | 5866 | Rate Constraint in lbs/MMBtu | FALSE | L | Annual | Allowances Withdrawn (1:1) | Thousand Tons | 0 | 0 | 0 | 0 | 0 | 0 | 0
BART NOX Annual-Boardman 1SG -v5.13 | 101 | 5866 | Rate Constraint in lbs/MMBtu | FALSE | L | Annual | Allowances Withdrawn (n:1) | Thousand Tons | 0 | 0 | 0 | 0 | 0 | 0 | 0
BART NOX Annual-Boardman 1SG -v5.13 | 101 | 5866 | Rate Constraint in lbs/MMBtu | FALSE | L | Annual | Net Emissions Allowance Position | Thousand Tons | 0 | 0 | 0 | 0 | 0 | 0 | 0
BART NOX Annual-Boardman 1SG -v5.13 | 101 | 5866 | Rate Constraint in lbs/MMBtu | FALSE | L | Annual | Fuel Consumed | TBtu | 0 | 0 | 0 | 0 | 0 | 0 | 0
BART NOX Annual-Boardman 1SG -v5.13 | 101 | 5866 | Rate Constraint in lbs/MMBtu | FALSE | L | Annual | Rate | lb/MMBtu | 0 | 0 | 0 | 0 | 0 | 0 | 0
BART NOX Annual-Boardman 1SG -v5.13 | 101 | 5866 | Rate Constraint in lbs/MMBtu | FALSE | L | Annual | Generation | TWh | 0 | 0 | 0 | 0 | 0 | 0 | 0
BART NOX Annual-Boardman 1SG -v5.13 | 101 | 5866 | Rate Constraint in lbs/MMBtu | FALSE | L | Annual | Qualifying Generation | TWh | 0 | 0 | 0 | 0 | 0 | 0 | 0
BART NOX Annual-Boardman 1SG -v5.13 | 101 | 5866 | Rate Constraint in lbs/MMBtu | FALSE | L | Annual | Rate | lb/MWh | 0 | 0 | 0 | 0 | 0 | 0 | 0
BART NOX Annual-Boardman 1SG -v5.13 | 101 | 5866 | Rate Constraint in lbs/MMBtu | FALSE | L | Annual | Constraint Shadow Price | US2011$/Ton | 0 | 0 | 0 | 0 | 0 | 0 | 0
BART NOX Annual-Campbell 2 -v5.14 | 102 | 6115 | Rate Constraint in lbs/MMBtu | FALSE | L | Annual | Seasons Included | Seasons | Winter, Summer | Winter, Summer | Winter, Summer | Winter, Summer | Winter, Summer | Winter, Summer | Winter, Summer
BART NOX Annual-Campbell 2 -v5.14 | 102 | 6115 | Rate Constraint in lbs/MMBtu | FALSE | L | Annual | Standard | lb/MMBtu | 0.08 | 0.08 | 0.08 | 0.08 | 0.08 | 0.08 | 0.08
BART NOX Annual-Campbell 2 -v5.14 | 102 | 6115 | Rate Constraint in lbs/MMBtu | FALSE | L | Annual | Emissions at Affected Plants NOX | Thousand Tons | 0 | 0 | 0 | 0 | 0 | 0 | 0
BART NOX Annual-Campbell 2 -v5.14 | 102 | 6115 | Rate Constraint in lbs/MMBtu | FALSE | L | Annual | Allowances Purchased NOX | Thousand Tons | 0 | 0 | 0 | 0 | 0 | 0 | 0
BART NOX Annual-Campbell 2 -v5.14 | 102 | 6115 | Rate Constraint in lbs/MMBtu | FALSE | L | Annual | Allowances Sold NOX | Thousand Tons | 0 | 0 | 0 | 0 | 0 | 0 | 0
BART NOX Annual-Campbell 2 -v5.14 | 102 | 6115 | Rate Constraint in lbs/MMBtu | FALSE | L | Annual | Allowances Banked | Thousand Tons | 0 | 0 | 0 | 0 | 0 | 0 | 0
BART NOX Annual-Campbell 2 -v5.14 | 102 | 6115 | Rate Constraint in lbs/MMBtu | FALSE | L | Annual | Allowances Withdrawn (1:1) | Thousand Tons | 0 | 0 | 0 | 0 | 0 | 0 | 0
BART NOX Annual-Campbell 2 -v5.14 | 102 | 6115 | Rate Constraint in lbs/MMBtu | FALSE | L | Annual | Allowances Withdrawn (n:1) | Thousand Tons | 0 | 0 | 0 | 0 | 0 | 0 | 0
BART NOX Annual-Campbell 2 -v5.14 | 102 | 6115 | Rate Constraint in lbs/MMBtu | FALSE | L | Annual | Net Emissions Allowance Position | Thousand Tons | 0 | 0 | 0 | 0 | 0 | 0 | 0
BART NOX Annual-Campbell 2 -v5.14 | 102 | 6115 | Rate Constraint in lbs/MMBtu | FALSE | L | Annual | Fuel Consumed | TBtu | 0 | 0 | 0 | 0 | 0 | 0 | 0
BART NOX Annual-Campbell 2 -v5.14 | 102 | 6115 | Rate Constraint in lbs/MMBtu | FALSE | L | Annual | Rate | lb/MMBtu | 0 | 0 | 0 | 0 | 0 | 0 | 0
BART NOX Annual-Campbell 2 -v5.14 | 102 | 6115 | Rate Constraint in lbs/MMBtu | FALSE | L | Annual | Generation | TWh | 0 | 0 | 0 | 0 | 0 | 0 | 0
BART NOX Annual-Campbell 2 -v5.14 | 102 | 6115 | Rate Constraint in lbs/MMBtu | FALSE | L | Annual | Qualifying Generation | TWh | 0 | 0 | 0 | 0 | 0 | 0 | 0
BART NOX Annual-Campbell 2 -v5.14 | 102 | 6115 | Rate Constraint in lbs/MMBtu | FALSE | L | Annual | Rate | lb/MWh | 0 | 0 | 0 | 0 | 0 | 0 | 0
BART NOX Annual-Campbell 2 -v5.14 | 102 | 6115 | Rate Constraint in lbs/MMBtu | FALSE | L | Annual | Constraint Shadow Price | US2011$/Ton | 0 | 0 | 0 | 0 | 0 | 0 | 0
BART NOX Annual-Campbell 3 -v5.14 | 103 | 6116 | Rate Constraint in lbs/MMBtu | FALSE | L | Annual | Seasons Included | Seasons | Winter, Summer | Winter, Summer | Winter, Summer | Winter, Summer | Winter, Summer | Winter, Summer | Winter, Summer
BART NOX Annual-Campbell 3 -v5.14 | 103 | 6116 | Rate Constraint in lbs/MMBtu | FALSE | L | Annual | Standard | lb/MMBtu | 0.08 | 0.08 | 0.08 | 0.08 | 0.08 | 0.08 | 0.08
BART NOX Annual-Campbell 3 -v5.14 | 103 | 6116 | Rate Constraint in lbs/MMBtu | FALSE | L | Annual | Emissions at Affected Plants NOX | Thousand Tons | 0.0081155 | 0.006912 | 0.006912 | 0.006912 | 0.006912 | 0.006912 | 0.006912
BART NOX Annual-Campbell 3 -v5.14 | 103 | 6116 | Rate Constraint in lbs/MMBtu | FALSE | L | Annual | Allowances Purchased NOX | Thousand Tons | 0 | 0 | 0 | 0 | 0 | 0 | 0
BART NOX Annual-Campbell 3 -v5.14 | 103 | 6116 | Rate Constraint in lbs/MMBtu | FALSE | L | Annual | Allowances Sold NOX | Thousand Tons | 0 | 0 | 0 | 0 | 0 | 0 | 0
BART NOX Annual-Campbell 3 -v5.14 | 103 | 6116 | Rate Constraint in lbs/MMBtu | FALSE | L | Annual | Allowances Banked | Thousand Tons | 0 | 0 | 0 | 0 | 0 | 0 | 0
BART NOX Annual-Campbell 3 -v5.14 | 103 | 6116 | Rate Constraint in lbs/MMBtu | FALSE | L | Annual | Allowances Withdrawn (1:1) | Thousand Tons | 0 | 0 | 0 | 0 | 0 | 0 | 0
BART NOX Annual-Campbell 3 -v5.14 | 103 | 6116 | Rate Constraint in lbs/MMBtu | FALSE | L | Annual | Allowances Withdrawn (n:1) | Thousand Tons | 0 | 0 | 0 | 0 | 0 | 0 | 0
BART NOX Annual-Campbell 3 -v5.14 | 103 | 6116 | Rate Constraint in lbs/MMBtu | FALSE | L | Annual | Net Emissions Allowance Position | Thousand Tons | 0.0081155 | 0.006912 | 0.006912 | 0.006912 | 0.006912 | 0.006912 | 0.006912
BART NOX Annual-Campbell 3 -v5.14 | 103 | 6116 | Rate Constraint in lbs/MMBtu | FALSE | L | Annual | Fuel Consumed | TBtu | 0.21281 | 0.19591 | 0.19591 | 0.19591 | 0.19591 | 0.19592 | 0.19592
BART NOX Annual-Campbell 3 -v5.14 | 103 | 6116 | Rate Constraint in lbs/MMBtu | FALSE | L | Annual | Rate | lb/MMBtu | 0.076271 | 0.070562 | 0.070563 | 0.070562 | 0.070562 | 0.07056 | 0.07056
BART NOX Annual-Campbell 3 -v5.14 | 103 | 6116 | Rate Constraint in lbs/MMBtu | FALSE | L | Annual | Generation | TWh | 0.021608 | 0.019846 | 0.019846 | 0.019846 | 0.019846 | 0.019841 | 0.019841
BART NOX Annual-Campbell 3 -v5.14 | 103 | 6116 | Rate Constraint in lbs/MMBtu | FALSE | L | Annual | Qualifying Generation | TWh | 0.021608 | 0.019846 | 0.019846 | 0.019846 | 0.019846 | 0.019841 | 0.019841
BART NOX Annual-Campbell 3 -v5.14 | 103 | 6116 | Rate Constraint in lbs/MMBtu | FALSE | L | Annual | Rate | lb/MWh | 0.37559 | 0.34827 | 0.34827 | 0.34827 | 0.34827 | 0.34837 | 0.34837
BART NOX Annual-Campbell 3 -v5.14 | 103 | 6116 | Rate Constraint in lbs/MMBtu | FALSE | L | Annual | Constraint Shadow Price | US2011$/Ton | 0 | 0 | 0 | 0 | 0 | 0 | 0
BART NOX Annual-Cherokee 4 -v5.13 | 104 | 5819 | Rate Constraint in lbs/MMBtu | FALSE | L | Annual | Seasons Included | Seasons |  | Winter, Summer | Winter, Summer | Winter, Summer | Winter, Summer | Winter, Summer | Winter, Summer
BART NOX Annual-Cherokee 4 -v5.13 | 104 | 5819 | Rate Constraint in lbs/MMBtu | FALSE | L | Annual | Standard | lb/MMBtu | 0 | 0.12 | 0.12 | 0.12 | 0.12 | 0.12 | 0.12
BART NOX Annual-Cherokee 4 -v5.13 | 104 | 5819 | Rate Constraint in lbs/MMBtu | FALSE | L | Annual | Emissions at Affected Plants NOX | Thousand Tons | 0 | 0 | 0 | 0 | 0 | 0 | 0
BART NOX Annual-Cherokee 4 -v5.13 | 104 | 5819 | Rate Constraint in lbs/MMBtu | FALSE | L | Annual | Allowances Purchased NOX | Thousand Tons | 0 | 0 | 0 | 0 | 0 | 0 | 0
BART NOX Annual-Cherokee 4 -v5.13 | 104 | 5819 | Rate Constraint in lbs/MMBtu | FALSE | L | Annual | Allowances Sold NOX | Thousand Tons | 0 | 0 | 0 | 0 | 0 | 0 | 0
BART NOX Annual-Cherokee 4 -v5.13 | 104 | 5819 | Rate Constraint in lbs/MMBtu | FALSE | L | Annual | Allowances Banked | Thousand Tons | 0 | 0 | 0 | 0 | 0 | 0 | 0
BART NOX Annual-Cherokee 4 -v5.13 | 104 | 5819 | Rate Constraint in lbs/MMBtu | FALSE | L | Annual | Allowances Withdrawn (1:1) | Thousand Tons | 0 | 0 | 0 | 0 | 0 | 0 | 0
BART NOX Annual-Cherokee 4 -v5.13 | 104 | 5819 | Rate Constraint in lbs/MMBtu | FALSE | L | Annual | Allowances Withdrawn (n:1) | Thousand Tons | 0 | 0 | 0 | 0 | 0 | 0 | 0
BART NOX Annual-Cherokee 4 -v5.13 | 104 | 5819 | Rate Constraint in lbs/MMBtu | FALSE | L | Annual | Net Emissions Allowance Position | Thousand Tons | 0 | 0 | 0 | 0 | 0 | 0 | 0
BART NOX Annual-Cherokee 4 -v5.13 | 104 | 5819 | Rate Constraint in lbs/MMBtu | FALSE | L | Annual | Fuel Consumed | TBtu | 0 | 0 | 0 | 0 | 0 | 0 | 0
BART NOX Annual-Cherokee 4 -v5.13 | 104 | 5819 | Rate Constraint in lbs/MMBtu | FALSE | L | Annual | Rate | lb/MMBtu | 0 | 0 | 0 | 0 | 0 | 0 | 0
BART NOX Annual-Cherokee 4 -v5.13 | 104 | 5819 | Rate Constraint in lbs/MMBtu | FALSE | L | Annual | Generation | TWh | 0 | 0 | 0 | 0 | 0 | 0 | 0
BART NOX Annual-Cherokee 4 -v5.13 | 104 | 5819 | Rate Constraint in lbs/MMBtu | FALSE | L | Annual | Qualifying Generation | TWh | 0 | 0 | 0 | 0 | 0 | 0 | 0
BART NOX Annual-Cherokee 4 -v5.13 | 104 | 5819 | Rate Constraint in lbs/MMBtu | FALSE | L | Annual | Rate | lb/MWh | 0 | 0 | 0 | 0 | 0 | 0 | 0
BART NOX Annual-Cherokee 4 -v5.13 | 104 | 5819 | Rate Constraint in lbs/MMBtu | FALSE | L | Annual | Constraint Shadow Price | US2011$/Ton | 0 | 18192.6068 | 2541.4667 | 3023.7156 | 3118.9084 | 5115.0662 | 5498.0738
BART NOX Annual-Cholla 2-4 -v5.13 | 105 | 5817 | Rate Constraint in lbs/MMBtu | FALSE | L | Annual | Seasons Included | Seasons |  | Winter, Summer | Winter, Summer | Winter, Summer | Winter, Summer | Winter, Summer | Winter, Summer
BART NOX Annual-Cholla 2-4 -v5.13 | 105 | 5817 | Rate Constraint in lbs/MMBtu | FALSE | L | Annual | Standard | lb/MMBtu | 0 | 0.055 | 0.055 | 0.055 | 0.055 | 0.055 | 0.055
BART NOX Annual-Cholla 2-4 -v5.13 | 105 | 5817 | Rate Constraint in lbs/MMBtu | FALSE | L | Annual | Emissions at Affected Plants NOX | Thousand Tons | 0 | 1.8976 | 1.8943 | 1.8976 | 1.8976 | 1.8976 | 1.8946
BART NOX Annual-Cholla 2-4 -v5.13 | 105 | 5817 | Rate Constraint in lbs/MMBtu | FALSE | L | Annual | Allowances Purchased NOX | Thousand Tons | 0 | 0 | 0 | 0 | 0 | 0 | 0
BART NOX Annual-Cholla 2-4 -v5.13 | 105 | 5817 | Rate Constraint in lbs/MMBtu | FALSE | L | Annual | Allowances Sold NOX | Thousand Tons | 0 | 0 | 0 | 0 | 0 | 0 | 0
BART NOX Annual-Cholla 2-4 -v5.13 | 105 | 5817 | Rate Constraint in lbs/MMBtu | FALSE | L | Annual | Allowances Banked | Thousand Tons | 0 | 0 | 0 | 0 | 0 | 0 | 0
BART NOX Annual-Cholla 2-4 -v5.13 | 105 | 5817 | Rate Constraint in lbs/MMBtu | FALSE | L | Annual | Allowances Withdrawn (1:1) | Thousand Tons | 0 | 0 | 0 | 0 | 0 | 0 | 0
BART NOX Annual-Cholla 2-4 -v5.13 | 105 | 5817 | Rate Constraint in lbs/MMBtu | FALSE | L | Annual | Allowances Withdrawn (n:1) | Thousand Tons | 0 | 0 | 0 | 0 | 0 | 0 | 0
BART NOX Annual-Cholla 2-4 -v5.13 | 105 | 5817 | Rate Constraint in lbs/MMBtu | FALSE | L | Annual | Net Emissions Allowance Position | Thousand Tons | 0 | 1.8976 | 1.8943 | 1.8976 | 1.8976 | 1.8976 | 1.8946
BART NOX Annual-Cholla 2-4 -v5.13 | 105 | 5817 | Rate Constraint in lbs/MMBtu | FALSE | L | Annual | Fuel Consumed | TBtu | 0 | 69.0037 | 68.8847 | 69.0037 | 69.0037 | 69.0037 | 69.0261
BART NOX Annual-Cholla 2-4 -v5.13 | 105 | 5817 | Rate Constraint in lbs/MMBtu | FALSE | L | Annual | Rate | lb/MMBtu | 0 | 0.055 | 0.055 | 0.055 | 0.055 | 0.055 | 0.054896
BART NOX Annual-Cholla 2-4 -v5.13 | 105 | 5817 | Rate Constraint in lbs/MMBtu | FALSE | L | Annual | Generation | TWh | 0 | 6.6115 | 6.6001 | 6.6115 | 6.6115 | 6.6115 | 6.6115
BART NOX Annual-Cholla 2-4 -v5.13 | 105 | 5817 | Rate Constraint in lbs/MMBtu | FALSE | L | Annual | Qualifying Generation | TWh | 0 | 6.6115 | 6.6001 | 6.6115 | 6.6115 | 6.6115 | 6.6115
BART NOX Annual-Cholla 2-4 -v5.13 | 105 | 5817 | Rate Constraint in lbs/MMBtu | FALSE | L | Annual | Rate | lb/MWh | 0 | 0.28702 | 0.28702 | 0.28702 | 0.28702 | 0.28702 | 0.28657
BART NOX Annual-Cholla 2-4 -v5.13 | 105 | 5817 | Rate Constraint in lbs/MMBtu | FALSE | L | Annual | Constraint Shadow Price | US2011$/Ton | 0 | 6313.6526 | 2387.3106 | 9616.717 | 7898.7043 | 1062.0301 | 0
BART NOX Annual-Coal Creek 1 & 2 -v5.13 | 106 | 5854 | Rate Constraint in lbs/MMBtu | FALSE | L | Annual | Seasons Included | Seasons |  | Winter, Summer | Winter, Summer | Winter, Summer | Winter, Summer | Winter, Summer | Winter, Summer
BART NOX Annual-Coal Creek 1 & 2 -v5.13 | 106 | 5854 | Rate Constraint in lbs/MMBtu | FALSE | L | Annual | Standard | lb/MMBtu | 0 | 0.13 | 0.13 | 0.13 | 0.13 | 0.13 | 0.13
BART NOX Annual-Coal Creek 1 & 2 -v5.13 | 106 | 5854 | Rate Constraint in lbs/MMBtu | FALSE | L | Annual | Emissions at Affected Plants NOX | Thousand Tons | 0 | 5.2628 | 5.2628 | 5.2628 | 5.2628 | 5.3076 | 5.3076
BART NOX Annual-Coal Creek 1 & 2 -v5.13 | 106 | 5854 | Rate Constraint in lbs/MMBtu | FALSE | L | Annual | Allowances Purchased NOX | Thousand Tons | 0 | 0 | 0 | 0 | 0 | 0 | 0
BART NOX Annual-Coal Creek 1 & 2 -v5.13 | 106 | 5854 | Rate Constraint in lbs/MMBtu | FALSE | L | Annual | Allowances Sold NOX | Thousand Tons | 0 | 0 | 0 | 0 | 0 | 0 | 0
BART NOX Annual-Coal Creek 1 & 2 -v5.13 | 106 | 5854 | Rate Constraint in lbs/MMBtu | FALSE | L | Annual | Allowances Banked | Thousand Tons | 0 | 0 | 0 | 0 | 0 | 0 | 0
BART NOX Annual-Coal Creek 1 & 2 -v5.13 | 106 | 5854 | Rate Constraint in lbs/MMBtu | FALSE | L | Annual | Allowances Withdrawn (1:1) | Thousand Tons | 0 | 0 | 0 | 0 | 0 | 0 | 0
BART NOX Annual-Coal Creek 1 & 2 -v5.13 | 106 | 5854 | Rate Constraint in lbs/MMBtu | FALSE | L | Annual | Allowances Withdrawn (n:1) | Thousand Tons | 0 | 0 | 0 | 0 | 0 | 0 | 0
BART NOX Annual-Coal Creek 1 & 2 -v5.13 | 106 | 5854 | Rate Constraint in lbs/MMBtu | FALSE | L | Annual | Net Emissions Allowance Position | Thousand Tons | 0 | 5.2628 | 5.2628 | 5.2628 | 5.2628 | 5.3076 | 5.3076
BART NOX Annual-Coal Creek 1 & 2 -v5.13 | 106 | 5854 | Rate Constraint in lbs/MMBtu | FALSE | L | Annual | Fuel Consumed | TBtu | 0 | 80.9661 | 80.9661 | 80.9661 | 80.9661 | 81.6658 | 81.6658
BART NOX Annual-Coal Creek 1 & 2 -v5.13 | 106 | 5854 | Rate Constraint in lbs/MMBtu | FALSE | L | Annual | Rate | lb/MMBtu | 0 | 0.13 | 0.13 | 0.13 | 0.13 | 0.12998 | 0.12998
BART NOX Annual-Coal Creek 1 & 2 -v5.13 | 106 | 5854 | Rate Constraint in lbs/MMBtu | FALSE | L | Annual | Generation | TWh | 0 | 7.2859 | 7.2859 | 7.2859 | 7.2859 | 7.3489 | 7.3489
BART NOX Annual-Coal Creek 1 & 2 -v5.13 | 106 | 5854 | Rate Constraint in lbs/MMBtu | FALSE | L | Annual | Qualifying Generation | TWh | 0 | 7.2859 | 7.2859 | 7.2859 | 7.2859 | 7.3489 | 7.3489
BART NOX Annual-Coal Creek 1 & 2 -v5.13 | 106 | 5854 | Rate Constraint in lbs/MMBtu | FALSE | L | Annual | Rate | lb/MWh | 0 | 0.72233 | 0.72233 | 0.72233 | 0.72233 | 0.72224 | 0.72224
BART NOX Annual-Coal Creek 1 & 2 -v5.13 | 106 | 5854 | Rate Constraint in lbs/MMBtu | FALSE | L | Annual | Constraint Shadow Price | US2011$/Ton | 0 | 5009.5211 | 1411.7597 | 6146.7297 | 3191.4693 | 0 | 0
BART NOX Annual-Colstrip 1 -v5.13 | 107 | 5835 | Rate Constraint in lbs/MMBtu | FALSE | L | Annual | Seasons Included | Seasons |  | Winter, Summer | Winter, Summer | Winter, Summer | Winter, Summer | Winter, Summer | Winter, Summer
BART NOX Annual-Colstrip 1 -v5.13 | 107 | 5835 | Rate Constraint in lbs/MMBtu | FALSE | L | Annual | Standard | lb/MMBtu | 0 | 0.15 | 0.15 | 0.15 | 0.15 | 0.15 | 0.15
BART NOX Annual-Colstrip 1 -v5.13 | 107 | 5835 | Rate Constraint in lbs/MMBtu | FALSE | L | Annual | Emissions at Affected Plants NOX | Thousand Tons | 0 | 1.8499 | 1.8499 | 1.8499 | 1.8499 | 1.8499 | 1.8499
BART NOX Annual-Colstrip 1 -v5.13 | 107 | 5835 | Rate Constraint in lbs/MMBtu | FALSE | L | Annual | Allowances Purchased NOX | Thousand Tons | 0 | 0 | 0 | 0 | 0 | 0 | 0
BART NOX Annual-Colstrip 1 -v5.13 | 107 | 5835 | Rate Constraint in lbs/MMBtu | FALSE | L | Annual | Allowances Sold NOX | Thousand Tons | 0 | 0 | 0 | 0 | 0 | 0 | 0
BART NOX Annual-Colstrip 1 -v5.13 | 107 | 5835 | Rate Constraint in lbs/MMBtu | FALSE | L | Annual | Allowances Banked | Thousand Tons | 0 | 0 | 0 | 0 | 0 | 0 | 0
BART NOX Annual-Colstrip 1 -v5.13 | 107 | 5835 | Rate Constraint in lbs/MMBtu | FALSE | L | Annual | Allowances Withdrawn (1:1) | Thousand Tons | 0 | 0 | 0 | 0 | 0 | 0 | 0
BART NOX Annual-Colstrip 1 -v5.13 | 107 | 5835 | Rate Constraint in lbs/MMBtu | FALSE | L | Annual | Allowances Withdrawn (n:1) | Thousand Tons | 0 | 0 | 0 | 0 | 0 | 0 | 0
BART NOX Annual-Colstrip 1 -v5.13 | 107 | 5835 | Rate Constraint in lbs/MMBtu | FALSE | L | Annual | Net Emissions Allowance Position | Thousand Tons | 0 | 1.8499 | 1.8499 | 1.8499 | 1.8499 | 1.8499 | 1.8499
BART NOX Annual-Colstrip 1 -v5.13 | 107 | 5835 | Rate Constraint in lbs/MMBtu | FALSE | L | Annual | Fuel Consumed | TBtu | 0 | 24.6652 | 24.6652 | 24.6652 | 24.6652 | 24.6652 | 24.6652
BART NOX Annual-Colstrip 1 -v5.13 | 107 | 5835 | Rate Constraint in lbs/MMBtu | FALSE | L | Annual | Rate | lb/MMBtu | 0 | 0.15 | 0.15 | 0.15 | 0.15 | 0.15 | 0.15
BART NOX Annual-Colstrip 1 -v5.13 | 107 | 5835 | Rate Constraint in lbs/MMBtu | FALSE | L | Annual | Generation | TWh | 0 | 2.2648 | 2.2648 | 2.2648 | 2.2648 | 2.2648 | 2.2648
BART NOX Annual-Colstrip 1 -v5.13 | 107 | 5835 | Rate Constraint in lbs/MMBtu | FALSE | L | Annual | Qualifying Generation | TWh | 0 | 2.2648 | 2.2648 | 2.2648 | 2.2648 | 2.2648 | 2.2648
BART NOX Annual-Colstrip 1 -v5.13 | 107 | 5835 | Rate Constraint in lbs/MMBtu | FALSE | L | Annual | Rate | lb/MWh | 0 | 0.8168 | 0.8168 | 0.8168 | 0.8168 | 0.8168 | 0.8168
BART NOX Annual-Colstrip 1 -v5.13 | 107 | 5835 | Rate Constraint in lbs/MMBtu | FALSE | L | Annual | Constraint Shadow Price | US2011$/Ton | 0 | 14429.1502 | 19493.4104 | 0 | 0 | 0 | 0
BART NOX Annual-Colstrip 2 -v5.13 | 108 | 5836 | Rate Constraint in lbs/MMBtu | FALSE | L | Annual | Seasons Included | Seasons |  | Winter, Summer | Winter, Summer | Winter, Summer | Winter, Summer | Winter, Summer | Winter, Summer
BART NOX Annual-Colstrip 2 -v5.13 | 108 | 5836 | Rate Constraint in lbs/MMBtu | FALSE | L | Annual | Standard | lb/MMBtu | 0 | 0.15 | 0.15 | 0.15 | 0.15 | 0.15 | 0.15
BART NOX Annual-Colstrip 2 -v5.13 | 108 | 5836 | Rate Constraint in lbs/MMBtu | FALSE | L | Annual | Emissions at Affected Plants NOX | Thousand Tons | 0 | 1.8278 | 1.8278 | 1.8278 | 1.8278 | 1.8278 | 1.8278
BART NOX Annual-Colstrip 2 -v5.13 | 108 | 5836 | Rate Constraint in lbs/MMBtu | FALSE | L | Annual | Allowances Purchased NOX | Thousand Tons | 0 | 0 | 0 | 0 | 0 | 0 | 0
BART NOX Annual-Colstrip 2 -v5.13 | 108 | 5836 | Rate Constraint in lbs/MMBtu | FALSE | L | Annual | Allowances Sold NOX | Thousand Tons | 0 | 0 | 0 | 0 | 0 | 0 | 0
BART NOX Annual-Colstrip 2 -v5.13 | 108 | 5836 | Rate Constraint in lbs/MMBtu | FALSE | L | Annual | Allowances Banked | Thousand Tons | 0 | 0 | 0 | 0 | 0 | 0 | 0
BART NOX Annual-Colstrip 2 -v5.13 | 108 | 5836 | Rate Constraint in lbs/MMBtu | FALSE | L | Annual | Allowances Withdrawn (1:1) | Thousand Tons | 0 | 0 | 0 | 0 | 0 | 0 | 0
BART NOX Annual-Colstrip 2 -v5.13 | 108 | 5836 | Rate Constraint in lbs/MMBtu | FALSE | L | Annual | Allowances Withdrawn (n:1) | Thousand Tons | 0 | 0 | 0 | 0 | 0 | 0 | 0
BART NOX Annual-Colstrip 2 -v5.13 | 108 | 5836 | Rate Constraint in lbs/MMBtu | FALSE | L | Annual | Net Emissions Allowance Position | Thousand Tons | 0 | 1.8278 | 1.8278 | 1.8278 | 1.8278 | 1.8278 | 1.8278
BART NOX Annual-Colstrip 2 -v5.13 | 108 | 5836 | Rate Constraint in lbs/MMBtu | FALSE | L | Annual | Fuel Consumed | TBtu | 0 | 24.3701 | 24.3701 | 24.3701 | 24.3701 | 24.3701 | 24.3701
BART NOX Annual-Colstrip 2 -v5.13 | 108 | 5836 | Rate Constraint in lbs/MMBtu | FALSE | L | Annual | Rate | lb/MMBtu | 0 | 0.15 | 0.15 | 0.15 | 0.15 | 0.15 | 0.15
BART NOX Annual-Colstrip 2 -v5.13 | 108 | 5836 | Rate Constraint in lbs/MMBtu | FALSE | L | Annual | Generation | TWh | 0 | 2.2649 | 2.2649 | 2.2649 | 2.2649 | 2.2649 | 2.2649
BART NOX Annual-Colstrip 2 -v5.13 | 108 | 5836 | Rate Constraint in lbs/MMBtu | FALSE | L | Annual | Qualifying Generation | TWh | 0 | 2.2649 | 2.2649 | 2.2649 | 2.2649 | 2.2649 | 2.2649
BART NOX Annual-Colstrip 2 -v5.13 | 108 | 5836 | Rate Constraint in lbs/MMBtu | FALSE | L | Annual | Rate | lb/MWh | 0 | 0.80698 | 0.80698 | 0.80698 | 0.80698 | 0.80698 | 0.80698
BART NOX Annual-Colstrip 2 -v5.13 | 108 | 5836 | Rate Constraint in lbs/MMBtu | FALSE | L | Annual | Constraint Shadow Price | US2011$/Ton | 0 | 11672.2455 | 20549.3511 | 0 | 0 | 0 | 0
BART NOX Annual-Comanche 1 -v5.13 | 109 | 5820 | Rate Constraint in lbs/MMBtu | FALSE | L | Annual | Seasons Included | Seasons |  | Winter, Summer | Winter, Summer | Winter, Summer | Winter, Summer | Winter, Summer | Winter, Summer
BART NOX Annual-Comanche 1 -v5.13 | 109 | 5820 | Rate Constraint in lbs/MMBtu | FALSE | L | Annual | Standard | lb/MMBtu | 0 | 0.2 | 0.2 | 0.2 | 0.2 | 0.2 | 0.2
BART NOX Annual-Comanche 1 -v5.13 | 109 | 5820 | Rate Constraint in lbs/MMBtu | FALSE | L | Annual | Emissions at Affected Plants NOX | Thousand Tons | 0 | 1.5425 | 1.5425 | 1.5425 | 1.5425 | 1.5425 | 1.5425
BART NOX Annual-Comanche 1 -v5.13 | 109 | 5820 | Rate Constraint in lbs/MMBtu | FALSE | L | Annual | Allowances Purchased NOX | Thousand Tons | 0 | 0 | 0 | 0 | 0 | 0 | 0
BART NOX Annual-Comanche 1 -v5.13 | 109 | 5820 | Rate Constraint in lbs/MMBtu | FALSE | L | Annual | Allowances Sold NOX | Thousand Tons | 0 | 0 | 0 | 0 | 0 | 0 | 0
BART NOX Annual-Comanche 1 -v5.13 | 109 | 5820 | Rate Constraint in lbs/MMBtu | FALSE | L | Annual | Allowances Banked | Thousand Tons | 0 | 0 | 0 | 0 | 0 | 0 | 0
BART NOX Annual-Comanche 1 -v5.13 | 109 | 5820 | Rate Constraint in lbs/MMBtu | FALSE | L | Annual | Allowances Withdrawn (1:1) | Thousand Tons | 0 | 0 | 0 | 0 | 0 | 0 | 0
BART NOX Annual-Comanche 1 -v5.13 | 109 | 5820 | Rate Constraint in lbs/MMBtu | FALSE | L | Annual | Allowances Withdrawn (n:1) | Thousand Tons | 0 | 0 | 0 | 0 | 0 | 0 | 0
BART NOX Annual-Comanche 1 -v5.13 | 109 | 5820 | Rate Constraint in lbs/MMBtu | FALSE | L | Annual | Net Emissions Allowance Position | Thousand Tons | 0 | 1.5425 | 1.5425 | 1.5425 | 1.5425 | 1.5425 | 1.5425
BART NOX Annual-Comanche 1 -v5.13 | 109 | 5820 | Rate Constraint in lbs/MMBtu | FALSE | L | Annual | Fuel Consumed | TBtu | 0 | 25.0972 | 25.0972 | 25.0972 | 25.0972 | 25.0972 | 25.0972
BART NOX Annual-Comanche 1 -v5.13 | 109 | 5820 | Rate Constraint in lbs/MMBtu | FALSE | L | Annual | Rate | lb/MMBtu | 0 | 0.12292 | 0.12292 | 0.12292 | 0.12292 | 0.12292 | 0.12292
BART NOX Annual-Comanche 1 -v5.13 | 109 | 5820 | Rate Constraint in lbs/MMBtu | FALSE | L | Annual | Generation | TWh | 0 | 2.4033 | 2.4033 | 2.4033 | 2.4033 | 2.4033 | 2.4033
BART NOX Annual-Comanche 1 -v5.13 | 109 | 5820 | Rate Constraint in lbs/MMBtu | FALSE | L | Annual | Qualifying Generation | TWh | 0 | 2.4033 | 2.4033 | 2.4033 | 2.4033 | 2.4033 | 2.4033
BART NOX Annual-Comanche 1 -v5.13 | 109 | 5820 | Rate Constraint in lbs/MMBtu | FALSE | L | Annual | Rate | lb/MWh | 0 | 0.64184 | 0.64184 | 0.64184 | 0.64184 | 0.64184 | 0.64184
BART NOX Annual-Comanche 1 -v5.13 | 109 | 5820 | Rate Constraint in lbs/MMBtu | FALSE | L | Annual | Constraint Shadow Price | US2011$/Ton | 0 | 0 | 0 | 0 | 0 | 0 | 0
BART NOX Annual-Comanche 2 -v5.13 | 110 | 5821 | Rate Constraint in lbs/MMBtu | FALSE | L | Annual | Seasons Included | Seasons |  | Winter, Summer | Winter, Summer | Winter, Summer | Winter, Summer | Winter, Summer | Winter, Summer
BART NOX Annual-Comanche 2 -v5.13 | 110 | 5821 | Rate Constraint in lbs/MMBtu | FALSE | L | Annual | Standard | lb/MMBtu | 0 | 0.2 | 0.2 | 0.2 | 0.2 | 0.2 | 0.2
BART NOX Annual-Comanche 2 -v5.13 | 110 | 5821 | Rate Constraint in lbs/MMBtu | FALSE | L | Annual | Emissions at Affected Plants NOX | Thousand Tons | 0 | 1.9946 | 1.9946 | 1.9946 | 1.9946 | 1.9946 | 1.9946
BART NOX Annual-Comanche 2 -v5.13 | 110 | 5821 | Rate Constraint in lbs/MMBtu | FALSE | L | Annual | Allowances Purchased NOX | Thousand Tons | 0 | 0 | 0 | 0 | 0 | 0 | 0
BART NOX Annual-Comanche 2 -v5.13 | 110 | 5821 | Rate Constraint in lbs/MMBtu | FALSE | L | Annual | Allowances Sold NOX | Thousand Tons | 0 | 0 | 0 | 0 | 0 | 0 | 0
BART NOX Annual-Comanche 2 -v5.13 | 110 | 5821 | Rate Constraint in lbs/MMBtu | FALSE | L | Annual | Allowances Banked | Thousand Tons | 0 | 0 | 0 | 0 | 0 | 0 | 0
BART NOX Annual-Comanche 2 -v5.13 | 110 | 5821 | Rate Constraint in lbs/MMBtu | FALSE | L | Annual | Allowances Withdrawn (1:1) | Thousand Tons | 0 | 0 | 0 | 0 | 0 | 0 | 0
BART NOX Annual-Comanche 2 -v5.13 | 110 | 5821 | Rate Constraint in lbs/MMBtu | FALSE | L | Annual | Allowances Withdrawn (n:1) | Thousand Tons | 0 | 0 | 0 | 0 | 0 | 0 | 0
BART NOX Annual-Comanche 2 -v5.13 | 110 | 5821 | Rate Constraint in lbs/MMBtu | FALSE | L | Annual | Net Emissions Allowance Position | Thousand Tons | 0 | 1.9946 | 1.9946 | 1.9946 | 1.9946 | 1.9946 | 1.9946
BART NOX Annual-Comanche 2 -v5.13 | 110 | 5821 | Rate Constraint in lbs/MMBtu | FALSE | L | Annual | Fuel Consumed | TBtu | 0 | 26.5953 | 26.5953 | 26.5953 | 26.5953 | 26.5953 | 26.5953
BART NOX Annual-Comanche 2 -v5.13 | 110 | 5821 | Rate Constraint in lbs/MMBtu | FALSE | L | Annual | Rate | lb/MMBtu | 0 | 0.15 | 0.15 | 0.15 | 0.15 | 0.15 | 0.15
BART NOX Annual-Comanche 2 -v5.13 | 110 | 5821 | Rate Constraint in lbs/MMBtu | FALSE | L | Annual | Generation | TWh | 0 | 2.4756 | 2.4756 | 2.4756 | 2.4756 | 2.4756 | 2.4756
BART NOX Annual-Comanche 2 -v5.13 | 110 | 5821 | Rate Constraint in lbs/MMBtu | FALSE | L | Annual | Qualifying Generation | TWh | 0 | 2.4756 | 2.4756 | 2.4756 | 2.4756 | 2.4756 | 2.4756
BART NOX Annual-Comanche 2 -v5.13 | 110 | 5821 | Rate Constraint in lbs/MMBtu | FALSE | L | Annual | Rate | lb/MWh | 0 | 0.80573 | 0.80573 | 0.80573 | 0.80573 | 0.80573 | 0.80573
BART NOX Annual-Comanche 2 -v5.13 | 110 | 5821 | Rate Constraint in lbs/MMBtu | FALSE | L | Annual | Constraint Shadow Price | US2011$/Ton | 0 | 0 | 0 | 0 | 0 | 0 | 0
BART NOX Annual-Coronado U1B & U2B -v5.13 | 111 | 5818 | Rate Constraint in lbs/MMBtu | FALSE | L | Annual | Seasons Included | Seasons |  | Winter, Summer | Winter, Summer | Winter, Summer | Winter, Summer | Winter, Summer | Winter, Summer
BART NOX Annual-Coronado U1B & U2B -v5.13 | 111 | 5818 | Rate Constraint in lbs/MMBtu | FALSE | L | Annual | Standard | lb/MMBtu | 0 | 0.065 | 0.065 | 0.065 | 0.065 | 0.065 | 0.065
BART NOX Annual-Coronado U1B & U2B -v5.13 | 111 | 5818 | Rate Constraint in lbs/MMBtu | FALSE | L | Annual | Emissions at Affected Plants NOX | Thousand Tons | 0 | 1.7893 | 1.7893 | 1.7893 | 1.7893 | 1.7893 | 1.7893
BART NOX Annual-Coronado U1B & U2B -v5.13 | 111 | 5818 | Rate Constraint in lbs/MMBtu | FALSE | L | Annual | Allowances Purchased NOX | Thousand Tons | 0 | 0 | 0 | 0 | 0 | 0 | 0
BART NOX Annual-Coronado U1B & U2B -v5.13 | 111 | 5818 | Rate Constraint in lbs/MMBtu | FALSE | L | Annual | Allowances Sold NOX | Thousand Tons | 0 | 0 | 0 | 0 | 0 | 0 | 0
BART NOX Annual-Coronado U1B & U2B -v5.13 | 111 | 5818 | Rate Constraint in lbs/MMBtu | FALSE | L | Annual | Allowances Banked | Thousand Tons | 0 | 0 | 0 | 0 | 0 | 0 | 0
BART NOX Annual-Coronado U1B & U2B -v5.13 | 111 | 5818 | Rate Constraint in lbs/MMBtu | FALSE | L | Annual | Allowances Withdrawn (1:1) | Thousand Tons | 0 | 0 | 0 | 0 | 0 | 0 | 0
BART NOX Annual-Coronado U1B & U2B -v5.13 | 111 | 5818 | Rate Constraint in lbs/MMBtu | FALSE | L | Annual | Allowances Withdrawn (n:1) | Thousand Tons | 0 | 0 | 0 | 0 | 0 | 0 | 0
BART NOX Annual-Coronado U1B & U2B -v5.13 | 111 | 5818 | Rate Constraint in lbs/MMBtu | FALSE | L | Annual | Net Emissions Allowance Position | Thousand Tons | 0 | 1.7893 | 1.7893 | 1.7893 | 1.7893 | 1.7893 | 1.7893
BART NOX Annual-Coronado U1B & U2B -v5.13 | 111 | 5818 | Rate Constraint in lbs/MMBtu | FALSE | L | Annual | Fuel Consumed | TBtu | 0 | 55.9657 | 55.9657 | 55.9657 | 55.9657 | 55.9657 | 56.1055
BART NOX Annual-Coronado U1B & U2B -v5.13 | 111 | 5818 | Rate Constraint in lbs/MMBtu | FALSE | L | Annual | Rate | lb/MMBtu | 0 | 0.063943 | 0.063943 | 0.063943 | 0.063943 | 0.063943 | 0.063784
BART NOX Annual-Coronado U1B & U2B -v5.13 | 111 | 5818 | Rate Constraint in lbs/MMBtu | FALSE | L | Annual | Generation | TWh | 0 | 5.5267 | 5.5267 | 5.5267 | 5.5267 | 5.5267 | 5.5267
BART NOX Annual-Coronado U1B & U2B -v5.13 | 111 | 5818 | Rate Constraint in lbs/MMBtu | FALSE | L | Annual | Qualifying Generation | TWh | 0 | 5.5267 | 5.5267 | 5.5267 | 5.5267 | 5.5267 | 5.5267
BART NOX Annual-Coronado U1B & U2B -v5.13 | 111 | 5818 | Rate Constraint in lbs/MMBtu | FALSE | L | Annual | Rate | lb/MWh | 0 | 0.32376 | 0.32376 | 0.32376 | 0.32376 | 0.32376 | 0.32376
BART NOX Annual-Coronado U1B & U2B -v5.13 | 111 | 5818 | Rate Constraint in lbs/MMBtu | FALSE | L | Annual | Constraint Shadow Price | US2011$/Ton | 0 | 0 | 0 | 0 | 0 | 0 | 0
BART NOX Annual-Craig C1 -v5.14 | 112 | 6120 | Rate Constraint in lbs/MMBtu | FALSE | L | Annual | Seasons Included | Seasons |  |  |  | Winter, Summer | Winter, Summer | Winter, Summer | Winter, Summer
BART NOX Annual-Craig C1 -v5.14 | 112 | 6120 | Rate Constraint in lbs/MMBtu | FALSE | L | Annual | Standard | lb/MMBtu | 0 | 0 | 0.07 | 0.07 | 0.07 | 0.07 | 0.07
BART NOX Annual-Craig C1 -v5.14 | 112 | 6120 | Rate Constraint in lbs/MMBtu | FALSE | L | Annual | Emissions at Affected Plants NOX | Thousand Tons | 0 | 0 | 0 | 1.0276 | 1.0276 | 1.0276 | 1.0276
BART NOX Annual-Craig C1 -v5.14 | 112 | 6120 | Rate Constraint in lbs/MMBtu | FALSE | L | Annual | Allowances Purchased NOX | Thousand Tons | 0 | 0 | 0 | 0 | 0 | 0 | 0
BART NOX Annual-Craig C1 -v5.14 | 112 | 6120 | Rate Constraint in lbs/MMBtu | FALSE | L | Annual | Allowances Sold NOX | Thousand Tons | 0 | 0 | 0 | 0 | 0 | 0 | 0
BART NOX Annual-Craig C1 -v5.14 | 112 | 6120 | Rate Constraint in lbs/MMBtu | FALSE | L | Annual | Allowances Banked | Thousand Tons | 0 | 0 | 0 | 0 | 0 | 0 | 0
BART NOX Annual-Craig C1 -v5.14 | 112 | 6120 | Rate Constraint in lbs/MMBtu | FALSE | L | Annual | Allowances Withdrawn (1:1) | Thousand Tons | 0 | 0 | 0 | 0 | 0 | 0 | 0
BART NOX Annual-Craig C1 -v5.14 | 112 | 6120 | Rate Constraint in lbs/MMBtu | FALSE | L | Annual | Allowances Withdrawn (n:1) | Thousand Tons | 0 | 0 | 0 | 0 | 0 | 0 | 0
BART NOX Annual-Craig C1 -v5.14 | 112 | 6120 | Rate Constraint in lbs/MMBtu | FALSE | L | Annual | Net Emissions Allowance Position | Thousand Tons | 0 | 0 | 0 | 1.0276 | 1.0276 | 1.0276 | 1.0276
BART NOX Annual-Craig C1 -v5.14 | 112 | 6120 | Rate Constraint in lbs/MMBtu | FALSE | L | Annual | Fuel Consumed | TBtu | 0 | 0 | 0 | 29.3586 | 29.3586 | 29.3586 | 29.3586
BART NOX Annual-Craig C1 -v5.14 | 112 | 6120 | Rate Constraint in lbs/MMBtu | FALSE | L | Annual | Rate | lb/MMBtu | 0 | 0 | 0 | 0.07 | 0.07 | 0.07 | 0.07
BART NOX Annual-Craig C1 -v5.14 | 112 | 6120 | Rate Constraint in lbs/MMBtu | FALSE | L | Annual | Generation | TWh | 0 | 0 | 0 | 3.0531 | 3.0531 | 3.0531 | 3.0531
BART NOX Annual-Craig C1 -v5.14 | 112 | 6120 | Rate Constraint in lbs/MMBtu | FALSE | L | Annual | Qualifying Generation | TWh | 0 | 0 | 0 | 3.0531 | 3.0531 | 3.0531 | 3.0531
BART NOX Annual-Craig C1 -v5.14 | 112 | 6120 | Rate Constraint in lbs/MMBtu | FALSE | L | Annual | Rate | lb/MWh | 0 | 0 | 0 | 0.33656 | 0.33656 | 0.33656 | 0.33656
BART NOX Annual-Craig C1 -v5.14 | 112 | 6120 | Rate Constraint in lbs/MMBtu | FALSE | L | Annual | Constraint Shadow Price | US2011$/Ton | 0 | 0 | 0 | 16299.904 | 16734.6965 | 11333.4404 | 13614.5684
BART NOX Annual-Craig C2 -v5.13 | 113 | 5823 | Rate Constraint in lbs/MMBtu | FALSE | L | Annual | Seasons Included | Seasons |  | Winter, Summer | Winter, Summer | Winter, Summer | Winter, Summer | Winter, Summer | Winter, Summer
BART NOX Annual-Craig C2 -v5.13 | 113 | 5823 | Rate Constraint in lbs/MMBtu | FALSE | L | Annual | Standard | lb/MMBtu | 0 | 0.08 | 0.08 | 0.08 | 0.08 | 0.08 | 0.08
BART NOX Annual-Craig C2 -v5.13 | 113 | 5823 | Rate Constraint in lbs/MMBtu | FALSE | L | Annual | Emissions at Affected Plants NOX | Thousand Tons | 0 | 1.2209 | 1.2209 | 1.2209 | 1.2209 | 1.2209 | 1.2209
BART NOX Annual-Craig C2 -v5.13 | 113 | 5823 | Rate Constraint in lbs/MMBtu | FALSE | L | Annual | Allowances Purchased NOX | Thousand Tons | 0 | 0 | 0 | 0 | 0 | 0 | 0
BART NOX Annual-Craig C2 -v5.13 | 113 | 5823 | Rate Constraint in lbs/MMBtu | FALSE | L | Annual | Allowances Sold NOX | Thousand Tons | 0 | 0 | 0 | 0 | 0 | 0 | 0
BART NOX Annual-Craig C2 -v5.13 | 113 | 5823 | Rate Constraint in lbs/MMBtu | FALSE | L | Annual | Allowances Banked | Thousand Tons | 0 | 0 | 0 | 0 | 0 | 0 | 0
BART NOX Annual-Craig C2 -v5.13 | 113 | 5823 | Rate Constraint in lbs/MMBtu | FALSE | L | Annual | Allowances Withdrawn (1:1) | Thousand Tons | 0 | 0 | 0 | 0 | 0 | 0 | 0
BART NOX Annual-Craig C2 -v5.13 | 113 | 5823 | Rate Constraint in lbs/MMBtu | FALSE | L | Annual | Allowances Withdrawn (n:1) | Thousand Tons | 0 | 0 | 0 | 0 | 0 | 0 | 0
BART NOX Annual-Craig C2 -v5.13 | 113 | 5823 | Rate Constraint in lbs/MMBtu | FALSE | L | Annual | Net Emissions Allowance Position | Thousand Tons | 0 | 1.2209 | 1.2209 | 1.2209 | 1.2209 | 1.2209 | 1.2209
BART NOX Annual-Craig C2 -v5.13 | 113 | 5823 | Rate Constraint in lbs/MMBtu | FALSE | L | Annual | Fuel Consumed | TBtu | 0 | 30.5237 | 30.5237 | 30.5237 | 30.5237 | 30.5237 | 30.5237
BART NOX Annual-Craig C2 -v5.13 | 113 | 5823 | Rate Constraint in lbs/MMBtu | FALSE | L | Annual | Rate | lb/MMBtu | 0 | 0.08 | 0.08 | 0.08 | 0.08 | 0.08 | 0.08
BART NOX Annual-Craig C2 -v5.13 | 113 | 5823 | Rate Constraint in lbs/MMBtu | FALSE | L | Annual | Generation | TWh | 0 | 3.0537 | 3.0537 | 3.0537 | 3.0537 | 3.0537 | 3.0537
BART NOX Annual-Craig C2 -v5.13 | 113 | 5823 | Rate Constraint in lbs/MMBtu | FALSE | L | Annual | Qualifying Generation | TWh | 0 | 3.0537 | 3.0537 | 3.0537 | 3.0537 | 3.0537 | 3.0537
BART NOX Annual-Craig C2 -v5.13 | 113 | 5823 | Rate Constraint in lbs/MMBtu | FALSE | L | Annual | Rate | lb/MWh | 0 | 0.39983 | 0.39983 | 0.39983 | 0.39983 | 0.39983 | 0.39983
BART NOX Annual-Craig C2 -v5.13 | 113 | 5823 | Rate Constraint in lbs/MMBtu | FALSE | L | Annual | Constraint Shadow Price | US2011$/Ton | 0 | 2578.2 | 3518.9806 | 7195.797 | 0 | 4710.5121 | 5003.6455
BART NOX Annual-Dave Johnston 3 -v5.14 | 114 | 6103 | Rate Constraint in lbs/MMBtu | FALSE | L | Annual | Seasons Included | Seasons |  | Winter, Summer | Winter, Summer | Winter, Summer | Winter, Summer | Winter, Summer | Winter, Summer
BART NOX Annual-Dave Johnston 3 -v5.14 | 114 | 6103 | Rate Constraint in lbs/MMBtu | FALSE | L | Annual | Standard | lb/MMBtu | 0 | 0.28 | 0.28 | 0.28 | 0.28 | 0.28 | 0.28
BART NOX Annual-Dave Johnston 3 -v5.14 | 114 | 6103 | Rate Constraint in lbs/MMBtu | FALSE | L | Annual | Emissions at Affected Plants NOX | Thousand Tons | 0 | 2.0651 | 2.0615 | 2.0651 | 2.0651 | 2.0651 | 2.0651
BART NOX Annual-Dave Johnston 3 -v5.14 | 114 | 6103 | Rate Constraint in lbs/MMBtu | FALSE | L | Annual | Allowances Purchased NOX | Thousand Tons | 0 | 0 | 0 | 0 | 0 | 0 | 0
BART NOX Annual-Dave Johnston 3 -v5.14 | 114 | 6103 | Rate Constraint in lbs/MMBtu | FALSE | L | Annual | Allowances Sold NOX | Thousand Tons | 0 | 0 | 0 | 0 | 0 | 0 | 0
BART NOX Annual-Dave Johnston 3 -v5.14 | 114 | 6103 | Rate Constraint in lbs/MMBtu | FALSE | L | Annual | Allowances Banked | Thousand Tons | 0 | 0 | 0 | 0 | 0 | 0 | 0
BART NOX Annual-Dave Johnston 3 -v5.14 | 114 | 6103 | Rate Constraint in lbs/MMBtu | FALSE | L | Annual | Allowances Withdrawn (1:1) | Thousand Tons | 0 | 0 | 0 | 0 | 0 | 0 | 0
BART NOX Annual-Dave Johnston 3 -v5.14 | 114 | 6103 | Rate Constraint in lbs/MMBtu | FALSE | L | Annual | Allowances Withdrawn (n:1) | Thousand Tons | 0 | 0 | 0 | 0 | 0 | 0 | 0
BART NOX Annual-Dave Johnston 3 -v5.14 | 114 | 6103 | Rate Constraint in lbs/MMBtu | FALSE | L | Annual | Net Emissions Allowance Position | Thousand Tons | 0 | 2.0651 | 2.0615 | 2.0651 | 2.0651 | 2.0651 | 2.0651
BART NOX Annual-Dave Johnston 3 -v5.14 | 114 | 6103 | Rate Constraint in lbs/MMBtu | FALSE | L | Annual | Fuel Consumed | TBtu | 0 | 18.0617 | 18.0303 | 18.0617 | 18.0617 | 18.0617 | 18.0617
BART NOX Annual-Dave Johnston 3 -v5.14 | 114 | 6103 | Rate Constraint in lbs/MMBtu | FALSE | L | Annual | Rate | lb/MMBtu | 0 | 0.22867 | 0.22867 | 0.22867 | 0.22867 | 0.22867 | 0.22867
BART NOX Annual-Dave Johnston 3 -v5.14 | 114 | 6103 | Rate Constraint in lbs/MMBtu | FALSE | L | Annual | Generation | TWh | 0 | 1.591 | 1.5883 | 1.591 | 1.591 | 1.591 | 1.591
BART NOX Annual-Dave Johnston 3 -v5.14 | 114 | 6103 | Rate Constraint in lbs/MMBtu | FALSE | L | Annual | Qualifying Generation | TWh | 0 | 1.591 | 1.5883 | 1.591 | 1.591 | 1.591 | 1.591
BART NOX Annual-Dave Johnston 3 -v5.14 | 114 | 6103 | Rate Constraint in lbs/MMBtu | FALSE | L | Annual | Rate | lb/MWh | 0 | 1.298 | 1.298 | 1.298 | 1.298 | 1.298 | 1.298
BART NOX Annual-Dave Johnston 3 -v5.14 | 114 | 6103 | Rate Constraint in lbs/MMBtu | FALSE | L | Annual | Constraint Shadow Price | US2011$/Ton | 0 | 0 | 0 | 0 | 0 | 0 | 0
BART NOX Annual-Dave Johnston 4 -v5.14 | 115 | 6104 | Rate Constraint in lbs/MMBtu | FALSE | L | Annual | Seasons Included | Seasons |  | Winter, Summer | Winter, Summer | Winter, Summer | Winter, Summer | Winter, Summer | Winter, Summer
BART NOX Annual-Dave Johnston 4 -v5.14 | 115 | 6104 | Rate Constraint in lbs/MMBtu | FALSE | L | Annual | Standard | lb/MMBtu | 0 | 0.15 | 0.15 | 0.15 | 0.15 | 0.15 | 0.15
BART NOX Annual-Dave Johnston 4 -v5.14 | 115 | 6104 | Rate Constraint in lbs/MMBtu | FALSE | L | Annual | Emissions at Affected Plants NOX | Thousand Tons | 0 | 1.6537 | 1.6509 | 1.6537 | 1.6537 | 1.6537 | 1.6537
BART NOX Annual-Dave Johnston 4 -v5.14 | 115 | 6104 | Rate Constraint in lbs/MMBtu | FALSE | L | Annual | Allowances Purchased NOX | Thousand Tons | 0 | 0 | 0 | 0 | 0 | 0 | 0
BART NOX Annual-Dave Johnston 4 -v5.14 | 115 | 6104 | Rate Constraint in lbs/MMBtu | FALSE | L | Annual | Allowances Sold NOX | Thousand Tons | 0 | 0 | 0 | 0 | 0 | 0 | 0
BART NOX Annual-Dave Johnston 4 -v5.14 | 115 | 6104 | Rate Constraint in lbs/MMBtu | FALSE | L | Annual | Allowances Banked | Thousand Tons | 0 | 0 | 0 | 0 | 0 | 0 | 0
BART NOX Annual-Dave Johnston 4 -v5.14 | 115 | 6104 | Rate Constraint in lbs/MMBtu | FALSE | L | Annual | Allowances Withdrawn (1:1) | Thousand Tons | 0 | 0 | 0 | 0 | 0 | 0 | 0
BART NOX Annual-Dave Johnston 4 -v5.14 | 115 | 6104 | Rate Constraint in lbs/MMBtu | FALSE | L | Annual | Allowances Withdrawn (n:1) | Thousand Tons | 0 | 0 | 0 | 0 | 0 | 0 | 0
BART NOX Annual-Dave Johnston 4 -v5.14 | 115 | 6104 | Rate Constraint in lbs/MMBtu | FALSE | L | Annual | Net Emissions Allowance Position | Thousand Tons | 0 | 1.6537 | 1.6509 | 1.6537 | 1.6537 | 1.6537 | 1.6537
BART NOX Annual-Dave Johnston 4 -v5.14 | 115 | 6104 | Rate Constraint in lbs/MMBtu | FALSE | L | Annual | Fuel Consumed | TBtu | 0 | 27.5624 | 27.5154 | 27.5624 | 27.5624 | 27.5624 | 27.5624
BART NOX Annual-Dave Johnston 4 -v5.14 | 115 | 6104 | Rate Constraint in lbs/MMBtu | FALSE | L | Annual | Rate | lb/MMBtu | 0 | 0.12 | 0.12 | 0.12 | 0.12 | 0.12 | 0.12
BART NOX Annual-Dave Johnston 4 -v5.14 | 115 | 6104 | Rate Constraint in lbs/MMBtu | FALSE | L | Annual | Generation | TWh | 0 | 2.4389 | 2.4348 | 2.4389 | 2.4389 | 2.4389 | 2.4389
BART NOX Annual-Dave Johnston 4 -v5.14 | 115 | 6104 | Rate Constraint in lbs/MMBtu | FALSE | L | Annual | Qualifying Generation | TWh | 0 | 2.4389 | 2.4348 | 2.4389 | 2.4389 | 2.4389 | 2.4389
BART NOX Annual-Dave Johnston 4 -v5.14 | 115 | 6104 | Rate Constraint in lbs/MMBtu | FALSE | L | Annual | Rate | lb/MWh | 0 | 0.67807 | 0.67807 | 0.67807 | 0.67807 | 0.67807 | 0.67807
BART NOX Annual-Dave Johnston 4 -v5.14 | 115 | 6104 | Rate Constraint in lbs/MMBtu | FALSE | L | Annual | Constraint Shadow Price | US2011$/Ton | 0 | 0 | 0 | 0 | 0 | 0 | 0
BART NOX Annual-Four Corners 4 -v5.14 | 116 | 6235 | Rate Constraint in lbs/MMBtu | FALSE | L | Annual | Seasons Included | Seasons |  | Winter, Summer | Winter, Summer | Winter, Summer | Winter, Summer | Winter, Summer | Winter, Summer
BART NOX Annual-Four Corners 4 -v5.14 | 116 | 6235 | Rate Constraint in lbs/MMBtu | FALSE | L | Annual | Standard | lb/MMBtu | 0 | 0.098 | 0.098 | 0.098 | 0.098 | 0.098 | 0.098
BART NOX Annual-Four Corners 4 -v5.14 | 116 | 6235 | Rate Constraint in lbs/MMBtu | FALSE | L | Annual | Emissions at Affected Plants NOX | Thousand Tons | 0 | 2.7465 | 2.7418 | 2.7465 | 2.7465 | 2.7465 | 2.7465
BART NOX Annual-Four Corners 4 -v5.14 | 116 | 6235 | Rate Constraint in lbs/MMBtu | FALSE | L | Annual | Allowances Purchased NOX | Thousand Tons | 0 | 0 | 0 | 0 | 0 | 0 | 0
BART NOX Annual-Four Corners 4 -v5.14 | 116 | 6235 | Rate Constraint in lbs/MMBtu | FALSE | L | Annual | Allowances Sold NOX | Thousand Tons | 0 | 0 | 0 | 0 | 0 | 0 | 0
BART NOX Annual-Four Corners 4 -v5.14 | 116 | 6235 | Rate Constraint in lbs/MMBtu | FALSE | L | Annual | Allowances Banked | Thousand Tons | 0 | 0 | 0 | 0 | 0 | 0 | 0
BART NOX Annual-Four Corners 4 -v5.14 | 116 | 6235 | Rate Constraint in lbs/MMBtu | FALSE | L | Annual | Allowances Withdrawn (1:1) | Thousand Tons | 0 | 0 | 0 | 0 | 0 | 0 | 0
BART NOX Annual-Four Corners 4 -v5.14 | 116 | 6235 | Rate Constraint in lbs/MMBtu | FALSE | L | Annual | Allowances Withdrawn (n:1) | Thousand Tons | 0 | 0 | 0 | 0 | 0 | 0 | 0
BART NOX Annual-Four Corners 4 -v5.14 | 116 | 6235 | Rate Constraint in lbs/MMBtu | FALSE | L | Annual | Net Emissions Allowance Position | Thousand Tons | 0 | 2.7465 | 2.7418 | 2.7465 | 2.7465 | 2.7465 | 2.7465
BART NOX Annual-Four Corners 4 -v5.14 | 116 | 6235 | Rate Constraint in lbs/MMBtu | FALSE | L | Annual | Fuel Consumed | TBtu | 0 | 56.0517 | 55.9549 | 56.0517 | 56.0517 | 56.0517 | 56.0517
BART NOX Annual-Four Corners 4 -v5.14 | 116 | 6235 | Rate Constraint in lbs/MMBtu | FALSE | L | Annual | Rate | lb/MMBtu | 0 | 0.098 | 0.098 | 0.098 | 0.098 | 0.098 | 0.098
BART NOX Annual-Four Corners 4 -v5.14 | 116 | 6235 | Rate Constraint in lbs/MMBtu | FALSE | L | Annual | Generation | TWh | 0 | 5.583 | 5.5733 | 5.583 | 5.583 | 5.583 | 5.583
BART NOX Annual-Four Corners 4 -v5.14 | 116 | 6235 | Rate Constraint in lbs/MMBtu | FALSE | L | Annual | Qualifying Generation | TWh | 0 | 5.583 | 5.5733 | 5.583 | 5.583 | 5.583 | 5.583
BART NOX Annual-Four Corners 4 -v5.14 | 116 | 6235 | Rate Constraint in lbs/MMBtu | FALSE | L | Annual | Rate | lb/MWh | 0 | 0.49195 | 0.49195 | 0.49195 | 0.49195 | 0.49195 | 0.49195
BART NOX Annual-Four Corners 4 -v5.14 | 116 | 6235 | Rate Constraint in lbs/MMBtu | FALSE | L | Annual | Constraint Shadow Price | US2011$/Ton | 0 | 813.2029 | 3529.5559 | 0 | 6894.3824 | 0 | 0
BART NOX Annual-Four Corners 5 -v5.14 | 117 | 6236 | Rate Constraint in lbs/MMBtu | FALSE | L | Annual | Seasons Included | Seasons |  | Winter, Summer | Winter, Summer | Winter, Summer | Winter, Summer | Winter, Summer | Winter, Summer
BART NOX Annual-Four Corners 5 -v5.14 | 117 | 6236 | Rate Constraint in lbs/MMBtu | FALSE | L | Annual | Standard | lb/MMBtu | 0 | 0.098 | 0.098 | 0.098 | 0.098 | 0.098 | 0.098
BART NOX Annual-Four Corners 5 -v5.14 | 117 | 6236 | Rate Constraint in lbs/MMBtu | FALSE | L | Annual | Emissions at Affected Plants NOX | Thousand Tons | 0 | 2.7325 | 2.7278 | 2.7325 | 2.7325 | 2.7325 | 2.7325
BART NOX Annual-Four Corners 5 -v5.14 | 117 | 6236 | Rate Constraint in lbs/MMBtu | FALSE | L | Annual | Allowances Purchased NOX | Thousand Tons | 0 | 0 | 0 | 0 | 0 | 0 | 0
BART NOX Annual-Four Corners 5 -v5.14 | 117 | 6236 | Rate Constraint in lbs/MMBtu | FALSE | L | Annual | Allowances Sold NOX | Thousand Tons | 0 | 0 | 0 | 0 | 0 | 0 | 0
BART NOX Annual-Four Corners 5 -v5.14 | 117 | 6236 | Rate Constraint in lbs/MMBtu | FALSE | L | Annual | Allowances Banked | Thousand Tons | 0 | 0 | 0 | 0 | 0 | 0 | 0
BART NOX Annual-Four Corners 5 -v5.14 | 117 | 6236 | Rate Constraint in lbs/MMBtu | FALSE | L | Annual | Allowances Withdrawn (1:1) | Thousand Tons | 0 | 0 | 0 | 0 | 0 | 0 | 0
BART NOX Annual-Four Corners 5 -v5.14 | 117 | 6236 | Rate Constraint in lbs/MMBtu | FALSE | L | Annual | Allowances Withdrawn (n:1) | Thousand Tons | 0 | 0 | 0 | 0 | 0 | 0 | 0
BART NOX Annual-Four Corners 5 -v5.14 | 117 | 6236 | Rate Constraint in lbs/MMBtu | FALSE | L | Annual | Net Emissions Allowance Position | Thousand Tons | 0 | 2.7325 | 2.7278 | 2.7325 | 2.7325 | 2.7325 | 2.7325
BART NOX Annual-Four Corners 5 -v5.14 | 117 | 6236 | Rate Constraint in lbs/MMBtu | FALSE | L | Annual | Fuel Consumed | TBtu | 0 | 55.7654 | 55.669 | 55.7654 | 55.7654 | 55.7654 | 55.7654
BART NOX Annual-Four Corners 5 -v5.14 | 117 | 6236 | Rate Constraint in lbs/MMBtu | FALSE | L | Annual | Rate | lb/MMBtu | 0 | 0.098 | 0.098 | 0.098 | 0.098 | 0.098 | 0.098
BART NOX Annual-Four Corners 5 -v5.14 | 117 | 6236 | Rate Constraint in lbs/MMBtu | FALSE | L | Annual | Generation | TWh | 0 | 5.5829 | 5.5733 | 5.5829 | 5.5829 | 5.5829 | 5.5829
BART NOX Annual-Four Corners 5 -v5.14 | 117 | 6236 | Rate Constraint in lbs/MMBtu | FALSE | L | Annual | Qualifying Generation | TWh | 0 | 5.5829 | 5.5733 | 5.5829 | 5.5829 | 5.5829 | 5.5829
BART NOX Annual-Four Corners 5 -v5.14 | 117 | 6236 | Rate Constraint in lbs/MMBtu | FALSE | L | Annual | Rate | lb/MWh | 0 | 0.48944 | 0.48944 | 0.48944 | 0.48944 | 0.48944 | 0.48944
BART NOX Annual-Four Corners 5 -v5.14 | 117 | 6236 | Rate Constraint in lbs/MMBtu | FALSE | L | Annual | Constraint Shadow Price | US2011$/Ton | 0 | 805.2458 | 3467.46 | 0 | 6761.2977 | 0 | 0
BART NOX Annual-Gerald Gentleman 1 -v5.13 | 118 | 5838 | Rate Constraint in lbs/MMBtu | FALSE | L | Annual | Seasons Included | Seasons |  | Winter, Summer | Winter, Summer | Winter, Summer | Winter, Summer | Winter, Summer | Winter, Summer
BART NOX Annual-Gerald Gentleman 1 -v5.13 | 118 | 5838 | Rate Constraint in lbs/MMBtu | FALSE | L | Annual | Standard | lb/MMBtu | 0 | 0.23 | 0.23 | 0.23 | 0.23 | 0.23 | 0.23
BART NOX Annual-Gerald Gentleman 1 -v5.13 | 118 | 5838 | Rate Constraint in lbs/MMBtu | FALSE | L | Annual | Emissions at Affected Plants NOX | Thousand Tons | 0 | 4.9063 | 4.8978 | 4.9063 | 4.9063 | 4.9063 | 4.9063
BART NOX Annual-Gerald Gentleman 1 -v5.13 | 118 | 5838 | Rate Constraint in lbs/MMBtu | FALSE | L | Annual | Allowances Purchased NOX | Thousand Tons | 0 | 0 | 0 | 0 | 0 | 0 | 0
BART NOX Annual-Gerald Gentleman 1 -v5.13 | 118 | 5838 | Rate Constraint in lbs/MMBtu | FALSE | L | Annual | Allowances Sold NOX | Thousand Tons | 0 | 0 | 0 | 0 | 0 | 0 | 0
BART NOX Annual-Gerald Gentleman 1 -v5.13 | 118 | 5838 | Rate Constraint in lbs/MMBtu | FALSE | L | Annual | Allowances Banked | Thousand Tons | 0 | 0 | 0 | 0 | 0 | 0 | 0
BART NOX Annual-Gerald Gentleman 1 -v5.13 | 118 | 5838 | Rate Constraint in lbs/MMBtu | FALSE | L | Annual | Allowances Withdrawn (1:1) | Thousand Tons | 0 | 0 | 0 | 0 | 0 | 0 | 0
BART NOX Annual-Gerald Gentleman 1 -v5.13 | 118 | 5838 | Rate Constraint in lbs/MMBtu | FALSE | L | Annual | Allowances Withdrawn (n:1) | Thousand Tons | 0 | 0 | 0 | 0 | 0 | 0 | 0
BART NOX Annual-Gerald Gentleman 1 -v5.13 | 118 | 5838 | Rate Constraint in lbs/MMBtu | FALSE | L | Annual | Net Emissions Allowance Position | Thousand Tons | 0 | 4.9063 | 4.8978 | 4.9063 | 4.9063 | 4.9063 | 4.9063
BART NOX Annual-Gerald Gentleman 1 -v5.13 | 118 | 5838 | Rate Constraint in lbs/MMBtu | FALSE | L | Annual | Fuel Consumed | TBtu | 0 | 49.7029 | 49.617 | 49.7029 | 49.7029 | 49.7029 | 49.7029
BART NOX Annual-Gerald Gentleman 1 -v5.13 | 118 | 5838 | Rate Constraint in lbs/MMBtu | FALSE | L | Annual | Rate | lb/MMBtu | 0 | 0.19743 | 0.19743 | 0.19743 | 0.19743 | 0.19743 | 0.19743
BART NOX Annual-Gerald Gentleman 1 -v5.13 | 118 | 5838 | Rate Constraint in lbs/MMBtu | FALSE | L | Annual | Generation | TWh | 0 | 4.8295 | 4.8212 | 4.8295 | 4.8295 | 4.8295 | 4.8295
BART NOX Annual-Gerald Gentleman 1 -v5.13 | 118 | 5838 | Rate Constraint in lbs/MMBtu | FALSE | L | Annual | Qualifying Generation | TWh | 0 | 4.8295 | 4.8212 | 4.8295 | 4.8295 | 4.8295 | 4.8295
BART NOX Annual-Gerald Gentleman 1 -v5.13 | 118 | 5838 | Rate Constraint in lbs/MMBtu | FALSE | L | Annual | Rate | lb/MWh | 0 | 1.0159 | 1.0159 | 1.0159 | 1.0159 | 1.0159 | 1.0159
BART NOX Annual-Gerald Gentleman 1 -v5.13 | 118 | 5838 | Rate Constraint in lbs/MMBtu | FALSE | L | Annual | Constraint Shadow Price | US2011$/Ton | 0 | 0 | 0 | 0 | 0 | 0 | 0
BART NOX Annual-Gerald Gentleman 1 -v5.14 | 119 | 6089 | Rate Constraint in lbs/MMBtu | FALSE | L | Annual | Seasons Included | Seasons | Winter, Summer | Winter, Summer | Winter, Summer | Winter, Summer | Winter, Summer | Winter, Summer | Winter, Summer
BART NOX Annual-Gerald Gentleman 1 -v5.14 | 119 | 6089 | Rate Constraint in lbs/MMBtu | FALSE | L | Annual | Standard | lb/MMBtu | 0.23 | 0.23 | 0.23 | 0.23 | 0.23 | 0.23 | 0.23
BART NOX Annual-Gerald Gentleman 1 -v5.14 | 119 | 6089 | Rate Constraint in lbs/MMBtu | FALSE | L | Annual | Emissions at Affected Plants NOX | Thousand Tons | 4.9063 | 4.9063 | 4.8978 | 4.9063 | 4.9063 | 4.9063 | 4.9063
BART NOX Annual-Gerald Gentleman 1 -v5.14 | 119 | 6089 | Rate Constraint in lbs/MMBtu | FALSE | L | Annual | Allowances Purchased NOX | Thousand Tons | 0 | 0 | 0 | 0 | 0 | 0 | 0
BART NOX Annual-Gerald Gentleman 1 -v5.14 | 119 | 6089 | Rate Constraint in lbs/MMBtu | FALSE | L | Annual | Allowances Sold NOX | Thousand Tons | 0 | 0 | 0 | 0 | 0 | 0 | 0
BART NOX Annual-Gerald Gentleman 1 -v5.14 | 119 | 6089 | Rate Constraint in lbs/MMBtu | FALSE | L | Annual | Allowances Banked | Thousand Tons | 0 | 0 | 0 | 0 | 0 | 0 | 0
BART NOX Annual-Gerald Gentleman 1 -v5.14 | 119 | 6089 | Rate Constraint in lbs/MMBtu | FALSE | L | Annual | Allowances Withdrawn (1:1) | Thousand Tons | 0 | 0 | 0 | 0 | 0 | 0 | 0
BART NOX Annual-Gerald Gentleman 1 -v5.14 | 119 | 6089 | Rate Constraint in lbs/MMBtu | FALSE | L | Annual | Allowances Withdrawn (n:1) | Thousand Tons | 0 | 0 | 0 | 0 | 0 | 0 | 0
BART NOX Annual-Gerald Gentleman 1 -v5.14 | 119 | 6089 | Rate Constraint in lbs/MMBtu | FALSE | L | Annual | Net Emissions Allowance Position | Thousand Tons | 4.9063 | 4.9063 | 4.8978 | 4.9063 | 4.9063 | 4.9063 | 4.9063
BART NOX Annual-Gerald Gentleman 1 -v5.14 | 119 | 6089 | Rate Constraint in lbs/MMBtu | FALSE | L | Annual | Fuel Consumed | TBtu | 49.7029 | 49.7029 | 49.617 | 49.7029 | 49.7029 | 49.7029 | 49.7029
BART NOX Annual-Gerald Gentleman 1 -v5.14 | 119 | 6089 | Rate Constraint in lbs/MMBtu | FALSE | L | Annual | Rate | lb/MMBtu | 0.19743 | 0.19743 | 0.19743 | 0.19743 | 0.19743 | 0.19743 | 0.19743
BART NOX Annual-Gerald Gentleman 1 -v5.14 | 119 | 6089 | Rate Constraint in lbs/MMBtu | FALSE | L | Annual | Generation | TWh | 4.8295 | 4.8295 | 4.8212 | 4.8295 | 4.8295 | 4.8295 | 4.8295
BART NOX Annual-Gerald Gentleman 1 -v5.14 | 119 | 6089 | Rate Constraint in lbs/MMBtu | FALSE | L | Annual | Qualifying Generation | TWh | 4.8295 | 4.8295 | 4.8212 | 4.8295 | 4.8295 | 4.8295 | 4.8295
BART NOX Annual-Gerald Gentleman 1 -v5.14 | 119 | 6089 | Rate Constraint in lbs/MMBtu | FALSE | L | Annual | Rate | lb/MWh | 1.0159 | 1.0159 | 1.0159 | 1.0159 | 1.0159 | 1.0159 | 1.0159
BART NOX Annual-Gerald Gentleman 1 -v5.14 | 119 | 6089 | Rate Constraint in lbs/MMBtu | FALSE | L | Annual | Constraint Shadow Price | US2011$/Ton | 0 | 0 | 0 | 0 | 0 | 0 | 0
BART NOX Annual-Gerald Gentleman 2 -v5.13 | 120 | 5839 | Rate Constraint in lbs/MMBtu | FALSE | L | Annual | Seasons Included | Seasons |  | Winter, Summer | Winter, Summer | Winter, Summer | Winter, Summer | Winter, Summer | Winter, Summer
BART NOX Annual-Gerald Gentleman 2 -v5.13 | 120 | 5839 | Rate Constraint in lbs/MMBtu | FALSE | L | Annual | Standard | lb/MMBtu | 0 | 0.23 | 0.23 | 0.23 | 0.23 | 0.23 | 0.23
BART NOX Annual-Gerald Gentleman 2 -v5.13 | 120 | 5839 | Rate Constraint in lbs/MMBtu | FALSE | L | Annual | Emissions at Affected Plants NOX | Thousand Tons | 0 | 4.7363 | 4.7281 | 4.7363 | 4.7363 | 4.7363 | 4.7363
BART NOX Annual-Gerald Gentleman 2 -v5.13 | 120 | 5839 | Rate Constraint in lbs/MMBtu | FALSE | L | Annual | Allowances Purchased NOX | Thousand Tons | 0 | 0 | 0 | 0 | 0 | 0 | 0
BART NOX Annual-Gerald Gentleman 2 -v5.13 | 120 | 5839 | Rate Constraint in lbs/MMBtu | FALSE | L | Annual | Allowances Sold NOX | Thousand Tons | 0 | 0 | 0 | 0 | 0 | 0 | 0
BART NOX Annual-Gerald Gentleman 2 -v5.13 | 120 | 5839 | Rate Constraint in lbs/MMBtu | FALSE | L | Annual | Allowances Banked | Thousand Tons | 0 | 0 | 0 | 0 | 0 | 0 | 0
BART NOX Annual-Gerald Gentleman 2 -v5.13 | 120 | 5839 | Rate Constraint in lbs/MMBtu | FALSE | L | Annual | Allowances Withdrawn (1:1) | Thousand Tons | 0 | 0 | 0 | 0 | 0 | 0 | 0
BART NOX Annual-Gerald Gentleman 2 -v5.13 | 120 | 5839 | Rate Constraint in lbs/MMBtu | FALSE | L | Annual | Allowances Withdrawn (n:1) | Thousand Tons | 0 | 0 | 0 | 0 | 0 | 0 | 0
BART NOX Annual-Gerald Gentleman 2 -v5.13 | 120 | 5839 | Rate Constraint in lbs/MMBtu | FALSE | L | Annual | Net Emissions Allowance Position | Thousand Tons | 0 | 4.7363 | 4.7281 | 4.7363 | 4.7363 | 4.7363 | 4.7363
BART NOX Annual-Gerald Gentleman 2 -v5.13 | 120 | 5839 | Rate Constraint in lbs/MMBtu | FALSE | L | Annual | Fuel Consumed | TBtu | 0 | 52.625 | 52.5341 | 52.625 | 52.625 | 52.625 | 52.625
BART NOX Annual-Gerald Gentleman 2 -v5.13 | 120 | 5839 | Rate Constraint in lbs/MMBtu | FALSE | L | Annual | Rate | lb/MMBtu | 0 | 0.18 | 0.18 | 0.18 | 0.18 | 0.18 | 0.18
BART NOX Annual-Gerald Gentleman 2 -v5.13 | 120 | 5839 | Rate Constraint in lbs/MMBtu | FALSE | L | Annual | Generation | TWh | 0 | 5.0836 | 5.0748 | 5.0836 | 5.0836 | 5.0836 | 5.0836
BART NOX Annual-Gerald Gentleman 2 -v5.13 | 120 | 5839 | Rate Constraint in lbs/MMBtu | FALSE | L | Annual | Qualifying Generation | TWh | 0 | 5.0836 | 5.0748 | 5.0836 | 5.0836 | 5.0836 | 5.0836
BART NOX Annual-Gerald Gentleman 2 -v5.13 | 120 | 5839 | Rate Constraint in lbs/MMBtu | FALSE | L | Annual | Rate | lb/MWh | 0 | 0.93168 | 0.93168 | 0.93168 | 0.93168 | 0.93168 | 0.93168
BART NOX Annual-Gerald Gentleman 2 -v5.13 | 120 | 5839 | Rate Constraint in lbs/MMBtu | FALSE | L | Annual | Constraint Shadow Price | US2011$/Ton | 0 | 0 | 0 | 0 | 0 | 0 | 0
BART NOX Annual-Gerald Gentleman 2 -v5.14 | 121 | 6090 | Rate Constraint in lbs/MMBtu | FALSE | L | Annual | Seasons Included | Seasons | Winter, Summer | Winter, Summer | Winter, Summer | Winter, Summer | Winter, Summer | Winter, Summer | Winter, Summer
BART NOX Annual-Gerald Gentleman 2 -v5.14 | 121 | 6090 | Rate Constraint in lbs/MMBtu | FALSE | L | Annual | Standard | lb/MMBtu | 0.23 | 0.23 | 0.23 | 0.23 | 0.23 | 0.23 | 0.23
BART NOX Annual-Gerald Gentleman 2 -v5.14 | 121 | 6090 | Rate Constraint in lbs/MMBtu | FALSE | L | Annual | Emissions at Affected Plants NOX | Thousand Tons | 4.7363 | 4.7363 | 4.7281 | 4.7363 | 4.7363 | 4.7363 | 4.7363
BART NOX Annual-Gerald Gentleman 2 -v5.14 | 121 | 6090 | Rate Constraint in lbs/MMBtu | FALSE | L | Annual | Allowances Purchased NOX | Thousand Tons | 0 | 0 | 0 | 0 | 0 | 0 | 0
BART NOX Annual-Gerald Gentleman 2 -v5.14 | 121 | 6090 | Rate Constraint in lbs/MMBtu | FALSE | L | Annual | Allowances Sold NOX | Thousand Tons | 0 | 0 | 0 | 0 | 0 | 0 | 0
BART NOX Annual-Gerald Gentleman 2 -v5.14 | 121 | 6090 | Rate Constraint in lbs/MMBtu | FALSE | L | Annual | Allowances Banked | Thousand Tons | 0 | 0 | 0 | 0 | 0 | 0 | 0
BART NOX Annual-Gerald Gentleman 2 -v5.14 | 121 | 6090 | Rate Constraint in lbs/MMBtu | FALSE | L | Annual | Allowances Withdrawn (1:1) | Thousand Tons | 0 | 0 | 0 | 0 | 0 | 0 | 0
BART NOX Annual-Gerald Gentleman 2 -v5.14 | 121 | 6090 | Rate Constraint in lbs/MMBtu | FALSE | L | Annual | Allowances Withdrawn (n:1) | Thousand Tons | 0 | 0 | 0 | 0 | 0 | 0 | 0
BART NOX Annual-Gerald Gentleman 2 -v5.14 | 121 | 6090 | Rate Constraint in lbs/MMBtu | FALSE | L | Annual | Net Emissions Allowance Position | Thousand Tons | 4.7363 | 4.7363 | 4.7281 | 4.7363 | 4.7363 | 4.7363 | 4.7363
BART NOX Annual-Gerald Gentleman 2 -v5.14 | 121 | 6090 | Rate Constraint in lbs/MMBtu | FALSE | L | Annual | Fuel Consumed | TBtu | 52.625 | 52.625 | 52.5341 | 52.625 | 52.625 | 52.625 | 52.625
BART NOX Annual-Gerald Gentleman 2 -v5.14 | 121 | 6090 | Rate Constraint in lbs/MMBtu | FALSE | L | Annual | Rate | lb/MMBtu | 0.18 | 0.18 | 0.18 | 0.18 | 0.18 | 0.18 | 0.18
BART NOX Annual-Gerald Gentleman 2 -v5.14 | 121 | 6090 | Rate Constraint in lbs/MMBtu | FALSE | L | Annual | Generation | TWh | 5.0836 | 5.0836 | 5.0748 | 5.0836 | 5.0836 | 5.0836 | 5.0836
BART NOX Annual-Gerald Gentleman 2 -v5.14 | 121 | 6090 | Rate Constraint in lbs/MMBtu | FALSE | L | Annual | Qualifying Generation | TWh | 5.0836 | 5.0836 | 5.0748 | 5.0836 | 5.0836 | 5.0836 | 5.0836
BART NOX Annual-Gerald Gentleman 2 -v5.14 | 121 | 6090 | Rate Constraint in lbs/MMBtu | FALSE | L | Annual | Rate | lb/MWh | 0.93168 | 0.93168 | 0.93168 | 0.93168 | 0.93168 | 0.93168 | 0.93168
BART NOX Annual-Gerald Gentleman 2 -v5.14 | 121 | 6090 | Rate Constraint in lbs/MMBtu | FALSE | L | Annual | Constraint Shadow Price | US2011$/Ton | 0 | 0 | 0 | 0 | 0 | 0 | 0
BART NOX Annual-Hayden H1 -v5.13 | 122 | 5824 | Rate Constraint in lbs/MMBtu | FALSE | L | Annual | Seasons Included | Seasons |  | Winter, Summer | Winter, Summer | Winter, Summer | Winter, Summer | Winter, Summer | Winter, Summer
BART NOX Annual-Hayden H1 -v5.13 | 122 | 5824 | Rate Constraint in lbs/MMBtu | FALSE | L | Annual | Standard | lb/MMBtu | 0 | 0.08 | 0.08 | 0.08 | 0.08 | 0.08 | 0.08
BART NOX Annual-Hayden H1 -v5.13 | 122 | 5824 | Rate Constraint in lbs/MMBtu | FALSE | L | Annual | Emissions at Affected Plants NOX | Thousand Tons | 0 | 0.5225 | 0.5225 | 0.5225 | 0.5225 | 0.5225 | 0.5225
BART NOX Annual-Hayden H1 -v5.13 | 122 | 5824 | Rate Constraint in lbs/MMBtu | FALSE | L | Annual | Allowances Purchased NOX | Thousand Tons | 0 | 0 | 0 | 0 | 0 | 0 | 0
BART NOX Annual-Hayden H1 -v5.13 | 122 | 5824 | Rate Constraint in lbs/MMBtu | FALSE | L | Annual | Allowances Sold NOX | Thousand Tons | 0 | 0 | 0 | 0 | 0 | 0 | 0
BART NOX Annual-Hayden H1 -v5.13 | 122 | 5824 | Rate Constraint in lbs/MMBtu | FALSE | L | Annual | Allowances Banked | Thousand Tons | 0 | 0 | 0 | 0 | 0 | 0 | 0
BART NOX Annual-Hayden H1 -v5.13 | 122 | 5824 | Rate Constraint in lbs/MMBtu | FALSE | L | Annual | Allowances Withdrawn (1:1) | Thousand Tons | 0 | 0 | 0 | 0 | 0 | 0 | 0
BART NOX Annual-Hayden H1 -v5.13 | 122 | 5824 | Rate Constraint in lbs/MMBtu | FALSE | L | Annual | Allowances Withdrawn (n:1) | Thousand Tons | 0 | 0 | 0 | 0 | 0 | 0 | 0
BART NOX Annual-Hayden H1 -v5.13 | 122 | 5824 | Rate Constraint in lbs/MMBtu | FALSE | L | Annual | Net Emissions Allowance Position | Thousand Tons | 0 | 0.5225 | 0.5225 | 0.5225 | 0.5225 | 0.5225 | 0.5225
BART NOX Annual-Hayden H1 -v5.13 | 122 | 5824 | Rate Constraint in lbs/MMBtu | FALSE | L | Annual | Fuel Consumed | TBtu | 0 | 14.9286 | 14.9286 | 14.9286 | 14.9286 | 14.9286 | 14.9286
BART NOX Annual-Hayden H1 -v5.13 | 122 | 5824 | Rate Constraint in lbs/MMBtu | FALSE | L | Annual | Rate | lb/MMBtu | 0 | 0.07 | 0.07 | 0.07 | 0.07 | 0.07 | 0.07
BART NOX Annual-Hayden H1 -v5.13 | 122 | 5824 | Rate Constraint in lbs/MMBtu | FALSE | L | Annual | Generation | TWh | 0 | 1.3698 | 1.3698 | 1.3698 | 1.3698 | 1.3698 | 1.3698
BART NOX Annual-Hayden H1 -v5.13 | 122 | 5824 | Rate Constraint in lbs/MMBtu | FALSE | L | Annual | Qualifying Generation | TWh | 0 | 1.3698 | 1.3698 | 1.3698 | 1.3698 | 1.3698 | 1.3698
BART NOX Annual-Hayden H1 -v5.13 | 122 | 5824 | Rate Constraint in lbs/MMBtu | FALSE | L | Annual | Rate | lb/MWh | 0 | 0.38143 | 0.38143 | 0.38143 | 0.38143 | 0.38143 | 0.38143
BART NOX Annual-Hayden H1 -v5.13 | 122 | 5824 | Rate Constraint in lbs/MMBtu | FALSE | L | Annual | Constraint Shadow Price | US2011$/Ton | 0 | 0 | 0 | 0 | 0 | 0 | 0
BART NOX Annual-Hayden H2 -v5.13 | 123 | 5825 | Rate Constraint in lbs/MMBtu | FALSE | L | Annual | Seasons Included | Seasons |  | Winter, Summer | Winter, Summer | Winter, Summer | Winter, Summer | Winter, Summer | Winter, Summer
BART NOX Annual-Hayden H2 -v5.13 | 123 | 5825 | Rate Constraint in lbs/MMBtu | FALSE | L | Annual | Standard | lb/MMBtu | 0 | 0.07 | 0.07 | 0.07 | 0.07 | 0.07 | 0.07
BART NOX Annual-Hayden H2 -v5.13 | 123 | 5825 | Rate Constraint in lbs/MMBtu | FALSE | L | Annual | Emissions at Affected Plants NOX | Thousand Tons | 0 | 0.71881 | 0.71881 | 0.71881 | 0.71881 | 0.71881 | 0.71881
BART NOX Annual-Hayden H2 -v5.13 | 123 | 5825 | Rate Constraint in lbs/MMBtu | FALSE | L | Annual | Allowances Purchased NOX | Thousand Tons | 0 | 0 | 0 | 0 | 0 | 0 | 0
BART NOX Annual-Hayden H2 -v5.13 | 123 | 5825 | Rate Constraint in lbs/MMBtu | FALSE | L | Annual | Allowances Sold NOX | Thousand Tons | 0 | 0 | 0 | 0 | 0 | 0 | 0
BART NOX Annual-Hayden H2 -v5.13 | 123 | 5825 | Rate Constraint in lbs/MMBtu | FALSE | L | Annual | Allowances Banked | Thousand Tons | 0 | 0 | 0 | 0 | 0 | 0 | 0
BART NOX Annual-Hayden H2 -v5.13 | 123 | 5825 | Rate Constraint in lbs/MMBtu | FALSE | L | Annual | Allowances Withdrawn (1:1) | Thousand Tons | 0 | 0 | 0 | 0 | 0 | 0 | 0
BART NOX Annual-Hayden H2 -v5.13 | 123 | 5825 | Rate Constraint in lbs/MMBtu | FALSE | L | Annual | Allowances Withdrawn (n:1) | Thousand Tons | 0 | 0 | 0 | 0 | 0 | 0 | 0
BART NOX Annual-Hayden H2 -v5.13 | 123 | 5825 | Rate Constraint in lbs/MMBtu | FALSE | L | Annual | Net Emissions Allowance Position | Thousand Tons | 0 | 0.71881 | 0.71881 | 0.71881 | 0.71881 | 0.71881 | 0.71881
BART NOX Annual-Hayden H2 -v5.13 | 123 | 5825 | Rate Constraint in lbs/MMBtu | FALSE | L | Annual | Fuel Consumed | TBtu | 0 | 20.5373 | 20.5373 | 20.5373 | 20.5373 | 20.5373 | 20.5373
BART NOX Annual-Hayden H2 -v5.13 | 123 | 5825 | Rate Constraint in lbs/MMBtu | FALSE | L | Annual | Rate | lb/MMBtu | 0 | 0.07 | 0.07 | 0.07 | 0.07 | 0.07 | 0.07
BART NOX Annual-Hayden H2 -v5.13 | 123 | 5825 | Rate Constraint in lbs/MMBtu | FALSE | L | Annual | Generation | TWh | 0 | 1.8958 | 1.8958 | 1.8958 | 1.8958 | 1.8958 | 1.8958
BART NOX Annual-Hayden H2 -v5.13 | 123 | 5825 | Rate Constraint in lbs/MMBtu | FALSE | L | Annual | Qualifying Generation | TWh | 0 | 1.8958 | 1.8958 | 1.8958 | 1.8958 | 1.8958 | 1.8958
BART NOX Annual-Hayden H2 -v5.13 | 123 | 5825 | Rate Constraint in lbs/MMBtu | FALSE | L | Annual | Rate | lb/MWh | 0 | 0.37916 | 0.37916 | 0.37916 | 0.37916 | 0.37916 | 0.37916
BART NOX Annual-Hayden H2 -v5.13 | 123 | 5825 | Rate Constraint in lbs/MMBtu | FALSE | L | Annual | Constraint Shadow Price | US2011$/Ton | 0 | 0 | 0 | 0 | 0 | 0 | 0
BART NOX Annual-J E Corette Plant 2 -v5.13 | 124 | 5837 | Rate Constraint in lbs/MMBtu | FALSE | L | Annual | Seasons Included | Seasons |  | Winter, Summer | Winter, Summer | Winter, Summer | Winter, Summer | Winter, Summer | Winter, Summer
BART NOX Annual-J E Corette Plant 2 -v5.13 | 124 | 5837 | Rate Constraint in lbs/MMBtu | FALSE | L | Annual | Standard | lb/MMBtu | 0 | 0.35 | 0.35 | 0.35 | 0.35 | 0.35 | 0.35
BART NOX Annual-J E Corette Plant 2 -v5.13 | 124 | 5837 | Rate Constraint in lbs/MMBtu | FALSE | L | Annual | Emissions at Affected Plants NOX | Thousand Tons | 0 | 1.084 | 1.0822 | 1.084 | 1.084 | 1.084 | 1.084
BART NOX Annual-J E Corette Plant 2 -v5.13 | 124 | 5837 | Rate Constraint in lbs/MMBtu | FALSE | L | Annual | Allowances Purchased NOX | Thousand Tons | 0 | 0 | 0 | 0 | 0 | 0 | 0
BART NOX Annual-J E Corette Plant 2 -v5.13 | 124 | 5837 | Rate Constraint in lbs/MMBtu | FALSE | L | Annual | Allowances Sold NOX | Thousand Tons | 0 | 0 | 0 | 0 | 0 | 0 | 0
BART NOX Annual-J E Corette Plant 2 -v5.13 | 124 | 5837 | Rate Constraint in lbs/MMBtu | FALSE | L | Annual | Allowances Banked | Thousand Tons | 0 | 0 | 0 | 0 | 0 | 0 | 0
BART NOX Annual-J E Corette Plant 2 -v5.13 | 124 | 5837 | Rate Constraint in lbs/MMBtu | FALSE | L | Annual | Allowances Withdrawn (1:1) | Thousand Tons | 0 | 0 | 0 | 0 | 0 | 0 | 0
BART NOX Annual-J E Corette Plant 2 -v5.13 | 124 | 5837 | Rate Constraint in lbs/MMBtu | FALSE | L | Annual | Allowances Withdrawn (n:1) | Thousand Tons | 0 | 0 | 0 | 0 | 0 | 0 | 0
BART NOX Annual-J E Corette Plant 2 -v5.13 | 124 | 5837 | Rate Constraint in lbs/MMBtu | FALSE | L | Annual | Net Emissions Allowance Position | Thousand Tons | 0 | 1.084 | 1.0822 | 1.084 | 1.084 | 1.084 | 1.084
BART NOX Annual-J E Corette Plant 2 -v5.13 | 124 | 5837 | Rate Constraint in lbs/MMBtu | FALSE | L | Annual | Fuel Consumed | TBtu | 0 | 12.6367 | 12.6153 | 12.6367 | 12.6367 | 12.6367 | 12.6367
BART NOX Annual-J E Corette Plant 2 -v5.13 | 124 | 5837 | Rate Constraint in lbs/MMBtu | FALSE | L | Annual | Rate | lb/MMBtu | 0 | 0.17156 | 0.17156 | 0.17156 | 0.17156 | 0.17156 | 0.17156
BART NOX Annual-J E Corette Plant 2 -v5.13 | 124 | 5837 | Rate Constraint in lbs/MMBtu | FALSE | L | Annual | Generation | TWh | 0 | 1.1465 | 1.1446 | 1.1465 | 1.1465 | 1.1465 | 1.1465
BART NOX Annual-J E Corette Plant 2 -v5.13 | 124 | 5837 | Rate Constraint in lbs/MMBtu | FALSE | L | Annual | Qualifying Generation | TWh | 0 | 1.1465 | 1.1446 | 1.1465 | 1.1465 | 1.1465 | 1.1465
BART NOX Annual-J E Corette Plant 2 -v5.13 | 124 | 5837 | Rate Constraint in lbs/MMBtu | FALSE | L | Annual | Rate | lb/MWh | 0 | 0.94549 | 0.94549 | 0.94549 | 0.94549 | 0.94549 | 0.94549
BART NOX Annual-J E Corette Plant 2 -v5.13 | 124 | 5837 | Rate Constraint in lbs/MMBtu | FALSE | L | Annual | Constraint Shadow Price | US2011$/Ton | 0 | 0 | 0 | 0 | 0 | 0 | 0
BART NOX Annual-Jeffrey Energy Center 1 -v5.13 | 125 | 5831 | Rate Constraint in lbs/MMBtu | FALSE | L | Annual | Seasons Included | Seasons |  | Winter, Summer | Winter, Summer | Winter, Summer | Winter, Summer | Winter, Summer | Winter, Summer
BART NOX Annual-Jeffrey Energy Center 1 -v5.13 | 125 | 5831 | Rate Constraint in lbs/MMBtu | FALSE | L | Annual | Standard | lb/MMBtu | 0 | 0.15 | 0.15 | 0.15 | 0.15 | 0.15 | 0.15
BART NOX Annual-Jeffrey Energy Center 1 -v5.13 | 125 | 5831 | Rate Constraint in lbs/MMBtu | FALSE | L | Annual | Emissions at Affected Plants NOX | Thousand Tons | 0 | 2.9446 | 2.9446 | 2.9446 | 2.9446 | 2.9446 | 2.9446
BART NOX Annual-Jeffrey Energy Center 1 -v5.13 | 125 | 5831 | Rate Constraint in lbs/MMBtu | FALSE | L | Annual | Allowances Purchased NOX | Thousand Tons | 0 | 0 | 0 | 0 | 0 | 0 | 0
BART NOX Annual-Jeffrey Energy Center 1 -v5.13 | 125 | 5831 | Rate Constraint in lbs/MMBtu | FALSE | L | Annual | Allowances Sold NOX | Thousand Tons | 0 | 0 | 0 | 0 | 0 | 0 | 0
BART NOX Annual-Jeffrey Energy Center 1 -v5.13 | 125 | 5831 | Rate Constraint in lbs/MMBtu | FALSE | L | Annual | Allowances Banked | Thousand Tons | 0 | 0 | 0 | 0 | 0 | 0 | 0
BART NOX Annual-Jeffrey Energy Center 1 -v5.13 | 125 | 5831 | Rate Constraint in lbs/MMBtu | FALSE | L | Annual | Allowances Withdrawn (1:1) | Thousand Tons | 0 | 0 | 0 | 0 | 0 | 0 | 0
BART NOX Annual-Jeffrey Energy Center 1 -v5.13 | 125 | 5831 | Rate Constraint in lbs/MMBtu | FALSE | L | Annual | Allowances Withdrawn (n:1) | Thousand Tons | 0 | 0 | 0 | 0 | 0 | 0 | 0
BART NOX Annual-Jeffrey Energy Center 1 -v5.13 | 125 | 5831 | Rate Constraint in lbs/MMBtu | FALSE | L | Annual | Net Emissions Allowance Position | Thousand Tons | 0 | 2.9446 | 2.9446 | 2.9446 | 2.9446 | 2.9446 | 2.9446
BART NOX Annual-Jeffrey Energy Center 1 -v5.13 | 125 | 5831 | Rate Constraint in lbs/MMBtu | FALSE | L | Annual | Fuel Consumed | TBtu | 0 | 58.8929 | 58.8929 | 58.8929 | 58.8929 | 58.8929 | 58.8929
BART NOX Annual-Jeffrey Energy Center 1 -v5.13 | 125 | 5831 | Rate Constraint in lbs/MMBtu | FALSE | L | Annual | Rate | lb/MMBtu | 0 | 0.1 | 0.1 | 0.1 | 0.1 | 0.1 | 0.1
BART NOX Annual-Jeffrey Energy Center 1 -v5.13 | 125 | 5831 | Rate Constraint in lbs/MMBtu | FALSE | L | Annual | Generation | TWh | 0 | 5.2715 | 5.2715 | 5.2715 | 5.2715 | 5.2715 | 5.2715
BART NOX Annual-Jeffrey Energy Center 1 -v5.13 | 125 | 5831 | Rate Constraint in lbs/MMBtu | FALSE | L | Annual | Qualifying Generation | TWh | 0 | 5.2715 | 5.2715 | 5.2715 | 5.2715 | 5.2715 | 5.2715
BART NOX Annual-Jeffrey Energy Center 1 -v5.13 | 125 | 5831 | Rate Constraint in lbs/MMBtu | FALSE | L | Annual | Rate | lb/MWh | 0 | 0.5586 | 0.5586 | 0.5586 | 0.5586 | 0.5586 | 0.5586
BART NOX Annual-Jeffrey Energy Center 1 -v5.13 | 125 | 5831 | Rate Constraint in lbs/MMBtu | FALSE | L | Annual | Constraint Shadow Price | US2011$/Ton | 0 | 0 | 0 | 0 | 0 | 0 | 0
BART NOX Annual-Jeffrey Energy Center 2 -v5.13 | 126 | 5832 | Rate Constraint in lbs/MMBtu | FALSE | L | Annual | Seasons Included | Seasons |  | Winter, Summer | Winter, Summer | Winter, Summer | Winter, Summer | Winter, Summer | Winter, Summer
BART NOX Annual-Jeffrey Energy Center 2 -v5.13 | 126 | 5832 | Rate Constraint in lbs/MMBtu | FALSE | L | Annual | Standard | lb/MMBtu | 0 | 0.15 | 0.15 | 0.15 | 0.15 | 0.15 | 0.15
BART NOX Annual-Jeffrey Energy Center 2 -v5.13 | 126 | 5832 | Rate Constraint in lbs/MMBtu | FALSE | L | Annual | Emissions at Affected Plants NOX | Thousand Tons | 0 | 2.9441 | 2.9441 | 2.9441 | 2.9441 | 2.9441 | 2.9441
BART NOX Annual-Jeffrey Energy Center 2 -v5.13 | 126 | 5832 | Rate Constraint in lbs/MMBtu | FALSE | L | Annual | Allowances Purchased NOX | Thousand Tons | 0 | 0 | 0 | 0 | 0 | 0 | 0
BART NOX Annual-Jeffrey Energy Center 2 -v5.13 | 126 | 5832 | Rate Constraint in lbs/MMBtu | FALSE | L | Annual | Allowances Sold NOX | Thousand Tons | 0 | 0 | 0 | 0 | 0 | 0 | 0
BART NOX Annual-Jeffrey Energy Center 2 -v5.13 | 126 | 5832 | Rate Constraint in lbs/MMBtu | FALSE | L | Annual | Allowances Banked | Thousand Tons | 0 | 0 | 0 | 0 | 0 | 0 | 0
BART NOX Annual-Jeffrey Energy Center 2 -v5.13 | 126 | 5832 | Rate Constraint in lbs/MMBtu | FALSE | L | Annual | Allowances Withdrawn (1:1) | Thousand Tons | 0 | 0 | 0 | 0 | 0 | 0 | 0
BART NOX Annual-Jeffrey Energy Center 2 -v5.13 | 126 | 5832 | Rate Constraint in lbs/MMBtu | FALSE | L | Annual | Allowances Withdrawn (n:1) | Thousand Tons | 0 | 0 | 0 | 0 | 0 | 0 | 0
BART NOX Annual-Jeffrey Energy Center 2 -v5.13 | 126 | 5832 | Rate Constraint in lbs/MMBtu | FALSE | L | Annual | Net Emissions Allowance Position | Thousand Tons | 0 | 2.9441 | 2.9441 | 2.9441 | 2.9441 | 2.9441 | 2.9441
BART NOX Annual-Jeffrey Energy Center 2 -v5.13 | 126 | 5832 | Rate Constraint in lbs/MMBtu | FALSE | L | Annual | Fuel Consumed | TBtu | 0 | 58.8814 | 58.8814 | 58.8814 | 58.8814 | 58.8814 | 58.8814
BART NOX Annual-Jeffrey Energy Center 2 -v5.13 | 126 | 5832 | Rate Constraint in lbs/MMBtu | FALSE | L | Annual | Rate | lb/MMBtu | 0 | 0.1 | 0.1 | 0.1 | 0.1 | 0.1 | 0.1
BART NOX Annual-Jeffrey Energy Center 2 -v5.13 | 126 | 5832 | Rate Constraint in lbs/MMBtu | FALSE | L | Annual | Generation | TWh | 0 | 5.2861 | 5.2861 | 5.2861 | 5.2861 | 5.2861 | 5.2861
BART NOX Annual-Jeffrey Energy Center 2 -v5.13 | 126 | 5832 | Rate Constraint in lbs/MMBtu | FALSE | L | Annual | Qualifying Generation | TWh | 0 | 5.2861 | 5.2861 | 5.2861 | 5.2861 | 5.2861 | 5.2861
BART NOX Annual-Jeffrey Energy Center 2 -v5.13 | 126 | 5832 | Rate Constraint in lbs/MMBtu | FALSE | L | Annual | Rate | lb/MWh | 0 | 0.55695 | 0.55695 | 0.55695 | 0.55695 | 0.55695 | 0.55695
BART NOX Annual-Jeffrey Energy Center 2 -v5.13 | 126 | 5832 | Rate Constraint in lbs/MMBtu | FALSE | L | Annual | Constraint Shadow Price | US2011$/Ton | 0 | 0 | 0 | 0 | 0 | 0 | 0
BART NOX Annual-Jim Bridger 1 -v5.14 | 127 | 6105 | Rate Constraint in lbs/MMBtu | FALSE | L | Annual | Seasons Included | Seasons |  | Winter, Summer | Winter, Summer | Winter, Summer | Winter, Summer | Winter, Summer | Winter, Summer
BART NOX Annual-Jim Bridger 1 -v5.14 | 127 | 6105 | Rate Constraint in lbs/MMBtu | FALSE | L | Annual | Standard | lb/MMBtu | 0 | 0.26 | 0.2125 | 0.07 | 0.07 | 0.07 | 0.07
BART NOX Annual-Jim Bridger 1 -v5.14 | 127 | 6105 | Rate Constraint in lbs/MMBtu | FALSE | L | Annual | Emissions at Affected Plants NOX | Thousand Tons | 0 | 0 | 0 | 0 | 0 | 0 | 0
BART NOX Annual-Jim Bridger 1 -v5.14 | 127 | 6105 | Rate Constraint in lbs/MMBtu | FALSE | L | Annual | Allowances Purchased NOX | Thousand Tons | 0 | 0 | 0 | 0 | 0 | 0 | 0
BART NOX Annual-Jim Bridger 1 -v5.14 | 127 | 6105 | Rate Constraint in lbs/MMBtu | FALSE | L | Annual | Allowances Sold NOX | Thousand Tons | 0 | 0 | 0 | 0 | 0 | 0 | 0
BART NOX Annual-Jim Bridger 1 -v5.14 | 127 | 6105 | Rate Constraint in lbs/MMBtu | FALSE | L | Annual | Allowances Banked | Thousand Tons | 0 | 0 | 0 | 0 | 0 | 0 | 0
BART NOX Annual-Jim Bridger 1 -v5.14 | 127 | 6105 | Rate Constraint in lbs/MMBtu | FALSE | L | Annual | Allowances Withdrawn (1:1) | Thousand Tons | 0 | 0 | 0 | 0 | 0 | 0 | 0
BART NOX Annual-Jim Bridger 1 -v5.14 | 127 | 6105 | Rate Constraint in lbs/MMBtu | FALSE | L | Annual | Allowances Withdrawn (n:1) | Thousand Tons | 0 | 0 | 0 | 0 | 0 | 0 | 0
BART NOX Annual-Jim Bridger 1 -v5.14 | 127 | 6105 | Rate Constraint in lbs/MMBtu | FALSE | L | Annual | Net Emissions Allowance Position | Thousand Tons | 0 | 0 | 0 | 0 | 0 | 0 | 0
BART NOX Annual-Jim Bridger 1 -v5.14 | 127 | 6105 | Rate Constraint in lbs/MMBtu | FALSE | L | Annual | Fuel Consumed | TBtu | 0 | 0 | 0 | 0 | 0 | 0 | 0
BART NOX Annual-Jim Bridger 1 -v5.14 | 127 | 6105 | Rate Constraint in lbs/MMBtu | FALSE | L | Annual | Rate | lb/MMBtu | 0 | 0 | 0 | 0 | 0 | 0 | 0
BART NOX Annual-Jim Bridger 1 -v5.14 | 127 | 6105 | Rate Constraint in lbs/MMBtu | FALSE | L | Annual | Generation | TWh | 0 | 0 | 0 | 0 | 0 | 0 | 0
BART NOX Annual-Jim Bridger 1 -v5.14 | 127 | 6105 | Rate Constraint in lbs/MMBtu | FALSE | L | Annual | Qualifying Generation | TWh | 0 | 0 | 0 | 0 | 0 | 0 | 0
BART NOX Annual-Jim Bridger 1 -v5.14 | 127 | 6105 | Rate Constraint in lbs/MMBtu | FALSE | L | Annual | Rate | lb/MWh | 0 | 0 | 0 | 0 | 0 | 0 | 0
BART NOX Annual-Jim Bridger 1 -v5.14 | 127 | 6105 | Rate Constraint in lbs/MMBtu | FALSE | L | Annual | Constraint Shadow Price | US2011$/Ton | 0 | 0 | 0 | 33245.7938 | 32229.6118 | 0 | 18780.0021
BART NOX Annual-Jim Bridger 2 -v5.14 | 128 | 6106 | Rate Constraint in lbs/MMBtu | FALSE | L | Annual | Seasons Included | Seasons |  | Winter, Summer | Winter, Summer | Winter, Summer | Winter, Summer | Winter, Summer | Winter, Summer
BART NOX Annual-Jim Bridger 2 -v5.14 | 128 | 6106 | Rate Constraint in lbs/MMBtu | FALSE | L | Annual | Standard | lb/MMBtu | 0 | 0.26 | 0.165 | 0.07 | 0.07 | 0.07 | 0.07
BART NOX Annual-Jim Bridger 2 -v5.14 | 128 | 6106 | Rate Constraint in lbs/MMBtu | FALSE | L | Annual | Emissions at Affected Plants NOX | Thousand Tons | 0 | 0 | 0 | 0 | 0 | 0 | 0
BART NOX Annual-Jim Bridger 2 -v5.14 | 128 | 6106 | Rate Constraint in lbs/MMBtu | FALSE | L | Annual | Allowances Purchased NOX | Thousand Tons | 0 | 0 | 0 | 0 | 0 | 0 | 0
BART NOX Annual-Jim Bridger 2 -v5.14 | 128 | 6106 | Rate Constraint in lbs/MMBtu | FALSE | L | Annual | Allowances Sold NOX | Thousand Tons | 0 | 0 | 0 | 0 | 0 | 0 | 0
BART NOX Annual-Jim Bridger 2 -v5.14 | 128 | 6106 | Rate Constraint in lbs/MMBtu | FALSE | L | Annual | Allowances Banked | Thousand Tons | 0 | 0 | 0 | 0 | 0 | 0 | 0
BART NOX Annual-Jim Bridger 2 -v5.14 | 128 | 6106 | Rate Constraint in lbs/MMBtu | FALSE | L | Annual | Allowances Withdrawn (1:1) | Thousand Tons | 0 | 0 | 0 | 0 | 0 | 0 | 0
BART NOX Annual-Jim Bridger 2 -v5.14 | 128 | 6106 | Rate Constraint in lbs/MMBtu | FALSE | L | Annual | Allowances Withdrawn (n:1) | Thousand Tons | 0 | 0 | 0 | 0 | 0 | 0 | 0
BART NOX Annual-Jim Bridger 2 -v5.14 | 128 | 6106 | Rate Constraint in lbs/MMBtu | FALSE | L | Annual | Net Emissions Allowance Position | Thousand Tons | 0 | 0 | 0 | 0 | 0 | 0 | 0
BART NOX Annual-Jim Bridger 2 -v5.14 | 128 | 6106 | Rate Constraint in lbs/MMBtu | FALSE | L | Annual | Fuel Consumed | TBtu | 0 | 0 | 0 | 0 | 0 | 0 | 0
BART NOX Annual-Jim Bridger 2 -v5.14 | 128 | 6106 | Rate Constraint in lbs/MMBtu | FALSE | L | Annual | Rate | lb/MMBtu | 0 | 0 | 0 | 0 | 0 | 0 | 0
BART NOX Annual-Jim Bridger 2 -v5.14 | 128 | 6106 | Rate Constraint in lbs/MMBtu | FALSE | L | Annual | Generation | TWh | 0 | 0 | 0 | 0 | 0 | 0 | 0
BART NOX Annual-Jim Bridger 2 -v5.14 | 128 | 6106 | Rate Constraint in lbs/MMBtu | FALSE | L | Annual | Qualifying Generation | TWh | 0 | 0 | 0 | 0 | 0 | 0 | 0
BART NOX Annual-Jim Bridger 2 -v5.14 | 128 | 6106 | Rate Constraint in lbs/MMBtu | FALSE | L | Annual | Rate | lb/MWh | 0 | 0 | 0 | 0 | 0 | 0 | 0
BART NOX Annual-Jim Bridger 2 -v5.14 | 128 | 6106 | Rate Constraint in lbs/MMBtu | FALSE | L | Annual | Constraint Shadow Price | US2011$/Ton | 0 | 0 | 0 | 32525.4102 | 37748.1961 | 0 | 18511.7899
BART NOX Annual-Jim Bridger 3 -v5.14 | 129 | 6107 | Rate Constraint in lbs/MMBtu | FALSE | L | Annual | Seasons Included | Seasons |  | Winter, Summer | Winter, Summer | Winter, Summer | Winter, Summer | Winter, Summer | Winter, Summer
BART NOX Annual-Jim Bridger 3 -v5.14 | 129 | 6107 | Rate Constraint in lbs/MMBtu | FALSE | L | Annual | Standard | lb/MMBtu | 0.07 | 0.26 | 0.26 | 0.26 | 0.26 | 0.26 | 0.26
BART NOX Annual-Jim Bridger 3 -v5.14 | 129 | 6107 | Rate Constraint in lbs/MMBtu | FALSE | L | Annual | Emissions at Affected Plants NOX | Thousand Tons | 0 | 0.72903 | 0.83056 | 0.83056 | 0.83056 | 0.83056 | 0.83056
BART NOX Annual-Jim Bridger 3 -v5.14 | 129 | 6107 | Rate Constraint in lbs/MMBtu | FALSE | L | Annual | Allowances Purchased NOX | Thousand Tons | 0 | 0 | 0 | 0 | 0 | 0 | 0
BART NOX Annual-Jim Bridger 3 -v5.14 | 129 | 6107 | Rate Constraint in lbs/MMBtu | FALSE | L | Annual | Allowances Sold NOX | Thousand Tons | 0 | 0 | 0 | 0 | 0 | 0 | 0
BART NOX Annual-Jim Bridger 3 -v5.14 | 129 | 6107 | Rate Constraint in lbs/MMBtu | FALSE | L | Annual | Allowances Banked | Thousand Tons | 0 | 0 | 0 | 0 | 0 | 0 | 0
BART NOX Annual-Jim Bridger 3 -v5.14 | 129 | 6107 | Rate Constraint in lbs/MMBtu | FALSE | L | Annual | Allowances Withdrawn (1:1) | Thousand Tons | 0 | 0 | 0 | 0 | 0 | 0 | 0
BART NOX Annual-Jim Bridger 3 -v5.14 | 129 | 6107 | Rate Constraint in lbs/MMBtu | FALSE | L | Annual | Allowances Withdrawn (n:1) | Thousand Tons | 0 | 0 | 0 | 0 | 0 | 0 | 0
BART NOX Annual-Jim Bridger 3 -v5.14 | 129 | 6107 | Rate Constraint in lbs/MMBtu | FALSE | L | Annual | Net Emissions Allowance Position | Thousand Tons | 0 | 0.72903 | 0.83056 | 0.83056 | 0.83056 | 0.83056 | 0.83056
BART NOX Annual-Jim Bridger 3 -v5.14 | 129 | 6107 | Rate Constraint in lbs/MMBtu | FALSE | L | Annual | Fuel Consumed | TBtu | 0 | 29.1613 | 33.2223 | 33.2223 | 33.2223 | 33.2223 | 33.2223
BART NOX Annual-Jim Bridger 3 -v5.14 | 129 | 6107 | Rate Constraint in lbs/MMBtu | FALSE | L | Annual | Rate | lb/MMBtu | 0 | 0.05 | 0.05 | 0.05 | 0.05 | 0.05 | 0.05
BART NOX Annual-Jim Bridger 3 -v5.14 | 129 | 6107 | Rate Constraint in lbs/MMBtu | FALSE | L | Annual | Generation | TWh | 0 | 2.8446 | 3.2407 | 3.2407 | 3.2407 | 3.2407 | 3.2407
BART NOX Annual-Jim Bridger 3 -v5.14 | 129 | 6107 | Rate Constraint in lbs/MMBtu | FALSE | L | Annual | Qualifying Generation | TWh | 0 | 2.8446 | 3.2407 | 3.2407 | 3.2407 | 3.2407 | 3.2407
BART NOX Annual-Jim Bridger 3 -v5.14 | 129 | 6107 | Rate Constraint in lbs/MMBtu | FALSE | L | Annual | Rate | lb/MWh | 0 | 0.25629 | 0.25629 | 0.25629 | 0.25629 | 0.25629 | 0.25629
BART NOX Annual-Jim Bridger 3 -v5.14 | 129 | 6107 | Rate Constraint in lbs/MMBtu | FALSE | L | Annual | Constraint Shadow Price | US2011$/Ton | 0 | 0 | 0 | 0 | 0 | 0 | 0
BART NOX Annual-Jim Bridger 4 -v5.14 | 130 | 6108 | Rate Constraint in lbs/MMBtu | FALSE | L | Annual | Seasons Included | Seasons |  | Winter, Summer | Winter, Summer | Winter, Summer | Winter, Summer | Winter, Summer | Winter, Summer
BART NOX Annual-Jim Bridger 4 -v5.14 | 130 | 6108 | Rate Constraint in lbs/MMBtu | FALSE | L | Annual | Standard | lb/MMBtu | 0.07 | 0.26 | 0.26 | 0.26 | 0.26 | 0.26 | 0.26
BART NOX Annual-Jim Bridger 4 -v5.14 | 130 | 6108 | Rate Constraint in lbs/MMBtu | FALSE | L | Annual | Emissions at Affected Plants NOX | Thousand Tons | 0 | 0.85578 | 0.97495 | 0.97495 | 0.97495 | 0.97495 | 0.97495
BART NOX Annual-Jim Bridger 4 -v5.14 | 130 | 6108 | Rate Constraint in lbs/MMBtu | FALSE | L | Annual | Allowances Purchased NOX | Thousand Tons | 0 | 0 | 0 | 0 | 0 | 0 | 0
BART NOX Annual-Jim Bridger 4 -v5.14 | 130 | 6108 | Rate Constraint in lbs/MMBtu | FALSE | L | Annual | Allowances Sold NOX | Thousand Tons | 0 | 0 | 0 | 0 | 0 | 0 | 0
BART NOX Annual-Jim Bridger 4 -v5.14 | 130 | 6108 | Rate Constraint in lbs/MMBtu | FALSE | L | Annual | Allowances Banked | Thousand Tons | 0 | 0 | 0 | 0 | 0 | 0 | 0
BART NOX Annual-Jim Bridger 4 -v5.14 | 130 | 6108 | Rate Constraint in lbs/MMBtu | FALSE | L | Annual | Allowances Withdrawn (1:1) | Thousand Tons | 0 | 0 | 0 | 0 | 0 | 0 | 0
BART NOX Annual-Jim Bridger 4 -v5.14 | 130 | 6108 | Rate Constraint in lbs/MMBtu | FALSE | L | Annual | Allowances Withdrawn (n:1) | Thousand Tons | 0 | 0 | 0 | 0 | 0 | 0 | 0
BART NOX Annual-Jim Bridger 4 -v5.14 | 130 | 6108 | Rate Constraint in lbs/MMBtu | FALSE | L | Annual | Net Emissions Allowance Position | Thousand Tons | 0 | 0.85578 | 0.97495 | 0.97495 | 0.97495 | 0.97495 | 0.97495
BART NOX Annual-Jim Bridger 4 -v5.14 | 130 | 6108 | Rate Constraint in lbs/MMBtu | FALSE | L | Annual | Fuel Consumed | TBtu | 0 | 34.231 | 38.998 | 38.998 | 38.998 | 38.998 | 38.998
BART NOX Annual-Jim Bridger 4 -v5.14 | 130 | 6108 | Rate Constraint in lbs/MMBtu | FALSE | L | Annual | Rate | lb/MMBtu | 0 | 0.05 | 0.05 | 0.05 | 0.05 | 0.05 | 0.05
BART NOX Annual-Jim Bridger 4 -v5.14 | 130 | 6108 | Rate Constraint in lbs/MMBtu | FALSE | L | Annual | Generation | TWh | 0 | 3.3336 | 3.7978 | 3.7978 | 3.7978 | 3.7978 | 3.7978
BART NOX Annual-Jim Bridger 4 -v5.14 | 130 | 6108 | Rate Constraint in lbs/MMBtu | FALSE | L | Annual | Qualifying Generation | TWh | 0 | 3.3336 | 3.7978 | 3.7978 | 3.7978 | 3.7978 | 3.7978
BART NOX Annual-Jim Bridger 4 -v5.14 | 130 | 6108 | Rate Constraint in lbs/MMBtu | FALSE | L | Annual | Rate | lb/MWh | 0 | 0.25672 | 0.25672 | 0.25672 | 0.25672 | 0.25672 | 0.25672
BART NOX Annual-Jim Bridger 4 -v5.14 | 130 | 6108 | Rate Constraint in lbs/MMBtu | FALSE | L | Annual | Constraint Shadow Price | US2011$/Ton | 0 | 0 | 0 | 0 | 0 | 0 | 0
BART NOX Annual-La Cygne 1 & 2 -v5.13 | 131 | 5833 | Rate Constraint in lbs/MMBtu | FALSE | L | Annual | Seasons Included | Seasons | Winter, Summer | Winter, Summer | Winter, Summer | Winter, Summer | Winter, Summer | Winter, Summer | Winter, Summer
BART NOX Annual-La Cygne 1 & 2 -v5.13 | 131 | 5833 | Rate Constraint in lbs/MMBtu | FALSE | L | Annual | Standard | lb/MMBtu | 0.13 | 0.13 | 0.13 | 0.13 | 0.13 | 0.13 | 0.13
BART NOX Annual-La Cygne 1 & 2 -v5.13 | 131 | 5833 | Rate Constraint in lbs/MMBtu | FALSE | L | Annual | Emissions at Affected Plants NOX | Thousand Tons | 4.0026 | 4.0026 | 3.9957 | 4.0026 | 4.0026 | 4.0026 | 4.0026
BART NOX Annual-La Cygne 1 & 2 -v5.13 | 131 | 5833 | Rate Constraint in lbs/MMBtu | FALSE | L | Annual | Allowances Purchased NOX | Thousand Tons | 0 | 0 | 0 | 0 | 0 | 0 | 0
BART NOX Annual-La Cygne 1 & 2 -v5.13 | 131 | 5833 | Rate Constraint in lbs/MMBtu | FALSE | L | Annual | Allowances Sold NOX | Thousand Tons | 0 | 0 | 0 | 0 | 0 | 0 | 0
BART NOX Annual-La Cygne 1 & 2 -v5.13 | 131 | 5833 | Rate Constraint in lbs/MMBtu | FALSE | L | Annual | Allowances Banked | Thousand Tons | 0 | 0 | 0 | 0 | 0 | 0 | 0
BART NOX Annual-La Cygne 1 & 2 -v5.13 | 131 | 5833 | Rate Constraint in lbs/MMBtu | FALSE | L | Annual | Allowances Withdrawn (1:1) | Thousand Tons | 0 | 0 | 0 | 0 | 0 | 0 | 0
BART NOX Annual-La Cygne 1 & 2 -v5.13 | 131 | 5833 | Rate Constraint in lbs/MMBtu | FALSE | L | Annual | Allowances Withdrawn (n:1) | Thousand Tons | 0 | 0 | 0 | 0 | 0 | 0 | 0
BART NOX Annual-La Cygne 1 & 2 -v5.13 | 131 | 5833 | Rate Constraint in lbs/MMBtu | FALSE | L | Annual | Net Emissions Allowance Position | Thousand Tons | 4.0026 | 4.0026 | 3.9957 | 4.0026 | 4.0026 | 4.0026 | 4.0026
BART NOX Annual-La Cygne 1 & 2 -v5.13 | 131 | 5833 | Rate Constraint in lbs/MMBtu | FALSE | L | Annual | Fuel Consumed | TBtu | 108.8679 | 108.8679 | 108.6797 | 108.8679 | 108.8679 | 108.8679 | 108.8888
BART NOX Annual-La Cygne 1 & 2 -v5.13 | 131 | 5833 | Rate Constraint in lbs/MMBtu | FALSE | L | Annual | Rate | lb/MMBtu | 0.073531 | 0.073531 | 0.073531 | 0.073531 | 0.073531 | 0.073531 | 0.073517
BART NOX Annual-La Cygne 1 & 2 -v5.13 | 131 | 5833 | Rate Constraint in lbs/MMBtu | FALSE | L | Annual | Generation | TWh | 10.3388 | 10.3388 | 10.3209 | 10.3388 | 10.3388 | 10.3388 | 10.3388
BART NOX Annual-La Cygne 1 & 2 -v5.13 | 131 | 5833 | Rate Constraint in lbs/MMBtu | FALSE | L | Annual | Qualifying Generation | TWh | 10.3388 | 10.3388 | 10.3209 | 10.3388 | 10.3388 | 10.3388 | 10.3388
BART NOX Annual-La Cygne 1 & 2 -v5.13 | 131 | 5833 | Rate Constraint in lbs/MMBtu | FALSE | L | Annual | Rate | lb/MWh | 0.38714 | 0.38714 | 0.38714 | 0.38714 | 0.38714 | 0.38714 | 0.38714
BART NOX Annual-La Cygne 1 & 2 -v5.13 | 131 | 5833 | Rate Constraint in lbs/MMBtu | FALSE | L | Annual | Constraint Shadow Price | US2011$/Ton | 0 | 0 | 0 | 0 | 0 | 0 | 0
BART NOX Annual-Laramie 1 -v5.14 | 132 | 6099 | Rate Constraint in lbs/MMBtu | FALSE | L | Annual | Seasons Included | Seasons |  | Winter, Summer | Winter, Summer | Winter, Summer | Winter, Summer | Winter, Summer | Winter, Summer
BART NOX Annual-Laramie 1 -v5.14 | 132 | 6099 | Rate Constraint in lbs/MMBtu | FALSE | L | Annual | Standard | lb/MMBtu | 0 | 0.07 | 0.07 | 0.07 | 0.07 | 0.07 | 0.07
BART NOX Annual-Laramie 1 -v5.14 | 132 | 6099 | Rate Constraint in lbs/MMBtu | FALSE | L | Annual | Emissions at Affected Plants NOX | Thousand Tons | 0 | 1.4704 | 1.4704 | 1.4704 | 1.4704 | 1.4704 | 1.4704
BART NOX Annual-Laramie 1 -v5.14 | 132 | 6099 | Rate Constraint in lbs/MMBtu | FALSE | L | Annual | Allowances Purchased NOX | Thousand Tons | 0 | 0 | 0 | 0 | 0 | 0 | 0
BART NOX Annual-Laramie 1 -v5.14 | 132 | 6099 | Rate Constraint in lbs/MMBtu | FALSE | L | Annual | Allowances Sold NOX | Thousand Tons | 0 | 0 | 0 | 0 | 0 | 0 | 0
BART NOX Annual-Laramie 1 -v5.14 | 132 | 6099 | Rate Constraint in lbs/MMBtu | FALSE | L | Annual | Allowances Banked | Thousand Tons | 0 | 0 | 0 | 0 | 0 | 0 | 0
BART NOX Annual-Laramie 1 -v5.14 | 132 | 6099 | Rate Constraint in lbs/MMBtu | FALSE | L | Annual | Allowances Withdrawn (1:1) | Thousand Tons | 0 | 0 | 0 | 0 | 0 | 0 | 0
BART NOX Annual-Laramie 1 -v5.14 | 132 | 6099 | Rate Constraint in lbs/MMBtu | FALSE | L | Annual | Allowances Withdrawn (n:1) | Thousand Tons | 0 | 0 | 0 | 0 | 0 | 0 | 0
BART NOX Annual-Laramie 1 -v5.14 | 132 | 6099 | Rate Constraint in lbs/MMBtu | FALSE | L | Annual | Net Emissions Allowance Position | Thousand Tons | 0 | 1.4704 | 1.4704 | 1.4704 | 1.4704 | 1.4704 | 1.4704
BART NOX Annual-Laramie 1 -v5.14 | 132 | 6099 | Rate Constraint in lbs/MMBtu | FALSE | L | Annual | Fuel Consumed | TBtu | 0 | 42.0107 | 42.0107 | 42.0107 | 42.0107 | 42.0107 | 42.0107
BART NOX Annual-Laramie 1 -v5.14 | 132 | 6099 | Rate Constraint in lbs/MMBtu | FALSE | L | Annual | Rate | lb/MMBtu | 0 | 0.07 | 0.07 | 0.07 | 0.07 | 0.07 | 0.07
BART NOX Annual-Laramie 1 -v5.14 | 132 | 6099 | Rate Constraint in lbs/MMBtu | FALSE | L | Annual | Generation | TWh | 0 | 4.069 | 4.069 | 4.069 | 4.069 | 4.069 | 4.069
BART NOX Annual-Laramie 1 -v5.14 | 132 | 6099 | Rate Constraint in lbs/MMBtu | FALSE | L | Annual | Qualifying Generation | TWh | 0 | 4.069 | 4.069 | 4.069 | 4.069 | 4.069 | 4.069
BART NOX Annual-Laramie 1 -v5.14 | 132 | 6099 | Rate Constraint in lbs/MMBtu | FALSE | L | Annual | Rate | lb/MWh | 0 | 0.36136 | 0.36136 | 0.36136 | 0.36136 | 0.36136 | 0.36136
BART NOX Annual-Laramie 1 -v5.14 | 132 | 6099 | Rate Constraint in lbs/MMBtu | FALSE | L | Annual | Constraint Shadow Price | US2011$/Ton | 0 | 4630.3401 | 4682.7552 | 12937.923 | 0 | 6183.191 | 589.1435
BART NOX Annual-Laramie 2 -v5.14 | 133 | 6100 | Rate Constraint in lbs/MMBtu | FALSE | L | Annual | Seasons Included | Seasons |  | Winter, Summer | Winter, Summer | Winter, Summer | Winter, Summer | Winter, Summer | Winter, Summer
BART NOX Annual-Laramie 2 -v5.14 | 133 | 6100 | Rate Constraint in lbs/MMBtu | FALSE | L | Annual | Standard | lb/MMBtu | 0 | 0.07 | 0.07 | 0.07 | 0.07 | 0.07 | 0.07
BART NOX Annual-Laramie 2 -v5.14 | 133 | 6100 | Rate Constraint in lbs/MMBtu | FALSE | L | Annual | Emissions at Affected Plants NOX | Thousand Tons | 0 | 1.4659 | 1.4659 | 1.4659 | 1.4659 | 1.4659 | 1.4659
BART NOX Annual-Laramie 2 -v5.14 | 133 | 6100 | Rate Constraint in lbs/MMBtu | FALSE | L | Annual | Allowances Purchased NOX | Thousand Tons | 0 | 0 | 0 | 0 | 0 | 0 | 0
BART NOX Annual-Laramie 2 -v5.14 | 133 | 6100 | Rate Constraint in lbs/MMBtu | FALSE | L | Annual | Allowances Sold NOX | Thousand Tons | 0 | 0 | 0 | 0 | 0 | 0 | 0
BART NOX Annual-Laramie 2 -v5.14 | 133 | 6100 | Rate Constraint in lbs/MMBtu | FALSE | L | Annual | Allowances Banked | Thousand Tons | 0 | 0 | 0 | 0 | 0 | 0 | 0
BART NOX Annual-Laramie 2 -v5.14 | 133 | 6100 | Rate Constraint in lbs/MMBtu | FALSE | L | Annual | Allowances Withdrawn (1:1) | Thousand Tons | 0 | 0 | 0 | 0 | 0 | 0 | 0
BART NOX Annual-Laramie 2 -v5.14 | 133 | 6100 | Rate Constraint in lbs/MMBtu | FALSE | L | Annual | Allowances Withdrawn (n:1) | Thousand Tons | 0 | 0 | 0 | 0 | 0 | 0 | 0
BART NOX Annual-Laramie 2 -v5.14 | 133 | 6100 | Rate Constraint in lbs/MMBtu | FALSE | L | Annual | Net Emissions Allowance Position | Thousand Tons | 0 | 1.4659 | 1.4659 | 1.4659 | 1.4659 | 1.4659 | 1.4659
BART NOX Annual-Laramie 2 -v5.14 | 133 | 6100 | Rate Constraint in lbs/MMBtu | FALSE | L | Annual | Fuel Consumed | TBtu | 0 | 41.884 | 41.884 | 41.884 | 41.884 | 41.884 | 41.884
BART NOX Annual-Laramie 2 -v5.14 | 133 | 6100 | Rate Constraint in lbs/MMBtu | FALSE | L | Annual | Rate | lb/MMBtu | 0 | 0.07 | 0.07 | 0.07 | 0.07 | 0.07 | 0.07
BART NOX Annual-Laramie 2 -v5.14 | 133 | 6100 | Rate Constraint in lbs/MMBtu | FALSE | L | Annual | Generation | TWh | 0 | 4.0691 | 4.0691 | 4.0691 | 4.0691 | 4.0691 | 4.0691
BART NOX Annual-Laramie 2 -v5.14 | 133 | 6100 | Rate Constraint in lbs/MMBtu | FALSE | L | Annual | Qualifying Generation | TWh | 0 | 4.0691 | 4.0691 | 4.0691 | 4.0691 | 4.0691 | 4.0691
BART NOX Annual-Laramie 2 -v5.14 | 133 | 6100 | Rate Constraint in lbs/MMBtu | FALSE | L | Annual | Rate | lb/MWh | 0 | 0.36026 | 0.36026 | 0.36026 | 0.36026 | 0.36026 | 0.36026
BART NOX Annual-Laramie 2 -v5.14 | 133 | 6100 | Rate Constraint in lbs/MMBtu | FALSE | L | Annual | Constraint Shadow Price | US2011$/Ton | 0 | 2623.6053 | 5331.0312 | 13289.2799 | 0 | 6141.9294 | 585.855
BART NOX Annual-Laramie 3 -v5.14 | 134 | 6101 | Rate Constraint in lbs/MMBtu | FALSE | L | Annual | Seasons Included | Seasons |  | Winter, Summer | Winter, Summer | Winter, Summer | Winter, Summer | Winter, Summer | Winter, Summer
BART NOX Annual-Laramie 3 -v5.14 | 134 | 6101 | Rate Constraint in lbs/MMBtu | FALSE | L | Annual | Standard | lb/MMBtu | 0 | 0.07 | 0.07 | 0.07 | 0.07 | 0.07 | 0.07
BART NOX Annual-Laramie 3 -v5.14 | 134 | 6101 | Rate Constraint in lbs/MMBtu | FALSE | L | Annual | Emissions at Affected Plants NOX | Thousand Tons | 0 | 1.4571 | 1.4571 | 1.4571 | 1.4571 | 1.4571 | 1.4571
BART NOX Annual-Laramie 3 -v5.14 | 134 | 6101 | Rate Constraint in lbs/MMBtu | FALSE | L | Annual | Allowances Purchased NOX | Thousand Tons | 0 | 0 | 0 | 0 | 0 | 0 | 0
BART NOX Annual-Laramie 3 -v5.14 | 134 | 6101 | Rate Constraint in lbs/MMBtu | FALSE | L | Annual | Allowances Sold NOX | Thousand Tons | 0 | 0 | 0 | 0 | 0 | 0 | 0
BART NOX Annual-Laramie 3 -v5.14 | 134 | 6101 | Rate Constraint in lbs/MMBtu | FALSE | L | Annual | Allowances Banked | Thousand Tons | 0 | 0 | 0 | 0 | 0 | 0 | 0
BART NOX Annual-Laramie 3 -v5.14 | 134 | 6101 | Rate Constraint in lbs/MMBtu | FALSE | L | Annual | Allowances Withdrawn (1:1) | Thousand Tons | 0 | 0 | 0 | 0 | 0 | 0 | 0
BART NOX Annual-Laramie 3 -v5.14 | 134 | 6101 | Rate Constraint in lbs/MMBtu | FALSE | L | Annual | Allowances Withdrawn (n:1) | Thousand Tons | 0 | 0 | 0 | 0 | 0 | 0 | 0
BART NOX Annual-Laramie 3 -v5.14 | 134 | 6101 | Rate Constraint in lbs/MMBtu | FALSE | L | Annual | Net Emissions Allowance Position | Thousand Tons | 0 | 1.4571 | 1.4571 | 1.4571 | 1.4571 | 1.4571 | 1.4571
BART NOX Annual-Laramie 3 -v5.14 | 134 | 6101 | Rate Constraint in lbs/MMBtu | FALSE | L | Annual | Fuel Consumed | TBtu | 0 | 41.6304 | 41.6304 | 41.6304 | 41.6304 | 41.6304 | 41.6304
BART NOX Annual-Laramie 3 -v5.14 | 134 | 6101 | Rate Constraint in lbs/MMBtu | FALSE | L | Annual | Rate | lb/MMBtu | 0 | 0.07 | 0.07 | 0.07 | 0.07 | 0.07 | 0.07
BART NOX Annual-Laramie 3 -v5.14 | 134 | 6101 | Rate Constraint in lbs/MMBtu | FALSE | L | Annual | Generation | TWh | 0 | 4.0684 | 4.0684 | 4.0684 | 4.0684 | 4.0684 | 4.0684
BART NOX Annual-Laramie 3 -v5.14 | 134 | 6101 | Rate Constraint in lbs/MMBtu | FALSE | L | Annual | Qualifying Generation | TWh | 0 | 4.0684 | 4.0684 | 4.0684 | 4.0684 | 4.0684 | 4.0684
BART NOX Annual-Laramie 3 -v5.14 | 134 | 6101 | Rate Constraint in lbs/MMBtu | FALSE | L | Annual | Rate | lb/MWh | 0 | 0.35814 | 0.35814 | 0.35814 | 0.35814 | 0.35814 | 0.35814
BART NOX Annual-Laramie 3 -v5.14 | 134 | 6101 | Rate Constraint in lbs/MMBtu | FALSE | L | Annual | Constraint Shadow Price | US2011$/Ton | 0 | 6917.351 | 1820.3302 | 6695.0592 | 0 | 9563.2642 | 0
BART NOX Annual-Lawrence 3 -v5.14 | 135 | 6094 | Rate Constraint in lbs/MMBtu | FALSE | L | Annual | Seasons Included | Seasons | Winter, Summer | Winter, Summer | Winter, Summer | Winter, Summer | Winter, Summer | Winter, Summer | Winter, Summer
BART NOX Annual-Lawrence 3 -v5.14 | 135 | 6094 | Rate Constraint in lbs/MMBtu | FALSE | L | Annual | Standard | lb/MMBtu | 0.18 | 0.18 | 0.18 | 0.18 | 0.18 | 0.18 | 0.18
BART NOX Annual-Lawrence 3 -v5.14 | 135 | 6094 | Rate Constraint in lbs/MMBtu | FALSE | L | Annual | Emissions at Affected Plants NOX | Thousand Tons | 0 | 0 | 0 | 0 | 0 | 0 | 0
BART NOX Annual-Lawrence 3 -v5.14 | 135 | 6094 | Rate Constraint in lbs/MMBtu | FALSE | L | Annual | Allowances Purchased NOX | Thousand Tons | 0 | 0 | 0 | 0 | 0 | 0 | 0
BART NOX Annual-Lawrence 3 -v5.14 | 135 | 6094 | Rate Constraint in lbs/MMBtu | FALSE | L | Annual | Allowances Sold NOX | Thousand Tons | 0 | 0 | 0 | 0 | 0 | 0 | 0
BART NOX Annual-Lawrence 3 -v5.14 | 135 | 6094 | Rate Constraint in lbs/MMBtu | FALSE | L | Annual | Allowances Banked | Thousand Tons | 0 | 0 | 0 | 0 | 0 | 0 | 0
BART NOX Annual-Lawrence 3 -v5.14 | 135 | 6094 | Rate Constraint in lbs/MMBtu | FALSE | L | Annual | Allowances Withdrawn (1:1) | Thousand Tons | 0 | 0 | 0 | 0 | 0 | 0 | 0
BART NOX Annual-Lawrence 3 -v5.14 | 135 | 6094 | Rate Constraint in lbs/MMBtu | FALSE | L | Annual | Allowances Withdrawn (n:1) | Thousand Tons | 0 | 0 | 0 | 0 | 0 | 0 | 0
BART NOX Annual-Lawrence 3 -v5.14 | 135 | 6094 | Rate Constraint in lbs/MMBtu | FALSE | L | Annual | Net Emissions Allowance Position | Thousand Tons | 0 | 0 | 0 | 0 | 0 | 0 | 0
BART NOX Annual-Lawrence 3 -v5.14 | 135 | 6094 | Rate Constraint in lbs/MMBtu | FALSE | L | Annual | Fuel Consumed | TBtu | 0 | 0 | 0 | 0 | 0 | 0 | 0
BART NOX Annual-Lawrence 3 -v5.14 | 135 | 6094 | Rate Constraint in lbs/MMBtu | FALSE | L | Annual | Rate | lb/MMBtu | 0 | 0 | 0 | 0 | 0 | 0 | 0
BART NOX Annual-Lawrence 3 -v5.14 | 135 | 6094 | Rate Constraint in lbs/MMBtu | FALSE | L | Annual | Generation | TWh | 0 | 0 | 0 | 0 | 0 | 0 | 0
BART NOX Annual-Lawrence 3 -v5.14 | 135 | 6094 | Rate Constraint in lbs/MMBtu | FALSE | L | Annual | Qualifying Generation | TWh | 0 | 0 | 0 | 0 | 0 | 0 | 0
BART NOX Annual-Lawrence 3 -v5.14 | 135 | 6094 | Rate Constraint in lbs/MMBtu | FALSE | L | Annual | Rate | lb/MWh | 0 | 0 | 0 | 0 | 0 | 0 | 0
BART NOX Annual-Lawrence 3 -v5.14 | 135 | 6094 | Rate Constraint in lbs/MMBtu | FALSE | L | Annual | Constraint Shadow Price | US2011$/Ton | 0 | 0 | 0 | 0 | 0 | 0 | 0
BART NOX Annual-Lawrence 4 -v5.14 | 136 | 6095 | Rate Constraint in lbs/MMBtu | FALSE | L | Annual | Seasons Included | Seasons | Winter, Summer | Winter, Summer | Winter, Summer | Winter, Summer | Winter, Summer | Winter, Summer | Winter, Summer
BART NOX Annual-Lawrence 4 -v5.14 | 136 | 6095 | Rate Constraint in lbs/MMBtu | FALSE | L | Annual | Standard | lb/MMBtu | 0.18 | 0.18 | 0.18 | 0.18 | 0.18 | 0.18 | 0.18
BART NOX Annual-Lawrence 4 -v5.14 | 136 | 6095 | Rate Constraint in lbs/MMBtu | FALSE | L | Annual | Emissions at Affected Plants NOX | Thousand Tons | 0.7477 | 0.79124 | 0.79124 | 0.79124 | 0.79124 | 0.79124 | 0.79124
BART NOX Annual-Lawrence 4 -v5.14 | 136 | 6095 | Rate Constraint in lbs/MMBtu | FALSE | L | Annual | Allowances Purchased NOX | Thousand Tons | 0 | 0 | 0 | 0 | 0 | 0 | 0
BART NOX Annual-Lawrence 4 -v5.14 | 136 | 6095 | Rate Constraint in lbs/MMBtu | FALSE | L | Annual | Allowances Sold NOX | Thousand Tons | 0 | 0 | 0 | 0 | 0 | 0 | 0
BART NOX Annual-Lawrence 4 -v5.14 | 136 | 6095 | Rate Constraint in lbs/MMBtu | FALSE | L | Annual | Allowances Banked | Thousand Tons | 0 | 0 | 0 | 0 | 0 | 0 | 0
BART NOX Annual-Lawrence 4 -v5.14 | 136 | 6095 | Rate Constraint in lbs/MMBtu | FALSE | L | Annual | Allowances Withdrawn (1:1) | Thousand Tons | 0 | 0 | 0 | 0 | 0 | 0 | 0
BART NOX Annual-Lawrence 4 -v5.14 | 136 | 6095 | Rate Constraint in lbs/MMBtu | FALSE | L | Annual | Allowances Withdrawn (n:1) | Thousand Tons | 0 | 0 | 0 | 0 | 0 | 0 | 0
BART NOX Annual-Lawrence 4 -v5.14 | 136 | 6095 | Rate Constraint in lbs/MMBtu | FALSE | L | Annual | Net Emissions Allowance Position | Thousand Tons | 0.7477 | 0.79124 | 0.79124 | 0.79124 | 0.79124 | 0.79124 | 0.79124
BART NOX Annual-Lawrence 4 -v5.14 | 136 | 6095 | Rate Constraint in lbs/MMBtu | FALSE | L | Annual | Fuel Consumed | TBtu | 8.7231 | 9.2312 | 9.2312 | 9.2312 | 9.2312 | 9.2394 | 9.2394
BART NOX Annual-Lawrence 4 -v5.14 | 136 | 6095 | Rate Constraint in lbs/MMBtu | FALSE | L | Annual | Rate | lb/MMBtu | 0.17143 | 0.17143 | 0.17143 | 0.17143 | 0.17143 | 0.17128 | 0.17128
BART NOX Annual-Lawrence 4 -v5.14 | 136 | 6095 | Rate Constraint in lbs/MMBtu | FALSE | L | Annual | Generation | TWh | 0.75979 | 0.80404 | 0.80404 | 0.80404 | 0.80404 | 0.80404 | 0.80404
BART NOX Annual-Lawrence 4 -v5.14 | 136 | 6095 | Rate Constraint in lbs/MMBtu | FALSE | L | Annual | Qualifying Generation | TWh | 0.75979 | 0.80404 | 0.80404 | 0.80404 | 0.80404 | 0.80404 | 0.80404
BART NOX Annual-Lawrence 4 -v5.14 | 136 | 6095 | Rate Constraint in lbs/MMBtu | FALSE | L | Annual | Rate | lb/MWh | 0.98409 | 0.98409 | 0.98409 | 0.98409 | 0.98409 | 0.98409 | 0.98409
BART NOX Annual-Lawrence 4 -v5.14 | 136 | 6095 | Rate Constraint in lbs/MMBtu | FALSE | L | Annual | Constraint Shadow Price | US2011$/Ton | 0 | 0 | 0 | 0 | 0 | 0 | 0
BART NOX Annual-Lawrence 5 -v5.14 | 137 | 6096 | Rate Constraint in lbs/MMBtu | FALSE | L | Annual | Seasons Included | Seasons | Winter, Summer | Winter, Summer | Winter, Summer | Winter, Summer | Winter, Summer | Winter, Summer | Winter, Summer
BART NOX Annual-Lawrence 5 -v5.14 | 137 | 6096 | Rate Constraint in lbs/MMBtu | FALSE | L | Annual | Standard | lb/MMBtu | 0.15 | 0.15 | 0.15 | 0.15 | 0.15 | 0.15 | 0.15
BART NOX Annual-Lawrence 5 -v5.14 | 137 | 6096 | Rate Constraint in lbs/MMBtu | FALSE | L | Annual | Emissions at Affected Plants NOX | Thousand Tons | 2.1252 | 2.1252 | 2.1252 | 2.1252 | 2.1252 | 2.1252 | 2.1252
BART NOX Annual-Lawrence 5 -v5.14 | 137 | 6096 | Rate Constraint in lbs/MMBtu | FALSE | L | Annual | Allowances Purchased NOX | Thousand Tons | 0 | 0 | 0 | 0 | 0 | 0 | 0
BART NOX Annual-Lawrence 5 -v5.14 | 137 | 6096 | Rate Constraint in lbs/MMBtu | FALSE | L | Annual | Allowances Sold NOX | Thousand Tons | 0 | 0 | 0 | 0 | 0 | 0 | 0
BART NOX Annual-Lawrence 5 -v5.14 | 137 | 6096 | Rate Constraint in lbs/MMBtu | FALSE | L | Annual | Allowances Banked | Thousand Tons | 0 | 0 | 0 | 0 | 0 | 0 | 0
BART NOX Annual-Lawrence 5 -v5.14 | 137 | 6096 | Rate Constraint in lbs/MMBtu | FALSE | L | Annual | Allowances Withdrawn (1:1) | Thousand Tons | 0 | 0 | 0 | 0 | 0 | 0 | 0
BART NOX Annual-Lawrence 5 -v5.14 | 137 | 6096 | Rate Constraint in lbs/MMBtu | FALSE | L | Annual | Allowances Withdrawn (n:1) | Thousand Tons | 0 | 0 | 0 | 0 | 0 | 0 | 0
BART NOX Annual-Lawrence 5 -v5.14 | 137 | 6096 | Rate Constraint in lbs/MMBtu | FALSE | L | Annual | Net Emissions Allowance Position | Thousand Tons | 2.1252 | 2.1252 | 2.1252 | 2.1252 | 2.1252 | 2.1252 | 2.1252
BART NOX Annual-Lawrence 5 -v5.14 | 137 | 6096 | Rate Constraint in lbs/MMBtu | FALSE | L | Annual | Fuel Consumed | TBtu | 29.7523 | 29.7523 | 29.7523 | 29.7523 | 29.7523 | 29.7789 | 29.7789
BART NOX Annual-Lawrence 5 -v5.14 | 137 | 6096 | Rate Constraint in lbs/MMBtu | FALSE | L | Annual | Rate | lb/MMBtu | 0.14286 | 0.14286 | 0.14286 | 0.14286 | 0.14286 | 0.14273 | 0.14273
BART NOX Annual-Lawrence 5 -v5.14 | 137 | 6096 | Rate Constraint in lbs/MMBtu | FALSE | L | Annual | Generation | TWh | 2.7434 | 2.7434 | 2.7434 | 2.7434 | 2.7434 | 2.7434 | 2.7434
BART NOX Annual-Lawrence 5 -v5.14 | 137 | 6096 | Rate Constraint in lbs/MMBtu | FALSE | L | Annual | Qualifying Generation | TWh | 2.7434 | 2.7434 | 2.7434 | 2.7434 | 2.7434 | 2.7434 | 2.7434
BART NOX Annual-Lawrence 5 -v5.14 | 137 | 6096 | Rate Constraint in lbs/MMBtu | FALSE | L | Annual | Rate | lb/MWh | 0.77464 | 0.77464 | 0.77464 | 0.77464 | 0.77464 | 0.77464 | 0.77464
BART NOX Annual-Lawrence 5 -v5.14 | 137 | 6096 | Rate Constraint in lbs/MMBtu | FALSE | L | Annual | Constraint Shadow Price | US2011$/Ton | 0 | 0 | 0 | 0 | 0 | 0 | 0
BART NOX Annual-Leland Olds 1 -v5.13 | 138 | 5855 | Rate Constraint in lbs/MMBtu | FALSE | L | Annual | Seasons Included | Seasons |  | Winter, Summer | Winter, Summer | Winter, Summer | Winter, Summer | Winter, Summer | Winter, Summer
BART NOX Annual-Leland Olds 1 -v5.13 | 138 | 5855 | Rate Constraint in lbs/MMBtu | FALSE | L | Annual | Standard | lb/MMBtu | 0 | 0.19 | 0.19 | 0.19 | 0.19 | 0.19 | 0.19
BART NOX Annual-Leland Olds 1 -v5.13 | 138 | 5855 | Rate Constraint in lbs/MMBtu | FALSE | L | Annual | Emissions at Affected Plants NOX | Thousand Tons | 0 | 1.7327 | 1.7327 | 1.7327 | 1.7327 | 1.7327 | 1.7327
BART NOX Annual-Leland Olds 1 -v5.13 | 138 | 5855 | Rate Constraint in lbs/MMBtu | FALSE | L | Annual | Allowances Purchased NOX | Thousand Tons | 0 | 0 | 0 | 0 | 0 | 0 | 0
BART NOX Annual-Leland Olds 1 -v5.13 | 138 | 5855 | Rate Constraint in lbs/MMBtu | FALSE | L | Annual | Allowances Sold NOX | Thousand Tons | 0 | 0 | 0 | 0 | 0 | 0 | 0
BART NOX Annual-Leland Olds 1 -v5.13 | 138 | 5855 | Rate Constraint in lbs/MMBtu | FALSE | L | Annual | Allowances Banked | Thousand Tons | 0 | 0 | 0 | 0 | 0 | 0 | 0
BART NOX Annual-Leland Olds 1 -v5.13 | 138 | 5855 | Rate Constraint in lbs/MMBtu | FALSE | L | Annual | Allowances Withdrawn (1:1) | Thousand Tons | 0 | 0 | 0 | 0 | 0 | 0 | 0
BART NOX Annual-Leland Olds 1 -v5.13 | 138 | 5855 | Rate Constraint in lbs/MMBtu | FALSE | L | Annual | Allowances Withdrawn (n:1) | Thousand Tons | 0 | 0 | 0 | 0 | 0 | 0 | 0
BART NOX Annual-Leland Olds 1 -v5.13 | 138 | 5855 | Rate Constraint in lbs/MMBtu | FALSE | L | Annual | Net Emissions Allowance Position | Thousand Tons | 0 | 1.7327 | 1.7327 | 1.7327 | 1.7327 | 1.7327 | 1.7327
BART NOX Annual-Leland Olds 1 -v5.13 | 138 | 5855 | Rate Constraint in lbs/MMBtu | FALSE | L | Annual | Fuel Consumed | TBtu | 0 | 18.2388 | 18.2388 | 18.2388 | 18.2388 | 18.2388 | 18.2388
BART NOX Annual-Leland Olds 1 -v5.13 | 138 | 5855 | Rate Constraint in lbs/MMBtu | FALSE | L | Annual | Rate | lb/MMBtu | 0 | 0.19 | 0.19 | 0.19 | 0.19 | 0.19 | 0.19
BART NOX Annual-Leland Olds 1 -v5.13 | 138 | 5855 | Rate Constraint in lbs/MMBtu | FALSE | L | Annual | Generation | TWh | 0 | 1.6034 | 1.6034 | 1.6034 | 1.6034 | 1.6034 | 1.6034
BART NOX Annual-Leland Olds 1 -v5.13 | 138 | 5855 | Rate Constraint in lbs/MMBtu | FALSE | L | Annual | Qualifying Generation | TWh | 0 | 1.6034 | 1.6034 | 1.6034 | 1.6034 | 1.6034 | 1.6034
BART NOX Annual-Leland Olds 1 -v5.13 | 138 | 5855 | Rate Constraint in lbs/MMBtu | FALSE | L | Annual | Rate | lb/MWh | 0 | 1.0806 | 1.0806 | 1.0806 | 1.0806 | 1.0806 | 1.0806
BART NOX Annual-Leland Olds 1 -v5.13 | 138 | 5855 | Rate Constraint in lbs/MMBtu | FALSE | L | Annual | Constraint Shadow Price | US2011$/Ton | 0 | 13055.4338 | 0 | 5011.748 | 10609.0225 | 2494.8761 | 0
BART NOX Annual-Leland Olds 2 -v5.13 | 139 | 5856 | Rate Constraint in lbs/MMBtu | FALSE | L | Annual | Seasons Included | Seasons |  | Winter, Summer | Winter, Summer | Winter, Summer | Winter, Summer | Winter, Summer | Winter, Summer
BART NOX Annual-Leland Olds 2 -v5.13 | 139 | 5856 | Rate Constraint in lbs/MMBtu | FALSE | L | Annual | Standard | lb/MMBtu | 0 | 0.35 | 0.35 | 0.35 | 0.35 | 0.35 | 0.35
BART NOX Annual-Leland Olds 2 -v5.13 | 139 | 5856 | Rate Constraint in lbs/MMBtu | FALSE | L | Annual | Emissions at Affected Plants NOX | Thousand Tons | 0 | 5.4026 | 5.4026 | 5.4026 | 5.4026 | 5.4026 | 5.4026
BART NOX Annual-Leland Olds 2 -v5.13 | 139 | 5856 | Rate Constraint in lbs/MMBtu | FALSE | L | Annual | Allowances Purchased NOX | Thousand Tons | 0 | 0 | 0 | 0 | 0 | 0 | 0
BART NOX Annual-Leland Olds 2 -v5.13 | 139 | 5856 | Rate Constraint in lbs/MMBtu | FALSE | L | Annual | Allowances Sold NOX | Thousand Tons | 0 | 0 | 0 | 0 | 0 | 0 | 0
BART NOX Annual-Leland Olds 2 -v5.13 | 139 | 5856 | Rate Constraint in lbs/MMBtu | FALSE | L | Annual | Allowances Banked | Thousand Tons | 0 | 0 | 0 | 0 | 0 | 0 | 0
BART NOX Annual-Leland Olds 2 -v5.13 | 139 | 5856 | Rate Constraint in lbs/MMBtu | FALSE | L | Annual | Allowances Withdrawn (1:1) | Thousand Tons | 0 | 0 | 0 | 0 | 0 | 0 | 0
BART NOX Annual-Leland Olds 2 -v5.13 | 139 | 5856 | Rate Constraint in lbs/MMBtu | FALSE | L | Annual | Allowances Withdrawn (n:1) | Thousand Tons | 0 | 0 | 0 | 0 | 0 | 0 | 0
BART NOX Annual-Leland Olds 2 -v5.13 | 139 | 5856 | Rate Constraint in lbs/MMBtu | FALSE | L | Annual | Net Emissions Allowance Position | Thousand Tons | 0 | 5.4026 | 5.4026 | 5.4026 | 5.4026 | 5.4026 | 5.4026
BART NOX Annual-Leland Olds 2 -v5.13 | 139 | 5856 | Rate Constraint in lbs/MMBtu | FALSE | L | Annual | Fuel Consumed | TBtu | 0 | 36.3585 | 36.3585 | 36.3585 | 36.3585 | 36.3585 | 36.3585
BART NOX Annual-Leland Olds 2 -v5.13 | 139 | 5856 | Rate Constraint in lbs/MMBtu | FALSE | L | Annual | Rate | lb/MMBtu | 0 | 0.29718 | 0.29718 | 0.29718 | 0.29718 | 0.29718 | 0.29718
BART NOX Annual-Leland Olds 2 -v5.13 | 139 | 5856 | Rate Constraint in lbs/MMBtu | FALSE | L | Annual | Generation | TWh | 0 | 3.2141 | 3.2141 | 3.2141 | 3.2141 | 3.2141 | 3.2141
BART NOX Annual-Leland Olds 2 -v5.13 | 139 | 5856 | Rate Constraint in lbs/MMBtu | FALSE | L | Annual | Qualifying Generation | TWh | 0 | 3.2141 | 3.2141 | 3.2141 | 3.2141 | 3.2141 | 3.2141
BART NOX Annual-Leland Olds 2 -v5.13 | 139 | 5856 | Rate Constraint in lbs/MMBtu | FALSE | L | Annual | Rate | lb/MWh | 0 | 1.6809 | 1.6809 | 1.6809 | 1.6809 | 1.6809 | 1.6809
BART NOX Annual-Leland Olds 2 -v5.13 | 139 | 5856 | Rate Constraint in lbs/MMBtu | FALSE | L | Annual | Constraint Shadow Price | US2011$/Ton | 0 | 0 | 0 | 0 | 0 | 0 | 0
BART NOX Annual-Martin Drake 5 -v5.13 | 140 | 5826 | Rate Constraint in lbs/MMBtu | FALSE | L | Annual | Seasons Included | Seasons |  | Winter, Summer | Winter, Summer | Winter, Summer | Winter, Summer | Winter, Summer | Winter, Summer
BART NOX Annual-Martin Drake 5 -v5.13 | 140 | 5826 | Rate Constraint in lbs/MMBtu | FALSE | L | Annual | Standard | lb/MMBtu | 0 | 0.31 | 0.31 | 0.31 | 0.31 | 0.31 | 0.31
BART NOX Annual-Martin Drake 5 -v5.13 | 140 | 5826 | Rate Constraint in lbs/MMBtu | FALSE | L | Annual | Emissions at Affected Plants NOX | Thousand Tons | 0 | 0.56069 | 0.59301 | 0.59301 | 0.59301 | 0.59301 | 0.59301
BART NOX Annual-Martin Drake 5 -v5.13 | 140 | 5826 | Rate Constraint in lbs/MMBtu | FALSE | L | Annual | Allowances Purchased NOX | Thousand Tons | 0 | 0 | 0 | 0 | 0 | 0 | 0
BART NOX Annual-Martin Drake 5 -v5.13 | 140 | 5826 | Rate Constraint in lbs/MMBtu | FALSE | L | Annual | Allowances Sold NOX | Thousand Tons | 0 | 0 | 0 | 0 | 0 | 0 | 0
BART NOX Annual-Martin Drake 5 -v5.13 | 140 | 5826 | Rate Constraint in lbs/MMBtu | FALSE | L | Annual | Allowances Banked | Thousand Tons | 0 | 0 | 0 | 0 | 0 | 0 | 0
BART NOX Annual-Martin Drake 5 -v5.13 | 140 | 5826 | Rate Constraint in lbs/MMBtu | FALSE | L | Annual | Allowances Withdrawn (1:1) | Thousand Tons | 0 | 0 | 0 | 0 | 0 | 0 | 0
BART NOX Annual-Martin Drake 5 -v5.13 | 140 | 5826 | Rate Constraint in lbs/MMBtu | FALSE | L | Annual | Allowances Withdrawn (n:1) | Thousand Tons | 0 | 0 | 0 | 0 | 0 | 0 | 0
BART NOX Annual-Martin Drake 5 -v5.13 | 140 | 5826 | Rate Constraint in lbs/MMBtu | FALSE | L | Annual | Net Emissions Allowance Position | Thousand Tons | 0 | 0.56069 | 0.59301 | 0.59301 | 0.59301 | 0.59301 | 0.59301
BART NOX Annual-Martin Drake 5 -v5.13 | 140 | 5826 | Rate Constraint in lbs/MMBtu | FALSE | L | Annual | Fuel Consumed | TBtu | 0 | 3.6795 | 3.8916 | 3.8916 | 3.8916 | 3.8916 | 3.8916
BART NOX Annual-Martin Drake 5 -v5.13 | 140 | 5826 | Rate Constraint in lbs/MMBtu | FALSE | L | Annual | Rate | lb/MMBtu | 0 | 0.30476 | 0.30476 | 0.30476 | 0.30476 | 0.30476 | 0.30476
BART NOX Annual-Martin Drake 5 -v5.13 | 140 | 5826 | Rate Constraint in lbs/MMBtu | FALSE | L | Annual | Generation | TWh | 0 | 0.31917 | 0.33757 | 0.33757 | 0.33757 | 0.33757 | 0.33757
BART NOX Annual-Martin Drake 5 -v5.13 | 140 | 5826 | Rate Constraint in lbs/MMBtu | FALSE | L | Annual | Qualifying Generation | TWh | 0 | 0.31917 | 0.33757 | 0.33757 | 0.33757 | 0.33757 | 0.33757
BART NOX Annual-Martin Drake 5 -v5.13 | 140 | 5826 | Rate Constraint in lbs/MMBtu | FALSE | L | Annual | Rate | lb/MWh | 0 | 1.7567 | 1.7567 | 1.7567 | 1.7567 | 1.7567 | 1.7567
BART NOX Annual-Martin Drake 5 -v5.13 | 140 | 5826 | Rate Constraint in lbs/MMBtu | FALSE | L | Annual | Constraint Shadow Price | US2011$/Ton | 0 | 0 | 0 | 0 | 0 | 0 | 0
BART NOX Annual-Martin Drake 6 -v5.13 | 141 | 5827 | Rate Constraint in lbs/MMBtu | FALSE | L | Annual | Seasons Included | Seasons |  | Winter, Summer | Winter, Summer | Winter, Summer | Winter, Summer | Winter, Summer | Winter, Summer
BART NOX Annual-Martin Drake 6 -v5.13 | 141 | 5827 | Rate Constraint in lbs/MMBtu | FALSE | L | Annual | Standard | lb/MMBtu | 0 | 0.32 | 0.32 | 0.32 | 0.32 | 0.32 | 0.32
BART NOX Annual-Martin Drake 6 -v5.13 | 141 | 5827 | Rate Constraint in lbs/MMBtu | FALSE | L | Annual | Emissions at Affected Plants NOX | Thousand Tons | 0 | 0.98687 | 0.98687 | 0.98687 | 0.98687 | 0.98687 | 0.98687
BART NOX Annual-Martin Drake 6 -v5.13 | 141 | 5827 | Rate Constraint in lbs/MMBtu | FALSE | L | Annual | Allowances Purchased NOX | Thousand Tons | 0 | 0 | 0 | 0 | 0 | 0 | 0
BART NOX Annual-Martin Drake 6 -v5.13 | 141 | 5827 | Rate Constraint in lbs/MMBtu | FALSE | L | Annual | Allowances Sold NOX | Thousand Tons | 0 | 0 | 0 | 0 | 0 | 0 | 0
BART NOX Annual-Martin Drake 6 -v5.13 | 141 | 5827 | Rate Constraint in lbs/MMBtu | FALSE | L | Annual | Allowances Banked | Thousand Tons | 0 | 0 | 0 | 0 | 0 | 0 | 0
BART NOX Annual-Martin Drake 6 -v5.13 | 141 | 5827 | Rate Constraint in lbs/MMBtu | FALSE | L | Annual | Allowances Withdrawn (1:1) | Thousand Tons | 0 | 0 | 0 | 0 | 0 | 0 | 0
BART NOX Annual-Martin Drake 6 -v5.13 | 141 | 5827 | Rate Constraint in lbs/MMBtu | FALSE | L | Annual | Allowances Withdrawn (n:1) | Thousand Tons | 0 | 0 | 0 | 0 | 0 | 0 | 0
BART NOX Annual-Martin Drake 6 -v5.13 | 141 | 5827 | Rate Constraint in lbs/MMBtu | FALSE | L | Annual | Net Emissions Allowance Position | Thousand Tons | 0 | 0.98687 | 0.98687 | 0.98687 | 0.98687 | 0.98687 | 0.98687
BART NOX Annual-Martin Drake 6 -v5.13 | 141 | 5827 | Rate Constraint in lbs/MMBtu | FALSE | L | Annual | Fuel Consumed | TBtu | 0 | 6.4763 | 6.4763 | 6.4763 | 6.4763 | 6.4763 | 6.4763
BART NOX Annual-Martin Drake 6 -v5.13 | 141 | 5827 | Rate Constraint in lbs/MMBtu | FALSE | L | Annual | Rate | lb/MMBtu | 0 | 0.30476 | 0.30476 | 0.30476 | 0.30476 | 0.30476 | 0.30476
BART NOX Annual-Martin Drake 6 -v5.13 | 141 | 5827 | Rate Constraint in lbs/MMBtu | FALSE | L | Annual | Generation | TWh | 0 | 0.5665 | 0.5665 | 0.5665 | 0.5665 | 0.5665 | 0.5665
BART NOX Annual-Martin Drake 6 -v5.13 | 141 | 5827 | Rate Constraint in lbs/MMBtu | FALSE | L | Annual | Qualifying Generation | TWh | 0 | 0.5665 | 0.5665 | 0.5665 | 0.5665 | 0.5665 | 0.5665
BART NOX Annual-Martin Drake 6 -v5.13 | 141 | 5827 | Rate Constraint in lbs/MMBtu | FALSE | L | Annual | Rate | lb/MWh | 0 | 1.7421 | 1.7421 | 1.7421 | 1.7421 | 1.7421 | 1.7421
BART NOX Annual-Martin Drake 6 -v5.13 | 141 | 5827 | Rate Constraint in lbs/MMBtu | FALSE | L | Annual | Constraint Shadow Price | US2011$/Ton | 0 | 0 | 0 | 0 | 0 | 0 | 0
BART NOX Annual-Martin Drake 7 -v5.13 | 142 | 5828 | Rate Constraint in lbs/MMBtu | FALSE | L | Annual | Seasons Included | Seasons |  | Winter, Summer | Winter, Summer | Winter, Summer | Winter, Summer | Winter, Summer | Winter, Summer
BART NOX Annual-Martin Drake 7 -v5.13 | 142 | 5828 | Rate Constraint in lbs/MMBtu | FALSE | L | Annual | Standard | lb/MMBtu | 0 | 0.32 | 0.32 | 0.32 | 0.32 | 0.32 | 0.32
BART NOX Annual-Martin Drake 7 -v5.13 | 142 | 5828 | Rate Constraint in lbs/MMBtu | FALSE | L | Annual | Emissions at Affected Plants NOX | Thousand Tons | 0 | 1.6799 | 1.6799 | 1.6799 | 1.6799 | 1.6799 | 1.6799
BART NOX Annual-Martin Drake 7 -v5.13 | 142 | 5828 | Rate Constraint in lbs/MMBtu | FALSE | L | Annual | Allowances Purchased NOX | Thousand Tons | 0 | 0 | 0 | 0 | 0 | 0 | 0
BART NOX Annual-Martin Drake 7 -v5.13 | 142 | 5828 | Rate Constraint in lbs/MMBtu | FALSE | L | Annual | Allowances Sold NOX | Thousand Tons | 0 | 0 | 0 | 0 | 0 | 0 | 0
BART NOX Annual-Martin Drake 7 -v5.13 | 142 | 5828 | Rate Constraint in lbs/MMBtu | FALSE | L | Annual | Allowances Banked | Thousand Tons | 0 | 0 | 0 | 0 | 0 | 0 | 0
BART NOX Annual-Martin Drake 7 -v5.13 | 142 | 5828 | Rate Constraint in lbs/MMBtu | FALSE | L | Annual | Allowances Withdrawn (1:1) | Thousand Tons | 0 | 0 | 0 | 0 | 0 | 0 | 0
BART NOX Annual-Martin Drake 7 -v5.13 | 142 | 5828 | Rate Constraint in lbs/MMBtu | FALSE | L | Annual | Allowances Withdrawn (n:1) | Thousand Tons | 0 | 0 | 0 | 0 | 0 | 0 | 0
BART NOX Annual-Martin Drake 7 -v5.13 | 142 | 5828 | Rate Constraint in lbs/MMBtu | FALSE | L | Annual | Net Emissions Allowance Position | Thousand Tons | 0 | 1.6799 | 1.6799 | 1.6799 | 1.6799 | 1.6799 | 1.6799
BART NOX Annual-Martin Drake 7 -v5.13 | 142 | 5828 | Rate Constraint in lbs/MMBtu | FALSE | L | Annual | Fuel Consumed | TBtu | 0 | 11.0241 | 11.0241 | 11.0241 | 11.0241 | 11.0241 | 11.0241
BART NOX Annual-Martin Drake 7 -v5.13 | 142 | 5828 | Rate Constraint in lbs/MMBtu | FALSE | L | Annual | Rate | lb/MMBtu | 0 | 0.30476 | 0.30476 | 0.30476 | 0.30476 | 0.30476 | 0.30476
BART NOX Annual-Martin Drake 7 -v5.13 | 142 | 5828 | Rate Constraint in lbs/MMBtu | FALSE | L | Annual | Generation | TWh | 0 | 0.97476 | 0.97476 | 0.97476 | 0.97476 | 0.97476 | 0.97476
BART NOX Annual-Martin Drake 7 -v5.13 | 142 | 5828 | Rate Constraint in lbs/MMBtu | FALSE | L | Annual | Qualifying Generation | TWh | 0 | 0.97476 | 0.97476 | 0.97476 | 0.97476 | 0.97476 | 0.97476
BART NOX Annual-Martin Drake 7 -v5.13 | 142 | 5828 | Rate Constraint in lbs/MMBtu | FALSE | L | Annual | Rate | lb/MWh | 0 | 1.7234 | 1.7234 | 1.7234 | 1.7234 | 1.7234 | 1.7234
BART NOX Annual-Martin Drake 7 -v5.13 | 142 | 5828 | Rate Constraint in lbs/MMBtu | FALSE | L | Annual | Constraint Shadow Price | US2011$/Ton | 0 | 0 | 0 | 0 | 0 | 0 | 0
BART NOX Annual-Merrimack 2 -v5.13 | 143 | 5844 | Rate Constraint in lbs/MMBtu | FALSE | L | Annual | Seasons Included | Seasons |  | Winter, Summer | Winter, Summer | Winter, Summer | Winter, Summer | Winter, Summer | Winter, Summer
BART NOX Annual-Merrimack 2 -v5.13 | 143 | 5844 | Rate Constraint in lbs/MMBtu | FALSE | L | Annual | Standard | lb/MMBtu | 0 | 0.3 | 0.3 | 0.3 | 0.3 | 0.3 | 0.3
BART NOX Annual-Merrimack 2 -v5.13 | 143 | 5844 | Rate Constraint in lbs/MMBtu | FALSE | L | Annual | Emissions at Affected Plants NOX | Thousand Tons | 0 | 0 | 0 | 0 | 0 | 0 | 0
BART NOX Annual-Merrimack 2 -v5.13 | 143 | 5844 | Rate Constraint in lbs/MMBtu | FALSE | L | Annual | Allowances Purchased NOX | Thousand Tons | 0 | 0 | 0 | 0 | 0 | 0 | 0
BART NOX Annual-Merrimack 2 -v5.13 | 143 | 5844 | Rate Constraint in lbs/MMBtu | FALSE | L | Annual | Allowances Sold NOX | Thousand Tons | 0 | 0 | 0 | 0 | 0 | 0 | 0
BART NOX Annual-Merrimack 2 -v5.13 | 143 | 5844 | Rate Constraint in lbs/MMBtu | FALSE | L | Annual | Allowances Banked | Thousand Tons | 0 | 0 | 0 | 0 | 0 | 0 | 0
BART NOX Annual-Merrimack 2 -v5.13 | 143 | 5844 | Rate Constraint in lbs/MMBtu | FALSE | L | Annual | Allowances Withdrawn (1:1) | Thousand Tons | 0 | 0 | 0 | 0 | 0 | 0 | 0
BART NOX Annual-Merrimack 2 -v5.13 | 143 | 5844 | Rate Constraint in lbs/MMBtu | FALSE | L | Annual | Allowances Withdrawn (n:1) | Thousand Tons | 0 | 0 | 0 | 0 | 0 | 0 | 0
BART NOX Annual-Merrimack 2 -v5.13 | 143 | 5844 | Rate Constraint in lbs/MMBtu | FALSE | L | Annual | Net Emissions Allowance Position | Thousand Tons | 0 | 0 | 0 | 0 | 0 | 0 | 0
BART NOX Annual-Merrimack 2 -v5.13 | 143 | 5844 | Rate Constraint in lbs/MMBtu | FALSE | L | Annual | Fuel Consumed | TBtu | 0 | 0 | 0 | 0 | 0 | 0 | 0
BART NOX Annual-Merrimack 2 -v5.13 | 143 | 5844 | Rate Constraint in lbs/MMBtu | FALSE | L | Annual | Rate | lb/MMBtu | 0 | 0 | 0 | 0 | 0 | 0 | 0
BART NOX Annual-Merrimack 2 -v5.13 | 143 | 5844 | Rate Constraint in lbs/MMBtu | FALSE | L | Annual | Generation | TWh | 0 | 0 | 0 | 0 | 0 | 0 | 0
BART NOX Annual-Merrimack 2 -v5.13 | 143 | 5844 | Rate Constraint in lbs/MMBtu | FALSE | L | Annual | Qualifying Generation | TWh | 0 | 0 | 0 | 0 | 0 | 0 | 0
BART NOX Annual-Merrimack 2 -v5.13 | 143 | 5844 | Rate Constraint in lbs/MMBtu | FALSE | L | Annual | Rate | lb/MWh | 0 | 0 | 0 | 0 | 0 | 0 | 0
BART NOX Annual-Merrimack 2 -v5.13 | 143 | 5844 | Rate Constraint in lbs/MMBtu | FALSE | L | Annual | Constraint Shadow Price | US2011$/Ton | 0 | 0 | 0 | 0 | 0 | 0 | 0
BART NOX Annual-Milton R Young B1 -v5.13 | 144 | 5857 | Rate Constraint in lbs/MMBtu | FALSE | L | Annual | Seasons Included | Seasons |  | Winter, Summer | Winter, Summer | Winter, Summer | Winter, Summer | Winter, Summer | Winter, Summer
BART NOX Annual-Milton R Young B1 -v5.13 | 144 | 5857 | Rate Constraint in lbs/MMBtu | FALSE | L | Annual | Standard | lb/MMBtu | 0 | 0.36 | 0.36 | 0.36 | 0.36 | 0.36 | 0.36
BART NOX Annual-Milton R Young B1 -v5.13 | 144 | 5857 | Rate Constraint in lbs/MMBtu | FALSE | L | Annual | Emissions at Affected Plants NOX | Thousand Tons | 0 | 0 | 0 | 0 | 0 | 0 | 0
BART NOX Annual-Milton R Young B1 -v5.13 | 144 | 5857 | Rate Constraint in lbs/MMBtu | FALSE | L | Annual | Allowances Purchased NOX | Thousand Tons | 0 | 0 | 0 | 0 | 0 | 0 | 0
BART NOX Annual-Milton R Young B1 -v5.13 | 144 | 5857 | Rate Constraint in lbs/MMBtu | FALSE | L | Annual | Allowances Sold NOX | Thousand Tons | 0 | 0 | 0 | 0 | 0 | 0 | 0
BART NOX Annual-Milton R Young B1 -v5.13 | 144 | 5857 | Rate Constraint in lbs/MMBtu | FALSE | L | Annual | Allowances Banked | Thousand Tons | 0 | 0 | 0 | 0 | 0 | 0 | 0
BART NOX Annual-Milton R Young B1 -v5.13 | 144 | 5857 | Rate Constraint in lbs/MMBtu | FALSE | L | Annual | Allowances Withdrawn (1:1) | Thousand Tons | 0 | 0 | 0 | 0 | 0 | 0 | 0
BART NOX Annual-Milton R Young B1 -v5.13 | 144 | 5857 | Rate Constraint in lbs/MMBtu | FALSE | L | Annual | Allowances Withdrawn (n:1) | Thousand Tons | 0 | 0 | 0 | 0 | 0 | 0 | 0
BART NOX Annual-Milton R Young B1 -v5.13 | 144 | 5857 | Rate Constraint in lbs/MMBtu | FALSE | L | Annual | Net Emissions Allowance Position | Thousand Tons | 0 | 0 | 0 | 0 | 0 | 0 | 0
BART NOX Annual-Milton R Young B1 -v5.13 | 144 | 5857 | Rate Constraint in lbs/MMBtu | FALSE | L | Annual | Fuel Consumed | TBtu | 0 | 0 | 0 | 0 | 0 | 0 | 0
BART NOX Annual-Milton R Young B1 -v5.13 | 144 | 5857 | Rate Constraint in lbs/MMBtu | FALSE | L | Annual | Rate | lb/MMBtu | 0 | 0 | 0 | 0 | 0 | 0 | 0
BART NOX Annual-Milton R Young B1 -v5.13 | 144 | 5857 | Rate Constraint in lbs/MMBtu | FALSE | L | Annual | Generation | TWh | 0 | 0 | 0 | 0 | 0 | 0 | 0
BART NOX Annual-Milton R Young B1 -v5.13 | 144 | 5857 | Rate Constraint in lbs/MMBtu | FALSE | L | Annual | Qualifying Generation | TWh | 0 | 0 | 0 | 0 | 0 | 0 | 0
BART NOX Annual-Milton R Young B1 -v5.13 | 144 | 5857 | Rate Constraint in lbs/MMBtu | FALSE | L | Annual | Rate | lb/MWh | 0 | 0 | 0 | 0 | 0 | 0 | 0
BART NOX Annual-Milton R Young B1 -v5.13 | 144 | 5857 | Rate Constraint in lbs/MMBtu | FALSE | L | Annual | Constraint Shadow Price | US2011$/Ton | 0 | 0 | 0 | 0 | 0 | 0 | 0
BART NOX Annual-Milton R Young B2 -v5.13 | 145 | 5858 | Rate Constraint in lbs/MMBtu | FALSE | L | Annual | Seasons Included | Seasons |  | Winter, Summer | Winter, Summer | Winter, Summer | Winter, Summer | Winter, Summer | Winter, Summer
BART NOX Annual-Milton R Young B2 -v5.13 | 145 | 5858 | Rate Constraint in lbs/MMBtu | FALSE | L | Annual | Standard | lb/MMBtu | 0 | 0.35 | 0.35 | 0.35 | 0.35 | 0.35 | 0.35
BART NOX Annual-Milton R Young B2 -v5.13 | 145 | 5858 | Rate Constraint in lbs/MMBtu | FALSE | L | Annual | Emissions at Affected Plants NOX | Thousand Tons | 0 | 5.4014 | 5.6932 | 5.9944 | 5.6658 | 5.9944 | 5.9944
BART NOX Annual-Milton R Young B2 -v5.13 | 145 | 5858 | Rate Constraint in lbs/MMBtu | FALSE | L | Annual | Allowances Purchased NOX | Thousand Tons | 0 | 0 | 0 | 0 | 0 | 0 | 0
BART NOX Annual-Milton R Young B2 -v5.13 | 145 | 5858 | Rate Constraint in lbs/MMBtu | FALSE | L | Annual | Allowances Sold NOX | Thousand Tons | 0 | 0 | 0 | 0 | 0 | 0 | 0
BART NOX Annual-Milton R Young B2 -v5.13 | 145 | 5858 | Rate Constraint in lbs/MMBtu | FALSE | L | Annual | Allowances Banked | Thousand Tons | 0 | 0 | 0 | 0 | 0 | 0 | 0
BART NOX Annual-Milton R Young B2 -v5.13 | 145 | 5858 | Rate Constraint in lbs/MMBtu | FALSE | L | Annual | Allowances Withdrawn (1:1) | Thousand Tons | 0 | 0 | 0 | 0 | 0 | 0 | 0
BART NOX Annual-Milton R Young B2 -v5.13 | 145 | 5858 | Rate Constraint in lbs/MMBtu | FALSE | L | Annual | Allowances Withdrawn (n:1) | Thousand Tons | 0 | 0 | 0 | 0 | 0 | 0 | 0
BART NOX Annual-Milton R Young B2 -v5.13 | 145 | 5858 | Rate Constraint in lbs/MMBtu | FALSE | L | Annual | Net Emissions Allowance Position | Thousand Tons | 0 | 5.4014 | 5.6932 | 5.9944 | 5.6658 | 5.9944 | 5.9944
BART NOX Annual-Milton R Young B2 -v5.13 | 145 | 5858 | Rate Constraint in lbs/MMBtu | FALSE | L | Annual | Fuel Consumed | TBtu | 0 | 33.56 | 35.373 | 37.2443 | 35.2028 | 37.2443 | 37.2443
BART NOX Annual-Milton R Young B2 -v5.13 | 145 | 5858 | Rate Constraint in lbs/MMBtu | FALSE | L | Annual | Rate | lb/MMBtu | 0 | 0.3219 | 0.3219 | 0.3219 | 0.3219 | 0.3219 | 0.3219
BART NOX Annual-Milton R Young B2 -v5.13 | 145 | 5858 | Rate Constraint in lbs/MMBtu | FALSE | L | Annual | Generation | TWh | 0 | 3.0259 | 3.1893 | 3.3581 | 3.174 | 3.3581 | 3.3581
BART NOX Annual-Milton R Young B2 -v5.13 | 145 | 5858 | Rate Constraint in lbs/MMBtu | FALSE | L | Annual | Qualifying Generation | TWh | 0 | 3.0259 | 3.1893 | 3.3581 | 3.174 | 3.3581 | 3.3581
BART NOX Annual-Milton R Young B2 -v5.13 | 145 | 5858 | Rate Constraint in lbs/MMBtu | FALSE | L | Annual | Rate | lb/MWh | 0 | 1.7851 | 1.7851 | 1.7851 | 1.7851 | 1.7851 | 1.7851
BART NOX Annual-Milton R Young B2 -v5.13 | 145 | 5858 | Rate Constraint in lbs/MMBtu | FALSE | L | Annual | Constraint Shadow Price | US2011$/Ton | 0 | 0 | 0 | 0 | 0 | 0 | 0
BART NOX Annual-Muskogee 4 -v5.13 | 146 | 5860 | Rate Constraint in lbs/MMBtu | FALSE | L | Annual | Seasons Included | Seasons |  | Winter, Summer | Winter, Summer | Winter, Summer | Winter, Summer | Winter, Summer | Winter, Summer
BART NOX Annual-Muskogee 4 -v5.13 | 146 | 5860 | Rate Constraint in lbs/MMBtu | FALSE | L | Annual | Standard | lb/MMBtu | 0 | 0.15 | 0.15 | 0.15 | 0.15 | 0.15 | 0.15
BART NOX Annual-Muskogee 4 -v5.13 | 146 | 5860 | Rate Constraint in lbs/MMBtu | FALSE | L | Annual | Emissions at Affected Plants NOX | Thousand Tons | 0 | 2.777 | 2.6307 | 2.777 | 2.777 | 2.777 | 2.777
BART NOX Annual-Muskogee 4 -v5.13 | 146 | 5860 | Rate Constraint in lbs/MMBtu | FALSE | L | Annual | Allowances Purchased NOX | Thousand Tons | 0 | 0 | 0 | 0 | 0 | 0 | 0
BART NOX Annual-Muskogee 4 -v5.13 | 146 | 5860 | Rate Constraint in lbs/MMBtu | FALSE | L | Annual | Allowances Sold NOX | Thousand Tons | 0 | 0 | 0 | 0 | 0 | 0 | 0
BART NOX Annual-Muskogee 4 -v5.13 | 146 | 5860 | Rate Constraint in lbs/MMBtu | FALSE | L | Annual | Allowances Banked | Thousand Tons | 0 | 0 | 0 | 0 | 0 | 0 | 0
BART NOX Annual-Muskogee 4 -v5.13 | 146 | 5860 | Rate Constraint in lbs/MMBtu | FALSE | L | Annual | Allowances Withdrawn (1:1) | Thousand Tons | 0 | 0 | 0 | 0 | 0 | 0 | 0
BART NOX Annual-Muskogee 4 -v5.13 | 146 | 5860 | Rate Constraint in lbs/MMBtu | FALSE | L | Annual | Allowances Withdrawn (n:1) | Thousand Tons | 0 | 0 | 0 | 0 | 0 | 0 | 0
BART NOX Annual-Muskogee 4 -v5.13 | 146 | 5860 | Rate Constraint in lbs/MMBtu | FALSE | L | Annual | Net Emissions Allowance Position | Thousand Tons | 0 | 2.777 | 2.6307 | 2.777 | 2.777 | 2.777 | 2.777
BART NOX Annual-Muskogee 4 -v5.13 | 146 | 5860 | Rate Constraint in lbs/MMBtu | FALSE | L | Annual | Fuel Consumed | TBtu | 0 | 38.3794 | 36.3573 | 38.3794 | 38.3794 | 38.4508 | 38.4508
BART NOX Annual-Muskogee 4 -v5.13 | 146 | 5860 | Rate Constraint in lbs/MMBtu | FALSE | L | Annual | Rate | lb/MMBtu | 0 | 0.14471 | 0.14471 | 0.14471 | 0.14471 | 0.14444 | 0.14444
BART NOX Annual-Muskogee 4 -v5.13 | 146 | 5860 | Rate Constraint in lbs/MMBtu | FALSE | L | Annual | Generation | TWh | 0 | 3.5677 | 3.3797 | 3.5677 | 3.5677 | 3.5677 | 3.5677
BART NOX Annual-Muskogee 4 -v5.13 | 146 | 5860 | Rate Constraint in lbs/MMBtu | FALSE | L | Annual | Qualifying Generation | TWh | 0 | 3.5677 | 3.3797 | 3.5677 | 3.5677 | 3.5677 | 3.5677
BART NOX Annual-Muskogee 4 -v5.13 | 146 | 5860 | Rate Constraint in lbs/MMBtu | FALSE | L | Annual | Rate | lb/MWh | 0 | 0.77837 | 0.77837 | 0.77837 | 0.77837 | 0.77837 | 0.77837
BART NOX Annual-Muskogee 4 -v5.13 | 146 | 5860 | Rate Constraint in lbs/MMBtu | FALSE | L | Annual | Constraint Shadow Price | US2011$/Ton | 0 | 0 | 0 | 0 | 0 | 0 | 0
BART NOX Annual-Muskogee 5 -v5.13 | 147 | 5861 | Rate Constraint in lbs/MMBtu | FALSE | L | Annual | Seasons Included | Seasons |  | Winter, Summer | Winter, Summer | Winter, Summer | Winter, Summer | Winter, Summer | Winter, Summer
BART NOX Annual-Muskogee 5 -v5.13 | 147 | 5861 | Rate Constraint in lbs/MMBtu | FALSE | L | Annual | Standard | lb/MMBtu | 0 | 0.15 | 0.15 | 0.15 | 0.15 | 0.15 | 0.15
BART NOX Annual-Muskogee 5 -v5.13 | 147 | 5861 | Rate Constraint in lbs/MMBtu | FALSE | L | Annual | Emissions at Affected Plants NOX | Thousand Tons | 0 | 2.8886 | 2.7364 | 2.8886 | 2.8886 | 2.8886 | 2.8886
BART NOX Annual-Muskogee 5 -v5.13 | 147 | 5861 | Rate Constraint in lbs/MMBtu | FALSE | L | Annual | Allowances Purchased NOX | Thousand Tons | 0 | 0 | 0 | 0 | 0 | 0 | 0
BART NOX Annual-Muskogee 5 -v5.13 | 147 | 5861 | Rate Constraint in lbs/MMBtu | FALSE | L | Annual | Allowances Sold NOX | Thousand Tons | 0 | 0 | 0 | 0 | 0 | 0 | 0
BART NOX Annual-Muskogee 5 -v5.13 | 147 | 5861 | Rate Constraint in lbs/MMBtu | FALSE | L | Annual | Allowances Banked | Thousand Tons | 0 | 0 | 0 | 0 | 0 | 0 | 0
BART NOX Annual-Muskogee 5 -v5.13 | 147 | 5861 | Rate Constraint in lbs/MMBtu | FALSE | L | Annual | Allowances Withdrawn (1:1) | Thousand Tons | 0 | 0 | 0 | 0 | 0 | 0 | 0
BART NOX Annual-Muskogee 5 -v5.13 | 147 | 5861 | Rate Constraint in lbs/MMBtu | FALSE | L | Annual | Allowances Withdrawn (n:1) | Thousand Tons | 0 | 0 | 0 | 0 | 0 | 0 | 0
BART NOX Annual-Muskogee 5 -v5.13 | 147 | 5861 | Rate Constraint in lbs/MMBtu | FALSE | L | Annual | Net Emissions Allowance Position | Thousand Tons | 0 | 2.8886 | 2.7364 | 2.8886 | 2.8886 | 2.8886 | 2.8886
BART NOX Annual-Muskogee 5 -v5.13 | 147 | 5861 | Rate Constraint in lbs/MMBtu | FALSE | L | Annual | Fuel Consumed | TBtu | 0 | 39.5102 | 37.4286 | 39.5102 | 39.5102 | 39.5838 | 39.5838
BART NOX Annual-Muskogee 5 -v5.13 | 147 | 5861 | Rate Constraint in lbs/MMBtu | FALSE | L | Annual | Rate | lb/MMBtu | 0 | 0.14622 | 0.14622 | 0.14622 | 0.14622 | 0.14595 | 0.14595
BART NOX Annual-Muskogee 5 -v5.13 | 147 | 5861 | Rate Constraint in lbs/MMBtu | FALSE | L | Annual | Generation | TWh | 0 | 3.6521 | 3.4597 | 3.6521 | 3.6521 | 3.6521 | 3.6521
BART NOX Annual-Muskogee 5 -v5.13 | 147 | 5861 | Rate Constraint in lbs/MMBtu | FALSE | L | Annual | Qualifying Generation | TWh | 0 | 3.6521 | 3.4597 | 3.6521 | 3.6521 | 3.6521 | 3.6521
BART NOX Annual-Muskogee 5 -v5.13 | 147 | 5861 | Rate Constraint in lbs/MMBtu | FALSE | L | Annual | Rate | lb/MWh | 0 | 0.79095 | 0.79095 | 0.79095 | 0.79095 | 0.79095 | 0.79095
BART NOX Annual-Muskogee 5 -v5.13 | 147 | 5861 | Rate Constraint in lbs/MMBtu | FALSE | L | Annual | Constraint Shadow Price | US2011$/Ton | 0 | 0 | 0 | 0 | 0 | 0 | 0
BART NOX Annual-Naughton 1 -v5.14 | 148 | 6109 | Rate Constraint in lbs/MMBtu | FALSE | L | Annual | Seasons Included | Seasons |  | Winter, Summer | Winter, Summer | Winter, Summer | Winter, Summer | Winter, Summer | Winter, Summer
BART NOX Annual-Naughton 1 -v5.14 | 148 | 6109 | Rate Constraint in lbs/MMBtu | FALSE | L | Annual | Standard | lb/MMBtu | 0 | 0.26 | 0.26 | 0.26 | 0.26 | 0.26 | 0.26
BART NOX Annual-Naughton 1 -v5.14 | 148 | 6109 | Rate Constraint in lbs/MMBtu | FALSE | L | Annual | Emissions at Affected Plants NOX | Thousand Tons | 0 | 0 | 0 | 0 | 0 | 0 | 0
BART NOX Annual-Naughton 1 -v5.14 | 148 | 6109 | Rate Constraint in lbs/MMBtu | FALSE | L | Annual | Allowances Purchased NOX | Thousand Tons | 0 | 0 | 0 | 0 | 0 | 0 | 0
BART NOX Annual-Naughton 1 -v5.14 | 148 | 6109 | Rate Constraint in lbs/MMBtu | FALSE | L | Annual | Allowances Sold NOX | Thousand Tons | 0 | 0 | 0 | 0 | 0 | 0 | 0
BART NOX Annual-Naughton 1 -v5.14 | 148 | 6109 | Rate Constraint in lbs/MMBtu | FALSE | L | Annual | Allowances Banked | Thousand Tons | 0 | 0 | 0 | 0 | 0 | 0 | 0
BART NOX Annual-Naughton 1 -v5.14 | 148 | 6109 | Rate Constraint in lbs/MMBtu | FALSE | L | Annual | Allowances Withdrawn (1:1) | Thousand Tons | 0 | 0 | 0 | 0 | 0 | 0 | 0
BART NOX Annual-Naughton 1 -v5.14 | 148 | 6109 | Rate Constraint in lbs/MMBtu | FALSE | L | Annual | Allowances Withdrawn (n:1) | Thousand Tons | 0 | 0 | 0 | 0 | 0 | 0 | 0
BART NOX Annual-Naughton 1 -v5.14 | 148 | 6109 | Rate Constraint in lbs/MMBtu | FALSE | L | Annual | Net Emissions Allowance Position | Thousand Tons | 0 | 0 | 0 | 0 | 0 | 0 | 0
BART NOX Annual-Naughton 1 -v5.14 | 148 | 6109 | Rate Constraint in lbs/MMBtu | FALSE | L | Annual | Fuel Consumed | TBtu | 0 | 0 | 0 | 0 | 0 | 0 | 0
BART NOX Annual-Naughton 1 -v5.14 | 148 | 6109 | Rate Constraint in lbs/MMBtu | FALSE | L | Annual | Rate | lb/MMBtu | 0 | 0 | 0 | 0 | 0 | 0 | 0
BART NOX Annual-Naughton 1 -v5.14 | 148 | 6109 | Rate Constraint in lbs/MMBtu | FALSE | L | Annual | Generation | TWh | 0 | 0 | 0 | 0 | 0 | 0 | 0
BART NOX Annual-Naughton 1 -v5.14 | 148 | 6109 | Rate Constraint in lbs/MMBtu | FALSE | L | Annual | Qualifying Generation | TWh | 0 | 0 | 0 | 0 | 0 | 0 | 0
BART NOX Annual-Naughton 1 -v5.14 | 148 | 6109 | Rate Constraint in lbs/MMBtu | FALSE | L | Annual | Rate | lb/MWh | 0 | 0 | 0 | 0 | 0 | 0 | 0
BART NOX Annual-Naughton 1 -v5.14 | 148 | 6109 | Rate Constraint in lbs/MMBtu | FALSE | L | Annual | Constraint Shadow Price | US2011$/Ton | 0 | 742.3479 | 4685.7804 | 290.4225 | 0 | 0 | 0
BART NOX Annual-Naughton 2 -v5.14 | 149 | 6110 | Rate Constraint in lbs/MMBtu | FALSE | L | Annual | Seasons Included | Seasons |  | Winter, Summer | Winter, Summer | Winter, Summer | Winter, Summer | Winter, Summer | Winter, Summer
BART NOX Annual-Naughton 2 -v5.14 | 149 | 6110 | Rate Constraint in lbs/MMBtu | FALSE | L | Annual | Standard | lb/MMBtu | 0 | 0.26 | 0.26 | 0.26 | 0.26 | 0.26 | 0.26
BART NOX Annual-Naughton 2 -v5.14 | 149 | 6110 | Rate Constraint in lbs/MMBtu | FALSE | L | Annual | Emissions at Affected Plants NOX | Thousand Tons | 0 | 0 | 0 | 0 | 0 | 0 | 0
BART NOX Annual-Naughton 2 -v5.14 | 149 | 6110 | Rate Constraint in lbs/MMBtu | FALSE | L | Annual | Allowances Purchased NOX | Thousand Tons | 0 | 0 | 0 | 0 | 0 | 0 | 0
BART NOX Annual-Naughton 2 -v5.14 | 149 | 6110 | Rate Constraint in lbs/MMBtu | FALSE | L | Annual | Allowances Sold NOX | Thousand Tons | 0 | 0 | 0 | 0 | 0 | 0 | 0
BART NOX Annual-Naughton 2 -v5.14 | 149 | 6110 | Rate Constraint in lbs/MMBtu | FALSE | L | Annual | Allowances Banked | Thousand Tons | 0 | 0 | 0 | 0 | 0 | 0 | 0
BART NOX Annual-Naughton 2 -v5.14 | 149 | 6110 | Rate Constraint in lbs/MMBtu | FALSE | L | Annual | Allowances Withdrawn (1:1) | Thousand Tons | 0 | 0 | 0 | 0 | 0 | 0 | 0
BART NOX Annual-Naughton 2 -v5.14 | 149 | 6110 | Rate Constraint in lbs/MMBtu | FALSE | L | Annual | Allowances Withdrawn (n:1) | Thousand Tons | 0 | 0 | 0 | 0 | 0 | 0 | 0
BART NOX Annual-Naughton 2 -v5.14 | 149 | 6110 | Rate Constraint in lbs/MMBtu | FALSE | L | Annual | Net Emissions Allowance Position | Thousand Tons | 0 | 0 | 0 | 0 | 0 | 0 | 0
BART NOX Annual-Naughton 2 -v5.14 | 149 | 6110 | Rate Constraint in lbs/MMBtu | FALSE | L | Annual | Fuel Consumed | TBtu | 0 | 0 | 0 | 0 | 0 | 0 | 0
BART NOX Annual-Naughton 2 -v5.14 | 149 | 6110 | Rate Constraint in lbs/MMBtu | FALSE | L | Annual | Rate | lb/MMBtu | 0 | 0 | 0 | 0 | 0 | 0 | 0
BART NOX Annual-Naughton 2 -v5.14 | 149 | 6110 | Rate Constraint in lbs/MMBtu | FALSE | L | Annual | Generation | TWh | 0 | 0 | 0 | 0 | 0 | 0 | 0
BART NOX Annual-Naughton 2 -v5.14 | 149 | 6110 | Rate Constraint in lbs/MMBtu | FALSE | L | Annual | Qualifying Generation | TWh | 0 | 0 | 0 | 0 | 0 | 0 | 0
BART NOX Annual-Naughton 2 -v5.14 | 149 | 6110 | Rate Constraint in lbs/MMBtu | FALSE | L | Annual | Rate | lb/MWh | 0 | 0 | 0 | 0 | 0 | 0 | 0
BART NOX Annual-Naughton 2 -v5.14 | 149 | 6110 | Rate Constraint in lbs/MMBtu | FALSE | L | Annual | Constraint Shadow Price | US2011$/Ton | 0 | 0 | 0 | 0 | 0 | 0 | 0
BART NOX Annual-Naughton 3 -v5.14 | 150 | 6111 | Rate Constraint in lbs/MMBtu | FALSE | L | Annual | Seasons Included | Seasons |  | Winter, Summer | Winter, Summer | Winter, Summer | Winter, Summer | Winter, Summer | Winter, Summer
BART NOX Annual-Naughton 3 -v5.14 | 150 | 6111 | Rate Constraint in lbs/MMBtu | FALSE | L | Annual | Standard | lb/MMBtu | 0 | 0.07 | 0.07 | 0.07 | 0.07 | 0.07 | 0.07
BART NOX Annual-Naughton 3 -v5.14 | 150 | 6111 | Rate Constraint in lbs/MMBtu | FALSE | L | Annual | Emissions at Affected Plants NOX | Thousand Tons | 0 | 0 | 0 | 0 | 0 | 0 | 0
BART NOX Annual-Naughton 3 -v5.14 | 150 | 6111 | Rate Constraint in lbs/MMBtu | FALSE | L | Annual | Allowances Purchased NOX | Thousand Tons | 0 | 0 | 0 | 0 | 0 | 0 | 0
BART NOX Annual-Naughton 3 -v5.14 | 150 | 6111 | Rate Constraint in lbs/MMBtu | FALSE | L | Annual | Allowances Sold NOX | Thousand Tons | 0 | 0 | 0 | 0 | 0 | 0 | 0
BART NOX Annual-Naughton 3 -v5.14 | 150 | 6111 | Rate Constraint in lbs/MMBtu | FALSE | L | Annual | Allowances Banked | Thousand Tons | 0 | 0 | 0 | 0 | 0 | 0 | 0
BART NOX Annual-Naughton 3 -v5.14 | 150 | 6111 | Rate Constraint in lbs/MMBtu | FALSE | L | Annual | Allowances Withdrawn (1:1) | Thousand Tons | 0 | 0 | 0 | 0 | 0 | 0 | 0
BART NOX Annual-Naughton 3 -v5.14 | 150 | 6111 | Rate Constraint in lbs/MMBtu | FALSE | L | Annual | Allowances Withdrawn (n:1) | Thousand Tons | 0 | 0 | 0 | 0 | 0 | 0 | 0
BART NOX Annual-Naughton 3 -v5.14 | 150 | 6111 | Rate Constraint in lbs/MMBtu | FALSE | L | Annual | Net Emissions Allowance Position | Thousand Tons | 0 | 0 | 0 | 0 | 0 | 0 | 0
BART NOX Annual-Naughton 3 -v5.14 | 150 | 6111 | Rate Constraint in lbs/MMBtu | FALSE | L | Annual | Fuel Consumed | TBtu | 0 | 0 | 0 | 0 | 0 | 0 | 0
BART NOX Annual-Naughton 3 -v5.14 | 150 | 6111 | Rate Constraint in lbs/MMBtu | FALSE | L | Annual | Rate | lb/MMBtu | 0 | 0 | 0 | 0 | 0 | 0 | 0
BART NOX Annual-Naughton 3 -v5.14 | 150 | 6111 | Rate Constraint in lbs/MMBtu | FALSE | L | Annual | Generation | TWh | 0 | 0 | 0 | 0 | 0 | 0 | 0
BART NOX Annual-Naughton 3 -v5.14 | 150 | 6111 | Rate Constraint in lbs/MMBtu | FALSE | L | Annual | Qualifying Generation | TWh | 0 | 0 | 0 | 0 | 0 | 0 | 0
BART NOX Annual-Naughton 3 -v5.14 | 150 | 6111 | Rate Constraint in lbs/MMBtu | FALSE | L | Annual | Rate | lb/MWh | 0 | 0 | 0 | 0 | 0 | 0 | 0
BART NOX Annual-Naughton 3 -v5.14 | 150 | 6111 | Rate Constraint in lbs/MMBtu | FALSE | L | Annual | Constraint Shadow Price | US2011$/Ton | 0 | 124014.2445 | 117004.2572 | 5229.4926 | 2576.7214 | 7337.1186 | 11222.2922
BART NOX Annual-Navajo 2 -v5.14 | 151 | 6112 | Rate Constraint in lbs/MMBtu | FALSE | L | Annual | Seasons Included | Seasons |  |  |  |  | Winter, Summer | Winter, Summer | Winter, Summer
BART NOX Annual-Navajo 2 -v5.14 | 151 | 6112 | Rate Constraint in lbs/MMBtu | FALSE | L | Annual | Standard | lb/MMBtu | 0 | 0 | 0 | 0 | 0.07 | 0.07 | 0.07
BART NOX Annual-Navajo 2 -v5.14 | 151 | 6112 | Rate Constraint in lbs/MMBtu | FALSE | L | Annual | Emissions at Affected Plants NOX | Thousand Tons | 0 | 0 | 0 | 0 | 1.9244 | 1.9244 | 1.9244
BART NOX Annual-Navajo 2 -v5.14 | 151 | 6112 | Rate Constraint in lbs/MMBtu | FALSE | L | Annual | Allowances Purchased NOX | Thousand Tons | 0 | 0 | 0 | 0 | 0 | 0 | 0
BART NOX Annual-Navajo 2 -v5.14 | 151 | 6112 | Rate Constraint in lbs/MMBtu | FALSE | L | Annual | Allowances Sold NOX | Thousand Tons | 0 | 0 | 0 | 0 | 0 | 0 | 0
BART NOX Annual-Navajo 2 -v5.14 | 151 | 6112 | Rate Constraint in lbs/MMBtu | FALSE | L | Annual | Allowances Banked | Thousand Tons | 0 | 0 | 0 | 0 | 0 | 0 | 0
BART NOX Annual-Navajo 2 -v5.14 | 151 | 6112 | Rate Constraint in lbs/MMBtu | FALSE | L | Annual | Allowances Withdrawn (1:1) | Thousand Tons | 0 | 0 | 0 | 0 | 0 | 0 | 0
BART NOX Annual-Navajo 2 -v5.14 | 151 | 6112 | Rate Constraint in lbs/MMBtu | FALSE | L | Annual | Allowances Withdrawn (n:1) | Thousand Tons | 0 | 0 | 0 | 0 | 0 | 0 | 0
BART NOX Annual-Navajo 2 -v5.14 | 151 | 6112 | Rate Constraint in lbs/MMBtu | FALSE | L | Annual | Net Emissions Allowance Position | Thousand Tons | 0 | 0 | 0 | 0 | 1.9244 | 1.9244 | 1.9244
BART NOX Annual-Navajo 2 -v5.14 | 151 | 6112 | Rate Constraint in lbs/MMBtu | FALSE | L | Annual | Fuel Consumed | TBtu | 0 | 0 | 0 | 0 | 54.9841 | 54.9841 | 54.9841
BART NOX Annual-Navajo 2 -v5.14 | 151 | 6112 | Rate Constraint in lbs/MMBtu | FALSE | L | Annual | Rate | lb/MMBtu | 0 | 0 | 0 | 0 | 0.07 | 0.07 | 0.07
BART NOX Annual-Navajo 2 -v5.14 | 151 | 6112 | Rate Constraint in lbs/MMBtu | FALSE | L | Annual | Generation | TWh | 0 | 0 | 0 | 0 | 5.437 | 5.437 | 5.437
BART NOX Annual-Navajo 2 -v5.14 | 151 | 6112 | Rate Constraint in lbs/MMBtu | FALSE | L | Annual | Qualifying Generation | TWh | 0 | 0 | 0 | 0 | 5.437 | 5.437 | 5.437
BART NOX Annual-Navajo 2 -v5.14 | 151 | 6112 | Rate Constraint in lbs/MMBtu | FALSE | L | Annual | Rate | lb/MWh | 0 | 0 | 0 | 0 | 0.35395 | 0.35395 | 0.35395
BART NOX Annual-Navajo 2 -v5.14 | 151 | 6112 | Rate Constraint in lbs/MMBtu | FALSE | L | Annual | Constraint Shadow Price | US2011$/Ton | 0 | 0 | 0 | 0 | 108743.1047 | 87049.9812 | 84534.2476
BART NOX Annual-Navajo 3 -v5.14 | 152 | 6114 | Rate Constraint in lbs/MMBtu | FALSE | L | Annual | Seasons Included | Seasons |  |  |  |  | Winter, Summer | Winter, Summer | Winter, Summer
BART NOX Annual-Navajo 3 -v5.14 | 152 | 6114 | Rate Constraint in lbs/MMBtu | FALSE | L | Annual | Standard | lb/MMBtu | 0 | 0 | 0 | 0 | 0.07 | 0.07 | 0.07
BART NOX Annual-Navajo 3 -v5.14 | 152 | 6114 | Rate Constraint in lbs/MMBtu | FALSE | L | Annual | Emissions at Affected Plants NOX | Thousand Tons | 0 | 0 | 0 | 0 | 1.9229 | 1.9229 | 1.9229
BART NOX Annual-Navajo 3 -v5.14 | 152 | 6114 | Rate Constraint in lbs/MMBtu | FALSE | L | Annual | Allowances Purchased NOX | Thousand Tons | 0 | 0 | 0 | 0 | 0 | 0 | 0
BART NOX Annual-Navajo 3 -v5.14 | 152 | 6114 | Rate Constraint in lbs/MMBtu | FALSE | L | Annual | Allowances Sold NOX | Thousand Tons | 0 | 0 | 0 | 0 | 0 | 0 | 0
BART NOX Annual-Navajo 3 -v5.14 | 152 | 6114 | Rate Constraint in lbs/MMBtu | FALSE | L | Annual | Allowances Banked | Thousand Tons | 0 | 0 | 0 | 0 | 0 | 0 | 0
BART NOX Annual-Navajo 3 -v5.14 | 152 | 6114 | Rate Constraint in lbs/MMBtu | FALSE | L | Annual | Allowances Withdrawn (1:1) | Thousand Tons | 0 | 0 | 0 | 0 | 0 | 0 | 0
BART NOX Annual-Navajo 3 -v5.14 | 152 | 6114 | Rate Constraint in lbs/MMBtu | FALSE | L | Annual | Allowances Withdrawn (n:1) | Thousand Tons | 0 | 0 | 0 | 0 | 0 | 0 | 0
BART NOX Annual-Navajo 3 -v5.14 | 152 | 6114 | Rate Constraint in lbs/MMBtu | FALSE | L | Annual | Net Emissions Allowance Position | Thousand Tons | 0 | 0 | 0 | 0 | 1.9229 | 1.9229 | 1.9229
BART NOX Annual-Navajo 3 -v5.14 | 152 | 6114 | Rate Constraint in lbs/MMBtu | FALSE | L | Annual | Fuel Consumed | TBtu | 0 | 0 | 0 | 0 | 54.9403 | 54.9403 | 54.9403
BART NOX Annual-Navajo 3 -v5.14 | 152 | 6114 | Rate Constraint in lbs/MMBtu | FALSE | L | Annual | Rate | lb/MMBtu | 0 | 0 | 0 | 0 | 0.07 | 0.07 | 0.07
BART NOX Annual-Navajo 3 -v5.14 | 152 | 6114 | Rate Constraint in lbs/MMBtu | FALSE | L | Annual | Generation | TWh | 0 | 0 | 0 | 0 | 5.437 | 5.437 | 5.437
BART NOX Annual-Navajo 3 -v5.14 | 152 | 6114 | Rate Constraint in lbs/MMBtu | FALSE | L | Annual | Qualifying Generation | TWh | 0 | 0 | 0 | 0 | 5.437 | 5.437 | 5.437
BART NOX Annual-Navajo 3 -v5.14 | 152 | 6114 | Rate Constraint in lbs/MMBtu | FALSE | L | Annual | Rate | lb/MWh | 0 | 0 | 0 | 0 | 0.35367 | 0.35367 | 0.35367
BART NOX Annual-Navajo 3 -v5.14 | 152 | 6114 | Rate Constraint in lbs/MMBtu | FALSE | L | Annual | Constraint Shadow Price | US2011$/Ton | 0 | 0 | 0 | 0 | 108743.1047 | 87049.9812 | 84534.2476
BART NOX Annual-Nebraska City 1 -v5.13 | 153 | 5840 | Rate Constraint in lbs/MMBtu | FALSE | L | Annual | Seasons Included | Seasons |  | Winter, Summer | Winter, Summer | Winter, Summer | Winter, Summer | Winter, Summer | Winter, Summer
BART NOX Annual-Nebraska City 1 -v5.13 | 153 | 5840 | Rate Constraint in lbs/MMBtu | FALSE | L | Annual | Standard | lb/MMBtu | 0 | 0.23 | 0.23 | 0.23 | 0.23 | 0.23 | 0.23
BART NOX Annual-Nebraska City 1 -v5.13 | 153 | 5840 | Rate Constraint in lbs/MMBtu | FALSE | L | Annual | Emissions at Affected Plants NOX | Thousand Tons | 0 | 4.8898 | 4.8813 | 4.8898 | 4.8898 | 4.8898 | 4.8898
BART NOX Annual-Nebraska City 1 -v5.13 | 153 | 5840 | Rate Constraint in lbs/MMBtu | FALSE | L | Annual | Allowances Purchased NOX | Thousand Tons | 0 | 0 | 0 | 0 | 0 | 0 | 0
BART NOX Annual-Nebraska City 1 -v5.13 | 153 | 5840 | Rate Constraint in lbs/MMBtu | FALSE | L | Annual | Allowances Sold NOX | Thousand Tons | 0 | 0 | 0 | 0 | 0 | 0 | 0
BART NOX Annual-Nebraska City 1 -v5.13 | 153 | 5840 | Rate Constraint in lbs/MMBtu | FALSE | L | Annual | Allowances Banked | Thousand Tons | 0 | 0 | 0 | 0 | 0 | 0 | 0
BART NOX Annual-Nebraska City 1 -v5.13 | 153 | 5840 | Rate Constraint in lbs/MMBtu | FALSE | L | Annual | Allowances Withdrawn (1:1) | Thousand Tons | 0 | 0 | 0 | 0 | 0 | 0 | 0
BART NOX Annual-Nebraska City 1 -v5.13 | 153 | 5840 | Rate Constraint in lbs/MMBtu | FALSE | L | Annual | Allowances Withdrawn (n:1) | Thousand Tons | 0 | 0 | 0 | 0 | 0 | 0 | 0
BART NOX Annual-Nebraska City 1 -v5.13 | 153 | 5840 | Rate Constraint in lbs/MMBtu | FALSE | L | Annual | Net Emissions Allowance Position | Thousand Tons | 0 | 4.8898 | 4.8813 | 4.8898 | 4.8898 | 4.8898 | 4.8898
BART NOX Annual-Nebraska City 1 -v5.13 | 153 | 5840 | Rate Constraint in lbs/MMBtu | FALSE | L | Annual | Fuel Consumed | TBtu | 0 | 47.374 | 47.2921 | 47.374 | 47.374 | 47.374 | 47.374
BART NOX Annual-Nebraska City 1 -v5.13 | 153 | 5840 | Rate Constraint in lbs/MMBtu | FALSE | L | Annual | Rate | lb/MMBtu | 0 | 0.20643 | 0.20643 | 0.20643 | 0.20643 | 0.20643 | 0.20643
BART NOX Annual-Nebraska City 1 -v5.13 | 153 | 5840 | Rate Constraint in lbs/MMBtu | FALSE | L | Annual | Generation | TWh | 0 | 4.6782 | 4.6701 | 4.6782 | 4.6782 | 4.6782 | 4.6782
BART NOX Annual-Nebraska City 1 -v5.13 | 153 | 5840 | Rate Constraint in lbs/MMBtu | FALSE | L | Annual | Qualifying Generation | TWh | 0 | 4.6782 | 4.6701 | 4.6782 | 4.6782 | 4.6782 | 4.6782
BART NOX Annual-Nebraska City 1 -v5.13 | 153 | 5840 | Rate Constraint in lbs/MMBtu | FALSE | L | Annual | Rate | lb/MWh | 0 | 1.0452 | 1.0452 | 1.0452 | 1.0452 | 1.0452 | 1.0452
BART NOX Annual-Nebraska City 1 -v5.13 | 153 | 5840 | Rate Constraint in lbs/MMBtu | FALSE | L | Annual | Constraint Shadow Price | US2011$/Ton | 0 | 0 | 0 | 0 | 0 | 0 | 0
BART NOX Annual-Nebraska City 1 -v5.14 | 154 | 6091 | Rate Constraint in lbs/MMBtu | FALSE | L | Annual | Seasons Included | Seasons | Winter, Summer | Winter, Summer | Winter, Summer | Winter, Summer | Winter, Summer | Winter, Summer | Winter, Summer
BART NOX Annual-Nebraska City 1 -v5.14 | 154 | 6091 | Rate Constraint in lbs/MMBtu | FALSE | L | Annual | Standard | lb/MMBtu | 0.23 | 0.23 | 0.23 | 0.23 | 0.23 | 0.23 | 0.23
BART NOX Annual-Nebraska City 1 -v5.14 | 154 | 6091 | Rate Constraint in lbs/MMBtu | FALSE | L | Annual | Emissions at Affected Plants NOX | Thousand Tons | 4.8898 | 4.8898 | 4.8813 | 4.8898 | 4.8898 | 4.8898 | 4.8898
BART NOX Annual-Nebraska City 1 -v5.14 | 154 | 6091 | Rate Constraint in lbs/MMBtu | FALSE | L | Annual | Allowances Purchased NOX | Thousand Tons | 0 | 0 | 0 | 0 | 0 | 0 | 0
BART NOX Annual-Nebraska City 1 -v5.14 | 154 | 6091 | Rate Constraint in lbs/MMBtu | FALSE | L | Annual | Allowances Sold NOX | Thousand Tons | 0 | 0 | 0 | 0 | 0 | 0 | 0
BART NOX Annual-Nebraska City 1 -v5.14 | 154 | 6091 | Rate Constraint in lbs/MMBtu | FALSE | L | Annual | Allowances Banked | Thousand Tons | 0 | 0 | 0 | 0 | 0 | 0 | 0
BART NOX Annual-Nebraska City 1 -v5.14 | 154 | 6091 | Rate Constraint in lbs/MMBtu | FALSE | L | Annual | Allowances Withdrawn (1:1) | Thousand Tons | 0 | 0 | 0 | 0 | 0 | 0 | 0
BART NOX Annual-Nebraska City 1 -v5.14 | 154 | 6091 | Rate Constraint in lbs/MMBtu | FALSE | L | Annual | Allowances Withdrawn (n:1) | Thousand Tons | 0 | 0 | 0 | 0 | 0 | 0 | 0
BART NOX Annual-Nebraska City 1 -v5.14 | 154 | 6091 | Rate Constraint in lbs/MMBtu | FALSE | L | Annual | Net Emissions Allowance Position | Thousand Tons | 4.8898 | 4.8898 | 4.8813 | 4.8898 | 4.8898 | 4.8898 | 4.8898
BART NOX Annual-Nebraska City 1 -v5.14 | 154 | 6091 | Rate Constraint in lbs/MMBtu | FALSE | L | Annual | Fuel Consumed | TBtu | 47.374 | 47.374 | 47.2921 | 47.374 | 47.374 | 47.374 | 47.374
BART NOX Annual-Nebraska City 1 -v5.14 | 154 | 6091 | Rate Constraint in lbs/MMBtu | FALSE | L | Annual | Rate | lb/MMBtu | 0.20643 | 0.20643 | 0.20643 | 0.20643 | 0.20643 | 0.20643 | 0.20643
BART NOX Annual-Nebraska City 1 -v5.14 | 154 | 6091 | Rate Constraint in lbs/MMBtu | FALSE | L | Annual | Generation | TWh | 4.6782 | 4.6782 | 4.6701 | 4.6782 | 4.6782 | 4.6782 | 4.6782
BART NOX Annual-Nebraska City 1 -v5.14 | 154 | 6091 | Rate Constraint in lbs/MMBtu | FALSE | L | Annual | Qualifying Generation | TWh | 4.6782 | 4.6782 | 4.6701 | 4.6782 | 4.6782 | 4.6782 | 4.6782
BART NOX Annual-Nebraska City 1 -v5.14 | 154 | 6091 | Rate Constraint in lbs/MMBtu | FALSE | L | Annual | Rate | lb/MWh | 1.0452 | 1.0452 | 1.0452 | 1.0452 | 1.0452 | 1.0452 | 1.0452
BART NOX Annual-Nebraska City 1 -v5.14 | 154 | 6091 | Rate Constraint in lbs/MMBtu | FALSE | L | Annual | Constraint Shadow Price | US2011$/Ton | 0 | 0 | 0 | 0 | 0 | 0 | 0
BART NOX Annual-Northeastern 3313 -v5.13 | 155 | 5862 | Rate Constraint in lbs/MMBtu | FALSE | L | Annual | Seasons Included | Seasons |  | Winter, Summer | Winter, Summer | Winter, Summer | Winter, Summer | Winter, Summer | Winter, Summer
BART NOX Annual-Northeastern 3313 -v5.13 | 155 | 5862 | Rate Constraint in lbs/MMBtu | FALSE | L | Annual | Standard | lb/MMBtu | 0 | 0.23 | 0.23 | 0.23 | 0.23 | 0.23 | 0.23
BART NOX Annual-Northeastern 3313 -v5.13 | 155 | 5862 | Rate Constraint in lbs/MMBtu | FALSE | L | Annual | Emissions at Affected Plants NOX | Thousand Tons | 0 | 3.908 | 3.908 | 3.908 | 0 | 0 | 0
BART NOX Annual-Northeastern 3313 -v5.13 | 155 | 5862 | Rate Constraint in lbs/MMBtu | FALSE | L | Annual | Allowances Purchased NOX | Thousand Tons | 0 | 0 | 0 | 0 | 0 | 0 | 0
BART NOX Annual-Northeastern 3313 -v5.13 | 155 | 5862 | Rate Constraint in lbs/MMBtu | FALSE | L | Annual | Allowances Sold NOX | Thousand Tons | 0 | 0 | 0 | 0 | 0 | 0 | 0
BART NOX Annual-Northeastern 3313 -v5.13 | 155 | 5862 | Rate Constraint in lbs/MMBtu | FALSE | L | Annual | Allowances Banked | Thousand Tons | 0 | 0 | 0 | 0 | 0 | 0 | 0
BART NOX Annual-Northeastern 3313 -v5.13 | 155 | 5862 | Rate Constraint in lbs/MMBtu | FALSE | L | Annual | Allowances Withdrawn (1:1) | Thousand Tons | 0 | 0 | 0 | 0 | 0 | 0 | 0
BART NOX Annual-Northeastern 3313 -v5.13 | 155 | 5862 | Rate Constraint in lbs/MMBtu | FALSE | L | Annual | Allowances Withdrawn (n:1) | Thousand Tons | 0 | 0 | 0 | 0 | 0 | 0 | 0
BART NOX Annual-Northeastern 3313 -v5.13 | 155 | 5862 | Rate Constraint in lbs/MMBtu | FALSE | L | Annual | Net Emissions Allowance Position | Thousand Tons | 0 | 3.908 | 3.908 | 3.908 | 0 | 0 | 0
BART NOX Annual-Northeastern 3313 -v5.13 | 155 | 5862 | Rate Constraint in lbs/MMBtu | FALSE | L | Annual | Fuel Consumed | TBtu | 0 | 33.9826 | 33.9826 | 33.9826 | 0 | 0 | 0
BART NOX Annual-Northeastern 3313 -v5.13 | 155 | 5862 | Rate Constraint in lbs/MMBtu | FALSE | L | Annual | Rate | lb/MMBtu | 0 | 0.23 | 0.23 | 0.23 | 0 | 0 | 0
BART NOX Annual-Northeastern 3313 -v5.13 | 155 | 5862 | Rate Constraint in lbs/MMBtu | FALSE | L | Annual | Generation | TWh | 0 | 3.299 | 3.299 | 3.299 | 0 | 0 | 0
BART NOX Annual-Northeastern 3313 -v5.13 | 155 | 5862 | Rate Constraint in lbs/MMBtu | FALSE | L | Annual | Qualifying Generation | TWh | 0 | 3.299 | 3.299 | 3.299 | 0 | 0 | 0
BART NOX Annual-Northeastern 3313 -v5.13 | 155 | 5862 | Rate Constraint in lbs/MMBtu | FALSE | L | Annual | Rate | lb/MWh | 0 | 1.1846 | 1.1846 | 1.1846 | 0 | 0 | 0
BART NOX Annual-Northeastern 3313 -v5.13 | 155 | 5862 | Rate Constraint in lbs/MMBtu | FALSE | L | Annual | Constraint Shadow Price | US2011$/Ton | 0 | 1268.9785 | 16993.8989 | 0 | 0 | 893.6644 | 11190.6054
BART NOX Annual-Northeastern 3314 -v5.13 | 156 | 5863 | Rate Constraint in lbs/MMBtu | FALSE | L | Annual | Seasons Included | Seasons |  | Winter, Summer | Winter, Summer | Winter, Summer | Winter, Summer | Winter, Summer | Winter, Summer
BART NOX Annual-Northeastern 3314 -v5.13 | 156 | 5863 | Rate Constraint in lbs/MMBtu | FALSE | L | Annual | Standard | lb/MMBtu | 0 | 0.15 | 0.15 | 0.15 | 0.15 | 0.15 | 0.15
BART NOX Annual-Northeastern 3314 -v5.13 | 156 | 5863 | Rate Constraint in lbs/MMBtu | FALSE | L | Annual | Emissions at Affected Plants NOX | Thousand Tons | 0 | 0 | 0 | 0 | 0 | 0 | 0
BART NOX Annual-Northeastern 3314 -v5.13 | 156 | 5863 | Rate Constraint in lbs/MMBtu | FALSE | L | Annual | Allowances Purchased NOX | Thousand Tons | 0 | 0 | 0 | 0 | 0 | 0 | 0
BART NOX Annual-Northeastern 3314 -v5.13 | 156 | 5863 | Rate Constraint in lbs/MMBtu | FALSE | L | Annual | Allowances Sold NOX | Thousand Tons | 0 | 0 | 0 | 0 | 0 | 0 | 0
BART NOX Annual-Northeastern 3314 -v5.13 | 156 | 5863 | Rate Constraint in lbs/MMBtu | FALSE | L | Annual | Allowances Banked | Thousand Tons | 0 | 0 | 0 | 0 | 0 | 0 | 0
BART NOX Annual-Northeastern 3314 -v5.13 | 156 | 5863 | Rate Constraint in lbs/MMBtu | FALSE | L | Annual | Allowances Withdrawn (1:1) | Thousand Tons | 0 | 0 | 0 | 0 | 0 | 0 | 0
BART NOX Annual-Northeastern 3314 -v5.13 | 156 | 5863 | Rate Constraint in lbs/MMBtu | FALSE | L | Annual | Allowances Withdrawn (n:1) | Thousand Tons | 0 | 0 | 0 | 0 | 0 | 0 | 0
BART NOX Annual-Northeastern 3314 -v5.13 | 156 | 5863 | Rate Constraint in lbs/MMBtu | FALSE | L | Annual | Net Emissions Allowance Position | Thousand Tons | 0 | 0 | 0 | 0 | 0 | 0 | 0
BART NOX Annual-Northeastern 3314 -v5.13 | 156 | 5863 | Rate Constraint in lbs/MMBtu | FALSE | L | Annual | Fuel Consumed | TBtu | 0 | 0 | 0 | 0 | 0 | 0 | 0
BART NOX Annual-Northeastern 3314 -v5.13 | 156 | 5863 | Rate Constraint in lbs/MMBtu | FALSE | L | Annual | Rate | lb/MMBtu | 0 | 0 | 0 | 0 | 0 | 0 | 0
BART NOX Annual-Northeastern 3314 -v5.13 | 156 | 5863 | Rate Constraint in lbs/MMBtu | FALSE | L | Annual | Generation | TWh | 0 | 0 | 0 | 0 | 0 | 0 | 0
BART NOX Annual-Northeastern 3314 -v5.13 | 156 | 5863 | Rate Constraint in lbs/MMBtu | FALSE | L | Annual | Qualifying Generation | TWh | 0 | 0 | 0 | 0 | 0 | 0 | 0
BART NOX Annual-Northeastern 3314 -v5.13 | 156 | 5863 | Rate Constraint in lbs/MMBtu | FALSE | L | Annual | Rate | lb/MWh | 0 | 0 | 0 | 0 | 0 | 0 | 0
BART NOX Annual-Northeastern 3314 -v5.13 | 156 | 5863 | Rate Constraint in lbs/MMBtu | FALSE | L | Annual | Constraint Shadow Price | US2011$/Ton | 0 | 0 | 0 | 0 | 3554.937 | 1023.652 | 0
BART NOX Annual-Pawnee 1 -v5.13 | 157 | 5829 | Rate Constraint in lbs/MMBtu | FALSE | L | Annual | Seasons Included | Seasons |  | Winter, Summer | Winter, Summer | Winter, Summer | Winter, Summer | Winter, Summer | Winter, Summer
BART NOX Annual-Pawnee 1 -v5.13 | 157 | 5829 | Rate Constraint in lbs/MMBtu | FALSE | L | Annual | Standard | lb/MMBtu | 0 | 0.07 | 0.07 | 0.07 | 0.07 | 0.07 | 0.07
BART NOX Annual-Pawnee 1 -v5.13 | 157 | 5829 | Rate Constraint in lbs/MMBtu | FALSE | L | Annual | Emissions at Affected Plants NOX | Thousand Tons | 0 | 1.3215 | 1.3215 | 1.3215 | 1.3215 | 1.3215 | 1.3215
BART NOX Annual-Pawnee 1 -v5.13 | 157 | 5829 | Rate Constraint in lbs/MMBtu | FALSE | L | Annual | Allowances Purchased NOX | Thousand Tons | 0 | 0 | 0 | 0 | 0 | 0 | 0
BART NOX Annual-Pawnee 1 -v5.13 | 157 | 5829 | Rate Constraint in lbs/MMBtu | FALSE | L | Annual | Allowances Sold NOX | Thousand Tons | 0 | 0 | 0 | 0 | 0 | 0 | 0
BART NOX Annual-Pawnee 1 -v5.13 | 157 | 5829 | Rate Constraint in lbs/MMBtu | FALSE | L | Annual | Allowances Banked | Thousand Tons | 0 | 0 | 0 | 0 | 0 | 0 | 0
BART NOX Annual-Pawnee 1 -v5.13 | 157 | 5829 | Rate Constraint in lbs/MMBtu | FALSE | L | Annual | Allowances Withdrawn (1:1) | Thousand Tons | 0 | 0 | 0 | 0 | 0 | 0 | 0
BART NOX Annual-Pawnee 1 -v5.13 | 157 | 5829 | Rate Constraint in lbs/MMBtu | FALSE | L | Annual | Allowances Withdrawn (n:1) | Thousand Tons | 0 | 0 | 0 | 0 | 0 | 0 | 0
BART NOX Annual-Pawnee 1 -v5.13 | 157 | 5829 | Rate Constraint in lbs/MMBtu | FALSE | L | Annual | Net Emissions Allowance Position | Thousand Tons | 0 | 1.3215 | 1.3215 | 1.3215 | 1.3215 | 1.3215 | 1.3215
BART NOX Annual-Pawnee 1 -v5.13 | 157 | 5829 | Rate Constraint in lbs/MMBtu | FALSE | L | Annual | Fuel Consumed | TBtu | 0 | 37.7562 | 37.7562 | 37.7562 | 37.7562 | 37.7562 | 37.7562
BART NOX Annual-Pawnee 1 -v5.13 | 157 | 5829 | Rate Constraint in lbs/MMBtu | FALSE | L | Annual | Rate | lb/MMBtu | 0 | 0.07 | 0.07 | 0.07 | 0.07 | 0.07 | 0.07
BART NOX Annual-Pawnee 1 -v5.13 | 157 | 5829 | Rate Constraint in lbs/MMBtu | FALSE | L | Annual | Generation | TWh | 0 | 3.6231 | 3.6231 | 3.6231 | 3.6231 | 3.6231 | 3.6231
BART NOX Annual-Pawnee 1 -v5.13 | 157 | 5829 | Rate Constraint in lbs/MMBtu | FALSE | L | Annual | Qualifying Generation | TWh | 0 | 3.6231 | 3.6231 | 3.6231 | 3.6231 | 3.6231 | 3.6231
BART NOX Annual-Pawnee 1 -v5.13 | 157 | 5829 | Rate Constraint in lbs/MMBtu | FALSE | L | Annual | Rate | lb/MWh | 0 | 0.36474 | 0.36474 | 0.36474 | 0.36474 | 0.36474 | 0.36474
BART NOX Annual-Pawnee 1 -v5.13 | 157 | 5829 | Rate Constraint in lbs/MMBtu | FALSE | L | Annual | Constraint Shadow Price | US2011$/Ton | 0 | 0 | 0 | 0 | 0 | 0 | 0
BART NOX Annual-Ray D Nixon 1 -v5.13 | 158 | 5830 | Rate Constraint in lbs/MMBtu | FALSE | L | Annual | Seasons Included | Seasons |  | Winter, Summer | Winter, Summer | Winter, Summer | Winter, Summer | Winter, Summer | Winter, Summer
BART NOX Annual-Ray D Nixon 1 -v5.13 | 158 | 5830 | Rate Constraint in lbs/MMBtu | FALSE | L | Annual | Standard | lb/MMBtu | 0 | 0.21 | 0.21 | 0.21 | 0.21 | 0.21 | 0.21
BART NOX Annual-Ray D Nixon 1 -v5.13 | 158 | 5830 | Rate Constraint in lbs/MMBtu | FALSE | L | Annual | Emissions at Affected Plants NOX | Thousand Tons | 0 | 1.3854 | 1.3854 | 1.3854 | 1.3854 | 1.3854 | 1.3854
BART NOX Annual-Ray D Nixon 1 -v5.13 | 158 | 5830 | Rate Constraint in lbs/MMBtu | FALSE | L | Annual | Allowances Purchased NOX | Thousand Tons | 0 | 0 | 0 | 0 | 0 | 0 | 0
BART NOX Annual-Ray D Nixon 1 -v5.13 | 158 | 5830 | Rate Constraint in lbs/MMBtu | FALSE | L | Annual | Allowances Sold NOX | Thousand Tons | 0 | 0 | 0 | 0 | 0 | 0 | 0
BART NOX Annual-Ray D Nixon 1 -v5.13 | 158 | 5830 | Rate Constraint in lbs/MMBtu | FALSE | L | Annual | Allowances Banked | Thousand Tons | 0 | 0 | 0 | 0 | 0 | 0 | 0
BART NOX Annual-Ray D Nixon 1 -v5.13 | 158 | 5830 | Rate Constraint in lbs/MMBtu | FALSE | L | Annual | Allowances Withdrawn (1:1) | Thousand Tons | 0 | 0 | 0 | 0 | 0 | 0 | 0
BART NOX Annual-Ray D Nixon 1 -v5.13 | 158 | 5830 | Rate Constraint in lbs/MMBtu | FALSE | L | Annual | Allowances Withdrawn (n:1) | Thousand Tons | 0 | 0 | 0 | 0 | 0 | 0 | 0
BART NOX Annual-Ray D Nixon 1 -v5.13 | 158 | 5830 | Rate Constraint in lbs/MMBtu | FALSE | L | Annual | Net Emissions Allowance Position | Thousand Tons | 0 | 1.3854 | 1.3854 | 1.3854 | 1.3854 | 1.3854 | 1.3854
BART NOX Annual-Ray D Nixon 1 -v5.13 | 158 | 5830 | Rate Constraint in lbs/MMBtu | FALSE | L | Annual | Fuel Consumed | TBtu | 0 | 15.8978 | 15.8978 | 15.8978 | 15.8978 | 15.8978 | 15.8978
BART NOX Annual-Ray D Nixon 1 -v5.13 | 158 | 5830 | Rate Constraint in lbs/MMBtu | FALSE | L | Annual | Rate | lb/MMBtu | 0 | 0.17429 | 0.17429 | 0.17429 | 0.17429 | 0.17429 | 0.17429
BART NOX Annual-Ray D Nixon 1 -v5.13 | 158 | 5830 | Rate Constraint in lbs/MMBtu | FALSE | L | Annual | Generation | TWh | 0 | 1.4894 | 1.4894 | 1.4894 | 1.4894 | 1.4894 | 1.4894
BART NOX Annual-Ray D Nixon 1 -v5.13 | 158 | 5830 | Rate Constraint in lbs/MMBtu | FALSE | L | Annual | Qualifying Generation | TWh | 0 | 1.4894 | 1.4894 | 1.4894 | 1.4894 | 1.4894 | 1.4894
BART NOX Annual-Ray D Nixon 1 -v5.13 | 158 | 5830 | Rate Constraint in lbs/MMBtu | FALSE | L | Annual | Rate | lb/MWh | 0 | 0.93019 | 0.93019 | 0.93019 | 0.93019 | 0.93019 | 0.93019
BART NOX Annual-Ray D Nixon 1 -v5.13 | 158 | 5830 | Rate Constraint in lbs/MMBtu | FALSE | L | Annual | Constraint Shadow Price | US2011$/Ton | 0 | 0 | 0 | 0 | 0 | 0 | 0
BART NOX Annual-San Juan 1 -v5.14 | 159 | 6237 | Rate Constraint in lbs/MMBtu | FALSE | L | Annual | Seasons Included | Seasons |  | Winter, Summer | Winter, Summer | Winter, Summer | Winter, Summer | Winter, Summer | Winter, Summer
BART NOX Annual-San Juan 1 -v5.14 | 159 | 6237 | Rate Constraint in lbs/MMBtu | FALSE | L | Annual | Standard | lb/MMBtu | 0 | 0.23 | 0.23 | 0.23 | 0.23 | 0.23 | 0.23
BART NOX Annual-San Juan 1 -v5.14 | 159 | 6237 | Rate Constraint in lbs/MMBtu | FALSE | L | Annual | Emissions at Affected Plants NOX | Thousand Tons | 0 | 2.6433 | 2.6433 | 2.6433 | 2.6433 | 2.5173 | 2.4975
BART NOX Annual-San Juan 1 -v5.14 | 159 | 6237 | Rate Constraint in lbs/MMBtu | FALSE | L | Annual | Allowances Purchased NOX | Thousand Tons | 0 | 0 | 0 | 0 | 0 | 0 | 0
BART NOX Annual-San Juan 1 -v5.14 | 159 | 6237 | Rate Constraint in lbs/MMBtu | FALSE | L | Annual | Allowances Sold NOX | Thousand Tons | 0 | 0 | 0 | 0 | 0 | 0 | 0
BART NOX Annual-San Juan 1 -v5.14 | 159 | 6237 | Rate Constraint in lbs/MMBtu | FALSE | L | Annual | Allowances Banked | Thousand Tons | 0 | 0 | 0 | 0 | 0 | 0 | 0
BART NOX Annual-San Juan 1 -v5.14 | 159 | 6237 | Rate Constraint in lbs/MMBtu | FALSE | L | Annual | Allowances Withdrawn (1:1) | Thousand Tons | 0 | 0 | 0 | 0 | 0 | 0 | 0
BART NOX Annual-San Juan 1 -v5.14 | 159 | 6237 | Rate Constraint in lbs/MMBtu | FALSE | L | Annual | Allowances Withdrawn (n:1) | Thousand Tons | 0 | 0 | 0 | 0 | 0 | 0 | 0
BART NOX Annual-San Juan 1 -v5.14 | 159 | 6237 | Rate Constraint in lbs/MMBtu | FALSE | L | Annual | Net Emissions Allowance Position | Thousand Tons | 0 | 2.6433 | 2.6433 | 2.6433 | 2.6433 | 2.5173 | 2.4975
BART NOX Annual-San Juan 1 -v5.14 | 159 | 6237 | Rate Constraint in lbs/MMBtu | FALSE | L | Annual | Fuel Consumed | TBtu | 0 | 24.9251 | 24.9251 | 24.9253 | 24.9681 | 23.7781 | 23.591
BART NOX Annual-San Juan 1 -v5.14 | 159 | 6237 | Rate Constraint in lbs/MMBtu | FALSE | L | Annual | Rate | lb/MMBtu | 0 | 0.2121 | 0.2121 | 0.2121 | 0.21173 | 0.21173 | 0.21173
BART NOX Annual-San Juan 1 -v5.14 | 159 | 6237 | Rate Constraint in lbs/MMBtu | FALSE | L | Annual | Generation | TWh | 0 | 2.3811 | 2.3811 | 2.3811 | 2.3811 | 2.2676 | 2.2497
BART NOX Annual-San Juan 1 -v5.14 | 159 | 6237 | Rate Constraint in lbs/MMBtu | FALSE | L | Annual | Qualifying Generation | TWh | 0 | 2.3811 | 2.3811 | 2.3811 | 2.3811 | 2.2676 | 2.2497
BART NOX Annual-San Juan 1 -v5.14 | 159 | 6237 | Rate Constraint in lbs/MMBtu | FALSE | L | Annual | Rate | lb/MWh | 0 | 1.1101 | 1.1101 | 1.1101 | 1.1101 | 1.1101 | 1.1101
BART NOX Annual-San Juan 1 -v5.14 | 159 | 6237 | Rate Constraint in lbs/MMBtu | FALSE | L | Annual | Constraint Shadow Price | US2011$/Ton | 0 | 0 | 0 | 0 | 0 | 0 | 0
BART NOX Annual-San Juan 4 -v5.14 | 160 | 6238 | Rate Constraint in lbs/MMBtu | FALSE | L | Annual | Seasons Included | Seasons |  | Winter, Summer | Winter, Summer | Winter, Summer | Winter, Summer | Winter, Summer | Winter, Summer
BART NOX Annual-San Juan 4 -v5.14 | 160 | 6238 | Rate Constraint in lbs/MMBtu | FALSE | L | Annual | Standard | lb/MMBtu | 0 | 0.23 | 0.23 | 0.23 | 0.23 | 0.23 | 0.23
BART NOX Annual-San Juan 4 -v5.14 | 160 | 6238 | Rate Constraint in lbs/MMBtu | FALSE | L | Annual | Emissions at Affected Plants NOX | Thousand Tons | 0 | 3.3661 | 3.3661 | 3.3661 | 3.1791 | 3.1791 | 2.7712
BART NOX Annual-San Juan 4 -v5.14 | 160 | 6238 | Rate Constraint in lbs/MMBtu | FALSE | L | Annual | Allowances Purchased NOX | Thousand Tons | 0 | 0 | 0 | 0 | 0 | 0 | 0
BART NOX Annual-San Juan 4 -v5.14 | 160 | 6238 | Rate Constraint in lbs/MMBtu | FALSE | L | Annual | Allowances Sold NOX | Thousand Tons | 0 | 0 | 0 | 0 | 0 | 0 | 0
BART NOX Annual-San Juan 4 -v5.14 | 160 | 6238 | Rate Constraint in lbs/MMBtu | FALSE | L | Annual | Allowances Banked | Thousand Tons | 0 | 0 | 0 | 0 | 0 | 0 | 0
BART NOX Annual-San Juan 4 -v5.14 | 160 | 6238 | Rate Constraint in lbs/MMBtu | FALSE | L | Annual | Allowances Withdrawn (1:1) | Thousand Tons | 0 | 0 | 0 | 0 | 0 | 0 | 0
BART NOX Annual-San Juan 4 -v5.14 | 160 | 6238 | Rate Constraint in lbs/MMBtu | FALSE | L | Annual | Allowances Withdrawn (n:1) | Thousand Tons | 0 | 0 | 0 | 0 | 0 | 0 | 0
BART NOX Annual-San Juan 4 -v5.14 | 160 | 6238 | Rate Constraint in lbs/MMBtu | FALSE | L | Annual | Net Emissions Allowance Position | Thousand Tons | 0 | 3.3661 | 3.3661 | 3.3661 | 3.1791 | 3.1791 | 2.7712
BART NOX Annual-San Juan 4 -v5.14 | 160 | 6238 | Rate Constraint in lbs/MMBtu | FALSE | L | Annual | Fuel Consumed | TBtu | 0 | 32.3353 | 32.3353 | 32.3353 | 30.5918 | 30.5918 | 26.666
BART NOX Annual-San Juan 4 -v5.14 | 160 | 6238 | Rate Constraint in lbs/MMBtu | FALSE | L | Annual | Rate | lb/MMBtu | 0 | 0.2082 | 0.2082 | 0.2082 | 0.20784 | 0.20784 | 0.20784
BART NOX Annual-San Juan 4 -v5.14 | 160 | 6238 | Rate Constraint in lbs/MMBtu | FALSE | L | Annual | Generation | TWh | 0 | 2.999 | 2.999 | 2.999 | 2.8324 | 2.8324 | 2.4689
BART NOX Annual-San Juan 4 -v5.14 | 160 | 6238 | Rate Constraint in lbs/MMBtu | FALSE | L | Annual | Qualifying Generation | TWh | 0 | 2.999 | 2.999 | 2.999 | 2.8324 | 2.8324 | 2.4689
BART NOX Annual-San Juan 4 -v5.14 | 160 | 6238 | Rate Constraint in lbs/MMBtu | FALSE | L | Annual | Rate | lb/MWh | 0 | 1.1224 | 1.1224 | 1.1224 | 1.1224 | 1.1224 | 1.1224
BART NOX Annual-San Juan 4 -v5.14 | 160 | 6238 | Rate Constraint in lbs/MMBtu | FALSE | L | Annual | Constraint Shadow Price | US2011$/Ton | 0 | 0 | 0 | 0 | 0 | 0 | 0
BART NOX Annual-Sooner 1 -v5.13 | 161 | 5864 | Rate Constraint in lbs/MMBtu | FALSE | L | Annual | Seasons Included | Seasons |  | Winter, Summer | Winter, Summer | Winter, Summer | Winter, Summer | Winter, Summer | Winter, Summer
BART NOX Annual-Sooner 1 -v5.13 | 161 | 5864 | Rate Constraint in lbs/MMBtu | FALSE | L | Annual | Standard | lb/MMBtu | 0 | 0.15 | 0.15 | 0.15 | 0.15 | 0.15 | 0.15
BART NOX Annual-Sooner 1 -v5.13 | 161 | 5864 | Rate Constraint in lbs/MMBtu | FALSE | L | Annual | Emissions at Affected Plants NOX | Thousand Tons | 0 | 2.7503 | 2.7454 | 2.7503 | 2.7503 | 2.7503 | 2.7503
BART NOX Annual-Sooner 1 -v5.13 | 161 | 5864 | Rate Constraint in lbs/MMBtu | FALSE | L | Annual | Allowances Purchased NOX | Thousand Tons | 0 | 0 | 0 | 0 | 0 | 0 | 0
BART NOX Annual-Sooner 1 -v5.13 | 161 | 5864 | Rate Constraint in lbs/MMBtu | FALSE | L | Annual | Allowances Sold NOX | Thousand Tons | 0 | 0 | 0 | 0 | 0 | 0 | 0
BART NOX Annual-Sooner 1 -v5.13 | 161 | 5864 | Rate Constraint in lbs/MMBtu | FALSE | L | Annual | Allowances Banked | Thousand Tons | 0 | 0 | 0 | 0 | 0 | 0 | 0
BART NOX Annual-Sooner 1 -v5.13 | 161 | 5864 | Rate Constraint in lbs/MMBtu | FALSE | L | Annual | Allowances Withdrawn (1:1) | Thousand Tons | 0 | 0 | 0 | 0 | 0 | 0 | 0
BART NOX Annual-Sooner 1 -v5.13 | 161 | 5864 | Rate Constraint in lbs/MMBtu | FALSE | L | Annual | Allowances Withdrawn (n:1) | Thousand Tons | 0 | 0 | 0 | 0 | 0 | 0 | 0
BART NOX Annual-Sooner 1 -v5.13 | 161 | 5864 | Rate Constraint in lbs/MMBtu | FALSE | L | Annual | Net Emissions Allowance Position | Thousand Tons | 0 | 2.7503 | 2.7454 | 2.7503 | 2.7503 | 2.7503 | 2.7503
BART NOX Annual-Sooner 1 -v5.13 | 161 | 5864 | Rate Constraint in lbs/MMBtu | FALSE | L | Annual | Fuel Consumed | TBtu | 0 | 38.4543 | 38.3867 | 38.4543 | 38.4543 | 38.4553 | 38.5349
BART NOX Annual-Sooner 1 -v5.13 | 161 | 5864 | Rate Constraint in lbs/MMBtu | FALSE | L | Annual | Rate | lb/MMBtu | 0 | 0.14304 | 0.14304 | 0.14304 | 0.14304 | 0.14304 | 0.14274
BART NOX Annual-Sooner 1 -v5.13 | 161 | 5864 | Rate Constraint in lbs/MMBtu | FALSE | L | Annual | Generation | TWh | 0 | 3.6895 | 3.683 | 3.6895 | 3.6895 | 3.6895 | 3.6895
BART NOX Annual-Sooner 1 -v5.13 | 161 | 5864 | Rate Constraint in lbs/MMBtu | FALSE | L | Annual | Qualifying Generation | TWh | 0 | 3.6895 | 3.683 | 3.6895 | 3.6895 | 3.6895 | 3.6895
BART NOX Annual-Sooner 1 -v5.13 | 161 | 5864 | Rate Constraint in lbs/MMBtu | FALSE | L | Annual | Rate | lb/MWh | 0 | 0.74543 | 0.74543 | 0.74543 | 0.74543 | 0.74543 | 0.74543
BART NOX Annual-Sooner 1 -v5.13 | 161 | 5864 | Rate Constraint in lbs/MMBtu | FALSE | L | Annual | Constraint Shadow Price | US2011$/Ton | 0 | 0 | 0 | 0 | 0 | 0 | 0
BART NOX Annual-Sooner 2 -v5.13 | 162 | 5865 | Rate Constraint in lbs/MMBtu | FALSE | L | Annual | Seasons Included | Seasons |  | Winter, Summer | Winter, Summer | Winter, Summer | Winter, Summer | Winter, Summer | Winter, Summer
BART NOX Annual-Sooner 2 -v5.13 | 162 | 5865 | Rate Constraint in lbs/MMBtu | FALSE | L | Annual | Standard | lb/MMBtu | 0 | 0.15 | 0.15 | 0.15 | 0.15 | 0.15 | 0.15
BART NOX Annual-Sooner 2 -v5.13 | 162 | 5865 | Rate Constraint in lbs/MMBtu | FALSE | L | Annual | Emissions at Affected Plants NOX | Thousand Tons | 0 | 2.7609 | 2.7561 | 2.7609 | 2.7609 | 2.7609 | 2.7609
BART NOX Annual-Sooner 2 -v5.13 | 162 | 5865 | Rate Constraint in lbs/MMBtu | FALSE | L | Annual | Allowances Purchased NOX | Thousand Tons | 0 | 0 | 0 | 0 | 0 | 0 | 0
BART NOX Annual-Sooner 2 -v5.13 | 162 | 5865 | Rate Constraint in lbs/MMBtu | FALSE | L | Annual | Allowances Sold NOX | Thousand Tons | 0 | 0 | 0 | 0 | 0 | 0 | 0
BART NOX Annual-Sooner 2 -v5.13 | 162 | 5865 | Rate Constraint in lbs/MMBtu | FALSE | L | Annual | Allowances Banked | Thousand Tons | 0 | 0 | 0 | 0 | 0 | 0 | 0
BART NOX Annual-Sooner 2 -v5.13 | 162 | 5865 | Rate Constraint in lbs/MMBtu | FALSE | L | Annual | Allowances Withdrawn (1:1) | Thousand Tons | 0 | 0 | 0 | 0 | 0 | 0 | 0
BART NOX Annual-Sooner 2 -v5.13 | 162 | 5865 | Rate Constraint in lbs/MMBtu | FALSE | L | Annual | Allowances Withdrawn (n:1) | Thousand Tons | 0 | 0 | 0 | 0 | 0 | 0 | 0
BART NOX Annual-Sooner 2 -v5.13 | 162 | 5865 | Rate Constraint in lbs/MMBtu | FALSE | L | Annual | Net Emissions Allowance Position | Thousand Tons | 0 | 2.7609 | 2.7561 | 2.7609 | 2.7609 | 2.7609 | 2.7609
BART NOX Annual-Sooner 2 -v5.13 | 162 | 5865 | Rate Constraint in lbs/MMBtu | FALSE | L | Annual | Fuel Consumed | TBtu | 0 | 38.6542 | 38.5863 | 38.6542 | 38.6542 | 38.6542 | 38.6542
BART NOX Annual-Sooner 2 -v5.13 | 162 | 5865 | Rate Constraint in lbs/MMBtu | FALSE | L | Annual | Rate | lb/MMBtu | 0 | 0.14285 | 0.14285 | 0.14285 | 0.14285 | 0.14285 | 0.14285
BART NOX Annual-Sooner 2 -v5.13 | 162 | 5865 | Rate Constraint in lbs/MMBtu | FALSE | L | Annual | Generation | TWh | 0 | 3.7064 | 3.6998 | 3.7064 | 3.7064 | 3.7064 | 3.7064
BART NOX Annual-Sooner 2 -v5.13 | 162 | 5865 | Rate Constraint in lbs/MMBtu | FALSE | L | Annual | Qualifying Generation | TWh | 0 | 3.7064 | 3.6998 | 3.7064 | 3.7064 | 3.7064 | 3.7064
BART NOX Annual-Sooner 2 -v5.13 | 162 | 5865 | Rate Constraint in lbs/MMBtu | FALSE | L | Annual | Rate | lb/MWh | 0 | 0.74492 | 0.74492 | 0.74492 | 0.74492 | 0.74492 | 0.74492
BART NOX Annual-Sooner 2 -v5.13 | 162 | 5865 | Rate Constraint in lbs/MMBtu | FALSE | L | Annual | Constraint Shadow Price | US2011$/Ton | 0 | 0 | 0 | 0 | 0 | 0 | 0
BART NOX Annual-Stanton 1 -v5.13 | 163 | 5859 | Rate Constraint in lbs/MMBtu | FALSE | L | Annual | Seasons Included | Seasons |  | Winter, Summer | Winter, Summer | Winter, Summer | Winter, Summer | Winter, Summer | Winter, Summer
BART NOX Annual-Stanton 1 -v5.13 | 163 | 5859 | Rate Constraint in lbs/MMBtu | FALSE | L | Annual | Standard | lb/MMBtu | 0 | 0.29 | 0.29 | 0.29 | 0.29 | 0.29 | 0.29
BART NOX Annual-Stanton 1 -v5.13 | 163 | 5859 | Rate Constraint in lbs/MMBtu | FALSE | L | Annual | Emissions at Affected Plants NOX | Thousand Tons | 0 | 1.0352 | 1.0334 | 1.0352 | 1.0352 | 1.0352 | 1.0352
BART NOX Annual-Stanton 1 -v5.13 | 163 | 5859 | Rate Constraint in lbs/MMBtu | FALSE | L | Annual | Allowances Purchased NOX | Thousand Tons | 0 | 0 | 0 | 0 | 0 | 0 | 0
BART NOX Annual-Stanton 1 -v5.13 | 163 | 5859 | Rate Constraint in lbs/MMBtu | FALSE | L | Annual | Allowances Sold NOX | Thousand Tons | 0 | 0 | 0 | 0 | 0 | 0 | 0
BART NOX Annual-Stanton 1 -v5.13 | 163 | 5859 | Rate Constraint in lbs/MMBtu | FALSE | L | Annual | Allowances Banked | Thousand Tons | 0 | 0 | 0 | 0 | 0 | 0 | 0
BART NOX Annual-Stanton 1 -v5.13 | 163 | 5859 | Rate Constraint in lbs/MMBtu | FALSE | L | Annual | Allowances Withdrawn (1:1) | Thousand Tons | 0 | 0 | 0 | 0 | 0 | 0 | 0
BART NOX Annual-Stanton 1 -v5.13 | 163 | 5859 | Rate Constraint in lbs/MMBtu | FALSE | L | Annual | Allowances Withdrawn (n:1) | Thousand Tons | 0 | 0 | 0 | 0 | 0 | 0 | 0
BART NOX Annual-Stanton 1 -v5.13 | 163 | 5859 | Rate Constraint in lbs/MMBtu | FALSE | L | Annual | Net Emissions Allowance Position | Thousand Tons | 0 | 1.0352 | 1.0334 | 1.0352 | 1.0352 | 1.0352 | 1.0352
BART NOX Annual-Stanton 1 -v5.13 | 163 | 5859 | Rate Constraint in lbs/MMBtu | FALSE | L | Annual | Fuel Consumed | TBtu | 0 | 10.9929 | 10.9743 | 10.9929 | 10.9929 | 10.9929 | 11.0114
BART NOX Annual-Stanton 1 -v5.13 | 163 | 5859 | Rate Constraint in lbs/MMBtu | FALSE | L | Annual | Rate | lb/MMBtu | 0 | 0.18833 | 0.18833 | 0.18833 | 0.18833 | 0.18833 | 0.18802
BART NOX Annual-Stanton 1 -v5.13 | 163 | 5859 | Rate Constraint in lbs/MMBtu | FALSE | L | Annual | Generation | TWh | 0 | 1.0303 | 1.0286 | 1.0303 | 1.0303 | 1.0303 | 1.0303
BART NOX Annual-Stanton 1 -v5.13 | 163 | 5859 | Rate Constraint in lbs/MMBtu | FALSE | L | Annual | Qualifying Generation | TWh | 0 | 1.0303 | 1.0286 | 1.0303 | 1.0303 | 1.0303 | 1.0303
BART NOX Annual-Stanton 1 -v5.13 | 163 | 5859 | Rate Constraint in lbs/MMBtu | FALSE | L | Annual | Rate | lb/MWh | 0 | 1.0047 | 1.0047 | 1.0047 | 1.0047 | 1.0047 | 1.0047
BART NOX Annual-Stanton 1 -v5.13 | 163 | 5859 | Rate Constraint in lbs/MMBtu | FALSE | L | Annual | Constraint Shadow Price | US2011$/Ton | 0 | 0 | 0 | 0 | 0 | 0 | 0
BART NOX Annual-Tecumseh Energy Center 10 -v5.13 | 164 | 5834 | Rate Constraint in lbs/MMBtu | FALSE | L | Annual | Seasons Included | Seasons |  | Winter, Summer | Winter, Summer | Winter, Summer | Winter, Summer | Winter, Summer | Winter, Summer
BART NOX Annual-Tecumseh Energy Center 10 -v5.13 | 164 | 5834 | Rate Constraint in lbs/MMBtu | FALSE | L | Annual | Standard | lb/MMBtu | 0 | 0.18 | 0.18 | 0.18 | 0.18 | 0.18 | 0.18
BART NOX Annual-Tecumseh Energy Center 10 -v5.13 | 164 | 5834 | Rate Constraint in lbs/MMBtu | FALSE | L | Annual | Emissions at Affected Plants NOX | Thousand Tons | 0 | 0.87364 | 0.92452 | 0.92452 | 0.92452 | 0.92452 | 0.92452
BART NOX Annual-Tecumseh Energy Center 10 -v5.13 | 164 | 5834 | Rate Constraint in lbs/MMBtu | FALSE | L | Annual | Allowances Purchased NOX | Thousand Tons | 0 | 0 | 0 | 0 | 0 | 0 | 0
BART NOX Annual-Tecumseh Energy Center 10 -v5.13 | 164 | 5834 | Rate Constraint in lbs/MMBtu | FALSE | L | Annual | Allowances Sold NOX | Thousand Tons | 0 | 0 | 0 | 0 | 0 | 0 | 0
BART NOX Annual-Tecumseh Energy Center 10 -v5.13 | 164 | 5834 | Rate Constraint in lbs/MMBtu | FALSE | L | Annual | Allowances Banked | Thousand Tons | 0 | 0 | 0 | 0 | 0 | 0 | 0
BART NOX Annual-Tecumseh Energy Center 10 -v5.13 | 164 | 5834 | Rate Constraint in lbs/MMBtu | FALSE | L | Annual | Allowances Withdrawn (1:1) | Thousand Tons | 0 | 0 | 0 | 0 | 0 | 0 | 0
BART NOX Annual-Tecumseh Energy Center 10 -v5.13 | 164 | 5834 | Rate Constraint in lbs/MMBtu | FALSE | L | Annual | Allowances Withdrawn (n:1) | Thousand Tons | 0 | 0 | 0 | 0 | 0 | 0 | 0
BART NOX Annual-Tecumseh Energy Center 10 -v5.13 | 164 | 5834 | Rate Constraint in lbs/MMBtu | FALSE | L | Annual | Net Emissions Allowance Position | Thousand Tons | 0 | 0.87364 | 0.92452 | 0.92452 | 0.92452 | 0.92452 | 0.92452
BART NOX Annual-Tecumseh Energy Center 10 -v5.13 | 164 | 5834 | Rate Constraint in lbs/MMBtu | FALSE | L | Annual | Fuel Consumed | TBtu | 0 | 10.1924 | 10.786 | 10.786 | 10.786 | 10.786 | 10.786
BART NOX Annual-Tecumseh Energy Center 10 -v5.13 | 164 | 5834 | Rate Constraint in lbs/MMBtu | FALSE | L | Annual | Rate | lb/MMBtu | 0 | 0.17143 | 0.17143 | 0.17143 | 0.17143 | 0.17143 | 0.17143
BART NOX Annual-Tecumseh Energy Center 10 -v5.13 | 164 | 5834 | Rate Constraint in lbs/MMBtu | FALSE | L | Annual | Generation | TWh | 0 | 0.9039 | 0.95655 | 0.95655 | 0.95655 | 0.95655 | 0.95655
BART NOX Annual-Tecumseh Energy Center 10 -v5.13 | 164 | 5834 | Rate Constraint in lbs/MMBtu | FALSE | L | Annual | Qualifying Generation | TWh | 0 | 0.9039 | 0.95655 | 0.95655 | 0.95655 | 0.95655 | 0.95655
BART NOX Annual-Tecumseh Energy Center 10 -v5.13 | 164 | 5834 | Rate Constraint in lbs/MMBtu | FALSE | L | Annual | Rate | lb/MWh | 0 | 0.96652 | 0.96652 | 0.96652 | 0.96652 | 0.96652 | 0.96652
BART NOX Annual-Tecumseh Energy Center 10 -v5.13 | 164 | 5834 | Rate Constraint in lbs/MMBtu | FALSE | L | Annual | Constraint Shadow Price | US2011$/Ton | 0 | 0 | 0 | 0 | 0 | 0 | 0
BART NOX Annual-Tecumseh Energy Center 9 -v5.14 | 165 | 6031 | Rate Constraint in lbs/MMBtu | FALSE | L | Annual | Seasons Included | Seasons |  | Winter, Summer | Winter, Summer | Winter, Summer | Winter, Summer | Winter, Summer | Winter, Summer
BART NOX Annual-Tecumseh Energy Center 9 -v5.14 | 165 | 6031 | Rate Constraint in lbs/MMBtu | FALSE | L | Annual | Standard | lb/MMBtu | 0 | 0.18 | 0.18 | 0.18 | 0.18 | 0.18 | 0.18
BART NOX Annual-Tecumseh Energy Center 9 -v5.14 | 165 | 6031 | Rate Constraint in lbs/MMBtu | FALSE | L | Annual | Emissions at Affected Plants NOX | Thousand Tons | 0 | 0 | 0 | 0 | 0 | 0 | 0
BART NOX Annual-Tecumseh Energy Center 9 -v5.14 | 165 | 6031 | Rate Constraint in lbs/MMBtu | FALSE | L | Annual | Allowances Purchased NOX | Thousand Tons | 0 | 0 | 0 | 0 | 0 | 0 | 0
BART NOX Annual-Tecumseh Energy Center 9 -v5.14 | 165 | 6031 | Rate Constraint in lbs/MMBtu | FALSE | L | Annual | Allowances Sold NOX | Thousand Tons | 0 | 0 | 0 | 0 | 0 | 0 | 0
BART NOX Annual-Tecumseh Energy Center 9 -v5.14 | 165 | 6031 | Rate Constraint in lbs/MMBtu | FALSE | L | Annual | Allowances Banked | Thousand Tons | 0 | 0 | 0 | 0 | 0 | 0 | 0
BART NOX Annual-Tecumseh Energy Center 9 -v5.14 | 165 | 6031 | Rate Constraint in lbs/MMBtu | FALSE | L | Annual | Allowances Withdrawn (1:1) | Thousand Tons | 0 | 0 | 0 | 0 | 0 | 0 | 0
BART NOX Annual-Tecumseh Energy Center 9 -v5.14 | 165 | 6031 | Rate Constraint in lbs/MMBtu | FALSE | L | Annual | Allowances Withdrawn (n:1) | Thousand Tons | 0 | 0 | 0 | 0 | 0 | 0 | 0
BART NOX Annual-Tecumseh Energy Center 9 -v5.14 | 165 | 6031 | Rate Constraint in lbs/MMBtu | FALSE | L | Annual | Net Emissions Allowance Position | Thousand Tons | 0 | 0 | 0 | 0 | 0 | 0 | 0
BART NOX Annual-Tecumseh Energy Center 9 -v5.14 | 165 | 6031 | Rate Constraint in lbs/MMBtu | FALSE | L | Annual | Fuel Consumed | TBtu | 0 | 0 | 0 | 0 | 0 | 0 | 0
BART NOX Annual-Tecumseh Energy Center 9 -v5.14 | 165 | 6031 | Rate Constraint in lbs/MMBtu | FALSE | L | Annual | Rate | lb/MMBtu | 0 | 0 | 0 | 0 | 0 | 0 | 0
BART NOX Annual-Tecumseh Energy Center 9 -v5.14 | 165 | 6031 | Rate Constraint in lbs/MMBtu | FALSE | L | Annual | Generation | TWh | 0 | 0 | 0 | 0 | 0 | 0 | 0
BART NOX Annual-Tecumseh Energy Center 9 -v5.14 | 165 | 6031 | Rate Constraint in lbs/MMBtu | FALSE | L | Annual | Qualifying Generation | TWh | 0 | 0 | 0 | 0 | 0 | 0 | 0
BART NOX Annual-Tecumseh Energy Center 9 -v5.14 | 165 | 6031 | Rate Constraint in lbs/MMBtu | FALSE | L | Annual | Rate | lb/MWh | 0 | 0 | 0 | 0 | 0 | 0 | 0
BART NOX Annual-Tecumseh Energy Center 9 -v5.14 | 165 | 6031 | Rate Constraint in lbs/MMBtu | FALSE | L | Annual | Constraint Shadow Price | US2011$/Ton | 0 | 0 | 0 | 0 | 0 | 0 | 0
BART NOX Annual-Wyodak 1 -v5.14 | 166 | 6102 | Rate Constraint in lbs/MMBtu | FALSE | L | Annual | Seasons Included | Seasons |  | Winter, Summer | Winter, Summer | Winter, Summer | Winter, Summer | Winter, Summer | Winter, Summer
BART NOX Annual-Wyodak 1 -v5.14 | 166 | 6102 | Rate Constraint in lbs/MMBtu | FALSE | L | Annual | Standard | lb/MMBtu | 0 | 0.07 | 0.07 | 0.07 | 0.07 | 0.07 | 0.07
BART NOX Annual-Wyodak 1 -v5.14 | 166 | 6102 | Rate Constraint in lbs/MMBtu | FALSE | L | Annual | Emissions at Affected Plants NOX | Thousand Tons | 0 | 1.0117 | 1.0117 | 1.0117 | 1.0117 | 1.0117 | 1.0117
BART NOX Annual-Wyodak 1 -v5.14 | 166 | 6102 | Rate Constraint in lbs/MMBtu | FALSE | L | Annual | Allowances Purchased NOX | Thousand Tons | 0 | 0 | 0 | 0 | 0 | 0 | 0
BART NOX Annual-Wyodak 1 -v5.14 | 166 | 6102 | Rate Constraint in lbs/MMBtu | FALSE | L | Annual | Allowances Sold NOX | Thousand Tons | 0 | 0 | 0 | 0 | 0 | 0 | 0
BART NOX Annual-Wyodak 1 -v5.14 | 166 | 6102 | Rate Constraint in lbs/MMBtu | FALSE | L | Annual | Allowances Banked | Thousand Tons | 0 | 0 | 0 | 0 | 0 | 0 | 0
BART NOX Annual-Wyodak 1 -v5.14 | 166 | 6102 | Rate Constraint in lbs/MMBtu | FALSE | L | Annual | Allowances Withdrawn (1:1) | Thousand Tons | 0 | 0 | 0 | 0 | 0 | 0 | 0
BART NOX Annual-Wyodak 1 -v5.14 | 166 | 6102 | Rate Constraint in lbs/MMBtu | FALSE | L | Annual | Allowances Withdrawn (n:1) | Thousand Tons | 0 | 0 | 0 | 0 | 0 | 0 | 0
BART NOX Annual-Wyodak 1 -v5.14 | 166 | 6102 | Rate Constraint in lbs/MMBtu | FALSE | L | Annual | Net Emissions Allowance Position | Thousand Tons | 0 | 1.0117 | 1.0117 | 1.0117 | 1.0117 | 1.0117 | 1.0117
BART NOX Annual-Wyodak 1 -v5.14 | 166 | 6102 | Rate Constraint in lbs/MMBtu | FALSE | L | Annual | Fuel Consumed | TBtu | 0 | 28.9065 | 28.9065 | 28.9065 | 28.9065 | 28.9065 | 28.9065
BART NOX Annual-Wyodak 1 -v5.14 | 166 | 6102 | Rate Constraint in lbs/MMBtu | FALSE | L | Annual | Rate | lb/MMBtu | 0 | 0.07 | 0.07 | 0.07 | 0.07 | 0.07 | 0.07
BART NOX Annual-Wyodak 1 -v5.14 | 166 | 6102 | Rate Constraint in lbs/MMBtu | FALSE | L | Annual | Generation | TWh | 0 | 2.4625 | 2.4625 | 2.4625 | 2.4625 | 2.4625 | 2.4625
BART NOX Annual-Wyodak 1 -v5.14 | 166 | 6102 | Rate Constraint in lbs/MMBtu | FALSE | L | Annual | Qualifying Generation | TWh | 0 | 2.4625 | 2.4625 | 2.4625 | 2.4625 | 2.4625 | 2.4625
BART NOX Annual-Wyodak 1 -v5.14 | 166 | 6102 | Rate Constraint in lbs/MMBtu | FALSE | L | Annual | Rate | lb/MWh | 0 | 0.41085 | 0.41085 | 0.41085 | 0.41085 | 0.41085 | 0.41085
BART NOX Annual-Wyodak 1 -v5.14 | 166 | 6102 | Rate Constraint in lbs/MMBtu | FALSE | L | Annual | Constraint Shadow Price | US2011$/Ton | 0 | 1235.596 | 9991.3225 | 12544.9586 | 0 | 0 | 0
BART SO2 Annual Cap-Deerhaven B2 -v5.13 | 167 | 6314 | Rate Constraint in MTons | FALSE | L | Annual | Seasons Included | Seasons |  | Winter, Summer | Winter, Summer | Winter, Summer | Winter, Summer | Winter, Summer | Winter, Summer
BART SO2 Annual Cap-Deerhaven B2 -v5.13 | 167 | 6314 | Rate Constraint in MTons | FALSE | L | Annual | Standard | Thousand Tons | 0 | 0.0055 | 0.0055 | 0.0055 | 0.0055 | 0.0055 | 0.0055
BART SO2 Annual Cap-Deerhaven B2 -v5.13 | 167 | 6314 | Rate Constraint in MTons | FALSE | L | Annual | Standard SO2 | Thousand Tons | 0 | 0.0055 | 0.0055 | 0.0055 | 0.0055 | 0.0055 | 0.0055
BART SO2 Annual Cap-Deerhaven B2 -v5.13 | 167 | 6314 | Rate Constraint in MTons | FALSE | L | Annual | Emissions at Affected Plants SO2 | Thousand Tons | 0 | 0 | 0 | 0 | 0 | 0 | 0
BART SO2 Annual Cap-Deerhaven B2 -v5.13 | 167 | 6314 | Rate Constraint in MTons | FALSE | L | Annual | Allowances Purchased SO2 | Thousand Tons | 0 | 0 | 0 | 0 | 0 | 0 | 0
BART SO2 Annual Cap-Deerhaven B2 -v5.13 | 167 | 6314 | Rate Constraint in MTons | FALSE | L | Annual | Allowances Sold SO2 | Thousand Tons | 0 | 0 | 0 | 0 | 0 | 0 | 0
BART SO2 Annual Cap-Deerhaven B2 -v5.13 | 167 | 6314 | Rate Constraint in MTons | FALSE | L | Annual | Allowances Banked | Thousand Tons | 0 | 0 | 0 | 0 | 0 | 0 | 0
BART SO2 Annual Cap-Deerhaven B2 -v5.13 | 167 | 6314 | Rate Constraint in MTons | FALSE | L | Annual | Allowances Withdrawn (1:1) | Thousand Tons | 0 | 0 | 0 | 0 | 0 | 0 | 0
BART SO2 Annual Cap-Deerhaven B2 -v5.13 | 167 | 6314 | Rate Constraint in MTons | FALSE | L | Annual | Allowances Withdrawn (n:1) | Thousand Tons | 0 | 0 | 0 | 0 | 0 | 0 | 0
BART SO2 Annual Cap-Deerhaven B2 -v5.13 | 167 | 6314 | Rate Constraint in MTons | FALSE | L | Annual | Net Emissions Allowance Position | Thousand Tons | 0 | 0 | 0 | 0 | 0 | 0 | 0
BART SO2 Annual Cap-Deerhaven B2 -v5.13 | 167 | 6314 | Rate Constraint in MTons | FALSE | L | Annual | Fuel Consumed | TBtu | 0 | 0 | 0 | 0 | 0 | 0 | 0
BART SO2 Annual Cap-Deerhaven B2 -v5.13 | 167 | 6314 | Rate Constraint in MTons | FALSE | L | Annual | Rate | lb/MMBtu | 0 | 0 | 0 | 0 | 0 | 0 | 0
BART SO2 Annual Cap-Deerhaven B2 -v5.13 | 167 | 6314 | Rate Constraint in MTons | FALSE | L | Annual | Generation | TWh | 0 | 0 | 0 | 0 | 0 | 0 | 0
BART SO2 Annual Cap-Deerhaven B2 -v5.13 | 167 | 6314 | Rate Constraint in MTons | FALSE | L | Annual | Qualifying Generation | TWh | 0 | 0 | 0 | 0 | 0 | 0 | 0
BART SO2 Annual Cap-Deerhaven B2 -v5.13 | 167 | 6314 | Rate Constraint in MTons | FALSE | L | Annual | Rate | lb/MWh | 0 | 0 | 0 | 0 | 0 | 0 | 0
BART SO2 Annual Cap-Deerhaven B2 -v5.13 | 167 | 6314 | Rate Constraint in MTons | FALSE | L | Annual | Constraint Shadow Price | US2011$/Ton | 0 | 0 | 0 | 0 | 0 | 0 | 0
BART SO2 Annual Cap-Northside 1-3 -v5.13 | 168 | 6315 | Rate Constraint in MTons | FALSE | L | Annual | Seasons Included | Seasons |  | Winter, Summer | Winter, Summer | Winter, Summer | Winter, Summer | Winter, Summer | Winter, Summer
BART SO2 Annual Cap-Northside 1-3 -v5.13 | 168 | 6315 | Rate Constraint in MTons | FALSE | L | Annual | Standard | Thousand Tons | 0 | 0.0036 | 0.0036 | 0.0036 | 0.0036 | 0.0036 | 0.0036
BART SO2 Annual Cap-Northside 1-3 -v5.13 | 168 | 6315 | Rate Constraint in MTons | FALSE | L | Annual | Standard SO2 | Thousand Tons | 0 | 0.0036 | 0.0036 | 0.0036 | 0.0036 | 0.0036 | 0.0036
BART SO2 Annual Cap-Northside 1-3 -v5.13 | 168 | 6315 | Rate Constraint in MTons | FALSE | L | Annual | Emissions at Affected Plants SO2 | Thousand Tons | 0 | 0.0036 | 0.0036 | 0.0036 | 0.0036 | 0.0036 | 0.0036
BART SO2 Annual Cap-Northside 1-3 -v5.13 | 168 | 6315 | Rate Constraint in MTons | FALSE | L | Annual | Allowances Purchased SO2 | Thousand Tons | 0 | 0 | 0 | 0 | 0 | 0 | 0
BART SO2 Annual Cap-Northside 1-3 -v5.13 | 168 | 6315 | Rate Constraint in MTons | FALSE | L | Annual | Allowances Sold SO2 | Thousand Tons | 0 | 0 | 0 | 0 | 0 | 0 | 0
BART SO2 Annual Cap-Northside 1-3 -v5.13 | 168 | 6315 | Rate Constraint in MTons | FALSE | L | Annual | Allowances Banked | Thousand Tons | 0 | 0 | 0 | 0 | 0 | 0 | 0
BART SO2 Annual Cap-Northside 1-3 -v5.13 | 168 | 6315 | Rate Constraint in MTons | FALSE | L | Annual | Allowances Withdrawn (1:1) | Thousand Tons | 0 | 0 | 0 | 0 | 0 | 0 | 0
BART SO2 Annual Cap-Northside 1-3 -v5.13 | 168 | 6315 | Rate Constraint in MTons | FALSE | L | Annual | Allowances Withdrawn (n:1) | Thousand Tons | 0 | 0 | 0 | 0 | 0 | 0 | 0
BART SO2 Annual Cap-Northside 1-3 -v5.13 | 168 | 6315 | Rate Constraint in MTons | FALSE | L | Annual | Net Emissions Allowance Position | Thousand Tons | 0 | 0.0036 | 0.0036 | 0.0036 | 0.0036 | 0.0036 | 0.0036
BART SO2 Annual Cap-Northside 1-3 -v5.13 | 168 | 6315 | Rate Constraint in MTons | FALSE | L | Annual | Fuel Consumed | TBtu | 0 | 12.1005 | 8.3549 | 9.7854 | 6.045 | 4.7993 | 4.7993
BART SO2 Annual Cap-Northside 1-3 -v5.13 | 168 | 6315 | Rate Constraint in MTons | FALSE | L | Annual | Rate | lb/MMBtu | 0 | 0.00059502 | 0.00086177 | 0.00073579 | 0.0011911 | 0.0015002 | 0.0015002
BART SO2 Annual Cap-Northside 1-3 -v5.13 | 168 | 6315 | Rate Constraint in MTons | FALSE | L | Annual | Generation | TWh | 0 | 1.1988 | 0.82771 | 0.96943 | 0.59887 | 0.47546 | 0.47546
BART SO2 Annual Cap-Northside 1-3 -v5.13 | 168 | 6315 | Rate Constraint in MTons | FALSE | L | Annual | Qualifying Generation | TWh | 0 | 1.1988 | 0.82771 | 0.96943 | 0.59887 | 0.47546 | 0.47546
BART SO2 Annual Cap-Northside 1-3 -v5.13 | 168 | 6315 | Rate Constraint in MTons | FALSE | L | Annual | Rate | lb/MWh | 0 | 0.003003 | 0.0043494 | 0.0037135 | 0.0060113 | 0.0075716 | 0.0075716
BART SO2 Annual Cap-Northside 1-3 -v5.13 | 168 | 6315 | Rate Constraint in MTons | FALSE | L | Annual | Constraint Shadow Price | US2011$/Ton | 0 | 10123.0689 | 7186.0223 | 10328.1293 | 11158.2727 | 7721.2645 | 9943.0631
BART SO2 Annual Rate-Lansing Smith 1&2 -v5.13 | 169 | 6311 | Rate Constraint in lbs/MMBtu | FALSE | L | Annual | Seasons Included | Seasons |  | Winter, Summer | Winter, Summer | Winter, Summer | Winter, Summer | Winter, Summer | Winter, Summer
BART SO2 Annual Rate-Lansing Smith 1&2 -v5.13 | 169 | 6311 | Rate Constraint in lbs/MMBtu | FALSE | L | Annual | Standard | lb/MMBtu | 0 | 0.74 | 0.74 | 0.74 | 0.74 | 0.74 | 0.74
BART SO2 Annual Rate-Lansing Smith 1&2 -v5.13 | 169 | 6311 | Rate Constraint in lbs/MMBtu | FALSE | L | Annual | Emissions at Affected Plants SO2 | Thousand Tons | 0 | 0 | 0 | 0 | 0 | 0 | 0
BART SO2 Annual Rate-Lansing Smith 1&2 -v5.13 | 169 | 6311 | Rate Constraint in lbs/MMBtu | FALSE | L | Annual | Allowances Purchased SO2 | Thousand Tons | 0 | 0 | 0 | 0 | 0 | 0 | 0
BART SO2 Annual Rate-Lansing Smith 1&2 -v5.13 | 169 | 6311 | Rate Constraint in lbs/MMBtu | FALSE | L | Annual | Allowances Sold SO2 | Thousand Tons | 0 | 0 | 0 | 0 | 0 | 0 | 0
BART SO2 Annual Rate-Lansing Smith 1&2 -v5.13 | 169 | 6311 | Rate Constraint in lbs/MMBtu | FALSE | L | Annual | Allowances Banked | Thousand Tons | 0 | 0 | 0 | 0 | 0 | 0 | 0
BART SO2 Annual Rate-Lansing Smith 1&2 -v5.13 | 169 | 6311 | Rate Constraint in lbs/MMBtu | FALSE | L | Annual | Allowances Withdrawn (1:1) | Thousand Tons | 0 | 0 | 0 | 0 | 0 | 0 | 0
BART SO2 Annual Rate-Lansing Smith 1&2 -v5.13 | 169 | 6311 | Rate Constraint in lbs/MMBtu | FALSE | L | Annual | Allowances Withdrawn (n:1) | Thousand Tons | 0 | 0 | 0 | 0 | 0 | 0 | 0
BART SO2 Annual Rate-Lansing Smith 1&2 -v5.13 | 169 | 6311 | Rate Constraint in lbs/MMBtu | FALSE | L | Annual | Net Emissions Allowance Position | Thousand Tons | 0 | 0 | 0 | 0 | 0 | 0 | 0
BART SO2 Annual Rate-Lansing Smith 1&2 -v5.13 | 169 | 6311 | Rate Constraint in lbs/MMBtu | FALSE | L | Annual | Fuel Consumed | TBtu | 0 | 0 | 0 | 0 | 0 | 0 | 0
BART SO2 Annual Rate-Lansing Smith 1&2 -v5.13 | 169 | 6311 | Rate Constraint in lbs/MMBtu | FALSE | L | Annual | Rate | lb/MMBtu | 0 | 0 | 0 | 0 | 0 | 0 | 0
BART SO2 Annual Rate-Lansing Smith 1&2 -v5.13 | 169 | 6311 | Rate Constraint in lbs/MMBtu | FALSE | L | Annual | Generation | TWh | 0 | 0 | 0 | 0 | 0 | 0 | 0
BART SO2 Annual Rate-Lansing Smith 1&2 -v5.13 | 169 | 6311 | Rate Constraint in lbs/MMBtu | FALSE | L | Annual | Qualifying Generation | TWh | 0 | 0 | 0 | 0 | 0 | 0 | 0
BART SO2 Annual Rate-Lansing Smith 1&2 -v5.13 | 169 | 6311 | Rate Constraint in lbs/MMBtu | FALSE | L | Annual | Rate | lb/MWh | 0 | 0 | 0 | 0 | 0 | 0 | 0
BART SO2 Annual Rate-Lansing Smith 1&2 -v5.13 | 169 | 6311 | Rate Constraint in lbs/MMBtu | FALSE | L | Annual | Constraint Shadow Price | US2011$/Ton | 0 | 0 | 0 | 0 | 0 | 0 | 0
BART SO2 Annual Rate-Seminole 1&2 -v5.13 | 170 | 6313 | Rate Constraint in lbs/MMBtu | FALSE | L | Annual | Seasons Included | Seasons |  | Winter, Summer | Winter, Summer | Winter, Summer | Winter, Summer | Winter, Summer | Winter, Summer
BART SO2 Annual Rate-Seminole 1&2 -v5.13 | 170 | 6313 | Rate Constraint in lbs/MMBtu | FALSE | L | Annual | Standard | lb/MMBtu | 0 | 0.25 | 0.25 | 0.25 | 0.25 | 0.25 | 0.25
BART SO2 Annual Rate-Seminole 1&2 -v5.13 | 170 | 6313 | Rate Constraint in lbs/MMBtu | FALSE | L | Annual | Emissions at Affected Plants SO2 | Thousand Tons | 0 | 8.5274 | 9.8213 | 8.9897 | 8.3025 | 7.4269 | 7.4269
BART SO2 Annual Rate-Seminole 1&2 -v5.13 | 170 | 6313 | Rate Constraint in lbs/MMBtu | FALSE | L | Annual | Allowances Purchased SO2 | Thousand Tons | 0 | 0 | 0 | 0 | 0 | 0 | 0
BART SO2 Annual Rate-Seminole 1&2 -v5.13 | 170 | 6313 | Rate Constraint in lbs/MMBtu | FALSE | L | Annual | Allowances Sold SO2 | Thousand Tons | 0 | 0 | 0 | 0 | 0 | 0 | 0
BART SO2 Annual Rate-Seminole 1&2 -v5.13 | 170 | 6313 | Rate Constraint in lbs/MMBtu | FALSE | L | Annual | Allowances Banked | Thousand Tons | 0 | 0 | 0 | 0 | 0 | 0 | 0
BART SO2 Annual Rate-Seminole 1&2 -v5.13 | 170 | 6313 | Rate Constraint in lbs/MMBtu | FALSE | L | Annual | Allowances Withdrawn (1:1) | Thousand Tons | 0 | 0 | 0 | 0 | 0 | 0 | 0
BART SO2 Annual Rate-Seminole 1&2 -v5.13 | 170 | 6313 | Rate Constraint in lbs/MMBtu | FALSE | L | Annual | Allowances Withdrawn (n:1) | Thousand Tons | 0 | 0 | 0 | 0 | 0 | 0 | 0
BART SO2 Annual Rate-Seminole 1&2 -v5.13 | 170 | 6313 | Rate Constraint in lbs/MMBtu | FALSE | L | Annual | Net Emissions Allowance Position | Thousand Tons | 0 | 8.5274 | 9.8213 | 8.9897 | 8.3025 | 7.4269 | 7.4269
BART SO2 Annual Rate-Seminole 1&2 -v5.13 | 170 | 6313 | Rate Constraint in lbs/MMBtu | FALSE | L | Annual | Fuel Consumed | TBtu | 0 | 76.4793 | 88.083 | 82.9889 | 76.6448 | 68.5613 | 68.5613
BART SO2 Annual Rate-Seminole 1&2 -v5.13 | 170 | 6313 | Rate Constraint in lbs/MMBtu | FALSE | L | Annual | Rate | lb/MMBtu | 0 | 0.223 | 0.223 | 0.21665 | 0.21665 | 0.21665 | 0.21665
BART SO2 Annual Rate-Seminole 1&2 -v5.13 | 170 | 6313 | Rate Constraint in lbs/MMBtu | FALSE | L | Annual | Generation | TWh | 0 | 7.7053 | 8.8744 | 8.3431 | 7.7053 | 6.8927 | 6.8927
BART SO2 Annual Rate-Seminole 1&2 -v5.13 | 170 | 6313 | Rate Constraint in lbs/MMBtu | FALSE | L | Annual | Qualifying Generation | TWh | 0 | 7.7053 | 8.8744 | 8.3431 | 7.7053 | 6.8927 | 6.8927
BART SO2 Annual Rate-Seminole 1&2 -v5.13 | 170 | 6313 | Rate Constraint in lbs/MMBtu | FALSE | L | Annual | Rate | lb/MWh | 0 | 1.1067 | 1.1067 | 1.0775 | 1.0775 | 1.0775 | 1.0775
BART SO2 Annual Rate-Seminole 1&2 -v5.13 | 170 | 6313 | Rate Constraint in lbs/MMBtu | FALSE | L | Annual | Constraint Shadow Price | US2011$/Ton | 0 | 0 | 0 | 0 | 0 | 0 | 0
BART SO2 Annual-Apache Station 2 -v5.13 | 171 | 5867 | Rate Constraint in lbs/MMBtu | FALSE | L | Annual | Seasons Included | Seasons |  | Winter, Summer | Winter, Summer | Winter, Summer | Winter, Summer | Winter, Summer | Winter, Summer
BART SO2 Annual-Apache Station 2 -v5.13 | 171 | 5867 | Rate Constraint in lbs/MMBtu | FALSE | L | Annual | Standard | lb/MMBtu | 0.15 | 0.15 | 0.15 | 0.15 | 0.15 | 0.15 | 0.15
BART SO2 Annual-Apache Station 2 -v5.13 | 171 | 5867 | Rate Constraint in lbs/MMBtu | FALSE | L | Annual | Emissions at Affected Plants SO2 | Thousand Tons | 0 | 0 | 0 | 0 | 0 | 0 | 0
BART SO2 Annual-Apache Station 2 -v5.13 | 171 | 5867 | Rate Constraint in lbs/MMBtu | FALSE | L | Annual | Allowances Purchased SO2 | Thousand Tons | 0 | 0 | 0 | 0 | 0 | 0 | 0
BART SO2 Annual-Apache Station 2 -v5.13 | 171 | 5867 | Rate Constraint in lbs/MMBtu | FALSE | L | Annual | Allowances Sold SO2 | Thousand Tons | 0 | 0 | 0 | 0 | 0 | 0 | 0
BART SO2 Annual-Apache Station 2 -v5.13 | 171 | 5867 | Rate Constraint in lbs/MMBtu | FALSE | L | Annual | Allowances Banked | Thousand Tons | 0 | 0 | 0 | 0 | 0 | 0 | 0
BART SO2 Annual-Apache Station 2 -v5.13 | 171 | 5867 | Rate Constraint in lbs/MMBtu | FALSE | L | Annual | Allowances Withdrawn (1:1) | Thousand Tons | 0 | 0 | 0 | 0 | 0 | 0 | 0
BART SO2 Annual-Apache Station 2 -v5.13 | 171 | 5867 | Rate Constraint in lbs/MMBtu | FALSE | L | Annual | Allowances Withdrawn (n:1) | Thousand Tons | 0 | 0 | 0 | 0 | 0 | 0 | 0
BART SO2 Annual-Apache Station 2 -v5.13 | 171 | 5867 | Rate Constraint in lbs/MMBtu | FALSE | L | Annual | Net Emissions Allowance Position | Thousand Tons | 0 | 0 | 0 | 0 | 0 | 0 | 0
BART SO2 Annual-Apache Station 2 -v5.13 | 171 | 5867 | Rate Constraint in lbs/MMBtu | FALSE | L | Annual | Fuel Consumed | TBtu | 0 | 0 | 0 | 0 | 0 | 0 | 0
BART SO2 Annual-Apache Station 2 -v5.13 | 171 | 5867 | Rate Constraint in lbs/MMBtu | FALSE | L | Annual | Rate | lb/MMBtu | 0 | 0 | 0 | 0 | 0 | 0 | 0
BART SO2 Annual-Apache Station 2 -v5.13 | 171 | 5867 | Rate Constraint in lbs/MMBtu | FALSE | L | Annual | Generation | TWh | 0 | 0 | 0 | 0 | 0 | 0 | 0
BART SO2 Annual-Apache Station 2 -v5.13 | 171 | 5867 | Rate Constraint in lbs/MMBtu | FALSE | L | Annual | Qualifying Generation | TWh | 0 | 0 | 0 | 0 | 0 | 0 | 0
BART SO2 Annual-Apache Station 2 -v5.13 | 171 | 5867 | Rate Constraint in lbs/MMBtu | FALSE | L | Annual | Rate | lb/MWh | 0 | 0 | 0 | 0 | 0 | 0 | 0
BART SO2 Annual-Apache Station 2 -v5.13 | 171 | 5867 | Rate Constraint in lbs/MMBtu | FALSE | L | Annual | Constraint Shadow Price | US2011$/Ton | 0 | 0 | 15961.4249 | 13303.9289 | 12730.3539 | 13075.4707 | 12854.033
BART SO2 Annual-Apache Station 3 -v5.13 | 172 | 5868 | Rate Constraint in lbs/MMBtu | FALSE | L | Annual | Seasons Included | Seasons |  | Winter, Summer | Winter, Summer | Winter, Summer | Winter, Summer | Winter, Summer | Winter, Summer
BART SO2 Annual-Apache Station 3 -v5.13 | 172 | 5868 | Rate Constraint in lbs/MMBtu | FALSE | L | Annual | Standard | lb/MMBtu | 0.15 | 0.15 | 0.15 | 0.15 | 0.15 | 0.15 | 0.15
BART SO2 Annual-Apache Station 3 -v5.13 | 172 | 5868 | Rate Constraint in lbs/MMBtu | FALSE | L | Annual | Emissions at Affected Plants SO2 | Thousand Tons | 0 | 0 | 0 | 0 | 0 | 0 | 0
BART SO2 Annual-Apache Station 3 -v5.13 | 172 | 5868 | Rate Constraint in lbs/MMBtu | FALSE | L | Annual | Allowances Purchased SO2 | Thousand Tons | 0 | 0 | 0 | 0 | 0 | 0 | 0
BART SO2 Annual-Apache Station 3 -v5.13 | 172 | 5868 | Rate Constraint in lbs/MMBtu | FALSE | L | Annual | Allowances Sold SO2 | Thousand Tons | 0 | 0 | 0 | 0 | 0 | 0 | 0
BART SO2 Annual-Apache Station 3 -v5.13 | 172 | 5868 | Rate Constraint in lbs/MMBtu | FALSE | L | Annual | Allowances Banked | Thousand Tons | 0 | 0 | 0 | 0 | 0 | 0 | 0
BART SO2 Annual-Apache Station 3 -v5.13 | 172 | 5868 | Rate Constraint in lbs/MMBtu | FALSE | L | Annual | Allowances Withdrawn (1:1) | Thousand Tons | 0 | 0 | 0 | 0 | 0 | 0 | 0
BART SO2 Annual-Apache Station 3 -v5.13 | 172 | 5868 | Rate Constraint in lbs/MMBtu | FALSE | L | Annual | Allowances Withdrawn (n:1) | Thousand Tons | 0 | 0 | 0 | 0 | 0 | 0 | 0
BART SO2 Annual-Apache Station 3 -v5.13 | 172 | 5868 | Rate Constraint in lbs/MMBtu | FALSE | L | Annual | Net Emissions Allowance Position | Thousand Tons | 0 | 0 | 0 | 0 | 0 | 0 | 0
BART SO2 Annual-Apache Station 3 -v5.13 | 172 | 5868 | Rate Constraint in lbs/MMBtu | FALSE | L | Annual | Fuel Consumed | TBtu | 0 | 0 | 0 | 0 | 0 | 0 | 0
BART SO2 Annual-Apache Station 3 -v5.13 | 172 | 5868 | Rate Constraint in lbs/MMBtu | FALSE | L | Annual | Rate | lb/MMBtu | 0 | 0 | 0 | 0 | 0 | 0 | 0
BART SO2 Annual-Apache Station 3 -v5.13 | 172 | 5868 | Rate Constraint in lbs/MMBtu | FALSE | L | Annual | Generation | TWh | 0 | 0 | 0 | 0 | 0 | 0 | 0
BART SO2 Annual-Apache Station 3 -v5.13 | 172 | 5868 | Rate Constraint in lbs/MMBtu | FALSE | L | Annual | Qualifying Generation | TWh | 0 | 0 | 0 | 0 | 0 | 0 | 0
BART SO2 Annual-Apache Station 3 -v5.13 | 172 | 5868 | Rate Constraint in lbs/MMBtu | FALSE | L | Annual | Rate | lb/MWh | 0 | 0 | 0 | 0 | 0 | 0 | 0
BART SO2 Annual-Apache Station 3 -v5.13 | 172 | 5868 | Rate Constraint in lbs/MMBtu | FALSE | L | Annual | Constraint Shadow Price | US2011$/Ton | 0 | 0 | 12930.0705 | 13303.9289 | 12730.3539 | 13075.4707 | 12854.033
BART SO2 Annual-Boardman 1SG -v5.13 | 173 | 5894 | Rate Constraint in lbs/MMBtu | FALSE | L | Annual | Seasons Included | Seasons |  | Winter, Summer | Winter, Summer | Winter, Summer | Winter, Summer | Winter, Summer | Winter, Summer
BART SO2 Annual-Boardman 1SG -v5.13 | 173 | 5894 | Rate Constraint in lbs/MMBtu | FALSE | L | Annual | Standard | lb/MMBtu | 0 | 1.2 | 1.2 | 1.2 | 1.2 | 1.2 | 1.2
BART SO2 Annual-Boardman 1SG -v5.13 | 173 | 5894 | Rate Constraint in lbs/MMBtu | FALSE | L | Annual | Emissions at Affected Plants SO2 | Thousand Tons | 0 | 0 | 0 | 0 | 0 | 0 | 0
BART SO2 Annual-Boardman 1SG -v5.13 | 173 | 5894 | Rate Constraint in lbs/MMBtu | FALSE | L | Annual | Allowances Purchased SO2 | Thousand Tons | 0 | 0 | 0 | 0 | 0 | 0 | 0
BART SO2 Annual-Boardman 1SG -v5.13 | 173 | 5894 | Rate Constraint in lbs/MMBtu | FALSE | L | Annual | Allowances Sold SO2 | Thousand Tons | 0 | 0 | 0 | 0 | 0 | 0 | 0
BART SO2 Annual-Boardman 1SG -v5.13 | 173 | 5894 | Rate Constraint in lbs/MMBtu | FALSE | L | Annual | Allowances Banked | Thousand Tons | 0 | 0 | 0 | 0 | 0 | 0 | 0
BART SO2 Annual-Boardman 1SG -v5.13 | 173 | 5894 | Rate Constraint in lbs/MMBtu | FALSE | L | Annual | Allowances Withdrawn (1:1) | Thousand Tons | 0 | 0 | 0 | 0 | 0 | 0 | 0
BART SO2 Annual-Boardman 1SG -v5.13 | 173 | 5894 | Rate Constraint in lbs/MMBtu | FALSE | L | Annual | Allowances Withdrawn (n:1) | Thousand Tons | 0 | 0 | 0 | 0 | 0 | 0 | 0
BART SO2 Annual-Boardman 1SG -v5.13 | 173 | 5894 | Rate Constraint in lbs/MMBtu | FALSE | L | Annual | Net Emissions Allowance Position | Thousand Tons | 0 | 0 | 0 | 0 | 0 | 0 | 0
BART SO2 Annual-Boardman 1SG -v5.13 | 173 | 5894 | Rate Constraint in lbs/MMBtu | FALSE | L | Annual | Fuel Consumed | TBtu | 0 | 0 | 0 | 0 | 0 | 0 | 0
BART SO2 Annual-Boardman 1SG -v5.13 | 173 | 5894 | Rate Constraint in lbs/MMBtu | FALSE | L | Annual | Rate | lb/MMBtu | 0 | 0 | 0 | 0 | 0 | 0 | 0
BART SO2 Annual-Boardman 1SG -v5.13 | 173 | 5894 | Rate Constraint in lbs/MMBtu | FALSE | L | Annual | Generation | TWh | 0 | 0 | 0 | 0 | 0 | 0 | 0
BART SO2 Annual-Boardman 1SG -v5.13 | 173 | 5894 | Rate Constraint in lbs/MMBtu | FALSE | L | Annual | Qualifying Generation | TWh | 0 | 0 | 0 | 0 | 0 | 0 | 0
BART SO2 Annual-Boardman 1SG -v5.13 | 173 | 5894 | Rate Constraint in lbs/MMBtu | FALSE | L | Annual | Rate | lb/MWh | 0 | 0 | 0 | 0 | 0 | 0 | 0
BART SO2 Annual-Boardman 1SG -v5.13 | 173 | 5894 | Rate Constraint in lbs/MMBtu | FALSE | L | Annual | Constraint Shadow Price | US2011$/Ton | 0 | 0 | 0 | 0 | 0 | 0 | 0
BART SO2 Annual-Campbell 1 -v5.14 | 174 | 6117 | Rate Constraint in lbs/MMBtu | FALSE | L | Annual | Seasons Included | Seasons |  | Winter, Summer | Winter, Summer | Winter, Summer | Winter, Summer | Winter, Summer | Winter, Summer
BART SO2 Annual-Campbell 1 -v5.14 | 174 | 6117 | Rate Constraint in lbs/MMBtu | FALSE | L | Annual | Standard | lb/MMBtu | 0.29 | 0.29 | 0.29 | 0.29 | 0.29 | 0.29 | 0.29
BART SO2 Annual-Campbell 1 -v5.14 | 174 | 6117 | Rate Constraint in lbs/MMBtu | FALSE | L | Annual | Emissions at Affected Plants SO2 | Thousand Tons | 0 | 0 | 0 | 0 | 0 | 0 | 0
BART SO2 Annual-Campbell 1 -v5.14 | 174 | 6117 | Rate Constraint in lbs/MMBtu | FALSE | L | Annual | Allowances Purchased SO2 | Thousand Tons | 0 | 0 | 0 | 0 | 0 | 0 | 0
BART SO2 Annual-Campbell 1 -v5.14 | 174 | 6117 | Rate Constraint in lbs/MMBtu | FALSE | L | Annual | Allowances Sold SO2 | Thousand Tons | 0 | 0 | 0 | 0 | 0 | 0 | 0
BART SO2 Annual-Campbell 1 -v5.14 | 174 | 6117 | Rate Constraint in lbs/MMBtu | FALSE | L | Annual | Allowances Banked | Thousand Tons | 0 | 0 | 0 | 0 | 0 | 0 | 0
BART SO2 Annual-Campbell 1 -v5.14 | 174 | 6117 | Rate Constraint in lbs/MMBtu | FALSE | L | Annual | Allowances Withdrawn (1:1) | Thousand Tons | 0 | 0 | 0 | 0 | 0 | 0 | 0
BART SO2 Annual-Campbell 1 -v5.14 | 174 | 6117 | Rate Constraint in lbs/MMBtu | FALSE | L | Annual | Allowances Withdrawn (n:1) | Thousand Tons | 0 | 0 | 0 | 0 | 0 | 0 | 0
BART SO2 Annual-Campbell 1 -v5.14 | 174 | 6117 | Rate Constraint in lbs/MMBtu | FALSE | L | Annual | Net Emissions Allowance Position | Thousand Tons | 0 | 0 | 0 | 0 | 0 | 0 | 0
BART SO2 Annual-Campbell 1 -v5.14 | 174 | 6117 | Rate Constraint in lbs/MMBtu | FALSE | L | Annual | Fuel Consumed | TBtu | 0 | 0 | 0 | 0 | 0 | 0 | 0
BART SO2 Annual-Campbell 1 -v5.14 | 174 | 6117 | Rate Constraint in lbs/MMBtu | FALSE | L | Annual | Rate | lb/MMBtu | 0 | 0 | 0 | 0 | 0 | 0 | 0
BART SO2 Annual-Campbell 1 -v5.14 | 174 | 6117 | Rate Constraint in lbs/MMBtu | FALSE | L | Annual | Generation | TWh | 0 | 0 | 0 | 0 | 0 | 0 | 0
BART SO2 Annual-Campbell 1 -v5.14 | 174 | 6117 | Rate Constraint in lbs/MMBtu | FALSE | L | Annual | Qualifying Generation | TWh | 0 | 0 | 0 | 0 | 0 | 0 | 0
BART SO2 Annual-Campbell 1 -v5.14 | 174 | 6117 | Rate Constraint in lbs/MMBtu | FALSE | L | Annual | Rate | lb/MWh | 0 | 0 | 0 | 0 | 0 | 0 | 0
BART SO2 Annual-Campbell 1 -v5.14 | 174 | 6117 | Rate Constraint in lbs/MMBtu | FALSE | L | Annual | Constraint Shadow Price | US2011$/Ton | 0 | 0 | 0 | 0 | 0 | 0 | 0
BART SO2 Annual-Campbell 2 -v5.14 | 175 | 6118 | Rate Constraint in lbs/MMBtu | FALSE | L | Annual | Seasons Included | Seasons |  | Winter, Summer | Winter, Summer | Winter, Summer | Winter, Summer | Winter, Summer | Winter, Summer
BART SO2 Annual-Campbell 2 -v5.14 | 175 | 6118 | Rate Constraint in lbs/MMBtu | FALSE | L | Annual | Standard | lb/MMBtu | 0.32 | 0.32 | 0.32 | 0.32 | 0.32 | 0.32 | 0.32
BART SO2 Annual-Campbell 2 -v5.14 | 175 | 6118 | Rate Constraint in lbs/MMBtu | FALSE | L | Annual | Emissions at Affected Plants SO2 | Thousand Tons | 0 | 0 | 0 | 0 | 0 | 0 | 0
BART SO2 Annual-Campbell 2 -v5.14 | 175 | 6118 | Rate Constraint in lbs/MMBtu | FALSE | L | Annual | Allowances Purchased SO2 | Thousand Tons | 0 | 0 | 0 | 0 | 0 | 0 | 0
BART SO2 Annual-Campbell 2 -v5.14 | 175 | 6118 | Rate Constraint in lbs/MMBtu | FALSE | L | Annual | Allowances Sold SO2 | Thousand Tons | 0 | 0 | 0 | 0 | 0 | 0 | 0
BART SO2 Annual-Campbell 2 -v5.14 | 175 | 6118 | Rate Constraint in lbs/MMBtu | FALSE | L | Annual | Allowances Banked | Thousand Tons | 0 | 0 | 0 | 0 | 0 | 0 | 0
BART SO2 Annual-Campbell 2 -v5.14 | 175 | 6118 | Rate Constraint in lbs/MMBtu | FALSE | L | Annual | Allowances Withdrawn (1:1) | Thousand Tons | 0 | 0 | 0 | 0 | 0 | 0 | 0
BART SO2 Annual-Campbell 2 -v5.14 | 175 | 6118 | Rate Constraint in lbs/MMBtu | FALSE | L | Annual | Allowances Withdrawn (n:1) | Thousand Tons | 0 | 0 | 0 | 0 | 0 | 0 | 0
BART SO2 Annual-Campbell 2 -v5.14 | 175 | 6118 | Rate Constraint in lbs/MMBtu | FALSE | L | Annual | Net Emissions Allowance Position | Thousand Tons | 0 | 0 | 0 | 0 | 0 | 0 | 0
BART SO2 Annual-Campbell 2 -v5.14 | 175 | 6118 | Rate Constraint in lbs/MMBtu | FALSE | L | Annual | Fuel Consumed | TBtu | 0 | 0 | 0 | 0 | 0 | 0 | 0
BART SO2 Annual-Campbell 2 -v5.14 | 175 | 6118 | Rate Constraint in lbs/MMBtu | FALSE | L | Annual | Rate | lb/MMBtu | 0 | 0 | 0 | 0 | 0 | 0 | 0
BART SO2 Annual-Campbell 2 -v5.14 | 175 | 6118 | Rate Constraint in lbs/MMBtu | FALSE | L | Annual | Generation | TWh | 0 | 0 | 0 | 0 | 0 | 0 | 0
BART SO2 Annual-Campbell 2 -v5.14 | 175 | 6118 | Rate Constraint in lbs/MMBtu | FALSE | L | Annual | Qualifying Generation | TWh | 0 | 0 | 0 | 0 | 0 | 0 | 0
BART SO2 Annual-Campbell 2 -v5.14 | 175 | 6118 | Rate Constraint in lbs/MMBtu | FALSE | L | Annual | Rate | lb/MWh | 0 | 0 | 0 | 0 | 0 | 0 | 0
BART SO2 Annual-Campbell 2 -v5.14 | 175 | 6118 | Rate Constraint in lbs/MMBtu | FALSE | L | Annual | Constraint Shadow Price | US2011$/Ton | 0 | 0 | 0 | 0 | 0 | 0 | 0
BART SO2 Annual-Campbell 3 -v5.14 | 176 | 6119 | Rate Constraint in lbs/MMBtu | FALSE | L | Annual | Seasons Included | Seasons |  | Winter, Summer | Winter, Summer | Winter, Summer | Winter, Summer | Winter, Summer | Winter, Summer
BART SO2 Annual-Campbell 3 -v5.14 | 176 | 6119 | Rate Constraint in lbs/MMBtu | FALSE | L | Annual | Standard | lb/MMBtu | 0 | 0.07 | 0.07 | 0.07 | 0.07 | 0.07 | 0.07
BART SO2 Annual-Campbell 3 -v5.14 | 176 | 6119 | Rate Constraint in lbs/MMBtu | FALSE | L | Annual | Emissions at Affected Plants SO2 | Thousand Tons | 0 | 0.0068569 | 0.0068569 | 0.0068569 | 0.0068569 | 0.0068571 | 0.0068571
BART SO2 Annual-Campbell 3 -v5.14 | 176 | 6119 | Rate Constraint in lbs/MMBtu | FALSE | L | Annual | Allowances Purchased SO2 | Thousand Tons | 0 | 0 | 0 | 0 | 0 | 0 | 0
BART SO2 Annual-Campbell 3 -v5.14 | 176 | 6119 | Rate Constraint in lbs/MMBtu | FALSE | L | Annual | Allowances Sold SO2 | Thousand Tons | 0 | 0 | 0 | 0 | 0 | 0 | 0
BART SO2 Annual-Campbell 3 -v5.14 | 176 | 6119 | Rate Constraint in lbs/MMBtu | FALSE | L | Annual | Allowances Banked | Thousand Tons | 0 | 0 | 0 | 0 | 0 | 0 | 0
BART SO2 Annual-Campbell 3 -v5.14 | 176 | 6119 | Rate Constraint in lbs/MMBtu | FALSE | L | Annual | Allowances Withdrawn (1:1) | Thousand Tons | 0 | 0 | 0 | 0 | 0 | 0 | 0
BART SO2 Annual-Campbell 3 -v5.14 | 176 | 6119 | Rate Constraint in lbs/MMBtu | FALSE | L | Annual | Allowances Withdrawn (n:1) | Thousand Tons | 0 | 0 | 0 | 0 | 0 | 0 | 0
BART SO2 Annual-Campbell 3 -v5.14 | 176 | 6119 | Rate Constraint in lbs/MMBtu | FALSE | L | Annual | Net Emissions Allowance Position | Thousand Tons | 0 | 0.0068569 | 0.0068569 | 0.0068569 | 0.0068569 | 0.0068571 | 0.0068571
BART SO2 Annual-Campbell 3 -v5.14 | 176 | 6119 | Rate Constraint in lbs/MMBtu | FALSE | L | Annual | Fuel Consumed | TBtu | 0 | 0.19591 | 0.19591 | 0.19591 | 0.19591 | 0.19592 | 0.19592
BART SO2 Annual-Campbell 3 -v5.14 | 176 | 6119 | Rate Constraint in lbs/MMBtu | FALSE | L | Annual | Rate | lb/MMBtu | 0 | 0.07 | 0.07 | 0.07 | 0.07 | 0.07 | 0.07
BART SO2 Annual-Campbell 3 -v5.14 | 176 | 6119 | Rate Constraint in lbs/MMBtu | FALSE | L | Annual | Generation | TWh | 0 | 0.019846 | 0.019846 | 0.019846 | 0.019846 | 0.019841 | 0.019841
BART SO2 Annual-Campbell 3 -v5.14 | 176 | 6119 | Rate Constraint in lbs/MMBtu | FALSE | L | Annual | Qualifying Generation | TWh | 0 | 0.019846 | 0.019846 | 0.019846 | 0.019846 | 0.019841 | 0.019841
BART SO2 Annual-Campbell 3 -v5.14 | 176 | 6119 | Rate Constraint in lbs/MMBtu | FALSE | L | Annual | Rate | lb/MWh | 0 | 0.3455 | 0.3455 | 0.3455 | 0.3455 | 0.3456 | 0.3456
BART SO2 Annual-Campbell 3 -v5.14 | 176 | 6119 | Rate Constraint in lbs/MMBtu | FALSE | L | Annual | Constraint Shadow Price | US2011$/Ton | 0 | 41368.272 | 50084.6831 | 51248.8012 | 0 | 58796.6647 | 0
BART SO2 Annual-Cherokee 4 -v5.13 | 177 | 5874 | Rate Constraint in lbs/MMBtu | FALSE | L | Annual | Seasons Included | Seasons |  | Winter, Summer | Winter, Summer | Winter, Summer | Winter, Summer | Winter, Summer | Winter, Summer
BART SO2 Annual-Cherokee 4 -v5.13 | 177 | 5874 | Rate Constraint in lbs/MMBtu | FALSE | L | Annual | Standard | lb/MMBtu | 0 | 0.00781 | 0.00781 | 0.00781 | 0.00781 | 0.00781 | 0.00781
BART SO2 Annual-Cherokee 4 -v5.13 | 177 | 5874 | Rate Constraint in lbs/MMBtu | FALSE | L | Annual | Emissions at Affected Plants SO2 | Thousand Tons | 0 | 0 | 0 | 0 | 0 | 0 | 0
BART SO2 Annual-Cherokee 4 -v5.13 | 177 | 5874 | Rate Constraint in lbs/MMBtu | FALSE | L | Annual | Allowances Purchased SO2 | Thousand Tons | 0 | 0 | 0 | 0 | 0 | 0 | 0
BART SO2 Annual-Cherokee 4 -v5.13 | 177 | 5874 | Rate Constraint in lbs/MMBtu | FALSE | L | Annual | Allowances Sold SO2 | Thousand Tons | 0 | 0 | 0 | 0 | 0 | 0 | 0
BART SO2 Annual-Cherokee 4 -v5.13 | 177 | 5874 | Rate Constraint in lbs/MMBtu | FALSE | L | Annual | Allowances Banked | Thousand Tons | 0 | 0 | 0 | 0 | 0 | 0 | 0
BART SO2 Annual-Cherokee 4 -v5.13 | 177 | 5874 | Rate Constraint in lbs/MMBtu | FALSE | L | Annual | Allowances Withdrawn (1:1) | Thousand Tons | 0 | 0 | 0 | 0 | 0 | 0 | 0
BART SO2 Annual-Cherokee 4 -v5.13 | 177 | 5874 | Rate Constraint in lbs/MMBtu | FALSE | L | Annual | Allowances Withdrawn (n:1) | Thousand Tons | 0 | 0 | 0 | 0 | 0 | 0 | 0
BART SO2 Annual-Cherokee 4 -v5.13 | 177 | 5874 | Rate Constraint in lbs/MMBtu | FALSE | L | Annual | Net Emissions Allowance Position | Thousand Tons | 0 | 0 | 0 | 0 | 0 | 0 | 0
BART SO2 Annual-Cherokee 4 -v5.13 | 177 | 5874 | Rate Constraint in lbs/MMBtu | FALSE | L | Annual | Fuel Consumed | TBtu | 0 | 0 | 0 | 0 | 0 | 0 | 0
BART SO2 Annual-Cherokee 4 -v5.13 | 177 | 5874 | Rate Constraint in lbs/MMBtu | FALSE | L | Annual | Rate | lb/MMBtu | 0 | 0 | 0 | 0 | 0 | 0 | 0
BART SO2 Annual-Cherokee 4 -v5.13 | 177 | 5874 | Rate Constraint in lbs/MMBtu | FALSE | L | Annual | Generation | TWh | 0 | 0 | 0 | 0 | 0 | 0 | 0
BART SO2 Annual-Cherokee 4 -v5.13 | 177 | 5874 | Rate Constraint in lbs/MMBtu | FALSE | L | Annual | Qualifying Generation | TWh | 0 | 0 | 0 | 0 | 0 | 0 | 0
BART SO2 Annual-Cherokee 4 -v5.13 | 177 | 5874 | Rate Constraint in lbs/MMBtu | FALSE | L | Annual | Rate | lb/MWh | 0 | 0 | 0 | 0 | 0 | 0 | 0
BART SO2 Annual-Cherokee 4 -v5.13 | 177 | 5874 | Rate Constraint in lbs/MMBtu | FALSE | L | Annual | Constraint Shadow Price | US2011$/Ton | 0 | 22703.2597 | 0 | 0 | 9697.5548 | 48688.609 | 13873.326
BART SO2 Annual-Cholla 2 -v5.13 | 178 | 5869 | Rate Constraint in lbs/MMBtu | FALSE | L | Annual | Seasons Included | Seasons | Winter, Summer | Winter, Summer | Winter, Summer | Winter, Summer | Winter, Summer | Winter, Summer | Winter, Summer
BART SO2 Annual-Cholla 2 -v5.13 | 178 | 5869 | Rate Constraint in lbs/MMBtu | FALSE | L | Annual | Standard | lb/MMBtu | 0.15 | 0.15 | 0.15 | 0.15 | 0.15 | 0.15 | 0.15
BART SO2 Annual-Cholla 2 -v5.13 | 178 | 5869 | Rate Constraint in lbs/MMBtu | FALSE | L | Annual | Emissions at Affected Plants SO2 | Thousand Tons | 1.4634 | 1.4634 | 1.4609 | 1.4634 | 1.4634 | 1.4634 | 1.4552
BART SO2 Annual-Cholla 2 -v5.13 | 178 | 5869 | Rate Constraint in lbs/MMBtu | FALSE | L | Annual | Allowances Purchased SO2 | Thousand Tons | 0 | 0 | 0 | 0 | 0 | 0 | 0
BART SO2 Annual-Cholla 2 -v5.13 | 178 | 5869 | Rate Constraint in lbs/MMBtu | FALSE | L | Annual | Allowances Sold SO2 | Thousand Tons | 0 | 0 | 0 | 0 | 0 | 0 | 0
BART SO2 Annual-Cholla 2 -v5.13 | 178 | 5869 | Rate Constraint in lbs/MMBtu | FALSE | L | Annual | Allowances Banked | Thousand Tons | 0 | 0 | 0 | 0 | 0 | 0 | 0
BART SO2 Annual-Cholla 2 -v5.13 | 178 | 5869 | Rate Constraint in lbs/MMBtu | FALSE | L | Annual | Allowances Withdrawn (1:1) | Thousand Tons | 0 | 0 | 0 | 0 | 0 | 0 | 0
BART SO2 Annual-Cholla 2 -v5.13 | 178 | 5869 | Rate Constraint in lbs/MMBtu | FALSE | L | Annual | Allowances Withdrawn (n:1) | Thousand Tons | 0 | 0 | 0 | 0 | 0 | 0 | 0
BART SO2 Annual-Cholla 2 -v5.13 | 178 | 5869 | Rate Constraint in lbs/MMBtu | FALSE | L | Annual | Net Emissions Allowance Position | Thousand Tons | 1.4634 | 1.4634 | 1.4609 | 1.4634 | 1.4634 | 1.4634 | 1.4552
BART SO2 Annual-Cholla 2 -v5.13 | 178 | 5869 | Rate Constraint in lbs/MMBtu | FALSE | L | Annual | Fuel Consumed | TBtu | 19.5126 | 19.5126 | 19.4786 | 19.5126 | 19.5126 | 19.5126 | 19.5346
BART SO2 Annual-Cholla 2 -v5.13 | 178 | 5869 | Rate Constraint in lbs/MMBtu | FALSE | L | Annual | Rate | lb/MMBtu | 0.15 | 0.15 | 0.15 | 0.15 | 0.15 | 0.15 | 0.14899
BART SO2 Annual-Cholla 2 -v5.13 | 178 | 5869 | Rate Constraint in lbs/MMBtu | FALSE | L | Annual | Generation | TWh | 1.877 | 1.8706 | 1.8674 | 1.8706 | 1.8706 | 1.8706 | 1.8706
BART SO2 Annual-Cholla 2 -v5.13 | 178 | 5869 | Rate Constraint in lbs/MMBtu | FALSE | L | Annual | Qualifying Generation | TWh | 1.877 | 1.8706 | 1.8674 | 1.8706 | 1.8706 | 1.8706 | 1.8706
BART SO2 Annual-Cholla 2 -v5.13 | 178 | 5869 | Rate Constraint in lbs/MMBtu | FALSE | L | Annual | Rate | lb/MWh | 0.77966 | 0.78232 | 0.78232 | 0.78232 | 0.78232 | 0.78232 | 0.77791
BART SO2 Annual-Cholla 2 -v5.13 | 178 | 5869 | Rate Constraint in lbs/MMBtu | FALSE | L | Annual | Constraint Shadow Price | US2011$/Ton | 5859.8894 | 7828.2821 | 4470.8964 | 9144.1369 | 4880.2525 | 0 | 0
BART SO2 Annual-Cholla 3 -v5.13 | 179 | 5870 | Rate Constraint in lbs/MMBtu | FALSE | L | Annual | Seasons Included | Seasons | Winter, Summer | Winter, Summer | Winter, Summer | Winter, Summer | Winter, Summer | Winter, Summer | Winter, Summer
BART SO2 Annual-Cholla 3 -v5.13 | 179 | 5870 | Rate Constraint in lbs/MMBtu | FALSE | L | Annual | Standard | lb/MMBtu | 0.15 | 0.15 | 0.15 | 0.15 | 0.15 | 0.15 | 0.15
BART SO2 Annual-Cholla 3 -v5.13 | 179 | 5870 | Rate Constraint in lbs/MMBtu | FALSE | L | Annual | Emissions at Affected Plants SO2 | Thousand Tons | 1.1092 | 1.1092 | 1.1073 | 1.1092 | 1.1092 | 1.1092 | 1.1082
BART SO2 Annual-Cholla 3 -v5.13 | 179 | 5870 | Rate Constraint in lbs/MMBtu | FALSE | L | Annual | Allowances Purchased SO2 | Thousand Tons | 0 | 0 | 0 | 0 | 0 | 0 | 0
BART SO2 Annual-Cholla 3 -v5.13 | 179 | 5870 | Rate Constraint in lbs/MMBtu | FALSE | L | Annual | Allowances Sold SO2 | Thousand Tons | 0 | 0 | 0 | 0 | 0 | 0 | 0
BART SO2 Annual-Cholla 3 -v5.13 | 179 | 5870 | Rate Constraint in lbs/MMBtu | FALSE | L | Annual | Allowances Banked | Thousand Tons | 0 | 0 | 0 | 0 | 0 | 0 | 0
BART SO2 Annual-Cholla 3 -v5.13 | 179 | 5870 | Rate Constraint in lbs/MMBtu | FALSE | L | Annual | Allowances Withdrawn (1:1) | Thousand Tons | 0 | 0 | 0 | 0 | 0 | 0 | 0
BART SO2 Annual-Cholla 3 -v5.13 | 179 | 5870 | Rate Constraint in lbs/MMBtu | FALSE | L | Annual | Allowances Withdrawn (n:1) | Thousand Tons | 0 | 0 | 0 | 0 | 0 | 0 | 0
BART SO2 Annual-Cholla 3 -v5.13 | 179 | 5870 | Rate Constraint in lbs/MMBtu | FALSE | L | Annual | Net Emissions Allowance Position | Thousand Tons | 1.1092 | 1.1092 | 1.1073 | 1.1092 | 1.1092 | 1.1092 | 1.1082
BART SO2 Annual-Cholla 3 -v5.13 | 179 | 5870 | Rate Constraint in lbs/MMBtu | FALSE | L | Annual | Fuel Consumed | TBtu | 20.4216 | 20.4216 | 20.386 | 20.4216 | 20.4216 | 20.4216 | 20.422
BART SO2 Annual-Cholla 3 -v5.13 | 179 | 5870 | Rate Constraint in lbs/MMBtu | FALSE | L | Annual | Rate | lb/MMBtu | 0.10863 | 0.10863 | 0.10863 | 0.10863 | 0.10863 | 0.10863 | 0.10853
BART SO2 Annual-Cholla 3 -v5.13 | 179 | 5870 | Rate Constraint in lbs/MMBtu | FALSE | L | Annual | Generation | TWh | 1.96 | 1.9486 | 1.9452 | 1.9486 | 1.9486 | 1.9486 | 1.9486
BART SO2 Annual-Cholla 3 -v5.13 | 179 | 5870 | Rate Constraint in lbs/MMBtu | FALSE | L | Annual | Qualifying Generation | TWh | 1.96 | 1.9486 | 1.9452 | 1.9486 | 1.9486 | 1.9486 | 1.9486
BART SO2 Annual-Cholla 3 -v5.13 | 179 | 5870 | Rate Constraint in lbs/MMBtu | FALSE | L | Annual | Rate | lb/MWh | 0.56592 | 0.56924 | 0.56924 | 0.56924 | 0.56924 | 0.56924 | 0.56874
BART SO2 Annual-Cholla 3 -v5.13 | 179 | 5870 | Rate Constraint in lbs/MMBtu | FALSE | L | Annual | Constraint Shadow Price | US2011$/Ton | 0 | 0 | 0 | 0 | 0 | 0 | 0
BART SO2 Annual-Cholla 4 -v5.13 | 180 | 5871 | Rate Constraint in lbs/MMBtu | FALSE | L | Annual | Seasons Included | Seasons | Winter, Summer | Winter, Summer | Winter, Summer | Winter, Summer | Winter, Summer | Winter, Summer | Winter, Summer
BART SO2 Annual-Cholla 4 -v5.13 | 180 | 5871 | Rate Constraint in lbs/MMBtu | FALSE | L | Annual | Standard | lb/MMBtu | 0.15 | 0.15 | 0.15 | 0.15 | 0.15 | 0.15 | 0.15
BART SO2 Annual-Cholla 4 -v5.13 | 180 | 5871 | Rate Constraint in lbs/MMBtu | FALSE | L | Annual | Emissions at Affected Plants SO2 | Thousand Tons | 1.5789 | 1.5789 | 1.5762 | 1.5789 | 1.5789 | 1.5789 | 1.5789
BART SO2 Annual-Cholla 4 -v5.13 | 180 | 5871 | Rate Constraint in lbs/MMBtu | FALSE | L | Annual | Allowances Purchased SO2 | Thousand Tons | 0 | 0 | 0 | 0 | 0 | 0 | 0
BART SO2 Annual-Cholla 4 -v5.13 | 180 | 5871 | Rate Constraint in lbs/MMBtu | FALSE | L | Annual | Allowances Sold SO2 | Thousand Tons | 0 | 0 | 0 | 0 | 0 | 0 | 0
BART SO2 Annual-Cholla 4 -v5.13 | 180 | 5871 | Rate Constraint in lbs/MMBtu | FALSE | L | Annual | Allowances Banked | Thousand Tons | 0 | 0 | 0 | 0 | 0 | 0 | 0
BART SO2 Annual-Cholla 4 -v5.13 | 180 | 5871 | Rate Constraint in lbs/MMBtu | FALSE | L | Annual | Allowances Withdrawn (1:1) | Thousand Tons | 0 | 0 | 0 | 0 | 0 | 0 | 0
BART SO2 Annual-Cholla 4 -v5.13 | 180 | 5871 | Rate Constraint in lbs/MMBtu | FALSE | L | Annual | Allowances Withdrawn (n:1) | Thousand Tons | 0 | 0 | 0 | 0 | 0 | 0 | 0
BART SO2 Annual-Cholla 4 -v5.13 | 180 | 5871 | Rate Constraint in lbs/MMBtu | FALSE | L | Annual | Net Emissions Allowance Position | Thousand Tons | 1.5789 | 1.5789 | 1.5762 | 1.5789 | 1.5789 | 1.5789 | 1.5789
BART SO2 Annual-Cholla 4 -v5.13 | 180 | 5871 | Rate Constraint in lbs/MMBtu | FALSE | L | Annual | Fuel Consumed | TBtu | 29.0695 | 29.0695 | 29.02 | 29.0695 | 29.0695 | 29.0695 | 29.0695
BART SO2 Annual-Cholla 4 -v5.13 | 180 | 5871 | Rate Constraint in lbs/MMBtu | FALSE | L | Annual | Rate | lb/MMBtu | 0.10863 | 0.10863 | 0.10863 | 0.10863 | 0.10863 | 0.10863 | 0.10863
BART SO2 Annual-Cholla 4 -v5.13 | 180 | 5871 | Rate Constraint in lbs/MMBtu | FALSE | L | Annual | Generation | TWh | 2.8086 | 2.7923 | 2.7875 | 2.7923 | 2.7923 | 2.7923 | 2.7923
BART SO2 Annual-Cholla 4 -v5.13 | 180 | 5871 | Rate Constraint in lbs/MMBtu | FALSE | L | Annual | Qualifying Generation | TWh | 2.8086 | 2.7923 | 2.7875 | 2.7923 | 2.7923 | 2.7923 | 2.7923
BART SO2 Annual-Cholla 4 -v5.13 | 180 | 5871 | Rate Constraint in lbs/MMBtu | FALSE | L | Annual | Rate | lb/MWh | 0.56217 | 0.56545 | 0.56545 | 0.56545 | 0.56545 | 0.56545 | 0.56545
BART SO2 Annual-Cholla 4 -v5.13 | 180 | 5871 | Rate Constraint in lbs/MMBtu | FALSE | L | Annual | Constraint Shadow Price | US2011$/Ton | 0 | 0 | 0 | 0 | 0 | 0 | 0
BART SO2 Annual-Coal Creek 1 -v5.13 | 181 | 5881 | Rate Constraint in lbs/MMBtu | FALSE | L | Annual | Seasons Included | Seasons |  | Winter, Summer | Winter, Summer | Winter, Summer | Winter, Summer | Winter, Summer | Winter, Summer
BART SO2 Annual-Coal Creek 1 -v5.13 | 181 | 5881 | Rate Constraint in lbs/MMBtu | FALSE | L | Annual | Standard | lb/MMBtu | 0 | 0.15 | 0.15 | 0.15 | 0.15 | 0.15 | 0.15
BART SO2 Annual-Coal Creek 1 -v5.13 | 181 | 5881 | Rate Constraint in lbs/MMBtu | FALSE | L | Annual | Emissions at Affected Plants SO2 | Thousand Tons | 0 | 3.0011 | 3.0011 | 3.0011 | 3.0011 | 3.0011 | 3.0011
BART SO2 Annual-Coal Creek 1 -v5.13 | 181 | 5881 | Rate Constraint in lbs/MMBtu | FALSE | L | Annual | Allowances Purchased SO2 | Thousand Tons | 0 | 0 | 0 | 0 | 0 | 0 | 0
BART SO2 Annual-Coal Creek 1 -v5.13 | 181 | 5881 | Rate Constraint in lbs/MMBtu | FALSE | L | Annual | Allowances Sold SO2 | Thousand Tons | 0 | 0 | 0 | 0 | 0 | 0 | 0
BART SO2 Annual-Coal Creek 1 -v5.13 | 181 | 5881 | Rate Constraint in lbs/MMBtu | FALSE | L | Annual | Allowances Banked | Thousand Tons | 0 | 0 | 0 | 0 | 0 | 0 | 0
BART SO2 Annual-Coal Creek 1 -v5.13 | 181 | 5881 | Rate Constraint in lbs/MMBtu | FALSE | L | Annual | Allowances Withdrawn (1:1) | Thousand Tons | 0 | 0 | 0 | 0 | 0 | 0 | 0
BART SO2 Annual-Coal Creek 1 -v5.13 | 181 | 5881 | Rate Constraint in lbs/MMBtu | FALSE | L | Annual | Allowances Withdrawn (n:1) | Thousand Tons | 0 | 0 | 0 | 0 | 0 | 0 | 0
BART SO2 Annual-Coal Creek 1 -v5.13 | 181 | 5881 | Rate Constraint in lbs/MMBtu | FALSE | L | Annual | Net Emissions Allowance Position | Thousand Tons | 0 | 3.0011 | 3.0011 | 3.0011 | 3.0011 | 3.0011 | 3.0011
BART SO2 Annual-Coal Creek 1 -v5.13 | 181 | 5881 | Rate Constraint in lbs/MMBtu | FALSE | L | Annual | Fuel Consumed | TBtu | 0 | 40.0146 | 40.0146 | 40.0146 | 40.0146 | 40.0146 | 40.0146
BART SO2 Annual-Coal Creek 1 -v5.13 | 181 | 5881 | Rate Constraint in lbs/MMBtu | FALSE | L | Annual | Rate | lb/MMBtu | 0 | 0.15 | 0.15 | 0.15 | 0.15 | 0.15 | 0.15
BART SO2 Annual-Coal Creek 1 -v5.13 | 181 | 5881 | Rate Constraint in lbs/MMBtu | FALSE | L | Annual | Generation | TWh | 0 | 3.5996 | 3.5996 | 3.5996 | 3.5996 | 3.5996 | 3.5996
BART SO2 Annual-Coal Creek 1 -v5.13 | 181 | 5881 | Rate Constraint in lbs/MMBtu | FALSE | L | Annual | Qualifying Generation | TWh | 0 | 3.5996 | 3.5996 | 3.5996 | 3.5996 | 3.5996 | 3.5996
BART SO2 Annual-Coal Creek 1 -v5.13 | 181 | 5881 | Rate Constraint in lbs/MMBtu | FALSE | L | Annual | Rate | lb/MWh | 0 | 0.83373 | 0.83373 | 0.83373 | 0.83373 | 0.83373 | 0.83373
BART SO2 Annual-Coal Creek 1 -v5.13 | 181 | 5881 | Rate Constraint in lbs/MMBtu | FALSE | L | Annual | Constraint Shadow Price | US2011$/Ton | 0 | 19807.2872 | 28164.5576 | 24266.5856 | 24627.8924 | 31472.4642 | 32724.2034
BART SO2 Annual-Coal Creek 2 -v5.13 | 182 | 5882 | Rate Constraint in lbs/MMBtu | FALSE | L | Annual | Seasons Included | Seasons |  | Winter, Summer | Winter, Summer | Winter, Summer | Winter, Summer | Winter, Summer | Winter, Summer
BART SO2 Annual-Coal Creek 2 -v5.13 | 182 | 5882 | Rate Constraint in lbs/MMBtu | FALSE | L | Annual | Standard | lb/MMBtu | 0 | 0.15 | 0.15 | 0.15 | 0.15 | 0.15 | 0.15
BART SO2 Annual-Coal Creek 2 -v5.13 | 182 | 5882 | Rate Constraint in lbs/MMBtu | FALSE | L | Annual | Emissions at Affected Plants SO2 | Thousand Tons | 0 | 3.0714 | 3.0714 | 3.0714 | 3.0714 | 3.1238 | 3.1238
BART SO2 Annual-Coal Creek 2 -v5.13 | 182 | 5882 | Rate Constraint in lbs/MMBtu | FALSE | L | Annual | Allowances Purchased SO2 | Thousand Tons | 0 | 0 | 0 | 0 | 0 | 0 | 0
BART SO2 Annual-Coal Creek 2 -v5.13 | 182 | 5882 | Rate Constraint in lbs/MMBtu | FALSE | L | Annual | Allowances Sold SO2 | Thousand Tons | 0 | 0 | 0 | 0 | 0 | 0 | 0
BART SO2 Annual-Coal Creek 2 -v5.13 | 182 | 5882 | Rate Constraint in lbs/MMBtu | FALSE | L | Annual | Allowances Banked | Thousand Tons | 0 | 0 | 0 | 0 | 0 | 0 | 0
BART SO2 Annual-Coal Creek 2 -v5.13 | 182 | 5882 | Rate Constraint in lbs/MMBtu | FALSE | L | Annual | Allowances Withdrawn (1:1) | Thousand Tons | 0 | 0 | 0 | 0 | 0 | 0 | 0
BART SO2 Annual-Coal Creek 2 -v5.13 | 182 | 5882 | Rate Constraint in lbs/MMBtu | FALSE | L | Annual | Allowances Withdrawn (n:1) | Thousand Tons | 0 | 0 | 0 | 0 | 0 | 0 | 0
BART SO2 Annual-Coal Creek 2 -v5.13 | 182 | 5882 | Rate Constraint in lbs/MMBtu | FALSE | L | Annual | Net Emissions Allowance Position | Thousand Tons | 0 | 3.0714 | 3.0714 | 3.0714 | 3.0714 | 3.1238 | 3.1238
BART SO2 Annual-Coal Creek 2 -v5.13 | 182 | 5882 | Rate Constraint in lbs/MMBtu | FALSE | L | Annual | Fuel Consumed | TBtu | 0 | 40.9515 | 40.9515 | 40.9515 | 40.9515 | 41.6512 | 41.6512
BART SO2 Annual-Coal Creek 2 -v5.13 | 182 | 5882 | Rate Constraint in lbs/MMBtu | FALSE | L | Annual | Rate | lb/MMBtu | 0 | 0.15 | 0.15 | 0.15 | 0.15 | 0.15 | 0.15
BART SO2 Annual-Coal Creek 2 -v5.13 | 182 | 5882 | Rate Constraint in lbs/MMBtu | FALSE | L | Annual | Generation | TWh | 0 | 3.6863 | 3.6863 | 3.6863 | 3.6863 | 3.7492 | 3.7492
BART SO2 Annual-Coal Creek 2 -v5.13 | 182 | 5882 | Rate Constraint in lbs/MMBtu | FALSE | L | Annual | Qualifying Generation | TWh | 0 | 3.6863 | 3.6863 | 3.6863 | 3.6863 | 3.7492 | 3.7492
BART SO2 Annual-Coal Creek 2 -v5.13 | 182 | 5882 | Rate Constraint in lbs/MMBtu | FALSE | L | Annual | Rate | lb/MWh | 0 | 0.83319 | 0.83319 | 0.83319 | 0.83319 | 0.83319 | 0.83319
BART SO2 Annual-Coal Creek 2 -v5.13 | 182 | 5882 | Rate Constraint in lbs/MMBtu | FALSE | L | Annual | Constraint Shadow Price | US2011$/Ton | 0 | 19548.6946 | 28481.1725 | 24753.1198 | 25640.8491 | 30068.5399 | 32794.4838
BART SO2 Annual-Coronado U1B -v5.13 | 183 | 5872 | Rate Constraint in lbs/MMBtu | FALSE | L | Annual | Seasons Included | Seasons | Winter, Summer | Winter, Summer | Winter, Summer | Winter, Summer | Winter, Summer | Winter, Summer | Winter, Summer
BART SO2 Annual-Coronado U1B -v5.13 | 183 | 5872 | Rate Constraint in lbs/MMBtu | FALSE | L | Annual | Standard | lb/MMBtu | 0.08 | 0.08 | 0.08 | 0.08 | 0.08 | 0.08 | 0.08
BART SO2 Annual-Coronado U1B -v5.13 | 183 | 5872 | Rate Constraint in lbs/MMBtu | FALSE | L | Annual | Emissions at Affected Plants SO2 | Thousand Tons | 0.82756 | 0.82756 | 0.82756 | 0.82756 | 0.82756 | 0.82756 | 0.82756
BART SO2 Annual-Coronado U1B -v5.13 | 183 | 5872 | Rate Constraint in lbs/MMBtu | FALSE | L | Annual | Allowances Purchased SO2 | Thousand Tons | 0 | 0 | 0 | 0 | 0 | 0 | 0
BART SO2 Annual-Coronado U1B -v5.13 | 183 | 5872 | Rate Constraint in lbs/MMBtu | FALSE | L | Annual | Allowances Sold SO2 | Thousand Tons | 0 | 0 | 0 | 0 | 0 | 0 | 0
BART SO2 Annual-Coronado U1B -v5.13 | 183 | 5872 | Rate Constraint in lbs/MMBtu | FALSE | L | Annual | Allowances Banked | Thousand Tons | 0 | 0 | 0 | 0 | 0 | 0 | 0
BART SO2 Annual-Coronado U1B -v5.13 | 183 | 5872 | Rate Constraint in lbs/MMBtu | FALSE | L | Annual | Allowances Withdrawn (1:1) | Thousand Tons | 0 | 0 | 0 | 0 | 0 | 0 | 0
BART SO2 Annual-Coronado U1B -v5.13 | 183 | 5872 | Rate Constraint in lbs/MMBtu | FALSE | L | Annual | Allowances Withdrawn (n:1) | Thousand Tons | 0 | 0 | 0 | 0 | 0 | 0 | 0
BART SO2 Annual-Coronado U1B -v5.13 | 183 | 5872 | Rate Constraint in lbs/MMBtu | FALSE | L | Annual | Net Emissions Allowance Position | Thousand Tons | 0.82756 | 0.82756 | 0.82756 | 0.82756 | 0.82756 | 0.82756 | 0.82756
BART SO2 Annual-Coronado U1B -v5.13 | 183 | 5872 | Rate Constraint in lbs/MMBtu | FALSE | L | Annual | Fuel Consumed | TBtu | 27.3901 | 27.3901 | 27.3901 | 27.3901 | 27.3901 | 27.3901 | 27.4925
BART SO2 Annual-Coronado U1B -v5.13 | 183 | 5872 | Rate Constraint in lbs/MMBtu | FALSE | L | Annual | Rate | lb/MMBtu | 0.060427 | 0.060427 | 0.060427 | 0.060427 | 0.060427 | 0.060427 | 0.060202
BART SO2 Annual-Coronado U1B -v5.13 | 183 | 5872 | Rate Constraint in lbs/MMBtu | FALSE | L | Annual | Generation | TWh | 2.7506 | 2.7506 | 2.7506 | 2.7506 | 2.7506 | 2.7506 | 2.7506
BART SO2 Annual-Coronado U1B -v5.13 | 183 | 5872 | Rate Constraint in lbs/MMBtu | FALSE | L | Annual | Qualifying Generation | TWh | 2.7506 | 2.7506 | 2.7506 | 2.7506 | 2.7506 | 2.7506 | 2.7506
BART SO2 Annual-Coronado U1B -v5.13 | 183 | 5872 | Rate Constraint in lbs/MMBtu | FALSE | L | Annual | Rate | lb/MWh | 0.30087 | 0.30087 | 0.30087 | 0.30087 | 0.30087 | 0.30087 | 0.30087
BART SO2 Annual-Coronado U1B -v5.13 | 183 | 5872 | Rate Constraint in lbs/MMBtu | FALSE | L | Annual | Constraint Shadow Price | US2011$/Ton | 0 | 0 | 0 | 0 | 0 | 0 | 0
BART SO2 Annual-Coronado U2B -v5.13 | 184 | 5873 | Rate Constraint in lbs/MMBtu | FALSE | L | Annual | Seasons Included | Seasons | Winter, Summer | Winter, Summer | Winter, Summer | Winter, Summer | Winter, Summer | Winter, Summer | Winter, Summer
BART SO2 Annual-Coronado U2B -v5.13 | 184 | 5873 | Rate Constraint in lbs/MMBtu | FALSE | L | Annual | Standard | lb/MMBtu | 0.08 | 0.08 | 0.08 | 0.08 | 0.08 | 0.08 | 0.08
BART SO2 Annual-Coronado U2B -v5.13 | 184 | 5873 | Rate Constraint in lbs/MMBtu | FALSE | L | Annual | Emissions at Affected Plants SO2 | Thousand Tons | 1.143 | 1.143 | 1.143 | 1.143 | 1.143 | 1.143 | 1.143
BART SO2 Annual-Coronado U2B -v5.13 | 184 | 5873 | Rate Constraint in lbs/MMBtu | FALSE | L | Annual | Allowances Purchased SO2 | Thousand Tons | 0 | 0 | 0 | 0 | 0 | 0 | 0
BART SO2 Annual-Coronado U2B -v5.13 | 184 | 5873 | Rate Constraint in lbs/MMBtu | FALSE | L | Annual | Allowances Sold SO2 | Thousand Tons | 0 | 0 | 0 | 0 | 0 | 0 | 0
BART SO2 Annual-Coronado U2B -v5.13 | 184 | 5873 | Rate Constraint in lbs/MMBtu | FALSE | L | Annual | Allowances Banked | Thousand Tons | 0 | 0 | 0 | 0 | 0 | 0 | 0
BART SO2 Annual-Coronado U2B -v5.13 | 184 | 5873 | Rate Constraint in lbs/MMBtu | FALSE | L | Annual | Allowances Withdrawn (1:1) | Thousand Tons | 0 | 0 | 0 | 0 | 0 | 0 | 0
BART SO2 Annual-Coronado U2B -v5.13 | 184 | 5873 | Rate Constraint in lbs/MMBtu | FALSE | L | Annual | Allowances Withdrawn (n:1) | Thousand Tons | 0 | 0 | 0 | 0 | 0 | 0 | 0
BART SO2 Annual-Coronado U2B -v5.13 | 184 | 5873 | Rate Constraint in lbs/MMBtu | FALSE | L | Annual | Net Emissions Allowance Position | Thousand Tons | 1.143 | 1.143 | 1.143 | 1.143 | 1.143 | 1.143 | 1.143
BART SO2 Annual-Coronado U2B -v5.13 | 184 | 5873 | Rate Constraint in lbs/MMBtu | FALSE | L | Annual | Fuel Consumed | TBtu | 28.5756 | 28.5756 | 28.5756 | 28.5756 | 28.5756 | 28.5756 | 28.6129
BART SO2 Annual-Coronado U2B -v5.13 | 184 | 5873 | Rate Constraint in lbs/MMBtu | FALSE | L | Annual | Rate | lb/MMBtu | 0.08 | 0.08 | 0.08 | 0.08 | 0.08 | 0.08 | 0.079896
BART SO2 Annual-Coronado U2B -v5.13 | 184 | 5873 | Rate Constraint in lbs/MMBtu | FALSE | L | Annual | Generation | TWh | 2.7761 | 2.7761 | 2.7761 | 2.7761 | 2.7761 | 2.7761 | 2.7761
BART SO2 Annual-Coronado U2B -v5.13 | 184 | 5873 | Rate Constraint in lbs/MMBtu | FALSE | L | Annual | Qualifying Generation | TWh | 2.7761 | 2.7761 | 2.7761 | 2.7761 | 2.7761 | 2.7761 | 2.7761
BART SO2 Annual-Coronado U2B -v5.13 | 184 | 5873 | Rate Constraint in lbs/MMBtu | FALSE | L | Annual | Rate | lb/MWh | 0.41174 | 0.41174 | 0.41174 | 0.41174 | 0.41174 | 0.41174 | 0.41174
BART SO2 Annual-Coronado U2B -v5.13 | 184 | 5873 | Rate Constraint in lbs/MMBtu | FALSE | L | Annual | Constraint Shadow Price | US2011$/Ton | 0 | 0 | 0 | 0 | 0 | 208.9286 | 0
BART SO2 Annual-Craig C1 -v5.14 | 185 | 6097 | Rate Constraint in lbs/MMBtu | FALSE | L | Annual | Seasons Included | Seasons | Winter, Summer | Winter, Summer | Winter, Summer | Winter, Summer | Winter, Summer | Winter, Summer | Winter, Summer
BART SO2 Annual-Craig C1 -v5.14 | 185 | 6097 | Rate Constraint in lbs/MMBtu | FALSE | L | Annual | Standard | lb/MMBtu | 0.11 | 0.11 | 0.11 | 0.11 | 0.11 | 0.11 | 0.11
BART SO2 Annual-Craig C1 -v5.14 | 185 | 6097 | Rate Constraint in lbs/MMBtu | FALSE | L | Annual | Emissions at Affected Plants SO2 | Thousand Tons | 0.88076 | 0.88076 | 0.88076 | 0.88076 | 0.88076 | 0.88076 | 0.88076
BART SO2 Annual-Craig C1 -v5.14 | 185 | 6097 | Rate Constraint in lbs/MMBtu | FALSE | L | Annual | Allowances Purchased SO2 | Thousand Tons | 0 | 0 | 0 | 0 | 0 | 0 | 0
BART SO2 Annual-Craig C1 -v5.14 | 185 | 6097 | Rate Constraint in lbs/MMBtu | FALSE | L | Annual | Allowances Sold SO2 | Thousand Tons | 0 | 0 | 0 | 0 | 0 | 0 | 0
BART SO2 Annual-Craig C1 -v5.14 | 185 | 6097 | Rate Constraint in lbs/MMBtu | FALSE | L | Annual | Allowances Banked | Thousand Tons | 0 | 0 | 0 | 0 | 0 | 0 | 0
BART SO2 Annual-Craig C1 -v5.14 | 185 | 6097 | Rate Constraint in lbs/MMBtu | FALSE | L | Annual | Allowances Withdrawn (1:1) | Thousand Tons | 0 | 0 | 0 | 0 | 0 | 0 | 0
BART SO2 Annual-Craig C1 -v5.14 | 185 | 6097 | Rate Constraint in lbs/MMBtu | FALSE | L | Annual | Allowances Withdrawn (n:1) | Thousand Tons | 0 | 0 | 0 | 0 | 0 | 0 | 0
BART SO2 Annual-Craig C1 -v5.14 | 185 | 6097 | Rate Constraint in lbs/MMBtu | FALSE | L | Annual | Net Emissions Allowance Position | Thousand Tons | 0.88076 | 0.88076 | 0.88076 | 0.88076 | 0.88076 | 0.88076 | 0.88076
BART SO2 Annual-Craig C1 -v5.14 | 185 | 6097 | Rate Constraint in lbs/MMBtu | FALSE | L | Annual | Fuel Consumed | TBtu | 29.3586 | 29.3586 | 29.3586 | 29.3586 | 29.3586 | 29.3586 | 29.3586
BART SO2 Annual-Craig C1 -v5.14 | 185 | 6097 | Rate Constraint in lbs/MMBtu | FALSE | L | Annual | Rate | lb/MMBtu | 0.06 | 0.06 | 0.06 | 0.06 | 0.06 | 0.06 | 0.06
BART SO2 Annual-Craig C1 -v5.14 | 185 | 6097 | Rate Constraint in lbs/MMBtu | FALSE | L | Annual | Generation | TWh | 3.0691 | 3.0691 | 3.0691 | 3.0531 | 3.0531 | 3.0531 | 3.0531
BART SO2 Annual-Craig C1 -v5.14 | 185 | 6097 | Rate Constraint in lbs/MMBtu | FALSE | L | Annual | Qualifying Generation | TWh | 3.0691 | 3.0691 | 3.0691 | 3.0531 | 3.0531 | 3.0531 | 3.0531
BART SO2 Annual-Craig C1 -v5.14 | 185 | 6097 | Rate Constraint in lbs/MMBtu | FALSE | L | Annual | Rate | lb/MWh | 0.28698 | 0.28698 | 0.28698 | 0.28848 | 0.28848 | 0.28848 | 0.28848
BART SO2 Annual-Craig C1 -v5.14 | 185 | 6097 | Rate Constraint in lbs/MMBtu | FALSE | L | Annual | Constraint Shadow Price | US2011$/Ton | 0 | 0 | 0 | 0 | 0 | 0 | 0
BART SO2 Annual-Craig C2 -v5.14 | 186 | 6098 | Rate Constraint in lbs/MMBtu | FALSE | L | Annual | Seasons Included | Seasons | Winter, Summer | Winter, Summer | Winter, Summer | Winter, Summer | Winter, Summer | Winter, Summer | Winter, Summer
BART SO2 Annual-Craig C2 -v5.14 | 186 | 6098 | Rate Constraint in lbs/MMBtu | FALSE | L | Annual | Standard | lb/MMBtu | 0.11 | 0.11 | 0.11 | 0.11 | 0.11 | 0.11 | 0.11
BART SO2 Annual-Craig C2 -v5.14 | 186 | 6098 | Rate Constraint in lbs/MMBtu | FALSE | L | Annual | Emissions at Affected Plants SO2 | Thousand Tons | 0.9095 | 0.91571 | 0.91571 | 0.91571 | 0.91571 | 0.91571 | 0.91571
BART SO2 Annual-Craig C2 -v5.14 | 186 | 6098 | Rate Constraint in lbs/MMBtu | FALSE | L | Annual | Allowances Purchased SO2 | Thousand Tons | 0 | 0 | 0 | 0 | 0 | 0 | 0
BART SO2 Annual-Craig C2 -v5.14 | 186 | 6098 | Rate Constraint in lbs/MMBtu | FALSE | L | Annual | Allowances Sold SO2 | Thousand Tons | 0 | 0 | 0 | 0 | 0 | 0 | 0
BART SO2 Annual-Craig C2 -v5.14 | 186 | 6098 | Rate Constraint in lbs/MMBtu | FALSE | L | Annual | Allowances Banked | Thousand Tons | 0 | 0 | 0 | 0 | 0 | 0 | 0
BART SO2 Annual-Craig C2 -v5.14 | 186 | 6098 | Rate Constraint in lbs/MMBtu | FALSE | L | Annual | Allowances Withdrawn (1:1) | Thousand Tons | 0 | 0 | 0 | 0 | 0 | 0 | 0
BART SO2 Annual-Craig C2 -v5.14 | 186 | 6098 | Rate Constraint in lbs/MMBtu | FALSE | L | Annual | Allowances Withdrawn (n:1) | Thousand Tons | 0 | 0 | 0 | 0 | 0 | 0 | 0
BART SO2 Annual-Craig C2 -v5.14 | 186 | 6098 | Rate Constraint in lbs/MMBtu | FALSE | L | Annual | Net Emissions Allowance Position | Thousand Tons | 0.9095 | 0.91571 | 0.91571 | 0.91571 | 0.91571 | 0.91571 | 0.91571
BART SO2 Annual-Craig C2 -v5.14 | 186 | 6098 | Rate Constraint in lbs/MMBtu | FALSE | L | Annual | Fuel Consumed | TBtu | 30.3166 | 30.5237 | 30.5237 | 30.5237 | 30.5237 | 30.5237 | 30.5237
BART SO2 Annual-Craig C2 -v5.14 | 186 | 6098 | Rate Constraint in lbs/MMBtu | FALSE | L | Annual | Rate | lb/MMBtu | 0.06 | 0.06 | 0.06 | 0.06 | 0.06 | 0.06 | 0.06
BART SO2 Annual-Craig C2 -v5.14 | 186 | 6098 | Rate Constraint in lbs/MMBtu | FALSE | L | Annual | Generation | TWh | 3.033 | 3.0537 | 3.0537 | 3.0537 | 3.0537 | 3.0537 | 3.0537
BART SO2 Annual-Craig C2 -v5.14 | 186 | 6098 | Rate Constraint in lbs/MMBtu | FALSE | L | Annual | Qualifying Generation | TWh | 3.033 | 3.0537 | 3.0537 | 3.0537 | 3.0537 | 3.0537 | 3.0537
BART SO2 Annual-Craig C2 -v5.14 | 186 | 6098 | Rate Constraint in lbs/MMBtu | FALSE | L | Annual | Rate | lb/MWh | 0.29987 | 0.29987 | 0.29987 | 0.29987 | 0.29987 | 0.29987 | 0.29987
BART SO2 Annual-Craig C2 -v5.14 | 186 | 6098 | Rate Constraint in lbs/MMBtu | FALSE | L | Annual | Constraint Shadow Price | US2011$/Ton | 0 | 0 | 0 | 0 | 0 | 0 | 0
BART SO2 Annual-Jeffrey Energy Center 1 -v5.13 | 187 | 5877 | Rate Constraint in lbs/MMBtu | FALSE | L | Annual | Seasons Included | Seasons |  | Winter, Summer | Winter, Summer | Winter, Summer | Winter, Summer | Winter, Summer | Winter, Summer
BART SO2 Annual-Jeffrey Energy Center 1 -v5.13 | 187 | 5877 | Rate Constraint in lbs/MMBtu | FALSE | L | Annual | Standard | lb/MMBtu | 0 | 0.15 | 0.15 | 0.15 | 0.15 | 0.15 | 0.15
BART SO2 Annual-Jeffrey Energy Center 1 -v5.13 | 187 | 5877 | Rate Constraint in lbs/MMBtu | FALSE | L | Annual | Emissions at Affected Plants SO2 | Thousand Tons | 0 | 1.7668 | 1.7668 | 1.7668 | 1.7668 | 1.7668 | 1.7668
BART SO2 Annual-Jeffrey Energy Center 1 -v5.13 | 187 | 5877 | Rate Constraint in lbs/MMBtu | FALSE | L | Annual | Allowances Purchased SO2 | Thousand Tons | 0 | 0 | 0 | 0 | 0 | 0 | 0
BART SO2 Annual-Jeffrey Energy Center 1 -v5.13 | 187 | 5877 | Rate Constraint in lbs/MMBtu | FALSE | L | Annual | Allowances Sold SO2 | Thousand Tons | 0 | 0 | 0 | 0 | 0 | 0 | 0
BART SO2 Annual-Jeffrey Energy Center 1 -v5.13 | 187 | 5877 | Rate Constraint in lbs/MMBtu | FALSE | L | Annual | Allowances Banked | Thousand Tons | 0 | 0 | 0 | 0 | 0 | 0 | 0
BART SO2 Annual-Jeffrey Energy Center 1 -v5.13 | 187 | 5877 | Rate Constraint in lbs/MMBtu | FALSE | L | Annual | Allowances Withdrawn (1:1) | Thousand Tons | 0 | 0 | 0 | 0 | 0 | 0 | 0
BART SO2 Annual-Jeffrey Energy Center 1 -v5.13 | 187 | 5877 | Rate Constraint in lbs/MMBtu | FALSE | L | Annual | Allowances Withdrawn (n:1) | Thousand Tons | 0 | 0 | 0 | 0 | 0 | 0 | 0
BART SO2 Annual-Jeffrey Energy Center 1 -v5.13 | 187 | 5877 | Rate Constraint in lbs/MMBtu | FALSE | L | Annual | Net Emissions Allowance Position | Thousand Tons | 0 | 1.7668 | 1.7668 | 1.7668 | 1.7668 | 1.7668 | 1.7668
BART SO2 Annual-Jeffrey Energy Center 1 -v5.13 | 187 | 5877 | Rate Constraint in lbs/MMBtu | FALSE | L | Annual | Fuel Consumed | TBtu | 0 | 58.8929 | 58.8929 | 58.8929 | 58.8929 | 58.8929 | 58.8929
BART SO2 Annual-Jeffrey Energy Center 1 -v5.13 | 187 | 5877 | Rate Constraint in lbs/MMBtu | FALSE | L | Annual | Rate | lb/MMBtu | 0 | 0.06 | 0.06 | 0.06 | 0.06 | 0.06 | 0.06
BART SO2 Annual-Jeffrey Energy Center 1 -v5.13 | 187 | 5877 | Rate Constraint in lbs/MMBtu | FALSE | L | Annual | Generation | TWh | 0 | 5.2715 | 5.2715 | 5.2715 | 5.2715 | 5.2715 | 5.2715
BART SO2 Annual-Jeffrey Energy Center 1 -v5.13 | 187 | 5877 | Rate Constraint in lbs/MMBtu | FALSE | L | Annual | Qualifying Generation | TWh | 0 | 5.2715 | 5.2715 | 5.2715 | 5.2715 | 5.2715 | 5.2715
BART SO2 Annual-Jeffrey Energy Center 1 -v5.13 | 187 | 5877 | Rate Constraint in lbs/MMBtu | FALSE | L | Annual | Rate | lb/MWh | 0 | 0.33516 | 0.33516 | 0.33516 | 0.33516 | 0.33516 | 0.33516
BART SO2 Annual-Jeffrey Energy Center 1 -v5.13 | 187 | 5877 | Rate Constraint in lbs/MMBtu | FALSE | L | Annual | Constraint Shadow Price | US2011$/Ton | 0 | 0 | 0 | 0 | 0 | 0 | 0
BART SO2 Annual-Jeffrey Energy Center 2 -v5.13 | 188 | 5878 | Rate Constraint in lbs/MMBtu | FALSE | L | Annual | Seasons Included | Seasons |  | Winter, Summer | Winter, Summer | Winter, Summer | Winter, Summer | Winter, Summer | Winter, Summer
BART SO2 Annual-Jeffrey Energy Center 2 -v5.13 | 188 | 5878 | Rate Constraint in lbs/MMBtu | FALSE | L | Annual | Standard | lb/MMBtu | 0 | 0.15 | 0.15 | 0.15 | 0.15 | 0.15 | 0.15
BART SO2 Annual-Jeffrey Energy Center 2 -v5.13 | 188 | 5878 | Rate Constraint in lbs/MMBtu | FALSE | L | Annual | Emissions at Affected Plants SO2 | Thousand Tons | 0 | 1.7664 | 1.7664 | 1.7664 | 1.7664 | 1.7664 | 1.7664
BART SO2 Annual-Jeffrey Energy Center 2 -v5.13 | 188 | 5878 | Rate Constraint in lbs/MMBtu | FALSE | L | Annual | Allowances Purchased SO2 | Thousand Tons | 0 | 0 | 0 | 0 | 0 | 0 | 0
BART SO2 Annual-Jeffrey Energy Center 2 -v5.13 | 188 | 5878 | Rate Constraint in lbs/MMBtu | FALSE | L | Annual | Allowances Sold SO2 | Thousand Tons | 0 | 0 | 0 | 0 | 0 | 0 | 0
BART SO2 Annual-Jeffrey Energy Center 2 -v5.13 | 188 | 5878 | Rate Constraint in lbs/MMBtu | FALSE | L | Annual | Allowances Banked | Thousand Tons | 0 | 0 | 0 | 0 | 0 | 0 | 0
BART SO2 Annual-Jeffrey Energy Center 2 -v5.13 | 188 | 5878 | Rate Constraint in lbs/MMBtu | FALSE | L | Annual | Allowances Withdrawn (1:1) | Thousand Tons | 0 | 0 | 0 | 0 | 0 | 0 | 0
BART SO2 Annual-Jeffrey Energy Center 2 -v5.13 | 188 | 5878 | Rate Constraint in lbs/MMBtu | FALSE | L | Annual | Allowances Withdrawn (n:1) | Thousand Tons | 0 | 0 | 0 | 0 | 0 | 0 | 0
BART SO2 Annual-Jeffrey Energy Center 2 -v5.13 | 188 | 5878 | Rate Constraint in lbs/MMBtu | FALSE | L | Annual | Net Emissions Allowance Position | Thousand Tons | 0 | 1.7664 | 1.7664 | 1.7664 | 1.7664 | 1.7664 | 1.7664
BART SO2 Annual-Jeffrey Energy Center 2 -v5.13 | 188 | 5878 | Rate Constraint in lbs/MMBtu | FALSE | L | Annual | Fuel Consumed | TBtu | 0 | 58.8814 | 58.8814 | 58.8814 | 58.8814 | 58.8814 | 58.8814
BART SO2 Annual-Jeffrey Energy Center 2 -v5.13 | 188 | 5878 | Rate Constraint in lbs/MMBtu | FALSE | L | Annual | Rate | lb/MMBtu | 0 | 0.06 | 0.06 | 0.06 | 0.06 | 0.06 | 0.06
BART SO2 Annual-Jeffrey Energy Center 2 -v5.13 | 188 | 5878 | Rate Constraint in lbs/MMBtu | FALSE | L | Annual | Generation | TWh | 0 | 5.2861 | 5.2861 | 5.2861 | 5.2861 | 5.2861 | 5.2861
BART SO2 Annual-Jeffrey Energy Center 2 -v5.13 | 188 | 5878 | Rate Constraint in lbs/MMBtu | FALSE | L | Annual | Qualifying Generation | TWh | 0 | 5.2861 | 5.2861 | 5.2861 | 5.2861 | 5.2861 | 5.2861
BART SO2 Annual-Jeffrey Energy Center 2 -v5.13 | 188 | 5878 | Rate Constraint in lbs/MMBtu | FALSE | L | Annual | Rate | lb/MWh | 0 | 0.33417 | 0.33417 | 0.33417 | 0.33417 | 0.33417 | 0.33417
BART SO2 Annual-Jeffrey Energy Center 2 -v5.13 | 188 | 5878 | Rate Constraint in lbs/MMBtu | FALSE | L | Annual | Constraint Shadow Price | US2011$/Ton | 0 | 0 | 0 | 0 | 0 | 0 | 0
BART SO2 Annual-La Cygne 1 -v5.13 | 189 | 5879 | Rate Constraint in lbs/MMBtu | FALSE | L | Annual | Seasons Included | Seasons | Winter, Summer | Winter, Summer | Winter, Summer | Winter, Summer | Winter, Summer | Winter, Summer | Winter, Summer
BART SO2 Annual-La Cygne 1 -v5.13 | 189 | 5879 | Rate Constraint in lbs/MMBtu | FALSE | L | Annual | Standard | lb/MMBtu | 0.15 | 0.15 | 0.15 | 0.15 | 0.15 | 0.15 | 0.15
BART SO2 Annual-La Cygne 1 -v5.13 | 189 | 5879 | Rate Constraint in lbs/MMBtu | FALSE | L | Annual | Emissions at Affected Plants SO2 | Thousand Tons | 2.5902 | 2.5902 | 2.5857 | 2.5902 | 2.5902 | 2.5902 | 2.5834
BART SO2 Annual-La Cygne 1 -v5.13 | 189 | 5879 | Rate Constraint in lbs/MMBtu | FALSE | L | Annual | Allowances Purchased SO2 | Thousand Tons | 0 | 0 | 0 | 0 | 0 | 0 | 0
BART SO2 Annual-La Cygne 1 -v5.13 | 189 | 5879 | Rate Constraint in lbs/MMBtu | FALSE | L | Annual | Allowances Sold SO2 | Thousand Tons | 0 | 0 | 0 | 0 | 0 | 0 | 0
BART SO2 Annual-La Cygne 1 -v5.13 | 189 | 5879 | Rate Constraint in lbs/MMBtu | FALSE | L | Annual | Allowances Banked | Thousand Tons | 0 | 0 | 0 | 0 | 0 | 0 | 0
BART SO2 Annual-La Cygne 1 -v5.13 | 189 | 5879 | Rate Constraint in lbs/MMBtu | FALSE | L | Annual | Allowances Withdrawn (1:1) | Thousand Tons | 0 | 0 | 0 | 0 | 0 | 0 | 0
BART SO2 Annual-La Cygne 1 -v5.13 | 189 | 5879 | Rate Constraint in lbs/MMBtu | FALSE | L | Annual | Allowances Withdrawn (n:1) | Thousand Tons | 0 | 0 | 0 | 0 | 0 | 0 | 0
BART SO2 Annual-La Cygne 1 -v5.13 | 189 | 5879 | Rate Constraint in lbs/MMBtu | FALSE | L | Annual | Net Emissions Allowance Position | Thousand Tons | 2.5902 | 2.5902 | 2.5857 | 2.5902 | 2.5902 | 2.5902 | 2.5834
BART SO2 Annual-La Cygne 1 -v5.13 | 189 | 5879 | Rate Constraint in lbs/MMBtu | FALSE | L | Annual | Fuel Consumed | TBtu | 57.8657 | 57.8657 | 57.7657 | 57.8657 | 57.8657 | 57.8657 | 57.8697
BART SO2 Annual-La Cygne 1 -v5.13 | 189 | 5879 | Rate Constraint in lbs/MMBtu | FALSE | L | Annual | Rate | lb/MMBtu | 0.089524 | 0.089524 | 0.089524 | 0.089524 | 0.089524 | 0.089524 | 0.089284
BART SO2 Annual-La Cygne 1 -v5.13 | 189 | 5879 | Rate Constraint in lbs/MMBtu | FALSE | L | Annual | Generation | TWh | 5.3663 | 5.3663 | 5.357 | 5.3663 | 5.3663 | 5.3663 | 5.3663
BART SO2 Annual-La Cygne 1 -v5.13 | 189 | 5879 | Rate Constraint in lbs/MMBtu | FALSE | L | Annual | Qualifying Generation | TWh | 5.3663 | 5.3663 | 5.357 | 5.3663 | 5.3663 | 5.3663 | 5.3663
BART SO2 Annual-La Cygne 1 -v5.13 | 189 | 5879 | Rate Constraint in lbs/MMBtu | FALSE | L | Annual | Rate | lb/MWh | 0.48268 | 0.48268 | 0.48268 | 0.48268 | 0.48268 | 0.48268 | 0.48142
BART SO2 Annual-La Cygne 1 -v5.13 | 189 | 5879 | Rate Constraint in lbs/MMBtu | FALSE | L | Annual | Constraint Shadow Price | US2011$/Ton | 0 | 0 | 0 | 0 | 0 | 0 | 0
BART SO2 Annual-La Cygne 2 -v5.13 | 190 | 5880 | Rate Constraint in lbs/MMBtu | FALSE | L | Annual | Seasons Included | Seasons |  | Winter, Summer | Winter, Summer | Winter, Summer | Winter, Summer | Winter, Summer | Winter, Summer
BART SO2 Annual-La Cygne 2 -v5.13 | 190 | 5880 | Rate Constraint in lbs/MMBtu | FALSE | L | Annual | Standard | lb/MMBtu | 0 | 0.15 | 0.15 | 0.15 | 0.15 | 0.15 | 0.15
BART SO2 Annual-La Cygne 2 -v5.13 | 190 | 5880 | Rate Constraint in lbs/MMBtu | FALSE | L | Annual | Emissions at Affected Plants SO2 | Thousand Tons | 0 | 1.4572 | 1.4547 | 1.4572 | 1.4572 | 1.4572 | 1.4572
BART SO2 Annual-La Cygne 2 -v5.13 | 190 | 5880 | Rate Constraint in lbs/MMBtu | FALSE | L | Annual | Allowances Purchased SO2 | Thousand Tons | 0 | 0 | 0 | 0 | 0 | 0 | 0
BART SO2 Annual-La Cygne 2 -v5.13 | 190 | 5880 | Rate Constraint in lbs/MMBtu | FALSE | L | Annual | Allowances Sold SO2 | Thousand Tons | 0 | 0 | 0 | 0 | 0 | 0 | 0
BART SO2 Annual-La Cygne 2 -v5.13 | 190 | 5880 | Rate Constraint in lbs/MMBtu | FALSE | L | Annual | Allowances Banked | Thousand Tons | 0 | 0 | 0 | 0 | 0 | 0 | 0
BART SO2 Annual-La Cygne 2 -v5.13 | 190 | 5880 | Rate Constraint in lbs/MMBtu | FALSE | L | Annual | Allowances Withdrawn (1:1) | Thousand Tons | 0 | 0 | 0 | 0 | 0 | 0 | 0
BART SO2 Annual-La Cygne 2 -v5.13 | 190 | 5880 | Rate Constraint in lbs/MMBtu | FALSE | L | Annual | Allowances Withdrawn (n:1) | Thousand Tons | 0 | 0 | 0 | 0 | 0 | 0 | 0
BART SO2 Annual-La Cygne 2 -v5.13 | 190 | 5880 | Rate Constraint in lbs/MMBtu | FALSE | L | Annual | Net Emissions Allowance Position | Thousand Tons | 0 | 1.4572 | 1.4547 | 1.4572 | 1.4572 | 1.4572 | 1.4572
BART SO2 Annual-La Cygne 2 -v5.13 | 190 | 5880 | Rate Constraint in lbs/MMBtu | FALSE | L | Annual | Fuel Consumed | TBtu | 0 | 51.0022 | 50.914 | 51.0022 | 51.0022 | 51.0022 | 51.0192
BART SO2 Annual-La Cygne 2 -v5.13 | 190 | 5880 | Rate Constraint in lbs/MMBtu | FALSE | L | Annual | Rate | lb/MMBtu | 0 | 0.057143 | 0.057143 | 0.057143 | 0.057143 | 0.057143 | 0.057124
BART SO2 Annual-La Cygne 2 -v5.13 | 190 | 5880 | Rate Constraint in lbs/MMBtu | FALSE | L | Annual | Generation | TWh | 0 | 4.9725 | 4.9639 | 4.9725 | 4.9725 | 4.9725 | 4.9725
BART SO2 Annual-La Cygne 2 -v5.13 | 190 | 5880 | Rate Constraint in lbs/MMBtu | FALSE | L | Annual | Qualifying Generation | TWh | 0 | 4.9725 | 4.9639 | 4.9725 | 4.9725 | 4.9725 | 4.9725
BART SO2 Annual-La Cygne 2 -v5.13 | 190 | 5880 | Rate Constraint in lbs/MMBtu | FALSE | L | Annual | Rate | lb/MWh | 0 | 0.29305 | 0.29305 | 0.29305 | 0.29305 | 0.29305 | 0.29305
BART SO2 Annual-La Cygne 2 -v5.13 | 190 | 5880 | Rate Constraint in lbs/MMBtu | FALSE | L | Annual | Constraint Shadow Price | US2011$/Ton | 0 | 0 | 0 | 0 | 0 | 0 | 0
BART SO2 Annual-Lawrence 4 -v5.14 | 191 | 6092 | Rate Constraint in lbs/MMBtu | FALSE | L | Annual | Seasons Included | Seasons | Winter, Summer | Winter, Summer | Winter, Summer | Winter, Summer | Winter, Summer | Winter, Summer | Winter, Summer
BART SO2 Annual-Lawrence 4 -v5.14 | 191 | 6092 | Rate Constraint in lbs/MMBtu | FALSE | L | Annual | Standard | lb/MMBtu | 0.15 | 0.15 | 0.15 | 0.15 | 0.15 | 0.15 | 0.15
BART SO2 Annual-Lawrence 4 -v5.14 | 191 | 6092 | Rate Constraint in lbs/MMBtu | FALSE | L | Annual | Emissions at Affected Plants SO2 | Thousand Tons | 0.24923 | 0.26375 | 0.26375 | 0.26375 | 0.26375 | 0.26375 | 0.26375
BART SO2 Annual-Lawrence 4 -v5.14 | 191 | 6092 | Rate Constraint in lbs/MMBtu | FALSE | L | Annual | Allowances Purchased SO2 | Thousand Tons | 0 | 0 | 0 | 0 | 0 | 0 | 0
BART SO2 Annual-Lawrence 4 -v5.14 | 191 | 6092 | Rate Constraint in lbs/MMBtu | FALSE | L | Annual | Allowances Sold SO2 | Thousand Tons | 0 | 0 | 0 | 0 | 0 | 0 | 0
BART SO2 Annual-Lawrence 4 -v5.14 | 191 | 6092 | Rate Constraint in lbs/MMBtu | FALSE | L | Annual | Allowances Banked | Thousand Tons | 0 | 0 | 0 | 0 | 0 | 0 | 0
BART SO2 Annual-Lawrence 4 -v5.14 | 191 | 6092 | Rate Constraint in lbs/MMBtu | FALSE | L | Annual | Allowances Withdrawn (1:1) | Thousand Tons | 0 | 0 | 0 | 0 | 0 | 0 | 0
BART SO2 Annual-Lawrence 4 -v5.14 | 191 | 6092 | Rate Constraint in lbs/MMBtu | FALSE | L | Annual | Allowances Withdrawn (n:1) | Thousand Tons | 0 | 0 | 0 | 0 | 0 | 0 | 0
BART SO2 Annual-Lawrence 4 -v5.14 | 191 | 6092 | Rate Constraint in lbs/MMBtu | FALSE | L | Annual | Net Emissions Allowance Position | Thousand Tons | 0.24923 | 0.26375 | 0.26375 | 0.26375 | 0.26375 | 0.26375 | 0.26375
BART SO2 Annual-Lawrence 4 -v5.14 | 191 | 6092 | Rate Constraint in lbs/MMBtu | FALSE | L | Annual | Fuel Consumed | TBtu | 8.7231 | 9.2312 | 9.2312 | 9.2312 | 9.2312 | 9.2394 | 9.2394
BART SO2 Annual-Lawrence 4 -v5.14 | 191 | 6092 | Rate Constraint in lbs/MMBtu | FALSE | L | Annual | Rate | lb/MMBtu | 0.057143 | 0.057143 | 0.057143 | 0.057143 | 0.057143 | 0.057092 | 0.057092
BART SO2 Annual-Lawrence 4 -v5.14 | 191 | 6092 | Rate Constraint in lbs/MMBtu | FALSE | L | Annual | Generation | TWh | 0.75979 | 0.80404 | 0.80404 | 0.80404 | 0.80404 | 0.80404 | 0.80404
BART SO2 Annual-Lawrence 4 -v5.14 | 191 | 6092 | Rate Constraint in lbs/MMBtu | FALSE | L | Annual | Qualifying Generation | TWh | 0.75979 | 0.80404 | 0.80404 | 0.80404 | 0.80404 | 0.80404 | 0.80404
BART SO2 Annual-Lawrence 4 -v5.14 | 191 | 6092 | Rate Constraint in lbs/MMBtu | FALSE | L | Annual | Rate | lb/MWh | 0.32803 | 0.32803 | 0.32803 | 0.32803 | 0.32803 | 0.32803 | 0.32803
BART SO2 Annual-Lawrence 4 -v5.14 | 191 | 6092 | Rate Constraint in lbs/MMBtu | FALSE | L | Annual | Constraint Shadow Price | US2011$/Ton | 0 | 0 | 0 | 0 | 0 | 0 | 0
BART SO2 Annual-Lawrence 5 -v5.14 | 192 | 6093 | Rate Constraint in lbs/MMBtu | FALSE | L | Annual | Seasons Included | Seasons | Winter, Summer | Winter, Summer | Winter, Summer | Winter, Summer | Winter, Summer | Winter, Summer | Winter, Summer
BART SO2 Annual-Lawrence 5 -v5.14 | 192 | 6093 | Rate Constraint in lbs/MMBtu | FALSE | L | Annual | Standard | lb/MMBtu | 0.15 | 0.15 | 0.15 | 0.15 | 0.15 | 0.15 | 0.15
BART SO2 Annual-Lawrence 5 -v5.14 | 192 | 6093 | Rate Constraint in lbs/MMBtu | FALSE | L | Annual | Emissions at Affected Plants SO2 | Thousand Tons | 0.85007 | 0.85007 | 0.85007 | 0.85007 | 0.85007 | 0.85007 | 0.85007
BART SO2 Annual-Lawrence 5 -v5.14 | 192 | 6093 | Rate Constraint in lbs/MMBtu | FALSE | L | Annual | Allowances Purchased SO2 | Thousand Tons | 0 | 0 | 0 | 0 | 0 | 0 | 0
BART SO2 Annual-Lawrence 5 -v5.14 | 192 | 6093 | Rate Constraint in lbs/MMBtu | FALSE | L | Annual | Allowances Sold SO2 | Thousand Tons | 0 | 0 | 0 | 0 | 0 | 0 | 0
BART SO2 Annual-Lawrence 5 -v5.14 | 192 | 6093 | Rate Constraint in lbs/MMBtu | FALSE | L | Annual | Allowances Banked | Thousand Tons | 0 | 0 | 0 | 0 | 0 | 0 | 0
BART SO2 Annual-Lawrence 5 -v5.14 | 192 | 6093 | Rate Constraint in lbs/MMBtu | FALSE | L | Annual | Allowances Withdrawn (1:1) | Thousand Tons | 0 | 0 | 0 | 0 | 0 | 0 | 0
BART SO2 Annual-Lawrence 5 -v5.14 | 192 | 6093 | Rate Constraint in lbs/MMBtu | FALSE | L | Annual | Allowances Withdrawn (n:1) | Thousand Tons | 0 | 0 | 0 | 0 | 0 | 0 | 0
BART SO2 Annual-Lawrence 5 -v5.14 | 192 | 6093 | Rate Constraint in lbs/MMBtu | FALSE | L | Annual | Net Emissions Allowance Position | Thousand Tons | 0.85007 | 0.85007 | 0.85007 | 0.85007 | 0.85007 | 0.85007 | 0.85007
BART SO2 Annual-Lawrence 5 -v5.14 | 192 | 6093 | Rate Constraint in lbs/MMBtu | FALSE | L | Annual | Fuel Consumed | TBtu | 29.7523 | 29.7523 | 29.7523 | 29.7523 | 29.7523 | 29.7789 | 29.7789
BART SO2 Annual-Lawrence 5 -v5.14 | 192 | 6093 | Rate Constraint in lbs/MMBtu | FALSE | L | Annual | Rate | lb/MMBtu | 0.057143 | 0.057143 | 0.057143 | 0.057143 | 0.057143 | 0.057092 | 0.057092
BART SO2 Annual-Lawrence 5 -v5.14 | 192 | 6093 | Rate Constraint in lbs/MMBtu | FALSE | L | Annual | Generation | TWh | 2.7434 | 2.7434 | 2.7434 | 2.7434 | 2.7434 | 2.7434 | 2.7434
BART SO2 Annual-Lawrence 5 -v5.14 | 192 | 6093 | Rate Constraint in lbs/MMBtu | FALSE | L | Annual | Qualifying Generation | TWh | 2.7434 | 2.7434 | 2.7434 | 2.7434 | 2.7434 | 2.7434 | 2.7434
BART SO2 Annual-Lawrence 5 -v5.14 | 192 | 6093 | Rate Constraint in lbs/MMBtu | FALSE | L | Annual | Rate | lb/MWh | 0.30986 | 0.30986 | 0.30986 | 0.30986 | 0.30986 | 0.30986 | 0.30986
BART SO2 Annual-Lawrence 5 -v5.14 | 192 | 6093 | Rate Constraint in lbs/MMBtu | FALSE | L | Annual | Constraint Shadow Price | US2011$/Ton | 0 | 0 | 0 | 0 | 0 | 0 | 0
BART SO2 Annual-Leland Olds 1 -v5.13 | 193 | 5883 | Rate Constraint in lbs/MMBtu | FALSE | L | Annual | Seasons Included | Seasons |  | Winter, Summer | Winter, Summer | Winter, Summer | Winter, Summer | Winter, Summer | Winter, Summer
BART SO2 Annual-Leland Olds 1 -v5.13 | 193 | 5883 | Rate Constraint in lbs/MMBtu | FALSE | L | Annual | Standard | lb/MMBtu | 0 | 0.15 | 0.15 | 0.15 | 0.15 | 0.15 | 0.15
BART SO2 Annual-Leland Olds 1 -v5.13 | 193 | 5883 | Rate Constraint in lbs/MMBtu | FALSE | L | Annual | Emissions at Affected Plants SO2 | Thousand Tons | 0 | 0.54716 | 0.54716 | 0.54716 | 0.54716 | 0.54716 | 0.54716
BART SO2 Annual-Leland Olds 1 -v5.13 | 193 | 5883 | Rate Constraint in lbs/MMBtu | FALSE | L | Annual | Allowances Purchased SO2 | Thousand Tons | 0 | 0 | 0 | 0 | 0 | 0 | 0
BART SO2 Annual-Leland Olds 1 -v5.13 | 193 | 5883 | Rate Constraint in lbs/MMBtu | FALSE | L | Annual | Allowances Sold SO2 | Thousand Tons | 0 | 0 | 0 | 0 | 0 | 0 | 0
BART SO2 Annual-Leland Olds 1 -v5.13 | 193 | 5883 | Rate Constraint in lbs/MMBtu | FALSE | L | Annual | Allowances Banked | Thousand Tons | 0 | 0 | 0 | 0 | 0 | 0 | 0
BART SO2 Annual-Leland Olds 1 -v5.13 | 193 | 5883 | Rate Constraint in lbs/MMBtu | FALSE | L | Annual | Allowances Withdrawn (1:1) | Thousand Tons | 0 | 0 | 0 | 0 | 0 | 0 | 0
BART SO2 Annual-Leland Olds 1 -v5.13 | 193 | 5883 | Rate Constraint in lbs/MMBtu | FALSE | L | Annual | Allowances Withdrawn (n:1) | Thousand Tons | 0 | 0 | 0 | 0 | 0 | 0 | 0
BART SO2 Annual-Leland Olds 1 -v5.13 | 193 | 5883 | Rate Constraint in lbs/MMBtu | FALSE | L | Annual | Net Emissions Allowance Position | Thousand Tons | 0 | 0.54716 | 0.54716 | 0.54716 | 0.54716 | 0.54716 | 0.54716
BART SO2 Annual-Leland Olds 1 -v5.13 | 193 | 5883 | Rate Constraint in lbs/MMBtu | FALSE | L | Annual | Fuel Consumed | TBtu | 0 | 18.2388 | 18.2388 | 18.2388 | 18.2388 | 18.2388 | 18.2388
BART SO2 Annual-Leland Olds 1 -v5.13 | 193 | 5883 | Rate Constraint in lbs/MMBtu | FALSE | L | Annual | Rate | lb/MMBtu | 0 | 0.06 | 0.06 | 0.06 | 0.06 | 0.06 | 0.06
BART SO2 Annual-Leland Olds 1 -v5.13 | 193 | 5883 | Rate Constraint in lbs/MMBtu | FALSE | L | Annual | Generation | TWh | 0 | 1.6034 | 1.6034 | 1.6034 | 1.6034 | 1.6034 | 1.6034
BART SO2 Annual-Leland Olds 1 -v5.13 | 193 | 5883 | Rate Constraint in lbs/MMBtu | FALSE | L | Annual | Qualifying Generation | TWh | 0 | 1.6034 | 1.6034 | 1.6034 | 1.6034 | 1.6034 | 1.6034
BART SO2 Annual-Leland Olds 1 -v5.13 | 193 | 5883 | Rate Constraint in lbs/MMBtu | FALSE | L | Annual | Rate | lb/MWh | 0 | 0.34124 | 0.34124 | 0.34124 | 0.34124 | 0.34124 | 0.34124
BART SO2 Annual-Leland Olds 1 -v5.13 | 193 | 5883 | Rate Constraint in lbs/MMBtu | FALSE | L | Annual | Constraint Shadow Price | US2011$/Ton | 0 | 0 | 0 | 0 | 0 | 0 | 0
BART SO2 Annual-Leland Olds 2 -v5.13 | 194 | 5884 | Rate Constraint in lbs/MMBtu | FALSE | L | Annual | Seasons Included | Seasons |  | Winter, Summer | Winter, Summer | Winter, Summer | Winter, Summer | Winter, Summer | Winter, Summer
BART SO2 Annual-Leland Olds 2 -v5.13 | 194 | 5884 | Rate Constraint in lbs/MMBtu | FALSE | L | Annual | Standard | lb/MMBtu | 0 | 0.15 | 0.15 | 0.15 | 0.15 | 0.15 | 0.15
BART SO2 Annual-Leland Olds 2 -v5.13 | 194 | 5884 | Rate Constraint in lbs/MMBtu | FALSE | L | Annual | Emissions at Affected Plants SO2 | Thousand Tons | 0 | 1.0908 | 1.0908 | 1.0908 | 1.0908 | 1.0908 | 1.0908
BART SO2 Annual-Leland Olds 2 -v5.13 | 194 | 5884 | Rate Constraint in lbs/MMBtu | FALSE | L | Annual | Allowances Purchased SO2 | Thousand Tons | 0 | 0 | 0 | 0 | 0 | 0 | 0
BART SO2 Annual-Leland Olds 2 -v5.13 | 194 | 5884 | Rate Constraint in lbs/MMBtu | FALSE | L | Annual | Allowances Sold SO2 | Thousand Tons | 0 | 0 | 0 | 0 | 0 | 0 | 0
BART SO2 Annual-Leland Olds 2 -v5.13 | 194 | 5884 | Rate Constraint in lbs/MMBtu | FALSE | L | Annual | Allowances Banked | Thousand Tons | 0 | 0 | 0 | 0 | 0 | 0 | 0
BART SO2 Annual-Leland Olds 2 -v5.13 | 194 | 5884 | Rate Constraint in lbs/MMBtu | FALSE | L | Annual | Allowances Withdrawn (1:1) | Thousand Tons | 0 | 0 | 0 | 0 | 0 | 0 | 0
BART SO2 Annual-Leland Olds 2 -v5.13 | 194 | 5884 | Rate Constraint in lbs/MMBtu | FALSE | L | Annual | Allowances Withdrawn (n:1) | Thousand Tons | 0 | 0 | 0 | 0 | 0 | 0 | 0
BART SO2 Annual-Leland Olds 2 -v5.13 | 194 | 5884 | Rate Constraint in lbs/MMBtu | FALSE | L | Annual | Net Emissions Allowance Position | Thousand Tons | 0 | 1.0908 | 1.0908 | 1.0908 | 1.0908 | 1.0908 | 1.0908
BART SO2 Annual-Leland Olds 2 -v5.13 | 194 | 5884 | Rate Constraint in lbs/MMBtu | FALSE | L | Annual | Fuel Consumed | TBtu | 0 | 36.3585 | 36.3585 | 36.3585 | 36.3585 | 36.3585 | 36.3585
BART SO2 Annual-Leland Olds 2 -v5.13 | 194 | 5884 | Rate Constraint in lbs/MMBtu | FALSE | L | Annual | Rate | lb/MMBtu | 0 | 0.06 | 0.06 | 0.06 | 0.06 | 0.06 | 0.06
BART SO2 Annual-Leland Olds 2 -v5.13 | 194 | 5884 | Rate Constraint in lbs/MMBtu | FALSE | L | Annual | Generation | TWh | 0 | 3.2141 | 3.2141 | 3.2141 | 3.2141 | 3.2141 | 3.2141
BART SO2 Annual-Leland Olds 2 -v5.13 | 194 | 5884 | Rate Constraint in lbs/MMBtu | FALSE | L | Annual | Qualifying Generation | TWh | 0 | 3.2141 | 3.2141 | 3.2141 | 3.2141 | 3.2141 | 3.2141
BART SO2 Annual-Leland Olds 2 -v5.13 | 194 | 5884 | Rate Constraint in lbs/MMBtu | FALSE | L | Annual | Rate | lb/MWh | 0 | 0.33936 | 0.33936 | 0.33936 | 0.33936 | 0.33936 | 0.33936
BART SO2 Annual-Leland Olds 2 -v5.13 | 194 | 5884 | Rate Constraint in lbs/MMBtu | FALSE | L | Annual | Constraint Shadow Price | US2011$/Ton | 0 | 0 | 0 | 0 | 0 | 0 | 0
BART SO2 Annual-Milton R Young B1 -v5.13 | 195 | 5885 | Rate Constraint in lbs/MMBtu | FALSE | L | Annual | Seasons Included | Seasons |  | Winter, Summer | Winter, Summer | Winter, Summer | Winter, Summer | Winter, Summer | Winter, Summer
BART SO2 Annual-Milton R Young B1 -v5.13 | 195 | 5885 | Rate Constraint in lbs/MMBtu | FALSE | L | Annual | Standard | lb/MMBtu | 0 | 0.15 | 0.15 | 0.15 | 0.15 | 0.15 | 0.15
BART SO2 Annual-Milton R Young B1 -v5.13 | 195 | 5885 | Rate Constraint in lbs/MMBtu | FALSE | L | Annual | Emissions at Affected Plants SO2 | Thousand Tons | 0 | 0 | 0 | 0 | 0 | 0 | 0
BART SO2 Annual-Milton R Young B1 -v5.13 | 195 | 5885 | Rate Constraint in lbs/MMBtu | FALSE | L | Annual | Allowances Purchased SO2 | Thousand Tons | 0 | 0 | 0 | 0 | 0 | 0 | 0
BART SO2 Annual-Milton R Young B1 -v5.13 | 195 | 5885 | Rate Constraint in lbs/MMBtu | FALSE | L | Annual | Allowances Sold SO2 | Thousand Tons | 0 | 0 | 0 | 0 | 0 | 0 | 0
BART SO2 Annual-Milton R Young B1 -v5.13 | 195 | 5885 | Rate Constraint in lbs/MMBtu | FALSE | L | Annual | Allowances Banked | Thousand Tons | 0 | 0 | 0 | 0 | 0 | 0 | 0
BART SO2 Annual-Milton R Young B1 -v5.13 | 195 | 5885 | Rate Constraint in lbs/MMBtu | FALSE | L | Annual | Allowances Withdrawn (1:1) | Thousand Tons | 0 | 0 | 0 | 0 | 0 | 0 | 0
BART SO2 Annual-Milton R Young B1 -v5.13 | 195 | 5885 | Rate Constraint in lbs/MMBtu | FALSE | L | Annual | Allowances Withdrawn (n:1) | Thousand Tons | 0 | 0 | 0 | 0 | 0 | 0 | 0
BART SO2 Annual-Milton R Young B1 -v5.13 | 195 | 5885 | Rate Constraint in lbs/MMBtu | FALSE | L | Annual | Net Emissions Allowance Position | Thousand Tons | 0 | 0 | 0 | 0 | 0 | 0 | 0
BART SO2 Annual-Milton R Young B1 -v5.13 | 195 | 5885 | Rate Constraint in lbs/MMBtu | FALSE | L | Annual | Fuel Consumed | TBtu | 0 | 0 | 0 | 0 | 0 | 0 | 0
BART SO2 Annual-Milton R Young B1 -v5.13 | 195 | 5885 | Rate Constraint in lbs/MMBtu | FALSE | L | Annual | Rate | lb/MMBtu | 0 | 0 | 0 | 0 | 0 | 0 | 0
BART SO2 Annual-Milton R Young B1 -v5.13 | 195 | 5885 | Rate Constraint in lbs/MMBtu | FALSE | L | Annual | Generation | TWh | 0 | 0 | 0 | 0 | 0 | 0 | 0
BART SO2 Annual-Milton R Young B1 -v5.13 | 195 | 5885 | Rate Constraint in lbs/MMBtu | FALSE | L | Annual | Qualifying Generation | TWh | 0 | 0 | 0 | 0 | 0 | 0 | 0
BART SO2 Annual-Milton R Young B1 -v5.13 | 195 | 5885 | Rate Constraint in lbs/MMBtu | FALSE | L | Annual | Rate | lb/MWh | 0 | 0 | 0 | 0 | 0 | 0 | 0
BART SO2 Annual-Milton R Young B1 -v5.13 | 195 | 5885 | Rate Constraint in lbs/MMBtu | FALSE | L | Annual | Constraint Shadow Price | US2011$/Ton | 0 | 0 | 0 | 0 | 0 | 0 | 0
BART SO2 Annual-Milton R Young B2 -v5.13 | 196 | 5886 | Rate Constraint in lbs/MMBtu | FALSE | L | Annual | Seasons Included | Seasons |  | Winter, Summer | Winter, Summer | Winter, Summer | Winter, Summer | Winter, Summer | Winter, Summer
BART SO2 Annual-Milton R Young B2 -v5.13 | 196 | 5886 | Rate Constraint in lbs/MMBtu | FALSE | L | Annual | Standard | lb/MMBtu | 0 | 0.15 | 0.15 | 0.15 | 0.15 | 0.15 | 0.15
BART SO2 Annual-Milton R Young B2 -v5.13 | 196 | 5886 | Rate Constraint in lbs/MMBtu | FALSE | L | Annual | Emissions at Affected Plants SO2 | Thousand Tons | 0 | 1.9045 | 2.0074 | 2.1136 | 1.9978 | 2.1136 | 2.1136
BART SO2 Annual-Milton R Young B2 -v5.13 | 196 | 5886 | Rate Constraint in lbs/MMBtu | FALSE | L | Annual | Allowances Purchased SO2 | Thousand Tons | 0 | 0 | 0 | 0 | 0 | 0 | 0
BART SO2 Annual-Milton R Young B2 -v5.13 | 196 | 5886 | Rate Constraint in lbs/MMBtu | FALSE | L | Annual | Allowances Sold SO2 | Thousand Tons | 0 | 0 | 0 | 0 | 0 | 0 | 0
BART SO2 Annual-Milton R Young B2 -v5.13 | 196 | 5886 | Rate Constraint in lbs/MMBtu | FALSE | L | Annual | Allowances Banked | Thousand Tons | 0 | 0 | 0 | 0 | 0 | 0 | 0
BART SO2 Annual-Milton R Young B2 -v5.13 | 196 | 5886 | Rate Constraint in lbs/MMBtu | FALSE | L | Annual | Allowances Withdrawn (1:1) | Thousand Tons | 0 | 0 | 0 | 0 | 0 | 0 | 0
BART SO2 Annual-Milton R Young B2 -v5.13 | 196 | 5886 | Rate Constraint in lbs/MMBtu | FALSE | L | Annual | Allowances Withdrawn (n:1) | Thousand Tons | 0 | 0 | 0 | 0 | 0 | 0 | 0
BART SO2 Annual-Milton R Young B2 -v5.13 | 196 | 5886 | Rate Constraint in lbs/MMBtu | FALSE | L | Annual | Net Emissions Allowance Position | Thousand Tons | 0 | 1.9045 | 2.0074 | 2.1136 | 1.9978 | 2.1136 | 2.1136
BART SO2 Annual-Milton R Young B2 -v5.13 | 196 | 5886 | Rate Constraint in lbs/MMBtu | FALSE | L | Annual | Fuel Consumed | TBtu | 0 | 33.56 | 35.373 | 37.2443 | 35.2028 | 37.2443 | 37.2443
BART SO2 Annual-Milton R Young B2 -v5.13 | 196 | 5886 | Rate Constraint in lbs/MMBtu | FALSE | L | Annual | Rate | lb/MMBtu | 0 | 0.1135 | 0.1135 | 0.1135 | 0.1135 | 0.1135 | 0.1135
BART SO2 Annual-Milton R Young B2 -v5.13 | 196 | 5886 | Rate Constraint in lbs/MMBtu | FALSE | L | Annual | Generation | TWh | 0 | 3.0259 | 3.1893 | 3.3581 | 3.174 | 3.3581 | 3.3581
BART SO2 Annual-Milton R Young B2 -v5.13 | 196 | 5886 | Rate Constraint in lbs/MMBtu | FALSE | L | Annual | Qualifying Generation | TWh | 0 | 3.0259 | 3.1893 | 3.3581 | 3.174 | 3.3581 | 3.3581
BART SO2 Annual-Milton R Young B2 -v5.13 | 196 | 5886 | Rate Constraint in lbs/MMBtu | FALSE | L | Annual | Rate | lb/MWh | 0 | 0.62942 | 0.62942 | 0.62942 | 0.62942 | 0.62942 | 0.62942
BART SO2 Annual-Milton R Young B2 -v5.13 | 196 | 5886 | Rate Constraint in lbs/MMBtu | FALSE | L | Annual | Constraint Shadow Price | US2011$/Ton | 0 | 0 | 0 | 0 | 0 | 0 | 0
BART SO2 Annual-Muskogee 4 -v5.13 | 197 | 5888 | Rate Constraint in lbs/MMBtu | FALSE | L | Annual | Seasons Included | Seasons |  | Winter, Summer | Winter, Summer | Winter, Summer | Winter, Summer | Winter, Summer | Winter, Summer
BART SO2 Annual-Muskogee 4 -v5.13 | 197 | 5888 | Rate Constraint in lbs/MMBtu | FALSE | L | Annual | Standard | lb/MMBtu | 0 | 0.06 | 0.06 | 0.06 | 0.06 | 0.06 | 0.06
BART SO2 Annual-Muskogee 4 -v5.13 | 197 | 5888 | Rate Constraint in lbs/MMBtu | FALSE | L | Annual | Emissions at Affected Plants SO2 | Thousand Tons | 0 | 1.1514 | 1.0907 | 1.1514 | 1.1514 | 1.1514 | 1.1514
BART SO2 Annual-Muskogee 4 -v5.13 | 197 | 5888 | Rate Constraint in lbs/MMBtu | FALSE | L | Annual | Allowances Purchased SO2 | Thousand Tons | 0 | 0 | 0 | 0 | 0 | 0 | 0
BART SO2 Annual-Muskogee 4 -v5.13 | 197 | 5888 | Rate Constraint in lbs/MMBtu | FALSE | L | Annual | Allowances Sold SO2 | Thousand Tons | 0 | 0 | 0 | 0 | 0 | 0 | 0
BART SO2 Annual-Muskogee 4 -v5.13 | 197 | 5888 | Rate Constraint in lbs/MMBtu | FALSE | L | Annual | Allowances Banked | Thousand Tons | 0 | 0 | 0 | 0 | 0 | 0 | 0
BART SO2 Annual-Muskogee 4 -v5.13 | 197 | 5888 | Rate Constraint in lbs/MMBtu | FALSE | L | Annual | Allowances Withdrawn (1:1) | Thousand Tons | 0 | 0 | 0 | 0 | 0 | 0 | 0
BART SO2 Annual-Muskogee 4 -v5.13 | 197 | 5888 | Rate Constraint in lbs/MMBtu | FALSE | L | Annual | Allowances Withdrawn (n:1) | Thousand Tons | 0 | 0 | 0 | 0 | 0 | 0 | 0
BART SO2 Annual-Muskogee 4 -v5.13 | 197 | 5888 | Rate Constraint in lbs/MMBtu | FALSE | L | Annual | Net Emissions Allowance Position | Thousand Tons | 0 | 1.1514 | 1.0907 | 1.1514 | 1.1514 | 1.1514 | 1.1514
BART SO2 Annual-Muskogee 4 -v5.13 | 197 | 5888 | Rate Constraint in lbs/MMBtu | FALSE | L | Annual | Fuel Consumed | TBtu | 0 | 38.3794 | 36.3573 | 38.3794 | 38.3794 | 38.4508 | 38.4508
BART SO2 Annual-Muskogee 4 -v5.13 | 197 | 5888 | Rate Constraint in lbs/MMBtu | FALSE | L | Annual | Rate | lb/MMBtu | 0 | 0.06 | 0.06 | 0.06 | 0.06 | 0.059889 | 0.059889
BART SO2 Annual-Muskogee 4 -v5.13 | 197 | 5888 | Rate Constraint in lbs/MMBtu | FALSE | L | Annual | Generation | TWh | 0 | 3.5677 | 3.3797 | 3.5677 | 3.5677 | 3.5677 | 3.5677
BART SO2 Annual-Muskogee 4 -v5.13 | 197 | 5888 | Rate Constraint in lbs/MMBtu | FALSE | L | Annual | Qualifying Generation | TWh | 0 | 3.5677 | 3.3797 | 3.5677 | 3.5677 | 3.5677 | 3.5677
BART SO2 Annual-Muskogee 4 -v5.13 | 197 | 5888 | Rate Constraint in lbs/MMBtu | FALSE | L | Annual | Rate | lb/MWh | 0 | 0.32272 | 0.32272 | 0.32272 | 0.32272 | 0.32272 | 0.32272
BART SO2 Annual-Muskogee 4 -v5.13 | 197 | 5888 | Rate Constraint in lbs/MMBtu | FALSE | L | Annual | Constraint Shadow Price | US2011$/Ton | 0 | 0 | 69911.5755 | 60649.4102 | 67797.3146 | 0 | 0
BART SO2 Annual-Muskogee 5 -v5.13 | 198 | 5889 | Rate Constraint in lbs/MMBtu | FALSE | L | Annual | Seasons Included | Seasons |  | Winter, Summer | Winter, Summer | Winter, Summer | Winter, Summer | Winter, Summer | Winter, Summer
BART SO2 Annual-Muskogee 5 -v5.13 | 198 | 5889 | Rate Constraint in lbs/MMBtu | FALSE | L | Annual | Standard | lb/MMBtu | 0 | 0.06 | 0.06 | 0.06 | 0.06 | 0.06 | 0.06
BART SO2 Annual-Muskogee 5 -v5.13 | 198 | 5889 | Rate Constraint in lbs/MMBtu | FALSE | L | Annual | Emissions at Affected Plants SO2 | Thousand Tons | 0 | 1.1853 | 1.1229 | 1.1853 | 1.1853 | 1.1853 | 1.1853
BART SO2 Annual-Muskogee 5 -v5.13 | 198 | 5889 | Rate Constraint in lbs/MMBtu | FALSE | L | Annual | Allowances Purchased SO2 | Thousand Tons | 0 | 0 | 0 | 0 | 0 | 0 | 0
BART SO2 Annual-Muskogee 5 -v5.13 | 198 | 5889 | Rate Constraint in lbs/MMBtu | FALSE | L | Annual | Allowances Sold SO2 | Thousand Tons | 0 | 0 | 0 | 0 | 0 | 0 | 0
BART SO2 Annual-Muskogee 5 -v5.13 | 198 | 5889 | Rate Constraint in lbs/MMBtu | FALSE | L | Annual | Allowances Banked | Thousand Tons | 0 | 0 | 0 | 0 | 0 | 0 | 0
BART SO2 Annual-Muskogee 5 -v5.13 | 198 | 5889 | Rate Constraint in lbs/MMBtu | FALSE | L | Annual | Allowances Withdrawn (1:1) | Thousand Tons | 0 | 0 | 0 | 0 | 0 | 0 | 0
BART SO2 Annual-Muskogee 5 -v5.13 | 198 | 5889 | Rate Constraint in lbs/MMBtu | FALSE | L | Annual | Allowances Withdrawn (n:1) | Thousand Tons | 0 | 0 | 0 | 0 | 0 | 0 | 0
BART SO2 Annual-Muskogee 5 -v5.13 | 198 | 5889 | Rate Constraint in lbs/MMBtu | FALSE | L | Annual | Net Emissions Allowance Position | Thousand Tons | 0 | 1.1853 | 1.1229 | 1.1853 | 1.1853 | 1.1853 | 1.1853
BART SO2 Annual-Muskogee 5 -v5.13 | 198 | 5889 | Rate Constraint in lbs/MMBtu | FALSE | L | Annual | Fuel Consumed | TBtu | 0 | 39.5102 | 37.4286 | 39.5102 | 39.5102 | 39.5838 | 39.5838
BART SO2 Annual-Muskogee 5 -v5.13 | 198 | 5889 | Rate Constraint in lbs/MMBtu | FALSE | L | Annual | Rate | lb/MMBtu | 0 | 0.06 | 0.06 | 0.06 | 0.06 | 0.059889 | 0.059889
BART SO2 Annual-Muskogee 5 -v5.13 | 198 | 5889 | Rate Constraint in lbs/MMBtu | FALSE | L | Annual | Generation | TWh | 0 | 3.6521 | 3.4597 | 3.6521 | 3.6521 | 3.6521 | 3.6521
BART SO2 Annual-Muskogee 5 -v5.13 | 198 | 5889 | Rate Constraint in lbs/MMBtu | FALSE | L | Annual | Qualifying Generation | TWh | 0 | 3.6521 | 3.4597 | 3.6521 | 3.6521 | 3.6521 | 3.6521
BART SO2 Annual-Muskogee 5 -v5.13 | 198 | 5889 | Rate Constraint in lbs/MMBtu | FALSE | L | Annual | Rate | lb/MWh | 0 | 0.32455 | 0.32455 | 0.32455 | 0.32455 | 0.32455 | 0.32455
BART SO2 Annual-Muskogee 5 -v5.13 | 198 | 5889 | Rate Constraint in lbs/MMBtu | FALSE | L | Annual | Constraint Shadow Price | US2011$/Ton | 0 | 48944.4674 | 122593.051 | 17271.4249 | 84623.1204 | 0 | 0
BART SO2 Annual-Northeastern 3313 -v5.13 | 199 | 5890 | Rate Constraint in lbs/MMBtu | FALSE | L | Annual | Seasons Included | Seasons |  | Winter, Summer | Winter, Summer | Winter, Summer | Winter, Summer | Winter, Summer | Winter, Summer
BART SO2 Annual-Northeastern 3313 -v5.13 | 199 | 5890 | Rate Constraint in lbs/MMBtu | FALSE | L | Annual | Standard | lb/MMBtu | 0 | 0.6 | 0.6 | 0.6 | 0.6 | 0.6 | 0.6
BART SO2 Annual-Northeastern 3313 -v5.13 | 199 | 5890 | Rate Constraint in lbs/MMBtu | FALSE | L | Annual | Emissions at Affected Plants SO2 | Thousand Tons | 0 | 5.5375 | 5.5375 | 5.5375 | 0 | 0 | 0
BART SO2 Annual-Northeastern 3313 -v5.13 | 199 | 5890 | Rate Constraint in lbs/MMBtu | FALSE | L | Annual | Allowances Purchased SO2 | Thousand Tons | 0 | 0 | 0 | 0 | 0 | 0 | 0
BART SO2 Annual-Northeastern 3313 -v5.13 | 199 | 5890 | Rate Constraint in lbs/MMBtu | FALSE | L | Annual | Allowances Sold SO2 | Thousand Tons | 0 | 0 | 0 | 0 | 0 | 0 | 0
BART SO2 Annual-Northeastern 3313 -v5.13 | 199 | 5890 | Rate Constraint in lbs/MMBtu | FALSE | L | Annual | Allowances Banked | Thousand Tons | 0 | 0 | 0 | 0 | 0 | 0 | 0
BART SO2 Annual-Northeastern 3313 -v5.13 | 199 | 5890 | Rate Constraint in lbs/MMBtu | FALSE | L | Annual | Allowances Withdrawn (1:1) | Thousand Tons | 0 | 0 | 0 | 0 | 0 | 0 | 0
BART SO2 Annual-Northeastern 3313 -v5.13 | 199 | 5890 | Rate Constraint in lbs/MMBtu | FALSE | L | Annual | Allowances Withdrawn (n:1) | Thousand Tons | 0 | 0 | 0 | 0 | 0 | 0 | 0
BART SO2 Annual-Northeastern 3313 -v5.13 | 199 | 5890 | Rate Constraint in lbs/MMBtu | FALSE | L | Annual | Net Emissions Allowance Position | Thousand Tons | 0 | 5.5375 | 5.5375 | 5.5375 | 0 | 0 | 0
BART SO2 Annual-Northeastern 3313 -v5.13 | 199 | 5890 | Rate Constraint in lbs/MMBtu | FALSE | L | Annual | Fuel Consumed | TBtu | 0 | 33.9826 | 33.9826 | 33.9826 | 0 | 0 | 0
BART SO2 Annual-Northeastern 3313 -v5.13 | 199 | 5890 | Rate Constraint in lbs/MMBtu | FALSE | L | Annual | Rate | lb/MMBtu | 0 | 0.3259 | 0.3259 | 0.3259 | 0 | 0 | 0
BART SO2 Annual-Northeastern 3313 -v5.13 | 199 | 5890 | Rate Constraint in lbs/MMBtu | FALSE | L | Annual | Generation | TWh | 0 | 3.299 | 3.299 | 3.299 | 0 | 0 | 0
BART SO2 Annual-Northeastern 3313 -v5.13 | 199 | 5890 | Rate Constraint in lbs/MMBtu | FALSE | L | Annual | Qualifying Generation | TWh | 0 | 3.299 | 3.299 | 3.299 | 0 | 0 | 0
BART SO2 Annual-Northeastern 3313 -v5.13 | 199 | 5890 | Rate Constraint in lbs/MMBtu | FALSE | L | Annual | Rate | lb/MWh | 0 | 1.6785 | 1.6785 | 1.6785 | 0 | 0 | 0
BART SO2 Annual-Northeastern 3313 -v5.13 | 199 | 5890 | Rate Constraint in lbs/MMBtu | FALSE | L | Annual | Constraint Shadow Price | US2011$/Ton | 0 | 0 | 0 | 0 | 0 | 0 | 0
BART SO2 Annual-Northeastern 3314 -v5.13 | 200 | 5891 | Rate Constraint in lbs/MMBtu | FALSE | L | Annual | Seasons Included | Seasons |  | Winter, Summer | Winter, Summer | Winter, Summer | Winter, Summer | Winter, Summer | Winter, Summer
BART SO2 Annual-Northeastern 3314 -v5.13 | 200 | 5891 | Rate Constraint in lbs/MMBtu | FALSE | L | Annual | Standard | lb/MMBtu | 0 | 0.4 | 0.4 | 0.4 | 0.4 | 0.4 | 0.4
BART SO2 Annual-Northeastern 3314 -v5.13 | 200 | 5891 | Rate Constraint in lbs/MMBtu | FALSE | L | Annual | Emissions at Affected Plants SO2 | Thousand Tons | 0 | 0 | 0 | 0 | 0 | 0 | 0
BART SO2 Annual-Northeastern 3314 -v5.13 | 200 | 5891 | Rate Constraint in lbs/MMBtu | FALSE | L | Annual | Allowances Purchased SO2 | Thousand Tons | 0 | 0 | 0 | 0 | 0 | 0 | 0
BART SO2 Annual-Northeastern 3314 -v5.13 | 200 | 5891 | Rate Constraint in lbs/MMBtu | FALSE | L | Annual | Allowances Sold SO2 | Thousand Tons | 0 | 0 | 0 | 0 | 0 | 0 | 0
BART SO2 Annual-Northeastern 3314 -v5.13 | 200 | 5891 | Rate Constraint in lbs/MMBtu | FALSE | L | Annual | Allowances Banked | Thousand Tons | 0 | 0 | 0 | 0 | 0 | 0 | 0
BART SO2 Annual-Northeastern 3314 -v5.13 | 200 | 5891 | Rate Constraint in lbs/MMBtu | FALSE | L | Annual | Allowances Withdrawn (1:1) | Thousand Tons | 0 | 0 | 0 | 0 | 0 | 0 | 0
BART SO2 Annual-Northeastern 3314 -v5.13 | 200 | 5891 | Rate Constraint in lbs/MMBtu | FALSE | L | Annual | Allowances Withdrawn (n:1) | Thousand Tons | 0 | 0 | 0 | 0 | 0 | 0 | 0
BART SO2 Annual-Northeastern 3314 -v5.13 | 200 | 5891 | Rate Constraint in lbs/MMBtu | FALSE | L | Annual | Net Emissions Allowance Position | Thousand Tons | 0 | 0 | 0 | 0 | 0 | 0 | 0
BART SO2 Annual-Northeastern 3314 -v5.13 | 200 | 5891 | Rate Constraint in lbs/MMBtu | FALSE | L | Annual | Fuel Consumed | TBtu | 0 | 0 | 0 | 0 | 0 | 0 | 0
BART SO2 Annual-Northeastern 3314 -v5.13 | 200 | 5891 | Rate Constraint in lbs/MMBtu | FALSE | L | Annual | Rate | lb/MMBtu | 0 | 0 | 0 | 0 | 0 | 0 | 0
BART SO2 Annual-Northeastern 3314 -v5.13 | 200 | 5891 | Rate Constraint in lbs/MMBtu | FALSE | L | Annual | Generation | TWh | 0 | 0 | 0 | 0 | 0 | 0 | 0
BART SO2 Annual-Northeastern 3314 -v5.13 | 200 | 5891 | Rate Constraint in lbs/MMBtu | FALSE | L | Annual | Qualifying Generation | TWh | 0 | 0 | 0 | 0 | 0 | 0 | 0
BART SO2 Annual-Northeastern 3314 -v5.13 | 200 | 5891 | Rate Constraint in lbs/MMBtu | FALSE | L | Annual | Rate | lb/MWh | 0 | 0 | 0 | 0 | 0 | 0 | 0
BART SO2 Annual-Northeastern 3314 -v5.13 | 200 | 5891 | Rate Constraint in lbs/MMBtu | FALSE | L | Annual | Constraint Shadow Price | US2011$/Ton | 0 | 3500.0924 | 0 | 0 | 0 | 0 | 42.0402
BART SO2 Annual-Pawnee 1 -v5.13 | 201 | 5875 | Rate Constraint in lbs/MMBtu | FALSE | L | Annual | Seasons Included | Seasons |  | Winter, Summer | Winter, Summer | Winter, Summer | Winter, Summer | Winter, Summer | Winter, Summer
BART SO2 Annual-Pawnee 1 -v5.13 | 201 | 5875 | Rate Constraint in lbs/MMBtu | FALSE | L | Annual | Standard | lb/MMBtu | 0 | 0.12 | 0.12 | 0.12 | 0.12 | 0.12 | 0.12
BART SO2 Annual-Pawnee 1 -v5.13 | 201 | 5875 | Rate Constraint in lbs/MMBtu | FALSE | L | Annual | Emissions at Affected Plants SO2 | Thousand Tons | 0 | 1.5102 | 1.5102 | 1.5102 | 1.5102 | 1.5102 | 1.7745
BART SO2 Annual-Pawnee 1 -v5.13 | 201 | 5875 | Rate Constraint in lbs/MMBtu | FALSE | L | Annual | Allowances Purchased SO2 | Thousand Tons | 0 | 0 | 0 | 0 | 0 | 0 | 0
BART SO2 Annual-Pawnee 1 -v5.13 | 201 | 5875 | Rate Constraint in lbs/MMBtu | FALSE | L | Annual | Allowances Sold SO2 | Thousand Tons | 0 | 0 | 0 | 0 | 0 | 0 | 0
BART SO2 Annual-Pawnee 1 -v5.13 | 201 | 5875 | Rate Constraint in lbs/MMBtu | FALSE | L | Annual | Allowances Banked | Thousand Tons | 0 | 0 | 0 | 0 | 0 | 0 | 0
BART SO2 Annual-Pawnee 1 -v5.13 | 201 | 5875 | Rate Constraint in lbs/MMBtu | FALSE | L | Annual | Allowances Withdrawn (1:1) | Thousand Tons | 0 | 0 | 0 | 0 | 0 | 0 | 0
BART SO2 Annual-Pawnee 1 -v5.13 | 201 | 5875 | Rate Constraint in lbs/MMBtu | FALSE | L | Annual | Allowances Withdrawn (n:1) | Thousand Tons | 0 | 0 | 0 | 0 | 0 | 0 | 0
BART SO2 Annual-Pawnee 1 -v5.13 | 201 | 5875 | Rate Constraint in lbs/MMBtu | FALSE | L | Annual | Net Emissions Allowance Position | Thousand Tons | 0 | 1.5102 | 1.5102 | 1.5102 | 1.5102 | 1.5102 | 1.7745
BART SO2 Annual-Pawnee 1 -v5.13 | 201 | 5875 | Rate Constraint in lbs/MMBtu | FALSE | L | Annual | Fuel Consumed | TBtu | 0 | 37.7562 | 37.7562 | 37.7562 | 37.7562 | 37.7562 | 37.7562
BART SO2 Annual-Pawnee 1 -v5.13 | 201 | 5875 | Rate Constraint in lbs/MMBtu | FALSE | L | Annual | Rate | lb/MMBtu | 0 | 0.08 | 0.08 | 0.08 | 0.08 | 0.08 | 0.094
BART SO2 Annual-Pawnee 1 -v5.13 | 201 | 5875 | Rate Constraint in lbs/MMBtu | FALSE | L | Annual | Generation | TWh | 0 | 3.6231 | 3.6231 | 3.6231 | 3.6231 | 3.6231 | 3.6231
BART SO2 Annual-Pawnee 1 -v5.13 | 201 | 5875 | Rate Constraint in lbs/MMBtu | FALSE | L | Annual | Qualifying Generation | TWh | 0 | 3.6231 | 3.6231 | 3.6231 | 3.6231 | 3.6231 | 3.6231
BART SO2 Annual-Pawnee 1 -v5.13 | 201 | 5875 | Rate Constraint in lbs/MMBtu | FALSE | L | Annual | Rate | lb/MWh | 0 | 0.41684 | 0.41684 | 0.41684 | 0.41684 | 0.41684 | 0.48979
BART SO2 Annual-Pawnee 1 -v5.13 | 201 | 5875 | Rate Constraint in lbs/MMBtu | FALSE | L | Annual | Constraint Shadow Price | US2011$/Ton | 0 | 0 | 0 | 0 | 0 | 0 | 0
BART SO2 Annual-Ray D Nixon 1 -v5.13 | 202 | 5876 | Rate Constraint in lbs/MMBtu | FALSE | L | Annual | Seasons Included | Seasons |  | Winter, Summer | Winter, Summer | Winter, Summer | Winter, Summer | Winter, Summer | Winter, Summer
BART SO2 Annual-Ray D Nixon 1 -v5.13 | 202 | 5876 | Rate Constraint in lbs/MMBtu | FALSE | L | Annual | Standard | lb/MMBtu | 0 | 0.11 | 0.11 | 0.11 | 0.11 | 0.11 | 0.11
BART SO2 Annual-Ray D Nixon 1 -v5.13 | 202 | 5876 | Rate Constraint in lbs/MMBtu | FALSE | L | Annual | Emissions at Affected Plants SO2 | Thousand Tons | 0 | 0.87438 | 0.87438 | 0.87438 | 0.87438 | 0.87438 | 0.87438
BART SO2 Annual-Ray D Nixon 1 -v5.13 | 202 | 5876 | Rate Constraint in lbs/MMBtu | FALSE | L | Annual | Allowances Purchased SO2 | Thousand Tons | 0 | 0 | 0 | 0 | 0 | 0 | 0
BART SO2 Annual-Ray D Nixon 1 -v5.13 | 202 | 5876 | Rate Constraint in lbs/MMBtu | FALSE | L | Annual | Allowances Sold SO2 | Thousand Tons | 0 | 0 | 0 | 0 | 0 | 0 | 0
BART SO2 Annual-Ray D Nixon 1 -v5.13 | 202 | 5876 | Rate Constraint in lbs/MMBtu | FALSE | L | Annual | Allowances Banked | Thousand Tons | 0 | 0 | 0 | 0 | 0 | 0 | 0
BART SO2 Annual-Ray D Nixon 1 -v5.13 | 202 | 5876 | Rate Constraint in lbs/MMBtu | FALSE | L | Annual | Allowances Withdrawn (1:1) | Thousand Tons | 0 | 0 | 0 | 0 | 0 | 0 | 0
BART SO2 Annual-Ray D Nixon 1 -v5.13 | 202 | 5876 | Rate Constraint in lbs/MMBtu | FALSE | L | Annual | Allowances Withdrawn (n:1) | Thousand Tons | 0 | 0 | 0 | 0 | 0 | 0 | 0
BART SO2 Annual-Ray D Nixon 1 -v5.13 | 202 | 5876 | Rate Constraint in lbs/MMBtu | FALSE | L | Annual | Net Emissions Allowance Position | Thousand Tons | 0 | 0.87438 | 0.87438 | 0.87438 | 0.87438 | 0.87438 | 0.87438
BART SO2 Annual-Ray D Nixon 1 -v5.13 | 202 | 5876 | Rate Constraint in lbs/MMBtu | FALSE | L | Annual | Fuel Consumed | TBtu | 0 | 15.8978 | 15.8978 | 15.8978 | 15.8978 | 15.8978 | 15.8978
BART SO2 Annual-Ray D Nixon 1 -v5.13 | 202 | 5876 | Rate Constraint in lbs/MMBtu | FALSE | L | Annual | Rate | lb/MMBtu | 0 | 0.11 | 0.11 | 0.11 | 0.11 | 0.11 | 0.11
BART SO2 Annual-Ray D Nixon 1 -v5.13 | 202 | 5876 | Rate Constraint in lbs/MMBtu | FALSE | L | Annual | Generation | TWh | 0 | 1.4894 | 1.4894 | 1.4894 | 1.4894 | 1.4894 | 1.4894
BART SO2 Annual-Ray D Nixon 1 -v5.13 | 202 | 5876 | Rate Constraint in lbs/MMBtu | FALSE | L | Annual | Qualifying Generation | TWh | 0 | 1.4894 | 1.4894 | 1.4894 | 1.4894 | 1.4894 | 1.4894
BART SO2 Annual-Ray D Nixon 1 -v5.13 | 202 | 5876 | Rate Constraint in lbs/MMBtu | FALSE | L | Annual | Rate | lb/MWh | 0 | 0.58706 | 0.58706 | 0.58706 | 0.58706 | 0.58706 | 0.58706
BART SO2 Annual-Ray D Nixon 1 -v5.13 | 202 | 5876 | Rate Constraint in lbs/MMBtu | FALSE | L | Annual | Constraint Shadow Price | US2011$/Ton | 0 | 0 | 13272.4833 | 14003.2177 | 12429.4404 | 3108.1051 | 14856.4868
BART SO2 Annual-Sooner 1 -v5.13 | 203 | 5892 | Rate Constraint in lbs/MMBtu | FALSE | L | Annual | Seasons Included | Seasons |  | Winter, Summer | Winter, Summer | Winter, Summer | Winter, Summer | Winter, Summer | Winter, Summer
BART SO2 Annual-Sooner 1 -v5.13 | 203 | 5892 | Rate Constraint in lbs/MMBtu | FALSE | L | Annual | Standard | lb/MMBtu | 0 | 0.06 | 0.06 | 0.06 | 0.06 | 0.06 | 0.06
BART SO2 Annual-Sooner 1 -v5.13 | 203 | 5892 | Rate Constraint in lbs/MMBtu | FALSE | L | Annual | Emissions at Affected Plants SO2 | Thousand Tons | 0 | 1.1536 | 1.1516 | 1.1536 | 1.1536 | 1.1536 | 1.1536
BART SO2 Annual-Sooner 1 -v5.13 | 203 | 5892 | Rate Constraint in lbs/MMBtu | FALSE | L | Annual | Allowances Purchased SO2 | Thousand Tons | 0 | 0 | 0 | 0 | 0 | 0 | 0
BART SO2 Annual-Sooner 1 -v5.13 | 203 | 5892 | Rate Constraint in lbs/MMBtu | FALSE | L | Annual | Allowances Sold SO2 | Thousand Tons | 0 | 0 | 0 | 0 | 0 | 0 | 0
BART SO2 Annual-Sooner 1 -v5.13 | 203 | 5892 | Rate Constraint in lbs/MMBtu | FALSE | L | Annual | Allowances Banked | Thousand Tons | 0 | 0 | 0 | 0 | 0 | 0 | 0
BART SO2 Annual-Sooner 1 -v5.13 | 203 | 5892 | Rate Constraint in lbs/MMBtu | FALSE | L | Annual | Allowances Withdrawn (1:1) | Thousand Tons | 0 | 0 | 0 | 0 | 0 | 0 | 0
BART SO2 Annual-Sooner 1 -v5.13 | 203 | 5892 | Rate Constraint in lbs/MMBtu | FALSE | L | Annual | Allowances Withdrawn (n:1) | Thousand Tons | 0 | 0 | 0 | 0 | 0 | 0 | 0
BART SO2 Annual-Sooner 1 -v5.13 | 203 | 5892 | Rate Constraint in lbs/MMBtu | FALSE | L | Annual | Net Emissions Allowance Position | Thousand Tons | 0 | 1.1536 | 1.1516 | 1.1536 | 1.1536 | 1.1536 | 1.1536
BART SO2 Annual-Sooner 1 -v5.13 | 203 | 5892 | Rate Constraint in lbs/MMBtu | FALSE | L | Annual | Fuel Consumed | TBtu | 0 | 38.4543 | 38.3867 | 38.4543 | 38.4543 | 38.4553 | 38.5349
BART SO2 Annual-Sooner 1 -v5.13 | 203 | 5892 | Rate Constraint in lbs/MMBtu | FALSE | L | Annual | Rate | lb/MMBtu | 0 | 0.06 | 0.06 | 0.06 | 0.06 | 0.059998 | 0.059874
BART SO2 Annual-Sooner 1 -v5.13 | 203 | 5892 | Rate Constraint in lbs/MMBtu | FALSE | L | Annual | Generation | TWh | 0 | 3.6895 | 3.683 | 3.6895 | 3.6895 | 3.6895 | 3.6895
BART SO2 Annual-Sooner 1 -v5.13 | 203 | 5892 | Rate Constraint in lbs/MMBtu | FALSE | L | Annual | Qualifying Generation | TWh | 0 | 3.6895 | 3.683 | 3.6895 | 3.6895 | 3.6895 | 3.6895
BART SO2 Annual-Sooner 1 -v5.13 | 203 | 5892 | Rate Constraint in lbs/MMBtu | FALSE | L | Annual | Rate | lb/MWh | 0 | 0.31268 | 0.31268 | 0.31268 | 0.31268 | 0.31268 | 0.31268
BART SO2 Annual-Sooner 1 -v5.13 | 203 | 5892 | Rate Constraint in lbs/MMBtu | FALSE | L | Annual | Constraint Shadow Price | US2011$/Ton | 0 | 509.7648 | 140737.5015 | 101405.2947 | 475.8325 | 0 | 0
BART SO2 Annual-Sooner 2 -v5.13 | 204 | 5893 | Rate Constraint in lbs/MMBtu | FALSE | L | Annual | Seasons Included | Seasons |  | Winter, Summer | Winter, Summer | Winter, Summer | Winter, Summer | Winter, Summer | Winter, Summer
BART SO2 Annual-Sooner 2 -v5.13 | 204 | 5893 | Rate Constraint in lbs/MMBtu | FALSE | L | Annual | Standard | lb/MMBtu | 0 | 0.06 | 0.06 | 0.06 | 0.06 | 0.06 | 0.06
BART SO2 Annual-Sooner 2 -v5.13 | 204 | 5893 | Rate Constraint in lbs/MMBtu | FALSE | L | Annual | Emissions at Affected Plants SO2 | Thousand Tons | 0 | 1.1596 | 1.1576 | 1.1596 | 1.1596 | 1.1596 | 1.1596
BART SO2 Annual-Sooner 2 -v5.13 | 204 | 5893 | Rate Constraint in lbs/MMBtu | FALSE | L | Annual | Allowances Purchased SO2 | Thousand Tons | 0 | 0 | 0 | 0 | 0 | 0 | 0
BART SO2 Annual-Sooner 2 -v5.13 | 204 | 5893 | Rate Constraint in lbs/MMBtu | FALSE | L | Annual | Allowances Sold SO2 | Thousand Tons | 0 | 0 | 0 | 0 | 0 | 0 | 0
BART SO2 Annual-Sooner 2 -v5.13 | 204 | 5893 | Rate Constraint in lbs/MMBtu | FALSE | L | Annual | Allowances Banked | Thousand Tons | 0 | 0 | 0 | 0 | 0 | 0 | 0
BART SO2 Annual-Sooner 2 -v5.13 | 204 | 5893 | Rate Constraint in lbs/MMBtu | FALSE | L | Annual | Allowances Withdrawn (1:1) | Thousand Tons | 0 | 0 | 0 | 0 | 0 | 0 | 0
BART SO2 Annual-Sooner 2 -v5.13 | 204 | 5893 | Rate Constraint in lbs/MMBtu | FALSE | L | Annual | Allowances Withdrawn (n:1) | Thousand Tons | 0 | 0 | 0 | 0 | 0 | 0 | 0
BART SO2 Annual-Sooner 2 -v5.13 | 204 | 5893 | Rate Constraint in lbs/MMBtu | FALSE | L | Annual | Net Emissions Allowance Position | Thousand Tons | 0 | 1.1596 | 1.1576 | 1.1596 | 1.1596 | 1.1596 | 1.1596
BART SO2 Annual-Sooner 2 -v5.13 | 204 | 5893 | Rate Constraint in lbs/MMBtu | FALSE | L | Annual | Fuel Consumed | TBtu | 0 | 38.6542 | 38.5863 | 38.6542 | 38.6542 | 38.6542 | 38.6542
BART SO2 Annual-Sooner 2 -v5.13 | 204 | 5893 | Rate Constraint in lbs/MMBtu | FALSE | L | Annual | Rate | lb/MMBtu | 0 | 0.06 | 0.06 | 0.06 | 0.06 | 0.06 | 0.06
BART SO2 Annual-Sooner 2 -v5.13 | 204 | 5893 | Rate Constraint in lbs/MMBtu | FALSE | L | Annual | Generation | TWh | 0 | 3.7064 | 3.6998 | 3.7064 | 3.7064 | 3.7064 | 3.7064
BART SO2 Annual-Sooner 2 -v5.13 | 204 | 5893 | Rate Constraint in lbs/MMBtu | FALSE | L | Annual | Qualifying Generation | TWh | 0 | 3.7064 | 3.6998 | 3.7064 | 3.7064 | 3.7064 | 3.7064
BART SO2 Annual-Sooner 2 -v5.13 | 204 | 5893 | Rate Constraint in lbs/MMBtu | FALSE | L | Annual | Rate | lb/MWh | 0 | 0.31288 | 0.31288 | 0.31288 | 0.31288 | 0.31288 | 0.31288
BART SO2 Annual-Sooner 2 -v5.13 | 204 | 5893 | Rate Constraint in lbs/MMBtu | FALSE | L | Annual | Constraint Shadow Price | US2011$/Ton | 0 | 151423.82 | 67032.3417 | 65139.26 | 80647.7206 | 0 | 0
BART SO2 Annual-Stanton 1 -v5.13 | 205 | 5887 | Rate Constraint in lbs/MMBtu | FALSE | L | Annual | Seasons Included | Seasons |  | Winter, Summer | Winter, Summer | Winter, Summer | Winter, Summer | Winter, Summer | Winter, Summer
BART SO2 Annual-Stanton 1 -v5.13 | 205 | 5887 | Rate Constraint in lbs/MMBtu | FALSE | L | Annual | Standard | lb/MMBtu | 0 | 0.24 | 0.24 | 0.24 | 0.24 | 0.24 | 0.24
BART SO2 Annual-Stanton 1 -v5.13 | 205 | 5887 | Rate Constraint in lbs/MMBtu | FALSE | L | Annual | Emissions at Affected Plants SO2 | Thousand Tons | 0 | 1.3191 | 1.3169 | 1.3191 | 1.3191 | 1.3191 | 1.3214
BART SO2 Annual-Stanton 1 -v5.13 | 205 | 5887 | Rate Constraint in lbs/MMBtu | FALSE | L | Annual | Allowances Purchased SO2 | Thousand Tons | 0 | 0 | 0 | 0 | 0 | 0 | 0
BART SO2 Annual-Stanton 1 -v5.13 | 205 | 5887 | Rate Constraint in lbs/MMBtu | FALSE | L | Annual | Allowances Sold SO2 | Thousand Tons | 0 | 0 | 0 | 0 | 0 | 0 | 0
BART SO2 Annual-Stanton 1 -v5.13 | 205 | 5887 | Rate Constraint in lbs/MMBtu | FALSE | L | Annual | Allowances Banked | Thousand Tons | 0 | 0 | 0 | 0 | 0 | 0 | 0
BART SO2 Annual-Stanton 1 -v5.13 | 205 | 5887 | Rate Constraint in lbs/MMBtu | FALSE | L | Annual | Allowances Withdrawn (1:1) | Thousand Tons | 0 | 0 | 0 | 0 | 0 | 0 | 0
BART SO2 Annual-Stanton 1 -v5.13 | 205 | 5887 | Rate Constraint in lbs/MMBtu | FALSE | L | Annual | Allowances Withdrawn (n:1) | Thousand Tons | 0 | 0 | 0 | 0 | 0 | 0 | 0
BART SO2 Annual-Stanton 1 -v5.13 | 205 | 5887 | Rate Constraint in lbs/MMBtu | FALSE | L | Annual | Net Emissions Allowance Position | Thousand Tons | 0 | 1.3191 | 1.3169 | 1.3191 | 1.3191 | 1.3191 | 1.3214
BART SO2 Annual-Stanton 1 -v5.13 | 205 | 5887 | Rate Constraint in lbs/MMBtu | FALSE | L | Annual | Fuel Consumed | TBtu | 0 | 10.9929 | 10.9743 | 10.9929 | 10.9929 | 10.9929 | 11.0114
BART SO2 Annual-Stanton 1 -v5.13 | 205 | 5887 | Rate Constraint in lbs/MMBtu | FALSE | L | Annual | Rate | lb/MMBtu | 0 | 0.24 | 0.24 | 0.24 | 0.24 | 0.24 | 0.24
BART SO2 Annual-Stanton 1 -v5.13 | 205 | 5887 | Rate Constraint in lbs/MMBtu | FALSE | L | Annual | Generation | TWh | 0 | 1.0303 | 1.0286 | 1.0303 | 1.0303 | 1.0303 | 1.0303
BART SO2 Annual-Stanton 1 -v5.13 | 205 | 5887 | Rate Constraint in lbs/MMBtu | FALSE | L | Annual | Qualifying Generation | TWh | 0 | 1.0303 | 1.0286 | 1.0303 | 1.0303 | 1.0303 | 1.0303
BART SO2 Annual-Stanton 1 -v5.13 | 205 | 5887 | Rate Constraint in lbs/MMBtu | FALSE | L | Annual | Rate | lb/MWh | 0 | 1.2803 | 1.2803 | 1.2803 | 1.2803 | 1.2803 | 1.2825
BART SO2 Annual-Stanton 1 -v5.13 | 205 | 5887 | Rate Constraint in lbs/MMBtu | FALSE | L | Annual | Constraint Shadow Price | US2011$/Ton | 0 | 6905.0614 | 4964.978 | 4523.8888 | 4005.5504 | 2779.3726 | 1294.2157
Black RiverGen MER Rate Limit v3.1 | 206 | 2045 | Rate Constraint in lbs/MMBtu | FALSE | L | Annual | Seasons Included | Seasons | Winter, Summer | Winter, Summer | Winter, Summer | Winter, Summer | Winter, Summer | Winter, Summer | Winter, Summer
Black RiverGen MER Rate Limit v3.1 | 206 | 2045 | Rate Constraint in lbs/MMBtu | FALSE | L | Annual | Standard | lb/MMBtu | 6e-07 | 6e-07 | 6e-07 | 6e-07 | 6e-07 | 6e-07 | 6e-07
Black RiverGen MER Rate Limit v3.1 | 206 | 2045 | Rate Constraint in lbs/MMBtu | FALSE | L | Annual | Emissions at Affected Plants MER | lbs | 1.2786 | 1.2786 | 1.2786 | 1.1169 | 1.2089 | 1.1169 | 1.2786
Black RiverGen MER Rate Limit v3.1 | 206 | 2045 | Rate Constraint in lbs/MMBtu | FALSE | L | Annual | Allowances Purchased MER | lbs | 0 | 0 | 0 | 0 | 0 | 0 | 0
Black RiverGen MER Rate Limit v3.1 | 206 | 2045 | Rate Constraint in lbs/MMBtu | FALSE | L | Annual | Allowances Sold MER | lbs | 0 | 0 | 0 | 0 | 0 | 0 | 0
Black RiverGen MER Rate Limit v3.1 | 206 | 2045 | Rate Constraint in lbs/MMBtu | FALSE | L | Annual | Allowances Banked | lbs | 0 | 0 | 0 | 0 | 0 | 0 | 0
Black RiverGen MER Rate Limit v3.1 | 206 | 2045 | Rate Constraint in lbs/MMBtu | FALSE | L | Annual | Allowances Withdrawn (1:1) | lbs | 0 | 0 | 0 | 0 | 0 | 0 | 0
Black RiverGen MER Rate Limit v3.1 | 206 | 2045 | Rate Constraint in lbs/MMBtu | FALSE | L | Annual | Allowances Withdrawn (n:1) | lbs | 0 | 0 | 0 | 0 | 0 | 0 | 0
Black RiverGen MER Rate Limit v3.1 | 206 | 2045 | Rate Constraint in lbs/MMBtu | FALSE | L | Annual | Net Emissions Allowance Position | lbs | 1.2786 | 1.2786 | 1.2786 | 1.1169 | 1.2089 | 1.1169 | 1.2786
Black RiverGen MER Rate Limit v3.1 | 206 | 2045 | Rate Constraint in lbs/MMBtu | FALSE | L | Annual | Fuel Consumed | TBtu | 5.5298 | 5.5298 | 5.5298 | 4.8303 | 5.2284 | 4.8303 | 5.5298
Black RiverGen MER Rate Limit v3.1 | 206 | 2045 | Rate Constraint in lbs/MMBtu | FALSE | L | Annual | Rate | lb/MMBtu | 2.3123e-07 | 2.3123e-07 | 2.3123e-07 | 2.3123e-07 | 2.3123e-07 | 2.3123e-07 | 2.3123e-07
Black RiverGen MER Rate Limit v3.1 | 206 | 2045 | Rate Constraint in lbs/MMBtu | FALSE | L | Annual | Generation | TWh | 0.40412 | 0.40412 | 0.40412 | 0.353 | 0.38209 | 0.353 | 0.40412
Black RiverGen MER Rate Limit v3.1 | 206 | 2045 | Rate Constraint in lbs/MMBtu | FALSE | L | Annual | Qualifying Generation | TWh | 0.40412 | 0.40412 | 0.40412 | 0.353 | 0.38209 | 0.353 | 0.40412
Black RiverGen MER Rate Limit v3.1 | 206 | 2045 | Rate Constraint in lbs/MMBtu | FALSE | L | Annual | Rate | lb/MWh | 3.164 | 3.164 | 3.164 | 3.164 | 3.164 | 3.164 | 3.164
Black RiverGen MER Rate Limit v3.1 | 206 | 2045 | Rate Constraint in lbs/MMBtu | FALSE | L | Annual | Constraint Shadow Price | US2011$/Lb | 0 | 0 | 0 | 0 | 0 | 0 | 0
CA AB 32- CO2 Constraint- v.5.13 | 207 | 5895 | Rate Constraint in MTons | FALSE | L | Annual | Seasons Included | Seasons | Winter, Summer | Winter, Summer | Winter, Summer | Winter, Summer | Winter, Summer | Winter, Summer | Winter, Summer
CA AB 32- CO2 Constraint- v.5.13 | 207 | 5895 | Rate Constraint in MTons | FALSE | L | Annual | Standard | Thousand Tons | 0 | 0 | 0 | 0 | 0 | 0 | 0
CA AB 32- CO2 Constraint- v.5.13 | 207 | 5895 | Rate Constraint in MTons | FALSE | L | Annual | Standard CO2 | Thousand Tons | 0 | 0 | 0 | 0 | 0 | 0 | 0
CA AB 32- CO2 Constraint- v.5.13 | 207 | 5895 | Rate Constraint in MTons | FALSE | L | Annual | Emissions at Affected Plants CO2 | Thousand Tons | 66619.4085 | 59867.7913 | 61032.7994 | 61788.9729 | 53853.5254 | 68427.913 | 79722.334
CA AB 32- CO2 Constraint- v.5.13 | 207 | 5895 | Rate Constraint in MTons | FALSE | L | Annual | Allowances Purchased CO2 | Thousand Tons | -66619.4085 | -59867.7913 | -61032.7994 | -61788.9729 | -53853.5254 | -68427.913 | -79722.334
CA AB 32- CO2 Constraint- v.5.13 | 207 | 5895 | Rate Constraint in MTons | FALSE | L | Annual | Allowances Sold CO2 | Thousand Tons | 0 | 0 | 0 | 0 | 0 | 0 | 0
CA AB 32- CO2 Constraint- v.5.13 | 207 | 5895 | Rate Constraint in MTons | FALSE | L | Annual | Allowances Banked | Thousand Tons | 0 | 0 | 0 | 0 | 0 | 0 | 0
CA AB 32- CO2 Constraint- v.5.13 | 207 | 5895 | Rate Constraint in MTons | FALSE | L | Annual | Allowances Withdrawn (1:1) | Thousand Tons | 0 | 0 | 0 | 0 | 0 | 0 | 0
CA AB 32- CO2 Constraint- v.5.13 | 207 | 5895 | Rate Constraint in MTons | FALSE | L | Annual | Allowances Withdrawn (n:1) | Thousand Tons | 0 | 0 | 0 | 0 | 0 | 0 | 0
CA AB 32- CO2 Constraint- v.5.13 | 207 | 5895 | Rate Constraint in MTons | FALSE | L | Annual | Net Emissions Allowance Position | Thousand Tons | 2.9167e-06 | -3.6928e-06 | 7.7153e-06 | 3.5732e-06 | 9.1955e-06 | 1.4326e-05 | 2.1203e-06
CA AB 32- CO2 Constraint- v.5.13 | 207 | 5895 | Rate Constraint in MTons | FALSE | L | Annual | Fuel Consumed | TBtu | 1022.0222 | 946.3218 | 962.6 | 974.4726 | 841.8524 | 1094.1957 | 1287.1848
CA AB 32- CO2 Constraint- v.5.13 | 207 | 5895 | Rate Constraint in MTons | FALSE | L | Annual | Rate | lb/MMBtu | 130.3678 | 126.5273 | 126.8082 | 126.8152 | 127.9405 | 125.0744 | 123.8708
CA AB 32- CO2 Constraint- v.5.13 | 207 | 5895 | Rate Constraint in MTons | FALSE | L | Annual | Generation | TWh | 134.4536 | 128.6483 | 131.0539 | 132.9728 | 115.6149 | 154.8152 | 186.1018
CA AB 32- CO2 Constraint- v.5.13 | 207 | 5895 | Rate Constraint in MTons | FALSE | L | Annual | Qualifying Generation | TWh | 134.4536 | 128.6483 | 131.0539 | 132.9728 | 115.6149 | 154.8152 | 186.1018
CA AB 32- CO2 Constraint- v.5.13 | 207 | 5895 | Rate Constraint in MTons | FALSE | L | Annual | Rate | lb/MWh | 495.4826 | 465.3602 | 465.7076 | 464.6739 | 465.8007 | 441.9975 | 428.3802
CA AB 32- CO2 Constraint- v.5.13 | 207 | 5895 | Rate Constraint in MTons | FALSE | L | Annual | Constraint Shadow Price | US2011$/Ton | 10.147 | 11.1875 | 12.3338 | 12.3336 | 12.3333 | 12.3333 | 12.3338
CA NOx Annual v5.14 | 208 | 6121 | Rate Constraint in MTons | FALSE | L | Annual | Seasons Included | Seasons | Winter, Summer | Winter, Summer | Winter, Summer | Winter, Summer | Winter, Summer | Winter, Summer | Winter, Summer
CA NOx Annual v5.14 | 208 | 6121 | Rate Constraint in MTons | FALSE | L | Annual | Standard | Thousand Tons | 9.676 | 9.676 | 9.676 | 9.676 | 9.676 | 9.676 | 9.676
CA NOx Annual v5.14 | 208 | 6121 | Rate Constraint in MTons | FALSE | L | Annual | Standard NOX | Thousand Tons | 9.676 | 9.676 | 9.676 | 9.676 | 9.676 | 9.676 | 9.676
CA NOx Annual v5.14 | 208 | 6121 | Rate Constraint in MTons | FALSE | L | Annual | Emissions at Affected Plants NOX | Thousand Tons | 0.71298 | 0.63272 | 0.64851 | 0.58516 | 0.5547 | 0.38826 | 0.34465
CA NOx Annual v5.14 | 208 | 6121 | Rate Constraint in MTons | FALSE | L | Annual | Allowances Purchased NOX | Thousand Tons | 0 | 0 | 0 | 0 | 0 | 0 | 0
CA NOx Annual v5.14 | 208 | 6121 | Rate Constraint in MTons | FALSE | L | Annual | Allowances Sold NOX | Thousand Tons | 0 | 0 | 0 | 0 | 0 | 0 | 0
CA NOx Annual v5.14 | 208 | 6121 | Rate Constraint in MTons | FALSE | L | Annual | Allowances Banked | Thousand Tons | 0 | 0 | 0 | 0 | 0 | 0 | 0
CA NOx Annual v5.14 | 208 | 6121 | Rate Constraint in MTons | FALSE | L | Annual | Allowances Withdrawn (1:1) | Thousand Tons | 0 | 0 | 0 | 0 | 0 | 0 | 0
CA NOx Annual v5.14 | 208 | 6121 | Rate Constraint in MTons | FALSE | L | Annual | Allowances Withdrawn (n:1) | Thousand Tons | 0 | 0 | 0 | 0 | 0 | 0 | 0
CA NOx Annual v5.14 | 208 | 6121 | Rate Constraint in MTons | FALSE | L | Annual | Net Emissions Allowance Position | Thousand Tons | 0.71298 | 0.63272 | 0.64851 | 0.58516 | 0.5547 | 0.38826 | 0.34465
CA NOx Annual v5.14 | 208 | 6121 | Rate Constraint in MTons | FALSE | L | Annual | Fuel Consumed | TBtu | 162.8582 | 160.0972 | 168.1786 | 156.7652 | 154.3108 | 113.1672 | 103.1703
CA NOx Annual v5.14 | 208 | 6121 | Rate Constraint in MTons | FALSE | L | Annual | Rate | lb/MMBtu | 0.0087558 | 0.0079042 | 0.0077122 | 0.0074654 | 0.0071894 | 0.0068617 | 0.0066812
CA NOx Annual v5.14 | 208 | 6121 | Rate Constraint in MTons | FALSE | L | Annual | Generation | TWh | 21.4493 | 21.1647 | 22.5254 | 21.4333 | 21.1568 | 15.6482 | 14.2407
CA NOx Annual v5.14 | 208 | 6121 | Rate Constraint in MTons | FALSE | L | Annual | Qualifying Generation | TWh | 21.4493 | 21.1647 | 22.5254 | 21.4333 | 21.1568 | 15.6482 | 14.2407
CA NOx Annual v5.14 | 208 | 6121 | Rate Constraint in MTons | FALSE | L | Annual | Rate | lb/MWh | 0.03324 | 0.029895 | 0.02879 | 0.027301 | 0.026219 | 0.024812 | 0.024202
CA NOx Annual v5.14 | 208 | 6121 | Rate Constraint in MTons | FALSE | L | Annual | Constraint Shadow Price | US2011$/Ton | 0 | 0 | 0 | 0 | 0 | 0 | 0
CA SO2 Annual v5.14 | 209 | 6122 | Rate Constraint in MTons | FALSE | L | Annual | Seasons Included | Seasons | Winter, Summer | Winter, Summer | Winter, Summer | Winter, Summer | Winter, Summer | Winter, Summer | Winter, Summer
CA SO2 Annual v5.14 | 209 | 6122 | Rate Constraint in MTons | FALSE | L | Annual | Standard | Thousand Tons | 2.6565 | 2.474 | 2.219 | 2.219 | 2.219 | 2.219 | 2.219
CA SO2 Annual v5.14 | 209 | 6122 | Rate Constraint in MTons | FALSE | L | Annual | Standard SO2 | Thousand Tons | 2.6565 | 2.474 | 2.219 | 2.219 | 2.219 | 2.219 | 2.219
CA SO2 Annual v5.14 | 209 | 6122 | Rate Constraint in MTons | FALSE | L | Annual | Emissions at Affected Plants SO2 | Thousand Tons | 0 | 0 | 0 | 0 | 0 | 0 | 0
CA SO2 Annual v5.14 | 209 | 6122 | Rate Constraint in MTons | FALSE | L | Annual | Allowances Purchased SO2 | Thousand Tons | 0 | 0 | 0 | 0 | 0 | 0 | 0
CA SO2 Annual v5.14 | 209 | 6122 | Rate Constraint in MTons | FALSE | L | Annual | Allowances Sold SO2 | Thousand Tons | 0 | 0 | 0 | 0 | 0 | 0 | 0
CA SO2 Annual v5.14 | 209 | 6122 | Rate Constraint in MTons | FALSE | L | Annual | Allowances Banked | Thousand Tons | 0 | 0 | 0 | 0 | 0 | 0 | 0
CA SO2 Annual v5.14 | 209 | 6122 | Rate Constraint in MTons | FALSE | L | Annual | Allowances Withdrawn (1:1) | Thousand Tons | 0 | 0 | 0 | 0 | 0 | 0 | 0
CA SO2 Annual v5.14 | 209 | 6122 | Rate Constraint in MTons | FALSE | L | Annual | Allowances Withdrawn (n:1) | Thousand Tons | 0 | 0 | 0 | 0 | 0 | 0 | 0
CA SO2 Annual v5.14 | 209 | 6122 | Rate Constraint in MTons | FALSE | L | Annual | Net Emissions Allowance Position | Thousand Tons | 0 | 0 | 0 | 0 | 0 | 0 | 0
CA SO2 Annual v5.14 | 209 | 6122 | Rate Constraint in MTons | FALSE | L | Annual | Fuel Consumed | TBtu | 4.8174 | 4.8174 | 0 | 0 | 0 | 0 | 0
CA SO2 Annual v5.14 | 209 | 6122 | Rate Constraint in MTons | FALSE | L | Annual | Rate | lb/MMBtu | 0 | 0 | 0 | 0 | 0 | 0 | 0
CA SO2 Annual v5.14 | 209 | 6122 | Rate Constraint in MTons | FALSE | L | Annual | Generation | TWh | 0.4269 | 0.4269 | 0 | 0 | 0 | 0 | 0
CA SO2 Annual v5.14 | 209 | 6122 | Rate Constraint in MTons | FALSE | L | Annual | Qualifying Generation | TWh | 0.4269 | 0.4269 | 0 | 0 | 0 | 0 | 0
CA SO2 Annual v5.14 | 209 | 6122 | Rate Constraint in MTons | FALSE | L | Annual | Rate | lb/MWh | 0 | 0 | 0 | 0 | 0 | 0 | 0
CA SO2 Annual v5.14 | 209 | 6122 | Rate Constraint in MTons | FALSE | L | Annual | Constraint Shadow Price | US2011$/Ton | 0 | 0 | 0 | 0 | 0 | 0 | 0
CO Hg Rate Annual - Comanche 1,2 & 3 v5.14 | 210 | 6123 | Rate Constraint in lbs/MWh | FALSE | L | Annual | Seasons Included | Seasons | Winter, Summer | Winter, Summer | Winter, Summer | Winter, Summer | Winter, Summer | Winter, Summer | Winter, Summer
CO Hg Rate Annual - Comanche 1,2 & 3 v5.14 | 210 | 6123 | Rate Constraint in lbs/MWh | FALSE | L | Annual | Standard | lb/MWh | 1.3e-05 | 1.3e-05 | 1.3e-05 | 1.3e-05 | 1.3e-05 | 1.3e-05 | 1.3e-05
CO Hg Rate Annual - Comanche 1,2 & 3 v5.14 | 210 | 6123 | Rate Constraint in lbs/MWh | FALSE | L | Annual | Emissions at Affected Plants MER | lbs | 56.0024 | 58.4263 | 58.4263 | 58.4263 | 58.4263 | 58.4263 | 58.4263
CO Hg Rate Annual - Comanche 1,2 & 3 v5.14 | 210 | 6123 | Rate Constraint in lbs/MWh | FALSE | L | Annual | Allowances Purchased MER | lbs | 0 | 0 | 0 | 0 | 0 | 0 | 0
CO Hg Rate Annual - Comanche 1,2 & 3 v5.14 | 210 | 6123 | Rate Constraint in lbs/MWh | FALSE | L | Annual | Allowances Sold MER | lbs | 0 | 0 | 0 | 0 | 0 | 0 | 0
CO Hg Rate Annual - Comanche 1,2 & 3 v5.14 | 210 | 6123 | Rate Constraint in lbs/MWh | FALSE | L | Annual | Allowances Banked | lbs | 0 | 0 | 0 | 0 | 0 | 0 | 0
CO Hg Rate Annual - Comanche 1,2 & 3 v5.14 | 210 | 6123 | Rate Constraint in lbs/MWh | FALSE | L | Annual | Allowances Withdrawn (1:1) | lbs | 0 | 0 | 0 | 0 | 0 | 0 | 0
CO Hg Rate Annual - Comanche 1,2 & 3 v5.14 | 210 | 6123 | Rate Constraint in lbs/MWh | FALSE | L | Annual | Allowances Withdrawn (n:1) | lbs | 0 | 0 | 0 | 0 | 0 | 0 | 0
CO Hg Rate Annual - Comanche 1,2 & 3 v5.14 | 210 | 6123 | Rate Constraint in lbs/MWh | FALSE | L | Annual | Net Emissions Allowance Position | lbs | 56.0024 | 58.4263 | 58.4263 | 58.4263 | 58.4263 | 58.4263 | 58.4263
CO Hg Rate Annual - Comanche 1,2 & 3 v5.14 | 210 | 6123 | Rate Constraint in lbs/MWh | FALSE | L | Annual | Fuel Consumed | TBtu | 99.826 | 104.1467 | 104.1467 | 104.1467 | 104.1467 | 104.1467 | 104.1467
CO Hg Rate Annual - Comanche 1,2 & 3 v5.14 | 210 | 6123 | Rate Constraint in lbs/MWh | FALSE | L | Annual | Rate | lb/MMBtu | 5.61e-07 | 5.61e-07 | 5.61e-07 | 5.61e-07 | 5.61e-07 | 5.61e-07 | 5.61e-07
CO Hg Rate Annual - Comanche 1,2 & 3 v5.14 | 210 | 6123 | Rate Constraint in lbs/MWh | FALSE | L | Annual | Generation | TWh | 10.0582 | 10.4638 | 10.4638 | 10.4638 | 10.4638 | 10.4638 | 10.4638
CO Hg Rate Annual - Comanche 1,2 & 3 v5.14 | 210 | 6123 | Rate Constraint in lbs/MWh | FALSE | L | Annual | Qualifying Generation | TWh | 10.0582 | 10.4638 | 10.4638 | 10.4638 | 10.4638 | 10.4638 | 10.4638
CO Hg Rate Annual - Comanche 1,2 & 3 v5.14 | 210 | 6123 | Rate Constraint in lbs/MWh | FALSE | L | Annual | Constraint Shadow Price | US2011$/Lb | 0 | 0 | 0 | 0 | 0 | 0 | 0
CO Hg Rule - MER Removal Annual v3.1 | 211 | 1515 | MACT Fuel Choice Floor in lbs/MMBtu | FALSE | L | Annual | Seasons Included | Seasons | Winter, Summer | Winter, Summer | Winter, Summer | Winter, Summer | Winter, Summer | Winter, Summer | Winter, Summer
CO Hg Rule - MER Removal Annual v3.1 | 211 | 1515 | MACT Fuel Choice Floor in lbs/MMBtu | FALSE | L | Annual | Emission Floor | lbs/MMBtu | 1.6496e-06 | 8.248e-07 | 8.248e-07 | 8.248e-07 | 8.248e-07 | 8.248e-07 | 8.248e-07
CO Hg Rule - MER Removal Annual v3.1 | 211 | 1515 | MACT Fuel Choice Floor in lbs/MMBtu | FALSE | L | Annual | Emissions at Affected Plants MER | lbs | 151.8019 | 150.6832 | 150.7966 | 150.7966 | 150.7966 | 150.8128 | 153.8658
CO Hg Rule - MER Removal Annual v3.1 | 211 | 1515 | MACT Fuel Choice Floor in lbs/MMBtu | FALSE | L | Annual | Allowances Purchased MER | lbs | 0 | 0 | 0 | 0 | 0 | 0 | 0
CO Hg Rule - MER Removal Annual v3.1 | 211 | 1515 | MACT Fuel Choice Floor in lbs/MMBtu | FALSE | L | Annual | Allowances Sold MER | lbs | 0 | 0 | 0 | 0 | 0 | 0 | 0
CO Hg Rule - MER Removal Annual v3.1 | 211 | 1515 | MACT Fuel Choice Floor in lbs/MMBtu | FALSE | L | Annual | Allowances Banked | lbs | 0 | 0 | 0 | 0 | 0 | 0 | 0
CO Hg Rule - MER Removal Annual v3.1 | 211 | 1515 | MACT Fuel Choice Floor in lbs/MMBtu | FALSE | L | Annual | Allowances Withdrawn (1:1) | lbs | 0 | 0 | 0 | 0 | 0 | 0 | 0
CO Hg Rule - MER Removal Annual v3.1 | 211 | 1515 | MACT Fuel Choice Floor in lbs/MMBtu | FALSE | L | Annual | Allowances Withdrawn (n:1) | lbs | 0 | 0 | 0 | 0 | 0 | 0 | 0
CO Hg Rule - MER Removal Annual v3.1 | 211 | 1515 | MACT Fuel Choice Floor in lbs/MMBtu | FALSE | L | Annual | Net Emissions Allowance Position | lbs | 151.8019 | 150.6832 | 150.7966 | 150.7966 | 150.7966 | 150.8128 | 153.8658
CO Hg Rule - MER Removal Annual v3.1 | 211 | 1515 | MACT Fuel Choice Floor in lbs/MMBtu | FALSE | L | Annual | Fuel Consumed | TBtu | 352.2094 | 334.4939 | 334.706 | 334.706 | 334.706 | 334.7278 | 334.2503
CO Hg Rule - MER Removal Annual v3.1 | 211 | 1515 | MACT Fuel Choice Floor in lbs/MMBtu | FALSE | L | Annual | Rate | lb/MMBtu | 4.31e-07 | 4.5048e-07 | 4.5053e-07 | 4.5053e-07 | 4.5053e-07 | 4.5055e-07 | 4.6033e-07
CO Hg Rule - MER Removal Annual v3.1 | 211 | 1515 | MACT Fuel Choice Floor in lbs/MMBtu | FALSE | L | Annual | Generation | TWh | 34.4309 | 32.8028 | 32.8212 | 32.8053 | 32.8053 | 32.8053 | 32.7643
CO Hg Rule - MER Removal Annual v3.1 | 211 | 1515 | MACT Fuel Choice Floor in lbs/MMBtu | FALSE | L | Annual | Qualifying Generation | TWh | 34.4309 | 32.8028 | 32.8212 | 32.8053 | 32.8053 | 32.8053 | 32.7643
CO Hg Rule - MER Removal Annual v3.1 | 211 | 1515 | MACT Fuel Choice Floor in lbs/MMBtu | FALSE | L | Annual | Constraint Shadow Price | US2011$/Lb | 0 | 0 | 0 | 0 | 0 | 0 | 0
CO NOX Rate Annual - Craig 1,3 v5.14 | 212 | 6124 | Rate Constraint in lbs/MMBtu | FALSE | L | Annual | Seasons Included | Seasons | Winter, Summer | Winter, Summer | Winter, Summer | Winter, Summer | Winter, Summer | Winter, Summer | Winter, Summer
CO NOX Rate Annual - Craig 1,3 v5.14 | 212 | 6124 | Rate Constraint in lbs/MMBtu | FALSE | L | Annual | Standard | lb/MMBtu | 0.28 | 0.28 | 0.28 | 0.28 | 0.28 | 0.28 | 0.28
CO NOX Rate Annual - Craig 1,3 v5.14 | 212 | 6124 | Rate Constraint in lbs/MMBtu | FALSE | L | Annual | Emissions at Affected Plants NOX | Thousand Tons | 8.4 | 8.4 | 8.4 | 5.5978 | 5.5978 | 5.5978 | 5.5978
CO NOX Rate Annual - Craig 1,3 v5.14 | 212 | 6124 | Rate Constraint in lbs/MMBtu | FALSE | L | Annual | Allowances Purchased NOX | Thousand Tons | 0 | 0 | 0 | 0 | 0 | 0 | 0
CO NOX Rate Annual - Craig 1,3 v5.14 | 212 | 6124 | Rate Constraint in lbs/MMBtu | FALSE | L | Annual | Allowances Sold NOX | Thousand Tons | 0 | 0 | 0 | 0 | 0 | 0 | 0
CO NOX Rate Annual - Craig 1,3 v5.14 | 212 | 6124 | Rate Constraint in lbs/MMBtu | FALSE | L | Annual | Allowances Banked | Thousand Tons | 0 | 0 | 0 | 0 | 0 | 0 | 0
CO NOX Rate Annual - Craig 1,3 v5.14 | 212 | 6124 | Rate Constraint in lbs/MMBtu | FALSE | L | Annual | Allowances Withdrawn (1:1) | Thousand Tons | 0 | 0 | 0 | 0 | 0 | 0 | 0
CO NOX Rate Annual - Craig 1,3 v5.14 | 212 | 6124 | Rate Constraint in lbs/MMBtu | FALSE | L | Annual | Allowances Withdrawn (n:1) | Thousand Tons | 0 | 0 | 0 | 0 | 0 | 0 | 0
CO NOX Rate Annual - Craig 1,3 v5.14 | 212 | 6124 | Rate Constraint in lbs/MMBtu | FALSE | L | Annual | Net Emissions Allowance Position | Thousand Tons | 8.4 | 8.4 | 8.4 | 5.5978 | 5.5978 | 5.5978 | 5.5978
CO NOX Rate Annual - Craig 1,3 v5.14 | 212 | 6124 | Rate Constraint in lbs/MMBtu | FALSE | L | Annual | Fuel Consumed | TBtu | 59.9996 | 59.9996 | 59.9996 | 59.9996 | 59.9996 | 59.9996 | 59.9996
CO NOX Rate Annual - Craig 1,3 v5.14 | 212 | 6124 | Rate Constraint in lbs/MMBtu | FALSE | L | Annual | Rate | lb/MMBtu | 0.28 | 0.28 | 0.28 | 0.18659 | 0.18659 | 0.18659 | 0.18659
CO NOX Rate Annual - Craig 1,3 v5.14 | 212 | 6124 | Rate Constraint in lbs/MMBtu | FALSE | L | Annual | Generation | TWh | 6.2832 | 6.2832 | 6.2832 | 6.2673 | 6.2673 | 6.2673 | 6.2673
CO NOX Rate Annual - Craig 1,3 v5.14 | 212 | 6124 | Rate Constraint in lbs/MMBtu | FALSE | L | Annual | Qualifying Generation | TWh | 6.2832 | 6.2832 | 6.2832 | 6.2673 | 6.2673 | 6.2673 | 6.2673
CO NOX Rate Annual - Craig 1,3 v5.14 | 212 | 6124 | Rate Constraint in lbs/MMBtu | FALSE | L | Annual | Rate | lb/MWh | 1.3369 | 1.3369 | 1.3369 | 0.89318 | 0.89318 | 0.89318 | 0.89318
CO NOX Rate Annual - Craig 1,3 v5.14 | 212 | 6124 | Rate Constraint in lbs/MMBtu | FALSE | L | Annual | Constraint Shadow Price | US2011$/Ton | 4010.5047 | 0 | 2328.5318 | 0 | 0 | 0 | 0
CO NOX Rate Annual - Craig 2 v5.14 | 213 | 6125 | Rate Constraint in lbs/MMBtu | FALSE | L | Annual | Seasons Included | Seasons | Winter, Summer | Winter, Summer | Winter, Summer | Winter, Summer | Winter, Summer | Winter, Summer | Winter, Summer
CO NOX Rate Annual - Craig 2 v5.14 | 213 | 6125 | Rate Constraint in lbs/MMBtu | FALSE | L | Annual | Standard | lb/MMBtu | 0.08 | 0.08 | 0.08 | 0.08 | 0.08 | 0.08 | 0.08
CO NOX Rate Annual - Craig 2 v5.14 | 213 | 6125 | Rate Constraint in lbs/MMBtu | FALSE | L | Annual | Emissions at Affected Plants NOX | Thousand Tons | 1.2127 | 1.2209 | 1.2209 | 1.2209 | 1.2209 | 1.2209 | 1.2209
CO NOX Rate Annual - Craig 2 v5.14 | 213 | 6125 | Rate Constraint in lbs/MMBtu | FALSE | L | Annual | Allowances Purchased NOX | Thousand Tons | 0 | 0 | 0 | 0 | 0 | 0 | 0
CO NOX Rate Annual - Craig 2 v5.14 | 213 | 6125 | Rate Constraint in lbs/MMBtu | FALSE | L | Annual | Allowances Sold NOX | Thousand Tons | 0 | 0 | 0 | 0 | 0 | 0 | 0
CO NOX Rate Annual - Craig 2 v5.14 | 213 | 6125 | Rate Constraint in lbs/MMBtu | FALSE | L | Annual | Allowances Banked | Thousand Tons | 0 | 0 | 0 | 0 | 0 | 0 | 0
CO NOX Rate Annual - Craig 2 v5.14 | 213 | 6125 | Rate Constraint in lbs/MMBtu | FALSE | L | Annual | Allowances Withdrawn (1:1) | Thousand Tons | 0 | 0 | 0 | 0 | 0 | 0 | 0
CO NOX Rate Annual - Craig 2 v5.14 | 213 | 6125 | Rate Constraint in lbs/MMBtu | FALSE | L | Annual | Allowances Withdrawn (n:1) | Thousand Tons | 0 | 0 | 0 | 0 | 0 | 0 | 0
CO NOX Rate Annual - Craig 2 v5.14 | 213 | 6125 | Rate Constraint in lbs/MMBtu | FALSE | L | Annual | Net Emissions Allowance Position | Thousand Tons | 1.2127 | 1.2209 | 1.2209 | 1.2209 | 1.2209 | 1.2209 | 1.2209
CO NOX Rate Annual - Craig 2 v5.14 | 213 | 6125 | Rate Constraint in lbs/MMBtu | FALSE | L | Annual | Fuel Consumed | TBtu | 30.3166 | 30.5237 | 30.5237 | 30.5237 | 30.5237 | 30.5237 | 30.5237
CO NOX Rate Annual - Craig 2 v5.14 | 213 | 6125 | Rate Constraint in lbs/MMBtu | FALSE | L | Annual | Rate | lb/MMBtu | 0.08 | 0.08 | 0.08 | 0.08 | 0.08 | 0.08 | 0.08
CO NOX Rate Annual - Craig 2 v5.14 | 213 | 6125 | Rate Constraint in lbs/MMBtu | FALSE | L | Annual | Generation | TWh | 3.033 | 3.0537 | 3.0537 | 3.0537 | 3.0537 | 3.0537 | 3.0537
CO NOX Rate Annual - Craig 2 v5.14 | 213 | 6125 | Rate Constraint in lbs/MMBtu | FALSE | L | Annual | Qualifying Generation | TWh | 3.033 | 3.0537 | 3.0537 | 3.0537 | 3.0537 | 3.0537 | 3.0537
CO NOX Rate Annual - Craig 2 v5.14 | 213 | 6125 | Rate Constraint in lbs/MMBtu | FALSE | L | Annual | Rate | lb/MWh | 0.39983 | 0.39983 | 0.39983 | 0.39983 | 0.39983 | 0.39983 | 0.39983
CO NOX Rate Annual - Craig 2 v5.14 | 213 | 6125 | Rate Constraint in lbs/MMBtu | FALSE | L | Annual | Constraint Shadow Price | US2011$/Ton | 3480.9473 | 0 | 0 | 0 | 0 | 0 | 0
CR Huntley MER Rate Limit v3.1 | 214 | 2040 | Rate Constraint in lbs/MMBtu | FALSE | L | Annual | Seasons Included | Seasons | Winter, Summer | Winter, Summer | Winter, Summer | Winter, Summer | Winter, Summer | Winter, Summer | Winter, Summer
CR Huntley MER Rate Limit v3.1 | 214 | 2040 | Rate Constraint in lbs/MMBtu | FALSE | L | Annual | Standard | lb/MMBtu | 6e-07 | 6e-07 | 6e-07 | 6e-07 | 6e-07 | 6e-07 | 6e-07
CR Huntley MER Rate Limit v3.1 | 214 | 2040 | Rate Constraint in lbs/MMBtu | FALSE | L | Annual | Emissions at Affected Plants MER | lbs | 0 | 0 | 0 | 0 | 0 | 0 | 0
CR Huntley MER Rate Limit v3.1 | 214 | 2040 | Rate Constraint in lbs/MMBtu | FALSE | L | Annual | Allowances Purchased MER | lbs | 0 | 0 | 0 | 0 | 0 | 0 | 0
CR Huntley MER Rate Limit v3.1 | 214 | 2040 | Rate Constraint in lbs/MMBtu | FALSE | L | Annual | Allowances Sold MER | lbs | 0 | 0 | 0 | 0 | 0 | 0 | 0
CR Huntley MER Rate Limit v3.1 | 214 | 2040 | Rate Constraint in lbs/MMBtu | FALSE | L | Annual | Allowances Banked | lbs | 0 | 0 | 0 | 0 | 0 | 0 | 0
CR Huntley MER Rate Limit v3.1 | 214 | 2040 | Rate Constraint in lbs/MMBtu | FALSE | L | Annual | Allowances Withdrawn (1:1) | lbs | 0 | 0 | 0 | 0 | 0 | 0 | 0
CR Huntley MER Rate Limit v3.1 | 214 | 2040 | Rate Constraint in lbs/MMBtu | FALSE | L | Annual | Allowances Withdrawn (n:1) | lbs | 0 | 0 | 0 | 0 | 0 | 0 | 0
CR Huntley MER Rate Limit v3.1 | 214 | 2040 | Rate Constraint in lbs/MMBtu | FALSE | L | Annual | Net Emissions Allowance Position | lbs | 0 | 0 | 0 | 0 | 0 | 0 | 0
CR Huntley MER Rate Limit v3.1 | 214 | 2040 | Rate Constraint in lbs/MMBtu | FALSE | L | Annual | Fuel Consumed | TBtu | 0 | 0 | 0 | 0 | 0 | 0 | 0
CR Huntley MER Rate Limit v3.1 | 214 | 2040 | Rate Constraint in lbs/MMBtu | FALSE | L | Annual | Rate | lb/MMBtu | 0 | 0 | 0 | 0 | 0 | 0 | 0
CR Huntley MER Rate Limit v3.1 | 214 | 2040 | Rate Constraint in lbs/MMBtu | FALSE | L | Annual | Generation | TWh | 0 | 0 | 0 | 0 | 0 | 0 | 0
CR Huntley MER Rate Limit v3.1 | 214 | 2040 | Rate Constraint in lbs/MMBtu | FALSE | L | Annual | Qualifying Generation | TWh | 0 | 0 | 0 | 0 | 0 | 0 | 0
CR Huntley MER Rate Limit v3.1 | 214 | 2040 | Rate Constraint in lbs/MMBtu | FALSE | L | Annual | Rate | lb/MWh | 0 | 0 | 0 | 0 | 0 | 0 | 0
CR Huntley MER Rate Limit v3.1 | 214 | 2040 | Rate Constraint in lbs/MMBtu | FALSE | L | Annual | Constraint Shadow Price | US2011$/Lb | 0 | 0 | 0 | 0 | 0 | 214199.6926 | 0
CSAPR- NOX Annual- AL | 215 | 6347 | Rate Constraint in MTons | FALSE | L | Annual | Seasons Included | Seasons |  | Winter, Summer | Winter, Summer | Winter, Summer | Winter, Summer | Winter, Summer | Winter, Summer
CSAPR- NOX Annual- AL | 215 | 6347 | Rate Constraint in MTons | FALSE | L | Annual | Standard | Thousand Tons | 0 | 84.9152 | 84.9152 | 84.9152 | 84.9152 | 84.9152 | 84.9152
CSAPR- NOX Annual- AL | 215 | 6347 | Rate Constraint in MTons | FALSE | L | Annual | Standard NOX | Thousand Tons | 0 | 84.9152 | 84.9152 | 84.9152 | 84.9152 | 84.9152 | 84.9152
CSAPR- NOX Annual- AL | 215 | 6347 | Rate Constraint in MTons | FALSE | L | Annual | Emissions at Affected Plants NOX | Thousand Tons | 0 | 26.2992 | 24.7301 | 23.3145 | 22.8518 | 22.446 | 22.6951
CSAPR- NOX Annual- AL | 215 | 6347 | Rate Constraint in MTons | FALSE | L | Annual | Allowances Purchased NOX | Thousand Tons | 0 | 0 | 0 | 0 | 0 | 0 | 0
CSAPR- NOX Annual- AL | 215 | 6347 | Rate Constraint in MTons | FALSE | L | Annual | Allowances Sold NOX | Thousand Tons | 0 | 0 | 0 | 0 | 0 | 0 | 0
CSAPR- NOX Annual- AL | 215 | 6347 | Rate Constraint in MTons | FALSE | L | Annual | Allowances Banked | Thousand Tons | 0 | 0 | 0 | 0 | 0 | 0 | 0
CSAPR- NOX Annual- AL | 215 | 6347 | Rate Constraint in MTons | FALSE | L | Annual | Allowances Withdrawn (1:1) | Thousand Tons | 0 | 0 | 0 | 0 | 0 | 0 | 0
CSAPR- NOX Annual- AL | 215 | 6347 | Rate Constraint in MTons | FALSE | L | Annual | Allowances Withdrawn (n:1) | Thousand Tons | 0 | 0 | 0 | 0 | 0 | 0 | 0
CSAPR- NOX Annual- AL | 215 | 6347 | Rate Constraint in MTons | FALSE | L | Annual | Net Emissions Allowance Position | Thousand Tons | 0 | 26.2992 | 24.7301 | 23.3145 | 22.8518 | 22.446 | 22.6951
CSAPR- NOX Annual- AL | 215 | 6347 | Rate Constraint in MTons | FALSE | L | Annual | Fuel Consumed | TBtu | 0 | 827.7008 | 722.5775 | 700.889 | 690.8904 | 758.0393 | 821.6474
CSAPR- NOX Annual- AL | 215 | 6347 | Rate Constraint in MTons | FALSE | L | Annual | Rate | lb/MMBtu | 0 | 0.063547 | 0.06845 | 0.066528 | 0.066152 | 0.059221 | 0.055243
CSAPR- NOX Annual- AL | 215 | 6347 | Rate Constraint in MTons | FALSE | L | Annual | Generation | TWh | 0 | 97.1082 | 83.4542 | 81.0305 | 80.5947 | 92.4462 | 103.5381
CSAPR- NOX Annual- AL | 215 | 6347 | Rate Constraint in MTons | FALSE | L | Annual | Qualifying Generation | TWh | 0 | 97.1082 | 83.4542 | 81.0305 | 80.5947 | 92.4462 | 103.5381
CSAPR- NOX Annual- AL | 215 | 6347 | Rate Constraint in MTons | FALSE | L | Annual | Rate | lb/MWh | 0 | 0.27082 | 0.29633 | 0.28773 | 0.28354 | 0.2428 | 0.2192
CSAPR- NOX Annual- AL | 215 | 6347 | Rate Constraint in MTons | FALSE | L | Annual | Constraint Shadow Price | US2011$/Ton | 0 | 0 | 0 | 0 | 0 | 0 | 0
CSAPR- NOX Annual- GA | 216 | 6348 | Rate Constraint in MTons | FALSE | L | Annual | Seasons Included | Seasons |  | Winter, Summer | Winter, Summer | Winter, Summer | Winter, Summer | Winter, Summer | Winter, Summer
CSAPR- NOX Annual- GA | 216 | 6348 | Rate Constraint in MTons | FALSE | L | Annual | Standard | Thousand Tons | 0 | 63.4108 | 63.4108 | 63.4108 | 63.4108 | 63.4108 | 63.4108
CSAPR- NOX Annual- GA | 216 | 6348 | Rate Constraint in MTons | FALSE | L | Annual | Standard NOX | Thousand Tons | 0 | 63.4108 | 63.4108 | 63.4108 | 63.4108 | 63.4108 | 63.4108
CSAPR- NOX Annual- GA | 216 | 6348 | Rate Constraint in MTons | FALSE | L | Annual | Emissions at Affected Plants NOX | Thousand Tons | 0 | 19.8464 | 20.8726 | 21.3057 | 16.8586 | 16.5811 | 17.4166
CSAPR- NOX Annual- GA | 216 | 6348 | Rate Constraint in MTons | FALSE | L | Annual | Allowances Purchased NOX | Thousand Tons | 0 | 0 | 0 | 0 | 0 | 0 | 0
CSAPR- NOX Annual- GA | 216 | 6348 | Rate Constraint in MTons | FALSE | L | Annual | Allowances Sold NOX | Thousand Tons | 0 | 0 | 0 | 0 | 0 | 0 | 0
CSAPR- NOX Annual- GA | 216 | 6348 | Rate Constraint in MTons | FALSE | L | Annual | Allowances Banked | Thousand Tons | 0 | 0 | 0 | 0 | 0 | 0 | 0
CSAPR- NOX Annual- GA | 216 | 6348 | Rate Constraint in MTons | FALSE | L | Annual | Allowances Withdrawn (1:1) | Thousand Tons | 0 | 0 | 0 | 0 | 0 | 0 | 0
CSAPR- NOX Annual- GA | 216 | 6348 | Rate Constraint in MTons | FALSE | L | Annual | Allowances Withdrawn (n:1) | Thousand Tons | 0 | 0 | 0 | 0 | 0 | 0 | 0
CSAPR- NOX Annual- GA | 216 | 6348 | Rate Constraint in MTons | FALSE | L | Annual | Net Emissions Allowance Position | Thousand Tons | 0 | 19.8464 | 20.8726 | 21.3057 | 16.8586 | 16.5811 | 17.4166
CSAPR- NOX Annual- GA | 216 | 6348 | Rate Constraint in MTons | FALSE | L | Annual | Fuel Consumed | TBtu | 0 | 761.1836 | 746.9106 | 750.377 | 681.9568 | 746.4639 | 919.6562
CSAPR- NOX Annual- GA | 216 | 6348 | Rate Constraint in MTons | FALSE | L | Annual | Rate | lb/MMBtu | 0 | 0.052146 | 0.055891 | 0.056787 | 0.049442 | 0.044426 | 0.037876
CSAPR- NOX Annual- GA | 216 | 6348 | Rate Constraint in MTons | FALSE | L | Annual | Generation | TWh | 0 | 92.5795 | 89.8852 | 89.8893 | 83.1697 | 94.3939 | 121.5989
CSAPR- NOX Annual- GA | 216 | 6348 | Rate Constraint in MTons | FALSE | L | Annual | Qualifying Generation | TWh | 0 | 92.5795 | 89.8852 | 89.8893 | 83.1697 | 94.3939 | 121.5989
CSAPR- NOX Annual- GA | 216 | 6348 | Rate Constraint in MTons | FALSE | L | Annual | Rate | lb/MWh | 0 | 0.21437 | 0.23221 | 0.23702 | 0.2027 | 0.17566 | 0.14323
CSAPR- NOX Annual- GA | 216 | 6348 | Rate Constraint in MTons | FALSE | L | Annual | Constraint Shadow Price | US2011$/Ton | 0 | 0 | 0 | 0 | 0 | 0 | 0
CSAPR- NOX Annual- IA | 217 | 6351 | Rate Constraint in MTons | FALSE | L | Annual | Seasons Included | Seasons |  | Winter, Summer | Winter, Summer | Winter, Summer | Winter, Summer | Winter, Summer | Winter, Summer
CSAPR- NOX Annual- IA | 217 | 6351 | Rate Constraint in MTons | FALSE | L | Annual | Standard | Thousand Tons | 0 | 44.2476 | 44.2476 | 44.2476 | 44.2476 | 44.2476 | 44.2476
CSAPR- NOX Annual- IA | 217 | 6351 | Rate Constraint in MTons | FALSE | L | Annual | Standard NOX | Thousand Tons | 0 | 44.2476 | 44.2476 | 44.2476 | 44.2476 | 44.2476 | 44.2476
CSAPR- NOX Annual- IA | 217 | 6351 | Rate Constraint in MTons | FALSE | L | Annual | Emissions at Affected Plants NOX | Thousand Tons | 0 | 18.7847 | 18.7751 | 18.7803 | 18.7612 | 18.9545 | 18.9329
CSAPR- NOX Annual- IA | 217 | 6351 | Rate Constraint in MTons | FALSE | L | Annual | Allowances Purchased NOX | Thousand Tons | 0 | 0 | 0 | 0 | 0 | 0 | 0
CSAPR- NOX Annual- IA | 217 | 6351 | Rate Constraint in MTons | FALSE | L | Annual | Allowances Sold NOX | Thousand Tons | 0 | 0 | 0 | 0 | 0 | 0 | 0
CSAPR- NOX Annual- IA | 217 | 6351 | Rate Constraint in MTons | FALSE | L | Annual | Allowances Banked | Thousand Tons | 0 | 0 | 0 | 0 | 0 | 0 | 0
CSAPR- NOX Annual- IA | 217 | 6351 | Rate Constraint in MTons | FALSE | L | Annual | Allowances Withdrawn (1:1) | Thousand Tons | 0 | 0 | 0 | 0 | 0 | 0 | 0
CSAPR- NOX Annual- IA | 217 | 6351 | Rate Constraint in MTons | FALSE | L | Annual | Allowances Withdrawn (n:1) | Thousand Tons | 0 | 0 | 0 | 0 | 0 | 0 | 0
CSAPR- NOX Annual- IA | 217 | 6351 | Rate Constraint in MTons | FALSE | L | Annual | Net Emissions Allowance Position | Thousand Tons | 0 | 18.7847 | 18.7751 | 18.7803 | 18.7612 | 18.9545 | 18.9329
CSAPR- NOX Annual- IA | 217 | 6351 | Rate Constraint in MTons | FALSE | L | Annual | Fuel Consumed | TBtu | 0 | 305.4452 | 303.7503 | 303.0168 | 298.9247 | 336.5003 | 367.5794
CSAPR- NOX Annual- IA | 217 | 6351 | Rate Constraint in MTons | FALSE | L | Annual | Rate | lb/MMBtu | 0 | 0.123 | 0.12362 | 0.12396 | 0.12552 | 0.11266 | 0.10301
CSAPR- NOX Annual- IA | 217 | 6351 | Rate Constraint in MTons | FALSE | L | Annual | Generation | TWh | 0 | 32.0028 | 31.7836 | 31.6854 | 31.1441 | 36.7169 | 41.7757
CSAPR- NOX Annual- IA | 217 | 6351 | Rate Constraint in MTons | FALSE | L | Annual | Qualifying Generation | TWh | 0 | 32.0028 | 31.7836 | 31.6854 | 31.1441 | 36.7169 | 41.7757
CSAPR- NOX Annual- IA | 217 | 6351 | Rate Constraint in MTons | FALSE | L | Annual | Rate | lb/MWh | 0 | 0.58697 | 0.59072 | 0.59271 | 0.6024 | 0.51623 | 0.4532
CSAPR- NOX Annual- IA | 217 | 6351 | Rate Constraint in MTons | FALSE | L | Annual | Constraint Shadow Price | US2011$/Ton | 0 | 0 | 0 | 0 | 0 | 0 | 0
CSAPR- NOX Annual- IL | 218 | 6349 | Rate Constraint in MTons | FALSE | L | Annual | Seasons Included | Seasons |  | Winter, Summer | Winter, Summer | Winter, Summer | Winter, Summer | Winter, Summer | Winter, Summer
CSAPR- NOX Annual- IL | 218 | 6349 | Rate Constraint in MTons | FALSE | L | Annual | Standard | Thousand Tons | 0 | 56.489 | 56.489 | 56.489 | 56.489 | 56.489 | 56.489
CSAPR- NOX Annual- IL | 218 | 6349 | Rate Constraint in MTons | FALSE | L | Annual | Standard NOX | Thousand Tons | 0 | 56.489 | 56.489 | 56.489 | 56.489 | 56.489 | 56.489
CSAPR- NOX Annual- IL | 218 | 6349 | Rate Constraint in MTons | FALSE | L | Annual | Emissions at Affected Plants NOX | Thousand Tons | 0 | 27.8995 | 27.7913 | 27.7273 | 25.4094 | 25.3987 | 26.4793
CSAPR- NOX Annual- IL | 218 | 6349 | Rate Constraint in MTons | FALSE | L | Annual | Allowances Purchased NOX | Thousand Tons | 0 | 0 | 0 | 0 | 0 | 0 | 0
CSAPR- NOX Annual- IL | 218 | 6349 | Rate Constraint in MTons | FALSE | L | Annual | Allowances Sold NOX | Thousand Tons | 0 | 0 | 0 | 0 | 0 | 0 | 0
CSAPR- NOX Annual- IL | 218 | 6349 | Rate Constraint in MTons | FALSE | L | Annual | Allowances Banked | Thousand Tons | 0 | 0 | 0 | 0 | 0 | 0 | 0
CSAPR- NOX Annual- IL | 218 | 6349 | Rate Constraint in MTons | FALSE | L | Annual | Allowances Withdrawn (1:1) | Thousand Tons | 0 | 0 | 0 | 0 | 0 | 0 | 0
CSAPR- NOX Annual- IL | 218 | 6349 | Rate Constraint in MTons | FALSE | L | Annual | Allowances Withdrawn (n:1) | Thousand Tons | 0 | 0 | 0 | 0 | 0 | 0 | 0
CSAPR- NOX Annual- IL | 218 | 6349 | Rate Constraint in MTons | FALSE | L | Annual | Net Emissions Allowance Position | Thousand Tons | 0 | 27.8995 | 27.7913 | 27.7273 | 25.4094 | 25.3987 | 26.4793
CSAPR- NOX Annual- IL | 218 | 6349 | Rate Constraint in MTons | FALSE | L | Annual | Fuel Consumed | TBtu | 0 | 752.9514 | 751.857 | 745.8745 | 668.0629 | 687.3505 | 959.8263
CSAPR- NOX Annual- IL | 218 | 6349 | Rate Constraint in MTons | FALSE | L | Annual | Rate | lb/MMBtu | 0 | 0.074107 | 0.073927 | 0.074348 | 0.076069 | 0.073903 | 0.055175
CSAPR- NOX Annual- IL | 218 | 6349 | Rate Constraint in MTons | FALSE | L | Annual | Generation | TWh | 0 | 77.7789 | 77.0834 | 76.4402 | 69.0307 | 71.3198 | 114.4308
CSAPR- NOX Annual- IL | 218 | 6349 | Rate Constraint in MTons | FALSE | L | Annual | Qualifying Generation | TWh | 0 | 77.7789 | 77.0834 | 76.4402 | 69.0307 | 71.3198 | 114.4308
CSAPR- NOX Annual- IL | 218 | 6349 | Rate Constraint in MTons | FALSE | L | Annual | Rate | lb/MWh | 0 | 0.3587 | 0.36054 | 0.36273 | 0.36809 | 0.35612 | 0.2314
CSAPR- NOX Annual- IL | 218 | 6349 | Rate Constraint in MTons | FALSE | L | Annual | Constraint Shadow Price | US2011$/Ton | 0 | 0 | 0 | 0 | 0 | 0 | 0
CSAPR- NOX Annual- IN | 219 | 6350 | Rate Constraint in MTons | FALSE | L | Annual | Seasons Included | Seasons |  | Winter, Summer | Winter, Summer | Winter, Summer | Winter, Summer | Winter, Summer | Winter, Summer
CSAPR- NOX Annual- IN | 219 | 6350 | Rate Constraint in MTons | FALSE | L | Annual | Standard | Thousand Tons | 0 | 127.9403 | 127.9403 | 127.9403 | 127.9403 | 127.9403 | 127.9403
CSAPR- NOX Annual- IN | 219 | 6350 | Rate Constraint in MTons | FALSE | L | Annual | Standard NOX | Thousand Tons | 0 | 127.9403 | 127.9403 | 127.9403 | 127.9403 | 127.9403 | 127.9403
CSAPR- NOX Annual- IN | 219 | 6350 | Rate Constraint in MTons | FALSE | L | Annual | Emissions at Affected Plants NOX | Thousand Tons | 0 | 95.3424 | 96.8979 | 96.2734 | 73.7734 | 73.4803 | 70.6585
CSAPR- NOX Annual- IN | 219 | 6350 | Rate Constraint in MTons | FALSE | L | Annual | Allowances Purchased NOX | Thousand Tons | 0 | 0 | 0 | 0 | 0 | 0 | 0
CSAPR- NOX Annual- IN | 219 | 6350 | Rate Constraint in MTons | FALSE | L | Annual | Allowances Sold NOX | Thousand Tons | 0 | 0 | 0 | 0 | 0 | 0 | 0
CSAPR- NOX Annual- IN | 219 | 6350 | Rate Constraint in MTons | FALSE | L | Annual | Allowances Banked | Thousand Tons | 0 | 0 | 0 | 0 | 0 | 0 | 0
CSAPR- NOX Annual- IN | 219 | 6350 | Rate Constraint in MTons | FALSE | L | Annual | Allowances Withdrawn (1:1) | Thousand Tons | 0 | 0 | 0 | 0 | 0 | 0 | 0
CSAPR- NOX Annual- IN | 219 | 6350 | Rate Constraint in MTons | FALSE | L | Annual | Allowances Withdrawn (n:1) | Thousand Tons | 0 | 0 | 0 | 0 | 0 | 0 | 0
CSAPR- NOX Annual- IN | 219 | 6350 | Rate Constraint in MTons | FALSE | L | Annual | Net Emissions Allowance Position | Thousand Tons | 0 | 95.3424 | 96.8979 | 96.2734 | 73.7734 | 73.4803 | 70.6585
CSAPR- NOX Annual- IN | 219 | 6350 | Rate Constraint in MTons | FALSE | L | Annual | Fuel Consumed | TBtu | 0 | 1037.2729 | 1058.1631 | 1046.5764 | 914.2941 | 959.1743 | 1006.5761
CSAPR- NOX Annual- IN | 219 | 6350 | Rate Constraint in MTons | FALSE | L | Annual | Rate | lb/MMBtu | 0 | 0.18383 | 0.18314 | 0.18398 | 0.16138 | 0.15322 | 0.14039
CSAPR- NOX Annual- IN | 219 | 6350 | Rate Constraint in MTons | FALSE | L | Annual | Generation | TWh | 0 | 102.7422 | 104.6535 | 103.5484 | 90.5436 | 97.3875 | 107.4193
CSAPR- NOX Annual- IN | 219 | 6350 | Rate Constraint in MTons | FALSE | L | Annual | Qualifying Generation | TWh | 0 | 102.7422 | 104.6535 | 103.5484 | 90.5436 | 97.3875 | 107.4193
CSAPR- NOX Annual- IN | 219 | 6350 | Rate Constraint in MTons | FALSE | L | Annual | Rate | lb/MWh | 0 | 0.92798 | 0.92589 | 0.92974 | 0.81478 | 0.75451 | 0.65778
CSAPR- NOX Annual- IN | 219 | 6350 | Rate Constraint in MTons | FALSE | L | Annual | Constraint Shadow Price | US2011$/Ton | 0 | 0 | 0 | 0 | 0 | 0 | 0
CSAPR- NOX Annual- KS | 220 | 6352 | Rate Constraint in MTons | FALSE | L | Annual | Seasons Included | Seasons |  | Winter, Summer | Winter, Summer | Winter, Summer | Winter, Summer | Winter, Summer | Winter, Summer
CSAPR- NOX Annual- KS | 220 | 6352 | Rate Constraint in MTons | FALSE | L | Annual | Standard | Thousand Tons | 0 | 36.9977 | 36.9977 | 36.9977 | 36.9977 | 36.9977 | 36.9977
CSAPR- NOX Annual- KS | 220 | 6352 | Rate Constraint in MTons | FALSE | L | Annual | Standard NOX | Thousand Tons | 0 | 36.9977 | 36.9977 | 36.9977 | 36.9977 | 36.9977 | 36.9977
CSAPR- NOX Annual- KS | 220 | 6352 | Rate Constraint in MTons | FALSE | L | Annual | Emissions at Affected Plants NOX | Thousand Tons | 0 | 24.8939 | 24.7138 | 24.1049 | 23.761 | 23.7853 | 23.7996
CSAPR- NOX Annual- KS | 220 | 6352 | Rate Constraint in MTons | FALSE | L | Annual | Allowances Purchased NOX | Thousand Tons | 0 | 0 | 0 | 0 | 0 | 0 | 0
CSAPR- NOX Annual- KS | 220 | 6352 | Rate Constraint in MTons | FALSE | L | Annual | Allowances Sold NOX | Thousand Tons | 0 | 0 | 0 | 0 | 0 | 0 | 0
CSAPR- NOX Annual- KS | 220 | 6352 | Rate Constraint in MTons | FALSE | L | Annual | Allowances Banked | Thousand Tons | 0 | 0 | 0 | 0 | 0 | 0 | 0
CSAPR- NOX Annual- KS | 220 | 6352 | Rate Constraint in MTons | FALSE | L | Annual | Allowances Withdrawn (1:1) | Thousand Tons | 0 | 0 | 0 | 0 | 0 | 0 | 0
CSAPR- NOX Annual- KS | 220 | 6352 | Rate Constraint in MTons | FALSE | L | Annual | Allowances Withdrawn (n:1) | Thousand Tons | 0 | 0 | 0 | 0 | 0 | 0 | 0
CSAPR- NOX Annual- KS | 220 | 6352 | Rate Constraint in MTons | FALSE | L | Annual | Net Emissions Allowance Position | Thousand Tons | 0 | 24.8939 | 24.7138 | 24.1049 | 23.761 | 23.7853 | 23.7996
CSAPR- NOX Annual- KS | 220 | 6352 | Rate Constraint in MTons | FALSE | L | Annual | Fuel Consumed | TBtu | 0 | 404.4908 | 403.7611 | 398.9807 | 394.3886 | 395.3829 | 398.0004
CSAPR- NOX Annual- KS | 220 | 6352 | Rate Constraint in MTons | FALSE | L | Annual | Rate | lb/MMBtu | 0 | 0.12309 | 0.12242 | 0.12083 | 0.1205 | 0.12032 | 0.1196
CSAPR- NOX Annual- KS | 220 | 6352 | Rate Constraint in MTons | FALSE | L | Annual | Generation | TWh | 0 | 37.7655 | 37.7141 | 37.3215 | 36.9355 | 37.0695 | 37.3975
CSAPR- NOX Annual- KS | 220 | 6352 | Rate Constraint in MTons | FALSE | L | Annual | Qualifying Generation | TWh | 0 | 37.7655 | 37.7141 | 37.3215 | 36.9355 | 37.0695 | 37.3975
CSAPR- NOX Annual- KS | 220 | 6352 | Rate Constraint in MTons | FALSE | L | Annual | Rate | lb/MWh | 0 | 0.65917 | 0.65529 | 0.64587 | 0.64331 | 0.64164 | 0.6364
CSAPR- NOX Annual- KS | 220 | 6352 | Rate Constraint in MTons | FALSE | L | Annual | Constraint Shadow Price | US2011$/Ton | 0 | 0 | 0 | 0 | 0 | 0 | 0
CSAPR- NOX Annual- KY | 221 | 6353 | Rate Constraint in MTons | FALSE | L | Annual | Seasons Included | Seasons |  | Winter, Summer | Winter, Summer | Winter, Summer | Winter, Summer | Winter, Summer | Winter, Summer
CSAPR- NOX Annual- KY | 221 | 6353 | Rate Constraint in MTons | FALSE | L | Annual | Standard | Thousand Tons | 0 | 91.1408 | 91.1408 | 91.1408 | 91.1408 | 91.1408 | 91.1408
CSAPR- NOX Annual- KY | 221 | 6353 | Rate Constraint in MTons | FALSE | L | Annual | Standard NOX | Thousand Tons | 0 | 91.1408 | 91.1408 | 91.1408 | 91.1408 | 91.1408 | 91.1408
CSAPR- NOX Annual- KY | 221 | 6353 | Rate Constraint in MTons | FALSE | L | Annual | Emissions at Affected Plants NOX | Thousand Tons | 0 | 52.2031 | 55.8457 | 55.8627 | 53.9619 | 53.6152 | 51.7586
CSAPR- NOX Annual- KY | 221 | 6353 | Rate Constraint in MTons | FALSE | L | Annual | Allowances Purchased NOX | Thousand Tons | 0 | 0 | 0 | 0 | 0 | 0 | 0
CSAPR- NOX Annual- KY | 221 | 6353 | Rate Constraint in MTons | FALSE | L | Annual | Allowances Sold NOX | Thousand Tons | 0 | 0 | 0 | 0 | 0 | 0 | 0
CSAPR- NOX Annual- KY | 221 | 6353 | Rate Constraint in MTons | FALSE | L | Annual | Allowances Banked | Thousand Tons | 0 | 0 | 0 | 0 | 0 | 0 | 0
CSAPR- NOX Annual- KY | 221 | 6353 | Rate Constraint in MTons | FALSE | L | Annual | Allowances Withdrawn (1:1) | Thousand Tons | 0 | 0 | 0 | 0 | 0 | 0 | 0
CSAPR- NOX Annual- KY | 221 | 6353 | Rate Constraint in MTons | FALSE | L | Annual | Allowances Withdrawn (n:1) | Thousand Tons | 0 | 0 | 0 | 0 | 0 | 0 | 0
CSAPR- NOX Annual- KY | 221 | 6353 | Rate Constraint in MTons | FALSE | L | Annual | Net Emissions Allowance Position | Thousand Tons | 0 | 52.2031 | 55.8457 | 55.8627 | 53.9619 | 53.6152 | 51.7586
CSAPR- NOX Annual- KY | 221 | 6353 | Rate Constraint in MTons | FALSE | L | Annual | Fuel Consumed | TBtu | 0 | 592.3577 | 622.9345 | 626.6287 | 626.2505 | 681.9557 | 703.5255
CSAPR- NOX Annual- KY | 221 | 6353 | Rate Constraint in MTons | FALSE | L | Annual | Rate | lb/MMBtu | 0 | 0.17626 | 0.1793 | 0.1783 | 0.17233 | 0.15724 | 0.14714
CSAPR- NOX Annual- KY | 221 | 6353 | Rate Constraint in MTons | FALSE | L | Annual | Generation | TWh | 0 | 58.0943 | 60.4343 | 61.1916 | 62.3475 | 71.4917 | 76.204
CSAPR- NOX Annual- KY | 221 | 6353 | Rate Constraint in MTons | FALSE | L | Annual | Qualifying Generation | TWh | 0 | 58.0943 | 60.4343 | 61.1916 | 62.3475 | 71.4917 | 76.204
CSAPR- NOX Annual- KY | 221 | 6353 | Rate Constraint in MTons | FALSE | L | Annual | Rate | lb/MWh | 0 | 0.89859 | 0.92407 | 0.91291 | 0.8655 | 0.74995 | 0.67921
CSAPR- NOX Annual- KY | 221 | 6353 | Rate Constraint in MTons | FALSE | L | Annual | Constraint Shadow Price | US2011$/Ton | 0 | 0 | 0 | 0 | 0 | 0 | 0
CSAPR- NOX Annual- MD | 222 | 6354 | Rate Constraint in MTons | FALSE | L | Annual | Seasons Included | Seasons |  | Winter, Summer | Winter, Summer | Winter, Summer | Winter, Summer | Winter, Summer | Winter, Summer
CSAPR- NOX Annual- MD | 222 | 6354 | Rate Constraint in MTons | FALSE | L | Annual | Standard | Thousand Tons | 0 | 19.5573 | 19.5573 | 19.5573 | 19.5573 | 19.5573 | 19.5573
CSAPR- NOX Annual- MD | 222 | 6354 | Rate Constraint in MTons | FALSE | L | Annual | Standard NOX | Thousand Tons | 0 | 19.5573 | 19.5573 | 19.5573 | 19.5573 | 19.5573 | 19.5573
CSAPR- NOX Annual- MD | 222 | 6354 | Rate Constraint in MTons | FALSE | L | Annual | Emissions at Affected Plants NOX | Thousand Tons | 0 | 6.4273 | 6.6536 | 4.6408 | 2.4765 | 2.4592 | 1.8984
CSAPR- NOX Annual- MD | 222 | 6354 | Rate Constraint in MTons | FALSE | L | Annual | Allowances Purchased NOX | Thousand Tons | 0 | 0 | 0 | 0 | 0 | 0 | 0
CSAPR- NOX Annual- MD | 222 | 6354 | Rate Constraint in MTons | FALSE | L | Annual | Allowances Sold NOX | Thousand Tons | 0 | 0 | 0 | 0 | 0 | 0 | 0
CSAPR- NOX Annual- MD | 222 | 6354 | Rate Constraint in MTons | FALSE | L | Annual | Allowances Banked | Thousand Tons | 0 | 0 | 0 | 0 | 0 | 0 | 0
CSAPR- NOX Annual- MD | 222 | 6354 | Rate Constraint in MTons | FALSE | L | Annual | Allowances Withdrawn (1:1) | Thousand Tons | 0 | 0 | 0 | 0 | 0 | 0 | 0
CSAPR- NOX Annual- MD | 222 | 6354 | Rate Constraint in MTons | FALSE | L | Annual | Allowances Withdrawn (n:1) | Thousand Tons | 0 | 0 | 0 | 0 | 0 | 0 | 0
CSAPR- NOX Annual- MD | 222 | 6354 | Rate Constraint in MTons | FALSE | L | Annual | Net Emissions Allowance Position | Thousand Tons | 0 | 6.4273 | 6.6536 | 4.6408 | 2.4765 | 2.4592 | 1.8984
CSAPR- NOX Annual- MD | 222 | 6354 | Rate Constraint in MTons | FALSE | L | Annual | Fuel Consumed | TBtu | 0 | 196.5042 | 211.4806 | 181.1807 | 135.7446 | 153.9613 | 149.7266
CSAPR- NOX Annual- MD | 222 | 6354 | Rate Constraint in MTons | FALSE | L | Annual | Rate | lb/MMBtu | 0 | 0.065416 | 0.062924 | 0.051228 | 0.036488 | 0.031946 | 0.025358
CSAPR- NOX Annual- MD | 222 | 6354 | Rate Constraint in MTons | FALSE | L | Annual | Generation | TWh | 0 | 22.9658 | 24.4937 | 21.5537 | 17.2224 | 20.135 | 21.0573
CSAPR- NOX Annual- MD | 222 | 6354 | Rate Constraint in MTons | FALSE | L | Annual | Qualifying Generation | TWh | 0 | 22.9658 | 24.4937 | 21.5537 | 17.2224 | 20.135 | 21.0573
CSAPR- NOX Annual- MD | 222 | 6354 | Rate Constraint in MTons | FALSE | L | Annual | Rate | lb/MWh | 0 | 0.27986 | 0.27164 | 0.21531 | 0.1438 | 0.12214 | 0.090153
CSAPR- NOX Annual- MD | 222 | 6354 | Rate Constraint in MTons | FALSE | L | Annual | Constraint Shadow Price | US2011$/Ton | 0 | 0 | 0 | 0 | 0 | 0 | 0
CSAPR- NOX Annual- MI | 223 | 6355 | Rate Constraint in MTons | FALSE | L | Annual | Seasons Included | Seasons |  | Winter, Summer | Winter, Summer | Winter, Summer | Winter, Summer | Winter, Summer | Winter, Summer
CSAPR- NOX Annual- MI | 223 | 6355 | Rate Constraint in MTons | FALSE | L | Annual | Standard | Thousand Tons | 0 | 74.3872 | 74.3872 | 74.3872 | 74.3872 | 74.3872 | 74.3872
CSAPR- NOX Annual- MI | 223 | 6355 | Rate Constraint in MTons | FALSE | L | Annual | Standard NOX | Thousand Tons | 0 | 74.3872 | 74.3872 | 74.3872 | 74.3872 | 74.3872 | 74.3872
CSAPR- NOX Annual- MI | 223 | 6355 | Rate Constraint in MTons | FALSE | L | Annual | Emissions at Affected Plants NOX | Thousand Tons | 0 | 42.669 | 44.9065 | 42.7442 | 37.587 | 33.5174 | 31.9806
CSAPR- NOX Annual- MI | 223 | 6355 | Rate Constraint in MTons | FALSE | L | Annual | Allowances Purchased NOX | Thousand Tons | 0 | 0 | 0 | 0 | 0 | 0 | 0
CSAPR- NOX Annual- MI | 223 | 6355 | Rate Constraint in MTons | FALSE | L | Annual | Allowances Sold NOX | Thousand Tons | 0 | 0 | 0 | 0 | 0 | 0 | 0
CSAPR- NOX Annual- MI | 223 | 6355 | Rate Constraint in MTons | FALSE | L | Annual | Allowances Banked | Thousand Tons | 0 | 0 | 0 | 0 | 0 | 0 | 0
CSAPR- NOX Annual- MI | 223 | 6355 | Rate Constraint in MTons | FALSE | L | Annual | Allowances Withdrawn (1:1) | Thousand Tons | 0 | 0 | 0 | 0 | 0 | 0 | 0
CSAPR- NOX Annual- MI | 223 | 6355 | Rate Constraint in MTons | FALSE | L | Annual | Allowances Withdrawn (n:1) | Thousand Tons | 0 | 0 | 0 | 0 | 0 | 0 | 0
CSAPR- NOX Annual- MI | 223 | 6355 | Rate Constraint in MTons | FALSE | L | Annual | Net Emissions Allowance Position | Thousand Tons | 0 | 42.669 | 44.9065 | 42.7442 | 37.587 | 33.5174 | 31.9806
CSAPR- NOX Annual- MI | 223 | 6355 | Rate Constraint in MTons | FALSE | L | Annual | Fuel Consumed | TBtu | 0 | 618.0027 | 608.5578 | 600.7646 | 538.4511 | 626.9937 | 715.743
CSAPR- NOX Annual- MI | 223 | 6355 | Rate Constraint in MTons | FALSE | L | Annual | Rate | lb/MMBtu | 0 | 0.13809 | 0.14758 | 0.1423 | 0.13961 | 0.10691 | 0.089363
CSAPR- NOX Annual- MI | 223 | 6355 | Rate Constraint in MTons | FALSE | L | Annual | Generation | TWh | 0 | 71.5903 | 69.6986 | 69.5167 | 62.1438 | 78.4101 | 93.5092
CSAPR- NOX Annual- MI | 223 | 6355 | Rate Constraint in MTons | FALSE | L | Annual | Qualifying Generation | TWh | 0 | 71.5903 | 69.6986 | 69.5167 | 62.1438 | 78.4101 | 93.5092
CSAPR- NOX Annual- MI | 223 | 6355 | Rate Constraint in MTons | FALSE | L | Annual | Rate | lb/MWh | 0 | 0.59602 | 0.6443 | 0.61488 | 0.60484 | 0.42746 | 0.34201
CSAPR- NOX Annual- MI | 223 | 6355 | Rate Constraint in MTons | FALSE | L | Annual | Constraint Shadow Price | US2011$/Ton | 0 | 0 | 0 | 0 | 0 | 0 | 0
CSAPR- NOX Annual- MN | 224 | 6356 | Rate Constraint in MTons | FALSE | L | Annual | Seasons Included | Seasons |  | Winter, Summer | Winter, Summer | Winter, Summer | Winter, Summer | Winter, Summer | Winter, Summer
CSAPR- NOX Annual- MN | 224 | 6356 | Rate Constraint in MTons | FALSE | L | Annual | Standard | Thousand Tons | 0 | 34.895 | 34.895 | 34.895 | 34.895 | 34.895 | 34.895
CSAPR- NOX Annual- MN | 224 | 6356 | Rate Constraint in MTons | FALSE | L | Annual | Standard NOX | Thousand Tons | 0 | 34.895 | 34.895 | 34.895 | 34.895 | 34.895 | 34.895
CSAPR- NOX Annual- MN | 224 | 6356 | Rate Constraint in MTons | FALSE | L | Annual | Emissions at Affected Plants NOX | Thousand Tons | 0 | 19.8454 | 19.6936 | 19.7374 | 19.6603 | 20.014 | 20.0709
CSAPR- NOX Annual- MN | 224 | 6356 | Rate Constraint in MTons | FALSE | L | Annual | Allowances Purchased NOX | Thousand Tons | 0 | 0 | 0 | 0 | 0 | 0 | 0
CSAPR- NOX Annual- MN | 224 | 6356 | Rate Constraint in MTons | FALSE | L | Annual | Allowances Sold NOX | Thousand Tons | 0 | 0 | 0 | 0 | 0 | 0 | 0
CSAPR- NOX Annual- MN | 224 | 6356 | Rate Constraint in MTons | FALSE | L | Annual | Allowances Banked | Thousand Tons | 0 | 0 | 0 | 0 | 0 | 0 | 0
CSAPR- NOX Annual- MN | 224 | 6356 | Rate Constraint in MTons | FALSE | L | Annual | Allowances Withdrawn (1:1) | Thousand Tons | 0 | 0 | 0 | 0 | 0 | 0 | 0
CSAPR- NOX Annual- MN | 224 | 6356 | Rate Constraint in MTons | FALSE | L | Annual | Allowances Withdrawn (n:1) | Thousand Tons | 0 | 0 | 0 | 0 | 0 | 0 | 0
CSAPR- NOX Annual- MN | 224 | 6356 | Rate Constraint in MTons | FALSE | L | Annual | Net Emissions Allowance Position | Thousand Tons | 0 | 19.8454 | 19.6936 | 19.7374 | 19.6603 | 20.014 | 20.0709
CSAPR- NOX Annual- MN | 224 | 6356 | Rate Constraint in MTons | FALSE | L | Annual | Fuel Consumed | TBtu | 0 | 318.1585 | 303.4033 | 304.3623 | 297.0343 | 352.2046 | 370.6297
CSAPR- NOX Annual- MN | 224 | 6356 | Rate Constraint in MTons | FALSE | L | Annual | Rate | lb/MMBtu | 0 | 0.12475 | 0.12982 | 0.1297 | 0.13238 | 0.11365 | 0.10831
CSAPR- NOX Annual- MN | 224 | 6356 | Rate Constraint in MTons | FALSE | L | Annual | Generation | TWh | 0 | 32.4788 | 30.4442 | 30.5605 | 29.4666 | 37.5452 | 40.4667
CSAPR- NOX Annual- MN | 224 | 6356 | Rate Constraint in MTons | FALSE | L | Annual | Qualifying Generation | TWh | 0 | 32.4788 | 30.4442 | 30.5605 | 29.4666 | 37.5452 | 40.4667
CSAPR- NOX Annual- MN | 224 | 6356 | Rate Constraint in MTons | FALSE | L | Annual | Rate | lb/MWh | 0 | 0.61103 | 0.64687 | 0.64585 | 0.6672 | 0.53306 | 0.49598
CSAPR- NOX Annual- MN | 224 | 6356 | Rate Constraint in MTons | FALSE | L | Annual | Constraint Shadow Price | US2011$/Ton | 0 | 0 | 0 | 0 | 0 | 0 | 0
CSAPR- NOX Annual- MO | 225 | 6357 | Rate Constraint in MTons | FALSE | L | Annual | Seasons Included | Seasons |  | Winter, Summer | Winter, Summer | Winter, Summer | Winter, Summer | Winter, Summer | Winter, Summer
CSAPR- NOX Annual- MO | 225 | 6357 | Rate Constraint in MTons | FALSE | L | Annual | Standard | Thousand Tons | 0 | 57.5167 | 57.5167 | 57.5167 | 57.5167 | 57.5167 | 57.5167
CSAPR- NOX Annual- MO | 225 | 6357 | Rate Constraint in MTons | FALSE | L | Annual | Standard NOX | Thousand Tons | 0 | 57.5167 | 57.5167 | 57.5167 | 57.5167 | 57.5167 | 57.5167
CSAPR- NOX Annual- MO | 225 | 6357 | Rate Constraint in MTons | FALSE | L | Annual | Emissions at Affected Plants NOX | Thousand Tons | 0 | 37.9097 | 38.7593 | 38.732 | 36.3879 | 38.067 | 38.1448
CSAPR- NOX Annual- MO | 225 | 6357 | Rate Constraint in MTons | FALSE | L | Annual | Allowances Purchased NOX | Thousand Tons | 0 | 0 | 0 | 0 | 0 | 0 | 0
CSAPR- NOX Annual- MO | 225 | 6357 | Rate Constraint in MTons | FALSE | L | Annual | Allowances Sold NOX | Thousand Tons | 0 | 0 | 0 | 0 | 0 | 0 | 0
CSAPR- NOX Annual- MO | 225 | 6357 | Rate Constraint in MTons | FALSE | L | Annual | Allowances Banked | Thousand Tons | 0 | 0 | 0 | 0 | 0 | 0 | 0
CSAPR- NOX Annual- MO | 225 | 6357 | Rate Constraint in MTons | FALSE | L | Annual | Allowances Withdrawn (1:1) | Thousand Tons | 0 | 0 | 0 | 0 | 0 | 0 | 0
CSAPR- NOX Annual- MO | 225 | 6357 | Rate Constraint in MTons | FALSE | L | Annual | Allowances Withdrawn (n:1) | Thousand Tons | 0 | 0 | 0 | 0 | 0 | 0 | 0
CSAPR- NOX Annual- MO | 225 | 6357 | Rate Constraint in MTons | FALSE | L | Annual | Net Emissions Allowance Position | Thousand Tons | 0 | 37.9097 | 38.7593 | 38.732 | 36.3879 | 38.067 | 38.1448
CSAPR- NOX Annual- MO | 225 | 6357 | Rate Constraint in MTons | FALSE | L | Annual | Fuel Consumed | TBtu | 0 | 782.5274 | 800.5416 | 800.8004 | 755.9574 | 807.1965 | 847.4646
CSAPR- NOX Annual- MO | 225 | 6357 | Rate Constraint in MTons | FALSE | L | Annual | Rate | lb/MMBtu | 0 | 0.09689 | 0.096833 | 0.096733 | 0.09627 | 0.094319 | 0.090021
CSAPR- NOX Annual- MO | 225 | 6357 | Rate Constraint in MTons | FALSE | L | Annual | Generation | TWh | 0 | 76.8714 | 78.7478 | 78.7437 | 74.4788 | 80.4064 | 86.6908
CSAPR- NOX Annual- MO | 225 | 6357 | Rate Constraint in MTons | FALSE | L | Annual | Qualifying Generation | TWh | 0 | 76.8714 | 78.7478 | 78.7437 | 74.4788 | 80.4064 | 86.6908
CSAPR- NOX Annual- MO | 225 | 6357 | Rate Constraint in MTons | FALSE | L | Annual | Rate | lb/MWh | 0 | 0.49316 | 0.4922 | 0.49187 | 0.48857 | 0.47343 | 0.44001
CSAPR- NOX Annual- MO | 225 | 6357 | Rate Constraint in MTons | FALSE | L | Annual | Constraint Shadow Price | US2011$/Ton | 0 | 0 | 0 | 0 | 0 | 0 | 0
CSAPR- NOX Annual- NC | 226 | 6361 | Rate Constraint in MTons | FALSE | L | Annual | Seasons Included | Seasons |  | Winter, Summer | Winter, Summer | Winter, Summer | Winter, Summer | Winter, Summer | Winter, Summer
CSAPR- NOX Annual- NC | 226 | 6361 | Rate Constraint in MTons | FALSE | L | Annual | Standard | Thousand Tons | 0 | 49.0325 | 49.0325 | 49.0325 | 49.0325 | 49.0325 | 49.0325
CSAPR- NOX Annual- NC | 226 | 6361 | Rate Constraint in MTons | FALSE | L | Annual | Standard NOX | Thousand Tons | 0 | 49.0325 | 49.0325 | 49.0325 | 49.0325 | 49.0325 | 49.0325
CSAPR- NOX Annual- NC | 226 | 6361 | Rate Constraint in MTons | FALSE | L | Annual | Emissions at Affected Plants NOX | Thousand Tons | 0 | 26.2968 | 21.6784 | 17.3826 | 14.1834 | 11.7044 | 11.8117
CSAPR- NOX Annual- NC | 226 | 6361 | Rate Constraint in MTons | FALSE | L | Annual | Allowances Purchased NOX | Thousand Tons | 0 | 0 | 0 | 0 | 0 | 0 | 0
CSAPR- NOX Annual- NC | 226 | 6361 | Rate Constraint in MTons | FALSE | L | Annual | Allowances Sold NOX | Thousand Tons | 0 | 0 | 0 | 0 | 0 | 0 | 0
CSAPR- NOX Annual- NC | 226 | 6361 | Rate Constraint in MTons | FALSE | L | Annual | Allowances Banked | Thousand Tons | 0 | 0 | 0 | 0 | 0 | 0 | 0
CSAPR- NOX Annual- NC | 226 | 6361 | Rate Constraint in MTons | FALSE | L | Annual | Allowances Withdrawn (1:1) | Thousand Tons | 0 | 0 | 0 | 0 | 0 | 0 | 0
CSAPR- NOX Annual- NC | 226 | 6361 | Rate Constraint in MTons | FALSE | L | Annual | Allowances Withdrawn (n:1) | Thousand Tons | 0 | 0 | 0 | 0 | 0 | 0 | 0
CSAPR- NOX Annual- NC | 226 | 6361 | Rate Constraint in MTons | FALSE | L | Annual | Net Emissions Allowance Position | Thousand Tons | 0 | 26.2968 | 21.6784 | 17.3826 | 14.1834 | 11.7044 | 11.8117
CSAPR- NOX Annual- NC | 226 | 6361 | Rate Constraint in MTons | FALSE | L | Annual | Fuel Consumed | TBtu | 0 | 655.5617 | 572.1745 | 468.9759 | 439.3879 | 574.8821 | 786.8322
CSAPR- NOX Annual- NC | 226 | 6361 | Rate Constraint in MTons | FALSE | L | Annual | Rate | lb/MMBtu | 0 | 0.080227 | 0.075776 | 0.07413 | 0.06456 | 0.040719 | 0.030023
CSAPR- NOX Annual- NC | 226 | 6361 | Rate Constraint in MTons | FALSE | L | Annual | Generation | TWh | 0 | 77.7042 | 68.0888 | 55.7981 | 53.728 | 78.5215 | 113.2119
CSAPR- NOX Annual- NC | 226 | 6361 | Rate Constraint in MTons | FALSE | L | Annual | Qualifying Generation | TWh | 0 | 77.7042 | 68.0888 | 55.7981 | 53.728 | 78.5215 | 113.2119
CSAPR- NOX Annual- NC | 226 | 6361 | Rate Constraint in MTons | FALSE | L | Annual | Rate | lb/MWh | 0 | 0.33842 | 0.31838 | 0.31153 | 0.26399 | 0.14906 | 0.10433
CSAPR- NOX Annual- NC | 226 | 6361 | Rate Constraint in MTons | FALSE | L | Annual | Constraint Shadow Price | US2011$/Ton | 0 | 0 | 0 | 0 | 0 | 0 | 0
CSAPR- NOX Annual- NE | 227 | 6358 | Rate Constraint in MTons | FALSE | L | Annual | Seasons Included | Seasons |  | Winter, Summer | Winter, Summer | Winter, Summer | Winter, Summer | Winter, Summer | Winter, Summer
CSAPR- NOX Annual- NE | 227 | 6358 | Rate Constraint in MTons | FALSE | L | Annual | Standard | Thousand Tons | 0 | 35.446 | 35.446 | 35.446 | 35.446 | 35.446 | 35.446
CSAPR- NOX Annual- NE | 227 | 6358 | Rate Constraint in MTons | FALSE | L | Annual | Standard NOX | Thousand Tons | 0 | 35.446 | 35.446 | 35.446 | 35.446 | 35.446 | 35.446
CSAPR- NOX Annual- NE | 227 | 6358 | Rate Constraint in MTons | FALSE | L | Annual | Emissions at Affected Plants NOX | Thousand Tons | 0 | 32.3744 | 32.3408 | 32.3834 | 32.4082 | 32.5742 | 32.7633
CSAPR- NOX Annual- NE | 227 | 6358 | Rate Constraint in MTons | FALSE | L | Annual | Allowances Purchased NOX | Thousand Tons | 0 | 0 | 0 | 0 | 0 | 0 | 0
CSAPR- NOX Annual- NE | 227 | 6358 | Rate Constraint in MTons | FALSE | L | Annual | Allowances Sold NOX | Thousand Tons | 0 | 0 | 0 | 0 | 0 | 0 | 0
CSAPR- NOX Annual- NE | 227 | 6358 | Rate Constraint in MTons | FALSE | L | Annual | Allowances Banked | Thousand Tons | 0 | 0 | 0 | 0 | 0 | 0 | 0
CSAPR- NOX Annual- NE | 227 | 6358 | Rate Constraint in MTons | FALSE | L | Annual | Allowances Withdrawn (1:1) | Thousand Tons | 0 | 0 | 0 | 0 | 0 | 0 | 0
CSAPR- NOX Annual- NE | 227 | 6358 | Rate Constraint in MTons | FALSE | L | Annual | Allowances Withdrawn (n:1) | Thousand Tons | 0 | 0 | 0 | 0 | 0 | 0 | 0
CSAPR- NOX Annual- NE | 227 | 6358 | Rate Constraint in MTons | FALSE | L | Annual | Net Emissions Allowance Position | Thousand Tons | 0 | 32.3744 | 32.3408 | 32.3834 | 32.4082 | 32.5742 | 32.7633
CSAPR- NOX Annual- NE | 227 | 6358 | Rate Constraint in MTons | FALSE | L | Annual | Fuel Consumed | TBtu | 0 | 317.09 | 316.7547 | 317.4293 | 320.0074 | 346.4894 | 384.0069
CSAPR- NOX Annual- NE | 227 | 6358 | Rate Constraint in MTons | FALSE | L | Annual | Rate | lb/MMBtu | 0 | 0.2042 | 0.2042 | 0.20404 | 0.20255 | 0.18802 | 0.17064
CSAPR- NOX Annual- NE | 227 | 6358 | Rate Constraint in MTons | FALSE | L | Annual | Generation | TWh | 0 | 30.0988 | 30.0657 | 30.1311 | 30.4385 | 34.4816 | 40.3552
CSAPR- NOX Annual- NE | 227 | 6358 | Rate Constraint in MTons | FALSE | L | Annual | Qualifying Generation | TWh | 0 | 30.0988 | 30.0657 | 30.1311 | 30.4385 | 34.4816 | 40.3552
CSAPR- NOX Annual- NE | 227 | 6358 | Rate Constraint in MTons | FALSE | L | Annual | Rate | lb/MWh | 0 | 1.0756 | 1.0757 | 1.0748 | 1.0647 | 0.94468 | 0.81187
CSAPR- NOX Annual- NE | 227 | 6358 | Rate Constraint in MTons | FALSE | L | Annual | Constraint Shadow Price | US2011$/Ton | 0 | 0 | 0 | 0 | 0 | 0 | 0
CSAPR- NOX Annual- NJ | 228 | 6359 | Rate Constraint in MTons | FALSE | L | Annual | Seasons Included | Seasons |  | Winter, Summer | Winter, Summer | Winter, Summer | Winter, Summer | Winter, Summer | Winter, Summer
CSAPR- NOX Annual- NJ | 228 | 6359 | Rate Constraint in MTons | FALSE | L | Annual | Standard | Thousand Tons | 0 | 9.3751 | 9.3751 | 9.3751 | 9.3751 | 9.3751 | 9.3751
CSAPR- NOX Annual- NJ | 228 | 6359 | Rate Constraint in MTons | FALSE | L | Annual | Standard NOX | Thousand Tons | 0 | 9.3751 | 9.3751 | 9.3751 | 9.3751 | 9.3751 | 9.3751
CSAPR- NOX Annual- NJ | 228 | 6359 | Rate Constraint in MTons | FALSE | L | Annual | Emissions at Affected Plants NOX | Thousand Tons | 0 | 6.2071 | 5.8199 | 5.4143 | 5.2332 | 5.3763 | 6.132
CSAPR- NOX Annual- NJ | 228 | 6359 | Rate Constraint in MTons | FALSE | L | Annual | Allowances Purchased NOX | Thousand Tons | 0 | 0 | 0 | 0 | 0 | 0 | 0
CSAPR- NOX Annual- NJ | 228 | 6359 | Rate Constraint in MTons | FALSE | L | Annual | Allowances Sold NOX | Thousand Tons | 0 | 0 | 0 | 0 | 0 | 0 | 0
CSAPR- NOX Annual- NJ | 228 | 6359 | Rate Constraint in MTons | FALSE | L | Annual | Allowances Banked | Thousand Tons | 0 | 0 | 0 | 0 | 0 | 0 | 0
CSAPR- NOX Annual- NJ | 228 | 6359 | Rate Constraint in MTons | FALSE | L | Annual | Allowances Withdrawn (1:1) | Thousand Tons | 0 | 0 | 0 | 0 | 0 | 0 | 0
CSAPR- NOX Annual- NJ | 228 | 6359 | Rate Constraint in MTons | FALSE | L | Annual | Allowances Withdrawn (n:1) | Thousand Tons | 0 | 0 | 0 | 0 | 0 | 0 | 0
CSAPR- NOX Annual- NJ | 228 | 6359 | Rate Constraint in MTons | FALSE | L | Annual | Net Emissions Allowance Position | Thousand Tons | 0 | 6.2071 | 5.8199 | 5.4143 | 5.2332 | 5.3763 | 6.132
CSAPR- NOX Annual- NJ | 228 | 6359 | Rate Constraint in MTons | FALSE | L | Annual | Fuel Consumed | TBtu | 0 | 323.7478 | 292.063 | 280.5283 | 256.0584 | 395.4277 | 531.5779
CSAPR- NOX Annual- NJ | 228 | 6359 | Rate Constraint in MTons | FALSE | L | Annual | Rate | lb/MMBtu | 0 | 0.038345 | 0.039854 | 0.038601 | 0.040875 | 0.027193 | 0.023071
CSAPR- NOX Annual- NJ | 228 | 6359 | Rate Constraint in MTons | FALSE | L | Annual | Generation | TWh | 0 | 44.6997 | 40.6707 | 39.3766 | 36.1118 | 58.0054 | 79.3735
CSAPR- NOX Annual- NJ | 228 | 6359 | Rate Constraint in MTons | FALSE | L | Annual | Qualifying Generation | TWh | 0 | 44.6997 | 40.6707 | 39.3766 | 36.1118 | 58.0054 | 79.3735
CSAPR- NOX Annual- NJ | 228 | 6359 | Rate Constraint in MTons | FALSE | L | Annual | Rate | lb/MWh | 0 | 0.13886 | 0.1431 | 0.1375 | 0.14492 | 0.092687 | 0.077255
CSAPR- NOX Annual- NJ | 228 | 6359 | Rate Constraint in MTons | FALSE | L | Annual | Constraint Shadow Price | US2011$/Ton | 0 | 0 | 0 | 0 | 0 | 0 | 0
CSAPR- NOX Annual- NY | 229 | 6360 | Rate Constraint in MTons | FALSE | L | Annual | Seasons Included | Seasons |  | Winter, Summer | Winter, Summer | Winter, Summer | Winter, Summer | Winter, Summer | Winter, Summer
CSAPR- NOX Annual- NY | 229 | 6360 | Rate Constraint in MTons | FALSE | L | Annual | Standard | Thousand Tons | 0 | 25.632 | 25.632 | 25.632 | 25.632 | 25.632 | 25.632
CSAPR- NOX Annual- NY | 229 | 6360 | Rate Constraint in MTons | FALSE | L | Annual | Standard NOX | Thousand Tons | 0 | 25.632 | 25.632 | 25.632 | 25.632 | 25.632 | 25.632
CSAPR- NOX Annual- NY | 229 | 6360 | Rate Constraint in MTons | FALSE | L | Annual | Emissions at Affected Plants NOX | Thousand Tons | 0 | 7.5296 | 6.7441 | 5.4452 | 5.2931 | 5.6773 | 5.3528
CSAPR- NOX Annual- NY | 229 | 6360 | Rate Constraint in MTons | FALSE | L | Annual | Allowances Purchased NOX | Thousand Tons | 0 | 0 | 0 | 0 | 0 | 0 | 0
CSAPR- NOX Annual- NY | 229 | 6360 | Rate Constraint in MTons | FALSE | L | Annual | Allowances Sold NOX | Thousand Tons | 0 | 0 | 0 | 0 | 0 | 0 | 0
CSAPR- NOX Annual- NY | 229 | 6360 | Rate Constraint in MTons | FALSE | L | Annual | Allowances Banked | Thousand Tons | 0 | 0 | 0 | 0 | 0 | 0 | 0
CSAPR- NOX Annual- NY | 229 | 6360 | Rate Constraint in MTons | FALSE | L | Annual | Allowances Withdrawn (1:1) | Thousand Tons | 0 | 0 | 0 | 0 | 0 | 0 | 0
CSAPR- NOX Annual- NY | 229 | 6360 | Rate Constraint in MTons | FALSE | L | Annual | Allowances Withdrawn (n:1) | Thousand Tons | 0 | 0 | 0 | 0 | 0 | 0 | 0
CSAPR- NOX Annual- NY | 229 | 6360 | Rate Constraint in MTons | FALSE | L | Annual | Net Emissions Allowance Position | Thousand Tons | 0 | 7.5296 | 6.7441 | 5.4452 | 5.2931 | 5.6773 | 5.3528
CSAPR- NOX Annual- NY | 229 | 6360 | Rate Constraint in MTons | FALSE | L | Annual | Fuel Consumed | TBtu | 0 | 465.1901 | 443.3183 | 415.2829 | 439.5601 | 623.7304 | 670.3689
CSAPR- NOX Annual- NY | 229 | 6360 | Rate Constraint in MTons | FALSE | L | Annual | Rate | lb/MMBtu | 0 | 0.032372 | 0.030426 | 0.026224 | 0.024084 | 0.018204 | 0.01597
CSAPR- NOX Annual- NY | 229 | 6360 | Rate Constraint in MTons | FALSE | L | Annual | Generation | TWh | 0 | 59.4156 | 57.3486 | 54.2669 | 59.0699 | 90.2861 | 98.0497
CSAPR- NOX Annual- NY | 229 | 6360 | Rate Constraint in MTons | FALSE | L | Annual | Qualifying Generation | TWh | 0 | 59.4156 | 57.3486 | 54.2669 | 59.0699 | 90.2861 | 98.0497
CSAPR- NOX Annual- NY | 229 | 6360 | Rate Constraint in MTons | FALSE | L | Annual | Rate | lb/MWh | 0 | 0.12673 | 0.1176 | 0.10034 | 0.089607 | 0.062881 | 0.054592
CSAPR- NOX Annual- NY | 229 | 6360 | Rate Constraint in MTons | FALSE | L | Annual | Constraint Shadow Price | US2011$/Ton | 0 | 0 | 0 | 0 | 0 | 0 | 0
CSAPR- NOX Annual- OH | 230 | 6362 | Rate Constraint in MTons | FALSE | L | Annual | Seasons Included | Seasons |  | Winter, Summer | Winter, Summer | Winter, Summer | Winter, Summer | Winter, Summer | Winter, Summer
CSAPR- NOX Annual- OH | 230 | 6362 | Rate Constraint in MTons | FALSE | L | Annual | Standard | Thousand Tons | 0 | 106.5044 | 106.5044 | 106.5044 | 106.5044 | 106.5044 | 106.5044
CSAPR- NOX Annual- OH | 230 | 6362 | Rate Constraint in MTons | FALSE | L | Annual | Standard NOX | Thousand Tons | 0 | 106.5044 | 106.5044 | 106.5044 | 106.5044 | 106.5044 | 106.5044
CSAPR- NOX Annual- OH | 230 | 6362 | Rate Constraint in MTons | FALSE | L | Annual | Emissions at Affected Plants NOX | Thousand Tons | 0 | 66.5484 | 66.3063 | 66.2592 | 65.1453 | 65.629 | 62.3617
CSAPR- NOX Annual- OH | 230 | 6362 | Rate Constraint in MTons | FALSE | L | Annual | Allowances Purchased NOX | Thousand Tons | 0 | 0 | 0 | 0 | 0 | 0 | 0
CSAPR- NOX Annual- OH | 230 | 6362 | Rate Constraint in MTons | FALSE | L | Annual | Allowances Sold NOX | Thousand Tons | 0 | 0 | 0 | 0 | 0 | 0 | 0
CSAPR- NOX Annual- OH | 230 | 6362 | Rate Constraint in MTons | FALSE | L | Annual | Allowances Banked | Thousand Tons | 0 | 0 | 0 | 0 | 0 | 0 | 0
CSAPR- NOX Annual- OH | 230 | 6362 | Rate Constraint in MTons | FALSE | L | Annual | Allowances Withdrawn (1:1) | Thousand Tons | 0 | 0 | 0 | 0 | 0 | 0 | 0
CSAPR- NOX Annual- OH | 230 | 6362 | Rate Constraint in MTons | FALSE | L | Annual | Allowances Withdrawn (n:1) | Thousand Tons | 0 | 0 | 0 | 0 | 0 | 0 | 0
CSAPR- NOX Annual- OH | 230 | 6362 | Rate Constraint in MTons | FALSE | L | Annual | Net Emissions Allowance Position | Thousand Tons | 0 | 66.5484 | 66.3063 | 66.2592 | 65.1453 | 65.629 | 62.3617
CSAPR- NOX Annual- OH | 230 | 6362 | Rate Constraint in MTons | FALSE | L | Annual | Fuel Consumed | TBtu | 0 | 1125.6625 | 1085.5975 | 1092.1126 | 1048.8974 | 1292.1712 | 1482.5007
CSAPR- NOX Annual- OH | 230 | 6362 | Rate Constraint in MTons | FALSE | L | Annual | Rate | lb/MMBtu | 0 | 0.11824 | 0.12216 | 0.12134 | 0.12422 | 0.10158 | 0.08413
CSAPR- NOX Annual- OH | 230 | 6362 | Rate Constraint in MTons | FALSE | L | Annual | Generation | TWh | 0 | 118.9857 | 113.7225 | 115.1745 | 109.4462 | 147.5312 | 180.725
CSAPR- NOX Annual- OH | 230 | 6362 | Rate Constraint in MTons | FALSE | L | Annual | Qualifying Generation | TWh | 0 | 118.9857 | 113.7225 | 115.1745 | 109.4462 | 147.5312 | 180.725
CSAPR- NOX Annual- OH | 230 | 6362 | Rate Constraint in MTons | FALSE | L | Annual | Rate | lb/MWh | 0 | 0.5593 | 0.58305 | 0.57529 | 0.59523 | 0.44485 | 0.34506
CSAPR- NOX Annual- OH | 230 | 6362 | Rate Constraint in MTons | FALSE | L | Annual | Constraint Shadow Price | US2011$/Ton | 0 | 0 | 0 | 0 | 0 | 0 | 0
CSAPR- NOX Annual- PA | 231 | 6363 | Rate Constraint in MTons | FALSE | L | Annual | Seasons Included | Seasons |  | Winter, Summer | Winter, Summer | Winter, Summer | Winter, Summer | Winter, Summer | Winter, Summer
CSAPR- NOX Annual- PA | 231 | 6363 | Rate Constraint in MTons | FALSE | L | Annual | Standard | Thousand Tons | 0 | 140.6489 | 140.6489 | 140.6489 | 140.6489 | 140.6489 | 140.6489
CSAPR- NOX Annual- PA | 231 | 6363 | Rate Constraint in MTons | FALSE | L | Annual | Standard NOX | Thousand Tons | 0 | 140.6489 | 140.6489 | 140.6489 | 140.6489 | 140.6489 | 140.6489
CSAPR- NOX Annual- PA | 231 | 6363 | Rate Constraint in MTons | FALSE | L | Annual | Emissions at Affected Plants NOX | Thousand Tons | 0 | 84.137 | 84.759 | 83.5677 | 80.7398 | 78.7381 | 75.5286
CSAPR- NOX Annual- PA | 231 | 6363 | Rate Constraint in MTons | FALSE | L | Annual | Allowances Purchased NOX | Thousand Tons | 0 | 0 | 0 | 0 | 0 | 0 | 0
CSAPR- NOX Annual- PA | 231 | 6363 | Rate Constraint in MTons | FALSE | L | Annual | Allowances Sold NOX | Thousand Tons | 0 | 0 | 0 | 0 | 0 | 0 | 0
CSAPR- NOX Annual- PA | 231 | 6363 | Rate Constraint in MTons | FALSE | L | Annual | Allowances Banked | Thousand Tons | 0 | 0 | 0 | 0 | 0 | 0 | 0
CSAPR- NOX Annual- PA | 231 | 6363 | Rate Constraint in MTons | FALSE | L | Annual | Allowances Withdrawn (1:1) | Thousand Tons | 0 | 0 | 0 | 0 | 0 | 0 | 0
CSAPR- NOX Annual- PA | 231 | 6363 | Rate Constraint in MTons | FALSE | L | Annual | Allowances Withdrawn (n:1) | Thousand Tons | 0 | 0 | 0 | 0 | 0 | 0 | 0
CSAPR- NOX Annual- PA | 231 | 6363 | Rate Constraint in MTons | FALSE | L | Annual | Net Emissions Allowance Position | Thousand Tons | 0 | 84.137 | 84.759 | 83.5677 | 80.7398 | 78.7381 | 75.5286
CSAPR- NOX Annual- PA | 231 | 6363 | Rate Constraint in MTons | FALSE | L | Annual | Fuel Consumed | TBtu | 0 | 1156.9349 | 1124.3859 | 1120.7694 | 1097.4131 | 1264.5813 | 1559.4276
CSAPR- NOX Annual- PA | 231 | 6363 | Rate Constraint in MTons | FALSE | L | Annual | Rate | lb/MMBtu | 0 | 0.14545 | 0.15077 | 0.14913 | 0.14715 | 0.12453 | 0.096867
CSAPR- NOX Annual- PA | 231 | 6363 | Rate Constraint in MTons | FALSE | L | Annual | Generation | TWh | 0 | 133.2568 | 128.8664 | 128.7359 | 126.3539 | 154.2699 | 201.9104
CSAPR- NOX Annual- PA | 231 | 6363 | Rate Constraint in MTons | FALSE | L | Annual | Qualifying Generation | TWh | 0 | 133.2568 | 128.8664 | 128.7359 | 126.3539 | 154.2699 | 201.9104
CSAPR- NOX Annual- PA | 231 | 6363 | Rate Constraint in MTons | FALSE | L | Annual | Rate | lb/MWh | 0 | 0.63139 | 0.65773 | 0.64914 | 0.639 | 0.51039 | 0.37407
CSAPR- NOX Annual- PA | 231 | 6363 | Rate Constraint in MTons | FALSE | L | Annual | Constraint Shadow Price | US2011$/Ton | 0 | 0 | 0 | 0 | 0 | 0 | 0
CSAPR- NOX Annual- SC | 232 | 6364 | Rate Constraint in MTons | FALSE | L | Annual | Seasons Included | Seasons |  | Winter, Summer | Winter, Summer | Winter, Summer | Winter, Summer | Winter, Summer | Winter, Summer
CSAPR- NOX Annual- SC | 232 | 6364 | Rate Constraint in MTons | FALSE | L | Annual | Standard | Thousand Tons | 0 | 38.3476 | 38.3476 | 38.3476 | 38.3476 | 38.3476 | 38.3476
CSAPR- NOX Annual- SC | 232 | 6364 | Rate Constraint in MTons | FALSE | L | Annual | Standard NOX | Thousand Tons | 0 | 38.3476 | 38.3476 | 38.3476 | 38.3476 | 38.3476 | 38.3476
CSAPR- NOX Annual- SC | 232 | 6364 | Rate Constraint in MTons | FALSE | L | Annual | Emissions at Affected Plants NOX | Thousand Tons | 0 | 13.3222 | 13.7032 | 11.0954 | 10.0588 | 9.6667 | 10.9074
CSAPR- NOX Annual- SC | 232 | 6364 | Rate Constraint in MTons | FALSE | L | Annual | Allowances Purchased NOX | Thousand Tons | 0 | 0 | 0 | 0 | 0 | 0 | 0
CSAPR- NOX Annual- SC | 232 | 6364 | Rate Constraint in MTons | FALSE | L | Annual | Allowances Sold NOX | Thousand Tons | 0 | 0 | 0 | 0 | 0 | 0 | 0
CSAPR- NOX Annual- SC | 232 | 6364 | Rate Constraint in MTons | FALSE | L | Annual | Allowances Banked | Thousand Tons | 0 | 0 | 0 | 0 | 0 | 0 | 0
CSAPR- NOX Annual- SC | 232 | 6364 | Rate Constraint in MTons | FALSE | L | Annual | Allowances Withdrawn (1:1) | Thousand Tons | 0 | 0 | 0 | 0 | 0 | 0 | 0
CSAPR- NOX Annual- SC | 232 | 6364 | Rate Constraint in MTons | FALSE | L | Annual | Allowances Withdrawn (n:1) | Thousand Tons | 0 | 0 | 0 | 0 | 0 | 0 | 0
CSAPR- NOX Annual- SC | 232 | 6364 | Rate Constraint in MTons | FALSE | L | Annual | Net Emissions Allowance Position | Thousand Tons | 0 | 13.3222 | 13.7032 | 11.0954 | 10.0588 | 9.6667 | 10.9074
CSAPR- NOX Annual- SC | 232 | 6364 | Rate Constraint in MTons | FALSE | L | Annual | Fuel Consumed | TBtu | 0 | 387.0516 | 348.5408 | 286.8385 | 274.7936 | 467.4483 | 691.2187
CSAPR- NOX Annual- SC | 232 | 6364 | Rate Constraint in MTons | FALSE | L | Annual | Rate | lb/MMBtu | 0 | 0.068839 | 0.078632 | 0.077363 | 0.07321 | 0.04136 | 0.03156
CSAPR- NOX Annual- SC | 232 | 6364 | Rate Constraint in MTons | FALSE | L | Annual | Generation | TWh | 0 | 42.9665 | 37.2847 | 30.9508 | 30.3526 | 62.3029 | 97.0339
CSAPR- NOX Annual- SC | 232 | 6364 | Rate Constraint in MTons | FALSE | L | Annual | Qualifying Generation | TWh | 0 | 42.9665 | 37.2847 | 30.9508 | 30.3526 | 62.3029 | 97.0339
CSAPR- NOX Annual- SC | 232 | 6364 | Rate Constraint in MTons | FALSE | L | Annual | Rate | lb/MWh | 0 | 0.31006 | 0.36753 | 0.35848 | 0.3314 | 0.15516 | 0.11241
CSAPR- NOX Annual- SC | 232 | 6364 | Rate Constraint in MTons | FALSE | L | Annual | Constraint Shadow Price | US2011$/Ton | 0 | 0 | 0 | 0 | 0 | 0 | 0
CSAPR- NOX Annual- TN | 233 | 6365 | Rate Constraint in MTons | FALSE | L | Annual | Seasons Included | Seasons |  | Winter, Summer | Winter, Summer | Winter, Summer | Winter, Summer | Winter, Summer | Winter, Summer
CSAPR- NOX Annual- TN | 233 | 6365 | Rate Constraint in MTons | FALSE | L | Annual | Standard | Thousand Tons | 0 | 22.8177 | 22.8177 | 22.8177 | 22.8177 | 22.8177 | 22.8177
CSAPR- NOX Annual- TN | 233 | 6365 | Rate Constraint in MTons | FALSE | L | Annual | Standard NOX | Thousand Tons | 0 | 22.8177 | 22.8177 | 22.8177 | 22.8177 | 22.8177 | 22.8177
CSAPR- NOX Annual- TN | 233 | 6365 | Rate Constraint in MTons | FALSE | L | Annual | Emissions at Affected Plants NOX | Thousand Tons | 0 | 13.6849 | 13.2055 | 13.4261 | 13.7323 | 14.1716 | 14.1716
CSAPR- NOX Annual- TN | 233 | 6365 | Rate Constraint in MTons | FALSE | L | Annual | Allowances Purchased NOX | Thousand Tons | 0 | 0 | 0 | 0 | 0 | 0 | 0
CSAPR- NOX Annual- TN | 233 | 6365 | Rate Constraint in MTons | FALSE | L | Annual | Allowances Sold NOX | Thousand Tons | 0 | 0 | 0 | 0 | 0 | 0 | 0
CSAPR- NOX Annual- TN | 233 | 6365 | Rate Constraint in MTons | FALSE | L | Annual | Allowances Banked | Thousand Tons | 0 | 0 | 0 | 0 | 0 | 0 | 0
CSAPR- NOX Annual- TN | 233 | 6365 | Rate Constraint in MTons | FALSE | L | Annual | Allowances Withdrawn (1:1) | Thousand Tons | 0 | 0 | 0 | 0 | 0 | 0 | 0
CSAPR- NOX Annual- TN | 233 | 6365 | Rate Constraint in MTons | FALSE | L | Annual | Allowances Withdrawn (n:1) | Thousand Tons | 0 | 0 | 0 | 0 | 0 | 0 | 0
CSAPR- NOX Annual- TN | 233 | 6365 | Rate Constraint in MTons | FALSE | L | Annual | Net Emissions Allowance Position | Thousand Tons | 0 | 13.6849 | 13.2055 | 13.4261 | 13.7323 | 14.1716 | 14.1716
CSAPR- NOX Annual- TN | 233 | 6365 | Rate Constraint in MTons | FALSE | L | Annual | Fuel Consumed | TBtu | 0 | 474.7983 | 455.0412 | 491.9595 | 543.6147 | 677.4191 | 677.4191
CSAPR- NOX Annual- TN | 233 | 6365 | Rate Constraint in MTons | FALSE | L | Annual | Rate | lb/MMBtu | 0 | 0.057645 | 0.058041 | 0.054582 | 0.050522 | 0.04184 | 0.04184
CSAPR- NOX Annual- TN | 233 | 6365 | Rate Constraint in MTons | FALSE | L | Annual | Generation | TWh | 0 | 51.0927 | 49.1651 | 54.8633 | 63.2102 | 84.2681 | 84.2681
CSAPR- NOX Annual- TN | 233 | 6365 | Rate Constraint in MTons | FALSE | L | Annual | Qualifying Generation | TWh | 0 | 51.0927 | 49.1651 | 54.8633 | 63.2102 | 84.2681 | 84.2681
CSAPR- NOX Annual- TN | 233 | 6365 | Rate Constraint in MTons | FALSE | L | Annual | Rate | lb/MWh | 0 | 0.26784 | 0.26859 | 0.24472 | 0.21725 | 0.16817 | 0.16817
CSAPR- NOX Annual- TN | 233 | 6365 | Rate Constraint in MTons | FALSE | L | Annual | Constraint Shadow Price | US2011$/Ton | 0 | 0 | 0 | 0 | 0 | 0 | 0
CSAPR- NOX Annual- TX | 234 | 6366 | Rate Constraint in MTons | FALSE | L | Annual | Seasons Included | Seasons |  | Winter, Summer | Winter, Summer | Winter, Summer | Winter, Summer | Winter, Summer | Winter, Summer
CSAPR- NOX Annual- TX | 234 | 6366 | Rate Constraint in MTons | FALSE | L | Annual | Standard | Thousand Tons | 0 | 162.4872 | 162.4872 | 162.4872 | 162.4872 | 162.4872 | 162.4872
CSAPR- NOX Annual- TX | 234 | 6366 | Rate Constraint in MTons | FALSE | L | Annual | Standard NOX | Thousand Tons | 0 | 162.4872 | 162.4872 | 162.4872 | 162.4872 | 162.4872 | 162.4872
CSAPR- NOX Annual- TX | 234 | 6366 | Rate Constraint in MTons | FALSE | L | Annual | Emissions at Affected Plants NOX | Thousand Tons | 0 | 118.1198 | 123.6468 | 114.8172 | 103.4436 | 96.9746 | 93.238
CSAPR- NOX Annual- TX | 234 | 6366 | Rate Constraint in MTons | FALSE | L | Annual | Allowances Purchased NOX | Thousand Tons | 0 | 0 | 0 | 0 | 0 | 0 | 0
CSAPR- NOX Annual- TX | 234 | 6366 | Rate Constraint in MTons | FALSE | L | Annual | Allowances Sold NOX | Thousand Tons | 0 | 0 | 0 | 0 | 0 | 0 | 0
CSAPR- NOX Annual- TX | 234 | 6366 | Rate Constraint in MTons | FALSE | L | Annual | Allowances Banked | Thousand Tons | 0 | 0 | 0 | 0 | 0 | 0 | 0
CSAPR- NOX Annual- TX | 234 | 6366 | Rate Constraint in MTons | FALSE | L | Annual | Allowances Withdrawn (1:1) | Thousand Tons | 0 | 0 | 0 | 0 | 0 | 0 | 0
CSAPR- NOX Annual- TX | 234 | 6366 | Rate Constraint in MTons | FALSE | L | Annual | Allowances Withdrawn (n:1) | Thousand Tons | 0 | 0 | 0 | 0 | 0 | 0 | 0
CSAPR- NOX Annual- TX | 234 | 6366 | Rate Constraint in MTons | FALSE | L | Annual | Net Emissions Allowance Position | Thousand Tons | 0 | 118.1198 | 123.6468 | 114.8172 | 103.4436 | 96.9746 | 93.238
CSAPR- NOX Annual- TX | 234 | 6366 | Rate Constraint in MTons | FALSE | L | Annual | Fuel Consumed | TBtu | 0 | 2653.7604 | 2711.3858 | 2461.5783 | 2161.443 | 2256.5264 | 2707.8605
CSAPR- NOX Annual- TX | 234 | 6366 | Rate Constraint in MTons | FALSE | L | Annual | Rate | lb/MMBtu | 0 | 0.089021 | 0.091206 | 0.093287 | 0.095717 | 0.08595 | 0.068865
CSAPR- NOX Annual- TX | 234 | 6366 | Rate Constraint in MTons | FALSE | L | Annual | Generation | TWh | 0 | 306.0154 | 307.3057 | 280.6842 | 247.8528 | 268.1367 | 343.6641
CSAPR- NOX Annual- TX | 234 | 6366 | Rate Constraint in MTons | FALSE | L | Annual | Qualifying Generation | TWh | 0 | 306.0154 | 307.3057 | 280.6842 | 247.8528 | 268.1367 | 343.6641
CSAPR- NOX Annual- TX | 234 | 6366 | Rate Constraint in MTons | FALSE | L | Annual | Rate | lb/MWh | 0 | 0.38599 | 0.40236 | 0.40906 | 0.41736 | 0.36166 | 0.27131
CSAPR- NOX Annual- TX | 234 | 6366 | Rate Constraint in MTons | FALSE | L | Annual | Constraint Shadow Price | US2011$/Ton | 0 | 0 | 0 | 0 | 0 | 0 | 0
CSAPR- NOX Annual- VA | 235 | 6367 | Rate Constraint in MTons | FALSE | L | Annual | Seasons Included | Seasons |  | Winter, Summer | Winter, Summer | Winter, Summer | Winter, Summer | Winter, Summer | Winter, Summer
CSAPR- NOX Annual- VA | 235 | 6367 | Rate Constraint in MTons | FALSE | L | Annual | Standard | Thousand Tons | 0 | 39.2256 | 39.2256 | 39.2256 | 39.2256 | 39.2256 | 39.2256
CSAPR- NOX Annual- VA | 235 | 6367 | Rate Constraint in MTons | FALSE | L | Annual | Standard NOX | Thousand Tons | 0 | 39.2256 | 39.2256 | 39.2256 | 39.2256 | 39.2256 | 39.2256
CSAPR- NOX Annual- VA | 235 | 6367 | Rate Constraint in MTons | FALSE | L | Annual | Emissions at Affected Plants NOX | Thousand Tons | 0 | 12.2053 | 15.578 | 11.5529 | 9.3691 | 6.5219 | 7.1645
CSAPR- NOX Annual- VA | 235 | 6367 | Rate Constraint in MTons | FALSE | L | Annual | Allowances Purchased NOX | Thousand Tons | 0 | 0 | 0 | 0 | 0 | 0 | 0
CSAPR- NOX Annual- VA | 235 | 6367 | Rate Constraint in MTons | FALSE | L | Annual | Allowances Sold NOX | Thousand Tons | 0 | 0 | 0 | 0 | 0 | 0 | 0
CSAPR- NOX Annual- VA | 235 | 6367 | Rate Constraint in MTons | FALSE | L | Annual | Allowances Banked | Thousand Tons | 0 | 0 | 0 | 0 | 0 | 0 | 0
CSAPR- NOX Annual- VA | 235 | 6367 | Rate Constraint in MTons | FALSE | L | Annual | Allowances Withdrawn (1:1) | Thousand Tons | 0 | 0 | 0 | 0 | 0 | 0 | 0
CSAPR- NOX Annual- VA | 235 | 6367 | Rate Constraint in MTons | FALSE | L | Annual | Allowances Withdrawn (n:1) | Thousand Tons | 0 | 0 | 0 | 0 | 0 | 0 | 0
CSAPR- NOX Annual- VA | 235 | 6367 | Rate Constraint in MTons | FALSE | L | Annual | Net Emissions Allowance Position | Thousand Tons | 0 | 12.2053 | 15.578 | 11.5529 | 9.3691 | 6.5219 | 7.1645
CSAPR- NOX Annual- VA | 235 | 6367 | Rate Constraint in MTons | FALSE | L | Annual | Fuel Consumed | TBtu | 0 | 355.8558 | 378.6587 | 349.6184 | 277.3871 | 301.1246 | 348.5145
CSAPR- NOX Annual- VA | 235 | 6367 | Rate Constraint in MTons | FALSE | L | Annual | Rate | lb/MMBtu | 0 | 0.068597 | 0.08228 | 0.066089 | 0.067552 | 0.043317 | 0.041114
CSAPR- NOX Annual- VA | 235 | 6367 | Rate Constraint in MTons | FALSE | L | Annual | Generation | TWh | 0 | 48.0401 | 50.1535 | 47.5076 | 38.0864 | 43.7045 | 50.9329
CSAPR- NOX Annual- VA | 235 | 6367 | Rate Constraint in MTons | FALSE | L | Annual | Qualifying Generation | TWh | 0 | 48.0401 | 50.1535 | 47.5076 | 38.0864 | 43.7045 | 50.9329
CSAPR- NOX Annual- VA | 235 | 6367 | Rate Constraint in MTons | FALSE | L | Annual | Rate | lb/MWh | 0 | 0.25406 | 0.31061 | 0.24318 | 0.24599 | 0.14923 | 0.14066
CSAPR- NOX Annual- VA | 235 | 6367 | Rate Constraint in MTons | FALSE | L | Annual | Constraint Shadow Price | US2011$/Ton | 0 | 0 | 0 | 0 | 0 | 0 | 0
CSAPR- NOX Annual- WI | 236 | 6369 | Rate Constraint in MTons | FALSE | L | Annual | Seasons Included | Seasons |  | Winter, Summer | Winter, Summer | Winter, Summer | Winter, Summer | Winter, Summer | Winter, Summer
CSAPR- NOX Annual- WI | 236 | 6369 | Rate Constraint in MTons | FALSE | L | Annual | Standard | Thousand Tons | 0 | 38.7878 | 38.7878 | 38.7878 | 38.7878 | 38.7878 | 38.7878
CSAPR- NOX Annual- WI | 236 | 6369 | Rate Constraint in MTons | FALSE | L | Annual | Standard NOX | Thousand Tons | 0 | 38.7878 | 38.7878 | 38.7878 | 38.7878 | 38.7878 | 38.7878
CSAPR- NOX Annual- WI | 236 | 6369 | Rate Constraint in MTons | FALSE | L | Annual | Emissions at Affected Plants NOX | Thousand Tons | 0 | 14.8552 | 15.1008 | 15.121 | 14.7289 | 14.7465 | 14.2919
CSAPR- NOX Annual- WI | 236 | 6369 | Rate Constraint in MTons | FALSE | L | Annual | Allowances Purchased NOX | Thousand Tons | 0 | 0 | 0 | 0 | 0 | 0 | 0
CSAPR- NOX Annual- WI | 236 | 6369 | Rate Constraint in MTons | FALSE | L | Annual | Allowances Sold NOX | Thousand Tons | 0 | 0 | 0 | 0 | 0 | 0 | 0
CSAPR- NOX Annual- WI | 236 | 6369 | Rate Constraint in MTons | FALSE | L | Annual | Allowances Banked | Thousand Tons | 0 | 0 | 0 | 0 | 0 | 0 | 0
CSAPR- NOX Annual- WI | 236 | 6369 | Rate Constraint in MTons | FALSE | L | Annual | Allowances Withdrawn (1:1) | Thousand Tons | 0 | 0 | 0 | 0 | 0 | 0 | 0
CSAPR- NOX Annual- WI | 236 | 6369 | Rate Constraint in MTons | FALSE | L | Annual | Allowances Withdrawn (n:1) | Thousand Tons | 0 | 0 | 0 | 0 | 0 | 0 | 0
CSAPR- NOX Annual- WI | 236 | 6369 | Rate Constraint in MTons | FALSE | L | Annual | Net Emissions Allowance Position | Thousand Tons | 0 | 14.8552 | 15.1008 | 15.121 | 14.7289 | 14.7465 | 14.2919
CSAPR- NOX Annual- WI | 236 | 6369 | Rate Constraint in MTons | FALSE | L | Annual | Fuel Consumed | TBtu | 0 | 469.7277 | 465.6831 | 466.3146 | 447.9461 | 473.3423 | 462.6364
CSAPR- NOX Annual- WI | 236 | 6369 | Rate Constraint in MTons | FALSE | L | Annual | Rate | lb/MMBtu | 0 | 0.06325 | 0.064855 | 0.064853 | 0.065762 | 0.062308 | 0.061785
CSAPR- NOX Annual- WI | 236 | 6369 | Rate Constraint in MTons | FALSE | L | Annual | Generation | TWh | 0 | 47.5248 | 46.5436 | 46.5955 | 44.5071 | 48.0643 | 47.176
CSAPR- NOX Annual- WI | 236 | 6369 | Rate Constraint in MTons | FALSE | L | Annual | Qualifying Generation | TWh | 0 | 47.5248 | 46.5436 | 46.5955 | 44.5071 | 48.0643 | 47.176
CSAPR- NOX Annual- WI | 236 | 6369 | Rate Constraint in MTons | FALSE | L | Annual | Rate | lb/MWh | 0 | 0.31258 | 0.32444 | 0.32452 | 0.33093 | 0.30681 | 0.30295
CSAPR- NOX Annual- WI | 236 | 6369 | Rate Constraint in MTons | FALSE | L | Annual | Constraint Shadow Price | US2011$/Ton | 0 | 0 | 0 | 0 | 0 | 0 | 0
CSAPR- NOX Annual- WV | 237 | 6368 | Rate Constraint in MTons | FALSE | L | Annual | Seasons Included | Seasons |  | Winter, Summer | Winter, Summer | Winter, Summer | Winter, Summer | Winter, Summer | Winter, Summer
CSAPR- NOX Annual- WV | 237 | 6368 | Rate Constraint in MTons | FALSE | L | Annual | Standard | Thousand Tons | 0 | 64.4068 | 64.4068 | 64.4068 | 64.4068 | 64.4068 | 64.4068
CSAPR- NOX Annual- WV | 237 | 6368 | Rate Constraint in MTons | FALSE | L | Annual | Standard NOX | Thousand Tons | 0 | 64.4068 | 64.4068 | 64.4068 | 64.4068 | 64.4068 | 64.4068
CSAPR- NOX Annual- WV | 237 | 6368 | Rate Constraint in MTons | FALSE | L | Annual | Emissions at Affected Plants NOX | Thousand Tons | 0 | 61.2419 | 61.2025 | 61.2395 | 61.2959 | 61.3503 | 57.4729
CSAPR- NOX Annual- WV | 237 | 6368 | Rate Constraint in MTons | FALSE | L | Annual | Allowances Purchased NOX | Thousand Tons | 0 | 0 | 0 | 0 | 0 | 0 | 0
CSAPR- NOX Annual- WV | 237 | 6368 | Rate Constraint in MTons | FALSE | L | Annual | Allowances Sold NOX | Thousand Tons | 0 | 0 | 0 | 0 | 0 | 0 | 0
CSAPR- NOX Annual- WV | 237 | 6368 | Rate Constraint in MTons | FALSE | L | Annual | Allowances Banked | Thousand Tons | 0 | 0 | 0 | 0 | 0 | 0 | 0
CSAPR- NOX Annual- WV | 237 | 6368 | Rate Constraint in MTons | FALSE | L | Annual | Allowances Withdrawn (1:1) | Thousand Tons | 0 | 0 | 0 | 0 | 0 | 0 | 0
CSAPR- NOX Annual- WV | 237 | 6368 | Rate Constraint in MTons | FALSE | L | Annual | Allowances Withdrawn (n:1) | Thousand Tons | 0 | 0 | 0 | 0 | 0 | 0 | 0
CSAPR- NOX Annual- WV | 237 | 6368 | Rate Constraint in MTons | FALSE | L | Annual | Net Emissions Allowance Position | Thousand Tons | 0 | 61.2419 | 61.2025 | 61.2395 | 61.2959 | 61.3503 | 57.4729
CSAPR- NOX Annual- WV | 237 | 6368 | Rate Constraint in MTons | FALSE | L | Annual | Fuel Consumed | TBtu | 0 | 802.9846 | 801.8425 | 802.8788 | 821.7153 | 1052.3534 | 1068.5858
CSAPR- NOX Annual- WV | 237 | 6368 | Rate Constraint in MTons | FALSE | L | Annual | Rate | lb/MMBtu | 0 | 0.15254 | 0.15265 | 0.15255 | 0.14919 | 0.1166 | 0.10757
CSAPR- NOX Annual- WV | 237 | 6368 | Rate Constraint in MTons | FALSE | L | Annual | Generation | TWh | 0 | 80.9024 | 80.8035 | 80.9051 | 83.9227 | 120.7426 | 126.1352
CSAPR- NOX Annual- WV | 237 | 6368 | Rate Constraint in MTons | FALSE | L | Annual | Qualifying Generation | TWh | 0 | 80.9024 | 80.8035 | 80.9051 | 83.9227 | 120.7426 | 126.1352
CSAPR- NOX Annual- WV | 237 | 6368 | Rate Constraint in MTons | FALSE | L | Annual | Rate | lb/MWh | 0 | 0.75699 | 0.75742 | 0.75693 | 0.73038 | 0.50811 | 0.45565
CSAPR- NOX Annual- WV | 237 | 6368 | Rate Constraint in MTons | FALSE | L | Annual | Constraint Shadow Price | US2011$/Ton | 0 | 0 | 0 | 0 | 0 | 0 | 0
CSAPR- NOX OzoneSeason- AL | 238 | 6322 | Rate Constraint in MTons | FALSE | L | Annual | Seasons Included | Seasons |  | Summer | Summer | Summer | Summer | Summer | Summer
CSAPR- NOX OzoneSeason- AL | 238 | 6322 | Rate Constraint in MTons | FALSE | L | Annual | Standard | Thousand Tons | 0 | 38.1138 | 38.1138 | 38.1138 | 38.1138 | 38.1138 | 38.1138
CSAPR- NOX OzoneSeason- AL | 238 | 6322 | Rate Constraint in MTons | FALSE | L | Annual | Standard NOX | Thousand Tons | 0 | 38.1138 | 38.1138 | 38.1138 | 38.1138 | 38.1138 | 38.1138
CSAPR- NOX OzoneSeason- AL | 238 | 6322 | Rate Constraint in MTons | FALSE | L | Annual | Emissions at Affected Plants NOX | Thousand Tons | 0 | 13.3754 | 11.4546 | 10.1029 | 9.6454 | 9.4388 | 9.8788
CSAPR- NOX OzoneSeason- AL | 238 | 6322 | Rate Constraint in MTons | FALSE | L | Annual | Allowances Purchased NOX | Thousand Tons | 0 | 0 | 0 | 0 | 0 | 0 | 0
CSAPR- NOX OzoneSeason- AL | 238 | 6322 | Rate Constraint in MTons | FALSE | L | Annual | Allowances Sold NOX | Thousand Tons | 0 | 0 | 0 | 0 | 0 | 0 | 0
CSAPR- NOX OzoneSeason- AL | 238 | 6322 | Rate Constraint in MTons | FALSE | L | Annual | Allowances Banked | Thousand Tons | 0 | 0 | 0 | 0 | 0 | 0 | 0
CSAPR- NOX OzoneSeason- AL | 238 | 6322 | Rate Constraint in MTons | FALSE | L | Annual | Allowances Withdrawn (1:1) | Thousand Tons | 0 | 0 | 0 | 0 | 0 | 0 | 0
CSAPR- NOX OzoneSeason- AL | 238 | 6322 | Rate Constraint in MTons | FALSE | L | Annual | Allowances Withdrawn (n:1) | Thousand Tons | 0 | 0 | 0 | 0 | 0 | 0 | 0
CSAPR- NOX OzoneSeason- AL | 238 | 6322 | Rate Constraint in MTons | FALSE | L | Annual | Net Emissions Allowance Position | Thousand Tons | 0 | 13.3754 | 11.4546 | 10.1029 | 9.6454 | 9.4388 | 9.8788
CSAPR- NOX OzoneSeason- AL | 238 | 6322 | Rate Constraint in MTons | FALSE | L | Annual | Fuel Consumed | TBtu | 0 | 396.9631 | 353.1857 | 344.9524 | 336.2014 | 366.0984 | 400.5357
CSAPR- NOX OzoneSeason- AL | 238 | 6322 | Rate Constraint in MTons | FALSE | L | Annual | Rate | lb/MMBtu | 0 | 0.067388 | 0.064865 | 0.058576 | 0.057379 | 0.051564 | 0.049328
CSAPR- NOX OzoneSeason- AL | 238 | 6322 | Rate Constraint in MTons | FALSE | L | Annual | Generation | TWh | 0 | 46.3056 | 41.0813 | 40.409 | 39.8474 | 45.0771 | 50.6483
CSAPR- NOX OzoneSeason- AL | 238 | 6322 | Rate Constraint in MTons | FALSE | L | Annual | Qualifying Generation | TWh | 0 | 46.3056 | 41.0813 | 40.409 | 39.8474 | 45.0771 | 50.6483
CSAPR- NOX OzoneSeason- AL | 238 | 6322 | Rate Constraint in MTons | FALSE | L | Annual | Rate | lb/MWh | 0 | 0.28885 | 0.27883 | 0.25002 | 0.24206 | 0.20939 | 0.19505
CSAPR- NOX OzoneSeason- AL | 238 | 6322 | Rate Constraint in MTons | FALSE | L | Annual | Constraint Shadow Price | US2011$/Ton | 0 | 0 | 0 | 0 | 0 | 0 | 0
CSAPR- NOX OzoneSeason- AR | 239 | 6323 | Rate Constraint in MTons | FALSE | L | Annual | Seasons Included | Seasons |  | Summer | Summer | Summer | Summer | Summer | Summer
CSAPR- NOX OzoneSeason- AR | 239 | 6323 | Rate Constraint in MTons | FALSE | L | Annual | Standard | Thousand Tons | 0 | 18.2831 | 18.2831 | 18.2831 | 18.2831 | 18.2831 | 18.2831
CSAPR- NOX OzoneSeason- AR | 239 | 6323 | Rate Constraint in MTons | FALSE | L | Annual | Standard NOX | Thousand Tons | 0 | 18.2831 | 18.2831 | 18.2831 | 18.2831 | 18.2831 | 18.2831
CSAPR- NOX OzoneSeason- AR | 239 | 6323 | Rate Constraint in MTons | FALSE | L | Annual | Emissions at Affected Plants NOX | Thousand Tons | 0 | 6.9267 | 7.3897 | 7.4199 | 7.2309 | 7.3907 | 7.6636
CSAPR- NOX OzoneSeason- AR | 239 | 6323 | Rate Constraint in MTons | FALSE | L | Annual | Allowances Purchased NOX | Thousand Tons | 0 | 0 | 0 | 0 | 0 | 0 | 0
CSAPR- NOX OzoneSeason- AR | 239 | 6323 | Rate Constraint in MTons | FALSE | L | Annual | Allowances Sold NOX | Thousand Tons | 0 | 0 | 0 | 0 | 0 | 0 | 0
CSAPR- NOX OzoneSeason- AR | 239 | 6323 | Rate Constraint in MTons | FALSE | L | Annual | Allowances Banked | Thousand Tons | 0 | 0 | 0 | 0 | 0 | 0 | 0
CSAPR- NOX OzoneSeason- AR | 239 | 6323 | Rate Constraint in MTons | FALSE | L | Annual | Allowances Withdrawn (1:1) | Thousand Tons | 0 | 0 | 0 | 0 | 0 | 0 | 0
CSAPR- NOX OzoneSeason- AR | 239 | 6323 | Rate Constraint in MTons | FALSE | L | Annual | Allowances Withdrawn (n:1) | Thousand Tons | 0 | 0 | 0 | 0 | 0 | 0 | 0
CSAPR- NOX OzoneSeason- AR | 239 | 6323 | Rate Constraint in MTons | FALSE | L | Annual | Net Emissions Allowance Position | Thousand Tons | 0 | 6.9267 | 7.3897 | 7.4199 | 7.2309 | 7.3907 | 7.6636
CSAPR- NOX OzoneSeason- AR | 239 | 6323 | Rate Constraint in MTons | FALSE | L | Annual | Fuel Consumed | TBtu | 0 | 177.4196 | 181.5226 | 184.5591 | 187.9883 | 195.5566 | 236.0467
CSAPR- NOX OzoneSeason- AR | 239 | 6323 | Rate Constraint in MTons | FALSE | L | Annual | Rate | lb/MMBtu | 0 | 0.078082 | 0.081419 | 0.080406 | 0.076929 | 0.075586 | 0.064933
CSAPR- NOX OzoneSeason- AR | 239 | 6323 | Rate Constraint in MTons | FALSE | L | Annual | Generation | TWh | 0 | 20.8165 | 21.0429 | 21.4446 | 21.9926 | 23.192 | 29.5617
CSAPR- NOX OzoneSeason- AR | 239 | 6323 | Rate Constraint in MTons | FALSE | L | Annual | Qualifying Generation | TWh | 0 | 20.8165 | 21.0429 | 21.4446 | 21.9926 | 23.192 | 29.5617
CSAPR- NOX OzoneSeason- AR | 239 | 6323 | Rate Constraint in MTons | FALSE | L | Annual | Rate | lb/MWh | 0 | 0.33275 | 0.35117 | 0.346 | 0.32879 | 0.31867 | 0.25924
CSAPR- NOX OzoneSeason- AR | 239 | 6323 | Rate Constraint in MTons | FALSE | L | Annual | Constraint Shadow Price | US2011$/Ton | 0 | 0 | 0 | 0 | 0 | 0 | 0
CSAPR- NOX OzoneSeason- FL | 240 | 6324 | Rate Constraint in MTons | FALSE | L | Annual | Seasons Included | Seasons |  | Summer | Summer | Summer | Summer | Summer | Summer
CSAPR- NOX OzoneSeason- FL | 240 | 6324 | Rate Constraint in MTons | FALSE | L | Annual | Standard | Thousand Tons | 0 | 33.6683 | 33.6683 | 33.6683 | 33.6683 | 33.6683 | 33.6683
CSAPR- NOX OzoneSeason- FL | 240 | 6324 | Rate Constraint in MTons | FALSE | L | Annual | Standard NOX | Thousand Tons | 0 | 33.6683 | 33.6683 | 33.6683 | 33.6683 | 33.6683 | 33.6683
CSAPR- NOX OzoneSeason- FL | 240 | 6324 | Rate Constraint in MTons | FALSE | L | Annual | Emissions at Affected Plants NOX | Thousand Tons | 0 | 25.4863 | 27.4107 | 27.708 | 26.073 | 22.2868 | 22.0126
CSAPR- NOX OzoneSeason- FL | 240 | 6324 | Rate Constraint in MTons | FALSE | L | Annual | Allowances Purchased NOX | Thousand Tons | 0 | 0 | 0 | 0 | 0 | 0 | 0
CSAPR- NOX OzoneSeason- FL | 240 | 6324 | Rate Constraint in MTons | FALSE | L | Annual | Allowances Sold NOX | Thousand Tons | 0 | 0 | 0 | 0 | 0 | 0 | 0
CSAPR- NOX OzoneSeason- FL | 240 | 6324 | Rate Constraint in MTons | FALSE | L | Annual | Allowances Banked | Thousand Tons | 0 | 0 | 0 | 0 | 0 | 0 | 0
CSAPR- NOX OzoneSeason- FL | 240 | 6324 | Rate Constraint in MTons | FALSE | L | Annual | Allowances Withdrawn (1:1) | Thousand Tons | 0 | 0 | 0 | 0 | 0 | 0 | 0
CSAPR- NOX OzoneSeason- FL | 240 | 6324 | Rate Constraint in MTons | FALSE | L | Annual | Allowances Withdrawn (n:1) | Thousand Tons | 0 | 0 | 0 | 0 | 0 | 0 | 0
CSAPR- NOX OzoneSeason- FL | 240 | 6324 | Rate Constraint in MTons | FALSE | L | Annual | Net Emissions Allowance Position | Thousand Tons | 0 | 25.4863 | 27.4107 | 27.708 | 26.073 | 22.2868 | 22.0126
CSAPR- NOX OzoneSeason- FL | 240 | 6324 | Rate Constraint in MTons | FALSE | L | Annual | Fuel Consumed | TBtu | 0 | 799.2468 | 816.6562 | 836.6797 | 873.3627 | 815.7148 | 897.087
CSAPR- NOX OzoneSeason- FL | 240 | 6324 | Rate Constraint in MTons | FALSE | L | Annual | Rate | lb/MMBtu | 0 | 0.063776 | 0.067129 | 0.066233 | 0.059707 | 0.054644 | 0.049076
CSAPR- NOX OzoneSeason- FL | 240 | 6324 | Rate Constraint in MTons | FALSE | L | Annual | Generation | TWh | 0 | 99.2438 | 100.5191 | 103.2076 | 111.3211 | 106.644 | 120.4734
CSAPR- NOX OzoneSeason- FL | 240 | 6324 | Rate Constraint in MTons | FALSE | L | Annual | Qualifying Generation | TWh | 0 | 99.2438 | 100.5191 | 103.2076 | 111.3211 | 106.644 | 120.4734
CSAPR- NOX OzoneSeason- FL | 240 | 6324 | Rate Constraint in MTons | FALSE | L | Annual | Rate | lb/MWh | 0 | 0.25681 | 0.27269 | 0.26847 | 0.23421 | 0.20898 | 0.18272
CSAPR- NOX OzoneSeason- FL | 240 | 6324 | Rate Constraint in MTons | FALSE | L | Annual | Constraint Shadow Price | US2011$/Ton | 0 | 0 | 0 | 0 | 0 | 0 | 0
CSAPR- NOX OzoneSeason- GA | 241 | 6325 | Rate Constraint in MTons | FALSE | L | Annual | Seasons Included | Seasons |  | Summer | Summer | Summer | Summer | Summer | Summer
CSAPR- NOX OzoneSeason- GA | 241 | 6325 | Rate Constraint in MTons | FALSE | L | Annual | Standard | Thousand Tons | 0 | 29.0896 | 29.0896 | 29.0896 | 29.0896 | 29.0896 | 29.0896
CSAPR- NOX OzoneSeason- GA | 241 | 6325 | Rate Constraint in MTons | FALSE | L | Annual | Standard NOX | Thousand Tons | 0 | 29.0896 | 29.0896 | 29.0896 | 29.0896 | 29.0896 | 29.0896
CSAPR- NOX OzoneSeason- GA | 241 | 6325 | Rate Constraint in MTons | FALSE | L | Annual | Emissions at Affected Plants NOX | Thousand Tons | 0 | 8.1197 | 8.6202 | 8.6863 | 6.1558 | 6.1082 | 6.3598
CSAPR- NOX OzoneSeason- GA | 241 | 6325 | Rate Constraint in MTons | FALSE | L | Annual | Allowances Purchased NOX | Thousand Tons | 0 | 0 | 0 | 0 | 0 | 0 | 0
CSAPR- NOX OzoneSeason- GA | 241 | 6325 | Rate Constraint in MTons | FALSE | L | Annual | Allowances Sold NOX | Thousand Tons | 0 | 0 | 0 | 0 | 0 | 0 | 0
CSAPR- NOX OzoneSeason- GA | 241 | 6325 | Rate Constraint in MTons | FALSE | L | Annual | Allowances Banked | Thousand Tons | 0 | 0 | 0 | 0 | 0 | 0 | 0
CSAPR- NOX OzoneSeason- GA | 241 | 6325 | Rate Constraint in MTons | FALSE | L | Annual | Allowances Withdrawn (1:1) | Thousand Tons | 0 | 0 | 0 | 0 | 0 | 0 | 0
CSAPR- NOX OzoneSeason- GA | 241 | 6325 | Rate Constraint in MTons | FALSE | L | Annual | Allowances Withdrawn (n:1) | Thousand Tons | 0 | 0 | 0 | 0 | 0 | 0 | 0
CSAPR- NOX OzoneSeason- GA | 241 | 6325 | Rate Constraint in MTons | FALSE | L | Annual | Net Emissions Allowance Position | Thousand Tons | 0 | 8.1197 | 8.6202 | 8.6863 | 6.1558 | 6.1082 | 6.3598
CSAPR- NOX OzoneSeason- GA | 241 | 6325 | Rate Constraint in MTons | FALSE | L | Annual | Fuel Consumed | TBtu | 0 | 358.7405 | 350.8987 | 354.5221 | 319.7034 | 348.8754 | 415.9084
CSAPR- NOX OzoneSeason- GA | 241 | 6325 | Rate Constraint in MTons | FALSE | L | Annual | Rate | lb/MMBtu | 0 | 0.045268 | 0.049132 | 0.049003 | 0.038509 | 0.035017 | 0.030583
CSAPR- NOX OzoneSeason- GA | 241 | 6325 | Rate Constraint in MTons | FALSE | L | Annual | Generation | TWh | 0 | 43.3226 | 41.9889 | 42.2718 | 39.1135 | 44.1829 | 54.8779
CSAPR- NOX OzoneSeason- GA | 241 | 6325 | Rate Constraint in MTons | FALSE | L | Annual | Qualifying Generation | TWh | 0 | 43.3226 | 41.9889 | 42.2718 | 39.1135 | 44.1829 | 54.8779
CSAPR- NOX OzoneSeason- GA | 241 | 6325 | Rate Constraint in MTons | FALSE | L | Annual | Rate | lb/MWh | 0 | 0.18742 | 0.2053 | 0.20549 | 0.15738 | 0.13825 | 0.11589
CSAPR- NOX OzoneSeason- GA | 241 | 6325 | Rate Constraint in MTons | FALSE | L | Annual | Constraint Shadow Price | US2011$/Ton | 0 | 0 | 0 | 0 | 0 | 0 | 0
CSAPR- NOX OzoneSeason- IA | 242 | 6328 | Rate Constraint in MTons | FALSE | L | Annual | Seasons Included | Seasons |  | Summer | Summer | Summer | Summer | Summer | Summer
CSAPR- NOX OzoneSeason- IA | 242 | 6328 | Rate Constraint in MTons | FALSE | L | Annual | Standard | Thousand Tons | 0 | 19.6105 | 19.6105 | 19.6105 | 19.6105 | 19.6105 | 19.6105
CSAPR- NOX OzoneSeason- IA | 242 | 6328 | Rate Constraint in MTons | FALSE | L | Annual | Standard NOX | Thousand Tons | 0 | 19.6105 | 19.6105 | 19.6105 | 19.6105 | 19.6105 | 19.6105
CSAPR- NOX OzoneSeason- IA | 242 | 6328 | Rate Constraint in MTons | FALSE | L | Annual | Emissions at Affected Plants NOX | Thousand Tons | 0 | 8.3125 | 8.3109 | 8.3133 | 8.3039 | 8.4142 | 8.383
CSAPR- NOX OzoneSeason- IA | 242 | 6328 | Rate Constraint in MTons | FALSE | L | Annual | Allowances Purchased NOX | Thousand Tons | 0 | 0 | 0 | 0 | 0 | 0 | 0
CSAPR- NOX OzoneSeason- IA | 242 | 6328 | Rate Constraint in MTons | FALSE | L | Annual | Allowances Sold NOX | Thousand Tons | 0 | 0 | 0 | 0 | 0 | 0 | 0
CSAPR- NOX OzoneSeason- IA | 242 | 6328 | Rate Constraint in MTons | FALSE | L | Annual | Allowances Banked | Thousand Tons | 0 | 0 | 0 | 0 | 0 | 0 | 0
CSAPR- NOX OzoneSeason- IA | 242 | 6328 | Rate Constraint in MTons | FALSE | L | Annual | Allowances Withdrawn (1:1) | Thousand Tons | 0 | 0 | 0 | 0 | 0 | 0 | 0
CSAPR- NOX OzoneSeason- IA | 242 | 6328 | Rate Constraint in MTons | FALSE | L | Annual | Allowances Withdrawn (n:1) | Thousand Tons | 0 | 0 | 0 | 0 | 0 | 0 | 0
CSAPR- NOX OzoneSeason- IA | 242 | 6328 | Rate Constraint in MTons | FALSE | L | Annual | Net Emissions Allowance Position | Thousand Tons | 0 | 8.3125 | 8.3109 | 8.3133 | 8.3039 | 8.4142 | 8.383
CSAPR- NOX OzoneSeason- IA | 242 | 6328 | Rate Constraint in MTons | FALSE | L | Annual | Fuel Consumed | TBtu | 0 | 138.7501 | 138.7278 | 137.9488 | 135.0084 | 156.7094 | 166.9223
CSAPR- NOX OzoneSeason- IA | 242 | 6328 | Rate Constraint in MTons | FALSE | L | Annual | Rate | lb/MMBtu | 0 | 0.11982 | 0.11982 | 0.12053 | 0.12301 | 0.10739 | 0.10044
CSAPR- NOX OzoneSeason- IA | 242 | 6328 | Rate Constraint in MTons | FALSE | L | Annual | Generation | TWh | 0 | 14.6569 | 14.6552 | 14.5529 | 14.1671 | 17.2572 | 19.0279
CSAPR- NOX OzoneSeason- IA | 242 | 6328 | Rate Constraint in MTons | FALSE | L | Annual | Qualifying Generation | TWh | 0 | 14.6569 | 14.6552 | 14.5529 | 14.1671 | 17.2572 | 19.0279
CSAPR- NOX OzoneSeason- IA | 242 | 6328 | Rate Constraint in MTons | FALSE | L | Annual | Rate | lb/MWh | 0 | 0.56714 | 0.5671 | 0.57125 | 0.58614 | 0.48758 | 0.44056
CSAPR- NOX OzoneSeason- IA | 242 | 6328 | Rate Constraint in MTons | FALSE | L | Annual | Constraint Shadow Price | US2011$/Ton | 0 | 0 | 0 | 0 | 0 | 0 | 0
CSAPR- NOX OzoneSeason- IL | 243 | 6326 | Rate Constraint in MTons | FALSE | L | Annual | Seasons Included | Seasons |  | Summer | Summer | Summer | Summer | Summer | Summer
CSAPR- NOX OzoneSeason- IL | 243 | 6326 | Rate Constraint in MTons | FALSE | L | Annual | Standard | Thousand Tons | 0 | 25.6617 | 25.6617 | 25.6617 | 25.6617 | 25.6617 | 25.6617
CSAPR- NOX OzoneSeason- IL | 243 | 6326 | Rate Constraint in MTons | FALSE | L | Annual | Standard NOX | Thousand Tons | 0 | 25.6617 | 25.6617 | 25.6617 | 25.6617 | 25.6617 | 25.6617
CSAPR- NOX OzoneSeason- IL | 243 | 6326 | Rate Constraint in MTons | FALSE | L | Annual | Emissions at Affected Plants NOX | Thousand Tons | 0 | 12.4823 | 12.4014 | 12.3002 | 11.581 | 11.8764 | 12.0982
CSAPR- NOX OzoneSeason- IL | 243 | 6326 | Rate Constraint in MTons | FALSE | L | Annual | Allowances Purchased NOX | Thousand Tons | 0 | 0 | 0 | 0 | 0 | 0 | 0
CSAPR- NOX OzoneSeason- IL | 243 | 6326 | Rate Constraint in MTons | FALSE | L | Annual | Allowances Sold NOX | Thousand Tons | 0 | 0 | 0 | 0 | 0 | 0 | 0
CSAPR- NOX OzoneSeason- IL | 243 | 6326 | Rate Constraint in MTons | FALSE | L | Annual | Allowances Banked | Thousand Tons | 0 | 0 | 0 | 0 | 0 | 0 | 0
CSAPR- NOX OzoneSeason- IL | 243 | 6326 | Rate Constraint in MTons | FALSE | L | Annual | Allowances Withdrawn (1:1) | Thousand Tons | 0 | 0 | 0 | 0 | 0 | 0 | 0
CSAPR- NOX OzoneSeason- IL | 243 | 6326 | Rate Constraint in MTons | FALSE | L | Annual | Allowances Withdrawn (n:1) | Thousand Tons | 0 | 0 | 0 | 0 | 0 | 0 | 0
CSAPR- NOX OzoneSeason- IL | 243 | 6326 | Rate Constraint in MTons | FALSE | L | Annual | Net Emissions Allowance Position | Thousand Tons | 0 | 12.4823 | 12.4014 | 12.3002 | 11.581 | 11.8764 | 12.0982
CSAPR- NOX OzoneSeason- IL | 243 | 6326 | Rate Constraint in MTons | FALSE | L | Annual | Fuel Consumed | TBtu | 0 | 346.771 | 345.7504 | 340.2957 | 316.4679 | 333.6982 | 442.0913
CSAPR- NOX OzoneSeason- IL | 243 | 6326 | Rate Constraint in MTons | FALSE | L | Annual | Rate | lb/MMBtu | 0 | 0.071991 | 0.071736 | 0.072291 | 0.073189 | 0.071181 | 0.054732
CSAPR- NOX OzoneSeason- IL | 243 | 6326 | Rate Constraint in MTons | FALSE | L | Annual | Generation | TWh | 0 | 35.9557 | 35.585 | 35.01 | 32.8269 | 34.8753 | 52.3198
CSAPR- NOX OzoneSeason- IL | 243 | 6326 | Rate Constraint in MTons | FALSE | L | Annual | Qualifying Generation | TWh | 0 | 35.9557 | 35.585 | 35.01 | 32.8269 | 34.8753 | 52.3198
CSAPR- NOX OzoneSeason- IL | 243 | 6326 | Rate Constraint in MTons | FALSE | L | Annual | Rate | lb/MWh | 0 | 0.34716 | 0.3485 | 0.35133 | 0.35279 | 0.34054 | 0.23124
CSAPR- NOX OzoneSeason- IL | 243 | 6326 | Rate Constraint in MTons | FALSE | L | Annual | Constraint Shadow Price | US2011$/Ton | 0 | 0 | 0 | 0 | 0 | 0 | 0
CSAPR- NOX OzoneSeason- IN | 244 | 6327 | Rate Constraint in MTons | FALSE | L | Annual | Seasons Included | Seasons |  | Summer | Summer | Summer | Summer | Summer | Summer
CSAPR- NOX OzoneSeason- IN | 244 | 6327 | Rate Constraint in MTons | FALSE | L | Annual | Standard | Thousand Tons | 0 | 55.8717 | 55.8717 | 55.8717 | 55.8717 | 55.8717 | 55.8717
CSAPR- NOX OzoneSeason- IN | 244 | 6327 | Rate Constraint in MTons | FALSE | L | Annual | Standard NOX | Thousand Tons | 0 | 55.8717 | 55.8717 | 55.8717 | 55.8717 | 55.8717 | 55.8717
CSAPR- NOX OzoneSeason- IN | 244 | 6327 | Rate Constraint in MTons | FALSE | L | Annual | Emissions at Affected Plants NOX | Thousand Tons | 0 | 41.4151 | 42.3505 | 41.9129 | 33.9422 | 33.7663 | 33.5822
CSAPR- NOX OzoneSeason- IN | 244 | 6327 | Rate Constraint in MTons | FALSE | L | Annual | Allowances Purchased NOX | Thousand Tons | 0 | 0 | 0 | 0 | 0 | 0 | 0
CSAPR- NOX OzoneSeason- IN | 244 | 6327 | Rate Constraint in MTons | FALSE | L | Annual | Allowances Sold NOX | Thousand Tons | 0 | 0 | 0 | 0 | 0 | 0 | 0
CSAPR- NOX OzoneSeason- IN | 244 | 6327 | Rate Constraint in MTons | FALSE | L | Annual | Allowances Banked | Thousand Tons | 0 | 0 | 0 | 0 | 0 | 0 | 0
CSAPR- NOX OzoneSeason- IN | 244 | 6327 | Rate Constraint in MTons | FALSE | L | Annual | Allowances Withdrawn (1:1) | Thousand Tons | 0 | 0 | 0 | 0 | 0 | 0 | 0
CSAPR- NOX OzoneSeason- IN | 244 | 6327 | Rate Constraint in MTons | FALSE | L | Annual | Allowances Withdrawn (n:1) | Thousand Tons | 0 | 0 | 0 | 0 | 0 | 0 | 0
CSAPR- NOX OzoneSeason- IN | 244 | 6327 | Rate Constraint in MTons | FALSE | L | Annual | Net Emissions Allowance Position | Thousand Tons | 0 | 41.4151 | 42.3505 | 41.9129 | 33.9422 | 33.7663 | 33.5822
CSAPR- NOX OzoneSeason- IN | 244 | 6327 | Rate Constraint in MTons | FALSE | L | Annual | Fuel Consumed | TBtu | 0 | 461.8413 | 476.6487 | 469.0214 | 439.6197 | 462.3363 | 492.5419
CSAPR- NOX OzoneSeason- IN | 244 | 6327 | Rate Constraint in MTons | FALSE | L | Annual | Rate | lb/MMBtu | 0 | 0.17935 | 0.1777 | 0.17873 | 0.15442 | 0.14607 | 0.13636
CSAPR- NOX OzoneSeason- IN | 244 | 6327 | Rate Constraint in MTons | FALSE | L | Annual | Generation | TWh | 0 | 45.9212 | 47.34 | 46.6162 | 43.559 | 46.8597 | 52.1935
CSAPR- NOX OzoneSeason- IN | 244 | 6327 | Rate Constraint in MTons | FALSE | L | Annual | Qualifying Generation | TWh | 0 | 45.9212 | 47.34 | 46.6162 | 43.559 | 46.8597 | 52.1935
CSAPR- NOX OzoneSeason- IN | 244 | 6327 | Rate Constraint in MTons | FALSE | L | Annual | Rate | lb/MWh | 0 | 0.90187 | 0.8946 | 0.89911 | 0.77922 | 0.72058 | 0.64342
CSAPR- NOX OzoneSeason- IN | 244 | 6327 | Rate Constraint in MTons | FALSE | L | Annual | Constraint Shadow Price | US2011$/Ton | 0 | 0 | 0 | 0 | 0 | 0 | 0
CSAPR- NOX OzoneSeason- KY | 245 | 6329 | Rate Constraint in MTons | FALSE | L | Annual | Seasons Included | Seasons |  | Summer | Summer | Summer | Summer | Summer | Summer
CSAPR- NOX OzoneSeason- KY | 245 | 6329 | Rate Constraint in MTons | FALSE | L | Annual | Standard | Thousand Tons | 0 | 39.5355 | 39.5355 | 39.5355 | 39.5355 | 39.5355 | 39.5355
CSAPR- NOX OzoneSeason- KY | 245 | 6329 | Rate Constraint in MTons | FALSE | L | Annual | Standard NOX | Thousand Tons | 0 | 39.5355 | 39.5355 | 39.5355 | 39.5355 | 39.5355 | 39.5355
CSAPR- NOX OzoneSeason- KY | 245 | 6329 | Rate Constraint in MTons | FALSE | L | Annual | Emissions at Affected Plants NOX | Thousand Tons | 0 | 22.4039 | 24.3677 | 24.4136 | 23.9305 | 23.4474 | 22.827
CSAPR- NOX OzoneSeason- KY | 245 | 6329 | Rate Constraint in MTons | FALSE | L | Annual | Allowances Purchased NOX | Thousand Tons | 0 | 0 | 0 | 0 | 0 | 0 | 0
CSAPR- NOX OzoneSeason- KY | 245 | 6329 | Rate Constraint in MTons | FALSE | L | Annual | Allowances Sold NOX | Thousand Tons | 0 | 0 | 0 | 0 | 0 | 0 | 0
CSAPR- NOX OzoneSeason- KY | 245 | 6329 | Rate Constraint in MTons | FALSE | L | Annual | Allowances Banked | Thousand Tons | 0 | 0 | 0 | 0 | 0 | 0 | 0
CSAPR- NOX OzoneSeason- KY | 245 | 6329 | Rate Constraint in MTons | FALSE | L | Annual | Allowances Withdrawn (1:1) | Thousand Tons | 0 | 0 | 0 | 0 | 0 | 0 | 0
CSAPR- NOX OzoneSeason- KY | 245 | 6329 | Rate Constraint in MTons | FALSE | L | Annual | Allowances Withdrawn (n:1) | Thousand Tons | 0 | 0 | 0 | 0 | 0 | 0 | 0
CSAPR- NOX OzoneSeason- KY | 245 | 6329 | Rate Constraint in MTons | FALSE | L | Annual | Net Emissions Allowance Position | Thousand Tons | 0 | 22.4039 | 24.3677 | 24.4136 | 23.9305 | 23.4474 | 22.827
CSAPR- NOX OzoneSeason- KY | 245 | 6329 | Rate Constraint in MTons | FALSE | L | Annual | Fuel Consumed | TBtu | 0 | 258.0478 | 275.6668 | 278.1247 | 279.7184 | 297.3502 | 308.2443
CSAPR- NOX OzoneSeason- KY | 245 | 6329 | Rate Constraint in MTons | FALSE | L | Annual | Rate | lb/MMBtu | 0 | 0.17364 | 0.17679 | 0.17556 | 0.1711 | 0.15771 | 0.14811
CSAPR- NOX OzoneSeason- KY | 245 | 6329 | Rate Constraint in MTons | FALSE | L | Annual | Generation | TWh | 0 | 25.5887 | 26.7926 | 27.2311 | 27.8381 | 31.0464 | 33.1091
CSAPR- NOX OzoneSeason- KY | 245 | 6329 | Rate Constraint in MTons | FALSE | L | Annual | Qualifying Generation | TWh | 0 | 25.5887 | 26.7926 | 27.2311 | 27.8381 | 31.0464 | 33.1091
CSAPR- NOX OzoneSeason- KY | 245 | 6329 | Rate Constraint in MTons | FALSE | L | Annual | Rate | lb/MWh | 0 | 0.87554 | 0.9095 | 0.89654 | 0.85963 | 0.75524 | 0.68945
CSAPR- NOX OzoneSeason- KY | 245 | 6329 | Rate Constraint in MTons | FALSE | L | Annual | Constraint Shadow Price | US2011$/Ton | 0 | 0 | 0 | 0 | 0 | 0 | 0
CSAPR- NOX OzoneSeason- LA | 246 | 6330 | Rate Constraint in MTons | FALSE | L | Annual | Seasons Included | Seasons |  | Summer | Summer | Summer | Summer | Summer | Summer
CSAPR- NOX OzoneSeason- LA | 246 | 6330 | Rate Constraint in MTons | FALSE | L | Annual | Standard | Thousand Tons | 0 | 21.9191 | 21.9191 | 21.9191 | 21.9191 | 21.9191 | 21.9191
CSAPR- NOX OzoneSeason- LA | 246 | 6330 | Rate Constraint in MTons | FALSE | L | Annual | Standard NOX | Thousand Tons | 0 | 21.9191 | 21.9191 | 21.9191 | 21.9191 | 21.9191 | 21.9191
CSAPR- NOX OzoneSeason- LA | 246 | 6330 | Rate Constraint in MTons | FALSE | L | Annual | Emissions at Affected Plants NOX | Thousand Tons | 0 | 10.3816 | 10.3932 | 9.2327 | 7.6739 | 5.2244 | 5.4386
CSAPR- NOX OzoneSeason- LA | 246 | 6330 | Rate Constraint in MTons | FALSE | L | Annual | Allowances Purchased NOX | Thousand Tons | 0 | 0 | 0 | 0 | 0 | 0 | 0
CSAPR- NOX OzoneSeason- LA | 246 | 6330 | Rate Constraint in MTons | FALSE | L | Annual | Allowances Sold NOX | Thousand Tons | 0 | 0 | 0 | 0 | 0 | 0 | 0
CSAPR- NOX OzoneSeason- LA | 246 | 6330 | Rate Constraint in MTons | FALSE | L | Annual | Allowances Banked | Thousand Tons | 0 | 0 | 0 | 0 | 0 | 0 | 0
CSAPR- NOX OzoneSeason- LA | 246 | 6330 | Rate Constraint in MTons | FALSE | L | Annual | Allowances Withdrawn (1:1) | Thousand Tons | 0 | 0 | 0 | 0 | 0 | 0 | 0
CSAPR- NOX OzoneSeason- LA | 246 | 6330 | Rate Constraint in MTons | FALSE | L | Annual | Allowances Withdrawn (n:1) | Thousand Tons | 0 | 0 | 0 | 0 | 0 | 0 | 0
CSAPR- NOX OzoneSeason- LA | 246 | 6330 | Rate Constraint in MTons | FALSE | L | Annual | Net Emissions Allowance Position | Thousand Tons | 0 | 10.3816 | 10.3932 | 9.2327 | 7.6739 | 5.2244 | 5.4386
CSAPR- NOX OzoneSeason- LA | 246 | 6330 | Rate Constraint in MTons | FALSE | L | Annual | Fuel Consumed | TBtu | 0 | 209.2121 | 212.6335 | 208.3973 | 191.481 | 198.7034 | 251.6189
CSAPR- NOX OzoneSeason- LA | 246 | 6330 | Rate Constraint in MTons | FALSE | L | Annual | Rate | lb/MMBtu | 0 | 0.099245 | 0.097757 | 0.088607 | 0.080154 | 0.052585 | 0.043229
CSAPR- NOX OzoneSeason- LA | 246 | 6330 | Rate Constraint in MTons | FALSE | L | Annual | Generation | TWh | 0 | 24.4455 | 24.8071 | 24.8583 | 23.26 | 25.7202 | 34.0557
CSAPR- NOX OzoneSeason- LA | 246 | 6330 | Rate Constraint in MTons | FALSE | L | Annual | Qualifying Generation | TWh | 0 | 24.4455 | 24.8071 | 24.8583 | 23.26 | 25.7202 | 34.0557
CSAPR- NOX OzoneSeason- LA | 246 | 6330 | Rate Constraint in MTons | FALSE | L | Annual | Rate | lb/MWh | 0 | 0.42468 | 0.41896 | 0.37141 | 0.32992 | 0.20312 | 0.1597
CSAPR- NOX OzoneSeason- LA | 246 | 6330 | Rate Constraint in MTons | FALSE | L | Annual | Constraint Shadow Price | US2011$/Ton | 0 | 0 | 0 | 0 | 0 | 0 | 0
CSAPR- NOX OzoneSeason- MD | 247 | 6331 | Rate Constraint in MTons | FALSE | L | Annual | Seasons Included | Seasons |  | Summer | Summer | Summer | Summer | Summer | Summer
CSAPR- NOX OzoneSeason- MD | 247 | 6331 | Rate Constraint in MTons | FALSE | L | Annual | Standard | Thousand Tons | 0 | 8.6866 | 8.6866 | 8.6866 | 8.6866 | 8.6866 | 8.6866
CSAPR- NOX OzoneSeason- MD | 247 | 6331 | Rate Constraint in MTons | FALSE | L | Annual | Standard NOX | Thousand Tons | 0 | 8.6866 | 8.6866 | 8.6866 | 8.6866 | 8.6866 | 8.6866
CSAPR- NOX OzoneSeason- MD | 247 | 6331 | Rate Constraint in MTons | FALSE | L | Annual | Emissions at Affected Plants NOX | Thousand Tons | 0 | 3.4125 | 3.4716 | 3.2913 | 1.2618 | 1.3024 | 1.1605
CSAPR- NOX OzoneSeason- MD | 247 | 6331 | Rate Constraint in MTons | FALSE | L | Annual | Allowances Purchased NOX | Thousand Tons | 0 | 0 | 0 | 0 | 0 | 0 | 0
CSAPR- NOX OzoneSeason- MD | 247 | 6331 | Rate Constraint in MTons | FALSE | L | Annual | Allowances Sold NOX | Thousand Tons | 0 | 0 | 0 | 0 | 0 | 0 | 0
CSAPR- NOX OzoneSeason- MD | 247 | 6331 | Rate Constraint in MTons | FALSE | L | Annual | Allowances Banked | Thousand Tons | 0 | 0 | 0 | 0 | 0 | 0 | 0
CSAPR- NOX OzoneSeason- MD | 247 | 6331 | Rate Constraint in MTons | FALSE | L | Annual | Allowances Withdrawn (1:1) | Thousand Tons | 0 | 0 | 0 | 0 | 0 | 0 | 0
CSAPR- NOX OzoneSeason- MD | 247 | 6331 | Rate Constraint in MTons | FALSE | L | Annual | Allowances Withdrawn (n:1) | Thousand Tons | 0 | 0 | 0 | 0 | 0 | 0 | 0
CSAPR- NOX OzoneSeason- MD | 247 | 6331 | Rate Constraint in MTons | FALSE | L | Annual | Net Emissions Allowance Position | Thousand Tons | 0 | 3.4125 | 3.4716 | 3.2913 | 1.2618 | 1.3024 | 1.1605
CSAPR- NOX OzoneSeason- MD | 247 | 6331 | Rate Constraint in MTons | FALSE | L | Annual | Fuel Consumed | TBtu | 0 | 102.5091 | 106.0793 | 102.0722 | 64.9234 | 79.2879 | 87.4423
CSAPR- NOX OzoneSeason- MD | 247 | 6331 | Rate Constraint in MTons | FALSE | L | Annual | Rate | lb/MMBtu | 0 | 0.066579 | 0.065454 | 0.064489 | 0.038871 | 0.032854 | 0.026543
CSAPR- NOX OzoneSeason- MD | 247 | 6331 | Rate Constraint in MTons | FALSE | L | Annual | Generation | TWh | 0 | 11.5137 | 11.926 | 11.4917 | 7.9978 | 10.0987 | 11.5246
CSAPR- NOX OzoneSeason- MD | 247 | 6331 | Rate Constraint in MTons | FALSE | L | Annual | Qualifying Generation | TWh | 0 | 11.5137 | 11.926 | 11.4917 | 7.9978 | 10.0987 | 11.5246
CSAPR- NOX OzoneSeason- MD | 247 | 6331 | Rate Constraint in MTons | FALSE | L | Annual | Rate | lb/MWh | 0 | 0.29639 | 0.2911 | 0.28641 | 0.15777 | 0.12897 | 0.1007
CSAPR- NOX OzoneSeason- MD | 247 | 6331 | Rate Constraint in MTons | FALSE | L | Annual | Constraint Shadow Price | US2011$/Ton | 0 | 0 | 0 | 0 | 0 | 0 | 0
CSAPR- NOX OzoneSeason- MI | 248 | 6332 | Rate Constraint in MTons | FALSE | L | Annual | Seasons Included | Seasons |  | Summer | Summer | Summer | Summer | Summer | Summer
CSAPR- NOX OzoneSeason- MI | 248 | 6332 | Rate Constraint in MTons | FALSE | L | Annual | Standard | Thousand Tons | 0 | 32.6894 | 32.6894 | 32.6894 | 32.6894 | 32.6894 | 32.6894
CSAPR- NOX OzoneSeason- MI | 248 | 6332 | Rate Constraint in MTons | FALSE | L | Annual | Standard NOX | Thousand Tons | 0 | 32.6894 | 32.6894 | 32.6894 | 32.6894 | 32.6894 | 32.6894
CSAPR- NOX OzoneSeason- MI | 248 | 6332 | Rate Constraint in MTons | FALSE | L | Annual | Emissions at Affected Plants NOX | Thousand Tons | 0 | 18.608 | 20.0271 | 19.4472 | 17.2819 | 17.4495 | 17.4739
CSAPR- NOX OzoneSeason- MI | 248 | 6332 | Rate Constraint in MTons | FALSE | L | Annual | Allowances Purchased NOX | Thousand Tons | 0 | 0 | 0 | 0 | 0 | 0 | 0
CSAPR- NOX OzoneSeason- MI | 248 | 6332 | Rate Constraint in MTons | FALSE | L | Annual | Allowances Sold NOX | Thousand Tons | 0 | 0 | 0 | 0 | 0 | 0 | 0
CSAPR- NOX OzoneSeason- MI | 248 | 6332 | Rate Constraint in MTons | FALSE | L | Annual | Allowances Banked | Thousand Tons | 0 | 0 | 0 | 0 | 0 | 0 | 0
CSAPR- NOX OzoneSeason- MI | 248 | 6332 | Rate Constraint in MTons | FALSE | L | Annual | Allowances Withdrawn (1:1) | Thousand Tons | 0 | 0 | 0 | 0 | 0 | 0 | 0
CSAPR- NOX OzoneSeason- MI | 248 | 6332 | Rate Constraint in MTons | FALSE | L | Annual | Allowances Withdrawn (n:1) | Thousand Tons | 0 | 0 | 0 | 0 | 0 | 0 | 0
CSAPR- NOX OzoneSeason- MI | 248 | 6332 | Rate Constraint in MTons | FALSE | L | Annual | Net Emissions Allowance Position | Thousand Tons | 0 | 18.608 | 20.0271 | 19.4472 | 17.2819 | 17.4495 | 17.4739
CSAPR- NOX OzoneSeason- MI | 248 | 6332 | Rate Constraint in MTons | FALSE | L | Annual | Fuel Consumed | TBtu | 0 | 275.5875 | 270.9536 | 275.3467 | 253.8177 | 305.1346 | 349.6578
CSAPR- NOX OzoneSeason- MI | 248 | 6332 | Rate Constraint in MTons | FALSE | L | Annual | Rate | lb/MMBtu | 0 | 0.13504 | 0.14783 | 0.14126 | 0.13618 | 0.11437 | 0.099948
CSAPR- NOX OzoneSeason- MI | 248 | 6332 | Rate Constraint in MTons | FALSE | L | Annual | Generation | TWh | 0 | 31.8707 | 30.8673 | 31.8338 | 29.5249 | 37.5121 | 44.5569
CSAPR- NOX OzoneSeason- MI | 248 | 6332 | Rate Constraint in MTons | FALSE | L | Annual | Qualifying Generation | TWh | 0 | 31.8707 | 30.8673 | 31.8338 | 29.5249 | 37.5121 | 44.5569
CSAPR- NOX OzoneSeason- MI | 248 | 6332 | Rate Constraint in MTons | FALSE | L | Annual | Rate | lb/MWh | 0 | 0.58386 | 0.64881 | 0.6109 | 0.58533 | 0.46517 | 0.39217
CSAPR- NOX OzoneSeason- MI | 248 | 6332 | Rate Constraint in MTons | FALSE | L | Annual | Constraint Shadow Price | US2011$/Ton | 0 | 0 | 0 | 0 | 0 | 0 | 0
CSAPR- NOX OzoneSeason- MO | 249 | 6334 | Rate Constraint in MTons | FALSE | L | Annual | Seasons Included | Seasons |  | Summer | Summer | Summer | Summer | Summer | Summer
CSAPR- NOX OzoneSeason- MO | 249 | 6334 | Rate Constraint in MTons | FALSE | L | Annual | Standard | Thousand Tons | 0 | 25.5298 | 25.5298 | 25.5298 | 25.5298 | 25.5298 | 25.5298
CSAPR- NOX OzoneSeason- MO | 249 | 6334 | Rate Constraint in MTons | FALSE | L | Annual | Standard NOX | Thousand Tons | 0 | 25.5298 | 25.5298 | 25.5298 | 25.5298 | 25.5298 | 25.5298
CSAPR- NOX OzoneSeason- MO | 249 | 6334 | Rate Constraint in MTons | FALSE | L | Annual | Emissions at Affected Plants NOX | Thousand Tons | 0 | 16.8444 | 17.1709 | 17.1346 | 16.5011 | 17.116 | 16.828
CSAPR- NOX OzoneSeason- MO | 249 | 6334 | Rate Constraint in MTons | FALSE | L | Annual | Allowances Purchased NOX | Thousand Tons | 0 | 0 | 0 | 0 | 0 | 0 | 0
CSAPR- NOX OzoneSeason- MO | 249 | 6334 | Rate Constraint in MTons | FALSE | L | Annual | Allowances Sold NOX | Thousand Tons | 0 | 0 | 0 | 0 | 0 | 0 | 0
CSAPR- NOX OzoneSeason- MO | 249 | 6334 | Rate Constraint in MTons | FALSE | L | Annual | Allowances Banked | Thousand Tons | 0 | 0 | 0 | 0 | 0 | 0 | 0
CSAPR- NOX OzoneSeason- MO | 249 | 6334 | Rate Constraint in MTons | FALSE | L | Annual | Allowances Withdrawn (1:1) | Thousand Tons | 0 | 0 | 0 | 0 | 0 | 0 | 0
CSAPR- NOX OzoneSeason- MO | 249 | 6334 | Rate Constraint in MTons | FALSE | L | Annual | Allowances Withdrawn (n:1) | Thousand Tons | 0 | 0 | 0 | 0 | 0 | 0 | 0
CSAPR- NOX OzoneSeason- MO | 249 | 6334 | Rate Constraint in MTons | FALSE | L | Annual | Net Emissions Allowance Position | Thousand Tons | 0 | 16.8444 | 17.1709 | 17.1346 | 16.5011 | 17.116 | 16.828
CSAPR- NOX OzoneSeason- MO | 249 | 6334 | Rate Constraint in MTons | FALSE | L | Annual | Fuel Consumed | TBtu | 0 | 354.2811 | 362.4456 | 362.0269 | 350.2061 | 374.1476 | 385.4871
CSAPR- NOX OzoneSeason- MO | 249 | 6334 | Rate Constraint in MTons | FALSE | L | Annual | Rate | lb/MMBtu | 0 | 0.09509 | 0.09475 | 0.094659 | 0.094237 | 0.091493 | 0.087308
CSAPR- NOX OzoneSeason- MO | 249 | 6334 | Rate Constraint in MTons | FALSE | L | Annual | Generation | TWh | 0 | 35.0545 | 35.9484 | 35.8979 | 34.782 | 37.6315 | 39.7181
CSAPR- NOX OzoneSeason- MO | 249 | 6334 | Rate Constraint in MTons | FALSE | L | Annual | Qualifying Generation | TWh | 0 | 35.0545 | 35.9484 | 35.8979 | 34.782 | 37.6315 | 39.7181
CSAPR- NOX OzoneSeason- MO | 249 | 6334 | Rate Constraint in MTons | FALSE | L | Annual | Rate | lb/MWh | 0 | 0.48052 | 0.47766 | 0.47731 | 0.47442 | 0.45483 | 0.42369
CSAPR- NOX OzoneSeason- MO | 249 | 6334 | Rate Constraint in MTons | FALSE | L | Annual | Constraint Shadow Price | US2011$/Ton | 0 | 0 | 0 | 0 | 0 | 0 | 0
CSAPR- NOX OzoneSeason- MS | 250 | 6333 | Rate Constraint in MTons | FALSE | L | Annual | Seasons Included | Seasons |  | Summer | Summer | Summer | Summer | Summer | Summer
CSAPR- NOX OzoneSeason- MS | 250 | 6333 | Rate Constraint in MTons | FALSE | L | Annual | Standard | Thousand Tons | 0 | 15.0391 | 15.0391 | 15.0391 | 15.0391 | 15.0391 | 15.0391
CSAPR- NOX OzoneSeason- MS | 250 | 6333 | Rate Constraint in MTons | FALSE | L | Annual | Standard NOX | Thousand Tons | 0 | 15.0391 | 15.0391 | 15.0391 | 15.0391 | 15.0391 | 15.0391
CSAPR- NOX OzoneSeason- MS | 250 | 6333 | Rate Constraint in MTons | FALSE | L | Annual | Emissions at Affected Plants NOX | Thousand Tons | 0 | 8.3012 | 9.0806 | 8.3338 | 6.5757 | 5.1458 | 5.0295
CSAPR- NOX OzoneSeason- MS | 250 | 6333 | Rate Constraint in MTons | FALSE | L | Annual | Allowances Purchased NOX | Thousand Tons | 0 | 0 | 0 | 0 | 0 | 0 | 0
CSAPR- NOX OzoneSeason- MS | 250 | 6333 | Rate Constraint in MTons | FALSE | L | Annual | Allowances Sold NOX | Thousand Tons | 0 | 0 | 0 | 0 | 0 | 0 | 0
CSAPR- NOX OzoneSeason- MS | 250 | 6333 | Rate Constraint in MTons | FALSE | L | Annual | Allowances Banked | Thousand Tons | 0 | 0 | 0 | 0 | 0 | 0 | 0
CSAPR- NOX OzoneSeason- MS | 250 | 6333 | Rate Constraint in MTons | FALSE | L | Annual | Allowances Withdrawn (1:1) | Thousand Tons | 0 | 0 | 0 | 0 | 0 | 0 | 0
CSAPR- NOX OzoneSeason- MS | 250 | 6333 | Rate Constraint in MTons | FALSE | L | Annual | Allowances Withdrawn (n:1) | Thousand Tons | 0 | 0 | 0 | 0 | 0 | 0 | 0
CSAPR- NOX OzoneSeason- MS | 250 | 6333 | Rate Constraint in MTons | FALSE | L | Annual | Net Emissions Allowance Position | Thousand Tons | 0 | 8.3012 | 9.0806 | 8.3338 | 6.5757 | 5.1458 | 5.0295
CSAPR- NOX OzoneSeason- MS | 250 | 6333 | Rate Constraint in MTons | FALSE | L | Annual | Fuel Consumed | TBtu | 0 | 221.2052 | 225.4438 | 229.8807 | 210.4377 | 198.937 | 206.9135
CSAPR- NOX OzoneSeason- MS | 250 | 6333 | Rate Constraint in MTons | FALSE | L | Annual | Rate | lb/MMBtu | 0 | 0.075055 | 0.080557 | 0.072506 | 0.062496 | 0.051733 | 0.048615
CSAPR- NOX OzoneSeason- MS | 250 | 6333 | Rate Constraint in MTons | FALSE | L | Annual | Generation | TWh | 0 | 26.4133 | 26.8027 | 27.7657 | 25.918 | 25.2317 | 27.046
CSAPR- NOX OzoneSeason- MS | 250 | 6333 | Rate Constraint in MTons | FALSE | L | Annual | Qualifying Generation | TWh | 0 | 26.4133 | 26.8027 | 27.7657 | 25.918 | 25.2317 | 27.046
CSAPR- NOX OzoneSeason- MS | 250 | 6333 | Rate Constraint in MTons | FALSE | L | Annual | Rate | lb/MWh | 0 | 0.31428 | 0.33879 | 0.30015 | 0.25371 | 0.20394 | 0.18596
CSAPR- NOX OzoneSeason- MS | 250 | 6333 | Rate Constraint in MTons | FALSE | L | Annual | Constraint Shadow Price | US2011$/Ton | 0 | 0 | 0 | 0 | 0 | 0 | 0
CSAPR- NOX OzoneSeason- NC | 251 | 6337 | Rate Constraint in MTons | FALSE | L | Annual | Seasons Included | Seasons |  | Summer | Summer | Summer | Summer | Summer | Summer
CSAPR- NOX OzoneSeason- NC | 251 | 6337 | Rate Constraint in MTons | FALSE | L | Annual | Standard | Thousand Tons | 0 | 22.3305 | 22.3305 | 22.3305 | 22.3305 | 22.3305 | 22.3305
CSAPR- NOX OzoneSeason- NC | 251 | 6337 | Rate Constraint in MTons | FALSE | L | Annual | Standard NOX | Thousand Tons | 0 | 22.3305 | 22.3305 | 22.3305 | 22.3305 | 22.3305 | 22.3305
CSAPR- NOX OzoneSeason- NC | 251 | 6337 | Rate Constraint in MTons | FALSE | L | Annual | Emissions at Affected Plants NOX | Thousand Tons | 0 | 11.9588 | 9.9898 | 8.7863 | 7.64 | 6.5418 | 6.9764
CSAPR- NOX OzoneSeason- NC | 251 | 6337 | Rate Constraint in MTons | FALSE | L | Annual | Allowances Purchased NOX | Thousand Tons | 0 | 0 | 0 | 0 | 0 | 0 | 0
CSAPR- NOX OzoneSeason- NC | 251 | 6337 | Rate Constraint in MTons | FALSE | L | Annual | Allowances Sold NOX | Thousand Tons | 0 | 0 | 0 | 0 | 0 | 0 | 0
CSAPR- NOX OzoneSeason- NC | 251 | 6337 | Rate Constraint in MTons | FALSE | L | Annual | Allowances Banked | Thousand Tons | 0 | 0 | 0 | 0 | 0 | 0 | 0
CSAPR- NOX OzoneSeason- NC | 251 | 6337 | Rate Constraint in MTons | FALSE | L | Annual | Allowances Withdrawn (1:1) | Thousand Tons | 0 | 0 | 0 | 0 | 0 | 0 | 0
CSAPR- NOX OzoneSeason- NC | 251 | 6337 | Rate Constraint in MTons | FALSE | L | Annual | Allowances Withdrawn (n:1) | Thousand Tons | 0 | 0 | 0 | 0 | 0 | 0 | 0
CSAPR- NOX OzoneSeason- NC | 251 | 6337 | Rate Constraint in MTons | FALSE | L | Annual | Net Emissions Allowance Position | Thousand Tons | 0 | 11.9588 | 9.9898 | 8.7863 | 7.64 | 6.5418 | 6.9764
CSAPR- NOX OzoneSeason- NC | 251 | 6337 | Rate Constraint in MTons | FALSE | L | Annual | Fuel Consumed | TBtu | 0 | 301.3738 | 261.9099 | 222.2486 | 209.2832 | 271.1033 | 373.2106
CSAPR- NOX OzoneSeason- NC | 251 | 6337 | Rate Constraint in MTons | FALSE | L | Annual | Rate | lb/MMBtu | 0 | 0.079362 | 0.076284 | 0.079067 | 0.073011 | 0.048261 | 0.037386
CSAPR- NOX OzoneSeason- NC | 251 | 6337 | Rate Constraint in MTons | FALSE | L | Annual | Generation | TWh | 0 | 35.3525 | 30.9538 | 26.013 | 24.5729 | 35.7542 | 51.815
CSAPR- NOX OzoneSeason- NC | 251 | 6337 | Rate Constraint in MTons | FALSE | L | Annual | Qualifying Generation | TWh | 0 | 35.3525 | 30.9538 | 26.013 | 24.5729 | 35.7542 | 51.815
CSAPR- NOX OzoneSeason- NC | 251 | 6337 | Rate Constraint in MTons | FALSE | L | Annual | Rate | lb/MWh | 0 | 0.33827 | 0.32273 | 0.33776 | 0.31091 | 0.18297 | 0.13464
CSAPR- NOX OzoneSeason- NC | 251 | 6337 | Rate Constraint in MTons | FALSE | L | Annual | Constraint Shadow Price | US2011$/Ton | 0 | 0 | 0 | 0 | 0 | 0 | 0
CSAPR- NOX OzoneSeason- NJ | 252 | 6335 | Rate Constraint in MTons | FALSE | L | Annual | Seasons Included | Seasons |  | Summer | Summer | Summer | Summer | Summer | Summer
CSAPR- NOX OzoneSeason- NJ | 252 | 6335 | Rate Constraint in MTons | FALSE | L | Annual | Standard | Thousand Tons | 0 | 4.5145 | 4.5145 | 4.5145 | 4.5145 | 4.5145 | 4.5145
CSAPR- NOX OzoneSeason- NJ | 252 | 6335 | Rate Constraint in MTons | FALSE | L | Annual | Standard NOX | Thousand Tons | 0 | 4.5145 | 4.5145 | 4.5145 | 4.5145 | 4.5145 | 4.5145
CSAPR- NOX OzoneSeason- NJ | 252 | 6335 | Rate Constraint in MTons | FALSE | L | Annual | Emissions at Affected Plants NOX | Thousand Tons | 0 | 3.1092 | 2.8083 | 2.7543 | 2.9134 | 2.6872 | 3.0586
CSAPR- NOX OzoneSeason- NJ | 252 | 6335 | Rate Constraint in MTons | FALSE | L | Annual | Allowances Purchased NOX | Thousand Tons | 0 | 0 | 0 | 0 | 0 | 0 | 0
CSAPR- NOX OzoneSeason- NJ | 252 | 6335 | Rate Constraint in MTons | FALSE | L | Annual | Allowances Sold NOX | Thousand Tons | 0 | 0 | 0 | 0 | 0 | 0 | 0
CSAPR- NOX OzoneSeason- NJ | 252 | 6335 | Rate Constraint in MTons | FALSE | L | Annual | Allowances Banked | Thousand Tons | 0 | 0 | 0 | 0 | 0 | 0 | 0
CSAPR- NOX OzoneSeason- NJ | 252 | 6335 | Rate Constraint in MTons | FALSE | L | Annual | Allowances Withdrawn (1:1) | Thousand Tons | 0 | 0 | 0 | 0 | 0 | 0 | 0
CSAPR- NOX OzoneSeason- NJ | 252 | 6335 | Rate Constraint in MTons | FALSE | L | Annual | Allowances Withdrawn (n:1) | Thousand Tons | 0 | 0 | 0 | 0 | 0 | 0 | 0
CSAPR- NOX OzoneSeason- NJ | 252 | 6335 | Rate Constraint in MTons | FALSE | L | Annual | Net Emissions Allowance Position | Thousand Tons | 0 | 3.1092 | 2.8083 | 2.7543 | 2.9134 | 2.6872 | 3.0586
CSAPR- NOX OzoneSeason- NJ | 252 | 6335 | Rate Constraint in MTons | FALSE | L | Annual | Fuel Consumed | TBtu | 0 | 161.3854 | 144.477 | 133.4425 | 137.9574 | 196.1366 | 261.0194
CSAPR- NOX OzoneSeason- NJ | 252 | 6335 | Rate Constraint in MTons | FALSE | L | Annual | Rate | lb/MMBtu | 0 | 0.038532 | 0.038875 | 0.04128 | 0.042236 | 0.027401 | 0.023436
CSAPR- NOX OzoneSeason- NJ | 252 | 6335 | Rate Constraint in MTons | FALSE | L | Annual | Generation | TWh | 0 | 21.8489 | 19.7658 | 18.3364 | 18.8304 | 28.1132 | 38.0928
CSAPR- NOX OzoneSeason- NJ | 252 | 6335 | Rate Constraint in MTons | FALSE | L | Annual | Qualifying Generation | TWh | 0 | 21.8489 | 19.7658 | 18.3364 | 18.8304 | 28.1132 | 38.0928
CSAPR- NOX OzoneSeason- NJ | 252 | 6335 | Rate Constraint in MTons | FALSE | L | Annual | Rate | lb/MWh | 0 | 0.14231 | 0.14208 | 0.15021 | 0.15472 | 0.095586 | 0.080294
CSAPR- NOX OzoneSeason- NJ | 252 | 6335 | Rate Constraint in MTons | FALSE | L | Annual | Constraint Shadow Price | US2011$/Ton | 0 | 0 | 0 | 0 | 0 | 0 | 0
CSAPR- NOX OzoneSeason- NY | 253 | 6336 | Rate Constraint in MTons | FALSE | L | Annual | Seasons Included | Seasons |  | Summer | Summer | Summer | Summer | Summer | Summer
CSAPR- NOX OzoneSeason- NY | 253 | 6336 | Rate Constraint in MTons | FALSE | L | Annual | Standard | Thousand Tons | 0 | 12.5465 | 12.5465 | 12.5465 | 12.5465 | 12.5465 | 12.5465
CSAPR- NOX OzoneSeason- NY | 253 | 6336 | Rate Constraint in MTons | FALSE | L | Annual | Standard NOX | Thousand Tons | 0 | 12.5465 | 12.5465 | 12.5465 | 12.5465 | 12.5465 | 12.5465
CSAPR- NOX OzoneSeason- NY | 253 | 6336 | Rate Constraint in MTons | FALSE | L | Annual | Emissions at Affected Plants NOX | Thousand Tons | 0 | 4.6737 | 3.9964 | 3.6067 | 3.7402 | 3.5384 | 3.2547
CSAPR- NOX OzoneSeason- NY | 253 | 6336 | Rate Constraint in MTons | FALSE | L | Annual | Allowances Purchased NOX | Thousand Tons | 0 | 0 | 0 | 0 | 0 | 0 | 0
CSAPR- NOX OzoneSeason- NY | 253 | 6336 | Rate Constraint in MTons | FALSE | L | Annual | Allowances Sold NOX | Thousand Tons | 0 | 0 | 0 | 0 | 0 | 0 | 0
CSAPR- NOX OzoneSeason- NY | 253 | 6336 | Rate Constraint in MTons | FALSE | L | Annual | Allowances Banked | Thousand Tons | 0 | 0 | 0 | 0 | 0 | 0 | 0
CSAPR- NOX OzoneSeason- NY | 253 | 6336 | Rate Constraint in MTons | FALSE | L | Annual | Allowances Withdrawn (1:1) | Thousand Tons | 0 | 0 | 0 | 0 | 0 | 0 | 0
CSAPR- NOX OzoneSeason- NY | 253 | 6336 | Rate Constraint in MTons | FALSE | L | Annual | Allowances Withdrawn (n:1) | Thousand Tons | 0 | 0 | 0 | 0 | 0 | 0 | 0
CSAPR- NOX OzoneSeason- NY | 253 | 6336 | Rate Constraint in MTons | FALSE | L | Annual | Net Emissions Allowance Position | Thousand Tons | 0 | 4.6737 | 3.9964 | 3.6067 | 3.7402 | 3.5384 | 3.2547
CSAPR- NOX OzoneSeason- NY | 253 | 6336 | Rate Constraint in MTons | FALSE | L | Annual | Fuel Consumed | TBtu | 0 | 243.7071 | 225.7431 | 213.3365 | 230.8467 | 299.0258 | 322.9218
CSAPR- NOX OzoneSeason- NY | 253 | 6336 | Rate Constraint in MTons | FALSE | L | Annual | Rate | lb/MMBtu | 0 | 0.038355 | 0.035406 | 0.033812 | 0.032405 | 0.023666 | 0.020158
CSAPR- NOX OzoneSeason- NY | 253 | 6336 | Rate Constraint in MTons | FALSE | L | Annual | Generation | TWh | 0 | 29.8853 | 28.2169 | 26.9815 | 29.7867 | 42.2441 | 46.1079
CSAPR- NOX OzoneSeason- NY | 253 | 6336 | Rate Constraint in MTons | FALSE | L | Annual | Qualifying Generation | TWh | 0 | 29.8853 | 28.2169 | 26.9815 | 29.7867 | 42.2441 | 46.1079
CSAPR- NOX OzoneSeason- NY | 253 | 6336 | Rate Constraint in MTons | FALSE | L | Annual | Rate | lb/MWh | 0 | 0.15639 | 0.14163 | 0.13367 | 0.12557 | 0.083762 | 0.070589
CSAPR- NOX OzoneSeason- NY | 253 | 6336 | Rate Constraint in MTons | FALSE | L | Annual | Constraint Shadow Price | US2011$/Ton | 0 | 0 | 0 | 0 | 0 | 0 | 0
CSAPR- NOX OzoneSeason- OH | 254 | 6338 | Rate Constraint in MTons | FALSE | L | Annual | Seasons Included | Seasons |  | Summer | Summer | Summer | Summer | Summer | Summer
CSAPR- NOX OzoneSeason- OH | 254 | 6338 | Rate Constraint in MTons | FALSE | L | Annual | Standard | Thousand Tons | 0 | 47.2057 | 47.2057 | 47.2057 | 47.2057 | 47.2057 | 47.2057
CSAPR- NOX OzoneSeason- OH | 254 | 6338 | Rate Constraint in MTons | FALSE | L | Annual | Standard NOX | Thousand Tons | 0 | 47.2057 | 47.2057 | 47.2057 | 47.2057 | 47.2057 | 47.2057
CSAPR- NOX OzoneSeason- OH | 254 | 6338 | Rate Constraint in MTons | FALSE | L | Annual | Emissions at Affected Plants NOX | Thousand Tons | 0 | 27.6056 | 27.5127 | 27.4612 | 27.2481 | 27.5017 | 26.0502
CSAPR- NOX OzoneSeason- OH | 254 | 6338 | Rate Constraint in MTons | FALSE | L | Annual | Allowances Purchased NOX | Thousand Tons | 0 | 0 | 0 | 0 | 0 | 0 | 0
CSAPR- NOX OzoneSeason- OH | 254 | 6338 | Rate Constraint in MTons | FALSE | L | Annual | Allowances Sold NOX | Thousand Tons | 0 | 0 | 0 | 0 | 0 | 0 | 0
CSAPR- NOX OzoneSeason- OH | 254 | 6338 | Rate Constraint in MTons | FALSE | L | Annual | Allowances Banked | Thousand Tons | 0 | 0 | 0 | 0 | 0 | 0 | 0
CSAPR- NOX OzoneSeason- OH | 254 | 6338 | Rate Constraint in MTons | FALSE | L | Annual | Allowances Withdrawn (1:1) | Thousand Tons | 0 | 0 | 0 | 0 | 0 | 0 | 0
CSAPR- NOX OzoneSeason- OH | 254 | 6338 | Rate Constraint in MTons | FALSE | L | Annual | Allowances Withdrawn (n:1) | Thousand Tons | 0 | 0 | 0 | 0 | 0 | 0 | 0
CSAPR- NOX OzoneSeason- OH | 254 | 6338 | Rate Constraint in MTons | FALSE | L | Annual | Net Emissions Allowance Position | Thousand Tons | 0 | 27.6056 | 27.5127 | 27.4612 | 27.2481 | 27.5017 | 26.0502
CSAPR- NOX OzoneSeason- OH | 254 | 6338 | Rate Constraint in MTons | FALSE | L | Annual | Fuel Consumed | TBtu | 0 | 490.6544 | 484.9134 | 486.3337 | 479.2659 | 593.9567 | 664.5159
CSAPR- NOX OzoneSeason- OH | 254 | 6338 | Rate Constraint in MTons | FALSE | L | Annual | Rate | lb/MMBtu | 0 | 0.11253 | 0.11347 | 0.11293 | 0.11371 | 0.092605 | 0.078404
CSAPR- NOX OzoneSeason- OH | 254 | 6338 | Rate Constraint in MTons | FALSE | L | Annual | Generation | TWh | 0 | 51.5897 | 50.8598 | 51.287 | 50.4361 | 68.1111 | 80.9803
CSAPR- NOX OzoneSeason- OH | 254 | 6338 | Rate Constraint in MTons | FALSE | L | Annual | Qualifying Generation | TWh | 0 | 51.5897 | 50.8598 | 51.287 | 50.4361 | 68.1111 | 80.9803
CSAPR- NOX OzoneSeason- OH | 254 | 6338 | Rate Constraint in MTons | FALSE | L | Annual | Rate | lb/MWh | 0 | 0.5351 | 0.54095 | 0.53544 | 0.54025 | 0.40378 | 0.32169
CSAPR- NOX OzoneSeason- OH | 254 | 6338 | Rate Constraint in MTons | FALSE | L | Annual | Constraint Shadow Price | US2011$/Ton | 0 | 0 | 0 | 0 | 0 | 0 | 0
CSAPR- NOX OzoneSeason- OK | 255 | 6339 | Rate Constraint in MTons | FALSE | L | Annual | Seasons Included | Seasons |  | Summer | Summer | Summer | Summer | Summer | Summer
CSAPR- NOX OzoneSeason- OK | 255 | 6339 | Rate Constraint in MTons | FALSE | L | Annual | Standard | Thousand Tons | 0 | 27.4597 | 27.4597 | 27.4597 | 27.4597 | 27.4597 | 27.4597
CSAPR- NOX OzoneSeason- OK | 255 | 6339 | Rate Constraint in MTons | FALSE | L | Annual | Standard NOX | Thousand Tons | 0 | 27.4597 | 27.4597 | 27.4597 | 27.4597 | 27.4597 | 27.4597
CSAPR- NOX OzoneSeason- OK | 255 | 6339 | Rate Constraint in MTons | FALSE | L | Annual | Emissions at Affected Plants NOX | Thousand Tons | 0 | 20.829 | 21.2779 | 21.33 | 16.7216 | 15.9916 | 15.9685
CSAPR- NOX OzoneSeason- OK | 255 | 6339 | Rate Constraint in MTons | FALSE | L | Annual | Allowances Purchased NOX | Thousand Tons | 0 | 0 | 0 | 0 | 0 | 0 | 0
CSAPR- NOX OzoneSeason- OK | 255 | 6339 | Rate Constraint in MTons | FALSE | L | Annual | Allowances Sold NOX | Thousand Tons | 0 | 0 | 0 | 0 | 0 | 0 | 0
CSAPR- NOX OzoneSeason- OK | 255 | 6339 | Rate Constraint in MTons | FALSE | L | Annual | Allowances Banked | Thousand Tons | 0 | 0 | 0 | 0 | 0 | 0 | 0
CSAPR- NOX OzoneSeason- OK | 255 | 6339 | Rate Constraint in MTons | FALSE | L | Annual | Allowances Withdrawn (1:1) | Thousand Tons | 0 | 0 | 0 | 0 | 0 | 0 | 0
CSAPR- NOX OzoneSeason- OK | 255 | 6339 | Rate Constraint in MTons | FALSE | L | Annual | Allowances Withdrawn (n:1) | Thousand Tons | 0 | 0 | 0 | 0 | 0 | 0 | 0
CSAPR- NOX OzoneSeason- OK | 255 | 6339 | Rate Constraint in MTons | FALSE | L | Annual | Net Emissions Allowance Position | Thousand Tons | 0 | 20.829 | 21.2779 | 21.33 | 16.7216 | 15.9916 | 15.9685
CSAPR- NOX OzoneSeason- OK | 255 | 6339 | Rate Constraint in MTons | FALSE | L | Annual | Fuel Consumed | TBtu | 0 | 262.0222 | 263.0872 | 266.246 | 227.2336 | 255.2124 | 279.8858
CSAPR- NOX OzoneSeason- OK | 255 | 6339 | Rate Constraint in MTons | FALSE | L | Annual | Rate | lb/MMBtu | 0 | 0.15899 | 0.16176 | 0.16023 | 0.14718 | 0.12532 | 0.11411
CSAPR- NOX OzoneSeason- OK | 255 | 6339 | Rate Constraint in MTons | FALSE | L | Annual | Generation | TWh | 0 | 27.6108 | 27.6551 | 28.1549 | 24.2757 | 28.8589 | 32.6344
CSAPR- NOX OzoneSeason- OK | 255 | 6339 | Rate Constraint in MTons | FALSE | L | Annual | Qualifying Generation | TWh | 0 | 27.6108 | 27.6551 | 28.1549 | 24.2757 | 28.8589 | 32.6344
CSAPR- NOX OzoneSeason- OK | 255 | 6339 | Rate Constraint in MTons | FALSE | L | Annual | Rate | lb/MWh | 0 | 0.75438 | 0.76941 | 0.7576 | 0.68882 | 0.55413 | 0.48931
CSAPR- NOX OzoneSeason- OK | 255 | 6339 | Rate Constraint in MTons | FALSE | L | Annual | Constraint Shadow Price | US2011$/Ton | 0 | 0 | 0 | 0 | 0 | 0 | 0
CSAPR- NOX OzoneSeason- PA | 256 | 6340 | Rate Constraint in MTons | FALSE | L | Annual | Seasons Included | Seasons |  | Summer | Summer | Summer | Summer | Summer | Summer
CSAPR- NOX OzoneSeason- PA | 256 | 6340 | Rate Constraint in MTons | FALSE | L | Annual | Standard | Thousand Tons | 0 | 62.8135 | 62.8135 | 62.8135 | 62.8135 | 62.8135 | 62.8135
CSAPR- NOX OzoneSeason- PA | 256 | 6340 | Rate Constraint in MTons | FALSE | L | Annual | Standard NOX | Thousand Tons | 0 | 62.8135 | 62.8135 | 62.8135 | 62.8135 | 62.8135 | 62.8135
CSAPR- NOX OzoneSeason- PA | 256 | 6340 | Rate Constraint in MTons | FALSE | L | Annual | Emissions at Affected Plants NOX | Thousand Tons | 0 | 36.6204 | 36.8218 | 36.3434 | 34.9414 | 33.4619 | 33.241
CSAPR- NOX OzoneSeason- PA | 256 | 6340 | Rate Constraint in MTons | FALSE | L | Annual | Allowances Purchased NOX | Thousand Tons | 0 | 0 | 0 | 0 | 0 | 0 | 0
CSAPR- NOX OzoneSeason- PA | 256 | 6340 | Rate Constraint in MTons | FALSE | L | Annual | Allowances Sold NOX | Thousand Tons | 0 | 0 | 0 | 0 | 0 | 0 | 0
CSAPR- NOX OzoneSeason- PA | 256 | 6340 | Rate Constraint in MTons | FALSE | L | Annual | Allowances Banked | Thousand Tons | 0 | 0 | 0 | 0 | 0 | 0 | 0
CSAPR- NOX OzoneSeason- PA | 256 | 6340 | Rate Constraint in MTons | FALSE | L | Annual | Allowances Withdrawn (1:1) | Thousand Tons | 0 | 0 | 0 | 0 | 0 | 0 | 0
CSAPR- NOX OzoneSeason- PA | 256 | 6340 | Rate Constraint in MTons | FALSE | L | Annual | Allowances Withdrawn (n:1) | Thousand Tons | 0 | 0 | 0 | 0 | 0 | 0 | 0
CSAPR- NOX OzoneSeason- PA | 256 | 6340 | Rate Constraint in MTons | FALSE | L | Annual | Net Emissions Allowance Position | Thousand Tons | 0 | 36.6204 | 36.8218 | 36.3434 | 34.9414 | 33.4619 | 33.241
CSAPR- NOX OzoneSeason- PA | 256 | 6340 | Rate Constraint in MTons | FALSE | L | Annual | Fuel Consumed | TBtu | 0 | 493.6475 | 481.5469 | 481.1186 | 482.8463 | 556.9454 | 681.8619
CSAPR- NOX OzoneSeason- PA | 256 | 6340 | Rate Constraint in MTons | FALSE | L | Annual | Rate | lb/MMBtu | 0 | 0.14837 | 0.15293 | 0.15108 | 0.14473 | 0.12016 | 0.097501
CSAPR- NOX OzoneSeason- PA | 256 | 6340 | Rate Constraint in MTons | FALSE | L | Annual | Generation | TWh | 0 | 56.3799 | 54.8636 | 54.9252 | 55.5285 | 67.8874 | 87.848
CSAPR- NOX OzoneSeason- PA | 256 | 6340 | Rate Constraint in MTons | FALSE | L | Annual | Qualifying Generation | TWh | 0 | 56.3799 | 54.8636 | 54.9252 | 55.5285 | 67.8874 | 87.848
CSAPR- NOX OzoneSeason- PA | 256 | 6340 | Rate Constraint in MTons | FALSE | L | Annual | Rate | lb/MWh | 0 | 0.64953 | 0.67115 | 0.66169 | 0.62925 | 0.4929 | 0.37839
CSAPR- NOX OzoneSeason- PA | 256 | 6340 | Rate Constraint in MTons | FALSE | L | Annual | Constraint Shadow Price | US2011$/Ton | 0 | 0 | 0 | 0 | 0 | 0 | 0
CSAPR- NOX OzoneSeason- SC | 257 | 6341 | Rate Constraint in MTons | FALSE | L | Annual | Seasons Included | Seasons |  | Summer | Summer | Summer | Summer | Summer | Summer
CSAPR- NOX OzoneSeason- SC | 257 | 6341 | Rate Constraint in MTons | FALSE | L | Annual | Standard | Thousand Tons | 0 | 16.8299 | 16.8299 | 16.8299 | 16.8299 | 16.8299 | 16.8299
CSAPR- NOX OzoneSeason- SC | 257 | 6341 | Rate Constraint in MTons | FALSE | L | Annual | Standard NOX | Thousand Tons | 0 | 16.8299 | 16.8299 | 16.8299 | 16.8299 | 16.8299 | 16.8299
CSAPR- NOX OzoneSeason- SC | 257 | 6341 | Rate Constraint in MTons | FALSE | L | Annual | Emissions at Affected Plants NOX | Thousand Tons | 0 | 6.1201 | 6.073 | 5.0322 | 5.0792 | 5.5476 | 6.0739
CSAPR- NOX OzoneSeason- SC | 257 | 6341 | Rate Constraint in MTons | FALSE | L | Annual | Allowances Purchased NOX | Thousand Tons | 0 | 0 | 0 | 0 | 0 | 0 | 0
CSAPR- NOX OzoneSeason- SC | 257 | 6341 | Rate Constraint in MTons | FALSE | L | Annual | Allowances Sold NOX | Thousand Tons | 0 | 0 | 0 | 0 | 0 | 0 | 0
CSAPR- NOX OzoneSeason- SC | 257 | 6341 | Rate Constraint in MTons | FALSE | L | Annual | Allowances Banked | Thousand Tons | 0 | 0 | 0 | 0 | 0 | 0 | 0
CSAPR- NOX OzoneSeason- SC | 257 | 6341 | Rate Constraint in MTons | FALSE | L | Annual | Allowances Withdrawn (1:1) | Thousand Tons | 0 | 0 | 0 | 0 | 0 | 0 | 0
CSAPR- NOX OzoneSeason- SC | 257 | 6341 | Rate Constraint in MTons | FALSE | L | Annual | Allowances Withdrawn (n:1) | Thousand Tons | 0 | 0 | 0 | 0 | 0 | 0 | 0
CSAPR- NOX OzoneSeason- SC | 257 | 6341 | Rate Constraint in MTons | FALSE | L | Annual | Net Emissions Allowance Position | Thousand Tons | 0 | 6.1201 | 6.073 | 5.0322 | 5.0792 | 5.5476 | 6.0739
CSAPR- NOX OzoneSeason- SC | 257 | 6341 | Rate Constraint in MTons | FALSE | L | Annual | Fuel Consumed | TBtu | 0 | 173.5055 | 161.1159 | 138.5559 | 141.7696 | 232.9311 | 326.8197
CSAPR- NOX OzoneSeason- SC | 257 | 6341 | Rate Constraint in MTons | FALSE | L | Annual | Rate | lb/MMBtu | 0 | 0.070546 | 0.075387 | 0.072638 | 0.071654 | 0.047633 | 0.03717
CSAPR- NOX OzoneSeason- SC | 257 | 6341 | Rate Constraint in MTons | FALSE | L | Annual | Generation | TWh | 0 | 19.1465 | 17.3422 | 15.0547 | 15.5599 | 29.7632 | 44.2949
CSAPR- NOX OzoneSeason- SC | 257 | 6341 | Rate Constraint in MTons | FALSE | L | Annual | Qualifying Generation | TWh | 0 | 19.1465 | 17.3422 | 15.0547 | 15.5599 | 29.7632 | 44.2949
CSAPR- NOX OzoneSeason- SC | 257 | 6341 | Rate Constraint in MTons | FALSE | L | Annual | Rate | lb/MWh | 0 | 0.31965 | 0.35019 | 0.33426 | 0.32643 | 0.18639 | 0.13712
CSAPR- NOX OzoneSeason- SC | 257 | 6341 | Rate Constraint in MTons | FALSE | L | Annual | Constraint Shadow Price | US2011$/Ton | 0 | 0 | 0 | 0 | 0 | 0 | 0
CSAPR- NOX OzoneSeason- TN | 258 | 6342 | Rate Constraint in MTons | FALSE | L | Annual | Seasons Included | Seasons |  | Summer | Summer | Summer | Summer | Summer | Summer
CSAPR- NOX OzoneSeason- TN | 258 | 6342 | Rate Constraint in MTons | FALSE | L | Annual | Standard | Thousand Tons | 0 | 9.6994 | 9.6994 | 9.6994 | 9.6994 | 9.6994 | 9.6994
CSAPR- NOX OzoneSeason- TN | 258 | 6342 | Rate Constraint in MTons | FALSE | L | Annual | Standard NOX | Thousand Tons | 0 | 9.6994 | 9.6994 | 9.6994 | 9.6994 | 9.6994 | 9.6994
CSAPR- NOX OzoneSeason- TN | 258 | 6342 | Rate Constraint in MTons | FALSE | L | Annual | Emissions at Affected Plants NOX | Thousand Tons | 0 | 6.3955 | 5.9262 | 6.0281 | 6.164 | 6.2195 | 6.2195
CSAPR- NOX OzoneSeason- TN | 258 | 6342 | Rate Constraint in MTons | FALSE | L | Annual | Allowances Purchased NOX | Thousand Tons | 0 | 0 | 0 | 0 | 0 | 0 | 0
CSAPR- NOX OzoneSeason- TN | 258 | 6342 | Rate Constraint in MTons | FALSE | L | Annual | Allowances Sold NOX | Thousand Tons | 0 | 0 | 0 | 0 | 0 | 0 | 0
CSAPR- NOX OzoneSeason- TN | 258 | 6342 | Rate Constraint in MTons | FALSE | L | Annual | Allowances Banked | Thousand Tons | 0 | 0 | 0 | 0 | 0 | 0 | 0
CSAPR- NOX OzoneSeason- TN | 258 | 6342 | Rate Constraint in MTons | FALSE | L | Annual | Allowances Withdrawn (1:1) | Thousand Tons | 0 | 0 | 0 | 0 | 0 | 0 | 0
CSAPR- NOX OzoneSeason- TN | 258 | 6342 | Rate Constraint in MTons | FALSE | L | Annual | Allowances Withdrawn (n:1) | Thousand Tons | 0 | 0 | 0 | 0 | 0 | 0 | 0
CSAPR- NOX OzoneSeason- TN | 258 | 6342 | Rate Constraint in MTons | FALSE | L | Annual | Net Emissions Allowance Position | Thousand Tons | 0 | 6.3955 | 5.9262 | 6.0281 | 6.164 | 6.2195 | 6.2195
CSAPR- NOX OzoneSeason- TN | 258 | 6342 | Rate Constraint in MTons | FALSE | L | Annual | Fuel Consumed | TBtu | 0 | 222.4151 | 204.697 | 219.6639 | 238.5319 | 292.2861 | 292.2861
CSAPR- NOX OzoneSeason- TN | 258 | 6342 | Rate Constraint in MTons | FALSE | L | Annual | Rate | lb/MMBtu | 0 | 0.057509 | 0.057902 | 0.054885 | 0.051682 | 0.042558 | 0.042558
CSAPR- NOX OzoneSeason- TN | 258 | 6342 | Rate Constraint in MTons | FALSE | L | Annual | Generation | TWh | 0 | 23.7503 | 22.0465 | 24.4016 | 27.606 | 36.2259 | 36.2259
CSAPR- NOX OzoneSeason- TN | 258 | 6342 | Rate Constraint in MTons | FALSE | L | Annual | Qualifying Generation | TWh | 0 | 23.7503 | 22.0465 | 24.4016 | 27.606 | 36.2259 | 36.2259
CSAPR- NOX OzoneSeason- TN | 258 | 6342 | Rate Constraint in MTons | FALSE | L | Annual | Rate | lb/MWh | 0 | 0.26928 | 0.2688 | 0.24704 | 0.22328 | 0.17169 | 0.17169
CSAPR- NOX OzoneSeason- TN | 258 | 6342 | Rate Constraint in MTons | FALSE | L | Annual | Constraint Shadow Price | US2011$/Ton | 0 | 0 | 0 | 0 | 0 | 0 | 0
CSAPR- NOX OzoneSeason- TX | 259 | 6343 | Rate Constraint in MTons | FALSE | L | Annual | Seasons Included | Seasons |  | Summer | Summer | Summer | Summer | Summer | Summer
CSAPR- NOX OzoneSeason- TX | 259 | 6343 | Rate Constraint in MTons | FALSE | L | Annual | Standard | Thousand Tons | 0 | 79.3276 | 79.3276 | 79.3276 | 79.3276 | 79.3276 | 79.3276
CSAPR- NOX OzoneSeason- TX | 259 | 6343 | Rate Constraint in MTons | FALSE | L | Annual | Standard NOX | Thousand Tons | 0 | 79.3276 | 79.3276 | 79.3276 | 79.3276 | 79.3276 | 79.3276
CSAPR- NOX OzoneSeason- TX | 259 | 6343 | Rate Constraint in MTons | FALSE | L | Annual | Emissions at Affected Plants NOX | Thousand Tons | 0 | 59.5291 | 60.3411 | 55.3913 | 51.0949 | 47.7502 | 46.8813
CSAPR- NOX OzoneSeason- TX | 259 | 6343 | Rate Constraint in MTons | FALSE | L | Annual | Allowances Purchased NOX | Thousand Tons | 0 | 0 | 0 | 0 | 0 | 0 | 0
CSAPR- NOX OzoneSeason- TX | 259 | 6343 | Rate Constraint in MTons | FALSE | L | Annual | Allowances Sold NOX | Thousand Tons | 0 | 0 | 0 | 0 | 0 | 0 | 0
CSAPR- NOX OzoneSeason- TX | 259 | 6343 | Rate Constraint in MTons | FALSE | L | Annual | Allowances Banked | Thousand Tons | 0 | 0 | 0 | 0 | 0 | 0 | 0
CSAPR- NOX OzoneSeason- TX | 259 | 6343 | Rate Constraint in MTons | FALSE | L | Annual | Allowances Withdrawn (1:1) | Thousand Tons | 0 | 0 | 0 | 0 | 0 | 0 | 0
CSAPR- NOX OzoneSeason- TX | 259 | 6343 | Rate Constraint in MTons | FALSE | L | Annual | Allowances Withdrawn (n:1) | Thousand Tons | 0 | 0 | 0 | 0 | 0 | 0 | 0
CSAPR- NOX OzoneSeason- TX | 259 | 6343 | Rate Constraint in MTons | FALSE | L | Annual | Net Emissions Allowance Position | Thousand Tons | 0 | 59.5291 | 60.3411 | 55.3913 | 51.0949 | 47.7502 | 46.8813
CSAPR- NOX OzoneSeason- TX | 259 | 6343 | Rate Constraint in MTons | FALSE | L | Annual | Fuel Consumed | TBtu | 0 | 1387.9886 | 1389.9435 | 1268.4404 | 1162.3052 | 1235.6916 | 1448.6777
CSAPR- NOX OzoneSeason- TX | 259 | 6343 | Rate Constraint in MTons | FALSE | L | Annual | Rate | lb/MMBtu | 0 | 0.085778 | 0.086825 | 0.087338 | 0.08792 | 0.077285 | 0.064723
CSAPR- NOX OzoneSeason- TX | 259 | 6343 | Rate Constraint in MTons | FALSE | L | Annual | Generation | TWh | 0 | 158.9828 | 158.1156 | 146.2385 | 134.633 | 148.1466 | 182.8238
CSAPR- NOX OzoneSeason- TX | 259 | 6343 | Rate Constraint in MTons | FALSE | L | Annual | Qualifying Generation | TWh | 0 | 158.9828 | 158.1156 | 146.2385 | 134.633 | 148.1466 | 182.8238
CSAPR- NOX OzoneSeason- TX | 259 | 6343 | Rate Constraint in MTons | FALSE | L | Annual | Rate | lb/MWh | 0 | 0.37444 | 0.38163 | 0.37877 | 0.37951 | 0.32232 | 0.25643
CSAPR- NOX OzoneSeason- TX | 259 | 6343 | Rate Constraint in MTons | FALSE | L | Annual | Constraint Shadow Price | US2011$/Ton | 0 | 0 | 0 | 0 | 0 | 0 | 0
CSAPR- NOX OzoneSeason- VA | 260 | 6344 | Rate Constraint in MTons | FALSE | L | Annual | Seasons Included | Seasons |  | Summer | Summer | Summer | Summer | Summer | Summer
CSAPR- NOX OzoneSeason- VA | 260 | 6344 | Rate Constraint in MTons | FALSE | L | Annual | Standard | Thousand Tons | 0 | 17.4869 | 17.4869 | 17.4869 | 17.4869 | 17.4869 | 17.4869
CSAPR- NOX OzoneSeason- VA | 260 | 6344 | Rate Constraint in MTons | FALSE | L | Annual | Standard NOX | Thousand Tons | 0 | 17.4869 | 17.4869 | 17.4869 | 17.4869 | 17.4869 | 17.4869
CSAPR- NOX OzoneSeason- VA | 260 | 6344 | Rate Constraint in MTons | FALSE | L | Annual | Emissions at Affected Plants NOX | Thousand Tons | 0 | 7.4411 | 7.3957 | 7.1705 | 6.2659 | 3.3476 | 3.5934
CSAPR- NOX OzoneSeason- VA | 260 | 6344 | Rate Constraint in MTons | FALSE | L | Annual | Allowances Purchased NOX | Thousand Tons | 0 | 0 | 0 | 0 | 0 | 0 | 0
CSAPR- NOX OzoneSeason- VA | 260 | 6344 | Rate Constraint in MTons | FALSE | L | Annual | Allowances Sold NOX | Thousand Tons | 0 | 0 | 0 | 0 | 0 | 0 | 0
CSAPR- NOX OzoneSeason- VA | 260 | 6344 | Rate Constraint in MTons | FALSE | L | Annual | Allowances Banked | Thousand Tons | 0 | 0 | 0 | 0 | 0 | 0 | 0
CSAPR- NOX OzoneSeason- VA | 260 | 6344 | Rate Constraint in MTons | FALSE | L | Annual | Allowances Withdrawn (1:1) | Thousand Tons | 0 | 0 | 0 | 0 | 0 | 0 | 0
CSAPR- NOX OzoneSeason- VA | 260 | 6344 | Rate Constraint in MTons | FALSE | L | Annual | Allowances Withdrawn (n:1) | Thousand Tons | 0 | 0 | 0 | 0 | 0 | 0 | 0
CSAPR- NOX OzoneSeason- VA | 260 | 6344 | Rate Constraint in MTons | FALSE | L | Annual | Net Emissions Allowance Position | Thousand Tons | 0 | 7.4411 | 7.3957 | 7.1705 | 6.2659 | 3.3476 | 3.5934
CSAPR- NOX OzoneSeason- VA | 260 | 6344 | Rate Constraint in MTons | FALSE | L | Annual | Fuel Consumed | TBtu | 0 | 180.6162 | 174.5503 | 169.3434 | 157.9707 | 156.9647 | 175.3746
CSAPR- NOX OzoneSeason- VA | 260 | 6344 | Rate Constraint in MTons | FALSE | L | Annual | Rate | lb/MMBtu | 0 | 0.082397 | 0.08474 | 0.084686 | 0.07933 | 0.042654 | 0.04098
CSAPR- NOX OzoneSeason- VA | 260 | 6344 | Rate Constraint in MTons | FALSE | L | Annual | Generation | TWh | 0 | 23.5272 | 22.7298 | 22.1946 | 21.0186 | 22.201 | 24.9882
CSAPR- NOX OzoneSeason- VA | 260 | 6344 | Rate Constraint in MTons | FALSE | L | Annual | Qualifying Generation | TWh | 0 | 23.5272 | 22.7298 | 22.1946 | 21.0186 | 22.201 | 24.9882
CSAPR- NOX OzoneSeason- VA | 260 | 6344 | Rate Constraint in MTons | FALSE | L | Annual | Rate | lb/MWh | 0 | 0.31628 | 0.32537 | 0.32307 | 0.29811 | 0.15079 | 0.1438
CSAPR- NOX OzoneSeason- VA | 260 | 6344 | Rate Constraint in MTons | FALSE | L | Annual | Constraint Shadow Price | US2011$/Ton | 0 | 0 | 0 | 0 | 0 | 0 | 0
CSAPR- NOX OzoneSeason- WI | 261 | 6346 | Rate Constraint in MTons | FALSE | L | Annual | Seasons Included | Seasons |  | Summer | Summer | Summer | Summer | Summer | Summer
CSAPR- NOX OzoneSeason- WI | 261 | 6346 | Rate Constraint in MTons | FALSE | L | Annual | Standard | Thousand Tons | 0 | 17.2982 | 17.2982 | 17.2982 | 17.2982 | 17.2982 | 17.2982
CSAPR- NOX OzoneSeason- WI | 261 | 6346 | Rate Constraint in MTons | FALSE | L | Annual | Standard NOX | Thousand Tons | 0 | 17.2982 | 17.2982 | 17.2982 | 17.2982 | 17.2982 | 17.2982
CSAPR- NOX OzoneSeason- WI | 261 | 6346 | Rate Constraint in MTons | FALSE | L | Annual | Emissions at Affected Plants NOX | Thousand Tons | 0 | 6.4092 | 6.5824 | 6.5991 | 6.4001 | 6.515 | 6.1152
CSAPR- NOX OzoneSeason- WI | 261 | 6346 | Rate Constraint in MTons | FALSE | L | Annual | Allowances Purchased NOX | Thousand Tons | 0 | 0 | 0 | 0 | 0 | 0 | 0
CSAPR- NOX OzoneSeason- WI | 261 | 6346 | Rate Constraint in MTons | FALSE | L | Annual | Allowances Sold NOX | Thousand Tons | 0 | 0 | 0 | 0 | 0 | 0 | 0
CSAPR- NOX OzoneSeason- WI | 261 | 6346 | Rate Constraint in MTons | FALSE | L | Annual | Allowances Banked | Thousand Tons | 0 | 0 | 0 | 0 | 0 | 0 | 0
CSAPR- NOX OzoneSeason- WI | 261 | 6346 | Rate Constraint in MTons | FALSE | L | Annual | Allowances Withdrawn (1:1) | Thousand Tons | 0 | 0 | 0 | 0 | 0 | 0 | 0
CSAPR- NOX OzoneSeason- WI | 261 | 6346 | Rate Constraint in MTons | FALSE | L | Annual | Allowances Withdrawn (n:1) | Thousand Tons | 0 | 0 | 0 | 0 | 0 | 0 | 0
CSAPR- NOX OzoneSeason- WI | 261 | 6346 | Rate Constraint in MTons | FALSE | L | Annual | Net Emissions Allowance Position | Thousand Tons | 0 | 6.4092 | 6.5824 | 6.5991 | 6.4001 | 6.515 | 6.1152
CSAPR- NOX OzoneSeason- WI | 261 | 6346 | Rate Constraint in MTons | FALSE | L | Annual | Fuel Consumed | TBtu | 0 | 203.8149 | 205.2166 | 205.9187 | 200.9836 | 218.0614 | 210.5296
CSAPR- NOX OzoneSeason- WI | 261 | 6346 | Rate Constraint in MTons | FALSE | L | Annual | Rate | lb/MMBtu | 0 | 0.062892 | 0.064151 | 0.064095 | 0.063687 | 0.059754 | 0.058093
CSAPR- NOX OzoneSeason- WI | 261 | 6346 | Rate Constraint in MTons | FALSE | L | Annual | Generation | TWh | 0 | 20.5946 | 20.5841 | 20.6503 | 20.1958 | 22.4728 | 21.9636
CSAPR- NOX OzoneSeason- WI | 261 | 6346 | Rate Constraint in MTons | FALSE | L | Annual | Qualifying Generation | TWh | 0 | 20.5946 | 20.5841 | 20.6503 | 20.1958 | 22.4728 | 21.9636
CSAPR- NOX OzoneSeason- WI | 261 | 6346 | Rate Constraint in MTons | FALSE | L | Annual | Rate | lb/MWh | 0 | 0.31121 | 0.31978 | 0.31957 | 0.3169 | 0.28991 | 0.27842
CSAPR- NOX OzoneSeason- WI | 261 | 6346 | Rate Constraint in MTons | FALSE | L | Annual | Constraint Shadow Price | US2011$/Ton | 0 | 0 | 0 | 0 | 0 | 0 | 0
CSAPR- NOX OzoneSeason- WV | 262 | 6345 | Rate Constraint in MTons | FALSE | L | Annual | Seasons Included | Seasons |  | Summer | Summer | Summer | Summer | Summer | Summer
CSAPR- NOX OzoneSeason- WV | 262 | 6345 | Rate Constraint in MTons | FALSE | L | Annual | Standard | Thousand Tons | 0 | 28.1821 | 28.1821 | 28.1821 | 28.1821 | 28.1821 | 28.1821
CSAPR- NOX OzoneSeason- WV | 262 | 6345 | Rate Constraint in MTons | FALSE | L | Annual | Standard NOX | Thousand Tons | 0 | 28.1821 | 28.1821 | 28.1821 | 28.1821 | 28.1821 | 28.1821
CSAPR- NOX OzoneSeason- WV | 262 | 6345 | Rate Constraint in MTons | FALSE | L | Annual | Emissions at Affected Plants NOX | Thousand Tons | 0 | 25.3838 | 25.352 | 25.3842 | 25.3826 | 24.6442 | 22.969
CSAPR- NOX OzoneSeason- WV | 262 | 6345 | Rate Constraint in MTons | FALSE | L | Annual | Allowances Purchased NOX | Thousand Tons | 0 | 0 | 0 | 0 | 0 | 0 | 0
CSAPR- NOX OzoneSeason- WV | 262 | 6345 | Rate Constraint in MTons | FALSE | L | Annual | Allowances Sold NOX | Thousand Tons | 0 | 0 | 0 | 0 | 0 | 0 | 0
CSAPR- NOX OzoneSeason- WV | 262 | 6345 | Rate Constraint in MTons | FALSE | L | Annual | Allowances Banked | Thousand Tons | 0 | 0 | 0 | 0 | 0 | 0 | 0
CSAPR- NOX OzoneSeason- WV | 262 | 6345 | Rate Constraint in MTons | FALSE | L | Annual | Allowances Withdrawn (1:1) | Thousand Tons | 0 | 0 | 0 | 0 | 0 | 0 | 0
CSAPR- NOX OzoneSeason- WV | 262 | 6345 | Rate Constraint in MTons | FALSE | L | Annual | Allowances Withdrawn (n:1) | Thousand Tons | 0 | 0 | 0 | 0 | 0 | 0 | 0
CSAPR- NOX OzoneSeason- WV | 262 | 6345 | Rate Constraint in MTons | FALSE | L | Annual | Net Emissions Allowance Position | Thousand Tons | 0 | 25.3838 | 25.352 | 25.3842 | 25.3826 | 24.6442 | 22.969
CSAPR- NOX OzoneSeason- WV | 262 | 6345 | Rate Constraint in MTons | FALSE | L | Annual | Fuel Consumed | TBtu | 0 | 342.7945 | 342.014 | 342.856 | 350.1598 | 436.4033 | 441.5363
CSAPR- NOX OzoneSeason- WV | 262 | 6345 | Rate Constraint in MTons | FALSE | L | Annual | Rate | lb/MMBtu | 0 | 0.1481 | 0.14825 | 0.14807 | 0.14498 | 0.11294 | 0.10404
CSAPR- NOX OzoneSeason- WV | 262 | 6345 | Rate Constraint in MTons | FALSE | L | Annual | Generation | TWh | 0 | 34.5061 | 34.4382 | 34.5156 | 35.7298 | 50.1305 | 52.176
CSAPR- NOX OzoneSeason- WV | 262 | 6345 | Rate Constraint in MTons | FALSE | L | Annual | Qualifying Generation | TWh | 0 | 34.5061 | 34.4382 | 34.5156 | 35.7298 | 50.1305 | 52.176
CSAPR- NOX OzoneSeason- WV | 262 | 6345 | Rate Constraint in MTons | FALSE | L | Annual | Rate | lb/MWh | 0 | 0.73563 | 0.73616 | 0.73544 | 0.7104 | 0.4916 | 0.44022
CSAPR- NOX OzoneSeason- WV | 262 | 6345 | Rate Constraint in MTons | FALSE | L | Annual | Constraint Shadow Price | US2011$/Ton | 0 | 0 | 0 | 0 | 0 | 0 | 0
CSAPR Rule Constraint- NOX Annual | 263 | 6319 | Rate Constraint in MTons | FALSE | L | Annual | Seasons Included | Seasons | Winter, Summer | Winter, Summer | Winter, Summer | Winter, Summer | Winter, Summer | Winter, Summer | Winter, Summer
CSAPR Rule Constraint- NOX Annual | 263 | 6319 | Rate Constraint in MTons | FALSE | L | Annual | Standard | Thousand Tons | 1238.397 | 1206.957 | 1206.957 | 1206.957 | 1206.957 | 1206.957 | 1206.957
CSAPR Rule Constraint- NOX Annual | 263 | 6319 | Rate Constraint in MTons | FALSE | L | Annual | Standard NOX | Thousand Tons | 1238.397 | 1206.957 | 1206.957 | 1206.957 | 1206.957 | 1206.957 | 1206.957
CSAPR Rule Constraint- NOX Annual | 263 | 6319 | Rate Constraint in MTons | FALSE | L | Annual | Emissions at Affected Plants NOX | Thousand Tons | 858.1031 | 828.6763 | 839.7579 | 811.0115 | 747.2835 | 731.8021 | 715.3747
CSAPR Rule Constraint- NOX Annual | 263 | 6319 | Rate Constraint in MTons | FALSE | L | Annual | Allowances Purchased NOX | Thousand Tons | 0 | 0 | 0 | 0 | 0 | 0 | 0
CSAPR Rule Constraint- NOX Annual | 263 | 6319 | Rate Constraint in MTons | FALSE | L | Annual | Allowances Sold NOX | Thousand Tons | 0 | 0 | 0 | 0 | 0 | 0 | 0
CSAPR Rule Constraint- NOX Annual | 263 | 6319 | Rate Constraint in MTons | FALSE | L | Annual | Allowances Banked | Thousand Tons | 0 | 0 | 0 | 0 | 0 | 0 | 0
CSAPR Rule Constraint- NOX Annual | 263 | 6319 | Rate Constraint in MTons | FALSE | L | Annual | Allowances Withdrawn (1:1) | Thousand Tons | 0 | 0 | 0 | 0 | 0 | 0 | 0
CSAPR Rule Constraint- NOX Annual | 263 | 6319 | Rate Constraint in MTons | FALSE | L | Annual | Allowances Withdrawn (n:1) | Thousand Tons | 0 | 0 | 0 | 0 | 0 | 0 | 0
CSAPR Rule Constraint- NOX Annual | 263 | 6319 | Rate Constraint in MTons | FALSE | L | Annual | Net Emissions Allowance Position | Thousand Tons | 858.1031 | 828.6763 | 839.7579 | 811.0115 | 747.2835 | 731.8021 | 715.3747
CSAPR Rule Constraint- NOX Annual | 263 | 6319 | Rate Constraint in MTons | FALSE | L | Annual | Fuel Consumed | TBtu | 15997.4536 | 15790.9424 | 15535.3655 | 15028.9431 | 14159.7935 | 16294.8021 | 18693.6934
CSAPR Rule Constraint- NOX Annual | 263 | 6319 | Rate Constraint in MTons | FALSE | L | Annual | Rate | lb/MMBtu | 0.10728 | 0.10496 | 0.10811 | 0.10793 | 0.10555 | 0.08982 | 0.076536
CSAPR Rule Constraint- NOX Annual | 263 | 6319 | Rate Constraint in MTons | FALSE | L | Annual | Generation | TWh | 1766.603 | 1743.6076 | 1699.3386 | 1648.8326 | 1564.7598 | 1917.6063 | 2316.6334
CSAPR Rule Constraint- NOX Annual | 263 | 6319 | Rate Constraint in MTons | FALSE | L | Annual | Qualifying Generation | TWh | 1766.603 | 1743.6076 | 1699.3386 | 1648.8326 | 1564.7598 | 1917.6063 | 2316.6334
CSAPR Rule Constraint- NOX Annual | 263 | 6319 | Rate Constraint in MTons | FALSE | L | Annual | Rate | lb/MWh | 0.48574 | 0.47527 | 0.49417 | 0.49187 | 0.47757 | 0.38162 | 0.3088
CSAPR Rule Constraint- NOX Annual | 263 | 6319 | Rate Constraint in MTons | FALSE | L | Annual | Constraint Shadow Price | US2011$/Ton | 0 | 0 | 0 | 0 | 0 | 0 | 0
CSAPR Rule Constraint- NOX OzoneSeason | 264 | 6320 | Rate Constraint in MTons | FALSE | L | Annual | Seasons Included | Seasons | Summer | Summer | Summer | Summer | Summer | Summer | Summer
CSAPR Rule Constraint- NOX OzoneSeason | 264 | 6320 | Rate Constraint in MTons | FALSE | L | Annual | Standard | Thousand Tons | 600.397 | 586.275 | 586.275 | 586.275 | 586.275 | 586.275 | 586.275
CSAPR Rule Constraint- NOX OzoneSeason | 264 | 6320 | Rate Constraint in MTons | FALSE | L | Annual | Standard NOX | Thousand Tons | 600.397 | 586.275 | 586.275 | 586.275 | 586.275 | 586.275 | 586.275
CSAPR Rule Constraint- NOX OzoneSeason | 264 | 6320 | Rate Constraint in MTons | FALSE | L | Annual | Emissions at Affected Plants NOX | Thousand Tons | 429.1366 | 412.1452 | 416.5266 | 404.1842 | 369.7487 | 352.6824 | 349.0553
CSAPR Rule Constraint- NOX OzoneSeason | 264 | 6320 | Rate Constraint in MTons | FALSE | L | Annual | Allowances Purchased NOX | Thousand Tons | 0 | 0 | 0 | 0 | 0 | 0 | 0
CSAPR Rule Constraint- NOX OzoneSeason | 264 | 6320 | Rate Constraint in MTons | FALSE | L | Annual | Allowances Sold NOX | Thousand Tons | 0 | 0 | 0 | 0 | 0 | 0 | 0
CSAPR Rule Constraint- NOX OzoneSeason | 264 | 6320 | Rate Constraint in MTons | FALSE | L | Annual | Allowances Banked | Thousand Tons | 0 | 0 | 0 | 0 | 0 | 0 | 0
CSAPR Rule Constraint- NOX OzoneSeason | 264 | 6320 | Rate Constraint in MTons | FALSE | L | Annual | Allowances Withdrawn (1:1) | Thousand Tons | 0 | 0 | 0 | 0 | 0 | 0 | 0
CSAPR Rule Constraint- NOX OzoneSeason | 264 | 6320 | Rate Constraint in MTons | FALSE | L | Annual | Allowances Withdrawn (n:1) | Thousand Tons | 0 | 0 | 0 | 0 | 0 | 0 | 0
CSAPR Rule Constraint- NOX OzoneSeason | 264 | 6320 | Rate Constraint in MTons | FALSE | L | Annual | Net Emissions Allowance Position | Thousand Tons | 429.1366 | 412.1452 | 416.5266 | 404.1842 | 369.7487 | 352.6824 | 349.0553
CSAPR Rule Constraint- NOX OzoneSeason | 264 | 6320 | Rate Constraint in MTons | FALSE | L | Annual | Fuel Consumed | TBtu | 8544.7087 | 8564.5221 | 8455.8494 | 8271.3537 | 7978.112 | 8871.552 | 10104.1693
CSAPR Rule Constraint- NOX OzoneSeason | 264 | 6320 | Rate Constraint in MTons | FALSE | L | Annual | Rate | lb/MMBtu | 0.10044 | 0.096245 | 0.098518 | 0.097731 | 0.092691 | 0.079509 | 0.069091
CSAPR Rule Constraint- NOX OzoneSeason | 264 | 6320 | Rate Constraint in MTons | FALSE | L | Annual | Generation | TWh | 959.6945 | 964.2852 | 946.9299 | 931.3458 | 910.3237 | 1064.3528 | 1266.7456
CSAPR Rule Constraint- NOX OzoneSeason | 264 | 6320 | Rate Constraint in MTons | FALSE | L | Annual | Qualifying Generation | TWh | 959.6945 | 964.2852 | 946.9299 | 931.3458 | 910.3237 | 1064.3528 | 1266.7456
CSAPR Rule Constraint- NOX OzoneSeason | 264 | 6320 | Rate Constraint in MTons | FALSE | L | Annual | Rate | lb/MWh | 0.44716 | 0.42741 | 0.43987 | 0.43398 | 0.40617 | 0.33136 | 0.27555
CSAPR Rule Constraint- NOX OzoneSeason | 264 | 6320 | Rate Constraint in MTons | FALSE | L | Annual | Constraint Shadow Price | US2011$/Ton | 0 | 0 | 0 | 0 | 0 | 0 | 0
CSAPR Rule Constraint- SO2 Annual- Region1 | 265 | 6317 | Rate Constraint in MTons | FALSE | L | Annual | Seasons Included | Seasons | Winter, Summer | Winter, Summer | Winter, Summer | Winter, Summer | Winter, Summer | Winter, Summer | Winter, Summer
CSAPR Rule Constraint- SO2 Annual- Region1 | 265 | 6317 | Rate Constraint in MTons | FALSE | L | Annual | Standard | Thousand Tons | 1962.2165 | 1372.631 | 1372.631 | 1372.631 | 1372.631 | 1372.631 | 1372.631
CSAPR Rule Constraint- SO2 Annual- Region1 | 265 | 6317 | Rate Constraint in MTons | FALSE | L | Annual | Standard SO2 | Thousand Tons | 1962.2165 | 1372.631 | 1372.631 | 1372.631 | 1372.631 | 1372.631 | 1372.631
CSAPR Rule Constraint- SO2 Annual- Region1 | 265 | 6317 | Rate Constraint in MTons | FALSE | L | Annual | Emissions at Affected Plants SO2 | Thousand Tons | 612.3614 | 620.8873 | 646.1674 | 627.3121 | 603.0256 | 586.3515 | 566.3084
CSAPR Rule Constraint- SO2 Annual- Region1 | 265 | 6317 | Rate Constraint in MTons | FALSE | L | Annual | Allowances Purchased SO2 | Thousand Tons | 0 | 0 | 0 | 0 | 0 | 0 | 0
CSAPR Rule Constraint- SO2 Annual- Region1 | 265 | 6317 | Rate Constraint in MTons | FALSE | L | Annual | Allowances Sold SO2 | Thousand Tons | 0 | 0 | 0 | 0 | 0 | 0 | 0
CSAPR Rule Constraint- SO2 Annual- Region1 | 265 | 6317 | Rate Constraint in MTons | FALSE | L | Annual | Allowances Banked | Thousand Tons | 0 | 0 | 0 | 0 | 0 | 0 | 0
CSAPR Rule Constraint- SO2 Annual- Region1 | 265 | 6317 | Rate Constraint in MTons | FALSE | L | Annual | Allowances Withdrawn (1:1) | Thousand Tons | 0 | 0 | 0 | 0 | 0 | 0 | 0
CSAPR Rule Constraint- SO2 Annual- Region1 | 265 | 6317 | Rate Constraint in MTons | FALSE | L | Annual | Allowances Withdrawn (n:1) | Thousand Tons | 0 | 0 | 0 | 0 | 0 | 0 | 0
CSAPR Rule Constraint- SO2 Annual- Region1 | 265 | 6317 | Rate Constraint in MTons | FALSE | L | Annual | Net Emissions Allowance Position | Thousand Tons | 612.3614 | 620.8873 | 646.1674 | 627.3121 | 603.0256 | 586.3515 | 566.3084
CSAPR Rule Constraint- SO2 Annual- Region1 | 265 | 6317 | Rate Constraint in MTons | FALSE | L | Annual | Fuel Consumed | TBtu | 10412.8142 | 10129.5389 | 9990.0636 | 9829.0055 | 9379.2913 | 11061.077 | 12490.8401
CSAPR Rule Constraint- SO2 Annual- Region1 | 265 | 6317 | Rate Constraint in MTons | FALSE | L | Annual | Rate | lb/MMBtu | 0.11762 | 0.12259 | 0.12936 | 0.12765 | 0.12859 | 0.10602 | 0.090676
CSAPR Rule Constraint- SO2 Annual- Region1 | 265 | 6317 | Rate Constraint in MTons | FALSE | L | Annual | Generation | TWh | 1133.4195 | 1105.844 | 1084.434 | 1071.4557 | 1032.172 | 1305.045 | 1546.6016
CSAPR Rule Constraint- SO2 Annual- Region1 | 265 | 6317 | Rate Constraint in MTons | FALSE | L | Annual | Qualifying Generation | TWh | 1133.4195 | 1105.844 | 1084.434 | 1071.4557 | 1032.172 | 1305.045 | 1546.6016
CSAPR Rule Constraint- SO2 Annual- Region1 | 265 | 6317 | Rate Constraint in MTons | FALSE | L | Annual | Rate | lb/MWh | 0.54028 | 0.56146 | 0.59586 | 0.58548 | 0.58423 | 0.4493 | 0.36616
CSAPR Rule Constraint- SO2 Annual- Region1 | 265 | 6317 | Rate Constraint in MTons | FALSE | L | Annual | Constraint Shadow Price | US2011$/Ton | 0 | 0 | 0 | 0 | 0 | 0 | 0
CSAPR Rule Constraint- SO2 Annual- Region2 | 266 | 6318 | Rate Constraint in MTons | FALSE | L | Annual | Seasons Included | Seasons | Winter, Summer | Winter, Summer | Winter, Summer | Winter, Summer | Winter, Summer | Winter, Summer | Winter, Summer
CSAPR Rule Constraint- SO2 Annual- Region2 | 266 | 6318 | Rate Constraint in MTons | FALSE | L | Annual | Standard | Thousand Tons | 904.9185 | 892.05 | 892.05 | 892.05 | 892.05 | 892.05 | 892.05
CSAPR Rule Constraint- SO2 Annual- Region2 | 266 | 6318 | Rate Constraint in MTons | FALSE | L | Annual | Standard SO2 | Thousand Tons | 904.9185 | 892.05 | 892.05 | 892.05 | 892.05 | 892.05 | 892.05
CSAPR Rule Constraint- SO2 Annual- Region2 | 266 | 6318 | Rate Constraint in MTons | FALSE | L | Annual | Emissions at Affected Plants SO2 | Thousand Tons | 233.4781 | 244.6716 | 267.6851 | 254.018 | 238.0078 | 217.3628 | 207.4232
CSAPR Rule Constraint- SO2 Annual- Region2 | 266 | 6318 | Rate Constraint in MTons | FALSE | L | Annual | Allowances Purchased SO2 | Thousand Tons | 0 | 0 | 0 | 0 | 0 | 0 | 0
CSAPR Rule Constraint- SO2 Annual- Region2 | 266 | 6318 | Rate Constraint in MTons | FALSE | L | Annual | Allowances Sold SO2 | Thousand Tons | 0 | 0 | 0 | 0 | 0 | 0 | 0
CSAPR Rule Constraint- SO2 Annual- Region2 | 266 | 6318 | Rate Constraint in MTons | FALSE | L | Annual | Allowances Banked | Thousand Tons | 0 | 0 | 0 | 0 | 0 | 0 | 0
CSAPR Rule Constraint- SO2 Annual- Region2 | 266 | 6318 | Rate Constraint in MTons | FALSE | L | Annual | Allowances Withdrawn (1:1) | Thousand Tons | 0 | 0 | 0 | 0 | 0 | 0 | 0
CSAPR Rule Constraint- SO2 Annual- Region2 | 266 | 6318 | Rate Constraint in MTons | FALSE | L | Annual | Allowances Withdrawn (n:1) | Thousand Tons | 0 | 0 | 0 | 0 | 0 | 0 | 0
CSAPR Rule Constraint- SO2 Annual- Region2 | 266 | 6318 | Rate Constraint in MTons | FALSE | L | Annual | Net Emissions Allowance Position | Thousand Tons | 233.4781 | 244.6716 | 267.6851 | 254.018 | 238.0078 | 217.3628 | 207.4232
CSAPR Rule Constraint- SO2 Annual- Region2 | 266 | 6318 | Rate Constraint in MTons | FALSE | L | Annual | Fuel Consumed | TBtu | 5584.6394 | 5669.4357 | 5553.334 | 5220.4551 | 4820.5141 | 5322.5548 | 6293.0198
CSAPR Rule Constraint- SO2 Annual- Region2 | 266 | 6318 | Rate Constraint in MTons | FALSE | L | Annual | Rate | lb/MMBtu | 0.083614 | 0.086313 | 0.096405 | 0.097316 | 0.098748 | 0.081676 | 0.065922
CSAPR Rule Constraint- SO2 Annual- Region2 | 266 | 6318 | Rate Constraint in MTons | FALSE | L | Annual | Generation | TWh | 633.1836 | 639.0128 | 616.1537 | 580.5678 | 538.8105 | 626.376 | 784.0544
CSAPR Rule Constraint- SO2 Annual- Region2 | 266 | 6318 | Rate Constraint in MTons | FALSE | L | Annual | Qualifying Generation | TWh | 633.1836 | 639.0128 | 616.1537 | 580.5678 | 538.8105 | 626.376 | 784.0544
CSAPR Rule Constraint- SO2 Annual- Region2 | 266 | 6318 | Rate Constraint in MTons | FALSE | L | Annual | Rate | lb/MWh | 0.36874 | 0.38289 | 0.43445 | 0.43753 | 0.44173 | 0.34702 | 0.26455
CSAPR Rule Constraint- SO2 Annual- Region2 | 266 | 6318 | Rate Constraint in MTons | FALSE | L | Annual | Constraint Shadow Price | US2011$/Ton | 0 | 0 | 0 | 0 | 0 | 0 | 0
CSAPR- SO2 Annual- AL | 267 | 6370 | Rate Constraint in MTons | FALSE | L | Annual | Seasons Included | Seasons |  | Winter, Summer | Winter, Summer | Winter, Summer | Winter, Summer | Winter, Summer | Winter, Summer
CSAPR- SO2 Annual- AL | 267 | 6370 | Rate Constraint in MTons | FALSE | L | Annual | Standard | Thousand Tons | 0 | 251.6444 | 251.6444 | 251.6444 | 251.6444 | 251.6444 | 251.6444
CSAPR- SO2 Annual- AL | 267 | 6370 | Rate Constraint in MTons | FALSE | L | Annual | Standard SO2 | Thousand Tons | 0 | 251.6444 | 251.6444 | 251.6444 | 251.6444 | 251.6444 | 251.6444
CSAPR- SO2 Annual- AL | 267 | 6370 | Rate Constraint in MTons | FALSE | L | Annual | Emissions at Affected Plants SO2 | Thousand Tons | 0 | 37.7065 | 39.0142 | 39.8244 | 38.3488 | 38.2441 | 32.6954
CSAPR- SO2 Annual- AL | 267 | 6370 | Rate Constraint in MTons | FALSE | L | Annual | Allowances Purchased SO2 | Thousand Tons | 0 | 0 | 0 | 0 | 0 | 0 | 0
CSAPR- SO2 Annual- AL | 267 | 6370 | Rate Constraint in MTons | FALSE | L | Annual | Allowances Sold SO2 | Thousand Tons | 0 | 0 | 0 | 0 | 0 | 0 | 0
CSAPR- SO2 Annual- AL | 267 | 6370 | Rate Constraint in MTons | FALSE | L | Annual | Allowances Banked | Thousand Tons | 0 | 0 | 0 | 0 | 0 | 0 | 0
CSAPR- SO2 Annual- AL | 267 | 6370 | Rate Constraint in MTons | FALSE | L | Annual | Allowances Withdrawn (1:1) | Thousand Tons | 0 | 0 | 0 | 0 | 0 | 0 | 0
CSAPR- SO2 Annual- AL | 267 | 6370 | Rate Constraint in MTons | FALSE | L | Annual | Allowances Withdrawn (n:1) | Thousand Tons | 0 | 0 | 0 | 0 | 0 | 0 | 0
CSAPR- SO2 Annual- AL | 267 | 6370 | Rate Constraint in MTons | FALSE | L | Annual | Net Emissions Allowance Position | Thousand Tons | 0 | 37.7065 | 39.0142 | 39.8244 | 38.3488 | 38.2441 | 32.6954
CSAPR- SO2 Annual- AL | 267 | 6370 | Rate Constraint in MTons | FALSE | L | Annual | Fuel Consumed | TBtu | 0 | 827.7008 | 722.5775 | 700.889 | 690.8904 | 758.0393 | 821.6474
CSAPR- SO2 Annual- AL | 267 | 6370 | Rate Constraint in MTons | FALSE | L | Annual | Rate | lb/MMBtu | 0 | 0.091111 | 0.10799 | 0.11364 | 0.11101 | 0.1009 | 0.079585
CSAPR- SO2 Annual- AL | 267 | 6370 | Rate Constraint in MTons | FALSE | L | Annual | Generation | TWh | 0 | 97.1082 | 83.4542 | 81.0305 | 80.5947 | 92.4462 | 103.5381
CSAPR- SO2 Annual- AL | 267 | 6370 | Rate Constraint in MTons | FALSE | L | Annual | Qualifying Generation | TWh | 0 | 97.1082 | 83.4542 | 81.0305 | 80.5947 | 92.4462 | 103.5381
CSAPR- SO2 Annual- AL | 267 | 6370 | Rate Constraint in MTons | FALSE | L | Annual | Rate | lb/MWh | 0 | 0.38829 | 0.46749 | 0.49147 | 0.47582 | 0.41369 | 0.31578
CSAPR- SO2 Annual- AL | 267 | 6370 | Rate Constraint in MTons | FALSE | L | Annual | Constraint Shadow Price | US2011$/Ton | 0 | 0 | 0 | 0 | 0 | 0 | 0
CSAPR- SO2 Annual- GA | 268 | 6371 | Rate Constraint in MTons | FALSE | L | Annual | Seasons Included | Seasons |  | Winter, Summer | Winter, Summer | Winter, Summer | Winter, Summer | Winter, Summer | Winter, Summer
CSAPR- SO2 Annual- GA | 268 | 6371 | Rate Constraint in MTons | FALSE | L | Annual | Standard | Thousand Tons | 0 | 159.9667 | 159.9667 | 159.9667 | 159.9667 | 159.9667 | 159.9667
CSAPR- SO2 Annual- GA | 268 | 6371 | Rate Constraint in MTons | FALSE | L | Annual | Standard SO2 | Thousand Tons | 0 | 159.9667 | 159.9667 | 159.9667 | 159.9667 | 159.9667 | 159.9667
CSAPR- SO2 Annual- GA | 268 | 6371 | Rate Constraint in MTons | FALSE | L | Annual | Emissions at Affected Plants SO2 | Thousand Tons | 0 | 16.723 | 18.5668 | 19.0716 | 17.179 | 16.2697 | 16.0712
CSAPR- SO2 Annual- GA | 268 | 6371 | Rate Constraint in MTons | FALSE | L | Annual | Allowances Purchased SO2 | Thousand Tons | 0 | 0 | 0 | 0 | 0 | 0 | 0
CSAPR- SO2 Annual- GA | 268 | 6371 | Rate Constraint in MTons | FALSE | L | Annual | Allowances Sold SO2 | Thousand Tons | 0 | 0 | 0 | 0 | 0 | 0 | 0
CSAPR- SO2 Annual- GA | 268 | 6371 | Rate Constraint in MTons | FALSE | L | Annual | Allowances Banked | Thousand Tons | 0 | 0 | 0 | 0 | 0 | 0 | 0
CSAPR- SO2 Annual- GA | 268 | 6371 | Rate Constraint in MTons | FALSE | L | Annual | Allowances Withdrawn (1:1) | Thousand Tons | 0 | 0 | 0 | 0 | 0 | 0 | 0
CSAPR- SO2 Annual- GA | 268 | 6371 | Rate Constraint in MTons | FALSE | L | Annual | Allowances Withdrawn (n:1) | Thousand Tons | 0 | 0 | 0 | 0 | 0 | 0 | 0
CSAPR- SO2 Annual- GA | 268 | 6371 | Rate Constraint in MTons | FALSE | L | Annual | Net Emissions Allowance Position | Thousand Tons | 0 | 16.723 | 18.5668 | 19.0716 | 17.179 | 16.2697 | 16.0712
CSAPR- SO2 Annual- GA | 268 | 6371 | Rate Constraint in MTons | FALSE | L | Annual | Fuel Consumed | TBtu | 0 | 761.1836 | 746.9106 | 750.377 | 681.9568 | 746.4639 | 919.6562
CSAPR- SO2 Annual- GA | 268 | 6371 | Rate Constraint in MTons | FALSE | L | Annual | Rate | lb/MMBtu | 0 | 0.043939 | 0.049716 | 0.050832 | 0.050382 | 0.043591 | 0.03495
CSAPR- SO2 Annual- GA | 268 | 6371 | Rate Constraint in MTons | FALSE | L | Annual | Generation | TWh | 0 | 92.5795 | 89.8852 | 89.8893 | 83.1697 | 94.3939 | 121.5989
CSAPR- SO2 Annual- GA | 268 | 6371 | Rate Constraint in MTons | FALSE | L | Annual | Qualifying Generation | TWh | 0 | 92.5795 | 89.8852 | 89.8893 | 83.1697 | 94.3939 | 121.5989
CSAPR- SO2 Annual- GA | 268 | 6371 | Rate Constraint in MTons | FALSE | L | Annual | Rate | lb/MWh | 0 | 0.18063 | 0.20656 | 0.21217 | 0.20655 | 0.17236 | 0.13217
CSAPR- SO2 Annual- GA | 268 | 6371 | Rate Constraint in MTons | FALSE | L | Annual | Constraint Shadow Price | US2011$/Ton | 0 | 0 | 0 | 0 | 0 | 0 | 0
CSAPR- SO2 Annual- IA | 269 | 6374 | Rate Constraint in MTons | FALSE | L | Annual | Seasons Included | Seasons |  | Winter, Summer | Winter, Summer | Winter, Summer | Winter, Summer | Winter, Summer | Winter, Summer
CSAPR- SO2 Annual- IA | 269 | 6374 | Rate Constraint in MTons | FALSE | L | Annual | Standard | Thousand Tons | 0 | 88.7171 | 88.7171 | 88.7171 | 88.7171 | 88.7171 | 88.7171
CSAPR- SO2 Annual- IA | 269 | 6374 | Rate Constraint in MTons | FALSE | L | Annual | Standard SO2 | Thousand Tons | 0 | 88.7171 | 88.7171 | 88.7171 | 88.7171 | 88.7171 | 88.7171
CSAPR- SO2 Annual- IA | 269 | 6374 | Rate Constraint in MTons | FALSE | L | Annual | Emissions at Affected Plants SO2 | Thousand Tons | 0 | 10.7828 | 10.7793 | 11.6091 | 11.9025 | 11.9025 | 11.8134
CSAPR- SO2 Annual- IA | 269 | 6374 | Rate Constraint in MTons | FALSE | L | Annual | Allowances Purchased SO2 | Thousand Tons | 0 | 0 | 0 | 0 | 0 | 0 | 0
CSAPR- SO2 Annual- IA | 269 | 6374 | Rate Constraint in MTons | FALSE | L | Annual | Allowances Sold SO2 | Thousand Tons | 0 | 0 | 0 | 0 | 0 | 0 | 0
CSAPR- SO2 Annual- IA | 269 | 6374 | Rate Constraint in MTons | FALSE | L | Annual | Allowances Banked | Thousand Tons | 0 | 0 | 0 | 0 | 0 | 0 | 0
CSAPR- SO2 Annual- IA | 269 | 6374 | Rate Constraint in MTons | FALSE | L | Annual | Allowances Withdrawn (1:1) | Thousand Tons | 0 | 0 | 0 | 0 | 0 | 0 | 0
CSAPR- SO2 Annual- IA | 269 | 6374 | Rate Constraint in MTons | FALSE | L | Annual | Allowances Withdrawn (n:1) | Thousand Tons | 0 | 0 | 0 | 0 | 0 | 0 | 0
CSAPR- SO2 Annual- IA | 269 | 6374 | Rate Constraint in MTons | FALSE | L | Annual | Net Emissions Allowance Position | Thousand Tons | 0 | 10.7828 | 10.7793 | 11.6091 | 11.9025 | 11.9025 | 11.8134
CSAPR- SO2 Annual- IA | 269 | 6374 | Rate Constraint in MTons | FALSE | L | Annual | Fuel Consumed | TBtu | 0 | 305.4452 | 303.7503 | 303.0168 | 298.9247 | 336.5003 | 367.5794
CSAPR- SO2 Annual- IA | 269 | 6374 | Rate Constraint in MTons | FALSE | L | Annual | Rate | lb/MMBtu | 0 | 0.070604 | 0.070975 | 0.076624 | 0.079635 | 0.070743 | 0.064277
CSAPR- SO2 Annual- IA | 269 | 6374 | Rate Constraint in MTons | FALSE | L | Annual | Generation | TWh | 0 | 32.0028 | 31.7836 | 31.6854 | 31.1441 | 36.7169 | 41.7757
CSAPR- SO2 Annual- IA | 269 | 6374 | Rate Constraint in MTons | FALSE | L | Annual | Qualifying Generation | TWh | 0 | 32.0028 | 31.7836 | 31.6854 | 31.1441 | 36.7169 | 41.7757
CSAPR- SO2 Annual- IA | 269 | 6374 | Rate Constraint in MTons | FALSE | L | Annual | Rate | lb/MWh | 0 | 0.33693 | 0.33915 | 0.36639 | 0.38217 | 0.32417 | 0.28278
CSAPR- SO2 Annual- IA | 269 | 6374 | Rate Constraint in MTons | FALSE | L | Annual | Constraint Shadow Price | US2011$/Ton | 0 | 0 | 0 | 0 | 0 | 0 | 0
CSAPR- SO2 Annual- IL | 270 | 6372 | Rate Constraint in MTons | FALSE | L | Annual | Seasons Included | Seasons |  | Winter, Summer | Winter, Summer | Winter, Summer | Winter, Summer | Winter, Summer | Winter, Summer
CSAPR- SO2 Annual- IL | 270 | 6372 | Rate Constraint in MTons | FALSE | L | Annual | Standard | Thousand Tons | 0 | 146.4651 | 146.4651 | 146.4651 | 146.4651 | 146.4651 | 146.4651
CSAPR- SO2 Annual- IL | 270 | 6372 | Rate Constraint in MTons | FALSE | L | Annual | Standard SO2 | Thousand Tons | 0 | 146.4651 | 146.4651 | 146.4651 | 146.4651 | 146.4651 | 146.4651
CSAPR- SO2 Annual- IL | 270 | 6372 | Rate Constraint in MTons | FALSE | L | Annual | Emissions at Affected Plants SO2 | Thousand Tons | 0 | 36.2443 | 35.621 | 35.4144 | 33.813 | 33.7423 | 33.2823
CSAPR- SO2 Annual- IL | 270 | 6372 | Rate Constraint in MTons | FALSE | L | Annual | Allowances Purchased SO2 | Thousand Tons | 0 | 0 | 0 | 0 | 0 | 0 | 0
CSAPR- SO2 Annual- IL | 270 | 6372 | Rate Constraint in MTons | FALSE | L | Annual | Allowances Sold SO2 | Thousand Tons | 0 | 0 | 0 | 0 | 0 | 0 | 0
CSAPR- SO2 Annual- IL | 270 | 6372 | Rate Constraint in MTons | FALSE | L | Annual | Allowances Banked | Thousand Tons | 0 | 0 | 0 | 0 | 0 | 0 | 0
CSAPR- SO2 Annual- IL | 270 | 6372 | Rate Constraint in MTons | FALSE | L | Annual | Allowances Withdrawn (1:1) | Thousand Tons | 0 | 0 | 0 | 0 | 0 | 0 | 0
CSAPR- SO2 Annual- IL | 270 | 6372 | Rate Constraint in MTons | FALSE | L | Annual | Allowances Withdrawn (n:1) | Thousand Tons | 0 | 0 | 0 | 0 | 0 | 0 | 0
CSAPR- SO2 Annual- IL | 270 | 6372 | Rate Constraint in MTons | FALSE | L | Annual | Net Emissions Allowance Position | Thousand Tons | 0 | 36.2443 | 35.621 | 35.4144 | 33.813 | 33.7423 | 33.2823
CSAPR- SO2 Annual- IL | 270 | 6372 | Rate Constraint in MTons | FALSE | L | Annual | Fuel Consumed | TBtu | 0 | 752.9514 | 751.857 | 745.8745 | 668.0629 | 687.3505 | 959.8263
CSAPR- SO2 Annual- IL | 270 | 6372 | Rate Constraint in MTons | FALSE | L | Annual | Rate | lb/MMBtu | 0 | 0.096273 | 0.094755 | 0.094961 | 0.10123 | 0.098181 | 0.069351
CSAPR- SO2 Annual- IL | 270 | 6372 | Rate Constraint in MTons | FALSE | L | Annual | Generation | TWh | 0 | 77.7789 | 77.0834 | 76.4402 | 69.0307 | 71.3198 | 114.4308
CSAPR- SO2 Annual- IL | 270 | 6372 | Rate Constraint in MTons | FALSE | L | Annual | Qualifying Generation | TWh | 0 | 77.7789 | 77.0834 | 76.4402 | 69.0307 | 71.3198 | 114.4308
CSAPR- SO2 Annual- IL | 270 | 6372 | Rate Constraint in MTons | FALSE | L | Annual | Rate | lb/MWh | 0 | 0.46599 | 0.46211 | 0.4633 | 0.48983 | 0.47311 | 0.29085
CSAPR- SO2 Annual- IL | 270 | 6372 | Rate Constraint in MTons | FALSE | L | Annual | Constraint Shadow Price | US2011$/Ton | 0 | 0 | 0 | 0 | 0 | 0 | 0
CSAPR- SO2 Annual- IN | 271 | 6373 | Rate Constraint in MTons | FALSE | L | Annual | Seasons Included | Seasons |  | Winter, Summer | Winter, Summer | Winter, Summer | Winter, Summer | Winter, Summer | Winter, Summer
CSAPR- SO2 Annual- IN | 271 | 6373 | Rate Constraint in MTons | FALSE | L | Annual | Standard | Thousand Tons | 0 | 196.4098 | 196.4098 | 196.4098 | 196.4098 | 196.4098 | 196.4098
CSAPR- SO2 Annual- IN | 271 | 6373 | Rate Constraint in MTons | FALSE | L | Annual | Standard SO2 | Thousand Tons | 0 | 196.4098 | 196.4098 | 196.4098 | 196.4098 | 196.4098 | 196.4098
CSAPR- SO2 Annual- IN | 271 | 6373 | Rate Constraint in MTons | FALSE | L | Annual | Emissions at Affected Plants SO2 | Thousand Tons | 0 | 115.2729 | 120.4654 | 116.7233 | 104.2846 | 104.03 | 95.4238
CSAPR- SO2 Annual- IN | 271 | 6373 | Rate Constraint in MTons | FALSE | L | Annual | Allowances Purchased SO2 | Thousand Tons | 0 | 0 | 0 | 0 | 0 | 0 | 0
CSAPR- SO2 Annual- IN | 271 | 6373 | Rate Constraint in MTons | FALSE | L | Annual | Allowances Sold SO2 | Thousand Tons | 0 | 0 | 0 | 0 | 0 | 0 | 0
CSAPR- SO2 Annual- IN | 271 | 6373 | Rate Constraint in MTons | FALSE | L | Annual | Allowances Banked | Thousand Tons | 0 | 0 | 0 | 0 | 0 | 0 | 0
CSAPR- SO2 Annual- IN | 271 | 6373 | Rate Constraint in MTons | FALSE | L | Annual | Allowances Withdrawn (1:1) | Thousand Tons | 0 | 0 | 0 | 0 | 0 | 0 | 0
CSAPR- SO2 Annual- IN | 271 | 6373 | Rate Constraint in MTons | FALSE | L | Annual | Allowances Withdrawn (n:1) | Thousand Tons | 0 | 0 | 0 | 0 | 0 | 0 | 0
CSAPR- SO2 Annual- IN | 271 | 6373 | Rate Constraint in MTons | FALSE | L | Annual | Net Emissions Allowance Position | Thousand Tons | 0 | 115.2729 | 120.4654 | 116.7233 | 104.2846 | 104.03 | 95.4238
CSAPR- SO2 Annual- IN | 271 | 6373 | Rate Constraint in MTons | FALSE | L | Annual | Fuel Consumed | TBtu | 0 | 1037.2729 | 1058.1631 | 1046.5764 | 914.2941 | 959.1743 | 1006.5761
CSAPR- SO2 Annual- IN | 271 | 6373 | Rate Constraint in MTons | FALSE | L | Annual | Rate | lb/MMBtu | 0 | 0.22226 | 0.22769 | 0.22306 | 0.22812 | 0.21692 | 0.1896
CSAPR- SO2 Annual- IN | 271 | 6373 | Rate Constraint in MTons | FALSE | L | Annual | Generation | TWh | 0 | 102.7422 | 104.6535 | 103.5484 | 90.5436 | 97.3875 | 107.4193
CSAPR- SO2 Annual- IN | 271 | 6373 | Rate Constraint in MTons | FALSE | L | Annual | Qualifying Generation | TWh | 0 | 102.7422 | 104.6535 | 103.5484 | 90.5436 | 97.3875 | 107.4193
CSAPR- SO2 Annual- IN | 271 | 6373 | Rate Constraint in MTons | FALSE | L | Annual | Rate | lb/MWh | 0 | 1.122 | 1.1511 | 1.1272 | 1.1518 | 1.0682 | 0.88833
CSAPR- SO2 Annual- IN | 271 | 6373 | Rate Constraint in MTons | FALSE | L | Annual | Constraint Shadow Price | US2011$/Ton | 0 | 0 | 0 | 0 | 0 | 0 | 0
CSAPR- SO2 Annual- KS | 272 | 6375 | Rate Constraint in MTons | FALSE | L | Annual | Seasons Included | Seasons |  | Winter, Summer | Winter, Summer | Winter, Summer | Winter, Summer | Winter, Summer | Winter, Summer
CSAPR- SO2 Annual- KS | 272 | 6375 | Rate Constraint in MTons | FALSE | L | Annual | Standard | Thousand Tons | 0 | 49.5364 | 49.5364 | 49.5364 | 49.5364 | 49.5364 | 49.5364
CSAPR- SO2 Annual- KS | 272 | 6375 | Rate Constraint in MTons | FALSE | L | Annual | Standard SO2 | Thousand Tons | 0 | 49.5364 | 49.5364 | 49.5364 | 49.5364 | 49.5364 | 49.5364
CSAPR- SO2 Annual- KS | 272 | 6375 | Rate Constraint in MTons | FALSE | L | Annual | Emissions at Affected Plants SO2 | Thousand Tons | 0 | 13.9871 | 14.0293 | 14.0363 | 14.0363 | 14.0363 | 14.0296
CSAPR- SO2 Annual- KS | 272 | 6375 | Rate Constraint in MTons | FALSE | L | Annual | Allowances Purchased SO2 | Thousand Tons | 0 | 0 | 0 | 0 | 0 | 0 | 0
CSAPR- SO2 Annual- KS | 272 | 6375 | Rate Constraint in MTons | FALSE | L | Annual | Allowances Sold SO2 | Thousand Tons | 0 | 0 | 0 | 0 | 0 | 0 | 0
CSAPR- SO2 Annual- KS | 272 | 6375 | Rate Constraint in MTons | FALSE | L | Annual | Allowances Banked | Thousand Tons | 0 | 0 | 0 | 0 | 0 | 0 | 0
CSAPR- SO2 Annual- KS | 272 | 6375 | Rate Constraint in MTons | FALSE | L | Annual | Allowances Withdrawn (1:1) | Thousand Tons | 0 | 0 | 0 | 0 | 0 | 0 | 0
CSAPR- SO2 Annual- KS | 272 | 6375 | Rate Constraint in MTons | FALSE | L | Annual | Allowances Withdrawn (n:1) | Thousand Tons | 0 | 0 | 0 | 0 | 0 | 0 | 0
CSAPR- SO2 Annual- KS | 272 | 6375 | Rate Constraint in MTons | FALSE | L | Annual | Net Emissions Allowance Position | Thousand Tons | 0 | 13.9871 | 14.0293 | 14.0363 | 14.0363 | 14.0363 | 14.0296
CSAPR- SO2 Annual- KS | 272 | 6375 | Rate Constraint in MTons | FALSE | L | Annual | Fuel Consumed | TBtu | 0 | 404.4908 | 403.7611 | 398.9807 | 394.3886 | 395.3829 | 398.0004
CSAPR- SO2 Annual- KS | 272 | 6375 | Rate Constraint in MTons | FALSE | L | Annual | Rate | lb/MMBtu | 0 | 0.069159 | 0.069493 | 0.070361 | 0.07118 | 0.071001 | 0.0705
CSAPR- SO2 Annual- KS | 272 | 6375 | Rate Constraint in MTons | FALSE | L | Annual | Generation | TWh | 0 | 37.7655 | 37.7141 | 37.3215 | 36.9355 | 37.0695 | 37.3975
CSAPR- SO2 Annual- KS | 272 | 6375 | Rate Constraint in MTons | FALSE | L | Annual | Qualifying Generation | TWh | 0 | 37.7655 | 37.7141 | 37.3215 | 36.9355 | 37.0695 | 37.3975
CSAPR- SO2 Annual- KS | 272 | 6375 | Rate Constraint in MTons | FALSE | L | Annual | Rate | lb/MWh | 0 | 0.37037 | 0.37199 | 0.37609 | 0.38002 | 0.37865 | 0.37515
CSAPR- SO2 Annual- KS | 272 | 6375 | Rate Constraint in MTons | FALSE | L | Annual | Constraint Shadow Price | US2011$/Ton | 0 | 0 | 0 | 0 | 0 | 0 | 0
CSAPR- SO2 Annual- KY | 273 | 6376 | Rate Constraint in MTons | FALSE | L | Annual | Seasons Included | Seasons |  | Winter, Summer | Winter, Summer | Winter, Summer | Winter, Summer | Winter, Summer | Winter, Summer
CSAPR- SO2 Annual- KY | 273 | 6376 | Rate Constraint in MTons | FALSE | L | Annual | Standard | Thousand Tons | 0 | 125.4151 | 125.4151 | 125.4151 | 125.4151 | 125.4151 | 125.4151
CSAPR- SO2 Annual- KY | 273 | 6376 | Rate Constraint in MTons | FALSE | L | Annual | Standard SO2 | Thousand Tons | 0 | 125.4151 | 125.4151 | 125.4151 | 125.4151 | 125.4151 | 125.4151
CSAPR- SO2 Annual- KY | 273 | 6376 | Rate Constraint in MTons | FALSE | L | Annual | Emissions at Affected Plants SO2 | Thousand Tons | 0 | 72.5035 | 80.2582 | 80.9767 | 80.9301 | 78.4944 | 75.74
CSAPR- SO2 Annual- KY | 273 | 6376 | Rate Constraint in MTons | FALSE | L | Annual | Allowances Purchased SO2 | Thousand Tons | 0 | 0 | 0 | 0 | 0 | 0 | 0
CSAPR- SO2 Annual- KY | 273 | 6376 | Rate Constraint in MTons | FALSE | L | Annual | Allowances Sold SO2 | Thousand Tons | 0 | 0 | 0 | 0 | 0 | 0 | 0
CSAPR- SO2 Annual- KY | 273 | 6376 | Rate Constraint in MTons | FALSE | L | Annual | Allowances Banked | Thousand Tons | 0 | 0 | 0 | 0 | 0 | 0 | 0
CSAPR- SO2 Annual- KY | 273 | 6376 | Rate Constraint in MTons | FALSE | L | Annual | Allowances Withdrawn (1:1) | Thousand Tons | 0 | 0 | 0 | 0 | 0 | 0 | 0
CSAPR- SO2 Annual- KY | 273 | 6376 | Rate Constraint in MTons | FALSE | L | Annual | Allowances Withdrawn (n:1) | Thousand Tons | 0 | 0 | 0 | 0 | 0 | 0 | 0
CSAPR- SO2 Annual- KY | 273 | 6376 | Rate Constraint in MTons | FALSE | L | Annual | Net Emissions Allowance Position | Thousand Tons | 0 | 72.5035 | 80.2582 | 80.9767 | 80.9301 | 78.4944 | 75.74
CSAPR- SO2 Annual- KY | 273 | 6376 | Rate Constraint in MTons | FALSE | L | Annual | Fuel Consumed | TBtu | 0 | 592.3577 | 622.9345 | 626.6287 | 626.2505 | 681.9557 | 703.5255
CSAPR- SO2 Annual- KY | 273 | 6376 | Rate Constraint in MTons | FALSE | L | Annual | Rate | lb/MMBtu | 0 | 0.2448 | 0.25768 | 0.25845 | 0.25846 | 0.2302 | 0.21532
CSAPR- SO2 Annual- KY | 273 | 6376 | Rate Constraint in MTons | FALSE | L | Annual | Generation | TWh | 0 | 58.0943 | 60.4343 | 61.1916 | 62.3475 | 71.4917 | 76.204
CSAPR- SO2 Annual- KY | 273 | 6376 | Rate Constraint in MTons | FALSE | L | Annual | Qualifying Generation | TWh | 0 | 58.0943 | 60.4343 | 61.1916 | 62.3475 | 71.4917 | 76.204
CSAPR- SO2 Annual- KY | 273 | 6376 | Rate Constraint in MTons | FALSE | L | Annual | Rate | lb/MWh | 0 | 1.248 | 1.328 | 1.3233 | 1.298 | 1.098 | 0.99391
CSAPR- SO2 Annual- KY | 273 | 6376 | Rate Constraint in MTons | FALSE | L | Annual | Constraint Shadow Price | US2011$/Ton | 0 | 0 | 0 | 0 | 0 | 0 | 0
CSAPR- SO2 Annual- MD | 274 | 6377 | Rate Constraint in MTons | FALSE | L | Annual | Seasons Included | Seasons |  | Winter, Summer | Winter, Summer | Winter, Summer | Winter, Summer | Winter, Summer | Winter, Summer
CSAPR- SO2 Annual- MD | 274 | 6377 | Rate Constraint in MTons | FALSE | L | Annual | Standard | Thousand Tons | 0 | 33.2795 | 33.2795 | 33.2795 | 33.2795 | 33.2795 | 33.2795
CSAPR- SO2 Annual- MD | 274 | 6377 | Rate Constraint in MTons | FALSE | L | Annual | Standard SO2 | Thousand Tons | 0 | 33.2795 | 33.2795 | 33.2795 | 33.2795 | 33.2795 | 33.2795
CSAPR- SO2 Annual- MD | 274 | 6377 | Rate Constraint in MTons | FALSE | L | Annual | Emissions at Affected Plants SO2 | Thousand Tons | 0 | 3.7892 | 4.3747 | 3.3149 | 1.9869 | 2.3232 | 0.80568
CSAPR- SO2 Annual- MD | 274 | 6377 | Rate Constraint in MTons | FALSE | L | Annual | Allowances Purchased SO2 | Thousand Tons | 0 | 0 | 0 | 0 | 0 | 0 | 0
CSAPR- SO2 Annual- MD | 274 | 6377 | Rate Constraint in MTons | FALSE | L | Annual | Allowances Sold SO2 | Thousand Tons | 0 | 0 | 0 | 0 | 0 | 0 | 0
CSAPR- SO2 Annual- MD | 274 | 6377 | Rate Constraint in MTons | FALSE | L | Annual | Allowances Banked | Thousand Tons | 0 | 0 | 0 | 0 | 0 | 0 | 0
CSAPR- SO2 Annual- MD | 274 | 6377 | Rate Constraint in MTons | FALSE | L | Annual | Allowances Withdrawn (1:1) | Thousand Tons | 0 | 0 | 0 | 0 | 0 | 0 | 0
CSAPR- SO2 Annual- MD | 274 | 6377 | Rate Constraint in MTons | FALSE | L | Annual | Allowances Withdrawn (n:1) | Thousand Tons | 0 | 0 | 0 | 0 | 0 | 0 | 0
CSAPR- SO2 Annual- MD | 274 | 6377 | Rate Constraint in MTons | FALSE | L | Annual | Net Emissions Allowance Position | Thousand Tons | 0 | 3.7892 | 4.3747 | 3.3149 | 1.9869 | 2.3232 | 0.80568
CSAPR- SO2 Annual- MD | 274 | 6377 | Rate Constraint in MTons | FALSE | L | Annual | Fuel Consumed | TBtu | 0 | 196.5042 | 211.4806 | 181.1807 | 135.7446 | 153.9613 | 149.7266
CSAPR- SO2 Annual- MD | 274 | 6377 | Rate Constraint in MTons | FALSE | L | Annual | Rate | lb/MMBtu | 0 | 0.038566 | 0.041372 | 0.036592 | 0.029274 | 0.030179 | 0.010762
CSAPR- SO2 Annual- MD | 274 | 6377 | Rate Constraint in MTons | FALSE | L | Annual | Generation | TWh | 0 | 22.9658 | 24.4937 | 21.5537 | 17.2224 | 20.135 | 21.0573
CSAPR- SO2 Annual- MD | 274 | 6377 | Rate Constraint in MTons | FALSE | L | Annual | Qualifying Generation | TWh | 0 | 22.9658 | 24.4937 | 21.5537 | 17.2224 | 20.135 | 21.0573
CSAPR- SO2 Annual- MD | 274 | 6377 | Rate Constraint in MTons | FALSE | L | Annual | Rate | lb/MWh | 0 | 0.16499 | 0.1786 | 0.1538 | 0.11537 | 0.11538 | 0.038261
CSAPR- SO2 Annual- MD | 274 | 6377 | Rate Constraint in MTons | FALSE | L | Annual | Constraint Shadow Price | US2011$/Ton | 0 | 0 | 0 | 0 | 0 | 0 | 0
CSAPR- SO2 Annual- MI | 275 | 6378 | Rate Constraint in MTons | FALSE | L | Annual | Seasons Included | Seasons |  | Winter, Summer | Winter, Summer | Winter, Summer | Winter, Summer | Winter, Summer | Winter, Summer
CSAPR- SO2 Annual- MI | 275 | 6378 | Rate Constraint in MTons | FALSE | L | Annual | Standard | Thousand Tons | 0 | 169.9141 | 169.9141 | 169.9141 | 169.9141 | 169.9141 | 169.9141
CSAPR- SO2 Annual- MI | 275 | 6378 | Rate Constraint in MTons | FALSE | L | Annual | Standard SO2 | Thousand Tons | 0 | 169.9141 | 169.9141 | 169.9141 | 169.9141 | 169.9141 | 169.9141
CSAPR- SO2 Annual- MI | 275 | 6378 | Rate Constraint in MTons | FALSE | L | Annual | Emissions at Affected Plants SO2 | Thousand Tons | 0 | 61.8517 | 66.6871 | 66.5661 | 61.1868 | 50.7411 | 45.1614
CSAPR- SO2 Annual- MI | 275 | 6378 | Rate Constraint in MTons | FALSE | L | Annual | Allowances Purchased SO2 | Thousand Tons | 0 | 0 | 0 | 0 | 0 | 0 | 0
CSAPR- SO2 Annual- MI | 275 | 6378 | Rate Constraint in MTons | FALSE | L | Annual | Allowances Sold SO2 | Thousand Tons | 0 | 0 | 0 | 0 | 0 | 0 | 0
CSAPR- SO2 Annual- MI | 275 | 6378 | Rate Constraint in MTons | FALSE | L | Annual | Allowances Banked | Thousand Tons | 0 | 0 | 0 | 0 | 0 | 0 | 0
CSAPR- SO2 Annual- MI | 275 | 6378 | Rate Constraint in MTons | FALSE | L | Annual | Allowances Withdrawn (1:1) | Thousand Tons | 0 | 0 | 0 | 0 | 0 | 0 | 0
CSAPR- SO2 Annual- MI | 275 | 6378 | Rate Constraint in MTons | FALSE | L | Annual | Allowances Withdrawn (n:1) | Thousand Tons | 0 | 0 | 0 | 0 | 0 | 0 | 0
CSAPR- SO2 Annual- MI | 275 | 6378 | Rate Constraint in MTons | FALSE | L | Annual | Net Emissions Allowance Position | Thousand Tons | 0 | 61.8517 | 66.6871 | 66.5661 | 61.1868 | 50.7411 | 45.1614
CSAPR- SO2 Annual- MI | 275 | 6378 | Rate Constraint in MTons | FALSE | L | Annual | Fuel Consumed | TBtu | 0 | 618.0027 | 608.5578 | 600.7646 | 538.4511 | 626.9937 | 715.743
CSAPR- SO2 Annual- MI | 275 | 6378 | Rate Constraint in MTons | FALSE | L | Annual | Rate | lb/MMBtu | 0 | 0.20017 | 0.21916 | 0.2216 | 0.22727 | 0.16186 | 0.12619
CSAPR- SO2 Annual- MI | 275 | 6378 | Rate Constraint in MTons | FALSE | L | Annual | Generation | TWh | 0 | 71.5903 | 69.6986 | 69.5167 | 62.1438 | 78.4101 | 93.5092
CSAPR- SO2 Annual- MI | 275 | 6378 | Rate Constraint in MTons | FALSE | L | Annual | Qualifying Generation | TWh | 0 | 71.5903 | 69.6986 | 69.5167 | 62.1438 | 78.4101 | 93.5092
CSAPR- SO2 Annual- MI | 275 | 6378 | Rate Constraint in MTons | FALSE | L | Annual | Rate | lb/MWh | 0 | 0.86397 | 0.95679 | 0.95756 | 0.9846 | 0.64712 | 0.48296
CSAPR- SO2 Annual- MI | 275 | 6378 | Rate Constraint in MTons | FALSE | L | Annual | Constraint Shadow Price | US2011$/Ton | 0 | 0 | 0 | 0 | 0 | 0 | 0
CSAPR- SO2 Annual- MN | 276 | 6379 | Rate Constraint in MTons | FALSE | L | Annual | Seasons Included | Seasons |  | Winter, Summer | Winter, Summer | Winter, Summer | Winter, Summer | Winter, Summer | Winter, Summer
CSAPR- SO2 Annual- MN | 276 | 6379 | Rate Constraint in MTons | FALSE | L | Annual | Standard | Thousand Tons | 0 | 49.5376 | 49.5376 | 49.5376 | 49.5376 | 49.5376 | 49.5376
CSAPR- SO2 Annual- MN | 276 | 6379 | Rate Constraint in MTons | FALSE | L | Annual | Standard SO2 | Thousand Tons | 0 | 49.5376 | 49.5376 | 49.5376 | 49.5376 | 49.5376 | 49.5376
CSAPR- SO2 Annual- MN | 276 | 6379 | Rate Constraint in MTons | FALSE | L | Annual | Emissions at Affected Plants SO2 | Thousand Tons | 0 | 10.8054 | 10.7801 | 10.7825 | 10.7825 | 10.8724 | 10.7559
CSAPR- SO2 Annual- MN | 276 | 6379 | Rate Constraint in MTons | FALSE | L | Annual | Allowances Purchased SO2 | Thousand Tons | 0 | 0 | 0 | 0 | 0 | 0 | 0
CSAPR- SO2 Annual- MN | 276 | 6379 | Rate Constraint in MTons | FALSE | L | Annual | Allowances Sold SO2 | Thousand Tons | 0 | 0 | 0 | 0 | 0 | 0 | 0
CSAPR- SO2 Annual- MN | 276 | 6379 | Rate Constraint in MTons | FALSE | L | Annual | Allowances Banked | Thousand Tons | 0 | 0 | 0 | 0 | 0 | 0 | 0
CSAPR- SO2 Annual- MN | 276 | 6379 | Rate Constraint in MTons | FALSE | L | Annual | Allowances Withdrawn (1:1) | Thousand Tons | 0 | 0 | 0 | 0 | 0 | 0 | 0
CSAPR- SO2 Annual- MN | 276 | 6379 | Rate Constraint in MTons | FALSE | L | Annual | Allowances Withdrawn (n:1) | Thousand Tons | 0 | 0 | 0 | 0 | 0 | 0 | 0
CSAPR- SO2 Annual- MN | 276 | 6379 | Rate Constraint in MTons | FALSE | L | Annual | Net Emissions Allowance Position | Thousand Tons | 0 | 10.8054 | 10.7801 | 10.7825 | 10.7825 | 10.8724 | 10.7559
CSAPR- SO2 Annual- MN | 276 | 6379 | Rate Constraint in MTons | FALSE | L | Annual | Fuel Consumed | TBtu | 0 | 318.1585 | 303.4033 | 304.3623 | 297.0343 | 352.2046 | 370.6297
CSAPR- SO2 Annual- MN | 276 | 6379 | Rate Constraint in MTons | FALSE | L | Annual | Rate | lb/MMBtu | 0 | 0.067925 | 0.071061 | 0.070853 | 0.072601 | 0.061739 | 0.058041
CSAPR- SO2 Annual- MN | 276 | 6379 | Rate Constraint in MTons | FALSE | L | Annual | Generation | TWh | 0 | 32.4788 | 30.4442 | 30.5605 | 29.4666 | 37.5452 | 40.4667
CSAPR- SO2 Annual- MN | 276 | 6379 | Rate Constraint in MTons | FALSE | L | Annual | Qualifying Generation | TWh | 0 | 32.4788 | 30.4442 | 30.5605 | 29.4666 | 37.5452 | 40.4667
CSAPR- SO2 Annual- MN | 276 | 6379 | Rate Constraint in MTons | FALSE | L | Annual | Rate | lb/MWh | 0 | 0.33269 | 0.35409 | 0.35283 | 0.36592 | 0.28958 | 0.2658
CSAPR- SO2 Annual- MN | 276 | 6379 | Rate Constraint in MTons | FALSE | L | Annual | Constraint Shadow Price | US2011$/Ton | 0 | 0 | 0 | 0 | 0 | 0 | 0
CSAPR- SO2 Annual- MO | 277 | 6380 | Rate Constraint in MTons | FALSE | L | Annual | Seasons Included | Seasons |  | Winter, Summer | Winter, Summer | Winter, Summer | Winter, Summer | Winter, Summer | Winter, Summer
CSAPR- SO2 Annual- MO | 277 | 6380 | Rate Constraint in MTons | FALSE | L | Annual | Standard | Thousand Tons | 0 | 195.8104 | 195.8104 | 195.8104 | 195.8104 | 195.8104 | 195.8104
CSAPR- SO2 Annual- MO | 277 | 6380 | Rate Constraint in MTons | FALSE | L | Annual | Standard SO2 | Thousand Tons | 0 | 195.8104 | 195.8104 | 195.8104 | 195.8104 | 195.8104 | 195.8104
CSAPR- SO2 Annual- MO | 277 | 6380 | Rate Constraint in MTons | FALSE | L | Annual | Emissions at Affected Plants SO2 | Thousand Tons | 0 | 56.8378 | 57.8418 | 59.729 | 56.4539 | 61.9256 | 75.2374
CSAPR- SO2 Annual- MO | 277 | 6380 | Rate Constraint in MTons | FALSE | L | Annual | Allowances Purchased SO2 | Thousand Tons | 0 | 0 | 0 | 0 | 0 | 0 | 0
CSAPR- SO2 Annual- MO | 277 | 6380 | Rate Constraint in MTons | FALSE | L | Annual | Allowances Sold SO2 | Thousand Tons | 0 | 0 | 0 | 0 | 0 | 0 | 0
CSAPR- SO2 Annual- MO | 277 | 6380 | Rate Constraint in MTons | FALSE | L | Annual | Allowances Banked | Thousand Tons | 0 | 0 | 0 | 0 | 0 | 0 | 0
CSAPR- SO2 Annual- MO | 277 | 6380 | Rate Constraint in MTons | FALSE | L | Annual | Allowances Withdrawn (1:1) | Thousand Tons | 0 | 0 | 0 | 0 | 0 | 0 | 0
CSAPR- SO2 Annual- MO | 277 | 6380 | Rate Constraint in MTons | FALSE | L | Annual | Allowances Withdrawn (n:1) | Thousand Tons | 0 | 0 | 0 | 0 | 0 | 0 | 0
CSAPR- SO2 Annual- MO | 277 | 6380 | Rate Constraint in MTons | FALSE | L | Annual | Net Emissions Allowance Position | Thousand Tons | 0 | 56.8378 | 57.8418 | 59.729 | 56.4539 | 61.9256 | 75.2374
CSAPR- SO2 Annual- MO | 277 | 6380 | Rate Constraint in MTons | FALSE | L | Annual | Fuel Consumed | TBtu | 0 | 782.5274 | 800.5416 | 800.8004 | 755.9574 | 807.1965 | 847.4646
CSAPR- SO2 Annual- MO | 277 | 6380 | Rate Constraint in MTons | FALSE | L | Annual | Rate | lb/MMBtu | 0 | 0.14527 | 0.14451 | 0.14917 | 0.14936 | 0.15343 | 0.17756
CSAPR- SO2 Annual- MO | 277 | 6380 | Rate Constraint in MTons | FALSE | L | Annual | Generation | TWh | 0 | 76.8714 | 78.7478 | 78.7437 | 74.4788 | 80.4064 | 86.6908
CSAPR- SO2 Annual- MO | 277 | 6380 | Rate Constraint in MTons | FALSE | L | Annual | Qualifying Generation | TWh | 0 | 76.8714 | 78.7478 | 78.7437 | 74.4788 | 80.4064 | 86.6908
CSAPR- SO2 Annual- MO | 277 | 6380 | Rate Constraint in MTons | FALSE | L | Annual | Rate | lb/MWh | 0 | 0.73939 | 0.73452 | 0.75852 | 0.75799 | 0.77016 | 0.86788
CSAPR- SO2 Annual- MO | 277 | 6380 | Rate Constraint in MTons | FALSE | L | Annual | Constraint Shadow Price | US2011$/Ton | 0 | 0 | 0 | 0 | 0 | 0 | 0
CSAPR- SO2 Annual- NC | 278 | 6384 | Rate Constraint in MTons | FALSE | L | Annual | Seasons Included | Seasons |  | Winter, Summer | Winter, Summer | Winter, Summer | Winter, Summer | Winter, Summer | Winter, Summer
CSAPR- SO2 Annual- NC | 278 | 6384 | Rate Constraint in MTons | FALSE | L | Annual | Standard | Thousand Tons | 0 | 67.9916 | 67.9916 | 67.9916 | 67.9916 | 67.9916 | 67.9916
CSAPR- SO2 Annual- NC | 278 | 6384 | Rate Constraint in MTons | FALSE | L | Annual | Standard SO2 | Thousand Tons | 0 | 67.9916 | 67.9916 | 67.9916 | 67.9916 | 67.9916 | 67.9916
CSAPR- SO2 Annual- NC | 278 | 6384 | Rate Constraint in MTons | FALSE | L | Annual | Emissions at Affected Plants SO2 | Thousand Tons | 0 | 15.1312 | 17.1032 | 14.0339 | 11.1121 | 9.2382 | 7.9711
CSAPR- SO2 Annual- NC | 278 | 6384 | Rate Constraint in MTons | FALSE | L | Annual | Allowances Purchased SO2 | Thousand Tons | 0 | 0 | 0 | 0 | 0 | 0 | 0
CSAPR- SO2 Annual- NC | 278 | 6384 | Rate Constraint in MTons | FALSE | L | Annual | Allowances Sold SO2 | Thousand Tons | 0 | 0 | 0 | 0 | 0 | 0 | 0
CSAPR- SO2 Annual- NC | 278 | 6384 | Rate Constraint in MTons | FALSE | L | Annual | Allowances Banked | Thousand Tons | 0 | 0 | 0 | 0 | 0 | 0 | 0
CSAPR- SO2 Annual- NC | 278 | 6384 | Rate Constraint in MTons | FALSE | L | Annual | Allowances Withdrawn (1:1) | Thousand Tons | 0 | 0 | 0 | 0 | 0 | 0 | 0
CSAPR- SO2 Annual- NC | 278 | 6384 | Rate Constraint in MTons | FALSE | L | Annual | Allowances Withdrawn (n:1) | Thousand Tons | 0 | 0 | 0 | 0 | 0 | 0 | 0
CSAPR- SO2 Annual- NC | 278 | 6384 | Rate Constraint in MTons | FALSE | L | Annual | Net Emissions Allowance Position | Thousand Tons | 0 | 15.1312 | 17.1032 | 14.0339 | 11.1121 | 9.2382 | 7.9711
CSAPR- SO2 Annual- NC | 278 | 6384 | Rate Constraint in MTons | FALSE | L | Annual | Fuel Consumed | TBtu | 0 | 655.5617 | 572.1745 | 468.9759 | 439.3879 | 574.8821 | 786.8322
CSAPR- SO2 Annual- NC | 278 | 6384 | Rate Constraint in MTons | FALSE | L | Annual | Rate | lb/MMBtu | 0 | 0.046162 | 0.059783 | 0.059849 | 0.05058 | 0.032139 | 0.020261
CSAPR- SO2 Annual- NC | 278 | 6384 | Rate Constraint in MTons | FALSE | L | Annual | Generation | TWh | 0 | 77.7042 | 68.0888 | 55.7981 | 53.728 | 78.5215 | 113.2119
CSAPR- SO2 Annual- NC | 278 | 6384 | Rate Constraint in MTons | FALSE | L | Annual | Qualifying Generation | TWh | 0 | 77.7042 | 68.0888 | 55.7981 | 53.728 | 78.5215 | 113.2119
CSAPR- SO2 Annual- NC | 278 | 6384 | Rate Constraint in MTons | FALSE | L | Annual | Rate | lb/MWh | 0 | 0.19473 | 0.25119 | 0.25151 | 0.20682 | 0.11765 | 0.070408
CSAPR- SO2 Annual- NC | 278 | 6384 | Rate Constraint in MTons | FALSE | L | Annual | Constraint Shadow Price | US2011$/Ton | 0 | 0 | 0 | 0 | 0 | 0 | 0
CSAPR- SO2 Annual- NE | 279 | 6381 | Rate Constraint in MTons | FALSE | L | Annual | Seasons Included | Seasons |  | Winter, Summer | Winter, Summer | Winter, Summer | Winter, Summer | Winter, Summer | Winter, Summer
CSAPR- SO2 Annual- NE | 279 | 6381 | Rate Constraint in MTons | FALSE | L | Annual | Standard | Thousand Tons | 0 | 80.4312 | 80.4312 | 80.4312 | 80.4312 | 80.4312 | 80.4312
CSAPR- SO2 Annual- NE | 279 | 6381 | Rate Constraint in MTons | FALSE | L | Annual | Standard SO2 | Thousand Tons | 0 | 80.4312 | 80.4312 | 80.4312 | 80.4312 | 80.4312 | 80.4312
CSAPR- SO2 Annual- NE | 279 | 6381 | Rate Constraint in MTons | FALSE | L | Annual | Emissions at Affected Plants SO2 | Thousand Tons | 0 | 23.993 | 23.9593 | 23.993 | 23.993 | 23.993 | 29.5187
CSAPR- SO2 Annual- NE | 279 | 6381 | Rate Constraint in MTons | FALSE | L | Annual | Allowances Purchased SO2 | Thousand Tons | 0 | 0 | 0 | 0 | 0 | 0 | 0
CSAPR- SO2 Annual- NE | 279 | 6381 | Rate Constraint in MTons | FALSE | L | Annual | Allowances Sold SO2 | Thousand Tons | 0 | 0 | 0 | 0 | 0 | 0 | 0
CSAPR- SO2 Annual- NE | 279 | 6381 | Rate Constraint in MTons | FALSE | L | Annual | Allowances Banked | Thousand Tons | 0 | 0 | 0 | 0 | 0 | 0 | 0
CSAPR- SO2 Annual- NE | 279 | 6381 | Rate Constraint in MTons | FALSE | L | Annual | Allowances Withdrawn (1:1) | Thousand Tons | 0 | 0 | 0 | 0 | 0 | 0 | 0
CSAPR- SO2 Annual- NE | 279 | 6381 | Rate Constraint in MTons | FALSE | L | Annual | Allowances Withdrawn (n:1) | Thousand Tons | 0 | 0 | 0 | 0 | 0 | 0 | 0
CSAPR- SO2 Annual- NE | 279 | 6381 | Rate Constraint in MTons | FALSE | L | Annual | Net Emissions Allowance Position | Thousand Tons | 0 | 23.993 | 23.9593 | 23.993 | 23.993 | 23.993 | 29.5187
CSAPR- SO2 Annual- NE | 279 | 6381 | Rate Constraint in MTons | FALSE | L | Annual | Fuel Consumed | TBtu | 0 | 317.09 | 316.7547 | 317.4293 | 320.0074 | 346.4894 | 384.0069
CSAPR- SO2 Annual- NE | 279 | 6381 | Rate Constraint in MTons | FALSE | L | Annual | Rate | lb/MMBtu | 0 | 0.15133 | 0.15128 | 0.15117 | 0.14995 | 0.13849 | 0.15374
CSAPR- SO2 Annual- NE | 279 | 6381 | Rate Constraint in MTons | FALSE | L | Annual | Generation | TWh | 0 | 30.0988 | 30.0657 | 30.1311 | 30.4385 | 34.4816 | 40.3552
CSAPR- SO2 Annual- NE | 279 | 6381 | Rate Constraint in MTons | FALSE | L | Annual | Qualifying Generation | TWh | 0 | 30.0988 | 30.0657 | 30.1311 | 30.4385 | 34.4816 | 40.3552
CSAPR- SO2 Annual- NE | 279 | 6381 | Rate Constraint in MTons | FALSE | L | Annual | Rate | lb/MWh | 0 | 0.79714 | 0.7969 | 0.79629 | 0.78825 | 0.69582 | 0.73147
CSAPR- SO2 Annual- NE | 279 | 6381 | Rate Constraint in MTons | FALSE | L | Annual | Constraint Shadow Price | US2011$/Ton | 0 | 0 | 0 | 0 | 0 | 0 | 0
CSAPR- SO2 Annual- NJ | 280 | 6382 | Rate Constraint in MTons | FALSE | L | Annual | Seasons Included | Seasons |  | Winter, Summer | Winter, Summer | Winter, Summer | Winter, Summer | Winter, Summer | Winter, Summer
CSAPR- SO2 Annual- NJ | 280 | 6382 | Rate Constraint in MTons | FALSE | L | Annual | Standard | Thousand Tons | 0 | 6.5773 | 6.5773 | 6.5773 | 6.5773 | 6.5773 | 6.5773
CSAPR- SO2 Annual- NJ | 280 | 6382 | Rate Constraint in MTons | FALSE | L | Annual | Standard SO2 | Thousand Tons | 0 | 6.5773 | 6.5773 | 6.5773 | 6.5773 | 6.5773 | 6.5773
CSAPR- SO2 Annual- NJ | 280 | 6382 | Rate Constraint in MTons | FALSE | L | Annual | Emissions at Affected Plants SO2 | Thousand Tons | 0 | 1.0336 | 1.0336 | 0.68134 | 0.35615 | 0 | 0
CSAPR- SO2 Annual- NJ | 280 | 6382 | Rate Constraint in MTons | FALSE | L | Annual | Allowances Purchased SO2 | Thousand Tons | 0 | 0 | 0 | 0 | 0 | 0 | 0
CSAPR- SO2 Annual- NJ | 280 | 6382 | Rate Constraint in MTons | FALSE | L | Annual | Allowances Sold SO2 | Thousand Tons | 0 | 0 | 0 | 0 | 0 | 0 | 0
CSAPR- SO2 Annual- NJ | 280 | 6382 | Rate Constraint in MTons | FALSE | L | Annual | Allowances Banked | Thousand Tons | 0 | 0 | 0 | 0 | 0 | 0 | 0
CSAPR- SO2 Annual- NJ | 280 | 6382 | Rate Constraint in MTons | FALSE | L | Annual | Allowances Withdrawn (1:1) | Thousand Tons | 0 | 0 | 0 | 0 | 0 | 0 | 0
CSAPR- SO2 Annual- NJ | 280 | 6382 | Rate Constraint in MTons | FALSE | L | Annual | Allowances Withdrawn (n:1) | Thousand Tons | 0 | 0 | 0 | 0 | 0 | 0 | 0
CSAPR- SO2 Annual- NJ | 280 | 6382 | Rate Constraint in MTons | FALSE | L | Annual | Net Emissions Allowance Position | Thousand Tons | 0 | 1.0336 | 1.0336 | 0.68134 | 0.35615 | 0 | 0
CSAPR- SO2 Annual- NJ | 280 | 6382 | Rate Constraint in MTons | FALSE | L | Annual | Fuel Consumed | TBtu | 0 | 323.7478 | 292.063 | 280.5283 | 256.0584 | 395.4277 | 531.5779
CSAPR- SO2 Annual- NJ | 280 | 6382 | Rate Constraint in MTons | FALSE | L | Annual | Rate | lb/MMBtu | 0 | 0.0063852 | 0.0070779 | 0.0048576 | 0.0027818 | 0 | 0
CSAPR- SO2 Annual- NJ | 280 | 6382 | Rate Constraint in MTons | FALSE | L | Annual | Generation | TWh | 0 | 44.6997 | 40.6707 | 39.3766 | 36.1118 | 58.0054 | 79.3735
CSAPR- SO2 Annual- NJ | 280 | 6382 | Rate Constraint in MTons | FALSE | L | Annual | Qualifying Generation | TWh | 0 | 44.6997 | 40.6707 | 39.3766 | 36.1118 | 58.0054 | 79.3735
CSAPR- SO2 Annual- NJ | 280 | 6382 | Rate Constraint in MTons | FALSE | L | Annual | Rate | lb/MWh | 0 | 0.023123 | 0.025414 | 0.017303 | 0.0098624 | 0 | 0
CSAPR- SO2 Annual- NJ | 280 | 6382 | Rate Constraint in MTons | FALSE | L | Annual | Constraint Shadow Price | US2011$/Ton | 0 | 0 | 0 | 0 | 0 | 0 | 0
CSAPR- SO2 Annual- NY | 281 | 6383 | Rate Constraint in MTons | FALSE | L | Annual | Seasons Included | Seasons |  | Winter, Summer | Winter, Summer | Winter, Summer | Winter, Summer | Winter, Summer | Winter, Summer
CSAPR- SO2 Annual- NY | 281 | 6383 | Rate Constraint in MTons | FALSE | L | Annual | Standard | Thousand Tons | 0 | 32.5161 | 32.5161 | 32.5161 | 32.5161 | 32.5161 | 32.5161
CSAPR- SO2 Annual- NY | 281 | 6383 | Rate Constraint in MTons | FALSE | L | Annual | Standard SO2 | Thousand Tons | 0 | 32.5161 | 32.5161 | 32.5161 | 32.5161 | 32.5161 | 32.5161
CSAPR- SO2 Annual- NY | 281 | 6383 | Rate Constraint in MTons | FALSE | L | Annual | Emissions at Affected Plants SO2 | Thousand Tons | 0 | 0 | 0 | 0 | 0 | 0 | 0
CSAPR- SO2 Annual- NY | 281 | 6383 | Rate Constraint in MTons | FALSE | L | Annual | Allowances Purchased SO2 | Thousand Tons | 0 | 0 | 0 | 0 | 0 | 0 | 0
CSAPR- SO2 Annual- NY | 281 | 6383 | Rate Constraint in MTons | FALSE | L | Annual | Allowances Sold SO2 | Thousand Tons | 0 | 0 | 0 | 0 | 0 | 0 | 0
CSAPR- SO2 Annual- NY | 281 | 6383 | Rate Constraint in MTons | FALSE | L | Annual | Allowances Banked | Thousand Tons | 0 | 0 | 0 | 0 | 0 | 0 | 0
CSAPR- SO2 Annual- NY | 281 | 6383 | Rate Constraint in MTons | FALSE | L | Annual | Allowances Withdrawn (1:1) | Thousand Tons | 0 | 0 | 0 | 0 | 0 | 0 | 0
CSAPR- SO2 Annual- NY | 281 | 6383 | Rate Constraint in MTons | FALSE | L | Annual | Allowances Withdrawn (n:1) | Thousand Tons | 0 | 0 | 0 | 0 | 0 | 0 | 0
CSAPR- SO2 Annual- NY | 281 | 6383 | Rate Constraint in MTons | FALSE | L | Annual | Net Emissions Allowance Position | Thousand Tons | 0 | 0 | 0 | 0 | 0 | 0 | 0
CSAPR- SO2 Annual- NY | 281 | 6383 | Rate Constraint in MTons | FALSE | L | Annual | Fuel Consumed | TBtu | 0 | 465.1901 | 443.3183 | 415.2829 | 439.5601 | 623.7304 | 670.3689
CSAPR- SO2 Annual- NY | 281 | 6383 | Rate Constraint in MTons | FALSE | L | Annual | Rate | lb/MMBtu | 0 | 0 | 0 | 0 | 0 | 0 | 0
CSAPR- SO2 Annual- NY | 281 | 6383 | Rate Constraint in MTons | FALSE | L | Annual | Generation | TWh | 0 | 59.4156 | 57.3486 | 54.2669 | 59.0699 | 90.2861 | 98.0497
CSAPR- SO2 Annual- NY | 281 | 6383 | Rate Constraint in MTons | FALSE | L | Annual | Qualifying Generation | TWh | 0 | 59.4156 | 57.3486 | 54.2669 | 59.0699 | 90.2861 | 98.0497
CSAPR- SO2 Annual- NY | 281 | 6383 | Rate Constraint in MTons | FALSE | L | Annual | Rate | lb/MWh | 0 | 0 | 0 | 0 | 0 | 0 | 0
CSAPR- SO2 Annual- NY | 281 | 6383 | Rate Constraint in MTons | FALSE | L | Annual | Constraint Shadow Price | US2011$/Ton | 0 | 0 | 0 | 0 | 0 | 0 | 0
CSAPR- SO2 Annual- OH | 282 | 6385 | Rate Constraint in MTons | FALSE | L | Annual | Seasons Included | Seasons |  | Winter, Summer | Winter, Summer | Winter, Summer | Winter, Summer | Winter, Summer | Winter, Summer
CSAPR- SO2 Annual- OH | 282 | 6385 | Rate Constraint in MTons | FALSE | L | Annual | Standard | Thousand Tons | 0 | 167.8432 | 167.8432 | 167.8432 | 167.8432 | 167.8432 | 167.8432
CSAPR- SO2 Annual- OH | 282 | 6385 | Rate Constraint in MTons | FALSE | L | Annual | Standard SO2 | Thousand Tons | 0 | 167.8432 | 167.8432 | 167.8432 | 167.8432 | 167.8432 | 167.8432
CSAPR- SO2 Annual- OH | 282 | 6385 | Rate Constraint in MTons | FALSE | L | Annual | Emissions at Affected Plants SO2 | Thousand Tons | 0 | 82.1531 | 78.797 | 70.5649 | 78.9999 | 72.7747 | 67.0179
CSAPR- SO2 Annual- OH | 282 | 6385 | Rate Constraint in MTons | FALSE | L | Annual | Allowances Purchased SO2 | Thousand Tons | 0 | 0 | 0 | 0 | 0 | 0 | 0
CSAPR- SO2 Annual- OH | 282 | 6385 | Rate Constraint in MTons | FALSE | L | Annual | Allowances Sold SO2 | Thousand Tons | 0 | 0 | 0 | 0 | 0 | 0 | 0
CSAPR- SO2 Annual- OH | 282 | 6385 | Rate Constraint in MTons | FALSE | L | Annual | Allowances Banked | Thousand Tons | 0 | 0 | 0 | 0 | 0 | 0 | 0
CSAPR- SO2 Annual- OH | 282 | 6385 | Rate Constraint in MTons | FALSE | L | Annual | Allowances Withdrawn (1:1) | Thousand Tons | 0 | 0 | 0 | 0 | 0 | 0 | 0
CSAPR- SO2 Annual- OH | 282 | 6385 | Rate Constraint in MTons | FALSE | L | Annual | Allowances Withdrawn (n:1) | Thousand Tons | 0 | 0 | 0 | 0 | 0 | 0 | 0
CSAPR- SO2 Annual- OH | 282 | 6385 | Rate Constraint in MTons | FALSE | L | Annual | Net Emissions Allowance Position | Thousand Tons | 0 | 82.1531 | 78.797 | 70.5649 | 78.9999 | 72.7747 | 67.0179
CSAPR- SO2 Annual- OH | 282 | 6385 | Rate Constraint in MTons | FALSE | L | Annual | Fuel Consumed | TBtu | 0 | 1125.6625 | 1085.5975 | 1092.1126 | 1048.8974 | 1292.1712 | 1482.5007
CSAPR- SO2 Annual- OH | 282 | 6385 | Rate Constraint in MTons | FALSE | L | Annual | Rate | lb/MMBtu | 0 | 0.14596 | 0.14517 | 0.12923 | 0.15063 | 0.11264 | 0.090412
CSAPR- SO2 Annual- OH | 282 | 6385 | Rate Constraint in MTons | FALSE | L | Annual | Generation | TWh | 0 | 118.9857 | 113.7225 | 115.1745 | 109.4462 | 147.5312 | 180.725
CSAPR- SO2 Annual- OH | 282 | 6385 | Rate Constraint in MTons | FALSE | L | Annual | Qualifying Generation | TWh | 0 | 118.9857 | 113.7225 | 115.1745 | 109.4462 | 147.5312 | 180.725
CSAPR- SO2 Annual- OH | 282 | 6385 | Rate Constraint in MTons | FALSE | L | Annual | Rate | lb/MWh | 0 | 0.69045 | 0.69289 | 0.61268 | 0.72181 | 0.49328 | 0.37083
CSAPR- SO2 Annual- OH | 282 | 6385 | Rate Constraint in MTons | FALSE | L | Annual | Constraint Shadow Price | US2011$/Ton | 0 | 0 | 0 | 0 | 0 | 0 | 0
CSAPR- SO2 Annual- PA | 283 | 6386 | Rate Constraint in MTons | FALSE | L | Annual | Seasons Included | Seasons |  | Winter, Summer | Winter, Summer | Winter, Summer | Winter, Summer | Winter, Summer | Winter, Summer
CSAPR- SO2 Annual- PA | 283 | 6386 | Rate Constraint in MTons | FALSE | L | Annual | Standard | Thousand Tons | 0 | 132.1848 | 132.1848 | 132.1848 | 132.1848 | 132.1848 | 132.1848
CSAPR- SO2 Annual- PA | 283 | 6386 | Rate Constraint in MTons | FALSE | L | Annual | Standard SO2 | Thousand Tons | 0 | 132.1848 | 132.1848 | 132.1848 | 132.1848 | 132.1848 | 132.1848
CSAPR- SO2 Annual- PA | 283 | 6386 | Rate Constraint in MTons | FALSE | L | Annual | Emissions at Affected Plants SO2 | Thousand Tons | 0 | 43.5306 | 49.669 | 47.1438 | 45.7557 | 45.5484 | 43.8121
CSAPR- SO2 Annual- PA | 283 | 6386 | Rate Constraint in MTons | FALSE | L | Annual | Allowances Purchased SO2 | Thousand Tons | 0 | 0 | 0 | 0 | 0 | 0 | 0
CSAPR- SO2 Annual- PA | 283 | 6386 | Rate Constraint in MTons | FALSE | L | Annual | Allowances Sold SO2 | Thousand Tons | 0 | 0 | 0 | 0 | 0 | 0 | 0
CSAPR- SO2 Annual- PA | 283 | 6386 | Rate Constraint in MTons | FALSE | L | Annual | Allowances Banked | Thousand Tons | 0 | 0 | 0 | 0 | 0 | 0 | 0
CSAPR- SO2 Annual- PA | 283 | 6386 | Rate Constraint in MTons | FALSE | L | Annual | Allowances Withdrawn (1:1) | Thousand Tons | 0 | 0 | 0 | 0 | 0 | 0 | 0
CSAPR- SO2 Annual- PA | 283 | 6386 | Rate Constraint in MTons | FALSE | L | Annual | Allowances Withdrawn (n:1) | Thousand Tons | 0 | 0 | 0 | 0 | 0 | 0 | 0
CSAPR- SO2 Annual- PA | 283 | 6386 | Rate Constraint in MTons | FALSE | L | Annual | Net Emissions Allowance Position | Thousand Tons | 0 | 43.5306 | 49.669 | 47.1438 | 45.7557 | 45.5484 | 43.8121
CSAPR- SO2 Annual- PA | 283 | 6386 | Rate Constraint in MTons | FALSE | L | Annual | Fuel Consumed | TBtu | 0 | 1156.9349 | 1124.3859 | 1120.7694 | 1097.4131 | 1264.5813 | 1559.4276
CSAPR- SO2 Annual- PA | 283 | 6386 | Rate Constraint in MTons | FALSE | L | Annual | Rate | lb/MMBtu | 0 | 0.075252 | 0.088349 | 0.084128 | 0.083388 | 0.072037 | 0.05619
CSAPR- SO2 Annual- PA | 283 | 6386 | Rate Constraint in MTons | FALSE | L | Annual | Generation | TWh | 0 | 133.2568 | 128.8664 | 128.7359 | 126.3539 | 154.2699 | 201.9104
CSAPR- SO2 Annual- PA | 283 | 6386 | Rate Constraint in MTons | FALSE | L | Annual | Qualifying Generation | TWh | 0 | 133.2568 | 128.8664 | 128.7359 | 126.3539 | 154.2699 | 201.9104
CSAPR- SO2 Annual- PA | 283 | 6386 | Rate Constraint in MTons | FALSE | L | Annual | Rate | lb/MWh | 0 | 0.32667 | 0.38543 | 0.36621 | 0.36212 | 0.29525 | 0.21699
CSAPR- SO2 Annual- PA | 283 | 6386 | Rate Constraint in MTons | FALSE | L | Annual | Constraint Shadow Price | US2011$/Ton | 0 | 0 | 0 | 0 | 0 | 0 | 0
CSAPR- SO2 Annual- SC | 284 | 6387 | Rate Constraint in MTons | FALSE | L | Annual | Seasons Included | Seasons |  | Winter, Summer | Winter, Summer | Winter, Summer | Winter, Summer | Winter, Summer | Winter, Summer
CSAPR- SO2 Annual- SC | 284 | 6387 | Rate Constraint in MTons | FALSE | L | Annual | Standard | Thousand Tons | 0 | 114.0269 | 114.0269 | 114.0269 | 114.0269 | 114.0269 | 114.0269
CSAPR- SO2 Annual- SC | 284 | 6387 | Rate Constraint in MTons | FALSE | L | Annual | Standard SO2 | Thousand Tons | 0 | 114.0269 | 114.0269 | 114.0269 | 114.0269 | 114.0269 | 114.0269
CSAPR- SO2 Annual- SC | 284 | 6387 | Rate Constraint in MTons | FALSE | L | Annual | Emissions at Affected Plants SO2 | Thousand Tons | 0 | 24.6889 | 27.2069 | 21.5497 | 17.6545 | 15.4993 | 15.4993
CSAPR- SO2 Annual- SC | 284 | 6387 | Rate Constraint in MTons | FALSE | L | Annual | Allowances Purchased SO2 | Thousand Tons | 0 | 0 | 0 | 0 | 0 | 0 | 0
CSAPR- SO2 Annual- SC | 284 | 6387 | Rate Constraint in MTons | FALSE | L | Annual | Allowances Sold SO2 | Thousand Tons | 0 | 0 | 0 | 0 | 0 | 0 | 0
CSAPR- SO2 Annual- SC | 284 | 6387 | Rate Constraint in MTons | FALSE | L | Annual | Allowances Banked | Thousand Tons | 0 | 0 | 0 | 0 | 0 | 0 | 0
CSAPR- SO2 Annual- SC | 284 | 6387 | Rate Constraint in MTons | FALSE | L | Annual | Allowances Withdrawn (1:1) | Thousand Tons | 0 | 0 | 0 | 0 | 0 | 0 | 0
CSAPR- SO2 Annual- SC | 284 | 6387 | Rate Constraint in MTons | FALSE | L | Annual | Allowances Withdrawn (n:1) | Thousand Tons | 0 | 0 | 0 | 0 | 0 | 0 | 0
CSAPR- SO2 Annual- SC | 284 | 6387 | Rate Constraint in MTons | FALSE | L | Annual | Net Emissions Allowance Position | Thousand Tons | 0 | 24.6889 | 27.2069 | 21.5497 | 17.6545 | 15.4993 | 15.4993
CSAPR- SO2 Annual- SC | 284 | 6387 | Rate Constraint in MTons | FALSE | L | Annual | Fuel Consumed | TBtu | 0 | 387.0516 | 348.5408 | 286.8385 | 274.7936 | 467.4483 | 691.2187
CSAPR- SO2 Annual- SC | 284 | 6387 | Rate Constraint in MTons | FALSE | L | Annual | Rate | lb/MMBtu | 0 | 0.12757 | 0.15612 | 0.15026 | 0.12849 | 0.066315 | 0.044846
CSAPR- SO2 Annual- SC | 284 | 6387 | Rate Constraint in MTons | FALSE | L | Annual | Generation | TWh | 0 | 42.9665 | 37.2847 | 30.9508 | 30.3526 | 62.3029 | 97.0339
CSAPR- SO2 Annual- SC | 284 | 6387 | Rate Constraint in MTons | FALSE | L | Annual | Qualifying Generation | TWh | 0 | 42.9665 | 37.2847 | 30.9508 | 30.3526 | 62.3029 | 97.0339
CSAPR- SO2 Annual- SC | 284 | 6387 | Rate Constraint in MTons | FALSE | L | Annual | Rate | lb/MWh | 0 | 0.57461 | 0.72971 | 0.69625 | 0.58165 | 0.24877 | 0.15973
CSAPR- SO2 Annual- SC | 284 | 6387 | Rate Constraint in MTons | FALSE | L | Annual | Constraint Shadow Price | US2011$/Ton | 0 | 0 | 0 | 0 | 0 | 0 | 0
CSAPR- SO2 Annual- TN | 285 | 6388 | Rate Constraint in MTons | FALSE | L | Annual | Seasons Included | Seasons |  | Winter, Summer | Winter, Summer | Winter, Summer | Winter, Summer | Winter, Summer | Winter, Summer
CSAPR- SO2 Annual- TN | 285 | 6388 | Rate Constraint in MTons | FALSE | L | Annual | Standard | Thousand Tons | 0 | 69.4229 | 69.4229 | 69.4229 | 69.4229 | 69.4229 | 69.4229
CSAPR- SO2 Annual- TN | 285 | 6388 | Rate Constraint in MTons | FALSE | L | Annual | Standard SO2 | Thousand Tons | 0 | 69.4229 | 69.4229 | 69.4229 | 69.4229 | 69.4229 | 69.4229
CSAPR- SO2 Annual- TN | 285 | 6388 | Rate Constraint in MTons | FALSE | L | Annual | Emissions at Affected Plants SO2 | Thousand Tons | 0 | 38.2867 | 38.3323 | 37.3439 | 36.9117 | 36.0732 | 37.3781
CSAPR- SO2 Annual- TN | 285 | 6388 | Rate Constraint in MTons | FALSE | L | Annual | Allowances Purchased SO2 | Thousand Tons | 0 | 0 | 0 | 0 | 0 | 0 | 0
CSAPR- SO2 Annual- TN | 285 | 6388 | Rate Constraint in MTons | FALSE | L | Annual | Allowances Sold SO2 | Thousand Tons | 0 | 0 | 0 | 0 | 0 | 0 | 0
CSAPR- SO2 Annual- TN | 285 | 6388 | Rate Constraint in MTons | FALSE | L | Annual | Allowances Banked | Thousand Tons | 0 | 0 | 0 | 0 | 0 | 0 | 0
CSAPR- SO2 Annual- TN | 285 | 6388 | Rate Constraint in MTons | FALSE | L | Annual | Allowances Withdrawn (1:1) | Thousand Tons | 0 | 0 | 0 | 0 | 0 | 0 | 0
CSAPR- SO2 Annual- TN | 285 | 6388 | Rate Constraint in MTons | FALSE | L | Annual | Allowances Withdrawn (n:1) | Thousand Tons | 0 | 0 | 0 | 0 | 0 | 0 | 0
CSAPR- SO2 Annual- TN | 285 | 6388 | Rate Constraint in MTons | FALSE | L | Annual | Net Emissions Allowance Position | Thousand Tons | 0 | 38.2867 | 38.3323 | 37.3439 | 36.9117 | 36.0732 | 37.3781
CSAPR- SO2 Annual- TN | 285 | 6388 | Rate Constraint in MTons | FALSE | L | Annual | Fuel Consumed | TBtu | 0 | 474.7983 | 455.0412 | 491.9595 | 543.6147 | 677.4191 | 677.4191
CSAPR- SO2 Annual- TN | 285 | 6388 | Rate Constraint in MTons | FALSE | L | Annual | Rate | lb/MMBtu | 0 | 0.16128 | 0.16848 | 0.15182 | 0.1358 | 0.1065 | 0.11035
CSAPR- SO2 Annual- TN | 285 | 6388 | Rate Constraint in MTons | FALSE | L | Annual | Generation | TWh | 0 | 51.0927 | 49.1651 | 54.8633 | 63.2102 | 84.2681 | 84.2681
CSAPR- SO2 Annual- TN | 285 | 6388 | Rate Constraint in MTons | FALSE | L | Annual | Qualifying Generation | TWh | 0 | 51.0927 | 49.1651 | 54.8633 | 63.2102 | 84.2681 | 84.2681
CSAPR- SO2 Annual- TN | 285 | 6388 | Rate Constraint in MTons | FALSE | L | Annual | Rate | lb/MWh | 0 | 0.74936 | 0.77966 | 0.68067 | 0.58395 | 0.42808 | 0.44356
CSAPR- SO2 Annual- TN | 285 | 6388 | Rate Constraint in MTons | FALSE | L | Annual | Constraint Shadow Price | US2011$/Ton | 0 | 0 | 0 | 0 | 0 | 0 | 0
CSAPR- SO2 Annual- TX | 286 | 6389 | Rate Constraint in MTons | FALSE | L | Annual | Seasons Included | Seasons |  | Winter, Summer | Winter, Summer | Winter, Summer | Winter, Summer | Winter, Summer | Winter, Summer
CSAPR- SO2 Annual- TX | 286 | 6389 | Rate Constraint in MTons | FALSE | L | Annual | Standard | Thousand Tons | 0 | 347.4758 | 347.4758 | 347.4758 | 347.4758 | 347.4758 | 347.4758
CSAPR- SO2 Annual- TX | 286 | 6389 | Rate Constraint in MTons | FALSE | L | Annual | Standard SO2 | Thousand Tons | 0 | 347.4758 | 347.4758 | 347.4758 | 347.4758 | 347.4758 | 347.4758
CSAPR- SO2 Annual- TX | 286 | 6389 | Rate Constraint in MTons | FALSE | L | Annual | Emissions at Affected Plants SO2 | Thousand Tons | 0 | 116.7677 | 134.1283 | 124.7605 | 116.0137 | 98.448 | 88.853
CSAPR- SO2 Annual- TX | 286 | 6389 | Rate Constraint in MTons | FALSE | L | Annual | Allowances Purchased SO2 | Thousand Tons | 0 | 0 | 0 | 0 | 0 | 0 | 0
CSAPR- SO2 Annual- TX | 286 | 6389 | Rate Constraint in MTons | FALSE | L | Annual | Allowances Sold SO2 | Thousand Tons | 0 | 0 | 0 | 0 | 0 | 0 | 0
CSAPR- SO2 Annual- TX | 286 | 6389 | Rate Constraint in MTons | FALSE | L | Annual | Allowances Banked | Thousand Tons | 0 | 0 | 0 | 0 | 0 | 0 | 0
CSAPR- SO2 Annual- TX | 286 | 6389 | Rate Constraint in MTons | FALSE | L | Annual | Allowances Withdrawn (1:1) | Thousand Tons | 0 | 0 | 0 | 0 | 0 | 0 | 0
CSAPR- SO2 Annual- TX | 286 | 6389 | Rate Constraint in MTons | FALSE | L | Annual | Allowances Withdrawn (n:1) | Thousand Tons | 0 | 0 | 0 | 0 | 0 | 0 | 0
CSAPR- SO2 Annual- TX | 286 | 6389 | Rate Constraint in MTons | FALSE | L | Annual | Net Emissions Allowance Position | Thousand Tons | 0 | 116.7677 | 134.1283 | 124.7605 | 116.0137 | 98.448 | 88.853
CSAPR- SO2 Annual- TX | 286 | 6389 | Rate Constraint in MTons | FALSE | L | Annual | Fuel Consumed | TBtu | 0 | 2653.7604 | 2711.3858 | 2461.5783 | 2161.443 | 2256.5264 | 2707.8605
CSAPR- SO2 Annual- TX | 286 | 6389 | Rate Constraint in MTons | FALSE | L | Annual | Rate | lb/MMBtu | 0 | 0.088002 | 0.098937 | 0.10137 | 0.10735 | 0.087256 | 0.065626
CSAPR- SO2 Annual- TX | 286 | 6389 | Rate Constraint in MTons | FALSE | L | Annual | Generation | TWh | 0 | 306.0154 | 307.3057 | 280.6842 | 247.8528 | 268.1367 | 343.6641
CSAPR- SO2 Annual- TX | 286 | 6389 | Rate Constraint in MTons | FALSE | L | Annual | Qualifying Generation | TWh | 0 | 306.0154 | 307.3057 | 280.6842 | 247.8528 | 268.1367 | 343.6641
CSAPR- SO2 Annual- TX | 286 | 6389 | Rate Constraint in MTons | FALSE | L | Annual | Rate | lb/MWh | 0 | 0.38157 | 0.43647 | 0.44449 | 0.46807 | 0.36716 | 0.25855
CSAPR- SO2 Annual- TX | 286 | 6389 | Rate Constraint in MTons | FALSE | L | Annual | Constraint Shadow Price | US2011$/Ton | 0 | 0 | 0 | 0 | 0 | 0 | 0
CSAPR- SO2 Annual- VA | 287 | 6390 | Rate Constraint in MTons | FALSE | L | Annual | Seasons Included | Seasons |  | Winter, Summer | Winter, Summer | Winter, Summer | Winter, Summer | Winter, Summer | Winter, Summer
CSAPR- SO2 Annual- VA | 287 | 6390 | Rate Constraint in MTons | FALSE | L | Annual | Standard | Thousand Tons | 0 | 41.3673 | 41.3673 | 41.3673 | 41.3673 | 41.3673 | 41.3673
CSAPR- SO2 Annual- VA | 287 | 6390 | Rate Constraint in MTons | FALSE | L | Annual | Standard SO2 | Thousand Tons | 0 | 41.3673 | 41.3673 | 41.3673 | 41.3673 | 41.3673 | 41.3673
CSAPR- SO2 Annual- VA | 287 | 6390 | Rate Constraint in MTons | FALSE | L | Annual | Emissions at Affected Plants SO2 | Thousand Tons | 0 | 2.1953 | 2.7952 | 1.6737 | 1.1943 | 0.59141 | 0.7266
CSAPR- SO2 Annual- VA | 287 | 6390 | Rate Constraint in MTons | FALSE | L | Annual | Allowances Purchased SO2 | Thousand Tons | 0 | 0 | 0 | 0 | 0 | 0 | 0
CSAPR- SO2 Annual- VA | 287 | 6390 | Rate Constraint in MTons | FALSE | L | Annual | Allowances Sold SO2 | Thousand Tons | 0 | 0 | 0 | 0 | 0 | 0 | 0
CSAPR- SO2 Annual- VA | 287 | 6390 | Rate Constraint in MTons | FALSE | L | Annual | Allowances Banked | Thousand Tons | 0 | 0 | 0 | 0 | 0 | 0 | 0
CSAPR- SO2 Annual- VA | 287 | 6390 | Rate Constraint in MTons | FALSE | L | Annual | Allowances Withdrawn (1:1) | Thousand Tons | 0 | 0 | 0 | 0 | 0 | 0 | 0
CSAPR- SO2 Annual- VA | 287 | 6390 | Rate Constraint in MTons | FALSE | L | Annual | Allowances Withdrawn (n:1) | Thousand Tons | 0 | 0 | 0 | 0 | 0 | 0 | 0
CSAPR- SO2 Annual- VA | 287 | 6390 | Rate Constraint in MTons | FALSE | L | Annual | Net Emissions Allowance Position | Thousand Tons | 0 | 2.1953 | 2.7952 | 1.6737 | 1.1943 | 0.59141 | 0.7266
CSAPR- SO2 Annual- VA | 287 | 6390 | Rate Constraint in MTons | FALSE | L | Annual | Fuel Consumed | TBtu | 0 | 355.8558 | 378.6587 | 349.6184 | 277.3871 | 301.1246 | 348.5145
CSAPR- SO2 Annual- VA | 287 | 6390 | Rate Constraint in MTons | FALSE | L | Annual | Rate | lb/MMBtu | 0 | 0.012338 | 0.014764 | 0.0095742 | 0.0086114 | 0.003928 | 0.0041697
CSAPR- SO2 Annual- VA | 287 | 6390 | Rate Constraint in MTons | FALSE | L | Annual | Generation | TWh | 0 | 48.0401 | 50.1535 | 47.5076 | 38.0864 | 43.7045 | 50.9329
CSAPR- SO2 Annual- VA | 287 | 6390 | Rate Constraint in MTons | FALSE | L | Annual | Qualifying Generation | TWh | 0 | 48.0401 | 50.1535 | 47.5076 | 38.0864 | 43.7045 | 50.9329
CSAPR- SO2 Annual- VA | 287 | 6390 | Rate Constraint in MTons | FALSE | L | Annual | Rate | lb/MWh | 0 | 0.045698 | 0.055733 | 0.035229 | 0.031359 | 0.013532 | 0.014266
CSAPR- SO2 Annual- VA | 287 | 6390 | Rate Constraint in MTons | FALSE | L | Annual | Constraint Shadow Price | US2011$/Ton | 0 | 0 | 0 | 0 | 0 | 0 | 0
CSAPR- SO2 Annual- WI | 288 | 6392 | Rate Constraint in MTons | FALSE | L | Annual | Seasons Included | Seasons |  | Winter, Summer | Winter, Summer | Winter, Summer | Winter, Summer | Winter, Summer | Winter, Summer
CSAPR- SO2 Annual- WI | 288 | 6392 | Rate Constraint in MTons | FALSE | L | Annual | Standard | Thousand Tons | 0 | 56.5019 | 56.5019 | 56.5019 | 56.5019 | 56.5019 | 56.5019
CSAPR- SO2 Annual- WI | 288 | 6392 | Rate Constraint in MTons | FALSE | L | Annual | Standard SO2 | Thousand Tons | 0 | 56.5019 | 56.5019 | 56.5019 | 56.5019 | 56.5019 | 56.5019
CSAPR- SO2 Annual- WI | 288 | 6392 | Rate Constraint in MTons | FALSE | L | Annual | Emissions at Affected Plants SO2 | Thousand Tons | 0 | 11.1346 | 11.3995 | 11.4079 | 11.1131 | 11.0408 | 10.5976
CSAPR- SO2 Annual- WI | 288 | 6392 | Rate Constraint in MTons | FALSE | L | Annual | Allowances Purchased SO2 | Thousand Tons | 0 | 0 | 0 | 0 | 0 | 0 | 0
CSAPR- SO2 Annual- WI | 288 | 6392 | Rate Constraint in MTons | FALSE | L | Annual | Allowances Sold SO2 | Thousand Tons | 0 | 0 | 0 | 0 | 0 | 0 | 0
CSAPR- SO2 Annual- WI | 288 | 6392 | Rate Constraint in MTons | FALSE | L | Annual | Allowances Banked | Thousand Tons | 0 | 0 | 0 | 0 | 0 | 0 | 0
CSAPR- SO2 Annual- WI | 288 | 6392 | Rate Constraint in MTons | FALSE | L | Annual | Allowances Withdrawn (1:1) | Thousand Tons | 0 | 0 | 0 | 0 | 0 | 0 | 0
CSAPR- SO2 Annual- WI | 288 | 6392 | Rate Constraint in MTons | FALSE | L | Annual | Allowances Withdrawn (n:1) | Thousand Tons | 0 | 0 | 0 | 0 | 0 | 0 | 0
CSAPR- SO2 Annual- WI | 288 | 6392 | Rate Constraint in MTons | FALSE | L | Annual | Net Emissions Allowance Position | Thousand Tons | 0 | 11.1346 | 11.3995 | 11.4079 | 11.1131 | 11.0408 | 10.5976
CSAPR- SO2 Annual- WI | 288 | 6392 | Rate Constraint in MTons | FALSE | L | Annual | Fuel Consumed | TBtu | 0 | 469.7277 | 465.6831 | 466.3146 | 447.9461 | 473.3423 | 462.6364
CSAPR- SO2 Annual- WI | 288 | 6392 | Rate Constraint in MTons | FALSE | L | Annual | Rate | lb/MMBtu | 0 | 0.047409 | 0.048958 | 0.048928 | 0.049618 | 0.046651 | 0.045814
CSAPR- SO2 Annual- WI | 288 | 6392 | Rate Constraint in MTons | FALSE | L | Annual | Generation | TWh | 0 | 47.5248 | 46.5436 | 46.5955 | 44.5071 | 48.0643 | 47.176
CSAPR- SO2 Annual- WI | 288 | 6392 | Rate Constraint in MTons | FALSE | L | Annual | Qualifying Generation | TWh | 0 | 47.5248 | 46.5436 | 46.5955 | 44.5071 | 48.0643 | 47.176
CSAPR- SO2 Annual- WI | 288 | 6392 | Rate Constraint in MTons | FALSE | L | Annual | Rate | lb/MWh | 0 | 0.23429 | 0.24492 | 0.24483 | 0.24969 | 0.22971 | 0.22464
CSAPR- SO2 Annual- WI | 288 | 6392 | Rate Constraint in MTons | FALSE | L | Annual | Constraint Shadow Price | US2011$/Ton | 0 | 0 | 0 | 0 | 0 | 0 | 0
CSAPR- SO2 Annual- WV | 289 | 6391 | Rate Constraint in MTons | FALSE | L | Annual | Seasons Included | Seasons |  | Winter, Summer | Winter, Summer | Winter, Summer | Winter, Summer | Winter, Summer | Winter, Summer
CSAPR- SO2 Annual- WV | 289 | 6391 | Rate Constraint in MTons | FALSE | L | Annual | Standard | Thousand Tons | 0 | 89.2882 | 89.2882 | 89.2882 | 89.2882 | 89.2882 | 89.2882
CSAPR- SO2 Annual- WV | 289 | 6391 | Rate Constraint in MTons | FALSE | L | Annual | Standard SO2 | Thousand Tons | 0 | 89.2882 | 89.2882 | 89.2882 | 89.2882 | 89.2882 | 89.2882
CSAPR- SO2 Annual- WV | 289 | 6391 | Rate Constraint in MTons | FALSE | L | Annual | Emissions at Affected Plants SO2 | Thousand Tons | 0 | 70.1385 | 71.0096 | 70.1286 | 67.0242 | 67.9251 | 61.3405
CSAPR- SO2 Annual- WV | 289 | 6391 | Rate Constraint in MTons | FALSE | L | Annual | Allowances Purchased SO2 | Thousand Tons | 0 | 0 | 0 | 0 | 0 | 0 | 0
CSAPR- SO2 Annual- WV | 289 | 6391 | Rate Constraint in MTons | FALSE | L | Annual | Allowances Sold SO2 | Thousand Tons | 0 | 0 | 0 | 0 | 0 | 0 | 0
CSAPR- SO2 Annual- WV | 289 | 6391 | Rate Constraint in MTons | FALSE | L | Annual | Allowances Banked | Thousand Tons | 0 | 0 | 0 | 0 | 0 | 0 | 0
CSAPR- SO2 Annual- WV | 289 | 6391 | Rate Constraint in MTons | FALSE | L | Annual | Allowances Withdrawn (1:1) | Thousand Tons | 0 | 0 | 0 | 0 | 0 | 0 | 0
CSAPR- SO2 Annual- WV | 289 | 6391 | Rate Constraint in MTons | FALSE | L | Annual | Allowances Withdrawn (n:1) | Thousand Tons | 0 | 0 | 0 | 0 | 0 | 0 | 0
CSAPR- SO2 Annual- WV | 289 | 6391 | Rate Constraint in MTons | FALSE | L | Annual | Net Emissions Allowance Position | Thousand Tons | 0 | 70.1385 | 71.0096 | 70.1286 | 67.0242 | 67.9251 | 61.3405
CSAPR- SO2 Annual- WV | 289 | 6391 | Rate Constraint in MTons | FALSE | L | Annual | Fuel Consumed | TBtu | 0 | 802.9846 | 801.8425 | 802.8788 | 821.7153 | 1052.3534 | 1068.5858
CSAPR- SO2 Annual- WV | 289 | 6391 | Rate Constraint in MTons | FALSE | L | Annual | Rate | lb/MMBtu | 0 | 0.17469 | 0.17712 | 0.17469 | 0.16313 | 0.12909 | 0.11481
CSAPR- SO2 Annual- WV | 289 | 6391 | Rate Constraint in MTons | FALSE | L | Annual | Generation | TWh | 0 | 80.9024 | 80.8035 | 80.9051 | 83.9227 | 120.7426 | 126.1352
CSAPR- SO2 Annual- WV | 289 | 6391 | Rate Constraint in MTons | FALSE | L | Annual | Qualifying Generation | TWh | 0 | 80.9024 | 80.8035 | 80.9051 | 83.9227 | 120.7426 | 126.1352
CSAPR- SO2 Annual- WV | 289 | 6391 | Rate Constraint in MTons | FALSE | L | Annual | Rate | lb/MWh | 0 | 0.86695 | 0.87879 | 0.8668 | 0.79864 | 0.56256 | 0.48631
CSAPR- SO2 Annual- WV | 289 | 6391 | Rate Constraint in MTons | FALSE | L | Annual | Constraint Shadow Price | US2011$/Ton | 0 | 0 | 0 | 0 | 0 | 0 | 0
CT Fac. Spec. - MER Rate Annual v3.1 | 290 | 1767 | MACT Fuel Choice Floor in lbs/MMBtu | FALSE | L | Annual | Seasons Included | Seasons | Winter, Summer | Winter, Summer | Winter, Summer | Winter, Summer | Winter, Summer | Winter, Summer | Winter, Summer
CT Fac. Spec. - MER Rate Annual v3.1 | 290 | 1767 | MACT Fuel Choice Floor in lbs/MMBtu | FALSE | L | Annual | Emission Floor | lbs/MMBtu | 6e-07 | 6e-07 | 6e-07 | 6e-07 | 6e-07 | 6e-07 | 6e-07
CT Fac. Spec. - MER Rate Annual v3.1 | 290 | 1767 | MACT Fuel Choice Floor in lbs/MMBtu | FALSE | L | Annual | Emissions at Affected Plants MER | lbs | 0 | 0 | 0 | 0 | 0 | 0 | 0
CT Fac. Spec. - MER Rate Annual v3.1 | 290 | 1767 | MACT Fuel Choice Floor in lbs/MMBtu | FALSE | L | Annual | Allowances Purchased MER | lbs | 0 | 0 | 0 | 0 | 0 | 0 | 0
CT Fac. Spec. - MER Rate Annual v3.1 | 290 | 1767 | MACT Fuel Choice Floor in lbs/MMBtu | FALSE | L | Annual | Allowances Sold MER | lbs | 0 | 0 | 0 | 0 | 0 | 0 | 0
CT Fac. Spec. - MER Rate Annual v3.1 | 290 | 1767 | MACT Fuel Choice Floor in lbs/MMBtu | FALSE | L | Annual | Allowances Banked | lbs | 0 | 0 | 0 | 0 | 0 | 0 | 0
CT Fac. Spec. - MER Rate Annual v3.1 | 290 | 1767 | MACT Fuel Choice Floor in lbs/MMBtu | FALSE | L | Annual | Allowances Withdrawn (1:1) | lbs | 0 | 0 | 0 | 0 | 0 | 0 | 0
CT Fac. Spec. - MER Rate Annual v3.1 | 290 | 1767 | MACT Fuel Choice Floor in lbs/MMBtu | FALSE | L | Annual | Allowances Withdrawn (n:1) | lbs | 0 | 0 | 0 | 0 | 0 | 0 | 0
CT Fac. Spec. - MER Rate Annual v3.1 | 290 | 1767 | MACT Fuel Choice Floor in lbs/MMBtu | FALSE | L | Annual | Net Emissions Allowance Position | lbs | 0 | 0 | 0 | 0 | 0 | 0 | 0
CT Fac. Spec. - MER Rate Annual v3.1 | 290 | 1767 | MACT Fuel Choice Floor in lbs/MMBtu | FALSE | L | Annual | Fuel Consumed | TBtu | 0 | 0 | 0 | 0 | 0 | 0 | 0
CT Fac. Spec. - MER Rate Annual v3.1 | 290 | 1767 | MACT Fuel Choice Floor in lbs/MMBtu | FALSE | L | Annual | Rate | lb/MMBtu | 0 | 0 | 0 | 0 | 0 | 0 | 0
CT Fac. Spec. - MER Rate Annual v3.1 | 290 | 1767 | MACT Fuel Choice Floor in lbs/MMBtu | FALSE | L | Annual | Generation | TWh | 0 | 0 | 0 | 0 | 0 | 0 | 0
CT Fac. Spec. - MER Rate Annual v3.1 | 290 | 1767 | MACT Fuel Choice Floor in lbs/MMBtu | FALSE | L | Annual | Qualifying Generation | TWh | 0 | 0 | 0 | 0 | 0 | 0 | 0
CT Fac. Spec. - MER Rate Annual v3.1 | 290 | 1767 | MACT Fuel Choice Floor in lbs/MMBtu | FALSE | L | Annual | Constraint Shadow Price | US2011$/Lb | 0 | 0 | 0 | 0 | 0 | 0 | 0
CT Fac. Spec. - NOX Rate Winter v.4.10 Final, Unit 1155 and retrofits | 291 | 2270 | Rate Constraint in lbs/MMBtu | FALSE | L | Annual | Seasons Included | Seasons | Winter | Winter | Winter | Winter | Winter | Winter | Winter
CT Fac. Spec. - NOX Rate Winter v.4.10 Final, Unit 1155 and retrofits | 291 | 2270 | Rate Constraint in lbs/MMBtu | FALSE | L | Annual | Standard | lb/MMBtu | 0.15 | 0.15 | 0.15 | 0.15 | 0.15 | 0.15 | 0.15
CT Fac. Spec. - NOX Rate Winter v.4.10 Final, Unit 1155 and retrofits | 291 | 2270 | Rate Constraint in lbs/MMBtu | FALSE | L | Annual | Emissions at Affected Plants NOX | Thousand Tons | 0 | 0 | 0 | 0 | 0 | 0 | 0
CT Fac. Spec. - NOX Rate Winter v.4.10 Final, Unit 1155 and retrofits | 291 | 2270 | Rate Constraint in lbs/MMBtu | FALSE | L | Annual | Allowances Purchased NOX | Thousand Tons | 0 | 0 | 0 | 0 | 0 | 0 | 0
CT Fac. Spec. - NOX Rate Winter v.4.10 Final, Unit 1155 and retrofits | 291 | 2270 | Rate Constraint in lbs/MMBtu | FALSE | L | Annual | Allowances Sold NOX | Thousand Tons | 0 | 0 | 0 | 0 | 0 | 0 | 0
CT Fac. Spec. - NOX Rate Winter v.4.10 Final, Unit 1155 and retrofits | 291 | 2270 | Rate Constraint in lbs/MMBtu | FALSE | L | Annual | Allowances Banked | Thousand Tons | 0 | 0 | 0 | 0 | 0 | 0 | 0
CT Fac. Spec. - NOX Rate Winter v.4.10 Final, Unit 1155 and retrofits | 291 | 2270 | Rate Constraint in lbs/MMBtu | FALSE | L | Annual | Allowances Withdrawn (1:1) | Thousand Tons | 0 | 0 | 0 | 0 | 0 | 0 | 0
CT Fac. Spec. - NOX Rate Winter v.4.10 Final, Unit 1155 and retrofits | 291 | 2270 | Rate Constraint in lbs/MMBtu | FALSE | L | Annual | Allowances Withdrawn (n:1) | Thousand Tons | 0 | 0 | 0 | 0 | 0 | 0 | 0
CT Fac. Spec. - NOX Rate Winter v.4.10 Final, Unit 1155 and retrofits | 291 | 2270 | Rate Constraint in lbs/MMBtu | FALSE | L | Annual | Net Emissions Allowance Position | Thousand Tons | 0 | 0 | 0 | 0 | 0 | 0 | 0
CT Fac. Spec. - NOX Rate Winter v.4.10 Final, Unit 1155 and retrofits | 291 | 2270 | Rate Constraint in lbs/MMBtu | FALSE | L | Annual | Fuel Consumed | TBtu | 0 | 0 | 0 | 0 | 0 | 0 | 0
CT Fac. Spec. - NOX Rate Winter v.4.10 Final, Unit 1155 and retrofits | 291 | 2270 | Rate Constraint in lbs/MMBtu | FALSE | L | Annual | Rate | lb/MMBtu | 0 | 0 | 0 | 0 | 0 | 0 | 0
CT Fac. Spec. - NOX Rate Winter v.4.10 Final, Unit 1155 and retrofits | 291 | 2270 | Rate Constraint in lbs/MMBtu | FALSE | L | Annual | Generation | TWh | 0 | 0 | 0 | 0 | 0 | 0 | 0
CT Fac. Spec. - NOX Rate Winter v.4.10 Final, Unit 1155 and retrofits | 291 | 2270 | Rate Constraint in lbs/MMBtu | FALSE | L | Annual | Qualifying Generation | TWh | 0 | 0 | 0 | 0 | 0 | 0 | 0
CT Fac. Spec. - NOX Rate Winter v.4.10 Final, Unit 1155 and retrofits | 291 | 2270 | Rate Constraint in lbs/MMBtu | FALSE | L | Annual | Rate | lb/MWh | 0 | 0 | 0 | 0 | 0 | 0 | 0
CT Fac. Spec. - NOX Rate Winter v.4.10 Final, Unit 1155 and retrofits | 291 | 2270 | Rate Constraint in lbs/MMBtu | FALSE | L | Annual | Constraint Shadow Price | US2011$/Ton | 0 | 0 | 0 | 0 | 0 | 0 | 0
CT Fac. Spec. - NOX Rate Winter v.4.10 Final, Unit 1156 and retrofits | 292 | 2270 | Rate Constraint in lbs/MMBtu | FALSE | L | Annual | Seasons Included | Seasons | Winter | Winter | Winter | Winter | Winter | Winter | Winter
CT Fac. Spec. - NOX Rate Winter v.4.10 Final, Unit 1156 and retrofits | 292 | 2270 | Rate Constraint in lbs/MMBtu | FALSE | L | Annual | Standard | lb/MMBtu | 0.15 | 0.15 | 0.15 | 0.15 | 0.15 | 0.15 | 0.15
CT Fac. Spec. - NOX Rate Winter v.4.10 Final, Unit 1156 and retrofits | 292 | 2270 | Rate Constraint in lbs/MMBtu | FALSE | L | Annual | Emissions at Affected Plants NOX | Thousand Tons | 0 | 0 | 0 | 0 | 0 | 0 | 0
CT Fac. Spec. - NOX Rate Winter v.4.10 Final, Unit 1156 and retrofits | 292 | 2270 | Rate Constraint in lbs/MMBtu | FALSE | L | Annual | Allowances Purchased NOX | Thousand Tons | 0 | 0 | 0 | 0 | 0 | 0 | 0
CT Fac. Spec. - NOX Rate Winter v.4.10 Final, Unit 1156 and retrofits | 292 | 2270 | Rate Constraint in lbs/MMBtu | FALSE | L | Annual | Allowances Sold NOX | Thousand Tons | 0 | 0 | 0 | 0 | 0 | 0 | 0
CT Fac. Spec. - NOX Rate Winter v.4.10 Final, Unit 1156 and retrofits | 292 | 2270 | Rate Constraint in lbs/MMBtu | FALSE | L | Annual | Allowances Banked | Thousand Tons | 0 | 0 | 0 | 0 | 0 | 0 | 0
CT Fac. Spec. - NOX Rate Winter v.4.10 Final, Unit 1156 and retrofits | 292 | 2270 | Rate Constraint in lbs/MMBtu | FALSE | L | Annual | Allowances Withdrawn (1:1) | Thousand Tons | 0 | 0 | 0 | 0 | 0 | 0 | 0
CT Fac. Spec. - NOX Rate Winter v.4.10 Final, Unit 1156 and retrofits | 292 | 2270 | Rate Constraint in lbs/MMBtu | FALSE | L | Annual | Allowances Withdrawn (n:1) | Thousand Tons | 0 | 0 | 0 | 0 | 0 | 0 | 0
CT Fac. Spec. - NOX Rate Winter v.4.10 Final, Unit 1156 and retrofits | 292 | 2270 | Rate Constraint in lbs/MMBtu | FALSE | L | Annual | Net Emissions Allowance Position | Thousand Tons | 0 | 0 | 0 | 0 | 0 | 0 | 0
CT Fac. Spec. - NOX Rate Winter v.4.10 Final, Unit 1156 and retrofits | 292 | 2270 | Rate Constraint in lbs/MMBtu | FALSE | L | Annual | Fuel Consumed | TBtu | 0 | 0 | 0 | 0 | 0 | 0 | 0
CT Fac. Spec. - NOX Rate Winter v.4.10 Final, Unit 1156 and retrofits | 292 | 2270 | Rate Constraint in lbs/MMBtu | FALSE | L | Annual | Rate | lb/MMBtu | 0 | 0 | 0 | 0 | 0 | 0 | 0
CT Fac. Spec. - NOX Rate Winter v.4.10 Final, Unit 1156 and retrofits | 292 | 2270 | Rate Constraint in lbs/MMBtu | FALSE | L | Annual | Generation | TWh | 0 | 0 | 0 | 0 | 0 | 0 | 0
CT Fac. Spec. - NOX Rate Winter v.4.10 Final, Unit 1156 and retrofits | 292 | 2270 | Rate Constraint in lbs/MMBtu | FALSE | L | Annual | Qualifying Generation | TWh | 0 | 0 | 0 | 0 | 0 | 0 | 0
CT Fac. Spec. - NOX Rate Winter v.4.10 Final, Unit 1156 and retrofits | 292 | 2270 | Rate Constraint in lbs/MMBtu | FALSE | L | Annual | Rate | lb/MWh | 0 | 0 | 0 | 0 | 0 | 0 | 0
CT Fac. Spec. - NOX Rate Winter v.4.10 Final, Unit 1156 and retrofits | 292 | 2270 | Rate Constraint in lbs/MMBtu | FALSE | L | Annual | Constraint Shadow Price | US2011$/Ton | 0 | 0 | 0 | 0 | 0 | 0 | 0
CT Fac. Spec. - NOX Rate Winter v.4.10 Final, Unit 1157 and retrofits | 293 | 2270 | Rate Constraint in lbs/MMBtu | FALSE | L | Annual | Seasons Included | Seasons | Winter | Winter | Winter | Winter | Winter | Winter | Winter
CT Fac. Spec. - NOX Rate Winter v.4.10 Final, Unit 1157 and retrofits | 293 | 2270 | Rate Constraint in lbs/MMBtu | FALSE | L | Annual | Standard | lb/MMBtu | 0.15 | 0.15 | 0.15 | 0.15 | 0.15 | 0.15 | 0.15
CT Fac. Spec. - NOX Rate Winter v.4.10 Final, Unit 1157 and retrofits | 293 | 2270 | Rate Constraint in lbs/MMBtu | FALSE | L | Annual | Emissions at Affected Plants NOX | Thousand Tons | 0 | 0 | 0 | 0 | 0 | 0 | 0
CT Fac. Spec. - NOX Rate Winter v.4.10 Final, Unit 1157 and retrofits | 293 | 2270 | Rate Constraint in lbs/MMBtu | FALSE | L | Annual | Allowances Purchased NOX | Thousand Tons | 0 | 0 | 0 | 0 | 0 | 0 | 0
CT Fac. Spec. - NOX Rate Winter v.4.10 Final, Unit 1157 and retrofits | 293 | 2270 | Rate Constraint in lbs/MMBtu | FALSE | L | Annual | Allowances Sold NOX | Thousand Tons | 0 | 0 | 0 | 0 | 0 | 0 | 0
CT Fac. Spec. - NOX Rate Winter v.4.10 Final, Unit 1157 and retrofits | 293 | 2270 | Rate Constraint in lbs/MMBtu | FALSE | L | Annual | Allowances Banked | Thousand Tons | 0 | 0 | 0 | 0 | 0 | 0 | 0
CT Fac. Spec. - NOX Rate Winter v.4.10 Final, Unit 1157 and retrofits | 293 | 2270 | Rate Constraint in lbs/MMBtu | FALSE | L | Annual | Allowances Withdrawn (1:1) | Thousand Tons | 0 | 0 | 0 | 0 | 0 | 0 | 0
CT Fac. Spec. - NOX Rate Winter v.4.10 Final, Unit 1157 and retrofits | 293 | 2270 | Rate Constraint in lbs/MMBtu | FALSE | L | Annual | Allowances Withdrawn (n:1) | Thousand Tons | 0 | 0 | 0 | 0 | 0 | 0 | 0
CT Fac. Spec. - NOX Rate Winter v.4.10 Final, Unit 1157 and retrofits | 293 | 2270 | Rate Constraint in lbs/MMBtu | FALSE | L | Annual | Net Emissions Allowance Position | Thousand Tons | 0 | 0 | 0 | 0 | 0 | 0 | 0
CT Fac. Spec. - NOX Rate Winter v.4.10 Final, Unit 1157 and retrofits | 293 | 2270 | Rate Constraint in lbs/MMBtu | FALSE | L | Annual | Fuel Consumed | TBtu | 0 | 0 | 0 | 0 | 0 | 0 | 0
CT Fac. Spec. - NOX Rate Winter v.4.10 Final, Unit 1157 and retrofits | 293 | 2270 | Rate Constraint in lbs/MMBtu | FALSE | L | Annual | Rate | lb/MMBtu | 0 | 0 | 0 | 0 | 0 | 0 | 0
CT Fac. Spec. - NOX Rate Winter v.4.10 Final, Unit 1157 and retrofits | 293 | 2270 | Rate Constraint in lbs/MMBtu | FALSE | L | Annual | Generation | TWh | 0 | 0 | 0 | 0 | 0 | 0 | 0
CT Fac. Spec. - NOX Rate Winter v.4.10 Final, Unit 1157 and retrofits | 293 | 2270 | Rate Constraint in lbs/MMBtu | FALSE | L | Annual | Qualifying Generation | TWh | 0 | 0 | 0 | 0 | 0 | 0 | 0
CT Fac. Spec. - NOX Rate Winter v.4.10 Final, Unit 1157 and retrofits | 293 | 2270 | Rate Constraint in lbs/MMBtu | FALSE | L | Annual | Rate | lb/MWh | 0 | 0 | 0 | 0 | 0 | 0 | 0
CT Fac. Spec. - NOX Rate Winter v.4.10 Final, Unit 1157 and retrofits | 293 | 2270 | Rate Constraint in lbs/MMBtu | FALSE | L | Annual | Constraint Shadow Price | US2011$/Ton | 0 | 0 | 0 | 0 | 0 | 0 | 0
CT Fac. Spec. - NOX Rate Winter v.4.10 Final, Unit 1158 and retrofits | 294 | 2270 | Rate Constraint in lbs/MMBtu | FALSE | L | Annual | Seasons Included | Seasons | Winter | Winter | Winter | Winter | Winter | Winter | Winter
CT Fac. Spec. - NOX Rate Winter v.4.10 Final, Unit 1158 and retrofits | 294 | 2270 | Rate Constraint in lbs/MMBtu | FALSE | L | Annual | Standard | lb/MMBtu | 0.15 | 0.15 | 0.15 | 0.15 | 0.15 | 0.15 | 0.15
CT Fac. Spec. - NOX Rate Winter v.4.10 Final, Unit 1158 and retrofits | 294 | 2270 | Rate Constraint in lbs/MMBtu | FALSE | L | Annual | Emissions at Affected Plants NOX | Thousand Tons | 0 | 0 | 0 | 0 | 0 | 0 | 0
CT Fac. Spec. - NOX Rate Winter v.4.10 Final, Unit 1158 and retrofits | 294 | 2270 | Rate Constraint in lbs/MMBtu | FALSE | L | Annual | Allowances Purchased NOX | Thousand Tons | 0 | 0 | 0 | 0 | 0 | 0 | 0
CT Fac. Spec. - NOX Rate Winter v.4.10 Final, Unit 1158 and retrofits | 294 | 2270 | Rate Constraint in lbs/MMBtu | FALSE | L | Annual | Allowances Sold NOX | Thousand Tons | 0 | 0 | 0 | 0 | 0 | 0 | 0
CT Fac. Spec. - NOX Rate Winter v.4.10 Final, Unit 1158 and retrofits | 294 | 2270 | Rate Constraint in lbs/MMBtu | FALSE | L | Annual | Allowances Banked | Thousand Tons | 0 | 0 | 0 | 0 | 0 | 0 | 0
CT Fac. Spec. - NOX Rate Winter v.4.10 Final, Unit 1158 and retrofits | 294 | 2270 | Rate Constraint in lbs/MMBtu | FALSE | L | Annual | Allowances Withdrawn (1:1) | Thousand Tons | 0 | 0 | 0 | 0 | 0 | 0 | 0
CT Fac. Spec. - NOX Rate Winter v.4.10 Final, Unit 1158 and retrofits | 294 | 2270 | Rate Constraint in lbs/MMBtu | FALSE | L | Annual | Allowances Withdrawn (n:1) | Thousand Tons | 0 | 0 | 0 | 0 | 0 | 0 | 0
CT Fac. Spec. - NOX Rate Winter v.4.10 Final, Unit 1158 and retrofits | 294 | 2270 | Rate Constraint in lbs/MMBtu | FALSE | L | Annual | Net Emissions Allowance Position | Thousand Tons | 0 | 0 | 0 | 0 | 0 | 0 | 0
CT Fac. Spec. - NOX Rate Winter v.4.10 Final, Unit 1158 and retrofits | 294 | 2270 | Rate Constraint in lbs/MMBtu | FALSE | L | Annual | Fuel Consumed | TBtu | 0 | 0 | 0 | 0 | 0 | 0 | 0
CT Fac. Spec. - NOX Rate Winter v.4.10 Final, Unit 1158 and retrofits | 294 | 2270 | Rate Constraint in lbs/MMBtu | FALSE | L | Annual | Rate | lb/MMBtu | 0 | 0 | 0 | 0 | 0 | 0 | 0
CT Fac. Spec. - NOX Rate Winter v.4.10 Final, Unit 1158 and retrofits | 294 | 2270 | Rate Constraint in lbs/MMBtu | FALSE | L | Annual | Generation | TWh | 0 | 0 | 0 | 0 | 0 | 0 | 0
CT Fac. Spec. - NOX Rate Winter v.4.10 Final, Unit 1158 and retrofits | 294 | 2270 | Rate Constraint in lbs/MMBtu | FALSE | L | Annual | Qualifying Generation | TWh | 0 | 0 | 0 | 0 | 0 | 0 | 0
CT Fac. Spec. - NOX Rate Winter v.4.10 Final, Unit 1158 and retrofits | 294 | 2270 | Rate Constraint in lbs/MMBtu | FALSE | L | Annual | Rate | lb/MWh | 0 | 0 | 0 | 0 | 0 | 0 | 0
CT Fac. Spec. - NOX Rate Winter v.4.10 Final, Unit 1158 and retrofits | 294 | 2270 | Rate Constraint in lbs/MMBtu | FALSE | L | Annual | Constraint Shadow Price | US2011$/Ton | 0 | 0 | 0 | 0 | 0 | 0 | 0
CT Fac. Spec. - NOX Rate Winter v.4.10 Final, Unit 1159 and retrofits | 295 | 2270 | Rate Constraint in lbs/MMBtu | FALSE | L | Annual | Seasons Included | Seasons | Winter | Winter | Winter | Winter | Winter | Winter | Winter
CT Fac. Spec. - NOX Rate Winter v.4.10 Final, Unit 1159 and retrofits | 295 | 2270 | Rate Constraint in lbs/MMBtu | FALSE | L | Annual | Standard | lb/MMBtu | 0.15 | 0.15 | 0.15 | 0.15 | 0.15 | 0.15 | 0.15
CT Fac. Spec. - NOX Rate Winter v.4.10 Final, Unit 1159 and retrofits | 295 | 2270 | Rate Constraint in lbs/MMBtu | FALSE | L | Annual | Emissions at Affected Plants NOX | Thousand Tons | 0 | 0 | 0 | 0 | 0 | 0 | 0
CT Fac. Spec. - NOX Rate Winter v.4.10 Final, Unit 1159 and retrofits | 295 | 2270 | Rate Constraint in lbs/MMBtu | FALSE | L | Annual | Allowances Purchased NOX | Thousand Tons | 0 | 0 | 0 | 0 | 0 | 0 | 0
CT Fac. Spec. - NOX Rate Winter v.4.10 Final, Unit 1159 and retrofits | 295 | 2270 | Rate Constraint in lbs/MMBtu | FALSE | L | Annual | Allowances Sold NOX | Thousand Tons | 0 | 0 | 0 | 0 | 0 | 0 | 0
CT Fac. Spec. - NOX Rate Winter v.4.10 Final, Unit 1159 and retrofits | 295 | 2270 | Rate Constraint in lbs/MMBtu | FALSE | L | Annual | Allowances Banked | Thousand Tons | 0 | 0 | 0 | 0 | 0 | 0 | 0
CT Fac. Spec. - NOX Rate Winter v.4.10 Final, Unit 1159 and retrofits | 295 | 2270 | Rate Constraint in lbs/MMBtu | FALSE | L | Annual | Allowances Withdrawn (1:1) | Thousand Tons | 0 | 0 | 0 | 0 | 0 | 0 | 0
CT Fac. Spec. - NOX Rate Winter v.4.10 Final, Unit 1159 and retrofits | 295 | 2270 | Rate Constraint in lbs/MMBtu | FALSE | L | Annual | Allowances Withdrawn (n:1) | Thousand Tons | 0 | 0 | 0 | 0 | 0 | 0 | 0
CT Fac. Spec. - NOX Rate Winter v.4.10 Final, Unit 1159 and retrofits | 295 | 2270 | Rate Constraint in lbs/MMBtu | FALSE | L | Annual | Net Emissions Allowance Position | Thousand Tons | 0 | 0 | 0 | 0 | 0 | 0 | 0
CT Fac. Spec. - NOX Rate Winter v.4.10 Final, Unit 1159 and retrofits | 295 | 2270 | Rate Constraint in lbs/MMBtu | FALSE | L | Annual | Fuel Consumed | TBtu | 0 | 0 | 0 | 0 | 0 | 0 | 0
CT Fac. Spec. - NOX Rate Winter v.4.10 Final, Unit 1159 and retrofits | 295 | 2270 | Rate Constraint in lbs/MMBtu | FALSE | L | Annual | Rate | lb/MMBtu | 0 | 0 | 0 | 0 | 0 | 0 | 0
CT Fac. Spec. - NOX Rate Winter v.4.10 Final, Unit 1159 and retrofits | 295 | 2270 | Rate Constraint in lbs/MMBtu | FALSE | L | Annual | Generation | TWh | 0 | 0 | 0 | 0 | 0 | 0 | 0
CT Fac. Spec. - NOX Rate Winter v.4.10 Final, Unit 1159 and retrofits | 295 | 2270 | Rate Constraint in lbs/MMBtu | FALSE | L | Annual | Qualifying Generation | TWh | 0 | 0 | 0 | 0 | 0 | 0 | 0
CT Fac. Spec. - NOX Rate Winter v.4.10 Final, Unit 1159 and retrofits | 295 | 2270 | Rate Constraint in lbs/MMBtu | FALSE | L | Annual | Rate | lb/MWh | 0 | 0 | 0 | 0 | 0 | 0 | 0
CT Fac. Spec. - NOX Rate Winter v.4.10 Final, Unit 1159 and retrofits | 295 | 2270 | Rate Constraint in lbs/MMBtu | FALSE | L | Annual | Constraint Shadow Price | US2011$/Ton | 0 | 0 | 0 | 0 | 0 | 0 | 0
CT Fac. Spec. - NOX Rate Winter v.4.10 Final, Unit 1160 and retrofits | 296 | 2270 | Rate Constraint in lbs/MMBtu | FALSE | L | Annual | Seasons Included | Seasons | Winter | Winter | Winter | Winter | Winter | Winter | Winter
CT Fac. Spec. - NOX Rate Winter v.4.10 Final, Unit 1160 and retrofits | 296 | 2270 | Rate Constraint in lbs/MMBtu | FALSE | L | Annual | Standard | lb/MMBtu | 0.15 | 0.15 | 0.15 | 0.15 | 0.15 | 0.15 | 0.15
CT Fac. Spec. - NOX Rate Winter v.4.10 Final, Unit 1160 and retrofits | 296 | 2270 | Rate Constraint in lbs/MMBtu | FALSE | L | Annual | Emissions at Affected Plants NOX | Thousand Tons | 0 | 0 | 0 | 0 | 0 | 0 | 0
CT Fac. Spec. - NOX Rate Winter v.4.10 Final, Unit 1160 and retrofits | 296 | 2270 | Rate Constraint in lbs/MMBtu | FALSE | L | Annual | Allowances Purchased NOX | Thousand Tons | 0 | 0 | 0 | 0 | 0 | 0 | 0
CT Fac. Spec. - NOX Rate Winter v.4.10 Final, Unit 1160 and retrofits | 296 | 2270 | Rate Constraint in lbs/MMBtu | FALSE | L | Annual | Allowances Sold NOX | Thousand Tons | 0 | 0 | 0 | 0 | 0 | 0 | 0
CT Fac. Spec. - NOX Rate Winter v.4.10 Final, Unit 1160 and retrofits | 296 | 2270 | Rate Constraint in lbs/MMBtu | FALSE | L | Annual | Allowances Banked | Thousand Tons | 0 | 0 | 0 | 0 | 0 | 0 | 0
CT Fac. Spec. - NOX Rate Winter v.4.10 Final, Unit 1160 and retrofits | 296 | 2270 | Rate Constraint in lbs/MMBtu | FALSE | L | Annual | Allowances Withdrawn (1:1) | Thousand Tons | 0 | 0 | 0 | 0 | 0 | 0 | 0
CT Fac. Spec. - NOX Rate Winter v.4.10 Final, Unit 1160 and retrofits | 296 | 2270 | Rate Constraint in lbs/MMBtu | FALSE | L | Annual | Allowances Withdrawn (n:1) | Thousand Tons | 0 | 0 | 0 | 0 | 0 | 0 | 0
CT Fac. Spec. - NOX Rate Winter v.4.10 Final, Unit 1160 and retrofits | 296 | 2270 | Rate Constraint in lbs/MMBtu | FALSE | L | Annual | Net Emissions Allowance Position | Thousand Tons | 0 | 0 | 0 | 0 | 0 | 0 | 0
CT Fac. Spec. - NOX Rate Winter v.4.10 Final, Unit 1160 and retrofits | 296 | 2270 | Rate Constraint in lbs/MMBtu | FALSE | L | Annual | Fuel Consumed | TBtu | 0 | 0 | 0 | 0 | 0 | 0 | 0
CT Fac. Spec. - NOX Rate Winter v.4.10 Final, Unit 1160 and retrofits | 296 | 2270 | Rate Constraint in lbs/MMBtu | FALSE | L | Annual | Rate | lb/MMBtu | 0 | 0 | 0 | 0 | 0 | 0 | 0
CT Fac. Spec. - NOX Rate Winter v.4.10 Final, Unit 1160 and retrofits | 296 | 2270 | Rate Constraint in lbs/MMBtu | FALSE | L | Annual | Generation | TWh | 0 | 0 | 0 | 0 | 0 | 0 | 0
CT Fac. Spec. - NOX Rate Winter v.4.10 Final, Unit 1160 and retrofits | 296 | 2270 | Rate Constraint in lbs/MMBtu | FALSE | L | Annual | Qualifying Generation | TWh | 0 | 0 | 0 | 0 | 0 | 0 | 0
CT Fac. Spec. - NOX Rate Winter v.4.10 Final, Unit 1160 and retrofits | 296 | 2270 | Rate Constraint in lbs/MMBtu | FALSE | L | Annual | Rate | lb/MWh | 0 | 0 | 0 | 0 | 0 | 0 | 0
CT Fac. Spec. - NOX Rate Winter v.4.10 Final, Unit 1160 and retrofits | 296 | 2270 | Rate Constraint in lbs/MMBtu | FALSE | L | Annual | Constraint Shadow Price | US2011$/Ton | 0 | 0 | 0 | 0 | 0 | 0 | 0
CT Fac. Spec. - NOX Rate Winter v.4.10 Final, Unit 1161 and retrofits | 297 | 2270 | Rate Constraint in lbs/MMBtu | FALSE | L | Annual | Seasons Included | Seasons | Winter | Winter | Winter | Winter | Winter | Winter | Winter
CT Fac. Spec. - NOX Rate Winter v.4.10 Final, Unit 1161 and retrofits | 297 | 2270 | Rate Constraint in lbs/MMBtu | FALSE | L | Annual | Standard | lb/MMBtu | 0.15 | 0.15 | 0.15 | 0.15 | 0.15 | 0.15 | 0.15
CT Fac. Spec. - NOX Rate Winter v.4.10 Final, Unit 1161 and retrofits | 297 | 2270 | Rate Constraint in lbs/MMBtu | FALSE | L | Annual | Emissions at Affected Plants NOX | Thousand Tons | 0 | 0 | 0 | 0 | 0 | 0 | 0
CT Fac. Spec. - NOX Rate Winter v.4.10 Final, Unit 1161 and retrofits | 297 | 2270 | Rate Constraint in lbs/MMBtu | FALSE | L | Annual | Allowances Purchased NOX | Thousand Tons | 0 | 0 | 0 | 0 | 0 | 0 | 0
CT Fac. Spec. - NOX Rate Winter v.4.10 Final, Unit 1161 and retrofits | 297 | 2270 | Rate Constraint in lbs/MMBtu | FALSE | L | Annual | Allowances Sold NOX | Thousand Tons | 0 | 0 | 0 | 0 | 0 | 0 | 0
CT Fac. Spec. - NOX Rate Winter v.4.10 Final, Unit 1161 and retrofits | 297 | 2270 | Rate Constraint in lbs/MMBtu | FALSE | L | Annual | Allowances Banked | Thousand Tons | 0 | 0 | 0 | 0 | 0 | 0 | 0
CT Fac. Spec. - NOX Rate Winter v.4.10 Final, Unit 1161 and retrofits | 297 | 2270 | Rate Constraint in lbs/MMBtu | FALSE | L | Annual | Allowances Withdrawn (1:1) | Thousand Tons | 0 | 0 | 0 | 0 | 0 | 0 | 0
CT Fac. Spec. - NOX Rate Winter v.4.10 Final, Unit 1161 and retrofits | 297 | 2270 | Rate Constraint in lbs/MMBtu | FALSE | L | Annual | Allowances Withdrawn (n:1) | Thousand Tons | 0 | 0 | 0 | 0 | 0 | 0 | 0
CT Fac. Spec. - NOX Rate Winter v.4.10 Final, Unit 1161 and retrofits | 297 | 2270 | Rate Constraint in lbs/MMBtu | FALSE | L | Annual | Net Emissions Allowance Position | Thousand Tons | 0 | 0 | 0 | 0 | 0 | 0 | 0
CT Fac. Spec. - NOX Rate Winter v.4.10 Final, Unit 1161 and retrofits | 297 | 2270 | Rate Constraint in lbs/MMBtu | FALSE | L | Annual | Fuel Consumed | TBtu | 0 | 0 | 0 | 0 | 0 | 0 | 0
CT Fac. Spec. - NOX Rate Winter v.4.10 Final, Unit 1161 and retrofits | 297 | 2270 | Rate Constraint in lbs/MMBtu | FALSE | L | Annual | Rate | lb/MMBtu | 0 | 0 | 0 | 0 | 0 | 0 | 0
CT Fac. Spec. - NOX Rate Winter v.4.10 Final, Unit 1161 and retrofits | 297 | 2270 | Rate Constraint in lbs/MMBtu | FALSE | L | Annual | Generation | TWh | 0 | 0 | 0 | 0 | 0 | 0 | 0
CT Fac. Spec. - NOX Rate Winter v.4.10 Final, Unit 1161 and retrofits | 297 | 2270 | Rate Constraint in lbs/MMBtu | FALSE | L | Annual | Qualifying Generation | TWh | 0 | 0 | 0 | 0 | 0 | 0 | 0
CT Fac. Spec. - NOX Rate Winter v.4.10 Final, Unit 1161 and retrofits | 297 | 2270 | Rate Constraint in lbs/MMBtu | FALSE | L | Annual | Rate | lb/MWh | 0 | 0 | 0 | 0 | 0 | 0 | 0
CT Fac. Spec. - NOX Rate Winter v.4.10 Final, Unit 1161 and retrofits | 297 | 2270 | Rate Constraint in lbs/MMBtu | FALSE | L | Annual | Constraint Shadow Price | US2011$/Ton | 0 | 0 | 0 | 0 | 0 | 0 | 0
CT Fac. Spec. - NOX Rate Winter v.4.10 Final, Unit 1162 and retrofits | 298 | 2270 | Rate Constraint in lbs/MMBtu | FALSE | L | Annual | Seasons Included | Seasons | Winter | Winter | Winter | Winter | Winter | Winter | Winter
CT Fac. Spec. - NOX Rate Winter v.4.10 Final, Unit 1162 and retrofits | 298 | 2270 | Rate Constraint in lbs/MMBtu | FALSE | L | Annual | Standard | lb/MMBtu | 0.15 | 0.15 | 0.15 | 0.15 | 0.15 | 0.15 | 0.15
CT Fac. Spec. - NOX Rate Winter v.4.10 Final, Unit 1162 and retrofits | 298 | 2270 | Rate Constraint in lbs/MMBtu | FALSE | L | Annual | Emissions at Affected Plants NOX | Thousand Tons | 0 | 0 | 0 | 0 | 0 | 0 | 0
CT Fac. Spec. - NOX Rate Winter v.4.10 Final, Unit 1162 and retrofits | 298 | 2270 | Rate Constraint in lbs/MMBtu | FALSE | L | Annual | Allowances Purchased NOX | Thousand Tons | 0 | 0 | 0 | 0 | 0 | 0 | 0
CT Fac. Spec. - NOX Rate Winter v.4.10 Final, Unit 1162 and retrofits | 298 | 2270 | Rate Constraint in lbs/MMBtu | FALSE | L | Annual | Allowances Sold NOX | Thousand Tons | 0 | 0 | 0 | 0 | 0 | 0 | 0
CT Fac. Spec. - NOX Rate Winter v.4.10 Final, Unit 1162 and retrofits | 298 | 2270 | Rate Constraint in lbs/MMBtu | FALSE | L | Annual | Allowances Banked | Thousand Tons | 0 | 0 | 0 | 0 | 0 | 0 | 0
CT Fac. Spec. - NOX Rate Winter v.4.10 Final, Unit 1162 and retrofits | 298 | 2270 | Rate Constraint in lbs/MMBtu | FALSE | L | Annual | Allowances Withdrawn (1:1) | Thousand Tons | 0 | 0 | 0 | 0 | 0 | 0 | 0
CT Fac. Spec. - NOX Rate Winter v.4.10 Final, Unit 1162 and retrofits | 298 | 2270 | Rate Constraint in lbs/MMBtu | FALSE | L | Annual | Allowances Withdrawn (n:1) | Thousand Tons | 0 | 0 | 0 | 0 | 0 | 0 | 0
CT Fac. Spec. - NOX Rate Winter v.4.10 Final, Unit 1162 and retrofits | 298 | 2270 | Rate Constraint in lbs/MMBtu | FALSE | L | Annual | Net Emissions Allowance Position | Thousand Tons | 0 | 0 | 0 | 0 | 0 | 0 | 0
CT Fac. Spec. - NOX Rate Winter v.4.10 Final, Unit 1162 and retrofits | 298 | 2270 | Rate Constraint in lbs/MMBtu | FALSE | L | Annual | Fuel Consumed | TBtu | 0 | 0 | 0 | 0 | 0 | 0 | 0
CT Fac. Spec. - NOX Rate Winter v.4.10 Final, Unit 1162 and retrofits | 298 | 2270 | Rate Constraint in lbs/MMBtu | FALSE | L | Annual | Rate | lb/MMBtu | 0 | 0 | 0 | 0 | 0 | 0 | 0
CT Fac. Spec. - NOX Rate Winter v.4.10 Final, Unit 1162 and retrofits | 298 | 2270 | Rate Constraint in lbs/MMBtu | FALSE | L | Annual | Generation | TWh | 0 | 0 | 0 | 0 | 0 | 0 | 0
CT Fac. Spec. - NOX Rate Winter v.4.10 Final, Unit 1162 and retrofits | 298 | 2270 | Rate Constraint in lbs/MMBtu | FALSE | L | Annual | Qualifying Generation | TWh | 0 | 0 | 0 | 0 | 0 | 0 | 0
CT Fac. Spec. - NOX Rate Winter v.4.10 Final, Unit 1162 and retrofits | 298 | 2270 | Rate Constraint in lbs/MMBtu | FALSE | L | Annual | Rate | lb/MWh | 0 | 0 | 0 | 0 | 0 | 0 | 0
CT Fac. Spec. - NOX Rate Winter v.4.10 Final, Unit 1162 and retrofits | 298 | 2270 | Rate Constraint in lbs/MMBtu | FALSE | L | Annual | Constraint Shadow Price | US2011$/Ton | 0 | 0 | 0 | 0 | 0 | 0 | 0
CT Fac. Spec. - NOX Rate Winter v.4.10 Final, Unit 1163 and retrofits | 299 | 2270 | Rate Constraint in lbs/MMBtu | FALSE | L | Annual | Seasons Included | Seasons | Winter | Winter | Winter | Winter | Winter | Winter | Winter
CT Fac. Spec. - NOX Rate Winter v.4.10 Final, Unit 1163 and retrofits | 299 | 2270 | Rate Constraint in lbs/MMBtu | FALSE | L | Annual | Standard | lb/MMBtu | 0.15 | 0.15 | 0.15 | 0.15 | 0.15 | 0.15 | 0.15
CT Fac. Spec. - NOX Rate Winter v.4.10 Final, Unit 1163 and retrofits | 299 | 2270 | Rate Constraint in lbs/MMBtu | FALSE | L | Annual | Emissions at Affected Plants NOX | Thousand Tons | 0 | 0 | 0 | 0 | 0 | 0 | 0
CT Fac. Spec. - NOX Rate Winter v.4.10 Final, Unit 1163 and retrofits | 299 | 2270 | Rate Constraint in lbs/MMBtu | FALSE | L | Annual | Allowances Purchased NOX | Thousand Tons | 0 | 0 | 0 | 0 | 0 | 0 | 0
CT Fac. Spec. - NOX Rate Winter v.4.10 Final, Unit 1163 and retrofits | 299 | 2270 | Rate Constraint in lbs/MMBtu | FALSE | L | Annual | Allowances Sold NOX | Thousand Tons | 0 | 0 | 0 | 0 | 0 | 0 | 0
CT Fac. Spec. - NOX Rate Winter v.4.10 Final, Unit 1163 and retrofits | 299 | 2270 | Rate Constraint in lbs/MMBtu | FALSE | L | Annual | Allowances Banked | Thousand Tons | 0 | 0 | 0 | 0 | 0 | 0 | 0
CT Fac. Spec. - NOX Rate Winter v.4.10 Final, Unit 1163 and retrofits | 299 | 2270 | Rate Constraint in lbs/MMBtu | FALSE | L | Annual | Allowances Withdrawn (1:1) | Thousand Tons | 0 | 0 | 0 | 0 | 0 | 0 | 0
CT Fac. Spec. - NOX Rate Winter v.4.10 Final, Unit 1163 and retrofits | 299 | 2270 | Rate Constraint in lbs/MMBtu | FALSE | L | Annual | Allowances Withdrawn (n:1) | Thousand Tons | 0 | 0 | 0 | 0 | 0 | 0 | 0
CT Fac. Spec. - NOX Rate Winter v.4.10 Final, Unit 1163 and retrofits | 299 | 2270 | Rate Constraint in lbs/MMBtu | FALSE | L | Annual | Net Emissions Allowance Position | Thousand Tons | 0 | 0 | 0 | 0 | 0 | 0 | 0
CT Fac. Spec. - NOX Rate Winter v.4.10 Final, Unit 1163 and retrofits | 299 | 2270 | Rate Constraint in lbs/MMBtu | FALSE | L | Annual | Fuel Consumed | TBtu | 0 | 0 | 0 | 0 | 0 | 0 | 0
CT Fac. Spec. - NOX Rate Winter v.4.10 Final, Unit 1163 and retrofits | 299 | 2270 | Rate Constraint in lbs/MMBtu | FALSE | L | Annual | Rate | lb/MMBtu | 0 | 0 | 0 | 0 | 0 | 0 | 0
CT Fac. Spec. - NOX Rate Winter v.4.10 Final, Unit 1163 and retrofits | 299 | 2270 | Rate Constraint in lbs/MMBtu | FALSE | L | Annual | Generation | TWh | 0 | 0 | 0 | 0 | 0 | 0 | 0
CT Fac. Spec. - NOX Rate Winter v.4.10 Final, Unit 1163 and retrofits | 299 | 2270 | Rate Constraint in lbs/MMBtu | FALSE | L | Annual | Qualifying Generation | TWh | 0 | 0 | 0 | 0 | 0 | 0 | 0
CT Fac. Spec. - NOX Rate Winter v.4.10 Final, Unit 1163 and retrofits | 299 | 2270 | Rate Constraint in lbs/MMBtu | FALSE | L | Annual | Rate | lb/MWh | 0 | 0 | 0 | 0 | 0 | 0 | 0
CT Fac. Spec. - NOX Rate Winter v.4.10 Final, Unit 1163 and retrofits | 299 | 2270 | Rate Constraint in lbs/MMBtu | FALSE | L | Annual | Constraint Shadow Price | US2011$/Ton | 0 | 0 | 0 | 0 | 0 | 0 | 0
CT Fac. Spec. - NOX Rate Winter v.4.10 Final, Unit 1177 and retrofits | 300 | 2270 | Rate Constraint in lbs/MMBtu | FALSE | L | Annual | Seasons Included | Seasons | Winter | Winter | Winter | Winter | Winter | Winter | Winter
CT Fac. Spec. - NOX Rate Winter v.4.10 Final, Unit 1177 and retrofits | 300 | 2270 | Rate Constraint in lbs/MMBtu | FALSE | L | Annual | Standard | lb/MMBtu | 0.15 | 0.15 | 0.15 | 0.15 | 0.15 | 0.15 | 0.15
CT Fac. Spec. - NOX Rate Winter v.4.10 Final, Unit 1177 and retrofits | 300 | 2270 | Rate Constraint in lbs/MMBtu | FALSE | L | Annual | Emissions at Affected Plants NOX | Thousand Tons | 0 | 0 | 0 | 0 | 0 | 0 | 0
CT Fac. Spec. - NOX Rate Winter v.4.10 Final, Unit 1177 and retrofits | 300 | 2270 | Rate Constraint in lbs/MMBtu | FALSE | L | Annual | Allowances Purchased NOX | Thousand Tons | 0 | 0 | 0 | 0 | 0 | 0 | 0
CT Fac. Spec. - NOX Rate Winter v.4.10 Final, Unit 1177 and retrofits | 300 | 2270 | Rate Constraint in lbs/MMBtu | FALSE | L | Annual | Allowances Sold NOX | Thousand Tons | 0 | 0 | 0 | 0 | 0 | 0 | 0
CT Fac. Spec. - NOX Rate Winter v.4.10 Final, Unit 1177 and retrofits | 300 | 2270 | Rate Constraint in lbs/MMBtu | FALSE | L | Annual | Allowances Banked | Thousand Tons | 0 | 0 | 0 | 0 | 0 | 0 | 0
CT Fac. Spec. - NOX Rate Winter v.4.10 Final, Unit 1177 and retrofits | 300 | 2270 | Rate Constraint in lbs/MMBtu | FALSE | L | Annual | Allowances Withdrawn (1:1) | Thousand Tons | 0 | 0 | 0 | 0 | 0 | 0 | 0
CT Fac. Spec. - NOX Rate Winter v.4.10 Final, Unit 1177 and retrofits | 300 | 2270 | Rate Constraint in lbs/MMBtu | FALSE | L | Annual | Allowances Withdrawn (n:1) | Thousand Tons | 0 | 0 | 0 | 0 | 0 | 0 | 0
CT Fac. Spec. - NOX Rate Winter v.4.10 Final, Unit 1177 and retrofits | 300 | 2270 | Rate Constraint in lbs/MMBtu | FALSE | L | Annual | Net Emissions Allowance Position | Thousand Tons | 0 | 0 | 0 | 0 | 0 | 0 | 0
CT Fac. Spec. - NOX Rate Winter v.4.10 Final, Unit 1177 and retrofits | 300 | 2270 | Rate Constraint in lbs/MMBtu | FALSE | L | Annual | Fuel Consumed | TBtu | 0 | 0 | 0 | 0 | 0 | 0 | 0
CT Fac. Spec. - NOX Rate Winter v.4.10 Final, Unit 1177 and retrofits | 300 | 2270 | Rate Constraint in lbs/MMBtu | FALSE | L | Annual | Rate | lb/MMBtu | 0 | 0 | 0 | 0 | 0 | 0 | 0
CT Fac. Spec. - NOX Rate Winter v.4.10 Final, Unit 1177 and retrofits | 300 | 2270 | Rate Constraint in lbs/MMBtu | FALSE | L | Annual | Generation | TWh | 0 | 0 | 0 | 0 | 0 | 0 | 0
CT Fac. Spec. - NOX Rate Winter v.4.10 Final, Unit 1177 and retrofits | 300 | 2270 | Rate Constraint in lbs/MMBtu | FALSE | L | Annual | Qualifying Generation | TWh | 0 | 0 | 0 | 0 | 0 | 0 | 0
CT Fac. Spec. - NOX Rate Winter v.4.10 Final, Unit 1177 and retrofits | 300 | 2270 | Rate Constraint in lbs/MMBtu | FALSE | L | Annual | Rate | lb/MWh | 0 | 0 | 0 | 0 | 0 | 0 | 0
CT Fac. Spec. - NOX Rate Winter v.4.10 Final, Unit 1177 and retrofits | 300 | 2270 | Rate Constraint in lbs/MMBtu | FALSE | L | Annual | Constraint Shadow Price | US2011$/Ton | 0 | 0 | 0 | 0 | 0 | 0 | 0
CT Fac. Spec. - NOX Rate Winter v.4.10 Final, Unit 1178 and retrofits | 301 | 2270 | Rate Constraint in lbs/MMBtu | FALSE | L | Annual | Seasons Included | Seasons | Winter | Winter | Winter | Winter | Winter | Winter | Winter
CT Fac. Spec. - NOX Rate Winter v.4.10 Final, Unit 1178 and retrofits | 301 | 2270 | Rate Constraint in lbs/MMBtu | FALSE | L | Annual | Standard | lb/MMBtu | 0.15 | 0.15 | 0.15 | 0.15 | 0.15 | 0.15 | 0.15
CT Fac. Spec. - NOX Rate Winter v.4.10 Final, Unit 1178 and retrofits | 301 | 2270 | Rate Constraint in lbs/MMBtu | FALSE | L | Annual | Emissions at Affected Plants NOX | Thousand Tons | 0 | 0 | 0 | 0 | 0 | 0 | 0
CT Fac. Spec. - NOX Rate Winter v.4.10 Final, Unit 1178 and retrofits | 301 | 2270 | Rate Constraint in lbs/MMBtu | FALSE | L | Annual | Allowances Purchased NOX | Thousand Tons | 0 | 0 | 0 | 0 | 0 | 0 | 0
CT Fac. Spec. - NOX Rate Winter v.4.10 Final, Unit 1178 and retrofits | 301 | 2270 | Rate Constraint in lbs/MMBtu | FALSE | L | Annual | Allowances Sold NOX | Thousand Tons | 0 | 0 | 0 | 0 | 0 | 0 | 0
CT Fac. Spec. - NOX Rate Winter v.4.10 Final, Unit 1178 and retrofits | 301 | 2270 | Rate Constraint in lbs/MMBtu | FALSE | L | Annual | Allowances Banked | Thousand Tons | 0 | 0 | 0 | 0 | 0 | 0 | 0
CT Fac. Spec. - NOX Rate Winter v.4.10 Final, Unit 1178 and retrofits | 301 | 2270 | Rate Constraint in lbs/MMBtu | FALSE | L | Annual | Allowances Withdrawn (1:1) | Thousand Tons | 0 | 0 | 0 | 0 | 0 | 0 | 0
CT Fac. Spec. - NOX Rate Winter v.4.10 Final, Unit 1178 and retrofits | 301 | 2270 | Rate Constraint in lbs/MMBtu | FALSE | L | Annual | Allowances Withdrawn (n:1) | Thousand Tons | 0 | 0 | 0 | 0 | 0 | 0 | 0
CT Fac. Spec. - NOX Rate Winter v.4.10 Final, Unit 1178 and retrofits | 301 | 2270 | Rate Constraint in lbs/MMBtu | FALSE | L | Annual | Net Emissions Allowance Position | Thousand Tons | 0 | 0 | 0 | 0 | 0 | 0 | 0
CT Fac. Spec. - NOX Rate Winter v.4.10 Final, Unit 1178 and retrofits | 301 | 2270 | Rate Constraint in lbs/MMBtu | FALSE | L | Annual | Fuel Consumed | TBtu | 0 | 0 | 0 | 0 | 0 | 0 | 0
CT Fac. Spec. - NOX Rate Winter v.4.10 Final, Unit 1178 and retrofits | 301 | 2270 | Rate Constraint in lbs/MMBtu | FALSE | L | Annual | Rate | lb/MMBtu | 0 | 0 | 0 | 0 | 0 | 0 | 0
CT Fac. Spec. - NOX Rate Winter v.4.10 Final, Unit 1178 and retrofits | 301 | 2270 | Rate Constraint in lbs/MMBtu | FALSE | L | Annual | Generation | TWh | 0 | 0 | 0 | 0 | 0 | 0 | 0
CT Fac. Spec. - NOX Rate Winter v.4.10 Final, Unit 1178 and retrofits | 301 | 2270 | Rate Constraint in lbs/MMBtu | FALSE | L | Annual | Qualifying Generation | TWh | 0 | 0 | 0 | 0 | 0 | 0 | 0
CT Fac. Spec. - NOX Rate Winter v.4.10 Final, Unit 1178 and retrofits | 301 | 2270 | Rate Constraint in lbs/MMBtu | FALSE | L | Annual | Rate | lb/MWh | 0 | 0 | 0 | 0 | 0 | 0 | 0
CT Fac. Spec. - NOX Rate Winter v.4.10 Final, Unit 1178 and retrofits | 301 | 2270 | Rate Constraint in lbs/MMBtu | FALSE | L | Annual | Constraint Shadow Price | US2011$/Ton | 0 | 0 | 0 | 0 | 0 | 0 | 0
CT Fac. Spec. - NOX Rate Winter v.4.10 Final, Unit 1179 and retrofits | 302 | 2270 | Rate Constraint in lbs/MMBtu | FALSE | L | Annual | Seasons Included | Seasons | Winter | Winter | Winter | Winter | Winter | Winter | Winter
CT Fac. Spec. - NOX Rate Winter v.4.10 Final, Unit 1179 and retrofits | 302 | 2270 | Rate Constraint in lbs/MMBtu | FALSE | L | Annual | Standard | lb/MMBtu | 0.15 | 0.15 | 0.15 | 0.15 | 0.15 | 0.15 | 0.15
CT Fac. Spec. - NOX Rate Winter v.4.10 Final, Unit 1179 and retrofits | 302 | 2270 | Rate Constraint in lbs/MMBtu | FALSE | L | Annual | Emissions at Affected Plants NOX | Thousand Tons | 0 | 0 | 0 | 0 | 0 | 0 | 0
CT Fac. Spec. - NOX Rate Winter v.4.10 Final, Unit 1179 and retrofits | 302 | 2270 | Rate Constraint in lbs/MMBtu | FALSE | L | Annual | Allowances Purchased NOX | Thousand Tons | 0 | 0 | 0 | 0 | 0 | 0 | 0
CT Fac. Spec. - NOX Rate Winter v.4.10 Final, Unit 1179 and retrofits | 302 | 2270 | Rate Constraint in lbs/MMBtu | FALSE | L | Annual | Allowances Sold NOX | Thousand Tons | 0 | 0 | 0 | 0 | 0 | 0 | 0
CT Fac. Spec. - NOX Rate Winter v.4.10 Final, Unit 1179 and retrofits | 302 | 2270 | Rate Constraint in lbs/MMBtu | FALSE | L | Annual | Allowances Banked | Thousand Tons | 0 | 0 | 0 | 0 | 0 | 0 | 0
CT Fac. Spec. - NOX Rate Winter v.4.10 Final, Unit 1179 and retrofits | 302 | 2270 | Rate Constraint in lbs/MMBtu | FALSE | L | Annual | Allowances Withdrawn (1:1) | Thousand Tons | 0 | 0 | 0 | 0 | 0 | 0 | 0
CT Fac. Spec. - NOX Rate Winter v.4.10 Final, Unit 1179 and retrofits | 302 | 2270 | Rate Constraint in lbs/MMBtu | FALSE | L | Annual | Allowances Withdrawn (n:1) | Thousand Tons | 0 | 0 | 0 | 0 | 0 | 0 | 0
CT Fac. Spec. - NOX Rate Winter v.4.10 Final, Unit 1179 and retrofits | 302 | 2270 | Rate Constraint in lbs/MMBtu | FALSE | L | Annual | Net Emissions Allowance Position | Thousand Tons | 0 | 0 | 0 | 0 | 0 | 0 | 0
CT Fac. Spec. - NOX Rate Winter v.4.10 Final, Unit 1179 and retrofits | 302 | 2270 | Rate Constraint in lbs/MMBtu | FALSE | L | Annual | Fuel Consumed | TBtu | 0 | 0 | 0 | 0 | 0 | 0 | 0
CT Fac. Spec. - NOX Rate Winter v.4.10 Final, Unit 1179 and retrofits | 302 | 2270 | Rate Constraint in lbs/MMBtu | FALSE | L | Annual | Rate | lb/MMBtu | 0 | 0 | 0 | 0 | 0 | 0 | 0
CT Fac. Spec. - NOX Rate Winter v.4.10 Final, Unit 1179 and retrofits | 302 | 2270 | Rate Constraint in lbs/MMBtu | FALSE | L | Annual | Generation | TWh | 0 | 0 | 0 | 0 | 0 | 0 | 0
CT Fac. Spec. - NOX Rate Winter v.4.10 Final, Unit 1179 and retrofits | 302 | 2270 | Rate Constraint in lbs/MMBtu | FALSE | L | Annual | Qualifying Generation | TWh | 0 | 0 | 0 | 0 | 0 | 0 | 0
CT Fac. Spec. - NOX Rate Winter v.4.10 Final, Unit 1179 and retrofits | 302 | 2270 | Rate Constraint in lbs/MMBtu | FALSE | L | Annual | Rate | lb/MWh | 0 | 0 | 0 | 0 | 0 | 0 | 0
CT Fac. Spec. - NOX Rate Winter v.4.10 Final, Unit 1179 and retrofits | 302 | 2270 | Rate Constraint in lbs/MMBtu | FALSE | L | Annual | Constraint Shadow Price | US2011$/Ton | 0 | 0 | 0 | 0 | 0 | 0 | 0
CT Fac. Spec. - NOX Rate Winter v.4.10 Final, Unit 1180 and retrofits | 303 | 2270 | Rate Constraint in lbs/MMBtu | FALSE | L | Annual | Seasons Included | Seasons | Winter | Winter | Winter | Winter | Winter | Winter | Winter
CT Fac. Spec. - NOX Rate Winter v.4.10 Final, Unit 1180 and retrofits | 303 | 2270 | Rate Constraint in lbs/MMBtu | FALSE | L | Annual | Standard | lb/MMBtu | 0.15 | 0.15 | 0.15 | 0.15 | 0.15 | 0.15 | 0.15
CT Fac. Spec. - NOX Rate Winter v.4.10 Final, Unit 1180 and retrofits | 303 | 2270 | Rate Constraint in lbs/MMBtu | FALSE | L | Annual | Emissions at Affected Plants NOX | Thousand Tons | 0 | 0 | 0 | 0 | 0 | 0 | 0
CT Fac. Spec. - NOX Rate Winter v.4.10 Final, Unit 1180 and retrofits | 303 | 2270 | Rate Constraint in lbs/MMBtu | FALSE | L | Annual | Allowances Purchased NOX | Thousand Tons | 0 | 0 | 0 | 0 | 0 | 0 | 0
CT Fac. Spec. - NOX Rate Winter v.4.10 Final, Unit 1180 and retrofits | 303 | 2270 | Rate Constraint in lbs/MMBtu | FALSE | L | Annual | Allowances Sold NOX | Thousand Tons | 0 | 0 | 0 | 0 | 0 | 0 | 0
CT Fac. Spec. - NOX Rate Winter v.4.10 Final, Unit 1180 and retrofits | 303 | 2270 | Rate Constraint in lbs/MMBtu | FALSE | L | Annual | Allowances Banked | Thousand Tons | 0 | 0 | 0 | 0 | 0 | 0 | 0
CT Fac. Spec. - NOX Rate Winter v.4.10 Final, Unit 1180 and retrofits | 303 | 2270 | Rate Constraint in lbs/MMBtu | FALSE | L | Annual | Allowances Withdrawn (1:1) | Thousand Tons | 0 | 0 | 0 | 0 | 0 | 0 | 0
CT Fac. Spec. - NOX Rate Winter v.4.10 Final, Unit 1180 and retrofits | 303 | 2270 | Rate Constraint in lbs/MMBtu | FALSE | L | Annual | Allowances Withdrawn (n:1) | Thousand Tons | 0 | 0 | 0 | 0 | 0 | 0 | 0
CT Fac. Spec. - NOX Rate Winter v.4.10 Final, Unit 1180 and retrofits | 303 | 2270 | Rate Constraint in lbs/MMBtu | FALSE | L | Annual | Net Emissions Allowance Position | Thousand Tons | 0 | 0 | 0 | 0 | 0 | 0 | 0
CT Fac. Spec. - NOX Rate Winter v.4.10 Final, Unit 1180 and retrofits | 303 | 2270 | Rate Constraint in lbs/MMBtu | FALSE | L | Annual | Fuel Consumed | TBtu | 0 | 0 | 0 | 0 | 0 | 0 | 0
CT Fac. Spec. - NOX Rate Winter v.4.10 Final, Unit 1180 and retrofits | 303 | 2270 | Rate Constraint in lbs/MMBtu | FALSE | L | Annual | Rate | lb/MMBtu | 0 | 0 | 0 | 0 | 0 | 0 | 0
CT Fac. Spec. - NOX Rate Winter v.4.10 Final, Unit 1180 and retrofits | 303 | 2270 | Rate Constraint in lbs/MMBtu | FALSE | L | Annual | Generation | TWh | 0 | 0 | 0 | 0 | 0 | 0 | 0
CT Fac. Spec. - NOX Rate Winter v.4.10 Final, Unit 1180 and retrofits | 303 | 2270 | Rate Constraint in lbs/MMBtu | FALSE | L | Annual | Qualifying Generation | TWh | 0 | 0 | 0 | 0 | 0 | 0 | 0
CT Fac. Spec. - NOX Rate Winter v.4.10 Final, Unit 1180 and retrofits | 303 | 2270 | Rate Constraint in lbs/MMBtu | FALSE | L | Annual | Rate | lb/MWh | 0 | 0 | 0 | 0 | 0 | 0 | 0
CT Fac. Spec. - NOX Rate Winter v.4.10 Final, Unit 1180 and retrofits | 303 | 2270 | Rate Constraint in lbs/MMBtu | FALSE | L | Annual | Constraint Shadow Price | US2011$/Ton | 0 | 0 | 0 | 0 | 0 | 0 | 0
CT Fac. Spec. - NOX Rate Winter v.4.10 Final, Unit 1181 and retrofits | 304 | 2270 | Rate Constraint in lbs/MMBtu | FALSE | L | Annual | Seasons Included | Seasons | Winter | Winter | Winter | Winter | Winter | Winter | Winter
CT Fac. Spec. - NOX Rate Winter v.4.10 Final, Unit 1181 and retrofits | 304 | 2270 | Rate Constraint in lbs/MMBtu | FALSE | L | Annual | Standard | lb/MMBtu | 0.15 | 0.15 | 0.15 | 0.15 | 0.15 | 0.15 | 0.15
CT Fac. Spec. - NOX Rate Winter v.4.10 Final, Unit 1181 and retrofits | 304 | 2270 | Rate Constraint in lbs/MMBtu | FALSE | L | Annual | Emissions at Affected Plants NOX | Thousand Tons | 0 | 0 | 0 | 0 | 0 | 0 | 0
CT Fac. Spec. - NOX Rate Winter v.4.10 Final, Unit 1181 and retrofits | 304 | 2270 | Rate Constraint in lbs/MMBtu | FALSE | L | Annual | Allowances Purchased NOX | Thousand Tons | 0 | 0 | 0 | 0 | 0 | 0 | 0
CT Fac. Spec. - NOX Rate Winter v.4.10 Final, Unit 1181 and retrofits | 304 | 2270 | Rate Constraint in lbs/MMBtu | FALSE | L | Annual | Allowances Sold NOX | Thousand Tons | 0 | 0 | 0 | 0 | 0 | 0 | 0
CT Fac. Spec. - NOX Rate Winter v.4.10 Final, Unit 1181 and retrofits | 304 | 2270 | Rate Constraint in lbs/MMBtu | FALSE | L | Annual | Allowances Banked | Thousand Tons | 0 | 0 | 0 | 0 | 0 | 0 | 0
CT Fac. Spec. - NOX Rate Winter v.4.10 Final, Unit 1181 and retrofits | 304 | 2270 | Rate Constraint in lbs/MMBtu | FALSE | L | Annual | Allowances Withdrawn (1:1) | Thousand Tons | 0 | 0 | 0 | 0 | 0 | 0 | 0
CT Fac. Spec. - NOX Rate Winter v.4.10 Final, Unit 1181 and retrofits | 304 | 2270 | Rate Constraint in lbs/MMBtu | FALSE | L | Annual | Allowances Withdrawn (n:1) | Thousand Tons | 0 | 0 | 0 | 0 | 0 | 0 | 0
CT Fac. Spec. - NOX Rate Winter v.4.10 Final, Unit 1181 and retrofits | 304 | 2270 | Rate Constraint in lbs/MMBtu | FALSE | L | Annual | Net Emissions Allowance Position | Thousand Tons | 0 | 0 | 0 | 0 | 0 | 0 | 0
CT Fac. Spec. - NOX Rate Winter v.4.10 Final, Unit 1181 and retrofits | 304 | 2270 | Rate Constraint in lbs/MMBtu | FALSE | L | Annual | Fuel Consumed | TBtu | 0 | 0 | 0 | 0 | 0 | 0 | 0
CT Fac. Spec. - NOX Rate Winter v.4.10 Final, Unit 1181 and retrofits | 304 | 2270 | Rate Constraint in lbs/MMBtu | FALSE | L | Annual | Rate | lb/MMBtu | 0 | 0 | 0 | 0 | 0 | 0 | 0
CT Fac. Spec. - NOX Rate Winter v.4.10 Final, Unit 1181 and retrofits | 304 | 2270 | Rate Constraint in lbs/MMBtu | FALSE | L | Annual | Generation | TWh | 0 | 0 | 0 | 0 | 0 | 0 | 0
CT Fac. Spec. - NOX Rate Winter v.4.10 Final, Unit 1181 and retrofits | 304 | 2270 | Rate Constraint in lbs/MMBtu | FALSE | L | Annual | Qualifying Generation | TWh | 0 | 0 | 0 | 0 | 0 | 0 | 0
CT Fac. Spec. - NOX Rate Winter v.4.10 Final, Unit 1181 and retrofits | 304 | 2270 | Rate Constraint in lbs/MMBtu | FALSE | L | Annual | Rate | lb/MWh | 0 | 0 | 0 | 0 | 0 | 0 | 0
CT Fac. Spec. - NOX Rate Winter v.4.10 Final, Unit 1181 and retrofits | 304 | 2270 | Rate Constraint in lbs/MMBtu | FALSE | L | Annual | Constraint Shadow Price | US2011$/Ton | 0 | 0 | 0 | 0 | 0 | 0 | 0
CT Fac. Spec. - NOX Rate Winter v.4.10 Final, Unit 1182 and retrofits | 305 | 2270 | Rate Constraint in lbs/MMBtu | FALSE | L | Annual | Seasons Included | Seasons | Winter | Winter | Winter | Winter | Winter | Winter | Winter
CT Fac. Spec. - NOX Rate Winter v.4.10 Final, Unit 1182 and retrofits | 305 | 2270 | Rate Constraint in lbs/MMBtu | FALSE | L | Annual | Standard | lb/MMBtu | 0.15 | 0.15 | 0.15 | 0.15 | 0.15 | 0.15 | 0.15
CT Fac. Spec. - NOX Rate Winter v.4.10 Final, Unit 1182 and retrofits | 305 | 2270 | Rate Constraint in lbs/MMBtu | FALSE | L | Annual | Emissions at Affected Plants NOX | Thousand Tons | 0 | 0 | 0 | 0 | 0 | 0 | 0
CT Fac. Spec. - NOX Rate Winter v.4.10 Final, Unit 1182 and retrofits | 305 | 2270 | Rate Constraint in lbs/MMBtu | FALSE | L | Annual | Allowances Purchased NOX | Thousand Tons | 0 | 0 | 0 | 0 | 0 | 0 | 0
CT Fac. Spec. - NOX Rate Winter v.4.10 Final, Unit 1182 and retrofits | 305 | 2270 | Rate Constraint in lbs/MMBtu | FALSE | L | Annual | Allowances Sold NOX | Thousand Tons | 0 | 0 | 0 | 0 | 0 | 0 | 0
CT Fac. Spec. - NOX Rate Winter v.4.10 Final, Unit 1182 and retrofits | 305 | 2270 | Rate Constraint in lbs/MMBtu | FALSE | L | Annual | Allowances Banked | Thousand Tons | 0 | 0 | 0 | 0 | 0 | 0 | 0
CT Fac. Spec. - NOX Rate Winter v.4.10 Final, Unit 1182 and retrofits | 305 | 2270 | Rate Constraint in lbs/MMBtu | FALSE | L | Annual | Allowances Withdrawn (1:1) | Thousand Tons | 0 | 0 | 0 | 0 | 0 | 0 | 0
CT Fac. Spec. - NOX Rate Winter v.4.10 Final, Unit 1182 and retrofits | 305 | 2270 | Rate Constraint in lbs/MMBtu | FALSE | L | Annual | Allowances Withdrawn (n:1) | Thousand Tons | 0 | 0 | 0 | 0 | 0 | 0 | 0
CT Fac. Spec. - NOX Rate Winter v.4.10 Final, Unit 1182 and retrofits | 305 | 2270 | Rate Constraint in lbs/MMBtu | FALSE | L | Annual | Net Emissions Allowance Position | Thousand Tons | 0 | 0 | 0 | 0 | 0 | 0 | 0
CT Fac. Spec. - NOX Rate Winter v.4.10 Final, Unit 1182 and retrofits | 305 | 2270 | Rate Constraint in lbs/MMBtu | FALSE | L | Annual | Fuel Consumed | TBtu | 0 | 0 | 0 | 0 | 0 | 0 | 0
CT Fac. Spec. - NOX Rate Winter v.4.10 Final, Unit 1182 and retrofits | 305 | 2270 | Rate Constraint in lbs/MMBtu | FALSE | L | Annual | Rate | lb/MMBtu | 0 | 0 | 0 | 0 | 0 | 0 | 0
CT Fac. Spec. - NOX Rate Winter v.4.10 Final, Unit 1182 and retrofits | 305 | 2270 | Rate Constraint in lbs/MMBtu | FALSE | L | Annual | Generation | TWh | 0 | 0 | 0 | 0 | 0 | 0 | 0
CT Fac. Spec. - NOX Rate Winter v.4.10 Final, Unit 1182 and retrofits | 305 | 2270 | Rate Constraint in lbs/MMBtu | FALSE | L | Annual | Qualifying Generation | TWh | 0 | 0 | 0 | 0 | 0 | 0 | 0
CT Fac. Spec. - NOX Rate Winter v.4.10 Final, Unit 1182 and retrofits | 305 | 2270 | Rate Constraint in lbs/MMBtu | FALSE | L | Annual | Rate | lb/MWh | 0 | 0 | 0 | 0 | 0 | 0 | 0
CT Fac. Spec. - NOX Rate Winter v.4.10 Final, Unit 1182 and retrofits | 305 | 2270 | Rate Constraint in lbs/MMBtu | FALSE | L | Annual | Constraint Shadow Price | US2011$/Ton | 0 | 0 | 0 | 0 | 0 | 0 | 0
CT Fac. Spec. - NOX Rate Winter v.4.10 Final, Unit 1183 and retrofits | 306 | 2270 | Rate Constraint in lbs/MMBtu | FALSE | L | Annual | Seasons Included | Seasons | Winter | Winter | Winter | Winter | Winter | Winter | Winter
CT Fac. Spec. - NOX Rate Winter v.4.10 Final, Unit 1183 and retrofits | 306 | 2270 | Rate Constraint in lbs/MMBtu | FALSE | L | Annual | Standard | lb/MMBtu | 0.15 | 0.15 | 0.15 | 0.15 | 0.15 | 0.15 | 0.15
CT Fac. Spec. - NOX Rate Winter v.4.10 Final, Unit 1183 and retrofits | 306 | 2270 | Rate Constraint in lbs/MMBtu | FALSE | L | Annual | Emissions at Affected Plants NOX | Thousand Tons | 0 | 0 | 0 | 0 | 0 | 0 | 0
CT Fac. Spec. - NOX Rate Winter v.4.10 Final, Unit 1183 and retrofits | 306 | 2270 | Rate Constraint in lbs/MMBtu | FALSE | L | Annual | Allowances Purchased NOX | Thousand Tons | 0 | 0 | 0 | 0 | 0 | 0 | 0
CT Fac. Spec. - NOX Rate Winter v.4.10 Final, Unit 1183 and retrofits | 306 | 2270 | Rate Constraint in lbs/MMBtu | FALSE | L | Annual | Allowances Sold NOX | Thousand Tons | 0 | 0 | 0 | 0 | 0 | 0 | 0
CT Fac. Spec. - NOX Rate Winter v.4.10 Final, Unit 1183 and retrofits | 306 | 2270 | Rate Constraint in lbs/MMBtu | FALSE | L | Annual | Allowances Banked | Thousand Tons | 0 | 0 | 0 | 0 | 0 | 0 | 0
CT Fac. Spec. - NOX Rate Winter v.4.10 Final, Unit 1183 and retrofits | 306 | 2270 | Rate Constraint in lbs/MMBtu | FALSE | L | Annual | Allowances Withdrawn (1:1) | Thousand Tons | 0 | 0 | 0 | 0 | 0 | 0 | 0
CT Fac. Spec. - NOX Rate Winter v.4.10 Final, Unit 1183 and retrofits | 306 | 2270 | Rate Constraint in lbs/MMBtu | FALSE | L | Annual | Allowances Withdrawn (n:1) | Thousand Tons | 0 | 0 | 0 | 0 | 0 | 0 | 0
CT Fac. Spec. - NOX Rate Winter v.4.10 Final, Unit 1183 and retrofits | 306 | 2270 | Rate Constraint in lbs/MMBtu | FALSE | L | Annual | Net Emissions Allowance Position | Thousand Tons | 0 | 0 | 0 | 0 | 0 | 0 | 0
CT Fac. Spec. - NOX Rate Winter v.4.10 Final, Unit 1183 and retrofits | 306 | 2270 | Rate Constraint in lbs/MMBtu | FALSE | L | Annual | Fuel Consumed | TBtu | 0 | 0 | 0 | 0 | 0 | 0 | 0
CT Fac. Spec. - NOX Rate Winter v.4.10 Final, Unit 1183 and retrofits | 306 | 2270 | Rate Constraint in lbs/MMBtu | FALSE | L | Annual | Rate | lb/MMBtu | 0 | 0 | 0 | 0 | 0 | 0 | 0
CT Fac. Spec. - NOX Rate Winter v.4.10 Final, Unit 1183 and retrofits | 306 | 2270 | Rate Constraint in lbs/MMBtu | FALSE | L | Annual | Generation | TWh | 0 | 0 | 0 | 0 | 0 | 0 | 0
CT Fac. Spec. - NOX Rate Winter v.4.10 Final, Unit 1183 and retrofits | 306 | 2270 | Rate Constraint in lbs/MMBtu | FALSE | L | Annual | Qualifying Generation | TWh | 0 | 0 | 0 | 0 | 0 | 0 | 0
CT Fac. Spec. - NOX Rate Winter v.4.10 Final, Unit 1183 and retrofits | 306 | 2270 | Rate Constraint in lbs/MMBtu | FALSE | L | Annual | Rate | lb/MWh | 0 | 0 | 0 | 0 | 0 | 0 | 0
CT Fac. Spec. - NOX Rate Winter v.4.10 Final, Unit 1183 and retrofits | 306 | 2270 | Rate Constraint in lbs/MMBtu | FALSE | L | Annual | Constraint Shadow Price | US2011$/Ton | 0 | 0 | 0 | 0 | 0 | 0 | 0
CT Fac. Spec. - NOX Rate Winter v.4.10 Final, Unit 1184 and retrofits | 307 | 2270 | Rate Constraint in lbs/MMBtu | FALSE | L | Annual | Seasons Included | Seasons | Winter | Winter | Winter | Winter | Winter | Winter | Winter
CT Fac. Spec. - NOX Rate Winter v.4.10 Final, Unit 1184 and retrofits | 307 | 2270 | Rate Constraint in lbs/MMBtu | FALSE | L | Annual | Standard | lb/MMBtu | 0.15 | 0.15 | 0.15 | 0.15 | 0.15 | 0.15 | 0.15
CT Fac. Spec. - NOX Rate Winter v.4.10 Final, Unit 1184 and retrofits | 307 | 2270 | Rate Constraint in lbs/MMBtu | FALSE | L | Annual | Emissions at Affected Plants NOX | Thousand Tons | 0 | 0 | 0 | 0 | 0 | 0 | 0
CT Fac. Spec. - NOX Rate Winter v.4.10 Final, Unit 1184 and retrofits | 307 | 2270 | Rate Constraint in lbs/MMBtu | FALSE | L | Annual | Allowances Purchased NOX | Thousand Tons | 0 | 0 | 0 | 0 | 0 | 0 | 0
CT Fac. Spec. - NOX Rate Winter v.4.10 Final, Unit 1184 and retrofits | 307 | 2270 | Rate Constraint in lbs/MMBtu | FALSE | L | Annual | Allowances Sold NOX | Thousand Tons | 0 | 0 | 0 | 0 | 0 | 0 | 0
CT Fac. Spec. - NOX Rate Winter v.4.10 Final, Unit 1184 and retrofits | 307 | 2270 | Rate Constraint in lbs/MMBtu | FALSE | L | Annual | Allowances Banked | Thousand Tons | 0 | 0 | 0 | 0 | 0 | 0 | 0
CT Fac. Spec. - NOX Rate Winter v.4.10 Final, Unit 1184 and retrofits | 307 | 2270 | Rate Constraint in lbs/MMBtu | FALSE | L | Annual | Allowances Withdrawn (1:1) | Thousand Tons | 0 | 0 | 0 | 0 | 0 | 0 | 0
CT Fac. Spec. - NOX Rate Winter v.4.10 Final, Unit 1184 and retrofits | 307 | 2270 | Rate Constraint in lbs/MMBtu | FALSE | L | Annual | Allowances Withdrawn (n:1) | Thousand Tons | 0 | 0 | 0 | 0 | 0 | 0 | 0
CT Fac. Spec. - NOX Rate Winter v.4.10 Final, Unit 1184 and retrofits | 307 | 2270 | Rate Constraint in lbs/MMBtu | FALSE | L | Annual | Net Emissions Allowance Position | Thousand Tons | 0 | 0 | 0 | 0 | 0 | 0 | 0
CT Fac. Spec. - NOX Rate Winter v.4.10 Final, Unit 1184 and retrofits | 307 | 2270 | Rate Constraint in lbs/MMBtu | FALSE | L | Annual | Fuel Consumed | TBtu | 0 | 0 | 0 | 0 | 0 | 0 | 0
CT Fac. Spec. - NOX Rate Winter v.4.10 Final, Unit 1184 and retrofits | 307 | 2270 | Rate Constraint in lbs/MMBtu | FALSE | L | Annual | Rate | lb/MMBtu | 0 | 0 | 0 | 0 | 0 | 0 | 0
CT Fac. Spec. - NOX Rate Winter v.4.10 Final, Unit 1184 and retrofits | 307 | 2270 | Rate Constraint in lbs/MMBtu | FALSE | L | Annual | Generation | TWh | 0 | 0 | 0 | 0 | 0 | 0 | 0
CT Fac. Spec. - NOX Rate Winter v.4.10 Final, Unit 1184 and retrofits | 307 | 2270 | Rate Constraint in lbs/MMBtu | FALSE | L | Annual | Qualifying Generation | TWh | 0 | 0 | 0 | 0 | 0 | 0 | 0
CT Fac. Spec. - NOX Rate Winter v.4.10 Final, Unit 1184 and retrofits | 307 | 2270 | Rate Constraint in lbs/MMBtu | FALSE | L | Annual | Rate | lb/MWh | 0 | 0 | 0 | 0 | 0 | 0 | 0
CT Fac. Spec. - NOX Rate Winter v.4.10 Final, Unit 1184 and retrofits | 307 | 2270 | Rate Constraint in lbs/MMBtu | FALSE | L | Annual | Constraint Shadow Price | US2011$/Ton | 0 | 0 | 0 | 0 | 0 | 0 | 0
CT Fac. Spec. - NOX Rate Winter v.4.10 Final, Unit 1185 and retrofits | 308 | 2270 | Rate Constraint in lbs/MMBtu | FALSE | L | Annual | Seasons Included | Seasons | Winter | Winter | Winter | Winter | Winter | Winter | Winter
CT Fac. Spec. - NOX Rate Winter v.4.10 Final, Unit 1185 and retrofits | 308 | 2270 | Rate Constraint in lbs/MMBtu | FALSE | L | Annual | Standard | lb/MMBtu | 0.15 | 0.15 | 0.15 | 0.15 | 0.15 | 0.15 | 0.15
CT Fac. Spec. - NOX Rate Winter v.4.10 Final, Unit 1185 and retrofits | 308 | 2270 | Rate Constraint in lbs/MMBtu | FALSE | L | Annual | Emissions at Affected Plants NOX | Thousand Tons | 0 | 0 | 0 | 0 | 0 | 0 | 0
CT Fac. Spec. - NOX Rate Winter v.4.10 Final, Unit 1185 and retrofits | 308 | 2270 | Rate Constraint in lbs/MMBtu | FALSE | L | Annual | Allowances Purchased NOX | Thousand Tons | 0 | 0 | 0 | 0 | 0 | 0 | 0
CT Fac. Spec. - NOX Rate Winter v.4.10 Final, Unit 1185 and retrofits | 308 | 2270 | Rate Constraint in lbs/MMBtu | FALSE | L | Annual | Allowances Sold NOX | Thousand Tons | 0 | 0 | 0 | 0 | 0 | 0 | 0
CT Fac. Spec. - NOX Rate Winter v.4.10 Final, Unit 1185 and retrofits | 308 | 2270 | Rate Constraint in lbs/MMBtu | FALSE | L | Annual | Allowances Banked | Thousand Tons | 0 | 0 | 0 | 0 | 0 | 0 | 0
CT Fac. Spec. - NOX Rate Winter v.4.10 Final, Unit 1185 and retrofits | 308 | 2270 | Rate Constraint in lbs/MMBtu | FALSE | L | Annual | Allowances Withdrawn (1:1) | Thousand Tons | 0 | 0 | 0 | 0 | 0 | 0 | 0
CT Fac. Spec. - NOX Rate Winter v.4.10 Final, Unit 1185 and retrofits | 308 | 2270 | Rate Constraint in lbs/MMBtu | FALSE | L | Annual | Allowances Withdrawn (n:1) | Thousand Tons | 0 | 0 | 0 | 0 | 0 | 0 | 0
CT Fac. Spec. - NOX Rate Winter v.4.10 Final, Unit 1185 and retrofits | 308 | 2270 | Rate Constraint in lbs/MMBtu | FALSE | L | Annual | Net Emissions Allowance Position | Thousand Tons | 0 | 0 | 0 | 0 | 0 | 0 | 0
CT Fac. Spec. - NOX Rate Winter v.4.10 Final, Unit 1185 and retrofits | 308 | 2270 | Rate Constraint in lbs/MMBtu | FALSE | L | Annual | Fuel Consumed | TBtu | 0 | 0 | 0 | 0 | 0 | 0 | 0
CT Fac. Spec. - NOX Rate Winter v.4.10 Final, Unit 1185 and retrofits | 308 | 2270 | Rate Constraint in lbs/MMBtu | FALSE | L | Annual | Rate | lb/MMBtu | 0 | 0 | 0 | 0 | 0 | 0 | 0
CT Fac. Spec. - NOX Rate Winter v.4.10 Final, Unit 1185 and retrofits | 308 | 2270 | Rate Constraint in lbs/MMBtu | FALSE | L | Annual | Generation | TWh | 0 | 0 | 0 | 0 | 0 | 0 | 0
CT Fac. Spec. - NOX Rate Winter v.4.10 Final, Unit 1185 and retrofits | 308 | 2270 | Rate Constraint in lbs/MMBtu | FALSE | L | Annual | Qualifying Generation | TWh | 0 | 0 | 0 | 0 | 0 | 0 | 0
CT Fac. Spec. - NOX Rate Winter v.4.10 Final, Unit 1185 and retrofits | 308 | 2270 | Rate Constraint in lbs/MMBtu | FALSE | L | Annual | Rate | lb/MWh | 0 | 0 | 0 | 0 | 0 | 0 | 0
CT Fac. Spec. - NOX Rate Winter v.4.10 Final, Unit 1185 and retrofits | 308 | 2270 | Rate Constraint in lbs/MMBtu | FALSE | L | Annual | Constraint Shadow Price | US2011$/Ton | 0 | 0 | 0 | 0 | 0 | 0 | 0
CT Fac. Spec. - NOX Rate Winter v.4.10 Final, Unit 1186 and retrofits | 309 | 2270 | Rate Constraint in lbs/MMBtu | FALSE | L | Annual | Seasons Included | Seasons | Winter | Winter | Winter | Winter | Winter | Winter | Winter
CT Fac. Spec. - NOX Rate Winter v.4.10 Final, Unit 1186 and retrofits | 309 | 2270 | Rate Constraint in lbs/MMBtu | FALSE | L | Annual | Standard | lb/MMBtu | 0.15 | 0.15 | 0.15 | 0.15 | 0.15 | 0.15 | 0.15
CT Fac. Spec. - NOX Rate Winter v.4.10 Final, Unit 1186 and retrofits | 309 | 2270 | Rate Constraint in lbs/MMBtu | FALSE | L | Annual | Emissions at Affected Plants NOX | Thousand Tons | 0 | 0 | 0 | 0 | 0 | 0 | 0
CT Fac. Spec. - NOX Rate Winter v.4.10 Final, Unit 1186 and retrofits | 309 | 2270 | Rate Constraint in lbs/MMBtu | FALSE | L | Annual | Allowances Purchased NOX | Thousand Tons | 0 | 0 | 0 | 0 | 0 | 0 | 0
CT Fac. Spec. - NOX Rate Winter v.4.10 Final, Unit 1186 and retrofits | 309 | 2270 | Rate Constraint in lbs/MMBtu | FALSE | L | Annual | Allowances Sold NOX | Thousand Tons | 0 | 0 | 0 | 0 | 0 | 0 | 0
CT Fac. Spec. - NOX Rate Winter v.4.10 Final, Unit 1186 and retrofits | 309 | 2270 | Rate Constraint in lbs/MMBtu | FALSE | L | Annual | Allowances Banked | Thousand Tons | 0 | 0 | 0 | 0 | 0 | 0 | 0
CT Fac. Spec. - NOX Rate Winter v.4.10 Final, Unit 1186 and retrofits | 309 | 2270 | Rate Constraint in lbs/MMBtu | FALSE | L | Annual | Allowances Withdrawn (1:1) | Thousand Tons | 0 | 0 | 0 | 0 | 0 | 0 | 0
CT Fac. Spec. - NOX Rate Winter v.4.10 Final, Unit 1186 and retrofits | 309 | 2270 | Rate Constraint in lbs/MMBtu | FALSE | L | Annual | Allowances Withdrawn (n:1) | Thousand Tons | 0 | 0 | 0 | 0 | 0 | 0 | 0
CT Fac. Spec. - NOX Rate Winter v.4.10 Final, Unit 1186 and retrofits | 309 | 2270 | Rate Constraint in lbs/MMBtu | FALSE | L | Annual | Net Emissions Allowance Position | Thousand Tons | 0 | 0 | 0 | 0 | 0 | 0 | 0
CT Fac. Spec. - NOX Rate Winter v.4.10 Final, Unit 1186 and retrofits | 309 | 2270 | Rate Constraint in lbs/MMBtu | FALSE | L | Annual | Fuel Consumed | TBtu | 0 | 0 | 0 | 0 | 0 | 0 | 0
CT Fac. Spec. - NOX Rate Winter v.4.10 Final, Unit 1186 and retrofits | 309 | 2270 | Rate Constraint in lbs/MMBtu | FALSE | L | Annual | Rate | lb/MMBtu | 0 | 0 | 0 | 0 | 0 | 0 | 0
CT Fac. Spec. - NOX Rate Winter v.4.10 Final, Unit 1186 and retrofits | 309 | 2270 | Rate Constraint in lbs/MMBtu | FALSE | L | Annual | Generation | TWh | 0 | 0 | 0 | 0 | 0 | 0 | 0
CT Fac. Spec. - NOX Rate Winter v.4.10 Final, Unit 1186 and retrofits | 309 | 2270 | Rate Constraint in lbs/MMBtu | FALSE | L | Annual | Qualifying Generation | TWh | 0 | 0 | 0 | 0 | 0 | 0 | 0
CT Fac. Spec. - NOX Rate Winter v.4.10 Final, Unit 1186 and retrofits | 309 | 2270 | Rate Constraint in lbs/MMBtu | FALSE | L | Annual | Rate | lb/MWh | 0 | 0 | 0 | 0 | 0 | 0 | 0
CT Fac. Spec. - NOX Rate Winter v.4.10 Final, Unit 1186 and retrofits | 309 | 2270 | Rate Constraint in lbs/MMBtu | FALSE | L | Annual | Constraint Shadow Price | US2011$/Ton | 0 | 0 | 0 | 0 | 0 | 0 | 0
CT Fac. Spec. - NOX Rate Winter v.4.10 Final, Unit 1187 and retrofits | 310 | 2270 | Rate Constraint in lbs/MMBtu | FALSE | L | Annual | Seasons Included | Seasons | Winter | Winter | Winter | Winter | Winter | Winter | Winter
CT Fac. Spec. - NOX Rate Winter v.4.10 Final, Unit 1187 and retrofits | 310 | 2270 | Rate Constraint in lbs/MMBtu | FALSE | L | Annual | Standard | lb/MMBtu | 0.15 | 0.15 | 0.15 | 0.15 | 0.15 | 0.15 | 0.15
CT Fac. Spec. - NOX Rate Winter v.4.10 Final, Unit 1187 and retrofits | 310 | 2270 | Rate Constraint in lbs/MMBtu | FALSE | L | Annual | Emissions at Affected Plants NOX | Thousand Tons | 0 | 0 | 0 | 0 | 0 | 0 | 0
CT Fac. Spec. - NOX Rate Winter v.4.10 Final, Unit 1187 and retrofits | 310 | 2270 | Rate Constraint in lbs/MMBtu | FALSE | L | Annual | Allowances Purchased NOX | Thousand Tons | 0 | 0 | 0 | 0 | 0 | 0 | 0
CT Fac. Spec. - NOX Rate Winter v.4.10 Final, Unit 1187 and retrofits | 310 | 2270 | Rate Constraint in lbs/MMBtu | FALSE | L | Annual | Allowances Sold NOX | Thousand Tons | 0 | 0 | 0 | 0 | 0 | 0 | 0
CT Fac. Spec. - NOX Rate Winter v.4.10 Final, Unit 1187 and retrofits | 310 | 2270 | Rate Constraint in lbs/MMBtu | FALSE | L | Annual | Allowances Banked | Thousand Tons | 0 | 0 | 0 | 0 | 0 | 0 | 0
CT Fac. Spec. - NOX Rate Winter v.4.10 Final, Unit 1187 and retrofits | 310 | 2270 | Rate Constraint in lbs/MMBtu | FALSE | L | Annual | Allowances Withdrawn (1:1) | Thousand Tons | 0 | 0 | 0 | 0 | 0 | 0 | 0
CT Fac. Spec. - NOX Rate Winter v.4.10 Final, Unit 1187 and retrofits | 310 | 2270 | Rate Constraint in lbs/MMBtu | FALSE | L | Annual | Allowances Withdrawn (n:1) | Thousand Tons | 0 | 0 | 0 | 0 | 0 | 0 | 0
CT Fac. Spec. - NOX Rate Winter v.4.10 Final, Unit 1187 and retrofits | 310 | 2270 | Rate Constraint in lbs/MMBtu | FALSE | L | Annual | Net Emissions Allowance Position | Thousand Tons | 0 | 0 | 0 | 0 | 0 | 0 | 0
CT Fac. Spec. - NOX Rate Winter v.4.10 Final, Unit 1187 and retrofits | 310 | 2270 | Rate Constraint in lbs/MMBtu | FALSE | L | Annual | Fuel Consumed | TBtu | 0 | 0 | 0 | 0 | 0 | 0 | 0
CT Fac. Spec. - NOX Rate Winter v.4.10 Final, Unit 1187 and retrofits | 310 | 2270 | Rate Constraint in lbs/MMBtu | FALSE | L | Annual | Rate | lb/MMBtu | 0 | 0 | 0 | 0 | 0 | 0 | 0
CT Fac. Spec. - NOX Rate Winter v.4.10 Final, Unit 1187 and retrofits | 310 | 2270 | Rate Constraint in lbs/MMBtu | FALSE | L | Annual | Generation | TWh | 0 | 0 | 0 | 0 | 0 | 0 | 0
CT Fac. Spec. - NOX Rate Winter v.4.10 Final, Unit 1187 and retrofits | 310 | 2270 | Rate Constraint in lbs/MMBtu | FALSE | L | Annual | Qualifying Generation | TWh | 0 | 0 | 0 | 0 | 0 | 0 | 0
CT Fac. Spec. - NOX Rate Winter v.4.10 Final, Unit 1187 and retrofits | 310 | 2270 | Rate Constraint in lbs/MMBtu | FALSE | L | Annual | Rate | lb/MWh | 0 | 0 | 0 | 0 | 0 | 0 | 0
CT Fac. Spec. - NOX Rate Winter v.4.10 Final, Unit 1187 and retrofits | 310 | 2270 | Rate Constraint in lbs/MMBtu | FALSE | L | Annual | Constraint Shadow Price | US2011$/Ton | 0 | 0 | 0 | 0 | 0 | 0 | 0
CT Fac. Spec. - NOX Rate Winter v.4.10 Final, Unit 1193 and retrofits | 311 | 2270 | Rate Constraint in lbs/MMBtu | FALSE | L | Annual | Seasons Included | Seasons | Winter | Winter | Winter | Winter | Winter | Winter | Winter
CT Fac. Spec. - NOX Rate Winter v.4.10 Final, Unit 1193 and retrofits | 311 | 2270 | Rate Constraint in lbs/MMBtu | FALSE | L | Annual | Standard | lb/MMBtu | 0.15 | 0.15 | 0.15 | 0.15 | 0.15 | 0.15 | 0.15
CT Fac. Spec. - NOX Rate Winter v.4.10 Final, Unit 1193 and retrofits | 311 | 2270 | Rate Constraint in lbs/MMBtu | FALSE | L | Annual | Emissions at Affected Plants NOX | Thousand Tons | 0 | 0 | 0 | 0 | 0 | 0 | 0
CT Fac. Spec. - NOX Rate Winter v.4.10 Final, Unit 1193 and retrofits | 311 | 2270 | Rate Constraint in lbs/MMBtu | FALSE | L | Annual | Allowances Purchased NOX | Thousand Tons | 0 | 0 | 0 | 0 | 0 | 0 | 0
CT Fac. Spec. - NOX Rate Winter v.4.10 Final, Unit 1193 and retrofits | 311 | 2270 | Rate Constraint in lbs/MMBtu | FALSE | L | Annual | Allowances Sold NOX | Thousand Tons | 0 | 0 | 0 | 0 | 0 | 0 | 0
CT Fac. Spec. - NOX Rate Winter v.4.10 Final, Unit 1193 and retrofits | 311 | 2270 | Rate Constraint in lbs/MMBtu | FALSE | L | Annual | Allowances Banked | Thousand Tons | 0 | 0 | 0 | 0 | 0 | 0 | 0
CT Fac. Spec. - NOX Rate Winter v.4.10 Final, Unit 1193 and retrofits | 311 | 2270 | Rate Constraint in lbs/MMBtu | FALSE | L | Annual | Allowances Withdrawn (1:1) | Thousand Tons | 0 | 0 | 0 | 0 | 0 | 0 | 0
CT Fac. Spec. - NOX Rate Winter v.4.10 Final, Unit 1193 and retrofits | 311 | 2270 | Rate Constraint in lbs/MMBtu | FALSE | L | Annual | Allowances Withdrawn (n:1) | Thousand Tons | 0 | 0 | 0 | 0 | 0 | 0 | 0
CT Fac. Spec. - NOX Rate Winter v.4.10 Final, Unit 1193 and retrofits | 311 | 2270 | Rate Constraint in lbs/MMBtu | FALSE | L | Annual | Net Emissions Allowance Position | Thousand Tons | 0 | 0 | 0 | 0 | 0 | 0 | 0
CT Fac. Spec. - NOX Rate Winter v.4.10 Final, Unit 1193 and retrofits | 311 | 2270 | Rate Constraint in lbs/MMBtu | FALSE | L | Annual | Fuel Consumed | TBtu | 0 | 0 | 0 | 0 | 0 | 0 | 0
CT Fac. Spec. - NOX Rate Winter v.4.10 Final, Unit 1193 and retrofits | 311 | 2270 | Rate Constraint in lbs/MMBtu | FALSE | L | Annual | Rate | lb/MMBtu | 0 | 0 | 0 | 0 | 0 | 0 | 0
CT Fac. Spec. - NOX Rate Winter v.4.10 Final, Unit 1193 and retrofits | 311 | 2270 | Rate Constraint in lbs/MMBtu | FALSE | L | Annual | Generation | TWh | 0 | 0 | 0 | 0 | 0 | 0 | 0
CT Fac. Spec. - NOX Rate Winter v.4.10 Final, Unit 1193 and retrofits | 311 | 2270 | Rate Constraint in lbs/MMBtu | FALSE | L | Annual | Qualifying Generation | TWh | 0 | 0 | 0 | 0 | 0 | 0 | 0
CT Fac. Spec. - NOX Rate Winter v.4.10 Final, Unit 1193 and retrofits | 311 | 2270 | Rate Constraint in lbs/MMBtu | FALSE | L | Annual | Rate | lb/MWh | 0 | 0 | 0 | 0 | 0 | 0 | 0
CT Fac. Spec. - NOX Rate Winter v.4.10 Final, Unit 1193 and retrofits | 311 | 2270 | Rate Constraint in lbs/MMBtu | FALSE | L | Annual | Constraint Shadow Price | US2011$/Ton | 0 | 0 | 0 | 0 | 0 | 0 | 0
CT Fac. Spec. - NOX Rate Winter v.4.10 Final, Unit 1194 and retrofits | 312 | 2270 | Rate Constraint in lbs/MMBtu | FALSE | L | Annual | Seasons Included | Seasons | Winter | Winter | Winter | Winter | Winter | Winter | Winter
CT Fac. Spec. - NOX Rate Winter v.4.10 Final, Unit 1194 and retrofits | 312 | 2270 | Rate Constraint in lbs/MMBtu | FALSE | L | Annual | Standard | lb/MMBtu | 0.15 | 0.15 | 0.15 | 0.15 | 0.15 | 0.15 | 0.15
CT Fac. Spec. - NOX Rate Winter v.4.10 Final, Unit 1194 and retrofits | 312 | 2270 | Rate Constraint in lbs/MMBtu | FALSE | L | Annual | Emissions at Affected Plants NOX | Thousand Tons | 0 | 0 | 0 | 0 | 0 | 0 | 0
CT Fac. Spec. - NOX Rate Winter v.4.10 Final, Unit 1194 and retrofits | 312 | 2270 | Rate Constraint in lbs/MMBtu | FALSE | L | Annual | Allowances Purchased NOX | Thousand Tons | 0 | 0 | 0 | 0 | 0 | 0 | 0
CT Fac. Spec. - NOX Rate Winter v.4.10 Final, Unit 1194 and retrofits | 312 | 2270 | Rate Constraint in lbs/MMBtu | FALSE | L | Annual | Allowances Sold NOX | Thousand Tons | 0 | 0 | 0 | 0 | 0 | 0 | 0
CT Fac. Spec. - NOX Rate Winter v.4.10 Final, Unit 1194 and retrofits | 312 | 2270 | Rate Constraint in lbs/MMBtu | FALSE | L | Annual | Allowances Banked | Thousand Tons | 0 | 0 | 0 | 0 | 0 | 0 | 0
CT Fac. Spec. - NOX Rate Winter v.4.10 Final, Unit 1194 and retrofits | 312 | 2270 | Rate Constraint in lbs/MMBtu | FALSE | L | Annual | Allowances Withdrawn (1:1) | Thousand Tons | 0 | 0 | 0 | 0 | 0 | 0 | 0
CT Fac. Spec. - NOX Rate Winter v.4.10 Final, Unit 1194 and retrofits | 312 | 2270 | Rate Constraint in lbs/MMBtu | FALSE | L | Annual | Allowances Withdrawn (n:1) | Thousand Tons | 0 | 0 | 0 | 0 | 0 | 0 | 0
CT Fac. Spec. - NOX Rate Winter v.4.10 Final, Unit 1194 and retrofits | 312 | 2270 | Rate Constraint in lbs/MMBtu | FALSE | L | Annual | Net Emissions Allowance Position | Thousand Tons | 0 | 0 | 0 | 0 | 0 | 0 | 0
CT Fac. Spec. - NOX Rate Winter v.4.10 Final, Unit 1194 and retrofits | 312 | 2270 | Rate Constraint in lbs/MMBtu | FALSE | L | Annual | Fuel Consumed | TBtu | 0 | 0 | 0 | 0 | 0 | 0 | 0
CT Fac. Spec. - NOX Rate Winter v.4.10 Final, Unit 1194 and retrofits | 312 | 2270 | Rate Constraint in lbs/MMBtu | FALSE | L | Annual | Rate | lb/MMBtu | 0 | 0 | 0 | 0 | 0 | 0 | 0
CT Fac. Spec. - NOX Rate Winter v.4.10 Final, Unit 1194 and retrofits | 312 | 2270 | Rate Constraint in lbs/MMBtu | FALSE | L | Annual | Generation | TWh | 0 | 0 | 0 | 0 | 0 | 0 | 0
CT Fac. Spec. - NOX Rate Winter v.4.10 Final, Unit 1194 and retrofits | 312 | 2270 | Rate Constraint in lbs/MMBtu | FALSE | L | Annual | Qualifying Generation | TWh | 0 | 0 | 0 | 0 | 0 | 0 | 0
CT Fac. Spec. - NOX Rate Winter v.4.10 Final, Unit 1194 and retrofits | 312 | 2270 | Rate Constraint in lbs/MMBtu | FALSE | L | Annual | Rate | lb/MWh | 0 | 0 | 0 | 0 | 0 | 0 | 0
CT Fac. Spec. - NOX Rate Winter v.4.10 Final, Unit 1194 and retrofits | 312 | 2270 | Rate Constraint in lbs/MMBtu | FALSE | L | Annual | Constraint Shadow Price | US2011$/Ton | 0 | 0 | 0 | 0 | 0 | 0 | 0
CT Fac. Spec. - NOX Rate Winter v.4.10 Final, Unit 1195 and retrofits | 313 | 2270 | Rate Constraint in lbs/MMBtu | FALSE | L | Annual | Seasons Included | Seasons | Winter | Winter | Winter | Winter | Winter | Winter | Winter
CT Fac. Spec. - NOX Rate Winter v.4.10 Final, Unit 1195 and retrofits | 313 | 2270 | Rate Constraint in lbs/MMBtu | FALSE | L | Annual | Standard | lb/MMBtu | 0.15 | 0.15 | 0.15 | 0.15 | 0.15 | 0.15 | 0.15
CT Fac. Spec. - NOX Rate Winter v.4.10 Final, Unit 1195 and retrofits | 313 | 2270 | Rate Constraint in lbs/MMBtu | FALSE | L | Annual | Emissions at Affected Plants NOX | Thousand Tons | 0 | 0 | 0 | 0 | 0 | 0 | 0
CT Fac. Spec. - NOX Rate Winter v.4.10 Final, Unit 1195 and retrofits | 313 | 2270 | Rate Constraint in lbs/MMBtu | FALSE | L | Annual | Allowances Purchased NOX | Thousand Tons | 0 | 0 | 0 | 0 | 0 | 0 | 0
CT Fac. Spec. - NOX Rate Winter v.4.10 Final, Unit 1195 and retrofits | 313 | 2270 | Rate Constraint in lbs/MMBtu | FALSE | L | Annual | Allowances Sold NOX | Thousand Tons | 0 | 0 | 0 | 0 | 0 | 0 | 0
CT Fac. Spec. - NOX Rate Winter v.4.10 Final, Unit 1195 and retrofits | 313 | 2270 | Rate Constraint in lbs/MMBtu | FALSE | L | Annual | Allowances Banked | Thousand Tons | 0 | 0 | 0 | 0 | 0 | 0 | 0
CT Fac. Spec. - NOX Rate Winter v.4.10 Final, Unit 1195 and retrofits | 313 | 2270 | Rate Constraint in lbs/MMBtu | FALSE | L | Annual | Allowances Withdrawn (1:1) | Thousand Tons | 0 | 0 | 0 | 0 | 0 | 0 | 0
CT Fac. Spec. - NOX Rate Winter v.4.10 Final, Unit 1195 and retrofits | 313 | 2270 | Rate Constraint in lbs/MMBtu | FALSE | L | Annual | Allowances Withdrawn (n:1) | Thousand Tons | 0 | 0 | 0 | 0 | 0 | 0 | 0
CT Fac. Spec. - NOX Rate Winter v.4.10 Final, Unit 1195 and retrofits | 313 | 2270 | Rate Constraint in lbs/MMBtu | FALSE | L | Annual | Net Emissions Allowance Position | Thousand Tons | 0 | 0 | 0 | 0 | 0 | 0 | 0
CT Fac. Spec. - NOX Rate Winter v.4.10 Final, Unit 1195 and retrofits | 313 | 2270 | Rate Constraint in lbs/MMBtu | FALSE | L | Annual | Fuel Consumed | TBtu | 0 | 0 | 0 | 0 | 0 | 0 | 0
CT Fac. Spec. - NOX Rate Winter v.4.10 Final, Unit 1195 and retrofits | 313 | 2270 | Rate Constraint in lbs/MMBtu | FALSE | L | Annual | Rate | lb/MMBtu | 0 | 0 | 0 | 0 | 0 | 0 | 0
CT Fac. Spec. - NOX Rate Winter v.4.10 Final, Unit 1195 and retrofits | 313 | 2270 | Rate Constraint in lbs/MMBtu | FALSE | L | Annual | Generation | TWh | 0 | 0 | 0 | 0 | 0 | 0 | 0
CT Fac. Spec. - NOX Rate Winter v.4.10 Final, Unit 1195 and retrofits | 313 | 2270 | Rate Constraint in lbs/MMBtu | FALSE | L | Annual | Qualifying Generation | TWh | 0 | 0 | 0 | 0 | 0 | 0 | 0
CT Fac. Spec. - NOX Rate Winter v.4.10 Final, Unit 1195 and retrofits | 313 | 2270 | Rate Constraint in lbs/MMBtu | FALSE | L | Annual | Rate | lb/MWh | 0 | 0 | 0 | 0 | 0 | 0 | 0
CT Fac. Spec. - NOX Rate Winter v.4.10 Final, Unit 1195 and retrofits | 313 | 2270 | Rate Constraint in lbs/MMBtu | FALSE | L | Annual | Constraint Shadow Price | US2011$/Ton | 0 | 0 | 0 | 0 | 0 | 0 | 0
CT Fac. Spec. - NOX Rate Winter v.4.10 Final, Unit 1196 and retrofits | 314 | 2270 | Rate Constraint in lbs/MMBtu | FALSE | L | Annual | Seasons Included | Seasons | Winter | Winter | Winter | Winter | Winter | Winter | Winter
CT Fac. Spec. - NOX Rate Winter v.4.10 Final, Unit 1196 and retrofits | 314 | 2270 | Rate Constraint in lbs/MMBtu | FALSE | L | Annual | Standard | lb/MMBtu | 0.15 | 0.15 | 0.15 | 0.15 | 0.15 | 0.15 | 0.15
CT Fac. Spec. - NOX Rate Winter v.4.10 Final, Unit 1196 and retrofits | 314 | 2270 | Rate Constraint in lbs/MMBtu | FALSE | L | Annual | Emissions at Affected Plants NOX | Thousand Tons | 0 | 0 | 0 | 0 | 0 | 0 | 0
CT Fac. Spec. - NOX Rate Winter v.4.10 Final, Unit 1196 and retrofits | 314 | 2270 | Rate Constraint in lbs/MMBtu | FALSE | L | Annual | Allowances Purchased NOX | Thousand Tons | 0 | 0 | 0 | 0 | 0 | 0 | 0
CT Fac. Spec. - NOX Rate Winter v.4.10 Final, Unit 1196 and retrofits | 314 | 2270 | Rate Constraint in lbs/MMBtu | FALSE | L | Annual | Allowances Sold NOX | Thousand Tons | 0 | 0 | 0 | 0 | 0 | 0 | 0
CT Fac. Spec. - NOX Rate Winter v.4.10 Final, Unit 1196 and retrofits | 314 | 2270 | Rate Constraint in lbs/MMBtu | FALSE | L | Annual | Allowances Banked | Thousand Tons | 0 | 0 | 0 | 0 | 0 | 0 | 0
CT Fac. Spec. - NOX Rate Winter v.4.10 Final, Unit 1196 and retrofits | 314 | 2270 | Rate Constraint in lbs/MMBtu | FALSE | L | Annual | Allowances Withdrawn (1:1) | Thousand Tons | 0 | 0 | 0 | 0 | 0 | 0 | 0
CT Fac. Spec. - NOX Rate Winter v.4.10 Final, Unit 1196 and retrofits | 314 | 2270 | Rate Constraint in lbs/MMBtu | FALSE | L | Annual | Allowances Withdrawn (n:1) | Thousand Tons | 0 | 0 | 0 | 0 | 0 | 0 | 0
CT Fac. Spec. - NOX Rate Winter v.4.10 Final, Unit 1196 and retrofits | 314 | 2270 | Rate Constraint in lbs/MMBtu | FALSE | L | Annual | Net Emissions Allowance Position | Thousand Tons | 0 | 0 | 0 | 0 | 0 | 0 | 0
CT Fac. Spec. - NOX Rate Winter v.4.10 Final, Unit 1196 and retrofits | 314 | 2270 | Rate Constraint in lbs/MMBtu | FALSE | L | Annual | Fuel Consumed | TBtu | 0 | 0 | 0 | 0 | 0 | 0 | 0
CT Fac. Spec. - NOX Rate Winter v.4.10 Final, Unit 1196 and retrofits | 314 | 2270 | Rate Constraint in lbs/MMBtu | FALSE | L | Annual | Rate | lb/MMBtu | 0 | 0 | 0 | 0 | 0 | 0 | 0
CT Fac. Spec. - NOX Rate Winter v.4.10 Final, Unit 1196 and retrofits | 314 | 2270 | Rate Constraint in lbs/MMBtu | FALSE | L | Annual | Generation | TWh | 0 | 0 | 0 | 0 | 0 | 0 | 0
CT Fac. Spec. - NOX Rate Winter v.4.10 Final, Unit 1196 and retrofits | 314 | 2270 | Rate Constraint in lbs/MMBtu | FALSE | L | Annual | Qualifying Generation | TWh | 0 | 0 | 0 | 0 | 0 | 0 | 0
CT Fac. Spec. - NOX Rate Winter v.4.10 Final, Unit 1196 and retrofits | 314 | 2270 | Rate Constraint in lbs/MMBtu | FALSE | L | Annual | Rate | lb/MWh | 0 | 0 | 0 | 0 | 0 | 0 | 0
CT Fac. Spec. - NOX Rate Winter v.4.10 Final, Unit 1196 and retrofits | 314 | 2270 | Rate Constraint in lbs/MMBtu | FALSE | L | Annual | Constraint Shadow Price | US2011$/Ton | 0 | 0 | 0 | 0 | 0 | 0 | 0
CT Fac. Spec. - NOX Rate Winter v.4.10 Final, Unit 1197 and retrofits | 315 | 2270 | Rate Constraint in lbs/MMBtu | FALSE | L | Annual | Seasons Included | Seasons | Winter | Winter | Winter | Winter | Winter | Winter | Winter
CT Fac. Spec. - NOX Rate Winter v.4.10 Final, Unit 1197 and retrofits | 315 | 2270 | Rate Constraint in lbs/MMBtu | FALSE | L | Annual | Standard | lb/MMBtu | 0.15 | 0.15 | 0.15 | 0.15 | 0.15 | 0.15 | 0.15
CT Fac. Spec. - NOX Rate Winter v.4.10 Final, Unit 1197 and retrofits | 315 | 2270 | Rate Constraint in lbs/MMBtu | FALSE | L | Annual | Emissions at Affected Plants NOX | Thousand Tons | 0 | 0 | 0 | 0 | 0 | 0 | 0
CT Fac. Spec. - NOX Rate Winter v.4.10 Final, Unit 1197 and retrofits | 315 | 2270 | Rate Constraint in lbs/MMBtu | FALSE | L | Annual | Allowances Purchased NOX | Thousand Tons | 0 | 0 | 0 | 0 | 0 | 0 | 0
CT Fac. Spec. - NOX Rate Winter v.4.10 Final, Unit 1197 and retrofits | 315 | 2270 | Rate Constraint in lbs/MMBtu | FALSE | L | Annual | Allowances Sold NOX | Thousand Tons | 0 | 0 | 0 | 0 | 0 | 0 | 0
CT Fac. Spec. - NOX Rate Winter v.4.10 Final, Unit 1197 and retrofits | 315 | 2270 | Rate Constraint in lbs/MMBtu | FALSE | L | Annual | Allowances Banked | Thousand Tons | 0 | 0 | 0 | 0 | 0 | 0 | 0
CT Fac. Spec. - NOX Rate Winter v.4.10 Final, Unit 1197 and retrofits | 315 | 2270 | Rate Constraint in lbs/MMBtu | FALSE | L | Annual | Allowances Withdrawn (1:1) | Thousand Tons | 0 | 0 | 0 | 0 | 0 | 0 | 0
CT Fac. Spec. - NOX Rate Winter v.4.10 Final, Unit 1197 and retrofits | 315 | 2270 | Rate Constraint in lbs/MMBtu | FALSE | L | Annual | Allowances Withdrawn (n:1) | Thousand Tons | 0 | 0 | 0 | 0 | 0 | 0 | 0
CT Fac. Spec. - NOX Rate Winter v.4.10 Final, Unit 1197 and retrofits | 315 | 2270 | Rate Constraint in lbs/MMBtu | FALSE | L | Annual | Net Emissions Allowance Position | Thousand Tons | 0 | 0 | 0 | 0 | 0 | 0 | 0
CT Fac. Spec. - NOX Rate Winter v.4.10 Final, Unit 1197 and retrofits | 315 | 2270 | Rate Constraint in lbs/MMBtu | FALSE | L | Annual | Fuel Consumed | TBtu | 0 | 0 | 0 | 0 | 0 | 0 | 0
CT Fac. Spec. - NOX Rate Winter v.4.10 Final, Unit 1197 and retrofits | 315 | 2270 | Rate Constraint in lbs/MMBtu | FALSE | L | Annual | Rate | lb/MMBtu | 0 | 0 | 0 | 0 | 0 | 0 | 0
CT Fac. Spec. - NOX Rate Winter v.4.10 Final, Unit 1197 and retrofits | 315 | 2270 | Rate Constraint in lbs/MMBtu | FALSE | L | Annual | Generation | TWh | 0 | 0 | 0 | 0 | 0 | 0 | 0
CT Fac. Spec. - NOX Rate Winter v.4.10 Final, Unit 1197 and retrofits | 315 | 2270 | Rate Constraint in lbs/MMBtu | FALSE | L | Annual | Qualifying Generation | TWh | 0 | 0 | 0 | 0 | 0 | 0 | 0
CT Fac. Spec. - NOX Rate Winter v.4.10 Final, Unit 1197 and retrofits | 315 | 2270 | Rate Constraint in lbs/MMBtu | FALSE | L | Annual | Rate | lb/MWh | 0 | 0 | 0 | 0 | 0 | 0 | 0
CT Fac. Spec. - NOX Rate Winter v.4.10 Final, Unit 1197 and retrofits | 315 | 2270 | Rate Constraint in lbs/MMBtu | FALSE | L | Annual | Constraint Shadow Price | US2011$/Ton | 0 | 0 | 0 | 0 | 0 | 0 | 0
CT Fac. Spec. - NOX Rate Winter v.4.10 Final, Unit 1198 and retrofits | 316 | 2270 | Rate Constraint in lbs/MMBtu | FALSE | L | Annual | Seasons Included | Seasons | Winter | Winter | Winter | Winter | Winter | Winter | Winter
CT Fac. Spec. - NOX Rate Winter v.4.10 Final, Unit 1198 and retrofits | 316 | 2270 | Rate Constraint in lbs/MMBtu | FALSE | L | Annual | Standard | lb/MMBtu | 0.15 | 0.15 | 0.15 | 0.15 | 0.15 | 0.15 | 0.15
CT Fac. Spec. - NOX Rate Winter v.4.10 Final, Unit 1198 and retrofits | 316 | 2270 | Rate Constraint in lbs/MMBtu | FALSE | L | Annual | Emissions at Affected Plants NOX | Thousand Tons | 0 | 0 | 0 | 0 | 0 | 0 | 0
CT Fac. Spec. - NOX Rate Winter v.4.10 Final, Unit 1198 and retrofits | 316 | 2270 | Rate Constraint in lbs/MMBtu | FALSE | L | Annual | Allowances Purchased NOX | Thousand Tons | 0 | 0 | 0 | 0 | 0 | 0 | 0
CT Fac. Spec. - NOX Rate Winter v.4.10 Final, Unit 1198 and retrofits | 316 | 2270 | Rate Constraint in lbs/MMBtu | FALSE | L | Annual | Allowances Sold NOX | Thousand Tons | 0 | 0 | 0 | 0 | 0 | 0 | 0
CT Fac. Spec. - NOX Rate Winter v.4.10 Final, Unit 1198 and retrofits | 316 | 2270 | Rate Constraint in lbs/MMBtu | FALSE | L | Annual | Allowances Banked | Thousand Tons | 0 | 0 | 0 | 0 | 0 | 0 | 0
CT Fac. Spec. - NOX Rate Winter v.4.10 Final, Unit 1198 and retrofits | 316 | 2270 | Rate Constraint in lbs/MMBtu | FALSE | L | Annual | Allowances Withdrawn (1:1) | Thousand Tons | 0 | 0 | 0 | 0 | 0 | 0 | 0
CT Fac. Spec. - NOX Rate Winter v.4.10 Final, Unit 1198 and retrofits | 316 | 2270 | Rate Constraint in lbs/MMBtu | FALSE | L | Annual | Allowances Withdrawn (n:1) | Thousand Tons | 0 | 0 | 0 | 0 | 0 | 0 | 0
CT Fac. Spec. - NOX Rate Winter v.4.10 Final, Unit 1198 and retrofits | 316 | 2270 | Rate Constraint in lbs/MMBtu | FALSE | L | Annual | Net Emissions Allowance Position | Thousand Tons | 0 | 0 | 0 | 0 | 0 | 0 | 0
CT Fac. Spec. - NOX Rate Winter v.4.10 Final, Unit 1198 and retrofits | 316 | 2270 | Rate Constraint in lbs/MMBtu | FALSE | L | Annual | Fuel Consumed | TBtu | 0 | 0 | 0 | 0 | 0 | 0 | 0
CT Fac. Spec. - NOX Rate Winter v.4.10 Final, Unit 1198 and retrofits | 316 | 2270 | Rate Constraint in lbs/MMBtu | FALSE | L | Annual | Rate | lb/MMBtu | 0 | 0 | 0 | 0 | 0 | 0 | 0
CT Fac. Spec. - NOX Rate Winter v.4.10 Final, Unit 1198 and retrofits | 316 | 2270 | Rate Constraint in lbs/MMBtu | FALSE | L | Annual | Generation | TWh | 0 | 0 | 0 | 0 | 0 | 0 | 0
CT Fac. Spec. - NOX Rate Winter v.4.10 Final, Unit 1198 and retrofits | 316 | 2270 | Rate Constraint in lbs/MMBtu | FALSE | L | Annual | Qualifying Generation | TWh | 0 | 0 | 0 | 0 | 0 | 0 | 0
CT Fac. Spec. - NOX Rate Winter v.4.10 Final, Unit 1198 and retrofits | 316 | 2270 | Rate Constraint in lbs/MMBtu | FALSE | L | Annual | Rate | lb/MWh | 0 | 0 | 0 | 0 | 0 | 0 | 0
CT Fac. Spec. - NOX Rate Winter v.4.10 Final, Unit 1198 and retrofits | 316 | 2270 | Rate Constraint in lbs/MMBtu | FALSE | L | Annual | Constraint Shadow Price | US2011$/Ton | 0 | 0 | 0 | 0 | 0 | 0 | 0
CT Fac. Spec. - NOX Rate Winter v.4.10 Final, Unit 1199 and retrofits | 317 | 2270 | Rate Constraint in lbs/MMBtu | FALSE | L | Annual | Seasons Included | Seasons | Winter | Winter | Winter | Winter | Winter | Winter | Winter
CT Fac. Spec. - NOX Rate Winter v.4.10 Final, Unit 1199 and retrofits | 317 | 2270 | Rate Constraint in lbs/MMBtu | FALSE | L | Annual | Standard | lb/MMBtu | 0.15 | 0.15 | 0.15 | 0.15 | 0.15 | 0.15 | 0.15
CT Fac. Spec. - NOX Rate Winter v.4.10 Final, Unit 1199 and retrofits | 317 | 2270 | Rate Constraint in lbs/MMBtu | FALSE | L | Annual | Emissions at Affected Plants NOX | Thousand Tons | 0 | 0 | 0 | 0 | 0 | 0 | 0
CT Fac. Spec. - NOX Rate Winter v.4.10 Final, Unit 1199 and retrofits | 317 | 2270 | Rate Constraint in lbs/MMBtu | FALSE | L | Annual | Allowances Purchased NOX | Thousand Tons | 0 | 0 | 0 | 0 | 0 | 0 | 0
CT Fac. Spec. - NOX Rate Winter v.4.10 Final, Unit 1199 and retrofits | 317 | 2270 | Rate Constraint in lbs/MMBtu | FALSE | L | Annual | Allowances Sold NOX | Thousand Tons | 0 | 0 | 0 | 0 | 0 | 0 | 0
CT Fac. Spec. - NOX Rate Winter v.4.10 Final, Unit 1199 and retrofits | 317 | 2270 | Rate Constraint in lbs/MMBtu | FALSE | L | Annual | Allowances Banked | Thousand Tons | 0 | 0 | 0 | 0 | 0 | 0 | 0
CT Fac. Spec. - NOX Rate Winter v.4.10 Final, Unit 1199 and retrofits | 317 | 2270 | Rate Constraint in lbs/MMBtu | FALSE | L | Annual | Allowances Withdrawn (1:1) | Thousand Tons | 0 | 0 | 0 | 0 | 0 | 0 | 0
CT Fac. Spec. - NOX Rate Winter v.4.10 Final, Unit 1199 and retrofits | 317 | 2270 | Rate Constraint in lbs/MMBtu | FALSE | L | Annual | Allowances Withdrawn (n:1) | Thousand Tons | 0 | 0 | 0 | 0 | 0 | 0 | 0
CT Fac. Spec. - NOX Rate Winter v.4.10 Final, Unit 1199 and retrofits | 317 | 2270 | Rate Constraint in lbs/MMBtu | FALSE | L | Annual | Net Emissions Allowance Position | Thousand Tons | 0 | 0 | 0 | 0 | 0 | 0 | 0
CT Fac. Spec. - NOX Rate Winter v.4.10 Final, Unit 1199 and retrofits | 317 | 2270 | Rate Constraint in lbs/MMBtu | FALSE | L | Annual | Fuel Consumed | TBtu | 0 | 0 | 0 | 0 | 0 | 0 | 0
CT Fac. Spec. - NOX Rate Winter v.4.10 Final, Unit 1199 and retrofits | 317 | 2270 | Rate Constraint in lbs/MMBtu | FALSE | L | Annual | Rate | lb/MMBtu | 0 | 0 | 0 | 0 | 0 | 0 | 0
CT Fac. Spec. - NOX Rate Winter v.4.10 Final, Unit 1199 and retrofits | 317 | 2270 | Rate Constraint in lbs/MMBtu | FALSE | L | Annual | Generation | TWh | 0 | 0 | 0 | 0 | 0 | 0 | 0
CT Fac. Spec. - NOX Rate Winter v.4.10 Final, Unit 1199 and retrofits | 317 | 2270 | Rate Constraint in lbs/MMBtu | FALSE | L | Annual | Qualifying Generation | TWh | 0 | 0 | 0 | 0 | 0 | 0 | 0
CT Fac. Spec. - NOX Rate Winter v.4.10 Final, Unit 1199 and retrofits | 317 | 2270 | Rate Constraint in lbs/MMBtu | FALSE | L | Annual | Rate | lb/MWh | 0 | 0 | 0 | 0 | 0 | 0 | 0
CT Fac. Spec. - NOX Rate Winter v.4.10 Final, Unit 1199 and retrofits | 317 | 2270 | Rate Constraint in lbs/MMBtu | FALSE | L | Annual | Constraint Shadow Price | US2011$/Ton | 0 | 0 | 0 | 0 | 0 | 0 | 0
CT Fac. Spec. - NOX Rate Winter v.4.10 Final, Unit 1200 and retrofits | 318 | 2270 | Rate Constraint in lbs/MMBtu | FALSE | L | Annual | Seasons Included | Seasons | Winter | Winter | Winter | Winter | Winter | Winter | Winter
CT Fac. Spec. - NOX Rate Winter v.4.10 Final, Unit 1200 and retrofits | 318 | 2270 | Rate Constraint in lbs/MMBtu | FALSE | L | Annual | Standard | lb/MMBtu | 0.15 | 0.15 | 0.15 | 0.15 | 0.15 | 0.15 | 0.15
CT Fac. Spec. - NOX Rate Winter v.4.10 Final, Unit 1200 and retrofits | 318 | 2270 | Rate Constraint in lbs/MMBtu | FALSE | L | Annual | Emissions at Affected Plants NOX | Thousand Tons | 0 | 0 | 0 | 0 | 0 | 0 | 0
CT Fac. Spec. - NOX Rate Winter v.4.10 Final, Unit 1200 and retrofits | 318 | 2270 | Rate Constraint in lbs/MMBtu | FALSE | L | Annual | Allowances Purchased NOX | Thousand Tons | 0 | 0 | 0 | 0 | 0 | 0 | 0
CT Fac. Spec. - NOX Rate Winter v.4.10 Final, Unit 1200 and retrofits | 318 | 2270 | Rate Constraint in lbs/MMBtu | FALSE | L | Annual | Allowances Sold NOX | Thousand Tons | 0 | 0 | 0 | 0 | 0 | 0 | 0
CT Fac. Spec. - NOX Rate Winter v.4.10 Final, Unit 1200 and retrofits | 318 | 2270 | Rate Constraint in lbs/MMBtu | FALSE | L | Annual | Allowances Banked | Thousand Tons | 0 | 0 | 0 | 0 | 0 | 0 | 0
CT Fac. Spec. - NOX Rate Winter v.4.10 Final, Unit 1200 and retrofits | 318 | 2270 | Rate Constraint in lbs/MMBtu | FALSE | L | Annual | Allowances Withdrawn (1:1) | Thousand Tons | 0 | 0 | 0 | 0 | 0 | 0 | 0
CT Fac. Spec. - NOX Rate Winter v.4.10 Final, Unit 1200 and retrofits | 318 | 2270 | Rate Constraint in lbs/MMBtu | FALSE | L | Annual | Allowances Withdrawn (n:1) | Thousand Tons | 0 | 0 | 0 | 0 | 0 | 0 | 0
CT Fac. Spec. - NOX Rate Winter v.4.10 Final, Unit 1200 and retrofits | 318 | 2270 | Rate Constraint in lbs/MMBtu | FALSE | L | Annual | Net Emissions Allowance Position | Thousand Tons | 0 | 0 | 0 | 0 | 0 | 0 | 0
CT Fac. Spec. - NOX Rate Winter v.4.10 Final, Unit 1200 and retrofits | 318 | 2270 | Rate Constraint in lbs/MMBtu | FALSE | L | Annual | Fuel Consumed | TBtu | 0 | 0 | 0 | 0 | 0 | 0 | 0
CT Fac. Spec. - NOX Rate Winter v.4.10 Final, Unit 1200 and retrofits | 318 | 2270 | Rate Constraint in lbs/MMBtu | FALSE | L | Annual | Rate | lb/MMBtu | 0 | 0 | 0 | 0 | 0 | 0 | 0
CT Fac. Spec. - NOX Rate Winter v.4.10 Final, Unit 1200 and retrofits | 318 | 2270 | Rate Constraint in lbs/MMBtu | FALSE | L | Annual | Generation | TWh | 0 | 0 | 0 | 0 | 0 | 0 | 0
CT Fac. Spec. - NOX Rate Winter v.4.10 Final, Unit 1200 and retrofits | 318 | 2270 | Rate Constraint in lbs/MMBtu | FALSE | L | Annual | Qualifying Generation | TWh | 0 | 0 | 0 | 0 | 0 | 0 | 0
CT Fac. Spec. - NOX Rate Winter v.4.10 Final, Unit 1200 and retrofits | 318 | 2270 | Rate Constraint in lbs/MMBtu | FALSE | L | Annual | Rate | lb/MWh | 0 | 0 | 0 | 0 | 0 | 0 | 0
CT Fac. Spec. - NOX Rate Winter v.4.10 Final, Unit 1200 and retrofits | 318 | 2270 | Rate Constraint in lbs/MMBtu | FALSE | L | Annual | Constraint Shadow Price | US2011$/Ton | 0 | 0 | 0 | 0 | 0 | 0 | 0
CT Fac. Spec. - NOX Rate Winter v.4.10 Final, Unit 1201 and retrofits | 319 | 2270 | Rate Constraint in lbs/MMBtu | FALSE | L | Annual | Seasons Included | Seasons | Winter | Winter | Winter | Winter | Winter | Winter | Winter
CT Fac. Spec. - NOX Rate Winter v.4.10 Final, Unit 1201 and retrofits | 319 | 2270 | Rate Constraint in lbs/MMBtu | FALSE | L | Annual | Standard | lb/MMBtu | 0.15 | 0.15 | 0.15 | 0.15 | 0.15 | 0.15 | 0.15
CT Fac. Spec. - NOX Rate Winter v.4.10 Final, Unit 1201 and retrofits | 319 | 2270 | Rate Constraint in lbs/MMBtu | FALSE | L | Annual | Emissions at Affected Plants NOX | Thousand Tons | 0 | 0 | 0 | 0 | 0 | 0 | 0
CT Fac. Spec. - NOX Rate Winter v.4.10 Final, Unit 1201 and retrofits | 319 | 2270 | Rate Constraint in lbs/MMBtu | FALSE | L | Annual | Allowances Purchased NOX | Thousand Tons | 0 | 0 | 0 | 0 | 0 | 0 | 0
CT Fac. Spec. - NOX Rate Winter v.4.10 Final, Unit 1201 and retrofits | 319 | 2270 | Rate Constraint in lbs/MMBtu | FALSE | L | Annual | Allowances Sold NOX | Thousand Tons | 0 | 0 | 0 | 0 | 0 | 0 | 0
CT Fac. Spec. - NOX Rate Winter v.4.10 Final, Unit 1201 and retrofits | 319 | 2270 | Rate Constraint in lbs/MMBtu | FALSE | L | Annual | Allowances Banked | Thousand Tons | 0 | 0 | 0 | 0 | 0 | 0 | 0
CT Fac. Spec. - NOX Rate Winter v.4.10 Final, Unit 1201 and retrofits | 319 | 2270 | Rate Constraint in lbs/MMBtu | FALSE | L | Annual | Allowances Withdrawn (1:1) | Thousand Tons | 0 | 0 | 0 | 0 | 0 | 0 | 0
CT Fac. Spec. - NOX Rate Winter v.4.10 Final, Unit 1201 and retrofits | 319 | 2270 | Rate Constraint in lbs/MMBtu | FALSE | L | Annual | Allowances Withdrawn (n:1) | Thousand Tons | 0 | 0 | 0 | 0 | 0 | 0 | 0
CT Fac. Spec. - NOX Rate Winter v.4.10 Final, Unit 1201 and retrofits | 319 | 2270 | Rate Constraint in lbs/MMBtu | FALSE | L | Annual | Net Emissions Allowance Position | Thousand Tons | 0 | 0 | 0 | 0 | 0 | 0 | 0
CT Fac. Spec. - NOX Rate Winter v.4.10 Final, Unit 1201 and retrofits | 319 | 2270 | Rate Constraint in lbs/MMBtu | FALSE | L | Annual | Fuel Consumed | TBtu | 0 | 0 | 0 | 0 | 0 | 0 | 0
CT Fac. Spec. - NOX Rate Winter v.4.10 Final, Unit 1201 and retrofits | 319 | 2270 | Rate Constraint in lbs/MMBtu | FALSE | L | Annual | Rate | lb/MMBtu | 0 | 0 | 0 | 0 | 0 | 0 | 0
CT Fac. Spec. - NOX Rate Winter v.4.10 Final, Unit 1201 and retrofits | 319 | 2270 | Rate Constraint in lbs/MMBtu | FALSE | L | Annual | Generation | TWh | 0 | 0 | 0 | 0 | 0 | 0 | 0
CT Fac. Spec. - NOX Rate Winter v.4.10 Final, Unit 1201 and retrofits | 319 | 2270 | Rate Constraint in lbs/MMBtu | FALSE | L | Annual | Qualifying Generation | TWh | 0 | 0 | 0 | 0 | 0 | 0 | 0
CT Fac. Spec. - NOX Rate Winter v.4.10 Final, Unit 1201 and retrofits | 319 | 2270 | Rate Constraint in lbs/MMBtu | FALSE | L | Annual | Rate | lb/MWh | 0 | 0 | 0 | 0 | 0 | 0 | 0
CT Fac. Spec. - NOX Rate Winter v.4.10 Final, Unit 1201 and retrofits | 319 | 2270 | Rate Constraint in lbs/MMBtu | FALSE | L | Annual | Constraint Shadow Price | US2011$/Ton | 0 | 0 | 0 | 0 | 0 | 0 | 0
CT Fac. Spec. - NOX Rate Winter v.4.10 Final, Unit 1202 and retrofits | 320 | 2270 | Rate Constraint in lbs/MMBtu | FALSE | L | Annual | Seasons Included | Seasons | Winter | Winter | Winter | Winter | Winter | Winter | Winter
CT Fac. Spec. - NOX Rate Winter v.4.10 Final, Unit 1202 and retrofits | 320 | 2270 | Rate Constraint in lbs/MMBtu | FALSE | L | Annual | Standard | lb/MMBtu | 0.15 | 0.15 | 0.15 | 0.15 | 0.15 | 0.15 | 0.15
CT Fac. Spec. - NOX Rate Winter v.4.10 Final, Unit 1202 and retrofits | 320 | 2270 | Rate Constraint in lbs/MMBtu | FALSE | L | Annual | Emissions at Affected Plants NOX | Thousand Tons | 0 | 0 | 0 | 0 | 0 | 0 | 0
CT Fac. Spec. - NOX Rate Winter v.4.10 Final, Unit 1202 and retrofits | 320 | 2270 | Rate Constraint in lbs/MMBtu | FALSE | L | Annual | Allowances Purchased NOX | Thousand Tons | 0 | 0 | 0 | 0 | 0 | 0 | 0
CT Fac. Spec. - NOX Rate Winter v.4.10 Final, Unit 1202 and retrofits | 320 | 2270 | Rate Constraint in lbs/MMBtu | FALSE | L | Annual | Allowances Sold NOX | Thousand Tons | 0 | 0 | 0 | 0 | 0 | 0 | 0
CT Fac. Spec. - NOX Rate Winter v.4.10 Final, Unit 1202 and retrofits | 320 | 2270 | Rate Constraint in lbs/MMBtu | FALSE | L | Annual | Allowances Banked | Thousand Tons | 0 | 0 | 0 | 0 | 0 | 0 | 0
CT Fac. Spec. - NOX Rate Winter v.4.10 Final, Unit 1202 and retrofits | 320 | 2270 | Rate Constraint in lbs/MMBtu | FALSE | L | Annual | Allowances Withdrawn (1:1) | Thousand Tons | 0 | 0 | 0 | 0 | 0 | 0 | 0
CT Fac. Spec. - NOX Rate Winter v.4.10 Final, Unit 1202 and retrofits | 320 | 2270 | Rate Constraint in lbs/MMBtu | FALSE | L | Annual | Allowances Withdrawn (n:1) | Thousand Tons | 0 | 0 | 0 | 0 | 0 | 0 | 0
CT Fac. Spec. - NOX Rate Winter v.4.10 Final, Unit 1202 and retrofits | 320 | 2270 | Rate Constraint in lbs/MMBtu | FALSE | L | Annual | Net Emissions Allowance Position | Thousand Tons | 0 | 0 | 0 | 0 | 0 | 0 | 0
CT Fac. Spec. - NOX Rate Winter v.4.10 Final, Unit 1202 and retrofits | 320 | 2270 | Rate Constraint in lbs/MMBtu | FALSE | L | Annual | Fuel Consumed | TBtu | 0 | 0 | 0 | 0 | 0 | 0 | 0
CT Fac. Spec. - NOX Rate Winter v.4.10 Final, Unit 1202 and retrofits | 320 | 2270 | Rate Constraint in lbs/MMBtu | FALSE | L | Annual | Rate | lb/MMBtu | 0 | 0 | 0 | 0 | 0 | 0 | 0
CT Fac. Spec. - NOX Rate Winter v.4.10 Final, Unit 1202 and retrofits | 320 | 2270 | Rate Constraint in lbs/MMBtu | FALSE | L | Annual | Generation | TWh | 0 | 0 | 0 | 0 | 0 | 0 | 0
CT Fac. Spec. - NOX Rate Winter v.4.10 Final, Unit 1202 and retrofits | 320 | 2270 | Rate Constraint in lbs/MMBtu | FALSE | L | Annual | Qualifying Generation | TWh | 0 | 0 | 0 | 0 | 0 | 0 | 0
CT Fac. Spec. - NOX Rate Winter v.4.10 Final, Unit 1202 and retrofits | 320 | 2270 | Rate Constraint in lbs/MMBtu | FALSE | L | Annual | Rate | lb/MWh | 0 | 0 | 0 | 0 | 0 | 0 | 0
CT Fac. Spec. - NOX Rate Winter v.4.10 Final, Unit 1202 and retrofits | 320 | 2270 | Rate Constraint in lbs/MMBtu | FALSE | L | Annual | Constraint Shadow Price | US2011$/Ton | 0 | 0 | 0 | 0 | 0 | 0 | 0
CT Fac. Spec. - NOX Rate Winter v.4.10 Final, Unit 1203 and retrofits | 321 | 2270 | Rate Constraint in lbs/MMBtu | FALSE | L | Annual | Seasons Included | Seasons | Winter | Winter | Winter | Winter | Winter | Winter | Winter
CT Fac. Spec. - NOX Rate Winter v.4.10 Final, Unit 1203 and retrofits | 321 | 2270 | Rate Constraint in lbs/MMBtu | FALSE | L | Annual | Standard | lb/MMBtu | 0.15 | 0.15 | 0.15 | 0.15 | 0.15 | 0.15 | 0.15
CT Fac. Spec. - NOX Rate Winter v.4.10 Final, Unit 1203 and retrofits | 321 | 2270 | Rate Constraint in lbs/MMBtu | FALSE | L | Annual | Emissions at Affected Plants NOX | Thousand Tons | 0 | 0 | 0 | 0 | 0 | 0 | 0
CT Fac. Spec. - NOX Rate Winter v.4.10 Final, Unit 1203 and retrofits | 321 | 2270 | Rate Constraint in lbs/MMBtu | FALSE | L | Annual | Allowances Purchased NOX | Thousand Tons | 0 | 0 | 0 | 0 | 0 | 0 | 0
CT Fac. Spec. - NOX Rate Winter v.4.10 Final, Unit 1203 and retrofits | 321 | 2270 | Rate Constraint in lbs/MMBtu | FALSE | L | Annual | Allowances Sold NOX | Thousand Tons | 0 | 0 | 0 | 0 | 0 | 0 | 0
CT Fac. Spec. - NOX Rate Winter v.4.10 Final, Unit 1203 and retrofits | 321 | 2270 | Rate Constraint in lbs/MMBtu | FALSE | L | Annual | Allowances Banked | Thousand Tons | 0 | 0 | 0 | 0 | 0 | 0 | 0
CT Fac. Spec. - NOX Rate Winter v.4.10 Final, Unit 1203 and retrofits | 321 | 2270 | Rate Constraint in lbs/MMBtu | FALSE | L | Annual | Allowances Withdrawn (1:1) | Thousand Tons | 0 | 0 | 0 | 0 | 0 | 0 | 0
CT Fac. Spec. - NOX Rate Winter v.4.10 Final, Unit 1203 and retrofits | 321 | 2270 | Rate Constraint in lbs/MMBtu | FALSE | L | Annual | Allowances Withdrawn (n:1) | Thousand Tons | 0 | 0 | 0 | 0 | 0 | 0 | 0
CT Fac. Spec. - NOX Rate Winter v.4.10 Final, Unit 1203 and retrofits | 321 | 2270 | Rate Constraint in lbs/MMBtu | FALSE | L | Annual | Net Emissions Allowance Position | Thousand Tons | 0 | 0 | 0 | 0 | 0 | 0 | 0
CT Fac. Spec. - NOX Rate Winter v.4.10 Final, Unit 1203 and retrofits | 321 | 2270 | Rate Constraint in lbs/MMBtu | FALSE | L | Annual | Fuel Consumed | TBtu | 0 | 0 | 0 | 0 | 0 | 0 | 0
CT Fac. Spec. - NOX Rate Winter v.4.10 Final, Unit 1203 and retrofits | 321 | 2270 | Rate Constraint in lbs/MMBtu | FALSE | L | Annual | Rate | lb/MMBtu | 0 | 0 | 0 | 0 | 0 | 0 | 0
CT Fac. Spec. - NOX Rate Winter v.4.10 Final, Unit 1203 and retrofits | 321 | 2270 | Rate Constraint in lbs/MMBtu | FALSE | L | Annual | Generation | TWh | 0 | 0 | 0 | 0 | 0 | 0 | 0
CT Fac. Spec. - NOX Rate Winter v.4.10 Final, Unit 1203 and retrofits | 321 | 2270 | Rate Constraint in lbs/MMBtu | FALSE | L | Annual | Qualifying Generation | TWh | 0 | 0 | 0 | 0 | 0 | 0 | 0
CT Fac. Spec. - NOX Rate Winter v.4.10 Final, Unit 1203 and retrofits | 321 | 2270 | Rate Constraint in lbs/MMBtu | FALSE | L | Annual | Rate | lb/MWh | 0 | 0 | 0 | 0 | 0 | 0 | 0
CT Fac. Spec. - NOX Rate Winter v.4.10 Final, Unit 1203 and retrofits | 321 | 2270 | Rate Constraint in lbs/MMBtu | FALSE | L | Annual | Constraint Shadow Price | US2011$/Ton | 0 | 0 | 0 | 0 | 0 | 0 | 0
CT Fac. Spec. - NOX Rate Winter v.4.10 Final, Unit 1204 and retrofits | 322 | 2270 | Rate Constraint in lbs/MMBtu | FALSE | L | Annual | Seasons Included | Seasons | Winter | Winter | Winter | Winter | Winter | Winter | Winter
CT Fac. Spec. - NOX Rate Winter v.4.10 Final, Unit 1204 and retrofits | 322 | 2270 | Rate Constraint in lbs/MMBtu | FALSE | L | Annual | Standard | lb/MMBtu | 0.15 | 0.15 | 0.15 | 0.15 | 0.15 | 0.15 | 0.15
CT Fac. Spec. - NOX Rate Winter v.4.10 Final, Unit 1204 and retrofits | 322 | 2270 | Rate Constraint in lbs/MMBtu | FALSE | L | Annual | Emissions at Affected Plants NOX | Thousand Tons | 0 | 0 | 0 | 0 | 0 | 0 | 0
CT Fac. Spec. - NOX Rate Winter v.4.10 Final, Unit 1204 and retrofits | 322 | 2270 | Rate Constraint in lbs/MMBtu | FALSE | L | Annual | Allowances Purchased NOX | Thousand Tons | 0 | 0 | 0 | 0 | 0 | 0 | 0
CT Fac. Spec. - NOX Rate Winter v.4.10 Final, Unit 1204 and retrofits | 322 | 2270 | Rate Constraint in lbs/MMBtu | FALSE | L | Annual | Allowances Sold NOX | Thousand Tons | 0 | 0 | 0 | 0 | 0 | 0 | 0
CT Fac. Spec. - NOX Rate Winter v.4.10 Final, Unit 1204 and retrofits | 322 | 2270 | Rate Constraint in lbs/MMBtu | FALSE | L | Annual | Allowances Banked | Thousand Tons | 0 | 0 | 0 | 0 | 0 | 0 | 0
CT Fac. Spec. - NOX Rate Winter v.4.10 Final, Unit 1204 and retrofits | 322 | 2270 | Rate Constraint in lbs/MMBtu | FALSE | L | Annual | Allowances Withdrawn (1:1) | Thousand Tons | 0 | 0 | 0 | 0 | 0 | 0 | 0
CT Fac. Spec. - NOX Rate Winter v.4.10 Final, Unit 1204 and retrofits | 322 | 2270 | Rate Constraint in lbs/MMBtu | FALSE | L | Annual | Allowances Withdrawn (n:1) | Thousand Tons | 0 | 0 | 0 | 0 | 0 | 0 | 0
CT Fac. Spec. - NOX Rate Winter v.4.10 Final, Unit 1204 and retrofits | 322 | 2270 | Rate Constraint in lbs/MMBtu | FALSE | L | Annual | Net Emissions Allowance Position | Thousand Tons | 0 | 0 | 0 | 0 | 0 | 0 | 0
CT Fac. Spec. - NOX Rate Winter v.4.10 Final, Unit 1204 and retrofits | 322 | 2270 | Rate Constraint in lbs/MMBtu | FALSE | L | Annual | Fuel Consumed | TBtu | 0 | 0 | 0 | 0 | 0 | 0 | 0
CT Fac. Spec. - NOX Rate Winter v.4.10 Final, Unit 1204 and retrofits | 322 | 2270 | Rate Constraint in lbs/MMBtu | FALSE | L | Annual | Rate | lb/MMBtu | 0 | 0 | 0 | 0 | 0 | 0 | 0
CT Fac. Spec. - NOX Rate Winter v.4.10 Final, Unit 1204 and retrofits | 322 | 2270 | Rate Constraint in lbs/MMBtu | FALSE | L | Annual | Generation | TWh | 0 | 0 | 0 | 0 | 0 | 0 | 0
CT Fac. Spec. - NOX Rate Winter v.4.10 Final, Unit 1204 and retrofits | 322 | 2270 | Rate Constraint in lbs/MMBtu | FALSE | L | Annual | Qualifying Generation | TWh | 0 | 0 | 0 | 0 | 0 | 0 | 0
CT Fac. Spec. - NOX Rate Winter v.4.10 Final, Unit 1204 and retrofits | 322 | 2270 | Rate Constraint in lbs/MMBtu | FALSE | L | Annual | Rate | lb/MWh | 0 | 0 | 0 | 0 | 0 | 0 | 0
CT Fac. Spec. - NOX Rate Winter v.4.10 Final, Unit 1204 and retrofits | 322 | 2270 | Rate Constraint in lbs/MMBtu | FALSE | L | Annual | Constraint Shadow Price | US2011$/Ton | 0 | 0 | 0 | 0 | 0 | 0 | 0
CT Fac. Spec. - NOX Rate Winter v.4.10 Final, Unit 1206 and retrofits | 323 | 2270 | Rate Constraint in lbs/MMBtu | FALSE | L | Annual | Seasons Included | Seasons | Winter | Winter | Winter | Winter | Winter | Winter | Winter
CT Fac. Spec. - NOX Rate Winter v.4.10 Final, Unit 1206 and retrofits | 323 | 2270 | Rate Constraint in lbs/MMBtu | FALSE | L | Annual | Standard | lb/MMBtu | 0.15 | 0.15 | 0.15 | 0.15 | 0.15 | 0.15 | 0.15
CT Fac. Spec. - NOX Rate Winter v.4.10 Final, Unit 1206 and retrofits | 323 | 2270 | Rate Constraint in lbs/MMBtu | FALSE | L | Annual | Emissions at Affected Plants NOX | Thousand Tons | 0 | 0 | 0 | 0 | 0 | 0 | 0
CT Fac. Spec. - NOX Rate Winter v.4.10 Final, Unit 1206 and retrofits | 323 | 2270 | Rate Constraint in lbs/MMBtu | FALSE | L | Annual | Allowances Purchased NOX | Thousand Tons | 0 | 0 | 0 | 0 | 0 | 0 | 0
CT Fac. Spec. - NOX Rate Winter v.4.10 Final, Unit 1206 and retrofits | 323 | 2270 | Rate Constraint in lbs/MMBtu | FALSE | L | Annual | Allowances Sold NOX | Thousand Tons | 0 | 0 | 0 | 0 | 0 | 0 | 0
CT Fac. Spec. - NOX Rate Winter v.4.10 Final, Unit 1206 and retrofits | 323 | 2270 | Rate Constraint in lbs/MMBtu | FALSE | L | Annual | Allowances Banked | Thousand Tons | 0 | 0 | 0 | 0 | 0 | 0 | 0
CT Fac. Spec. - NOX Rate Winter v.4.10 Final, Unit 1206 and retrofits | 323 | 2270 | Rate Constraint in lbs/MMBtu | FALSE | L | Annual | Allowances Withdrawn (1:1) | Thousand Tons | 0 | 0 | 0 | 0 | 0 | 0 | 0
CT Fac. Spec. - NOX Rate Winter v.4.10 Final, Unit 1206 and retrofits | 323 | 2270 | Rate Constraint in lbs/MMBtu | FALSE | L | Annual | Allowances Withdrawn (n:1) | Thousand Tons | 0 | 0 | 0 | 0 | 0 | 0 | 0
CT Fac. Spec. - NOX Rate Winter v.4.10 Final, Unit 1206 and retrofits | 323 | 2270 | Rate Constraint in lbs/MMBtu | FALSE | L | Annual | Net Emissions Allowance Position | Thousand Tons | 0 | 0 | 0 | 0 | 0 | 0 | 0
CT Fac. Spec. - NOX Rate Winter v.4.10 Final, Unit 1206 and retrofits | 323 | 2270 | Rate Constraint in lbs/MMBtu | FALSE | L | Annual | Fuel Consumed | TBtu | 0 | 0 | 0 | 0 | 0 | 0 | 0
CT Fac. Spec. - NOX Rate Winter v.4.10 Final, Unit 1206 and retrofits | 323 | 2270 | Rate Constraint in lbs/MMBtu | FALSE | L | Annual | Rate | lb/MMBtu | 0 | 0 | 0 | 0 | 0 | 0 | 0
CT Fac. Spec. - NOX Rate Winter v.4.10 Final, Unit 1206 and retrofits | 323 | 2270 | Rate Constraint in lbs/MMBtu | FALSE | L | Annual | Generation | TWh | 0 | 0 | 0 | 0 | 0 | 0 | 0
CT Fac. Spec. - NOX Rate Winter v.4.10 Final, Unit 1206 and retrofits | 323 | 2270 | Rate Constraint in lbs/MMBtu | FALSE | L | Annual | Qualifying Generation | TWh | 0 | 0 | 0 | 0 | 0 | 0 | 0
CT Fac. Spec. - NOX Rate Winter v.4.10 Final, Unit 1206 and retrofits | 323 | 2270 | Rate Constraint in lbs/MMBtu | FALSE | L | Annual | Rate | lb/MWh | 0 | 0 | 0 | 0 | 0 | 0 | 0
CT Fac. Spec. - NOX Rate Winter v.4.10 Final, Unit 1206 and retrofits | 323 | 2270 | Rate Constraint in lbs/MMBtu | FALSE | L | Annual | Constraint Shadow Price | US2011$/Ton | 0 | 0 | 0 | 0 | 0 | 0 | 0
CT Fac. Spec. - NOX Rate Winter v.4.10 Final, Unit 1207 and retrofits | 324 | 2270 | Rate Constraint in lbs/MMBtu | FALSE | L | Annual | Seasons Included | Seasons | Winter | Winter | Winter | Winter | Winter | Winter | Winter
CT Fac. Spec. - NOX Rate Winter v.4.10 Final, Unit 1207 and retrofits | 324 | 2270 | Rate Constraint in lbs/MMBtu | FALSE | L | Annual | Standard | lb/MMBtu | 0.15 | 0.15 | 0.15 | 0.15 | 0.15 | 0.15 | 0.15
CT Fac. Spec. - NOX Rate Winter v.4.10 Final, Unit 1207 and retrofits | 324 | 2270 | Rate Constraint in lbs/MMBtu | FALSE | L | Annual | Emissions at Affected Plants NOX | Thousand Tons | 0 | 0 | 0 | 0 | 0 | 0 | 0
CT Fac. Spec. - NOX Rate Winter v.4.10 Final, Unit 1207 and retrofits | 324 | 2270 | Rate Constraint in lbs/MMBtu | FALSE | L | Annual | Allowances Purchased NOX | Thousand Tons | 0 | 0 | 0 | 0 | 0 | 0 | 0
CT Fac. Spec. - NOX Rate Winter v.4.10 Final, Unit 1207 and retrofits | 324 | 2270 | Rate Constraint in lbs/MMBtu | FALSE | L | Annual | Allowances Sold NOX | Thousand Tons | 0 | 0 | 0 | 0 | 0 | 0 | 0
CT Fac. Spec. - NOX Rate Winter v.4.10 Final, Unit 1207 and retrofits | 324 | 2270 | Rate Constraint in lbs/MMBtu | FALSE | L | Annual | Allowances Banked | Thousand Tons | 0 | 0 | 0 | 0 | 0 | 0 | 0
CT Fac. Spec. - NOX Rate Winter v.4.10 Final, Unit 1207 and retrofits | 324 | 2270 | Rate Constraint in lbs/MMBtu | FALSE | L | Annual | Allowances Withdrawn (1:1) | Thousand Tons | 0 | 0 | 0 | 0 | 0 | 0 | 0
CT Fac. Spec. - NOX Rate Winter v.4.10 Final, Unit 1207 and retrofits | 324 | 2270 | Rate Constraint in lbs/MMBtu | FALSE | L | Annual | Allowances Withdrawn (n:1) | Thousand Tons | 0 | 0 | 0 | 0 | 0 | 0 | 0
CT Fac. Spec. - NOX Rate Winter v.4.10 Final, Unit 1207 and retrofits | 324 | 2270 | Rate Constraint in lbs/MMBtu | FALSE | L | Annual | Net Emissions Allowance Position | Thousand Tons | 0 | 0 | 0 | 0 | 0 | 0 | 0
CT Fac. Spec. - NOX Rate Winter v.4.10 Final, Unit 1207 and retrofits | 324 | 2270 | Rate Constraint in lbs/MMBtu | FALSE | L | Annual | Fuel Consumed | TBtu | 0 | 0 | 0 | 0 | 0 | 0 | 0
CT Fac. Spec. - NOX Rate Winter v.4.10 Final, Unit 1207 and retrofits | 324 | 2270 | Rate Constraint in lbs/MMBtu | FALSE | L | Annual | Rate | lb/MMBtu | 0 | 0 | 0 | 0 | 0 | 0 | 0
CT Fac. Spec. - NOX Rate Winter v.4.10 Final, Unit 1207 and retrofits | 324 | 2270 | Rate Constraint in lbs/MMBtu | FALSE | L | Annual | Generation | TWh | 0 | 0 | 0 | 0 | 0 | 0 | 0
CT Fac. Spec. - NOX Rate Winter v.4.10 Final, Unit 1207 and retrofits | 324 | 2270 | Rate Constraint in lbs/MMBtu | FALSE | L | Annual | Qualifying Generation | TWh | 0 | 0 | 0 | 0 | 0 | 0 | 0
CT Fac. Spec. - NOX Rate Winter v.4.10 Final, Unit 1207 and retrofits | 324 | 2270 | Rate Constraint in lbs/MMBtu | FALSE | L | Annual | Rate | lb/MWh | 0 | 0 | 0 | 0 | 0 | 0 | 0
CT Fac. Spec. - NOX Rate Winter v.4.10 Final, Unit 1207 and retrofits | 324 | 2270 | Rate Constraint in lbs/MMBtu | FALSE | L | Annual | Constraint Shadow Price | US2011$/Ton | 0 | 0 | 0 | 0 | 0 | 0 | 0
CT Fac. Spec. - NOX Rate Winter v.4.10 Final, Unit 1208 and retrofits | 325 | 2270 | Rate Constraint in lbs/MMBtu | FALSE | L | Annual | Seasons Included | Seasons | Winter | Winter | Winter | Winter | Winter | Winter | Winter
CT Fac. Spec. - NOX Rate Winter v.4.10 Final, Unit 1208 and retrofits | 325 | 2270 | Rate Constraint in lbs/MMBtu | FALSE | L | Annual | Standard | lb/MMBtu | 0.15 | 0.15 | 0.15 | 0.15 | 0.15 | 0.15 | 0.15
CT Fac. Spec. - NOX Rate Winter v.4.10 Final, Unit 1208 and retrofits | 325 | 2270 | Rate Constraint in lbs/MMBtu | FALSE | L | Annual | Emissions at Affected Plants NOX | Thousand Tons | 0 | 0 | 0 | 0 | 0 | 0 | 0
CT Fac. Spec. - NOX Rate Winter v.4.10 Final, Unit 1208 and retrofits | 325 | 2270 | Rate Constraint in lbs/MMBtu | FALSE | L | Annual | Allowances Purchased NOX | Thousand Tons | 0 | 0 | 0 | 0 | 0 | 0 | 0
CT Fac. Spec. - NOX Rate Winter v.4.10 Final, Unit 1208 and retrofits | 325 | 2270 | Rate Constraint in lbs/MMBtu | FALSE | L | Annual | Allowances Sold NOX | Thousand Tons | 0 | 0 | 0 | 0 | 0 | 0 | 0
CT Fac. Spec. - NOX Rate Winter v.4.10 Final, Unit 1208 and retrofits | 325 | 2270 | Rate Constraint in lbs/MMBtu | FALSE | L | Annual | Allowances Banked | Thousand Tons | 0 | 0 | 0 | 0 | 0 | 0 | 0
CT Fac. Spec. - NOX Rate Winter v.4.10 Final, Unit 1208 and retrofits | 325 | 2270 | Rate Constraint in lbs/MMBtu | FALSE | L | Annual | Allowances Withdrawn (1:1) | Thousand Tons | 0 | 0 | 0 | 0 | 0 | 0 | 0
CT Fac. Spec. - NOX Rate Winter v.4.10 Final, Unit 1208 and retrofits | 325 | 2270 | Rate Constraint in lbs/MMBtu | FALSE | L | Annual | Allowances Withdrawn (n:1) | Thousand Tons | 0 | 0 | 0 | 0 | 0 | 0 | 0
CT Fac. Spec. - NOX Rate Winter v.4.10 Final, Unit 1208 and retrofits | 325 | 2270 | Rate Constraint in lbs/MMBtu | FALSE | L | Annual | Net Emissions Allowance Position | Thousand Tons | 0 | 0 | 0 | 0 | 0 | 0 | 0
CT Fac. Spec. - NOX Rate Winter v.4.10 Final, Unit 1208 and retrofits | 325 | 2270 | Rate Constraint in lbs/MMBtu | FALSE | L | Annual | Fuel Consumed | TBtu | 0 | 0 | 0 | 0 | 0 | 0 | 0
CT Fac. Spec. - NOX Rate Winter v.4.10 Final, Unit 1208 and retrofits | 325 | 2270 | Rate Constraint in lbs/MMBtu | FALSE | L | Annual | Rate | lb/MMBtu | 0 | 0 | 0 | 0 | 0 | 0 | 0
CT Fac. Spec. - NOX Rate Winter v.4.10 Final, Unit 1208 and retrofits | 325 | 2270 | Rate Constraint in lbs/MMBtu | FALSE | L | Annual | Generation | TWh | 0 | 0 | 0 | 0 | 0 | 0 | 0
CT Fac. Spec. - NOX Rate Winter v.4.10 Final, Unit 1208 and retrofits | 325 | 2270 | Rate Constraint in lbs/MMBtu | FALSE | L | Annual | Qualifying Generation | TWh | 0 | 0 | 0 | 0 | 0 | 0 | 0
CT Fac. Spec. - NOX Rate Winter v.4.10 Final, Unit 1208 and retrofits | 325 | 2270 | Rate Constraint in lbs/MMBtu | FALSE | L | Annual | Rate | lb/MWh | 0 | 0 | 0 | 0 | 0 | 0 | 0
CT Fac. Spec. - NOX Rate Winter v.4.10 Final, Unit 1208 and retrofits | 325 | 2270 | Rate Constraint in lbs/MMBtu | FALSE | L | Annual | Constraint Shadow Price | US2011$/Ton | 0 | 0 | 0 | 0 | 0 | 0 | 0
CT Fac. Spec. - NOX Rate Winter v.4.10 Final, Unit 3058 and retrofits | 326 | 2270 | Rate Constraint in lbs/MMBtu | FALSE | L | Annual | Seasons Included | Seasons | Winter | Winter | Winter | Winter | Winter | Winter | Winter
CT Fac. Spec. - NOX Rate Winter v.4.10 Final, Unit 3058 and retrofits | 326 | 2270 | Rate Constraint in lbs/MMBtu | FALSE | L | Annual | Standard | lb/MMBtu | 0.15 | 0.15 | 0.15 | 0.15 | 0.15 | 0.15 | 0.15
CT Fac. Spec. - NOX Rate Winter v.4.10 Final, Unit 3058 and retrofits | 326 | 2270 | Rate Constraint in lbs/MMBtu | FALSE | L | Annual | Emissions at Affected Plants NOX | Thousand Tons | 0.023843 | 0.023843 | 0.023843 | 0.023843 | 0.023843 | 0.023843 | 0.023843
CT Fac. Spec. - NOX Rate Winter v.4.10 Final, Unit 3058 and retrofits | 326 | 2270 | Rate Constraint in lbs/MMBtu | FALSE | L | Annual | Allowances Purchased NOX | Thousand Tons | 0 | 0 | 0 | 0 | 0 | 0 | 0
CT Fac. Spec. - NOX Rate Winter v.4.10 Final, Unit 3058 and retrofits | 326 | 2270 | Rate Constraint in lbs/MMBtu | FALSE | L | Annual | Allowances Sold NOX | Thousand Tons | 0 | 0 | 0 | 0 | 0 | 0 | 0
CT Fac. Spec. - NOX Rate Winter v.4.10 Final, Unit 3058 and retrofits | 326 | 2270 | Rate Constraint in lbs/MMBtu | FALSE | L | Annual | Allowances Banked | Thousand Tons | 0 | 0 | 0 | 0 | 0 | 0 | 0
CT Fac. Spec. - NOX Rate Winter v.4.10 Final, Unit 3058 and retrofits | 326 | 2270 | Rate Constraint in lbs/MMBtu | FALSE | L | Annual | Allowances Withdrawn (1:1) | Thousand Tons | 0 | 0 | 0 | 0 | 0 | 0 | 0
CT Fac. Spec. - NOX Rate Winter v.4.10 Final, Unit 3058 and retrofits | 326 | 2270 | Rate Constraint in lbs/MMBtu | FALSE | L | Annual | Allowances Withdrawn (n:1) | Thousand Tons | 0 | 0 | 0 | 0 | 0 | 0 | 0
CT Fac. Spec. - NOX Rate Winter v.4.10 Final, Unit 3058 and retrofits | 326 | 2270 | Rate Constraint in lbs/MMBtu | FALSE | L | Annual | Net Emissions Allowance Position | Thousand Tons | 0.023843 | 0.023843 | 0.023843 | 0.023843 | 0.023843 | 0.023843 | 0.023843
CT Fac. Spec. - NOX Rate Winter v.4.10 Final, Unit 3058 and retrofits | 326 | 2270 | Rate Constraint in lbs/MMBtu | FALSE | L | Annual | Fuel Consumed | TBtu | 4.8237 | 4.8237 | 4.8237 | 4.8237 | 4.8237 | 4.8237 | 4.8237
CT Fac. Spec. - NOX Rate Winter v.4.10 Final, Unit 3058 and retrofits | 326 | 2270 | Rate Constraint in lbs/MMBtu | FALSE | L | Annual | Rate | lb/MMBtu | 0.009886 | 0.009886 | 0.009886 | 0.009886 | 0.009886 | 0.009886 | 0.009886
CT Fac. Spec. - NOX Rate Winter v.4.10 Final, Unit 3058 and retrofits | 326 | 2270 | Rate Constraint in lbs/MMBtu | FALSE | L | Annual | Generation | TWh | 0.67492 | 0.67492 | 0.67492 | 0.67492 | 0.67492 | 0.67492 | 0.67492
CT Fac. Spec. - NOX Rate Winter v.4.10 Final, Unit 3058 and retrofits | 326 | 2270 | Rate Constraint in lbs/MMBtu | FALSE | L | Annual | Qualifying Generation | TWh | 0.67492 | 0.67492 | 0.67492 | 0.67492 | 0.67492 | 0.67492 | 0.67492
CT Fac. Spec. - NOX Rate Winter v.4.10 Final, Unit 3058 and retrofits | 326 | 2270 | Rate Constraint in lbs/MMBtu | FALSE | L | Annual | Rate | lb/MWh | 0.035328 | 0.035328 | 0.035328 | 0.035328 | 0.035328 | 0.035328 | 0.035328
CT Fac. Spec. - NOX Rate Winter v.4.10 Final, Unit 3058 and retrofits | 326 | 2270 | Rate Constraint in lbs/MMBtu | FALSE | L | Annual | Constraint Shadow Price | US2011$/Ton | 0 | 0 | 0 | 0 | 0 | 0 | 0
CT Fac. Spec. - NOX Rate Winter v.4.10 Final, Unit 3059 and retrofits | 327 | 2270 | Rate Constraint in lbs/MMBtu | FALSE | L | Annual | Seasons Included | Seasons | Winter | Winter | Winter | Winter | Winter | Winter | Winter
CT Fac. Spec. - NOX Rate Winter v.4.10 Final, Unit 3059 and retrofits | 327 | 2270 | Rate Constraint in lbs/MMBtu | FALSE | L | Annual | Standard | lb/MMBtu | 0.15 | 0.15 | 0.15 | 0.15 | 0.15 | 0.15 | 0.15
CT Fac. Spec. - NOX Rate Winter v.4.10 Final, Unit 3059 and retrofits | 327 | 2270 | Rate Constraint in lbs/MMBtu | FALSE | L | Annual | Emissions at Affected Plants NOX | Thousand Tons | 0.022476 | 0.022476 | 0.022476 | 0.022476 | 0.022476 | 0.022476 | 0.022476
CT Fac. Spec. - NOX Rate Winter v.4.10 Final, Unit 3059 and retrofits | 327 | 2270 | Rate Constraint in lbs/MMBtu | FALSE | L | Annual | Allowances Purchased NOX | Thousand Tons | 0 | 0 | 0 | 0 | 0 | 0 | 0
CT Fac. Spec. - NOX Rate Winter v.4.10 Final, Unit 3059 and retrofits | 327 | 2270 | Rate Constraint in lbs/MMBtu | FALSE | L | Annual | Allowances Sold NOX | Thousand Tons | 0 | 0 | 0 | 0 | 0 | 0 | 0
CT Fac. Spec. - NOX Rate Winter v.4.10 Final, Unit 3059 and retrofits | 327 | 2270 | Rate Constraint in lbs/MMBtu | FALSE | L | Annual | Allowances Banked | Thousand Tons | 0 | 0 | 0 | 0 | 0 | 0 | 0
CT Fac. Spec. - NOX Rate Winter v.4.10 Final, Unit 3059 and retrofits | 327 | 2270 | Rate Constraint in lbs/MMBtu | FALSE | L | Annual | Allowances Withdrawn (1:1) | Thousand Tons | 0 | 0 | 0 | 0 | 0 | 0 | 0
CT Fac. Spec. - NOX Rate Winter v.4.10 Final, Unit 3059 and retrofits | 327 | 2270 | Rate Constraint in lbs/MMBtu | FALSE | L | Annual | Allowances Withdrawn (n:1) | Thousand Tons | 0 | 0 | 0 | 0 | 0 | 0 | 0
CT Fac. Spec. - NOX Rate Winter v.4.10 Final, Unit 3059 and retrofits | 327 | 2270 | Rate Constraint in lbs/MMBtu | FALSE | L | Annual | Net Emissions Allowance Position | Thousand Tons | 0.022476 | 0.022476 | 0.022476 | 0.022476 | 0.022476 | 0.022476 | 0.022476
CT Fac. Spec. - NOX Rate Winter v.4.10 Final, Unit 3059 and retrofits | 327 | 2270 | Rate Constraint in lbs/MMBtu | FALSE | L | Annual | Fuel Consumed | TBtu | 4.5471 | 4.5471 | 4.5471 | 4.5471 | 4.5471 | 4.5471 | 4.5471
CT Fac. Spec. - NOX Rate Winter v.4.10 Final, Unit 3059 and retrofits | 327 | 2270 | Rate Constraint in lbs/MMBtu | FALSE | L | Annual | Rate | lb/MMBtu | 0.009886 | 0.009886 | 0.009886 | 0.009886 | 0.009886 | 0.009886 | 0.009886
CT Fac. Spec. - NOX Rate Winter v.4.10 Final, Unit 3059 and retrofits | 327 | 2270 | Rate Constraint in lbs/MMBtu | FALSE | L | Annual | Generation | TWh | 0.63623 | 0.63623 | 0.63623 | 0.63623 | 0.63623 | 0.63623 | 0.63623
CT Fac. Spec. - NOX Rate Winter v.4.10 Final, Unit 3059 and retrofits | 327 | 2270 | Rate Constraint in lbs/MMBtu | FALSE | L | Annual | Qualifying Generation | TWh | 0.63623 | 0.63623 | 0.63623 | 0.63623 | 0.63623 | 0.63623 | 0.63623
CT Fac. Spec. - NOX Rate Winter v.4.10 Final, Unit 3059 and retrofits | 327 | 2270 | Rate Constraint in lbs/MMBtu | FALSE | L | Annual | Rate | lb/MWh | 0.035328 | 0.035328 | 0.035328 | 0.035328 | 0.035328 | 0.035328 | 0.035328
CT Fac. Spec. - NOX Rate Winter v.4.10 Final, Unit 3059 and retrofits | 327 | 2270 | Rate Constraint in lbs/MMBtu | FALSE | L | Annual | Constraint Shadow Price | US2011$/Ton | 0 | 0 | 0 | 0 | 0 | 0 | 0
CT Fac. Spec. - NOX Rate Winter v.4.10 Final, Unit 3060 and retrofits | 328 | 2270 | Rate Constraint in lbs/MMBtu | FALSE | L | Annual | Seasons Included | Seasons | Winter | Winter | Winter | Winter | Winter | Winter | Winter
CT Fac. Spec. - NOX Rate Winter v.4.10 Final, Unit 3060 and retrofits | 328 | 2270 | Rate Constraint in lbs/MMBtu | FALSE | L | Annual | Standard | lb/MMBtu | 0.15 | 0.15 | 0.15 | 0.15 | 0.15 | 0.15 | 0.15
CT Fac. Spec. - NOX Rate Winter v.4.10 Final, Unit 3060 and retrofits | 328 | 2270 | Rate Constraint in lbs/MMBtu | FALSE | L | Annual | Emissions at Affected Plants NOX | Thousand Tons | 0.022476 | 0.022476 | 0.022476 | 0.022476 | 0.022476 | 0.022476 | 0.022476
CT Fac. Spec. - NOX Rate Winter v.4.10 Final, Unit 3060 and retrofits | 328 | 2270 | Rate Constraint in lbs/MMBtu | FALSE | L | Annual | Allowances Purchased NOX | Thousand Tons | 0 | 0 | 0 | 0 | 0 | 0 | 0
CT Fac. Spec. - NOX Rate Winter v.4.10 Final, Unit 3060 and retrofits | 328 | 2270 | Rate Constraint in lbs/MMBtu | FALSE | L | Annual | Allowances Sold NOX | Thousand Tons | 0 | 0 | 0 | 0 | 0 | 0 | 0
CT Fac. Spec. - NOX Rate Winter v.4.10 Final, Unit 3060 and retrofits | 328 | 2270 | Rate Constraint in lbs/MMBtu | FALSE | L | Annual | Allowances Banked | Thousand Tons | 0 | 0 | 0 | 0 | 0 | 0 | 0
CT Fac. Spec. - NOX Rate Winter v.4.10 Final, Unit 3060 and retrofits | 328 | 2270 | Rate Constraint in lbs/MMBtu | FALSE | L | Annual | Allowances Withdrawn (1:1) | Thousand Tons | 0 | 0 | 0 | 0 | 0 | 0 | 0
CT Fac. Spec. - NOX Rate Winter v.4.10 Final, Unit 3060 and retrofits | 328 | 2270 | Rate Constraint in lbs/MMBtu | FALSE | L | Annual | Allowances Withdrawn (n:1) | Thousand Tons | 0 | 0 | 0 | 0 | 0 | 0 | 0
CT Fac. Spec. - NOX Rate Winter v.4.10 Final, Unit 3060 and retrofits | 328 | 2270 | Rate Constraint in lbs/MMBtu | FALSE | L | Annual | Net Emissions Allowance Position | Thousand Tons | 0.022476 | 0.022476 | 0.022476 | 0.022476 | 0.022476 | 0.022476 | 0.022476
CT Fac. Spec. - NOX Rate Winter v.4.10 Final, Unit 3060 and retrofits | 328 | 2270 | Rate Constraint in lbs/MMBtu | FALSE | L | Annual | Fuel Consumed | TBtu | 4.5471 | 4.5471 | 4.5471 | 4.5471 | 4.5471 | 4.5471 | 4.5471
CT Fac. Spec. - NOX Rate Winter v.4.10 Final, Unit 3060 and retrofits | 328 | 2270 | Rate Constraint in lbs/MMBtu | FALSE | L | Annual | Rate | lb/MMBtu | 0.009886 | 0.009886 | 0.009886 | 0.009886 | 0.009886 | 0.009886 | 0.009886
CT Fac. Spec. - NOX Rate Winter v.4.10 Final, Unit 3060 and retrofits | 328 | 2270 | Rate Constraint in lbs/MMBtu | FALSE | L | Annual | Generation | TWh | 0.63623 | 0.63623 | 0.63623 | 0.63623 | 0.63623 | 0.63623 | 0.63623
CT Fac. Spec. - NOX Rate Winter v.4.10 Final, Unit 3060 and retrofits | 328 | 2270 | Rate Constraint in lbs/MMBtu | FALSE | L | Annual | Qualifying Generation | TWh | 0.63623 | 0.63623 | 0.63623 | 0.63623 | 0.63623 | 0.63623 | 0.63623
CT Fac. Spec. - NOX Rate Winter v.4.10 Final, Unit 3060 and retrofits | 328 | 2270 | Rate Constraint in lbs/MMBtu | FALSE | L | Annual | Rate | lb/MWh | 0.035328 | 0.035328 | 0.035328 | 0.035328 | 0.035328 | 0.035328 | 0.035328
CT Fac. Spec. - NOX Rate Winter v.4.10 Final, Unit 3060 and retrofits | 328 | 2270 | Rate Constraint in lbs/MMBtu | FALSE | L | Annual | Constraint Shadow Price | US2011$/Ton | 0 | 0 | 0 | 0 | 0 | 0 | 0
CT Fac. Spec. - NOX Rate Winter v.4.10 Final, Unit 3062 and retrofits | 329 | 2270 | Rate Constraint in lbs/MMBtu | FALSE | L | Annual | Seasons Included | Seasons | Winter | Winter | Winter | Winter | Winter | Winter | Winter
CT Fac. Spec. - NOX Rate Winter v.4.10 Final, Unit 3062 and retrofits | 329 | 2270 | Rate Constraint in lbs/MMBtu | FALSE | L | Annual | Standard | lb/MMBtu | 0.15 | 0.15 | 0.15 | 0.15 | 0.15 | 0.15 | 0.15
CT Fac. Spec. - NOX Rate Winter v.4.10 Final, Unit 3062 and retrofits | 329 | 2270 | Rate Constraint in lbs/MMBtu | FALSE | L | Annual | Emissions at Affected Plants NOX | Thousand Tons | 0.011006 | 0.011006 | 0.011006 | 0.011006 | 0.011006 | 0.011006 | 0.011006
CT Fac. Spec. - NOX Rate Winter v.4.10 Final, Unit 3062 and retrofits | 329 | 2270 | Rate Constraint in lbs/MMBtu | FALSE | L | Annual | Allowances Purchased NOX | Thousand Tons | 0 | 0 | 0 | 0 | 0 | 0 | 0
CT Fac. Spec. - NOX Rate Winter v.4.10 Final, Unit 3062 and retrofits | 329 | 2270 | Rate Constraint in lbs/MMBtu | FALSE | L | Annual | Allowances Sold NOX | Thousand Tons | 0 | 0 | 0 | 0 | 0 | 0 | 0
CT Fac. Spec. - NOX Rate Winter v.4.10 Final, Unit 3062 and retrofits | 329 | 2270 | Rate Constraint in lbs/MMBtu | FALSE | L | Annual | Allowances Banked | Thousand Tons | 0 | 0 | 0 | 0 | 0 | 0 | 0
CT Fac. Spec. - NOX Rate Winter v.4.10 Final, Unit 3062 and retrofits | 329 | 2270 | Rate Constraint in lbs/MMBtu | FALSE | L | Annual | Allowances Withdrawn (1:1) | Thousand Tons | 0 | 0 | 0 | 0 | 0 | 0 | 0
CT Fac. Spec. - NOX Rate Winter v.4.10 Final, Unit 3062 and retrofits | 329 | 2270 | Rate Constraint in lbs/MMBtu | FALSE | L | Annual | Allowances Withdrawn (n:1) | Thousand Tons | 0 | 0 | 0 | 0 | 0 | 0 | 0
CT Fac. Spec. - NOX Rate Winter v.4.10 Final, Unit 3062 and retrofits | 329 | 2270 | Rate Constraint in lbs/MMBtu | FALSE | L | Annual | Net Emissions Allowance Position | Thousand Tons | 0.011006 | 0.011006 | 0.011006 | 0.011006 | 0.011006 | 0.011006 | 0.011006
CT Fac. Spec. - NOX Rate Winter v.4.10 Final, Unit 3062 and retrofits | 329 | 2270 | Rate Constraint in lbs/MMBtu | FALSE | L | Annual | Fuel Consumed | TBtu | 5.3643 | 5.3643 | 5.3643 | 5.3643 | 5.3643 | 5.3643 | 5.3643
CT Fac. Spec. - NOX Rate Winter v.4.10 Final, Unit 3062 and retrofits | 329 | 2270 | Rate Constraint in lbs/MMBtu | FALSE | L | Annual | Rate | lb/MMBtu | 0.0041036 | 0.0041036 | 0.0041036 | 0.0041036 | 0.0041036 | 0.0041036 | 0.0041036
CT Fac. Spec. - NOX Rate Winter v.4.10 Final, Unit 3062 and retrofits | 329 | 2270 | Rate Constraint in lbs/MMBtu | FALSE | L | Annual | Generation | TWh | 0.7609 | 0.7609 | 0.7609 | 0.7609 | 0.7609 | 0.7609 | 0.7609
CT Fac. Spec. - NOX Rate Winter v.4.10 Final, Unit 3062 and retrofits | 329 | 2270 | Rate Constraint in lbs/MMBtu | FALSE | L | Annual | Qualifying Generation | TWh | 0.7609 | 0.7609 | 0.7609 | 0.7609 | 0.7609 | 0.7609 | 0.7609
CT Fac. Spec. - NOX Rate Winter v.4.10 Final, Unit 3062 and retrofits | 329 | 2270 | Rate Constraint in lbs/MMBtu | FALSE | L | Annual | Rate | lb/MWh | 0.014465 | 0.014465 | 0.014465 | 0.014465 | 0.014465 | 0.014465 | 0.014465
CT Fac. Spec. - NOX Rate Winter v.4.10 Final, Unit 3062 and retrofits | 329 | 2270 | Rate Constraint in lbs/MMBtu | FALSE | L | Annual | Constraint Shadow Price | US2011$/Ton | 0 | 0 | 0 | 0 | 0 | 0 | 0
CT Fac. Spec. - NOX Rate Winter v.4.10 Final, Unit 3063 and retrofits | 330 | 2270 | Rate Constraint in lbs/MMBtu | FALSE | L | Annual | Seasons Included | Seasons | Winter | Winter | Winter | Winter | Winter | Winter | Winter
CT Fac. Spec. - NOX Rate Winter v.4.10 Final, Unit 3063 and retrofits | 330 | 2270 | Rate Constraint in lbs/MMBtu | FALSE | L | Annual | Standard | lb/MMBtu | 0.15 | 0.15 | 0.15 | 0.15 | 0.15 | 0.15 | 0.15
CT Fac. Spec. - NOX Rate Winter v.4.10 Final, Unit 3063 and retrofits | 330 | 2270 | Rate Constraint in lbs/MMBtu | FALSE | L | Annual | Emissions at Affected Plants NOX | Thousand Tons | 0.011006 | 0.011006 | 0.011006 | 0.011006 | 0.011006 | 0.011006 | 0.011006
CT Fac. Spec. - NOX Rate Winter v.4.10 Final, Unit 3063 and retrofits | 330 | 2270 | Rate Constraint in lbs/MMBtu | FALSE | L | Annual | Allowances Purchased NOX | Thousand Tons | 0 | 0 | 0 | 0 | 0 | 0 | 0
CT Fac. Spec. - NOX Rate Winter v.4.10 Final, Unit 3063 and retrofits | 330 | 2270 | Rate Constraint in lbs/MMBtu | FALSE | L | Annual | Allowances Sold NOX | Thousand Tons | 0 | 0 | 0 | 0 | 0 | 0 | 0
CT Fac. Spec. - NOX Rate Winter v.4.10 Final, Unit 3063 and retrofits | 330 | 2270 | Rate Constraint in lbs/MMBtu | FALSE | L | Annual | Allowances Banked | Thousand Tons | 0 | 0 | 0 | 0 | 0 | 0 | 0
CT Fac. Spec. - NOX Rate Winter v.4.10 Final, Unit 3063 and retrofits | 330 | 2270 | Rate Constraint in lbs/MMBtu | FALSE | L | Annual | Allowances Withdrawn (1:1) | Thousand Tons | 0 | 0 | 0 | 0 | 0 | 0 | 0
CT Fac. Spec. - NOX Rate Winter v.4.10 Final, Unit 3063 and retrofits | 330 | 2270 | Rate Constraint in lbs/MMBtu | FALSE | L | Annual | Allowances Withdrawn (n:1) | Thousand Tons | 0 | 0 | 0 | 0 | 0 | 0 | 0
CT Fac. Spec. - NOX Rate Winter v.4.10 Final, Unit 3063 and retrofits | 330 | 2270 | Rate Constraint in lbs/MMBtu | FALSE | L | Annual | Net Emissions Allowance Position | Thousand Tons | 0.011006 | 0.011006 | 0.011006 | 0.011006 | 0.011006 | 0.011006 | 0.011006
CT Fac. Spec. - NOX Rate Winter v.4.10 Final, Unit 3063 and retrofits | 330 | 2270 | Rate Constraint in lbs/MMBtu | FALSE | L | Annual | Fuel Consumed | TBtu | 5.3643 | 5.3643 | 5.3643 | 5.3643 | 5.3643 | 5.3643 | 5.3643
CT Fac. Spec. - NOX Rate Winter v.4.10 Final, Unit 3063 and retrofits | 330 | 2270 | Rate Constraint in lbs/MMBtu | FALSE | L | Annual | Rate | lb/MMBtu | 0.0041036 | 0.0041036 | 0.0041036 | 0.0041036 | 0.0041036 | 0.0041036 | 0.0041036
CT Fac. Spec. - NOX Rate Winter v.4.10 Final, Unit 3063 and retrofits | 330 | 2270 | Rate Constraint in lbs/MMBtu | FALSE | L | Annual | Generation | TWh | 0.7609 | 0.7609 | 0.7609 | 0.7609 | 0.7609 | 0.7609 | 0.7609
CT Fac. Spec. - NOX Rate Winter v.4.10 Final, Unit 3063 and retrofits | 330 | 2270 | Rate Constraint in lbs/MMBtu | FALSE | L | Annual | Qualifying Generation | TWh | 0.7609 | 0.7609 | 0.7609 | 0.7609 | 0.7609 | 0.7609 | 0.7609
CT Fac. Spec. - NOX Rate Winter v.4.10 Final, Unit 3063 and retrofits | 330 | 2270 | Rate Constraint in lbs/MMBtu | FALSE | L | Annual | Rate | lb/MWh | 0.014465 | 0.014465 | 0.014465 | 0.014465 | 0.014465 | 0.014465 | 0.014465
CT Fac. Spec. - NOX Rate Winter v.4.10 Final, Unit 3063 and retrofits | 330 | 2270 | Rate Constraint in lbs/MMBtu | FALSE | L | Annual | Constraint Shadow Price | US2011$/Ton | 0 | 0 | 0 | 0 | 0 | 0 | 0
CT Fac. Spec. - NOX Rate Winter v.4.10 Final, Unit 3064 and retrofits | 331 | 2270 | Rate Constraint in lbs/MMBtu | FALSE | L | Annual | Seasons Included | Seasons | Winter | Winter | Winter | Winter | Winter | Winter | Winter
CT Fac. Spec. - NOX Rate Winter v.4.10 Final, Unit 3064 and retrofits | 331 | 2270 | Rate Constraint in lbs/MMBtu | FALSE | L | Annual | Standard | lb/MMBtu | 0.15 | 0.15 | 0.15 | 0.15 | 0.15 | 0.15 | 0.15
CT Fac. Spec. - NOX Rate Winter v.4.10 Final, Unit 3064 and retrofits | 331 | 2270 | Rate Constraint in lbs/MMBtu | FALSE | L | Annual | Emissions at Affected Plants NOX | Thousand Tons | 0.017038 | 0.017038 | 0.017038 | 0.017038 | 0.017038 | 0.017038 | 0.017038
CT Fac. Spec. - NOX Rate Winter v.4.10 Final, Unit 3064 and retrofits | 331 | 2270 | Rate Constraint in lbs/MMBtu | FALSE | L | Annual | Allowances Purchased NOX | Thousand Tons | 0 | 0 | 0 | 0 | 0 | 0 | 0
CT Fac. Spec. - NOX Rate Winter v.4.10 Final, Unit 3064 and retrofits | 331 | 2270 | Rate Constraint in lbs/MMBtu | FALSE | L | Annual | Allowances Sold NOX | Thousand Tons | 0 | 0 | 0 | 0 | 0 | 0 | 0
CT Fac. Spec. - NOX Rate Winter v.4.10 Final, Unit 3064 and retrofits | 331 | 2270 | Rate Constraint in lbs/MMBtu | FALSE | L | Annual | Allowances Banked | Thousand Tons | 0 | 0 | 0 | 0 | 0 | 0 | 0
CT Fac. Spec. - NOX Rate Winter v.4.10 Final, Unit 3064 and retrofits | 331 | 2270 | Rate Constraint in lbs/MMBtu | FALSE | L | Annual | Allowances Withdrawn (1:1) | Thousand Tons | 0 | 0 | 0 | 0 | 0 | 0 | 0
CT Fac. Spec. - NOX Rate Winter v.4.10 Final, Unit 3064 and retrofits | 331 | 2270 | Rate Constraint in lbs/MMBtu | FALSE | L | Annual | Allowances Withdrawn (n:1) | Thousand Tons | 0 | 0 | 0 | 0 | 0 | 0 | 0
CT Fac. Spec. - NOX Rate Winter v.4.10 Final, Unit 3064 and retrofits | 331 | 2270 | Rate Constraint in lbs/MMBtu | FALSE | L | Annual | Net Emissions Allowance Position | Thousand Tons | 0.017038 | 0.017038 | 0.017038 | 0.017038 | 0.017038 | 0.017038 | 0.017038
CT Fac. Spec. - NOX Rate Winter v.4.10 Final, Unit 3064 and retrofits | 331 | 2270 | Rate Constraint in lbs/MMBtu | FALSE | L | Annual | Fuel Consumed | TBtu | 8.3041 | 8.3041 | 8.3041 | 8.3041 | 8.3041 | 8.3041 | 8.3041
CT Fac. Spec. - NOX Rate Winter v.4.10 Final, Unit 3064 and retrofits | 331 | 2270 | Rate Constraint in lbs/MMBtu | FALSE | L | Annual | Rate | lb/MMBtu | 0.0041036 | 0.0041036 | 0.0041036 | 0.0041036 | 0.0041036 | 0.0041036 | 0.0041036
CT Fac. Spec. - NOX Rate Winter v.4.10 Final, Unit 3064 and retrofits | 331 | 2270 | Rate Constraint in lbs/MMBtu | FALSE | L | Annual | Generation | TWh | 1.1779 | 1.1779 | 1.1779 | 1.1779 | 1.1779 | 1.1779 | 1.1779
CT Fac. Spec. - NOX Rate Winter v.4.10 Final, Unit 3064 and retrofits | 331 | 2270 | Rate Constraint in lbs/MMBtu | FALSE | L | Annual | Qualifying Generation | TWh | 1.1779 | 1.1779 | 1.1779 | 1.1779 | 1.1779 | 1.1779 | 1.1779
CT Fac. Spec. - NOX Rate Winter v.4.10 Final, Unit 3064 and retrofits | 331 | 2270 | Rate Constraint in lbs/MMBtu | FALSE | L | Annual | Rate | lb/MWh | 0.014465 | 0.014465 | 0.014465 | 0.014465 | 0.014465 | 0.014465 | 0.014465
CT Fac. Spec. - NOX Rate Winter v.4.10 Final, Unit 3064 and retrofits | 331 | 2270 | Rate Constraint in lbs/MMBtu | FALSE | L | Annual | Constraint Shadow Price | US2011$/Ton | 0 | 0 | 0 | 0 | 0 | 0 | 0
CT Fac. Spec. - NOX Rate Winter v.4.10 Final, Unit 3065 and retrofits | 332 | 2270 | Rate Constraint in lbs/MMBtu | FALSE | L | Annual | Seasons Included | Seasons | Winter | Winter | Winter | Winter | Winter | Winter | Winter
CT Fac. Spec. - NOX Rate Winter v.4.10 Final, Unit 3065 and retrofits | 332 | 2270 | Rate Constraint in lbs/MMBtu | FALSE | L | Annual | Standard | lb/MMBtu | 0.15 | 0.15 | 0.15 | 0.15 | 0.15 | 0.15 | 0.15
CT Fac. Spec. - NOX Rate Winter v.4.10 Final, Unit 3065 and retrofits | 332 | 2270 | Rate Constraint in lbs/MMBtu | FALSE | L | Annual | Emissions at Affected Plants NOX | Thousand Tons | 0.00027249 | 0.00027249 | 0.00027249 | 0.00027249 | 0.00027249 | 0 | 0
CT Fac. Spec. - NOX Rate Winter v.4.10 Final, Unit 3065 and retrofits | 332 | 2270 | Rate Constraint in lbs/MMBtu | FALSE | L | Annual | Allowances Purchased NOX | Thousand Tons | 0 | 0 | 0 | 0 | 0 | 0 | 0
CT Fac. Spec. - NOX Rate Winter v.4.10 Final, Unit 3065 and retrofits | 332 | 2270 | Rate Constraint in lbs/MMBtu | FALSE | L | Annual | Allowances Sold NOX | Thousand Tons | 0 | 0 | 0 | 0 | 0 | 0 | 0
CT Fac. Spec. - NOX Rate Winter v.4.10 Final, Unit 3065 and retrofits | 332 | 2270 | Rate Constraint in lbs/MMBtu | FALSE | L | Annual | Allowances Banked | Thousand Tons | 0 | 0 | 0 | 0 | 0 | 0 | 0
CT Fac. Spec. - NOX Rate Winter v.4.10 Final, Unit 3065 and retrofits | 332 | 2270 | Rate Constraint in lbs/MMBtu | FALSE | L | Annual | Allowances Withdrawn (1:1) | Thousand Tons | 0 | 0 | 0 | 0 | 0 | 0 | 0
CT Fac. Spec. - NOX Rate Winter v.4.10 Final, Unit 3065 and retrofits | 332 | 2270 | Rate Constraint in lbs/MMBtu | FALSE | L | Annual | Allowances Withdrawn (n:1) | Thousand Tons | 0 | 0 | 0 | 0 | 0 | 0 | 0
CT Fac. Spec. - NOX Rate Winter v.4.10 Final, Unit 3065 and retrofits | 332 | 2270 | Rate Constraint in lbs/MMBtu | FALSE | L | Annual | Net Emissions Allowance Position | Thousand Tons | 0.00027249 | 0.00027249 | 0.00027249 | 0.00027249 | 0.00027249 | 0 | 0
CT Fac. Spec. - NOX Rate Winter v.4.10 Final, Unit 3065 and retrofits | 332 | 2270 | Rate Constraint in lbs/MMBtu | FALSE | L | Annual | Fuel Consumed | TBtu | 0.0087347 | 0.0087347 | 0.0087347 | 0.0087347 | 0.0087347 | 0 | 0
CT Fac. Spec. - NOX Rate Winter v.4.10 Final, Unit 3065 and retrofits | 332 | 2270 | Rate Constraint in lbs/MMBtu | FALSE | L | Annual | Rate | lb/MMBtu | 0.062393 | 0.062393 | 0.062393 | 0.062393 | 0.062393 | 0 | 0
CT Fac. Spec. - NOX Rate Winter v.4.10 Final, Unit 3065 and retrofits | 332 | 2270 | Rate Constraint in lbs/MMBtu | FALSE | L | Annual | Generation | TWh | 0.0009843 | 0.0009843 | 0.0009843 | 0.0009843 | 0.0009843 | 0 | 0
CT Fac. Spec. - NOX Rate Winter v.4.10 Final, Unit 3065 and retrofits | 332 | 2270 | Rate Constraint in lbs/MMBtu | FALSE | L | Annual | Qualifying Generation | TWh | 0.0009843 | 0.0009843 | 0.0009843 | 0.0009843 | 0.0009843 | 0 | 0
CT Fac. Spec. - NOX Rate Winter v.4.10 Final, Unit 3065 and retrofits | 332 | 2270 | Rate Constraint in lbs/MMBtu | FALSE | L | Annual | Rate | lb/MWh | 0.27684 | 0.27684 | 0.27684 | 0.27684 | 0.27684 | 0 | 0
CT Fac. Spec. - NOX Rate Winter v.4.10 Final, Unit 3065 and retrofits | 332 | 2270 | Rate Constraint in lbs/MMBtu | FALSE | L | Annual | Constraint Shadow Price | US2011$/Ton | 0 | 0 | 0 | 0 | 0 | 0 | 0
CT Fac. Spec. - NOX Rate Winter v.4.10 Final, Unit 3066 and retrofits | 333 | 2270 | Rate Constraint in lbs/MMBtu | FALSE | L | Annual | Seasons Included | Seasons | Winter | Winter | Winter | Winter | Winter | Winter | Winter
CT Fac. Spec. - NOX Rate Winter v.4.10 Final, Unit 3066 and retrofits | 333 | 2270 | Rate Constraint in lbs/MMBtu | FALSE | L | Annual | Standard | lb/MMBtu | 0.15 | 0.15 | 0.15 | 0.15 | 0.15 | 0.15 | 0.15
CT Fac. Spec. - NOX Rate Winter v.4.10 Final, Unit 3066 and retrofits | 333 | 2270 | Rate Constraint in lbs/MMBtu | FALSE | L | Annual | Emissions at Affected Plants NOX | Thousand Tons | 0.00037424 | 0.00037424 | 0.00037424 | 0.00037424 | 0.00037424 | 0 | 0
CT Fac. Spec. - NOX Rate Winter v.4.10 Final, Unit 3066 and retrofits | 333 | 2270 | Rate Constraint in lbs/MMBtu | FALSE | L | Annual | Allowances Purchased NOX | Thousand Tons | 0 | 0 | 0 | 0 | 0 | 0 | 0
CT Fac. Spec. - NOX Rate Winter v.4.10 Final, Unit 3066 and retrofits | 333 | 2270 | Rate Constraint in lbs/MMBtu | FALSE | L | Annual | Allowances Sold NOX | Thousand Tons | 0 | 0 | 0 | 0 | 0 | 0 | 0
CT Fac. Spec. - NOX Rate Winter v.4.10 Final, Unit 3066 and retrofits | 333 | 2270 | Rate Constraint in lbs/MMBtu | FALSE | L | Annual | Allowances Banked | Thousand Tons | 0 | 0 | 0 | 0 | 0 | 0 | 0
CT Fac. Spec. - NOX Rate Winter v.4.10 Final, Unit 3066 and retrofits | 333 | 2270 | Rate Constraint in lbs/MMBtu | FALSE | L | Annual | Allowances Withdrawn (1:1) | Thousand Tons | 0 | 0 | 0 | 0 | 0 | 0 | 0
CT Fac. Spec. - NOX Rate Winter v.4.10 Final, Unit 3066 and retrofits | 333 | 2270 | Rate Constraint in lbs/MMBtu | FALSE | L | Annual | Allowances Withdrawn (n:1) | Thousand Tons | 0 | 0 | 0 | 0 | 0 | 0 | 0
CT Fac. Spec. - NOX Rate Winter v.4.10 Final, Unit 3066 and retrofits | 333 | 2270 | Rate Constraint in lbs/MMBtu | FALSE | L | Annual | Net Emissions Allowance Position | Thousand Tons | 0.00037424 | 0.00037424 | 0.00037424 | 0.00037424 | 0.00037424 | 0 | 0
CT Fac. Spec. - NOX Rate Winter v.4.10 Final, Unit 3066 and retrofits | 333 | 2270 | Rate Constraint in lbs/MMBtu | FALSE | L | Annual | Fuel Consumed | TBtu | 0.011996 | 0.011996 | 0.011996 | 0.011996 | 0.011996 | 0 | 0
CT Fac. Spec. - NOX Rate Winter v.4.10 Final, Unit 3066 and retrofits | 333 | 2270 | Rate Constraint in lbs/MMBtu | FALSE | L | Annual | Rate | lb/MMBtu | 0.062393 | 0.062393 | 0.062393 | 0.062393 | 0.062393 | 0 | 0
CT Fac. Spec. - NOX Rate Winter v.4.10 Final, Unit 3066 and retrofits | 333 | 2270 | Rate Constraint in lbs/MMBtu | FALSE | L | Annual | Generation | TWh | 0.0013518 | 0.0013518 | 0.0013518 | 0.0013518 | 0.0013518 | 0 | 0
CT Fac. Spec. - NOX Rate Winter v.4.10 Final, Unit 3066 and retrofits | 333 | 2270 | Rate Constraint in lbs/MMBtu | FALSE | L | Annual | Qualifying Generation | TWh | 0.0013518 | 0.0013518 | 0.0013518 | 0.0013518 | 0.0013518 | 0 | 0
CT Fac. Spec. - NOX Rate Winter v.4.10 Final, Unit 3066 and retrofits | 333 | 2270 | Rate Constraint in lbs/MMBtu | FALSE | L | Annual | Rate | lb/MWh | 0.27684 | 0.27684 | 0.27684 | 0.27684 | 0.27684 | 0 | 0
CT Fac. Spec. - NOX Rate Winter v.4.10 Final, Unit 3066 and retrofits | 333 | 2270 | Rate Constraint in lbs/MMBtu | FALSE | L | Annual | Constraint Shadow Price | US2011$/Ton | 0 | 0 | 0 | 0 | 0 | 0 | 0
CT Fac. Spec. - NOX Rate Winter v.4.10 Final, Unit 3069 and retrofits | 334 | 2270 | Rate Constraint in lbs/MMBtu | FALSE | L | Annual | Seasons Included | Seasons | Winter | Winter | Winter | Winter | Winter | Winter | Winter
CT Fac. Spec. - NOX Rate Winter v.4.10 Final, Unit 3069 and retrofits | 334 | 2270 | Rate Constraint in lbs/MMBtu | FALSE | L | Annual | Standard | lb/MMBtu | 0.15 | 0.15 | 0.15 | 0.15 | 0.15 | 0.15 | 0.15
CT Fac. Spec. - NOX Rate Winter v.4.10 Final, Unit 3069 and retrofits | 334 | 2270 | Rate Constraint in lbs/MMBtu | FALSE | L | Annual | Emissions at Affected Plants NOX | Thousand Tons | 0.016339 | 0.016339 | 0.016339 | 0.016339 | 0.016339 | 0.00044908 | 0
CT Fac. Spec. - NOX Rate Winter v.4.10 Final, Unit 3069 and retrofits | 334 | 2270 | Rate Constraint in lbs/MMBtu | FALSE | L | Annual | Allowances Purchased NOX | Thousand Tons | 0 | 0 | 0 | 0 | 0 | 0 | 0
CT Fac. Spec. - NOX Rate Winter v.4.10 Final, Unit 3069 and retrofits | 334 | 2270 | Rate Constraint in lbs/MMBtu | FALSE | L | Annual | Allowances Sold NOX | Thousand Tons | 0 | 0 | 0 | 0 | 0 | 0 | 0
CT Fac. Spec. - NOX Rate Winter v.4.10 Final, Unit 3069 and retrofits | 334 | 2270 | Rate Constraint in lbs/MMBtu | FALSE | L | Annual | Allowances Banked | Thousand Tons | 0 | 0 | 0 | 0 | 0 | 0 | 0
CT Fac. Spec. - NOX Rate Winter v.4.10 Final, Unit 3069 and retrofits | 334 | 2270 | Rate Constraint in lbs/MMBtu | FALSE | L | Annual | Allowances Withdrawn (1:1) | Thousand Tons | 0 | 0 | 0 | 0 | 0 | 0 | 0
CT Fac. Spec. - NOX Rate Winter v.4.10 Final, Unit 3069 and retrofits | 334 | 2270 | Rate Constraint in lbs/MMBtu | FALSE | L | Annual | Allowances Withdrawn (n:1) | Thousand Tons | 0 | 0 | 0 | 0 | 0 | 0 | 0
CT Fac. Spec. - NOX Rate Winter v.4.10 Final, Unit 3069 and retrofits | 334 | 2270 | Rate Constraint in lbs/MMBtu | FALSE | L | Annual | Net Emissions Allowance Position | Thousand Tons | 0.016339 | 0.016339 | 0.016339 | 0.016339 | 0.016339 | 0.00044908 | 0
CT Fac. Spec. - NOX Rate Winter v.4.10 Final, Unit 3069 and retrofits | 334 | 2270 | Rate Constraint in lbs/MMBtu | FALSE | L | Annual | Fuel Consumed | TBtu | 7.8827 | 7.8827 | 7.8827 | 7.8827 | 7.8827 | 0.21666 | 0
CT Fac. Spec. - NOX Rate Winter v.4.10 Final, Unit 3069 and retrofits | 334 | 2270 | Rate Constraint in lbs/MMBtu | FALSE | L | Annual | Rate | lb/MMBtu | 0.0041456 | 0.0041456 | 0.0041456 | 0.0041456 | 0.0041456 | 0.0041456 | 0
CT Fac. Spec. - NOX Rate Winter v.4.10 Final, Unit 3069 and retrofits | 334 | 2270 | Rate Constraint in lbs/MMBtu | FALSE | L | Annual | Generation | TWh | 1.0575 | 1.0575 | 1.0575 | 1.0575 | 1.0575 | 0.029066 | 0
CT Fac. Spec. - NOX Rate Winter v.4.10 Final, Unit 3069 and retrofits | 334 | 2270 | Rate Constraint in lbs/MMBtu | FALSE | L | Annual | Qualifying Generation | TWh | 1.0575 | 1.0575 | 1.0575 | 1.0575 | 1.0575 | 0.029066 | 0
CT Fac. Spec. - NOX Rate Winter v.4.10 Final, Unit 3069 and retrofits | 334 | 2270 | Rate Constraint in lbs/MMBtu | FALSE | L | Annual | Rate | lb/MWh | 0.015451 | 0.015451 | 0.015451 | 0.015451 | 0.015451 | 0.015451 | 0
CT Fac. Spec. - NOX Rate Winter v.4.10 Final, Unit 3069 and retrofits | 334 | 2270 | Rate Constraint in lbs/MMBtu | FALSE | L | Annual | Constraint Shadow Price | US2011$/Ton | 0 | 0 | 0 | 0 | 0 | 0 | 0
CT Fac. Spec. - NOX Rate Winter v.4.10 Final, Unit 3070 and retrofits | 335 | 2270 | Rate Constraint in lbs/MMBtu | FALSE | L | Annual | Seasons Included | Seasons | Winter | Winter | Winter | Winter | Winter | Winter | Winter
CT Fac. Spec. - NOX Rate Winter v.4.10 Final, Unit 3070 and retrofits | 335 | 2270 | Rate Constraint in lbs/MMBtu | FALSE | L | Annual | Standard | lb/MMBtu | 0.15 | 0.15 | 0.15 | 0.15 | 0.15 | 0.15 | 0.15
CT Fac. Spec. - NOX Rate Winter v.4.10 Final, Unit 3070 and retrofits | 335 | 2270 | Rate Constraint in lbs/MMBtu | FALSE | L | Annual | Emissions at Affected Plants NOX | Thousand Tons | 0.016369 | 0.016369 | 0.016369 | 0.01614 | 0.010952 | 0 | 0
CT Fac. Spec. - NOX Rate Winter v.4.10 Final, Unit 3070 and retrofits | 335 | 2270 | Rate Constraint in lbs/MMBtu | FALSE | L | Annual | Allowances Purchased NOX | Thousand Tons | 0 | 0 | 0 | 0 | 0 | 0 | 0
CT Fac. Spec. - NOX Rate Winter v.4.10 Final, Unit 3070 and retrofits | 335 | 2270 | Rate Constraint in lbs/MMBtu | FALSE | L | Annual | Allowances Sold NOX | Thousand Tons | 0 | 0 | 0 | 0 | 0 | 0 | 0
CT Fac. Spec. - NOX Rate Winter v.4.10 Final, Unit 3070 and retrofits | 335 | 2270 | Rate Constraint in lbs/MMBtu | FALSE | L | Annual | Allowances Banked | Thousand Tons | 0 | 0 | 0 | 0 | 0 | 0 | 0
CT Fac. Spec. - NOX Rate Winter v.4.10 Final, Unit 3070 and retrofits | 335 | 2270 | Rate Constraint in lbs/MMBtu | FALSE | L | Annual | Allowances Withdrawn (1:1) | Thousand Tons | 0 | 0 | 0 | 0 | 0 | 0 | 0
CT Fac. Spec. - NOX Rate Winter v.4.10 Final, Unit 3070 and retrofits | 335 | 2270 | Rate Constraint in lbs/MMBtu | FALSE | L | Annual | Allowances Withdrawn (n:1) | Thousand Tons | 0 | 0 | 0 | 0 | 0 | 0 | 0
CT Fac. Spec. - NOX Rate Winter v.4.10 Final, Unit 3070 and retrofits | 335 | 2270 | Rate Constraint in lbs/MMBtu | FALSE | L | Annual | Net Emissions Allowance Position | Thousand Tons | 0.016369 | 0.016369 | 0.016369 | 0.01614 | 0.010952 | 0 | 0
CT Fac. Spec. - NOX Rate Winter v.4.10 Final, Unit 3070 and retrofits | 335 | 2270 | Rate Constraint in lbs/MMBtu | FALSE | L | Annual | Fuel Consumed | TBtu | 8.043 | 8.043 | 8.043 | 7.9304 | 5.3814 | 0 | 0
CT Fac. Spec. - NOX Rate Winter v.4.10 Final, Unit 3070 and retrofits | 335 | 2270 | Rate Constraint in lbs/MMBtu | FALSE | L | Annual | Rate | lb/MMBtu | 0.0040704 | 0.0040704 | 0.0040704 | 0.0040704 | 0.0040704 | 0 | 0
CT Fac. Spec. - NOX Rate Winter v.4.10 Final, Unit 3070 and retrofits | 335 | 2270 | Rate Constraint in lbs/MMBtu | FALSE | L | Annual | Generation | TWh | 1.079 | 1.079 | 1.079 | 1.0639 | 0.72194 | 0 | 0
CT Fac. Spec. - NOX Rate Winter v.4.10 Final, Unit 3070 and retrofits | 335 | 2270 | Rate Constraint in lbs/MMBtu | FALSE | L | Annual | Qualifying Generation | TWh | 1.079 | 1.079 | 1.079 | 1.0639 | 0.72194 | 0 | 0
CT Fac. Spec. - NOX Rate Winter v.4.10 Final, Unit 3070 and retrofits | 335 | 2270 | Rate Constraint in lbs/MMBtu | FALSE | L | Annual | Rate | lb/MWh | 0.015171 | 0.015171 | 0.015171 | 0.015171 | 0.015171 | 0 | 0
CT Fac. Spec. - NOX Rate Winter v.4.10 Final, Unit 3070 and retrofits | 335 | 2270 | Rate Constraint in lbs/MMBtu | FALSE | L | Annual | Constraint Shadow Price | US2011$/Ton | 0 | 0 | 0 | 0 | 0 | 0 | 0
CT Fac. Spec. - NOX Rate Winter v.4.10 Final, Unit 3071 and retrofits | 336 | 2270 | Rate Constraint in lbs/MMBtu | FALSE | L | Annual | Seasons Included | Seasons | Winter | Winter | Winter | Winter | Winter | Winter | Winter
CT Fac. Spec. - NOX Rate Winter v.4.10 Final, Unit 3071 and retrofits | 336 | 2270 | Rate Constraint in lbs/MMBtu | FALSE | L | Annual | Standard | lb/MMBtu | 0.15 | 0.15 | 0.15 | 0.15 | 0.15 | 0.15 | 0.15
CT Fac. Spec. - NOX Rate Winter v.4.10 Final, Unit 3071 and retrofits | 336 | 2270 | Rate Constraint in lbs/MMBtu | FALSE | L | Annual | Emissions at Affected Plants NOX | Thousand Tons | 0.016878 | 0.016878 | 0.016878 | 0.0070706 | 0.010791 | 0.0008426 | 0
CT Fac. Spec. - NOX Rate Winter v.4.10 Final, Unit 3071 and retrofits | 336 | 2270 | Rate Constraint in lbs/MMBtu | FALSE | L | Annual | Allowances Purchased NOX | Thousand Tons | 0 | 0 | 0 | 0 | 0 | 0 | 0
CT Fac. Spec. - NOX Rate Winter v.4.10 Final, Unit 3071 and retrofits | 336 | 2270 | Rate Constraint in lbs/MMBtu | FALSE | L | Annual | Allowances Sold NOX | Thousand Tons | 0 | 0 | 0 | 0 | 0 | 0 | 0
CT Fac. Spec. - NOX Rate Winter v.4.10 Final, Unit 3071 and retrofits | 336 | 2270 | Rate Constraint in lbs/MMBtu | FALSE | L | Annual | Allowances Banked | Thousand Tons | 0 | 0 | 0 | 0 | 0 | 0 | 0
CT Fac. Spec. - NOX Rate Winter v.4.10 Final, Unit 3071 and retrofits | 336 | 2270 | Rate Constraint in lbs/MMBtu | FALSE | L | Annual | Allowances Withdrawn (1:1) | Thousand Tons | 0 | 0 | 0 | 0 | 0 | 0 | 0
CT Fac. Spec. - NOX Rate Winter v.4.10 Final, Unit 3071 and retrofits | 336 | 2270 | Rate Constraint in lbs/MMBtu | FALSE | L | Annual | Allowances Withdrawn (n:1) | Thousand Tons | 0 | 0 | 0 | 0 | 0 | 0 | 0
CT Fac. Spec. - NOX Rate Winter v.4.10 Final, Unit 3071 and retrofits | 336 | 2270 | Rate Constraint in lbs/MMBtu | FALSE | L | Annual | Net Emissions Allowance Position | Thousand Tons | 0.016878 | 0.016878 | 0.016878 | 0.0070706 | 0.010791 | 0.0008426 | 0
CT Fac. Spec. - NOX Rate Winter v.4.10 Final, Unit 3071 and retrofits | 336 | 2270 | Rate Constraint in lbs/MMBtu | FALSE | L | Annual | Fuel Consumed | TBtu | 7.9468 | 7.9468 | 7.9468 | 3.329 | 5.0807 | 0.39672 | 0
CT Fac. Spec. - NOX Rate Winter v.4.10 Final, Unit 3071 and retrofits | 336 | 2270 | Rate Constraint in lbs/MMBtu | FALSE | L | Annual | Rate | lb/MMBtu | 0.0042479 | 0.0042479 | 0.0042479 | 0.0042479 | 0.0042479 | 0.0042479 | 0
CT Fac. Spec. - NOX Rate Winter v.4.10 Final, Unit 3071 and retrofits | 336 | 2270 | Rate Constraint in lbs/MMBtu | FALSE | L | Annual | Generation | TWh | 1.0661 | 1.0661 | 1.0661 | 0.44661 | 0.68161 | 0.053222 | 0
CT Fac. Spec. - NOX Rate Winter v.4.10 Final, Unit 3071 and retrofits | 336 | 2270 | Rate Constraint in lbs/MMBtu | FALSE | L | Annual | Qualifying Generation | TWh | 1.0661 | 1.0661 | 1.0661 | 0.44661 | 0.68161 | 0.053222 | 0
CT Fac. Spec. - NOX Rate Winter v.4.10 Final, Unit 3071 and retrofits | 336 | 2270 | Rate Constraint in lbs/MMBtu | FALSE | L | Annual | Rate | lb/MWh | 0.015832 | 0.015832 | 0.015832 | 0.015832 | 0.015832 | 0.015832 | 0
CT Fac. Spec. - NOX Rate Winter v.4.10 Final, Unit 3071 and retrofits | 336 | 2270 | Rate Constraint in lbs/MMBtu | FALSE | L | Annual | Constraint Shadow Price | US2011$/Ton | 0 | 0 | 0 | 0 | 0 | 0 | 0
CT Fac. Spec. - NOX Rate Winter v.4.10 Final, Unit 3072 and retrofits | 337 | 2270 | Rate Constraint in lbs/MMBtu | FALSE | L | Annual | Seasons Included | Seasons | Winter | Winter | Winter | Winter | Winter | Winter | Winter
CT Fac. Spec. - NOX Rate Winter v.4.10 Final, Unit 3072 and retrofits | 337 | 2270 | Rate Constraint in lbs/MMBtu | FALSE | L | Annual | Standard | lb/MMBtu | 0.15 | 0.15 | 0.15 | 0.15 | 0.15 | 0.15 | 0.15
CT Fac. Spec. - NOX Rate Winter v.4.10 Final, Unit 3072 and retrofits | 337 | 2270 | Rate Constraint in lbs/MMBtu | FALSE | L | Annual | Emissions at Affected Plants NOX | Thousand Tons | 0.013249 | 0.013249 | 0.013249 | 0.013249 | 0.013249 | 0.00066142 | 0.00039181
CT Fac. Spec. - NOX Rate Winter v.4.10 Final, Unit 3072 and retrofits | 337 | 2270 | Rate Constraint in lbs/MMBtu | FALSE | L | Annual | Allowances Purchased NOX | Thousand Tons | 0 | 0 | 0 | 0 | 0 | 0 | 0
CT Fac. Spec. - NOX Rate Winter v.4.10 Final, Unit 3072 and retrofits | 337 | 2270 | Rate Constraint in lbs/MMBtu | FALSE | L | Annual | Allowances Sold NOX | Thousand Tons | 0 | 0 | 0 | 0 | 0 | 0 | 0
CT Fac. Spec. - NOX Rate Winter v.4.10 Final, Unit 3072 and retrofits | 337 | 2270 | Rate Constraint in lbs/MMBtu | FALSE | L | Annual | Allowances Banked | Thousand Tons | 0 | 0 | 0 | 0 | 0 | 0 | 0
CT Fac. Spec. - NOX Rate Winter v.4.10 Final, Unit 3072 and retrofits | 337 | 2270 | Rate Constraint in lbs/MMBtu | FALSE | L | Annual | Allowances Withdrawn (1:1) | Thousand Tons | 0 | 0 | 0 | 0 | 0 | 0 | 0
CT Fac. Spec. - NOX Rate Winter v.4.10 Final, Unit 3072 and retrofits | 337 | 2270 | Rate Constraint in lbs/MMBtu | FALSE | L | Annual | Allowances Withdrawn (n:1) | Thousand Tons | 0 | 0 | 0 | 0 | 0 | 0 | 0
CT Fac. Spec. - NOX Rate Winter v.4.10 Final, Unit 3072 and retrofits | 337 | 2270 | Rate Constraint in lbs/MMBtu | FALSE | L | Annual | Net Emissions Allowance Position | Thousand Tons | 0.013249 | 0.013249 | 0.013249 | 0.013249 | 0.013249 | 0.00066142 | 0.00039181
CT Fac. Spec. - NOX Rate Winter v.4.10 Final, Unit 3072 and retrofits | 337 | 2270 | Rate Constraint in lbs/MMBtu | FALSE | L | Annual | Fuel Consumed | TBtu | 8.0048 | 8.0048 | 8.0048 | 8.0048 | 8.0048 | 0.39961 | 0.23672
CT Fac. Spec. - NOX Rate Winter v.4.10 Final, Unit 3072 and retrofits | 337 | 2270 | Rate Constraint in lbs/MMBtu | FALSE | L | Annual | Rate | lb/MMBtu | 0.0033103 | 0.0033103 | 0.0033103 | 0.0033103 | 0.0033103 | 0.0033103 | 0.0033103
CT Fac. Spec. - NOX Rate Winter v.4.10 Final, Unit 3072 and retrofits | 337 | 2270 | Rate Constraint in lbs/MMBtu | FALSE | L | Annual | Generation | TWh | 1.0876 | 1.0876 | 1.0876 | 1.0876 | 1.0876 | 0.054295 | 0.032164
CT Fac. Spec. - NOX Rate Winter v.4.10 Final, Unit 3072 and retrofits | 337 | 2270 | Rate Constraint in lbs/MMBtu | FALSE | L | Annual | Qualifying Generation | TWh | 1.0876 | 1.0876 | 1.0876 | 1.0876 | 1.0876 | 0.054295 | 0.032164
CT Fac. Spec. - NOX Rate Winter v.4.10 Final, Unit 3072 and retrofits | 337 | 2270 | Rate Constraint in lbs/MMBtu | FALSE | L | Annual | Rate | lb/MWh | 0.012182 | 0.012182 | 0.012182 | 0.012182 | 0.012182 | 0.012182 | 0.012182
CT Fac. Spec. - NOX Rate Winter v.4.10 Final, Unit 3072 and retrofits | 337 | 2270 | Rate Constraint in lbs/MMBtu | FALSE | L | Annual | Constraint Shadow Price | US2011$/Ton | 0 | 0 | 0 | 0 | 0 | 0 | 0
CT Fac. Spec. - NOX Rate Winter v.4.10 Final, Unit 3073 and retrofits | 338 | 2270 | Rate Constraint in lbs/MMBtu | FALSE | L | Annual | Seasons Included | Seasons | Winter | Winter | Winter | Winter | Winter | Winter | Winter
CT Fac. Spec. - NOX Rate Winter v.4.10 Final, Unit 3073 and retrofits | 338 | 2270 | Rate Constraint in lbs/MMBtu | FALSE | L | Annual | Standard | lb/MMBtu | 0.15 | 0.15 | 0.15 | 0.15 | 0.15 | 0.15 | 0.15
CT Fac. Spec. - NOX Rate Winter v.4.10 Final, Unit 3073 and retrofits | 338 | 2270 | Rate Constraint in lbs/MMBtu | FALSE | L | Annual | Emissions at Affected Plants NOX | Thousand Tons | 0.014712 | 0.014712 | 0.014712 | 0.014712 | 0.014712 | 0.014517 | 0.00073447
CT Fac. Spec. - NOX Rate Winter v.4.10 Final, Unit 3073 and retrofits | 338 | 2270 | Rate Constraint in lbs/MMBtu | FALSE | L | Annual | Allowances Purchased NOX | Thousand Tons | 0 | 0 | 0 | 0 | 0 | 0 | 0
CT Fac. Spec. - NOX Rate Winter v.4.10 Final, Unit 3073 and retrofits | 338 | 2270 | Rate Constraint in lbs/MMBtu | FALSE | L | Annual | Allowances Sold NOX | Thousand Tons | 0 | 0 | 0 | 0 | 0 | 0 | 0
CT Fac. Spec. - NOX Rate Winter v.4.10 Final, Unit 3073 and retrofits | 338 | 2270 | Rate Constraint in lbs/MMBtu | FALSE | L | Annual | Allowances Banked | Thousand Tons | 0 | 0 | 0 | 0 | 0 | 0 | 0
CT Fac. Spec. - NOX Rate Winter v.4.10 Final, Unit 3073 and retrofits | 338 | 2270 | Rate Constraint in lbs/MMBtu | FALSE | L | Annual | Allowances Withdrawn (1:1) | Thousand Tons | 0 | 0 | 0 | 0 | 0 | 0 | 0
CT Fac. Spec. - NOX Rate Winter v.4.10 Final, Unit 3073 and retrofits | 338 | 2270 | Rate Constraint in lbs/MMBtu | FALSE | L | Annual | Allowances Withdrawn (n:1) | Thousand Tons | 0 | 0 | 0 | 0 | 0 | 0 | 0
CT Fac. Spec. - NOX Rate Winter v.4.10 Final, Unit 3073 and retrofits | 338 | 2270 | Rate Constraint in lbs/MMBtu | FALSE | L | Annual | Net Emissions Allowance Position | Thousand Tons | 0.014712 | 0.014712 | 0.014712 | 0.014712 | 0.014712 | 0.014517 | 0.00073447
CT Fac. Spec. - NOX Rate Winter v.4.10 Final, Unit 3073 and retrofits | 338 | 2270 | Rate Constraint in lbs/MMBtu | FALSE | L | Annual | Fuel Consumed | TBtu | 8.0354 | 8.0354 | 8.0354 | 8.0354 | 8.0354 | 7.9286 | 0.40114
CT Fac. Spec. - NOX Rate Winter v.4.10 Final, Unit 3073 and retrofits | 338 | 2270 | Rate Constraint in lbs/MMBtu | FALSE | L | Annual | Rate | lb/MMBtu | 0.0036619 | 0.0036619 | 0.0036619 | 0.0036619 | 0.0036619 | 0.0036619 | 0.0036619
CT Fac. Spec. - NOX Rate Winter v.4.10 Final, Unit 3073 and retrofits | 338 | 2270 | Rate Constraint in lbs/MMBtu | FALSE | L | Annual | Generation | TWh | 1.0919 | 1.0919 | 1.0919 | 1.0919 | 1.0919 | 1.0774 | 0.05451
CT Fac. Spec. - NOX Rate Winter v.4.10 Final, Unit 3073 and retrofits | 338 | 2270 | Rate Constraint in lbs/MMBtu | FALSE | L | Annual | Qualifying Generation | TWh | 1.0919 | 1.0919 | 1.0919 | 1.0919 | 1.0919 | 1.0774 | 0.05451
CT Fac. Spec. - NOX Rate Winter v.4.10 Final, Unit 3073 and retrofits | 338 | 2270 | Rate Constraint in lbs/MMBtu | FALSE | L | Annual | Rate | lb/MWh | 0.013474 | 0.013474 | 0.013474 | 0.013474 | 0.013474 | 0.013474 | 0.013474
CT Fac. Spec. - NOX Rate Winter v.4.10 Final, Unit 3073 and retrofits | 338 | 2270 | Rate Constraint in lbs/MMBtu | FALSE | L | Annual | Constraint Shadow Price | US2011$/Ton | 0 | 0 | 0 | 0 | 0 | 0 | 0
CT Fac. Spec. - NOX Rate Winter v.4.10 Final, Unit 3074 and retrofits | 339 | 2270 | Rate Constraint in lbs/MMBtu | FALSE | L | Annual | Seasons Included | Seasons | Winter | Winter | Winter | Winter | Winter | Winter | Winter
CT Fac. Spec. - NOX Rate Winter v.4.10 Final, Unit 3074 and retrofits | 339 | 2270 | Rate Constraint in lbs/MMBtu | FALSE | L | Annual | Standard | lb/MMBtu | 0.15 | 0.15 | 0.15 | 0.15 | 0.15 | 0.15 | 0.15
CT Fac. Spec. - NOX Rate Winter v.4.10 Final, Unit 3074 and retrofits | 339 | 2270 | Rate Constraint in lbs/MMBtu | FALSE | L | Annual | Emissions at Affected Plants NOX | Thousand Tons | 0.029403 | 0.029403 | 0.029403 | 0.029403 | 0.029403 | 0.029403 | 0.029403
CT Fac. Spec. - NOX Rate Winter v.4.10 Final, Unit 3074 and retrofits | 339 | 2270 | Rate Constraint in lbs/MMBtu | FALSE | L | Annual | Allowances Purchased NOX | Thousand Tons | 0 | 0 | 0 | 0 | 0 | 0 | 0
CT Fac. Spec. - NOX Rate Winter v.4.10 Final, Unit 3074 and retrofits | 339 | 2270 | Rate Constraint in lbs/MMBtu | FALSE | L | Annual | Allowances Sold NOX | Thousand Tons | 0 | 0 | 0 | 0 | 0 | 0 | 0
CT Fac. Spec. - NOX Rate Winter v.4.10 Final, Unit 3074 and retrofits | 339 | 2270 | Rate Constraint in lbs/MMBtu | FALSE | L | Annual | Allowances Banked | Thousand Tons | 0 | 0 | 0 | 0 | 0 | 0 | 0
CT Fac. Spec. - NOX Rate Winter v.4.10 Final, Unit 3074 and retrofits | 339 | 2270 | Rate Constraint in lbs/MMBtu | FALSE | L | Annual | Allowances Withdrawn (1:1) | Thousand Tons | 0 | 0 | 0 | 0 | 0 | 0 | 0
CT Fac. Spec. - NOX Rate Winter v.4.10 Final, Unit 3074 and retrofits | 339 | 2270 | Rate Constraint in lbs/MMBtu | FALSE | L | Annual | Allowances Withdrawn (n:1) | Thousand Tons | 0 | 0 | 0 | 0 | 0 | 0 | 0
CT Fac. Spec. - NOX Rate Winter v.4.10 Final, Unit 3074 and retrofits | 339 | 2270 | Rate Constraint in lbs/MMBtu | FALSE | L | Annual | Net Emissions Allowance Position | Thousand Tons | 0.029403 | 0.029403 | 0.029403 | 0.029403 | 0.029403 | 0.029403 | 0.029403
CT Fac. Spec. - NOX Rate Winter v.4.10 Final, Unit 3074 and retrofits | 339 | 2270 | Rate Constraint in lbs/MMBtu | FALSE | L | Annual | Fuel Consumed | TBtu | 0.49426 | 0.49426 | 0.49426 | 0.49426 | 0.49426 | 0.49426 | 0.49426
CT Fac. Spec. - NOX Rate Winter v.4.10 Final, Unit 3074 and retrofits | 339 | 2270 | Rate Constraint in lbs/MMBtu | FALSE | L | Annual | Rate | lb/MMBtu | 0.11898 | 0.11898 | 0.11898 | 0.11898 | 0.11898 | 0.11898 | 0.11898
CT Fac. Spec. - NOX Rate Winter v.4.10 Final, Unit 3074 and retrofits | 339 | 2270 | Rate Constraint in lbs/MMBtu | FALSE | L | Annual | Generation | TWh | 0.068781 | 0.068781 | 0.068781 | 0.068781 | 0.068781 | 0.068781 | 0.068781
CT Fac. Spec. - NOX Rate Winter v.4.10 Final, Unit 3074 and retrofits | 339 | 2270 | Rate Constraint in lbs/MMBtu | FALSE | L | Annual | Qualifying Generation | TWh | 0.068781 | 0.068781 | 0.068781 | 0.068781 | 0.068781 | 0.068781 | 0.068781
CT Fac. Spec. - NOX Rate Winter v.4.10 Final, Unit 3074 and retrofits | 339 | 2270 | Rate Constraint in lbs/MMBtu | FALSE | L | Annual | Rate | lb/MWh | 0.42749 | 0.42749 | 0.42749 | 0.42749 | 0.42749 | 0.42749 | 0.42749
CT Fac. Spec. - NOX Rate Winter v.4.10 Final, Unit 3074 and retrofits | 339 | 2270 | Rate Constraint in lbs/MMBtu | FALSE | L | Annual | Constraint Shadow Price | US2011$/Ton | 0 | 0 | 0 | 0 | 0 | 0 | 0
CT Fac. Spec. - NOX Rate Winter v.4.10 Final, Unit 3075 and retrofits | 340 | 2270 | Rate Constraint in lbs/MMBtu | FALSE | L | Annual | Seasons Included | Seasons | Winter | Winter | Winter | Winter | Winter | Winter | Winter
CT Fac. Spec. - NOX Rate Winter v.4.10 Final, Unit 3075 and retrofits | 340 | 2270 | Rate Constraint in lbs/MMBtu | FALSE | L | Annual | Standard | lb/MMBtu | 0.15 | 0.15 | 0.15 | 0.15 | 0.15 | 0.15 | 0.15
CT Fac. Spec. - NOX Rate Winter v.4.10 Final, Unit 3075 and retrofits | 340 | 2270 | Rate Constraint in lbs/MMBtu | FALSE | L | Annual | Emissions at Affected Plants NOX | Thousand Tons | 0.064319 | 0.064319 | 0.064319 | 0.064319 | 0.064319 | 0.064319 | 0
CT Fac. Spec. - NOX Rate Winter v.4.10 Final, Unit 3075 and retrofits | 340 | 2270 | Rate Constraint in lbs/MMBtu | FALSE | L | Annual | Allowances Purchased NOX | Thousand Tons | 0 | 0 | 0 | 0 | 0 | 0 | 0
CT Fac. Spec. - NOX Rate Winter v.4.10 Final, Unit 3075 and retrofits | 340 | 2270 | Rate Constraint in lbs/MMBtu | FALSE | L | Annual | Allowances Sold NOX | Thousand Tons | 0 | 0 | 0 | 0 | 0 | 0 | 0
CT Fac. Spec. - NOX Rate Winter v.4.10 Final, Unit 3075 and retrofits | 340 | 2270 | Rate Constraint in lbs/MMBtu | FALSE | L | Annual | Allowances Banked | Thousand Tons | 0 | 0 | 0 | 0 | 0 | 0 | 0
CT Fac. Spec. - NOX Rate Winter v.4.10 Final, Unit 3075 and retrofits | 340 | 2270 | Rate Constraint in lbs/MMBtu | FALSE | L | Annual | Allowances Withdrawn (1:1) | Thousand Tons | 0 | 0 | 0 | 0 | 0 | 0 | 0
CT Fac. Spec. - NOX Rate Winter v.4.10 Final, Unit 3075 and retrofits | 340 | 2270 | Rate Constraint in lbs/MMBtu | FALSE | L | Annual | Allowances Withdrawn (n:1) | Thousand Tons | 0 | 0 | 0 | 0 | 0 | 0 | 0
CT Fac. Spec. - NOX Rate Winter v.4.10 Final, Unit 3075 and retrofits | 340 | 2270 | Rate Constraint in lbs/MMBtu | FALSE | L | Annual | Net Emissions Allowance Position | Thousand Tons | 0.064319 | 0.064319 | 0.064319 | 0.064319 | 0.064319 | 0.064319 | 0
CT Fac. Spec. - NOX Rate Winter v.4.10 Final, Unit 3075 and retrofits | 340 | 2270 | Rate Constraint in lbs/MMBtu | FALSE | L | Annual | Fuel Consumed | TBtu | 1.0812 | 1.0812 | 1.0812 | 1.0812 | 1.0812 | 1.0812 | 0
CT Fac. Spec. - NOX Rate Winter v.4.10 Final, Unit 3075 and retrofits | 340 | 2270 | Rate Constraint in lbs/MMBtu | FALSE | L | Annual | Rate | lb/MMBtu | 0.11898 | 0.11898 | 0.11898 | 0.11898 | 0.11898 | 0.11898 | 0
CT Fac. Spec. - NOX Rate Winter v.4.10 Final, Unit 3075 and retrofits | 340 | 2270 | Rate Constraint in lbs/MMBtu | FALSE | L | Annual | Generation | TWh | 0.15046 | 0.15046 | 0.15046 | 0.15046 | 0.15046 | 0.15046 | 0
CT Fac. Spec. - NOX Rate Winter v.4.10 Final, Unit 3075 and retrofits | 340 | 2270 | Rate Constraint in lbs/MMBtu | FALSE | L | Annual | Qualifying Generation | TWh | 0.15046 | 0.15046 | 0.15046 | 0.15046 | 0.15046 | 0.15046 | 0
CT Fac. Spec. - NOX Rate Winter v.4.10 Final, Unit 3075 and retrofits | 340 | 2270 | Rate Constraint in lbs/MMBtu | FALSE | L | Annual | Rate | lb/MWh | 0.42749 | 0.42749 | 0.42749 | 0.42749 | 0.42749 | 0.42749 | 0
CT Fac. Spec. - NOX Rate Winter v.4.10 Final, Unit 3075 and retrofits | 340 | 2270 | Rate Constraint in lbs/MMBtu | FALSE | L | Annual | Constraint Shadow Price | US2011$/Ton | 0 | 0 | 0 | 0 | 0 | 0 | 0
CT Fac. Spec. - NOX Rate Winter v.4.10 Final, Unit 3766 and retrofits | 341 | 2270 | Rate Constraint in lbs/MMBtu | FALSE | L | Annual | Seasons Included | Seasons | Winter | Winter | Winter | Winter | Winter | Winter | Winter
CT Fac. Spec. - NOX Rate Winter v.4.10 Final, Unit 3766 and retrofits | 341 | 2270 | Rate Constraint in lbs/MMBtu | FALSE | L | Annual | Standard | lb/MMBtu | 0.15 | 0.15 | 0.15 | 0.15 | 0.15 | 0.15 | 0.15
CT Fac. Spec. - NOX Rate Winter v.4.10 Final, Unit 3766 and retrofits | 341 | 2270 | Rate Constraint in lbs/MMBtu | FALSE | L | Annual | Emissions at Affected Plants NOX | Thousand Tons | 0.006925 | 0 | 0 | 0 | 0 | 0 | 0
CT Fac. Spec. - NOX Rate Winter v.4.10 Final, Unit 3766 and retrofits | 341 | 2270 | Rate Constraint in lbs/MMBtu | FALSE | L | Annual | Allowances Purchased NOX | Thousand Tons | 0 | 0 | 0 | 0 | 0 | 0 | 0
CT Fac. Spec. - NOX Rate Winter v.4.10 Final, Unit 3766 and retrofits | 341 | 2270 | Rate Constraint in lbs/MMBtu | FALSE | L | Annual | Allowances Sold NOX | Thousand Tons | 0 | 0 | 0 | 0 | 0 | 0 | 0
CT Fac. Spec. - NOX Rate Winter v.4.10 Final, Unit 3766 and retrofits | 341 | 2270 | Rate Constraint in lbs/MMBtu | FALSE | L | Annual | Allowances Banked | Thousand Tons | 0 | 0 | 0 | 0 | 0 | 0 | 0
CT Fac. Spec. - NOX Rate Winter v.4.10 Final, Unit 3766 and retrofits | 341 | 2270 | Rate Constraint in lbs/MMBtu | FALSE | L | Annual | Allowances Withdrawn (1:1) | Thousand Tons | 0 | 0 | 0 | 0 | 0 | 0 | 0
CT Fac. Spec. - NOX Rate Winter v.4.10 Final, Unit 3766 and retrofits | 341 | 2270 | Rate Constraint in lbs/MMBtu | FALSE | L | Annual | Allowances Withdrawn (n:1) | Thousand Tons | 0 | 0 | 0 | 0 | 0 | 0 | 0
CT Fac. Spec. - NOX Rate Winter v.4.10 Final, Unit 3766 and retrofits | 341 | 2270 | Rate Constraint in lbs/MMBtu | FALSE | L | Annual | Net Emissions Allowance Position | Thousand Tons | 0.006925 | 0 | 0 | 0 | 0 | 0 | 0
CT Fac. Spec. - NOX Rate Winter v.4.10 Final, Unit 3766 and retrofits | 341 | 2270 | Rate Constraint in lbs/MMBtu | FALSE | L | Annual | Fuel Consumed | TBtu | 0.1589 | 0 | 0 | 0 | 0 | 0 | 0
CT Fac. Spec. - NOX Rate Winter v.4.10 Final, Unit 3766 and retrofits | 341 | 2270 | Rate Constraint in lbs/MMBtu | FALSE | L | Annual | Rate | lb/MMBtu | 0.087162 | 0 | 0 | 0 | 0 | 0 | 0
CT Fac. Spec. - NOX Rate Winter v.4.10 Final, Unit 3766 and retrofits | 341 | 2270 | Rate Constraint in lbs/MMBtu | FALSE | L | Annual | Generation | TWh | 0.013127 | 0 | 0 | 0 | 0 | 0 | 0
CT Fac. Spec. - NOX Rate Winter v.4.10 Final, Unit 3766 and retrofits | 341 | 2270 | Rate Constraint in lbs/MMBtu | FALSE | L | Annual | Qualifying Generation | TWh | 0.013127 | 0 | 0 | 0 | 0 | 0 | 0
CT Fac. Spec. - NOX Rate Winter v.4.10 Final, Unit 3766 and retrofits | 341 | 2270 | Rate Constraint in lbs/MMBtu | FALSE | L | Annual | Rate | lb/MWh | 0.52755 | 0 | 0 | 0 | 0 | 0 | 0
CT Fac. Spec. - NOX Rate Winter v.4.10 Final, Unit 3766 and retrofits | 341 | 2270 | Rate Constraint in lbs/MMBtu | FALSE | L | Annual | Constraint Shadow Price | US2011$/Ton | 0 | 0 | 0 | 0 | 0 | 0 | 0
CT Fac. Spec. - NOX Rate Winter v.4.10 Final, Unit 3767 and retrofits | 342 | 2270 | Rate Constraint in lbs/MMBtu | FALSE | L | Annual | Seasons Included | Seasons | Winter | Winter | Winter | Winter | Winter | Winter | Winter
CT Fac. Spec. - NOX Rate Winter v.4.10 Final, Unit 3767 and retrofits | 342 | 2270 | Rate Constraint in lbs/MMBtu | FALSE | L | Annual | Standard | lb/MMBtu | 0.15 | 0.15 | 0.15 | 0.15 | 0.15 | 0.15 | 0.15
CT Fac. Spec. - NOX Rate Winter v.4.10 Final, Unit 3767 and retrofits | 342 | 2270 | Rate Constraint in lbs/MMBtu | FALSE | L | Annual | Emissions at Affected Plants NOX | Thousand Tons | 0.0039841 | 0 | 0 | 0 | 0 | 0 | 0
CT Fac. Spec. - NOX Rate Winter v.4.10 Final, Unit 3767 and retrofits | 342 | 2270 | Rate Constraint in lbs/MMBtu | FALSE | L | Annual | Allowances Purchased NOX | Thousand Tons | 0 | 0 | 0 | 0 | 0 | 0 | 0
CT Fac. Spec. - NOX Rate Winter v.4.10 Final, Unit 3767 and retrofits | 342 | 2270 | Rate Constraint in lbs/MMBtu | FALSE | L | Annual | Allowances Sold NOX | Thousand Tons | 0 | 0 | 0 | 0 | 0 | 0 | 0
CT Fac. Spec. - NOX Rate Winter v.4.10 Final, Unit 3767 and retrofits | 342 | 2270 | Rate Constraint in lbs/MMBtu | FALSE | L | Annual | Allowances Banked | Thousand Tons | 0 | 0 | 0 | 0 | 0 | 0 | 0
CT Fac. Spec. - NOX Rate Winter v.4.10 Final, Unit 3767 and retrofits | 342 | 2270 | Rate Constraint in lbs/MMBtu | FALSE | L | Annual | Allowances Withdrawn (1:1) | Thousand Tons | 0 | 0 | 0 | 0 | 0 | 0 | 0
CT Fac. Spec. - NOX Rate Winter v.4.10 Final, Unit 3767 and retrofits | 342 | 2270 | Rate Constraint in lbs/MMBtu | FALSE | L | Annual | Allowances Withdrawn (n:1) | Thousand Tons | 0 | 0 | 0 | 0 | 0 | 0 | 0
CT Fac. Spec. - NOX Rate Winter v.4.10 Final, Unit 3767 and retrofits | 342 | 2270 | Rate Constraint in lbs/MMBtu | FALSE | L | Annual | Net Emissions Allowance Position | Thousand Tons | 0.0039841 | 0 | 0 | 0 | 0 | 0 | 0
CT Fac. Spec. - NOX Rate Winter v.4.10 Final, Unit 3767 and retrofits | 342 | 2270 | Rate Constraint in lbs/MMBtu | FALSE | L | Annual | Fuel Consumed | TBtu | 0.091125 | 0 | 0 | 0 | 0 | 0 | 0
CT Fac. Spec. - NOX Rate Winter v.4.10 Final, Unit 3767 and retrofits | 342 | 2270 | Rate Constraint in lbs/MMBtu | FALSE | L | Annual | Rate | lb/MMBtu | 0.087442 | 0 | 0 | 0 | 0 | 0 | 0
CT Fac. Spec. - NOX Rate Winter v.4.10 Final, Unit 3767 and retrofits | 342 | 2270 | Rate Constraint in lbs/MMBtu | FALSE | L | Annual | Generation | TWh | 0.0075341 | 0 | 0 | 0 | 0 | 0 | 0
CT Fac. Spec. - NOX Rate Winter v.4.10 Final, Unit 3767 and retrofits | 342 | 2270 | Rate Constraint in lbs/MMBtu | FALSE | L | Annual | Qualifying Generation | TWh | 0.0075341 | 0 | 0 | 0 | 0 | 0 | 0
CT Fac. Spec. - NOX Rate Winter v.4.10 Final, Unit 3767 and retrofits | 342 | 2270 | Rate Constraint in lbs/MMBtu | FALSE | L | Annual | Rate | lb/MWh | 0.5288 | 0 | 0 | 0 | 0 | 0 | 0
CT Fac. Spec. - NOX Rate Winter v.4.10 Final, Unit 3767 and retrofits | 342 | 2270 | Rate Constraint in lbs/MMBtu | FALSE | L | Annual | Constraint Shadow Price | US2011$/Ton | 0 | 0 | 0 | 0 | 0 | 0 | 0
CT Fac. Spec. - NOX Rate Winter v.4.10 Final, Unit 3957 and retrofits | 343 | 2270 | Rate Constraint in lbs/MMBtu | FALSE | L | Annual | Seasons Included | Seasons | Winter | Winter | Winter | Winter | Winter | Winter | Winter
CT Fac. Spec. - NOX Rate Winter v.4.10 Final, Unit 3957 and retrofits | 343 | 2270 | Rate Constraint in lbs/MMBtu | FALSE | L | Annual | Standard | lb/MMBtu | 0.15 | 0.15 | 0.15 | 0.15 | 0.15 | 0.15 | 0.15
CT Fac. Spec. - NOX Rate Winter v.4.10 Final, Unit 3957 and retrofits | 343 | 2270 | Rate Constraint in lbs/MMBtu | FALSE | L | Annual | Emissions at Affected Plants NOX | Thousand Tons | 0 | 0 | 0 | 0 | 0 | 0 | 0
CT Fac. Spec. - NOX Rate Winter v.4.10 Final, Unit 3957 and retrofits | 343 | 2270 | Rate Constraint in lbs/MMBtu | FALSE | L | Annual | Allowances Purchased NOX | Thousand Tons | 0 | 0 | 0 | 0 | 0 | 0 | 0
CT Fac. Spec. - NOX Rate Winter v.4.10 Final, Unit 3957 and retrofits | 343 | 2270 | Rate Constraint in lbs/MMBtu | FALSE | L | Annual | Allowances Sold NOX | Thousand Tons | 0 | 0 | 0 | 0 | 0 | 0 | 0
CT Fac. Spec. - NOX Rate Winter v.4.10 Final, Unit 3957 and retrofits | 343 | 2270 | Rate Constraint in lbs/MMBtu | FALSE | L | Annual | Allowances Banked | Thousand Tons | 0 | 0 | 0 | 0 | 0 | 0 | 0
CT Fac. Spec. - NOX Rate Winter v.4.10 Final, Unit 3957 and retrofits | 343 | 2270 | Rate Constraint in lbs/MMBtu | FALSE | L | Annual | Allowances Withdrawn (1:1) | Thousand Tons | 0 | 0 | 0 | 0 | 0 | 0 | 0
CT Fac. Spec. - NOX Rate Winter v.4.10 Final, Unit 3957 and retrofits | 343 | 2270 | Rate Constraint in lbs/MMBtu | FALSE | L | Annual | Allowances Withdrawn (n:1) | Thousand Tons | 0 | 0 | 0 | 0 | 0 | 0 | 0
CT Fac. Spec. - NOX Rate Winter v.4.10 Final, Unit 3957 and retrofits | 343 | 2270 | Rate Constraint in lbs/MMBtu | FALSE | L | Annual | Net Emissions Allowance Position | Thousand Tons | 0 | 0 | 0 | 0 | 0 | 0 | 0
CT Fac. Spec. - NOX Rate Winter v.4.10 Final, Unit 3957 and retrofits | 343 | 2270 | Rate Constraint in lbs/MMBtu | FALSE | L | Annual | Fuel Consumed | TBtu | 0 | 0 | 0 | 0 | 0 | 0 | 0
CT Fac. Spec. - NOX Rate Winter v.4.10 Final, Unit 3957 and retrofits | 343 | 2270 | Rate Constraint in lbs/MMBtu | FALSE | L | Annual | Rate | lb/MMBtu | 0 | 0 | 0 | 0 | 0 | 0 | 0
CT Fac. Spec. - NOX Rate Winter v.4.10 Final, Unit 3957 and retrofits | 343 | 2270 | Rate Constraint in lbs/MMBtu | FALSE | L | Annual | Generation | TWh | 0 | 0 | 0 | 0 | 0 | 0 | 0
CT Fac. Spec. - NOX Rate Winter v.4.10 Final, Unit 3957 and retrofits | 343 | 2270 | Rate Constraint in lbs/MMBtu | FALSE | L | Annual | Qualifying Generation | TWh | 0 | 0 | 0 | 0 | 0 | 0 | 0
CT Fac. Spec. - NOX Rate Winter v.4.10 Final, Unit 3957 and retrofits | 343 | 2270 | Rate Constraint in lbs/MMBtu | FALSE | L | Annual | Rate | lb/MWh | 0 | 0 | 0 | 0 | 0 | 0 | 0
CT Fac. Spec. - NOX Rate Winter v.4.10 Final, Unit 3957 and retrofits | 343 | 2270 | Rate Constraint in lbs/MMBtu | FALSE | L | Annual | Constraint Shadow Price | US2011$/Ton | 0 | 0 | 0 | 0 | 0 | 0 | 0
CT Fac. Spec. - NOX Rate Winter v.4.10 Final, Unit 3958 and retrofits | 344 | 2270 | Rate Constraint in lbs/MMBtu | FALSE | L | Annual | Seasons Included | Seasons | Winter | Winter | Winter | Winter | Winter | Winter | Winter
CT Fac. Spec. - NOX Rate Winter v.4.10 Final, Unit 3958 and retrofits | 344 | 2270 | Rate Constraint in lbs/MMBtu | FALSE | L | Annual | Standard | lb/MMBtu | 0.15 | 0.15 | 0.15 | 0.15 | 0.15 | 0.15 | 0.15
CT Fac. Spec. - NOX Rate Winter v.4.10 Final, Unit 3958 and retrofits | 344 | 2270 | Rate Constraint in lbs/MMBtu | FALSE | L | Annual | Emissions at Affected Plants NOX | Thousand Tons | 0 | 0 | 0 | 0 | 0 | 0 | 0
CT Fac. Spec. - NOX Rate Winter v.4.10 Final, Unit 3958 and retrofits | 344 | 2270 | Rate Constraint in lbs/MMBtu | FALSE | L | Annual | Allowances Purchased NOX | Thousand Tons | 0 | 0 | 0 | 0 | 0 | 0 | 0
CT Fac. Spec. - NOX Rate Winter v.4.10 Final, Unit 3958 and retrofits | 344 | 2270 | Rate Constraint in lbs/MMBtu | FALSE | L | Annual | Allowances Sold NOX | Thousand Tons | 0 | 0 | 0 | 0 | 0 | 0 | 0
CT Fac. Spec. - NOX Rate Winter v.4.10 Final, Unit 3958 and retrofits | 344 | 2270 | Rate Constraint in lbs/MMBtu | FALSE | L | Annual | Allowances Banked | Thousand Tons | 0 | 0 | 0 | 0 | 0 | 0 | 0
CT Fac. Spec. - NOX Rate Winter v.4.10 Final, Unit 3958 and retrofits | 344 | 2270 | Rate Constraint in lbs/MMBtu | FALSE | L | Annual | Allowances Withdrawn (1:1) | Thousand Tons | 0 | 0 | 0 | 0 | 0 | 0 | 0
CT Fac. Spec. - NOX Rate Winter v.4.10 Final, Unit 3958 and retrofits | 344 | 2270 | Rate Constraint in lbs/MMBtu | FALSE | L | Annual | Allowances Withdrawn (n:1) | Thousand Tons | 0 | 0 | 0 | 0 | 0 | 0 | 0
CT Fac. Spec. - NOX Rate Winter v.4.10 Final, Unit 3958 and retrofits | 344 | 2270 | Rate Constraint in lbs/MMBtu | FALSE | L | Annual | Net Emissions Allowance Position | Thousand Tons | 0 | 0 | 0 | 0 | 0 | 0 | 0
CT Fac. Spec. - NOX Rate Winter v.4.10 Final, Unit 3958 and retrofits | 344 | 2270 | Rate Constraint in lbs/MMBtu | FALSE | L | Annual | Fuel Consumed | TBtu | 0 | 0 | 0 | 0 | 0 | 0 | 0
CT Fac. Spec. - NOX Rate Winter v.4.10 Final, Unit 3958 and retrofits | 344 | 2270 | Rate Constraint in lbs/MMBtu | FALSE | L | Annual | Rate | lb/MMBtu | 0 | 0 | 0 | 0 | 0 | 0 | 0
CT Fac. Spec. - NOX Rate Winter v.4.10 Final, Unit 3958 and retrofits | 344 | 2270 | Rate Constraint in lbs/MMBtu | FALSE | L | Annual | Generation | TWh | 0 | 0 | 0 | 0 | 0 | 0 | 0
CT Fac. Spec. - NOX Rate Winter v.4.10 Final, Unit 3958 and retrofits | 344 | 2270 | Rate Constraint in lbs/MMBtu | FALSE | L | Annual | Qualifying Generation | TWh | 0 | 0 | 0 | 0 | 0 | 0 | 0
CT Fac. Spec. - NOX Rate Winter v.4.10 Final, Unit 3958 and retrofits | 344 | 2270 | Rate Constraint in lbs/MMBtu | FALSE | L | Annual | Rate | lb/MWh | 0 | 0 | 0 | 0 | 0 | 0 | 0
CT Fac. Spec. - NOX Rate Winter v.4.10 Final, Unit 3958 and retrofits | 344 | 2270 | Rate Constraint in lbs/MMBtu | FALSE | L | Annual | Constraint Shadow Price | US2011$/Ton | 0 | 0 | 0 | 0 | 0 | 0 | 0
CT Fac. Spec. - NOX Rate Winter v.4.10 Final, Unit 3959 and retrofits | 345 | 2270 | Rate Constraint in lbs/MMBtu | FALSE | L | Annual | Seasons Included | Seasons | Winter | Winter | Winter | Winter | Winter | Winter | Winter
CT Fac. Spec. - NOX Rate Winter v.4.10 Final, Unit 3959 and retrofits | 345 | 2270 | Rate Constraint in lbs/MMBtu | FALSE | L | Annual | Standard | lb/MMBtu | 0.15 | 0.15 | 0.15 | 0.15 | 0.15 | 0.15 | 0.15
CT Fac. Spec. - NOX Rate Winter v.4.10 Final, Unit 3959 and retrofits | 345 | 2270 | Rate Constraint in lbs/MMBtu | FALSE | L | Annual | Emissions at Affected Plants NOX | Thousand Tons | 0 | 0 | 0 | 0 | 0 | 0 | 0
CT Fac. Spec. - NOX Rate Winter v.4.10 Final, Unit 3959 and retrofits | 345 | 2270 | Rate Constraint in lbs/MMBtu | FALSE | L | Annual | Allowances Purchased NOX | Thousand Tons | 0 | 0 | 0 | 0 | 0 | 0 | 0
CT Fac. Spec. - NOX Rate Winter v.4.10 Final, Unit 3959 and retrofits | 345 | 2270 | Rate Constraint in lbs/MMBtu | FALSE | L | Annual | Allowances Sold NOX | Thousand Tons | 0 | 0 | 0 | 0 | 0 | 0 | 0
CT Fac. Spec. - NOX Rate Winter v.4.10 Final, Unit 3959 and retrofits | 345 | 2270 | Rate Constraint in lbs/MMBtu | FALSE | L | Annual | Allowances Banked | Thousand Tons | 0 | 0 | 0 | 0 | 0 | 0 | 0
CT Fac. Spec. - NOX Rate Winter v.4.10 Final, Unit 3959 and retrofits | 345 | 2270 | Rate Constraint in lbs/MMBtu | FALSE | L | Annual | Allowances Withdrawn (1:1) | Thousand Tons | 0 | 0 | 0 | 0 | 0 | 0 | 0
CT Fac. Spec. - NOX Rate Winter v.4.10 Final, Unit 3959 and retrofits | 345 | 2270 | Rate Constraint in lbs/MMBtu | FALSE | L | Annual | Allowances Withdrawn (n:1) | Thousand Tons | 0 | 0 | 0 | 0 | 0 | 0 | 0
CT Fac. Spec. - NOX Rate Winter v.4.10 Final, Unit 3959 and retrofits | 345 | 2270 | Rate Constraint in lbs/MMBtu | FALSE | L | Annual | Net Emissions Allowance Position | Thousand Tons | 0 | 0 | 0 | 0 | 0 | 0 | 0
CT Fac. Spec. - NOX Rate Winter v.4.10 Final, Unit 3959 and retrofits | 345 | 2270 | Rate Constraint in lbs/MMBtu | FALSE | L | Annual | Fuel Consumed | TBtu | 0 | 0 | 0 | 0 | 0 | 0 | 0
CT Fac. Spec. - NOX Rate Winter v.4.10 Final, Unit 3959 and retrofits | 345 | 2270 | Rate Constraint in lbs/MMBtu | FALSE | L | Annual | Rate | lb/MMBtu | 0 | 0 | 0 | 0 | 0 | 0 | 0
CT Fac. Spec. - NOX Rate Winter v.4.10 Final, Unit 3959 and retrofits | 345 | 2270 | Rate Constraint in lbs/MMBtu | FALSE | L | Annual | Generation | TWh | 0 | 0 | 0 | 0 | 0 | 0 | 0
CT Fac. Spec. - NOX Rate Winter v.4.10 Final, Unit 3959 and retrofits | 345 | 2270 | Rate Constraint in lbs/MMBtu | FALSE | L | Annual | Qualifying Generation | TWh | 0 | 0 | 0 | 0 | 0 | 0 | 0
CT Fac. Spec. - NOX Rate Winter v.4.10 Final, Unit 3959 and retrofits | 345 | 2270 | Rate Constraint in lbs/MMBtu | FALSE | L | Annual | Rate | lb/MWh | 0 | 0 | 0 | 0 | 0 | 0 | 0
CT Fac. Spec. - NOX Rate Winter v.4.10 Final, Unit 3959 and retrofits | 345 | 2270 | Rate Constraint in lbs/MMBtu | FALSE | L | Annual | Constraint Shadow Price | US2011$/Ton | 0 | 0 | 0 | 0 | 0 | 0 | 0
CT Fac. Spec. - NOX Rate Winter v.4.10 Final, Unit 3960 and retrofits | 346 | 2270 | Rate Constraint in lbs/MMBtu | FALSE | L | Annual | Seasons Included | Seasons | Winter | Winter | Winter | Winter | Winter | Winter | Winter
CT Fac. Spec. - NOX Rate Winter v.4.10 Final, Unit 3960 and retrofits | 346 | 2270 | Rate Constraint in lbs/MMBtu | FALSE | L | Annual | Standard | lb/MMBtu | 0.15 | 0.15 | 0.15 | 0.15 | 0.15 | 0.15 | 0.15
CT Fac. Spec. - NOX Rate Winter v.4.10 Final, Unit 3960 and retrofits | 346 | 2270 | Rate Constraint in lbs/MMBtu | FALSE | L | Annual | Emissions at Affected Plants NOX | Thousand Tons | 0.013297 | 0 | 0 | 0 | 0 | 0 | 0
CT Fac. Spec. - NOX Rate Winter v.4.10 Final, Unit 3960 and retrofits | 346 | 2270 | Rate Constraint in lbs/MMBtu | FALSE | L | Annual | Allowances Purchased NOX | Thousand Tons | 0 | 0 | 0 | 0 | 0 | 0 | 0
CT Fac. Spec. - NOX Rate Winter v.4.10 Final, Unit 3960 and retrofits | 346 | 2270 | Rate Constraint in lbs/MMBtu | FALSE | L | Annual | Allowances Sold NOX | Thousand Tons | 0 | 0 | 0 | 0 | 0 | 0 | 0
CT Fac. Spec. - NOX Rate Winter v.4.10 Final, Unit 3960 and retrofits | 346 | 2270 | Rate Constraint in lbs/MMBtu | FALSE | L | Annual | Allowances Banked | Thousand Tons | 0 | 0 | 0 | 0 | 0 | 0 | 0
CT Fac. Spec. - NOX Rate Winter v.4.10 Final, Unit 3960 and retrofits | 346 | 2270 | Rate Constraint in lbs/MMBtu | FALSE | L | Annual | Allowances Withdrawn (1:1) | Thousand Tons | 0 | 0 | 0 | 0 | 0 | 0 | 0
CT Fac. Spec. - NOX Rate Winter v.4.10 Final, Unit 3960 and retrofits | 346 | 2270 | Rate Constraint in lbs/MMBtu | FALSE | L | Annual | Allowances Withdrawn (n:1) | Thousand Tons | 0 | 0 | 0 | 0 | 0 | 0 | 0
CT Fac. Spec. - NOX Rate Winter v.4.10 Final, Unit 3960 and retrofits | 346 | 2270 | Rate Constraint in lbs/MMBtu | FALSE | L | Annual | Net Emissions Allowance Position | Thousand Tons | 0.013297 | 0 | 0 | 0 | 0 | 0 | 0
CT Fac. Spec. - NOX Rate Winter v.4.10 Final, Unit 3960 and retrofits | 346 | 2270 | Rate Constraint in lbs/MMBtu | FALSE | L | Annual | Fuel Consumed | TBtu | 0.47487 | 0 | 0 | 0 | 0 | 0 | 0
CT Fac. Spec. - NOX Rate Winter v.4.10 Final, Unit 3960 and retrofits | 346 | 2270 | Rate Constraint in lbs/MMBtu | FALSE | L | Annual | Rate | lb/MMBtu | 0.056002 | 0 | 0 | 0 | 0 | 0 | 0
CT Fac. Spec. - NOX Rate Winter v.4.10 Final, Unit 3960 and retrofits | 346 | 2270 | Rate Constraint in lbs/MMBtu | FALSE | L | Annual | Generation | TWh | 0.037427 | 0 | 0 | 0 | 0 | 0 | 0
CT Fac. Spec. - NOX Rate Winter v.4.10 Final, Unit 3960 and retrofits | 346 | 2270 | Rate Constraint in lbs/MMBtu | FALSE | L | Annual | Qualifying Generation | TWh | 0.037427 | 0 | 0 | 0 | 0 | 0 | 0
CT Fac. Spec. - NOX Rate Winter v.4.10 Final, Unit 3960 and retrofits | 346 | 2270 | Rate Constraint in lbs/MMBtu | FALSE | L | Annual | Rate | lb/MWh | 0.35528 | 0 | 0 | 0 | 0 | 0 | 0
CT Fac. Spec. - NOX Rate Winter v.4.10 Final, Unit 3960 and retrofits | 346 | 2270 | Rate Constraint in lbs/MMBtu | FALSE | L | Annual | Constraint Shadow Price | US2011$/Ton | 0 | 0 | 0 | 0 | 0 | 0 | 0
CT Fac. Spec. - NOX Rate Winter v.4.10 Final, Unit 4317 and retrofits | 347 | 2270 | Rate Constraint in lbs/MMBtu | FALSE | L | Annual | Seasons Included | Seasons | Winter | Winter | Winter | Winter | Winter | Winter | Winter
CT Fac. Spec. - NOX Rate Winter v.4.10 Final, Unit 4317 and retrofits | 347 | 2270 | Rate Constraint in lbs/MMBtu | FALSE | L | Annual | Standard | lb/MMBtu | 0.15 | 0.15 | 0.15 | 0.15 | 0.15 | 0.15 | 0.15
CT Fac. Spec. - NOX Rate Winter v.4.10 Final, Unit 4317 and retrofits | 347 | 2270 | Rate Constraint in lbs/MMBtu | FALSE | L | Annual | Emissions at Affected Plants NOX | Thousand Tons | 0 | 0 | 0 | 0 | 0 | 0 | 0
CT Fac. Spec. - NOX Rate Winter v.4.10 Final, Unit 4317 and retrofits | 347 | 2270 | Rate Constraint in lbs/MMBtu | FALSE | L | Annual | Allowances Purchased NOX | Thousand Tons | 0 | 0 | 0 | 0 | 0 | 0 | 0
CT Fac. Spec. - NOX Rate Winter v.4.10 Final, Unit 4317 and retrofits | 347 | 2270 | Rate Constraint in lbs/MMBtu | FALSE | L | Annual | Allowances Sold NOX | Thousand Tons | 0 | 0 | 0 | 0 | 0 | 0 | 0
CT Fac. Spec. - NOX Rate Winter v.4.10 Final, Unit 4317 and retrofits | 347 | 2270 | Rate Constraint in lbs/MMBtu | FALSE | L | Annual | Allowances Banked | Thousand Tons | 0 | 0 | 0 | 0 | 0 | 0 | 0
CT Fac. Spec. - NOX Rate Winter v.4.10 Final, Unit 4317 and retrofits | 347 | 2270 | Rate Constraint in lbs/MMBtu | FALSE | L | Annual | Allowances Withdrawn (1:1) | Thousand Tons | 0 | 0 | 0 | 0 | 0 | 0 | 0
CT Fac. Spec. - NOX Rate Winter v.4.10 Final, Unit 4317 and retrofits | 347 | 2270 | Rate Constraint in lbs/MMBtu | FALSE | L | Annual | Allowances Withdrawn (n:1) | Thousand Tons | 0 | 0 | 0 | 0 | 0 | 0 | 0
CT Fac. Spec. - NOX Rate Winter v.4.10 Final, Unit 4317 and retrofits | 347 | 2270 | Rate Constraint in lbs/MMBtu | FALSE | L | Annual | Net Emissions Allowance Position | Thousand Tons | 0 | 0 | 0 | 0 | 0 | 0 | 0
CT Fac. Spec. - NOX Rate Winter v.4.10 Final, Unit 4317 and retrofits | 347 | 2270 | Rate Constraint in lbs/MMBtu | FALSE | L | Annual | Fuel Consumed | TBtu | 0 | 0 | 0 | 0 | 0 | 0 | 0
CT Fac. Spec. - NOX Rate Winter v.4.10 Final, Unit 4317 and retrofits | 347 | 2270 | Rate Constraint in lbs/MMBtu | FALSE | L | Annual | Rate | lb/MMBtu | 0 | 0 | 0 | 0 | 0 | 0 | 0
CT Fac. Spec. - NOX Rate Winter v.4.10 Final, Unit 4317 and retrofits | 347 | 2270 | Rate Constraint in lbs/MMBtu | FALSE | L | Annual | Generation | TWh | 0 | 0 | 0 | 0 | 0 | 0 | 0
CT Fac. Spec. - NOX Rate Winter v.4.10 Final, Unit 4317 and retrofits | 347 | 2270 | Rate Constraint in lbs/MMBtu | FALSE | L | Annual | Qualifying Generation | TWh | 0 | 0 | 0 | 0 | 0 | 0 | 0
CT Fac. Spec. - NOX Rate Winter v.4.10 Final, Unit 4317 and retrofits | 347 | 2270 | Rate Constraint in lbs/MMBtu | FALSE | L | Annual | Rate | lb/MWh | 0 | 0 | 0 | 0 | 0 | 0 | 0
CT Fac. Spec. - NOX Rate Winter v.4.10 Final, Unit 4317 and retrofits | 347 | 2270 | Rate Constraint in lbs/MMBtu | FALSE | L | Annual | Constraint Shadow Price | US2011$/Ton | 0 | 0 | 0 | 0 | 0 | 0 | 0
CT Fac. Spec. - SO2 Rate Annual Non-Title IV v3.1, Unit 72 and retrofits | 348 | 2294 | Rate Constraint in lbs/MMBtu | FALSE | L | Annual | Seasons Included | Seasons | Winter, Summer | Winter, Summer | Winter, Summer | Winter, Summer | Winter, Summer | Winter, Summer | Winter, Summer
CT Fac. Spec. - SO2 Rate Annual Non-Title IV v3.1, Unit 72 and retrofits | 348 | 2294 | Rate Constraint in lbs/MMBtu | FALSE | L | Annual | Standard | lb/MMBtu | 0.55 | 0.55 | 0.55 | 0.55 | 0.55 | 0.55 | 0.55
CT Fac. Spec. - SO2 Rate Annual Non-Title IV v3.1, Unit 72 and retrofits | 348 | 2294 | Rate Constraint in lbs/MMBtu | FALSE | L | Annual | Emissions at Affected Plants SO2 | Thousand Tons | 0.047716 | 0.042028 | 0.049478 | 0.052544 | 0.057857 | 0.066238 | 0.066238
CT Fac. Spec. - SO2 Rate Annual Non-Title IV v3.1, Unit 72 and retrofits | 348 | 2294 | Rate Constraint in lbs/MMBtu | FALSE | L | Annual | Allowances Purchased SO2 | Thousand Tons | 0 | 0 | 0 | 0 | 0 | 0 | 0
CT Fac. Spec. - SO2 Rate Annual Non-Title IV v3.1, Unit 72 and retrofits | 348 | 2294 | Rate Constraint in lbs/MMBtu | FALSE | L | Annual | Allowances Sold SO2 | Thousand Tons | 0 | 0 | 0 | 0 | 0 | 0 | 0
CT Fac. Spec. - SO2 Rate Annual Non-Title IV v3.1, Unit 72 and retrofits | 348 | 2294 | Rate Constraint in lbs/MMBtu | FALSE | L | Annual | Allowances Banked | Thousand Tons | 0 | 0 | 0 | 0 | 0 | 0 | 0
CT Fac. Spec. - SO2 Rate Annual Non-Title IV v3.1, Unit 72 and retrofits | 348 | 2294 | Rate Constraint in lbs/MMBtu | FALSE | L | Annual | Allowances Withdrawn (1:1) | Thousand Tons | 0 | 0 | 0 | 0 | 0 | 0 | 0
CT Fac. Spec. - SO2 Rate Annual Non-Title IV v3.1, Unit 72 and retrofits | 348 | 2294 | Rate Constraint in lbs/MMBtu | FALSE | L | Annual | Allowances Withdrawn (n:1) | Thousand Tons | 0 | 0 | 0 | 0 | 0 | 0 | 0
CT Fac. Spec. - SO2 Rate Annual Non-Title IV v3.1, Unit 72 and retrofits | 348 | 2294 | Rate Constraint in lbs/MMBtu | FALSE | L | Annual | Net Emissions Allowance Position | Thousand Tons | 0.047716 | 0.042028 | 0.049478 | 0.052544 | 0.057857 | 0.066238 | 0.066238
CT Fac. Spec. - SO2 Rate Annual Non-Title IV v3.1, Unit 72 and retrofits | 348 | 2294 | Rate Constraint in lbs/MMBtu | FALSE | L | Annual | Fuel Consumed | TBtu | 1.1929 | 1.0507 | 1.237 | 1.3136 | 1.4464 | 1.656 | 1.656
CT Fac. Spec. - SO2 Rate Annual Non-Title IV v3.1, Unit 72 and retrofits | 348 | 2294 | Rate Constraint in lbs/MMBtu | FALSE | L | Annual | Rate | lb/MMBtu | 0.08 | 0.08 | 0.08 | 0.08 | 0.08 | 0.08 | 0.08
CT Fac. Spec. - SO2 Rate Annual Non-Title IV v3.1, Unit 72 and retrofits | 348 | 2294 | Rate Constraint in lbs/MMBtu | FALSE | L | Annual | Generation | TWh | 0.088364 | 0.07783 | 0.091627 | 0.097303 | 0.10714 | 0.12266 | 0.12266
CT Fac. Spec. - SO2 Rate Annual Non-Title IV v3.1, Unit 72 and retrofits | 348 | 2294 | Rate Constraint in lbs/MMBtu | FALSE | L | Annual | Qualifying Generation | TWh | 0.088364 | 0.07783 | 0.091627 | 0.097303 | 0.10714 | 0.12266 | 0.12266
CT Fac. Spec. - SO2 Rate Annual Non-Title IV v3.1, Unit 72 and retrofits | 348 | 2294 | Rate Constraint in lbs/MMBtu | FALSE | L | Annual | Rate | lb/MWh | 0.54 | 0.54 | 0.54 | 0.54 | 0.54 | 0.54 | 0.54
CT Fac. Spec. - SO2 Rate Annual Non-Title IV v3.1, Unit 72 and retrofits | 348 | 2294 | Rate Constraint in lbs/MMBtu | FALSE | L | Annual | Constraint Shadow Price | US2011$/Ton | 0 | 0 | 0 | 0 | 0 | 0 | 0
CT Fac. Spec. - SO2 Rate Annual Non-Title IV v3.1, Unit 73 and retrofits | 349 | 2294 | Rate Constraint in lbs/MMBtu | FALSE | L | Annual | Seasons Included | Seasons | Winter, Summer | Winter, Summer | Winter, Summer | Winter, Summer | Winter, Summer | Winter, Summer | Winter, Summer
CT Fac. Spec. - SO2 Rate Annual Non-Title IV v3.1, Unit 73 and retrofits | 349 | 2294 | Rate Constraint in lbs/MMBtu | FALSE | L | Annual | Standard | lb/MMBtu | 0.55 | 0.55 | 0.55 | 0.55 | 0.55 | 0.55 | 0.55
CT Fac. Spec. - SO2 Rate Annual Non-Title IV v3.1, Unit 73 and retrofits | 349 | 2294 | Rate Constraint in lbs/MMBtu | FALSE | L | Annual | Emissions at Affected Plants SO2 | Thousand Tons | 0.081885 | 0.055097 | 0.076483 | 0.076483 | 0.055097 | 0.062767 | 0.062767
CT Fac. Spec. - SO2 Rate Annual Non-Title IV v3.1, Unit 73 and retrofits | 349 | 2294 | Rate Constraint in lbs/MMBtu | FALSE | L | Annual | Allowances Purchased SO2 | Thousand Tons | 0 | 0 | 0 | 0 | 0 | 0 | 0
CT Fac. Spec. - SO2 Rate Annual Non-Title IV v3.1, Unit 73 and retrofits | 349 | 2294 | Rate Constraint in lbs/MMBtu | FALSE | L | Annual | Allowances Sold SO2 | Thousand Tons | 0 | 0 | 0 | 0 | 0 | 0 | 0
CT Fac. Spec. - SO2 Rate Annual Non-Title IV v3.1, Unit 73 and retrofits | 349 | 2294 | Rate Constraint in lbs/MMBtu | FALSE | L | Annual | Allowances Banked | Thousand Tons | 0 | 0 | 0 | 0 | 0 | 0 | 0
CT Fac. Spec. - SO2 Rate Annual Non-Title IV v3.1, Unit 73 and retrofits | 349 | 2294 | Rate Constraint in lbs/MMBtu | FALSE | L | Annual | Allowances Withdrawn (1:1) | Thousand Tons | 0 | 0 | 0 | 0 | 0 | 0 | 0
CT Fac. Spec. - SO2 Rate Annual Non-Title IV v3.1, Unit 73 and retrofits | 349 | 2294 | Rate Constraint in lbs/MMBtu | FALSE | L | Annual | Allowances Withdrawn (n:1) | Thousand Tons | 0 | 0 | 0 | 0 | 0 | 0 | 0
CT Fac. Spec. - SO2 Rate Annual Non-Title IV v3.1, Unit 73 and retrofits | 349 | 2294 | Rate Constraint in lbs/MMBtu | FALSE | L | Annual | Net Emissions Allowance Position | Thousand Tons | 0.081885 | 0.055097 | 0.076483 | 0.076483 | 0.055097 | 0.062767 | 0.062767
CT Fac. Spec. - SO2 Rate Annual Non-Title IV v3.1, Unit 73 and retrofits | 349 | 2294 | Rate Constraint in lbs/MMBtu | FALSE | L | Annual | Fuel Consumed | TBtu | 2.0471 | 1.3774 | 1.9121 | 1.9121 | 1.3774 | 1.5692 | 1.5692
CT Fac. Spec. - SO2 Rate Annual Non-Title IV v3.1, Unit 73 and retrofits | 349 | 2294 | Rate Constraint in lbs/MMBtu | FALSE | L | Annual | Rate | lb/MMBtu | 0.08 | 0.08 | 0.08 | 0.08 | 0.08 | 0.08 | 0.08
CT Fac. Spec. - SO2 Rate Annual Non-Title IV v3.1, Unit 73 and retrofits | 349 | 2294 | Rate Constraint in lbs/MMBtu | FALSE | L | Annual | Generation | TWh | 0.15164 | 0.10203 | 0.14164 | 0.14164 | 0.10203 | 0.11624 | 0.11624
CT Fac. Spec. - SO2 Rate Annual Non-Title IV v3.1, Unit 73 and retrofits | 349 | 2294 | Rate Constraint in lbs/MMBtu | FALSE | L | Annual | Qualifying Generation | TWh | 0.15164 | 0.10203 | 0.14164 | 0.14164 | 0.10203 | 0.11624 | 0.11624
CT Fac. Spec. - SO2 Rate Annual Non-Title IV v3.1, Unit 73 and retrofits | 349 | 2294 | Rate Constraint in lbs/MMBtu | FALSE | L | Annual | Rate | lb/MWh | 0.54 | 0.54 | 0.54 | 0.54 | 0.54 | 0.54 | 0.54
CT Fac. Spec. - SO2 Rate Annual Non-Title IV v3.1, Unit 73 and retrofits | 349 | 2294 | Rate Constraint in lbs/MMBtu | FALSE | L | Annual | Constraint Shadow Price | US2011$/Ton | 0 | 0 | 0 | 0 | 0 | 0 | 0
CT Fac. Spec. - SO2 Rate Annual Non-Title IV v3.1, Unit 1155 and retrofits | 350 | 2294 | Rate Constraint in lbs/MMBtu | FALSE | L | Annual | Seasons Included | Seasons | Winter, Summer | Winter, Summer | Winter, Summer | Winter, Summer | Winter, Summer | Winter, Summer | Winter, Summer
CT Fac. Spec. - SO2 Rate Annual Non-Title IV v3.1, Unit 1155 and retrofits | 350 | 2294 | Rate Constraint in lbs/MMBtu | FALSE | L | Annual | Standard | lb/MMBtu | 0.55 | 0.55 | 0.55 | 0.55 | 0.55 | 0.55 | 0.55
CT Fac. Spec. - SO2 Rate Annual Non-Title IV v3.1, Unit 1155 and retrofits | 350 | 2294 | Rate Constraint in lbs/MMBtu | FALSE | L | Annual | Emissions at Affected Plants SO2 | Thousand Tons | 0 | 0 | 0 | 0 | 0 | 0 | 0
CT Fac. Spec. - SO2 Rate Annual Non-Title IV v3.1, Unit 1155 and retrofits | 350 | 2294 | Rate Constraint in lbs/MMBtu | FALSE | L | Annual | Allowances Purchased SO2 | Thousand Tons | 0 | 0 | 0 | 0 | 0 | 0 | 0
CT Fac. Spec. - SO2 Rate Annual Non-Title IV v3.1, Unit 1155 and retrofits | 350 | 2294 | Rate Constraint in lbs/MMBtu | FALSE | L | Annual | Allowances Sold SO2 | Thousand Tons | 0 | 0 | 0 | 0 | 0 | 0 | 0
CT Fac. Spec. - SO2 Rate Annual Non-Title IV v3.1, Unit 1155 and retrofits | 350 | 2294 | Rate Constraint in lbs/MMBtu | FALSE | L | Annual | Allowances Banked | Thousand Tons | 0 | 0 | 0 | 0 | 0 | 0 | 0
CT Fac. Spec. - SO2 Rate Annual Non-Title IV v3.1, Unit 1155 and retrofits | 350 | 2294 | Rate Constraint in lbs/MMBtu | FALSE | L | Annual | Allowances Withdrawn (1:1) | Thousand Tons | 0 | 0 | 0 | 0 | 0 | 0 | 0
CT Fac. Spec. - SO2 Rate Annual Non-Title IV v3.1, Unit 1155 and retrofits | 350 | 2294 | Rate Constraint in lbs/MMBtu | FALSE | L | Annual | Allowances Withdrawn (n:1) | Thousand Tons | 0 | 0 | 0 | 0 | 0 | 0 | 0
CT Fac. Spec. - SO2 Rate Annual Non-Title IV v3.1, Unit 1155 and retrofits | 350 | 2294 | Rate Constraint in lbs/MMBtu | FALSE | L | Annual | Net Emissions Allowance Position | Thousand Tons | 0 | 0 | 0 | 0 | 0 | 0 | 0
CT Fac. Spec. - SO2 Rate Annual Non-Title IV v3.1, Unit 1155 and retrofits | 350 | 2294 | Rate Constraint in lbs/MMBtu | FALSE | L | Annual | Fuel Consumed | TBtu | 0 | 0 | 0 | 0 | 0 | 0 | 0
CT Fac. Spec. - SO2 Rate Annual Non-Title IV v3.1, Unit 1155 and retrofits | 350 | 2294 | Rate Constraint in lbs/MMBtu | FALSE | L | Annual | Rate | lb/MMBtu | 0 | 0 | 0 | 0 | 0 | 0 | 0
CT Fac. Spec. - SO2 Rate Annual Non-Title IV v3.1, Unit 1155 and retrofits | 350 | 2294 | Rate Constraint in lbs/MMBtu | FALSE | L | Annual | Generation | TWh | 0 | 0 | 0 | 0 | 0 | 0 | 0
CT Fac. Spec. - SO2 Rate Annual Non-Title IV v3.1, Unit 1155 and retrofits | 350 | 2294 | Rate Constraint in lbs/MMBtu | FALSE | L | Annual | Qualifying Generation | TWh | 0 | 0 | 0 | 0 | 0 | 0 | 0
CT Fac. Spec. - SO2 Rate Annual Non-Title IV v3.1, Unit 1155 and retrofits | 350 | 2294 | Rate Constraint in lbs/MMBtu | FALSE | L | Annual | Rate | lb/MWh | 0 | 0 | 0 | 0 | 0 | 0 | 0
CT Fac. Spec. - SO2 Rate Annual Non-Title IV v3.1, Unit 1155 and retrofits | 350 | 2294 | Rate Constraint in lbs/MMBtu | FALSE | L | Annual | Constraint Shadow Price | US2011$/Ton | 0 | 0 | 0 | 0 | 0 | 0 | 0
CT Fac. Spec. - SO2 Rate Annual Non-Title IV v3.1, Unit 1159 and retrofits | 351 | 2294 | Rate Constraint in lbs/MMBtu | FALSE | L | Annual | Seasons Included | Seasons | Winter, Summer | Winter, Summer | Winter, Summer | Winter, Summer | Winter, Summer | Winter, Summer | Winter, Summer
CT Fac. Spec. - SO2 Rate Annual Non-Title IV v3.1, Unit 1159 and retrofits | 351 | 2294 | Rate Constraint in lbs/MMBtu | FALSE | L | Annual | Standard | lb/MMBtu | 0.55 | 0.55 | 0.55 | 0.55 | 0.55 | 0.55 | 0.55
CT Fac. Spec. - SO2 Rate Annual Non-Title IV v3.1, Unit 1159 and retrofits | 351 | 2294 | Rate Constraint in lbs/MMBtu | FALSE | L | Annual | Emissions at Affected Plants SO2 | Thousand Tons | 0 | 0 | 0 | 0 | 0 | 0 | 0
CT Fac. Spec. - SO2 Rate Annual Non-Title IV v3.1, Unit 1159 and retrofits | 351 | 2294 | Rate Constraint in lbs/MMBtu | FALSE | L | Annual | Allowances Purchased SO2 | Thousand Tons | 0 | 0 | 0 | 0 | 0 | 0 | 0
CT Fac. Spec. - SO2 Rate Annual Non-Title IV v3.1, Unit 1159 and retrofits | 351 | 2294 | Rate Constraint in lbs/MMBtu | FALSE | L | Annual | Allowances Sold SO2 | Thousand Tons | 0 | 0 | 0 | 0 | 0 | 0 | 0
CT Fac. Spec. - SO2 Rate Annual Non-Title IV v3.1, Unit 1159 and retrofits | 351 | 2294 | Rate Constraint in lbs/MMBtu | FALSE | L | Annual | Allowances Banked | Thousand Tons | 0 | 0 | 0 | 0 | 0 | 0 | 0
CT Fac. Spec. - SO2 Rate Annual Non-Title IV v3.1, Unit 1159 and retrofits | 351 | 2294 | Rate Constraint in lbs/MMBtu | FALSE | L | Annual | Allowances Withdrawn (1:1) | Thousand Tons | 0 | 0 | 0 | 0 | 0 | 0 | 0
CT Fac. Spec. - SO2 Rate Annual Non-Title IV v3.1, Unit 1159 and retrofits | 351 | 2294 | Rate Constraint in lbs/MMBtu | FALSE | L | Annual | Allowances Withdrawn (n:1) | Thousand Tons | 0 | 0 | 0 | 0 | 0 | 0 | 0
CT Fac. Spec. - SO2 Rate Annual Non-Title IV v3.1, Unit 1159 and retrofits | 351 | 2294 | Rate Constraint in lbs/MMBtu | FALSE | L | Annual | Net Emissions Allowance Position | Thousand Tons | 0 | 0 | 0 | 0 | 0 | 0 | 0
CT Fac. Spec. - SO2 Rate Annual Non-Title IV v3.1, Unit 1159 and retrofits | 351 | 2294 | Rate Constraint in lbs/MMBtu | FALSE | L | Annual | Fuel Consumed | TBtu | 0 | 0 | 0 | 0 | 0 | 0 | 0
CT Fac. Spec. - SO2 Rate Annual Non-Title IV v3.1, Unit 1159 and retrofits | 351 | 2294 | Rate Constraint in lbs/MMBtu | FALSE | L | Annual | Rate | lb/MMBtu | 0 | 0 | 0 | 0 | 0 | 0 | 0
CT Fac. Spec. - SO2 Rate Annual Non-Title IV v3.1, Unit 1159 and retrofits | 351 | 2294 | Rate Constraint in lbs/MMBtu | FALSE | L | Annual | Generation | TWh | 0 | 0 | 0 | 0 | 0 | 0 | 0
CT Fac. Spec. - SO2 Rate Annual Non-Title IV v3.1, Unit 1159 and retrofits | 351 | 2294 | Rate Constraint in lbs/MMBtu | FALSE | L | Annual | Qualifying Generation | TWh | 0 | 0 | 0 | 0 | 0 | 0 | 0
CT Fac. Spec. - SO2 Rate Annual Non-Title IV v3.1, Unit 1159 and retrofits | 351 | 2294 | Rate Constraint in lbs/MMBtu | FALSE | L | Annual | Rate | lb/MWh | 0 | 0 | 0 | 0 | 0 | 0 | 0
CT Fac. Spec. - SO2 Rate Annual Non-Title IV v3.1, Unit 1159 and retrofits | 351 | 2294 | Rate Constraint in lbs/MMBtu | FALSE | L | Annual | Constraint Shadow Price | US2011$/Ton | 0 | 0 | 0 | 0 | 0 | 0 | 0
CT Fac. Spec. - SO2 Rate Annual Non-Title IV v3.1, Unit 1160 and retrofits | 352 | 2294 | Rate Constraint in lbs/MMBtu | FALSE | L | Annual | Seasons Included | Seasons | Winter, Summer | Winter, Summer | Winter, Summer | Winter, Summer | Winter, Summer | Winter, Summer | Winter, Summer
CT Fac. Spec. - SO2 Rate Annual Non-Title IV v3.1, Unit 1160 and retrofits | 352 | 2294 | Rate Constraint in lbs/MMBtu | FALSE | L | Annual | Standard | lb/MMBtu | 0.55 | 0.55 | 0.55 | 0.55 | 0.55 | 0.55 | 0.55
CT Fac. Spec. - SO2 Rate Annual Non-Title IV v3.1, Unit 1160 and retrofits | 352 | 2294 | Rate Constraint in lbs/MMBtu | FALSE | L | Annual | Emissions at Affected Plants SO2 | Thousand Tons | 0 | 0 | 0 | 0 | 0 | 0 | 0
CT Fac. Spec. - SO2 Rate Annual Non-Title IV v3.1, Unit 1160 and retrofits | 352 | 2294 | Rate Constraint in lbs/MMBtu | FALSE | L | Annual | Allowances Purchased SO2 | Thousand Tons | 0 | 0 | 0 | 0 | 0 | 0 | 0
CT Fac. Spec. - SO2 Rate Annual Non-Title IV v3.1, Unit 1160 and retrofits | 352 | 2294 | Rate Constraint in lbs/MMBtu | FALSE | L | Annual | Allowances Sold SO2 | Thousand Tons | 0 | 0 | 0 | 0 | 0 | 0 | 0
CT Fac. Spec. - SO2 Rate Annual Non-Title IV v3.1, Unit 1160 and retrofits | 352 | 2294 | Rate Constraint in lbs/MMBtu | FALSE | L | Annual | Allowances Banked | Thousand Tons | 0 | 0 | 0 | 0 | 0 | 0 | 0
CT Fac. Spec. - SO2 Rate Annual Non-Title IV v3.1, Unit 1160 and retrofits | 352 | 2294 | Rate Constraint in lbs/MMBtu | FALSE | L | Annual | Allowances Withdrawn (1:1) | Thousand Tons | 0 | 0 | 0 | 0 | 0 | 0 | 0
CT Fac. Spec. - SO2 Rate Annual Non-Title IV v3.1, Unit 1160 and retrofits | 352 | 2294 | Rate Constraint in lbs/MMBtu | FALSE | L | Annual | Allowances Withdrawn (n:1) | Thousand Tons | 0 | 0 | 0 | 0 | 0 | 0 | 0
CT Fac. Spec. - SO2 Rate Annual Non-Title IV v3.1, Unit 1160 and retrofits | 352 | 2294 | Rate Constraint in lbs/MMBtu | FALSE | L | Annual | Net Emissions Allowance Position | Thousand Tons | 0 | 0 | 0 | 0 | 0 | 0 | 0
CT Fac. Spec. - SO2 Rate Annual Non-Title IV v3.1, Unit 1160 and retrofits | 352 | 2294 | Rate Constraint in lbs/MMBtu | FALSE | L | Annual | Fuel Consumed | TBtu | 0 | 0 | 0 | 0 | 0 | 0 | 0
CT Fac. Spec. - SO2 Rate Annual Non-Title IV v3.1, Unit 1160 and retrofits | 352 | 2294 | Rate Constraint in lbs/MMBtu | FALSE | L | Annual | Rate | lb/MMBtu | 0 | 0 | 0 | 0 | 0 | 0 | 0
CT Fac. Spec. - SO2 Rate Annual Non-Title IV v3.1, Unit 1160 and retrofits | 352 | 2294 | Rate Constraint in lbs/MMBtu | FALSE | L | Annual | Generation | TWh | 0 | 0 | 0 | 0 | 0 | 0 | 0
CT Fac. Spec. - SO2 Rate Annual Non-Title IV v3.1, Unit 1160 and retrofits | 352 | 2294 | Rate Constraint in lbs/MMBtu | FALSE | L | Annual | Qualifying Generation | TWh | 0 | 0 | 0 | 0 | 0 | 0 | 0
CT Fac. Spec. - SO2 Rate Annual Non-Title IV v3.1, Unit 1160 and retrofits | 352 | 2294 | Rate Constraint in lbs/MMBtu | FALSE | L | Annual | Rate | lb/MWh | 0 | 0 | 0 | 0 | 0 | 0 | 0
CT Fac. Spec. - SO2 Rate Annual Non-Title IV v3.1, Unit 1160 and retrofits | 352 | 2294 | Rate Constraint in lbs/MMBtu | FALSE | L | Annual | Constraint Shadow Price | US2011$/Ton | 0 | 0 | 0 | 0 | 0 | 0 | 0
CT Fac. Spec. - SO2 Rate Annual Non-Title IV v3.1, Unit 1161 and retrofits | 353 | 2294 | Rate Constraint in lbs/MMBtu | FALSE | L | Annual | Seasons Included | Seasons | Winter, Summer | Winter, Summer | Winter, Summer | Winter, Summer | Winter, Summer | Winter, Summer | Winter, Summer
CT Fac. Spec. - SO2 Rate Annual Non-Title IV v3.1, Unit 1161 and retrofits | 353 | 2294 | Rate Constraint in lbs/MMBtu | FALSE | L | Annual | Standard | lb/MMBtu | 0.55 | 0.55 | 0.55 | 0.55 | 0.55 | 0.55 | 0.55
CT Fac. Spec. - SO2 Rate Annual Non-Title IV v3.1, Unit 1161 and retrofits | 353 | 2294 | Rate Constraint in lbs/MMBtu | FALSE | L | Annual | Emissions at Affected Plants SO2 | Thousand Tons | 0 | 0 | 0 | 0 | 0 | 0 | 0
CT Fac. Spec. - SO2 Rate Annual Non-Title IV v3.1, Unit 1161 and retrofits | 353 | 2294 | Rate Constraint in lbs/MMBtu | FALSE | L | Annual | Allowances Purchased SO2 | Thousand Tons | 0 | 0 | 0 | 0 | 0 | 0 | 0
CT Fac. Spec. - SO2 Rate Annual Non-Title IV v3.1, Unit 1161 and retrofits | 353 | 2294 | Rate Constraint in lbs/MMBtu | FALSE | L | Annual | Allowances Sold SO2 | Thousand Tons | 0 | 0 | 0 | 0 | 0 | 0 | 0
CT Fac. Spec. - SO2 Rate Annual Non-Title IV v3.1, Unit 1161 and retrofits | 353 | 2294 | Rate Constraint in lbs/MMBtu | FALSE | L | Annual | Allowances Banked | Thousand Tons | 0 | 0 | 0 | 0 | 0 | 0 | 0
CT Fac. Spec. - SO2 Rate Annual Non-Title IV v3.1, Unit 1161 and retrofits | 353 | 2294 | Rate Constraint in lbs/MMBtu | FALSE | L | Annual | Allowances Withdrawn (1:1) | Thousand Tons | 0 | 0 | 0 | 0 | 0 | 0 | 0
CT Fac. Spec. - SO2 Rate Annual Non-Title IV v3.1, Unit 1161 and retrofits | 353 | 2294 | Rate Constraint in lbs/MMBtu | FALSE | L | Annual | Allowances Withdrawn (n:1) | Thousand Tons | 0 | 0 | 0 | 0 | 0 | 0 | 0
CT Fac. Spec. - SO2 Rate Annual Non-Title IV v3.1, Unit 1161 and retrofits | 353 | 2294 | Rate Constraint in lbs/MMBtu | FALSE | L | Annual | Net Emissions Allowance Position | Thousand Tons | 0 | 0 | 0 | 0 | 0 | 0 | 0
CT Fac. Spec. - SO2 Rate Annual Non-Title IV v3.1, Unit 1161 and retrofits | 353 | 2294 | Rate Constraint in lbs/MMBtu | FALSE | L | Annual | Fuel Consumed | TBtu | 0 | 0 | 0 | 0 | 0 | 0 | 0
CT Fac. Spec. - SO2 Rate Annual Non-Title IV v3.1, Unit 1161 and retrofits | 353 | 2294 | Rate Constraint in lbs/MMBtu | FALSE | L | Annual | Rate | lb/MMBtu | 0 | 0 | 0 | 0 | 0 | 0 | 0
CT Fac. Spec. - SO2 Rate Annual Non-Title IV v3.1, Unit 1161 and retrofits | 353 | 2294 | Rate Constraint in lbs/MMBtu | FALSE | L | Annual | Generation | TWh | 0 | 0 | 0 | 0 | 0 | 0 | 0
CT Fac. Spec. - SO2 Rate Annual Non-Title IV v3.1, Unit 1161 and retrofits | 353 | 2294 | Rate Constraint in lbs/MMBtu | FALSE | L | Annual | Qualifying Generation | TWh | 0 | 0 | 0 | 0 | 0 | 0 | 0
CT Fac. Spec. - SO2 Rate Annual Non-Title IV v3.1, Unit 1161 and retrofits | 353 | 2294 | Rate Constraint in lbs/MMBtu | FALSE | L | Annual | Rate | lb/MWh | 0 | 0 | 0 | 0 | 0 | 0 | 0
CT Fac. Spec. - SO2 Rate Annual Non-Title IV v3.1, Unit 1161 and retrofits | 353 | 2294 | Rate Constraint in lbs/MMBtu | FALSE | L | Annual | Constraint Shadow Price | US2011$/Ton | 0 | 0 | 0 | 0 | 0 | 0 | 0
CT Fac. Spec. - SO2 Rate Annual Non-Title IV v3.1, Unit 1162 and retrofits | 354 | 2294 | Rate Constraint in lbs/MMBtu | FALSE | L | Annual | Seasons Included | Seasons | Winter, Summer | Winter, Summer | Winter, Summer | Winter, Summer | Winter, Summer | Winter, Summer | Winter, Summer
CT Fac. Spec. - SO2 Rate Annual Non-Title IV v3.1, Unit 1162 and retrofits | 354 | 2294 | Rate Constraint in lbs/MMBtu | FALSE | L | Annual | Standard | lb/MMBtu | 0.55 | 0.55 | 0.55 | 0.55 | 0.55 | 0.55 | 0.55
CT Fac. Spec. - SO2 Rate Annual Non-Title IV v3.1, Unit 1162 and retrofits | 354 | 2294 | Rate Constraint in lbs/MMBtu | FALSE | L | Annual | Emissions at Affected Plants SO2 | Thousand Tons | 0 | 0 | 0 | 0 | 0 | 0 | 0
CT Fac. Spec. - SO2 Rate Annual Non-Title IV v3.1, Unit 1162 and retrofits | 354 | 2294 | Rate Constraint in lbs/MMBtu | FALSE | L | Annual | Allowances Purchased SO2 | Thousand Tons | 0 | 0 | 0 | 0 | 0 | 0 | 0
CT Fac. Spec. - SO2 Rate Annual Non-Title IV v3.1, Unit 1162 and retrofits | 354 | 2294 | Rate Constraint in lbs/MMBtu | FALSE | L | Annual | Allowances Sold SO2 | Thousand Tons | 0 | 0 | 0 | 0 | 0 | 0 | 0
CT Fac. Spec. - SO2 Rate Annual Non-Title IV v3.1, Unit 1162 and retrofits | 354 | 2294 | Rate Constraint in lbs/MMBtu | FALSE | L | Annual | Allowances Banked | Thousand Tons | 0 | 0 | 0 | 0 | 0 | 0 | 0
CT Fac. Spec. - SO2 Rate Annual Non-Title IV v3.1, Unit 1162 and retrofits | 354 | 2294 | Rate Constraint in lbs/MMBtu | FALSE | L | Annual | Allowances Withdrawn (1:1) | Thousand Tons | 0 | 0 | 0 | 0 | 0 | 0 | 0
CT Fac. Spec. - SO2 Rate Annual Non-Title IV v3.1, Unit 1162 and retrofits | 354 | 2294 | Rate Constraint in lbs/MMBtu | FALSE | L | Annual | Allowances Withdrawn (n:1) | Thousand Tons | 0 | 0 | 0 | 0 | 0 | 0 | 0
CT Fac. Spec. - SO2 Rate Annual Non-Title IV v3.1, Unit 1162 and retrofits | 354 | 2294 | Rate Constraint in lbs/MMBtu | FALSE | L | Annual | Net Emissions Allowance Position | Thousand Tons | 0 | 0 | 0 | 0 | 0 | 0 | 0
CT Fac. Spec. - SO2 Rate Annual Non-Title IV v3.1, Unit 1162 and retrofits | 354 | 2294 | Rate Constraint in lbs/MMBtu | FALSE | L | Annual | Fuel Consumed | TBtu | 0 | 0 | 0 | 0 | 0 | 0 | 0
CT Fac. Spec. - SO2 Rate Annual Non-Title IV v3.1, Unit 1162 and retrofits | 354 | 2294 | Rate Constraint in lbs/MMBtu | FALSE | L | Annual | Rate | lb/MMBtu | 0 | 0 | 0 | 0 | 0 | 0 | 0
CT Fac. Spec. - SO2 Rate Annual Non-Title IV v3.1, Unit 1162 and retrofits | 354 | 2294 | Rate Constraint in lbs/MMBtu | FALSE | L | Annual | Generation | TWh | 0 | 0 | 0 | 0 | 0 | 0 | 0
CT Fac. Spec. - SO2 Rate Annual Non-Title IV v3.1, Unit 1162 and retrofits | 354 | 2294 | Rate Constraint in lbs/MMBtu | FALSE | L | Annual | Qualifying Generation | TWh | 0 | 0 | 0 | 0 | 0 | 0 | 0
CT Fac. Spec. - SO2 Rate Annual Non-Title IV v3.1, Unit 1162 and retrofits | 354 | 2294 | Rate Constraint in lbs/MMBtu | FALSE | L | Annual | Rate | lb/MWh | 0 | 0 | 0 | 0 | 0 | 0 | 0
CT Fac. Spec. - SO2 Rate Annual Non-Title IV v3.1, Unit 1162 and retrofits | 354 | 2294 | Rate Constraint in lbs/MMBtu | FALSE | L | Annual | Constraint Shadow Price | US2011$/Ton | 0 | 0 | 0 | 0 | 0 | 0 | 0
CT Fac. Spec. - SO2 Rate Annual Non-Title IV v3.1, Unit 1163 and retrofits | 355 | 2294 | Rate Constraint in lbs/MMBtu | FALSE | L | Annual | Seasons Included | Seasons | Winter, Summer | Winter, Summer | Winter, Summer | Winter, Summer | Winter, Summer | Winter, Summer | Winter, Summer
CT Fac. Spec. - SO2 Rate Annual Non-Title IV v3.1, Unit 1163 and retrofits | 355 | 2294 | Rate Constraint in lbs/MMBtu | FALSE | L | Annual | Standard | lb/MMBtu | 0.55 | 0.55 | 0.55 | 0.55 | 0.55 | 0.55 | 0.55
CT Fac. Spec. - SO2 Rate Annual Non-Title IV v3.1, Unit 1163 and retrofits | 355 | 2294 | Rate Constraint in lbs/MMBtu | FALSE | L | Annual | Emissions at Affected Plants SO2 | Thousand Tons | 0 | 0 | 0 | 0 | 0 | 0 | 0
CT Fac. Spec. - SO2 Rate Annual Non-Title IV v3.1, Unit 1163 and retrofits | 355 | 2294 | Rate Constraint in lbs/MMBtu | FALSE | L | Annual | Allowances Purchased SO2 | Thousand Tons | 0 | 0 | 0 | 0 | 0 | 0 | 0
CT Fac. Spec. - SO2 Rate Annual Non-Title IV v3.1, Unit 1163 and retrofits | 355 | 2294 | Rate Constraint in lbs/MMBtu | FALSE | L | Annual | Allowances Sold SO2 | Thousand Tons | 0 | 0 | 0 | 0 | 0 | 0 | 0
CT Fac. Spec. - SO2 Rate Annual Non-Title IV v3.1, Unit 1163 and retrofits | 355 | 2294 | Rate Constraint in lbs/MMBtu | FALSE | L | Annual | Allowances Banked | Thousand Tons | 0 | 0 | 0 | 0 | 0 | 0 | 0
CT Fac. Spec. - SO2 Rate Annual Non-Title IV v3.1, Unit 1163 and retrofits | 355 | 2294 | Rate Constraint in lbs/MMBtu | FALSE | L | Annual | Allowances Withdrawn (1:1) | Thousand Tons | 0 | 0 | 0 | 0 | 0 | 0 | 0
CT Fac. Spec. - SO2 Rate Annual Non-Title IV v3.1, Unit 1163 and retrofits | 355 | 2294 | Rate Constraint in lbs/MMBtu | FALSE | L | Annual | Allowances Withdrawn (n:1) | Thousand Tons | 0 | 0 | 0 | 0 | 0 | 0 | 0
CT Fac. Spec. - SO2 Rate Annual Non-Title IV v3.1, Unit 1163 and retrofits | 355 | 2294 | Rate Constraint in lbs/MMBtu | FALSE | L | Annual | Net Emissions Allowance Position | Thousand Tons | 0 | 0 | 0 | 0 | 0 | 0 | 0
CT Fac. Spec. - SO2 Rate Annual Non-Title IV v3.1, Unit 1163 and retrofits | 355 | 2294 | Rate Constraint in lbs/MMBtu | FALSE | L | Annual | Fuel Consumed | TBtu | 0 | 0 | 0 | 0 | 0 | 0 | 0
CT Fac. Spec. - SO2 Rate Annual Non-Title IV v3.1, Unit 1163 and retrofits | 355 | 2294 | Rate Constraint in lbs/MMBtu | FALSE | L | Annual | Rate | lb/MMBtu | 0 | 0 | 0 | 0 | 0 | 0 | 0
CT Fac. Spec. - SO2 Rate Annual Non-Title IV v3.1, Unit 1163 and retrofits | 355 | 2294 | Rate Constraint in lbs/MMBtu | FALSE | L | Annual | Generation | TWh | 0 | 0 | 0 | 0 | 0 | 0 | 0
CT Fac. Spec. - SO2 Rate Annual Non-Title IV v3.1, Unit 1163 and retrofits | 355 | 2294 | Rate Constraint in lbs/MMBtu | FALSE | L | Annual | Qualifying Generation | TWh | 0 | 0 | 0 | 0 | 0 | 0 | 0
CT Fac. Spec. - SO2 Rate Annual Non-Title IV v3.1, Unit 1163 and retrofits | 355 | 2294 | Rate Constraint in lbs/MMBtu | FALSE | L | Annual | Rate | lb/MWh | 0 | 0 | 0 | 0 | 0 | 0 | 0
CT Fac. Spec. - SO2 Rate Annual Non-Title IV v3.1, Unit 1163 and retrofits | 355 | 2294 | Rate Constraint in lbs/MMBtu | FALSE | L | Annual | Constraint Shadow Price | US2011$/Ton | 0 | 0 | 0 | 0 | 0 | 0 | 0
CT Fac. Spec. - SO2 Rate Annual Non-Title IV v3.1, Unit 1177 and retrofits | 356 | 2294 | Rate Constraint in lbs/MMBtu | FALSE | L | Annual | Seasons Included | Seasons | Winter, Summer | Winter, Summer | Winter, Summer | Winter, Summer | Winter, Summer | Winter, Summer | Winter, Summer
CT Fac. Spec. - SO2 Rate Annual Non-Title IV v3.1, Unit 1177 and retrofits | 356 | 2294 | Rate Constraint in lbs/MMBtu | FALSE | L | Annual | Standard | lb/MMBtu | 0.55 | 0.55 | 0.55 | 0.55 | 0.55 | 0.55 | 0.55
CT Fac. Spec. - SO2 Rate Annual Non-Title IV v3.1, Unit 1177 and retrofits | 356 | 2294 | Rate Constraint in lbs/MMBtu | FALSE | L | Annual | Emissions at Affected Plants SO2 | Thousand Tons | 0 | 0 | 0 | 0 | 0 | 0 | 0
CT Fac. Spec. - SO2 Rate Annual Non-Title IV v3.1, Unit 1177 and retrofits | 356 | 2294 | Rate Constraint in lbs/MMBtu | FALSE | L | Annual | Allowances Purchased SO2 | Thousand Tons | 0 | 0 | 0 | 0 | 0 | 0 | 0
CT Fac. Spec. - SO2 Rate Annual Non-Title IV v3.1, Unit 1177 and retrofits | 356 | 2294 | Rate Constraint in lbs/MMBtu | FALSE | L | Annual | Allowances Sold SO2 | Thousand Tons | 0 | 0 | 0 | 0 | 0 | 0 | 0
CT Fac. Spec. - SO2 Rate Annual Non-Title IV v3.1, Unit 1177 and retrofits | 356 | 2294 | Rate Constraint in lbs/MMBtu | FALSE | L | Annual | Allowances Banked | Thousand Tons | 0 | 0 | 0 | 0 | 0 | 0 | 0
CT Fac. Spec. - SO2 Rate Annual Non-Title IV v3.1, Unit 1177 and retrofits | 356 | 2294 | Rate Constraint in lbs/MMBtu | FALSE | L | Annual | Allowances Withdrawn (1:1) | Thousand Tons | 0 | 0 | 0 | 0 | 0 | 0 | 0
CT Fac. Spec. - SO2 Rate Annual Non-Title IV v3.1, Unit 1177 and retrofits | 356 | 2294 | Rate Constraint in lbs/MMBtu | FALSE | L | Annual | Allowances Withdrawn (n:1) | Thousand Tons | 0 | 0 | 0 | 0 | 0 | 0 | 0
CT Fac. Spec. - SO2 Rate Annual Non-Title IV v3.1, Unit 1177 and retrofits | 356 | 2294 | Rate Constraint in lbs/MMBtu | FALSE | L | Annual | Net Emissions Allowance Position | Thousand Tons | 0 | 0 | 0 | 0 | 0 | 0 | 0
CT Fac. Spec. - SO2 Rate Annual Non-Title IV v3.1, Unit 1177 and retrofits | 356 | 2294 | Rate Constraint in lbs/MMBtu | FALSE | L | Annual | Fuel Consumed | TBtu | 0 | 0 | 0 | 0 | 0 | 0 | 0
CT Fac. Spec. - SO2 Rate Annual Non-Title IV v3.1, Unit 1177 and retrofits | 356 | 2294 | Rate Constraint in lbs/MMBtu | FALSE | L | Annual | Rate | lb/MMBtu | 0 | 0 | 0 | 0 | 0 | 0 | 0
CT Fac. Spec. - SO2 Rate Annual Non-Title IV v3.1, Unit 1177 and retrofits | 356 | 2294 | Rate Constraint in lbs/MMBtu | FALSE | L | Annual | Generation | TWh | 0 | 0 | 0 | 0 | 0 | 0 | 0
CT Fac. Spec. - SO2 Rate Annual Non-Title IV v3.1, Unit 1177 and retrofits | 356 | 2294 | Rate Constraint in lbs/MMBtu | FALSE | L | Annual | Qualifying Generation | TWh | 0 | 0 | 0 | 0 | 0 | 0 | 0
CT Fac. Spec. - SO2 Rate Annual Non-Title IV v3.1, Unit 1177 and retrofits | 356 | 2294 | Rate Constraint in lbs/MMBtu | FALSE | L | Annual | Rate | lb/MWh | 0 | 0 | 0 | 0 | 0 | 0 | 0
CT Fac. Spec. - SO2 Rate Annual Non-Title IV v3.1, Unit 1177 and retrofits | 356 | 2294 | Rate Constraint in lbs/MMBtu | FALSE | L | Annual | Constraint Shadow Price | US2011$/Ton | 0 | 0 | 0 | 0 | 0 | 0 | 0
CT Fac. Spec. - SO2 Rate Annual Non-Title IV v3.1, Unit 1178 and retrofits | 357 | 2294 | Rate Constraint in lbs/MMBtu | FALSE | L | Annual | Seasons Included | Seasons | Winter, Summer | Winter, Summer | Winter, Summer | Winter, Summer | Winter, Summer | Winter, Summer | Winter, Summer
CT Fac. Spec. - SO2 Rate Annual Non-Title IV v3.1, Unit 1178 and retrofits | 357 | 2294 | Rate Constraint in lbs/MMBtu | FALSE | L | Annual | Standard | lb/MMBtu | 0.55 | 0.55 | 0.55 | 0.55 | 0.55 | 0.55 | 0.55
CT Fac. Spec. - SO2 Rate Annual Non-Title IV v3.1, Unit 1178 and retrofits | 357 | 2294 | Rate Constraint in lbs/MMBtu | FALSE | L | Annual | Emissions at Affected Plants SO2 | Thousand Tons | 0 | 0 | 0 | 0 | 0 | 0 | 0
CT Fac. Spec. - SO2 Rate Annual Non-Title IV v3.1, Unit 1178 and retrofits | 357 | 2294 | Rate Constraint in lbs/MMBtu | FALSE | L | Annual | Allowances Purchased SO2 | Thousand Tons | 0 | 0 | 0 | 0 | 0 | 0 | 0
CT Fac. Spec. - SO2 Rate Annual Non-Title IV v3.1, Unit 1178 and retrofits | 357 | 2294 | Rate Constraint in lbs/MMBtu | FALSE | L | Annual | Allowances Sold SO2 | Thousand Tons | 0 | 0 | 0 | 0 | 0 | 0 | 0
CT Fac. Spec. - SO2 Rate Annual Non-Title IV v3.1, Unit 1178 and retrofits | 357 | 2294 | Rate Constraint in lbs/MMBtu | FALSE | L | Annual | Allowances Banked | Thousand Tons | 0 | 0 | 0 | 0 | 0 | 0 | 0
CT Fac. Spec. - SO2 Rate Annual Non-Title IV v3.1, Unit 1178 and retrofits | 357 | 2294 | Rate Constraint in lbs/MMBtu | FALSE | L | Annual | Allowances Withdrawn (1:1) | Thousand Tons | 0 | 0 | 0 | 0 | 0 | 0 | 0
CT Fac. Spec. - SO2 Rate Annual Non-Title IV v3.1, Unit 1178 and retrofits | 357 | 2294 | Rate Constraint in lbs/MMBtu | FALSE | L | Annual | Allowances Withdrawn (n:1) | Thousand Tons | 0 | 0 | 0 | 0 | 0 | 0 | 0
CT Fac. Spec. - SO2 Rate Annual Non-Title IV v3.1, Unit 1178 and retrofits | 357 | 2294 | Rate Constraint in lbs/MMBtu | FALSE | L | Annual | Net Emissions Allowance Position | Thousand Tons | 0 | 0 | 0 | 0 | 0 | 0 | 0
CT Fac. Spec. - SO2 Rate Annual Non-Title IV v3.1, Unit 1178 and retrofits | 357 | 2294 | Rate Constraint in lbs/MMBtu | FALSE | L | Annual | Fuel Consumed | TBtu | 0 | 0 | 0 | 0 | 0 | 0 | 0
CT Fac. Spec. - SO2 Rate Annual Non-Title IV v3.1, Unit 1178 and retrofits | 357 | 2294 | Rate Constraint in lbs/MMBtu | FALSE | L | Annual | Rate | lb/MMBtu | 0 | 0 | 0 | 0 | 0 | 0 | 0
CT Fac. Spec. - SO2 Rate Annual Non-Title IV v3.1, Unit 1178 and retrofits | 357 | 2294 | Rate Constraint in lbs/MMBtu | FALSE | L | Annual | Generation | TWh | 0 | 0 | 0 | 0 | 0 | 0 | 0
CT Fac. Spec. - SO2 Rate Annual Non-Title IV v3.1, Unit 1178 and retrofits | 357 | 2294 | Rate Constraint in lbs/MMBtu | FALSE | L | Annual | Qualifying Generation | TWh | 0 | 0 | 0 | 0 | 0 | 0 | 0
CT Fac. Spec. - SO2 Rate Annual Non-Title IV v3.1, Unit 1178 and retrofits | 357 | 2294 | Rate Constraint in lbs/MMBtu | FALSE | L | Annual | Rate | lb/MWh | 0 | 0 | 0 | 0 | 0 | 0 | 0
CT Fac. Spec. - SO2 Rate Annual Non-Title IV v3.1, Unit 1178 and retrofits | 357 | 2294 | Rate Constraint in lbs/MMBtu | FALSE | L | Annual | Constraint Shadow Price | US2011$/Ton | 0 | 0 | 0 | 0 | 0 | 0 | 0
CT Fac. Spec. - SO2 Rate Annual Non-Title IV v3.1, Unit 1179 and retrofits | 358 | 2294 | Rate Constraint in lbs/MMBtu | FALSE | L | Annual | Seasons Included | Seasons | Winter, Summer | Winter, Summer | Winter, Summer | Winter, Summer | Winter, Summer | Winter, Summer | Winter, Summer
CT Fac. Spec. - SO2 Rate Annual Non-Title IV v3.1, Unit 1179 and retrofits | 358 | 2294 | Rate Constraint in lbs/MMBtu | FALSE | L | Annual | Standard | lb/MMBtu | 0.55 | 0.55 | 0.55 | 0.55 | 0.55 | 0.55 | 0.55
CT Fac. Spec. - SO2 Rate Annual Non-Title IV v3.1, Unit 1179 and retrofits | 358 | 2294 | Rate Constraint in lbs/MMBtu | FALSE | L | Annual | Emissions at Affected Plants SO2 | Thousand Tons | 0 | 0 | 0 | 0 | 0 | 0 | 0
CT Fac. Spec. - SO2 Rate Annual Non-Title IV v3.1, Unit 1179 and retrofits | 358 | 2294 | Rate Constraint in lbs/MMBtu | FALSE | L | Annual | Allowances Purchased SO2 | Thousand Tons | 0 | 0 | 0 | 0 | 0 | 0 | 0
CT Fac. Spec. - SO2 Rate Annual Non-Title IV v3.1, Unit 1179 and retrofits | 358 | 2294 | Rate Constraint in lbs/MMBtu | FALSE | L | Annual | Allowances Sold SO2 | Thousand Tons | 0 | 0 | 0 | 0 | 0 | 0 | 0
CT Fac. Spec. - SO2 Rate Annual Non-Title IV v3.1, Unit 1179 and retrofits | 358 | 2294 | Rate Constraint in lbs/MMBtu | FALSE | L | Annual | Allowances Banked | Thousand Tons | 0 | 0 | 0 | 0 | 0 | 0 | 0
CT Fac. Spec. - SO2 Rate Annual Non-Title IV v3.1, Unit 1179 and retrofits | 358 | 2294 | Rate Constraint in lbs/MMBtu | FALSE | L | Annual | Allowances Withdrawn (1:1) | Thousand Tons | 0 | 0 | 0 | 0 | 0 | 0 | 0
CT Fac. Spec. - SO2 Rate Annual Non-Title IV v3.1, Unit 1179 and retrofits | 358 | 2294 | Rate Constraint in lbs/MMBtu | FALSE | L | Annual | Allowances Withdrawn (n:1) | Thousand Tons | 0 | 0 | 0 | 0 | 0 | 0 | 0
CT Fac. Spec. - SO2 Rate Annual Non-Title IV v3.1, Unit 1179 and retrofits | 358 | 2294 | Rate Constraint in lbs/MMBtu | FALSE | L | Annual | Net Emissions Allowance Position | Thousand Tons | 0 | 0 | 0 | 0 | 0 | 0 | 0
CT Fac. Spec. - SO2 Rate Annual Non-Title IV v3.1, Unit 1179 and retrofits | 358 | 2294 | Rate Constraint in lbs/MMBtu | FALSE | L | Annual | Fuel Consumed | TBtu | 0 | 0 | 0 | 0 | 0 | 0 | 0
CT Fac. Spec. - SO2 Rate Annual Non-Title IV v3.1, Unit 1179 and retrofits | 358 | 2294 | Rate Constraint in lbs/MMBtu | FALSE | L | Annual | Rate | lb/MMBtu | 0 | 0 | 0 | 0 | 0 | 0 | 0
CT Fac. Spec. - SO2 Rate Annual Non-Title IV v3.1, Unit 1179 and retrofits | 358 | 2294 | Rate Constraint in lbs/MMBtu | FALSE | L | Annual | Generation | TWh | 0 | 0 | 0 | 0 | 0 | 0 | 0
CT Fac. Spec. - SO2 Rate Annual Non-Title IV v3.1, Unit 1179 and retrofits | 358 | 2294 | Rate Constraint in lbs/MMBtu | FALSE | L | Annual | Qualifying Generation | TWh | 0 | 0 | 0 | 0 | 0 | 0 | 0
CT Fac. Spec. - SO2 Rate Annual Non-Title IV v3.1, Unit 1179 and retrofits | 358 | 2294 | Rate Constraint in lbs/MMBtu | FALSE | L | Annual | Rate | lb/MWh | 0 | 0 | 0 | 0 | 0 | 0 | 0
CT Fac. Spec. - SO2 Rate Annual Non-Title IV v3.1, Unit 1179 and retrofits | 358 | 2294 | Rate Constraint in lbs/MMBtu | FALSE | L | Annual | Constraint Shadow Price | US2011$/Ton | 0 | 0 | 0 | 0 | 0 | 0 | 0
CT Fac. Spec. - SO2 Rate Annual Non-Title IV v3.1, Unit 1180 and retrofits | 359 | 2294 | Rate Constraint in lbs/MMBtu | FALSE | L | Annual | Seasons Included | Seasons | Winter, Summer | Winter, Summer | Winter, Summer | Winter, Summer | Winter, Summer | Winter, Summer | Winter, Summer
CT Fac. Spec. - SO2 Rate Annual Non-Title IV v3.1, Unit 1180 and retrofits | 359 | 2294 | Rate Constraint in lbs/MMBtu | FALSE | L | Annual | Standard | lb/MMBtu | 0.55 | 0.55 | 0.55 | 0.55 | 0.55 | 0.55 | 0.55
CT Fac. Spec. - SO2 Rate Annual Non-Title IV v3.1, Unit 1180 and retrofits | 359 | 2294 | Rate Constraint in lbs/MMBtu | FALSE | L | Annual | Emissions at Affected Plants SO2 | Thousand Tons | 0 | 0 | 0 | 0 | 0 | 0 | 0
CT Fac. Spec. - SO2 Rate Annual Non-Title IV v3.1, Unit 1180 and retrofits | 359 | 2294 | Rate Constraint in lbs/MMBtu | FALSE | L | Annual | Allowances Purchased SO2 | Thousand Tons | 0 | 0 | 0 | 0 | 0 | 0 | 0
CT Fac. Spec. - SO2 Rate Annual Non-Title IV v3.1, Unit 1180 and retrofits | 359 | 2294 | Rate Constraint in lbs/MMBtu | FALSE | L | Annual | Allowances Sold SO2 | Thousand Tons | 0 | 0 | 0 | 0 | 0 | 0 | 0
CT Fac. Spec. - SO2 Rate Annual Non-Title IV v3.1, Unit 1180 and retrofits | 359 | 2294 | Rate Constraint in lbs/MMBtu | FALSE | L | Annual | Allowances Banked | Thousand Tons | 0 | 0 | 0 | 0 | 0 | 0 | 0
CT Fac. Spec. - SO2 Rate Annual Non-Title IV v3.1, Unit 1180 and retrofits | 359 | 2294 | Rate Constraint in lbs/MMBtu | FALSE | L | Annual | Allowances Withdrawn (1:1) | Thousand Tons | 0 | 0 | 0 | 0 | 0 | 0 | 0
CT Fac. Spec. - SO2 Rate Annual Non-Title IV v3.1, Unit 1180 and retrofits | 359 | 2294 | Rate Constraint in lbs/MMBtu | FALSE | L | Annual | Allowances Withdrawn (n:1) | Thousand Tons | 0 | 0 | 0 | 0 | 0 | 0 | 0
CT Fac. Spec. - SO2 Rate Annual Non-Title IV v3.1, Unit 1180 and retrofits | 359 | 2294 | Rate Constraint in lbs/MMBtu | FALSE | L | Annual | Net Emissions Allowance Position | Thousand Tons | 0 | 0 | 0 | 0 | 0 | 0 | 0
CT Fac. Spec. - SO2 Rate Annual Non-Title IV v3.1, Unit 1180 and retrofits | 359 | 2294 | Rate Constraint in lbs/MMBtu | FALSE | L | Annual | Fuel Consumed | TBtu | 0 | 0 | 0 | 0 | 0 | 0 | 0
CT Fac. Spec. - SO2 Rate Annual Non-Title IV v3.1, Unit 1180 and retrofits | 359 | 2294 | Rate Constraint in lbs/MMBtu | FALSE | L | Annual | Rate | lb/MMBtu | 0 | 0 | 0 | 0 | 0 | 0 | 0
CT Fac. Spec. - SO2 Rate Annual Non-Title IV v3.1, Unit 1180 and retrofits | 359 | 2294 | Rate Constraint in lbs/MMBtu | FALSE | L | Annual | Generation | TWh | 0 | 0 | 0 | 0 | 0 | 0 | 0
CT Fac. Spec. - SO2 Rate Annual Non-Title IV v3.1, Unit 1180 and retrofits | 359 | 2294 | Rate Constraint in lbs/MMBtu | FALSE | L | Annual | Qualifying Generation | TWh | 0 | 0 | 0 | 0 | 0 | 0 | 0
CT Fac. Spec. - SO2 Rate Annual Non-Title IV v3.1, Unit 1180 and retrofits | 359 | 2294 | Rate Constraint in lbs/MMBtu | FALSE | L | Annual | Rate | lb/MWh | 0 | 0 | 0 | 0 | 0 | 0 | 0
CT Fac. Spec. - SO2 Rate Annual Non-Title IV v3.1, Unit 1180 and retrofits | 359 | 2294 | Rate Constraint in lbs/MMBtu | FALSE | L | Annual | Constraint Shadow Price | US2011$/Ton | 0 | 0 | 0 | 0 | 0 | 0 | 0
CT Fac. Spec. - SO2 Rate Annual Non-Title IV v3.1, Unit 1181 and retrofits | 360 | 2294 | Rate Constraint in lbs/MMBtu | FALSE | L | Annual | Seasons Included | Seasons | Winter, Summer | Winter, Summer | Winter, Summer | Winter, Summer | Winter, Summer | Winter, Summer | Winter, Summer
CT Fac. Spec. - SO2 Rate Annual Non-Title IV v3.1, Unit 1181 and retrofits | 360 | 2294 | Rate Constraint in lbs/MMBtu | FALSE | L | Annual | Standard | lb/MMBtu | 0.55 | 0.55 | 0.55 | 0.55 | 0.55 | 0.55 | 0.55
CT Fac. Spec. - SO2 Rate Annual Non-Title IV v3.1, Unit 1181 and retrofits | 360 | 2294 | Rate Constraint in lbs/MMBtu | FALSE | L | Annual | Emissions at Affected Plants SO2 | Thousand Tons | 0 | 0 | 0 | 0 | 0 | 0 | 0
CT Fac. Spec. - SO2 Rate Annual Non-Title IV v3.1, Unit 1181 and retrofits | 360 | 2294 | Rate Constraint in lbs/MMBtu | FALSE | L | Annual | Allowances Purchased SO2 | Thousand Tons | 0 | 0 | 0 | 0 | 0 | 0 | 0
CT Fac. Spec. - SO2 Rate Annual Non-Title IV v3.1, Unit 1181 and retrofits | 360 | 2294 | Rate Constraint in lbs/MMBtu | FALSE | L | Annual | Allowances Sold SO2 | Thousand Tons | 0 | 0 | 0 | 0 | 0 | 0 | 0
CT Fac. Spec. - SO2 Rate Annual Non-Title IV v3.1, Unit 1181 and retrofits | 360 | 2294 | Rate Constraint in lbs/MMBtu | FALSE | L | Annual | Allowances Banked | Thousand Tons | 0 | 0 | 0 | 0 | 0 | 0 | 0
CT Fac. Spec. - SO2 Rate Annual Non-Title IV v3.1, Unit 1181 and retrofits | 360 | 2294 | Rate Constraint in lbs/MMBtu | FALSE | L | Annual | Allowances Withdrawn (1:1) | Thousand Tons | 0 | 0 | 0 | 0 | 0 | 0 | 0
CT Fac. Spec. - SO2 Rate Annual Non-Title IV v3.1, Unit 1181 and retrofits | 360 | 2294 | Rate Constraint in lbs/MMBtu | FALSE | L | Annual | Allowances Withdrawn (n:1) | Thousand Tons | 0 | 0 | 0 | 0 | 0 | 0 | 0
CT Fac. Spec. - SO2 Rate Annual Non-Title IV v3.1, Unit 1181 and retrofits | 360 | 2294 | Rate Constraint in lbs/MMBtu | FALSE | L | Annual | Net Emissions Allowance Position | Thousand Tons | 0 | 0 | 0 | 0 | 0 | 0 | 0
CT Fac. Spec. - SO2 Rate Annual Non-Title IV v3.1, Unit 1181 and retrofits | 360 | 2294 | Rate Constraint in lbs/MMBtu | FALSE | L | Annual | Fuel Consumed | TBtu | 0 | 0 | 0 | 0 | 0 | 0 | 0
CT Fac. Spec. - SO2 Rate Annual Non-Title IV v3.1, Unit 1181 and retrofits | 360 | 2294 | Rate Constraint in lbs/MMBtu | FALSE | L | Annual | Rate | lb/MMBtu | 0 | 0 | 0 | 0 | 0 | 0 | 0
CT Fac. Spec. - SO2 Rate Annual Non-Title IV v3.1, Unit 1181 and retrofits | 360 | 2294 | Rate Constraint in lbs/MMBtu | FALSE | L | Annual | Generation | TWh | 0 | 0 | 0 | 0 | 0 | 0 | 0
CT Fac. Spec. - SO2 Rate Annual Non-Title IV v3.1, Unit 1181 and retrofits | 360 | 2294 | Rate Constraint in lbs/MMBtu | FALSE | L | Annual | Qualifying Generation | TWh | 0 | 0 | 0 | 0 | 0 | 0 | 0
CT Fac. Spec. - SO2 Rate Annual Non-Title IV v3.1, Unit 1181 and retrofits | 360 | 2294 | Rate Constraint in lbs/MMBtu | FALSE | L | Annual | Rate | lb/MWh | 0 | 0 | 0 | 0 | 0 | 0 | 0
CT Fac. Spec. - SO2 Rate Annual Non-Title IV v3.1, Unit 1181 and retrofits | 360 | 2294 | Rate Constraint in lbs/MMBtu | FALSE | L | Annual | Constraint Shadow Price | US2011$/Ton | 0 | 0 | 0 | 0 | 0 | 0 | 0
CT Fac. Spec. - SO2 Rate Annual Non-Title IV v3.1, Unit 1182 and retrofits | 361 | 2294 | Rate Constraint in lbs/MMBtu | FALSE | L | Annual | Seasons Included | Seasons | Winter, Summer | Winter, Summer | Winter, Summer | Winter, Summer | Winter, Summer | Winter, Summer | Winter, Summer
CT Fac. Spec. - SO2 Rate Annual Non-Title IV v3.1, Unit 1182 and retrofits | 361 | 2294 | Rate Constraint in lbs/MMBtu | FALSE | L | Annual | Standard | lb/MMBtu | 0.55 | 0.55 | 0.55 | 0.55 | 0.55 | 0.55 | 0.55
CT Fac. Spec. - SO2 Rate Annual Non-Title IV v3.1, Unit 1182 and retrofits | 361 | 2294 | Rate Constraint in lbs/MMBtu | FALSE | L | Annual | Emissions at Affected Plants SO2 | Thousand Tons | 0 | 0 | 0 | 0 | 0 | 0 | 0
CT Fac. Spec. - SO2 Rate Annual Non-Title IV v3.1, Unit 1182 and retrofits | 361 | 2294 | Rate Constraint in lbs/MMBtu | FALSE | L | Annual | Allowances Purchased SO2 | Thousand Tons | 0 | 0 | 0 | 0 | 0 | 0 | 0
CT Fac. Spec. - SO2 Rate Annual Non-Title IV v3.1, Unit 1182 and retrofits | 361 | 2294 | Rate Constraint in lbs/MMBtu | FALSE | L | Annual | Allowances Sold SO2 | Thousand Tons | 0 | 0 | 0 | 0 | 0 | 0 | 0
CT Fac. Spec. - SO2 Rate Annual Non-Title IV v3.1, Unit 1182 and retrofits | 361 | 2294 | Rate Constraint in lbs/MMBtu | FALSE | L | Annual | Allowances Banked | Thousand Tons | 0 | 0 | 0 | 0 | 0 | 0 | 0
CT Fac. Spec. - SO2 Rate Annual Non-Title IV v3.1, Unit 1182 and retrofits | 361 | 2294 | Rate Constraint in lbs/MMBtu | FALSE | L | Annual | Allowances Withdrawn (1:1) | Thousand Tons | 0 | 0 | 0 | 0 | 0 | 0 | 0
CT Fac. Spec. - SO2 Rate Annual Non-Title IV v3.1, Unit 1182 and retrofits | 361 | 2294 | Rate Constraint in lbs/MMBtu | FALSE | L | Annual | Allowances Withdrawn (n:1) | Thousand Tons | 0 | 0 | 0 | 0 | 0 | 0 | 0
CT Fac. Spec. - SO2 Rate Annual Non-Title IV v3.1, Unit 1182 and retrofits | 361 | 2294 | Rate Constraint in lbs/MMBtu | FALSE | L | Annual | Net Emissions Allowance Position | Thousand Tons | 0 | 0 | 0 | 0 | 0 | 0 | 0
CT Fac. Spec. - SO2 Rate Annual Non-Title IV v3.1, Unit 1182 and retrofits | 361 | 2294 | Rate Constraint in lbs/MMBtu | FALSE | L | Annual | Fuel Consumed | TBtu | 0 | 0 | 0 | 0 | 0 | 0 | 0
CT Fac. Spec. - SO2 Rate Annual Non-Title IV v3.1, Unit 1182 and retrofits | 361 | 2294 | Rate Constraint in lbs/MMBtu | FALSE | L | Annual | Rate | lb/MMBtu | 0 | 0 | 0 | 0 | 0 | 0 | 0
CT Fac. Spec. - SO2 Rate Annual Non-Title IV v3.1, Unit 1182 and retrofits | 361 | 2294 | Rate Constraint in lbs/MMBtu | FALSE | L | Annual | Generation | TWh | 0 | 0 | 0 | 0 | 0 | 0 | 0
CT Fac. Spec. - SO2 Rate Annual Non-Title IV v3.1, Unit 1182 and retrofits | 361 | 2294 | Rate Constraint in lbs/MMBtu | FALSE | L | Annual | Qualifying Generation | TWh | 0 | 0 | 0 | 0 | 0 | 0 | 0
CT Fac. Spec. - SO2 Rate Annual Non-Title IV v3.1, Unit 1182 and retrofits | 361 | 2294 | Rate Constraint in lbs/MMBtu | FALSE | L | Annual | Rate | lb/MWh | 0 | 0 | 0 | 0 | 0 | 0 | 0
CT Fac. Spec. - SO2 Rate Annual Non-Title IV v3.1, Unit 1182 and retrofits | 361 | 2294 | Rate Constraint in lbs/MMBtu | FALSE | L | Annual | Constraint Shadow Price | US2011$/Ton | 0 | 0 | 0 | 0 | 0 | 0 | 0
CT Fac. Spec. - SO2 Rate Annual Non-Title IV v3.1, Unit 1183 and retrofits | 362 | 2294 | Rate Constraint in lbs/MMBtu | FALSE | L | Annual | Seasons Included | Seasons | Winter, Summer | Winter, Summer | Winter, Summer | Winter, Summer | Winter, Summer | Winter, Summer | Winter, Summer
CT Fac. Spec. - SO2 Rate Annual Non-Title IV v3.1, Unit 1183 and retrofits | 362 | 2294 | Rate Constraint in lbs/MMBtu | FALSE | L | Annual | Standard | lb/MMBtu | 0.55 | 0.55 | 0.55 | 0.55 | 0.55 | 0.55 | 0.55
CT Fac. Spec. - SO2 Rate Annual Non-Title IV v3.1, Unit 1183 and retrofits | 362 | 2294 | Rate Constraint in lbs/MMBtu | FALSE | L | Annual | Emissions at Affected Plants SO2 | Thousand Tons | 0 | 0 | 0 | 0 | 0 | 0 | 0
CT Fac. Spec. - SO2 Rate Annual Non-Title IV v3.1, Unit 1183 and retrofits | 362 | 2294 | Rate Constraint in lbs/MMBtu | FALSE | L | Annual | Allowances Purchased SO2 | Thousand Tons | 0 | 0 | 0 | 0 | 0 | 0 | 0
CT Fac. Spec. - SO2 Rate Annual Non-Title IV v3.1, Unit 1183 and retrofits | 362 | 2294 | Rate Constraint in lbs/MMBtu | FALSE | L | Annual | Allowances Sold SO2 | Thousand Tons | 0 | 0 | 0 | 0 | 0 | 0 | 0
CT Fac. Spec. - SO2 Rate Annual Non-Title IV v3.1, Unit 1183 and retrofits | 362 | 2294 | Rate Constraint in lbs/MMBtu | FALSE | L | Annual | Allowances Banked | Thousand Tons | 0 | 0 | 0 | 0 | 0 | 0 | 0
CT Fac. Spec. - SO2 Rate Annual Non-Title IV v3.1, Unit 1183 and retrofits | 362 | 2294 | Rate Constraint in lbs/MMBtu | FALSE | L | Annual | Allowances Withdrawn (1:1) | Thousand Tons | 0 | 0 | 0 | 0 | 0 | 0 | 0
CT Fac. Spec. - SO2 Rate Annual Non-Title IV v3.1, Unit 1183 and retrofits | 362 | 2294 | Rate Constraint in lbs/MMBtu | FALSE | L | Annual | Allowances Withdrawn (n:1) | Thousand Tons | 0 | 0 | 0 | 0 | 0 | 0 | 0
CT Fac. Spec. - SO2 Rate Annual Non-Title IV v3.1, Unit 1183 and retrofits | 362 | 2294 | Rate Constraint in lbs/MMBtu | FALSE | L | Annual | Net Emissions Allowance Position | Thousand Tons | 0 | 0 | 0 | 0 | 0 | 0 | 0
CT Fac. Spec. - SO2 Rate Annual Non-Title IV v3.1, Unit 1183 and retrofits | 362 | 2294 | Rate Constraint in lbs/MMBtu | FALSE | L | Annual | Fuel Consumed | TBtu | 0 | 0 | 0 | 0 | 0 | 0 | 0
CT Fac. Spec. - SO2 Rate Annual Non-Title IV v3.1, Unit 1183 and retrofits | 362 | 2294 | Rate Constraint in lbs/MMBtu | FALSE | L | Annual | Rate | lb/MMBtu | 0 | 0 | 0 | 0 | 0 | 0 | 0
CT Fac. Spec. - SO2 Rate Annual Non-Title IV v3.1, Unit 1183 and retrofits | 362 | 2294 | Rate Constraint in lbs/MMBtu | FALSE | L | Annual | Generation | TWh | 0 | 0 | 0 | 0 | 0 | 0 | 0
CT Fac. Spec. - SO2 Rate Annual Non-Title IV v3.1, Unit 1183 and retrofits | 362 | 2294 | Rate Constraint in lbs/MMBtu | FALSE | L | Annual | Qualifying Generation | TWh | 0 | 0 | 0 | 0 | 0 | 0 | 0
CT Fac. Spec. - SO2 Rate Annual Non-Title IV v3.1, Unit 1183 and retrofits | 362 | 2294 | Rate Constraint in lbs/MMBtu | FALSE | L | Annual | Rate | lb/MWh | 0 | 0 | 0 | 0 | 0 | 0 | 0
CT Fac. Spec. - SO2 Rate Annual Non-Title IV v3.1, Unit 1183 and retrofits | 362 | 2294 | Rate Constraint in lbs/MMBtu | FALSE | L | Annual | Constraint Shadow Price | US2011$/Ton | 0 | 0 | 0 | 0 | 0 | 0 | 0
CT Fac. Spec. - SO2 Rate Annual Non-Title IV v3.1, Unit 1200 and retrofits | 363 | 2294 | Rate Constraint in lbs/MMBtu | FALSE | L | Annual | Seasons Included | Seasons | Winter, Summer | Winter, Summer | Winter, Summer | Winter, Summer | Winter, Summer | Winter, Summer | Winter, Summer
CT Fac. Spec. - SO2 Rate Annual Non-Title IV v3.1, Unit 1200 and retrofits | 363 | 2294 | Rate Constraint in lbs/MMBtu | FALSE | L | Annual | Standard | lb/MMBtu | 0.55 | 0.55 | 0.55 | 0.55 | 0.55 | 0.55 | 0.55
CT Fac. Spec. - SO2 Rate Annual Non-Title IV v3.1, Unit 1200 and retrofits | 363 | 2294 | Rate Constraint in lbs/MMBtu | FALSE | L | Annual | Emissions at Affected Plants SO2 | Thousand Tons | 0 | 0 | 0 | 0 | 0 | 0 | 0
CT Fac. Spec. - SO2 Rate Annual Non-Title IV v3.1, Unit 1200 and retrofits | 363 | 2294 | Rate Constraint in lbs/MMBtu | FALSE | L | Annual | Allowances Purchased SO2 | Thousand Tons | 0 | 0 | 0 | 0 | 0 | 0 | 0
CT Fac. Spec. - SO2 Rate Annual Non-Title IV v3.1, Unit 1200 and retrofits | 363 | 2294 | Rate Constraint in lbs/MMBtu | FALSE | L | Annual | Allowances Sold SO2 | Thousand Tons | 0 | 0 | 0 | 0 | 0 | 0 | 0
CT Fac. Spec. - SO2 Rate Annual Non-Title IV v3.1, Unit 1200 and retrofits | 363 | 2294 | Rate Constraint in lbs/MMBtu | FALSE | L | Annual | Allowances Banked | Thousand Tons | 0 | 0 | 0 | 0 | 0 | 0 | 0
CT Fac. Spec. - SO2 Rate Annual Non-Title IV v3.1, Unit 1200 and retrofits | 363 | 2294 | Rate Constraint in lbs/MMBtu | FALSE | L | Annual | Allowances Withdrawn (1:1) | Thousand Tons | 0 | 0 | 0 | 0 | 0 | 0 | 0
CT Fac. Spec. - SO2 Rate Annual Non-Title IV v3.1, Unit 1200 and retrofits | 363 | 2294 | Rate Constraint in lbs/MMBtu | FALSE | L | Annual | Allowances Withdrawn (n:1) | Thousand Tons | 0 | 0 | 0 | 0 | 0 | 0 | 0
CT Fac. Spec. - SO2 Rate Annual Non-Title IV v3.1, Unit 1200 and retrofits | 363 | 2294 | Rate Constraint in lbs/MMBtu | FALSE | L | Annual | Net Emissions Allowance Position | Thousand Tons | 0 | 0 | 0 | 0 | 0 | 0 | 0
CT Fac. Spec. - SO2 Rate Annual Non-Title IV v3.1, Unit 1200 and retrofits | 363 | 2294 | Rate Constraint in lbs/MMBtu | FALSE | L | Annual | Fuel Consumed | TBtu | 0.0073262 | 0.037242 | 0.037242 | 0.037242 | 0.037242 | 0.037242 | 0.037242
CT Fac. Spec. - SO2 Rate Annual Non-Title IV v3.1, Unit 1200 and retrofits | 363 | 2294 | Rate Constraint in lbs/MMBtu | FALSE | L | Annual | Rate | lb/MMBtu | 0 | 0 | 0 | 0 | 0 | 0 | 0
CT Fac. Spec. - SO2 Rate Annual Non-Title IV v3.1, Unit 1200 and retrofits | 363 | 2294 | Rate Constraint in lbs/MMBtu | FALSE | L | Annual | Generation | TWh | 0.00075141 | 0.0038196 | 0.0038196 | 0.0038196 | 0.0038196 | 0.0038196 | 0.0038196
CT Fac. Spec. - SO2 Rate Annual Non-Title IV v3.1, Unit 1200 and retrofits | 363 | 2294 | Rate Constraint in lbs/MMBtu | FALSE | L | Annual | Qualifying Generation | TWh | 0.00075141 | 0.0038196 | 0.0038196 | 0.0038196 | 0.0038196 | 0.0038196 | 0.0038196
CT Fac. Spec. - SO2 Rate Annual Non-Title IV v3.1, Unit 1200 and retrofits | 363 | 2294 | Rate Constraint in lbs/MMBtu | FALSE | L | Annual | Rate | lb/MWh | 0 | 0 | 0 | 0 | 0 | 0 | 0
CT Fac. Spec. - SO2 Rate Annual Non-Title IV v3.1, Unit 1200 and retrofits | 363 | 2294 | Rate Constraint in lbs/MMBtu | FALSE | L | Annual | Constraint Shadow Price | US2011$/Ton | 0 | 0 | 0 | 0 | 0 | 0 | 0
CT Fac. Spec. - SO2 Rate Annual Non-Title IV v3.1, Unit 1208 and retrofits | 364 | 2294 | Rate Constraint in lbs/MMBtu | FALSE | L | Annual | Seasons Included | Seasons | Winter, Summer | Winter, Summer | Winter, Summer | Winter, Summer | Winter, Summer | Winter, Summer | Winter, Summer
CT Fac. Spec. - SO2 Rate Annual Non-Title IV v3.1, Unit 1208 and retrofits | 364 | 2294 | Rate Constraint in lbs/MMBtu | FALSE | L | Annual | Standard | lb/MMBtu | 0.55 | 0.55 | 0.55 | 0.55 | 0.55 | 0.55 | 0.55
CT Fac. Spec. - SO2 Rate Annual Non-Title IV v3.1, Unit 1208 and retrofits | 364 | 2294 | Rate Constraint in lbs/MMBtu | FALSE | L | Annual | Emissions at Affected Plants SO2 | Thousand Tons | 0 | 0 | 0 | 0 | 0 | 0 | 0
CT Fac. Spec. - SO2 Rate Annual Non-Title IV v3.1, Unit 1208 and retrofits | 364 | 2294 | Rate Constraint in lbs/MMBtu | FALSE | L | Annual | Allowances Purchased SO2 | Thousand Tons | 0 | 0 | 0 | 0 | 0 | 0 | 0
CT Fac. Spec. - SO2 Rate Annual Non-Title IV v3.1, Unit 1208 and retrofits | 364 | 2294 | Rate Constraint in lbs/MMBtu | FALSE | L | Annual | Allowances Sold SO2 | Thousand Tons | 0 | 0 | 0 | 0 | 0 | 0 | 0
CT Fac. Spec. - SO2 Rate Annual Non-Title IV v3.1, Unit 1208 and retrofits | 364 | 2294 | Rate Constraint in lbs/MMBtu | FALSE | L | Annual | Allowances Banked | Thousand Tons | 0 | 0 | 0 | 0 | 0 | 0 | 0
CT Fac. Spec. - SO2 Rate Annual Non-Title IV v3.1, Unit 1208 and retrofits | 364 | 2294 | Rate Constraint in lbs/MMBtu | FALSE | L | Annual | Allowances Withdrawn (1:1) | Thousand Tons | 0 | 0 | 0 | 0 | 0 | 0 | 0
CT Fac. Spec. - SO2 Rate Annual Non-Title IV v3.1, Unit 1208 and retrofits | 364 | 2294 | Rate Constraint in lbs/MMBtu | FALSE | L | Annual | Allowances Withdrawn (n:1) | Thousand Tons | 0 | 0 | 0 | 0 | 0 | 0 | 0
CT Fac. Spec. - SO2 Rate Annual Non-Title IV v3.1, Unit 1208 and retrofits | 364 | 2294 | Rate Constraint in lbs/MMBtu | FALSE | L | Annual | Net Emissions Allowance Position | Thousand Tons | 0 | 0 | 0 | 0 | 0 | 0 | 0
CT Fac. Spec. - SO2 Rate Annual Non-Title IV v3.1, Unit 1208 and retrofits | 364 | 2294 | Rate Constraint in lbs/MMBtu | FALSE | L | Annual | Fuel Consumed | TBtu | 0 | 0 | 0 | 0 | 0 | 0 | 0
CT Fac. Spec. - SO2 Rate Annual Non-Title IV v3.1, Unit 1208 and retrofits | 364 | 2294 | Rate Constraint in lbs/MMBtu | FALSE | L | Annual | Rate | lb/MMBtu | 0 | 0 | 0 | 0 | 0 | 0 | 0
CT Fac. Spec. - SO2 Rate Annual Non-Title IV v3.1, Unit 1208 and retrofits | 364 | 2294 | Rate Constraint in lbs/MMBtu | FALSE | L | Annual | Generation | TWh | 0 | 0 | 0 | 0 | 0 | 0 | 0
CT Fac. Spec. - SO2 Rate Annual Non-Title IV v3.1, Unit 1208 and retrofits | 364 | 2294 | Rate Constraint in lbs/MMBtu | FALSE | L | Annual | Qualifying Generation | TWh | 0 | 0 | 0 | 0 | 0 | 0 | 0
CT Fac. Spec. - SO2 Rate Annual Non-Title IV v3.1, Unit 1208 and retrofits | 364 | 2294 | Rate Constraint in lbs/MMBtu | FALSE | L | Annual | Rate | lb/MWh | 0 | 0 | 0 | 0 | 0 | 0 | 0
CT Fac. Spec. - SO2 Rate Annual Non-Title IV v3.1, Unit 1208 and retrofits | 364 | 2294 | Rate Constraint in lbs/MMBtu | FALSE | L | Annual | Constraint Shadow Price | US2011$/Ton | 0 | 0 | 0 | 0 | 0 | 0 | 0
CT Fac. Spec. - SO2 Rate Annual Non-Title IV v3.1, Unit 3065 and retrofits | 365 | 2294 | Rate Constraint in lbs/MMBtu | FALSE | L | Annual | Seasons Included | Seasons | Winter, Summer | Winter, Summer | Winter, Summer | Winter, Summer | Winter, Summer | Winter, Summer | Winter, Summer
CT Fac. Spec. - SO2 Rate Annual Non-Title IV v3.1, Unit 3065 and retrofits | 365 | 2294 | Rate Constraint in lbs/MMBtu | FALSE | L | Annual | Standard | lb/MMBtu | 0.55 | 0.55 | 0.55 | 0.55 | 0.55 | 0.55 | 0.55
CT Fac. Spec. - SO2 Rate Annual Non-Title IV v3.1, Unit 3065 and retrofits | 365 | 2294 | Rate Constraint in lbs/MMBtu | FALSE | L | Annual | Emissions at Affected Plants SO2 | Thousand Tons | 0 | 0 | 0 | 0 | 0 | 0 | 0
CT Fac. Spec. - SO2 Rate Annual Non-Title IV v3.1, Unit 3065 and retrofits | 365 | 2294 | Rate Constraint in lbs/MMBtu | FALSE | L | Annual | Allowances Purchased SO2 | Thousand Tons | 0 | 0 | 0 | 0 | 0 | 0 | 0
CT Fac. Spec. - SO2 Rate Annual Non-Title IV v3.1, Unit 3065 and retrofits | 365 | 2294 | Rate Constraint in lbs/MMBtu | FALSE | L | Annual | Allowances Sold SO2 | Thousand Tons | 0 | 0 | 0 | 0 | 0 | 0 | 0
CT Fac. Spec. - SO2 Rate Annual Non-Title IV v3.1, Unit 3065 and retrofits | 365 | 2294 | Rate Constraint in lbs/MMBtu | FALSE | L | Annual | Allowances Banked | Thousand Tons | 0 | 0 | 0 | 0 | 0 | 0 | 0
CT Fac. Spec. - SO2 Rate Annual Non-Title IV v3.1, Unit 3065 and retrofits | 365 | 2294 | Rate Constraint in lbs/MMBtu | FALSE | L | Annual | Allowances Withdrawn (1:1) | Thousand Tons | 0 | 0 | 0 | 0 | 0 | 0 | 0
CT Fac. Spec. - SO2 Rate Annual Non-Title IV v3.1, Unit 3065 and retrofits | 365 | 2294 | Rate Constraint in lbs/MMBtu | FALSE | L | Annual | Allowances Withdrawn (n:1) | Thousand Tons | 0 | 0 | 0 | 0 | 0 | 0 | 0
CT Fac. Spec. - SO2 Rate Annual Non-Title IV v3.1, Unit 3065 and retrofits | 365 | 2294 | Rate Constraint in lbs/MMBtu | FALSE | L | Annual | Net Emissions Allowance Position | Thousand Tons | 0 | 0 | 0 | 0 | 0 | 0 | 0
CT Fac. Spec. - SO2 Rate Annual Non-Title IV v3.1, Unit 3065 and retrofits | 365 | 2294 | Rate Constraint in lbs/MMBtu | FALSE | L | Annual | Fuel Consumed | TBtu | 0.31662 | 0.31662 | 0.11124 | 0.11124 | 0.11124 | 0.30789 | 0.30789
CT Fac. Spec. - SO2 Rate Annual Non-Title IV v3.1, Unit 3065 and retrofits | 365 | 2294 | Rate Constraint in lbs/MMBtu | FALSE | L | Annual | Rate | lb/MMBtu | 0 | 0 | 0 | 0 | 0 | 0 | 0
CT Fac. Spec. - SO2 Rate Annual Non-Title IV v3.1, Unit 3065 and retrofits | 365 | 2294 | Rate Constraint in lbs/MMBtu | FALSE | L | Annual | Generation | TWh | 0.03568 | 0.03568 | 0.012535 | 0.012535 | 0.012535 | 0.034695 | 0.034695
CT Fac. Spec. - SO2 Rate Annual Non-Title IV v3.1, Unit 3065 and retrofits | 365 | 2294 | Rate Constraint in lbs/MMBtu | FALSE | L | Annual | Qualifying Generation | TWh | 0.03568 | 0.03568 | 0.012535 | 0.012535 | 0.012535 | 0.034695 | 0.034695
CT Fac. Spec. - SO2 Rate Annual Non-Title IV v3.1, Unit 3065 and retrofits | 365 | 2294 | Rate Constraint in lbs/MMBtu | FALSE | L | Annual | Rate | lb/MWh | 0 | 0 | 0 | 0 | 0 | 0 | 0
CT Fac. Spec. - SO2 Rate Annual Non-Title IV v3.1, Unit 3065 and retrofits | 365 | 2294 | Rate Constraint in lbs/MMBtu | FALSE | L | Annual | Constraint Shadow Price | US2011$/Ton | 0 | 0 | 0 | 0 | 0 | 0 | 0
CT Fac. Spec. - SO2 Rate Annual Non-Title IV v3.1, Unit 3074 and retrofits | 366 | 2294 | Rate Constraint in lbs/MMBtu | FALSE | L | Annual | Seasons Included | Seasons | Winter, Summer | Winter, Summer | Winter, Summer | Winter, Summer | Winter, Summer | Winter, Summer | Winter, Summer
CT Fac. Spec. - SO2 Rate Annual Non-Title IV v3.1, Unit 3074 and retrofits | 366 | 2294 | Rate Constraint in lbs/MMBtu | FALSE | L | Annual | Standard | lb/MMBtu | 0.55 | 0.55 | 0.55 | 0.55 | 0.55 | 0.55 | 0.55
CT Fac. Spec. - SO2 Rate Annual Non-Title IV v3.1, Unit 3074 and retrofits | 366 | 2294 | Rate Constraint in lbs/MMBtu | FALSE | L | Annual | Emissions at Affected Plants SO2 | Thousand Tons | 0 | 0 | 0 | 0 | 0 | 0 | 0
CT Fac. Spec. - SO2 Rate Annual Non-Title IV v3.1, Unit 3074 and retrofits | 366 | 2294 | Rate Constraint in lbs/MMBtu | FALSE | L | Annual | Allowances Purchased SO2 | Thousand Tons | 0 | 0 | 0 | 0 | 0 | 0 | 0
CT Fac. Spec. - SO2 Rate Annual Non-Title IV v3.1, Unit 3074 and retrofits | 366 | 2294 | Rate Constraint in lbs/MMBtu | FALSE | L | Annual | Allowances Sold SO2 | Thousand Tons | 0 | 0 | 0 | 0 | 0 | 0 | 0
CT Fac. Spec. - SO2 Rate Annual Non-Title IV v3.1, Unit 3074 and retrofits | 366 | 2294 | Rate Constraint in lbs/MMBtu | FALSE | L | Annual | Allowances Banked | Thousand Tons | 0 | 0 | 0 | 0 | 0 | 0 | 0
CT Fac. Spec. - SO2 Rate Annual Non-Title IV v3.1, Unit 3074 and retrofits | 366 | 2294 | Rate Constraint in lbs/MMBtu | FALSE | L | Annual | Allowances Withdrawn (1:1) | Thousand Tons | 0 | 0 | 0 | 0 | 0 | 0 | 0
CT Fac. Spec. - SO2 Rate Annual Non-Title IV v3.1, Unit 3074 and retrofits | 366 | 2294 | Rate Constraint in lbs/MMBtu | FALSE | L | Annual | Allowances Withdrawn (n:1) | Thousand Tons | 0 | 0 | 0 | 0 | 0 | 0 | 0
CT Fac. Spec. - SO2 Rate Annual Non-Title IV v3.1, Unit 3074 and retrofits | 366 | 2294 | Rate Constraint in lbs/MMBtu | FALSE | L | Annual | Net Emissions Allowance Position | Thousand Tons | 0 | 0 | 0 | 0 | 0 | 0 | 0
CT Fac. Spec. - SO2 Rate Annual Non-Title IV v3.1, Unit 3074 and retrofits | 366 | 2294 | Rate Constraint in lbs/MMBtu | FALSE | L | Annual | Fuel Consumed | TBtu | 0.87481 | 0.87481 | 0.87481 | 0.87481 | 0.87481 | 0.87481 | 0.87481
CT Fac. Spec. - SO2 Rate Annual Non-Title IV v3.1, Unit 3074 and retrofits | 366 | 2294 | Rate Constraint in lbs/MMBtu | FALSE | L | Annual | Rate | lb/MMBtu | 0 | 0 | 0 | 0 | 0 | 0 | 0
CT Fac. Spec. - SO2 Rate Annual Non-Title IV v3.1, Unit 3074 and retrofits | 366 | 2294 | Rate Constraint in lbs/MMBtu | FALSE | L | Annual | Generation | TWh | 0.12174 | 0.12174 | 0.12174 | 0.12174 | 0.12174 | 0.12174 | 0.12174
CT Fac. Spec. - SO2 Rate Annual Non-Title IV v3.1, Unit 3074 and retrofits | 366 | 2294 | Rate Constraint in lbs/MMBtu | FALSE | L | Annual | Qualifying Generation | TWh | 0.12174 | 0.12174 | 0.12174 | 0.12174 | 0.12174 | 0.12174 | 0.12174
CT Fac. Spec. - SO2 Rate Annual Non-Title IV v3.1, Unit 3074 and retrofits | 366 | 2294 | Rate Constraint in lbs/MMBtu | FALSE | L | Annual | Rate | lb/MWh | 0 | 0 | 0 | 0 | 0 | 0 | 0
CT Fac. Spec. - SO2 Rate Annual Non-Title IV v3.1, Unit 3074 and retrofits | 366 | 2294 | Rate Constraint in lbs/MMBtu | FALSE | L | Annual | Constraint Shadow Price | US2011$/Ton | 0 | 0 | 0 | 0 | 0 | 0 | 0
CT Fac. Spec. - SO2 Rate Annual Non-Title IV v3.1, Unit 5397 and retrofits | 367 | 2294 | Rate Constraint in lbs/MMBtu | FALSE | L | Annual | Seasons Included | Seasons | Winter, Summer | Winter, Summer | Winter, Summer | Winter, Summer | Winter, Summer | Winter, Summer | Winter, Summer
CT Fac. Spec. - SO2 Rate Annual Non-Title IV v3.1, Unit 5397 and retrofits | 367 | 2294 | Rate Constraint in lbs/MMBtu | FALSE | L | Annual | Standard | lb/MMBtu | 0.55 | 0.55 | 0.55 | 0.55 | 0.55 | 0.55 | 0.55
CT Fac. Spec. - SO2 Rate Annual Non-Title IV v3.1, Unit 5397 and retrofits | 367 | 2294 | Rate Constraint in lbs/MMBtu | FALSE | L | Annual | Emissions at Affected Plants SO2 | Thousand Tons | 0.042484 | 0.042484 | 0.042484 | 0.042484 | 0.042484 | 0.042484 | 0.042484
CT Fac. Spec. - SO2 Rate Annual Non-Title IV v3.1, Unit 5397 and retrofits | 367 | 2294 | Rate Constraint in lbs/MMBtu | FALSE | L | Annual | Allowances Purchased SO2 | Thousand Tons | 0 | 0 | 0 | 0 | 0 | 0 | 0
CT Fac. Spec. - SO2 Rate Annual Non-Title IV v3.1, Unit 5397 and retrofits | 367 | 2294 | Rate Constraint in lbs/MMBtu | FALSE | L | Annual | Allowances Sold SO2 | Thousand Tons | 0 | 0 | 0 | 0 | 0 | 0 | 0
CT Fac. Spec. - SO2 Rate Annual Non-Title IV v3.1, Unit 5397 and retrofits | 367 | 2294 | Rate Constraint in lbs/MMBtu | FALSE | L | Annual | Allowances Banked | Thousand Tons | 0 | 0 | 0 | 0 | 0 | 0 | 0
CT Fac. Spec. - SO2 Rate Annual Non-Title IV v3.1, Unit 5397 and retrofits | 367 | 2294 | Rate Constraint in lbs/MMBtu | FALSE | L | Annual | Allowances Withdrawn (1:1) | Thousand Tons | 0 | 0 | 0 | 0 | 0 | 0 | 0
CT Fac. Spec. - SO2 Rate Annual Non-Title IV v3.1, Unit 5397 and retrofits | 367 | 2294 | Rate Constraint in lbs/MMBtu | FALSE | L | Annual | Allowances Withdrawn (n:1) | Thousand Tons | 0 | 0 | 0 | 0 | 0 | 0 | 0
CT Fac. Spec. - SO2 Rate Annual Non-Title IV v3.1, Unit 5397 and retrofits | 367 | 2294 | Rate Constraint in lbs/MMBtu | FALSE | L | Annual | Net Emissions Allowance Position | Thousand Tons | 0.042484 | 0.042484 | 0.042484 | 0.042484 | 0.042484 | 0.042484 | 0.042484
CT Fac. Spec. - SO2 Rate Annual Non-Title IV v3.1, Unit 5397 and retrofits | 367 | 2294 | Rate Constraint in lbs/MMBtu | FALSE | L | Annual | Fuel Consumed | TBtu | 0.97106 | 0.97106 | 0.97106 | 0.97106 | 0.97106 | 0.97106 | 0.97106
CT Fac. Spec. - SO2 Rate Annual Non-Title IV v3.1, Unit 5397 and retrofits | 367 | 2294 | Rate Constraint in lbs/MMBtu | FALSE | L | Annual | Rate | lb/MMBtu | 0.0875 | 0.0875 | 0.0875 | 0.0875 | 0.0875 | 0.0875 | 0.0875
CT Fac. Spec. - SO2 Rate Annual Non-Title IV v3.1, Unit 5397 and retrofits | 367 | 2294 | Rate Constraint in lbs/MMBtu | FALSE | L | Annual | Generation | TWh | 0.049435 | 0.049435 | 0.049435 | 0.049435 | 0.049435 | 0.049435 | 0.049435
CT Fac. Spec. - SO2 Rate Annual Non-Title IV v3.1, Unit 5397 and retrofits | 367 | 2294 | Rate Constraint in lbs/MMBtu | FALSE | L | Annual | Qualifying Generation | TWh | 0.049435 | 0.049435 | 0.049435 | 0.049435 | 0.049435 | 0.049435 | 0.049435
CT Fac. Spec. - SO2 Rate Annual Non-Title IV v3.1, Unit 5397 and retrofits | 367 | 2294 | Rate Constraint in lbs/MMBtu | FALSE | L | Annual | Rate | lb/MWh | 0.85938 | 0.85938 | 0.85938 | 0.85938 | 0.85938 | 0.85938 | 0.85938
CT Fac. Spec. - SO2 Rate Annual Non-Title IV v3.1, Unit 5397 and retrofits | 367 | 2294 | Rate Constraint in lbs/MMBtu | FALSE | L | Annual | Constraint Shadow Price | US2011$/Ton | 0 | 0 | 0 | 0 | 0 | 0 | 0
CT Fac. Spec. - SO2 Rate Annual Non-Title IV v3.1, Unit 5398 and retrofits | 368 | 2294 | Rate Constraint in lbs/MMBtu | FALSE | L | Annual | Seasons Included | Seasons | Winter, Summer | Winter, Summer | Winter, Summer | Winter, Summer | Winter, Summer | Winter, Summer | Winter, Summer
CT Fac. Spec. - SO2 Rate Annual Non-Title IV v3.1, Unit 5398 and retrofits | 368 | 2294 | Rate Constraint in lbs/MMBtu | FALSE | L | Annual | Standard | lb/MMBtu | 0.55 | 0.55 | 0.55 | 0.55 | 0.55 | 0.55 | 0.55
CT Fac. Spec. - SO2 Rate Annual Non-Title IV v3.1, Unit 5398 and retrofits | 368 | 2294 | Rate Constraint in lbs/MMBtu | FALSE | L | Annual | Emissions at Affected Plants SO2 | Thousand Tons | 0.042373 | 0.042373 | 0.042373 | 0.042373 | 0.042373 | 0.042373 | 0.042373
CT Fac. Spec. - SO2 Rate Annual Non-Title IV v3.1, Unit 5398 and retrofits | 368 | 2294 | Rate Constraint in lbs/MMBtu | FALSE | L | Annual | Allowances Purchased SO2 | Thousand Tons | 0 | 0 | 0 | 0 | 0 | 0 | 0
CT Fac. Spec. - SO2 Rate Annual Non-Title IV v3.1, Unit 5398 and retrofits | 368 | 2294 | Rate Constraint in lbs/MMBtu | FALSE | L | Annual | Allowances Sold SO2 | Thousand Tons | 0 | 0 | 0 | 0 | 0 | 0 | 0
CT Fac. Spec. - SO2 Rate Annual Non-Title IV v3.1, Unit 5398 and retrofits | 368 | 2294 | Rate Constraint in lbs/MMBtu | FALSE | L | Annual | Allowances Banked | Thousand Tons | 0 | 0 | 0 | 0 | 0 | 0 | 0
CT Fac. Spec. - SO2 Rate Annual Non-Title IV v3.1, Unit 5398 and retrofits | 368 | 2294 | Rate Constraint in lbs/MMBtu | FALSE | L | Annual | Allowances Withdrawn (1:1) | Thousand Tons | 0 | 0 | 0 | 0 | 0 | 0 | 0
CT Fac. Spec. - SO2 Rate Annual Non-Title IV v3.1, Unit 5398 and retrofits | 368 | 2294 | Rate Constraint in lbs/MMBtu | FALSE | L | Annual | Allowances Withdrawn (n:1) | Thousand Tons | 0 | 0 | 0 | 0 | 0 | 0 | 0
CT Fac. Spec. - SO2 Rate Annual Non-Title IV v3.1, Unit 5398 and retrofits | 368 | 2294 | Rate Constraint in lbs/MMBtu | FALSE | L | Annual | Net Emissions Allowance Position | Thousand Tons | 0.042373 | 0.042373 | 0.042373 | 0.042373 | 0.042373 | 0.042373 | 0.042373
CT Fac. Spec. - SO2 Rate Annual Non-Title IV v3.1, Unit 5398 and retrofits | 368 | 2294 | Rate Constraint in lbs/MMBtu | FALSE | L | Annual | Fuel Consumed | TBtu | 1.2744 | 1.2744 | 1.2744 | 1.2744 | 1.2744 | 1.2744 | 1.2744
CT Fac. Spec. - SO2 Rate Annual Non-Title IV v3.1, Unit 5398 and retrofits | 368 | 2294 | Rate Constraint in lbs/MMBtu | FALSE | L | Annual | Rate | lb/MMBtu | 0.0665 | 0.0665 | 0.0665 | 0.0665 | 0.0665 | 0.0665 | 0.0665
CT Fac. Spec. - SO2 Rate Annual Non-Title IV v3.1, Unit 5398 and retrofits | 368 | 2294 | Rate Constraint in lbs/MMBtu | FALSE | L | Annual | Generation | TWh | 0.079509 | 0.079509 | 0.079509 | 0.079509 | 0.079509 | 0.079509 | 0.079509
CT Fac. Spec. - SO2 Rate Annual Non-Title IV v3.1, Unit 5398 and retrofits | 368 | 2294 | Rate Constraint in lbs/MMBtu | FALSE | L | Annual | Qualifying Generation | TWh | 0.079509 | 0.079509 | 0.079509 | 0.079509 | 0.079509 | 0.079509 | 0.079509
CT Fac. Spec. - SO2 Rate Annual Non-Title IV v3.1, Unit 5398 and retrofits | 368 | 2294 | Rate Constraint in lbs/MMBtu | FALSE | L | Annual | Rate | lb/MWh | 0.53293 | 0.53293 | 0.53293 | 0.53293 | 0.53293 | 0.53293 | 0.53293
CT Fac. Spec. - SO2 Rate Annual Non-Title IV v3.1, Unit 5398 and retrofits | 368 | 2294 | Rate Constraint in lbs/MMBtu | FALSE | L | Annual | Constraint Shadow Price | US2011$/Ton | 0 | 0 | 0 | 0 | 0 | 0 | 0
CT Fac. Spec. - SO2 Rate Annual Non-Title IV v3.1, Unit 5399 and retrofits | 369 | 2294 | Rate Constraint in lbs/MMBtu | FALSE | L | Annual | Seasons Included | Seasons | Winter, Summer | Winter, Summer | Winter, Summer | Winter, Summer | Winter, Summer | Winter, Summer | Winter, Summer
CT Fac. Spec. - SO2 Rate Annual Non-Title IV v3.1, Unit 5399 and retrofits | 369 | 2294 | Rate Constraint in lbs/MMBtu | FALSE | L | Annual | Standard | lb/MMBtu | 0.55 | 0.55 | 0.55 | 0.55 | 0.55 | 0.55 | 0.55
CT Fac. Spec. - SO2 Rate Annual Non-Title IV v3.1, Unit 5399 and retrofits | 369 | 2294 | Rate Constraint in lbs/MMBtu | FALSE | L | Annual | Emissions at Affected Plants SO2 | Thousand Tons | 0.042373 | 0.042373 | 0.042373 | 0.042373 | 0.042373 | 0.042373 | 0.042373
CT Fac. Spec. - SO2 Rate Annual Non-Title IV v3.1, Unit 5399 and retrofits | 369 | 2294 | Rate Constraint in lbs/MMBtu | FALSE | L | Annual | Allowances Purchased SO2 | Thousand Tons | 0 | 0 | 0 | 0 | 0 | 0 | 0
CT Fac. Spec. - SO2 Rate Annual Non-Title IV v3.1, Unit 5399 and retrofits | 369 | 2294 | Rate Constraint in lbs/MMBtu | FALSE | L | Annual | Allowances Sold SO2 | Thousand Tons | 0 | 0 | 0 | 0 | 0 | 0 | 0
CT Fac. Spec. - SO2 Rate Annual Non-Title IV v3.1, Unit 5399 and retrofits | 369 | 2294 | Rate Constraint in lbs/MMBtu | FALSE | L | Annual | Allowances Banked | Thousand Tons | 0 | 0 | 0 | 0 | 0 | 0 | 0
CT Fac. Spec. - SO2 Rate Annual Non-Title IV v3.1, Unit 5399 and retrofits | 369 | 2294 | Rate Constraint in lbs/MMBtu | FALSE | L | Annual | Allowances Withdrawn (1:1) | Thousand Tons | 0 | 0 | 0 | 0 | 0 | 0 | 0
CT Fac. Spec. - SO2 Rate Annual Non-Title IV v3.1, Unit 5399 and retrofits | 369 | 2294 | Rate Constraint in lbs/MMBtu | FALSE | L | Annual | Allowances Withdrawn (n:1) | Thousand Tons | 0 | 0 | 0 | 0 | 0 | 0 | 0
CT Fac. Spec. - SO2 Rate Annual Non-Title IV v3.1, Unit 5399 and retrofits | 369 | 2294 | Rate Constraint in lbs/MMBtu | FALSE | L | Annual | Net Emissions Allowance Position | Thousand Tons | 0.042373 | 0.042373 | 0.042373 | 0.042373 | 0.042373 | 0.042373 | 0.042373
CT Fac. Spec. - SO2 Rate Annual Non-Title IV v3.1, Unit 5399 and retrofits | 369 | 2294 | Rate Constraint in lbs/MMBtu | FALSE | L | Annual | Fuel Consumed | TBtu | 1.2744 | 1.2744 | 1.2744 | 1.2744 | 1.2744 | 1.2744 | 1.2744
CT Fac. Spec. - SO2 Rate Annual Non-Title IV v3.1, Unit 5399 and retrofits | 369 | 2294 | Rate Constraint in lbs/MMBtu | FALSE | L | Annual | Rate | lb/MMBtu | 0.0665 | 0.0665 | 0.0665 | 0.0665 | 0.0665 | 0.0665 | 0.0665
CT Fac. Spec. - SO2 Rate Annual Non-Title IV v3.1, Unit 5399 and retrofits | 369 | 2294 | Rate Constraint in lbs/MMBtu | FALSE | L | Annual | Generation | TWh | 0.079509 | 0.079509 | 0.079509 | 0.079509 | 0.079509 | 0.079509 | 0.079509
CT Fac. Spec. - SO2 Rate Annual Non-Title IV v3.1, Unit 5399 and retrofits | 369 | 2294 | Rate Constraint in lbs/MMBtu | FALSE | L | Annual | Qualifying Generation | TWh | 0.079509 | 0.079509 | 0.079509 | 0.079509 | 0.079509 | 0.079509 | 0.079509
CT Fac. Spec. - SO2 Rate Annual Non-Title IV v3.1, Unit 5399 and retrofits | 369 | 2294 | Rate Constraint in lbs/MMBtu | FALSE | L | Annual | Rate | lb/MWh | 0.53293 | 0.53293 | 0.53293 | 0.53293 | 0.53293 | 0.53293 | 0.53293
CT Fac. Spec. - SO2 Rate Annual Non-Title IV v3.1, Unit 5399 and retrofits | 369 | 2294 | Rate Constraint in lbs/MMBtu | FALSE | L | Annual | Constraint Shadow Price | US2011$/Ton | 0 | 0 | 0 | 0 | 0 | 0 | 0
CT Fac. Spec. - SO2 Rate Annual Non-Title IV v3.1, Unit 5400 and retrofits | 370 | 2294 | Rate Constraint in lbs/MMBtu | FALSE | L | Annual | Seasons Included | Seasons | Winter, Summer | Winter, Summer | Winter, Summer | Winter, Summer | Winter, Summer | Winter, Summer | Winter, Summer
CT Fac. Spec. - SO2 Rate Annual Non-Title IV v3.1, Unit 5400 and retrofits | 370 | 2294 | Rate Constraint in lbs/MMBtu | FALSE | L | Annual | Standard | lb/MMBtu | 0.55 | 0.55 | 0.55 | 0.55 | 0.55 | 0.55 | 0.55
CT Fac. Spec. - SO2 Rate Annual Non-Title IV v3.1, Unit 5400 and retrofits | 370 | 2294 | Rate Constraint in lbs/MMBtu | FALSE | L | Annual | Emissions at Affected Plants SO2 | Thousand Tons | 0.042373 | 0.042373 | 0.042373 | 0.042373 | 0.042373 | 0.042373 | 0.042373
CT Fac. Spec. - SO2 Rate Annual Non-Title IV v3.1, Unit 5400 and retrofits | 370 | 2294 | Rate Constraint in lbs/MMBtu | FALSE | L | Annual | Allowances Purchased SO2 | Thousand Tons | 0 | 0 | 0 | 0 | 0 | 0 | 0
CT Fac. Spec. - SO2 Rate Annual Non-Title IV v3.1, Unit 5400 and retrofits | 370 | 2294 | Rate Constraint in lbs/MMBtu | FALSE | L | Annual | Allowances Sold SO2 | Thousand Tons | 0 | 0 | 0 | 0 | 0 | 0 | 0
CT Fac. Spec. - SO2 Rate Annual Non-Title IV v3.1, Unit 5400 and retrofits | 370 | 2294 | Rate Constraint in lbs/MMBtu | FALSE | L | Annual | Allowances Banked | Thousand Tons | 0 | 0 | 0 | 0 | 0 | 0 | 0
CT Fac. Spec. - SO2 Rate Annual Non-Title IV v3.1, Unit 5400 and retrofits | 370 | 2294 | Rate Constraint in lbs/MMBtu | FALSE | L | Annual | Allowances Withdrawn (1:1) | Thousand Tons | 0 | 0 | 0 | 0 | 0 | 0 | 0
CT Fac. Spec. - SO2 Rate Annual Non-Title IV v3.1, Unit 5400 and retrofits | 370 | 2294 | Rate Constraint in lbs/MMBtu | FALSE | L | Annual | Allowances Withdrawn (n:1) | Thousand Tons | 0 | 0 | 0 | 0 | 0 | 0 | 0
CT Fac. Spec. - SO2 Rate Annual Non-Title IV v3.1, Unit 5400 and retrofits | 370 | 2294 | Rate Constraint in lbs/MMBtu | FALSE | L | Annual | Net Emissions Allowance Position | Thousand Tons | 0.042373 | 0.042373 | 0.042373 | 0.042373 | 0.042373 | 0.042373 | 0.042373
CT Fac. Spec. - SO2 Rate Annual Non-Title IV v3.1, Unit 5400 and retrofits | 370 | 2294 | Rate Constraint in lbs/MMBtu | FALSE | L | Annual | Fuel Consumed | TBtu | 1.2744 | 1.2744 | 1.2744 | 1.2744 | 1.2744 | 1.2744 | 1.2744
CT Fac. Spec. - SO2 Rate Annual Non-Title IV v3.1, Unit 5400 and retrofits | 370 | 2294 | Rate Constraint in lbs/MMBtu | FALSE | L | Annual | Rate | lb/MMBtu | 0.0665 | 0.0665 | 0.0665 | 0.0665 | 0.0665 | 0.0665 | 0.0665
CT Fac. Spec. - SO2 Rate Annual Non-Title IV v3.1, Unit 5400 and retrofits | 370 | 2294 | Rate Constraint in lbs/MMBtu | FALSE | L | Annual | Generation | TWh | 0.079509 | 0.079509 | 0.079509 | 0.079509 | 0.079509 | 0.079509 | 0.079509
CT Fac. Spec. - SO2 Rate Annual Non-Title IV v3.1, Unit 5400 and retrofits | 370 | 2294 | Rate Constraint in lbs/MMBtu | FALSE | L | Annual | Qualifying Generation | TWh | 0.079509 | 0.079509 | 0.079509 | 0.079509 | 0.079509 | 0.079509 | 0.079509
CT Fac. Spec. - SO2 Rate Annual Non-Title IV v3.1, Unit 5400 and retrofits | 370 | 2294 | Rate Constraint in lbs/MMBtu | FALSE | L | Annual | Rate | lb/MWh | 0.53293 | 0.53293 | 0.53293 | 0.53293 | 0.53293 | 0.53293 | 0.53293
CT Fac. Spec. - SO2 Rate Annual Non-Title IV v3.1, Unit 5400 and retrofits | 370 | 2294 | Rate Constraint in lbs/MMBtu | FALSE | L | Annual | Constraint Shadow Price | US2011$/Ton | 0 | 0 | 0 | 0 | 0 | 0 | 0
CT Fac. Spec. - SO2 Rate Annual Non-Title IV v3.1, Unit 5401 and retrofits | 371 | 2294 | Rate Constraint in lbs/MMBtu | FALSE | L | Annual | Seasons Included | Seasons | Winter, Summer | Winter, Summer | Winter, Summer | Winter, Summer | Winter, Summer | Winter, Summer | Winter, Summer
CT Fac. Spec. - SO2 Rate Annual Non-Title IV v3.1, Unit 5401 and retrofits | 371 | 2294 | Rate Constraint in lbs/MMBtu | FALSE | L | Annual | Standard | lb/MMBtu | 0.55 | 0.55 | 0.55 | 0.55 | 0.55 | 0.55 | 0.55
CT Fac. Spec. - SO2 Rate Annual Non-Title IV v3.1, Unit 5401 and retrofits | 371 | 2294 | Rate Constraint in lbs/MMBtu | FALSE | L | Annual | Emissions at Affected Plants SO2 | Thousand Tons | 0.014717 | 0.014717 | 0.014717 | 0.014717 | 0.014717 | 0.014717 | 0.014717
CT Fac. Spec. - SO2 Rate Annual Non-Title IV v3.1, Unit 5401 and retrofits | 371 | 2294 | Rate Constraint in lbs/MMBtu | FALSE | L | Annual | Allowances Purchased SO2 | Thousand Tons | 0 | 0 | 0 | 0 | 0 | 0 | 0
CT Fac. Spec. - SO2 Rate Annual Non-Title IV v3.1, Unit 5401 and retrofits | 371 | 2294 | Rate Constraint in lbs/MMBtu | FALSE | L | Annual | Allowances Sold SO2 | Thousand Tons | 0 | 0 | 0 | 0 | 0 | 0 | 0
CT Fac. Spec. - SO2 Rate Annual Non-Title IV v3.1, Unit 5401 and retrofits | 371 | 2294 | Rate Constraint in lbs/MMBtu | FALSE | L | Annual | Allowances Banked | Thousand Tons | 0 | 0 | 0 | 0 | 0 | 0 | 0
CT Fac. Spec. - SO2 Rate Annual Non-Title IV v3.1, Unit 5401 and retrofits | 371 | 2294 | Rate Constraint in lbs/MMBtu | FALSE | L | Annual | Allowances Withdrawn (1:1) | Thousand Tons | 0 | 0 | 0 | 0 | 0 | 0 | 0
CT Fac. Spec. - SO2 Rate Annual Non-Title IV v3.1, Unit 5401 and retrofits | 371 | 2294 | Rate Constraint in lbs/MMBtu | FALSE | L | Annual | Allowances Withdrawn (n:1) | Thousand Tons | 0 | 0 | 0 | 0 | 0 | 0 | 0
CT Fac. Spec. - SO2 Rate Annual Non-Title IV v3.1, Unit 5401 and retrofits | 371 | 2294 | Rate Constraint in lbs/MMBtu | FALSE | L | Annual | Net Emissions Allowance Position | Thousand Tons | 0.014717 | 0.014717 | 0.014717 | 0.014717 | 0.014717 | 0.014717 | 0.014717
CT Fac. Spec. - SO2 Rate Annual Non-Title IV v3.1, Unit 5401 and retrofits | 371 | 2294 | Rate Constraint in lbs/MMBtu | FALSE | L | Annual | Fuel Consumed | TBtu | 0.56065 | 0.56065 | 0.56065 | 0.56065 | 0.56065 | 0.56065 | 0.56065
CT Fac. Spec. - SO2 Rate Annual Non-Title IV v3.1, Unit 5401 and retrofits | 371 | 2294 | Rate Constraint in lbs/MMBtu | FALSE | L | Annual | Rate | lb/MMBtu | 0.0525 | 0.0525 | 0.0525 | 0.0525 | 0.0525 | 0.0525 | 0.0525
CT Fac. Spec. - SO2 Rate Annual Non-Title IV v3.1, Unit 5401 and retrofits | 371 | 2294 | Rate Constraint in lbs/MMBtu | FALSE | L | Annual | Generation | TWh | 0.027189 | 0.027189 | 0.027189 | 0.027189 | 0.027189 | 0.027189 | 0.027189
CT Fac. Spec. - SO2 Rate Annual Non-Title IV v3.1, Unit 5401 and retrofits | 371 | 2294 | Rate Constraint in lbs/MMBtu | FALSE | L | Annual | Qualifying Generation | TWh | 0.027189 | 0.027189 | 0.027189 | 0.027189 | 0.027189 | 0.027189 | 0.027189
CT Fac. Spec. - SO2 Rate Annual Non-Title IV v3.1, Unit 5401 and retrofits | 371 | 2294 | Rate Constraint in lbs/MMBtu | FALSE | L | Annual | Rate | lb/MWh | 0.54128 | 0.54128 | 0.54128 | 0.54128 | 0.54128 | 0.54128 | 0.54128
CT Fac. Spec. - SO2 Rate Annual Non-Title IV v3.1, Unit 5401 and retrofits | 371 | 2294 | Rate Constraint in lbs/MMBtu | FALSE | L | Annual | Constraint Shadow Price | US2011$/Ton | 0 | 0 | 0 | 0 | 0 | 0 | 0
CT Fac. Spec. - SO2 Rate Annual Non-Title IV v3.1, Unit 5402 and retrofits | 372 | 2294 | Rate Constraint in lbs/MMBtu | FALSE | L | Annual | Seasons Included | Seasons | Winter, Summer | Winter, Summer | Winter, Summer | Winter, Summer | Winter, Summer | Winter, Summer | Winter, Summer
CT Fac. Spec. - SO2 Rate Annual Non-Title IV v3.1, Unit 5402 and retrofits | 372 | 2294 | Rate Constraint in lbs/MMBtu | FALSE | L | Annual | Standard | lb/MMBtu | 0.55 | 0.55 | 0.55 | 0.55 | 0.55 | 0.55 | 0.55
CT Fac. Spec. - SO2 Rate Annual Non-Title IV v3.1, Unit 5402 and retrofits | 372 | 2294 | Rate Constraint in lbs/MMBtu | FALSE | L | Annual | Emissions at Affected Plants SO2 | Thousand Tons | 0.014717 | 0.014717 | 0.014717 | 0.014717 | 0.014717 | 0.014717 | 0.014717
CT Fac. Spec. - SO2 Rate Annual Non-Title IV v3.1, Unit 5402 and retrofits | 372 | 2294 | Rate Constraint in lbs/MMBtu | FALSE | L | Annual | Allowances Purchased SO2 | Thousand Tons | 0 | 0 | 0 | 0 | 0 | 0 | 0
CT Fac. Spec. - SO2 Rate Annual Non-Title IV v3.1, Unit 5402 and retrofits | 372 | 2294 | Rate Constraint in lbs/MMBtu | FALSE | L | Annual | Allowances Sold SO2 | Thousand Tons | 0 | 0 | 0 | 0 | 0 | 0 | 0
CT Fac. Spec. - SO2 Rate Annual Non-Title IV v3.1, Unit 5402 and retrofits | 372 | 2294 | Rate Constraint in lbs/MMBtu | FALSE | L | Annual | Allowances Banked | Thousand Tons | 0 | 0 | 0 | 0 | 0 | 0 | 0
CT Fac. Spec. - SO2 Rate Annual Non-Title IV v3.1, Unit 5402 and retrofits | 372 | 2294 | Rate Constraint in lbs/MMBtu | FALSE | L | Annual | Allowances Withdrawn (1:1) | Thousand Tons | 0 | 0 | 0 | 0 | 0 | 0 | 0
CT Fac. Spec. - SO2 Rate Annual Non-Title IV v3.1, Unit 5402 and retrofits | 372 | 2294 | Rate Constraint in lbs/MMBtu | FALSE | L | Annual | Allowances Withdrawn (n:1) | Thousand Tons | 0 | 0 | 0 | 0 | 0 | 0 | 0
CT Fac. Spec. - SO2 Rate Annual Non-Title IV v3.1, Unit 5402 and retrofits | 372 | 2294 | Rate Constraint in lbs/MMBtu | FALSE | L | Annual | Net Emissions Allowance Position | Thousand Tons | 0.014717 | 0.014717 | 0.014717 | 0.014717 | 0.014717 | 0.014717 | 0.014717
CT Fac. Spec. - SO2 Rate Annual Non-Title IV v3.1, Unit 5402 and retrofits | 372 | 2294 | Rate Constraint in lbs/MMBtu | FALSE | L | Annual | Fuel Consumed | TBtu | 0.56065 | 0.56065 | 0.56065 | 0.56065 | 0.56065 | 0.56065 | 0.56065
CT Fac. Spec. - SO2 Rate Annual Non-Title IV v3.1, Unit 5402 and retrofits | 372 | 2294 | Rate Constraint in lbs/MMBtu | FALSE | L | Annual | Rate | lb/MMBtu | 0.0525 | 0.0525 | 0.0525 | 0.0525 | 0.0525 | 0.0525 | 0.0525
CT Fac. Spec. - SO2 Rate Annual Non-Title IV v3.1, Unit 5402 and retrofits | 372 | 2294 | Rate Constraint in lbs/MMBtu | FALSE | L | Annual | Generation | TWh | 0.027189 | 0.027189 | 0.027189 | 0.027189 | 0.027189 | 0.027189 | 0.027189
CT Fac. Spec. - SO2 Rate Annual Non-Title IV v3.1, Unit 5402 and retrofits | 372 | 2294 | Rate Constraint in lbs/MMBtu | FALSE | L | Annual | Qualifying Generation | TWh | 0.027189 | 0.027189 | 0.027189 | 0.027189 | 0.027189 | 0.027189 | 0.027189
CT Fac. Spec. - SO2 Rate Annual Non-Title IV v3.1, Unit 5402 and retrofits | 372 | 2294 | Rate Constraint in lbs/MMBtu | FALSE | L | Annual | Rate | lb/MWh | 0.54128 | 0.54128 | 0.54128 | 0.54128 | 0.54128 | 0.54128 | 0.54128
CT Fac. Spec. - SO2 Rate Annual Non-Title IV v3.1, Unit 5402 and retrofits | 372 | 2294 | Rate Constraint in lbs/MMBtu | FALSE | L | Annual | Constraint Shadow Price | US2011$/Ton | 0 | 0 | 0 | 0 | 0 | 0 | 0
CT Fac. Spec. - SO2 Rate Annual Non-Title IV v3.1, Unit 5403 and retrofits | 373 | 2294 | Rate Constraint in lbs/MMBtu | FALSE | L | Annual | Seasons Included | Seasons | Winter, Summer | Winter, Summer | Winter, Summer | Winter, Summer | Winter, Summer | Winter, Summer | Winter, Summer
CT Fac. Spec. - SO2 Rate Annual Non-Title IV v3.1, Unit 5403 and retrofits | 373 | 2294 | Rate Constraint in lbs/MMBtu | FALSE | L | Annual | Standard | lb/MMBtu | 0.55 | 0.55 | 0.55 | 0.55 | 0.55 | 0.55 | 0.55
CT Fac. Spec. - SO2 Rate Annual Non-Title IV v3.1, Unit 5403 and retrofits | 373 | 2294 | Rate Constraint in lbs/MMBtu | FALSE | L | Annual | Emissions at Affected Plants SO2 | Thousand Tons | 0.040387 | 0.040387 | 0.040387 | 0.040387 | 0.040387 | 0.040387 | 0.040387
CT Fac. Spec. - SO2 Rate Annual Non-Title IV v3.1, Unit 5403 and retrofits | 373 | 2294 | Rate Constraint in lbs/MMBtu | FALSE | L | Annual | Allowances Purchased SO2 | Thousand Tons | 0 | 0 | 0 | 0 | 0 | 0 | 0
CT Fac. Spec. - SO2 Rate Annual Non-Title IV v3.1, Unit 5403 and retrofits | 373 | 2294 | Rate Constraint in lbs/MMBtu | FALSE | L | Annual | Allowances Sold SO2 | Thousand Tons | 0 | 0 | 0 | 0 | 0 | 0 | 0
CT Fac. Spec. - SO2 Rate Annual Non-Title IV v3.1, Unit 5403 and retrofits | 373 | 2294 | Rate Constraint in lbs/MMBtu | FALSE | L | Annual | Allowances Banked | Thousand Tons | 0 | 0 | 0 | 0 | 0 | 0 | 0
CT Fac. Spec. - SO2 Rate Annual Non-Title IV v3.1, Unit 5403 and retrofits | 373 | 2294 | Rate Constraint in lbs/MMBtu | FALSE | L | Annual | Allowances Withdrawn (1:1) | Thousand Tons | 0 | 0 | 0 | 0 | 0 | 0 | 0
CT Fac. Spec. - SO2 Rate Annual Non-Title IV v3.1, Unit 5403 and retrofits | 373 | 2294 | Rate Constraint in lbs/MMBtu | FALSE | L | Annual | Allowances Withdrawn (n:1) | Thousand Tons | 0 | 0 | 0 | 0 | 0 | 0 | 0
CT Fac. Spec. - SO2 Rate Annual Non-Title IV v3.1, Unit 5403 and retrofits | 373 | 2294 | Rate Constraint in lbs/MMBtu | FALSE | L | Annual | Net Emissions Allowance Position | Thousand Tons | 0.040387 | 0.040387 | 0.040387 | 0.040387 | 0.040387 | 0.040387 | 0.040387
CT Fac. Spec. - SO2 Rate Annual Non-Title IV v3.1, Unit 5403 and retrofits | 373 | 2294 | Rate Constraint in lbs/MMBtu | FALSE | L | Annual | Fuel Consumed | TBtu | 0.92313 | 0.92313 | 0.92313 | 0.92313 | 0.92313 | 0.92313 | 0.92313
CT Fac. Spec. - SO2 Rate Annual Non-Title IV v3.1, Unit 5403 and retrofits | 373 | 2294 | Rate Constraint in lbs/MMBtu | FALSE | L | Annual | Rate | lb/MMBtu | 0.0875 | 0.0875 | 0.0875 | 0.0875 | 0.0875 | 0.0875 | 0.0875
CT Fac. Spec. - SO2 Rate Annual Non-Title IV v3.1, Unit 5403 and retrofits | 373 | 2294 | Rate Constraint in lbs/MMBtu | FALSE | L | Annual | Generation | TWh | 0.053555 | 0.053555 | 0.053555 | 0.053555 | 0.053555 | 0.053555 | 0.053555
CT Fac. Spec. - SO2 Rate Annual Non-Title IV v3.1, Unit 5403 and retrofits | 373 | 2294 | Rate Constraint in lbs/MMBtu | FALSE | L | Annual | Qualifying Generation | TWh | 0.053555 | 0.053555 | 0.053555 | 0.053555 | 0.053555 | 0.053555 | 0.053555
CT Fac. Spec. - SO2 Rate Annual Non-Title IV v3.1, Unit 5403 and retrofits | 373 | 2294 | Rate Constraint in lbs/MMBtu | FALSE | L | Annual | Rate | lb/MWh | 0.75412 | 0.75412 | 0.75412 | 0.75412 | 0.75412 | 0.75412 | 0.75412
CT Fac. Spec. - SO2 Rate Annual Non-Title IV v3.1, Unit 5403 and retrofits | 373 | 2294 | Rate Constraint in lbs/MMBtu | FALSE | L | Annual | Constraint Shadow Price | US2011$/Ton | 0 | 0 | 0 | 0 | 0 | 0 | 0
CT Fac. Spec. - SO2 Rate Annual Non-Title IV v3.1, Unit 5404 and retrofits | 374 | 2294 | Rate Constraint in lbs/MMBtu | FALSE | L | Annual | Seasons Included | Seasons | Winter, Summer | Winter, Summer | Winter, Summer | Winter, Summer | Winter, Summer | Winter, Summer | Winter, Summer
CT Fac. Spec. - SO2 Rate Annual Non-Title IV v3.1, Unit 5404 and retrofits | 374 | 2294 | Rate Constraint in lbs/MMBtu | FALSE | L | Annual | Standard | lb/MMBtu | 0.55 | 0.55 | 0.55 | 0.55 | 0.55 | 0.55 | 0.55
CT Fac. Spec. - SO2 Rate Annual Non-Title IV v3.1, Unit 5404 and retrofits | 374 | 2294 | Rate Constraint in lbs/MMBtu | FALSE | L | Annual | Emissions at Affected Plants SO2 | Thousand Tons | 0.16401 | 0.16401 | 0.16401 | 0.16401 | 0.16401 | 0.16401 | 0.16401
CT Fac. Spec. - SO2 Rate Annual Non-Title IV v3.1, Unit 5404 and retrofits | 374 | 2294 | Rate Constraint in lbs/MMBtu | FALSE | L | Annual | Allowances Purchased SO2 | Thousand Tons | 0 | 0 | 0 | 0 | 0 | 0 | 0
CT Fac. Spec. - SO2 Rate Annual Non-Title IV v3.1, Unit 5404 and retrofits | 374 | 2294 | Rate Constraint in lbs/MMBtu | FALSE | L | Annual | Allowances Sold SO2 | Thousand Tons | 0 | 0 | 0 | 0 | 0 | 0 | 0
CT Fac. Spec. - SO2 Rate Annual Non-Title IV v3.1, Unit 5404 and retrofits | 374 | 2294 | Rate Constraint in lbs/MMBtu | FALSE | L | Annual | Allowances Banked | Thousand Tons | 0 | 0 | 0 | 0 | 0 | 0 | 0
CT Fac. Spec. - SO2 Rate Annual Non-Title IV v3.1, Unit 5404 and retrofits | 374 | 2294 | Rate Constraint in lbs/MMBtu | FALSE | L | Annual | Allowances Withdrawn (1:1) | Thousand Tons | 0 | 0 | 0 | 0 | 0 | 0 | 0
CT Fac. Spec. - SO2 Rate Annual Non-Title IV v3.1, Unit 5404 and retrofits | 374 | 2294 | Rate Constraint in lbs/MMBtu | FALSE | L | Annual | Allowances Withdrawn (n:1) | Thousand Tons | 0 | 0 | 0 | 0 | 0 | 0 | 0
CT Fac. Spec. - SO2 Rate Annual Non-Title IV v3.1, Unit 5404 and retrofits | 374 | 2294 | Rate Constraint in lbs/MMBtu | FALSE | L | Annual | Net Emissions Allowance Position | Thousand Tons | 0.16401 | 0.16401 | 0.16401 | 0.16401 | 0.16401 | 0.16401 | 0.16401
CT Fac. Spec. - SO2 Rate Annual Non-Title IV v3.1, Unit 5404 and retrofits | 374 | 2294 | Rate Constraint in lbs/MMBtu | FALSE | L | Annual | Fuel Consumed | TBtu | 3.7489 | 3.7489 | 3.7489 | 3.7489 | 3.7489 | 3.7489 | 3.7489
CT Fac. Spec. - SO2 Rate Annual Non-Title IV v3.1, Unit 5404 and retrofits | 374 | 2294 | Rate Constraint in lbs/MMBtu | FALSE | L | Annual | Rate | lb/MMBtu | 0.0875 | 0.0875 | 0.0875 | 0.0875 | 0.0875 | 0.0875 | 0.0875
CT Fac. Spec. - SO2 Rate Annual Non-Title IV v3.1, Unit 5404 and retrofits | 374 | 2294 | Rate Constraint in lbs/MMBtu | FALSE | L | Annual | Generation | TWh | 0.20268 | 0.20268 | 0.20268 | 0.20268 | 0.20268 | 0.20268 | 0.20268
CT Fac. Spec. - SO2 Rate Annual Non-Title IV v3.1, Unit 5404 and retrofits | 374 | 2294 | Rate Constraint in lbs/MMBtu | FALSE | L | Annual | Qualifying Generation | TWh | 0.20268 | 0.20268 | 0.20268 | 0.20268 | 0.20268 | 0.20268 | 0.20268
CT Fac. Spec. - SO2 Rate Annual Non-Title IV v3.1, Unit 5404 and retrofits | 374 | 2294 | Rate Constraint in lbs/MMBtu | FALSE | L | Annual | Rate | lb/MWh | 0.8092 | 0.8092 | 0.8092 | 0.8092 | 0.8092 | 0.8092 | 0.8092
CT Fac. Spec. - SO2 Rate Annual Non-Title IV v3.1, Unit 5404 and retrofits | 374 | 2294 | Rate Constraint in lbs/MMBtu | FALSE | L | Annual | Constraint Shadow Price | US2011$/Ton | 0 | 0 | 0 | 0 | 0 | 0 | 0
CT Fac. Spec. - SO2 Rate Annual Non-Title IV v3.1, Unit 5405 and retrofits | 375 | 2294 | Rate Constraint in lbs/MMBtu | FALSE | L | Annual | Seasons Included | Seasons | Winter, Summer | Winter, Summer | Winter, Summer | Winter, Summer | Winter, Summer | Winter, Summer | Winter, Summer
CT Fac. Spec. - SO2 Rate Annual Non-Title IV v3.1, Unit 5405 and retrofits | 375 | 2294 | Rate Constraint in lbs/MMBtu | FALSE | L | Annual | Standard | lb/MMBtu | 0.55 | 0.55 | 0.55 | 0.55 | 0.55 | 0.55 | 0.55
CT Fac. Spec. - SO2 Rate Annual Non-Title IV v3.1, Unit 5405 and retrofits | 375 | 2294 | Rate Constraint in lbs/MMBtu | FALSE | L | Annual | Emissions at Affected Plants SO2 | Thousand Tons | 0.016786 | 0.016786 | 0.016786 | 0.016786 | 0.016786 | 0.016786 | 0.016786
CT Fac. Spec. - SO2 Rate Annual Non-Title IV v3.1, Unit 5405 and retrofits | 375 | 2294 | Rate Constraint in lbs/MMBtu | FALSE | L | Annual | Allowances Purchased SO2 | Thousand Tons | 0 | 0 | 0 | 0 | 0 | 0 | 0
CT Fac. Spec. - SO2 Rate Annual Non-Title IV v3.1, Unit 5405 and retrofits | 375 | 2294 | Rate Constraint in lbs/MMBtu | FALSE | L | Annual | Allowances Sold SO2 | Thousand Tons | 0 | 0 | 0 | 0 | 0 | 0 | 0
CT Fac. Spec. - SO2 Rate Annual Non-Title IV v3.1, Unit 5405 and retrofits | 375 | 2294 | Rate Constraint in lbs/MMBtu | FALSE | L | Annual | Allowances Banked | Thousand Tons | 0 | 0 | 0 | 0 | 0 | 0 | 0
CT Fac. Spec. - SO2 Rate Annual Non-Title IV v3.1, Unit 5405 and retrofits | 375 | 2294 | Rate Constraint in lbs/MMBtu | FALSE | L | Annual | Allowances Withdrawn (1:1) | Thousand Tons | 0 | 0 | 0 | 0 | 0 | 0 | 0
CT Fac. Spec. - SO2 Rate Annual Non-Title IV v3.1, Unit 5405 and retrofits | 375 | 2294 | Rate Constraint in lbs/MMBtu | FALSE | L | Annual | Allowances Withdrawn (n:1) | Thousand Tons | 0 | 0 | 0 | 0 | 0 | 0 | 0
CT Fac. Spec. - SO2 Rate Annual Non-Title IV v3.1, Unit 5405 and retrofits | 375 | 2294 | Rate Constraint in lbs/MMBtu | FALSE | L | Annual | Net Emissions Allowance Position | Thousand Tons | 0.016786 | 0.016786 | 0.016786 | 0.016786 | 0.016786 | 0.016786 | 0.016786
CT Fac. Spec. - SO2 Rate Annual Non-Title IV v3.1, Unit 5405 and retrofits | 375 | 2294 | Rate Constraint in lbs/MMBtu | FALSE | L | Annual | Fuel Consumed | TBtu | 0.31972 | 0.31972 | 0.31972 | 0.31972 | 0.31972 | 0.31972 | 0.31972
CT Fac. Spec. - SO2 Rate Annual Non-Title IV v3.1, Unit 5405 and retrofits | 375 | 2294 | Rate Constraint in lbs/MMBtu | FALSE | L | Annual | Rate | lb/MMBtu | 0.105 | 0.105 | 0.105 | 0.105 | 0.105 | 0.105 | 0.105
CT Fac. Spec. - SO2 Rate Annual Non-Title IV v3.1, Unit 5405 and retrofits | 375 | 2294 | Rate Constraint in lbs/MMBtu | FALSE | L | Annual | Generation | TWh | 0.011535 | 0.011535 | 0.011535 | 0.011535 | 0.011535 | 0.011535 | 0.011535
CT Fac. Spec. - SO2 Rate Annual Non-Title IV v3.1, Unit 5405 and retrofits | 375 | 2294 | Rate Constraint in lbs/MMBtu | FALSE | L | Annual | Qualifying Generation | TWh | 0.011535 | 0.011535 | 0.011535 | 0.011535 | 0.011535 | 0.011535 | 0.011535
CT Fac. Spec. - SO2 Rate Annual Non-Title IV v3.1, Unit 5405 and retrofits | 375 | 2294 | Rate Constraint in lbs/MMBtu | FALSE | L | Annual | Rate | lb/MWh | 1.4552 | 1.4552 | 1.4552 | 1.4552 | 1.4552 | 1.4552 | 1.4552
CT Fac. Spec. - SO2 Rate Annual Non-Title IV v3.1, Unit 5405 and retrofits | 375 | 2294 | Rate Constraint in lbs/MMBtu | FALSE | L | Annual | Constraint Shadow Price | US2011$/Ton | 0 | 0 | 0 | 0 | 0 | 0 | 0
CT Fac. Spec. - SO2 Rate Annual Non-Title IV v3.1, Unit 5406 and retrofits | 376 | 2294 | Rate Constraint in lbs/MMBtu | FALSE | L | Annual | Seasons Included | Seasons | Winter, Summer | Winter, Summer | Winter, Summer | Winter, Summer | Winter, Summer | Winter, Summer | Winter, Summer
CT Fac. Spec. - SO2 Rate Annual Non-Title IV v3.1, Unit 5406 and retrofits | 376 | 2294 | Rate Constraint in lbs/MMBtu | FALSE | L | Annual | Standard | lb/MMBtu | 0.55 | 0.55 | 0.55 | 0.55 | 0.55 | 0.55 | 0.55
CT Fac. Spec. - SO2 Rate Annual Non-Title IV v3.1, Unit 5406 and retrofits | 376 | 2294 | Rate Constraint in lbs/MMBtu | FALSE | L | Annual | Emissions at Affected Plants SO2 | Thousand Tons | 0.033571 | 0.033571 | 0.033571 | 0.033571 | 0.033571 | 0.033571 | 0.033571
CT Fac. Spec. - SO2 Rate Annual Non-Title IV v3.1, Unit 5406 and retrofits | 376 | 2294 | Rate Constraint in lbs/MMBtu | FALSE | L | Annual | Allowances Purchased SO2 | Thousand Tons | 0 | 0 | 0 | 0 | 0 | 0 | 0
CT Fac. Spec. - SO2 Rate Annual Non-Title IV v3.1, Unit 5406 and retrofits | 376 | 2294 | Rate Constraint in lbs/MMBtu | FALSE | L | Annual | Allowances Sold SO2 | Thousand Tons | 0 | 0 | 0 | 0 | 0 | 0 | 0
CT Fac. Spec. - SO2 Rate Annual Non-Title IV v3.1, Unit 5406 and retrofits | 376 | 2294 | Rate Constraint in lbs/MMBtu | FALSE | L | Annual | Allowances Banked | Thousand Tons | 0 | 0 | 0 | 0 | 0 | 0 | 0
CT Fac. Spec. - SO2 Rate Annual Non-Title IV v3.1, Unit 5406 and retrofits | 376 | 2294 | Rate Constraint in lbs/MMBtu | FALSE | L | Annual | Allowances Withdrawn (1:1) | Thousand Tons | 0 | 0 | 0 | 0 | 0 | 0 | 0
CT Fac. Spec. - SO2 Rate Annual Non-Title IV v3.1, Unit 5406 and retrofits | 376 | 2294 | Rate Constraint in lbs/MMBtu | FALSE | L | Annual | Allowances Withdrawn (n:1) | Thousand Tons | 0 | 0 | 0 | 0 | 0 | 0 | 0
CT Fac. Spec. - SO2 Rate Annual Non-Title IV v3.1, Unit 5406 and retrofits | 376 | 2294 | Rate Constraint in lbs/MMBtu | FALSE | L | Annual | Net Emissions Allowance Position | Thousand Tons | 0.033571 | 0.033571 | 0.033571 | 0.033571 | 0.033571 | 0.033571 | 0.033571
CT Fac. Spec. - SO2 Rate Annual Non-Title IV v3.1, Unit 5406 and retrofits | 376 | 2294 | Rate Constraint in lbs/MMBtu | FALSE | L | Annual | Fuel Consumed | TBtu | 0.63945 | 0.63945 | 0.63945 | 0.63945 | 0.63945 | 0.63945 | 0.63945
CT Fac. Spec. - SO2 Rate Annual Non-Title IV v3.1, Unit 5406 and retrofits | 376 | 2294 | Rate Constraint in lbs/MMBtu | FALSE | L | Annual | Rate | lb/MMBtu | 0.105 | 0.105 | 0.105 | 0.105 | 0.105 | 0.105 | 0.105
CT Fac. Spec. - SO2 Rate Annual Non-Title IV v3.1, Unit 5406 and retrofits | 376 | 2294 | Rate Constraint in lbs/MMBtu | FALSE | L | Annual | Generation | TWh | 0.02307 | 0.02307 | 0.02307 | 0.02307 | 0.02307 | 0.02307 | 0.02307
CT Fac. Spec. - SO2 Rate Annual Non-Title IV v3.1, Unit 5406 and retrofits | 376 | 2294 | Rate Constraint in lbs/MMBtu | FALSE | L | Annual | Qualifying Generation | TWh | 0.02307 | 0.02307 | 0.02307 | 0.02307 | 0.02307 | 0.02307 | 0.02307
CT Fac. Spec. - SO2 Rate Annual Non-Title IV v3.1, Unit 5406 and retrofits | 376 | 2294 | Rate Constraint in lbs/MMBtu | FALSE | L | Annual | Rate | lb/MWh | 1.4552 | 1.4552 | 1.4552 | 1.4552 | 1.4552 | 1.4552 | 1.4552
CT Fac. Spec. - SO2 Rate Annual Non-Title IV v3.1, Unit 5406 and retrofits | 376 | 2294 | Rate Constraint in lbs/MMBtu | FALSE | L | Annual | Constraint Shadow Price | US2011$/Ton | 0 | 0 | 0 | 0 | 0 | 0 | 0
CT Fac. Spec. - SO2 Rate Annual Non-Title IV v3.1, Unit 5407 and retrofits | 377 | 2294 | Rate Constraint in lbs/MMBtu | FALSE | L | Annual | Seasons Included | Seasons | Winter, Summer | Winter, Summer | Winter, Summer | Winter, Summer | Winter, Summer | Winter, Summer | Winter, Summer
CT Fac. Spec. - SO2 Rate Annual Non-Title IV v3.1, Unit 5407 and retrofits | 377 | 2294 | Rate Constraint in lbs/MMBtu | FALSE | L | Annual | Standard | lb/MMBtu | 0.55 | 0.55 | 0.55 | 0.55 | 0.55 | 0.55 | 0.55
CT Fac. Spec. - SO2 Rate Annual Non-Title IV v3.1, Unit 5407 and retrofits | 377 | 2294 | Rate Constraint in lbs/MMBtu | FALSE | L | Annual | Emissions at Affected Plants SO2 | Thousand Tons | 0.059744 | 0.059744 | 0.059744 | 0.059744 | 0.059744 | 0.059744 | 0.059744
CT Fac. Spec. - SO2 Rate Annual Non-Title IV v3.1, Unit 5407 and retrofits | 377 | 2294 | Rate Constraint in lbs/MMBtu | FALSE | L | Annual | Allowances Purchased SO2 | Thousand Tons | 0 | 0 | 0 | 0 | 0 | 0 | 0
CT Fac. Spec. - SO2 Rate Annual Non-Title IV v3.1, Unit 5407 and retrofits | 377 | 2294 | Rate Constraint in lbs/MMBtu | FALSE | L | Annual | Allowances Sold SO2 | Thousand Tons | 0 | 0 | 0 | 0 | 0 | 0 | 0
CT Fac. Spec. - SO2 Rate Annual Non-Title IV v3.1, Unit 5407 and retrofits | 377 | 2294 | Rate Constraint in lbs/MMBtu | FALSE | L | Annual | Allowances Banked | Thousand Tons | 0 | 0 | 0 | 0 | 0 | 0 | 0
CT Fac. Spec. - SO2 Rate Annual Non-Title IV v3.1, Unit 5407 and retrofits | 377 | 2294 | Rate Constraint in lbs/MMBtu | FALSE | L | Annual | Allowances Withdrawn (1:1) | Thousand Tons | 0 | 0 | 0 | 0 | 0 | 0 | 0
CT Fac. Spec. - SO2 Rate Annual Non-Title IV v3.1, Unit 5407 and retrofits | 377 | 2294 | Rate Constraint in lbs/MMBtu | FALSE | L | Annual | Allowances Withdrawn (n:1) | Thousand Tons | 0 | 0 | 0 | 0 | 0 | 0 | 0
CT Fac. Spec. - SO2 Rate Annual Non-Title IV v3.1, Unit 5407 and retrofits | 377 | 2294 | Rate Constraint in lbs/MMBtu | FALSE | L | Annual | Net Emissions Allowance Position | Thousand Tons | 0.059744 | 0.059744 | 0.059744 | 0.059744 | 0.059744 | 0.059744 | 0.059744
CT Fac. Spec. - SO2 Rate Annual Non-Title IV v3.1, Unit 5407 and retrofits | 377 | 2294 | Rate Constraint in lbs/MMBtu | FALSE | L | Annual | Fuel Consumed | TBtu | 1.9572 | 1.9572 | 1.9572 | 1.9572 | 1.9572 | 1.9572 | 1.9572
CT Fac. Spec. - SO2 Rate Annual Non-Title IV v3.1, Unit 5407 and retrofits | 377 | 2294 | Rate Constraint in lbs/MMBtu | FALSE | L | Annual | Rate | lb/MMBtu | 0.06105 | 0.06105 | 0.06105 | 0.06105 | 0.06105 | 0.06105 | 0.06105
CT Fac. Spec. - SO2 Rate Annual Non-Title IV v3.1, Unit 5407 and retrofits | 377 | 2294 | Rate Constraint in lbs/MMBtu | FALSE | L | Annual | Generation | TWh | 0.13372 | 0.13372 | 0.13372 | 0.13372 | 0.13372 | 0.13372 | 0.13372
CT Fac. Spec. - SO2 Rate Annual Non-Title IV v3.1, Unit 5407 and retrofits | 377 | 2294 | Rate Constraint in lbs/MMBtu | FALSE | L | Annual | Qualifying Generation | TWh | 0.13372 | 0.13372 | 0.13372 | 0.13372 | 0.13372 | 0.13372 | 0.13372
CT Fac. Spec. - SO2 Rate Annual Non-Title IV v3.1, Unit 5407 and retrofits | 377 | 2294 | Rate Constraint in lbs/MMBtu | FALSE | L | Annual | Rate | lb/MWh | 0.44679 | 0.44679 | 0.44679 | 0.44679 | 0.44679 | 0.44679 | 0.44679
CT Fac. Spec. - SO2 Rate Annual Non-Title IV v3.1, Unit 5407 and retrofits | 377 | 2294 | Rate Constraint in lbs/MMBtu | FALSE | L | Annual | Constraint Shadow Price | US2011$/Ton | 0 | 0 | 0 | 0 | 0 | 0 | 0
CT Fac. Spec. - SO2 Rate Annual v3.1, Unit 1156 and retrofits | 378 | 1769 | Rate Constraint in lbs/MMBtu | FALSE | L | Annual | Seasons Included | Seasons | Winter, Summer | Winter, Summer | Winter, Summer | Winter, Summer | Winter, Summer | Winter, Summer | Winter, Summer
CT Fac. Spec. - SO2 Rate Annual v3.1, Unit 1156 and retrofits | 378 | 1769 | Rate Constraint in lbs/MMBtu | FALSE | L | Annual | Standard | lb/MMBtu | 0.33 | 0.33 | 0.33 | 0.33 | 0.33 | 0.33 | 0.33
CT Fac. Spec. - SO2 Rate Annual v3.1, Unit 1156 and retrofits | 378 | 1769 | Rate Constraint in lbs/MMBtu | FALSE | L | Annual | Emissions at Affected Plants SO2 | Thousand Tons | 0 | 0 | 0 | 0 | 0 | 0 | 0
CT Fac. Spec. - SO2 Rate Annual v3.1, Unit 1156 and retrofits | 378 | 1769 | Rate Constraint in lbs/MMBtu | FALSE | L | Annual | Allowances Purchased SO2 | Thousand Tons | 0 | 0 | 0 | 0 | 0 | 0 | 0
CT Fac. Spec. - SO2 Rate Annual v3.1, Unit 1156 and retrofits | 378 | 1769 | Rate Constraint in lbs/MMBtu | FALSE | L | Annual | Allowances Sold SO2 | Thousand Tons | 0 | 0 | 0 | 0 | 0 | 0 | 0
CT Fac. Spec. - SO2 Rate Annual v3.1, Unit 1156 and retrofits | 378 | 1769 | Rate Constraint in lbs/MMBtu | FALSE | L | Annual | Allowances Banked | Thousand Tons | 0 | 0 | 0 | 0 | 0 | 0 | 0
CT Fac. Spec. - SO2 Rate Annual v3.1, Unit 1156 and retrofits | 378 | 1769 | Rate Constraint in lbs/MMBtu | FALSE | L | Annual | Allowances Withdrawn (1:1) | Thousand Tons | 0 | 0 | 0 | 0 | 0 | 0 | 0
CT Fac. Spec. - SO2 Rate Annual v3.1, Unit 1156 and retrofits | 378 | 1769 | Rate Constraint in lbs/MMBtu | FALSE | L | Annual | Allowances Withdrawn (n:1) | Thousand Tons | 0 | 0 | 0 | 0 | 0 | 0 | 0
CT Fac. Spec. - SO2 Rate Annual v3.1, Unit 1156 and retrofits | 378 | 1769 | Rate Constraint in lbs/MMBtu | FALSE | L | Annual | Net Emissions Allowance Position | Thousand Tons | 0 | 0 | 0 | 0 | 0 | 0 | 0
CT Fac. Spec. - SO2 Rate Annual v3.1, Unit 1156 and retrofits | 378 | 1769 | Rate Constraint in lbs/MMBtu | FALSE | L | Annual | Fuel Consumed | TBtu | 0 | 0 | 0 | 0 | 0 | 0 | 0
CT Fac. Spec. - SO2 Rate Annual v3.1, Unit 1156 and retrofits | 378 | 1769 | Rate Constraint in lbs/MMBtu | FALSE | L | Annual | Rate | lb/MMBtu | 0 | 0 | 0 | 0 | 0 | 0 | 0
CT Fac. Spec. - SO2 Rate Annual v3.1, Unit 1156 and retrofits | 378 | 1769 | Rate Constraint in lbs/MMBtu | FALSE | L | Annual | Generation | TWh | 0 | 0 | 0 | 0 | 0 | 0 | 0
CT Fac. Spec. - SO2 Rate Annual v3.1, Unit 1156 and retrofits | 378 | 1769 | Rate Constraint in lbs/MMBtu | FALSE | L | Annual | Qualifying Generation | TWh | 0 | 0 | 0 | 0 | 0 | 0 | 0
CT Fac. Spec. - SO2 Rate Annual v3.1, Unit 1156 and retrofits | 378 | 1769 | Rate Constraint in lbs/MMBtu | FALSE | L | Annual | Rate | lb/MWh | 0 | 0 | 0 | 0 | 0 | 0 | 0
CT Fac. Spec. - SO2 Rate Annual v3.1, Unit 1156 and retrofits | 378 | 1769 | Rate Constraint in lbs/MMBtu | FALSE | L | Annual | Constraint Shadow Price | US2011$/Ton | 0 | 0 | 0 | 0 | 0 | 0 | 0
CT Fac. Spec. - SO2 Rate Annual v3.1, Unit 1157 and retrofits | 379 | 1769 | Rate Constraint in lbs/MMBtu | FALSE | L | Annual | Seasons Included | Seasons | Winter, Summer | Winter, Summer | Winter, Summer | Winter, Summer | Winter, Summer | Winter, Summer | Winter, Summer
CT Fac. Spec. - SO2 Rate Annual v3.1, Unit 1157 and retrofits | 379 | 1769 | Rate Constraint in lbs/MMBtu | FALSE | L | Annual | Standard | lb/MMBtu | 0.33 | 0.33 | 0.33 | 0.33 | 0.33 | 0.33 | 0.33
CT Fac. Spec. - SO2 Rate Annual v3.1, Unit 1157 and retrofits | 379 | 1769 | Rate Constraint in lbs/MMBtu | FALSE | L | Annual | Emissions at Affected Plants SO2 | Thousand Tons | 0 | 0 | 0 | 0 | 0 | 0 | 0
CT Fac. Spec. - SO2 Rate Annual v3.1, Unit 1157 and retrofits | 379 | 1769 | Rate Constraint in lbs/MMBtu | FALSE | L | Annual | Allowances Purchased SO2 | Thousand Tons | 0 | 0 | 0 | 0 | 0 | 0 | 0
CT Fac. Spec. - SO2 Rate Annual v3.1, Unit 1157 and retrofits | 379 | 1769 | Rate Constraint in lbs/MMBtu | FALSE | L | Annual | Allowances Sold SO2 | Thousand Tons | 0 | 0 | 0 | 0 | 0 | 0 | 0
CT Fac. Spec. - SO2 Rate Annual v3.1, Unit 1157 and retrofits | 379 | 1769 | Rate Constraint in lbs/MMBtu | FALSE | L | Annual | Allowances Banked | Thousand Tons | 0 | 0 | 0 | 0 | 0 | 0 | 0
CT Fac. Spec. - SO2 Rate Annual v3.1, Unit 1157 and retrofits | 379 | 1769 | Rate Constraint in lbs/MMBtu | FALSE | L | Annual | Allowances Withdrawn (1:1) | Thousand Tons | 0 | 0 | 0 | 0 | 0 | 0 | 0
CT Fac. Spec. - SO2 Rate Annual v3.1, Unit 1157 and retrofits | 379 | 1769 | Rate Constraint in lbs/MMBtu | FALSE | L | Annual | Allowances Withdrawn (n:1) | Thousand Tons | 0 | 0 | 0 | 0 | 0 | 0 | 0
CT Fac. Spec. - SO2 Rate Annual v3.1, Unit 1157 and retrofits | 379 | 1769 | Rate Constraint in lbs/MMBtu | FALSE | L | Annual | Net Emissions Allowance Position | Thousand Tons | 0 | 0 | 0 | 0 | 0 | 0 | 0
CT Fac. Spec. - SO2 Rate Annual v3.1, Unit 1157 and retrofits | 379 | 1769 | Rate Constraint in lbs/MMBtu | FALSE | L | Annual | Fuel Consumed | TBtu | 0 | 0 | 0 | 0 | 0 | 0 | 0
CT Fac. Spec. - SO2 Rate Annual v3.1, Unit 1157 and retrofits | 379 | 1769 | Rate Constraint in lbs/MMBtu | FALSE | L | Annual | Rate | lb/MMBtu | 0 | 0 | 0 | 0 | 0 | 0 | 0
CT Fac. Spec. - SO2 Rate Annual v3.1, Unit 1157 and retrofits | 379 | 1769 | Rate Constraint in lbs/MMBtu | FALSE | L | Annual | Generation | TWh | 0 | 0 | 0 | 0 | 0 | 0 | 0
CT Fac. Spec. - SO2 Rate Annual v3.1, Unit 1157 and retrofits | 379 | 1769 | Rate Constraint in lbs/MMBtu | FALSE | L | Annual | Qualifying Generation | TWh | 0 | 0 | 0 | 0 | 0 | 0 | 0
CT Fac. Spec. - SO2 Rate Annual v3.1, Unit 1157 and retrofits | 379 | 1769 | Rate Constraint in lbs/MMBtu | FALSE | L | Annual | Rate | lb/MWh | 0 | 0 | 0 | 0 | 0 | 0 | 0
CT Fac. Spec. - SO2 Rate Annual v3.1, Unit 1157 and retrofits | 379 | 1769 | Rate Constraint in lbs/MMBtu | FALSE | L | Annual | Constraint Shadow Price | US2011$/Ton | 0 | 0 | 0 | 0 | 0 | 0 | 0
CT Fac. Spec. - SO2 Rate Annual v3.1, Unit 1158 and retrofits | 380 | 1769 | Rate Constraint in lbs/MMBtu | FALSE | L | Annual | Seasons Included | Seasons | Winter, Summer | Winter, Summer | Winter, Summer | Winter, Summer | Winter, Summer | Winter, Summer | Winter, Summer
CT Fac. Spec. - SO2 Rate Annual v3.1, Unit 1158 and retrofits | 380 | 1769 | Rate Constraint in lbs/MMBtu | FALSE | L | Annual | Standard | lb/MMBtu | 0.33 | 0.33 | 0.33 | 0.33 | 0.33 | 0.33 | 0.33
CT Fac. Spec. - SO2 Rate Annual v3.1, Unit 1158 and retrofits | 380 | 1769 | Rate Constraint in lbs/MMBtu | FALSE | L | Annual | Emissions at Affected Plants SO2 | Thousand Tons | 0 | 0 | 0 | 0 | 0 | 0 | 0
CT Fac. Spec. - SO2 Rate Annual v3.1, Unit 1158 and retrofits | 380 | 1769 | Rate Constraint in lbs/MMBtu | FALSE | L | Annual | Allowances Purchased SO2 | Thousand Tons | 0 | 0 | 0 | 0 | 0 | 0 | 0
CT Fac. Spec. - SO2 Rate Annual v3.1, Unit 1158 and retrofits | 380 | 1769 | Rate Constraint in lbs/MMBtu | FALSE | L | Annual | Allowances Sold SO2 | Thousand Tons | 0 | 0 | 0 | 0 | 0 | 0 | 0
CT Fac. Spec. - SO2 Rate Annual v3.1, Unit 1158 and retrofits | 380 | 1769 | Rate Constraint in lbs/MMBtu | FALSE | L | Annual | Allowances Banked | Thousand Tons | 0 | 0 | 0 | 0 | 0 | 0 | 0
CT Fac. Spec. - SO2 Rate Annual v3.1, Unit 1158 and retrofits | 380 | 1769 | Rate Constraint in lbs/MMBtu | FALSE | L | Annual | Allowances Withdrawn (1:1) | Thousand Tons | 0 | 0 | 0 | 0 | 0 | 0 | 0
CT Fac. Spec. - SO2 Rate Annual v3.1, Unit 1158 and retrofits | 380 | 1769 | Rate Constraint in lbs/MMBtu | FALSE | L | Annual | Allowances Withdrawn (n:1) | Thousand Tons | 0 | 0 | 0 | 0 | 0 | 0 | 0
CT Fac. Spec. - SO2 Rate Annual v3.1, Unit 1158 and retrofits | 380 | 1769 | Rate Constraint in lbs/MMBtu | FALSE | L | Annual | Net Emissions Allowance Position | Thousand Tons | 0 | 0 | 0 | 0 | 0 | 0 | 0
CT Fac. Spec. - SO2 Rate Annual v3.1, Unit 1158 and retrofits | 380 | 1769 | Rate Constraint in lbs/MMBtu | FALSE | L | Annual | Fuel Consumed | TBtu | 0 | 0 | 0 | 0 | 0 | 0 | 0
CT Fac. Spec. - SO2 Rate Annual v3.1, Unit 1158 and retrofits | 380 | 1769 | Rate Constraint in lbs/MMBtu | FALSE | L | Annual | Rate | lb/MMBtu | 0 | 0 | 0 | 0 | 0 | 0 | 0
CT Fac. Spec. - SO2 Rate Annual v3.1, Unit 1158 and retrofits | 380 | 1769 | Rate Constraint in lbs/MMBtu | FALSE | L | Annual | Generation | TWh | 0 | 0 | 0 | 0 | 0 | 0 | 0
CT Fac. Spec. - SO2 Rate Annual v3.1, Unit 1158 and retrofits | 380 | 1769 | Rate Constraint in lbs/MMBtu | FALSE | L | Annual | Qualifying Generation | TWh | 0 | 0 | 0 | 0 | 0 | 0 | 0
CT Fac. Spec. - SO2 Rate Annual v3.1, Unit 1158 and retrofits | 380 | 1769 | Rate Constraint in lbs/MMBtu | FALSE | L | Annual | Rate | lb/MWh | 0 | 0 | 0 | 0 | 0 | 0 | 0
CT Fac. Spec. - SO2 Rate Annual v3.1, Unit 1158 and retrofits | 380 | 1769 | Rate Constraint in lbs/MMBtu | FALSE | L | Annual | Constraint Shadow Price | US2011$/Ton | 0 | 0 | 0 | 0 | 0 | 0 | 0
CT Fac. Spec. - SO2 Rate Annual v3.1, Unit 1184 and retrofits | 381 | 1769 | Rate Constraint in lbs/MMBtu | FALSE | L | Annual | Seasons Included | Seasons | Winter, Summer | Winter, Summer | Winter, Summer | Winter, Summer | Winter, Summer | Winter, Summer | Winter, Summer
CT Fac. Spec. - SO2 Rate Annual v3.1, Unit 1184 and retrofits | 381 | 1769 | Rate Constraint in lbs/MMBtu | FALSE | L | Annual | Standard | lb/MMBtu | 0.33 | 0.33 | 0.33 | 0.33 | 0.33 | 0.33 | 0.33
CT Fac. Spec. - SO2 Rate Annual v3.1, Unit 1184 and retrofits | 381 | 1769 | Rate Constraint in lbs/MMBtu | FALSE | L | Annual | Emissions at Affected Plants SO2 | Thousand Tons | 0 | 0 | 0 | 0 | 0 | 0 | 0
CT Fac. Spec. - SO2 Rate Annual v3.1, Unit 1184 and retrofits | 381 | 1769 | Rate Constraint in lbs/MMBtu | FALSE | L | Annual | Allowances Purchased SO2 | Thousand Tons | 0 | 0 | 0 | 0 | 0 | 0 | 0
CT Fac. Spec. - SO2 Rate Annual v3.1, Unit 1184 and retrofits | 381 | 1769 | Rate Constraint in lbs/MMBtu | FALSE | L | Annual | Allowances Sold SO2 | Thousand Tons | 0 | 0 | 0 | 0 | 0 | 0 | 0
CT Fac. Spec. - SO2 Rate Annual v3.1, Unit 1184 and retrofits | 381 | 1769 | Rate Constraint in lbs/MMBtu | FALSE | L | Annual | Allowances Banked | Thousand Tons | 0 | 0 | 0 | 0 | 0 | 0 | 0
CT Fac. Spec. - SO2 Rate Annual v3.1, Unit 1184 and retrofits | 381 | 1769 | Rate Constraint in lbs/MMBtu | FALSE | L | Annual | Allowances Withdrawn (1:1) | Thousand Tons | 0 | 0 | 0 | 0 | 0 | 0 | 0
CT Fac. Spec. - SO2 Rate Annual v3.1, Unit 1184 and retrofits | 381 | 1769 | Rate Constraint in lbs/MMBtu | FALSE | L | Annual | Allowances Withdrawn (n:1) | Thousand Tons | 0 | 0 | 0 | 0 | 0 | 0 | 0
CT Fac. Spec. - SO2 Rate Annual v3.1, Unit 1184 and retrofits | 381 | 1769 | Rate Constraint in lbs/MMBtu | FALSE | L | Annual | Net Emissions Allowance Position | Thousand Tons | 0 | 0 | 0 | 0 | 0 | 0 | 0
CT Fac. Spec. - SO2 Rate Annual v3.1, Unit 1184 and retrofits | 381 | 1769 | Rate Constraint in lbs/MMBtu | FALSE | L | Annual | Fuel Consumed | TBtu | 0.013224 | 0.013224 | 0.013224 | 0.067224 | 0.067224 | 0.067224 | 0.067224
CT Fac. Spec. - SO2 Rate Annual v3.1, Unit 1184 and retrofits | 381 | 1769 | Rate Constraint in lbs/MMBtu | FALSE | L | Annual | Rate | lb/MMBtu | 0 | 0 | 0 | 0 | 0 | 0 | 0
CT Fac. Spec. - SO2 Rate Annual v3.1, Unit 1184 and retrofits | 381 | 1769 | Rate Constraint in lbs/MMBtu | FALSE | L | Annual | Generation | TWh | 0.0012308 | 0.0012308 | 0.0012308 | 0.0062563 | 0.0062563 | 0.0062563 | 0.0062563
CT Fac. Spec. - SO2 Rate Annual v3.1, Unit 1184 and retrofits | 381 | 1769 | Rate Constraint in lbs/MMBtu | FALSE | L | Annual | Qualifying Generation | TWh | 0.0012308 | 0.0012308 | 0.0012308 | 0.0062563 | 0.0062563 | 0.0062563 | 0.0062563
CT Fac. Spec. - SO2 Rate Annual v3.1, Unit 1184 and retrofits | 381 | 1769 | Rate Constraint in lbs/MMBtu | FALSE | L | Annual | Rate | lb/MWh | 0 | 0 | 0 | 0 | 0 | 0 | 0
CT Fac. Spec. - SO2 Rate Annual v3.1, Unit 1184 and retrofits | 381 | 1769 | Rate Constraint in lbs/MMBtu | FALSE | L | Annual | Constraint Shadow Price | US2011$/Ton | 0 | 0 | 0 | 0 | 0 | 0 | 0
CT Fac. Spec. - SO2 Rate Annual v3.1, Unit 1185 and retrofits | 382 | 1769 | Rate Constraint in lbs/MMBtu | FALSE | L | Annual | Seasons Included | Seasons | Winter, Summer | Winter, Summer | Winter, Summer | Winter, Summer | Winter, Summer | Winter, Summer | Winter, Summer
CT Fac. Spec. - SO2 Rate Annual v3.1, Unit 1185 and retrofits | 382 | 1769 | Rate Constraint in lbs/MMBtu | FALSE | L | Annual | Standard | lb/MMBtu | 0.33 | 0.33 | 0.33 | 0.33 | 0.33 | 0.33 | 0.33
CT Fac. Spec. - SO2 Rate Annual v3.1, Unit 1185 and retrofits | 382 | 1769 | Rate Constraint in lbs/MMBtu | FALSE | L | Annual | Emissions at Affected Plants SO2 | Thousand Tons | 0 | 0 | 0 | 0 | 0 | 0 | 0
CT Fac. Spec. - SO2 Rate Annual v3.1, Unit 1185 and retrofits | 382 | 1769 | Rate Constraint in lbs/MMBtu | FALSE | L | Annual | Allowances Purchased SO2 | Thousand Tons | 0 | 0 | 0 | 0 | 0 | 0 | 0
CT Fac. Spec. - SO2 Rate Annual v3.1, Unit 1185 and retrofits | 382 | 1769 | Rate Constraint in lbs/MMBtu | FALSE | L | Annual | Allowances Sold SO2 | Thousand Tons | 0 | 0 | 0 | 0 | 0 | 0 | 0
CT Fac. Spec. - SO2 Rate Annual v3.1, Unit 1185 and retrofits | 382 | 1769 | Rate Constraint in lbs/MMBtu | FALSE | L | Annual | Allowances Banked | Thousand Tons | 0 | 0 | 0 | 0 | 0 | 0 | 0
CT Fac. Spec. - SO2 Rate Annual v3.1, Unit 1185 and retrofits | 382 | 1769 | Rate Constraint in lbs/MMBtu | FALSE | L | Annual | Allowances Withdrawn (1:1) | Thousand Tons | 0 | 0 | 0 | 0 | 0 | 0 | 0
CT Fac. Spec. - SO2 Rate Annual v3.1, Unit 1185 and retrofits | 382 | 1769 | Rate Constraint in lbs/MMBtu | FALSE | L | Annual | Allowances Withdrawn (n:1) | Thousand Tons | 0 | 0 | 0 | 0 | 0 | 0 | 0
CT Fac. Spec. - SO2 Rate Annual v3.1, Unit 1185 and retrofits | 382 | 1769 | Rate Constraint in lbs/MMBtu | FALSE | L | Annual | Net Emissions Allowance Position | Thousand Tons | 0 | 0 | 0 | 0 | 0 | 0 | 0
CT Fac. Spec. - SO2 Rate Annual v3.1, Unit 1185 and retrofits | 382 | 1769 | Rate Constraint in lbs/MMBtu | FALSE | L | Annual | Fuel Consumed | TBtu | 0.013224 | 0.013224 | 0.013224 | 0.067224 | 0.067224 | 0.067224 | 0.067224
CT Fac. Spec. - SO2 Rate Annual v3.1, Unit 1185 and retrofits | 382 | 1769 | Rate Constraint in lbs/MMBtu | FALSE | L | Annual | Rate | lb/MMBtu | 0 | 0 | 0 | 0 | 0 | 0 | 0
CT Fac. Spec. - SO2 Rate Annual v3.1, Unit 1185 and retrofits | 382 | 1769 | Rate Constraint in lbs/MMBtu | FALSE | L | Annual | Generation | TWh | 0.0012308 | 0.0012308 | 0.0012308 | 0.0062563 | 0.0062563 | 0.0062563 | 0.0062563
CT Fac. Spec. - SO2 Rate Annual v3.1, Unit 1185 and retrofits | 382 | 1769 | Rate Constraint in lbs/MMBtu | FALSE | L | Annual | Qualifying Generation | TWh | 0.0012308 | 0.0012308 | 0.0012308 | 0.0062563 | 0.0062563 | 0.0062563 | 0.0062563
CT Fac. Spec. - SO2 Rate Annual v3.1, Unit 1185 and retrofits | 382 | 1769 | Rate Constraint in lbs/MMBtu | FALSE | L | Annual | Rate | lb/MWh | 0 | 0 | 0 | 0 | 0 | 0 | 0
CT Fac. Spec. - SO2 Rate Annual v3.1, Unit 1185 and retrofits | 382 | 1769 | Rate Constraint in lbs/MMBtu | FALSE | L | Annual | Constraint Shadow Price | US2011$/Ton | 0 | 0 | 0 | 0 | 0 | 0 | 0
CT Fac. Spec. - SO2 Rate Annual v3.1, Unit 1186 and retrofits | 383 | 1769 | Rate Constraint in lbs/MMBtu | FALSE | L | Annual | Seasons Included | Seasons | Winter, Summer | Winter, Summer | Winter, Summer | Winter, Summer | Winter, Summer | Winter, Summer | Winter, Summer
CT Fac. Spec. - SO2 Rate Annual v3.1, Unit 1186 and retrofits | 383 | 1769 | Rate Constraint in lbs/MMBtu | FALSE | L | Annual | Standard | lb/MMBtu | 0.33 | 0.33 | 0.33 | 0.33 | 0.33 | 0.33 | 0.33
CT Fac. Spec. - SO2 Rate Annual v3.1, Unit 1186 and retrofits | 383 | 1769 | Rate Constraint in lbs/MMBtu | FALSE | L | Annual | Emissions at Affected Plants SO2 | Thousand Tons | 0 | 0 | 0 | 0 | 0 | 0 | 0
CT Fac. Spec. - SO2 Rate Annual v3.1, Unit 1186 and retrofits | 383 | 1769 | Rate Constraint in lbs/MMBtu | FALSE | L | Annual | Allowances Purchased SO2 | Thousand Tons | 0 | 0 | 0 | 0 | 0 | 0 | 0
CT Fac. Spec. - SO2 Rate Annual v3.1, Unit 1186 and retrofits | 383 | 1769 | Rate Constraint in lbs/MMBtu | FALSE | L | Annual | Allowances Sold SO2 | Thousand Tons | 0 | 0 | 0 | 0 | 0 | 0 | 0
CT Fac. Spec. - SO2 Rate Annual v3.1, Unit 1186 and retrofits | 383 | 1769 | Rate Constraint in lbs/MMBtu | FALSE | L | Annual | Allowances Banked | Thousand Tons | 0 | 0 | 0 | 0 | 0 | 0 | 0
CT Fac. Spec. - SO2 Rate Annual v3.1, Unit 1186 and retrofits | 383 | 1769 | Rate Constraint in lbs/MMBtu | FALSE | L | Annual | Allowances Withdrawn (1:1) | Thousand Tons | 0 | 0 | 0 | 0 | 0 | 0 | 0
CT Fac. Spec. - SO2 Rate Annual v3.1, Unit 1186 and retrofits | 383 | 1769 | Rate Constraint in lbs/MMBtu | FALSE | L | Annual | Allowances Withdrawn (n:1) | Thousand Tons | 0 | 0 | 0 | 0 | 0 | 0 | 0
CT Fac. Spec. - SO2 Rate Annual v3.1, Unit 1186 and retrofits | 383 | 1769 | Rate Constraint in lbs/MMBtu | FALSE | L | Annual | Net Emissions Allowance Position | Thousand Tons | 0 | 0 | 0 | 0 | 0 | 0 | 0
CT Fac. Spec. - SO2 Rate Annual v3.1, Unit 1186 and retrofits | 383 | 1769 | Rate Constraint in lbs/MMBtu | FALSE | L | Annual | Fuel Consumed | TBtu | 0.026449 | 0.026449 | 0.026449 | 0.13445 | 0.13445 | 0.13445 | 0.13445
CT Fac. Spec. - SO2 Rate Annual v3.1, Unit 1186 and retrofits | 383 | 1769 | Rate Constraint in lbs/MMBtu | FALSE | L | Annual | Rate | lb/MMBtu | 0 | 0 | 0 | 0 | 0 | 0 | 0
CT Fac. Spec. - SO2 Rate Annual v3.1, Unit 1186 and retrofits | 383 | 1769 | Rate Constraint in lbs/MMBtu | FALSE | L | Annual | Generation | TWh | 0.0024615 | 0.0024615 | 0.0024615 | 0.012513 | 0.012513 | 0.012513 | 0.012513
CT Fac. Spec. - SO2 Rate Annual v3.1, Unit 1186 and retrofits | 383 | 1769 | Rate Constraint in lbs/MMBtu | FALSE | L | Annual | Qualifying Generation | TWh | 0.0024615 | 0.0024615 | 0.0024615 | 0.012513 | 0.012513 | 0.012513 | 0.012513
CT Fac. Spec. - SO2 Rate Annual v3.1, Unit 1186 and retrofits | 383 | 1769 | Rate Constraint in lbs/MMBtu | FALSE | L | Annual | Rate | lb/MWh | 0 | 0 | 0 | 0 | 0 | 0 | 0
CT Fac. Spec. - SO2 Rate Annual v3.1, Unit 1186 and retrofits | 383 | 1769 | Rate Constraint in lbs/MMBtu | FALSE | L | Annual | Constraint Shadow Price | US2011$/Ton | 0 | 0 | 0 | 0 | 0 | 0 | 0
CT Fac. Spec. - SO2 Rate Annual v3.1, Unit 1187 and retrofits | 384 | 1769 | Rate Constraint in lbs/MMBtu | FALSE | L | Annual | Seasons Included | Seasons | Winter, Summer | Winter, Summer | Winter, Summer | Winter, Summer | Winter, Summer | Winter, Summer | Winter, Summer
CT Fac. Spec. - SO2 Rate Annual v3.1, Unit 1187 and retrofits | 384 | 1769 | Rate Constraint in lbs/MMBtu | FALSE | L | Annual | Standard | lb/MMBtu | 0.33 | 0.33 | 0.33 | 0.33 | 0.33 | 0.33 | 0.33
CT Fac. Spec. - SO2 Rate Annual v3.1, Unit 1187 and retrofits | 384 | 1769 | Rate Constraint in lbs/MMBtu | FALSE | L | Annual | Emissions at Affected Plants SO2 | Thousand Tons | 0 | 0 | 0 | 0 | 0 | 0 | 0
CT Fac. Spec. - SO2 Rate Annual v3.1, Unit 1187 and retrofits | 384 | 1769 | Rate Constraint in lbs/MMBtu | FALSE | L | Annual | Allowances Purchased SO2 | Thousand Tons | 0 | 0 | 0 | 0 | 0 | 0 | 0
CT Fac. Spec. - SO2 Rate Annual v3.1, Unit 1187 and retrofits | 384 | 1769 | Rate Constraint in lbs/MMBtu | FALSE | L | Annual | Allowances Sold SO2 | Thousand Tons | 0 | 0 | 0 | 0 | 0 | 0 | 0
CT Fac. Spec. - SO2 Rate Annual v3.1, Unit 1187 and retrofits | 384 | 1769 | Rate Constraint in lbs/MMBtu | FALSE | L | Annual | Allowances Banked | Thousand Tons | 0 | 0 | 0 | 0 | 0 | 0 | 0
CT Fac. Spec. - SO2 Rate Annual v3.1, Unit 1187 and retrofits | 384 | 1769 | Rate Constraint in lbs/MMBtu | FALSE | L | Annual | Allowances Withdrawn (1:1) | Thousand Tons | 0 | 0 | 0 | 0 | 0 | 0 | 0
CT Fac. Spec. - SO2 Rate Annual v3.1, Unit 1187 and retrofits | 384 | 1769 | Rate Constraint in lbs/MMBtu | FALSE | L | Annual | Allowances Withdrawn (n:1) | Thousand Tons | 0 | 0 | 0 | 0 | 0 | 0 | 0
CT Fac. Spec. - SO2 Rate Annual v3.1, Unit 1187 and retrofits | 384 | 1769 | Rate Constraint in lbs/MMBtu | FALSE | L | Annual | Net Emissions Allowance Position | Thousand Tons | 0 | 0 | 0 | 0 | 0 | 0 | 0
CT Fac. Spec. - SO2 Rate Annual v3.1, Unit 1187 and retrofits | 384 | 1769 | Rate Constraint in lbs/MMBtu | FALSE | L | Annual | Fuel Consumed | TBtu | 0.013224 | 0.013224 | 0.013224 | 0.067224 | 0.067224 | 0.067224 | 0.067224
CT Fac. Spec. - SO2 Rate Annual v3.1, Unit 1187 and retrofits | 384 | 1769 | Rate Constraint in lbs/MMBtu | FALSE | L | Annual | Rate | lb/MMBtu | 0 | 0 | 0 | 0 | 0 | 0 | 0
CT Fac. Spec. - SO2 Rate Annual v3.1, Unit 1187 and retrofits | 384 | 1769 | Rate Constraint in lbs/MMBtu | FALSE | L | Annual | Generation | TWh | 0.0012308 | 0.0012308 | 0.0012308 | 0.0062563 | 0.0062563 | 0.0062563 | 0.0062563
CT Fac. Spec. - SO2 Rate Annual v3.1, Unit 1187 and retrofits | 384 | 1769 | Rate Constraint in lbs/MMBtu | FALSE | L | Annual | Qualifying Generation | TWh | 0.0012308 | 0.0012308 | 0.0012308 | 0.0062563 | 0.0062563 | 0.0062563 | 0.0062563
CT Fac. Spec. - SO2 Rate Annual v3.1, Unit 1187 and retrofits | 384 | 1769 | Rate Constraint in lbs/MMBtu | FALSE | L | Annual | Rate | lb/MWh | 0 | 0 | 0 | 0 | 0 | 0 | 0
CT Fac. Spec. - SO2 Rate Annual v3.1, Unit 1187 and retrofits | 384 | 1769 | Rate Constraint in lbs/MMBtu | FALSE | L | Annual | Constraint Shadow Price | US2011$/Ton | 0 | 0 | 0 | 0 | 0 | 0 | 0
CT Fac. Spec. - SO2 Rate Annual v3.1, Unit 1193 and retrofits | 385 | 1769 | Rate Constraint in lbs/MMBtu | FALSE | L | Annual | Seasons Included | Seasons | Winter, Summer | Winter, Summer | Winter, Summer | Winter, Summer | Winter, Summer | Winter, Summer | Winter, Summer
CT Fac. Spec. - SO2 Rate Annual v3.1, Unit 1193 and retrofits | 385 | 1769 | Rate Constraint in lbs/MMBtu | FALSE | L | Annual | Standard | lb/MMBtu | 0.33 | 0.33 | 0.33 | 0.33 | 0.33 | 0.33 | 0.33
CT Fac. Spec. - SO2 Rate Annual v3.1, Unit 1193 and retrofits | 385 | 1769 | Rate Constraint in lbs/MMBtu | FALSE | L | Annual | Emissions at Affected Plants SO2 | Thousand Tons | 0 | 0 | 0 | 0 | 0 | 0 | 0
CT Fac. Spec. - SO2 Rate Annual v3.1, Unit 1193 and retrofits | 385 | 1769 | Rate Constraint in lbs/MMBtu | FALSE | L | Annual | Allowances Purchased SO2 | Thousand Tons | 0 | 0 | 0 | 0 | 0 | 0 | 0
CT Fac. Spec. - SO2 Rate Annual v3.1, Unit 1193 and retrofits | 385 | 1769 | Rate Constraint in lbs/MMBtu | FALSE | L | Annual | Allowances Sold SO2 | Thousand Tons | 0 | 0 | 0 | 0 | 0 | 0 | 0
CT Fac. Spec. - SO2 Rate Annual v3.1, Unit 1193 and retrofits | 385 | 1769 | Rate Constraint in lbs/MMBtu | FALSE | L | Annual | Allowances Banked | Thousand Tons | 0 | 0 | 0 | 0 | 0 | 0 | 0
CT Fac. Spec. - SO2 Rate Annual v3.1, Unit 1193 and retrofits | 385 | 1769 | Rate Constraint in lbs/MMBtu | FALSE | L | Annual | Allowances Withdrawn (1:1) | Thousand Tons | 0 | 0 | 0 | 0 | 0 | 0 | 0
CT Fac. Spec. - SO2 Rate Annual v3.1, Unit 1193 and retrofits | 385 | 1769 | Rate Constraint in lbs/MMBtu | FALSE | L | Annual | Allowances Withdrawn (n:1) | Thousand Tons | 0 | 0 | 0 | 0 | 0 | 0 | 0
CT Fac. Spec. - SO2 Rate Annual v3.1, Unit 1193 and retrofits | 385 | 1769 | Rate Constraint in lbs/MMBtu | FALSE | L | Annual | Net Emissions Allowance Position | Thousand Tons | 0 | 0 | 0 | 0 | 0 | 0 | 0
CT Fac. Spec. - SO2 Rate Annual v3.1, Unit 1193 and retrofits | 385 | 1769 | Rate Constraint in lbs/MMBtu | FALSE | L | Annual | Fuel Consumed | TBtu | 0.034029 | 0.034029 | 0.034029 | 0.17298 | 0.17298 | 0.17298 | 0.17298
CT Fac. Spec. - SO2 Rate Annual v3.1, Unit 1193 and retrofits | 385 | 1769 | Rate Constraint in lbs/MMBtu | FALSE | L | Annual | Rate | lb/MMBtu | 0 | 0 | 0 | 0 | 0 | 0 | 0
CT Fac. Spec. - SO2 Rate Annual v3.1, Unit 1193 and retrofits | 385 | 1769 | Rate Constraint in lbs/MMBtu | FALSE | L | Annual | Generation | TWh | 0.003167 | 0.003167 | 0.003167 | 0.016099 | 0.016099 | 0.016099 | 0.016099
CT Fac. Spec. - SO2 Rate Annual v3.1, Unit 1193 and retrofits | 385 | 1769 | Rate Constraint in lbs/MMBtu | FALSE | L | Annual | Qualifying Generation | TWh | 0.003167 | 0.003167 | 0.003167 | 0.016099 | 0.016099 | 0.016099 | 0.016099
CT Fac. Spec. - SO2 Rate Annual v3.1, Unit 1193 and retrofits | 385 | 1769 | Rate Constraint in lbs/MMBtu | FALSE | L | Annual | Rate | lb/MWh | 0 | 0 | 0 | 0 | 0 | 0 | 0
CT Fac. Spec. - SO2 Rate Annual v3.1, Unit 1193 and retrofits | 385 | 1769 | Rate Constraint in lbs/MMBtu | FALSE | L | Annual | Constraint Shadow Price | US2011$/Ton | 0 | 0 | 0 | 0 | 0 | 0 | 0
CT Fac. Spec. - SO2 Rate Annual v3.1, Unit 1194 and retrofits | 386 | 1769 | Rate Constraint in lbs/MMBtu | FALSE | L | Annual | Seasons Included | Seasons | Winter, Summer | Winter, Summer | Winter, Summer | Winter, Summer | Winter, Summer | Winter, Summer | Winter, Summer
CT Fac. Spec. - SO2 Rate Annual v3.1, Unit 1194 and retrofits | 386 | 1769 | Rate Constraint in lbs/MMBtu | FALSE | L | Annual | Standard | lb/MMBtu | 0.33 | 0.33 | 0.33 | 0.33 | 0.33 | 0.33 | 0.33
CT Fac. Spec. - SO2 Rate Annual v3.1, Unit 1194 and retrofits | 386 | 1769 | Rate Constraint in lbs/MMBtu | FALSE | L | Annual | Emissions at Affected Plants SO2 | Thousand Tons | 0 | 0 | 0 | 0 | 0 | 0 | 0
CT Fac. Spec. - SO2 Rate Annual v3.1, Unit 1194 and retrofits | 386 | 1769 | Rate Constraint in lbs/MMBtu | FALSE | L | Annual | Allowances Purchased SO2 | Thousand Tons | 0 | 0 | 0 | 0 | 0 | 0 | 0
CT Fac. Spec. - SO2 Rate Annual v3.1, Unit 1194 and retrofits | 386 | 1769 | Rate Constraint in lbs/MMBtu | FALSE | L | Annual | Allowances Sold SO2 | Thousand Tons | 0 | 0 | 0 | 0 | 0 | 0 | 0
CT Fac. Spec. - SO2 Rate Annual v3.1, Unit 1194 and retrofits | 386 | 1769 | Rate Constraint in lbs/MMBtu | FALSE | L | Annual | Allowances Banked | Thousand Tons | 0 | 0 | 0 | 0 | 0 | 0 | 0
CT Fac. Spec. - SO2 Rate Annual v3.1, Unit 1194 and retrofits | 386 | 1769 | Rate Constraint in lbs/MMBtu | FALSE | L | Annual | Allowances Withdrawn (1:1) | Thousand Tons | 0 | 0 | 0 | 0 | 0 | 0 | 0
CT Fac. Spec. - SO2 Rate Annual v3.1, Unit 1194 and retrofits | 386 | 1769 | Rate Constraint in lbs/MMBtu | FALSE | L | Annual | Allowances Withdrawn (n:1) | Thousand Tons | 0 | 0 | 0 | 0 | 0 | 0 | 0
CT Fac. Spec. - SO2 Rate Annual v3.1, Unit 1194 and retrofits | 386 | 1769 | Rate Constraint in lbs/MMBtu | FALSE | L | Annual | Net Emissions Allowance Position | Thousand Tons | 0 | 0 | 0 | 0 | 0 | 0 | 0
CT Fac. Spec. - SO2 Rate Annual v3.1, Unit 1194 and retrofits | 386 | 1769 | Rate Constraint in lbs/MMBtu | FALSE | L | Annual | Fuel Consumed | TBtu | 0.033409 | 0.033409 | 0.033409 | 0.16983 | 0.16983 | 0.16983 | 0.16983
CT Fac. Spec. - SO2 Rate Annual v3.1, Unit 1194 and retrofits | 386 | 1769 | Rate Constraint in lbs/MMBtu | FALSE | L | Annual | Rate | lb/MMBtu | 0 | 0 | 0 | 0 | 0 | 0 | 0
CT Fac. Spec. - SO2 Rate Annual v3.1, Unit 1194 and retrofits | 386 | 1769 | Rate Constraint in lbs/MMBtu | FALSE | L | Annual | Generation | TWh | 0.0031093 | 0.0031093 | 0.0031093 | 0.015805 | 0.015805 | 0.015805 | 0.015805
CT Fac. Spec. - SO2 Rate Annual v3.1, Unit 1194 and retrofits | 386 | 1769 | Rate Constraint in lbs/MMBtu | FALSE | L | Annual | Qualifying Generation | TWh | 0.0031093 | 0.0031093 | 0.0031093 | 0.015805 | 0.015805 | 0.015805 | 0.015805
CT Fac. Spec. - SO2 Rate Annual v3.1, Unit 1194 and retrofits | 386 | 1769 | Rate Constraint in lbs/MMBtu | FALSE | L | Annual | Rate | lb/MWh | 0 | 0 | 0 | 0 | 0 | 0 | 0
CT Fac. Spec. - SO2 Rate Annual v3.1, Unit 1194 and retrofits | 386 | 1769 | Rate Constraint in lbs/MMBtu | FALSE | L | Annual | Constraint Shadow Price | US2011$/Ton | 0 | 0 | 0 | 0 | 0 | 0 | 0
CT Fac. Spec. - SO2 Rate Annual v3.1, Unit 1195 and retrofits | 387 | 1769 | Rate Constraint in lbs/MMBtu | FALSE | L | Annual | Seasons Included | Seasons | Winter, Summer | Winter, Summer | Winter, Summer | Winter, Summer | Winter, Summer | Winter, Summer | Winter, Summer
CT Fac. Spec. - SO2 Rate Annual v3.1, Unit 1195 and retrofits | 387 | 1769 | Rate Constraint in lbs/MMBtu | FALSE | L | Annual | Standard | lb/MMBtu | 0.33 | 0.33 | 0.33 | 0.33 | 0.33 | 0.33 | 0.33
CT Fac. Spec. - SO2 Rate Annual v3.1, Unit 1195 and retrofits | 387 | 1769 | Rate Constraint in lbs/MMBtu | FALSE | L | Annual | Emissions at Affected Plants SO2 | Thousand Tons | 0 | 0 | 0 | 0 | 0 | 0 | 0
CT Fac. Spec. - SO2 Rate Annual v3.1, Unit 1195 and retrofits | 387 | 1769 | Rate Constraint in lbs/MMBtu | FALSE | L | Annual | Allowances Purchased SO2 | Thousand Tons | 0 | 0 | 0 | 0 | 0 | 0 | 0
CT Fac. Spec. - SO2 Rate Annual v3.1, Unit 1195 and retrofits | 387 | 1769 | Rate Constraint in lbs/MMBtu | FALSE | L | Annual | Allowances Sold SO2 | Thousand Tons | 0 | 0 | 0 | 0 | 0 | 0 | 0
CT Fac. Spec. - SO2 Rate Annual v3.1, Unit 1195 and retrofits | 387 | 1769 | Rate Constraint in lbs/MMBtu | FALSE | L | Annual | Allowances Banked | Thousand Tons | 0 | 0 | 0 | 0 | 0 | 0 | 0
CT Fac. Spec. - SO2 Rate Annual v3.1, Unit 1195 and retrofits | 387 | 1769 | Rate Constraint in lbs/MMBtu | FALSE | L | Annual | Allowances Withdrawn (1:1) | Thousand Tons | 0 | 0 | 0 | 0 | 0 | 0 | 0
CT Fac. Spec. - SO2 Rate Annual v3.1, Unit 1195 and retrofits | 387 | 1769 | Rate Constraint in lbs/MMBtu | FALSE | L | Annual | Allowances Withdrawn (n:1) | Thousand Tons | 0 | 0 | 0 | 0 | 0 | 0 | 0
CT Fac. Spec. - SO2 Rate Annual v3.1, Unit 1195 and retrofits | 387 | 1769 | Rate Constraint in lbs/MMBtu | FALSE | L | Annual | Net Emissions Allowance Position | Thousand Tons | 0 | 0 | 0 | 0 | 0 | 0 | 0
CT Fac. Spec. - SO2 Rate Annual v3.1, Unit 1195 and retrofits | 387 | 1769 | Rate Constraint in lbs/MMBtu | FALSE | L | Annual | Fuel Consumed | TBtu | 0.016705 | 0.016705 | 0.016705 | 0.084915 | 0.084915 | 0.084915 | 0.084915
CT Fac. Spec. - SO2 Rate Annual v3.1, Unit 1195 and retrofits | 387 | 1769 | Rate Constraint in lbs/MMBtu | FALSE | L | Annual | Rate | lb/MMBtu | 0 | 0 | 0 | 0 | 0 | 0 | 0
CT Fac. Spec. - SO2 Rate Annual v3.1, Unit 1195 and retrofits | 387 | 1769 | Rate Constraint in lbs/MMBtu | FALSE | L | Annual | Generation | TWh | 0.0015546 | 0.0015546 | 0.0015546 | 0.0079027 | 0.0079027 | 0.0079027 | 0.0079027
CT Fac. Spec. - SO2 Rate Annual v3.1, Unit 1195 and retrofits | 387 | 1769 | Rate Constraint in lbs/MMBtu | FALSE | L | Annual | Qualifying Generation | TWh | 0.0015546 | 0.0015546 | 0.0015546 | 0.0079027 | 0.0079027 | 0.0079027 | 0.0079027
CT Fac. Spec. - SO2 Rate Annual v3.1, Unit 1195 and retrofits | 387 | 1769 | Rate Constraint in lbs/MMBtu | FALSE | L | Annual | Rate | lb/MWh | 0 | 0 | 0 | 0 | 0 | 0 | 0
CT Fac. Spec. - SO2 Rate Annual v3.1, Unit 1195 and retrofits | 387 | 1769 | Rate Constraint in lbs/MMBtu | FALSE | L | Annual | Constraint Shadow Price | US2011$/Ton | 0 | 0 | 0 | 0 | 0 | 0 | 0
CT Fac. Spec. - SO2 Rate Annual v3.1, Unit 1196 and retrofits | 388 | 1769 | Rate Constraint in lbs/MMBtu | FALSE | L | Annual | Seasons Included | Seasons | Winter, Summer | Winter, Summer | Winter, Summer | Winter, Summer | Winter, Summer | Winter, Summer | Winter, Summer
CT Fac. Spec. - SO2 Rate Annual v3.1, Unit 1196 and retrofits | 388 | 1769 | Rate Constraint in lbs/MMBtu | FALSE | L | Annual | Standard | lb/MMBtu | 0.33 | 0.33 | 0.33 | 0.33 | 0.33 | 0.33 | 0.33
CT Fac. Spec. - SO2 Rate Annual v3.1, Unit 1196 and retrofits | 388 | 1769 | Rate Constraint in lbs/MMBtu | FALSE | L | Annual | Emissions at Affected Plants SO2 | Thousand Tons | 0 | 0 | 0 | 0 | 0 | 0 | 0
CT Fac. Spec. - SO2 Rate Annual v3.1, Unit 1196 and retrofits | 388 | 1769 | Rate Constraint in lbs/MMBtu | FALSE | L | Annual | Allowances Purchased SO2 | Thousand Tons | 0 | 0 | 0 | 0 | 0 | 0 | 0
CT Fac. Spec. - SO2 Rate Annual v3.1, Unit 1196 and retrofits | 388 | 1769 | Rate Constraint in lbs/MMBtu | FALSE | L | Annual | Allowances Sold SO2 | Thousand Tons | 0 | 0 | 0 | 0 | 0 | 0 | 0
CT Fac. Spec. - SO2 Rate Annual v3.1, Unit 1196 and retrofits | 388 | 1769 | Rate Constraint in lbs/MMBtu | FALSE | L | Annual | Allowances Banked | Thousand Tons | 0 | 0 | 0 | 0 | 0 | 0 | 0
CT Fac. Spec. - SO2 Rate Annual v3.1, Unit 1196 and retrofits | 388 | 1769 | Rate Constraint in lbs/MMBtu | FALSE | L | Annual | Allowances Withdrawn (1:1) | Thousand Tons | 0 | 0 | 0 | 0 | 0 | 0 | 0
CT Fac. Spec. - SO2 Rate Annual v3.1, Unit 1196 and retrofits | 388 | 1769 | Rate Constraint in lbs/MMBtu | FALSE | L | Annual | Allowances Withdrawn (n:1) | Thousand Tons | 0 | 0 | 0 | 0 | 0 | 0 | 0
CT Fac. Spec. - SO2 Rate Annual v3.1, Unit 1196 and retrofits | 388 | 1769 | Rate Constraint in lbs/MMBtu | FALSE | L | Annual | Net Emissions Allowance Position | Thousand Tons | 0 | 0 | 0 | 0 | 0 | 0 | 0
CT Fac. Spec. - SO2 Rate Annual v3.1, Unit 1196 and retrofits | 388 | 1769 | Rate Constraint in lbs/MMBtu | FALSE | L | Annual | Fuel Consumed | TBtu | 0 | 0.04351 | 0.04351 | 0.04351 | 0.04351 | 0.22117 | 0.22117
CT Fac. Spec. - SO2 Rate Annual v3.1, Unit 1196 and retrofits | 388 | 1769 | Rate Constraint in lbs/MMBtu | FALSE | L | Annual | Rate | lb/MMBtu | 0 | 0 | 0 | 0 | 0 | 0 | 0
CT Fac. Spec. - SO2 Rate Annual v3.1, Unit 1196 and retrofits | 388 | 1769 | Rate Constraint in lbs/MMBtu | FALSE | L | Annual | Generation | TWh | 0 | 0.0031093 | 0.0031093 | 0.0031093 | 0.0031093 | 0.015805 | 0.015805
CT Fac. Spec. - SO2 Rate Annual v3.1, Unit 1196 and retrofits | 388 | 1769 | Rate Constraint in lbs/MMBtu | FALSE | L | Annual | Qualifying Generation | TWh | 0 | 0.0031093 | 0.0031093 | 0.0031093 | 0.0031093 | 0.015805 | 0.015805
CT Fac. Spec. - SO2 Rate Annual v3.1, Unit 1196 and retrofits | 388 | 1769 | Rate Constraint in lbs/MMBtu | FALSE | L | Annual | Rate | lb/MWh | 0 | 0 | 0 | 0 | 0 | 0 | 0
CT Fac. Spec. - SO2 Rate Annual v3.1, Unit 1196 and retrofits | 388 | 1769 | Rate Constraint in lbs/MMBtu | FALSE | L | Annual | Constraint Shadow Price | US2011$/Ton | 0 | 0 | 0 | 0 | 0 | 0 | 0
CT Fac. Spec. - SO2 Rate Annual v3.1, Unit 1197 and retrofits | 389 | 1769 | Rate Constraint in lbs/MMBtu | FALSE | L | Annual | Seasons Included | Seasons | Winter, Summer | Winter, Summer | Winter, Summer | Winter, Summer | Winter, Summer | Winter, Summer | Winter, Summer
CT Fac. Spec. - SO2 Rate Annual v3.1, Unit 1197 and retrofits | 389 | 1769 | Rate Constraint in lbs/MMBtu | FALSE | L | Annual | Standard | lb/MMBtu | 0.33 | 0.33 | 0.33 | 0.33 | 0.33 | 0.33 | 0.33
CT Fac. Spec. - SO2 Rate Annual v3.1, Unit 1197 and retrofits | 389 | 1769 | Rate Constraint in lbs/MMBtu | FALSE | L | Annual | Emissions at Affected Plants SO2 | Thousand Tons | 0 | 0 | 0 | 0 | 0 | 0 | 0
CT Fac. Spec. - SO2 Rate Annual v3.1, Unit 1197 and retrofits | 389 | 1769 | Rate Constraint in lbs/MMBtu | FALSE | L | Annual | Allowances Purchased SO2 | Thousand Tons | 0 | 0 | 0 | 0 | 0 | 0 | 0
CT Fac. Spec. - SO2 Rate Annual v3.1, Unit 1197 and retrofits | 389 | 1769 | Rate Constraint in lbs/MMBtu | FALSE | L | Annual | Allowances Sold SO2 | Thousand Tons | 0 | 0 | 0 | 0 | 0 | 0 | 0
CT Fac. Spec. - SO2 Rate Annual v3.1, Unit 1197 and retrofits | 389 | 1769 | Rate Constraint in lbs/MMBtu | FALSE | L | Annual | Allowances Banked | Thousand Tons | 0 | 0 | 0 | 0 | 0 | 0 | 0
CT Fac. Spec. - SO2 Rate Annual v3.1, Unit 1197 and retrofits | 389 | 1769 | Rate Constraint in lbs/MMBtu | FALSE | L | Annual | Allowances Withdrawn (1:1) | Thousand Tons | 0 | 0 | 0 | 0 | 0 | 0 | 0
CT Fac. Spec. - SO2 Rate Annual v3.1, Unit 1197 and retrofits | 389 | 1769 | Rate Constraint in lbs/MMBtu | FALSE | L | Annual | Allowances Withdrawn (n:1) | Thousand Tons | 0 | 0 | 0 | 0 | 0 | 0 | 0
CT Fac. Spec. - SO2 Rate Annual v3.1, Unit 1197 and retrofits | 389 | 1769 | Rate Constraint in lbs/MMBtu | FALSE | L | Annual | Net Emissions Allowance Position | Thousand Tons | 0 | 0 | 0 | 0 | 0 | 0 | 0
CT Fac. Spec. - SO2 Rate Annual v3.1, Unit 1197 and retrofits | 389 | 1769 | Rate Constraint in lbs/MMBtu | FALSE | L | Annual | Fuel Consumed | TBtu | 0.016705 | 0.016705 | 0.016705 | 0.084915 | 0.084915 | 0.084915 | 0.084915
CT Fac. Spec. - SO2 Rate Annual v3.1, Unit 1197 and retrofits | 389 | 1769 | Rate Constraint in lbs/MMBtu | FALSE | L | Annual | Rate | lb/MMBtu | 0 | 0 | 0 | 0 | 0 | 0 | 0
CT Fac. Spec. - SO2 Rate Annual v3.1, Unit 1197 and retrofits | 389 | 1769 | Rate Constraint in lbs/MMBtu | FALSE | L | Annual | Generation | TWh | 0.0015546 | 0.0015546 | 0.0015546 | 0.0079027 | 0.0079027 | 0.0079027 | 0.0079027
CT Fac. Spec. - SO2 Rate Annual v3.1, Unit 1197 and retrofits | 389 | 1769 | Rate Constraint in lbs/MMBtu | FALSE | L | Annual | Qualifying Generation | TWh | 0.0015546 | 0.0015546 | 0.0015546 | 0.0079027 | 0.0079027 | 0.0079027 | 0.0079027
CT Fac. Spec. - SO2 Rate Annual v3.1, Unit 1197 and retrofits | 389 | 1769 | Rate Constraint in lbs/MMBtu | FALSE | L | Annual | Rate | lb/MWh | 0 | 0 | 0 | 0 | 0 | 0 | 0
CT Fac. Spec. - SO2 Rate Annual v3.1, Unit 1197 and retrofits | 389 | 1769 | Rate Constraint in lbs/MMBtu | FALSE | L | Annual | Constraint Shadow Price | US2011$/Ton | 0 | 0 | 0 | 0 | 0 | 0 | 0
CT Fac. Spec. - SO2 Rate Annual v3.1, Unit 1198 and retrofits | 390 | 1769 | Rate Constraint in lbs/MMBtu | FALSE | L | Annual | Seasons Included | Seasons | Winter, Summer | Winter, Summer | Winter, Summer | Winter, Summer | Winter, Summer | Winter, Summer | Winter, Summer
CT Fac. Spec. - SO2 Rate Annual v3.1, Unit 1198 and retrofits | 390 | 1769 | Rate Constraint in lbs/MMBtu | FALSE | L | Annual | Standard | lb/MMBtu | 0.33 | 0.33 | 0.33 | 0.33 | 0.33 | 0.33 | 0.33
CT Fac. Spec. - SO2 Rate Annual v3.1, Unit 1198 and retrofits | 390 | 1769 | Rate Constraint in lbs/MMBtu | FALSE | L | Annual | Emissions at Affected Plants SO2 | Thousand Tons | 0 | 0 | 0 | 0 | 0 | 0 | 0
CT Fac. Spec. - SO2 Rate Annual v3.1, Unit 1198 and retrofits | 390 | 1769 | Rate Constraint in lbs/MMBtu | FALSE | L | Annual | Allowances Purchased SO2 | Thousand Tons | 0 | 0 | 0 | 0 | 0 | 0 | 0
CT Fac. Spec. - SO2 Rate Annual v3.1, Unit 1198 and retrofits | 390 | 1769 | Rate Constraint in lbs/MMBtu | FALSE | L | Annual | Allowances Sold SO2 | Thousand Tons | 0 | 0 | 0 | 0 | 0 | 0 | 0
CT Fac. Spec. - SO2 Rate Annual v3.1, Unit 1198 and retrofits | 390 | 1769 | Rate Constraint in lbs/MMBtu | FALSE | L | Annual | Allowances Banked | Thousand Tons | 0 | 0 | 0 | 0 | 0 | 0 | 0
CT Fac. Spec. - SO2 Rate Annual v3.1, Unit 1198 and retrofits | 390 | 1769 | Rate Constraint in lbs/MMBtu | FALSE | L | Annual | Allowances Withdrawn (1:1) | Thousand Tons | 0 | 0 | 0 | 0 | 0 | 0 | 0
CT Fac. Spec. - SO2 Rate Annual v3.1, Unit 1198 and retrofits | 390 | 1769 | Rate Constraint in lbs/MMBtu | FALSE | L | Annual | Allowances Withdrawn (n:1) | Thousand Tons | 0 | 0 | 0 | 0 | 0 | 0 | 0
CT Fac. Spec. - SO2 Rate Annual v3.1, Unit 1198 and retrofits | 390 | 1769 | Rate Constraint in lbs/MMBtu | FALSE | L | Annual | Net Emissions Allowance Position | Thousand Tons | 0 | 0 | 0 | 0 | 0 | 0 | 0
CT Fac. Spec. - SO2 Rate Annual v3.1, Unit 1198 and retrofits | 390 | 1769 | Rate Constraint in lbs/MMBtu | FALSE | L | Annual | Fuel Consumed | TBtu | 0 | 0.042211 | 0.042211 | 0.042211 | 0.042211 | 0.21457 | 0.21457
CT Fac. Spec. - SO2 Rate Annual v3.1, Unit 1198 and retrofits | 390 | 1769 | Rate Constraint in lbs/MMBtu | FALSE | L | Annual | Rate | lb/MMBtu | 0 | 0 | 0 | 0 | 0 | 0 | 0
CT Fac. Spec. - SO2 Rate Annual v3.1, Unit 1198 and retrofits | 390 | 1769 | Rate Constraint in lbs/MMBtu | FALSE | L | Annual | Generation | TWh | 0 | 0.0031093 | 0.0031093 | 0.0031093 | 0.0031093 | 0.015805 | 0.015805
CT Fac. Spec. - SO2 Rate Annual v3.1, Unit 1198 and retrofits | 390 | 1769 | Rate Constraint in lbs/MMBtu | FALSE | L | Annual | Qualifying Generation | TWh | 0 | 0.0031093 | 0.0031093 | 0.0031093 | 0.0031093 | 0.015805 | 0.015805
CT Fac. Spec. - SO2 Rate Annual v3.1, Unit 1198 and retrofits | 390 | 1769 | Rate Constraint in lbs/MMBtu | FALSE | L | Annual | Rate | lb/MWh | 0 | 0 | 0 | 0 | 0 | 0 | 0
CT Fac. Spec. - SO2 Rate Annual v3.1, Unit 1198 and retrofits | 390 | 1769 | Rate Constraint in lbs/MMBtu | FALSE | L | Annual | Constraint Shadow Price | US2011$/Ton | 0 | 0 | 0 | 0 | 0 | 0 | 0
CT Fac. Spec. - SO2 Rate Annual v3.1, Unit 1199 and retrofits | 391 | 1769 | Rate Constraint in lbs/MMBtu | FALSE | L | Annual | Seasons Included | Seasons | Winter, Summer | Winter, Summer | Winter, Summer | Winter, Summer | Winter, Summer | Winter, Summer | Winter, Summer
CT Fac. Spec. - SO2 Rate Annual v3.1, Unit 1199 and retrofits | 391 | 1769 | Rate Constraint in lbs/MMBtu | FALSE | L | Annual | Standard | lb/MMBtu | 0.33 | 0.33 | 0.33 | 0.33 | 0.33 | 0.33 | 0.33
CT Fac. Spec. - SO2 Rate Annual v3.1, Unit 1199 and retrofits | 391 | 1769 | Rate Constraint in lbs/MMBtu | FALSE | L | Annual | Emissions at Affected Plants SO2 | Thousand Tons | 0 | 0 | 0 | 0 | 0 | 0 | 0
CT Fac. Spec. - SO2 Rate Annual v3.1, Unit 1199 and retrofits | 391 | 1769 | Rate Constraint in lbs/MMBtu | FALSE | L | Annual | Allowances Purchased SO2 | Thousand Tons | 0 | 0 | 0 | 0 | 0 | 0 | 0
CT Fac. Spec. - SO2 Rate Annual v3.1, Unit 1199 and retrofits | 391 | 1769 | Rate Constraint in lbs/MMBtu | FALSE | L | Annual | Allowances Sold SO2 | Thousand Tons | 0 | 0 | 0 | 0 | 0 | 0 | 0
CT Fac. Spec. - SO2 Rate Annual v3.1, Unit 1199 and retrofits | 391 | 1769 | Rate Constraint in lbs/MMBtu | FALSE | L | Annual | Allowances Banked | Thousand Tons | 0 | 0 | 0 | 0 | 0 | 0 | 0
CT Fac. Spec. - SO2 Rate Annual v3.1, Unit 1199 and retrofits | 391 | 1769 | Rate Constraint in lbs/MMBtu | FALSE | L | Annual | Allowances Withdrawn (1:1) | Thousand Tons | 0 | 0 | 0 | 0 | 0 | 0 | 0
CT Fac. Spec. - SO2 Rate Annual v3.1, Unit 1199 and retrofits | 391 | 1769 | Rate Constraint in lbs/MMBtu | FALSE | L | Annual | Allowances Withdrawn (n:1) | Thousand Tons | 0 | 0 | 0 | 0 | 0 | 0 | 0
CT Fac. Spec. - SO2 Rate Annual v3.1, Unit 1199 and retrofits | 391 | 1769 | Rate Constraint in lbs/MMBtu | FALSE | L | Annual | Net Emissions Allowance Position | Thousand Tons | 0 | 0 | 0 | 0 | 0 | 0 | 0
CT Fac. Spec. - SO2 Rate Annual v3.1, Unit 1199 and retrofits | 391 | 1769 | Rate Constraint in lbs/MMBtu | FALSE | L | Annual | Fuel Consumed | TBtu | 0.030313 | 0.030313 | 0.030313 | 0.030313 | 0.030313 | 0.15409 | 0.15409
CT Fac. Spec. - SO2 Rate Annual v3.1, Unit 1199 and retrofits | 391 | 1769 | Rate Constraint in lbs/MMBtu | FALSE | L | Annual | Rate | lb/MMBtu | 0 | 0 | 0 | 0 | 0 | 0 | 0
CT Fac. Spec. - SO2 Rate Annual v3.1, Unit 1199 and retrofits | 391 | 1769 | Rate Constraint in lbs/MMBtu | FALSE | L | Annual | Generation | TWh | 0.0023669 | 0.0023669 | 0.0023669 | 0.0023669 | 0.0023669 | 0.012032 | 0.012032
CT Fac. Spec. - SO2 Rate Annual v3.1, Unit 1199 and retrofits | 391 | 1769 | Rate Constraint in lbs/MMBtu | FALSE | L | Annual | Qualifying Generation | TWh | 0.0023669 | 0.0023669 | 0.0023669 | 0.0023669 | 0.0023669 | 0.012032 | 0.012032
CT Fac. Spec. - SO2 Rate Annual v3.1, Unit 1199 and retrofits | 391 | 1769 | Rate Constraint in lbs/MMBtu | FALSE | L | Annual | Rate | lb/MWh | 0 | 0 | 0 | 0 | 0 | 0 | 0
CT Fac. Spec. - SO2 Rate Annual v3.1, Unit 1199 and retrofits | 391 | 1769 | Rate Constraint in lbs/MMBtu | FALSE | L | Annual | Constraint Shadow Price | US2011$/Ton | 0 | 0 | 0 | 0 | 0 | 0 | 0
CT Fac. Spec. - SO2 Rate Annual v3.1, Unit 1201 and retrofits | 392 | 1769 | Rate Constraint in lbs/MMBtu | FALSE | L | Annual | Seasons Included | Seasons | Winter, Summer | Winter, Summer | Winter, Summer | Winter, Summer | Winter, Summer | Winter, Summer | Winter, Summer
CT Fac. Spec. - SO2 Rate Annual v3.1, Unit 1201 and retrofits | 392 | 1769 | Rate Constraint in lbs/MMBtu | FALSE | L | Annual | Standard | lb/MMBtu | 0.33 | 0.33 | 0.33 | 0.33 | 0.33 | 0.33 | 0.33
CT Fac. Spec. - SO2 Rate Annual v3.1, Unit 1201 and retrofits | 392 | 1769 | Rate Constraint in lbs/MMBtu | FALSE | L | Annual | Emissions at Affected Plants SO2 | Thousand Tons | 0 | 0 | 0 | 0 | 0 | 0 | 0
CT Fac. Spec. - SO2 Rate Annual v3.1, Unit 1201 and retrofits | 392 | 1769 | Rate Constraint in lbs/MMBtu | FALSE | L | Annual | Allowances Purchased SO2 | Thousand Tons | 0 | 0 | 0 | 0 | 0 | 0 | 0
CT Fac. Spec. - SO2 Rate Annual v3.1, Unit 1201 and retrofits | 392 | 1769 | Rate Constraint in lbs/MMBtu | FALSE | L | Annual | Allowances Sold SO2 | Thousand Tons | 0 | 0 | 0 | 0 | 0 | 0 | 0
CT Fac. Spec. - SO2 Rate Annual v3.1, Unit 1201 and retrofits | 392 | 1769 | Rate Constraint in lbs/MMBtu | FALSE | L | Annual | Allowances Banked | Thousand Tons | 0 | 0 | 0 | 0 | 0 | 0 | 0
CT Fac. Spec. - SO2 Rate Annual v3.1, Unit 1201 and retrofits | 392 | 1769 | Rate Constraint in lbs/MMBtu | FALSE | L | Annual | Allowances Withdrawn (1:1) | Thousand Tons | 0 | 0 | 0 | 0 | 0 | 0 | 0
CT Fac. Spec. - SO2 Rate Annual v3.1, Unit 1201 and retrofits | 392 | 1769 | Rate Constraint in lbs/MMBtu | FALSE | L | Annual | Allowances Withdrawn (n:1) | Thousand Tons | 0 | 0 | 0 | 0 | 0 | 0 | 0
CT Fac. Spec. - SO2 Rate Annual v3.1, Unit 1201 and retrofits | 392 | 1769 | Rate Constraint in lbs/MMBtu | FALSE | L | Annual | Net Emissions Allowance Position | Thousand Tons | 0 | 0 | 0 | 0 | 0 | 0 | 0
CT Fac. Spec. - SO2 Rate Annual v3.1, Unit 1201 and retrofits | 392 | 1769 | Rate Constraint in lbs/MMBtu | FALSE | L | Annual | Fuel Consumed | TBtu | 0.012134 | 0.012134 | 0.012134 | 0.012134 | 0.012134 | 0.06168 | 0.06168
CT Fac. Spec. - SO2 Rate Annual v3.1, Unit 1201 and retrofits | 392 | 1769 | Rate Constraint in lbs/MMBtu | FALSE | L | Annual | Rate | lb/MMBtu | 0 | 0 | 0 | 0 | 0 | 0 | 0
CT Fac. Spec. - SO2 Rate Annual v3.1, Unit 1201 and retrofits | 392 | 1769 | Rate Constraint in lbs/MMBtu | FALSE | L | Annual | Generation | TWh | 0.001004 | 0.001004 | 0.001004 | 0.001004 | 0.001004 | 0.0051038 | 0.0051038
CT Fac. Spec. - SO2 Rate Annual v3.1, Unit 1201 and retrofits | 392 | 1769 | Rate Constraint in lbs/MMBtu | FALSE | L | Annual | Qualifying Generation | TWh | 0.001004 | 0.001004 | 0.001004 | 0.001004 | 0.001004 | 0.0051038 | 0.0051038
CT Fac. Spec. - SO2 Rate Annual v3.1, Unit 1201 and retrofits | 392 | 1769 | Rate Constraint in lbs/MMBtu | FALSE | L | Annual | Rate | lb/MWh | 0 | 0 | 0 | 0 | 0 | 0 | 0
CT Fac. Spec. - SO2 Rate Annual v3.1, Unit 1201 and retrofits | 392 | 1769 | Rate Constraint in lbs/MMBtu | FALSE | L | Annual | Constraint Shadow Price | US2011$/Ton | 0 | 0 | 0 | 0 | 0 | 0 | 0
CT Fac. Spec. - SO2 Rate Annual v3.1, Unit 1202 and retrofits | 393 | 1769 | Rate Constraint in lbs/MMBtu | FALSE | L | Annual | Seasons Included | Seasons | Winter, Summer | Winter, Summer | Winter, Summer | Winter, Summer | Winter, Summer | Winter, Summer | Winter, Summer
CT Fac. Spec. - SO2 Rate Annual v3.1, Unit 1202 and retrofits | 393 | 1769 | Rate Constraint in lbs/MMBtu | FALSE | L | Annual | Standard | lb/MMBtu | 0.33 | 0.33 | 0.33 | 0.33 | 0.33 | 0.33 | 0.33
CT Fac. Spec. - SO2 Rate Annual v3.1, Unit 1202 and retrofits | 393 | 1769 | Rate Constraint in lbs/MMBtu | FALSE | L | Annual | Emissions at Affected Plants SO2 | Thousand Tons | 0 | 0 | 0 | 0 | 0 | 0 | 0
CT Fac. Spec. - SO2 Rate Annual v3.1, Unit 1202 and retrofits | 393 | 1769 | Rate Constraint in lbs/MMBtu | FALSE | L | Annual | Allowances Purchased SO2 | Thousand Tons | 0 | 0 | 0 | 0 | 0 | 0 | 0
CT Fac. Spec. - SO2 Rate Annual v3.1, Unit 1202 and retrofits | 393 | 1769 | Rate Constraint in lbs/MMBtu | FALSE | L | Annual | Allowances Sold SO2 | Thousand Tons | 0 | 0 | 0 | 0 | 0 | 0 | 0
CT Fac. Spec. - SO2 Rate Annual v3.1, Unit 1202 and retrofits | 393 | 1769 | Rate Constraint in lbs/MMBtu | FALSE | L | Annual | Allowances Banked | Thousand Tons | 0 | 0 | 0 | 0 | 0 | 0 | 0
CT Fac. Spec. - SO2 Rate Annual v3.1, Unit 1202 and retrofits | 393 | 1769 | Rate Constraint in lbs/MMBtu | FALSE | L | Annual | Allowances Withdrawn (1:1) | Thousand Tons | 0 | 0 | 0 | 0 | 0 | 0 | 0
CT Fac. Spec. - SO2 Rate Annual v3.1, Unit 1202 and retrofits | 393 | 1769 | Rate Constraint in lbs/MMBtu | FALSE | L | Annual | Allowances Withdrawn (n:1) | Thousand Tons | 0 | 0 | 0 | 0 | 0 | 0 | 0
CT Fac. Spec. - SO2 Rate Annual v3.1, Unit 1202 and retrofits | 393 | 1769 | Rate Constraint in lbs/MMBtu | FALSE | L | Annual | Net Emissions Allowance Position | Thousand Tons | 0 | 0 | 0 | 0 | 0 | 0 | 0
CT Fac. Spec. - SO2 Rate Annual v3.1, Unit 1202 and retrofits | 393 | 1769 | Rate Constraint in lbs/MMBtu | FALSE | L | Annual | Fuel Consumed | TBtu | 0.01135 | 0.01135 | 0.01135 | 0.01135 | 0.01135 | 0.057696 | 0.057696
CT Fac. Spec. - SO2 Rate Annual v3.1, Unit 1202 and retrofits | 393 | 1769 | Rate Constraint in lbs/MMBtu | FALSE | L | Annual | Rate | lb/MMBtu | 0 | 0 | 0 | 0 | 0 | 0 | 0
CT Fac. Spec. - SO2 Rate Annual v3.1, Unit 1202 and retrofits | 393 | 1769 | Rate Constraint in lbs/MMBtu | FALSE | L | Annual | Generation | TWh | 0.00093926 | 0.00093926 | 0.00093926 | 0.00093926 | 0.00093926 | 0.0047746 | 0.0047746
CT Fac. Spec. - SO2 Rate Annual v3.1, Unit 1202 and retrofits | 393 | 1769 | Rate Constraint in lbs/MMBtu | FALSE | L | Annual | Qualifying Generation | TWh | 0.00093926 | 0.00093926 | 0.00093926 | 0.00093926 | 0.00093926 | 0.0047746 | 0.0047746
CT Fac. Spec. - SO2 Rate Annual v3.1, Unit 1202 and retrofits | 393 | 1769 | Rate Constraint in lbs/MMBtu | FALSE | L | Annual | Rate | lb/MWh | 0 | 0 | 0 | 0 | 0 | 0 | 0
CT Fac. Spec. - SO2 Rate Annual v3.1, Unit 1202 and retrofits | 393 | 1769 | Rate Constraint in lbs/MMBtu | FALSE | L | Annual | Constraint Shadow Price | US2011$/Ton | 0 | 0 | 0 | 0 | 0 | 0 | 0
CT Fac. Spec. - SO2 Rate Annual v3.1, Unit 1203 and retrofits | 394 | 1769 | Rate Constraint in lbs/MMBtu | FALSE | L | Annual | Seasons Included | Seasons | Winter, Summer | Winter, Summer | Winter, Summer | Winter, Summer | Winter, Summer | Winter, Summer | Winter, Summer
CT Fac. Spec. - SO2 Rate Annual v3.1, Unit 1203 and retrofits | 394 | 1769 | Rate Constraint in lbs/MMBtu | FALSE | L | Annual | Standard | lb/MMBtu | 0.33 | 0.33 | 0.33 | 0.33 | 0.33 | 0.33 | 0.33
CT Fac. Spec. - SO2 Rate Annual v3.1, Unit 1203 and retrofits | 394 | 1769 | Rate Constraint in lbs/MMBtu | FALSE | L | Annual | Emissions at Affected Plants SO2 | Thousand Tons | 0 | 0 | 0 | 0 | 0 | 0 | 0
CT Fac. Spec. - SO2 Rate Annual v3.1, Unit 1203 and retrofits | 394 | 1769 | Rate Constraint in lbs/MMBtu | FALSE | L | Annual | Allowances Purchased SO2 | Thousand Tons | 0 | 0 | 0 | 0 | 0 | 0 | 0
CT Fac. Spec. - SO2 Rate Annual v3.1, Unit 1203 and retrofits | 394 | 1769 | Rate Constraint in lbs/MMBtu | FALSE | L | Annual | Allowances Sold SO2 | Thousand Tons | 0 | 0 | 0 | 0 | 0 | 0 | 0
CT Fac. Spec. - SO2 Rate Annual v3.1, Unit 1203 and retrofits | 394 | 1769 | Rate Constraint in lbs/MMBtu | FALSE | L | Annual | Allowances Banked | Thousand Tons | 0 | 0 | 0 | 0 | 0 | 0 | 0
CT Fac. Spec. - SO2 Rate Annual v3.1, Unit 1203 and retrofits | 394 | 1769 | Rate Constraint in lbs/MMBtu | FALSE | L | Annual | Allowances Withdrawn (1:1) | Thousand Tons | 0 | 0 | 0 | 0 | 0 | 0 | 0
CT Fac. Spec. - SO2 Rate Annual v3.1, Unit 1203 and retrofits | 394 | 1769 | Rate Constraint in lbs/MMBtu | FALSE | L | Annual | Allowances Withdrawn (n:1) | Thousand Tons | 0 | 0 | 0 | 0 | 0 | 0 | 0
CT Fac. Spec. - SO2 Rate Annual v3.1, Unit 1203 and retrofits | 394 | 1769 | Rate Constraint in lbs/MMBtu | FALSE | L | Annual | Net Emissions Allowance Position | Thousand Tons | 0 | 0 | 0 | 0 | 0 | 0 | 0
CT Fac. Spec. - SO2 Rate Annual v3.1, Unit 1203 and retrofits | 394 | 1769 | Rate Constraint in lbs/MMBtu | FALSE | L | Annual | Fuel Consumed | TBtu | 0.01135 | 0.01135 | 0.01135 | 0.01135 | 0.01135 | 0.057696 | 0.057696
CT Fac. Spec. - SO2 Rate Annual v3.1, Unit 1203 and retrofits | 394 | 1769 | Rate Constraint in lbs/MMBtu | FALSE | L | Annual | Rate | lb/MMBtu | 0 | 0 | 0 | 0 | 0 | 0 | 0
CT Fac. Spec. - SO2 Rate Annual v3.1, Unit 1203 and retrofits | 394 | 1769 | Rate Constraint in lbs/MMBtu | FALSE | L | Annual | Generation | TWh | 0.00093926 | 0.00093926 | 0.00093926 | 0.00093926 | 0.00093926 | 0.0047746 | 0.0047746
CT Fac. Spec. - SO2 Rate Annual v3.1, Unit 1203 and retrofits | 394 | 1769 | Rate Constraint in lbs/MMBtu | FALSE | L | Annual | Qualifying Generation | TWh | 0.00093926 | 0.00093926 | 0.00093926 | 0.00093926 | 0.00093926 | 0.0047746 | 0.0047746
CT Fac. Spec. - SO2 Rate Annual v3.1, Unit 1203 and retrofits | 394 | 1769 | Rate Constraint in lbs/MMBtu | FALSE | L | Annual | Rate | lb/MWh | 0 | 0 | 0 | 0 | 0 | 0 | 0
CT Fac. Spec. - SO2 Rate Annual v3.1, Unit 1203 and retrofits | 394 | 1769 | Rate Constraint in lbs/MMBtu | FALSE | L | Annual | Constraint Shadow Price | US2011$/Ton | 0 | 0 | 0 | 0 | 0 | 0 | 0
CT Fac. Spec. - SO2 Rate Annual v3.1, Unit 1204 and retrofits | 395 | 1769 | Rate Constraint in lbs/MMBtu | FALSE | L | Annual | Seasons Included | Seasons | Winter, Summer | Winter, Summer | Winter, Summer | Winter, Summer | Winter, Summer | Winter, Summer | Winter, Summer
CT Fac. Spec. - SO2 Rate Annual v3.1, Unit 1204 and retrofits | 395 | 1769 | Rate Constraint in lbs/MMBtu | FALSE | L | Annual | Standard | lb/MMBtu | 0.33 | 0.33 | 0.33 | 0.33 | 0.33 | 0.33 | 0.33
CT Fac. Spec. - SO2 Rate Annual v3.1, Unit 1204 and retrofits | 395 | 1769 | Rate Constraint in lbs/MMBtu | FALSE | L | Annual | Emissions at Affected Plants SO2 | Thousand Tons | 0 | 0 | 0 | 0 | 0 | 0 | 0
CT Fac. Spec. - SO2 Rate Annual v3.1, Unit 1204 and retrofits | 395 | 1769 | Rate Constraint in lbs/MMBtu | FALSE | L | Annual | Allowances Purchased SO2 | Thousand Tons | 0 | 0 | 0 | 0 | 0 | 0 | 0
CT Fac. Spec. - SO2 Rate Annual v3.1, Unit 1204 and retrofits | 395 | 1769 | Rate Constraint in lbs/MMBtu | FALSE | L | Annual | Allowances Sold SO2 | Thousand Tons | 0 | 0 | 0 | 0 | 0 | 0 | 0
CT Fac. Spec. - SO2 Rate Annual v3.1, Unit 1204 and retrofits | 395 | 1769 | Rate Constraint in lbs/MMBtu | FALSE | L | Annual | Allowances Banked | Thousand Tons | 0 | 0 | 0 | 0 | 0 | 0 | 0
CT Fac. Spec. - SO2 Rate Annual v3.1, Unit 1204 and retrofits | 395 | 1769 | Rate Constraint in lbs/MMBtu | FALSE | L | Annual | Allowances Withdrawn (1:1) | Thousand Tons | 0 | 0 | 0 | 0 | 0 | 0 | 0
CT Fac. Spec. - SO2 Rate Annual v3.1, Unit 1204 and retrofits | 395 | 1769 | Rate Constraint in lbs/MMBtu | FALSE | L | Annual | Allowances Withdrawn (n:1) | Thousand Tons | 0 | 0 | 0 | 0 | 0 | 0 | 0
CT Fac. Spec. - SO2 Rate Annual v3.1, Unit 1204 and retrofits | 395 | 1769 | Rate Constraint in lbs/MMBtu | FALSE | L | Annual | Net Emissions Allowance Position | Thousand Tons | 0 | 0 | 0 | 0 | 0 | 0 | 0
CT Fac. Spec. - SO2 Rate Annual v3.1, Unit 1204 and retrofits | 395 | 1769 | Rate Constraint in lbs/MMBtu | FALSE | L | Annual | Fuel Consumed | TBtu | 0.011741 | 0.011741 | 0.011741 | 0.011741 | 0.011741 | 0.059685 | 0.059685
CT Fac. Spec. - SO2 Rate Annual v3.1, Unit 1204 and retrofits | 395 | 1769 | Rate Constraint in lbs/MMBtu | FALSE | L | Annual | Rate | lb/MMBtu | 0 | 0 | 0 | 0 | 0 | 0 | 0
CT Fac. Spec. - SO2 Rate Annual v3.1, Unit 1204 and retrofits | 395 | 1769 | Rate Constraint in lbs/MMBtu | FALSE | L | Annual | Generation | TWh | 0.00097165 | 0.00097165 | 0.00097165 | 0.00097165 | 0.00097165 | 0.0049392 | 0.0049392
CT Fac. Spec. - SO2 Rate Annual v3.1, Unit 1204 and retrofits | 395 | 1769 | Rate Constraint in lbs/MMBtu | FALSE | L | Annual | Qualifying Generation | TWh | 0.00097165 | 0.00097165 | 0.00097165 | 0.00097165 | 0.00097165 | 0.0049392 | 0.0049392
CT Fac. Spec. - SO2 Rate Annual v3.1, Unit 1204 and retrofits | 395 | 1769 | Rate Constraint in lbs/MMBtu | FALSE | L | Annual | Rate | lb/MWh | 0 | 0 | 0 | 0 | 0 | 0 | 0
CT Fac. Spec. - SO2 Rate Annual v3.1, Unit 1204 and retrofits | 395 | 1769 | Rate Constraint in lbs/MMBtu | FALSE | L | Annual | Constraint Shadow Price | US2011$/Ton | 0 | 0 | 0 | 0 | 0 | 0 | 0
CT Fac. Spec. - SO2 Rate Annual v3.1, Unit 1206 and retrofits | 396 | 1769 | Rate Constraint in lbs/MMBtu | FALSE | L | Annual | Seasons Included | Seasons | Winter, Summer | Winter, Summer | Winter, Summer | Winter, Summer | Winter, Summer | Winter, Summer | Winter, Summer
CT Fac. Spec. - SO2 Rate Annual v3.1, Unit 1206 and retrofits | 396 | 1769 | Rate Constraint in lbs/MMBtu | FALSE | L | Annual | Standard | lb/MMBtu | 0.33 | 0.33 | 0.33 | 0.33 | 0.33 | 0.33 | 0.33
CT Fac. Spec. - SO2 Rate Annual v3.1, Unit 1206 and retrofits | 396 | 1769 | Rate Constraint in lbs/MMBtu | FALSE | L | Annual | Emissions at Affected Plants SO2 | Thousand Tons | 0 | 0 | 0 | 0 | 0 | 0 | 0
CT Fac. Spec. - SO2 Rate Annual v3.1, Unit 1206 and retrofits | 396 | 1769 | Rate Constraint in lbs/MMBtu | FALSE | L | Annual | Allowances Purchased SO2 | Thousand Tons | 0 | 0 | 0 | 0 | 0 | 0 | 0
CT Fac. Spec. - SO2 Rate Annual v3.1, Unit 1206 and retrofits | 396 | 1769 | Rate Constraint in lbs/MMBtu | FALSE | L | Annual | Allowances Sold SO2 | Thousand Tons | 0 | 0 | 0 | 0 | 0 | 0 | 0
CT Fac. Spec. - SO2 Rate Annual v3.1, Unit 1206 and retrofits | 396 | 1769 | Rate Constraint in lbs/MMBtu | FALSE | L | Annual | Allowances Banked | Thousand Tons | 0 | 0 | 0 | 0 | 0 | 0 | 0
CT Fac. Spec. - SO2 Rate Annual v3.1, Unit 1206 and retrofits | 396 | 1769 | Rate Constraint in lbs/MMBtu | FALSE | L | Annual | Allowances Withdrawn (1:1) | Thousand Tons | 0 | 0 | 0 | 0 | 0 | 0 | 0
CT Fac. Spec. - SO2 Rate Annual v3.1, Unit 1206 and retrofits | 396 | 1769 | Rate Constraint in lbs/MMBtu | FALSE | L | Annual | Allowances Withdrawn (n:1) | Thousand Tons | 0 | 0 | 0 | 0 | 0 | 0 | 0
CT Fac. Spec. - SO2 Rate Annual v3.1, Unit 1206 and retrofits | 396 | 1769 | Rate Constraint in lbs/MMBtu | FALSE | L | Annual | Net Emissions Allowance Position | Thousand Tons | 0 | 0 | 0 | 0 | 0 | 0 | 0
CT Fac. Spec. - SO2 Rate Annual v3.1, Unit 1206 and retrofits | 396 | 1769 | Rate Constraint in lbs/MMBtu | FALSE | L | Annual | Fuel Consumed | TBtu | 0.015486 | 0.015486 | 0.015486 | 0.078723 | 0.078723 | 0.078723 | 0.078723
CT Fac. Spec. - SO2 Rate Annual v3.1, Unit 1206 and retrofits | 396 | 1769 | Rate Constraint in lbs/MMBtu | FALSE | L | Annual | Rate | lb/MMBtu | 0 | 0 | 0 | 0 | 0 | 0 | 0
CT Fac. Spec. - SO2 Rate Annual v3.1, Unit 1206 and retrofits | 396 | 1769 | Rate Constraint in lbs/MMBtu | FALSE | L | Annual | Generation | TWh | 0.0014413 | 0.0014413 | 0.0014413 | 0.0073265 | 0.0073265 | 0.0073265 | 0.0073265
CT Fac. Spec. - SO2 Rate Annual v3.1, Unit 1206 and retrofits | 396 | 1769 | Rate Constraint in lbs/MMBtu | FALSE | L | Annual | Qualifying Generation | TWh | 0.0014413 | 0.0014413 | 0.0014413 | 0.0073265 | 0.0073265 | 0.0073265 | 0.0073265
CT Fac. Spec. - SO2 Rate Annual v3.1, Unit 1206 and retrofits | 396 | 1769 | Rate Constraint in lbs/MMBtu | FALSE | L | Annual | Rate | lb/MWh | 0 | 0 | 0 | 0 | 0 | 0 | 0
CT Fac. Spec. - SO2 Rate Annual v3.1, Unit 1206 and retrofits | 396 | 1769 | Rate Constraint in lbs/MMBtu | FALSE | L | Annual | Constraint Shadow Price | US2011$/Ton | 0 | 0 | 0 | 0 | 0 | 0 | 0
CT Fac. Spec. - SO2 Rate Annual v3.1, Unit 1207 and retrofits | 397 | 1769 | Rate Constraint in lbs/MMBtu | FALSE | L | Annual | Seasons Included | Seasons | Winter, Summer | Winter, Summer | Winter, Summer | Winter, Summer | Winter, Summer | Winter, Summer | Winter, Summer
CT Fac. Spec. - SO2 Rate Annual v3.1, Unit 1207 and retrofits | 397 | 1769 | Rate Constraint in lbs/MMBtu | FALSE | L | Annual | Standard | lb/MMBtu | 0.33 | 0.33 | 0.33 | 0.33 | 0.33 | 0.33 | 0.33
CT Fac. Spec. - SO2 Rate Annual v3.1, Unit 1207 and retrofits | 397 | 1769 | Rate Constraint in lbs/MMBtu | FALSE | L | Annual | Emissions at Affected Plants SO2 | Thousand Tons | 0 | 0 | 0 | 0 | 0 | 0 | 0
CT Fac. Spec. - SO2 Rate Annual v3.1, Unit 1207 and retrofits | 397 | 1769 | Rate Constraint in lbs/MMBtu | FALSE | L | Annual | Allowances Purchased SO2 | Thousand Tons | 0 | 0 | 0 | 0 | 0 | 0 | 0
CT Fac. Spec. - SO2 Rate Annual v3.1, Unit 1207 and retrofits | 397 | 1769 | Rate Constraint in lbs/MMBtu | FALSE | L | Annual | Allowances Sold SO2 | Thousand Tons | 0 | 0 | 0 | 0 | 0 | 0 | 0
CT Fac. Spec. - SO2 Rate Annual v3.1, Unit 1207 and retrofits | 397 | 1769 | Rate Constraint in lbs/MMBtu | FALSE | L | Annual | Allowances Banked | Thousand Tons | 0 | 0 | 0 | 0 | 0 | 0 | 0
CT Fac. Spec. - SO2 Rate Annual v3.1, Unit 1207 and retrofits | 397 | 1769 | Rate Constraint in lbs/MMBtu | FALSE | L | Annual | Allowances Withdrawn (1:1) | Thousand Tons | 0 | 0 | 0 | 0 | 0 | 0 | 0
CT Fac. Spec. - SO2 Rate Annual v3.1, Unit 1207 and retrofits | 397 | 1769 | Rate Constraint in lbs/MMBtu | FALSE | L | Annual | Allowances Withdrawn (n:1) | Thousand Tons | 0 | 0 | 0 | 0 | 0 | 0 | 0
CT Fac. Spec. - SO2 Rate Annual v3.1, Unit 1207 and retrofits | 397 | 1769 | Rate Constraint in lbs/MMBtu | FALSE | L | Annual | Net Emissions Allowance Position | Thousand Tons | 0 | 0 | 0 | 0 | 0 | 0 | 0
CT Fac. Spec. - SO2 Rate Annual v3.1, Unit 1207 and retrofits | 397 | 1769 | Rate Constraint in lbs/MMBtu | FALSE | L | Annual | Fuel Consumed | TBtu | 0.030973 | 0.030973 | 0.030973 | 0.15745 | 0.15745 | 0.15745 | 0.15745
CT Fac. Spec. - SO2 Rate Annual v3.1, Unit 1207 and retrofits | 397 | 1769 | Rate Constraint in lbs/MMBtu | FALSE | L | Annual | Rate | lb/MMBtu | 0 | 0 | 0 | 0 | 0 | 0 | 0
CT Fac. Spec. - SO2 Rate Annual v3.1, Unit 1207 and retrofits | 397 | 1769 | Rate Constraint in lbs/MMBtu | FALSE | L | Annual | Generation | TWh | 0.0028825 | 0.0028825 | 0.0028825 | 0.014653 | 0.014653 | 0.014653 | 0.014653
CT Fac. Spec. - SO2 Rate Annual v3.1, Unit 1207 and retrofits | 397 | 1769 | Rate Constraint in lbs/MMBtu | FALSE | L | Annual | Qualifying Generation | TWh | 0.0028825 | 0.0028825 | 0.0028825 | 0.014653 | 0.014653 | 0.014653 | 0.014653
CT Fac. Spec. - SO2 Rate Annual v3.1, Unit 1207 and retrofits | 397 | 1769 | Rate Constraint in lbs/MMBtu | FALSE | L | Annual | Rate | lb/MWh | 0 | 0 | 0 | 0 | 0 | 0 | 0
CT Fac. Spec. - SO2 Rate Annual v3.1, Unit 1207 and retrofits | 397 | 1769 | Rate Constraint in lbs/MMBtu | FALSE | L | Annual | Constraint Shadow Price | US2011$/Ton | 0 | 0 | 0 | 0 | 0 | 0 | 0
CT Fac. Spec. - SO2 Rate Annual v3.1, Unit 3058 and retrofits | 398 | 1769 | Rate Constraint in lbs/MMBtu | FALSE | L | Annual | Seasons Included | Seasons | Winter, Summer | Winter, Summer | Winter, Summer | Winter, Summer | Winter, Summer | Winter, Summer | Winter, Summer
CT Fac. Spec. - SO2 Rate Annual v3.1, Unit 3058 and retrofits | 398 | 1769 | Rate Constraint in lbs/MMBtu | FALSE | L | Annual | Standard | lb/MMBtu | 0.33 | 0.33 | 0.33 | 0.33 | 0.33 | 0.33 | 0.33
CT Fac. Spec. - SO2 Rate Annual v3.1, Unit 3058 and retrofits | 398 | 1769 | Rate Constraint in lbs/MMBtu | FALSE | L | Annual | Emissions at Affected Plants SO2 | Thousand Tons | 0 | 0 | 0 | 0 | 0 | 0 | 0
CT Fac. Spec. - SO2 Rate Annual v3.1, Unit 3058 and retrofits | 398 | 1769 | Rate Constraint in lbs/MMBtu | FALSE | L | Annual | Allowances Purchased SO2 | Thousand Tons | 0 | 0 | 0 | 0 | 0 | 0 | 0
CT Fac. Spec. - SO2 Rate Annual v3.1, Unit 3058 and retrofits | 398 | 1769 | Rate Constraint in lbs/MMBtu | FALSE | L | Annual | Allowances Sold SO2 | Thousand Tons | 0 | 0 | 0 | 0 | 0 | 0 | 0
CT Fac. Spec. - SO2 Rate Annual v3.1, Unit 3058 and retrofits | 398 | 1769 | Rate Constraint in lbs/MMBtu | FALSE | L | Annual | Allowances Banked | Thousand Tons | 0 | 0 | 0 | 0 | 0 | 0 | 0
CT Fac. Spec. - SO2 Rate Annual v3.1, Unit 3058 and retrofits | 398 | 1769 | Rate Constraint in lbs/MMBtu | FALSE | L | Annual | Allowances Withdrawn (1:1) | Thousand Tons | 0 | 0 | 0 | 0 | 0 | 0 | 0
CT Fac. Spec. - SO2 Rate Annual v3.1, Unit 3058 and retrofits | 398 | 1769 | Rate Constraint in lbs/MMBtu | FALSE | L | Annual | Allowances Withdrawn (n:1) | Thousand Tons | 0 | 0 | 0 | 0 | 0 | 0 | 0
CT Fac. Spec. - SO2 Rate Annual v3.1, Unit 3058 and retrofits | 398 | 1769 | Rate Constraint in lbs/MMBtu | FALSE | L | Annual | Net Emissions Allowance Position | Thousand Tons | 0 | 0 | 0 | 0 | 0 | 0 | 0
CT Fac. Spec. - SO2 Rate Annual v3.1, Unit 3058 and retrofits | 398 | 1769 | Rate Constraint in lbs/MMBtu | FALSE | L | Annual | Fuel Consumed | TBtu | 8.5377 | 8.5377 | 8.5377 | 8.5377 | 8.5377 | 8.5377 | 8.5377
CT Fac. Spec. - SO2 Rate Annual v3.1, Unit 3058 and retrofits | 398 | 1769 | Rate Constraint in lbs/MMBtu | FALSE | L | Annual | Rate | lb/MMBtu | 0 | 0 | 0 | 0 | 0 | 0 | 0
CT Fac. Spec. - SO2 Rate Annual v3.1, Unit 3058 and retrofits | 398 | 1769 | Rate Constraint in lbs/MMBtu | FALSE | L | Annual | Generation | TWh | 1.1946 | 1.1946 | 1.1946 | 1.1946 | 1.1946 | 1.1946 | 1.1946
CT Fac. Spec. - SO2 Rate Annual v3.1, Unit 3058 and retrofits | 398 | 1769 | Rate Constraint in lbs/MMBtu | FALSE | L | Annual | Qualifying Generation | TWh | 1.1946 | 1.1946 | 1.1946 | 1.1946 | 1.1946 | 1.1946 | 1.1946
CT Fac. Spec. - SO2 Rate Annual v3.1, Unit 3058 and retrofits | 398 | 1769 | Rate Constraint in lbs/MMBtu | FALSE | L | Annual | Rate | lb/MWh | 0 | 0 | 0 | 0 | 0 | 0 | 0
CT Fac. Spec. - SO2 Rate Annual v3.1, Unit 3058 and retrofits | 398 | 1769 | Rate Constraint in lbs/MMBtu | FALSE | L | Annual | Constraint Shadow Price | US2011$/Ton | 0 | 0 | 0 | 0 | 0 | 0 | 0
CT Fac. Spec. - SO2 Rate Annual v3.1, Unit 3059 and retrofits | 399 | 1769 | Rate Constraint in lbs/MMBtu | FALSE | L | Annual | Seasons Included | Seasons | Winter, Summer | Winter, Summer | Winter, Summer | Winter, Summer | Winter, Summer | Winter, Summer | Winter, Summer
CT Fac. Spec. - SO2 Rate Annual v3.1, Unit 3059 and retrofits | 399 | 1769 | Rate Constraint in lbs/MMBtu | FALSE | L | Annual | Standard | lb/MMBtu | 0.33 | 0.33 | 0.33 | 0.33 | 0.33 | 0.33 | 0.33
CT Fac. Spec. - SO2 Rate Annual v3.1, Unit 3059 and retrofits | 399 | 1769 | Rate Constraint in lbs/MMBtu | FALSE | L | Annual | Emissions at Affected Plants SO2 | Thousand Tons | 0 | 0 | 0 | 0 | 0 | 0 | 0
CT Fac. Spec. - SO2 Rate Annual v3.1, Unit 3059 and retrofits | 399 | 1769 | Rate Constraint in lbs/MMBtu | FALSE | L | Annual | Allowances Purchased SO2 | Thousand Tons | 0 | 0 | 0 | 0 | 0 | 0 | 0
CT Fac. Spec. - SO2 Rate Annual v3.1, Unit 3059 and retrofits | 399 | 1769 | Rate Constraint in lbs/MMBtu | FALSE | L | Annual | Allowances Sold SO2 | Thousand Tons | 0 | 0 | 0 | 0 | 0 | 0 | 0
CT Fac. Spec. - SO2 Rate Annual v3.1, Unit 3059 and retrofits | 399 | 1769 | Rate Constraint in lbs/MMBtu | FALSE | L | Annual | Allowances Banked | Thousand Tons | 0 | 0 | 0 | 0 | 0 | 0 | 0
CT Fac. Spec. - SO2 Rate Annual v3.1, Unit 3059 and retrofits | 399 | 1769 | Rate Constraint in lbs/MMBtu | FALSE | L | Annual | Allowances Withdrawn (1:1) | Thousand Tons | 0 | 0 | 0 | 0 | 0 | 0 | 0
CT Fac. Spec. - SO2 Rate Annual v3.1, Unit 3059 and retrofits | 399 | 1769 | Rate Constraint in lbs/MMBtu | FALSE | L | Annual | Allowances Withdrawn (n:1) | Thousand Tons | 0 | 0 | 0 | 0 | 0 | 0 | 0
CT Fac. Spec. - SO2 Rate Annual v3.1, Unit 3059 and retrofits | 399 | 1769 | Rate Constraint in lbs/MMBtu | FALSE | L | Annual | Net Emissions Allowance Position | Thousand Tons | 0 | 0 | 0 | 0 | 0 | 0 | 0
CT Fac. Spec. - SO2 Rate Annual v3.1, Unit 3059 and retrofits | 399 | 1769 | Rate Constraint in lbs/MMBtu | FALSE | L | Annual | Fuel Consumed | TBtu | 8.0482 | 8.0482 | 8.0482 | 8.0482 | 8.0482 | 8.0482 | 8.0482
CT Fac. Spec. - SO2 Rate Annual v3.1, Unit 3059 and retrofits | 399 | 1769 | Rate Constraint in lbs/MMBtu | FALSE | L | Annual | Rate | lb/MMBtu | 0 | 0 | 0 | 0 | 0 | 0 | 0
CT Fac. Spec. - SO2 Rate Annual v3.1, Unit 3059 and retrofits | 399 | 1769 | Rate Constraint in lbs/MMBtu | FALSE | L | Annual | Generation | TWh | 1.1261 | 1.1261 | 1.1261 | 1.1261 | 1.1261 | 1.1261 | 1.1261
CT Fac. Spec. - SO2 Rate Annual v3.1, Unit 3059 and retrofits | 399 | 1769 | Rate Constraint in lbs/MMBtu | FALSE | L | Annual | Qualifying Generation | TWh | 1.1261 | 1.1261 | 1.1261 | 1.1261 | 1.1261 | 1.1261 | 1.1261
CT Fac. Spec. - SO2 Rate Annual v3.1, Unit 3059 and retrofits | 399 | 1769 | Rate Constraint in lbs/MMBtu | FALSE | L | Annual | Rate | lb/MWh | 0 | 0 | 0 | 0 | 0 | 0 | 0
CT Fac. Spec. - SO2 Rate Annual v3.1, Unit 3059 and retrofits | 399 | 1769 | Rate Constraint in lbs/MMBtu | FALSE | L | Annual | Constraint Shadow Price | US2011$/Ton | 0 | 0 | 0 | 0 | 0 | 0 | 0
CT Fac. Spec. - SO2 Rate Annual v3.1, Unit 3060 and retrofits | 400 | 1769 | Rate Constraint in lbs/MMBtu | FALSE | L | Annual | Seasons Included | Seasons | Winter, Summer | Winter, Summer | Winter, Summer | Winter, Summer | Winter, Summer | Winter, Summer | Winter, Summer
CT Fac. Spec. - SO2 Rate Annual v3.1, Unit 3060 and retrofits | 400 | 1769 | Rate Constraint in lbs/MMBtu | FALSE | L | Annual | Standard | lb/MMBtu | 0.33 | 0.33 | 0.33 | 0.33 | 0.33 | 0.33 | 0.33
CT Fac. Spec. - SO2 Rate Annual v3.1, Unit 3060 and retrofits | 400 | 1769 | Rate Constraint in lbs/MMBtu | FALSE | L | Annual | Emissions at Affected Plants SO2 | Thousand Tons | 0 | 0 | 0 | 0 | 0 | 0 | 0
CT Fac. Spec. - SO2 Rate Annual v3.1, Unit 3060 and retrofits | 400 | 1769 | Rate Constraint in lbs/MMBtu | FALSE | L | Annual | Allowances Purchased SO2 | Thousand Tons | 0 | 0 | 0 | 0 | 0 | 0 | 0
CT Fac. Spec. - SO2 Rate Annual v3.1, Unit 3060 and retrofits | 400 | 1769 | Rate Constraint in lbs/MMBtu | FALSE | L | Annual | Allowances Sold SO2 | Thousand Tons | 0 | 0 | 0 | 0 | 0 | 0 | 0
CT Fac. Spec. - SO2 Rate Annual v3.1, Unit 3060 and retrofits | 400 | 1769 | Rate Constraint in lbs/MMBtu | FALSE | L | Annual | Allowances Banked | Thousand Tons | 0 | 0 | 0 | 0 | 0 | 0 | 0
CT Fac. Spec. - SO2 Rate Annual v3.1, Unit 3060 and retrofits | 400 | 1769 | Rate Constraint in lbs/MMBtu | FALSE | L | Annual | Allowances Withdrawn (1:1) | Thousand Tons | 0 | 0 | 0 | 0 | 0 | 0 | 0
CT Fac. Spec. - SO2 Rate Annual v3.1, Unit 3060 and retrofits | 400 | 1769 | Rate Constraint in lbs/MMBtu | FALSE | L | Annual | Allowances Withdrawn (n:1) | Thousand Tons | 0 | 0 | 0 | 0 | 0 | 0 | 0
CT Fac. Spec. - SO2 Rate Annual v3.1, Unit 3060 and retrofits | 400 | 1769 | Rate Constraint in lbs/MMBtu | FALSE | L | Annual | Net Emissions Allowance Position | Thousand Tons | 0 | 0 | 0 | 0 | 0 | 0 | 0
CT Fac. Spec. - SO2 Rate Annual v3.1, Unit 3060 and retrofits | 400 | 1769 | Rate Constraint in lbs/MMBtu | FALSE | L | Annual | Fuel Consumed | TBtu | 8.0482 | 8.0482 | 8.0482 | 8.0482 | 8.0482 | 8.0482 | 8.0482
CT Fac. Spec. - SO2 Rate Annual v3.1, Unit 3060 and retrofits | 400 | 1769 | Rate Constraint in lbs/MMBtu | FALSE | L | Annual | Rate | lb/MMBtu | 0 | 0 | 0 | 0 | 0 | 0 | 0
CT Fac. Spec. - SO2 Rate Annual v3.1, Unit 3060 and retrofits | 400 | 1769 | Rate Constraint in lbs/MMBtu | FALSE | L | Annual | Generation | TWh | 1.1261 | 1.1261 | 1.1261 | 1.1261 | 1.1261 | 1.1261 | 1.1261
CT Fac. Spec. - SO2 Rate Annual v3.1, Unit 3060 and retrofits | 400 | 1769 | Rate Constraint in lbs/MMBtu | FALSE | L | Annual | Qualifying Generation | TWh | 1.1261 | 1.1261 | 1.1261 | 1.1261 | 1.1261 | 1.1261 | 1.1261
CT Fac. Spec. - SO2 Rate Annual v3.1, Unit 3060 and retrofits | 400 | 1769 | Rate Constraint in lbs/MMBtu | FALSE | L | Annual | Rate | lb/MWh | 0 | 0 | 0 | 0 | 0 | 0 | 0
CT Fac. Spec. - SO2 Rate Annual v3.1, Unit 3060 and retrofits | 400 | 1769 | Rate Constraint in lbs/MMBtu | FALSE | L | Annual | Constraint Shadow Price | US2011$/Ton | 0 | 0 | 0 | 0 | 0 | 0 | 0
CT Fac. Spec. - SO2 Rate Annual v3.1, Unit 3062 and retrofits | 401 | 1769 | Rate Constraint in lbs/MMBtu | FALSE | L | Annual | Seasons Included | Seasons | Winter, Summer | Winter, Summer | Winter, Summer | Winter, Summer | Winter, Summer | Winter, Summer | Winter, Summer
CT Fac. Spec. - SO2 Rate Annual v3.1, Unit 3062 and retrofits | 401 | 1769 | Rate Constraint in lbs/MMBtu | FALSE | L | Annual | Standard | lb/MMBtu | 0.33 | 0.33 | 0.33 | 0.33 | 0.33 | 0.33 | 0.33
CT Fac. Spec. - SO2 Rate Annual v3.1, Unit 3062 and retrofits | 401 | 1769 | Rate Constraint in lbs/MMBtu | FALSE | L | Annual | Emissions at Affected Plants SO2 | Thousand Tons | 0 | 0 | 0 | 0 | 0 | 0 | 0
CT Fac. Spec. - SO2 Rate Annual v3.1, Unit 3062 and retrofits | 401 | 1769 | Rate Constraint in lbs/MMBtu | FALSE | L | Annual | Allowances Purchased SO2 | Thousand Tons | 0 | 0 | 0 | 0 | 0 | 0 | 0
CT Fac. Spec. - SO2 Rate Annual v3.1, Unit 3062 and retrofits | 401 | 1769 | Rate Constraint in lbs/MMBtu | FALSE | L | Annual | Allowances Sold SO2 | Thousand Tons | 0 | 0 | 0 | 0 | 0 | 0 | 0
CT Fac. Spec. - SO2 Rate Annual v3.1, Unit 3062 and retrofits | 401 | 1769 | Rate Constraint in lbs/MMBtu | FALSE | L | Annual | Allowances Banked | Thousand Tons | 0 | 0 | 0 | 0 | 0 | 0 | 0
CT Fac. Spec. - SO2 Rate Annual v3.1, Unit 3062 and retrofits | 401 | 1769 | Rate Constraint in lbs/MMBtu | FALSE | L | Annual | Allowances Withdrawn (1:1) | Thousand Tons | 0 | 0 | 0 | 0 | 0 | 0 | 0
CT Fac. Spec. - SO2 Rate Annual v3.1, Unit 3062 and retrofits | 401 | 1769 | Rate Constraint in lbs/MMBtu | FALSE | L | Annual | Allowances Withdrawn (n:1) | Thousand Tons | 0 | 0 | 0 | 0 | 0 | 0 | 0
CT Fac. Spec. - SO2 Rate Annual v3.1, Unit 3062 and retrofits | 401 | 1769 | Rate Constraint in lbs/MMBtu | FALSE | L | Annual | Net Emissions Allowance Position | Thousand Tons | 0 | 0 | 0 | 0 | 0 | 0 | 0
CT Fac. Spec. - SO2 Rate Annual v3.1, Unit 3062 and retrofits | 401 | 1769 | Rate Constraint in lbs/MMBtu | FALSE | L | Annual | Fuel Consumed | TBtu | 9.4946 | 9.4946 | 9.4946 | 9.4946 | 9.4946 | 9.4946 | 9.4946
CT Fac. Spec. - SO2 Rate Annual v3.1, Unit 3062 and retrofits | 401 | 1769 | Rate Constraint in lbs/MMBtu | FALSE | L | Annual | Rate | lb/MMBtu | 0 | 0 | 0 | 0 | 0 | 0 | 0
CT Fac. Spec. - SO2 Rate Annual v3.1, Unit 3062 and retrofits | 401 | 1769 | Rate Constraint in lbs/MMBtu | FALSE | L | Annual | Generation | TWh | 1.3468 | 1.3468 | 1.3468 | 1.3468 | 1.3468 | 1.3468 | 1.3468
CT Fac. Spec. - SO2 Rate Annual v3.1, Unit 3062 and retrofits | 401 | 1769 | Rate Constraint in lbs/MMBtu | FALSE | L | Annual | Qualifying Generation | TWh | 1.3468 | 1.3468 | 1.3468 | 1.3468 | 1.3468 | 1.3468 | 1.3468
CT Fac. Spec. - SO2 Rate Annual v3.1, Unit 3062 and retrofits | 401 | 1769 | Rate Constraint in lbs/MMBtu | FALSE | L | Annual | Rate | lb/MWh | 0 | 0 | 0 | 0 | 0 | 0 | 0
CT Fac. Spec. - SO2 Rate Annual v3.1, Unit 3062 and retrofits | 401 | 1769 | Rate Constraint in lbs/MMBtu | FALSE | L | Annual | Constraint Shadow Price | US2011$/Ton | 0 | 0 | 0 | 0 | 0 | 0 | 0
CT Fac. Spec. - SO2 Rate Annual v3.1, Unit 3063 and retrofits | 402 | 1769 | Rate Constraint in lbs/MMBtu | FALSE | L | Annual | Seasons Included | Seasons | Winter, Summer | Winter, Summer | Winter, Summer | Winter, Summer | Winter, Summer | Winter, Summer | Winter, Summer
CT Fac. Spec. - SO2 Rate Annual v3.1, Unit 3063 and retrofits | 402 | 1769 | Rate Constraint in lbs/MMBtu | FALSE | L | Annual | Standard | lb/MMBtu | 0.33 | 0.33 | 0.33 | 0.33 | 0.33 | 0.33 | 0.33
CT Fac. Spec. - SO2 Rate Annual v3.1, Unit 3063 and retrofits | 402 | 1769 | Rate Constraint in lbs/MMBtu | FALSE | L | Annual | Emissions at Affected Plants SO2 | Thousand Tons | 0 | 0 | 0 | 0 | 0 | 0 | 0
CT Fac. Spec. - SO2 Rate Annual v3.1, Unit 3063 and retrofits | 402 | 1769 | Rate Constraint in lbs/MMBtu | FALSE | L | Annual | Allowances Purchased SO2 | Thousand Tons | 0 | 0 | 0 | 0 | 0 | 0 | 0
CT Fac. Spec. - SO2 Rate Annual v3.1, Unit 3063 and retrofits | 402 | 1769 | Rate Constraint in lbs/MMBtu | FALSE | L | Annual | Allowances Sold SO2 | Thousand Tons | 0 | 0 | 0 | 0 | 0 | 0 | 0
CT Fac. Spec. - SO2 Rate Annual v3.1, Unit 3063 and retrofits | 402 | 1769 | Rate Constraint in lbs/MMBtu | FALSE | L | Annual | Allowances Banked | Thousand Tons | 0 | 0 | 0 | 0 | 0 | 0 | 0
CT Fac. Spec. - SO2 Rate Annual v3.1, Unit 3063 and retrofits | 402 | 1769 | Rate Constraint in lbs/MMBtu | FALSE | L | Annual | Allowances Withdrawn (1:1) | Thousand Tons | 0 | 0 | 0 | 0 | 0 | 0 | 0
CT Fac. Spec. - SO2 Rate Annual v3.1, Unit 3063 and retrofits | 402 | 1769 | Rate Constraint in lbs/MMBtu | FALSE | L | Annual | Allowances Withdrawn (n:1) | Thousand Tons | 0 | 0 | 0 | 0 | 0 | 0 | 0
CT Fac. Spec. - SO2 Rate Annual v3.1, Unit 3063 and retrofits | 402 | 1769 | Rate Constraint in lbs/MMBtu | FALSE | L | Annual | Net Emissions Allowance Position | Thousand Tons | 0 | 0 | 0 | 0 | 0 | 0 | 0
CT Fac. Spec. - SO2 Rate Annual v3.1, Unit 3063 and retrofits | 402 | 1769 | Rate Constraint in lbs/MMBtu | FALSE | L | Annual | Fuel Consumed | TBtu | 9.4946 | 9.4946 | 9.4946 | 9.4946 | 9.4946 | 9.4946 | 9.4946
CT Fac. Spec. - SO2 Rate Annual v3.1, Unit 3063 and retrofits | 402 | 1769 | Rate Constraint in lbs/MMBtu | FALSE | L | Annual | Rate | lb/MMBtu | 0 | 0 | 0 | 0 | 0 | 0 | 0
CT Fac. Spec. - SO2 Rate Annual v3.1, Unit 3063 and retrofits | 402 | 1769 | Rate Constraint in lbs/MMBtu | FALSE | L | Annual | Generation | TWh | 1.3468 | 1.3468 | 1.3468 | 1.3468 | 1.3468 | 1.3468 | 1.3468
CT Fac. Spec. - SO2 Rate Annual v3.1, Unit 3063 and retrofits | 402 | 1769 | Rate Constraint in lbs/MMBtu | FALSE | L | Annual | Qualifying Generation | TWh | 1.3468 | 1.3468 | 1.3468 | 1.3468 | 1.3468 | 1.3468 | 1.3468
CT Fac. Spec. - SO2 Rate Annual v3.1, Unit 3063 and retrofits | 402 | 1769 | Rate Constraint in lbs/MMBtu | FALSE | L | Annual | Rate | lb/MWh | 0 | 0 | 0 | 0 | 0 | 0 | 0
CT Fac. Spec. - SO2 Rate Annual v3.1, Unit 3063 and retrofits | 402 | 1769 | Rate Constraint in lbs/MMBtu | FALSE | L | Annual | Constraint Shadow Price | US2011$/Ton | 0 | 0 | 0 | 0 | 0 | 0 | 0
CT Fac. Spec. - SO2 Rate Annual v3.1, Unit 3064 and retrofits | 403 | 1769 | Rate Constraint in lbs/MMBtu | FALSE | L | Annual | Seasons Included | Seasons | Winter, Summer | Winter, Summer | Winter, Summer | Winter, Summer | Winter, Summer | Winter, Summer | Winter, Summer
CT Fac. Spec. - SO2 Rate Annual v3.1, Unit 3064 and retrofits | 403 | 1769 | Rate Constraint in lbs/MMBtu | FALSE | L | Annual | Standard | lb/MMBtu | 0.33 | 0.33 | 0.33 | 0.33 | 0.33 | 0.33 | 0.33
CT Fac. Spec. - SO2 Rate Annual v3.1, Unit 3064 and retrofits | 403 | 1769 | Rate Constraint in lbs/MMBtu | FALSE | L | Annual | Emissions at Affected Plants SO2 | Thousand Tons | 0 | 0 | 0 | 0 | 0 | 0 | 0
CT Fac. Spec. - SO2 Rate Annual v3.1, Unit 3064 and retrofits | 403 | 1769 | Rate Constraint in lbs/MMBtu | FALSE | L | Annual | Allowances Purchased SO2 | Thousand Tons | 0 | 0 | 0 | 0 | 0 | 0 | 0
CT Fac. Spec. - SO2 Rate Annual v3.1, Unit 3064 and retrofits | 403 | 1769 | Rate Constraint in lbs/MMBtu | FALSE | L | Annual | Allowances Sold SO2 | Thousand Tons | 0 | 0 | 0 | 0 | 0 | 0 | 0
CT Fac. Spec. - SO2 Rate Annual v3.1, Unit 3064 and retrofits | 403 | 1769 | Rate Constraint in lbs/MMBtu | FALSE | L | Annual | Allowances Banked | Thousand Tons | 0 | 0 | 0 | 0 | 0 | 0 | 0
CT Fac. Spec. - SO2 Rate Annual v3.1, Unit 3064 and retrofits | 403 | 1769 | Rate Constraint in lbs/MMBtu | FALSE | L | Annual | Allowances Withdrawn (1:1) | Thousand Tons | 0 | 0 | 0 | 0 | 0 | 0 | 0
CT Fac. Spec. - SO2 Rate Annual v3.1, Unit 3064 and retrofits | 403 | 1769 | Rate Constraint in lbs/MMBtu | FALSE | L | Annual | Allowances Withdrawn (n:1) | Thousand Tons | 0 | 0 | 0 | 0 | 0 | 0 | 0
CT Fac. Spec. - SO2 Rate Annual v3.1, Unit 3064 and retrofits | 403 | 1769 | Rate Constraint in lbs/MMBtu | FALSE | L | Annual | Net Emissions Allowance Position | Thousand Tons | 0 | 0 | 0 | 0 | 0 | 0 | 0
CT Fac. Spec. - SO2 Rate Annual v3.1, Unit 3064 and retrofits | 403 | 1769 | Rate Constraint in lbs/MMBtu | FALSE | L | Annual | Fuel Consumed | TBtu | 14.6979 | 14.6979 | 14.6979 | 14.6979 | 14.6979 | 14.6979 | 14.6979
CT Fac. Spec. - SO2 Rate Annual v3.1, Unit 3064 and retrofits | 403 | 1769 | Rate Constraint in lbs/MMBtu | FALSE | L | Annual | Rate | lb/MMBtu | 0 | 0 | 0 | 0 | 0 | 0 | 0
CT Fac. Spec. - SO2 Rate Annual v3.1, Unit 3064 and retrofits | 403 | 1769 | Rate Constraint in lbs/MMBtu | FALSE | L | Annual | Generation | TWh | 2.0848 | 2.0848 | 2.0848 | 2.0848 | 2.0848 | 2.0848 | 2.0848
CT Fac. Spec. - SO2 Rate Annual v3.1, Unit 3064 and retrofits | 403 | 1769 | Rate Constraint in lbs/MMBtu | FALSE | L | Annual | Qualifying Generation | TWh | 2.0848 | 2.0848 | 2.0848 | 2.0848 | 2.0848 | 2.0848 | 2.0848
CT Fac. Spec. - SO2 Rate Annual v3.1, Unit 3064 and retrofits | 403 | 1769 | Rate Constraint in lbs/MMBtu | FALSE | L | Annual | Rate | lb/MWh | 0 | 0 | 0 | 0 | 0 | 0 | 0
CT Fac. Spec. - SO2 Rate Annual v3.1, Unit 3064 and retrofits | 403 | 1769 | Rate Constraint in lbs/MMBtu | FALSE | L | Annual | Constraint Shadow Price | US2011$/Ton | 0 | 0 | 0 | 0 | 0 | 0 | 0
CT Fac. Spec. - SO2 Rate Annual v3.1, Unit 3066 and retrofits | 404 | 1769 | Rate Constraint in lbs/MMBtu | FALSE | L | Annual | Seasons Included | Seasons | Winter, Summer | Winter, Summer | Winter, Summer | Winter, Summer | Winter, Summer | Winter, Summer | Winter, Summer
CT Fac. Spec. - SO2 Rate Annual v3.1, Unit 3066 and retrofits | 404 | 1769 | Rate Constraint in lbs/MMBtu | FALSE | L | Annual | Standard | lb/MMBtu | 0.33 | 0.33 | 0.33 | 0.33 | 0.33 | 0.33 | 0.33
CT Fac. Spec. - SO2 Rate Annual v3.1, Unit 3066 and retrofits | 404 | 1769 | Rate Constraint in lbs/MMBtu | FALSE | L | Annual | Emissions at Affected Plants SO2 | Thousand Tons | 0 | 0 | 0 | 0 | 0 | 0 | 0
CT Fac. Spec. - SO2 Rate Annual v3.1, Unit 3066 and retrofits | 404 | 1769 | Rate Constraint in lbs/MMBtu | FALSE | L | Annual | Allowances Purchased SO2 | Thousand Tons | 0 | 0 | 0 | 0 | 0 | 0 | 0
CT Fac. Spec. - SO2 Rate Annual v3.1, Unit 3066 and retrofits | 404 | 1769 | Rate Constraint in lbs/MMBtu | FALSE | L | Annual | Allowances Sold SO2 | Thousand Tons | 0 | 0 | 0 | 0 | 0 | 0 | 0
CT Fac. Spec. - SO2 Rate Annual v3.1, Unit 3066 and retrofits | 404 | 1769 | Rate Constraint in lbs/MMBtu | FALSE | L | Annual | Allowances Banked | Thousand Tons | 0 | 0 | 0 | 0 | 0 | 0 | 0
CT Fac. Spec. - SO2 Rate Annual v3.1, Unit 3066 and retrofits | 404 | 1769 | Rate Constraint in lbs/MMBtu | FALSE | L | Annual | Allowances Withdrawn (1:1) | Thousand Tons | 0 | 0 | 0 | 0 | 0 | 0 | 0
CT Fac. Spec. - SO2 Rate Annual v3.1, Unit 3066 and retrofits | 404 | 1769 | Rate Constraint in lbs/MMBtu | FALSE | L | Annual | Allowances Withdrawn (n:1) | Thousand Tons | 0 | 0 | 0 | 0 | 0 | 0 | 0
CT Fac. Spec. - SO2 Rate Annual v3.1, Unit 3066 and retrofits | 404 | 1769 | Rate Constraint in lbs/MMBtu | FALSE | L | Annual | Net Emissions Allowance Position | Thousand Tons | 0 | 0 | 0 | 0 | 0 | 0 | 0
CT Fac. Spec. - SO2 Rate Annual v3.1, Unit 3066 and retrofits | 404 | 1769 | Rate Constraint in lbs/MMBtu | FALSE | L | Annual | Fuel Consumed | TBtu | 0.15277 | 0.15277 | 0.15277 | 0.15277 | 0.15277 | 0.046841 | 0.046841
CT Fac. Spec. - SO2 Rate Annual v3.1, Unit 3066 and retrofits | 404 | 1769 | Rate Constraint in lbs/MMBtu | FALSE | L | Annual | Rate | lb/MMBtu | 0 | 0 | 0 | 0 | 0 | 0 | 0
CT Fac. Spec. - SO2 Rate Annual v3.1, Unit 3066 and retrofits | 404 | 1769 | Rate Constraint in lbs/MMBtu | FALSE | L | Annual | Generation | TWh | 0.017216 | 0.017216 | 0.017216 | 0.017216 | 0.017216 | 0.0052784 | 0.0052784
CT Fac. Spec. - SO2 Rate Annual v3.1, Unit 3066 and retrofits | 404 | 1769 | Rate Constraint in lbs/MMBtu | FALSE | L | Annual | Qualifying Generation | TWh | 0.017216 | 0.017216 | 0.017216 | 0.017216 | 0.017216 | 0.0052784 | 0.0052784
CT Fac. Spec. - SO2 Rate Annual v3.1, Unit 3066 and retrofits | 404 | 1769 | Rate Constraint in lbs/MMBtu | FALSE | L | Annual | Rate | lb/MWh | 0 | 0 | 0 | 0 | 0 | 0 | 0
CT Fac. Spec. - SO2 Rate Annual v3.1, Unit 3066 and retrofits | 404 | 1769 | Rate Constraint in lbs/MMBtu | FALSE | L | Annual | Constraint Shadow Price | US2011$/Ton | 0 | 0 | 0 | 0 | 0 | 0 | 0
CT Fac. Spec. - SO2 Rate Annual v3.1, Unit 3069 and retrofits | 405 | 1769 | Rate Constraint in lbs/MMBtu | FALSE | L | Annual | Seasons Included | Seasons | Winter, Summer | Winter, Summer | Winter, Summer | Winter, Summer | Winter, Summer | Winter, Summer | Winter, Summer
CT Fac. Spec. - SO2 Rate Annual v3.1, Unit 3069 and retrofits | 405 | 1769 | Rate Constraint in lbs/MMBtu | FALSE | L | Annual | Standard | lb/MMBtu | 0.33 | 0.33 | 0.33 | 0.33 | 0.33 | 0.33 | 0.33
CT Fac. Spec. - SO2 Rate Annual v3.1, Unit 3069 and retrofits | 405 | 1769 | Rate Constraint in lbs/MMBtu | FALSE | L | Annual | Emissions at Affected Plants SO2 | Thousand Tons | 0 | 0 | 0 | 0 | 0 | 0 | 0
CT Fac. Spec. - SO2 Rate Annual v3.1, Unit 3069 and retrofits | 405 | 1769 | Rate Constraint in lbs/MMBtu | FALSE | L | Annual | Allowances Purchased SO2 | Thousand Tons | 0 | 0 | 0 | 0 | 0 | 0 | 0
CT Fac. Spec. - SO2 Rate Annual v3.1, Unit 3069 and retrofits | 405 | 1769 | Rate Constraint in lbs/MMBtu | FALSE | L | Annual | Allowances Sold SO2 | Thousand Tons | 0 | 0 | 0 | 0 | 0 | 0 | 0
CT Fac. Spec. - SO2 Rate Annual v3.1, Unit 3069 and retrofits | 405 | 1769 | Rate Constraint in lbs/MMBtu | FALSE | L | Annual | Allowances Banked | Thousand Tons | 0 | 0 | 0 | 0 | 0 | 0 | 0
CT Fac. Spec. - SO2 Rate Annual v3.1, Unit 3069 and retrofits | 405 | 1769 | Rate Constraint in lbs/MMBtu | FALSE | L | Annual | Allowances Withdrawn (1:1) | Thousand Tons | 0 | 0 | 0 | 0 | 0 | 0 | 0
CT Fac. Spec. - SO2 Rate Annual v3.1, Unit 3069 and retrofits | 405 | 1769 | Rate Constraint in lbs/MMBtu | FALSE | L | Annual | Allowances Withdrawn (n:1) | Thousand Tons | 0 | 0 | 0 | 0 | 0 | 0 | 0
CT Fac. Spec. - SO2 Rate Annual v3.1, Unit 3069 and retrofits | 405 | 1769 | Rate Constraint in lbs/MMBtu | FALSE | L | Annual | Net Emissions Allowance Position | Thousand Tons | 0 | 0 | 0 | 0 | 0 | 0 | 0
CT Fac. Spec. - SO2 Rate Annual v3.1, Unit 3069 and retrofits | 405 | 1769 | Rate Constraint in lbs/MMBtu | FALSE | L | Annual | Fuel Consumed | TBtu | 13.9521 | 13.9521 | 13.4971 | 12.4348 | 12.4348 | 4.7687 | 3.8461
CT Fac. Spec. - SO2 Rate Annual v3.1, Unit 3069 and retrofits | 405 | 1769 | Rate Constraint in lbs/MMBtu | FALSE | L | Annual | Rate | lb/MMBtu | 0 | 0 | 0 | 0 | 0 | 0 | 0
CT Fac. Spec. - SO2 Rate Annual v3.1, Unit 3069 and retrofits | 405 | 1769 | Rate Constraint in lbs/MMBtu | FALSE | L | Annual | Generation | TWh | 1.8718 | 1.8718 | 1.8107 | 1.6682 | 1.6682 | 0.63975 | 0.51597
CT Fac. Spec. - SO2 Rate Annual v3.1, Unit 3069 and retrofits | 405 | 1769 | Rate Constraint in lbs/MMBtu | FALSE | L | Annual | Qualifying Generation | TWh | 1.8718 | 1.8718 | 1.8107 | 1.6682 | 1.6682 | 0.63975 | 0.51597
CT Fac. Spec. - SO2 Rate Annual v3.1, Unit 3069 and retrofits | 405 | 1769 | Rate Constraint in lbs/MMBtu | FALSE | L | Annual | Rate | lb/MWh | 0 | 0 | 0 | 0 | 0 | 0 | 0
CT Fac. Spec. - SO2 Rate Annual v3.1, Unit 3069 and retrofits | 405 | 1769 | Rate Constraint in lbs/MMBtu | FALSE | L | Annual | Constraint Shadow Price | US2011$/Ton | 0 | 0 | 0 | 0 | 0 | 0 | 0
CT Fac. Spec. - SO2 Rate Annual v3.1, Unit 3070 and retrofits | 406 | 1769 | Rate Constraint in lbs/MMBtu | FALSE | L | Annual | Seasons Included | Seasons | Winter, Summer | Winter, Summer | Winter, Summer | Winter, Summer | Winter, Summer | Winter, Summer | Winter, Summer
CT Fac. Spec. - SO2 Rate Annual v3.1, Unit 3070 and retrofits | 406 | 1769 | Rate Constraint in lbs/MMBtu | FALSE | L | Annual | Standard | lb/MMBtu | 0.33 | 0.33 | 0.33 | 0.33 | 0.33 | 0.33 | 0.33
CT Fac. Spec. - SO2 Rate Annual v3.1, Unit 3070 and retrofits | 406 | 1769 | Rate Constraint in lbs/MMBtu | FALSE | L | Annual | Emissions at Affected Plants SO2 | Thousand Tons | 0 | 0 | 0 | 0 | 0 | 0 | 0
CT Fac. Spec. - SO2 Rate Annual v3.1, Unit 3070 and retrofits | 406 | 1769 | Rate Constraint in lbs/MMBtu | FALSE | L | Annual | Allowances Purchased SO2 | Thousand Tons | 0 | 0 | 0 | 0 | 0 | 0 | 0
CT Fac. Spec. - SO2 Rate Annual v3.1, Unit 3070 and retrofits | 406 | 1769 | Rate Constraint in lbs/MMBtu | FALSE | L | Annual | Allowances Sold SO2 | Thousand Tons | 0 | 0 | 0 | 0 | 0 | 0 | 0
CT Fac. Spec. - SO2 Rate Annual v3.1, Unit 3070 and retrofits | 406 | 1769 | Rate Constraint in lbs/MMBtu | FALSE | L | Annual | Allowances Banked | Thousand Tons | 0 | 0 | 0 | 0 | 0 | 0 | 0
CT Fac. Spec. - SO2 Rate Annual v3.1, Unit 3070 and retrofits | 406 | 1769 | Rate Constraint in lbs/MMBtu | FALSE | L | Annual | Allowances Withdrawn (1:1) | Thousand Tons | 0 | 0 | 0 | 0 | 0 | 0 | 0
CT Fac. Spec. - SO2 Rate Annual v3.1, Unit 3070 and retrofits | 406 | 1769 | Rate Constraint in lbs/MMBtu | FALSE | L | Annual | Allowances Withdrawn (n:1) | Thousand Tons | 0 | 0 | 0 | 0 | 0 | 0 | 0
CT Fac. Spec. - SO2 Rate Annual v3.1, Unit 3070 and retrofits | 406 | 1769 | Rate Constraint in lbs/MMBtu | FALSE | L | Annual | Net Emissions Allowance Position | Thousand Tons | 0 | 0 | 0 | 0 | 0 | 0 | 0
CT Fac. Spec. - SO2 Rate Annual v3.1, Unit 3070 and retrofits | 406 | 1769 | Rate Constraint in lbs/MMBtu | FALSE | L | Annual | Fuel Consumed | TBtu | 14.2357 | 14.2032 | 12.6875 | 12.5749 | 10.0259 | 2.7861 | 2.7861
CT Fac. Spec. - SO2 Rate Annual v3.1, Unit 3070 and retrofits | 406 | 1769 | Rate Constraint in lbs/MMBtu | FALSE | L | Annual | Rate | lb/MMBtu | 0 | 0 | 0 | 0 | 0 | 0 | 0
CT Fac. Spec. - SO2 Rate Annual v3.1, Unit 3070 and retrofits | 406 | 1769 | Rate Constraint in lbs/MMBtu | FALSE | L | Annual | Generation | TWh | 1.9098 | 1.9055 | 1.7021 | 1.687 | 1.345 | 0.37377 | 0.37377
CT Fac. Spec. - SO2 Rate Annual v3.1, Unit 3070 and retrofits | 406 | 1769 | Rate Constraint in lbs/MMBtu | FALSE | L | Annual | Qualifying Generation | TWh | 1.9098 | 1.9055 | 1.7021 | 1.687 | 1.345 | 0.37377 | 0.37377
CT Fac. Spec. - SO2 Rate Annual v3.1, Unit 3070 and retrofits | 406 | 1769 | Rate Constraint in lbs/MMBtu | FALSE | L | Annual | Rate | lb/MWh | 0 | 0 | 0 | 0 | 0 | 0 | 0
CT Fac. Spec. - SO2 Rate Annual v3.1, Unit 3070 and retrofits | 406 | 1769 | Rate Constraint in lbs/MMBtu | FALSE | L | Annual | Constraint Shadow Price | US2011$/Ton | 0 | 0 | 0 | 0 | 0 | 0 | 0
CT Fac. Spec. - SO2 Rate Annual v3.1, Unit 3071 and retrofits | 407 | 1769 | Rate Constraint in lbs/MMBtu | FALSE | L | Annual | Seasons Included | Seasons | Winter, Summer | Winter, Summer | Winter, Summer | Winter, Summer | Winter, Summer | Winter, Summer | Winter, Summer
CT Fac. Spec. - SO2 Rate Annual v3.1, Unit 3071 and retrofits | 407 | 1769 | Rate Constraint in lbs/MMBtu | FALSE | L | Annual | Standard | lb/MMBtu | 0.33 | 0.33 | 0.33 | 0.33 | 0.33 | 0.33 | 0.33
CT Fac. Spec. - SO2 Rate Annual v3.1, Unit 3071 and retrofits | 407 | 1769 | Rate Constraint in lbs/MMBtu | FALSE | L | Annual | Emissions at Affected Plants SO2 | Thousand Tons | 0 | 0 | 0 | 0 | 0 | 0 | 0
CT Fac. Spec. - SO2 Rate Annual v3.1, Unit 3071 and retrofits | 407 | 1769 | Rate Constraint in lbs/MMBtu | FALSE | L | Annual | Allowances Purchased SO2 | Thousand Tons | 0 | 0 | 0 | 0 | 0 | 0 | 0
CT Fac. Spec. - SO2 Rate Annual v3.1, Unit 3071 and retrofits | 407 | 1769 | Rate Constraint in lbs/MMBtu | FALSE | L | Annual | Allowances Sold SO2 | Thousand Tons | 0 | 0 | 0 | 0 | 0 | 0 | 0
CT Fac. Spec. - SO2 Rate Annual v3.1, Unit 3071 and retrofits | 407 | 1769 | Rate Constraint in lbs/MMBtu | FALSE | L | Annual | Allowances Banked | Thousand Tons | 0 | 0 | 0 | 0 | 0 | 0 | 0
CT Fac. Spec. - SO2 Rate Annual v3.1, Unit 3071 and retrofits | 407 | 1769 | Rate Constraint in lbs/MMBtu | FALSE | L | Annual | Allowances Withdrawn (1:1) | Thousand Tons | 0 | 0 | 0 | 0 | 0 | 0 | 0
CT Fac. Spec. - SO2 Rate Annual v3.1, Unit 3071 and retrofits | 407 | 1769 | Rate Constraint in lbs/MMBtu | FALSE | L | Annual | Allowances Withdrawn (n:1) | Thousand Tons | 0 | 0 | 0 | 0 | 0 | 0 | 0
CT Fac. Spec. - SO2 Rate Annual v3.1, Unit 3071 and retrofits | 407 | 1769 | Rate Constraint in lbs/MMBtu | FALSE | L | Annual | Net Emissions Allowance Position | Thousand Tons | 0 | 0 | 0 | 0 | 0 | 0 | 0
CT Fac. Spec. - SO2 Rate Annual v3.1, Unit 3071 and retrofits | 407 | 1769 | Rate Constraint in lbs/MMBtu | FALSE | L | Annual | Fuel Consumed | TBtu | 14.0656 | 14.0656 | 12.5359 | 7.9181 | 8.6714 | 3.3267 | 2.7528
CT Fac. Spec. - SO2 Rate Annual v3.1, Unit 3071 and retrofits | 407 | 1769 | Rate Constraint in lbs/MMBtu | FALSE | L | Annual | Rate | lb/MMBtu | 0 | 0 | 0 | 0 | 0 | 0 | 0
CT Fac. Spec. - SO2 Rate Annual v3.1, Unit 3071 and retrofits | 407 | 1769 | Rate Constraint in lbs/MMBtu | FALSE | L | Annual | Generation | TWh | 1.887 | 1.887 | 1.6818 | 1.0623 | 1.1633 | 0.4463 | 0.3693
CT Fac. Spec. - SO2 Rate Annual v3.1, Unit 3071 and retrofits | 407 | 1769 | Rate Constraint in lbs/MMBtu | FALSE | L | Annual | Qualifying Generation | TWh | 1.887 | 1.887 | 1.6818 | 1.0623 | 1.1633 | 0.4463 | 0.3693
CT Fac. Spec. - SO2 Rate Annual v3.1, Unit 3071 and retrofits | 407 | 1769 | Rate Constraint in lbs/MMBtu | FALSE | L | Annual | Rate | lb/MWh | 0 | 0 | 0 | 0 | 0 | 0 | 0
CT Fac. Spec. - SO2 Rate Annual v3.1, Unit 3071 and retrofits | 407 | 1769 | Rate Constraint in lbs/MMBtu | FALSE | L | Annual | Constraint Shadow Price | US2011$/Ton | 0 | 0 | 0 | 0 | 0 | 0 | 0
CT Fac. Spec. - SO2 Rate Annual v3.1, Unit 3072 and retrofits | 408 | 1769 | Rate Constraint in lbs/MMBtu | FALSE | L | Annual | Seasons Included | Seasons | Winter, Summer | Winter, Summer | Winter, Summer | Winter, Summer | Winter, Summer | Winter, Summer | Winter, Summer
CT Fac. Spec. - SO2 Rate Annual v3.1, Unit 3072 and retrofits | 408 | 1769 | Rate Constraint in lbs/MMBtu | FALSE | L | Annual | Standard | lb/MMBtu | 0.33 | 0.33 | 0.33 | 0.33 | 0.33 | 0.33 | 0.33
CT Fac. Spec. - SO2 Rate Annual v3.1, Unit 3072 and retrofits | 408 | 1769 | Rate Constraint in lbs/MMBtu | FALSE | L | Annual | Emissions at Affected Plants SO2 | Thousand Tons | 0 | 0 | 0 | 0 | 0 | 0 | 0
CT Fac. Spec. - SO2 Rate Annual v3.1, Unit 3072 and retrofits | 408 | 1769 | Rate Constraint in lbs/MMBtu | FALSE | L | Annual | Allowances Purchased SO2 | Thousand Tons | 0 | 0 | 0 | 0 | 0 | 0 | 0
CT Fac. Spec. - SO2 Rate Annual v3.1, Unit 3072 and retrofits | 408 | 1769 | Rate Constraint in lbs/MMBtu | FALSE | L | Annual | Allowances Sold SO2 | Thousand Tons | 0 | 0 | 0 | 0 | 0 | 0 | 0
CT Fac. Spec. - SO2 Rate Annual v3.1, Unit 3072 and retrofits | 408 | 1769 | Rate Constraint in lbs/MMBtu | FALSE | L | Annual | Allowances Banked | Thousand Tons | 0 | 0 | 0 | 0 | 0 | 0 | 0
CT Fac. Spec. - SO2 Rate Annual v3.1, Unit 3072 and retrofits | 408 | 1769 | Rate Constraint in lbs/MMBtu | FALSE | L | Annual | Allowances Withdrawn (1:1) | Thousand Tons | 0 | 0 | 0 | 0 | 0 | 0 | 0
CT Fac. Spec. - SO2 Rate Annual v3.1, Unit 3072 and retrofits | 408 | 1769 | Rate Constraint in lbs/MMBtu | FALSE | L | Annual | Allowances Withdrawn (n:1) | Thousand Tons | 0 | 0 | 0 | 0 | 0 | 0 | 0
CT Fac. Spec. - SO2 Rate Annual v3.1, Unit 3072 and retrofits | 408 | 1769 | Rate Constraint in lbs/MMBtu | FALSE | L | Annual | Net Emissions Allowance Position | Thousand Tons | 0 | 0 | 0 | 0 | 0 | 0 | 0
CT Fac. Spec. - SO2 Rate Annual v3.1, Unit 3072 and retrofits | 408 | 1769 | Rate Constraint in lbs/MMBtu | FALSE | L | Annual | Fuel Consumed | TBtu | 14.1682 | 14.1682 | 14.1682 | 14.1682 | 14.1682 | 5.0221 | 4.8593
CT Fac. Spec. - SO2 Rate Annual v3.1, Unit 3072 and retrofits | 408 | 1769 | Rate Constraint in lbs/MMBtu | FALSE | L | Annual | Rate | lb/MMBtu | 0 | 0 | 0 | 0 | 0 | 0 | 0
CT Fac. Spec. - SO2 Rate Annual v3.1, Unit 3072 and retrofits | 408 | 1769 | Rate Constraint in lbs/MMBtu | FALSE | L | Annual | Generation | TWh | 1.925 | 1.925 | 1.925 | 1.925 | 1.925 | 0.68236 | 0.66022
CT Fac. Spec. - SO2 Rate Annual v3.1, Unit 3072 and retrofits | 408 | 1769 | Rate Constraint in lbs/MMBtu | FALSE | L | Annual | Qualifying Generation | TWh | 1.925 | 1.925 | 1.925 | 1.925 | 1.925 | 0.68236 | 0.66022
CT Fac. Spec. - SO2 Rate Annual v3.1, Unit 3072 and retrofits | 408 | 1769 | Rate Constraint in lbs/MMBtu | FALSE | L | Annual | Rate | lb/MWh | 0 | 0 | 0 | 0 | 0 | 0 | 0
CT Fac. Spec. - SO2 Rate Annual v3.1, Unit 3072 and retrofits | 408 | 1769 | Rate Constraint in lbs/MMBtu | FALSE | L | Annual | Constraint Shadow Price | US2011$/Ton | 0 | 0 | 0 | 0 | 0 | 0 | 0
CT Fac. Spec. - SO2 Rate Annual v3.1, Unit 3073 and retrofits | 409 | 1769 | Rate Constraint in lbs/MMBtu | FALSE | L | Annual | Seasons Included | Seasons | Winter, Summer | Winter, Summer | Winter, Summer | Winter, Summer | Winter, Summer | Winter, Summer | Winter, Summer
CT Fac. Spec. - SO2 Rate Annual v3.1, Unit 3073 and retrofits | 409 | 1769 | Rate Constraint in lbs/MMBtu | FALSE | L | Annual | Standard | lb/MMBtu | 0.33 | 0.33 | 0.33 | 0.33 | 0.33 | 0.33 | 0.33
CT Fac. Spec. - SO2 Rate Annual v3.1, Unit 3073 and retrofits | 409 | 1769 | Rate Constraint in lbs/MMBtu | FALSE | L | Annual | Emissions at Affected Plants SO2 | Thousand Tons | 0 | 0 | 0 | 0 | 0 | 0 | 0
CT Fac. Spec. - SO2 Rate Annual v3.1, Unit 3073 and retrofits | 409 | 1769 | Rate Constraint in lbs/MMBtu | FALSE | L | Annual | Allowances Purchased SO2 | Thousand Tons | 0 | 0 | 0 | 0 | 0 | 0 | 0
CT Fac. Spec. - SO2 Rate Annual v3.1, Unit 3073 and retrofits | 409 | 1769 | Rate Constraint in lbs/MMBtu | FALSE | L | Annual | Allowances Sold SO2 | Thousand Tons | 0 | 0 | 0 | 0 | 0 | 0 | 0
CT Fac. Spec. - SO2 Rate Annual v3.1, Unit 3073 and retrofits | 409 | 1769 | Rate Constraint in lbs/MMBtu | FALSE | L | Annual | Allowances Banked | Thousand Tons | 0 | 0 | 0 | 0 | 0 | 0 | 0
CT Fac. Spec. - SO2 Rate Annual v3.1, Unit 3073 and retrofits | 409 | 1769 | Rate Constraint in lbs/MMBtu | FALSE | L | Annual | Allowances Withdrawn (1:1) | Thousand Tons | 0 | 0 | 0 | 0 | 0 | 0 | 0
CT Fac. Spec. - SO2 Rate Annual v3.1, Unit 3073 and retrofits | 409 | 1769 | Rate Constraint in lbs/MMBtu | FALSE | L | Annual | Allowances Withdrawn (n:1) | Thousand Tons | 0 | 0 | 0 | 0 | 0 | 0 | 0
CT Fac. Spec. - SO2 Rate Annual v3.1, Unit 3073 and retrofits | 409 | 1769 | Rate Constraint in lbs/MMBtu | FALSE | L | Annual | Net Emissions Allowance Position | Thousand Tons | 0 | 0 | 0 | 0 | 0 | 0 | 0
CT Fac. Spec. - SO2 Rate Annual v3.1, Unit 3073 and retrofits | 409 | 1769 | Rate Constraint in lbs/MMBtu | FALSE | L | Annual | Fuel Consumed | TBtu | 14.2222 | 14.2222 | 14.2222 | 14.2222 | 14.2222 | 13.7792 | 5.2415
CT Fac. Spec. - SO2 Rate Annual v3.1, Unit 3073 and retrofits | 409 | 1769 | Rate Constraint in lbs/MMBtu | FALSE | L | Annual | Rate | lb/MMBtu | 0 | 0 | 0 | 0 | 0 | 0 | 0
CT Fac. Spec. - SO2 Rate Annual v3.1, Unit 3073 and retrofits | 409 | 1769 | Rate Constraint in lbs/MMBtu | FALSE | L | Annual | Generation | TWh | 1.9326 | 1.9326 | 1.9326 | 1.9326 | 1.9326 | 1.8724 | 0.71226
CT Fac. Spec. - SO2 Rate Annual v3.1, Unit 3073 and retrofits | 409 | 1769 | Rate Constraint in lbs/MMBtu | FALSE | L | Annual | Qualifying Generation | TWh | 1.9326 | 1.9326 | 1.9326 | 1.9326 | 1.9326 | 1.8724 | 0.71226
CT Fac. Spec. - SO2 Rate Annual v3.1, Unit 3073 and retrofits | 409 | 1769 | Rate Constraint in lbs/MMBtu | FALSE | L | Annual | Rate | lb/MWh | 0 | 0 | 0 | 0 | 0 | 0 | 0
CT Fac. Spec. - SO2 Rate Annual v3.1, Unit 3073 and retrofits | 409 | 1769 | Rate Constraint in lbs/MMBtu | FALSE | L | Annual | Constraint Shadow Price | US2011$/Ton | 0 | 0 | 0 | 0 | 0 | 0 | 0
CT Fac. Spec. - SO2 Rate Annual v3.1, Unit 3075 and retrofits | 410 | 1769 | Rate Constraint in lbs/MMBtu | FALSE | L | Annual | Seasons Included | Seasons | Winter, Summer | Winter, Summer | Winter, Summer | Winter, Summer | Winter, Summer | Winter, Summer | Winter, Summer
CT Fac. Spec. - SO2 Rate Annual v3.1, Unit 3075 and retrofits | 410 | 1769 | Rate Constraint in lbs/MMBtu | FALSE | L | Annual | Standard | lb/MMBtu | 0.33 | 0.33 | 0.33 | 0.33 | 0.33 | 0.33 | 0.33
CT Fac. Spec. - SO2 Rate Annual v3.1, Unit 3075 and retrofits | 410 | 1769 | Rate Constraint in lbs/MMBtu | FALSE | L | Annual | Emissions at Affected Plants SO2 | Thousand Tons | 0 | 0 | 0 | 0 | 0 | 0 | 0
CT Fac. Spec. - SO2 Rate Annual v3.1, Unit 3075 and retrofits | 410 | 1769 | Rate Constraint in lbs/MMBtu | FALSE | L | Annual | Allowances Purchased SO2 | Thousand Tons | 0 | 0 | 0 | 0 | 0 | 0 | 0
CT Fac. Spec. - SO2 Rate Annual v3.1, Unit 3075 and retrofits | 410 | 1769 | Rate Constraint in lbs/MMBtu | FALSE | L | Annual | Allowances Sold SO2 | Thousand Tons | 0 | 0 | 0 | 0 | 0 | 0 | 0
CT Fac. Spec. - SO2 Rate Annual v3.1, Unit 3075 and retrofits | 410 | 1769 | Rate Constraint in lbs/MMBtu | FALSE | L | Annual | Allowances Banked | Thousand Tons | 0 | 0 | 0 | 0 | 0 | 0 | 0
CT Fac. Spec. - SO2 Rate Annual v3.1, Unit 3075 and retrofits | 410 | 1769 | Rate Constraint in lbs/MMBtu | FALSE | L | Annual | Allowances Withdrawn (1:1) | Thousand Tons | 0 | 0 | 0 | 0 | 0 | 0 | 0
CT Fac. Spec. - SO2 Rate Annual v3.1, Unit 3075 and retrofits | 410 | 1769 | Rate Constraint in lbs/MMBtu | FALSE | L | Annual | Allowances Withdrawn (n:1) | Thousand Tons | 0 | 0 | 0 | 0 | 0 | 0 | 0
CT Fac. Spec. - SO2 Rate Annual v3.1, Unit 3075 and retrofits | 410 | 1769 | Rate Constraint in lbs/MMBtu | FALSE | L | Annual | Net Emissions Allowance Position | Thousand Tons | 0 | 0 | 0 | 0 | 0 | 0 | 0
CT Fac. Spec. - SO2 Rate Annual v3.1, Unit 3075 and retrofits | 410 | 1769 | Rate Constraint in lbs/MMBtu | FALSE | L | Annual | Fuel Consumed | TBtu | 1.9137 | 1.9137 | 1.9137 | 1.9137 | 1.9137 | 1.7055 | 0.37451
CT Fac. Spec. - SO2 Rate Annual v3.1, Unit 3075 and retrofits | 410 | 1769 | Rate Constraint in lbs/MMBtu | FALSE | L | Annual | Rate | lb/MMBtu | 0 | 0 | 0 | 0 | 0 | 0 | 0
CT Fac. Spec. - SO2 Rate Annual v3.1, Unit 3075 and retrofits | 410 | 1769 | Rate Constraint in lbs/MMBtu | FALSE | L | Annual | Generation | TWh | 0.2663 | 0.2663 | 0.2663 | 0.2663 | 0.2663 | 0.23734 | 0.052117
CT Fac. Spec. - SO2 Rate Annual v3.1, Unit 3075 and retrofits | 410 | 1769 | Rate Constraint in lbs/MMBtu | FALSE | L | Annual | Qualifying Generation | TWh | 0.2663 | 0.2663 | 0.2663 | 0.2663 | 0.2663 | 0.23734 | 0.052117
CT Fac. Spec. - SO2 Rate Annual v3.1, Unit 3075 and retrofits | 410 | 1769 | Rate Constraint in lbs/MMBtu | FALSE | L | Annual | Rate | lb/MWh | 0 | 0 | 0 | 0 | 0 | 0 | 0
CT Fac. Spec. - SO2 Rate Annual v3.1, Unit 3075 and retrofits | 410 | 1769 | Rate Constraint in lbs/MMBtu | FALSE | L | Annual | Constraint Shadow Price | US2011$/Ton | 0 | 0 | 0 | 0 | 0 | 0 | 0
CT Fac. Spec. - SO2 Rate Annual v3.1, Unit 3766 and retrofits | 411 | 1769 | Rate Constraint in lbs/MMBtu | FALSE | L | Annual | Seasons Included | Seasons | Winter, Summer | Winter, Summer | Winter, Summer | Winter, Summer | Winter, Summer | Winter, Summer | Winter, Summer
CT Fac. Spec. - SO2 Rate Annual v3.1, Unit 3766 and retrofits | 411 | 1769 | Rate Constraint in lbs/MMBtu | FALSE | L | Annual | Standard | lb/MMBtu | 0.33 | 0.33 | 0.33 | 0.33 | 0.33 | 0.33 | 0.33
CT Fac. Spec. - SO2 Rate Annual v3.1, Unit 3766 and retrofits | 411 | 1769 | Rate Constraint in lbs/MMBtu | FALSE | L | Annual | Emissions at Affected Plants SO2 | Thousand Tons | 0 | 0 | 0 | 0 | 0 | 0 | 0
CT Fac. Spec. - SO2 Rate Annual v3.1, Unit 3766 and retrofits | 411 | 1769 | Rate Constraint in lbs/MMBtu | FALSE | L | Annual | Allowances Purchased SO2 | Thousand Tons | 0 | 0 | 0 | 0 | 0 | 0 | 0
CT Fac. Spec. - SO2 Rate Annual v3.1, Unit 3766 and retrofits | 411 | 1769 | Rate Constraint in lbs/MMBtu | FALSE | L | Annual | Allowances Sold SO2 | Thousand Tons | 0 | 0 | 0 | 0 | 0 | 0 | 0
CT Fac. Spec. - SO2 Rate Annual v3.1, Unit 3766 and retrofits | 411 | 1769 | Rate Constraint in lbs/MMBtu | FALSE | L | Annual | Allowances Banked | Thousand Tons | 0 | 0 | 0 | 0 | 0 | 0 | 0
CT Fac. Spec. - SO2 Rate Annual v3.1, Unit 3766 and retrofits | 411 | 1769 | Rate Constraint in lbs/MMBtu | FALSE | L | Annual | Allowances Withdrawn (1:1) | Thousand Tons | 0 | 0 | 0 | 0 | 0 | 0 | 0
CT Fac. Spec. - SO2 Rate Annual v3.1, Unit 3766 and retrofits | 411 | 1769 | Rate Constraint in lbs/MMBtu | FALSE | L | Annual | Allowances Withdrawn (n:1) | Thousand Tons | 0 | 0 | 0 | 0 | 0 | 0 | 0
CT Fac. Spec. - SO2 Rate Annual v3.1, Unit 3766 and retrofits | 411 | 1769 | Rate Constraint in lbs/MMBtu | FALSE | L | Annual | Net Emissions Allowance Position | Thousand Tons | 0 | 0 | 0 | 0 | 0 | 0 | 0
CT Fac. Spec. - SO2 Rate Annual v3.1, Unit 3766 and retrofits | 411 | 1769 | Rate Constraint in lbs/MMBtu | FALSE | L | Annual | Fuel Consumed | TBtu | 0.55635 | 0.39745 | 0 | 0 | 0 | 0 | 0
CT Fac. Spec. - SO2 Rate Annual v3.1, Unit 3766 and retrofits | 411 | 1769 | Rate Constraint in lbs/MMBtu | FALSE | L | Annual | Rate | lb/MMBtu | 0 | 0 | 0 | 0 | 0 | 0 | 0
CT Fac. Spec. - SO2 Rate Annual v3.1, Unit 3766 and retrofits | 411 | 1769 | Rate Constraint in lbs/MMBtu | FALSE | L | Annual | Generation | TWh | 0.04596 | 0.032833 | 0 | 0 | 0 | 0 | 0
CT Fac. Spec. - SO2 Rate Annual v3.1, Unit 3766 and retrofits | 411 | 1769 | Rate Constraint in lbs/MMBtu | FALSE | L | Annual | Qualifying Generation | TWh | 0.04596 | 0.032833 | 0 | 0 | 0 | 0 | 0
CT Fac. Spec. - SO2 Rate Annual v3.1, Unit 3766 and retrofits | 411 | 1769 | Rate Constraint in lbs/MMBtu | FALSE | L | Annual | Rate | lb/MWh | 0 | 0 | 0 | 0 | 0 | 0 | 0
CT Fac. Spec. - SO2 Rate Annual v3.1, Unit 3766 and retrofits | 411 | 1769 | Rate Constraint in lbs/MMBtu | FALSE | L | Annual | Constraint Shadow Price | US2011$/Ton | 0 | 0 | 0 | 0 | 0 | 0 | 0
CT Fac. Spec. - SO2 Rate Annual v3.1, Unit 3767 and retrofits | 412 | 1769 | Rate Constraint in lbs/MMBtu | FALSE | L | Annual | Seasons Included | Seasons | Winter, Summer | Winter, Summer | Winter, Summer | Winter, Summer | Winter, Summer | Winter, Summer | Winter, Summer
CT Fac. Spec. - SO2 Rate Annual v3.1, Unit 3767 and retrofits | 412 | 1769 | Rate Constraint in lbs/MMBtu | FALSE | L | Annual | Standard | lb/MMBtu | 0.33 | 0.33 | 0.33 | 0.33 | 0.33 | 0.33 | 0.33
CT Fac. Spec. - SO2 Rate Annual v3.1, Unit 3767 and retrofits | 412 | 1769 | Rate Constraint in lbs/MMBtu | FALSE | L | Annual | Emissions at Affected Plants SO2 | Thousand Tons | 0 | 0 | 0 | 0 | 0 | 0 | 0
CT Fac. Spec. - SO2 Rate Annual v3.1, Unit 3767 and retrofits | 412 | 1769 | Rate Constraint in lbs/MMBtu | FALSE | L | Annual | Allowances Purchased SO2 | Thousand Tons | 0 | 0 | 0 | 0 | 0 | 0 | 0
CT Fac. Spec. - SO2 Rate Annual v3.1, Unit 3767 and retrofits | 412 | 1769 | Rate Constraint in lbs/MMBtu | FALSE | L | Annual | Allowances Sold SO2 | Thousand Tons | 0 | 0 | 0 | 0 | 0 | 0 | 0
CT Fac. Spec. - SO2 Rate Annual v3.1, Unit 3767 and retrofits | 412 | 1769 | Rate Constraint in lbs/MMBtu | FALSE | L | Annual | Allowances Banked | Thousand Tons | 0 | 0 | 0 | 0 | 0 | 0 | 0
CT Fac. Spec. - SO2 Rate Annual v3.1, Unit 3767 and retrofits | 412 | 1769 | Rate Constraint in lbs/MMBtu | FALSE | L | Annual | Allowances Withdrawn (1:1) | Thousand Tons | 0 | 0 | 0 | 0 | 0 | 0 | 0
CT Fac. Spec. - SO2 Rate Annual v3.1, Unit 3767 and retrofits | 412 | 1769 | Rate Constraint in lbs/MMBtu | FALSE | L | Annual | Allowances Withdrawn (n:1) | Thousand Tons | 0 | 0 | 0 | 0 | 0 | 0 | 0
CT Fac. Spec. - SO2 Rate Annual v3.1, Unit 3767 and retrofits | 412 | 1769 | Rate Constraint in lbs/MMBtu | FALSE | L | Annual | Net Emissions Allowance Position | Thousand Tons | 0 | 0 | 0 | 0 | 0 | 0 | 0
CT Fac. Spec. - SO2 Rate Annual v3.1, Unit 3767 and retrofits | 412 | 1769 | Rate Constraint in lbs/MMBtu | FALSE | L | Annual | Fuel Consumed | TBtu | 0.5445 | 0.45338 | 0 | 0 | 0 | 0 | 0
CT Fac. Spec. - SO2 Rate Annual v3.1, Unit 3767 and retrofits | 412 | 1769 | Rate Constraint in lbs/MMBtu | FALSE | L | Annual | Rate | lb/MMBtu | 0 | 0 | 0 | 0 | 0 | 0 | 0
CT Fac. Spec. - SO2 Rate Annual v3.1, Unit 3767 and retrofits | 412 | 1769 | Rate Constraint in lbs/MMBtu | FALSE | L | Annual | Generation | TWh | 0.045019 | 0.037485 | 0 | 0 | 0 | 0 | 0
CT Fac. Spec. - SO2 Rate Annual v3.1, Unit 3767 and retrofits | 412 | 1769 | Rate Constraint in lbs/MMBtu | FALSE | L | Annual | Qualifying Generation | TWh | 0.045019 | 0.037485 | 0 | 0 | 0 | 0 | 0
CT Fac. Spec. - SO2 Rate Annual v3.1, Unit 3767 and retrofits | 412 | 1769 | Rate Constraint in lbs/MMBtu | FALSE | L | Annual | Rate | lb/MWh | 0 | 0 | 0 | 0 | 0 | 0 | 0
CT Fac. Spec. - SO2 Rate Annual v3.1, Unit 3767 and retrofits | 412 | 1769 | Rate Constraint in lbs/MMBtu | FALSE | L | Annual | Constraint Shadow Price | US2011$/Ton | 0 | 0 | 0 | 0 | 0 | 0 | 0
CT Fac. Spec. - SO2 Rate Annual v3.1, Unit 3957 and retrofits | 413 | 1769 | Rate Constraint in lbs/MMBtu | FALSE | L | Annual | Seasons Included | Seasons | Winter, Summer | Winter, Summer | Winter, Summer | Winter, Summer | Winter, Summer | Winter, Summer | Winter, Summer
CT Fac. Spec. - SO2 Rate Annual v3.1, Unit 3957 and retrofits | 413 | 1769 | Rate Constraint in lbs/MMBtu | FALSE | L | Annual | Standard | lb/MMBtu | 0.33 | 0.33 | 0.33 | 0.33 | 0.33 | 0.33 | 0.33
CT Fac. Spec. - SO2 Rate Annual v3.1, Unit 3957 and retrofits | 413 | 1769 | Rate Constraint in lbs/MMBtu | FALSE | L | Annual | Emissions at Affected Plants SO2 | Thousand Tons | 0.030221 | 0 | 0 | 0 | 0 | 0 | 0
CT Fac. Spec. - SO2 Rate Annual v3.1, Unit 3957 and retrofits | 413 | 1769 | Rate Constraint in lbs/MMBtu | FALSE | L | Annual | Allowances Purchased SO2 | Thousand Tons | 0 | 0 | 0 | 0 | 0 | 0 | 0
CT Fac. Spec. - SO2 Rate Annual v3.1, Unit 3957 and retrofits | 413 | 1769 | Rate Constraint in lbs/MMBtu | FALSE | L | Annual | Allowances Sold SO2 | Thousand Tons | 0 | 0 | 0 | 0 | 0 | 0 | 0
CT Fac. Spec. - SO2 Rate Annual v3.1, Unit 3957 and retrofits | 413 | 1769 | Rate Constraint in lbs/MMBtu | FALSE | L | Annual | Allowances Banked | Thousand Tons | 0 | 0 | 0 | 0 | 0 | 0 | 0
CT Fac. Spec. - SO2 Rate Annual v3.1, Unit 3957 and retrofits | 413 | 1769 | Rate Constraint in lbs/MMBtu | FALSE | L | Annual | Allowances Withdrawn (1:1) | Thousand Tons | 0 | 0 | 0 | 0 | 0 | 0 | 0
CT Fac. Spec. - SO2 Rate Annual v3.1, Unit 3957 and retrofits | 413 | 1769 | Rate Constraint in lbs/MMBtu | FALSE | L | Annual | Allowances Withdrawn (n:1) | Thousand Tons | 0 | 0 | 0 | 0 | 0 | 0 | 0
CT Fac. Spec. - SO2 Rate Annual v3.1, Unit 3957 and retrofits | 413 | 1769 | Rate Constraint in lbs/MMBtu | FALSE | L | Annual | Net Emissions Allowance Position | Thousand Tons | 0.030221 | 0 | 0 | 0 | 0 | 0 | 0
CT Fac. Spec. - SO2 Rate Annual v3.1, Unit 3957 and retrofits | 413 | 1769 | Rate Constraint in lbs/MMBtu | FALSE | L | Annual | Fuel Consumed | TBtu | 0.18334 | 0 | 0 | 0 | 0 | 0 | 0
CT Fac. Spec. - SO2 Rate Annual v3.1, Unit 3957 and retrofits | 413 | 1769 | Rate Constraint in lbs/MMBtu | FALSE | L | Annual | Rate | lb/MMBtu | 0.32968 | 0 | 0 | 0 | 0 | 0 | 0
CT Fac. Spec. - SO2 Rate Annual v3.1, Unit 3957 and retrofits | 413 | 1769 | Rate Constraint in lbs/MMBtu | FALSE | L | Annual | Generation | TWh | 0.014839 | 0 | 0 | 0 | 0 | 0 | 0
CT Fac. Spec. - SO2 Rate Annual v3.1, Unit 3957 and retrofits | 413 | 1769 | Rate Constraint in lbs/MMBtu | FALSE | L | Annual | Qualifying Generation | TWh | 0.014839 | 0 | 0 | 0 | 0 | 0 | 0
CT Fac. Spec. - SO2 Rate Annual v3.1, Unit 3957 and retrofits | 413 | 1769 | Rate Constraint in lbs/MMBtu | FALSE | L | Annual | Rate | lb/MWh | 2.0366 | 0 | 0 | 0 | 0 | 0 | 0
CT Fac. Spec. - SO2 Rate Annual v3.1, Unit 3957 and retrofits | 413 | 1769 | Rate Constraint in lbs/MMBtu | FALSE | L | Annual | Constraint Shadow Price | US2011$/Ton | 0 | 0 | 0 | 0 | 0 | 0 | 0
CT Fac. Spec. - SO2 Rate Annual v3.1, Unit 3958 and retrofits | 414 | 1769 | Rate Constraint in lbs/MMBtu | FALSE | L | Annual | Seasons Included | Seasons | Winter, Summer | Winter, Summer | Winter, Summer | Winter, Summer | Winter, Summer | Winter, Summer | Winter, Summer
CT Fac. Spec. - SO2 Rate Annual v3.1, Unit 3958 and retrofits | 414 | 1769 | Rate Constraint in lbs/MMBtu | FALSE | L | Annual | Standard | lb/MMBtu | 0.33 | 0.33 | 0.33 | 0.33 | 0.33 | 0.33 | 0.33
CT Fac. Spec. - SO2 Rate Annual v3.1, Unit 3958 and retrofits | 414 | 1769 | Rate Constraint in lbs/MMBtu | FALSE | L | Annual | Emissions at Affected Plants SO2 | Thousand Tons | 0 | 0 | 0 | 0 | 0 | 0 | 0
CT Fac. Spec. - SO2 Rate Annual v3.1, Unit 3958 and retrofits | 414 | 1769 | Rate Constraint in lbs/MMBtu | FALSE | L | Annual | Allowances Purchased SO2 | Thousand Tons | 0 | 0 | 0 | 0 | 0 | 0 | 0
CT Fac. Spec. - SO2 Rate Annual v3.1, Unit 3958 and retrofits | 414 | 1769 | Rate Constraint in lbs/MMBtu | FALSE | L | Annual | Allowances Sold SO2 | Thousand Tons | 0 | 0 | 0 | 0 | 0 | 0 | 0
CT Fac. Spec. - SO2 Rate Annual v3.1, Unit 3958 and retrofits | 414 | 1769 | Rate Constraint in lbs/MMBtu | FALSE | L | Annual | Allowances Banked | Thousand Tons | 0 | 0 | 0 | 0 | 0 | 0 | 0
CT Fac. Spec. - SO2 Rate Annual v3.1, Unit 3958 and retrofits | 414 | 1769 | Rate Constraint in lbs/MMBtu | FALSE | L | Annual | Allowances Withdrawn (1:1) | Thousand Tons | 0 | 0 | 0 | 0 | 0 | 0 | 0
CT Fac. Spec. - SO2 Rate Annual v3.1, Unit 3958 and retrofits | 414 | 1769 | Rate Constraint in lbs/MMBtu | FALSE | L | Annual | Allowances Withdrawn (n:1) | Thousand Tons | 0 | 0 | 0 | 0 | 0 | 0 | 0
CT Fac. Spec. - SO2 Rate Annual v3.1, Unit 3958 and retrofits | 414 | 1769 | Rate Constraint in lbs/MMBtu | FALSE | L | Annual | Net Emissions Allowance Position | Thousand Tons | 0 | 0 | 0 | 0 | 0 | 0 | 0
CT Fac. Spec. - SO2 Rate Annual v3.1, Unit 3958 and retrofits | 414 | 1769 | Rate Constraint in lbs/MMBtu | FALSE | L | Annual | Fuel Consumed | TBtu | 0 | 0 | 0 | 0 | 0 | 0 | 0
CT Fac. Spec. - SO2 Rate Annual v3.1, Unit 3958 and retrofits | 414 | 1769 | Rate Constraint in lbs/MMBtu | FALSE | L | Annual | Rate | lb/MMBtu | 0 | 0 | 0 | 0 | 0 | 0 | 0
CT Fac. Spec. - SO2 Rate Annual v3.1, Unit 3958 and retrofits | 414 | 1769 | Rate Constraint in lbs/MMBtu | FALSE | L | Annual | Generation | TWh | 0 | 0 | 0 | 0 | 0 | 0 | 0
CT Fac. Spec. - SO2 Rate Annual v3.1, Unit 3958 and retrofits | 414 | 1769 | Rate Constraint in lbs/MMBtu | FALSE | L | Annual | Qualifying Generation | TWh | 0 | 0 | 0 | 0 | 0 | 0 | 0
CT Fac. Spec. - SO2 Rate Annual v3.1, Unit 3958 and retrofits | 414 | 1769 | Rate Constraint in lbs/MMBtu | FALSE | L | Annual | Rate | lb/MWh | 0 | 0 | 0 | 0 | 0 | 0 | 0
CT Fac. Spec. - SO2 Rate Annual v3.1, Unit 3958 and retrofits | 414 | 1769 | Rate Constraint in lbs/MMBtu | FALSE | L | Annual | Constraint Shadow Price | US2011$/Ton | 0 | 0 | 0 | 0 | 0 | 0 | 0
CT Fac. Spec. - SO2 Rate Annual v3.1, Unit 3959 and retrofits | 415 | 1769 | Rate Constraint in lbs/MMBtu | FALSE | L | Annual | Seasons Included | Seasons | Winter, Summer | Winter, Summer | Winter, Summer | Winter, Summer | Winter, Summer | Winter, Summer | Winter, Summer
CT Fac. Spec. - SO2 Rate Annual v3.1, Unit 3959 and retrofits | 415 | 1769 | Rate Constraint in lbs/MMBtu | FALSE | L | Annual | Standard | lb/MMBtu | 0.33 | 0.33 | 0.33 | 0.33 | 0.33 | 0.33 | 0.33
CT Fac. Spec. - SO2 Rate Annual v3.1, Unit 3959 and retrofits | 415 | 1769 | Rate Constraint in lbs/MMBtu | FALSE | L | Annual | Emissions at Affected Plants SO2 | Thousand Tons | 0 | 0 | 0 | 0 | 0 | 0 | 0
CT Fac. Spec. - SO2 Rate Annual v3.1, Unit 3959 and retrofits | 415 | 1769 | Rate Constraint in lbs/MMBtu | FALSE | L | Annual | Allowances Purchased SO2 | Thousand Tons | 0 | 0 | 0 | 0 | 0 | 0 | 0
CT Fac. Spec. - SO2 Rate Annual v3.1, Unit 3959 and retrofits | 415 | 1769 | Rate Constraint in lbs/MMBtu | FALSE | L | Annual | Allowances Sold SO2 | Thousand Tons | 0 | 0 | 0 | 0 | 0 | 0 | 0
CT Fac. Spec. - SO2 Rate Annual v3.1, Unit 3959 and retrofits | 415 | 1769 | Rate Constraint in lbs/MMBtu | FALSE | L | Annual | Allowances Banked | Thousand Tons | 0 | 0 | 0 | 0 | 0 | 0 | 0
CT Fac. Spec. - SO2 Rate Annual v3.1, Unit 3959 and retrofits | 415 | 1769 | Rate Constraint in lbs/MMBtu | FALSE | L | Annual | Allowances Withdrawn (1:1) | Thousand Tons | 0 | 0 | 0 | 0 | 0 | 0 | 0
CT Fac. Spec. - SO2 Rate Annual v3.1, Unit 3959 and retrofits | 415 | 1769 | Rate Constraint in lbs/MMBtu | FALSE | L | Annual | Allowances Withdrawn (n:1) | Thousand Tons | 0 | 0 | 0 | 0 | 0 | 0 | 0
CT Fac. Spec. - SO2 Rate Annual v3.1, Unit 3959 and retrofits | 415 | 1769 | Rate Constraint in lbs/MMBtu | FALSE | L | Annual | Net Emissions Allowance Position | Thousand Tons | 0 | 0 | 0 | 0 | 0 | 0 | 0
CT Fac. Spec. - SO2 Rate Annual v3.1, Unit 3959 and retrofits | 415 | 1769 | Rate Constraint in lbs/MMBtu | FALSE | L | Annual | Fuel Consumed | TBtu | 0 | 0 | 0 | 0 | 0 | 0 | 0
CT Fac. Spec. - SO2 Rate Annual v3.1, Unit 3959 and retrofits | 415 | 1769 | Rate Constraint in lbs/MMBtu | FALSE | L | Annual | Rate | lb/MMBtu | 0 | 0 | 0 | 0 | 0 | 0 | 0
CT Fac. Spec. - SO2 Rate Annual v3.1, Unit 3959 and retrofits | 415 | 1769 | Rate Constraint in lbs/MMBtu | FALSE | L | Annual | Generation | TWh | 0 | 0 | 0 | 0 | 0 | 0 | 0
CT Fac. Spec. - SO2 Rate Annual v3.1, Unit 3959 and retrofits | 415 | 1769 | Rate Constraint in lbs/MMBtu | FALSE | L | Annual | Qualifying Generation | TWh | 0 | 0 | 0 | 0 | 0 | 0 | 0
CT Fac. Spec. - SO2 Rate Annual v3.1, Unit 3959 and retrofits | 415 | 1769 | Rate Constraint in lbs/MMBtu | FALSE | L | Annual | Rate | lb/MWh | 0 | 0 | 0 | 0 | 0 | 0 | 0
CT Fac. Spec. - SO2 Rate Annual v3.1, Unit 3959 and retrofits | 415 | 1769 | Rate Constraint in lbs/MMBtu | FALSE | L | Annual | Constraint Shadow Price | US2011$/Ton | 0 | 0 | 0 | 0 | 0 | 0 | 0
CT Fac. Spec. - SO2 Rate Annual v3.1, Unit 3960 and retrofits | 416 | 1769 | Rate Constraint in lbs/MMBtu | FALSE | L | Annual | Seasons Included | Seasons | Winter, Summer | Winter, Summer | Winter, Summer | Winter, Summer | Winter, Summer | Winter, Summer | Winter, Summer
CT Fac. Spec. - SO2 Rate Annual v3.1, Unit 3960 and retrofits | 416 | 1769 | Rate Constraint in lbs/MMBtu | FALSE | L | Annual | Standard | lb/MMBtu | 0.33 | 0.33 | 0.33 | 0.33 | 0.33 | 0.33 | 0.33
CT Fac. Spec. - SO2 Rate Annual v3.1, Unit 3960 and retrofits | 416 | 1769 | Rate Constraint in lbs/MMBtu | FALSE | L | Annual | Emissions at Affected Plants SO2 | Thousand Tons | 0 | 0 | 0 | 0 | 0 | 0 | 0
CT Fac. Spec. - SO2 Rate Annual v3.1, Unit 3960 and retrofits | 416 | 1769 | Rate Constraint in lbs/MMBtu | FALSE | L | Annual | Allowances Purchased SO2 | Thousand Tons | 0 | 0 | 0 | 0 | 0 | 0 | 0
CT Fac. Spec. - SO2 Rate Annual v3.1, Unit 3960 and retrofits | 416 | 1769 | Rate Constraint in lbs/MMBtu | FALSE | L | Annual | Allowances Sold SO2 | Thousand Tons | 0 | 0 | 0 | 0 | 0 | 0 | 0
CT Fac. Spec. - SO2 Rate Annual v3.1, Unit 3960 and retrofits | 416 | 1769 | Rate Constraint in lbs/MMBtu | FALSE | L | Annual | Allowances Banked | Thousand Tons | 0 | 0 | 0 | 0 | 0 | 0 | 0
CT Fac. Spec. - SO2 Rate Annual v3.1, Unit 3960 and retrofits | 416 | 1769 | Rate Constraint in lbs/MMBtu | FALSE | L | Annual | Allowances Withdrawn (1:1) | Thousand Tons | 0 | 0 | 0 | 0 | 0 | 0 | 0
CT Fac. Spec. - SO2 Rate Annual v3.1, Unit 3960 and retrofits | 416 | 1769 | Rate Constraint in lbs/MMBtu | FALSE | L | Annual | Allowances Withdrawn (n:1) | Thousand Tons | 0 | 0 | 0 | 0 | 0 | 0 | 0
CT Fac. Spec. - SO2 Rate Annual v3.1, Unit 3960 and retrofits | 416 | 1769 | Rate Constraint in lbs/MMBtu | FALSE | L | Annual | Net Emissions Allowance Position | Thousand Tons | 0 | 0 | 0 | 0 | 0 | 0 | 0
CT Fac. Spec. - SO2 Rate Annual v3.1, Unit 3960 and retrofits | 416 | 1769 | Rate Constraint in lbs/MMBtu | FALSE | L | Annual | Fuel Consumed | TBtu | 0.8826 | 0 | 0 | 0 | 0 | 0 | 0
CT Fac. Spec. - SO2 Rate Annual v3.1, Unit 3960 and retrofits | 416 | 1769 | Rate Constraint in lbs/MMBtu | FALSE | L | Annual | Rate | lb/MMBtu | 0 | 0 | 0 | 0 | 0 | 0 | 0
CT Fac. Spec. - SO2 Rate Annual v3.1, Unit 3960 and retrofits | 416 | 1769 | Rate Constraint in lbs/MMBtu | FALSE | L | Annual | Generation | TWh | 0.069562 | 0 | 0 | 0 | 0 | 0 | 0
CT Fac. Spec. - SO2 Rate Annual v3.1, Unit 3960 and retrofits | 416 | 1769 | Rate Constraint in lbs/MMBtu | FALSE | L | Annual | Qualifying Generation | TWh | 0.069562 | 0 | 0 | 0 | 0 | 0 | 0
CT Fac. Spec. - SO2 Rate Annual v3.1, Unit 3960 and retrofits | 416 | 1769 | Rate Constraint in lbs/MMBtu | FALSE | L | Annual | Rate | lb/MWh | 0 | 0 | 0 | 0 | 0 | 0 | 0
CT Fac. Spec. - SO2 Rate Annual v3.1, Unit 3960 and retrofits | 416 | 1769 | Rate Constraint in lbs/MMBtu | FALSE | L | Annual | Constraint Shadow Price | US2011$/Ton | 0 | 0 | 0 | 0 | 0 | 0 | 0
CT Fac. Spec. - SO2 Rate Annual v3.1, Unit 4317 and retrofits | 417 | 1769 | Rate Constraint in lbs/MMBtu | FALSE | L | Annual | Seasons Included | Seasons | Winter, Summer | Winter, Summer | Winter, Summer | Winter, Summer | Winter, Summer | Winter, Summer | Winter, Summer
CT Fac. Spec. - SO2 Rate Annual v3.1, Unit 4317 and retrofits | 417 | 1769 | Rate Constraint in lbs/MMBtu | FALSE | L | Annual | Standard | lb/MMBtu | 0.33 | 0.33 | 0.33 | 0.33 | 0.33 | 0.33 | 0.33
CT Fac. Spec. - SO2 Rate Annual v3.1, Unit 4317 and retrofits | 417 | 1769 | Rate Constraint in lbs/MMBtu | FALSE | L | Annual | Emissions at Affected Plants SO2 | Thousand Tons | 0 | 0 | 0 | 0 | 0 | 0 | 0
CT Fac. Spec. - SO2 Rate Annual v3.1, Unit 4317 and retrofits | 417 | 1769 | Rate Constraint in lbs/MMBtu | FALSE | L | Annual | Allowances Purchased SO2 | Thousand Tons | 0 | 0 | 0 | 0 | 0 | 0 | 0
CT Fac. Spec. - SO2 Rate Annual v3.1, Unit 4317 and retrofits | 417 | 1769 | Rate Constraint in lbs/MMBtu | FALSE | L | Annual | Allowances Sold SO2 | Thousand Tons | 0 | 0 | 0 | 0 | 0 | 0 | 0
CT Fac. Spec. - SO2 Rate Annual v3.1, Unit 4317 and retrofits | 417 | 1769 | Rate Constraint in lbs/MMBtu | FALSE | L | Annual | Allowances Banked | Thousand Tons | 0 | 0 | 0 | 0 | 0 | 0 | 0
CT Fac. Spec. - SO2 Rate Annual v3.1, Unit 4317 and retrofits | 417 | 1769 | Rate Constraint in lbs/MMBtu | FALSE | L | Annual | Allowances Withdrawn (1:1) | Thousand Tons | 0 | 0 | 0 | 0 | 0 | 0 | 0
CT Fac. Spec. - SO2 Rate Annual v3.1, Unit 4317 and retrofits | 417 | 1769 | Rate Constraint in lbs/MMBtu | FALSE | L | Annual | Allowances Withdrawn (n:1) | Thousand Tons | 0 | 0 | 0 | 0 | 0 | 0 | 0
CT Fac. Spec. - SO2 Rate Annual v3.1, Unit 4317 and retrofits | 417 | 1769 | Rate Constraint in lbs/MMBtu | FALSE | L | Annual | Net Emissions Allowance Position | Thousand Tons | 0 | 0 | 0 | 0 | 0 | 0 | 0
CT Fac. Spec. - SO2 Rate Annual v3.1, Unit 4317 and retrofits | 417 | 1769 | Rate Constraint in lbs/MMBtu | FALSE | L | Annual | Fuel Consumed | TBtu | 0 | 0 | 0 | 0 | 0 | 0 | 0
CT Fac. Spec. - SO2 Rate Annual v3.1, Unit 4317 and retrofits | 417 | 1769 | Rate Constraint in lbs/MMBtu | FALSE | L | Annual | Rate | lb/MMBtu | 0 | 0 | 0 | 0 | 0 | 0 | 0
CT Fac. Spec. - SO2 Rate Annual v3.1, Unit 4317 and retrofits | 417 | 1769 | Rate Constraint in lbs/MMBtu | FALSE | L | Annual | Generation | TWh | 0 | 0 | 0 | 0 | 0 | 0 | 0
CT Fac. Spec. - SO2 Rate Annual v3.1, Unit 4317 and retrofits | 417 | 1769 | Rate Constraint in lbs/MMBtu | FALSE | L | Annual | Qualifying Generation | TWh | 0 | 0 | 0 | 0 | 0 | 0 | 0
CT Fac. Spec. - SO2 Rate Annual v3.1, Unit 4317 and retrofits | 417 | 1769 | Rate Constraint in lbs/MMBtu | FALSE | L | Annual | Rate | lb/MWh | 0 | 0 | 0 | 0 | 0 | 0 | 0
CT Fac. Spec. - SO2 Rate Annual v3.1, Unit 4317 and retrofits | 417 | 1769 | Rate Constraint in lbs/MMBtu | FALSE | L | Annual | Constraint Shadow Price | US2011$/Ton | 0 | 0 | 0 | 0 | 0 | 0 | 0
DE Facility Specific - Hg Annual Reduction v3.1 | 418 | 1521 | MACT Fuel Choice Floor in lbs/MMBtu | FALSE | L | Annual | Seasons Included | Seasons | Winter, Summer | Winter, Summer | Winter, Summer | Winter, Summer | Winter, Summer | Winter, Summer | Winter, Summer
DE Facility Specific - Hg Annual Reduction v3.1 | 418 | 1521 | MACT Fuel Choice Floor in lbs/MMBtu | FALSE | L | Annual | Emission Floor | lbs/MMBtu | 6e-07 | 6e-07 | 6e-07 | 6e-07 | 6e-07 | 6e-07 | 6e-07
DE Facility Specific - Hg Annual Reduction v3.1 | 418 | 1521 | MACT Fuel Choice Floor in lbs/MMBtu | FALSE | L | Annual | Emissions at Affected Plants MER | lbs | 0 | 0 | 0 | 0 | 0 | 0 | 0
DE Facility Specific - Hg Annual Reduction v3.1 | 418 | 1521 | MACT Fuel Choice Floor in lbs/MMBtu | FALSE | L | Annual | Allowances Purchased MER | lbs | 0 | 0 | 0 | 0 | 0 | 0 | 0
DE Facility Specific - Hg Annual Reduction v3.1 | 418 | 1521 | MACT Fuel Choice Floor in lbs/MMBtu | FALSE | L | Annual | Allowances Sold MER | lbs | 0 | 0 | 0 | 0 | 0 | 0 | 0
DE Facility Specific - Hg Annual Reduction v3.1 | 418 | 1521 | MACT Fuel Choice Floor in lbs/MMBtu | FALSE | L | Annual | Allowances Banked | lbs | 0 | 0 | 0 | 0 | 0 | 0 | 0
DE Facility Specific - Hg Annual Reduction v3.1 | 418 | 1521 | MACT Fuel Choice Floor in lbs/MMBtu | FALSE | L | Annual | Allowances Withdrawn (1:1) | lbs | 0 | 0 | 0 | 0 | 0 | 0 | 0
DE Facility Specific - Hg Annual Reduction v3.1 | 418 | 1521 | MACT Fuel Choice Floor in lbs/MMBtu | FALSE | L | Annual | Allowances Withdrawn (n:1) | lbs | 0 | 0 | 0 | 0 | 0 | 0 | 0
DE Facility Specific - Hg Annual Reduction v3.1 | 418 | 1521 | MACT Fuel Choice Floor in lbs/MMBtu | FALSE | L | Annual | Net Emissions Allowance Position | lbs | 0 | 0 | 0 | 0 | 0 | 0 | 0
DE Facility Specific - Hg Annual Reduction v3.1 | 418 | 1521 | MACT Fuel Choice Floor in lbs/MMBtu | FALSE | L | Annual | Fuel Consumed | TBtu | 0 | 0 | 0 | 0 | 0 | 0 | 0
DE Facility Specific - Hg Annual Reduction v3.1 | 418 | 1521 | MACT Fuel Choice Floor in lbs/MMBtu | FALSE | L | Annual | Rate | lb/MMBtu | 0 | 0 | 0 | 0 | 0 | 0 | 0
DE Facility Specific - Hg Annual Reduction v3.1 | 418 | 1521 | MACT Fuel Choice Floor in lbs/MMBtu | FALSE | L | Annual | Generation | TWh | 0 | 0 | 0 | 0 | 0 | 0 | 0
DE Facility Specific - Hg Annual Reduction v3.1 | 418 | 1521 | MACT Fuel Choice Floor in lbs/MMBtu | FALSE | L | Annual | Qualifying Generation | TWh | 0 | 0 | 0 | 0 | 0 | 0 | 0
DE Facility Specific - Hg Annual Reduction v3.1 | 418 | 1521 | MACT Fuel Choice Floor in lbs/MMBtu | FALSE | L | Annual | Constraint Shadow Price | US2011$/Lb | 0 | 0 | 0 | 0 | 0 | 0 | 0
DE Facility Specific - NOx Annual Rate v3.1, Unit 3764 and retrofits | 419 | 1519 | Rate Constraint in lbs/MMBtu | FALSE | L | Annual | Seasons Included | Seasons | Winter, Summer | Winter, Summer | Winter, Summer | Winter, Summer | Winter, Summer | Winter, Summer | Winter, Summer
DE Facility Specific - NOx Annual Rate v3.1, Unit 3764 and retrofits | 419 | 1519 | Rate Constraint in lbs/MMBtu | FALSE | L | Annual | Standard | lb/MMBtu | 0.125 | 0.125 | 0.125 | 0.125 | 0.125 | 0.125 | 0.125
DE Facility Specific - NOx Annual Rate v3.1, Unit 3764 and retrofits | 419 | 1519 | Rate Constraint in lbs/MMBtu | FALSE | L | Annual | Emissions at Affected Plants NOX | Thousand Tons | 0.0070897 | 0 | 0 | 0 | 0 | 0 | 0
DE Facility Specific - NOx Annual Rate v3.1, Unit 3764 and retrofits | 419 | 1519 | Rate Constraint in lbs/MMBtu | FALSE | L | Annual | Allowances Purchased NOX | Thousand Tons | 0 | 0 | 0 | 0 | 0 | 0 | 0
DE Facility Specific - NOx Annual Rate v3.1, Unit 3764 and retrofits | 419 | 1519 | Rate Constraint in lbs/MMBtu | FALSE | L | Annual | Allowances Sold NOX | Thousand Tons | 0 | 0 | 0 | 0 | 0 | 0 | 0
DE Facility Specific - NOx Annual Rate v3.1, Unit 3764 and retrofits | 419 | 1519 | Rate Constraint in lbs/MMBtu | FALSE | L | Annual | Allowances Banked | Thousand Tons | 0 | 0 | 0 | 0 | 0 | 0 | 0
DE Facility Specific - NOx Annual Rate v3.1, Unit 3764 and retrofits | 419 | 1519 | Rate Constraint in lbs/MMBtu | FALSE | L | Annual | Allowances Withdrawn (1:1) | Thousand Tons | 0 | 0 | 0 | 0 | 0 | 0 | 0
DE Facility Specific - NOx Annual Rate v3.1, Unit 3764 and retrofits | 419 | 1519 | Rate Constraint in lbs/MMBtu | FALSE | L | Annual | Allowances Withdrawn (n:1) | Thousand Tons | 0 | 0 | 0 | 0 | 0 | 0 | 0
DE Facility Specific - NOx Annual Rate v3.1, Unit 3764 and retrofits | 419 | 1519 | Rate Constraint in lbs/MMBtu | FALSE | L | Annual | Net Emissions Allowance Position | Thousand Tons | 0.0070897 | 0 | 0 | 0 | 0 | 0 | 0
DE Facility Specific - NOx Annual Rate v3.1, Unit 3764 and retrofits | 419 | 1519 | Rate Constraint in lbs/MMBtu | FALSE | L | Annual | Fuel Consumed | TBtu | 0.17692 | 0 | 0 | 0 | 0 | 0 | 0
DE Facility Specific - NOx Annual Rate v3.1, Unit 3764 and retrofits | 419 | 1519 | Rate Constraint in lbs/MMBtu | FALSE | L | Annual | Rate | lb/MMBtu | 0.080148 | 0 | 0 | 0 | 0 | 0 | 0
DE Facility Specific - NOx Annual Rate v3.1, Unit 3764 and retrofits | 419 | 1519 | Rate Constraint in lbs/MMBtu | FALSE | L | Annual | Generation | TWh | 0.015118 | 0 | 0 | 0 | 0 | 0 | 0
DE Facility Specific - NOx Annual Rate v3.1, Unit 3764 and retrofits | 419 | 1519 | Rate Constraint in lbs/MMBtu | FALSE | L | Annual | Qualifying Generation | TWh | 0.015118 | 0 | 0 | 0 | 0 | 0 | 0
DE Facility Specific - NOx Annual Rate v3.1, Unit 3764 and retrofits | 419 | 1519 | Rate Constraint in lbs/MMBtu | FALSE | L | Annual | Rate | lb/MWh | 0.46895 | 0 | 0 | 0 | 0 | 0 | 0
DE Facility Specific - NOx Annual Rate v3.1, Unit 3764 and retrofits | 419 | 1519 | Rate Constraint in lbs/MMBtu | FALSE | L | Annual | Constraint Shadow Price | US2011$/Ton | 0 | 0 | 0 | 0 | 0 | 0 | 0
DE Facility Specific - NOx Annual Rate v3.1, Unit 3765 and retrofits | 420 | 1519 | Rate Constraint in lbs/MMBtu | FALSE | L | Annual | Seasons Included | Seasons | Winter, Summer | Winter, Summer | Winter, Summer | Winter, Summer | Winter, Summer | Winter, Summer | Winter, Summer
DE Facility Specific - NOx Annual Rate v3.1, Unit 3765 and retrofits | 420 | 1519 | Rate Constraint in lbs/MMBtu | FALSE | L | Annual | Standard | lb/MMBtu | 0.125 | 0.125 | 0.125 | 0.125 | 0.125 | 0.125 | 0.125
DE Facility Specific - NOx Annual Rate v3.1, Unit 3765 and retrofits | 420 | 1519 | Rate Constraint in lbs/MMBtu | FALSE | L | Annual | Emissions at Affected Plants NOX | Thousand Tons | 0.0023303 | 0 | 0 | 0 | 0 | 0 | 0
DE Facility Specific - NOx Annual Rate v3.1, Unit 3765 and retrofits | 420 | 1519 | Rate Constraint in lbs/MMBtu | FALSE | L | Annual | Allowances Purchased NOX | Thousand Tons | 0 | 0 | 0 | 0 | 0 | 0 | 0
DE Facility Specific - NOx Annual Rate v3.1, Unit 3765 and retrofits | 420 | 1519 | Rate Constraint in lbs/MMBtu | FALSE | L | Annual | Allowances Sold NOX | Thousand Tons | 0 | 0 | 0 | 0 | 0 | 0 | 0
DE Facility Specific - NOx Annual Rate v3.1, Unit 3765 and retrofits | 420 | 1519 | Rate Constraint in lbs/MMBtu | FALSE | L | Annual | Allowances Banked | Thousand Tons | 0 | 0 | 0 | 0 | 0 | 0 | 0
DE Facility Specific - NOx Annual Rate v3.1, Unit 3765 and retrofits | 420 | 1519 | Rate Constraint in lbs/MMBtu | FALSE | L | Annual | Allowances Withdrawn (1:1) | Thousand Tons | 0 | 0 | 0 | 0 | 0 | 0 | 0
DE Facility Specific - NOx Annual Rate v3.1, Unit 3765 and retrofits | 420 | 1519 | Rate Constraint in lbs/MMBtu | FALSE | L | Annual | Allowances Withdrawn (n:1) | Thousand Tons | 0 | 0 | 0 | 0 | 0 | 0 | 0
DE Facility Specific - NOx Annual Rate v3.1, Unit 3765 and retrofits | 420 | 1519 | Rate Constraint in lbs/MMBtu | FALSE | L | Annual | Net Emissions Allowance Position | Thousand Tons | 0.0023303 | 0 | 0 | 0 | 0 | 0 | 0
DE Facility Specific - NOx Annual Rate v3.1, Unit 3765 and retrofits | 420 | 1519 | Rate Constraint in lbs/MMBtu | FALSE | L | Annual | Fuel Consumed | TBtu | 0.037284 | 0 | 0 | 0 | 0 | 0 | 0
DE Facility Specific - NOx Annual Rate v3.1, Unit 3765 and retrofits | 420 | 1519 | Rate Constraint in lbs/MMBtu | FALSE | L | Annual | Rate | lb/MMBtu | 0.125 | 0 | 0 | 0 | 0 | 0 | 0
DE Facility Specific - NOx Annual Rate v3.1, Unit 3765 and retrofits | 420 | 1519 | Rate Constraint in lbs/MMBtu | FALSE | L | Annual | Generation | TWh | 0.0033086 | 0 | 0 | 0 | 0 | 0 | 0
DE Facility Specific - NOx Annual Rate v3.1, Unit 3765 and retrofits | 420 | 1519 | Rate Constraint in lbs/MMBtu | FALSE | L | Annual | Qualifying Generation | TWh | 0.0033086 | 0 | 0 | 0 | 0 | 0 | 0
DE Facility Specific - NOx Annual Rate v3.1, Unit 3765 and retrofits | 420 | 1519 | Rate Constraint in lbs/MMBtu | FALSE | L | Annual | Rate | lb/MWh | 0.70431 | 0 | 0 | 0 | 0 | 0 | 0
DE Facility Specific - NOx Annual Rate v3.1, Unit 3765 and retrofits | 420 | 1519 | Rate Constraint in lbs/MMBtu | FALSE | L | Annual | Constraint Shadow Price | US2011$/Ton | 0 | 0 | 0 | 0 | 0 | 0 | 0
DE Facility Specific - NOx Annual Rate v3.1, Unit 4244 and retrofits | 421 | 1519 | Rate Constraint in lbs/MMBtu | FALSE | L | Annual | Seasons Included | Seasons | Winter, Summer | Winter, Summer | Winter, Summer | Winter, Summer | Winter, Summer | Winter, Summer | Winter, Summer
DE Facility Specific - NOx Annual Rate v3.1, Unit 4244 and retrofits | 421 | 1519 | Rate Constraint in lbs/MMBtu | FALSE | L | Annual | Standard | lb/MMBtu | 0.125 | 0.125 | 0.125 | 0.125 | 0.125 | 0.125 | 0.125
DE Facility Specific - NOx Annual Rate v3.1, Unit 4244 and retrofits | 421 | 1519 | Rate Constraint in lbs/MMBtu | FALSE | L | Annual | Emissions at Affected Plants NOX | Thousand Tons | 0 | 0 | 0 | 0 | 0 | 0 | 0
DE Facility Specific - NOx Annual Rate v3.1, Unit 4244 and retrofits | 421 | 1519 | Rate Constraint in lbs/MMBtu | FALSE | L | Annual | Allowances Purchased NOX | Thousand Tons | 0 | 0 | 0 | 0 | 0 | 0 | 0
DE Facility Specific - NOx Annual Rate v3.1, Unit 4244 and retrofits | 421 | 1519 | Rate Constraint in lbs/MMBtu | FALSE | L | Annual | Allowances Sold NOX | Thousand Tons | 0 | 0 | 0 | 0 | 0 | 0 | 0
DE Facility Specific - NOx Annual Rate v3.1, Unit 4244 and retrofits | 421 | 1519 | Rate Constraint in lbs/MMBtu | FALSE | L | Annual | Allowances Banked | Thousand Tons | 0 | 0 | 0 | 0 | 0 | 0 | 0
DE Facility Specific - NOx Annual Rate v3.1, Unit 4244 and retrofits | 421 | 1519 | Rate Constraint in lbs/MMBtu | FALSE | L | Annual | Allowances Withdrawn (1:1) | Thousand Tons | 0 | 0 | 0 | 0 | 0 | 0 | 0
DE Facility Specific - NOx Annual Rate v3.1, Unit 4244 and retrofits | 421 | 1519 | Rate Constraint in lbs/MMBtu | FALSE | L | Annual | Allowances Withdrawn (n:1) | Thousand Tons | 0 | 0 | 0 | 0 | 0 | 0 | 0
DE Facility Specific - NOx Annual Rate v3.1, Unit 4244 and retrofits | 421 | 1519 | Rate Constraint in lbs/MMBtu | FALSE | L | Annual | Net Emissions Allowance Position | Thousand Tons | 0 | 0 | 0 | 0 | 0 | 0 | 0
DE Facility Specific - NOx Annual Rate v3.1, Unit 4244 and retrofits | 421 | 1519 | Rate Constraint in lbs/MMBtu | FALSE | L | Annual | Fuel Consumed | TBtu | 0 | 0 | 0 | 0 | 0 | 0 | 0
DE Facility Specific - NOx Annual Rate v3.1, Unit 4244 and retrofits | 421 | 1519 | Rate Constraint in lbs/MMBtu | FALSE | L | Annual | Rate | lb/MMBtu | 0 | 0 | 0 | 0 | 0 | 0 | 0
DE Facility Specific - NOx Annual Rate v3.1, Unit 4244 and retrofits | 421 | 1519 | Rate Constraint in lbs/MMBtu | FALSE | L | Annual | Generation | TWh | 0 | 0 | 0 | 0 | 0 | 0 | 0
DE Facility Specific - NOx Annual Rate v3.1, Unit 4244 and retrofits | 421 | 1519 | Rate Constraint in lbs/MMBtu | FALSE | L | Annual | Qualifying Generation | TWh | 0 | 0 | 0 | 0 | 0 | 0 | 0
DE Facility Specific - NOx Annual Rate v3.1, Unit 4244 and retrofits | 421 | 1519 | Rate Constraint in lbs/MMBtu | FALSE | L | Annual | Rate | lb/MWh | 0 | 0 | 0 | 0 | 0 | 0 | 0
DE Facility Specific - NOx Annual Rate v3.1, Unit 4244 and retrofits | 421 | 1519 | Rate Constraint in lbs/MMBtu | FALSE | L | Annual | Constraint Shadow Price | US2011$/Ton | 0 | 0 | 0 | 0 | 0 | 0 | 0
DE Facility Specific - NOx Annual Rate v3.1, Unit 4271 and retrofits | 422 | 1519 | Rate Constraint in lbs/MMBtu | FALSE | L | Annual | Seasons Included | Seasons | Winter, Summer | Winter, Summer | Winter, Summer | Winter, Summer | Winter, Summer | Winter, Summer | Winter, Summer
DE Facility Specific - NOx Annual Rate v3.1, Unit 4271 and retrofits | 422 | 1519 | Rate Constraint in lbs/MMBtu | FALSE | L | Annual | Standard | lb/MMBtu | 0.125 | 0.125 | 0.125 | 0.125 | 0.125 | 0.125 | 0.125
DE Facility Specific - NOx Annual Rate v3.1, Unit 4271 and retrofits | 422 | 1519 | Rate Constraint in lbs/MMBtu | FALSE | L | Annual | Emissions at Affected Plants NOX | Thousand Tons | 0 | 0 | 0 | 0 | 0 | 0 | 0
DE Facility Specific - NOx Annual Rate v3.1, Unit 4271 and retrofits | 422 | 1519 | Rate Constraint in lbs/MMBtu | FALSE | L | Annual | Allowances Purchased NOX | Thousand Tons | 0 | 0 | 0 | 0 | 0 | 0 | 0
DE Facility Specific - NOx Annual Rate v3.1, Unit 4271 and retrofits | 422 | 1519 | Rate Constraint in lbs/MMBtu | FALSE | L | Annual | Allowances Sold NOX | Thousand Tons | 0 | 0 | 0 | 0 | 0 | 0 | 0
DE Facility Specific - NOx Annual Rate v3.1, Unit 4271 and retrofits | 422 | 1519 | Rate Constraint in lbs/MMBtu | FALSE | L | Annual | Allowances Banked | Thousand Tons | 0 | 0 | 0 | 0 | 0 | 0 | 0
DE Facility Specific - NOx Annual Rate v3.1, Unit 4271 and retrofits | 422 | 1519 | Rate Constraint in lbs/MMBtu | FALSE | L | Annual | Allowances Withdrawn (1:1) | Thousand Tons | 0 | 0 | 0 | 0 | 0 | 0 | 0
DE Facility Specific - NOx Annual Rate v3.1, Unit 4271 and retrofits | 422 | 1519 | Rate Constraint in lbs/MMBtu | FALSE | L | Annual | Allowances Withdrawn (n:1) | Thousand Tons | 0 | 0 | 0 | 0 | 0 | 0 | 0
DE Facility Specific - NOx Annual Rate v3.1, Unit 4271 and retrofits | 422 | 1519 | Rate Constraint in lbs/MMBtu | FALSE | L | Annual | Net Emissions Allowance Position | Thousand Tons | 0 | 0 | 0 | 0 | 0 | 0 | 0
DE Facility Specific - NOx Annual Rate v3.1, Unit 4271 and retrofits | 422 | 1519 | Rate Constraint in lbs/MMBtu | FALSE | L | Annual | Fuel Consumed | TBtu | 0 | 0 | 0 | 0 | 0 | 0 | 0
DE Facility Specific - NOx Annual Rate v3.1, Unit 4271 and retrofits | 422 | 1519 | Rate Constraint in lbs/MMBtu | FALSE | L | Annual | Rate | lb/MMBtu | 0 | 0 | 0 | 0 | 0 | 0 | 0
DE Facility Specific - NOx Annual Rate v3.1, Unit 4271 and retrofits | 422 | 1519 | Rate Constraint in lbs/MMBtu | FALSE | L | Annual | Generation | TWh | 0 | 0 | 0 | 0 | 0 | 0 | 0
DE Facility Specific - NOx Annual Rate v3.1, Unit 4271 and retrofits | 422 | 1519 | Rate Constraint in lbs/MMBtu | FALSE | L | Annual | Qualifying Generation | TWh | 0 | 0 | 0 | 0 | 0 | 0 | 0
DE Facility Specific - NOx Annual Rate v3.1, Unit 4271 and retrofits | 422 | 1519 | Rate Constraint in lbs/MMBtu | FALSE | L | Annual | Rate | lb/MWh | 0 | 0 | 0 | 0 | 0 | 0 | 0
DE Facility Specific - NOx Annual Rate v3.1, Unit 4271 and retrofits | 422 | 1519 | Rate Constraint in lbs/MMBtu | FALSE | L | Annual | Constraint Shadow Price | US2011$/Ton | 0 | 0 | 0 | 0 | 0 | 0 | 0
DE Facility Specific - NOx Annual Rate v3.1, Unit 4272 and retrofits | 423 | 1519 | Rate Constraint in lbs/MMBtu | FALSE | L | Annual | Seasons Included | Seasons | Winter, Summer | Winter, Summer | Winter, Summer | Winter, Summer | Winter, Summer | Winter, Summer | Winter, Summer
DE Facility Specific - NOx Annual Rate v3.1, Unit 4272 and retrofits | 423 | 1519 | Rate Constraint in lbs/MMBtu | FALSE | L | Annual | Standard | lb/MMBtu | 0.125 | 0.125 | 0.125 | 0.125 | 0.125 | 0.125 | 0.125
DE Facility Specific - NOx Annual Rate v3.1, Unit 4272 and retrofits | 423 | 1519 | Rate Constraint in lbs/MMBtu | FALSE | L | Annual | Emissions at Affected Plants NOX | Thousand Tons | 0 | 0 | 0 | 0 | 0 | 0 | 0
DE Facility Specific - NOx Annual Rate v3.1, Unit 4272 and retrofits | 423 | 1519 | Rate Constraint in lbs/MMBtu | FALSE | L | Annual | Allowances Purchased NOX | Thousand Tons | 0 | 0 | 0 | 0 | 0 | 0 | 0
DE Facility Specific - NOx Annual Rate v3.1, Unit 4272 and retrofits | 423 | 1519 | Rate Constraint in lbs/MMBtu | FALSE | L | Annual | Allowances Sold NOX | Thousand Tons | 0 | 0 | 0 | 0 | 0 | 0 | 0
DE Facility Specific - NOx Annual Rate v3.1, Unit 4272 and retrofits | 423 | 1519 | Rate Constraint in lbs/MMBtu | FALSE | L | Annual | Allowances Banked | Thousand Tons | 0 | 0 | 0 | 0 | 0 | 0 | 0
DE Facility Specific - NOx Annual Rate v3.1, Unit 4272 and retrofits | 423 | 1519 | Rate Constraint in lbs/MMBtu | FALSE | L | Annual | Allowances Withdrawn (1:1) | Thousand Tons | 0 | 0 | 0 | 0 | 0 | 0 | 0
DE Facility Specific - NOx Annual Rate v3.1, Unit 4272 and retrofits | 423 | 1519 | Rate Constraint in lbs/MMBtu | FALSE | L | Annual | Allowances Withdrawn (n:1) | Thousand Tons | 0 | 0 | 0 | 0 | 0 | 0 | 0
DE Facility Specific - NOx Annual Rate v3.1, Unit 4272 and retrofits | 423 | 1519 | Rate Constraint in lbs/MMBtu | FALSE | L | Annual | Net Emissions Allowance Position | Thousand Tons | 0 | 0 | 0 | 0 | 0 | 0 | 0
DE Facility Specific - NOx Annual Rate v3.1, Unit 4272 and retrofits | 423 | 1519 | Rate Constraint in lbs/MMBtu | FALSE | L | Annual | Fuel Consumed | TBtu | 0 | 0 | 0 | 0 | 0 | 0 | 0
DE Facility Specific - NOx Annual Rate v3.1, Unit 4272 and retrofits | 423 | 1519 | Rate Constraint in lbs/MMBtu | FALSE | L | Annual | Rate | lb/MMBtu | 0 | 0 | 0 | 0 | 0 | 0 | 0
DE Facility Specific - NOx Annual Rate v3.1, Unit 4272 and retrofits | 423 | 1519 | Rate Constraint in lbs/MMBtu | FALSE | L | Annual | Generation | TWh | 0 | 0 | 0 | 0 | 0 | 0 | 0
DE Facility Specific - NOx Annual Rate v3.1, Unit 4272 and retrofits | 423 | 1519 | Rate Constraint in lbs/MMBtu | FALSE | L | Annual | Qualifying Generation | TWh | 0 | 0 | 0 | 0 | 0 | 0 | 0
DE Facility Specific - NOx Annual Rate v3.1, Unit 4272 and retrofits | 423 | 1519 | Rate Constraint in lbs/MMBtu | FALSE | L | Annual | Rate | lb/MWh | 0 | 0 | 0 | 0 | 0 | 0 | 0
DE Facility Specific - NOx Annual Rate v3.1, Unit 4272 and retrofits | 423 | 1519 | Rate Constraint in lbs/MMBtu | FALSE | L | Annual | Constraint Shadow Price | US2011$/Ton | 0 | 0 | 0 | 0 | 0 | 0 | 0
DE Facility Specific - SO2 Annual Rate v3.1, Unit 3764 and retrofits | 424 | 1520 | Rate Constraint in lbs/MMBtu | FALSE | L | Annual | Seasons Included | Seasons | Winter, Summer | Winter, Summer | Winter, Summer | Winter, Summer | Winter, Summer | Winter, Summer | Winter, Summer
DE Facility Specific - SO2 Annual Rate v3.1, Unit 3764 and retrofits | 424 | 1520 | Rate Constraint in lbs/MMBtu | FALSE | L | Annual | Standard | lb/MMBtu | 0.26 | 0.26 | 0.26 | 0.26 | 0.26 | 0.26 | 0.26
DE Facility Specific - SO2 Annual Rate v3.1, Unit 3764 and retrofits | 424 | 1520 | Rate Constraint in lbs/MMBtu | FALSE | L | Annual | Emissions at Affected Plants SO2 | Thousand Tons | 0 | 0 | 0 | 0 | 0 | 0 | 0
DE Facility Specific - SO2 Annual Rate v3.1, Unit 3764 and retrofits | 424 | 1520 | Rate Constraint in lbs/MMBtu | FALSE | L | Annual | Allowances Purchased SO2 | Thousand Tons | 0 | 0 | 0 | 0 | 0 | 0 | 0
DE Facility Specific - SO2 Annual Rate v3.1, Unit 3764 and retrofits | 424 | 1520 | Rate Constraint in lbs/MMBtu | FALSE | L | Annual | Allowances Sold SO2 | Thousand Tons | 0 | 0 | 0 | 0 | 0 | 0 | 0
DE Facility Specific - SO2 Annual Rate v3.1, Unit 3764 and retrofits | 424 | 1520 | Rate Constraint in lbs/MMBtu | FALSE | L | Annual | Allowances Banked | Thousand Tons | 0 | 0 | 0 | 0 | 0 | 0 | 0
DE Facility Specific - SO2 Annual Rate v3.1, Unit 3764 and retrofits | 424 | 1520 | Rate Constraint in lbs/MMBtu | FALSE | L | Annual | Allowances Withdrawn (1:1) | Thousand Tons | 0 | 0 | 0 | 0 | 0 | 0 | 0
DE Facility Specific - SO2 Annual Rate v3.1, Unit 3764 and retrofits | 424 | 1520 | Rate Constraint in lbs/MMBtu | FALSE | L | Annual | Allowances Withdrawn (n:1) | Thousand Tons | 0 | 0 | 0 | 0 | 0 | 0 | 0
DE Facility Specific - SO2 Annual Rate v3.1, Unit 3764 and retrofits | 424 | 1520 | Rate Constraint in lbs/MMBtu | FALSE | L | Annual | Net Emissions Allowance Position | Thousand Tons | 0 | 0 | 0 | 0 | 0 | 0 | 0
DE Facility Specific - SO2 Annual Rate v3.1, Unit 3764 and retrofits | 424 | 1520 | Rate Constraint in lbs/MMBtu | FALSE | L | Annual | Fuel Consumed | TBtu | 0.17692 | 0 | 0 | 0 | 0 | 0 | 0
DE Facility Specific - SO2 Annual Rate v3.1, Unit 3764 and retrofits | 424 | 1520 | Rate Constraint in lbs/MMBtu | FALSE | L | Annual | Rate | lb/MMBtu | 0 | 0 | 0 | 0 | 0 | 0 | 0
DE Facility Specific - SO2 Annual Rate v3.1, Unit 3764 and retrofits | 424 | 1520 | Rate Constraint in lbs/MMBtu | FALSE | L | Annual | Generation | TWh | 0.015118 | 0 | 0 | 0 | 0 | 0 | 0
DE Facility Specific - SO2 Annual Rate v3.1, Unit 3764 and retrofits | 424 | 1520 | Rate Constraint in lbs/MMBtu | FALSE | L | Annual | Qualifying Generation | TWh | 0.015118 | 0 | 0 | 0 | 0 | 0 | 0
DE Facility Specific - SO2 Annual Rate v3.1, Unit 3764 and retrofits | 424 | 1520 | Rate Constraint in lbs/MMBtu | FALSE | L | Annual | Rate | lb/MWh | 0 | 0 | 0 | 0 | 0 | 0 | 0
DE Facility Specific - SO2 Annual Rate v3.1, Unit 3764 and retrofits | 424 | 1520 | Rate Constraint in lbs/MMBtu | FALSE | L | Annual | Constraint Shadow Price | US2011$/Ton | 0 | 0 | 0 | 0 | 0 | 0 | 0
DE Facility Specific - SO2 Annual Rate v3.1, Unit 3765 and retrofits | 425 | 1520 | Rate Constraint in lbs/MMBtu | FALSE | L | Annual | Seasons Included | Seasons | Winter, Summer | Winter, Summer | Winter, Summer | Winter, Summer | Winter, Summer | Winter, Summer | Winter, Summer
DE Facility Specific - SO2 Annual Rate v3.1, Unit 3765 and retrofits | 425 | 1520 | Rate Constraint in lbs/MMBtu | FALSE | L | Annual | Standard | lb/MMBtu | 0.26 | 0.26 | 0.26 | 0.26 | 0.26 | 0.26 | 0.26
DE Facility Specific - SO2 Annual Rate v3.1, Unit 3765 and retrofits | 425 | 1520 | Rate Constraint in lbs/MMBtu | FALSE | L | Annual | Emissions at Affected Plants SO2 | Thousand Tons | 0 | 0 | 0 | 0 | 0 | 0 | 0
DE Facility Specific - SO2 Annual Rate v3.1, Unit 3765 and retrofits | 425 | 1520 | Rate Constraint in lbs/MMBtu | FALSE | L | Annual | Allowances Purchased SO2 | Thousand Tons | 0 | 0 | 0 | 0 | 0 | 0 | 0
DE Facility Specific - SO2 Annual Rate v3.1, Unit 3765 and retrofits | 425 | 1520 | Rate Constraint in lbs/MMBtu | FALSE | L | Annual | Allowances Sold SO2 | Thousand Tons | 0 | 0 | 0 | 0 | 0 | 0 | 0
DE Facility Specific - SO2 Annual Rate v3.1, Unit 3765 and retrofits | 425 | 1520 | Rate Constraint in lbs/MMBtu | FALSE | L | Annual | Allowances Banked | Thousand Tons | 0 | 0 | 0 | 0 | 0 | 0 | 0
DE Facility Specific - SO2 Annual Rate v3.1, Unit 3765 and retrofits | 425 | 1520 | Rate Constraint in lbs/MMBtu | FALSE | L | Annual | Allowances Withdrawn (1:1) | Thousand Tons | 0 | 0 | 0 | 0 | 0 | 0 | 0
DE Facility Specific - SO2 Annual Rate v3.1, Unit 3765 and retrofits | 425 | 1520 | Rate Constraint in lbs/MMBtu | FALSE | L | Annual | Allowances Withdrawn (n:1) | Thousand Tons | 0 | 0 | 0 | 0 | 0 | 0 | 0
DE Facility Specific - SO2 Annual Rate v3.1, Unit 3765 and retrofits | 425 | 1520 | Rate Constraint in lbs/MMBtu | FALSE | L | Annual | Net Emissions Allowance Position | Thousand Tons | 0 | 0 | 0 | 0 | 0 | 0 | 0
DE Facility Specific - SO2 Annual Rate v3.1, Unit 3765 and retrofits | 425 | 1520 | Rate Constraint in lbs/MMBtu | FALSE | L | Annual | Fuel Consumed | TBtu | 0.037284 | 0 | 0 | 0 | 0 | 0 | 0
DE Facility Specific - SO2 Annual Rate v3.1, Unit 3765 and retrofits | 425 | 1520 | Rate Constraint in lbs/MMBtu | FALSE | L | Annual | Rate | lb/MMBtu | 0 | 0 | 0 | 0 | 0 | 0 | 0
DE Facility Specific - SO2 Annual Rate v3.1, Unit 3765 and retrofits | 425 | 1520 | Rate Constraint in lbs/MMBtu | FALSE | L | Annual | Generation | TWh | 0.0033086 | 0 | 0 | 0 | 0 | 0 | 0
DE Facility Specific - SO2 Annual Rate v3.1, Unit 3765 and retrofits | 425 | 1520 | Rate Constraint in lbs/MMBtu | FALSE | L | Annual | Qualifying Generation | TWh | 0.0033086 | 0 | 0 | 0 | 0 | 0 | 0
DE Facility Specific - SO2 Annual Rate v3.1, Unit 3765 and retrofits | 425 | 1520 | Rate Constraint in lbs/MMBtu | FALSE | L | Annual | Rate | lb/MWh | 0 | 0 | 0 | 0 | 0 | 0 | 0
DE Facility Specific - SO2 Annual Rate v3.1, Unit 3765 and retrofits | 425 | 1520 | Rate Constraint in lbs/MMBtu | FALSE | L | Annual | Constraint Shadow Price | US2011$/Ton | 0 | 0 | 0 | 0 | 0 | 0 | 0
DE Facility Specific - SO2 Annual Rate v3.1, Unit 4244 and retrofits | 426 | 1520 | Rate Constraint in lbs/MMBtu | FALSE | L | Annual | Seasons Included | Seasons | Winter, Summer | Winter, Summer | Winter, Summer | Winter, Summer | Winter, Summer | Winter, Summer | Winter, Summer
DE Facility Specific - SO2 Annual Rate v3.1, Unit 4244 and retrofits | 426 | 1520 | Rate Constraint in lbs/MMBtu | FALSE | L | Annual | Standard | lb/MMBtu | 0.26 | 0.26 | 0.26 | 0.26 | 0.26 | 0.26 | 0.26
DE Facility Specific - SO2 Annual Rate v3.1, Unit 4244 and retrofits | 426 | 1520 | Rate Constraint in lbs/MMBtu | FALSE | L | Annual | Emissions at Affected Plants SO2 | Thousand Tons | 0 | 0 | 0 | 0 | 0 | 0 | 0
DE Facility Specific - SO2 Annual Rate v3.1, Unit 4244 and retrofits | 426 | 1520 | Rate Constraint in lbs/MMBtu | FALSE | L | Annual | Allowances Purchased SO2 | Thousand Tons | 0 | 0 | 0 | 0 | 0 | 0 | 0
DE Facility Specific - SO2 Annual Rate v3.1, Unit 4244 and retrofits | 426 | 1520 | Rate Constraint in lbs/MMBtu | FALSE | L | Annual | Allowances Sold SO2 | Thousand Tons | 0 | 0 | 0 | 0 | 0 | 0 | 0
DE Facility Specific - SO2 Annual Rate v3.1, Unit 4244 and retrofits | 426 | 1520 | Rate Constraint in lbs/MMBtu | FALSE | L | Annual | Allowances Banked | Thousand Tons | 0 | 0 | 0 | 0 | 0 | 0 | 0
DE Facility Specific - SO2 Annual Rate v3.1, Unit 4244 and retrofits | 426 | 1520 | Rate Constraint in lbs/MMBtu | FALSE | L | Annual | Allowances Withdrawn (1:1) | Thousand Tons | 0 | 0 | 0 | 0 | 0 | 0 | 0
DE Facility Specific - SO2 Annual Rate v3.1, Unit 4244 and retrofits | 426 | 1520 | Rate Constraint in lbs/MMBtu | FALSE | L | Annual | Allowances Withdrawn (n:1) | Thousand Tons | 0 | 0 | 0 | 0 | 0 | 0 | 0
DE Facility Specific - SO2 Annual Rate v3.1, Unit 4244 and retrofits | 426 | 1520 | Rate Constraint in lbs/MMBtu | FALSE | L | Annual | Net Emissions Allowance Position | Thousand Tons | 0 | 0 | 0 | 0 | 0 | 0 | 0
DE Facility Specific - SO2 Annual Rate v3.1, Unit 4244 and retrofits | 426 | 1520 | Rate Constraint in lbs/MMBtu | FALSE | L | Annual | Fuel Consumed | TBtu | 0 | 0 | 0 | 0 | 0 | 0 | 0
DE Facility Specific - SO2 Annual Rate v3.1, Unit 4244 and retrofits | 426 | 1520 | Rate Constraint in lbs/MMBtu | FALSE | L | Annual | Rate | lb/MMBtu | 0 | 0 | 0 | 0 | 0 | 0 | 0
DE Facility Specific - SO2 Annual Rate v3.1, Unit 4244 and retrofits | 426 | 1520 | Rate Constraint in lbs/MMBtu | FALSE | L | Annual | Generation | TWh | 0 | 0 | 0 | 0 | 0 | 0 | 0
DE Facility Specific - SO2 Annual Rate v3.1, Unit 4244 and retrofits | 426 | 1520 | Rate Constraint in lbs/MMBtu | FALSE | L | Annual | Qualifying Generation | TWh | 0 | 0 | 0 | 0 | 0 | 0 | 0
DE Facility Specific - SO2 Annual Rate v3.1, Unit 4244 and retrofits | 426 | 1520 | Rate Constraint in lbs/MMBtu | FALSE | L | Annual | Rate | lb/MWh | 0 | 0 | 0 | 0 | 0 | 0 | 0
DE Facility Specific - SO2 Annual Rate v3.1, Unit 4244 and retrofits | 426 | 1520 | Rate Constraint in lbs/MMBtu | FALSE | L | Annual | Constraint Shadow Price | US2011$/Ton | 0 | 0 | 0 | 0 | 0 | 0 | 0
DE Facility Specific - SO2 Annual Rate v3.1, Unit 4271 and retrofits | 427 | 1520 | Rate Constraint in lbs/MMBtu | FALSE | L | Annual | Seasons Included | Seasons | Winter, Summer | Winter, Summer | Winter, Summer | Winter, Summer | Winter, Summer | Winter, Summer | Winter, Summer
DE Facility Specific - SO2 Annual Rate v3.1, Unit 4271 and retrofits | 427 | 1520 | Rate Constraint in lbs/MMBtu | FALSE | L | Annual | Standard | lb/MMBtu | 0.26 | 0.26 | 0.26 | 0.26 | 0.26 | 0.26 | 0.26
DE Facility Specific - SO2 Annual Rate v3.1, Unit 4271 and retrofits | 427 | 1520 | Rate Constraint in lbs/MMBtu | FALSE | L | Annual | Emissions at Affected Plants SO2 | Thousand Tons | 0 | 0 | 0 | 0 | 0 | 0 | 0
DE Facility Specific - SO2 Annual Rate v3.1, Unit 4271 and retrofits | 427 | 1520 | Rate Constraint in lbs/MMBtu | FALSE | L | Annual | Allowances Purchased SO2 | Thousand Tons | 0 | 0 | 0 | 0 | 0 | 0 | 0
DE Facility Specific - SO2 Annual Rate v3.1, Unit 4271 and retrofits | 427 | 1520 | Rate Constraint in lbs/MMBtu | FALSE | L | Annual | Allowances Sold SO2 | Thousand Tons | 0 | 0 | 0 | 0 | 0 | 0 | 0
DE Facility Specific - SO2 Annual Rate v3.1, Unit 4271 and retrofits | 427 | 1520 | Rate Constraint in lbs/MMBtu | FALSE | L | Annual | Allowances Banked | Thousand Tons | 0 | 0 | 0 | 0 | 0 | 0 | 0
DE Facility Specific - SO2 Annual Rate v3.1, Unit 4271 and retrofits | 427 | 1520 | Rate Constraint in lbs/MMBtu | FALSE | L | Annual | Allowances Withdrawn (1:1) | Thousand Tons | 0 | 0 | 0 | 0 | 0 | 0 | 0
DE Facility Specific - SO2 Annual Rate v3.1, Unit 4271 and retrofits | 427 | 1520 | Rate Constraint in lbs/MMBtu | FALSE | L | Annual | Allowances Withdrawn (n:1) | Thousand Tons | 0 | 0 | 0 | 0 | 0 | 0 | 0
DE Facility Specific - SO2 Annual Rate v3.1, Unit 4271 and retrofits | 427 | 1520 | Rate Constraint in lbs/MMBtu | FALSE | L | Annual | Net Emissions Allowance Position | Thousand Tons | 0 | 0 | 0 | 0 | 0 | 0 | 0
DE Facility Specific - SO2 Annual Rate v3.1, Unit 4271 and retrofits | 427 | 1520 | Rate Constraint in lbs/MMBtu | FALSE | L | Annual | Fuel Consumed | TBtu | 0 | 0 | 0 | 0 | 0 | 0 | 0
DE Facility Specific - SO2 Annual Rate v3.1, Unit 4271 and retrofits | 427 | 1520 | Rate Constraint in lbs/MMBtu | FALSE | L | Annual | Rate | lb/MMBtu | 0 | 0 | 0 | 0 | 0 | 0 | 0
DE Facility Specific - SO2 Annual Rate v3.1, Unit 4271 and retrofits | 427 | 1520 | Rate Constraint in lbs/MMBtu | FALSE | L | Annual | Generation | TWh | 0 | 0 | 0 | 0 | 0 | 0 | 0
DE Facility Specific - SO2 Annual Rate v3.1, Unit 4271 and retrofits | 427 | 1520 | Rate Constraint in lbs/MMBtu | FALSE | L | Annual | Qualifying Generation | TWh | 0 | 0 | 0 | 0 | 0 | 0 | 0
DE Facility Specific - SO2 Annual Rate v3.1, Unit 4271 and retrofits | 427 | 1520 | Rate Constraint in lbs/MMBtu | FALSE | L | Annual | Rate | lb/MWh | 0 | 0 | 0 | 0 | 0 | 0 | 0
DE Facility Specific - SO2 Annual Rate v3.1, Unit 4271 and retrofits | 427 | 1520 | Rate Constraint in lbs/MMBtu | FALSE | L | Annual | Constraint Shadow Price | US2011$/Ton | 0 | 0 | 0 | 0 | 0 | 0 | 0
DE Facility Specific - SO2 Annual Rate v3.1, Unit 4272 and retrofits | 428 | 1520 | Rate Constraint in lbs/MMBtu | FALSE | L | Annual | Seasons Included | Seasons | Winter, Summer | Winter, Summer | Winter, Summer | Winter, Summer | Winter, Summer | Winter, Summer | Winter, Summer
DE Facility Specific - SO2 Annual Rate v3.1, Unit 4272 and retrofits | 428 | 1520 | Rate Constraint in lbs/MMBtu | FALSE | L | Annual | Standard | lb/MMBtu | 0.26 | 0.26 | 0.26 | 0.26 | 0.26 | 0.26 | 0.26
DE Facility Specific - SO2 Annual Rate v3.1, Unit 4272 and retrofits | 428 | 1520 | Rate Constraint in lbs/MMBtu | FALSE | L | Annual | Emissions at Affected Plants SO2 | Thousand Tons | 0 | 0 | 0 | 0 | 0 | 0 | 0
DE Facility Specific - SO2 Annual Rate v3.1, Unit 4272 and retrofits | 428 | 1520 | Rate Constraint in lbs/MMBtu | FALSE | L | Annual | Allowances Purchased SO2 | Thousand Tons | 0 | 0 | 0 | 0 | 0 | 0 | 0
DE Facility Specific - SO2 Annual Rate v3.1, Unit 4272 and retrofits | 428 | 1520 | Rate Constraint in lbs/MMBtu | FALSE | L | Annual | Allowances Sold SO2 | Thousand Tons | 0 | 0 | 0 | 0 | 0 | 0 | 0
DE Facility Specific - SO2 Annual Rate v3.1, Unit 4272 and retrofits | 428 | 1520 | Rate Constraint in lbs/MMBtu | FALSE | L | Annual | Allowances Banked | Thousand Tons | 0 | 0 | 0 | 0 | 0 | 0 | 0
DE Facility Specific - SO2 Annual Rate v3.1, Unit 4272 and retrofits | 428 | 1520 | Rate Constraint in lbs/MMBtu | FALSE | L | Annual | Allowances Withdrawn (1:1) | Thousand Tons | 0 | 0 | 0 | 0 | 0 | 0 | 0
DE Facility Specific - SO2 Annual Rate v3.1, Unit 4272 and retrofits | 428 | 1520 | Rate Constraint in lbs/MMBtu | FALSE | L | Annual | Allowances Withdrawn (n:1) | Thousand Tons | 0 | 0 | 0 | 0 | 0 | 0 | 0
DE Facility Specific - SO2 Annual Rate v3.1, Unit 4272 and retrofits | 428 | 1520 | Rate Constraint in lbs/MMBtu | FALSE | L | Annual | Net Emissions Allowance Position | Thousand Tons | 0 | 0 | 0 | 0 | 0 | 0 | 0
DE Facility Specific - SO2 Annual Rate v3.1, Unit 4272 and retrofits | 428 | 1520 | Rate Constraint in lbs/MMBtu | FALSE | L | Annual | Fuel Consumed | TBtu | 0 | 0 | 0 | 0 | 0 | 0 | 0
DE Facility Specific - SO2 Annual Rate v3.1, Unit 4272 and retrofits | 428 | 1520 | Rate Constraint in lbs/MMBtu | FALSE | L | Annual | Rate | lb/MMBtu | 0 | 0 | 0 | 0 | 0 | 0 | 0
DE Facility Specific - SO2 Annual Rate v3.1, Unit 4272 and retrofits | 428 | 1520 | Rate Constraint in lbs/MMBtu | FALSE | L | Annual | Generation | TWh | 0 | 0 | 0 | 0 | 0 | 0 | 0
DE Facility Specific - SO2 Annual Rate v3.1, Unit 4272 and retrofits | 428 | 1520 | Rate Constraint in lbs/MMBtu | FALSE | L | Annual | Qualifying Generation | TWh | 0 | 0 | 0 | 0 | 0 | 0 | 0
DE Facility Specific - SO2 Annual Rate v3.1, Unit 4272 and retrofits | 428 | 1520 | Rate Constraint in lbs/MMBtu | FALSE | L | Annual | Rate | lb/MWh | 0 | 0 | 0 | 0 | 0 | 0 | 0
DE Facility Specific - SO2 Annual Rate v3.1, Unit 4272 and retrofits | 428 | 1520 | Rate Constraint in lbs/MMBtu | FALSE | L | Annual | Constraint Shadow Price | US2011$/Ton | 0 | 0 | 0 | 0 | 0 | 0 | 0
DE Unit Level EdMoore3 - MER Cap Annual v3.1 | 429 | 1539 | Rate Constraint in MTons | FALSE | L | Annual | Seasons Included | Seasons | Winter, Summer | Winter, Summer | Winter, Summer | Winter, Summer | Winter, Summer | Winter, Summer | Winter, Summer
DE Unit Level EdMoore3 - MER Cap Annual v3.1 | 429 | 1539 | Rate Constraint in MTons | FALSE | L | Annual | Standard | Lb | 6.6 | 6.6 | 6.6 | 6.6 | 6.6 | 6.6 | 6.6
DE Unit Level EdMoore3 - MER Cap Annual v3.1 | 429 | 1539 | Rate Constraint in MTons | FALSE | L | Annual | Standard MER | lbs | 6.6 | 6.6 | 6.6 | 6.6 | 6.6 | 6.6 | 6.6
DE Unit Level EdMoore3 - MER Cap Annual v3.1 | 429 | 1539 | Rate Constraint in MTons | FALSE | L | Annual | Emissions at Affected Plants MER | lbs | 0 | 0 | 0 | 0 | 0 | 0 | 0
DE Unit Level EdMoore3 - MER Cap Annual v3.1 | 429 | 1539 | Rate Constraint in MTons | FALSE | L | Annual | Allowances Purchased MER | lbs | 0 | 0 | 0 | 0 | 0 | 0 | 0
DE Unit Level EdMoore3 - MER Cap Annual v3.1 | 429 | 1539 | Rate Constraint in MTons | FALSE | L | Annual | Allowances Sold MER | lbs | 0 | 0 | 0 | 0 | 0 | 0 | 0
DE Unit Level EdMoore3 - MER Cap Annual v3.1 | 429 | 1539 | Rate Constraint in MTons | FALSE | L | Annual | Allowances Banked | lbs | 0 | 0 | 0 | 0 | 0 | 0 | 0
DE Unit Level EdMoore3 - MER Cap Annual v3.1 | 429 | 1539 | Rate Constraint in MTons | FALSE | L | Annual | Allowances Withdrawn (1:1) | lbs | 0 | 0 | 0 | 0 | 0 | 0 | 0
DE Unit Level EdMoore3 - MER Cap Annual v3.1 | 429 | 1539 | Rate Constraint in MTons | FALSE | L | Annual | Allowances Withdrawn (n:1) | lbs | 0 | 0 | 0 | 0 | 0 | 0 | 0
DE Unit Level EdMoore3 - MER Cap Annual v3.1 | 429 | 1539 | Rate Constraint in MTons | FALSE | L | Annual | Net Emissions Allowance Position | lbs | 0 | 0 | 0 | 0 | 0 | 0 | 0
DE Unit Level EdMoore3 - MER Cap Annual v3.1 | 429 | 1539 | Rate Constraint in MTons | FALSE | L | Annual | Fuel Consumed | TBtu | 0 | 0 | 0 | 0 | 0 | 0 | 0
DE Unit Level EdMoore3 - MER Cap Annual v3.1 | 429 | 1539 | Rate Constraint in MTons | FALSE | L | Annual | Rate | lb/MMBtu | 0 | 0 | 0 | 0 | 0 | 0 | 0
DE Unit Level EdMoore3 - MER Cap Annual v3.1 | 429 | 1539 | Rate Constraint in MTons | FALSE | L | Annual | Generation | TWh | 0 | 0 | 0 | 0 | 0 | 0 | 0
DE Unit Level EdMoore3 - MER Cap Annual v3.1 | 429 | 1539 | Rate Constraint in MTons | FALSE | L | Annual | Qualifying Generation | TWh | 0 | 0 | 0 | 0 | 0 | 0 | 0
DE Unit Level EdMoore3 - MER Cap Annual v3.1 | 429 | 1539 | Rate Constraint in MTons | FALSE | L | Annual | Rate | lb/MWh | 0 | 0 | 0 | 0 | 0 | 0 | 0
DE Unit Level EdMoore3 - MER Cap Annual v3.1 | 429 | 1539 | Rate Constraint in MTons | FALSE | L | Annual | Constraint Shadow Price | US2011$/Lb | 0 | 0 | 0 | 0 | 0 | 0 | 0
DE Unit Level EdMoore3 - NOX Cap Annual v3.1 | 430 | 1522 | Rate Constraint in MTons | FALSE | L | Annual | Seasons Included | Seasons | Winter, Summer | Winter, Summer | Winter, Summer | Winter, Summer | Winter, Summer | Winter, Summer | Winter, Summer
DE Unit Level EdMoore3 - NOX Cap Annual v3.1 | 430 | 1522 | Rate Constraint in MTons | FALSE | L | Annual | Standard | Thousand Tons | 0.773 | 0.773 | 0.773 | 0.773 | 0.773 | 0.773 | 0.773
DE Unit Level EdMoore3 - NOX Cap Annual v3.1 | 430 | 1522 | Rate Constraint in MTons | FALSE | L | Annual | Standard NOX | Thousand Tons | 0.773 | 0.773 | 0.773 | 0.773 | 0.773 | 0.773 | 0.773
DE Unit Level EdMoore3 - NOX Cap Annual v3.1 | 430 | 1522 | Rate Constraint in MTons | FALSE | L | Annual | Emissions at Affected Plants NOX | Thousand Tons | 0 | 0 | 0 | 0 | 0 | 0 | 0
DE Unit Level EdMoore3 - NOX Cap Annual v3.1 | 430 | 1522 | Rate Constraint in MTons | FALSE | L | Annual | Allowances Purchased NOX | Thousand Tons | 0 | 0 | 0 | 0 | 0 | 0 | 0
DE Unit Level EdMoore3 - NOX Cap Annual v3.1 | 430 | 1522 | Rate Constraint in MTons | FALSE | L | Annual | Allowances Sold NOX | Thousand Tons | 0 | 0 | 0 | 0 | 0 | 0 | 0
DE Unit Level EdMoore3 - NOX Cap Annual v3.1 | 430 | 1522 | Rate Constraint in MTons | FALSE | L | Annual | Allowances Banked | Thousand Tons | 0 | 0 | 0 | 0 | 0 | 0 | 0
DE Unit Level EdMoore3 - NOX Cap Annual v3.1 | 430 | 1522 | Rate Constraint in MTons | FALSE | L | Annual | Allowances Withdrawn (1:1) | Thousand Tons | 0 | 0 | 0 | 0 | 0 | 0 | 0
DE Unit Level EdMoore3 - NOX Cap Annual v3.1 | 430 | 1522 | Rate Constraint in MTons | FALSE | L | Annual | Allowances Withdrawn (n:1) | Thousand Tons | 0 | 0 | 0 | 0 | 0 | 0 | 0
DE Unit Level EdMoore3 - NOX Cap Annual v3.1 | 430 | 1522 | Rate Constraint in MTons | FALSE | L | Annual | Net Emissions Allowance Position | Thousand Tons | 0 | 0 | 0 | 0 | 0 | 0 | 0
DE Unit Level EdMoore3 - NOX Cap Annual v3.1 | 430 | 1522 | Rate Constraint in MTons | FALSE | L | Annual | Fuel Consumed | TBtu | 0 | 0 | 0 | 0 | 0 | 0 | 0
DE Unit Level EdMoore3 - NOX Cap Annual v3.1 | 430 | 1522 | Rate Constraint in MTons | FALSE | L | Annual | Rate | lb/MMBtu | 0 | 0 | 0 | 0 | 0 | 0 | 0
DE Unit Level EdMoore3 - NOX Cap Annual v3.1 | 430 | 1522 | Rate Constraint in MTons | FALSE | L | Annual | Generation | TWh | 0 | 0 | 0 | 0 | 0 | 0 | 0
DE Unit Level EdMoore3 - NOX Cap Annual v3.1 | 430 | 1522 | Rate Constraint in MTons | FALSE | L | Annual | Qualifying Generation | TWh | 0 | 0 | 0 | 0 | 0 | 0 | 0
DE Unit Level EdMoore3 - NOX Cap Annual v3.1 | 430 | 1522 | Rate Constraint in MTons | FALSE | L | Annual | Rate | lb/MWh | 0 | 0 | 0 | 0 | 0 | 0 | 0
DE Unit Level EdMoore3 - NOX Cap Annual v3.1 | 430 | 1522 | Rate Constraint in MTons | FALSE | L | Annual | Constraint Shadow Price | US2011$/Ton | 0 | 0 | 0 | 0 | 0 | 0 | 0
DE Unit Level EdMoore3 - SO2 Cap Annual v3.1 | 431 | 1530 | Rate Constraint in MTons | FALSE | L | Annual | Seasons Included | Seasons | Winter, Summer | Winter, Summer | Winter, Summer | Winter, Summer | Winter, Summer | Winter, Summer | Winter, Summer
DE Unit Level EdMoore3 - SO2 Cap Annual v3.1 | 431 | 1530 | Rate Constraint in MTons | FALSE | L | Annual | Standard | Thousand Tons | 1.391 | 1.391 | 1.391 | 1.391 | 1.391 | 1.391 | 1.391
DE Unit Level EdMoore3 - SO2 Cap Annual v3.1 | 431 | 1530 | Rate Constraint in MTons | FALSE | L | Annual | Standard SO2 | Thousand Tons | 1.391 | 1.391 | 1.391 | 1.391 | 1.391 | 1.391 | 1.391
DE Unit Level EdMoore3 - SO2 Cap Annual v3.1 | 431 | 1530 | Rate Constraint in MTons | FALSE | L | Annual | Emissions at Affected Plants SO2 | Thousand Tons | 0 | 0 | 0 | 0 | 0 | 0 | 0
DE Unit Level EdMoore3 - SO2 Cap Annual v3.1 | 431 | 1530 | Rate Constraint in MTons | FALSE | L | Annual | Allowances Purchased SO2 | Thousand Tons | 0 | 0 | 0 | 0 | 0 | 0 | 0
DE Unit Level EdMoore3 - SO2 Cap Annual v3.1 | 431 | 1530 | Rate Constraint in MTons | FALSE | L | Annual | Allowances Sold SO2 | Thousand Tons | 0 | 0 | 0 | 0 | 0 | 0 | 0
DE Unit Level EdMoore3 - SO2 Cap Annual v3.1 | 431 | 1530 | Rate Constraint in MTons | FALSE | L | Annual | Allowances Banked | Thousand Tons | 0 | 0 | 0 | 0 | 0 | 0 | 0
DE Unit Level EdMoore3 - SO2 Cap Annual v3.1 | 431 | 1530 | Rate Constraint in MTons | FALSE | L | Annual | Allowances Withdrawn (1:1) | Thousand Tons | 0 | 0 | 0 | 0 | 0 | 0 | 0
DE Unit Level EdMoore3 - SO2 Cap Annual v3.1 | 431 | 1530 | Rate Constraint in MTons | FALSE | L | Annual | Allowances Withdrawn (n:1) | Thousand Tons | 0 | 0 | 0 | 0 | 0 | 0 | 0
DE Unit Level EdMoore3 - SO2 Cap Annual v3.1 | 431 | 1530 | Rate Constraint in MTons | FALSE | L | Annual | Net Emissions Allowance Position | Thousand Tons | 0 | 0 | 0 | 0 | 0 | 0 | 0
DE Unit Level EdMoore3 - SO2 Cap Annual v3.1 | 431 | 1530 | Rate Constraint in MTons | FALSE | L | Annual | Fuel Consumed | TBtu | 0 | 0 | 0 | 0 | 0 | 0 | 0
DE Unit Level EdMoore3 - SO2 Cap Annual v3.1 | 431 | 1530 | Rate Constraint in MTons | FALSE | L | Annual | Rate | lb/MMBtu | 0 | 0 | 0 | 0 | 0 | 0 | 0
DE Unit Level EdMoore3 - SO2 Cap Annual v3.1 | 431 | 1530 | Rate Constraint in MTons | FALSE | L | Annual | Generation | TWh | 0 | 0 | 0 | 0 | 0 | 0 | 0
DE Unit Level EdMoore3 - SO2 Cap Annual v3.1 | 431 | 1530 | Rate Constraint in MTons | FALSE | L | Annual | Qualifying Generation | TWh | 0 | 0 | 0 | 0 | 0 | 0 | 0
DE Unit Level EdMoore3 - SO2 Cap Annual v3.1 | 431 | 1530 | Rate Constraint in MTons | FALSE | L | Annual | Rate | lb/MWh | 0 | 0 | 0 | 0 | 0 | 0 | 0
DE Unit Level EdMoore3 - SO2 Cap Annual v3.1 | 431 | 1530 | Rate Constraint in MTons | FALSE | L | Annual | Constraint Shadow Price | US2011$/Ton | 0 | 0 | 0 | 0 | 0 | 0 | 0
DE Unit Level EdMoore4 - MER Cap Annual v3.1 | 432 | 1540 | Rate Constraint in MTons | FALSE | L | Annual | Seasons Included | Seasons | Winter, Summer | Winter, Summer | Winter, Summer | Winter, Summer | Winter, Summer | Winter, Summer | Winter, Summer
DE Unit Level EdMoore4 - MER Cap Annual v3.1 | 432 | 1540 | Rate Constraint in MTons | FALSE | L | Annual | Standard | Lb | 11.4 | 11.4 | 11.4 | 11.4 | 11.4 | 11.4 | 11.4
DE Unit Level EdMoore4 - MER Cap Annual v3.1 | 432 | 1540 | Rate Constraint in MTons | FALSE | L | Annual | Standard MER | lbs | 11.4 | 11.4 | 11.4 | 11.4 | 11.4 | 11.4 | 11.4
DE Unit Level EdMoore4 - MER Cap Annual v3.1 | 432 | 1540 | Rate Constraint in MTons | FALSE | L | Annual | Emissions at Affected Plants MER | lbs | 0 | 0 | 0 | 0 | 0 | 0 | 0
DE Unit Level EdMoore4 - MER Cap Annual v3.1 | 432 | 1540 | Rate Constraint in MTons | FALSE | L | Annual | Allowances Purchased MER | lbs | 0 | 0 | 0 | 0 | 0 | 0 | 0
DE Unit Level EdMoore4 - MER Cap Annual v3.1 | 432 | 1540 | Rate Constraint in MTons | FALSE | L | Annual | Allowances Sold MER | lbs | 0 | 0 | 0 | 0 | 0 | 0 | 0
DE Unit Level EdMoore4 - MER Cap Annual v3.1 | 432 | 1540 | Rate Constraint in MTons | FALSE | L | Annual | Allowances Banked | lbs | 0 | 0 | 0 | 0 | 0 | 0 | 0
DE Unit Level EdMoore4 - MER Cap Annual v3.1 | 432 | 1540 | Rate Constraint in MTons | FALSE | L | Annual | Allowances Withdrawn (1:1) | lbs | 0 | 0 | 0 | 0 | 0 | 0 | 0
DE Unit Level EdMoore4 - MER Cap Annual v3.1 | 432 | 1540 | Rate Constraint in MTons | FALSE | L | Annual | Allowances Withdrawn (n:1) | lbs | 0 | 0 | 0 | 0 | 0 | 0 | 0
DE Unit Level EdMoore4 - MER Cap Annual v3.1 | 432 | 1540 | Rate Constraint in MTons | FALSE | L | Annual | Net Emissions Allowance Position | lbs | 0 | 0 | 0 | 0 | 0 | 0 | 0
DE Unit Level EdMoore4 - MER Cap Annual v3.1 | 432 | 1540 | Rate Constraint in MTons | FALSE | L | Annual | Fuel Consumed | TBtu | 0 | 0 | 0 | 0 | 0 | 0 | 0
DE Unit Level EdMoore4 - MER Cap Annual v3.1 | 432 | 1540 | Rate Constraint in MTons | FALSE | L | Annual | Rate | lb/MMBtu | 0 | 0 | 0 | 0 | 0 | 0 | 0
DE Unit Level EdMoore4 - MER Cap Annual v3.1 | 432 | 1540 | Rate Constraint in MTons | FALSE | L | Annual | Generation | TWh | 0 | 0 | 0 | 0 | 0 | 0 | 0
DE Unit Level EdMoore4 - MER Cap Annual v3.1 | 432 | 1540 | Rate Constraint in MTons | FALSE | L | Annual | Qualifying Generation | TWh | 0 | 0 | 0 | 0 | 0 | 0 | 0
DE Unit Level EdMoore4 - MER Cap Annual v3.1 | 432 | 1540 | Rate Constraint in MTons | FALSE | L | Annual | Rate | lb/MWh | 0 | 0 | 0 | 0 | 0 | 0 | 0
DE Unit Level EdMoore4 - MER Cap Annual v3.1 | 432 | 1540 | Rate Constraint in MTons | FALSE | L | Annual | Constraint Shadow Price | US2011$/Lb | 0 | 0 | 0 | 0 | 0 | 0 | 0
DE Unit Level EdMoore4 - NOX Cap Annual v3.1 | 433 | 1523 | Rate Constraint in MTons | FALSE | L | Annual | Seasons Included | Seasons | Winter, Summer | Winter, Summer | Winter, Summer | Winter, Summer | Winter, Summer | Winter, Summer | Winter, Summer
DE Unit Level EdMoore4 - NOX Cap Annual v3.1 | 433 | 1523 | Rate Constraint in MTons | FALSE | L | Annual | Standard | Thousand Tons | 1.339 | 1.339 | 1.339 | 1.339 | 1.339 | 1.339 | 1.339
DE Unit Level EdMoore4 - NOX Cap Annual v3.1 | 433 | 1523 | Rate Constraint in MTons | FALSE | L | Annual | Standard NOX | Thousand Tons | 1.339 | 1.339 | 1.339 | 1.339 | 1.339 | 1.339 | 1.339
DE Unit Level EdMoore4 - NOX Cap Annual v3.1 | 433 | 1523 | Rate Constraint in MTons | FALSE | L | Annual | Emissions at Affected Plants NOX | Thousand Tons | 0 | 0 | 0 | 0 | 0 | 0 | 0
DE Unit Level EdMoore4 - NOX Cap Annual v3.1 | 433 | 1523 | Rate Constraint in MTons | FALSE | L | Annual | Allowances Purchased NOX | Thousand Tons | 0 | 0 | 0 | 0 | 0 | 0 | 0
DE Unit Level EdMoore4 - NOX Cap Annual v3.1 | 433 | 1523 | Rate Constraint in MTons | FALSE | L | Annual | Allowances Sold NOX | Thousand Tons | 0 | 0 | 0 | 0 | 0 | 0 | 0
DE Unit Level EdMoore4 - NOX Cap Annual v3.1 | 433 | 1523 | Rate Constraint in MTons | FALSE | L | Annual | Allowances Banked | Thousand Tons | 0 | 0 | 0 | 0 | 0 | 0 | 0
DE Unit Level EdMoore4 - NOX Cap Annual v3.1 | 433 | 1523 | Rate Constraint in MTons | FALSE | L | Annual | Allowances Withdrawn (1:1) | Thousand Tons | 0 | 0 | 0 | 0 | 0 | 0 | 0
DE Unit Level EdMoore4 - NOX Cap Annual v3.1 | 433 | 1523 | Rate Constraint in MTons | FALSE | L | Annual | Allowances Withdrawn (n:1) | Thousand Tons | 0 | 0 | 0 | 0 | 0 | 0 | 0
DE Unit Level EdMoore4 - NOX Cap Annual v3.1 | 433 | 1523 | Rate Constraint in MTons | FALSE | L | Annual | Net Emissions Allowance Position | Thousand Tons | 0 | 0 | 0 | 0 | 0 | 0 | 0
DE Unit Level EdMoore4 - NOX Cap Annual v3.1 | 433 | 1523 | Rate Constraint in MTons | FALSE | L | Annual | Fuel Consumed | TBtu | 0 | 0 | 0 | 0 | 0 | 0 | 0
DE Unit Level EdMoore4 - NOX Cap Annual v3.1 | 433 | 1523 | Rate Constraint in MTons | FALSE | L | Annual | Rate | lb/MMBtu | 0 | 0 | 0 | 0 | 0 | 0 | 0
DE Unit Level EdMoore4 - NOX Cap Annual v3.1 | 433 | 1523 | Rate Constraint in MTons | FALSE | L | Annual | Generation | TWh | 0 | 0 | 0 | 0 | 0 | 0 | 0
DE Unit Level EdMoore4 - NOX Cap Annual v3.1 | 433 | 1523 | Rate Constraint in MTons | FALSE | L | Annual | Qualifying Generation | TWh | 0 | 0 | 0 | 0 | 0 | 0 | 0
DE Unit Level EdMoore4 - NOX Cap Annual v3.1 | 433 | 1523 | Rate Constraint in MTons | FALSE | L | Annual | Rate | lb/MWh | 0 | 0 | 0 | 0 | 0 | 0 | 0
DE Unit Level EdMoore4 - NOX Cap Annual v3.1 | 433 | 1523 | Rate Constraint in MTons | FALSE | L | Annual | Constraint Shadow Price | US2011$/Ton | 0 | 0 | 0 | 0 | 0 | 0 | 0
DE Unit Level EdMoore4 - SO2 Cap Annual v3.1 | 434 | 1531 | Rate Constraint in MTons | FALSE | L | Annual | Seasons Included | Seasons | Winter, Summer | Winter, Summer | Winter, Summer | Winter, Summer | Winter, Summer | Winter, Summer | Winter, Summer
DE Unit Level EdMoore4 - SO2 Cap Annual v3.1 | 434 | 1531 | Rate Constraint in MTons | FALSE | L | Annual | Standard | Thousand Tons | 2.41 | 2.41 | 2.41 | 2.41 | 2.41 | 2.41 | 2.41
DE Unit Level EdMoore4 - SO2 Cap Annual v3.1 | 434 | 1531 | Rate Constraint in MTons | FALSE | L | Annual | Standard SO2 | Thousand Tons | 2.41 | 2.41 | 2.41 | 2.41 | 2.41 | 2.41 | 2.41
DE Unit Level EdMoore4 - SO2 Cap Annual v3.1 | 434 | 1531 | Rate Constraint in MTons | FALSE | L | Annual | Emissions at Affected Plants SO2 | Thousand Tons | 0 | 0 | 0 | 0 | 0 | 0 | 0
DE Unit Level EdMoore4 - SO2 Cap Annual v3.1 | 434 | 1531 | Rate Constraint in MTons | FALSE | L | Annual | Allowances Purchased SO2 | Thousand Tons | 0 | 0 | 0 | 0 | 0 | 0 | 0
DE Unit Level EdMoore4 - SO2 Cap Annual v3.1 | 434 | 1531 | Rate Constraint in MTons | FALSE | L | Annual | Allowances Sold SO2 | Thousand Tons | 0 | 0 | 0 | 0 | 0 | 0 | 0
DE Unit Level EdMoore4 - SO2 Cap Annual v3.1 | 434 | 1531 | Rate Constraint in MTons | FALSE | L | Annual | Allowances Banked | Thousand Tons | 0 | 0 | 0 | 0 | 0 | 0 | 0
DE Unit Level EdMoore4 - SO2 Cap Annual v3.1 | 434 | 1531 | Rate Constraint in MTons | FALSE | L | Annual | Allowances Withdrawn (1:1) | Thousand Tons | 0 | 0 | 0 | 0 | 0 | 0 | 0
DE Unit Level EdMoore4 - SO2 Cap Annual v3.1 | 434 | 1531 | Rate Constraint in MTons | FALSE | L | Annual | Allowances Withdrawn (n:1) | Thousand Tons | 0 | 0 | 0 | 0 | 0 | 0 | 0
DE Unit Level EdMoore4 - SO2 Cap Annual v3.1 | 434 | 1531 | Rate Constraint in MTons | FALSE | L | Annual | Net Emissions Allowance Position | Thousand Tons | 0 | 0 | 0 | 0 | 0 | 0 | 0
DE Unit Level EdMoore4 - SO2 Cap Annual v3.1 | 434 | 1531 | Rate Constraint in MTons | FALSE | L | Annual | Fuel Consumed | TBtu | 0 | 0 | 0 | 0 | 0 | 0 | 0
DE Unit Level EdMoore4 - SO2 Cap Annual v3.1 | 434 | 1531 | Rate Constraint in MTons | FALSE | L | Annual | Rate | lb/MMBtu | 0 | 0 | 0 | 0 | 0 | 0 | 0
DE Unit Level EdMoore4 - SO2 Cap Annual v3.1 | 434 | 1531 | Rate Constraint in MTons | FALSE | L | Annual | Generation | TWh | 0 | 0 | 0 | 0 | 0 | 0 | 0
DE Unit Level EdMoore4 - SO2 Cap Annual v3.1 | 434 | 1531 | Rate Constraint in MTons | FALSE | L | Annual | Qualifying Generation | TWh | 0 | 0 | 0 | 0 | 0 | 0 | 0
DE Unit Level EdMoore4 - SO2 Cap Annual v3.1 | 434 | 1531 | Rate Constraint in MTons | FALSE | L | Annual | Rate | lb/MWh | 0 | 0 | 0 | 0 | 0 | 0 | 0
DE Unit Level EdMoore4 - SO2 Cap Annual v3.1 | 434 | 1531 | Rate Constraint in MTons | FALSE | L | Annual | Constraint Shadow Price | US2011$/Ton | 0 | 0 | 0 | 0 | 0 | 0 | 0
DE Unit Level EdMoore5 - NOX Cap Annual v3.1 | 435 | 1524 | Rate Constraint in MTons | FALSE | L | Annual | Seasons Included | Seasons | Winter, Summer | Winter, Summer | Winter, Summer | Winter, Summer | Winter, Summer | Winter, Summer | Winter, Summer
DE Unit Level EdMoore5 - NOX Cap Annual v3.1 | 435 | 1524 | Rate Constraint in MTons | FALSE | L | Annual | Standard | Thousand Tons | 1.348 | 1.348 | 1.348 | 1.348 | 1.348 | 1.348 | 1.348
DE Unit Level EdMoore5 - NOX Cap Annual v3.1 | 435 | 1524 | Rate Constraint in MTons | FALSE | L | Annual | Standard NOX | Thousand Tons | 1.348 | 1.348 | 1.348 | 1.348 | 1.348 | 1.348 | 1.348
DE Unit Level EdMoore5 - NOX Cap Annual v3.1 | 435 | 1524 | Rate Constraint in MTons | FALSE | L | Annual | Emissions at Affected Plants NOX | Thousand Tons | 0.0070897 | 0 | 0 | 0 | 0 | 0 | 0
DE Unit Level EdMoore5 - NOX Cap Annual v3.1 | 435 | 1524 | Rate Constraint in MTons | FALSE | L | Annual | Allowances Purchased NOX | Thousand Tons | 0 | 0 | 0 | 0 | 0 | 0 | 0
DE Unit Level EdMoore5 - NOX Cap Annual v3.1 | 435 | 1524 | Rate Constraint in MTons | FALSE | L | Annual | Allowances Sold NOX | Thousand Tons | 0 | 0 | 0 | 0 | 0 | 0 | 0
DE Unit Level EdMoore5 - NOX Cap Annual v3.1 | 435 | 1524 | Rate Constraint in MTons | FALSE | L | Annual | Allowances Banked | Thousand Tons | 0 | 0 | 0 | 0 | 0 | 0 | 0
DE Unit Level EdMoore5 - NOX Cap Annual v3.1 | 435 | 1524 | Rate Constraint in MTons | FALSE | L | Annual | Allowances Withdrawn (1:1) | Thousand Tons | 0 | 0 | 0 | 0 | 0 | 0 | 0
DE Unit Level EdMoore5 - NOX Cap Annual v3.1 | 435 | 1524 | Rate Constraint in MTons | FALSE | L | Annual | Allowances Withdrawn (n:1) | Thousand Tons | 0 | 0 | 0 | 0 | 0 | 0 | 0
DE Unit Level EdMoore5 - NOX Cap Annual v3.1 | 435 | 1524 | Rate Constraint in MTons | FALSE | L | Annual | Net Emissions Allowance Position | Thousand Tons | 0.0070897 | 0 | 0 | 0 | 0 | 0 | 0
DE Unit Level EdMoore5 - NOX Cap Annual v3.1 | 435 | 1524 | Rate Constraint in MTons | FALSE | L | Annual | Fuel Consumed | TBtu | 0.17692 | 0 | 0 | 0 | 0 | 0 | 0
DE Unit Level EdMoore5 - NOX Cap Annual v3.1 | 435 | 1524 | Rate Constraint in MTons | FALSE | L | Annual | Rate | lb/MMBtu | 0.080148 | 0 | 0 | 0 | 0 | 0 | 0
DE Unit Level EdMoore5 - NOX Cap Annual v3.1 | 435 | 1524 | Rate Constraint in MTons | FALSE | L | Annual | Generation | TWh | 0.015118 | 0 | 0 | 0 | 0 | 0 | 0
DE Unit Level EdMoore5 - NOX Cap Annual v3.1 | 435 | 1524 | Rate Constraint in MTons | FALSE | L | Annual | Qualifying Generation | TWh | 0.015118 | 0 | 0 | 0 | 0 | 0 | 0
DE Unit Level EdMoore5 - NOX Cap Annual v3.1 | 435 | 1524 | Rate Constraint in MTons | FALSE | L | Annual | Rate | lb/MWh | 0.46895 | 0 | 0 | 0 | 0 | 0 | 0
DE Unit Level EdMoore5 - NOX Cap Annual v3.1 | 435 | 1524 | Rate Constraint in MTons | FALSE | L | Annual | Constraint Shadow Price | US2011$/Ton | 0 | 0 | 0 | 0 | 0 | 0 | 0
DE Unit Level EdMoore5 - SO2 Cap Annual v3.1 | 436 | 1533 | Rate Constraint in MTons | FALSE | L | Annual | Seasons Included | Seasons | Winter, Summer | Winter, Summer | Winter, Summer | Winter, Summer | Winter, Summer | Winter, Summer | Winter, Summer
DE Unit Level EdMoore5 - SO2 Cap Annual v3.1 | 436 | 1533 | Rate Constraint in MTons | FALSE | L | Annual | Standard | Thousand Tons | 2.427 | 2.427 | 2.427 | 2.427 | 2.427 | 2.427 | 2.427
DE Unit Level EdMoore5 - SO2 Cap Annual v3.1 | 436 | 1533 | Rate Constraint in MTons | FALSE | L | Annual | Standard SO2 | Thousand Tons | 2.427 | 2.427 | 2.427 | 2.427 | 2.427 | 2.427 | 2.427
DE Unit Level EdMoore5 - SO2 Cap Annual v3.1 | 436 | 1533 | Rate Constraint in MTons | FALSE | L | Annual | Emissions at Affected Plants SO2 | Thousand Tons | 0 | 0 | 0 | 0 | 0 | 0 | 0
DE Unit Level EdMoore5 - SO2 Cap Annual v3.1 | 436 | 1533 | Rate Constraint in MTons | FALSE | L | Annual | Allowances Purchased SO2 | Thousand Tons | 0 | 0 | 0 | 0 | 0 | 0 | 0
DE Unit Level EdMoore5 - SO2 Cap Annual v3.1 | 436 | 1533 | Rate Constraint in MTons | FALSE | L | Annual | Allowances Sold SO2 | Thousand Tons | 0 | 0 | 0 | 0 | 0 | 0 | 0
DE Unit Level EdMoore5 - SO2 Cap Annual v3.1 | 436 | 1533 | Rate Constraint in MTons | FALSE | L | Annual | Allowances Banked | Thousand Tons | 0 | 0 | 0 | 0 | 0 | 0 | 0
DE Unit Level EdMoore5 - SO2 Cap Annual v3.1 | 436 | 1533 | Rate Constraint in MTons | FALSE | L | Annual | Allowances Withdrawn (1:1) | Thousand Tons | 0 | 0 | 0 | 0 | 0 | 0 | 0
DE Unit Level EdMoore5 - SO2 Cap Annual v3.1 | 436 | 1533 | Rate Constraint in MTons | FALSE | L | Annual | Allowances Withdrawn (n:1) | Thousand Tons | 0 | 0 | 0 | 0 | 0 | 0 | 0
DE Unit Level EdMoore5 - SO2 Cap Annual v3.1 | 436 | 1533 | Rate Constraint in MTons | FALSE | L | Annual | Net Emissions Allowance Position | Thousand Tons | 0 | 0 | 0 | 0 | 0 | 0 | 0
DE Unit Level EdMoore5 - SO2 Cap Annual v3.1 | 436 | 1533 | Rate Constraint in MTons | FALSE | L | Annual | Fuel Consumed | TBtu | 0.17692 | 0 | 0 | 0 | 0 | 0 | 0
DE Unit Level EdMoore5 - SO2 Cap Annual v3.1 | 436 | 1533 | Rate Constraint in MTons | FALSE | L | Annual | Rate | lb/MMBtu | 0 | 0 | 0 | 0 | 0 | 0 | 0
DE Unit Level EdMoore5 - SO2 Cap Annual v3.1 | 436 | 1533 | Rate Constraint in MTons | FALSE | L | Annual | Generation | TWh | 0.015118 | 0 | 0 | 0 | 0 | 0 | 0
DE Unit Level EdMoore5 - SO2 Cap Annual v3.1 | 436 | 1533 | Rate Constraint in MTons | FALSE | L | Annual | Qualifying Generation | TWh | 0.015118 | 0 | 0 | 0 | 0 | 0 | 0
DE Unit Level EdMoore5 - SO2 Cap Annual v3.1 | 436 | 1533 | Rate Constraint in MTons | FALSE | L | Annual | Rate | lb/MWh | 0 | 0 | 0 | 0 | 0 | 0 | 0
DE Unit Level EdMoore5 - SO2 Cap Annual v3.1 | 436 | 1533 | Rate Constraint in MTons | FALSE | L | Annual | Constraint Shadow Price | US2011$/Ton | 0 | 0 | 0 | 0 | 0 | 0 | 0
DE Unit Level IndRiver4 - MER Cap Annual v3.1 | 437 | 1544 | Rate Constraint in MTons | FALSE | L | Annual | Seasons Included | Seasons | Winter, Summer | Winter, Summer | Winter, Summer | Winter, Summer | Winter, Summer | Winter, Summer | Winter, Summer
DE Unit Level IndRiver4 - MER Cap Annual v3.1 | 437 | 1544 | Rate Constraint in MTons | FALSE | L | Annual | Standard | Lb | 17.4 | 17.4 | 17.4 | 17.4 | 17.4 | 17.4 | 17.4
DE Unit Level IndRiver4 - MER Cap Annual v3.1 | 437 | 1544 | Rate Constraint in MTons | FALSE | L | Annual | Standard MER | lbs | 17.4 | 17.4 | 17.4 | 17.4 | 17.4 | 17.4 | 17.4
DE Unit Level IndRiver4 - MER Cap Annual v3.1 | 437 | 1544 | Rate Constraint in MTons | FALSE | L | Annual | Emissions at Affected Plants MER | lbs | 0 | 0 | 0 | 0 | 0 | 0 | 0
DE Unit Level IndRiver4 - MER Cap Annual v3.1 | 437 | 1544 | Rate Constraint in MTons | FALSE | L | Annual | Allowances Purchased MER | lbs | 0 | 0 | 0 | 0 | 0 | 0 | 0
DE Unit Level IndRiver4 - MER Cap Annual v3.1 | 437 | 1544 | Rate Constraint in MTons | FALSE | L | Annual | Allowances Sold MER | lbs | 0 | 0 | 0 | 0 | 0 | 0 | 0
DE Unit Level IndRiver4 - MER Cap Annual v3.1 | 437 | 1544 | Rate Constraint in MTons | FALSE | L | Annual | Allowances Banked | lbs | 0 | 0 | 0 | 0 | 0 | 0 | 0
DE Unit Level IndRiver4 - MER Cap Annual v3.1 | 437 | 1544 | Rate Constraint in MTons | FALSE | L | Annual | Allowances Withdrawn (1:1) | lbs | 0 | 0 | 0 | 0 | 0 | 0 | 0
DE Unit Level IndRiver4 - MER Cap Annual v3.1 | 437 | 1544 | Rate Constraint in MTons | FALSE | L | Annual | Allowances Withdrawn (n:1) | lbs | 0 | 0 | 0 | 0 | 0 | 0 | 0
DE Unit Level IndRiver4 - MER Cap Annual v3.1 | 437 | 1544 | Rate Constraint in MTons | FALSE | L | Annual | Net Emissions Allowance Position | lbs | 0 | 0 | 0 | 0 | 0 | 0 | 0
DE Unit Level IndRiver4 - MER Cap Annual v3.1 | 437 | 1544 | Rate Constraint in MTons | FALSE | L | Annual | Fuel Consumed | TBtu | 0 | 0 | 0 | 0 | 0 | 0 | 0
DE Unit Level IndRiver4 - MER Cap Annual v3.1 | 437 | 1544 | Rate Constraint in MTons | FALSE | L | Annual | Rate | lb/MMBtu | 0 | 0 | 0 | 0 | 0 | 0 | 0
DE Unit Level IndRiver4 - MER Cap Annual v3.1 | 437 | 1544 | Rate Constraint in MTons | FALSE | L | Annual | Generation | TWh | 0 | 0 | 0 | 0 | 0 | 0 | 0
DE Unit Level IndRiver4 - MER Cap Annual v3.1 | 437 | 1544 | Rate Constraint in MTons | FALSE | L | Annual | Qualifying Generation | TWh | 0 | 0 | 0 | 0 | 0 | 0 | 0
DE Unit Level IndRiver4 - MER Cap Annual v3.1 | 437 | 1544 | Rate Constraint in MTons | FALSE | L | Annual | Rate | lb/MWh | 0 | 0 | 0 | 0 | 0 | 0 | 0
DE Unit Level IndRiver4 - MER Cap Annual v3.1 | 437 | 1544 | Rate Constraint in MTons | FALSE | L | Annual | Constraint Shadow Price | US2011$/Lb | 0 | 0 | 0 | 0 | 0 | 0 | 0
DE Unit Level IndRiver4 - NOX Cap Annual v3.1 | 438 | 1528 | Rate Constraint in MTons | FALSE | L | Annual | Seasons Included | Seasons | Winter, Summer | Winter, Summer | Winter, Summer | Winter, Summer | Winter, Summer | Winter, Summer | Winter, Summer
DE Unit Level IndRiver4 - NOX Cap Annual v3.1 | 438 | 1528 | Rate Constraint in MTons | FALSE | L | Annual | Standard | Thousand Tons | 2.032 | 2.032 | 2.032 | 2.032 | 2.032 | 2.032 | 2.032
DE Unit Level IndRiver4 - NOX Cap Annual v3.1 | 438 | 1528 | Rate Constraint in MTons | FALSE | L | Annual | Standard NOX | Thousand Tons | 2.032 | 2.032 | 2.032 | 2.032 | 2.032 | 2.032 | 2.032
DE Unit Level IndRiver4 - NOX Cap Annual v3.1 | 438 | 1528 | Rate Constraint in MTons | FALSE | L | Annual | Emissions at Affected Plants NOX | Thousand Tons | 0 | 0 | 0 | 0 | 0 | 0 | 0
DE Unit Level IndRiver4 - NOX Cap Annual v3.1 | 438 | 1528 | Rate Constraint in MTons | FALSE | L | Annual | Allowances Purchased NOX | Thousand Tons | 0 | 0 | 0 | 0 | 0 | 0 | 0
DE Unit Level IndRiver4 - NOX Cap Annual v3.1 | 438 | 1528 | Rate Constraint in MTons | FALSE | L | Annual | Allowances Sold NOX | Thousand Tons | 0 | 0 | 0 | 0 | 0 | 0 | 0
DE Unit Level IndRiver4 - NOX Cap Annual v3.1 | 438 | 1528 | Rate Constraint in MTons | FALSE | L | Annual | Allowances Banked | Thousand Tons | 0 | 0 | 0 | 0 | 0 | 0 | 0
DE Unit Level IndRiver4 - NOX Cap Annual v3.1 | 438 | 1528 | Rate Constraint in MTons | FALSE | L | Annual | Allowances Withdrawn (1:1) | Thousand Tons | 0 | 0 | 0 | 0 | 0 | 0 | 0
DE Unit Level IndRiver4 - NOX Cap Annual v3.1 | 438 | 1528 | Rate Constraint in MTons | FALSE | L | Annual | Allowances Withdrawn (n:1) | Thousand Tons | 0 | 0 | 0 | 0 | 0 | 0 | 0
DE Unit Level IndRiver4 - NOX Cap Annual v3.1 | 438 | 1528 | Rate Constraint in MTons | FALSE | L | Annual | Net Emissions Allowance Position | Thousand Tons | 0 | 0 | 0 | 0 | 0 | 0 | 0
DE Unit Level IndRiver4 - NOX Cap Annual v3.1 | 438 | 1528 | Rate Constraint in MTons | FALSE | L | Annual | Fuel Consumed | TBtu | 0 | 0 | 0 | 0 | 0 | 0 | 0
DE Unit Level IndRiver4 - NOX Cap Annual v3.1 | 438 | 1528 | Rate Constraint in MTons | FALSE | L | Annual | Rate | lb/MMBtu | 0 | 0 | 0 | 0 | 0 | 0 | 0
DE Unit Level IndRiver4 - NOX Cap Annual v3.1 | 438 | 1528 | Rate Constraint in MTons | FALSE | L | Annual | Generation | TWh | 0 | 0 | 0 | 0 | 0 | 0 | 0
DE Unit Level IndRiver4 - NOX Cap Annual v3.1 | 438 | 1528 | Rate Constraint in MTons | FALSE | L | Annual | Qualifying Generation | TWh | 0 | 0 | 0 | 0 | 0 | 0 | 0
DE Unit Level IndRiver4 - NOX Cap Annual v3.1 | 438 | 1528 | Rate Constraint in MTons | FALSE | L | Annual | Rate | lb/MWh | 0 | 0 | 0 | 0 | 0 | 0 | 0
DE Unit Level IndRiver4 - NOX Cap Annual v3.1 | 438 | 1528 | Rate Constraint in MTons | FALSE | L | Annual | Constraint Shadow Price | US2011$/Ton | 0 | 0 | 0 | 0 | 0 | 0 | 0
DE Unit Level IndRiver4 - SO2 Cap Annual v3.1 | 439 | 1537 | Rate Constraint in MTons | FALSE | L | Annual | Seasons Included | Seasons | Winter, Summer | Winter, Summer | Winter, Summer | Winter, Summer | Winter, Summer | Winter, Summer | Winter, Summer
DE Unit Level IndRiver4 - SO2 Cap Annual v3.1 | 439 | 1537 | Rate Constraint in MTons | FALSE | L | Annual | Standard | Thousand Tons | 3.657 | 3.657 | 3.657 | 3.657 | 3.657 | 3.657 | 3.657
DE Unit Level IndRiver4 - SO2 Cap Annual v3.1 | 439 | 1537 | Rate Constraint in MTons | FALSE | L | Annual | Standard SO2 | Thousand Tons | 3.657 | 3.657 | 3.657 | 3.657 | 3.657 | 3.657 | 3.657
DE Unit Level IndRiver4 - SO2 Cap Annual v3.1 | 439 | 1537 | Rate Constraint in MTons | FALSE | L | Annual | Emissions at Affected Plants SO2 | Thousand Tons | 0 | 0 | 0 | 0 | 0 | 0 | 0
DE Unit Level IndRiver4 - SO2 Cap Annual v3.1 | 439 | 1537 | Rate Constraint in MTons | FALSE | L | Annual | Allowances Purchased SO2 | Thousand Tons | 0 | 0 | 0 | 0 | 0 | 0 | 0
DE Unit Level IndRiver4 - SO2 Cap Annual v3.1 | 439 | 1537 | Rate Constraint in MTons | FALSE | L | Annual | Allowances Sold SO2 | Thousand Tons | 0 | 0 | 0 | 0 | 0 | 0 | 0
DE Unit Level IndRiver4 - SO2 Cap Annual v3.1 | 439 | 1537 | Rate Constraint in MTons | FALSE | L | Annual | Allowances Banked | Thousand Tons | 0 | 0 | 0 | 0 | 0 | 0 | 0
DE Unit Level IndRiver4 - SO2 Cap Annual v3.1 | 439 | 1537 | Rate Constraint in MTons | FALSE | L | Annual | Allowances Withdrawn (1:1) | Thousand Tons | 0 | 0 | 0 | 0 | 0 | 0 | 0
DE Unit Level IndRiver4 - SO2 Cap Annual v3.1 | 439 | 1537 | Rate Constraint in MTons | FALSE | L | Annual | Allowances Withdrawn (n:1) | Thousand Tons | 0 | 0 | 0 | 0 | 0 | 0 | 0
DE Unit Level IndRiver4 - SO2 Cap Annual v3.1 | 439 | 1537 | Rate Constraint in MTons | FALSE | L | Annual | Net Emissions Allowance Position | Thousand Tons | 0 | 0 | 0 | 0 | 0 | 0 | 0
DE Unit Level IndRiver4 - SO2 Cap Annual v3.1 | 439 | 1537 | Rate Constraint in MTons | FALSE | L | Annual | Fuel Consumed | TBtu | 0 | 0 | 0 | 0 | 0 | 0 | 0
DE Unit Level IndRiver4 - SO2 Cap Annual v3.1 | 439 | 1537 | Rate Constraint in MTons | FALSE | L | Annual | Rate | lb/MMBtu | 0 | 0 | 0 | 0 | 0 | 0 | 0
DE Unit Level IndRiver4 - SO2 Cap Annual v3.1 | 439 | 1537 | Rate Constraint in MTons | FALSE | L | Annual | Generation | TWh | 0 | 0 | 0 | 0 | 0 | 0 | 0
DE Unit Level IndRiver4 - SO2 Cap Annual v3.1 | 439 | 1537 | Rate Constraint in MTons | FALSE | L | Annual | Qualifying Generation | TWh | 0 | 0 | 0 | 0 | 0 | 0 | 0
DE Unit Level IndRiver4 - SO2 Cap Annual v3.1 | 439 | 1537 | Rate Constraint in MTons | FALSE | L | Annual | Rate | lb/MWh | 0 | 0 | 0 | 0 | 0 | 0 | 0
DE Unit Level IndRiver4 - SO2 Cap Annual v3.1 | 439 | 1537 | Rate Constraint in MTons | FALSE | L | Annual | Constraint Shadow Price | US2011$/Ton | 0 | 0 | 0 | 0 | 0 | 0 | 0
DE Unit Level McKee3 - NOX Cap Annual v3.1 | 440 | 1529 | Rate Constraint in MTons | FALSE | L | Annual | Seasons Included | Seasons | Winter, Summer | Winter, Summer | Winter, Summer | Winter, Summer | Winter, Summer | Winter, Summer | Winter, Summer
DE Unit Level McKee3 - NOX Cap Annual v3.1 | 440 | 1529 | Rate Constraint in MTons | FALSE | L | Annual | Standard | Thousand Tons | 0.244 | 0.244 | 0.244 | 0.244 | 0.244 | 0.244 | 0.244
DE Unit Level McKee3 - NOX Cap Annual v3.1 | 440 | 1529 | Rate Constraint in MTons | FALSE | L | Annual | Standard NOX | Thousand Tons | 0.244 | 0.244 | 0.244 | 0.244 | 0.244 | 0.244 | 0.244
DE Unit Level McKee3 - NOX Cap Annual v3.1 | 440 | 1529 | Rate Constraint in MTons | FALSE | L | Annual | Emissions at Affected Plants NOX | Thousand Tons | 0.0023303 | 0 | 0 | 0 | 0 | 0 | 0
DE Unit Level McKee3 - NOX Cap Annual v3.1 | 440 | 1529 | Rate Constraint in MTons | FALSE | L | Annual | Allowances Purchased NOX | Thousand Tons | 0 | 0 | 0 | 0 | 0 | 0 | 0
DE Unit Level McKee3 - NOX Cap Annual v3.1 | 440 | 1529 | Rate Constraint in MTons | FALSE | L | Annual | Allowances Sold NOX | Thousand Tons | 0 | 0 | 0 | 0 | 0 | 0 | 0
DE Unit Level McKee3 - NOX Cap Annual v3.1 | 440 | 1529 | Rate Constraint in MTons | FALSE | L | Annual | Allowances Banked | Thousand Tons | 0 | 0 | 0 | 0 | 0 | 0 | 0
DE Unit Level McKee3 - NOX Cap Annual v3.1 | 440 | 1529 | Rate Constraint in MTons | FALSE | L | Annual | Allowances Withdrawn (1:1) | Thousand Tons | 0 | 0 | 0 | 0 | 0 | 0 | 0
DE Unit Level McKee3 - NOX Cap Annual v3.1 | 440 | 1529 | Rate Constraint in MTons | FALSE | L | Annual | Allowances Withdrawn (n:1) | Thousand Tons | 0 | 0 | 0 | 0 | 0 | 0 | 0
DE Unit Level McKee3 - NOX Cap Annual v3.1 | 440 | 1529 | Rate Constraint in MTons | FALSE | L | Annual | Net Emissions Allowance Position | Thousand Tons | 0.0023303 | 0 | 0 | 0 | 0 | 0 | 0
DE Unit Level McKee3 - NOX Cap Annual v3.1 | 440 | 1529 | Rate Constraint in MTons | FALSE | L | Annual | Fuel Consumed | TBtu | 0.037284 | 0 | 0 | 0 | 0 | 0 | 0
DE Unit Level McKee3 - NOX Cap Annual v3.1 | 440 | 1529 | Rate Constraint in MTons | FALSE | L | Annual | Rate | lb/MMBtu | 0.125 | 0 | 0 | 0 | 0 | 0 | 0
DE Unit Level McKee3 - NOX Cap Annual v3.1 | 440 | 1529 | Rate Constraint in MTons | FALSE | L | Annual | Generation | TWh | 0.0033086 | 0 | 0 | 0 | 0 | 0 | 0
DE Unit Level McKee3 - NOX Cap Annual v3.1 | 440 | 1529 | Rate Constraint in MTons | FALSE | L | Annual | Qualifying Generation | TWh | 0.0033086 | 0 | 0 | 0 | 0 | 0 | 0
DE Unit Level McKee3 - NOX Cap Annual v3.1 | 440 | 1529 | Rate Constraint in MTons | FALSE | L | Annual | Rate | lb/MWh | 0.70431 | 0 | 0 | 0 | 0 | 0 | 0
DE Unit Level McKee3 - NOX Cap Annual v3.1 | 440 | 1529 | Rate Constraint in MTons | FALSE | L | Annual | Constraint Shadow Price | US2011$/Ton | 0 | 0 | 0 | 0 | 0 | 0 | 0
DE Unit Level McKee3 - SO2 Cap Annual v3.1 | 441 | 1538 | Rate Constraint in MTons | FALSE | L | Annual | Seasons Included | Seasons | Winter, Summer | Winter, Summer | Winter, Summer | Winter, Summer | Winter, Summer | Winter, Summer | Winter, Summer
DE Unit Level McKee3 - SO2 Cap Annual v3.1 | 441 | 1538 | Rate Constraint in MTons | FALSE | L | Annual | Standard | Thousand Tons | 0.439 | 0.439 | 0.439 | 0.439 | 0.439 | 0.439 | 0.439
DE Unit Level McKee3 - SO2 Cap Annual v3.1 | 441 | 1538 | Rate Constraint in MTons | FALSE | L | Annual | Standard SO2 | Thousand Tons | 0.439 | 0.439 | 0.439 | 0.439 | 0.439 | 0.439 | 0.439
DE Unit Level McKee3 - SO2 Cap Annual v3.1 | 441 | 1538 | Rate Constraint in MTons | FALSE | L | Annual | Emissions at Affected Plants SO2 | Thousand Tons | 0 | 0 | 0 | 0 | 0 | 0 | 0
DE Unit Level McKee3 - SO2 Cap Annual v3.1 | 441 | 1538 | Rate Constraint in MTons | FALSE | L | Annual | Allowances Purchased SO2 | Thousand Tons | 0 | 0 | 0 | 0 | 0 | 0 | 0
DE Unit Level McKee3 - SO2 Cap Annual v3.1 | 441 | 1538 | Rate Constraint in MTons | FALSE | L | Annual | Allowances Sold SO2 | Thousand Tons | 0 | 0 | 0 | 0 | 0 | 0 | 0
DE Unit Level McKee3 - SO2 Cap Annual v3.1 | 441 | 1538 | Rate Constraint in MTons | FALSE | L | Annual | Allowances Banked | Thousand Tons | 0 | 0 | 0 | 0 | 0 | 0 | 0
DE Unit Level McKee3 - SO2 Cap Annual v3.1 | 441 | 1538 | Rate Constraint in MTons | FALSE | L | Annual | Allowances Withdrawn (1:1) | Thousand Tons | 0 | 0 | 0 | 0 | 0 | 0 | 0
DE Unit Level McKee3 - SO2 Cap Annual v3.1 | 441 | 1538 | Rate Constraint in MTons | FALSE | L | Annual | Allowances Withdrawn (n:1) | Thousand Tons | 0 | 0 | 0 | 0 | 0 | 0 | 0
DE Unit Level McKee3 - SO2 Cap Annual v3.1 | 441 | 1538 | Rate Constraint in MTons | FALSE | L | Annual | Net Emissions Allowance Position | Thousand Tons | 0 | 0 | 0 | 0 | 0 | 0 | 0
DE Unit Level McKee3 - SO2 Cap Annual v3.1 | 441 | 1538 | Rate Constraint in MTons | FALSE | L | Annual | Fuel Consumed | TBtu | 0.037284 | 0 | 0 | 0 | 0 | 0 | 0
DE Unit Level McKee3 - SO2 Cap Annual v3.1 | 441 | 1538 | Rate Constraint in MTons | FALSE | L | Annual | Rate | lb/MMBtu | 0 | 0 | 0 | 0 | 0 | 0 | 0
DE Unit Level McKee3 - SO2 Cap Annual v3.1 | 441 | 1538 | Rate Constraint in MTons | FALSE | L | Annual | Generation | TWh | 0.0033086 | 0 | 0 | 0 | 0 | 0 | 0
DE Unit Level McKee3 - SO2 Cap Annual v3.1 | 441 | 1538 | Rate Constraint in MTons | FALSE | L | Annual | Qualifying Generation | TWh | 0.0033086 | 0 | 0 | 0 | 0 | 0 | 0
DE Unit Level McKee3 - SO2 Cap Annual v3.1 | 441 | 1538 | Rate Constraint in MTons | FALSE | L | Annual | Rate | lb/MWh | 0 | 0 | 0 | 0 | 0 | 0 | 0
DE Unit Level McKee3 - SO2 Cap Annual v3.1 | 441 | 1538 | Rate Constraint in MTons | FALSE | L | Annual | Constraint Shadow Price | US2011$/Ton | 0 | 0 | 0 | 0 | 0 | 0 | 0
Dummy Delaware NOx Constraint v4.0 | 442 | 2168 | Rate Constraint in MTons | FALSE | L | Annual | Seasons Included | Seasons | Winter, Summer | Winter, Summer | Winter, Summer | Winter, Summer | Winter, Summer | Winter, Summer | Winter, Summer
Dummy Delaware NOx Constraint v4.0 | 442 | 2168 | Rate Constraint in MTons | FALSE | L | Annual | Standard | Thousand Tons | 99999 | 99999 | 99999 | 99999 | 99999 | 99999 | 99999
Dummy Delaware NOx Constraint v4.0 | 442 | 2168 | Rate Constraint in MTons | FALSE | L | Annual | Standard NOX | Thousand Tons | 99999 | 99999 | 99999 | 99999 | 99999 | 99999 | 99999
Dummy Delaware NOx Constraint v4.0 | 442 | 2168 | Rate Constraint in MTons | FALSE | L | Annual | Emissions at Affected Plants NOX | Thousand Tons | 0.038615 | 0.032693 | 0.026968 | 0.026968 | 0.026968 | 0.026236 | 0.026236
Dummy Delaware NOx Constraint v4.0 | 442 | 2168 | Rate Constraint in MTons | FALSE | L | Annual | Allowances Purchased NOX | Thousand Tons | 0 | 0 | 0 | 0 | 0 | 0 | 0
Dummy Delaware NOx Constraint v4.0 | 442 | 2168 | Rate Constraint in MTons | FALSE | L | Annual | Allowances Sold NOX | Thousand Tons | 0 | 0 | 0 | 0 | 0 | 0 | 0
Dummy Delaware NOx Constraint v4.0 | 442 | 2168 | Rate Constraint in MTons | FALSE | L | Annual | Allowances Banked | Thousand Tons | 0 | 0 | 0 | 0 | 0 | 0 | 0
Dummy Delaware NOx Constraint v4.0 | 442 | 2168 | Rate Constraint in MTons | FALSE | L | Annual | Allowances Withdrawn (1:1) | Thousand Tons | 0 | 0 | 0 | 0 | 0 | 0 | 0
Dummy Delaware NOx Constraint v4.0 | 442 | 2168 | Rate Constraint in MTons | FALSE | L | Annual | Allowances Withdrawn (n:1) | Thousand Tons | 0 | 0 | 0 | 0 | 0 | 0 | 0
Dummy Delaware NOx Constraint v4.0 | 442 | 2168 | Rate Constraint in MTons | FALSE | L | Annual | Net Emissions Allowance Position | Thousand Tons | 0.038615 | 0.032693 | 0.026968 | 0.026968 | 0.026968 | 0.026236 | 0.026236
Dummy Delaware NOx Constraint v4.0 | 442 | 2168 | Rate Constraint in MTons | FALSE | L | Annual | Fuel Consumed | TBtu | 0.96139 | 0.80529 | 0.64889 | 0.64889 | 0.64889 | 0.62892 | 0.62892
Dummy Delaware NOx Constraint v4.0 | 442 | 2168 | Rate Constraint in MTons | FALSE | L | Annual | Rate | lb/MMBtu | 0.080331 | 0.081195 | 0.083119 | 0.083119 | 0.083119 | 0.083433 | 0.083433
Dummy Delaware NOx Constraint v4.0 | 442 | 2168 | Rate Constraint in MTons | FALSE | L | Annual | Generation | TWh | 0.086881 | 0.072354 | 0.057798 | 0.057798 | 0.057798 | 0.055939 | 0.055939
Dummy Delaware NOx Constraint v4.0 | 442 | 2168 | Rate Constraint in MTons | FALSE | L | Annual | Qualifying Generation | TWh | 0.086881 | 0.072354 | 0.057798 | 0.057798 | 0.057798 | 0.055939 | 0.055939
Dummy Delaware NOx Constraint v4.0 | 442 | 2168 | Rate Constraint in MTons | FALSE | L | Annual | Rate | lb/MWh | 0.44445 | 0.45185 | 0.46658 | 0.46658 | 0.46658 | 0.46902 | 0.46902
Dummy Delaware NOx Constraint v4.0 | 442 | 2168 | Rate Constraint in MTons | FALSE | L | Annual | Constraint Shadow Price | US2011$/Ton | 0 | 0 | 0 | 0 | 0 | 0 | 0
Dummy Hg Summer for Mode v5.13 | 444 | 6009 | Rate Constraint in MTons | FALSE | L | Annual | Seasons Included | Seasons | Summer | Summer | Summer | Summer | Summer | Summer | Summer
Dummy Hg Summer for Mode v5.13 | 444 | 6009 | Rate Constraint in MTons | FALSE | L | Annual | Standard | Lb | 19999998000000 | 19999998000000 | 19999998000000 | 19999998000000 | 19999998000000 | 19999998000000 | 19999998000000
Dummy Hg Summer for Mode v5.13 | 444 | 6009 | Rate Constraint in MTons | FALSE | L | Annual | Standard MER | lbs | 19999998000000 | 19999998000000 | 19999998000000 | 19999998000000 | 19999998000000 | 19999998000000 | 19999998000000
Dummy Hg Summer for Mode v5.13 | 444 | 6009 | Rate Constraint in MTons | FALSE | L | Annual | Emissions at Affected Plants MER | lbs | 2427.1574 | 2444.6669 | 2533.2918 | 2442.8273 | 2307.8329 | 2251.7072 | 2210.7004
Dummy Hg Summer for Mode v5.13 | 444 | 6009 | Rate Constraint in MTons | FALSE | L | Annual | Allowances Purchased MER | lbs | 0 | 0 | 0 | 0 | 0 | 0 | 0
Dummy Hg Summer for Mode v5.13 | 444 | 6009 | Rate Constraint in MTons | FALSE | L | Annual | Allowances Sold MER | lbs | 0 | 0 | 0 | 0 | 0 | 0 | 0
Dummy Hg Summer for Mode v5.13 | 444 | 6009 | Rate Constraint in MTons | FALSE | L | Annual | Allowances Banked | lbs | 0 | 0 | 0 | 0 | 0 | 0 | 0
Dummy Hg Summer for Mode v5.13 | 444 | 6009 | Rate Constraint in MTons | FALSE | L | Annual | Allowances Withdrawn (1:1) | lbs | 0 | 0 | 0 | 0 | 0 | 0 | 0
Dummy Hg Summer for Mode v5.13 | 444 | 6009 | Rate Constraint in MTons | FALSE | L | Annual | Allowances Withdrawn (n:1) | lbs | 0 | 0 | 0 | 0 | 0 | 0 | 0
Dummy Hg Summer for Mode v5.13 | 444 | 6009 | Rate Constraint in MTons | FALSE | L | Annual | Net Emissions Allowance Position | lbs | 2427.1574 | 2444.6669 | 2533.2918 | 2442.8273 | 2307.8329 | 2251.7072 | 2210.7004
Dummy Hg Summer for Mode v5.13 | 444 | 6009 | Rate Constraint in MTons | FALSE | L | Annual | Fuel Consumed | TBtu | 6751.3014 | 6871.0819 | 6840.4923 | 6791.2573 | 6609.5865 | 7771.3136 | 9268.5515
Dummy Hg Summer for Mode v5.13 | 444 | 6009 | Rate Constraint in MTons | FALSE | L | Annual | Rate | lb/MMBtu | 3.5951e-07 | 3.5579e-07 | 3.7034e-07 | 3.597e-07 | 3.4916e-07 | 2.8975e-07 | 2.3852e-07
Dummy Hg Summer for Mode v5.13 | 444 | 6009 | Rate Constraint in MTons | FALSE | L | Annual | Generation | TWh | 797.7435 | 812.3824 | 803.8442 | 802.9506 | 787.4611 | 971.8599 | 1210.35
Dummy Hg Summer for Mode v5.13 | 444 | 6009 | Rate Constraint in MTons | FALSE | L | Annual | Qualifying Generation | TWh | 797.7435 | 812.3824 | 803.8442 | 802.9506 | 787.4611 | 971.8599 | 1210.35
Dummy Hg Summer for Mode v5.13 | 444 | 6009 | Rate Constraint in MTons | FALSE | L | Annual | Rate | lb/MWh | 3.0425 | 3.0093 | 3.1515 | 3.0423 | 2.9307 | 2.3169 | 1.8265
Dummy Hg Summer for Mode v5.13 | 444 | 6009 | Rate Constraint in MTons | FALSE | L | Annual | Constraint Shadow Price | US2011$/Lb | 0 | 0 | 0 | 0 | 0 | 0 | 0
Dummy Hg Winter for Mode v5.13 | 445 | 6008 | Rate Constraint in MTons | FALSE | L | Annual | Seasons Included | Seasons | Winter | Winter | Winter | Winter | Winter | Winter | Winter
Dummy Hg Winter for Mode v5.13 | 445 | 6008 | Rate Constraint in MTons | FALSE | L | Annual | Standard | Lb | 19999998000000 | 19999998000000 | 19999998000000 | 19999998000000 | 19999998000000 | 19999998000000 | 19999998000000
Dummy Hg Winter for Mode v5.13 | 445 | 6008 | Rate Constraint in MTons | FALSE | L | Annual | Standard MER | lbs | 19999998000000 | 19999998000000 | 19999998000000 | 19999998000000 | 19999998000000 | 19999998000000 | 19999998000000
Dummy Hg Winter for Mode v5.13 | 445 | 6008 | Rate Constraint in MTons | FALSE | L | Annual | Emissions at Affected Plants MER | lbs | 2955.3629 | 2980.1903 | 3066.6747 | 2913.9206 | 2658.9564 | 2624.6759 | 2549.3223
Dummy Hg Winter for Mode v5.13 | 445 | 6008 | Rate Constraint in MTons | FALSE | L | Annual | Allowances Purchased MER | lbs | 0 | 0 | 0 | 0 | 0 | 0 | 0
Dummy Hg Winter for Mode v5.13 | 445 | 6008 | Rate Constraint in MTons | FALSE | L | Annual | Allowances Sold MER | lbs | 0 | 0 | 0 | 0 | 0 | 0 | 0
Dummy Hg Winter for Mode v5.13 | 445 | 6008 | Rate Constraint in MTons | FALSE | L | Annual | Allowances Banked | lbs | 0 | 0 | 0 | 0 | 0 | 0 | 0
Dummy Hg Winter for Mode v5.13 | 445 | 6008 | Rate Constraint in MTons | FALSE | L | Annual | Allowances Withdrawn (1:1) | lbs | 0 | 0 | 0 | 0 | 0 | 0 | 0
Dummy Hg Winter for Mode v5.13 | 445 | 6008 | Rate Constraint in MTons | FALSE | L | Annual | Allowances Withdrawn (n:1) | lbs | 0 | 0 | 0 | 0 | 0 | 0 | 0
Dummy Hg Winter for Mode v5.13 | 445 | 6008 | Rate Constraint in MTons | FALSE | L | Annual | Net Emissions Allowance Position | lbs | 2955.3629 | 2980.1903 | 3066.6747 | 2913.9206 | 2658.9564 | 2624.6759 | 2549.3223
Dummy Hg Winter for Mode v5.13 | 445 | 6008 | Rate Constraint in MTons | FALSE | L | Annual | Fuel Consumed | TBtu | 8122.0387 | 8043.1136 | 7953.1351 | 7831.6896 | 7338.343 | 8717.6848 | 10722.552
Dummy Hg Winter for Mode v5.13 | 445 | 6008 | Rate Constraint in MTons | FALSE | L | Annual | Rate | lb/MMBtu | 3.6387e-07 | 3.7053e-07 | 3.8559e-07 | 3.7207e-07 | 3.6234e-07 | 3.0107e-07 | 2.3775e-07
Dummy Hg Winter for Mode v5.13 | 445 | 6008 | Rate Constraint in MTons | FALSE | L | Annual | Generation | TWh | 967.2752 | 958.3221 | 938.7824 | 929.5916 | 879.9931 | 1105.8253 | 1430.1695
Dummy Hg Winter for Mode v5.13 | 445 | 6008 | Rate Constraint in MTons | FALSE | L | Annual | Qualifying Generation | TWh | 967.2752 | 958.3221 | 938.7824 | 929.5916 | 879.9931 | 1105.8253 | 1430.1695
Dummy Hg Winter for Mode v5.13 | 445 | 6008 | Rate Constraint in MTons | FALSE | L | Annual | Rate | lb/MWh | 3.0553 | 3.1098 | 3.2667 | 3.1346 | 3.0216 | 2.3735 | 1.7825
Dummy Hg Winter for Mode v5.13 | 445 | 6008 | Rate Constraint in MTons | FALSE | L | Annual | Constraint Shadow Price | US2011$/Lb | 0 | 0 | 0 | 0 | 0 | 0 | 0
Dummy -SCRs through JCC - v5.12 | 446 | 5802 | Rate Constraint in MTons | FALSE | L | Annual | Seasons Included | Seasons | Winter, Summer | Winter, Summer | Winter, Summer | Winter, Summer | Winter, Summer | Winter, Summer | Winter, Summer
Dummy -SCRs through JCC - v5.12 | 446 | 5802 | Rate Constraint in MTons | FALSE | L | Annual | Standard | Thousand Tons | 999999 | 999999 | 999999 | 999999 | 999999 | 999999 | 999999
Dummy -SCRs through JCC - v5.12 | 446 | 5802 | Rate Constraint in MTons | FALSE | L | Annual | Standard NOX | Thousand Tons | 999999 | 999999 | 999999 | 999999 | 999999 | 999999 | 999999
Dummy -SCRs through JCC - v5.12 | 446 | 5802 | Rate Constraint in MTons | FALSE | L | Annual | Emissions at Affected Plants NOX | Thousand Tons | 25.5168 | 25.5168 | 25.5149 | 25.5168 | 7.3205 | 7.2218 | 6.865
Dummy -SCRs through JCC - v5.12 | 446 | 5802 | Rate Constraint in MTons | FALSE | L | Annual | Allowances Purchased NOX | Thousand Tons | 0 | 0 | 0 | 0 | 0 | 0 | 0
Dummy -SCRs through JCC - v5.12 | 446 | 5802 | Rate Constraint in MTons | FALSE | L | Annual | Allowances Sold NOX | Thousand Tons | 0 | 0 | 0 | 0 | 0 | 0 | 0
Dummy -SCRs through JCC - v5.12 | 446 | 5802 | Rate Constraint in MTons | FALSE | L | Annual | Allowances Banked | Thousand Tons | 0 | 0 | 0 | 0 | 0 | 0 | 0
Dummy -SCRs through JCC - v5.12 | 446 | 5802 | Rate Constraint in MTons | FALSE | L | Annual | Allowances Withdrawn (1:1) | Thousand Tons | 0 | 0 | 0 | 0 | 0 | 0 | 0
Dummy -SCRs through JCC - v5.12 | 446 | 5802 | Rate Constraint in MTons | FALSE | L | Annual | Allowances Withdrawn (n:1) | Thousand Tons | 0 | 0 | 0 | 0 | 0 | 0 | 0
Dummy -SCRs through JCC - v5.12 | 446 | 5802 | Rate Constraint in MTons | FALSE | L | Annual | Net Emissions Allowance Position | Thousand Tons | 25.5168 | 25.5168 | 25.5149 | 25.5168 | 7.3205 | 7.2218 | 6.865
Dummy -SCRs through JCC - v5.12 | 446 | 5802 | Rate Constraint in MTons | FALSE | L | Annual | Fuel Consumed | TBtu | 273.8975 | 273.8975 | 273.8409 | 273.8975 | 214.4429 | 212.1905 | 202.0831
Dummy -SCRs through JCC - v5.12 | 446 | 5802 | Rate Constraint in MTons | FALSE | L | Annual | Rate | lb/MMBtu | 0.18632 | 0.18632 | 0.18635 | 0.18632 | 0.068275 | 0.068069 | 0.067942
Dummy -SCRs through JCC - v5.12 | 446 | 5802 | Rate Constraint in MTons | FALSE | L | Annual | Generation | TWh | 28.2395 | 28.2395 | 28.2338 | 28.2395 | 22.0163 | 21.7697 | 20.696
Dummy -SCRs through JCC - v5.12 | 446 | 5802 | Rate Constraint in MTons | FALSE | L | Annual | Qualifying Generation | TWh | 28.2395 | 28.2395 | 28.2338 | 28.2395 | 22.0163 | 21.7697 | 20.696
Dummy -SCRs through JCC - v5.12 | 446 | 5802 | Rate Constraint in MTons | FALSE | L | Annual | Rate | lb/MWh | 0.90359 | 0.90359 | 0.9037 | 0.90359 | 0.3325 | 0.33174 | 0.33171
Dummy -SCRs through JCC - v5.12 | 446 | 5802 | Rate Constraint in MTons | FALSE | L | Annual | Constraint Shadow Price | US2011$/Ton | 0 | 0 | 0 | 0 | 0 | 0 | 0
Dunkirk MER Rate Limit v3.1 | 447 | 2041 | Rate Constraint in lbs/MMBtu | FALSE | L | Annual | Seasons Included | Seasons | Winter, Summer | Winter, Summer | Winter, Summer | Winter, Summer | Winter, Summer | Winter, Summer | Winter, Summer
Dunkirk MER Rate Limit v3.1 | 447 | 2041 | Rate Constraint in lbs/MMBtu | FALSE | L | Annual | Standard | lb/MMBtu | 6e-07 | 6e-07 | 6e-07 | 6e-07 | 6e-07 | 6e-07 | 6e-07
Dunkirk MER Rate Limit v3.1 | 447 | 2041 | Rate Constraint in lbs/MMBtu | FALSE | L | Annual | Emissions at Affected Plants MER | lbs | 0 | 0 | 0 | 0 | 0 | 0 | 0
Dunkirk MER Rate Limit v3.1 | 447 | 2041 | Rate Constraint in lbs/MMBtu | FALSE | L | Annual | Allowances Purchased MER | lbs | 0 | 0 | 0 | 0 | 0 | 0 | 0
Dunkirk MER Rate Limit v3.1 | 447 | 2041 | Rate Constraint in lbs/MMBtu | FALSE | L | Annual | Allowances Sold MER | lbs | 0 | 0 | 0 | 0 | 0 | 0 | 0
Dunkirk MER Rate Limit v3.1 | 447 | 2041 | Rate Constraint in lbs/MMBtu | FALSE | L | Annual | Allowances Banked | lbs | 0 | 0 | 0 | 0 | 0 | 0 | 0
Dunkirk MER Rate Limit v3.1 | 447 | 2041 | Rate Constraint in lbs/MMBtu | FALSE | L | Annual | Allowances Withdrawn (1:1) | lbs | 0 | 0 | 0 | 0 | 0 | 0 | 0
Dunkirk MER Rate Limit v3.1 | 447 | 2041 | Rate Constraint in lbs/MMBtu | FALSE | L | Annual | Allowances Withdrawn (n:1) | lbs | 0 | 0 | 0 | 0 | 0 | 0 | 0
Dunkirk MER Rate Limit v3.1 | 447 | 2041 | Rate Constraint in lbs/MMBtu | FALSE | L | Annual | Net Emissions Allowance Position | lbs | 0 | 0 | 0 | 0 | 0 | 0 | 0
Dunkirk MER Rate Limit v3.1 | 447 | 2041 | Rate Constraint in lbs/MMBtu | FALSE | L | Annual | Fuel Consumed | TBtu | 0 | 0 | 0 | 0 | 0 | 0 | 0
Dunkirk MER Rate Limit v3.1 | 447 | 2041 | Rate Constraint in lbs/MMBtu | FALSE | L | Annual | Rate | lb/MMBtu | 0 | 0 | 0 | 0 | 0 | 0 | 0
Dunkirk MER Rate Limit v3.1 | 447 | 2041 | Rate Constraint in lbs/MMBtu | FALSE | L | Annual | Generation | TWh | 0 | 0 | 0 | 0 | 0 | 0 | 0
Dunkirk MER Rate Limit v3.1 | 447 | 2041 | Rate Constraint in lbs/MMBtu | FALSE | L | Annual | Qualifying Generation | TWh | 0 | 0 | 0 | 0 | 0 | 0 | 0
Dunkirk MER Rate Limit v3.1 | 447 | 2041 | Rate Constraint in lbs/MMBtu | FALSE | L | Annual | Rate | lb/MWh | 0 | 0 | 0 | 0 | 0 | 0 | 0
Dunkirk MER Rate Limit v3.1 | 447 | 2041 | Rate Constraint in lbs/MMBtu | FALSE | L | Annual | Constraint Shadow Price | US2011$/Lb | 0 | 0 | 0 | 0 | 0 | 0 | 12444.0183
IA George Neal NOX Rate Annual v5.14 | 448 | 6146 | Rate Constraint in lbs/MMBtu | FALSE | L | Annual | Seasons Included | Seasons | Winter, Summer | Winter, Summer | Winter, Summer | Winter, Summer | Winter, Summer | Winter, Summer | Winter, Summer
IA George Neal NOX Rate Annual v5.14 | 448 | 6146 | Rate Constraint in lbs/MMBtu | FALSE | L | Annual | Standard | lb/MMBtu | 0.16 | 0.16 | 0.16 | 0.16 | 0.16 | 0.16 | 0.16
IA George Neal NOX Rate Annual v5.14 | 448 | 6146 | Rate Constraint in lbs/MMBtu | FALSE | L | Annual | Emissions at Affected Plants NOX | Thousand Tons | 0 | 0 | 0 | 0 | 0 | 0 | 0
IA George Neal NOX Rate Annual v5.14 | 448 | 6146 | Rate Constraint in lbs/MMBtu | FALSE | L | Annual | Allowances Purchased NOX | Thousand Tons | 0 | 0 | 0 | 0 | 0 | 0 | 0
IA George Neal NOX Rate Annual v5.14 | 448 | 6146 | Rate Constraint in lbs/MMBtu | FALSE | L | Annual | Allowances Sold NOX | Thousand Tons | 0 | 0 | 0 | 0 | 0 | 0 | 0
IA George Neal NOX Rate Annual v5.14 | 448 | 6146 | Rate Constraint in lbs/MMBtu | FALSE | L | Annual | Allowances Banked | Thousand Tons | 0 | 0 | 0 | 0 | 0 | 0 | 0
IA George Neal NOX Rate Annual v5.14 | 448 | 6146 | Rate Constraint in lbs/MMBtu | FALSE | L | Annual | Allowances Withdrawn (1:1) | Thousand Tons | 0 | 0 | 0 | 0 | 0 | 0 | 0
IA George Neal NOX Rate Annual v5.14 | 448 | 6146 | Rate Constraint in lbs/MMBtu | FALSE | L | Annual | Allowances Withdrawn (n:1) | Thousand Tons | 0 | 0 | 0 | 0 | 0 | 0 | 0
IA George Neal NOX Rate Annual v5.14 | 448 | 6146 | Rate Constraint in lbs/MMBtu | FALSE | L | Annual | Net Emissions Allowance Position | Thousand Tons | 0 | 0 | 0 | 0 | 0 | 0 | 0
IA George Neal NOX Rate Annual v5.14 | 448 | 6146 | Rate Constraint in lbs/MMBtu | FALSE | L | Annual | Fuel Consumed | TBtu | 0 | 0 | 0 | 0 | 0 | 0 | 0
IA George Neal NOX Rate Annual v5.14 | 448 | 6146 | Rate Constraint in lbs/MMBtu | FALSE | L | Annual | Rate | lb/MMBtu | 0 | 0 | 0 | 0 | 0 | 0 | 0
IA George Neal NOX Rate Annual v5.14 | 448 | 6146 | Rate Constraint in lbs/MMBtu | FALSE | L | Annual | Generation | TWh | 0 | 0 | 0 | 0 | 0 | 0 | 0
IA George Neal NOX Rate Annual v5.14 | 448 | 6146 | Rate Constraint in lbs/MMBtu | FALSE | L | Annual | Qualifying Generation | TWh | 0 | 0 | 0 | 0 | 0 | 0 | 0
IA George Neal NOX Rate Annual v5.14 | 448 | 6146 | Rate Constraint in lbs/MMBtu | FALSE | L | Annual | Rate | lb/MWh | 0 | 0 | 0 | 0 | 0 | 0 | 0
IA George Neal NOX Rate Annual v5.14 | 448 | 6146 | Rate Constraint in lbs/MMBtu | FALSE | L | Annual | Constraint Shadow Price | US2011$/Ton | 0 | 0 | 0 | 0 | 0 | 0 | 0
IA George Neal SO2 Rate Annual v5.14 | 449 | 6147 | Rate Constraint in lbs/MMBtu | FALSE | L | Annual | Seasons Included | Seasons | Winter, Summer | Winter, Summer | Winter, Summer | Winter, Summer | Winter, Summer | Winter, Summer | Winter, Summer
IA George Neal SO2 Rate Annual v5.14 | 449 | 6147 | Rate Constraint in lbs/MMBtu | FALSE | L | Annual | Standard | lb/MMBtu | 0.006 | 0.006 | 0.006 | 0.006 | 0.006 | 0.006 | 0.006
IA George Neal SO2 Rate Annual v5.14 | 449 | 6147 | Rate Constraint in lbs/MMBtu | FALSE | L | Annual | Emissions at Affected Plants SO2 | Thousand Tons | 0 | 0 | 0 | 0 | 0 | 0 | 0
IA George Neal SO2 Rate Annual v5.14 | 449 | 6147 | Rate Constraint in lbs/MMBtu | FALSE | L | Annual | Allowances Purchased SO2 | Thousand Tons | 0 | 0 | 0 | 0 | 0 | 0 | 0
IA George Neal SO2 Rate Annual v5.14 | 449 | 6147 | Rate Constraint in lbs/MMBtu | FALSE | L | Annual | Allowances Sold SO2 | Thousand Tons | 0 | 0 | 0 | 0 | 0 | 0 | 0
IA George Neal SO2 Rate Annual v5.14 | 449 | 6147 | Rate Constraint in lbs/MMBtu | FALSE | L | Annual | Allowances Banked | Thousand Tons | 0 | 0 | 0 | 0 | 0 | 0 | 0
IA George Neal SO2 Rate Annual v5.14 | 449 | 6147 | Rate Constraint in lbs/MMBtu | FALSE | L | Annual | Allowances Withdrawn (1:1) | Thousand Tons | 0 | 0 | 0 | 0 | 0 | 0 | 0
IA George Neal SO2 Rate Annual v5.14 | 449 | 6147 | Rate Constraint in lbs/MMBtu | FALSE | L | Annual | Allowances Withdrawn (n:1) | Thousand Tons | 0 | 0 | 0 | 0 | 0 | 0 | 0
IA George Neal SO2 Rate Annual v5.14 | 449 | 6147 | Rate Constraint in lbs/MMBtu | FALSE | L | Annual | Net Emissions Allowance Position | Thousand Tons | 0 | 0 | 0 | 0 | 0 | 0 | 0
IA George Neal SO2 Rate Annual v5.14 | 449 | 6147 | Rate Constraint in lbs/MMBtu | FALSE | L | Annual | Fuel Consumed | TBtu | 0 | 0 | 0 | 0 | 0 | 0 | 0
IA George Neal SO2 Rate Annual v5.14 | 449 | 6147 | Rate Constraint in lbs/MMBtu | FALSE | L | Annual | Rate | lb/MMBtu | 0 | 0 | 0 | 0 | 0 | 0 | 0
IA George Neal SO2 Rate Annual v5.14 | 449 | 6147 | Rate Constraint in lbs/MMBtu | FALSE | L | Annual | Generation | TWh | 0 | 0 | 0 | 0 | 0 | 0 | 0
IA George Neal SO2 Rate Annual v5.14 | 449 | 6147 | Rate Constraint in lbs/MMBtu | FALSE | L | Annual | Qualifying Generation | TWh | 0 | 0 | 0 | 0 | 0 | 0 | 0
IA George Neal SO2 Rate Annual v5.14 | 449 | 6147 | Rate Constraint in lbs/MMBtu | FALSE | L | Annual | Rate | lb/MWh | 0 | 0 | 0 | 0 | 0 | 0 | 0
IA George Neal SO2 Rate Annual v5.14 | 449 | 6147 | Rate Constraint in lbs/MMBtu | FALSE | L | Annual | Constraint Shadow Price | US2011$/Ton | 183554.6327 | 246992.5711 | 337726.3582 | 349484.8708 | 331861.5189 | 338262.1652 | 369663.1806
IA Riverside NOX Rate Annual v5.14 | 450 | 6148 | Rate Constraint in lbs/MMBtu | FALSE | L | Annual | Seasons Included | Seasons | Winter, Summer | Winter, Summer | Winter, Summer | Winter, Summer | Winter, Summer | Winter, Summer | Winter, Summer
IA Riverside NOX Rate Annual v5.14 | 450 | 6148 | Rate Constraint in lbs/MMBtu | FALSE | L | Annual | Standard | lb/MMBtu | 0.16 | 0.16 | 0.16 | 0.16 | 0.16 | 0.16 | 0.16
IA Riverside NOX Rate Annual v5.14 | 450 | 6148 | Rate Constraint in lbs/MMBtu | FALSE | L | Annual | Emissions at Affected Plants NOX | Thousand Tons | 0 | 0 | 0 | 0 | 0 | 0 | 0
IA Riverside NOX Rate Annual v5.14 | 450 | 6148 | Rate Constraint in lbs/MMBtu | FALSE | L | Annual | Allowances Purchased NOX | Thousand Tons | 0 | 0 | 0 | 0 | 0 | 0 | 0
IA Riverside NOX Rate Annual v5.14 | 450 | 6148 | Rate Constraint in lbs/MMBtu | FALSE | L | Annual | Allowances Sold NOX | Thousand Tons | 0 | 0 | 0 | 0 | 0 | 0 | 0
IA Riverside NOX Rate Annual v5.14 | 450 | 6148 | Rate Constraint in lbs/MMBtu | FALSE | L | Annual | Allowances Banked | Thousand Tons | 0 | 0 | 0 | 0 | 0 | 0 | 0
IA Riverside NOX Rate Annual v5.14 | 450 | 6148 | Rate Constraint in lbs/MMBtu | FALSE | L | Annual | Allowances Withdrawn (1:1) | Thousand Tons | 0 | 0 | 0 | 0 | 0 | 0 | 0
IA Riverside NOX Rate Annual v5.14 | 450 | 6148 | Rate Constraint in lbs/MMBtu | FALSE | L | Annual | Allowances Withdrawn (n:1) | Thousand Tons | 0 | 0 | 0 | 0 | 0 | 0 | 0
IA Riverside NOX Rate Annual v5.14 | 450 | 6148 | Rate Constraint in lbs/MMBtu | FALSE | L | Annual | Net Emissions Allowance Position | Thousand Tons | 0 | 0 | 0 | 0 | 0 | 0 | 0
IA Riverside NOX Rate Annual v5.14 | 450 | 6148 | Rate Constraint in lbs/MMBtu | FALSE | L | Annual | Fuel Consumed | TBtu | 0 | 0 | 0 | 0 | 0 | 0 | 0
IA Riverside NOX Rate Annual v5.14 | 450 | 6148 | Rate Constraint in lbs/MMBtu | FALSE | L | Annual | Rate | lb/MMBtu | 0 | 0 | 0 | 0 | 0 | 0 | 0
IA Riverside NOX Rate Annual v5.14 | 450 | 6148 | Rate Constraint in lbs/MMBtu | FALSE | L | Annual | Generation | TWh | 0 | 0 | 0 | 0 | 0 | 0 | 0
IA Riverside NOX Rate Annual v5.14 | 450 | 6148 | Rate Constraint in lbs/MMBtu | FALSE | L | Annual | Qualifying Generation | TWh | 0 | 0 | 0 | 0 | 0 | 0 | 0
IA Riverside NOX Rate Annual v5.14 | 450 | 6148 | Rate Constraint in lbs/MMBtu | FALSE | L | Annual | Rate | lb/MWh | 0 | 0 | 0 | 0 | 0 | 0 | 0
IA Riverside NOX Rate Annual v5.14 | 450 | 6148 | Rate Constraint in lbs/MMBtu | FALSE | L | Annual | Constraint Shadow Price | US2011$/Ton | 0 | 0 | 0 | 0 | 0 | 0 | 0
IA Riverside SO2 Rate Annual v5.14 | 451 | 6149 | Rate Constraint in lbs/MMBtu | FALSE | L | Annual | Seasons Included | Seasons | Winter, Summer | Winter, Summer | Winter, Summer | Winter, Summer | Winter, Summer | Winter, Summer | Winter, Summer
IA Riverside SO2 Rate Annual v5.14 | 451 | 6149 | Rate Constraint in lbs/MMBtu | FALSE | L | Annual | Standard | lb/MMBtu | 0.006 | 0.006 | 0.006 | 0.006 | 0.006 | 0.006 | 0.006
IA Riverside SO2 Rate Annual v5.14 | 451 | 6149 | Rate Constraint in lbs/MMBtu | FALSE | L | Annual | Emissions at Affected Plants SO2 | Thousand Tons | 0 | 0 | 0 | 0 | 0 | 0 | 0
IA Riverside SO2 Rate Annual v5.14 | 451 | 6149 | Rate Constraint in lbs/MMBtu | FALSE | L | Annual | Allowances Purchased SO2 | Thousand Tons | 0 | 0 | 0 | 0 | 0 | 0 | 0
IA Riverside SO2 Rate Annual v5.14 | 451 | 6149 | Rate Constraint in lbs/MMBtu | FALSE | L | Annual | Allowances Sold SO2 | Thousand Tons | 0 | 0 | 0 | 0 | 0 | 0 | 0
IA Riverside SO2 Rate Annual v5.14 | 451 | 6149 | Rate Constraint in lbs/MMBtu | FALSE | L | Annual | Allowances Banked | Thousand Tons | 0 | 0 | 0 | 0 | 0 | 0 | 0
IA Riverside SO2 Rate Annual v5.14 | 451 | 6149 | Rate Constraint in lbs/MMBtu | FALSE | L | Annual | Allowances Withdrawn (1:1) | Thousand Tons | 0 | 0 | 0 | 0 | 0 | 0 | 0
IA Riverside SO2 Rate Annual v5.14 | 451 | 6149 | Rate Constraint in lbs/MMBtu | FALSE | L | Annual | Allowances Withdrawn (n:1) | Thousand Tons | 0 | 0 | 0 | 0 | 0 | 0 | 0
IA Riverside SO2 Rate Annual v5.14 | 451 | 6149 | Rate Constraint in lbs/MMBtu | FALSE | L | Annual | Net Emissions Allowance Position | Thousand Tons | 0 | 0 | 0 | 0 | 0 | 0 | 0
IA Riverside SO2 Rate Annual v5.14 | 451 | 6149 | Rate Constraint in lbs/MMBtu | FALSE | L | Annual | Fuel Consumed | TBtu | 0 | 0 | 0 | 0 | 0 | 0 | 0
IA Riverside SO2 Rate Annual v5.14 | 451 | 6149 | Rate Constraint in lbs/MMBtu | FALSE | L | Annual | Rate | lb/MMBtu | 0 | 0 | 0 | 0 | 0 | 0 | 0
IA Riverside SO2 Rate Annual v5.14 | 451 | 6149 | Rate Constraint in lbs/MMBtu | FALSE | L | Annual | Generation | TWh | 0 | 0 | 0 | 0 | 0 | 0 | 0
IA Riverside SO2 Rate Annual v5.14 | 451 | 6149 | Rate Constraint in lbs/MMBtu | FALSE | L | Annual | Qualifying Generation | TWh | 0 | 0 | 0 | 0 | 0 | 0 | 0
IA Riverside SO2 Rate Annual v5.14 | 451 | 6149 | Rate Constraint in lbs/MMBtu | FALSE | L | Annual | Rate | lb/MWh | 0 | 0 | 0 | 0 | 0 | 0 | 0
IA Riverside SO2 Rate Annual v5.14 | 451 | 6149 | Rate Constraint in lbs/MMBtu | FALSE | L | Annual | Constraint Shadow Price | US2011$/Ton | 434099.8885 | 560588.0757 | 663423.0822 | 687453.9964 | 672899.704 | 657259.472 | 725520.6651
IA Walter Scott NOX Rate Annual v5.14 | 452 | 6144 | Rate Constraint in lbs/MMBtu | FALSE | L | Annual | Seasons Included | Seasons | Winter, Summer | Winter, Summer | Winter, Summer | Winter, Summer | Winter, Summer | Winter, Summer | Winter, Summer
IA Walter Scott NOX Rate Annual v5.14 | 452 | 6144 | Rate Constraint in lbs/MMBtu | FALSE | L | Annual | Standard | lb/MMBtu | 0.16 | 0.16 | 0.16 | 0.16 | 0.16 | 0.16 | 0.16
IA Walter Scott NOX Rate Annual v5.14 | 452 | 6144 | Rate Constraint in lbs/MMBtu | FALSE | L | Annual | Emissions at Affected Plants NOX | Thousand Tons | 0 | 0 | 0 | 0 | 0 | 0 | 0
IA Walter Scott NOX Rate Annual v5.14 | 452 | 6144 | Rate Constraint in lbs/MMBtu | FALSE | L | Annual | Allowances Purchased NOX | Thousand Tons | 0 | 0 | 0 | 0 | 0 | 0 | 0
IA Walter Scott NOX Rate Annual v5.14 | 452 | 6144 | Rate Constraint in lbs/MMBtu | FALSE | L | Annual | Allowances Sold NOX | Thousand Tons | 0 | 0 | 0 | 0 | 0 | 0 | 0
IA Walter Scott NOX Rate Annual v5.14 | 452 | 6144 | Rate Constraint in lbs/MMBtu | FALSE | L | Annual | Allowances Banked | Thousand Tons | 0 | 0 | 0 | 0 | 0 | 0 | 0
IA Walter Scott NOX Rate Annual v5.14 | 452 | 6144 | Rate Constraint in lbs/MMBtu | FALSE | L | Annual | Allowances Withdrawn (1:1) | Thousand Tons | 0 | 0 | 0 | 0 | 0 | 0 | 0
IA Walter Scott NOX Rate Annual v5.14 | 452 | 6144 | Rate Constraint in lbs/MMBtu | FALSE | L | Annual | Allowances Withdrawn (n:1) | Thousand Tons | 0 | 0 | 0 | 0 | 0 | 0 | 0
IA Walter Scott NOX Rate Annual v5.14 | 452 | 6144 | Rate Constraint in lbs/MMBtu | FALSE | L | Annual | Net Emissions Allowance Position | Thousand Tons | 0 | 0 | 0 | 0 | 0 | 0 | 0
IA Walter Scott NOX Rate Annual v5.14 | 452 | 6144 | Rate Constraint in lbs/MMBtu | FALSE | L | Annual | Fuel Consumed | TBtu | 0 | 0 | 0 | 0 | 0 | 0 | 0
IA Walter Scott NOX Rate Annual v5.14 | 452 | 6144 | Rate Constraint in lbs/MMBtu | FALSE | L | Annual | Rate | lb/MMBtu | 0 | 0 | 0 | 0 | 0 | 0 | 0
IA Walter Scott NOX Rate Annual v5.14 | 452 | 6144 | Rate Constraint in lbs/MMBtu | FALSE | L | Annual | Generation | TWh | 0 | 0 | 0 | 0 | 0 | 0 | 0
IA Walter Scott NOX Rate Annual v5.14 | 452 | 6144 | Rate Constraint in lbs/MMBtu | FALSE | L | Annual | Qualifying Generation | TWh | 0 | 0 | 0 | 0 | 0 | 0 | 0
IA Walter Scott NOX Rate Annual v5.14 | 452 | 6144 | Rate Constraint in lbs/MMBtu | FALSE | L | Annual | Rate | lb/MWh | 0 | 0 | 0 | 0 | 0 | 0 | 0
IA Walter Scott NOX Rate Annual v5.14 | 452 | 6144 | Rate Constraint in lbs/MMBtu | FALSE | L | Annual | Constraint Shadow Price | US2011$/Ton | 0 | 0 | 0 | 0 | 0 | 0 | 0
IA Walter Scott SO2 Rate Annual v5.14 | 453 | 6145 | Rate Constraint in lbs/MMBtu | FALSE | L | Annual | Seasons Included | Seasons | Winter, Summer | Winter, Summer | Winter, Summer | Winter, Summer | Winter, Summer | Winter, Summer | Winter, Summer
IA Walter Scott SO2 Rate Annual v5.14 | 453 | 6145 | Rate Constraint in lbs/MMBtu | FALSE | L | Annual | Standard | lb/MMBtu | 0.006 | 0.006 | 0.006 | 0.006 | 0.006 | 0.006 | 0.006
IA Walter Scott SO2 Rate Annual v5.14 | 453 | 6145 | Rate Constraint in lbs/MMBtu | FALSE | L | Annual | Emissions at Affected Plants SO2 | Thousand Tons | 0 | 0 | 0 | 0 | 0 | 0 | 0
IA Walter Scott SO2 Rate Annual v5.14 | 453 | 6145 | Rate Constraint in lbs/MMBtu | FALSE | L | Annual | Allowances Purchased SO2 | Thousand Tons | 0 | 0 | 0 | 0 | 0 | 0 | 0
IA Walter Scott SO2 Rate Annual v5.14 | 453 | 6145 | Rate Constraint in lbs/MMBtu | FALSE | L | Annual | Allowances Sold SO2 | Thousand Tons | 0 | 0 | 0 | 0 | 0 | 0 | 0
IA Walter Scott SO2 Rate Annual v5.14 | 453 | 6145 | Rate Constraint in lbs/MMBtu | FALSE | L | Annual | Allowances Banked | Thousand Tons | 0 | 0 | 0 | 0 | 0 | 0 | 0
IA Walter Scott SO2 Rate Annual v5.14 | 453 | 6145 | Rate Constraint in lbs/MMBtu | FALSE | L | Annual | Allowances Withdrawn (1:1) | Thousand Tons | 0 | 0 | 0 | 0 | 0 | 0 | 0
IA Walter Scott SO2 Rate Annual v5.14 | 453 | 6145 | Rate Constraint in lbs/MMBtu | FALSE | L | Annual | Allowances Withdrawn (n:1) | Thousand Tons | 0 | 0 | 0 | 0 | 0 | 0 | 0
IA Walter Scott SO2 Rate Annual v5.14 | 453 | 6145 | Rate Constraint in lbs/MMBtu | FALSE | L | Annual | Net Emissions Allowance Position | Thousand Tons | 0 | 0 | 0 | 0 | 0 | 0 | 0
IA Walter Scott SO2 Rate Annual v5.14 | 453 | 6145 | Rate Constraint in lbs/MMBtu | FALSE | L | Annual | Fuel Consumed | TBtu | 0 | 0 | 0 | 0 | 0 | 0 | 0
IA Walter Scott SO2 Rate Annual v5.14 | 453 | 6145 | Rate Constraint in lbs/MMBtu | FALSE | L | Annual | Rate | lb/MMBtu | 0 | 0 | 0 | 0 | 0 | 0 | 0
IA Walter Scott SO2 Rate Annual v5.14 | 453 | 6145 | Rate Constraint in lbs/MMBtu | FALSE | L | Annual | Generation | TWh | 0 | 0 | 0 | 0 | 0 | 0 | 0
IA Walter Scott SO2 Rate Annual v5.14 | 453 | 6145 | Rate Constraint in lbs/MMBtu | FALSE | L | Annual | Qualifying Generation | TWh | 0 | 0 | 0 | 0 | 0 | 0 | 0
IA Walter Scott SO2 Rate Annual v5.14 | 453 | 6145 | Rate Constraint in lbs/MMBtu | FALSE | L | Annual | Rate | lb/MWh | 0 | 0 | 0 | 0 | 0 | 0 | 0
IA Walter Scott SO2 Rate Annual v5.14 | 453 | 6145 | Rate Constraint in lbs/MMBtu | FALSE | L | Annual | Constraint Shadow Price | US2011$/Ton | 133775.1214 | 162497.5712 | 219162.6706 | 290611.2063 | 273967.3526 | 274037.8439 | 298255.8243
IL CPS- Midwest MER Rate Annual v5.12 | 454 | 5764 | MACT Fuel Choice Floor in lbs/MMBtu | FALSE | L | Annual | Seasons Included | Seasons | Winter, Summer | Winter, Summer | Winter, Summer | Winter, Summer | Winter, Summer | Winter, Summer | Winter, Summer
IL CPS- Midwest MER Rate Annual v5.12 | 454 | 5764 | MACT Fuel Choice Floor in lbs/MMBtu | FALSE | L | Annual | Emission Floor | lbs/MMBtu | 7.4e-07 | 7.4e-07 | 7.4e-07 | 7.4e-07 | 7.4e-07 | 7.4e-07 | 7.4e-07
IL CPS- Midwest MER Rate Annual v5.12 | 454 | 5764 | MACT Fuel Choice Floor in lbs/MMBtu | FALSE | L | Annual | Emissions at Affected Plants MER | lbs | 85.4749 | 90.1151 | 89.3607 | 90.1151 | 86.4166 | 76.1554 | 80.6776
IL CPS- Midwest MER Rate Annual v5.12 | 454 | 5764 | MACT Fuel Choice Floor in lbs/MMBtu | FALSE | L | Annual | Allowances Purchased MER | lbs | 0 | 0 | 0 | 0 | 0 | 0 | 0
IL CPS- Midwest MER Rate Annual v5.12 | 454 | 5764 | MACT Fuel Choice Floor in lbs/MMBtu | FALSE | L | Annual | Allowances Sold MER | lbs | 0 | 0 | 0 | 0 | 0 | 0 | 0
IL CPS- Midwest MER Rate Annual v5.12 | 454 | 5764 | MACT Fuel Choice Floor in lbs/MMBtu | FALSE | L | Annual | Allowances Banked | lbs | 0 | 0 | 0 | 0 | 0 | 0 | 0
IL CPS- Midwest MER Rate Annual v5.12 | 454 | 5764 | MACT Fuel Choice Floor in lbs/MMBtu | FALSE | L | Annual | Allowances Withdrawn (1:1) | lbs | 0 | 0 | 0 | 0 | 0 | 0 | 0
IL CPS- Midwest MER Rate Annual v5.12 | 454 | 5764 | MACT Fuel Choice Floor in lbs/MMBtu | FALSE | L | Annual | Allowances Withdrawn (n:1) | lbs | 0 | 0 | 0 | 0 | 0 | 0 | 0
IL CPS- Midwest MER Rate Annual v5.12 | 454 | 5764 | MACT Fuel Choice Floor in lbs/MMBtu | FALSE | L | Annual | Net Emissions Allowance Position | lbs | 85.4749 | 90.1151 | 89.3607 | 90.1151 | 86.4166 | 76.1554 | 80.6776
IL CPS- Midwest MER Rate Annual v5.12 | 454 | 5764 | MACT Fuel Choice Floor in lbs/MMBtu | FALSE | L | Annual | Fuel Consumed | TBtu | 166.7957 | 168.6645 | 167.2527 | 168.6645 | 161.7423 | 147.499 | 147.0514
IL CPS- Midwest MER Rate Annual v5.12 | 454 | 5764 | MACT Fuel Choice Floor in lbs/MMBtu | FALSE | L | Annual | Rate | lb/MMBtu | 5.1245e-07 | 5.3429e-07 | 5.3429e-07 | 5.3429e-07 | 5.3429e-07 | 5.1631e-07 | 5.4864e-07
IL CPS- Midwest MER Rate Annual v5.12 | 454 | 5764 | MACT Fuel Choice Floor in lbs/MMBtu | FALSE | L | Annual | Generation | TWh | 15.6006 | 15.7813 | 15.6501 | 15.7813 | 15.135 | 13.7957 | 13.7666
IL CPS- Midwest MER Rate Annual v5.12 | 454 | 5764 | MACT Fuel Choice Floor in lbs/MMBtu | FALSE | L | Annual | Qualifying Generation | TWh | 15.6006 | 15.7813 | 15.6501 | 15.7813 | 15.135 | 13.7957 | 13.7666
IL CPS- Midwest MER Rate Annual v5.12 | 454 | 5764 | MACT Fuel Choice Floor in lbs/MMBtu | FALSE | L | Annual | Constraint Shadow Price | US2011$/Lb | 0 | 0 | 0 | 0 | 0 | 0 | 0
IL CPS- Midwest NOX rate Annual v5.12 | 455 | 5765 | Rate Constraint in lbs/MMBtu | FALSE | L | Annual | Seasons Included | Seasons | Winter, Summer | Winter, Summer | Winter, Summer | Winter, Summer | Winter, Summer | Winter, Summer | Winter, Summer
IL CPS- Midwest NOX rate Annual v5.12 | 455 | 5765 | Rate Constraint in lbs/MMBtu | FALSE | L | Annual | Standard | lb/MMBtu | 0.11 | 0.11 | 0.11 | 0.11 | 0.11 | 0.11 | 0.11
IL CPS- Midwest NOX rate Annual v5.12 | 455 | 5765 | Rate Constraint in lbs/MMBtu | FALSE | L | Annual | Emissions at Affected Plants NOX | Thousand Tons | 9.1738 | 9.2766 | 9.1989 | 9.2766 | 8.8958 | 8.1124 | 8.0878
IL CPS- Midwest NOX rate Annual v5.12 | 455 | 5765 | Rate Constraint in lbs/MMBtu | FALSE | L | Annual | Allowances Purchased NOX | Thousand Tons | 0 | 0 | 0 | 0 | 0 | 0 | 0
IL CPS- Midwest NOX rate Annual v5.12 | 455 | 5765 | Rate Constraint in lbs/MMBtu | FALSE | L | Annual | Allowances Sold NOX | Thousand Tons | 0 | 0 | 0 | 0 | 0 | 0 | 0
IL CPS- Midwest NOX rate Annual v5.12 | 455 | 5765 | Rate Constraint in lbs/MMBtu | FALSE | L | Annual | Allowances Banked | Thousand Tons | 0 | 0 | 0 | 0 | 0 | 0 | 0
IL CPS- Midwest NOX rate Annual v5.12 | 455 | 5765 | Rate Constraint in lbs/MMBtu | FALSE | L | Annual | Allowances Withdrawn (1:1) | Thousand Tons | 0 | 0 | 0 | 0 | 0 | 0 | 0
IL CPS- Midwest NOX rate Annual v5.12 | 455 | 5765 | Rate Constraint in lbs/MMBtu | FALSE | L | Annual | Allowances Withdrawn (n:1) | Thousand Tons | 0 | 0 | 0 | 0 | 0 | 0 | 0
IL CPS- Midwest NOX rate Annual v5.12 | 455 | 5765 | Rate Constraint in lbs/MMBtu | FALSE | L | Annual | Net Emissions Allowance Position | Thousand Tons | 9.1738 | 9.2766 | 9.1989 | 9.2766 | 8.8958 | 8.1124 | 8.0878
IL CPS- Midwest NOX rate Annual v5.12 | 455 | 5765 | Rate Constraint in lbs/MMBtu | FALSE | L | Annual | Fuel Consumed | TBtu | 166.7957 | 168.6645 | 167.2527 | 168.6645 | 161.7423 | 147.499 | 147.0514
IL CPS- Midwest NOX rate Annual v5.12 | 455 | 5765 | Rate Constraint in lbs/MMBtu | FALSE | L | Annual | Rate | lb/MMBtu | 0.11 | 0.11 | 0.11 | 0.11 | 0.11 | 0.11 | 0.11
IL CPS- Midwest NOX rate Annual v5.12 | 455 | 5765 | Rate Constraint in lbs/MMBtu | FALSE | L | Annual | Generation | TWh | 15.6006 | 15.7813 | 15.6501 | 15.7813 | 15.135 | 13.7957 | 13.7666
IL CPS- Midwest NOX rate Annual v5.12 | 455 | 5765 | Rate Constraint in lbs/MMBtu | FALSE | L | Annual | Qualifying Generation | TWh | 15.6006 | 15.7813 | 15.6501 | 15.7813 | 15.135 | 13.7957 | 13.7666
IL CPS- Midwest NOX rate Annual v5.12 | 455 | 5765 | Rate Constraint in lbs/MMBtu | FALSE | L | Annual | Rate | lb/MWh | 0.58804 | 0.58782 | 0.58779 | 0.58782 | 0.58777 | 0.58804 | 0.5875
IL CPS- Midwest NOX rate Annual v5.12 | 455 | 5765 | Rate Constraint in lbs/MMBtu | FALSE | L | Annual | Constraint Shadow Price | US2011$/Ton | 5563.4784 | 5673.989 | 18547.1604 | 8350.1078 | 3263.4236 | 2624.333 | 13.4773
IL CPS- Midwest NOX rate Summer v5.12 | 456 | 5766 | Rate Constraint in lbs/MMBtu | FALSE | L | Annual | Seasons Included | Seasons | Summer | Summer | Summer | Summer | Summer | Summer | Summer
IL CPS- Midwest NOX rate Summer v5.12 | 456 | 5766 | Rate Constraint in lbs/MMBtu | FALSE | L | Annual | Standard | lb/MMBtu | 0.11 | 0.11 | 0.11 | 0.11 | 0.11 | 0.11 | 0.11
IL CPS- Midwest NOX rate Summer v5.12 | 456 | 5766 | Rate Constraint in lbs/MMBtu | FALSE | L | Annual | Emissions at Affected Plants NOX | Thousand Tons | 3.9999 | 3.9825 | 3.9674 | 3.9825 | 3.8586 | 3.7384 | 3.6286
IL CPS- Midwest NOX rate Summer v5.12 | 456 | 5766 | Rate Constraint in lbs/MMBtu | FALSE | L | Annual | Allowances Purchased NOX | Thousand Tons | 0 | 0 | 0 | 0 | 0 | 0 | 0
IL CPS- Midwest NOX rate Summer v5.12 | 456 | 5766 | Rate Constraint in lbs/MMBtu | FALSE | L | Annual | Allowances Sold NOX | Thousand Tons | 0 | 0 | 0 | 0 | 0 | 0 | 0
IL CPS- Midwest NOX rate Summer v5.12 | 456 | 5766 | Rate Constraint in lbs/MMBtu | FALSE | L | Annual | Allowances Banked | Thousand Tons | 0 | 0 | 0 | 0 | 0 | 0 | 0
IL CPS- Midwest NOX rate Summer v5.12 | 456 | 5766 | Rate Constraint in lbs/MMBtu | FALSE | L | Annual | Allowances Withdrawn (1:1) | Thousand Tons | 0 | 0 | 0 | 0 | 0 | 0 | 0
IL CPS- Midwest NOX rate Summer v5.12 | 456 | 5766 | Rate Constraint in lbs/MMBtu | FALSE | L | Annual | Allowances Withdrawn (n:1) | Thousand Tons | 0 | 0 | 0 | 0 | 0 | 0 | 0
IL CPS- Midwest NOX rate Summer v5.12 | 456 | 5766 | Rate Constraint in lbs/MMBtu | FALSE | L | Annual | Net Emissions Allowance Position | Thousand Tons | 3.9999 | 3.9825 | 3.9674 | 3.9825 | 3.8586 | 3.7384 | 3.6286
IL CPS- Midwest NOX rate Summer v5.12 | 456 | 5766 | Rate Constraint in lbs/MMBtu | FALSE | L | Annual | Fuel Consumed | TBtu | 72.7124 | 72.7431 | 72.4559 | 72.7431 | 69.6792 | 66.9166 | 65.774
IL CPS- Midwest NOX rate Summer v5.12 | 456 | 5766 | Rate Constraint in lbs/MMBtu | FALSE | L | Annual | Rate | lb/MMBtu | 0.11002 | 0.1095 | 0.10951 | 0.1095 | 0.11075 | 0.11173 | 0.11033
IL CPS- Midwest NOX rate Summer v5.12 | 456 | 5766 | Rate Constraint in lbs/MMBtu | FALSE | L | Annual | Generation | TWh | 6.802 | 6.8064 | 6.7798 | 6.8064 | 6.5212 | 6.2552 | 6.1556
IL CPS- Midwest NOX rate Summer v5.12 | 456 | 5766 | Rate Constraint in lbs/MMBtu | FALSE | L | Annual | Qualifying Generation | TWh | 6.802 | 6.8064 | 6.7798 | 6.8064 | 6.5212 | 6.2552 | 6.1556
IL CPS- Midwest NOX rate Summer v5.12 | 456 | 5766 | Rate Constraint in lbs/MMBtu | FALSE | L | Annual | Rate | lb/MWh | 0.58804 | 0.58511 | 0.58518 | 0.58511 | 0.59171 | 0.59765 | 0.58948
IL CPS- Midwest NOX rate Summer v5.12 | 456 | 5766 | Rate Constraint in lbs/MMBtu | FALSE | L | Annual | Constraint Shadow Price | US2011$/Ton | 0 | 0 | 0 | 0 | 0 | 0 | 0
IL CPS- Midwest SO2 Rate Annual v5.12 | 457 | 5767 | Rate Constraint in lbs/MMBtu | FALSE | L | Annual | Seasons Included | Seasons | Winter, Summer | Winter, Summer | Winter, Summer | Winter, Summer | Winter, Summer | Winter, Summer | Winter, Summer
IL CPS- Midwest SO2 Rate Annual v5.12 | 457 | 5767 | Rate Constraint in lbs/MMBtu | FALSE | L | Annual | Standard | lb/MMBtu | 0.25 | 0.25 | 0.25 | 0.25 | 0.25 | 0.25 | 0.25
IL CPS- Midwest SO2 Rate Annual v5.12 | 457 | 5767 | Rate Constraint in lbs/MMBtu | FALSE | L | Annual | Emissions at Affected Plants SO2 | Thousand Tons | 6.3514 | 6.4253 | 6.3715 | 6.4253 | 6.1616 | 5.617 | 5.7686
IL CPS- Midwest SO2 Rate Annual v5.12 | 457 | 5767 | Rate Constraint in lbs/MMBtu | FALSE | L | Annual | Allowances Purchased SO2 | Thousand Tons | 0 | 0 | 0 | 0 | 0 | 0 | 0
IL CPS- Midwest SO2 Rate Annual v5.12 | 457 | 5767 | Rate Constraint in lbs/MMBtu | FALSE | L | Annual | Allowances Sold SO2 | Thousand Tons | 0 | 0 | 0 | 0 | 0 | 0 | 0
IL CPS- Midwest SO2 Rate Annual v5.12 | 457 | 5767 | Rate Constraint in lbs/MMBtu | FALSE | L | Annual | Allowances Banked | Thousand Tons | 0 | 0 | 0 | 0 | 0 | 0 | 0
IL CPS- Midwest SO2 Rate Annual v5.12 | 457 | 5767 | Rate Constraint in lbs/MMBtu | FALSE | L | Annual | Allowances Withdrawn (1:1) | Thousand Tons | 0 | 0 | 0 | 0 | 0 | 0 | 0
IL CPS- Midwest SO2 Rate Annual v5.12 | 457 | 5767 | Rate Constraint in lbs/MMBtu | FALSE | L | Annual | Allowances Withdrawn (n:1) | Thousand Tons | 0 | 0 | 0 | 0 | 0 | 0 | 0
IL CPS- Midwest SO2 Rate Annual v5.12 | 457 | 5767 | Rate Constraint in lbs/MMBtu | FALSE | L | Annual | Net Emissions Allowance Position | Thousand Tons | 6.3514 | 6.4253 | 6.3715 | 6.4253 | 6.1616 | 5.617 | 5.7686
IL CPS- Midwest SO2 Rate Annual v5.12 | 457 | 5767 | Rate Constraint in lbs/MMBtu | FALSE | L | Annual | Fuel Consumed | TBtu | 166.7957 | 168.6645 | 167.2527 | 168.6645 | 161.7423 | 147.499 | 147.0514
IL CPS- Midwest SO2 Rate Annual v5.12 | 457 | 5767 | Rate Constraint in lbs/MMBtu | FALSE | L | Annual | Rate | lb/MMBtu | 0.076158 | 0.07619 | 0.07619 | 0.07619 | 0.07619 | 0.076164 | 0.078457
IL CPS- Midwest SO2 Rate Annual v5.12 | 457 | 5767 | Rate Constraint in lbs/MMBtu | FALSE | L | Annual | Generation | TWh | 15.6006 | 15.7813 | 15.6501 | 15.7813 | 15.135 | 13.7957 | 13.7666
IL CPS- Midwest SO2 Rate Annual v5.12 | 457 | 5767 | Rate Constraint in lbs/MMBtu | FALSE | L | Annual | Qualifying Generation | TWh | 15.6006 | 15.7813 | 15.6501 | 15.7813 | 15.135 | 13.7957 | 13.7666
IL CPS- Midwest SO2 Rate Annual v5.12 | 457 | 5767 | Rate Constraint in lbs/MMBtu | FALSE | L | Annual | Rate | lb/MWh | 0.40713 | 0.40715 | 0.40712 | 0.40715 | 0.40711 | 0.40716 | 0.41903
IL CPS- Midwest SO2 Rate Annual v5.12 | 457 | 5767 | Rate Constraint in lbs/MMBtu | FALSE | L | Annual | Constraint Shadow Price | US2011$/Ton | 0 | 0 | 0 | 0 | 0 | 0 | 0
IL Fac. Spec. - NOX Rate Summer v3.1, Unit 513 and retrofits | 458 | 1797 | Rate Constraint in lbs/MMBtu | FALSE | L | Annual | Seasons Included | Seasons | Summer | Summer | Summer | Summer | Summer | Summer | Summer
IL Fac. Spec. - NOX Rate Summer v3.1, Unit 513 and retrofits | 458 | 1797 | Rate Constraint in lbs/MMBtu | FALSE | L | Annual | Standard | lb/MMBtu | 0.25 | 0.25 | 0.25 | 0.25 | 0.25 | 0.25 | 0.25
IL Fac. Spec. - NOX Rate Summer v3.1, Unit 513 and retrofits | 458 | 1797 | Rate Constraint in lbs/MMBtu | FALSE | L | Annual | Emissions at Affected Plants NOX | Thousand Tons | 0.0052988 | 0.0010424 | 0.0010424 | 0.0010424 | 0.0010424 | 0 | 0.0052988
IL Fac. Spec. - NOX Rate Summer v3.1, Unit 513 and retrofits | 458 | 1797 | Rate Constraint in lbs/MMBtu | FALSE | L | Annual | Allowances Purchased NOX | Thousand Tons | 0 | 0 | 0 | 0 | 0 | 0 | 0
IL Fac. Spec. - NOX Rate Summer v3.1, Unit 513 and retrofits | 458 | 1797 | Rate Constraint in lbs/MMBtu | FALSE | L | Annual | Allowances Sold NOX | Thousand Tons | 0 | 0 | 0 | 0 | 0 | 0 | 0
IL Fac. Spec. - NOX Rate Summer v3.1, Unit 513 and retrofits | 458 | 1797 | Rate Constraint in lbs/MMBtu | FALSE | L | Annual | Allowances Banked | Thousand Tons | 0 | 0 | 0 | 0 | 0 | 0 | 0
IL Fac. Spec. - NOX Rate Summer v3.1, Unit 513 and retrofits | 458 | 1797 | Rate Constraint in lbs/MMBtu | FALSE | L | Annual | Allowances Withdrawn (1:1) | Thousand Tons | 0 | 0 | 0 | 0 | 0 | 0 | 0
IL Fac. Spec. - NOX Rate Summer v3.1, Unit 513 and retrofits | 458 | 1797 | Rate Constraint in lbs/MMBtu | FALSE | L | Annual | Allowances Withdrawn (n:1) | Thousand Tons | 0 | 0 | 0 | 0 | 0 | 0 | 0
IL Fac. Spec. - NOX Rate Summer v3.1, Unit 513 and retrofits | 458 | 1797 | Rate Constraint in lbs/MMBtu | FALSE | L | Annual | Net Emissions Allowance Position | Thousand Tons | 0.0052988 | 0.0010424 | 0.0010424 | 0.0010424 | 0.0010424 | 0 | 0.0052988
IL Fac. Spec. - NOX Rate Summer v3.1, Unit 513 and retrofits | 458 | 1797 | Rate Constraint in lbs/MMBtu | FALSE | L | Annual | Fuel Consumed | TBtu | 0.29998 | 0.059012 | 0.059012 | 0.059012 | 0.059012 | 0 | 0.29998
IL Fac. Spec. - NOX Rate Summer v3.1, Unit 513 and retrofits | 458 | 1797 | Rate Constraint in lbs/MMBtu | FALSE | L | Annual | Rate | lb/MMBtu | 0.035328 | 0.035328 | 0.035328 | 0.035328 | 0.035328 | 0 | 0.035328
IL Fac. Spec. - NOX Rate Summer v3.1, Unit 513 and retrofits | 458 | 1797 | Rate Constraint in lbs/MMBtu | FALSE | L | Annual | Generation | TWh | 0.025758 | 0.0050672 | 0.0050672 | 0.0050672 | 0.0050672 | 0 | 0.025758
IL Fac. Spec. - NOX Rate Summer v3.1, Unit 513 and retrofits | 458 | 1797 | Rate Constraint in lbs/MMBtu | FALSE | L | Annual | Qualifying Generation | TWh | 0.025758 | 0.0050672 | 0.0050672 | 0.0050672 | 0.0050672 | 0 | 0.025758
IL Fac. Spec. - NOX Rate Summer v3.1, Unit 513 and retrofits | 458 | 1797 | Rate Constraint in lbs/MMBtu | FALSE | L | Annual | Rate | lb/MWh | 0.20572 | 0.20572 | 0.20572 | 0.20572 | 0.20572 | 0 | 0.20572
IL Fac. Spec. - NOX Rate Summer v3.1, Unit 513 and retrofits | 458 | 1797 | Rate Constraint in lbs/MMBtu | FALSE | L | Annual | Constraint Shadow Price | US2011$/Ton | 0 | 0 | 0 | 0 | 0 | 0 | 0
IL Fac. Spec. - NOX Rate Summer v3.1, Unit 514 and retrofits | 459 | 1797 | Rate Constraint in lbs/MMBtu | FALSE | L | Annual | Seasons Included | Seasons | Summer | Summer | Summer | Summer | Summer | Summer | Summer
IL Fac. Spec. - NOX Rate Summer v3.1, Unit 514 and retrofits | 459 | 1797 | Rate Constraint in lbs/MMBtu | FALSE | L | Annual | Standard | lb/MMBtu | 0.25 | 0.25 | 0.25 | 0.25 | 0.25 | 0.25 | 0.25
IL Fac. Spec. - NOX Rate Summer v3.1, Unit 514 and retrofits | 459 | 1797 | Rate Constraint in lbs/MMBtu | FALSE | L | Annual | Emissions at Affected Plants NOX | Thousand Tons | 0.0047103 | 0.00092661 | 0.00092661 | 0.00092661 | 0.00092661 | 0 | 0.0012048
IL Fac. Spec. - NOX Rate Summer v3.1, Unit 514 and retrofits | 459 | 1797 | Rate Constraint in lbs/MMBtu | FALSE | L | Annual | Allowances Purchased NOX | Thousand Tons | 0 | 0 | 0 | 0 | 0 | 0 | 0
IL Fac. Spec. - NOX Rate Summer v3.1, Unit 514 and retrofits | 459 | 1797 | Rate Constraint in lbs/MMBtu | FALSE | L | Annual | Allowances Sold NOX | Thousand Tons | 0 | 0 | 0 | 0 | 0 | 0 | 0
IL Fac. Spec. - NOX Rate Summer v3.1, Unit 514 and retrofits | 459 | 1797 | Rate Constraint in lbs/MMBtu | FALSE | L | Annual | Allowances Banked | Thousand Tons | 0 | 0 | 0 | 0 | 0 | 0 | 0
IL Fac. Spec. - NOX Rate Summer v3.1, Unit 514 and retrofits | 459 | 1797 | Rate Constraint in lbs/MMBtu | FALSE | L | Annual | Allowances Withdrawn (1:1) | Thousand Tons | 0 | 0 | 0 | 0 | 0 | 0 | 0
IL Fac. Spec. - NOX Rate Summer v3.1, Unit 514 and retrofits | 459 | 1797 | Rate Constraint in lbs/MMBtu | FALSE | L | Annual | Allowances Withdrawn (n:1) | Thousand Tons | 0 | 0 | 0 | 0 | 0 | 0 | 0
IL Fac. Spec. - NOX Rate Summer v3.1, Unit 514 and retrofits | 459 | 1797 | Rate Constraint in lbs/MMBtu | FALSE | L | Annual | Net Emissions Allowance Position | Thousand Tons | 0.0047103 | 0.00092661 | 0.00092661 | 0.00092661 | 0.00092661 | 0 | 0.0012048
IL Fac. Spec. - NOX Rate Summer v3.1, Unit 514 and retrofits | 459 | 1797 | Rate Constraint in lbs/MMBtu | FALSE | L | Annual | Fuel Consumed | TBtu | 0.29998 | 0.059012 | 0.059012 | 0.059012 | 0.059012 | 0 | 0.076726
IL Fac. Spec. - NOX Rate Summer v3.1, Unit 514 and retrofits | 459 | 1797 | Rate Constraint in lbs/MMBtu | FALSE | L | Annual | Rate | lb/MMBtu | 0.031404 | 0.031404 | 0.031404 | 0.031404 | 0.031404 | 0 | 0.031404
IL Fac. Spec. - NOX Rate Summer v3.1, Unit 514 and retrofits | 459 | 1797 | Rate Constraint in lbs/MMBtu | FALSE | L | Annual | Generation | TWh | 0.025758 | 0.0050672 | 0.0050672 | 0.0050672 | 0.0050672 | 0 | 0.0065882
IL Fac. Spec. - NOX Rate Summer v3.1, Unit 514 and retrofits | 459 | 1797 | Rate Constraint in lbs/MMBtu | FALSE | L | Annual | Qualifying Generation | TWh | 0.025758 | 0.0050672 | 0.0050672 | 0.0050672 | 0.0050672 | 0 | 0.0065882
IL Fac. Spec. - NOX Rate Summer v3.1, Unit 514 and retrofits | 459 | 1797 | Rate Constraint in lbs/MMBtu | FALSE | L | Annual | Rate | lb/MWh | 0.18287 | 0.18287 | 0.18287 | 0.18287 | 0.18287 | 0 | 0.18287
IL Fac. Spec. - NOX Rate Summer v3.1, Unit 514 and retrofits | 459 | 1797 | Rate Constraint in lbs/MMBtu | FALSE | L | Annual | Constraint Shadow Price | US2011$/Ton | 0 | 0 | 0 | 0 | 0 | 0 | 0
IL Fac. Spec. - NOX Rate Summer v3.1, Unit 515 and retrofits | 460 | 1797 | Rate Constraint in lbs/MMBtu | FALSE | L | Annual | Seasons Included | Seasons | Summer | Summer | Summer | Summer | Summer | Summer | Summer
IL Fac. Spec. - NOX Rate Summer v3.1, Unit 515 and retrofits | 460 | 1797 | Rate Constraint in lbs/MMBtu | FALSE | L | Annual | Standard | lb/MMBtu | 0.25 | 0.25 | 0.25 | 0.25 | 0.25 | 0.25 | 0.25
IL Fac. Spec. - NOX Rate Summer v3.1, Unit 515 and retrofits | 460 | 1797 | Rate Constraint in lbs/MMBtu | FALSE | L | Annual | Emissions at Affected Plants NOX | Thousand Tons | 0.0049141 | 0.00096672 | 0.00096672 | 0.00096672 | 0.00096672 | 0 | 0.0049141
IL Fac. Spec. - NOX Rate Summer v3.1, Unit 515 and retrofits | 460 | 1797 | Rate Constraint in lbs/MMBtu | FALSE | L | Annual | Allowances Purchased NOX | Thousand Tons | 0 | 0 | 0 | 0 | 0 | 0 | 0
IL Fac. Spec. - NOX Rate Summer v3.1, Unit 515 and retrofits | 460 | 1797 | Rate Constraint in lbs/MMBtu | FALSE | L | Annual | Allowances Sold NOX | Thousand Tons | 0 | 0 | 0 | 0 | 0 | 0 | 0
IL Fac. Spec. - NOX Rate Summer v3.1, Unit 515 and retrofits | 460 | 1797 | Rate Constraint in lbs/MMBtu | FALSE | L | Annual | Allowances Banked | Thousand Tons | 0 | 0 | 0 | 0 | 0 | 0 | 0
IL Fac. Spec. - NOX Rate Summer v3.1, Unit 515 and retrofits | 460 | 1797 | Rate Constraint in lbs/MMBtu | FALSE | L | Annual | Allowances Withdrawn (1:1) | Thousand Tons | 0 | 0 | 0 | 0 | 0 | 0 | 0
IL Fac. Spec. - NOX Rate Summer v3.1, Unit 515 and retrofits | 460 | 1797 | Rate Constraint in lbs/MMBtu | FALSE | L | Annual | Allowances Withdrawn (n:1) | Thousand Tons | 0 | 0 | 0 | 0 | 0 | 0 | 0
IL Fac. Spec. - NOX Rate Summer v3.1, Unit 515 and retrofits | 460 | 1797 | Rate Constraint in lbs/MMBtu | FALSE | L | Annual | Net Emissions Allowance Position | Thousand Tons | 0.0049141 | 0.00096672 | 0.00096672 | 0.00096672 | 0.00096672 | 0 | 0.0049141
IL Fac. Spec. - NOX Rate Summer v3.1, Unit 515 and retrofits | 460 | 1797 | Rate Constraint in lbs/MMBtu | FALSE | L | Annual | Fuel Consumed | TBtu | 0.29998 | 0.059012 | 0.059012 | 0.059012 | 0.059012 | 0 | 0.29998
IL Fac. Spec. - NOX Rate Summer v3.1, Unit 515 and retrofits | 460 | 1797 | Rate Constraint in lbs/MMBtu | FALSE | L | Annual | Rate | lb/MMBtu | 0.032763 | 0.032763 | 0.032763 | 0.032763 | 0.032763 | 0 | 0.032763
IL Fac. Spec. - NOX Rate Summer v3.1, Unit 515 and retrofits | 460 | 1797 | Rate Constraint in lbs/MMBtu | FALSE | L | Annual | Generation | TWh | 0.025758 | 0.0050672 | 0.0050672 | 0.0050672 | 0.0050672 | 0 | 0.025758
IL Fac. Spec. - NOX Rate Summer v3.1, Unit 515 and retrofits | 460 | 1797 | Rate Constraint in lbs/MMBtu | FALSE | L | Annual | Qualifying Generation | TWh | 0.025758 | 0.0050672 | 0.0050672 | 0.0050672 | 0.0050672 | 0 | 0.025758
IL Fac. Spec. - NOX Rate Summer v3.1, Unit 515 and retrofits | 460 | 1797 | Rate Constraint in lbs/MMBtu | FALSE | L | Annual | Rate | lb/MWh | 0.19078 | 0.19078 | 0.19078 | 0.19078 | 0.19078 | 0 | 0.19078
IL Fac. Spec. - NOX Rate Summer v3.1, Unit 515 and retrofits | 460 | 1797 | Rate Constraint in lbs/MMBtu | FALSE | L | Annual | Constraint Shadow Price | US2011$/Ton | 0 | 0 | 0 | 0 | 0 | 0 | 0
IL Fac. Spec. - NOX Rate Summer v3.1, Unit 519 and retrofits | 461 | 1797 | Rate Constraint in lbs/MMBtu | FALSE | L | Annual | Seasons Included | Seasons | Summer | Summer | Summer | Summer | Summer | Summer | Summer
IL Fac. Spec. - NOX Rate Summer v3.1, Unit 519 and retrofits | 461 | 1797 | Rate Constraint in lbs/MMBtu | FALSE | L | Annual | Standard | lb/MMBtu | 0.25 | 0.25 | 0.25 | 0.25 | 0.25 | 0.25 | 0.25
IL Fac. Spec. - NOX Rate Summer v3.1, Unit 519 and retrofits | 461 | 1797 | Rate Constraint in lbs/MMBtu | FALSE | L | Annual | Emissions at Affected Plants NOX | Thousand Tons | 0 | 0 | 0 | 0 | 0 | 0 | 0
IL Fac. Spec. - NOX Rate Summer v3.1, Unit 519 and retrofits | 461 | 1797 | Rate Constraint in lbs/MMBtu | FALSE | L | Annual | Allowances Purchased NOX | Thousand Tons | 0 | 0 | 0 | 0 | 0 | 0 | 0
IL Fac. Spec. - NOX Rate Summer v3.1, Unit 519 and retrofits | 461 | 1797 | Rate Constraint in lbs/MMBtu | FALSE | L | Annual | Allowances Sold NOX | Thousand Tons | 0 | 0 | 0 | 0 | 0 | 0 | 0
IL Fac. Spec. - NOX Rate Summer v3.1, Unit 519 and retrofits | 461 | 1797 | Rate Constraint in lbs/MMBtu | FALSE | L | Annual | Allowances Banked | Thousand Tons | 0 | 0 | 0 | 0 | 0 | 0 | 0
IL Fac. Spec. - NOX Rate Summer v3.1, Unit 519 and retrofits | 461 | 1797 | Rate Constraint in lbs/MMBtu | FALSE | L | Annual | Allowances Withdrawn (1:1) | Thousand Tons | 0 | 0 | 0 | 0 | 0 | 0 | 0
IL Fac. Spec. - NOX Rate Summer v3.1, Unit 519 and retrofits | 461 | 1797 | Rate Constraint in lbs/MMBtu | FALSE | L | Annual | Allowances Withdrawn (n:1) | Thousand Tons | 0 | 0 | 0 | 0 | 0 | 0 | 0
IL Fac. Spec. - NOX Rate Summer v3.1, Unit 519 and retrofits | 461 | 1797 | Rate Constraint in lbs/MMBtu | FALSE | L | Annual | Net Emissions Allowance Position | Thousand Tons | 0 | 0 | 0 | 0 | 0 | 0 | 0
IL Fac. Spec. - NOX Rate Summer v3.1, Unit 519 and retrofits | 461 | 1797 | Rate Constraint in lbs/MMBtu | FALSE | L | Annual | Fuel Consumed | TBtu | 0 | 0 | 0 | 0 | 0 | 0 | 0
IL Fac. Spec. - NOX Rate Summer v3.1, Unit 519 and retrofits | 461 | 1797 | Rate Constraint in lbs/MMBtu | FALSE | L | Annual | Rate | lb/MMBtu | 0 | 0 | 0 | 0 | 0 | 0 | 0
IL Fac. Spec. - NOX Rate Summer v3.1, Unit 519 and retrofits | 461 | 1797 | Rate Constraint in lbs/MMBtu | FALSE | L | Annual | Generation | TWh | 0 | 0 | 0 | 0 | 0 | 0 | 0
IL Fac. Spec. - NOX Rate Summer v3.1, Unit 519 and retrofits | 461 | 1797 | Rate Constraint in lbs/MMBtu | FALSE | L | Annual | Qualifying Generation | TWh | 0 | 0 | 0 | 0 | 0 | 0 | 0
IL Fac. Spec. - NOX Rate Summer v3.1, Unit 519 and retrofits | 461 | 1797 | Rate Constraint in lbs/MMBtu | FALSE | L | Annual | Rate | lb/MWh | 0 | 0 | 0 | 0 | 0 | 0 | 0
IL Fac. Spec. - NOX Rate Summer v3.1, Unit 519 and retrofits | 461 | 1797 | Rate Constraint in lbs/MMBtu | FALSE | L | Annual | Constraint Shadow Price | US2011$/Ton | 0 | 0 | 0 | 0 | 0 | 0 | 0
IL Fac. Spec. - NOX Rate Summer v3.1, Unit 520 and retrofits | 462 | 1797 | Rate Constraint in lbs/MMBtu | FALSE | L | Annual | Seasons Included | Seasons | Summer | Summer | Summer | Summer | Summer | Summer | Summer
IL Fac. Spec. - NOX Rate Summer v3.1, Unit 520 and retrofits | 462 | 1797 | Rate Constraint in lbs/MMBtu | FALSE | L | Annual | Standard | lb/MMBtu | 0.25 | 0.25 | 0.25 | 0.25 | 0.25 | 0.25 | 0.25
IL Fac. Spec. - NOX Rate Summer v3.1, Unit 520 and retrofits | 462 | 1797 | Rate Constraint in lbs/MMBtu | FALSE | L | Annual | Emissions at Affected Plants NOX | Thousand Tons | 0 | 0 | 0 | 0 | 0 | 0 | 0
IL Fac. Spec. - NOX Rate Summer v3.1, Unit 520 and retrofits | 462 | 1797 | Rate Constraint in lbs/MMBtu | FALSE | L | Annual | Allowances Purchased NOX | Thousand Tons | 0 | 0 | 0 | 0 | 0 | 0 | 0
IL Fac. Spec. - NOX Rate Summer v3.1, Unit 520 and retrofits | 462 | 1797 | Rate Constraint in lbs/MMBtu | FALSE | L | Annual | Allowances Sold NOX | Thousand Tons | 0 | 0 | 0 | 0 | 0 | 0 | 0
IL Fac. Spec. - NOX Rate Summer v3.1, Unit 520 and retrofits | 462 | 1797 | Rate Constraint in lbs/MMBtu | FALSE | L | Annual | Allowances Banked | Thousand Tons | 0 | 0 | 0 | 0 | 0 | 0 | 0
IL Fac. Spec. - NOX Rate Summer v3.1, Unit 520 and retrofits | 462 | 1797 | Rate Constraint in lbs/MMBtu | FALSE | L | Annual | Allowances Withdrawn (1:1) | Thousand Tons | 0 | 0 | 0 | 0 | 0 | 0 | 0
IL Fac. Spec. - NOX Rate Summer v3.1, Unit 520 and retrofits | 462 | 1797 | Rate Constraint in lbs/MMBtu | FALSE | L | Annual | Allowances Withdrawn (n:1) | Thousand Tons | 0 | 0 | 0 | 0 | 0 | 0 | 0
IL Fac. Spec. - NOX Rate Summer v3.1, Unit 520 and retrofits | 462 | 1797 | Rate Constraint in lbs/MMBtu | FALSE | L | Annual | Net Emissions Allowance Position | Thousand Tons | 0 | 0 | 0 | 0 | 0 | 0 | 0
IL Fac. Spec. - NOX Rate Summer v3.1, Unit 520 and retrofits | 462 | 1797 | Rate Constraint in lbs/MMBtu | FALSE | L | Annual | Fuel Consumed | TBtu | 0 | 0 | 0 | 0 | 0 | 0 | 0
IL Fac. Spec. - NOX Rate Summer v3.1, Unit 520 and retrofits | 462 | 1797 | Rate Constraint in lbs/MMBtu | FALSE | L | Annual | Rate | lb/MMBtu | 0 | 0 | 0 | 0 | 0 | 0 | 0
IL Fac. Spec. - NOX Rate Summer v3.1, Unit 520 and retrofits | 462 | 1797 | Rate Constraint in lbs/MMBtu | FALSE | L | Annual | Generation | TWh | 0 | 0 | 0 | 0 | 0 | 0 | 0
IL Fac. Spec. - NOX Rate Summer v3.1, Unit 520 and retrofits | 462 | 1797 | Rate Constraint in lbs/MMBtu | FALSE | L | Annual | Qualifying Generation | TWh | 0 | 0 | 0 | 0 | 0 | 0 | 0
IL Fac. Spec. - NOX Rate Summer v3.1, Unit 520 and retrofits | 462 | 1797 | Rate Constraint in lbs/MMBtu | FALSE | L | Annual | Rate | lb/MWh | 0 | 0 | 0 | 0 | 0 | 0 | 0
IL Fac. Spec. - NOX Rate Summer v3.1, Unit 520 and retrofits | 462 | 1797 | Rate Constraint in lbs/MMBtu | FALSE | L | Annual | Constraint Shadow Price | US2011$/Ton | 0 | 0 | 0 | 0 | 0 | 0 | 0
IL Fac. Spec. - NOX Rate Summer v3.1, Unit 521 and retrofits | 463 | 1797 | Rate Constraint in lbs/MMBtu | FALSE | L | Annual | Seasons Included | Seasons | Summer | Summer | Summer | Summer | Summer | Summer | Summer
IL Fac. Spec. - NOX Rate Summer v3.1, Unit 521 and retrofits | 463 | 1797 | Rate Constraint in lbs/MMBtu | FALSE | L | Annual | Standard | lb/MMBtu | 0.25 | 0.25 | 0.25 | 0.25 | 0.25 | 0.25 | 0.25
IL Fac. Spec. - NOX Rate Summer v3.1, Unit 521 and retrofits | 463 | 1797 | Rate Constraint in lbs/MMBtu | FALSE | L | Annual | Emissions at Affected Plants NOX | Thousand Tons | 0 | 0 | 0 | 0 | 0 | 0 | 0
IL Fac. Spec. - NOX Rate Summer v3.1, Unit 521 and retrofits | 463 | 1797 | Rate Constraint in lbs/MMBtu | FALSE | L | Annual | Allowances Purchased NOX | Thousand Tons | 0 | 0 | 0 | 0 | 0 | 0 | 0
IL Fac. Spec. - NOX Rate Summer v3.1, Unit 521 and retrofits | 463 | 1797 | Rate Constraint in lbs/MMBtu | FALSE | L | Annual | Allowances Sold NOX | Thousand Tons | 0 | 0 | 0 | 0 | 0 | 0 | 0
IL Fac. Spec. - NOX Rate Summer v3.1, Unit 521 and retrofits | 463 | 1797 | Rate Constraint in lbs/MMBtu | FALSE | L | Annual | Allowances Banked | Thousand Tons | 0 | 0 | 0 | 0 | 0 | 0 | 0
IL Fac. Spec. - NOX Rate Summer v3.1, Unit 521 and retrofits | 463 | 1797 | Rate Constraint in lbs/MMBtu | FALSE | L | Annual | Allowances Withdrawn (1:1) | Thousand Tons | 0 | 0 | 0 | 0 | 0 | 0 | 0
IL Fac. Spec. - NOX Rate Summer v3.1, Unit 521 and retrofits | 463 | 1797 | Rate Constraint in lbs/MMBtu | FALSE | L | Annual | Allowances Withdrawn (n:1) | Thousand Tons | 0 | 0 | 0 | 0 | 0 | 0 | 0
IL Fac. Spec. - NOX Rate Summer v3.1, Unit 521 and retrofits | 463 | 1797 | Rate Constraint in lbs/MMBtu | FALSE | L | Annual | Net Emissions Allowance Position | Thousand Tons | 0 | 0 | 0 | 0 | 0 | 0 | 0
IL Fac. Spec. - NOX Rate Summer v3.1, Unit 521 and retrofits | 463 | 1797 | Rate Constraint in lbs/MMBtu | FALSE | L | Annual | Fuel Consumed | TBtu | 0 | 0 | 0 | 0 | 0 | 0 | 0
IL Fac. Spec. - NOX Rate Summer v3.1, Unit 521 and retrofits | 463 | 1797 | Rate Constraint in lbs/MMBtu | FALSE | L | Annual | Rate | lb/MMBtu | 0 | 0 | 0 | 0 | 0 | 0 | 0
IL Fac. Spec. - NOX Rate Summer v3.1, Unit 521 and retrofits | 463 | 1797 | Rate Constraint in lbs/MMBtu | FALSE | L | Annual | Generation | TWh | 0 | 0 | 0 | 0 | 0 | 0 | 0
IL Fac. Spec. - NOX Rate Summer v3.1, Unit 521 and retrofits | 463 | 1797 | Rate Constraint in lbs/MMBtu | FALSE | L | Annual | Qualifying Generation | TWh | 0 | 0 | 0 | 0 | 0 | 0 | 0
IL Fac. Spec. - NOX Rate Summer v3.1, Unit 521 and retrofits | 463 | 1797 | Rate Constraint in lbs/MMBtu | FALSE | L | Annual | Rate | lb/MWh | 0 | 0 | 0 | 0 | 0 | 0 | 0
IL Fac. Spec. - NOX Rate Summer v3.1, Unit 521 and retrofits | 463 | 1797 | Rate Constraint in lbs/MMBtu | FALSE | L | Annual | Constraint Shadow Price | US2011$/Ton | 0 | 0 | 0 | 0 | 0 | 0 | 0
IL Fac. Spec. - NOX Rate Summer v3.1, Unit 522 and retrofits | 464 | 1797 | Rate Constraint in lbs/MMBtu | FALSE | L | Annual | Seasons Included | Seasons | Summer | Summer | Summer | Summer | Summer | Summer | Summer
IL Fac. Spec. - NOX Rate Summer v3.1, Unit 522 and retrofits | 464 | 1797 | Rate Constraint in lbs/MMBtu | FALSE | L | Annual | Standard | lb/MMBtu | 0.25 | 0.25 | 0.25 | 0.25 | 0.25 | 0.25 | 0.25
IL Fac. Spec. - NOX Rate Summer v3.1, Unit 522 and retrofits | 464 | 1797 | Rate Constraint in lbs/MMBtu | FALSE | L | Annual | Emissions at Affected Plants NOX | Thousand Tons | 0 | 0 | 0 | 0 | 0 | 0 | 0
IL Fac. Spec. - NOX Rate Summer v3.1, Unit 522 and retrofits | 464 | 1797 | Rate Constraint in lbs/MMBtu | FALSE | L | Annual | Allowances Purchased NOX | Thousand Tons | 0 | 0 | 0 | 0 | 0 | 0 | 0
IL Fac. Spec. - NOX Rate Summer v3.1, Unit 522 and retrofits | 464 | 1797 | Rate Constraint in lbs/MMBtu | FALSE | L | Annual | Allowances Sold NOX | Thousand Tons | 0 | 0 | 0 | 0 | 0 | 0 | 0
IL Fac. Spec. - NOX Rate Summer v3.1, Unit 522 and retrofits | 464 | 1797 | Rate Constraint in lbs/MMBtu | FALSE | L | Annual | Allowances Banked | Thousand Tons | 0 | 0 | 0 | 0 | 0 | 0 | 0
IL Fac. Spec. - NOX Rate Summer v3.1, Unit 522 and retrofits | 464 | 1797 | Rate Constraint in lbs/MMBtu | FALSE | L | Annual | Allowances Withdrawn (1:1) | Thousand Tons | 0 | 0 | 0 | 0 | 0 | 0 | 0
IL Fac. Spec. - NOX Rate Summer v3.1, Unit 522 and retrofits | 464 | 1797 | Rate Constraint in lbs/MMBtu | FALSE | L | Annual | Allowances Withdrawn (n:1) | Thousand Tons | 0 | 0 | 0 | 0 | 0 | 0 | 0
IL Fac. Spec. - NOX Rate Summer v3.1, Unit 522 and retrofits | 464 | 1797 | Rate Constraint in lbs/MMBtu | FALSE | L | Annual | Net Emissions Allowance Position | Thousand Tons | 0 | 0 | 0 | 0 | 0 | 0 | 0
IL Fac. Spec. - NOX Rate Summer v3.1, Unit 522 and retrofits | 464 | 1797 | Rate Constraint in lbs/MMBtu | FALSE | L | Annual | Fuel Consumed | TBtu | 0 | 0 | 0 | 0 | 0 | 0 | 0
IL Fac. Spec. - NOX Rate Summer v3.1, Unit 522 and retrofits | 464 | 1797 | Rate Constraint in lbs/MMBtu | FALSE | L | Annual | Rate | lb/MMBtu | 0 | 0 | 0 | 0 | 0 | 0 | 0
IL Fac. Spec. - NOX Rate Summer v3.1, Unit 522 and retrofits | 464 | 1797 | Rate Constraint in lbs/MMBtu | FALSE | L | Annual | Generation | TWh | 0 | 0 | 0 | 0 | 0 | 0 | 0
IL Fac. Spec. - NOX Rate Summer v3.1, Unit 522 and retrofits | 464 | 1797 | Rate Constraint in lbs/MMBtu | FALSE | L | Annual | Qualifying Generation | TWh | 0 | 0 | 0 | 0 | 0 | 0 | 0
IL Fac. Spec. - NOX Rate Summer v3.1, Unit 522 and retrofits | 464 | 1797 | Rate Constraint in lbs/MMBtu | FALSE | L | Annual | Rate | lb/MWh | 0 | 0 | 0 | 0 | 0 | 0 | 0
IL Fac. Spec. - NOX Rate Summer v3.1, Unit 522 and retrofits | 464 | 1797 | Rate Constraint in lbs/MMBtu | FALSE | L | Annual | Constraint Shadow Price | US2011$/Ton | 0 | 0 | 0 | 0 | 0 | 0 | 0
IL Fac. Spec. - NOX Rate Summer v3.1, Unit 523 and retrofits | 465 | 1797 | Rate Constraint in lbs/MMBtu | FALSE | L | Annual | Seasons Included | Seasons | Summer | Summer | Summer | Summer | Summer | Summer | Summer
IL Fac. Spec. - NOX Rate Summer v3.1, Unit 523 and retrofits | 465 | 1797 | Rate Constraint in lbs/MMBtu | FALSE | L | Annual | Standard | lb/MMBtu | 0.25 | 0.25 | 0.25 | 0.25 | 0.25 | 0.25 | 0.25
IL Fac. Spec. - NOX Rate Summer v3.1, Unit 523 and retrofits | 465 | 1797 | Rate Constraint in lbs/MMBtu | FALSE | L | Annual | Emissions at Affected Plants NOX | Thousand Tons | 0.00075683 | 0.00075683 | 0.00075683 | 0.00075683 | 0.00075683 | 0.00075683 | 0.00075683
IL Fac. Spec. - NOX Rate Summer v3.1, Unit 523 and retrofits | 465 | 1797 | Rate Constraint in lbs/MMBtu | FALSE | L | Annual | Allowances Purchased NOX | Thousand Tons | 0 | 0 | 0 | 0 | 0 | 0 | 0
IL Fac. Spec. - NOX Rate Summer v3.1, Unit 523 and retrofits | 465 | 1797 | Rate Constraint in lbs/MMBtu | FALSE | L | Annual | Allowances Sold NOX | Thousand Tons | 0 | 0 | 0 | 0 | 0 | 0 | 0
IL Fac. Spec. - NOX Rate Summer v3.1, Unit 523 and retrofits | 465 | 1797 | Rate Constraint in lbs/MMBtu | FALSE | L | Annual | Allowances Banked | Thousand Tons | 0 | 0 | 0 | 0 | 0 | 0 | 0
IL Fac. Spec. - NOX Rate Summer v3.1, Unit 523 and retrofits | 465 | 1797 | Rate Constraint in lbs/MMBtu | FALSE | L | Annual | Allowances Withdrawn (1:1) | Thousand Tons | 0 | 0 | 0 | 0 | 0 | 0 | 0
IL Fac. Spec. - NOX Rate Summer v3.1, Unit 523 and retrofits | 465 | 1797 | Rate Constraint in lbs/MMBtu | FALSE | L | Annual | Allowances Withdrawn (n:1) | Thousand Tons | 0 | 0 | 0 | 0 | 0 | 0 | 0
IL Fac. Spec. - NOX Rate Summer v3.1, Unit 523 and retrofits | 465 | 1797 | Rate Constraint in lbs/MMBtu | FALSE | L | Annual | Net Emissions Allowance Position | Thousand Tons | 0.00075683 | 0.00075683 | 0.00075683 | 0.00075683 | 0.00075683 | 0.00075683 | 0.00075683
IL Fac. Spec. - NOX Rate Summer v3.1, Unit 523 and retrofits | 465 | 1797 | Rate Constraint in lbs/MMBtu | FALSE | L | Annual | Fuel Consumed | TBtu | 0.0743 | 0.0743 | 0.0743 | 0.0743 | 0.0743 | 0.0743 | 0.0743
IL Fac. Spec. - NOX Rate Summer v3.1, Unit 523 and retrofits | 465 | 1797 | Rate Constraint in lbs/MMBtu | FALSE | L | Annual | Rate | lb/MMBtu | 0.020372 | 0.020372 | 0.020372 | 0.020372 | 0.020372 | 0.020372 | 0.020372
IL Fac. Spec. - NOX Rate Summer v3.1, Unit 523 and retrofits | 465 | 1797 | Rate Constraint in lbs/MMBtu | FALSE | L | Annual | Generation | TWh | 0.0069149 | 0.0069149 | 0.0069149 | 0.0069149 | 0.0069149 | 0.0069149 | 0.0069149
IL Fac. Spec. - NOX Rate Summer v3.1, Unit 523 and retrofits | 465 | 1797 | Rate Constraint in lbs/MMBtu | FALSE | L | Annual | Qualifying Generation | TWh | 0.0069149 | 0.0069149 | 0.0069149 | 0.0069149 | 0.0069149 | 0.0069149 | 0.0069149
IL Fac. Spec. - NOX Rate Summer v3.1, Unit 523 and retrofits | 465 | 1797 | Rate Constraint in lbs/MMBtu | FALSE | L | Annual | Rate | lb/MWh | 0.10945 | 0.10945 | 0.10945 | 0.10945 | 0.10945 | 0.10945 | 0.10945
IL Fac. Spec. - NOX Rate Summer v3.1, Unit 523 and retrofits | 465 | 1797 | Rate Constraint in lbs/MMBtu | FALSE | L | Annual | Constraint Shadow Price | US2011$/Ton | 0 | 0 | 0 | 0 | 0 | 0 | 0
IL Fac. Spec. - NOX Rate Summer v3.1, Unit 524 and retrofits | 466 | 1797 | Rate Constraint in lbs/MMBtu | FALSE | L | Annual | Seasons Included | Seasons | Summer | Summer | Summer | Summer | Summer | Summer | Summer
IL Fac. Spec. - NOX Rate Summer v3.1, Unit 524 and retrofits | 466 | 1797 | Rate Constraint in lbs/MMBtu | FALSE | L | Annual | Standard | lb/MMBtu | 0.25 | 0.25 | 0.25 | 0.25 | 0.25 | 0.25 | 0.25
IL Fac. Spec. - NOX Rate Summer v3.1, Unit 524 and retrofits | 466 | 1797 | Rate Constraint in lbs/MMBtu | FALSE | L | Annual | Emissions at Affected Plants NOX | Thousand Tons | 0.00078073 | 0.00078073 | 0.00078073 | 0.00078073 | 0.00078073 | 0.00078073 | 0.00078073
IL Fac. Spec. - NOX Rate Summer v3.1, Unit 524 and retrofits | 466 | 1797 | Rate Constraint in lbs/MMBtu | FALSE | L | Annual | Allowances Purchased NOX | Thousand Tons | 0 | 0 | 0 | 0 | 0 | 0 | 0
IL Fac. Spec. - NOX Rate Summer v3.1, Unit 524 and retrofits | 466 | 1797 | Rate Constraint in lbs/MMBtu | FALSE | L | Annual | Allowances Sold NOX | Thousand Tons | 0 | 0 | 0 | 0 | 0 | 0 | 0
IL Fac. Spec. - NOX Rate Summer v3.1, Unit 524 and retrofits | 466 | 1797 | Rate Constraint in lbs/MMBtu | FALSE | L | Annual | Allowances Banked | Thousand Tons | 0 | 0 | 0 | 0 | 0 | 0 | 0
IL Fac. Spec. - NOX Rate Summer v3.1, Unit 524 and retrofits | 466 | 1797 | Rate Constraint in lbs/MMBtu | FALSE | L | Annual | Allowances Withdrawn (1:1) | Thousand Tons | 0 | 0 | 0 | 0 | 0 | 0 | 0
IL Fac. Spec. - NOX Rate Summer v3.1, Unit 524 and retrofits | 466 | 1797 | Rate Constraint in lbs/MMBtu | FALSE | L | Annual | Allowances Withdrawn (n:1) | Thousand Tons | 0 | 0 | 0 | 0 | 0 | 0 | 0
IL Fac. Spec. - NOX Rate Summer v3.1, Unit 524 and retrofits | 466 | 1797 | Rate Constraint in lbs/MMBtu | FALSE | L | Annual | Net Emissions Allowance Position | Thousand Tons | 0.00078073 | 0.00078073 | 0.00078073 | 0.00078073 | 0.00078073 | 0.00078073 | 0.00078073
IL Fac. Spec. - NOX Rate Summer v3.1, Unit 524 and retrofits | 466 | 1797 | Rate Constraint in lbs/MMBtu | FALSE | L | Annual | Fuel Consumed | TBtu | 0.0743 | 0.0743 | 0.0743 | 0.0743 | 0.0743 | 0.0743 | 0.0743
IL Fac. Spec. - NOX Rate Summer v3.1, Unit 524 and retrofits | 466 | 1797 | Rate Constraint in lbs/MMBtu | FALSE | L | Annual | Rate | lb/MMBtu | 0.021015 | 0.021015 | 0.021015 | 0.021015 | 0.021015 | 0.021015 | 0.021015
IL Fac. Spec. - NOX Rate Summer v3.1, Unit 524 and retrofits | 466 | 1797 | Rate Constraint in lbs/MMBtu | FALSE | L | Annual | Generation | TWh | 0.0069149 | 0.0069149 | 0.0069149 | 0.0069149 | 0.0069149 | 0.0069149 | 0.0069149
IL Fac. Spec. - NOX Rate Summer v3.1, Unit 524 and retrofits | 466 | 1797 | Rate Constraint in lbs/MMBtu | FALSE | L | Annual | Qualifying Generation | TWh | 0.0069149 | 0.0069149 | 0.0069149 | 0.0069149 | 0.0069149 | 0.0069149 | 0.0069149
IL Fac. Spec. - NOX Rate Summer v3.1, Unit 524 and retrofits | 466 | 1797 | Rate Constraint in lbs/MMBtu | FALSE | L | Annual | Rate | lb/MWh | 0.11291 | 0.11291 | 0.11291 | 0.11291 | 0.11291 | 0.11291 | 0.11291
IL Fac. Spec. - NOX Rate Summer v3.1, Unit 524 and retrofits | 466 | 1797 | Rate Constraint in lbs/MMBtu | FALSE | L | Annual | Constraint Shadow Price | US2011$/Ton | 0 | 0 | 0 | 0 | 0 | 0 | 0
IL Fac. Spec. - NOX Rate Summer v3.1, Unit 525 and retrofits | 467 | 1797 | Rate Constraint in lbs/MMBtu | FALSE | L | Annual | Seasons Included | Seasons | Summer | Summer | Summer | Summer | Summer | Summer | Summer
IL Fac. Spec. - NOX Rate Summer v3.1, Unit 525 and retrofits | 467 | 1797 | Rate Constraint in lbs/MMBtu | FALSE | L | Annual | Standard | lb/MMBtu | 0.25 | 0.25 | 0.25 | 0.25 | 0.25 | 0.25 | 0.25
IL Fac. Spec. - NOX Rate Summer v3.1, Unit 525 and retrofits | 467 | 1797 | Rate Constraint in lbs/MMBtu | FALSE | L | Annual | Emissions at Affected Plants NOX | Thousand Tons | 0.0008885 | 0.0008885 | 0.0008885 | 0.0008885 | 0.0008885 | 0.0008885 | 0.0008885
IL Fac. Spec. - NOX Rate Summer v3.1, Unit 525 and retrofits | 467 | 1797 | Rate Constraint in lbs/MMBtu | FALSE | L | Annual | Allowances Purchased NOX | Thousand Tons | 0 | 0 | 0 | 0 | 0 | 0 | 0
IL Fac. Spec. - NOX Rate Summer v3.1, Unit 525 and retrofits | 467 | 1797 | Rate Constraint in lbs/MMBtu | FALSE | L | Annual | Allowances Sold NOX | Thousand Tons | 0 | 0 | 0 | 0 | 0 | 0 | 0
IL Fac. Spec. - NOX Rate Summer v3.1, Unit 525 and retrofits | 467 | 1797 | Rate Constraint in lbs/MMBtu | FALSE | L | Annual | Allowances Banked | Thousand Tons | 0 | 0 | 0 | 0 | 0 | 0 | 0
IL Fac. Spec. - NOX Rate Summer v3.1, Unit 525 and retrofits | 467 | 1797 | Rate Constraint in lbs/MMBtu | FALSE | L | Annual | Allowances Withdrawn (1:1) | Thousand Tons | 0 | 0 | 0 | 0 | 0 | 0 | 0
IL Fac. Spec. - NOX Rate Summer v3.1, Unit 525 and retrofits | 467 | 1797 | Rate Constraint in lbs/MMBtu | FALSE | L | Annual | Allowances Withdrawn (n:1) | Thousand Tons | 0 | 0 | 0 | 0 | 0 | 0 | 0
IL Fac. Spec. - NOX Rate Summer v3.1, Unit 525 and retrofits | 467 | 1797 | Rate Constraint in lbs/MMBtu | FALSE | L | Annual | Net Emissions Allowance Position | Thousand Tons | 0.0008885 | 0.0008885 | 0.0008885 | 0.0008885 | 0.0008885 | 0.0008885 | 0.0008885
IL Fac. Spec. - NOX Rate Summer v3.1, Unit 525 and retrofits | 467 | 1797 | Rate Constraint in lbs/MMBtu | FALSE | L | Annual | Fuel Consumed | TBtu | 0.0743 | 0.0743 | 0.0743 | 0.0743 | 0.0743 | 0.0743 | 0.0743
IL Fac. Spec. - NOX Rate Summer v3.1, Unit 525 and retrofits | 467 | 1797 | Rate Constraint in lbs/MMBtu | FALSE | L | Annual | Rate | lb/MMBtu | 0.023916 | 0.023916 | 0.023916 | 0.023916 | 0.023916 | 0.023916 | 0.023916
IL Fac. Spec. - NOX Rate Summer v3.1, Unit 525 and retrofits | 467 | 1797 | Rate Constraint in lbs/MMBtu | FALSE | L | Annual | Generation | TWh | 0.0069149 | 0.0069149 | 0.0069149 | 0.0069149 | 0.0069149 | 0.0069149 | 0.0069149
IL Fac. Spec. - NOX Rate Summer v3.1, Unit 525 and retrofits | 467 | 1797 | Rate Constraint in lbs/MMBtu | FALSE | L | Annual | Qualifying Generation | TWh | 0.0069149 | 0.0069149 | 0.0069149 | 0.0069149 | 0.0069149 | 0.0069149 | 0.0069149
IL Fac. Spec. - NOX Rate Summer v3.1, Unit 525 and retrofits | 467 | 1797 | Rate Constraint in lbs/MMBtu | FALSE | L | Annual | Rate | lb/MWh | 0.12849 | 0.12849 | 0.12849 | 0.12849 | 0.12849 | 0.12849 | 0.12849
IL Fac. Spec. - NOX Rate Summer v3.1, Unit 525 and retrofits | 467 | 1797 | Rate Constraint in lbs/MMBtu | FALSE | L | Annual | Constraint Shadow Price | US2011$/Ton | 0 | 0 | 0 | 0 | 0 | 0 | 0
IL Fac. Spec. - NOX Rate Summer v3.1, Unit 526 and retrofits | 468 | 1797 | Rate Constraint in lbs/MMBtu | FALSE | L | Annual | Seasons Included | Seasons | Summer | Summer | Summer | Summer | Summer | Summer | Summer
IL Fac. Spec. - NOX Rate Summer v3.1, Unit 526 and retrofits | 468 | 1797 | Rate Constraint in lbs/MMBtu | FALSE | L | Annual | Standard | lb/MMBtu | 0.25 | 0.25 | 0.25 | 0.25 | 0.25 | 0.25 | 0.25
IL Fac. Spec. - NOX Rate Summer v3.1, Unit 526 and retrofits | 468 | 1797 | Rate Constraint in lbs/MMBtu | FALSE | L | Annual | Emissions at Affected Plants NOX | Thousand Tons | 0.00080014 | 0.00080014 | 0.00080014 | 0.00080014 | 0.00080014 | 0.00080014 | 0.00080014
IL Fac. Spec. - NOX Rate Summer v3.1, Unit 526 and retrofits | 468 | 1797 | Rate Constraint in lbs/MMBtu | FALSE | L | Annual | Allowances Purchased NOX | Thousand Tons | 0 | 0 | 0 | 0 | 0 | 0 | 0
IL Fac. Spec. - NOX Rate Summer v3.1, Unit 526 and retrofits | 468 | 1797 | Rate Constraint in lbs/MMBtu | FALSE | L | Annual | Allowances Sold NOX | Thousand Tons | 0 | 0 | 0 | 0 | 0 | 0 | 0
IL Fac. Spec. - NOX Rate Summer v3.1, Unit 526 and retrofits | 468 | 1797 | Rate Constraint in lbs/MMBtu | FALSE | L | Annual | Allowances Banked | Thousand Tons | 0 | 0 | 0 | 0 | 0 | 0 | 0
IL Fac. Spec. - NOX Rate Summer v3.1, Unit 526 and retrofits | 468 | 1797 | Rate Constraint in lbs/MMBtu | FALSE | L | Annual | Allowances Withdrawn (1:1) | Thousand Tons | 0 | 0 | 0 | 0 | 0 | 0 | 0
IL Fac. Spec. - NOX Rate Summer v3.1, Unit 526 and retrofits | 468 | 1797 | Rate Constraint in lbs/MMBtu | FALSE | L | Annual | Allowances Withdrawn (n:1) | Thousand Tons | 0 | 0 | 0 | 0 | 0 | 0 | 0
IL Fac. Spec. - NOX Rate Summer v3.1, Unit 526 and retrofits | 468 | 1797 | Rate Constraint in lbs/MMBtu | FALSE | L | Annual | Net Emissions Allowance Position | Thousand Tons | 0.00080014 | 0.00080014 | 0.00080014 | 0.00080014 | 0.00080014 | 0.00080014 | 0.00080014
IL Fac. Spec. - NOX Rate Summer v3.1, Unit 526 and retrofits | 468 | 1797 | Rate Constraint in lbs/MMBtu | FALSE | L | Annual | Fuel Consumed | TBtu | 0.0743 | 0.0743 | 0.0743 | 0.0743 | 0.0743 | 0.0743 | 0.0743
IL Fac. Spec. - NOX Rate Summer v3.1, Unit 526 and retrofits | 468 | 1797 | Rate Constraint in lbs/MMBtu | FALSE | L | Annual | Rate | lb/MMBtu | 0.021538 | 0.021538 | 0.021538 | 0.021538 | 0.021538 | 0.021538 | 0.021538
IL Fac. Spec. - NOX Rate Summer v3.1, Unit 526 and retrofits | 468 | 1797 | Rate Constraint in lbs/MMBtu | FALSE | L | Annual | Generation | TWh | 0.0069149 | 0.0069149 | 0.0069149 | 0.0069149 | 0.0069149 | 0.0069149 | 0.0069149
IL Fac. Spec. - NOX Rate Summer v3.1, Unit 526 and retrofits | 468 | 1797 | Rate Constraint in lbs/MMBtu | FALSE | L | Annual | Qualifying Generation | TWh | 0.0069149 | 0.0069149 | 0.0069149 | 0.0069149 | 0.0069149 | 0.0069149 | 0.0069149
IL Fac. Spec. - NOX Rate Summer v3.1, Unit 526 and retrofits | 468 | 1797 | Rate Constraint in lbs/MMBtu | FALSE | L | Annual | Rate | lb/MWh | 0.11571 | 0.11571 | 0.11571 | 0.11571 | 0.11571 | 0.11571 | 0.11571
IL Fac. Spec. - NOX Rate Summer v3.1, Unit 526 and retrofits | 468 | 1797 | Rate Constraint in lbs/MMBtu | FALSE | L | Annual | Constraint Shadow Price | US2011$/Ton | 0 | 0 | 0 | 0 | 0 | 0 | 0
IL Fac. Spec. - NOX Rate Summer v3.1, Unit 527 and retrofits | 469 | 1797 | Rate Constraint in lbs/MMBtu | FALSE | L | Annual | Seasons Included | Seasons | Summer | Summer | Summer | Summer | Summer | Summer | Summer
IL Fac. Spec. - NOX Rate Summer v3.1, Unit 527 and retrofits | 469 | 1797 | Rate Constraint in lbs/MMBtu | FALSE | L | Annual | Standard | lb/MMBtu | 0.25 | 0.25 | 0.25 | 0.25 | 0.25 | 0.25 | 0.25
IL Fac. Spec. - NOX Rate Summer v3.1, Unit 527 and retrofits | 469 | 1797 | Rate Constraint in lbs/MMBtu | FALSE | L | Annual | Emissions at Affected Plants NOX | Thousand Tons | 0.00082074 | 0.00082074 | 0.00082074 | 0.00082074 | 0.00082074 | 0.00082074 | 0.00082074
IL Fac. Spec. - NOX Rate Summer v3.1, Unit 527 and retrofits | 469 | 1797 | Rate Constraint in lbs/MMBtu | FALSE | L | Annual | Allowances Purchased NOX | Thousand Tons | 0 | 0 | 0 | 0 | 0 | 0 | 0
IL Fac. Spec. - NOX Rate Summer v3.1, Unit 527 and retrofits | 469 | 1797 | Rate Constraint in lbs/MMBtu | FALSE | L | Annual | Allowances Sold NOX | Thousand Tons | 0 | 0 | 0 | 0 | 0 | 0 | 0
IL Fac. Spec. - NOX Rate Summer v3.1, Unit 527 and retrofits | 469 | 1797 | Rate Constraint in lbs/MMBtu | FALSE | L | Annual | Allowances Banked | Thousand Tons | 0 | 0 | 0 | 0 | 0 | 0 | 0
IL Fac. Spec. - NOX Rate Summer v3.1, Unit 527 and retrofits | 469 | 1797 | Rate Constraint in lbs/MMBtu | FALSE | L | Annual | Allowances Withdrawn (1:1) | Thousand Tons | 0 | 0 | 0 | 0 | 0 | 0 | 0
IL Fac. Spec. - NOX Rate Summer v3.1, Unit 527 and retrofits | 469 | 1797 | Rate Constraint in lbs/MMBtu | FALSE | L | Annual | Allowances Withdrawn (n:1) | Thousand Tons | 0 | 0 | 0 | 0 | 0 | 0 | 0
IL Fac. Spec. - NOX Rate Summer v3.1, Unit 527 and retrofits | 469 | 1797 | Rate Constraint in lbs/MMBtu | FALSE | L | Annual | Net Emissions Allowance Position | Thousand Tons | 0.00082074 | 0.00082074 | 0.00082074 | 0.00082074 | 0.00082074 | 0.00082074 | 0.00082074
IL Fac. Spec. - NOX Rate Summer v3.1, Unit 527 and retrofits | 469 | 1797 | Rate Constraint in lbs/MMBtu | FALSE | L | Annual | Fuel Consumed | TBtu | 0.0743 | 0.0743 | 0.0743 | 0.0743 | 0.0743 | 0.0743 | 0.0743
IL Fac. Spec. - NOX Rate Summer v3.1, Unit 527 and retrofits | 469 | 1797 | Rate Constraint in lbs/MMBtu | FALSE | L | Annual | Rate | lb/MMBtu | 0.022092 | 0.022092 | 0.022092 | 0.022092 | 0.022092 | 0.022092 | 0.022092
IL Fac. Spec. - NOX Rate Summer v3.1, Unit 527 and retrofits | 469 | 1797 | Rate Constraint in lbs/MMBtu | FALSE | L | Annual | Generation | TWh | 0.0069149 | 0.0069149 | 0.0069149 | 0.0069149 | 0.0069149 | 0.0069149 | 0.0069149
IL Fac. Spec. - NOX Rate Summer v3.1, Unit 527 and retrofits | 469 | 1797 | Rate Constraint in lbs/MMBtu | FALSE | L | Annual | Qualifying Generation | TWh | 0.0069149 | 0.0069149 | 0.0069149 | 0.0069149 | 0.0069149 | 0.0069149 | 0.0069149
IL Fac. Spec. - NOX Rate Summer v3.1, Unit 527 and retrofits | 469 | 1797 | Rate Constraint in lbs/MMBtu | FALSE | L | Annual | Rate | lb/MWh | 0.11869 | 0.11869 | 0.11869 | 0.11869 | 0.11869 | 0.11869 | 0.11869
IL Fac. Spec. - NOX Rate Summer v3.1, Unit 527 and retrofits | 469 | 1797 | Rate Constraint in lbs/MMBtu | FALSE | L | Annual | Constraint Shadow Price | US2011$/Ton | 0 | 0 | 0 | 0 | 0 | 0 | 0
IL Fac. Spec. - NOX Rate Summer v3.1, Unit 528 and retrofits | 470 | 1797 | Rate Constraint in lbs/MMBtu | FALSE | L | Annual | Seasons Included | Seasons | Summer | Summer | Summer | Summer | Summer | Summer | Summer
IL Fac. Spec. - NOX Rate Summer v3.1, Unit 528 and retrofits | 470 | 1797 | Rate Constraint in lbs/MMBtu | FALSE | L | Annual | Standard | lb/MMBtu | 0.25 | 0.25 | 0.25 | 0.25 | 0.25 | 0.25 | 0.25
IL Fac. Spec. - NOX Rate Summer v3.1, Unit 528 and retrofits | 470 | 1797 | Rate Constraint in lbs/MMBtu | FALSE | L | Annual | Emissions at Affected Plants NOX | Thousand Tons | 0.00071271 | 0.00071271 | 0.00071271 | 0.00071271 | 0.00071271 | 0.00071271 | 0.00071271
IL Fac. Spec. - NOX Rate Summer v3.1, Unit 528 and retrofits | 470 | 1797 | Rate Constraint in lbs/MMBtu | FALSE | L | Annual | Allowances Purchased NOX | Thousand Tons | 0 | 0 | 0 | 0 | 0 | 0 | 0
IL Fac. Spec. - NOX Rate Summer v3.1, Unit 528 and retrofits | 470 | 1797 | Rate Constraint in lbs/MMBtu | FALSE | L | Annual | Allowances Sold NOX | Thousand Tons | 0 | 0 | 0 | 0 | 0 | 0 | 0
IL Fac. Spec. - NOX Rate Summer v3.1, Unit 528 and retrofits | 470 | 1797 | Rate Constraint in lbs/MMBtu | FALSE | L | Annual | Allowances Banked | Thousand Tons | 0 | 0 | 0 | 0 | 0 | 0 | 0
IL Fac. Spec. - NOX Rate Summer v3.1, Unit 528 and retrofits | 470 | 1797 | Rate Constraint in lbs/MMBtu | FALSE | L | Annual | Allowances Withdrawn (1:1) | Thousand Tons | 0 | 0 | 0 | 0 | 0 | 0 | 0
IL Fac. Spec. - NOX Rate Summer v3.1, Unit 528 and retrofits | 470 | 1797 | Rate Constraint in lbs/MMBtu | FALSE | L | Annual | Allowances Withdrawn (n:1) | Thousand Tons | 0 | 0 | 0 | 0 | 0 | 0 | 0
IL Fac. Spec. - NOX Rate Summer v3.1, Unit 528 and retrofits | 470 | 1797 | Rate Constraint in lbs/MMBtu | FALSE | L | Annual | Net Emissions Allowance Position | Thousand Tons | 0.00071271 | 0.00071271 | 0.00071271 | 0.00071271 | 0.00071271 | 0.00071271 | 0.00071271
IL Fac. Spec. - NOX Rate Summer v3.1, Unit 528 and retrofits | 470 | 1797 | Rate Constraint in lbs/MMBtu | FALSE | L | Annual | Fuel Consumed | TBtu | 0.0743 | 0.0743 | 0.0743 | 0.0743 | 0.0743 | 0.0743 | 0.0743
IL Fac. Spec. - NOX Rate Summer v3.1, Unit 528 and retrofits | 470 | 1797 | Rate Constraint in lbs/MMBtu | FALSE | L | Annual | Rate | lb/MMBtu | 0.019185 | 0.019185 | 0.019185 | 0.019185 | 0.019185 | 0.019185 | 0.019185
IL Fac. Spec. - NOX Rate Summer v3.1, Unit 528 and retrofits | 470 | 1797 | Rate Constraint in lbs/MMBtu | FALSE | L | Annual | Generation | TWh | 0.0069149 | 0.0069149 | 0.0069149 | 0.0069149 | 0.0069149 | 0.0069149 | 0.0069149
IL Fac. Spec. - NOX Rate Summer v3.1, Unit 528 and retrofits | 470 | 1797 | Rate Constraint in lbs/MMBtu | FALSE | L | Annual | Qualifying Generation | TWh | 0.0069149 | 0.0069149 | 0.0069149 | 0.0069149 | 0.0069149 | 0.0069149 | 0.0069149
IL Fac. Spec. - NOX Rate Summer v3.1, Unit 528 and retrofits | 470 | 1797 | Rate Constraint in lbs/MMBtu | FALSE | L | Annual | Rate | lb/MWh | 0.10307 | 0.10307 | 0.10307 | 0.10307 | 0.10307 | 0.10307 | 0.10307
IL Fac. Spec. - NOX Rate Summer v3.1, Unit 528 and retrofits | 470 | 1797 | Rate Constraint in lbs/MMBtu | FALSE | L | Annual | Constraint Shadow Price | US2011$/Ton | 0 | 0 | 0 | 0 | 0 | 0 | 0
IL Fac. Spec. - NOX Rate Summer v3.1, Unit 529 and retrofits | 471 | 1797 | Rate Constraint in lbs/MMBtu | FALSE | L | Annual | Seasons Included | Seasons | Summer | Summer | Summer | Summer | Summer | Summer | Summer
IL Fac. Spec. - NOX Rate Summer v3.1, Unit 529 and retrofits | 471 | 1797 | Rate Constraint in lbs/MMBtu | FALSE | L | Annual | Standard | lb/MMBtu | 0.25 | 0.25 | 0.25 | 0.25 | 0.25 | 0.25 | 0.25
IL Fac. Spec. - NOX Rate Summer v3.1, Unit 529 and retrofits | 471 | 1797 | Rate Constraint in lbs/MMBtu | FALSE | L | Annual | Emissions at Affected Plants NOX | Thousand Tons | 0.00080677 | 0.00080677 | 0.00080677 | 0.00080677 | 0.00080677 | 0.00080677 | 0.00080677
IL Fac. Spec. - NOX Rate Summer v3.1, Unit 529 and retrofits | 471 | 1797 | Rate Constraint in lbs/MMBtu | FALSE | L | Annual | Allowances Purchased NOX | Thousand Tons | 0 | 0 | 0 | 0 | 0 | 0 | 0
IL Fac. Spec. - NOX Rate Summer v3.1, Unit 529 and retrofits | 471 | 1797 | Rate Constraint in lbs/MMBtu | FALSE | L | Annual | Allowances Sold NOX | Thousand Tons | 0 | 0 | 0 | 0 | 0 | 0 | 0
IL Fac. Spec. - NOX Rate Summer v3.1, Unit 529 and retrofits | 471 | 1797 | Rate Constraint in lbs/MMBtu | FALSE | L | Annual | Allowances Banked | Thousand Tons | 0 | 0 | 0 | 0 | 0 | 0 | 0
IL Fac. Spec. - NOX Rate Summer v3.1, Unit 529 and retrofits | 471 | 1797 | Rate Constraint in lbs/MMBtu | FALSE | L | Annual | Allowances Withdrawn (1:1) | Thousand Tons | 0 | 0 | 0 | 0 | 0 | 0 | 0
IL Fac. Spec. - NOX Rate Summer v3.1, Unit 529 and retrofits | 471 | 1797 | Rate Constraint in lbs/MMBtu | FALSE | L | Annual | Allowances Withdrawn (n:1) | Thousand Tons | 0 | 0 | 0 | 0 | 0 | 0 | 0
IL Fac. Spec. - NOX Rate Summer v3.1, Unit 529 and retrofits | 471 | 1797 | Rate Constraint in lbs/MMBtu | FALSE | L | Annual | Net Emissions Allowance Position | Thousand Tons | 0.00080677 | 0.00080677 | 0.00080677 | 0.00080677 | 0.00080677 | 0.00080677 | 0.00080677
IL Fac. Spec. - NOX Rate Summer v3.1, Unit 529 and retrofits | 471 | 1797 | Rate Constraint in lbs/MMBtu | FALSE | L | Annual | Fuel Consumed | TBtu | 0.0743 | 0.0743 | 0.0743 | 0.0743 | 0.0743 | 0.0743 | 0.0743
IL Fac. Spec. - NOX Rate Summer v3.1, Unit 529 and retrofits | 471 | 1797 | Rate Constraint in lbs/MMBtu | FALSE | L | Annual | Rate | lb/MMBtu | 0.021716 | 0.021716 | 0.021716 | 0.021716 | 0.021716 | 0.021716 | 0.021716
IL Fac. Spec. - NOX Rate Summer v3.1, Unit 529 and retrofits | 471 | 1797 | Rate Constraint in lbs/MMBtu | FALSE | L | Annual | Generation | TWh | 0.0069149 | 0.0069149 | 0.0069149 | 0.0069149 | 0.0069149 | 0.0069149 | 0.0069149
IL Fac. Spec. - NOX Rate Summer v3.1, Unit 529 and retrofits | 471 | 1797 | Rate Constraint in lbs/MMBtu | FALSE | L | Annual | Qualifying Generation | TWh | 0.0069149 | 0.0069149 | 0.0069149 | 0.0069149 | 0.0069149 | 0.0069149 | 0.0069149
IL Fac. Spec. - NOX Rate Summer v3.1, Unit 529 and retrofits | 471 | 1797 | Rate Constraint in lbs/MMBtu | FALSE | L | Annual | Rate | lb/MWh | 0.11667 | 0.11667 | 0.11667 | 0.11667 | 0.11667 | 0.11667 | 0.11667
IL Fac. Spec. - NOX Rate Summer v3.1, Unit 529 and retrofits | 471 | 1797 | Rate Constraint in lbs/MMBtu | FALSE | L | Annual | Constraint Shadow Price | US2011$/Ton | 0 | 0 | 0 | 0 | 0 | 0 | 0
IL Fac. Spec. - NOX Rate Summer v3.1, Unit 530 and retrofits | 472 | 1797 | Rate Constraint in lbs/MMBtu | FALSE | L | Annual | Seasons Included | Seasons | Summer | Summer | Summer | Summer | Summer | Summer | Summer
IL Fac. Spec. - NOX Rate Summer v3.1, Unit 530 and retrofits | 472 | 1797 | Rate Constraint in lbs/MMBtu | FALSE | L | Annual | Standard | lb/MMBtu | 0.25 | 0.25 | 0.25 | 0.25 | 0.25 | 0.25 | 0.25
IL Fac. Spec. - NOX Rate Summer v3.1, Unit 530 and retrofits | 472 | 1797 | Rate Constraint in lbs/MMBtu | FALSE | L | Annual | Emissions at Affected Plants NOX | Thousand Tons | 0.00076872 | 0.00076872 | 0.00076872 | 0.00076872 | 0.00076872 | 0.00076872 | 0.00076872
IL Fac. Spec. - NOX Rate Summer v3.1, Unit 530 and retrofits | 472 | 1797 | Rate Constraint in lbs/MMBtu | FALSE | L | Annual | Allowances Purchased NOX | Thousand Tons | 0 | 0 | 0 | 0 | 0 | 0 | 0
IL Fac. Spec. - NOX Rate Summer v3.1, Unit 530 and retrofits | 472 | 1797 | Rate Constraint in lbs/MMBtu | FALSE | L | Annual | Allowances Sold NOX | Thousand Tons | 0 | 0 | 0 | 0 | 0 | 0 | 0
IL Fac. Spec. - NOX Rate Summer v3.1, Unit 530 and retrofits | 472 | 1797 | Rate Constraint in lbs/MMBtu | FALSE | L | Annual | Allowances Banked | Thousand Tons | 0 | 0 | 0 | 0 | 0 | 0 | 0
IL Fac. Spec. - NOX Rate Summer v3.1, Unit 530 and retrofits | 472 | 1797 | Rate Constraint in lbs/MMBtu | FALSE | L | Annual | Allowances Withdrawn (1:1) | Thousand Tons | 0 | 0 | 0 | 0 | 0 | 0 | 0
IL Fac. Spec. - NOX Rate Summer v3.1, Unit 530 and retrofits | 472 | 1797 | Rate Constraint in lbs/MMBtu | FALSE | L | Annual | Allowances Withdrawn (n:1) | Thousand Tons | 0 | 0 | 0 | 0 | 0 | 0 | 0
IL Fac. Spec. - NOX Rate Summer v3.1, Unit 530 and retrofits | 472 | 1797 | Rate Constraint in lbs/MMBtu | FALSE | L | Annual | Net Emissions Allowance Position | Thousand Tons | 0.00076872 | 0.00076872 | 0.00076872 | 0.00076872 | 0.00076872 | 0.00076872 | 0.00076872
IL Fac. Spec. - NOX Rate Summer v3.1, Unit 530 and retrofits | 472 | 1797 | Rate Constraint in lbs/MMBtu | FALSE | L | Annual | Fuel Consumed | TBtu | 0.0743 | 0.0743 | 0.0743 | 0.0743 | 0.0743 | 0.0743 | 0.0743
IL Fac. Spec. - NOX Rate Summer v3.1, Unit 530 and retrofits | 472 | 1797 | Rate Constraint in lbs/MMBtu | FALSE | L | Annual | Rate | lb/MMBtu | 0.020692 | 0.020692 | 0.020692 | 0.020692 | 0.020692 | 0.020692 | 0.020692
IL Fac. Spec. - NOX Rate Summer v3.1, Unit 530 and retrofits | 472 | 1797 | Rate Constraint in lbs/MMBtu | FALSE | L | Annual | Generation | TWh | 0.0069149 | 0.0069149 | 0.0069149 | 0.0069149 | 0.0069149 | 0.0069149 | 0.0069149
IL Fac. Spec. - NOX Rate Summer v3.1, Unit 530 and retrofits | 472 | 1797 | Rate Constraint in lbs/MMBtu | FALSE | L | Annual | Qualifying Generation | TWh | 0.0069149 | 0.0069149 | 0.0069149 | 0.0069149 | 0.0069149 | 0.0069149 | 0.0069149
IL Fac. Spec. - NOX Rate Summer v3.1, Unit 530 and retrofits | 472 | 1797 | Rate Constraint in lbs/MMBtu | FALSE | L | Annual | Rate | lb/MWh | 0.11117 | 0.11117 | 0.11117 | 0.11117 | 0.11117 | 0.11117 | 0.11117
IL Fac. Spec. - NOX Rate Summer v3.1, Unit 530 and retrofits | 472 | 1797 | Rate Constraint in lbs/MMBtu | FALSE | L | Annual | Constraint Shadow Price | US2011$/Ton | 0 | 0 | 0 | 0 | 0 | 0 | 0
IL Fac. Spec. - NOX Rate Summer v3.1, Unit 531 and retrofits | 473 | 1797 | Rate Constraint in lbs/MMBtu | FALSE | L | Annual | Seasons Included | Seasons | Summer | Summer | Summer | Summer | Summer | Summer | Summer
IL Fac. Spec. - NOX Rate Summer v3.1, Unit 531 and retrofits | 473 | 1797 | Rate Constraint in lbs/MMBtu | FALSE | L | Annual | Standard | lb/MMBtu | 0.25 | 0.25 | 0.25 | 0.25 | 0.25 | 0.25 | 0.25
IL Fac. Spec. - NOX Rate Summer v3.1, Unit 531 and retrofits | 473 | 1797 | Rate Constraint in lbs/MMBtu | FALSE | L | Annual | Emissions at Affected Plants NOX | Thousand Tons | 0.00078484 | 0.00078484 | 0.00078484 | 0.00078484 | 0.00078484 | 0.00078484 | 0.00078484
IL Fac. Spec. - NOX Rate Summer v3.1, Unit 531 and retrofits | 473 | 1797 | Rate Constraint in lbs/MMBtu | FALSE | L | Annual | Allowances Purchased NOX | Thousand Tons | 0 | 0 | 0 | 0 | 0 | 0 | 0
IL Fac. Spec. - NOX Rate Summer v3.1, Unit 531 and retrofits | 473 | 1797 | Rate Constraint in lbs/MMBtu | FALSE | L | Annual | Allowances Sold NOX | Thousand Tons | 0 | 0 | 0 | 0 | 0 | 0 | 0
IL Fac. Spec. - NOX Rate Summer v3.1, Unit 531 and retrofits | 473 | 1797 | Rate Constraint in lbs/MMBtu | FALSE | L | Annual | Allowances Banked | Thousand Tons | 0 | 0 | 0 | 0 | 0 | 0 | 0
IL Fac. Spec. - NOX Rate Summer v3.1, Unit 531 and retrofits | 473 | 1797 | Rate Constraint in lbs/MMBtu | FALSE | L | Annual | Allowances Withdrawn (1:1) | Thousand Tons | 0 | 0 | 0 | 0 | 0 | 0 | 0
IL Fac. Spec. - NOX Rate Summer v3.1, Unit 531 and retrofits | 473 | 1797 | Rate Constraint in lbs/MMBtu | FALSE | L | Annual | Allowances Withdrawn (n:1) | Thousand Tons | 0 | 0 | 0 | 0 | 0 | 0 | 0
IL Fac. Spec. - NOX Rate Summer v3.1, Unit 531 and retrofits | 473 | 1797 | Rate Constraint in lbs/MMBtu | FALSE | L | Annual | Net Emissions Allowance Position | Thousand Tons | 0.00078484 | 0.00078484 | 0.00078484 | 0.00078484 | 0.00078484 | 0.00078484 | 0.00078484
IL Fac. Spec. - NOX Rate Summer v3.1, Unit 531 and retrofits | 473 | 1797 | Rate Constraint in lbs/MMBtu | FALSE | L | Annual | Fuel Consumed | TBtu | 0.0743 | 0.0743 | 0.0743 | 0.0743 | 0.0743 | 0.0743 | 0.0743
IL Fac. Spec. - NOX Rate Summer v3.1, Unit 531 and retrofits | 473 | 1797 | Rate Constraint in lbs/MMBtu | FALSE | L | Annual | Rate | lb/MMBtu | 0.021126 | 0.021126 | 0.021126 | 0.021126 | 0.021126 | 0.021126 | 0.021126
IL Fac. Spec. - NOX Rate Summer v3.1, Unit 531 and retrofits | 473 | 1797 | Rate Constraint in lbs/MMBtu | FALSE | L | Annual | Generation | TWh | 0.0069149 | 0.0069149 | 0.0069149 | 0.0069149 | 0.0069149 | 0.0069149 | 0.0069149
IL Fac. Spec. - NOX Rate Summer v3.1, Unit 531 and retrofits | 473 | 1797 | Rate Constraint in lbs/MMBtu | FALSE | L | Annual | Qualifying Generation | TWh | 0.0069149 | 0.0069149 | 0.0069149 | 0.0069149 | 0.0069149 | 0.0069149 | 0.0069149
IL Fac. Spec. - NOX Rate Summer v3.1, Unit 531 and retrofits | 473 | 1797 | Rate Constraint in lbs/MMBtu | FALSE | L | Annual | Rate | lb/MWh | 0.1135 | 0.1135 | 0.1135 | 0.1135 | 0.1135 | 0.1135 | 0.1135
IL Fac. Spec. - NOX Rate Summer v3.1, Unit 531 and retrofits | 473 | 1797 | Rate Constraint in lbs/MMBtu | FALSE | L | Annual | Constraint Shadow Price | US2011$/Ton | 0 | 0 | 0 | 0 | 0 | 0 | 0
IL Fac. Spec. - NOX Rate Summer v3.1, Unit 532 and retrofits | 474 | 1797 | Rate Constraint in lbs/MMBtu | FALSE | L | Annual | Seasons Included | Seasons | Summer | Summer | Summer | Summer | Summer | Summer | Summer
IL Fac. Spec. - NOX Rate Summer v3.1, Unit 532 and retrofits | 474 | 1797 | Rate Constraint in lbs/MMBtu | FALSE | L | Annual | Standard | lb/MMBtu | 0.25 | 0.25 | 0.25 | 0.25 | 0.25 | 0.25 | 0.25
IL Fac. Spec. - NOX Rate Summer v3.1, Unit 532 and retrofits | 474 | 1797 | Rate Constraint in lbs/MMBtu | FALSE | L | Annual | Emissions at Affected Plants NOX | Thousand Tons | 0.00082717 | 0.00082717 | 0.00082717 | 0.00082717 | 0.00082717 | 0.00082717 | 0.00082717
IL Fac. Spec. - NOX Rate Summer v3.1, Unit 532 and retrofits | 474 | 1797 | Rate Constraint in lbs/MMBtu | FALSE | L | Annual | Allowances Purchased NOX | Thousand Tons | 0 | 0 | 0 | 0 | 0 | 0 | 0
IL Fac. Spec. - NOX Rate Summer v3.1, Unit 532 and retrofits | 474 | 1797 | Rate Constraint in lbs/MMBtu | FALSE | L | Annual | Allowances Sold NOX | Thousand Tons | 0 | 0 | 0 | 0 | 0 | 0 | 0
IL Fac. Spec. - NOX Rate Summer v3.1, Unit 532 and retrofits | 474 | 1797 | Rate Constraint in lbs/MMBtu | FALSE | L | Annual | Allowances Banked | Thousand Tons | 0 | 0 | 0 | 0 | 0 | 0 | 0
IL Fac. Spec. - NOX Rate Summer v3.1, Unit 532 and retrofits | 474 | 1797 | Rate Constraint in lbs/MMBtu | FALSE | L | Annual | Allowances Withdrawn (1:1) | Thousand Tons | 0 | 0 | 0 | 0 | 0 | 0 | 0
IL Fac. Spec. - NOX Rate Summer v3.1, Unit 532 and retrofits | 474 | 1797 | Rate Constraint in lbs/MMBtu | FALSE | L | Annual | Allowances Withdrawn (n:1) | Thousand Tons | 0 | 0 | 0 | 0 | 0 | 0 | 0
IL Fac. Spec. - NOX Rate Summer v3.1, Unit 532 and retrofits | 474 | 1797 | Rate Constraint in lbs/MMBtu | FALSE | L | Annual | Net Emissions Allowance Position | Thousand Tons | 0.00082717 | 0.00082717 | 0.00082717 | 0.00082717 | 0.00082717 | 0.00082717 | 0.00082717
IL Fac. Spec. - NOX Rate Summer v3.1, Unit 532 and retrofits | 474 | 1797 | Rate Constraint in lbs/MMBtu | FALSE | L | Annual | Fuel Consumed | TBtu | 0.0743 | 0.0743 | 0.0743 | 0.0743 | 0.0743 | 0.0743 | 0.0743
IL Fac. Spec. - NOX Rate Summer v3.1, Unit 532 and retrofits | 474 | 1797 | Rate Constraint in lbs/MMBtu | FALSE | L | Annual | Rate | lb/MMBtu | 0.022266 | 0.022266 | 0.022266 | 0.022266 | 0.022266 | 0.022266 | 0.022266
IL Fac. Spec. - NOX Rate Summer v3.1, Unit 532 and retrofits | 474 | 1797 | Rate Constraint in lbs/MMBtu | FALSE | L | Annual | Generation | TWh | 0.0069149 | 0.0069149 | 0.0069149 | 0.0069149 | 0.0069149 | 0.0069149 | 0.0069149
IL Fac. Spec. - NOX Rate Summer v3.1, Unit 532 and retrofits | 474 | 1797 | Rate Constraint in lbs/MMBtu | FALSE | L | Annual | Qualifying Generation | TWh | 0.0069149 | 0.0069149 | 0.0069149 | 0.0069149 | 0.0069149 | 0.0069149 | 0.0069149
IL Fac. Spec. - NOX Rate Summer v3.1, Unit 532 and retrofits | 474 | 1797 | Rate Constraint in lbs/MMBtu | FALSE | L | Annual | Rate | lb/MWh | 0.11962 | 0.11962 | 0.11962 | 0.11962 | 0.11962 | 0.11962 | 0.11962
IL Fac. Spec. - NOX Rate Summer v3.1, Unit 532 and retrofits | 474 | 1797 | Rate Constraint in lbs/MMBtu | FALSE | L | Annual | Constraint Shadow Price | US2011$/Ton | 0 | 0 | 0 | 0 | 0 | 0 | 0
IL Fac. Spec. - NOX Rate Summer v3.1, Unit 533 and retrofits | 475 | 1797 | Rate Constraint in lbs/MMBtu | FALSE | L | Annual | Seasons Included | Seasons | Summer | Summer | Summer | Summer | Summer | Summer | Summer
IL Fac. Spec. - NOX Rate Summer v3.1, Unit 533 and retrofits | 475 | 1797 | Rate Constraint in lbs/MMBtu | FALSE | L | Annual | Standard | lb/MMBtu | 0.25 | 0.25 | 0.25 | 0.25 | 0.25 | 0.25 | 0.25
IL Fac. Spec. - NOX Rate Summer v3.1, Unit 533 and retrofits | 475 | 1797 | Rate Constraint in lbs/MMBtu | FALSE | L | Annual | Emissions at Affected Plants NOX | Thousand Tons | 0.00078081 | 0.00078081 | 0.00078081 | 0.00078081 | 0.00078081 | 0.00078081 | 0.00078081
IL Fac. Spec. - NOX Rate Summer v3.1, Unit 533 and retrofits | 475 | 1797 | Rate Constraint in lbs/MMBtu | FALSE | L | Annual | Allowances Purchased NOX | Thousand Tons | 0 | 0 | 0 | 0 | 0 | 0 | 0
IL Fac. Spec. - NOX Rate Summer v3.1, Unit 533 and retrofits | 475 | 1797 | Rate Constraint in lbs/MMBtu | FALSE | L | Annual | Allowances Sold NOX | Thousand Tons | 0 | 0 | 0 | 0 | 0 | 0 | 0
IL Fac. Spec. - NOX Rate Summer v3.1, Unit 533 and retrofits | 475 | 1797 | Rate Constraint in lbs/MMBtu | FALSE | L | Annual | Allowances Banked | Thousand Tons | 0 | 0 | 0 | 0 | 0 | 0 | 0
IL Fac. Spec. - NOX Rate Summer v3.1, Unit 533 and retrofits | 475 | 1797 | Rate Constraint in lbs/MMBtu | FALSE | L | Annual | Allowances Withdrawn (1:1) | Thousand Tons | 0 | 0 | 0 | 0 | 0 | 0 | 0
IL Fac. Spec. - NOX Rate Summer v3.1, Unit 533 and retrofits | 475 | 1797 | Rate Constraint in lbs/MMBtu | FALSE | L | Annual | Allowances Withdrawn (n:1) | Thousand Tons | 0 | 0 | 0 | 0 | 0 | 0 | 0
IL Fac. Spec. - NOX Rate Summer v3.1, Unit 533 and retrofits | 475 | 1797 | Rate Constraint in lbs/MMBtu | FALSE | L | Annual | Net Emissions Allowance Position | Thousand Tons | 0.00078081 | 0.00078081 | 0.00078081 | 0.00078081 | 0.00078081 | 0.00078081 | 0.00078081
IL Fac. Spec. - NOX Rate Summer v3.1, Unit 533 and retrofits | 475 | 1797 | Rate Constraint in lbs/MMBtu | FALSE | L | Annual | Fuel Consumed | TBtu | 0.0743 | 0.0743 | 0.0743 | 0.0743 | 0.0743 | 0.0743 | 0.0743
IL Fac. Spec. - NOX Rate Summer v3.1, Unit 533 and retrofits | 475 | 1797 | Rate Constraint in lbs/MMBtu | FALSE | L | Annual | Rate | lb/MMBtu | 0.021018 | 0.021018 | 0.021018 | 0.021018 | 0.021018 | 0.021018 | 0.021018
IL Fac. Spec. - NOX Rate Summer v3.1, Unit 533 and retrofits | 475 | 1797 | Rate Constraint in lbs/MMBtu | FALSE | L | Annual | Generation | TWh | 0.0069149 | 0.0069149 | 0.0069149 | 0.0069149 | 0.0069149 | 0.0069149 | 0.0069149
IL Fac. Spec. - NOX Rate Summer v3.1, Unit 533 and retrofits | 475 | 1797 | Rate Constraint in lbs/MMBtu | FALSE | L | Annual | Qualifying Generation | TWh | 0.0069149 | 0.0069149 | 0.0069149 | 0.0069149 | 0.0069149 | 0.0069149 | 0.0069149
IL Fac. Spec. - NOX Rate Summer v3.1, Unit 533 and retrofits | 475 | 1797 | Rate Constraint in lbs/MMBtu | FALSE | L | Annual | Rate | lb/MWh | 0.11292 | 0.11292 | 0.11292 | 0.11292 | 0.11292 | 0.11292 | 0.11292
IL Fac. Spec. - NOX Rate Summer v3.1, Unit 533 and retrofits | 475 | 1797 | Rate Constraint in lbs/MMBtu | FALSE | L | Annual | Constraint Shadow Price | US2011$/Ton | 0 | 0 | 0 | 0 | 0 | 0 | 0
IL Fac. Spec. - NOX Rate Summer v3.1, Unit 534 and retrofits | 476 | 1797 | Rate Constraint in lbs/MMBtu | FALSE | L | Annual | Seasons Included | Seasons | Summer | Summer | Summer | Summer | Summer | Summer | Summer
IL Fac. Spec. - NOX Rate Summer v3.1, Unit 534 and retrofits | 476 | 1797 | Rate Constraint in lbs/MMBtu | FALSE | L | Annual | Standard | lb/MMBtu | 0.25 | 0.25 | 0.25 | 0.25 | 0.25 | 0.25 | 0.25
IL Fac. Spec. - NOX Rate Summer v3.1, Unit 534 and retrofits | 476 | 1797 | Rate Constraint in lbs/MMBtu | FALSE | L | Annual | Emissions at Affected Plants NOX | Thousand Tons | 0.00078748 | 0.00078748 | 0.00078748 | 0.00078748 | 0.00078748 | 0.00078748 | 0.00078748
IL Fac. Spec. - NOX Rate Summer v3.1, Unit 534 and retrofits | 476 | 1797 | Rate Constraint in lbs/MMBtu | FALSE | L | Annual | Allowances Purchased NOX | Thousand Tons | 0 | 0 | 0 | 0 | 0 | 0 | 0
IL Fac. Spec. - NOX Rate Summer v3.1, Unit 534 and retrofits | 476 | 1797 | Rate Constraint in lbs/MMBtu | FALSE | L | Annual | Allowances Sold NOX | Thousand Tons | 0 | 0 | 0 | 0 | 0 | 0 | 0
IL Fac. Spec. - NOX Rate Summer v3.1, Unit 534 and retrofits | 476 | 1797 | Rate Constraint in lbs/MMBtu | FALSE | L | Annual | Allowances Banked | Thousand Tons | 0 | 0 | 0 | 0 | 0 | 0 | 0
IL Fac. Spec. - NOX Rate Summer v3.1, Unit 534 and retrofits | 476 | 1797 | Rate Constraint in lbs/MMBtu | FALSE | L | Annual | Allowances Withdrawn (1:1) | Thousand Tons | 0 | 0 | 0 | 0 | 0 | 0 | 0
IL Fac. Spec. - NOX Rate Summer v3.1, Unit 534 and retrofits | 476 | 1797 | Rate Constraint in lbs/MMBtu | FALSE | L | Annual | Allowances Withdrawn (n:1) | Thousand Tons | 0 | 0 | 0 | 0 | 0 | 0 | 0
IL Fac. Spec. - NOX Rate Summer v3.1, Unit 534 and retrofits | 476 | 1797 | Rate Constraint in lbs/MMBtu | FALSE | L | Annual | Net Emissions Allowance Position | Thousand Tons | 0.00078748 | 0.00078748 | 0.00078748 | 0.00078748 | 0.00078748 | 0.00078748 | 0.00078748
IL Fac. Spec. - NOX Rate Summer v3.1, Unit 534 and retrofits | 476 | 1797 | Rate Constraint in lbs/MMBtu | FALSE | L | Annual | Fuel Consumed | TBtu | 0.0743 | 0.0743 | 0.0743 | 0.0743 | 0.0743 | 0.0743 | 0.0743
IL Fac. Spec. - NOX Rate Summer v3.1, Unit 534 and retrofits | 476 | 1797 | Rate Constraint in lbs/MMBtu | FALSE | L | Annual | Rate | lb/MMBtu | 0.021197 | 0.021197 | 0.021197 | 0.021197 | 0.021197 | 0.021197 | 0.021197
IL Fac. Spec. - NOX Rate Summer v3.1, Unit 534 and retrofits | 476 | 1797 | Rate Constraint in lbs/MMBtu | FALSE | L | Annual | Generation | TWh | 0.0069149 | 0.0069149 | 0.0069149 | 0.0069149 | 0.0069149 | 0.0069149 | 0.0069149
IL Fac. Spec. - NOX Rate Summer v3.1, Unit 534 and retrofits | 476 | 1797 | Rate Constraint in lbs/MMBtu | FALSE | L | Annual | Qualifying Generation | TWh | 0.0069149 | 0.0069149 | 0.0069149 | 0.0069149 | 0.0069149 | 0.0069149 | 0.0069149
IL Fac. Spec. - NOX Rate Summer v3.1, Unit 534 and retrofits | 476 | 1797 | Rate Constraint in lbs/MMBtu | FALSE | L | Annual | Rate | lb/MWh | 0.11388 | 0.11388 | 0.11388 | 0.11388 | 0.11388 | 0.11388 | 0.11388
IL Fac. Spec. - NOX Rate Summer v3.1, Unit 534 and retrofits | 476 | 1797 | Rate Constraint in lbs/MMBtu | FALSE | L | Annual | Constraint Shadow Price | US2011$/Ton | 0 | 0 | 0 | 0 | 0 | 0 | 0
IL Fac. Spec. - NOX Rate Summer v3.1, Unit 535 and retrofits | 477 | 1797 | Rate Constraint in lbs/MMBtu | FALSE | L | Annual | Seasons Included | Seasons | Summer | Summer | Summer | Summer | Summer | Summer | Summer
IL Fac. Spec. - NOX Rate Summer v3.1, Unit 535 and retrofits | 477 | 1797 | Rate Constraint in lbs/MMBtu | FALSE | L | Annual | Standard | lb/MMBtu | 0.25 | 0.25 | 0.25 | 0.25 | 0.25 | 0.25 | 0.25
IL Fac. Spec. - NOX Rate Summer v3.1, Unit 535 and retrofits | 477 | 1797 | Rate Constraint in lbs/MMBtu | FALSE | L | Annual | Emissions at Affected Plants NOX | Thousand Tons | 0.0031313 | 0.0031313 | 0.0031313 | 0.0031313 | 0.0031313 | 0.0031313 | 0.0031313
IL Fac. Spec. - NOX Rate Summer v3.1, Unit 535 and retrofits | 477 | 1797 | Rate Constraint in lbs/MMBtu | FALSE | L | Annual | Allowances Purchased NOX | Thousand Tons | 0 | 0 | 0 | 0 | 0 | 0 | 0
IL Fac. Spec. - NOX Rate Summer v3.1, Unit 535 and retrofits | 477 | 1797 | Rate Constraint in lbs/MMBtu | FALSE | L | Annual | Allowances Sold NOX | Thousand Tons | 0 | 0 | 0 | 0 | 0 | 0 | 0
IL Fac. Spec. - NOX Rate Summer v3.1, Unit 535 and retrofits | 477 | 1797 | Rate Constraint in lbs/MMBtu | FALSE | L | Annual | Allowances Banked | Thousand Tons | 0 | 0 | 0 | 0 | 0 | 0 | 0
IL Fac. Spec. - NOX Rate Summer v3.1, Unit 535 and retrofits | 477 | 1797 | Rate Constraint in lbs/MMBtu | FALSE | L | Annual | Allowances Withdrawn (1:1) | Thousand Tons | 0 | 0 | 0 | 0 | 0 | 0 | 0
IL Fac. Spec. - NOX Rate Summer v3.1, Unit 535 and retrofits | 477 | 1797 | Rate Constraint in lbs/MMBtu | FALSE | L | Annual | Allowances Withdrawn (n:1) | Thousand Tons | 0 | 0 | 0 | 0 | 0 | 0 | 0
IL Fac. Spec. - NOX Rate Summer v3.1, Unit 535 and retrofits | 477 | 1797 | Rate Constraint in lbs/MMBtu | FALSE | L | Annual | Net Emissions Allowance Position | Thousand Tons | 0.0031313 | 0.0031313 | 0.0031313 | 0.0031313 | 0.0031313 | 0.0031313 | 0.0031313
IL Fac. Spec. - NOX Rate Summer v3.1, Unit 535 and retrofits | 477 | 1797 | Rate Constraint in lbs/MMBtu | FALSE | L | Annual | Fuel Consumed | TBtu | 0.079608 | 0.079608 | 0.079608 | 0.079608 | 0.079608 | 0.079608 | 0.079608
IL Fac. Spec. - NOX Rate Summer v3.1, Unit 535 and retrofits | 477 | 1797 | Rate Constraint in lbs/MMBtu | FALSE | L | Annual | Rate | lb/MMBtu | 0.078667 | 0.078667 | 0.078667 | 0.078667 | 0.078667 | 0.078667 | 0.078667
IL Fac. Spec. - NOX Rate Summer v3.1, Unit 535 and retrofits | 477 | 1797 | Rate Constraint in lbs/MMBtu | FALSE | L | Annual | Generation | TWh | 0.0074088 | 0.0074088 | 0.0074088 | 0.0074088 | 0.0074088 | 0.0074088 | 0.0074088
IL Fac. Spec. - NOX Rate Summer v3.1, Unit 535 and retrofits | 477 | 1797 | Rate Constraint in lbs/MMBtu | FALSE | L | Annual | Qualifying Generation | TWh | 0.0074088 | 0.0074088 | 0.0074088 | 0.0074088 | 0.0074088 | 0.0074088 | 0.0074088
IL Fac. Spec. - NOX Rate Summer v3.1, Unit 535 and retrofits | 477 | 1797 | Rate Constraint in lbs/MMBtu | FALSE | L | Annual | Rate | lb/MWh | 0.42264 | 0.42264 | 0.42264 | 0.42264 | 0.42264 | 0.42264 | 0.42264
IL Fac. Spec. - NOX Rate Summer v3.1, Unit 535 and retrofits | 477 | 1797 | Rate Constraint in lbs/MMBtu | FALSE | L | Annual | Constraint Shadow Price | US2011$/Ton | 0 | 0 | 0 | 0 | 0 | 0 | 0
IL Fac. Spec. - NOX Rate Summer v3.1, Unit 536 and retrofits | 478 | 1797 | Rate Constraint in lbs/MMBtu | FALSE | L | Annual | Seasons Included | Seasons | Summer | Summer | Summer | Summer | Summer | Summer | Summer
IL Fac. Spec. - NOX Rate Summer v3.1, Unit 536 and retrofits | 478 | 1797 | Rate Constraint in lbs/MMBtu | FALSE | L | Annual | Standard | lb/MMBtu | 0.25 | 0.25 | 0.25 | 0.25 | 0.25 | 0.25 | 0.25
IL Fac. Spec. - NOX Rate Summer v3.1, Unit 536 and retrofits | 478 | 1797 | Rate Constraint in lbs/MMBtu | FALSE | L | Annual | Emissions at Affected Plants NOX | Thousand Tons | 0.019679 | 0.0065478 | 0.0065478 | 0.0065478 | 0.0065478 | 0.0065478 | 0.0065478
IL Fac. Spec. - NOX Rate Summer v3.1, Unit 536 and retrofits | 478 | 1797 | Rate Constraint in lbs/MMBtu | FALSE | L | Annual | Allowances Purchased NOX | Thousand Tons | 0 | 0 | 0 | 0 | 0 | 0 | 0
IL Fac. Spec. - NOX Rate Summer v3.1, Unit 536 and retrofits | 478 | 1797 | Rate Constraint in lbs/MMBtu | FALSE | L | Annual | Allowances Sold NOX | Thousand Tons | 0 | 0 | 0 | 0 | 0 | 0 | 0
IL Fac. Spec. - NOX Rate Summer v3.1, Unit 536 and retrofits | 478 | 1797 | Rate Constraint in lbs/MMBtu | FALSE | L | Annual | Allowances Banked | Thousand Tons | 0 | 0 | 0 | 0 | 0 | 0 | 0
IL Fac. Spec. - NOX Rate Summer v3.1, Unit 536 and retrofits | 478 | 1797 | Rate Constraint in lbs/MMBtu | FALSE | L | Annual | Allowances Withdrawn (1:1) | Thousand Tons | 0 | 0 | 0 | 0 | 0 | 0 | 0
IL Fac. Spec. - NOX Rate Summer v3.1, Unit 536 and retrofits | 478 | 1797 | Rate Constraint in lbs/MMBtu | FALSE | L | Annual | Allowances Withdrawn (n:1) | Thousand Tons | 0 | 0 | 0 | 0 | 0 | 0 | 0
IL Fac. Spec. - NOX Rate Summer v3.1, Unit 536 and retrofits | 478 | 1797 | Rate Constraint in lbs/MMBtu | FALSE | L | Annual | Net Emissions Allowance Position | Thousand Tons | 0.019679 | 0.0065478 | 0.0065478 | 0.0065478 | 0.0065478 | 0.0065478 | 0.0065478
IL Fac. Spec. - NOX Rate Summer v3.1, Unit 536 and retrofits | 478 | 1797 | Rate Constraint in lbs/MMBtu | FALSE | L | Annual | Fuel Consumed | TBtu | 0.83182 | 0.27677 | 0.27677 | 0.27677 | 0.27677 | 0.27677 | 0.27677
IL Fac. Spec. - NOX Rate Summer v3.1, Unit 536 and retrofits | 478 | 1797 | Rate Constraint in lbs/MMBtu | FALSE | L | Annual | Rate | lb/MMBtu | 0.047316 | 0.047316 | 0.047316 | 0.047316 | 0.047316 | 0.047316 | 0.047316
IL Fac. Spec. - NOX Rate Summer v3.1, Unit 536 and retrofits | 478 | 1797 | Rate Constraint in lbs/MMBtu | FALSE | L | Annual | Generation | TWh | 0.077415 | 0.025758 | 0.025758 | 0.025758 | 0.025758 | 0.025758 | 0.025758
IL Fac. Spec. - NOX Rate Summer v3.1, Unit 536 and retrofits | 478 | 1797 | Rate Constraint in lbs/MMBtu | FALSE | L | Annual | Qualifying Generation | TWh | 0.077415 | 0.025758 | 0.025758 | 0.025758 | 0.025758 | 0.025758 | 0.025758
IL Fac. Spec. - NOX Rate Summer v3.1, Unit 536 and retrofits | 478 | 1797 | Rate Constraint in lbs/MMBtu | FALSE | L | Annual | Rate | lb/MWh | 0.25421 | 0.25421 | 0.25421 | 0.25421 | 0.25421 | 0.25421 | 0.25421
IL Fac. Spec. - NOX Rate Summer v3.1, Unit 536 and retrofits | 478 | 1797 | Rate Constraint in lbs/MMBtu | FALSE | L | Annual | Constraint Shadow Price | US2011$/Ton | 0 | 0 | 0 | 0 | 0 | 0 | 0
IL Fac. Spec. - NOX Rate Summer v3.1, Unit 537 and retrofits | 479 | 1797 | Rate Constraint in lbs/MMBtu | FALSE | L | Annual | Seasons Included | Seasons | Summer | Summer | Summer | Summer | Summer | Summer | Summer
IL Fac. Spec. - NOX Rate Summer v3.1, Unit 537 and retrofits | 479 | 1797 | Rate Constraint in lbs/MMBtu | FALSE | L | Annual | Standard | lb/MMBtu | 0.25 | 0.25 | 0.25 | 0.25 | 0.25 | 0.25 | 0.25
IL Fac. Spec. - NOX Rate Summer v3.1, Unit 537 and retrofits | 479 | 1797 | Rate Constraint in lbs/MMBtu | FALSE | L | Annual | Emissions at Affected Plants NOX | Thousand Tons | 0.014344 | 0.0063836 | 0.0063836 | 0.0063836 | 0.0063836 | 0.0063836 | 0.0063836
IL Fac. Spec. - NOX Rate Summer v3.1, Unit 537 and retrofits | 479 | 1797 | Rate Constraint in lbs/MMBtu | FALSE | L | Annual | Allowances Purchased NOX | Thousand Tons | 0 | 0 | 0 | 0 | 0 | 0 | 0
IL Fac. Spec. - NOX Rate Summer v3.1, Unit 537 and retrofits | 479 | 1797 | Rate Constraint in lbs/MMBtu | FALSE | L | Annual | Allowances Sold NOX | Thousand Tons | 0 | 0 | 0 | 0 | 0 | 0 | 0
IL Fac. Spec. - NOX Rate Summer v3.1, Unit 537 and retrofits | 479 | 1797 | Rate Constraint in lbs/MMBtu | FALSE | L | Annual | Allowances Banked | Thousand Tons | 0 | 0 | 0 | 0 | 0 | 0 | 0
IL Fac. Spec. - NOX Rate Summer v3.1, Unit 537 and retrofits | 479 | 1797 | Rate Constraint in lbs/MMBtu | FALSE | L | Annual | Allowances Withdrawn (1:1) | Thousand Tons | 0 | 0 | 0 | 0 | 0 | 0 | 0
IL Fac. Spec. - NOX Rate Summer v3.1, Unit 537 and retrofits | 479 | 1797 | Rate Constraint in lbs/MMBtu | FALSE | L | Annual | Allowances Withdrawn (n:1) | Thousand Tons | 0 | 0 | 0 | 0 | 0 | 0 | 0
IL Fac. Spec. - NOX Rate Summer v3.1, Unit 537 and retrofits | 479 | 1797 | Rate Constraint in lbs/MMBtu | FALSE | L | Annual | Net Emissions Allowance Position | Thousand Tons | 0.014344 | 0.0063836 | 0.0063836 | 0.0063836 | 0.0063836 | 0.0063836 | 0.0063836
IL Fac. Spec. - NOX Rate Summer v3.1, Unit 537 and retrofits | 479 | 1797 | Rate Constraint in lbs/MMBtu | FALSE | L | Annual | Fuel Consumed | TBtu | 0.62192 | 0.27677 | 0.27677 | 0.27677 | 0.27677 | 0.27677 | 0.27677
IL Fac. Spec. - NOX Rate Summer v3.1, Unit 537 and retrofits | 479 | 1797 | Rate Constraint in lbs/MMBtu | FALSE | L | Annual | Rate | lb/MMBtu | 0.046129 | 0.046129 | 0.046129 | 0.046129 | 0.046129 | 0.046129 | 0.046129
IL Fac. Spec. - NOX Rate Summer v3.1, Unit 537 and retrofits | 479 | 1797 | Rate Constraint in lbs/MMBtu | FALSE | L | Annual | Generation | TWh | 0.05788 | 0.025758 | 0.025758 | 0.025758 | 0.025758 | 0.025758 | 0.025758
IL Fac. Spec. - NOX Rate Summer v3.1, Unit 537 and retrofits | 479 | 1797 | Rate Constraint in lbs/MMBtu | FALSE | L | Annual | Qualifying Generation | TWh | 0.05788 | 0.025758 | 0.025758 | 0.025758 | 0.025758 | 0.025758 | 0.025758
IL Fac. Spec. - NOX Rate Summer v3.1, Unit 537 and retrofits | 479 | 1797 | Rate Constraint in lbs/MMBtu | FALSE | L | Annual | Rate | lb/MWh | 0.24783 | 0.24783 | 0.24783 | 0.24783 | 0.24783 | 0.24783 | 0.24783
IL Fac. Spec. - NOX Rate Summer v3.1, Unit 537 and retrofits | 479 | 1797 | Rate Constraint in lbs/MMBtu | FALSE | L | Annual | Constraint Shadow Price | US2011$/Ton | 0 | 0 | 0 | 0 | 0 | 0 | 0
IL Fac. Spec. - NOX Rate Summer v3.1, Unit 538 and retrofits | 480 | 1797 | Rate Constraint in lbs/MMBtu | FALSE | L | Annual | Seasons Included | Seasons | Summer | Summer | Summer | Summer | Summer | Summer | Summer
IL Fac. Spec. - NOX Rate Summer v3.1, Unit 538 and retrofits | 480 | 1797 | Rate Constraint in lbs/MMBtu | FALSE | L | Annual | Standard | lb/MMBtu | 0.25 | 0.25 | 0.25 | 0.25 | 0.25 | 0.25 | 0.25
IL Fac. Spec. - NOX Rate Summer v3.1, Unit 538 and retrofits | 480 | 1797 | Rate Constraint in lbs/MMBtu | FALSE | L | Annual | Emissions at Affected Plants NOX | Thousand Tons | 0.0064254 | 0.0064254 | 0.0064254 | 0.0064254 | 0.0064254 | 0.0064254 | 0.0064254
IL Fac. Spec. - NOX Rate Summer v3.1, Unit 538 and retrofits | 480 | 1797 | Rate Constraint in lbs/MMBtu | FALSE | L | Annual | Allowances Purchased NOX | Thousand Tons | 0 | 0 | 0 | 0 | 0 | 0 | 0
IL Fac. Spec. - NOX Rate Summer v3.1, Unit 538 and retrofits | 480 | 1797 | Rate Constraint in lbs/MMBtu | FALSE | L | Annual | Allowances Sold NOX | Thousand Tons | 0 | 0 | 0 | 0 | 0 | 0 | 0
IL Fac. Spec. - NOX Rate Summer v3.1, Unit 538 and retrofits | 480 | 1797 | Rate Constraint in lbs/MMBtu | FALSE | L | Annual | Allowances Banked | Thousand Tons | 0 | 0 | 0 | 0 | 0 | 0 | 0
IL Fac. Spec. - NOX Rate Summer v3.1, Unit 538 and retrofits | 480 | 1797 | Rate Constraint in lbs/MMBtu | FALSE | L | Annual | Allowances Withdrawn (1:1) | Thousand Tons | 0 | 0 | 0 | 0 | 0 | 0 | 0
IL Fac. Spec. - NOX Rate Summer v3.1, Unit 538 and retrofits | 480 | 1797 | Rate Constraint in lbs/MMBtu | FALSE | L | Annual | Allowances Withdrawn (n:1) | Thousand Tons | 0 | 0 | 0 | 0 | 0 | 0 | 0
IL Fac. Spec. - NOX Rate Summer v3.1, Unit 538 and retrofits | 480 | 1797 | Rate Constraint in lbs/MMBtu | FALSE | L | Annual | Net Emissions Allowance Position | Thousand Tons | 0.0064254 | 0.0064254 | 0.0064254 | 0.0064254 | 0.0064254 | 0.0064254 | 0.0064254
IL Fac. Spec. - NOX Rate Summer v3.1, Unit 538 and retrofits | 480 | 1797 | Rate Constraint in lbs/MMBtu | FALSE | L | Annual | Fuel Consumed | TBtu | 0.21382 | 0.21382 | 0.21382 | 0.21382 | 0.21382 | 0.21382 | 0.21382
IL Fac. Spec. - NOX Rate Summer v3.1, Unit 538 and retrofits | 480 | 1797 | Rate Constraint in lbs/MMBtu | FALSE | L | Annual | Rate | lb/MMBtu | 0.0601 | 0.0601 | 0.0601 | 0.0601 | 0.0601 | 0.0601 | 0.0601
IL Fac. Spec. - NOX Rate Summer v3.1, Unit 538 and retrofits | 480 | 1797 | Rate Constraint in lbs/MMBtu | FALSE | L | Annual | Generation | TWh | 0.019488 | 0.019488 | 0.019488 | 0.019488 | 0.019488 | 0.019488 | 0.019488
IL Fac. Spec. - NOX Rate Summer v3.1, Unit 538 and retrofits | 480 | 1797 | Rate Constraint in lbs/MMBtu | FALSE | L | Annual | Qualifying Generation | TWh | 0.019488 | 0.019488 | 0.019488 | 0.019488 | 0.019488 | 0.019488 | 0.019488
IL Fac. Spec. - NOX Rate Summer v3.1, Unit 538 and retrofits | 480 | 1797 | Rate Constraint in lbs/MMBtu | FALSE | L | Annual | Rate | lb/MWh | 0.32971 | 0.32971 | 0.32971 | 0.32971 | 0.32971 | 0.32971 | 0.32971
IL Fac. Spec. - NOX Rate Summer v3.1, Unit 538 and retrofits | 480 | 1797 | Rate Constraint in lbs/MMBtu | FALSE | L | Annual | Constraint Shadow Price | US2011$/Ton | 0 | 0 | 0 | 0 | 0 | 0 | 0
IL Fac. Spec. - NOX Rate Summer v3.1, Unit 539 and retrofits | 481 | 1797 | Rate Constraint in lbs/MMBtu | FALSE | L | Annual | Seasons Included | Seasons | Summer | Summer | Summer | Summer | Summer | Summer | Summer
IL Fac. Spec. - NOX Rate Summer v3.1, Unit 539 and retrofits | 481 | 1797 | Rate Constraint in lbs/MMBtu | FALSE | L | Annual | Standard | lb/MMBtu | 0.25 | 0.25 | 0.25 | 0.25 | 0.25 | 0.25 | 0.25
IL Fac. Spec. - NOX Rate Summer v3.1, Unit 539 and retrofits | 481 | 1797 | Rate Constraint in lbs/MMBtu | FALSE | L | Annual | Emissions at Affected Plants NOX | Thousand Tons | 0.0063933 | 0.0063933 | 0.0063933 | 0.0063933 | 0.0063933 | 0.0063933 | 0.0063933
IL Fac. Spec. - NOX Rate Summer v3.1, Unit 539 and retrofits | 481 | 1797 | Rate Constraint in lbs/MMBtu | FALSE | L | Annual | Allowances Purchased NOX | Thousand Tons | 0 | 0 | 0 | 0 | 0 | 0 | 0
IL Fac. Spec. - NOX Rate Summer v3.1, Unit 539 and retrofits | 481 | 1797 | Rate Constraint in lbs/MMBtu | FALSE | L | Annual | Allowances Sold NOX | Thousand Tons | 0 | 0 | 0 | 0 | 0 | 0 | 0
IL Fac. Spec. - NOX Rate Summer v3.1, Unit 539 and retrofits | 481 | 1797 | Rate Constraint in lbs/MMBtu | FALSE | L | Annual | Allowances Banked | Thousand Tons | 0 | 0 | 0 | 0 | 0 | 0 | 0
IL Fac. Spec. - NOX Rate Summer v3.1, Unit 539 and retrofits | 481 | 1797 | Rate Constraint in lbs/MMBtu | FALSE | L | Annual | Allowances Withdrawn (1:1) | Thousand Tons | 0 | 0 | 0 | 0 | 0 | 0 | 0
IL Fac. Spec. - NOX Rate Summer v3.1, Unit 539 and retrofits | 481 | 1797 | Rate Constraint in lbs/MMBtu | FALSE | L | Annual | Allowances Withdrawn (n:1) | Thousand Tons | 0 | 0 | 0 | 0 | 0 | 0 | 0
IL Fac. Spec. - NOX Rate Summer v3.1, Unit 539 and retrofits | 481 | 1797 | Rate Constraint in lbs/MMBtu | FALSE | L | Annual | Net Emissions Allowance Position | Thousand Tons | 0.0063933 | 0.0063933 | 0.0063933 | 0.0063933 | 0.0063933 | 0.0063933 | 0.0063933
IL Fac. Spec. - NOX Rate Summer v3.1, Unit 539 and retrofits | 481 | 1797 | Rate Constraint in lbs/MMBtu | FALSE | L | Annual | Fuel Consumed | TBtu | 0.21382 | 0.21382 | 0.21382 | 0.21382 | 0.21382 | 0.21382 | 0.21382
IL Fac. Spec. - NOX Rate Summer v3.1, Unit 539 and retrofits | 481 | 1797 | Rate Constraint in lbs/MMBtu | FALSE | L | Annual | Rate | lb/MMBtu | 0.0598 | 0.0598 | 0.0598 | 0.0598 | 0.0598 | 0.0598 | 0.0598
IL Fac. Spec. - NOX Rate Summer v3.1, Unit 539 and retrofits | 481 | 1797 | Rate Constraint in lbs/MMBtu | FALSE | L | Annual | Generation | TWh | 0.019488 | 0.019488 | 0.019488 | 0.019488 | 0.019488 | 0.019488 | 0.019488
IL Fac. Spec. - NOX Rate Summer v3.1, Unit 539 and retrofits | 481 | 1797 | Rate Constraint in lbs/MMBtu | FALSE | L | Annual | Qualifying Generation | TWh | 0.019488 | 0.019488 | 0.019488 | 0.019488 | 0.019488 | 0.019488 | 0.019488
IL Fac. Spec. - NOX Rate Summer v3.1, Unit 539 and retrofits | 481 | 1797 | Rate Constraint in lbs/MMBtu | FALSE | L | Annual | Rate | lb/MWh | 0.32806 | 0.32806 | 0.32806 | 0.32806 | 0.32806 | 0.32806 | 0.32806
IL Fac. Spec. - NOX Rate Summer v3.1, Unit 539 and retrofits | 481 | 1797 | Rate Constraint in lbs/MMBtu | FALSE | L | Annual | Constraint Shadow Price | US2011$/Ton | 0 | 0 | 0 | 0 | 0 | 0 | 0
IL Fac. Spec. - NOX Rate Summer v3.1, Unit 540 and retrofits | 482 | 1797 | Rate Constraint in lbs/MMBtu | FALSE | L | Annual | Seasons Included | Seasons | Summer | Summer | Summer | Summer | Summer | Summer | Summer
IL Fac. Spec. - NOX Rate Summer v3.1, Unit 540 and retrofits | 482 | 1797 | Rate Constraint in lbs/MMBtu | FALSE | L | Annual | Standard | lb/MMBtu | 0.25 | 0.25 | 0.25 | 0.25 | 0.25 | 0.25 | 0.25
IL Fac. Spec. - NOX Rate Summer v3.1, Unit 540 and retrofits | 482 | 1797 | Rate Constraint in lbs/MMBtu | FALSE | L | Annual | Emissions at Affected Plants NOX | Thousand Tons | 0.0063612 | 0.0063612 | 0.0063612 | 0.0063612 | 0.0063612 | 0.0063612 | 0.0063612
IL Fac. Spec. - NOX Rate Summer v3.1, Unit 540 and retrofits | 482 | 1797 | Rate Constraint in lbs/MMBtu | FALSE | L | Annual | Allowances Purchased NOX | Thousand Tons | 0 | 0 | 0 | 0 | 0 | 0 | 0
IL Fac. Spec. - NOX Rate Summer v3.1, Unit 540 and retrofits | 482 | 1797 | Rate Constraint in lbs/MMBtu | FALSE | L | Annual | Allowances Sold NOX | Thousand Tons | 0 | 0 | 0 | 0 | 0 | 0 | 0
IL Fac. Spec. - NOX Rate Summer v3.1, Unit 540 and retrofits | 482 | 1797 | Rate Constraint in lbs/MMBtu | FALSE | L | Annual | Allowances Banked | Thousand Tons | 0 | 0 | 0 | 0 | 0 | 0 | 0
IL Fac. Spec. - NOX Rate Summer v3.1, Unit 540 and retrofits | 482 | 1797 | Rate Constraint in lbs/MMBtu | FALSE | L | Annual | Allowances Withdrawn (1:1) | Thousand Tons | 0 | 0 | 0 | 0 | 0 | 0 | 0
IL Fac. Spec. - NOX Rate Summer v3.1, Unit 540 and retrofits | 482 | 1797 | Rate Constraint in lbs/MMBtu | FALSE | L | Annual | Allowances Withdrawn (n:1) | Thousand Tons | 0 | 0 | 0 | 0 | 0 | 0 | 0
IL Fac. Spec. - NOX Rate Summer v3.1, Unit 540 and retrofits | 482 | 1797 | Rate Constraint in lbs/MMBtu | FALSE | L | Annual | Net Emissions Allowance Position | Thousand Tons | 0.0063612 | 0.0063612 | 0.0063612 | 0.0063612 | 0.0063612 | 0.0063612 | 0.0063612
IL Fac. Spec. - NOX Rate Summer v3.1, Unit 540 and retrofits | 482 | 1797 | Rate Constraint in lbs/MMBtu | FALSE | L | Annual | Fuel Consumed | TBtu | 0.21382 | 0.21382 | 0.21382 | 0.21382 | 0.21382 | 0.21382 | 0.21382
IL Fac. Spec. - NOX Rate Summer v3.1, Unit 540 and retrofits | 482 | 1797 | Rate Constraint in lbs/MMBtu | FALSE | L | Annual | Rate | lb/MMBtu | 0.0595 | 0.0595 | 0.0595 | 0.0595 | 0.0595 | 0.0595 | 0.0595
IL Fac. Spec. - NOX Rate Summer v3.1, Unit 540 and retrofits | 482 | 1797 | Rate Constraint in lbs/MMBtu | FALSE | L | Annual | Generation | TWh | 0.019488 | 0.019488 | 0.019488 | 0.019488 | 0.019488 | 0.019488 | 0.019488
IL Fac. Spec. - NOX Rate Summer v3.1, Unit 540 and retrofits | 482 | 1797 | Rate Constraint in lbs/MMBtu | FALSE | L | Annual | Qualifying Generation | TWh | 0.019488 | 0.019488 | 0.019488 | 0.019488 | 0.019488 | 0.019488 | 0.019488
IL Fac. Spec. - NOX Rate Summer v3.1, Unit 540 and retrofits | 482 | 1797 | Rate Constraint in lbs/MMBtu | FALSE | L | Annual | Rate | lb/MWh | 0.32642 | 0.32642 | 0.32642 | 0.32642 | 0.32642 | 0.32642 | 0.32642
IL Fac. Spec. - NOX Rate Summer v3.1, Unit 540 and retrofits | 482 | 1797 | Rate Constraint in lbs/MMBtu | FALSE | L | Annual | Constraint Shadow Price | US2011$/Ton | 0 | 0 | 0 | 0 | 0 | 0 | 0
IL Fac. Spec. - NOX Rate Summer v3.1, Unit 541 and retrofits | 483 | 1797 | Rate Constraint in lbs/MMBtu | FALSE | L | Annual | Seasons Included | Seasons | Summer | Summer | Summer | Summer | Summer | Summer | Summer
IL Fac. Spec. - NOX Rate Summer v3.1, Unit 541 and retrofits | 483 | 1797 | Rate Constraint in lbs/MMBtu | FALSE | L | Annual | Standard | lb/MMBtu | 0.25 | 0.25 | 0.25 | 0.25 | 0.25 | 0.25 | 0.25
IL Fac. Spec. - NOX Rate Summer v3.1, Unit 541 and retrofits | 483 | 1797 | Rate Constraint in lbs/MMBtu | FALSE | L | Annual | Emissions at Affected Plants NOX | Thousand Tons | 0.0066926 | 0.0066926 | 0.0066926 | 0.0066926 | 0.0066926 | 0.0066926 | 0.0066926
IL Fac. Spec. - NOX Rate Summer v3.1, Unit 541 and retrofits | 483 | 1797 | Rate Constraint in lbs/MMBtu | FALSE | L | Annual | Allowances Purchased NOX | Thousand Tons | 0 | 0 | 0 | 0 | 0 | 0 | 0
IL Fac. Spec. - NOX Rate Summer v3.1, Unit 541 and retrofits | 483 | 1797 | Rate Constraint in lbs/MMBtu | FALSE | L | Annual | Allowances Sold NOX | Thousand Tons | 0 | 0 | 0 | 0 | 0 | 0 | 0
IL Fac. Spec. - NOX Rate Summer v3.1, Unit 541 and retrofits | 483 | 1797 | Rate Constraint in lbs/MMBtu | FALSE | L | Annual | Allowances Banked | Thousand Tons | 0 | 0 | 0 | 0 | 0 | 0 | 0
IL Fac. Spec. - NOX Rate Summer v3.1, Unit 541 and retrofits | 483 | 1797 | Rate Constraint in lbs/MMBtu | FALSE | L | Annual | Allowances Withdrawn (1:1) | Thousand Tons | 0 | 0 | 0 | 0 | 0 | 0 | 0
IL Fac. Spec. - NOX Rate Summer v3.1, Unit 541 and retrofits | 483 | 1797 | Rate Constraint in lbs/MMBtu | FALSE | L | Annual | Allowances Withdrawn (n:1) | Thousand Tons | 0 | 0 | 0 | 0 | 0 | 0 | 0
IL Fac. Spec. - NOX Rate Summer v3.1, Unit 541 and retrofits | 483 | 1797 | Rate Constraint in lbs/MMBtu | FALSE | L | Annual | Net Emissions Allowance Position | Thousand Tons | 0.0066926 | 0.0066926 | 0.0066926 | 0.0066926 | 0.0066926 | 0.0066926 | 0.0066926
IL Fac. Spec. - NOX Rate Summer v3.1, Unit 541 and retrofits | 483 | 1797 | Rate Constraint in lbs/MMBtu | FALSE | L | Annual | Fuel Consumed | TBtu | 0.21382 | 0.21382 | 0.21382 | 0.21382 | 0.21382 | 0.21382 | 0.21382
IL Fac. Spec. - NOX Rate Summer v3.1, Unit 541 and retrofits | 483 | 1797 | Rate Constraint in lbs/MMBtu | FALSE | L | Annual | Rate | lb/MMBtu | 0.0626 | 0.0626 | 0.0626 | 0.0626 | 0.0626 | 0.0626 | 0.0626
IL Fac. Spec. - NOX Rate Summer v3.1, Unit 541 and retrofits | 483 | 1797 | Rate Constraint in lbs/MMBtu | FALSE | L | Annual | Generation | TWh | 0.019488 | 0.019488 | 0.019488 | 0.019488 | 0.019488 | 0.019488 | 0.019488
IL Fac. Spec. - NOX Rate Summer v3.1, Unit 541 and retrofits | 483 | 1797 | Rate Constraint in lbs/MMBtu | FALSE | L | Annual | Qualifying Generation | TWh | 0.019488 | 0.019488 | 0.019488 | 0.019488 | 0.019488 | 0.019488 | 0.019488
IL Fac. Spec. - NOX Rate Summer v3.1, Unit 541 and retrofits | 483 | 1797 | Rate Constraint in lbs/MMBtu | FALSE | L | Annual | Rate | lb/MWh | 0.34342 | 0.34342 | 0.34342 | 0.34342 | 0.34342 | 0.34342 | 0.34342
IL Fac. Spec. - NOX Rate Summer v3.1, Unit 541 and retrofits | 483 | 1797 | Rate Constraint in lbs/MMBtu | FALSE | L | Annual | Constraint Shadow Price | US2011$/Ton | 0 | 0 | 0 | 0 | 0 | 0 | 0
IL Fac. Spec. - NOX Rate Summer v3.1, Unit 542 and retrofits | 484 | 1797 | Rate Constraint in lbs/MMBtu | FALSE | L | Annual | Seasons Included | Seasons | Summer | Summer | Summer | Summer | Summer | Summer | Summer
IL Fac. Spec. - NOX Rate Summer v3.1, Unit 542 and retrofits | 484 | 1797 | Rate Constraint in lbs/MMBtu | FALSE | L | Annual | Standard | lb/MMBtu | 0.25 | 0.25 | 0.25 | 0.25 | 0.25 | 0.25 | 0.25
IL Fac. Spec. - NOX Rate Summer v3.1, Unit 542 and retrofits | 484 | 1797 | Rate Constraint in lbs/MMBtu | FALSE | L | Annual | Emissions at Affected Plants NOX | Thousand Tons | 0.022398 | 0.0074524 | 0.0074524 | 0.0074524 | 0.0074524 | 0.0074524 | 0.0074524
IL Fac. Spec. - NOX Rate Summer v3.1, Unit 542 and retrofits | 484 | 1797 | Rate Constraint in lbs/MMBtu | FALSE | L | Annual | Allowances Purchased NOX | Thousand Tons | 0 | 0 | 0 | 0 | 0 | 0 | 0
IL Fac. Spec. - NOX Rate Summer v3.1, Unit 542 and retrofits | 484 | 1797 | Rate Constraint in lbs/MMBtu | FALSE | L | Annual | Allowances Sold NOX | Thousand Tons | 0 | 0 | 0 | 0 | 0 | 0 | 0
IL Fac. Spec. - NOX Rate Summer v3.1, Unit 542 and retrofits | 484 | 1797 | Rate Constraint in lbs/MMBtu | FALSE | L | Annual | Allowances Banked | Thousand Tons | 0 | 0 | 0 | 0 | 0 | 0 | 0
IL Fac. Spec. - NOX Rate Summer v3.1, Unit 542 and retrofits | 484 | 1797 | Rate Constraint in lbs/MMBtu | FALSE | L | Annual | Allowances Withdrawn (1:1) | Thousand Tons | 0 | 0 | 0 | 0 | 0 | 0 | 0
IL Fac. Spec. - NOX Rate Summer v3.1, Unit 542 and retrofits | 484 | 1797 | Rate Constraint in lbs/MMBtu | FALSE | L | Annual | Allowances Withdrawn (n:1) | Thousand Tons | 0 | 0 | 0 | 0 | 0 | 0 | 0
IL Fac. Spec. - NOX Rate Summer v3.1, Unit 542 and retrofits | 484 | 1797 | Rate Constraint in lbs/MMBtu | FALSE | L | Annual | Net Emissions Allowance Position | Thousand Tons | 0.022398 | 0.0074524 | 0.0074524 | 0.0074524 | 0.0074524 | 0.0074524 | 0.0074524
IL Fac. Spec. - NOX Rate Summer v3.1, Unit 542 and retrofits | 484 | 1797 | Rate Constraint in lbs/MMBtu | FALSE | L | Annual | Fuel Consumed | TBtu | 0.84277 | 0.28041 | 0.28041 | 0.28041 | 0.28041 | 0.28041 | 0.28041
IL Fac. Spec. - NOX Rate Summer v3.1, Unit 542 and retrofits | 484 | 1797 | Rate Constraint in lbs/MMBtu | FALSE | L | Annual | Rate | lb/MMBtu | 0.053153 | 0.053153 | 0.053153 | 0.053153 | 0.053153 | 0.053153 | 0.053153
IL Fac. Spec. - NOX Rate Summer v3.1, Unit 542 and retrofits | 484 | 1797 | Rate Constraint in lbs/MMBtu | FALSE | L | Annual | Generation | TWh | 0.078434 | 0.026097 | 0.026097 | 0.026097 | 0.026097 | 0.026097 | 0.026097
IL Fac. Spec. - NOX Rate Summer v3.1, Unit 542 and retrofits | 484 | 1797 | Rate Constraint in lbs/MMBtu | FALSE | L | Annual | Qualifying Generation | TWh | 0.078434 | 0.026097 | 0.026097 | 0.026097 | 0.026097 | 0.026097 | 0.026097
IL Fac. Spec. - NOX Rate Summer v3.1, Unit 542 and retrofits | 484 | 1797 | Rate Constraint in lbs/MMBtu | FALSE | L | Annual | Rate | lb/MWh | 0.28556 | 0.28556 | 0.28556 | 0.28556 | 0.28556 | 0.28556 | 0.28556
IL Fac. Spec. - NOX Rate Summer v3.1, Unit 542 and retrofits | 484 | 1797 | Rate Constraint in lbs/MMBtu | FALSE | L | Annual | Constraint Shadow Price | US2011$/Ton | 0 | 0 | 0 | 0 | 0 | 0 | 0
IL Fac. Spec. - NOX Rate Summer v3.1, Unit 543 and retrofits | 485 | 1797 | Rate Constraint in lbs/MMBtu | FALSE | L | Annual | Seasons Included | Seasons | Summer | Summer | Summer | Summer | Summer | Summer | Summer
IL Fac. Spec. - NOX Rate Summer v3.1, Unit 543 and retrofits | 485 | 1797 | Rate Constraint in lbs/MMBtu | FALSE | L | Annual | Standard | lb/MMBtu | 0.25 | 0.25 | 0.25 | 0.25 | 0.25 | 0.25 | 0.25
IL Fac. Spec. - NOX Rate Summer v3.1, Unit 543 and retrofits | 485 | 1797 | Rate Constraint in lbs/MMBtu | FALSE | L | Annual | Emissions at Affected Plants NOX | Thousand Tons | 0.005319 | 0.005319 | 0.005319 | 0.005319 | 0.0010464 | 0.005319 | 0.005319
IL Fac. Spec. - NOX Rate Summer v3.1, Unit 543 and retrofits | 485 | 1797 | Rate Constraint in lbs/MMBtu | FALSE | L | Annual | Allowances Purchased NOX | Thousand Tons | 0 | 0 | 0 | 0 | 0 | 0 | 0
IL Fac. Spec. - NOX Rate Summer v3.1, Unit 543 and retrofits | 485 | 1797 | Rate Constraint in lbs/MMBtu | FALSE | L | Annual | Allowances Sold NOX | Thousand Tons | 0 | 0 | 0 | 0 | 0 | 0 | 0
IL Fac. Spec. - NOX Rate Summer v3.1, Unit 543 and retrofits | 485 | 1797 | Rate Constraint in lbs/MMBtu | FALSE | L | Annual | Allowances Banked | Thousand Tons | 0 | 0 | 0 | 0 | 0 | 0 | 0
IL Fac. Spec. - NOX Rate Summer v3.1, Unit 543 and retrofits | 485 | 1797 | Rate Constraint in lbs/MMBtu | FALSE | L | Annual | Allowances Withdrawn (1:1) | Thousand Tons | 0 | 0 | 0 | 0 | 0 | 0 | 0
IL Fac. Spec. - NOX Rate Summer v3.1, Unit 543 and retrofits | 485 | 1797 | Rate Constraint in lbs/MMBtu | FALSE | L | Annual | Allowances Withdrawn (n:1) | Thousand Tons | 0 | 0 | 0 | 0 | 0 | 0 | 0
IL Fac. Spec. - NOX Rate Summer v3.1, Unit 543 and retrofits | 485 | 1797 | Rate Constraint in lbs/MMBtu | FALSE | L | Annual | Net Emissions Allowance Position | Thousand Tons | 0.005319 | 0.005319 | 0.005319 | 0.005319 | 0.0010464 | 0.005319 | 0.005319
IL Fac. Spec. - NOX Rate Summer v3.1, Unit 543 and retrofits | 485 | 1797 | Rate Constraint in lbs/MMBtu | FALSE | L | Annual | Fuel Consumed | TBtu | 0.29356 | 0.29356 | 0.29356 | 0.29356 | 0.05775 | 0.29356 | 0.29356
IL Fac. Spec. - NOX Rate Summer v3.1, Unit 543 and retrofits | 485 | 1797 | Rate Constraint in lbs/MMBtu | FALSE | L | Annual | Rate | lb/MMBtu | 0.036238 | 0.036238 | 0.036238 | 0.036238 | 0.036238 | 0.036238 | 0.036238
IL Fac. Spec. - NOX Rate Summer v3.1, Unit 543 and retrofits | 485 | 1797 | Rate Constraint in lbs/MMBtu | FALSE | L | Annual | Generation | TWh | 0.025758 | 0.025758 | 0.025758 | 0.025758 | 0.0050672 | 0.025758 | 0.025758
IL Fac. Spec. - NOX Rate Summer v3.1, Unit 543 and retrofits | 485 | 1797 | Rate Constraint in lbs/MMBtu | FALSE | L | Annual | Qualifying Generation | TWh | 0.025758 | 0.025758 | 0.025758 | 0.025758 | 0.0050672 | 0.025758 | 0.025758
IL Fac. Spec. - NOX Rate Summer v3.1, Unit 543 and retrofits | 485 | 1797 | Rate Constraint in lbs/MMBtu | FALSE | L | Annual | Rate | lb/MWh | 0.2065 | 0.2065 | 0.2065 | 0.2065 | 0.2065 | 0.2065 | 0.2065
IL Fac. Spec. - NOX Rate Summer v3.1, Unit 543 and retrofits | 485 | 1797 | Rate Constraint in lbs/MMBtu | FALSE | L | Annual | Constraint Shadow Price | US2011$/Ton | 0 | 0 | 0 | 0 | 0 | 0 | 0
IL Fac. Spec. - NOX Rate Summer v3.1, Unit 544 and retrofits | 486 | 1797 | Rate Constraint in lbs/MMBtu | FALSE | L | Annual | Seasons Included | Seasons | Summer | Summer | Summer | Summer | Summer | Summer | Summer
IL Fac. Spec. - NOX Rate Summer v3.1, Unit 544 and retrofits | 486 | 1797 | Rate Constraint in lbs/MMBtu | FALSE | L | Annual | Standard | lb/MMBtu | 0.25 | 0.25 | 0.25 | 0.25 | 0.25 | 0.25 | 0.25
IL Fac. Spec. - NOX Rate Summer v3.1, Unit 544 and retrofits | 486 | 1797 | Rate Constraint in lbs/MMBtu | FALSE | L | Annual | Emissions at Affected Plants NOX | Thousand Tons | 0.00493 | 0.00493 | 0.00493 | 0.00493 | 0.0024015 | 0.00493 | 0.00493
IL Fac. Spec. - NOX Rate Summer v3.1, Unit 544 and retrofits | 486 | 1797 | Rate Constraint in lbs/MMBtu | FALSE | L | Annual | Allowances Purchased NOX | Thousand Tons | 0 | 0 | 0 | 0 | 0 | 0 | 0
IL Fac. Spec. - NOX Rate Summer v3.1, Unit 544 and retrofits | 486 | 1797 | Rate Constraint in lbs/MMBtu | FALSE | L | Annual | Allowances Sold NOX | Thousand Tons | 0 | 0 | 0 | 0 | 0 | 0 | 0
IL Fac. Spec. - NOX Rate Summer v3.1, Unit 544 and retrofits | 486 | 1797 | Rate Constraint in lbs/MMBtu | FALSE | L | Annual | Allowances Banked | Thousand Tons | 0 | 0 | 0 | 0 | 0 | 0 | 0
IL Fac. Spec. - NOX Rate Summer v3.1, Unit 544 and retrofits | 486 | 1797 | Rate Constraint in lbs/MMBtu | FALSE | L | Annual | Allowances Withdrawn (1:1) | Thousand Tons | 0 | 0 | 0 | 0 | 0 | 0 | 0
IL Fac. Spec. - NOX Rate Summer v3.1, Unit 544 and retrofits | 486 | 1797 | Rate Constraint in lbs/MMBtu | FALSE | L | Annual | Allowances Withdrawn (n:1) | Thousand Tons | 0 | 0 | 0 | 0 | 0 | 0 | 0
IL Fac. Spec. - NOX Rate Summer v3.1, Unit 544 and retrofits | 486 | 1797 | Rate Constraint in lbs/MMBtu | FALSE | L | Annual | Net Emissions Allowance Position | Thousand Tons | 0.00493 | 0.00493 | 0.00493 | 0.00493 | 0.0024015 | 0.00493 | 0.00493
IL Fac. Spec. - NOX Rate Summer v3.1, Unit 544 and retrofits | 486 | 1797 | Rate Constraint in lbs/MMBtu | FALSE | L | Annual | Fuel Consumed | TBtu | 0.29351 | 0.29351 | 0.29351 | 0.29351 | 0.14297 | 0.29351 | 0.29351
IL Fac. Spec. - NOX Rate Summer v3.1, Unit 544 and retrofits | 486 | 1797 | Rate Constraint in lbs/MMBtu | FALSE | L | Annual | Rate | lb/MMBtu | 0.033593 | 0.033593 | 0.033593 | 0.033593 | 0.033593 | 0.033593 | 0.033593
IL Fac. Spec. - NOX Rate Summer v3.1, Unit 544 and retrofits | 486 | 1797 | Rate Constraint in lbs/MMBtu | FALSE | L | Annual | Generation | TWh | 0.025758 | 0.025758 | 0.025758 | 0.025758 | 0.012547 | 0.025758 | 0.025758
IL Fac. Spec. - NOX Rate Summer v3.1, Unit 544 and retrofits | 486 | 1797 | Rate Constraint in lbs/MMBtu | FALSE | L | Annual | Qualifying Generation | TWh | 0.025758 | 0.025758 | 0.025758 | 0.025758 | 0.012547 | 0.025758 | 0.025758
IL Fac. Spec. - NOX Rate Summer v3.1, Unit 544 and retrofits | 486 | 1797 | Rate Constraint in lbs/MMBtu | FALSE | L | Annual | Rate | lb/MWh | 0.1914 | 0.1914 | 0.1914 | 0.1914 | 0.1914 | 0.1914 | 0.1914
IL Fac. Spec. - NOX Rate Summer v3.1, Unit 544 and retrofits | 486 | 1797 | Rate Constraint in lbs/MMBtu | FALSE | L | Annual | Constraint Shadow Price | US2011$/Ton | 0 | 0 | 0 | 0 | 0 | 0 | 0
IL Fac. Spec. - NOX Rate Summer v3.1, Unit 545 and retrofits | 487 | 1797 | Rate Constraint in lbs/MMBtu | FALSE | L | Annual | Seasons Included | Seasons | Summer | Summer | Summer | Summer | Summer | Summer | Summer
IL Fac. Spec. - NOX Rate Summer v3.1, Unit 545 and retrofits | 487 | 1797 | Rate Constraint in lbs/MMBtu | FALSE | L | Annual | Standard | lb/MMBtu | 0.25 | 0.25 | 0.25 | 0.25 | 0.25 | 0.25 | 0.25
IL Fac. Spec. - NOX Rate Summer v3.1, Unit 545 and retrofits | 487 | 1797 | Rate Constraint in lbs/MMBtu | FALSE | L | Annual | Emissions at Affected Plants NOX | Thousand Tons | 0.0059775 | 0.0059775 | 0.0059775 | 0.0059775 | 0.0011759 | 0.0059775 | 0.0059775
IL Fac. Spec. - NOX Rate Summer v3.1, Unit 545 and retrofits | 487 | 1797 | Rate Constraint in lbs/MMBtu | FALSE | L | Annual | Allowances Purchased NOX | Thousand Tons | 0 | 0 | 0 | 0 | 0 | 0 | 0
IL Fac. Spec. - NOX Rate Summer v3.1, Unit 545 and retrofits | 487 | 1797 | Rate Constraint in lbs/MMBtu | FALSE | L | Annual | Allowances Sold NOX | Thousand Tons | 0 | 0 | 0 | 0 | 0 | 0 | 0
IL Fac. Spec. - NOX Rate Summer v3.1, Unit 545 and retrofits | 487 | 1797 | Rate Constraint in lbs/MMBtu | FALSE | L | Annual | Allowances Banked | Thousand Tons | 0 | 0 | 0 | 0 | 0 | 0 | 0
IL Fac. Spec. - NOX Rate Summer v3.1, Unit 545 and retrofits | 487 | 1797 | Rate Constraint in lbs/MMBtu | FALSE | L | Annual | Allowances Withdrawn (1:1) | Thousand Tons | 0 | 0 | 0 | 0 | 0 | 0 | 0
IL Fac. Spec. - NOX Rate Summer v3.1, Unit 545 and retrofits | 487 | 1797 | Rate Constraint in lbs/MMBtu | FALSE | L | Annual | Allowances Withdrawn (n:1) | Thousand Tons | 0 | 0 | 0 | 0 | 0 | 0 | 0
IL Fac. Spec. - NOX Rate Summer v3.1, Unit 545 and retrofits | 487 | 1797 | Rate Constraint in lbs/MMBtu | FALSE | L | Annual | Net Emissions Allowance Position | Thousand Tons | 0.0059775 | 0.0059775 | 0.0059775 | 0.0059775 | 0.0011759 | 0.0059775 | 0.0059775
IL Fac. Spec. - NOX Rate Summer v3.1, Unit 545 and retrofits | 487 | 1797 | Rate Constraint in lbs/MMBtu | FALSE | L | Annual | Fuel Consumed | TBtu | 0.29351 | 0.29351 | 0.29351 | 0.29351 | 0.05774 | 0.29351 | 0.29351
IL Fac. Spec. - NOX Rate Summer v3.1, Unit 545 and retrofits | 487 | 1797 | Rate Constraint in lbs/MMBtu | FALSE | L | Annual | Rate | lb/MMBtu | 0.040731 | 0.040731 | 0.040731 | 0.040731 | 0.040731 | 0.040731 | 0.040731
IL Fac. Spec. - NOX Rate Summer v3.1, Unit 545 and retrofits | 487 | 1797 | Rate Constraint in lbs/MMBtu | FALSE | L | Annual | Generation | TWh | 0.025758 | 0.025758 | 0.025758 | 0.025758 | 0.0050672 | 0.025758 | 0.025758
IL Fac. Spec. - NOX Rate Summer v3.1, Unit 545 and retrofits | 487 | 1797 | Rate Constraint in lbs/MMBtu | FALSE | L | Annual | Qualifying Generation | TWh | 0.025758 | 0.025758 | 0.025758 | 0.025758 | 0.0050672 | 0.025758 | 0.025758
IL Fac. Spec. - NOX Rate Summer v3.1, Unit 545 and retrofits | 487 | 1797 | Rate Constraint in lbs/MMBtu | FALSE | L | Annual | Rate | lb/MWh | 0.23207 | 0.23207 | 0.23207 | 0.23207 | 0.23207 | 0.23207 | 0.23207
IL Fac. Spec. - NOX Rate Summer v3.1, Unit 545 and retrofits | 487 | 1797 | Rate Constraint in lbs/MMBtu | FALSE | L | Annual | Constraint Shadow Price | US2011$/Ton | 0 | 0 | 0 | 0 | 0 | 0 | 0
IL Fac. Spec. - NOX Rate Summer v3.1, Unit 546 and retrofits | 488 | 1797 | Rate Constraint in lbs/MMBtu | FALSE | L | Annual | Seasons Included | Seasons | Summer | Summer | Summer | Summer | Summer | Summer | Summer
IL Fac. Spec. - NOX Rate Summer v3.1, Unit 546 and retrofits | 488 | 1797 | Rate Constraint in lbs/MMBtu | FALSE | L | Annual | Standard | lb/MMBtu | 0.25 | 0.25 | 0.25 | 0.25 | 0.25 | 0.25 | 0.25
IL Fac. Spec. - NOX Rate Summer v3.1, Unit 546 and retrofits | 488 | 1797 | Rate Constraint in lbs/MMBtu | FALSE | L | Annual | Emissions at Affected Plants NOX | Thousand Tons | 0.0047287 | 0.0047287 | 0.0047287 | 0.0047287 | 0.00093023 | 0.0047287 | 0.0047287
IL Fac. Spec. - NOX Rate Summer v3.1, Unit 546 and retrofits | 488 | 1797 | Rate Constraint in lbs/MMBtu | FALSE | L | Annual | Allowances Purchased NOX | Thousand Tons | 0 | 0 | 0 | 0 | 0 | 0 | 0
IL Fac. Spec. - NOX Rate Summer v3.1, Unit 546 and retrofits | 488 | 1797 | Rate Constraint in lbs/MMBtu | FALSE | L | Annual | Allowances Sold NOX | Thousand Tons | 0 | 0 | 0 | 0 | 0 | 0 | 0
IL Fac. Spec. - NOX Rate Summer v3.1, Unit 546 and retrofits | 488 | 1797 | Rate Constraint in lbs/MMBtu | FALSE | L | Annual | Allowances Banked | Thousand Tons | 0 | 0 | 0 | 0 | 0 | 0 | 0
IL Fac. Spec. - NOX Rate Summer v3.1, Unit 546 and retrofits | 488 | 1797 | Rate Constraint in lbs/MMBtu | FALSE | L | Annual | Allowances Withdrawn (1:1) | Thousand Tons | 0 | 0 | 0 | 0 | 0 | 0 | 0
IL Fac. Spec. - NOX Rate Summer v3.1, Unit 546 and retrofits | 488 | 1797 | Rate Constraint in lbs/MMBtu | FALSE | L | Annual | Allowances Withdrawn (n:1) | Thousand Tons | 0 | 0 | 0 | 0 | 0 | 0 | 0
IL Fac. Spec. - NOX Rate Summer v3.1, Unit 546 and retrofits | 488 | 1797 | Rate Constraint in lbs/MMBtu | FALSE | L | Annual | Net Emissions Allowance Position | Thousand Tons | 0.0047287 | 0.0047287 | 0.0047287 | 0.0047287 | 0.00093023 | 0.0047287 | 0.0047287
IL Fac. Spec. - NOX Rate Summer v3.1, Unit 546 and retrofits | 488 | 1797 | Rate Constraint in lbs/MMBtu | FALSE | L | Annual | Fuel Consumed | TBtu | 0.29351 | 0.29351 | 0.29351 | 0.29351 | 0.05774 | 0.29351 | 0.29351
IL Fac. Spec. - NOX Rate Summer v3.1, Unit 546 and retrofits | 488 | 1797 | Rate Constraint in lbs/MMBtu | FALSE | L | Annual | Rate | lb/MMBtu | 0.032221 | 0.032221 | 0.032221 | 0.032221 | 0.032221 | 0.032221 | 0.032221
IL Fac. Spec. - NOX Rate Summer v3.1, Unit 546 and retrofits | 488 | 1797 | Rate Constraint in lbs/MMBtu | FALSE | L | Annual | Generation | TWh | 0.025758 | 0.025758 | 0.025758 | 0.025758 | 0.0050672 | 0.025758 | 0.025758
IL Fac. Spec. - NOX Rate Summer v3.1, Unit 546 and retrofits | 488 | 1797 | Rate Constraint in lbs/MMBtu | FALSE | L | Annual | Qualifying Generation | TWh | 0.025758 | 0.025758 | 0.025758 | 0.025758 | 0.0050672 | 0.025758 | 0.025758
IL Fac. Spec. - NOX Rate Summer v3.1, Unit 546 and retrofits | 488 | 1797 | Rate Constraint in lbs/MMBtu | FALSE | L | Annual | Rate | lb/MWh | 0.18358 | 0.18358 | 0.18358 | 0.18358 | 0.18358 | 0.18358 | 0.18358
IL Fac. Spec. - NOX Rate Summer v3.1, Unit 546 and retrofits | 488 | 1797 | Rate Constraint in lbs/MMBtu | FALSE | L | Annual | Constraint Shadow Price | US2011$/Ton | 0 | 0 | 0 | 0 | 0 | 0 | 0
IL Fac. Spec. - NOX Rate Summer v3.1, Unit 547 and retrofits | 489 | 1797 | Rate Constraint in lbs/MMBtu | FALSE | L | Annual | Seasons Included | Seasons | Summer | Summer | Summer | Summer | Summer | Summer | Summer
IL Fac. Spec. - NOX Rate Summer v3.1, Unit 547 and retrofits | 489 | 1797 | Rate Constraint in lbs/MMBtu | FALSE | L | Annual | Standard | lb/MMBtu | 0.25 | 0.25 | 0.25 | 0.25 | 0.25 | 0.25 | 0.25
IL Fac. Spec. - NOX Rate Summer v3.1, Unit 547 and retrofits | 489 | 1797 | Rate Constraint in lbs/MMBtu | FALSE | L | Annual | Emissions at Affected Plants NOX | Thousand Tons | 0.00074402 | 0.00074402 | 0.00074402 | 0.00074402 | 0.00074402 | 0 | 0
IL Fac. Spec. - NOX Rate Summer v3.1, Unit 547 and retrofits | 489 | 1797 | Rate Constraint in lbs/MMBtu | FALSE | L | Annual | Allowances Purchased NOX | Thousand Tons | 0 | 0 | 0 | 0 | 0 | 0 | 0
IL Fac. Spec. - NOX Rate Summer v3.1, Unit 547 and retrofits | 489 | 1797 | Rate Constraint in lbs/MMBtu | FALSE | L | Annual | Allowances Sold NOX | Thousand Tons | 0 | 0 | 0 | 0 | 0 | 0 | 0
IL Fac. Spec. - NOX Rate Summer v3.1, Unit 547 and retrofits | 489 | 1797 | Rate Constraint in lbs/MMBtu | FALSE | L | Annual | Allowances Banked | Thousand Tons | 0 | 0 | 0 | 0 | 0 | 0 | 0
IL Fac. Spec. - NOX Rate Summer v3.1, Unit 547 and retrofits | 489 | 1797 | Rate Constraint in lbs/MMBtu | FALSE | L | Annual | Allowances Withdrawn (1:1) | Thousand Tons | 0 | 0 | 0 | 0 | 0 | 0 | 0
IL Fac. Spec. - NOX Rate Summer v3.1, Unit 547 and retrofits | 489 | 1797 | Rate Constraint in lbs/MMBtu | FALSE | L | Annual | Allowances Withdrawn (n:1) | Thousand Tons | 0 | 0 | 0 | 0 | 0 | 0 | 0
IL Fac. Spec. - NOX Rate Summer v3.1, Unit 547 and retrofits | 489 | 1797 | Rate Constraint in lbs/MMBtu | FALSE | L | Annual | Net Emissions Allowance Position | Thousand Tons | 0.00074402 | 0.00074402 | 0.00074402 | 0.00074402 | 0.00074402 | 0 | 0
IL Fac. Spec. - NOX Rate Summer v3.1, Unit 547 and retrofits | 489 | 1797 | Rate Constraint in lbs/MMBtu | FALSE | L | Annual | Fuel Consumed | TBtu | 0.018647 | 0.018647 | 0.018647 | 0.018647 | 0.018647 | 0 | 0
IL Fac. Spec. - NOX Rate Summer v3.1, Unit 547 and retrofits | 489 | 1797 | Rate Constraint in lbs/MMBtu | FALSE | L | Annual | Rate | lb/MMBtu | 0.079802 | 0.079802 | 0.079802 | 0.079802 | 0.079802 | 0 | 0
IL Fac. Spec. - NOX Rate Summer v3.1, Unit 547 and retrofits | 489 | 1797 | Rate Constraint in lbs/MMBtu | FALSE | L | Annual | Generation | TWh | 0.0014575 | 0.0014575 | 0.0014575 | 0.0014575 | 0.0014575 | 0 | 0
IL Fac. Spec. - NOX Rate Summer v3.1, Unit 547 and retrofits | 489 | 1797 | Rate Constraint in lbs/MMBtu | FALSE | L | Annual | Qualifying Generation | TWh | 0.0014575 | 0.0014575 | 0.0014575 | 0.0014575 | 0.0014575 | 0 | 0
IL Fac. Spec. - NOX Rate Summer v3.1, Unit 547 and retrofits | 489 | 1797 | Rate Constraint in lbs/MMBtu | FALSE | L | Annual | Rate | lb/MWh | 0.51049 | 0.51049 | 0.51049 | 0.51049 | 0.51049 | 0 | 0
IL Fac. Spec. - NOX Rate Summer v3.1, Unit 547 and retrofits | 489 | 1797 | Rate Constraint in lbs/MMBtu | FALSE | L | Annual | Constraint Shadow Price | US2011$/Ton | 0 | 0 | 0 | 0 | 0 | 0 | 0
IL Fac. Spec. - NOX Rate Summer v3.1, Unit 548 and retrofits | 490 | 1797 | Rate Constraint in lbs/MMBtu | FALSE | L | Annual | Seasons Included | Seasons | Summer | Summer | Summer | Summer | Summer | Summer | Summer
IL Fac. Spec. - NOX Rate Summer v3.1, Unit 548 and retrofits | 490 | 1797 | Rate Constraint in lbs/MMBtu | FALSE | L | Annual | Standard | lb/MMBtu | 0.25 | 0.25 | 0.25 | 0.25 | 0.25 | 0.25 | 0.25
IL Fac. Spec. - NOX Rate Summer v3.1, Unit 548 and retrofits | 490 | 1797 | Rate Constraint in lbs/MMBtu | FALSE | L | Annual | Emissions at Affected Plants NOX | Thousand Tons | 0.0090846 | 0.0030227 | 0.0030227 | 0.0030227 | 0.0030227 | 0.0030227 | 0.0030227
IL Fac. Spec. - NOX Rate Summer v3.1, Unit 548 and retrofits | 490 | 1797 | Rate Constraint in lbs/MMBtu | FALSE | L | Annual | Allowances Purchased NOX | Thousand Tons | 0 | 0 | 0 | 0 | 0 | 0 | 0
IL Fac. Spec. - NOX Rate Summer v3.1, Unit 548 and retrofits | 490 | 1797 | Rate Constraint in lbs/MMBtu | FALSE | L | Annual | Allowances Sold NOX | Thousand Tons | 0 | 0 | 0 | 0 | 0 | 0 | 0
IL Fac. Spec. - NOX Rate Summer v3.1, Unit 548 and retrofits | 490 | 1797 | Rate Constraint in lbs/MMBtu | FALSE | L | Annual | Allowances Banked | Thousand Tons | 0 | 0 | 0 | 0 | 0 | 0 | 0
IL Fac. Spec. - NOX Rate Summer v3.1, Unit 548 and retrofits | 490 | 1797 | Rate Constraint in lbs/MMBtu | FALSE | L | Annual | Allowances Withdrawn (1:1) | Thousand Tons | 0 | 0 | 0 | 0 | 0 | 0 | 0
IL Fac. Spec. - NOX Rate Summer v3.1, Unit 548 and retrofits | 490 | 1797 | Rate Constraint in lbs/MMBtu | FALSE | L | Annual | Allowances Withdrawn (n:1) | Thousand Tons | 0 | 0 | 0 | 0 | 0 | 0 | 0
IL Fac. Spec. - NOX Rate Summer v3.1, Unit 548 and retrofits | 490 | 1797 | Rate Constraint in lbs/MMBtu | FALSE | L | Annual | Net Emissions Allowance Position | Thousand Tons | 0.0090846 | 0.0030227 | 0.0030227 | 0.0030227 | 0.0030227 | 0.0030227 | 0.0030227
IL Fac. Spec. - NOX Rate Summer v3.1, Unit 548 and retrofits | 490 | 1797 | Rate Constraint in lbs/MMBtu | FALSE | L | Annual | Fuel Consumed | TBtu | 0.23926 | 0.079608 | 0.079608 | 0.079608 | 0.079608 | 0.079608 | 0.079608
IL Fac. Spec. - NOX Rate Summer v3.1, Unit 548 and retrofits | 490 | 1797 | Rate Constraint in lbs/MMBtu | FALSE | L | Annual | Rate | lb/MMBtu | 0.07594 | 0.07594 | 0.07594 | 0.07594 | 0.07594 | 0.07594 | 0.07594
IL Fac. Spec. - NOX Rate Summer v3.1, Unit 548 and retrofits | 490 | 1797 | Rate Constraint in lbs/MMBtu | FALSE | L | Annual | Generation | TWh | 0.022267 | 0.0074088 | 0.0074088 | 0.0074088 | 0.0074088 | 0.0074088 | 0.0074088
IL Fac. Spec. - NOX Rate Summer v3.1, Unit 548 and retrofits | 490 | 1797 | Rate Constraint in lbs/MMBtu | FALSE | L | Annual | Qualifying Generation | TWh | 0.022267 | 0.0074088 | 0.0074088 | 0.0074088 | 0.0074088 | 0.0074088 | 0.0074088
IL Fac. Spec. - NOX Rate Summer v3.1, Unit 548 and retrofits | 490 | 1797 | Rate Constraint in lbs/MMBtu | FALSE | L | Annual | Rate | lb/MWh | 0.40799 | 0.40799 | 0.40799 | 0.40799 | 0.40799 | 0.40799 | 0.40799
IL Fac. Spec. - NOX Rate Summer v3.1, Unit 548 and retrofits | 490 | 1797 | Rate Constraint in lbs/MMBtu | FALSE | L | Annual | Constraint Shadow Price | US2011$/Ton | 0 | 0 | 0 | 0 | 0 | 0 | 0
IL Fac. Spec. - NOX Rate Summer v3.1, Unit 549 and retrofits | 491 | 1797 | Rate Constraint in lbs/MMBtu | FALSE | L | Annual | Seasons Included | Seasons | Summer | Summer | Summer | Summer | Summer | Summer | Summer
IL Fac. Spec. - NOX Rate Summer v3.1, Unit 549 and retrofits | 491 | 1797 | Rate Constraint in lbs/MMBtu | FALSE | L | Annual | Standard | lb/MMBtu | 0.25 | 0.25 | 0.25 | 0.25 | 0.25 | 0.25 | 0.25
IL Fac. Spec. - NOX Rate Summer v3.1, Unit 549 and retrofits | 491 | 1797 | Rate Constraint in lbs/MMBtu | FALSE | L | Annual | Emissions at Affected Plants NOX | Thousand Tons | 0.0032171 | 0.0032171 | 0.0032171 | 0.0032171 | 0.0032171 | 0.0032171 | 0.0032171
IL Fac. Spec. - NOX Rate Summer v3.1, Unit 549 and retrofits | 491 | 1797 | Rate Constraint in lbs/MMBtu | FALSE | L | Annual | Allowances Purchased NOX | Thousand Tons | 0 | 0 | 0 | 0 | 0 | 0 | 0
IL Fac. Spec. - NOX Rate Summer v3.1, Unit 549 and retrofits | 491 | 1797 | Rate Constraint in lbs/MMBtu | FALSE | L | Annual | Allowances Sold NOX | Thousand Tons | 0 | 0 | 0 | 0 | 0 | 0 | 0
IL Fac. Spec. - NOX Rate Summer v3.1, Unit 549 and retrofits | 491 | 1797 | Rate Constraint in lbs/MMBtu | FALSE | L | Annual | Allowances Banked | Thousand Tons | 0 | 0 | 0 | 0 | 0 | 0 | 0
IL Fac. Spec. - NOX Rate Summer v3.1, Unit 549 and retrofits | 491 | 1797 | Rate Constraint in lbs/MMBtu | FALSE | L | Annual | Allowances Withdrawn (1:1) | Thousand Tons | 0 | 0 | 0 | 0 | 0 | 0 | 0
IL Fac. Spec. - NOX Rate Summer v3.1, Unit 549 and retrofits | 491 | 1797 | Rate Constraint in lbs/MMBtu | FALSE | L | Annual | Allowances Withdrawn (n:1) | Thousand Tons | 0 | 0 | 0 | 0 | 0 | 0 | 0
IL Fac. Spec. - NOX Rate Summer v3.1, Unit 549 and retrofits | 491 | 1797 | Rate Constraint in lbs/MMBtu | FALSE | L | Annual | Net Emissions Allowance Position | Thousand Tons | 0.0032171 | 0.0032171 | 0.0032171 | 0.0032171 | 0.0032171 | 0.0032171 | 0.0032171
IL Fac. Spec. - NOX Rate Summer v3.1, Unit 549 and retrofits | 491 | 1797 | Rate Constraint in lbs/MMBtu | FALSE | L | Annual | Fuel Consumed | TBtu | 0.079608 | 0.079608 | 0.079608 | 0.079608 | 0.079608 | 0.079608 | 0.079608
IL Fac. Spec. - NOX Rate Summer v3.1, Unit 549 and retrofits | 491 | 1797 | Rate Constraint in lbs/MMBtu | FALSE | L | Annual | Rate | lb/MMBtu | 0.080824 | 0.080824 | 0.080824 | 0.080824 | 0.080824 | 0.080824 | 0.080824
IL Fac. Spec. - NOX Rate Summer v3.1, Unit 549 and retrofits | 491 | 1797 | Rate Constraint in lbs/MMBtu | FALSE | L | Annual | Generation | TWh | 0.0074088 | 0.0074088 | 0.0074088 | 0.0074088 | 0.0074088 | 0.0074088 | 0.0074088
IL Fac. Spec. - NOX Rate Summer v3.1, Unit 549 and retrofits | 491 | 1797 | Rate Constraint in lbs/MMBtu | FALSE | L | Annual | Qualifying Generation | TWh | 0.0074088 | 0.0074088 | 0.0074088 | 0.0074088 | 0.0074088 | 0.0074088 | 0.0074088
IL Fac. Spec. - NOX Rate Summer v3.1, Unit 549 and retrofits | 491 | 1797 | Rate Constraint in lbs/MMBtu | FALSE | L | Annual | Rate | lb/MWh | 0.43422 | 0.43422 | 0.43422 | 0.43422 | 0.43422 | 0.43422 | 0.43422
IL Fac. Spec. - NOX Rate Summer v3.1, Unit 549 and retrofits | 491 | 1797 | Rate Constraint in lbs/MMBtu | FALSE | L | Annual | Constraint Shadow Price | US2011$/Ton | 0 | 0 | 0 | 0 | 0 | 0 | 0
IL Fac. Spec. - NOX Rate Summer v3.1, Unit 550 and retrofits | 492 | 1797 | Rate Constraint in lbs/MMBtu | FALSE | L | Annual | Seasons Included | Seasons | Summer | Summer | Summer | Summer | Summer | Summer | Summer
IL Fac. Spec. - NOX Rate Summer v3.1, Unit 550 and retrofits | 492 | 1797 | Rate Constraint in lbs/MMBtu | FALSE | L | Annual | Standard | lb/MMBtu | 0.25 | 0.25 | 0.25 | 0.25 | 0.25 | 0.25 | 0.25
IL Fac. Spec. - NOX Rate Summer v3.1, Unit 550 and retrofits | 492 | 1797 | Rate Constraint in lbs/MMBtu | FALSE | L | Annual | Emissions at Affected Plants NOX | Thousand Tons | 0.0032299 | 0.0032299 | 0.0032299 | 0.0032299 | 0.0032299 | 0.0032299 | 0.0032299
IL Fac. Spec. - NOX Rate Summer v3.1, Unit 550 and retrofits | 492 | 1797 | Rate Constraint in lbs/MMBtu | FALSE | L | Annual | Allowances Purchased NOX | Thousand Tons | 0 | 0 | 0 | 0 | 0 | 0 | 0
IL Fac. Spec. - NOX Rate Summer v3.1, Unit 550 and retrofits | 492 | 1797 | Rate Constraint in lbs/MMBtu | FALSE | L | Annual | Allowances Sold NOX | Thousand Tons | 0 | 0 | 0 | 0 | 0 | 0 | 0
IL Fac. Spec. - NOX Rate Summer v3.1, Unit 550 and retrofits | 492 | 1797 | Rate Constraint in lbs/MMBtu | FALSE | L | Annual | Allowances Banked | Thousand Tons | 0 | 0 | 0 | 0 | 0 | 0 | 0
IL Fac. Spec. - NOX Rate Summer v3.1, Unit 550 and retrofits | 492 | 1797 | Rate Constraint in lbs/MMBtu | FALSE | L | Annual | Allowances Withdrawn (1:1) | Thousand Tons | 0 | 0 | 0 | 0 | 0 | 0 | 0
IL Fac. Spec. - NOX Rate Summer v3.1, Unit 550 and retrofits | 492 | 1797 | Rate Constraint in lbs/MMBtu | FALSE | L | Annual | Allowances Withdrawn (n:1) | Thousand Tons | 0 | 0 | 0 | 0 | 0 | 0 | 0
IL Fac. Spec. - NOX Rate Summer v3.1, Unit 550 and retrofits | 492 | 1797 | Rate Constraint in lbs/MMBtu | FALSE | L | Annual | Net Emissions Allowance Position | Thousand Tons | 0.0032299 | 0.0032299 | 0.0032299 | 0.0032299 | 0.0032299 | 0.0032299 | 0.0032299
IL Fac. Spec. - NOX Rate Summer v3.1, Unit 550 and retrofits | 492 | 1797 | Rate Constraint in lbs/MMBtu | FALSE | L | Annual | Fuel Consumed | TBtu | 0.079608 | 0.079608 | 0.079608 | 0.079608 | 0.079608 | 0.079608 | 0.079608
IL Fac. Spec. - NOX Rate Summer v3.1, Unit 550 and retrofits | 492 | 1797 | Rate Constraint in lbs/MMBtu | FALSE | L | Annual | Rate | lb/MMBtu | 0.081147 | 0.081147 | 0.081147 | 0.081147 | 0.081147 | 0.081147 | 0.081147
IL Fac. Spec. - NOX Rate Summer v3.1, Unit 550 and retrofits | 492 | 1797 | Rate Constraint in lbs/MMBtu | FALSE | L | Annual | Generation | TWh | 0.0074088 | 0.0074088 | 0.0074088 | 0.0074088 | 0.0074088 | 0.0074088 | 0.0074088
IL Fac. Spec. - NOX Rate Summer v3.1, Unit 550 and retrofits | 492 | 1797 | Rate Constraint in lbs/MMBtu | FALSE | L | Annual | Qualifying Generation | TWh | 0.0074088 | 0.0074088 | 0.0074088 | 0.0074088 | 0.0074088 | 0.0074088 | 0.0074088
IL Fac. Spec. - NOX Rate Summer v3.1, Unit 550 and retrofits | 492 | 1797 | Rate Constraint in lbs/MMBtu | FALSE | L | Annual | Rate | lb/MWh | 0.43596 | 0.43596 | 0.43596 | 0.43596 | 0.43596 | 0.43596 | 0.43596
IL Fac. Spec. - NOX Rate Summer v3.1, Unit 550 and retrofits | 492 | 1797 | Rate Constraint in lbs/MMBtu | FALSE | L | Annual | Constraint Shadow Price | US2011$/Ton | 0 | 0 | 0 | 0 | 0 | 0 | 0
IL Fac. Spec. - NOX Rate Summer v3.1, Unit 551 and retrofits | 493 | 1797 | Rate Constraint in lbs/MMBtu | FALSE | L | Annual | Seasons Included | Seasons | Summer | Summer | Summer | Summer | Summer | Summer | Summer
IL Fac. Spec. - NOX Rate Summer v3.1, Unit 551 and retrofits | 493 | 1797 | Rate Constraint in lbs/MMBtu | FALSE | L | Annual | Standard | lb/MMBtu | 0.25 | 0.25 | 0.25 | 0.25 | 0.25 | 0.25 | 0.25
IL Fac. Spec. - NOX Rate Summer v3.1, Unit 551 and retrofits | 493 | 1797 | Rate Constraint in lbs/MMBtu | FALSE | L | Annual | Emissions at Affected Plants NOX | Thousand Tons | 0.0032402 | 0.0032402 | 0.0032402 | 0.0032402 | 0.0032402 | 0.0032402 | 0.0032402
IL Fac. Spec. - NOX Rate Summer v3.1, Unit 551 and retrofits | 493 | 1797 | Rate Constraint in lbs/MMBtu | FALSE | L | Annual | Allowances Purchased NOX | Thousand Tons | 0 | 0 | 0 | 0 | 0 | 0 | 0
IL Fac. Spec. - NOX Rate Summer v3.1, Unit 551 and retrofits | 493 | 1797 | Rate Constraint in lbs/MMBtu | FALSE | L | Annual | Allowances Sold NOX | Thousand Tons | 0 | 0 | 0 | 0 | 0 | 0 | 0
IL Fac. Spec. - NOX Rate Summer v3.1, Unit 551 and retrofits | 493 | 1797 | Rate Constraint in lbs/MMBtu | FALSE | L | Annual | Allowances Banked | Thousand Tons | 0 | 0 | 0 | 0 | 0 | 0 | 0
IL Fac. Spec. - NOX Rate Summer v3.1, Unit 551 and retrofits | 493 | 1797 | Rate Constraint in lbs/MMBtu | FALSE | L | Annual | Allowances Withdrawn (1:1) | Thousand Tons | 0 | 0 | 0 | 0 | 0 | 0 | 0
IL Fac. Spec. - NOX Rate Summer v3.1, Unit 551 and retrofits | 493 | 1797 | Rate Constraint in lbs/MMBtu | FALSE | L | Annual | Allowances Withdrawn (n:1) | Thousand Tons | 0 | 0 | 0 | 0 | 0 | 0 | 0
IL Fac. Spec. - NOX Rate Summer v3.1, Unit 551 and retrofits | 493 | 1797 | Rate Constraint in lbs/MMBtu | FALSE | L | Annual | Net Emissions Allowance Position | Thousand Tons | 0.0032402 | 0.0032402 | 0.0032402 | 0.0032402 | 0.0032402 | 0.0032402 | 0.0032402
IL Fac. Spec. - NOX Rate Summer v3.1, Unit 551 and retrofits | 493 | 1797 | Rate Constraint in lbs/MMBtu | FALSE | L | Annual | Fuel Consumed | TBtu | 0.079608 | 0.079608 | 0.079608 | 0.079608 | 0.079608 | 0.079608 | 0.079608
IL Fac. Spec. - NOX Rate Summer v3.1, Unit 551 and retrofits | 493 | 1797 | Rate Constraint in lbs/MMBtu | FALSE | L | Annual | Rate | lb/MMBtu | 0.081404 | 0.081404 | 0.081404 | 0.081404 | 0.081404 | 0.081404 | 0.081404
IL Fac. Spec. - NOX Rate Summer v3.1, Unit 551 and retrofits | 493 | 1797 | Rate Constraint in lbs/MMBtu | FALSE | L | Annual | Generation | TWh | 0.0074088 | 0.0074088 | 0.0074088 | 0.0074088 | 0.0074088 | 0.0074088 | 0.0074088
IL Fac. Spec. - NOX Rate Summer v3.1, Unit 551 and retrofits | 493 | 1797 | Rate Constraint in lbs/MMBtu | FALSE | L | Annual | Qualifying Generation | TWh | 0.0074088 | 0.0074088 | 0.0074088 | 0.0074088 | 0.0074088 | 0.0074088 | 0.0074088
IL Fac. Spec. - NOX Rate Summer v3.1, Unit 551 and retrofits | 493 | 1797 | Rate Constraint in lbs/MMBtu | FALSE | L | Annual | Rate | lb/MWh | 0.43734 | 0.43734 | 0.43734 | 0.43734 | 0.43734 | 0.43734 | 0.43734
IL Fac. Spec. - NOX Rate Summer v3.1, Unit 551 and retrofits | 493 | 1797 | Rate Constraint in lbs/MMBtu | FALSE | L | Annual | Constraint Shadow Price | US2011$/Ton | 0 | 0 | 0 | 0 | 0 | 0 | 0
IL Fac. Spec. - NOX Rate Summer v3.1, Unit 552 and retrofits | 494 | 1797 | Rate Constraint in lbs/MMBtu | FALSE | L | Annual | Seasons Included | Seasons | Summer | Summer | Summer | Summer | Summer | Summer | Summer
IL Fac. Spec. - NOX Rate Summer v3.1, Unit 552 and retrofits | 494 | 1797 | Rate Constraint in lbs/MMBtu | FALSE | L | Annual | Standard | lb/MMBtu | 0.25 | 0.25 | 0.25 | 0.25 | 0.25 | 0.25 | 0.25
IL Fac. Spec. - NOX Rate Summer v3.1, Unit 552 and retrofits | 494 | 1797 | Rate Constraint in lbs/MMBtu | FALSE | L | Annual | Emissions at Affected Plants NOX | Thousand Tons | 0.0011769 | 0.0011769 | 0.0011769 | 0.0011769 | 0.0011769 | 0 | 0
IL Fac. Spec. - NOX Rate Summer v3.1, Unit 552 and retrofits | 494 | 1797 | Rate Constraint in lbs/MMBtu | FALSE | L | Annual | Allowances Purchased NOX | Thousand Tons | 0 | 0 | 0 | 0 | 0 | 0 | 0
IL Fac. Spec. - NOX Rate Summer v3.1, Unit 552 and retrofits | 494 | 1797 | Rate Constraint in lbs/MMBtu | FALSE | L | Annual | Allowances Sold NOX | Thousand Tons | 0 | 0 | 0 | 0 | 0 | 0 | 0
IL Fac. Spec. - NOX Rate Summer v3.1, Unit 552 and retrofits | 494 | 1797 | Rate Constraint in lbs/MMBtu | FALSE | L | Annual | Allowances Banked | Thousand Tons | 0 | 0 | 0 | 0 | 0 | 0 | 0
IL Fac. Spec. - NOX Rate Summer v3.1, Unit 552 and retrofits | 494 | 1797 | Rate Constraint in lbs/MMBtu | FALSE | L | Annual | Allowances Withdrawn (1:1) | Thousand Tons | 0 | 0 | 0 | 0 | 0 | 0 | 0
IL Fac. Spec. - NOX Rate Summer v3.1, Unit 552 and retrofits | 494 | 1797 | Rate Constraint in lbs/MMBtu | FALSE | L | Annual | Allowances Withdrawn (n:1) | Thousand Tons | 0 | 0 | 0 | 0 | 0 | 0 | 0
IL Fac. Spec. - NOX Rate Summer v3.1, Unit 552 and retrofits | 494 | 1797 | Rate Constraint in lbs/MMBtu | FALSE | L | Annual | Net Emissions Allowance Position | Thousand Tons | 0.0011769 | 0.0011769 | 0.0011769 | 0.0011769 | 0.0011769 | 0 | 0
IL Fac. Spec. - NOX Rate Summer v3.1, Unit 552 and retrofits | 494 | 1797 | Rate Constraint in lbs/MMBtu | FALSE | L | Annual | Fuel Consumed | TBtu | 0.043992 | 0.043992 | 0.043992 | 0.043992 | 0.043992 | 0 | 0
IL Fac. Spec. - NOX Rate Summer v3.1, Unit 552 and retrofits | 494 | 1797 | Rate Constraint in lbs/MMBtu | FALSE | L | Annual | Rate | lb/MMBtu | 0.053503 | 0.053503 | 0.053503 | 0.053503 | 0.053503 | 0 | 0
IL Fac. Spec. - NOX Rate Summer v3.1, Unit 552 and retrofits | 494 | 1797 | Rate Constraint in lbs/MMBtu | FALSE | L | Annual | Generation | TWh | 0.0035003 | 0.0035003 | 0.0035003 | 0.0035003 | 0.0035003 | 0 | 0
IL Fac. Spec. - NOX Rate Summer v3.1, Unit 552 and retrofits | 494 | 1797 | Rate Constraint in lbs/MMBtu | FALSE | L | Annual | Qualifying Generation | TWh | 0.0035003 | 0.0035003 | 0.0035003 | 0.0035003 | 0.0035003 | 0 | 0
IL Fac. Spec. - NOX Rate Summer v3.1, Unit 552 and retrofits | 494 | 1797 | Rate Constraint in lbs/MMBtu | FALSE | L | Annual | Rate | lb/MWh | 0.33621 | 0.33621 | 0.33621 | 0.33621 | 0.33621 | 0 | 0
IL Fac. Spec. - NOX Rate Summer v3.1, Unit 552 and retrofits | 494 | 1797 | Rate Constraint in lbs/MMBtu | FALSE | L | Annual | Constraint Shadow Price | US2011$/Ton | 0 | 0 | 0 | 0 | 0 | 0 | 0
IL Fac. Spec. - NOX Rate Summer v3.1, Unit 553 and retrofits | 495 | 1797 | Rate Constraint in lbs/MMBtu | FALSE | L | Annual | Seasons Included | Seasons | Summer | Summer | Summer | Summer | Summer | Summer | Summer
IL Fac. Spec. - NOX Rate Summer v3.1, Unit 553 and retrofits | 495 | 1797 | Rate Constraint in lbs/MMBtu | FALSE | L | Annual | Standard | lb/MMBtu | 0.25 | 0.25 | 0.25 | 0.25 | 0.25 | 0.25 | 0.25
IL Fac. Spec. - NOX Rate Summer v3.1, Unit 553 and retrofits | 495 | 1797 | Rate Constraint in lbs/MMBtu | FALSE | L | Annual | Emissions at Affected Plants NOX | Thousand Tons | 0.0023017 | 0.0023017 | 0.0023017 | 0.0023017 | 0.0023017 | 0 | 0
IL Fac. Spec. - NOX Rate Summer v3.1, Unit 553 and retrofits | 495 | 1797 | Rate Constraint in lbs/MMBtu | FALSE | L | Annual | Allowances Purchased NOX | Thousand Tons | 0 | 0 | 0 | 0 | 0 | 0 | 0
IL Fac. Spec. - NOX Rate Summer v3.1, Unit 553 and retrofits | 495 | 1797 | Rate Constraint in lbs/MMBtu | FALSE | L | Annual | Allowances Sold NOX | Thousand Tons | 0 | 0 | 0 | 0 | 0 | 0 | 0
IL Fac. Spec. - NOX Rate Summer v3.1, Unit 553 and retrofits | 495 | 1797 | Rate Constraint in lbs/MMBtu | FALSE | L | Annual | Allowances Banked | Thousand Tons | 0 | 0 | 0 | 0 | 0 | 0 | 0
IL Fac. Spec. - NOX Rate Summer v3.1, Unit 553 and retrofits | 495 | 1797 | Rate Constraint in lbs/MMBtu | FALSE | L | Annual | Allowances Withdrawn (1:1) | Thousand Tons | 0 | 0 | 0 | 0 | 0 | 0 | 0
IL Fac. Spec. - NOX Rate Summer v3.1, Unit 553 and retrofits | 495 | 1797 | Rate Constraint in lbs/MMBtu | FALSE | L | Annual | Allowances Withdrawn (n:1) | Thousand Tons | 0 | 0 | 0 | 0 | 0 | 0 | 0
IL Fac. Spec. - NOX Rate Summer v3.1, Unit 553 and retrofits | 495 | 1797 | Rate Constraint in lbs/MMBtu | FALSE | L | Annual | Net Emissions Allowance Position | Thousand Tons | 0.0023017 | 0.0023017 | 0.0023017 | 0.0023017 | 0.0023017 | 0 | 0
IL Fac. Spec. - NOX Rate Summer v3.1, Unit 553 and retrofits | 495 | 1797 | Rate Constraint in lbs/MMBtu | FALSE | L | Annual | Fuel Consumed | TBtu | 0.043992 | 0.043992 | 0.043992 | 0.043992 | 0.043992 | 0 | 0
IL Fac. Spec. - NOX Rate Summer v3.1, Unit 553 and retrofits | 495 | 1797 | Rate Constraint in lbs/MMBtu | FALSE | L | Annual | Rate | lb/MMBtu | 0.10464 | 0.10464 | 0.10464 | 0.10464 | 0.10464 | 0 | 0
IL Fac. Spec. - NOX Rate Summer v3.1, Unit 553 and retrofits | 495 | 1797 | Rate Constraint in lbs/MMBtu | FALSE | L | Annual | Generation | TWh | 0.0035003 | 0.0035003 | 0.0035003 | 0.0035003 | 0.0035003 | 0 | 0
IL Fac. Spec. - NOX Rate Summer v3.1, Unit 553 and retrofits | 495 | 1797 | Rate Constraint in lbs/MMBtu | FALSE | L | Annual | Qualifying Generation | TWh | 0.0035003 | 0.0035003 | 0.0035003 | 0.0035003 | 0.0035003 | 0 | 0
IL Fac. Spec. - NOX Rate Summer v3.1, Unit 553 and retrofits | 495 | 1797 | Rate Constraint in lbs/MMBtu | FALSE | L | Annual | Rate | lb/MWh | 0.65757 | 0.65757 | 0.65757 | 0.65757 | 0.65757 | 0 | 0
IL Fac. Spec. - NOX Rate Summer v3.1, Unit 553 and retrofits | 495 | 1797 | Rate Constraint in lbs/MMBtu | FALSE | L | Annual | Constraint Shadow Price | US2011$/Ton | 0 | 0 | 0 | 0 | 0 | 0 | 0
IL Fac. Spec. - NOX Rate Summer v3.1, Unit 554 and retrofits | 496 | 1797 | Rate Constraint in lbs/MMBtu | FALSE | L | Annual | Seasons Included | Seasons | Summer | Summer | Summer | Summer | Summer | Summer | Summer
IL Fac. Spec. - NOX Rate Summer v3.1, Unit 554 and retrofits | 496 | 1797 | Rate Constraint in lbs/MMBtu | FALSE | L | Annual | Standard | lb/MMBtu | 0.25 | 0.25 | 0.25 | 0.25 | 0.25 | 0.25 | 0.25
IL Fac. Spec. - NOX Rate Summer v3.1, Unit 554 and retrofits | 496 | 1797 | Rate Constraint in lbs/MMBtu | FALSE | L | Annual | Emissions at Affected Plants NOX | Thousand Tons | 0.0016644 | 0.0016644 | 0.0016644 | 0.0016644 | 0.0016644 | 0 | 0
IL Fac. Spec. - NOX Rate Summer v3.1, Unit 554 and retrofits | 496 | 1797 | Rate Constraint in lbs/MMBtu | FALSE | L | Annual | Allowances Purchased NOX | Thousand Tons | 0 | 0 | 0 | 0 | 0 | 0 | 0
IL Fac. Spec. - NOX Rate Summer v3.1, Unit 554 and retrofits | 496 | 1797 | Rate Constraint in lbs/MMBtu | FALSE | L | Annual | Allowances Sold NOX | Thousand Tons | 0 | 0 | 0 | 0 | 0 | 0 | 0
IL Fac. Spec. - NOX Rate Summer v3.1, Unit 554 and retrofits | 496 | 1797 | Rate Constraint in lbs/MMBtu | FALSE | L | Annual | Allowances Banked | Thousand Tons | 0 | 0 | 0 | 0 | 0 | 0 | 0
IL Fac. Spec. - NOX Rate Summer v3.1, Unit 554 and retrofits | 496 | 1797 | Rate Constraint in lbs/MMBtu | FALSE | L | Annual | Allowances Withdrawn (1:1) | Thousand Tons | 0 | 0 | 0 | 0 | 0 | 0 | 0
IL Fac. Spec. - NOX Rate Summer v3.1, Unit 554 and retrofits | 496 | 1797 | Rate Constraint in lbs/MMBtu | FALSE | L | Annual | Allowances Withdrawn (n:1) | Thousand Tons | 0 | 0 | 0 | 0 | 0 | 0 | 0
IL Fac. Spec. - NOX Rate Summer v3.1, Unit 554 and retrofits | 496 | 1797 | Rate Constraint in lbs/MMBtu | FALSE | L | Annual | Net Emissions Allowance Position | Thousand Tons | 0.0016644 | 0.0016644 | 0.0016644 | 0.0016644 | 0.0016644 | 0 | 0
IL Fac. Spec. - NOX Rate Summer v3.1, Unit 554 and retrofits | 496 | 1797 | Rate Constraint in lbs/MMBtu | FALSE | L | Annual | Fuel Consumed | TBtu | 0.043992 | 0.043992 | 0.043992 | 0.043992 | 0.043992 | 0 | 0
IL Fac. Spec. - NOX Rate Summer v3.1, Unit 554 and retrofits | 496 | 1797 | Rate Constraint in lbs/MMBtu | FALSE | L | Annual | Rate | lb/MMBtu | 0.075669 | 0.075669 | 0.075669 | 0.075669 | 0.075669 | 0 | 0
IL Fac. Spec. - NOX Rate Summer v3.1, Unit 554 and retrofits | 496 | 1797 | Rate Constraint in lbs/MMBtu | FALSE | L | Annual | Generation | TWh | 0.0035003 | 0.0035003 | 0.0035003 | 0.0035003 | 0.0035003 | 0 | 0
IL Fac. Spec. - NOX Rate Summer v3.1, Unit 554 and retrofits | 496 | 1797 | Rate Constraint in lbs/MMBtu | FALSE | L | Annual | Qualifying Generation | TWh | 0.0035003 | 0.0035003 | 0.0035003 | 0.0035003 | 0.0035003 | 0 | 0
IL Fac. Spec. - NOX Rate Summer v3.1, Unit 554 and retrofits | 496 | 1797 | Rate Constraint in lbs/MMBtu | FALSE | L | Annual | Rate | lb/MWh | 0.47551 | 0.47551 | 0.47551 | 0.47551 | 0.47551 | 0 | 0
IL Fac. Spec. - NOX Rate Summer v3.1, Unit 554 and retrofits | 496 | 1797 | Rate Constraint in lbs/MMBtu | FALSE | L | Annual | Constraint Shadow Price | US2011$/Ton | 0 | 0 | 0 | 0 | 0 | 0 | 0
IL Fac. Spec. - NOX Rate Summer v3.1, Unit 555 and retrofits | 497 | 1797 | Rate Constraint in lbs/MMBtu | FALSE | L | Annual | Seasons Included | Seasons | Summer | Summer | Summer | Summer | Summer | Summer | Summer
IL Fac. Spec. - NOX Rate Summer v3.1, Unit 555 and retrofits | 497 | 1797 | Rate Constraint in lbs/MMBtu | FALSE | L | Annual | Standard | lb/MMBtu | 0.25 | 0.25 | 0.25 | 0.25 | 0.25 | 0.25 | 0.25
IL Fac. Spec. - NOX Rate Summer v3.1, Unit 555 and retrofits | 497 | 1797 | Rate Constraint in lbs/MMBtu | FALSE | L | Annual | Emissions at Affected Plants NOX | Thousand Tons | 0.0011713 | 0.0011713 | 0.0011713 | 0.0011713 | 0.0011713 | 0 | 0
IL Fac. Spec. - NOX Rate Summer v3.1, Unit 555 and retrofits | 497 | 1797 | Rate Constraint in lbs/MMBtu | FALSE | L | Annual | Allowances Purchased NOX | Thousand Tons | 0 | 0 | 0 | 0 | 0 | 0 | 0
IL Fac. Spec. - NOX Rate Summer v3.1, Unit 555 and retrofits | 497 | 1797 | Rate Constraint in lbs/MMBtu | FALSE | L | Annual | Allowances Sold NOX | Thousand Tons | 0 | 0 | 0 | 0 | 0 | 0 | 0
IL Fac. Spec. - NOX Rate Summer v3.1, Unit 555 and retrofits | 497 | 1797 | Rate Constraint in lbs/MMBtu | FALSE | L | Annual | Allowances Banked | Thousand Tons | 0 | 0 | 0 | 0 | 0 | 0 | 0
IL Fac. Spec. - NOX Rate Summer v3.1, Unit 555 and retrofits | 497 | 1797 | Rate Constraint in lbs/MMBtu | FALSE | L | Annual | Allowances Withdrawn (1:1) | Thousand Tons | 0 | 0 | 0 | 0 | 0 | 0 | 0
IL Fac. Spec. - NOX Rate Summer v3.1, Unit 555 and retrofits | 497 | 1797 | Rate Constraint in lbs/MMBtu | FALSE | L | Annual | Allowances Withdrawn (n:1) | Thousand Tons | 0 | 0 | 0 | 0 | 0 | 0 | 0
IL Fac. Spec. - NOX Rate Summer v3.1, Unit 555 and retrofits | 497 | 1797 | Rate Constraint in lbs/MMBtu | FALSE | L | Annual | Net Emissions Allowance Position | Thousand Tons | 0.0011713 | 0.0011713 | 0.0011713 | 0.0011713 | 0.0011713 | 0 | 0
IL Fac. Spec. - NOX Rate Summer v3.1, Unit 555 and retrofits | 497 | 1797 | Rate Constraint in lbs/MMBtu | FALSE | L | Annual | Fuel Consumed | TBtu | 0.012997 | 0.012997 | 0.012997 | 0.012997 | 0.012997 | 0 | 0
IL Fac. Spec. - NOX Rate Summer v3.1, Unit 555 and retrofits | 497 | 1797 | Rate Constraint in lbs/MMBtu | FALSE | L | Annual | Rate | lb/MMBtu | 0.18024 | 0.18024 | 0.18024 | 0.18024 | 0.18024 | 0 | 0
IL Fac. Spec. - NOX Rate Summer v3.1, Unit 555 and retrofits | 497 | 1797 | Rate Constraint in lbs/MMBtu | FALSE | L | Annual | Generation | TWh | 0.0010364 | 0.0010364 | 0.0010364 | 0.0010364 | 0.0010364 | 0 | 0
IL Fac. Spec. - NOX Rate Summer v3.1, Unit 555 and retrofits | 497 | 1797 | Rate Constraint in lbs/MMBtu | FALSE | L | Annual | Qualifying Generation | TWh | 0.0010364 | 0.0010364 | 0.0010364 | 0.0010364 | 0.0010364 | 0 | 0
IL Fac. Spec. - NOX Rate Summer v3.1, Unit 555 and retrofits | 497 | 1797 | Rate Constraint in lbs/MMBtu | FALSE | L | Annual | Rate | lb/MWh | 1.1301 | 1.1301 | 1.1301 | 1.1301 | 1.1301 | 0 | 0
IL Fac. Spec. - NOX Rate Summer v3.1, Unit 555 and retrofits | 497 | 1797 | Rate Constraint in lbs/MMBtu | FALSE | L | Annual | Constraint Shadow Price | US2011$/Ton | 0 | 0 | 0 | 0 | 0 | 0 | 0
IL Fac. Spec. - NOX Rate Summer v3.1, Unit 556 and retrofits | 498 | 1797 | Rate Constraint in lbs/MMBtu | FALSE | L | Annual | Seasons Included | Seasons | Summer | Summer | Summer | Summer | Summer | Summer | Summer
IL Fac. Spec. - NOX Rate Summer v3.1, Unit 556 and retrofits | 498 | 1797 | Rate Constraint in lbs/MMBtu | FALSE | L | Annual | Standard | lb/MMBtu | 0.25 | 0.25 | 0.25 | 0.25 | 0.25 | 0.25 | 0.25
IL Fac. Spec. - NOX Rate Summer v3.1, Unit 556 and retrofits | 498 | 1797 | Rate Constraint in lbs/MMBtu | FALSE | L | Annual | Emissions at Affected Plants NOX | Thousand Tons | 0.0054902 | 0.0054902 | 0.0054902 | 0.0054902 | 0.0054902 | 0.0054902 | 0.0054902
IL Fac. Spec. - NOX Rate Summer v3.1, Unit 556 and retrofits | 498 | 1797 | Rate Constraint in lbs/MMBtu | FALSE | L | Annual | Allowances Purchased NOX | Thousand Tons | 0 | 0 | 0 | 0 | 0 | 0 | 0
IL Fac. Spec. - NOX Rate Summer v3.1, Unit 556 and retrofits | 498 | 1797 | Rate Constraint in lbs/MMBtu | FALSE | L | Annual | Allowances Sold NOX | Thousand Tons | 0 | 0 | 0 | 0 | 0 | 0 | 0
IL Fac. Spec. - NOX Rate Summer v3.1, Unit 556 and retrofits | 498 | 1797 | Rate Constraint in lbs/MMBtu | FALSE | L | Annual | Allowances Banked | Thousand Tons | 0 | 0 | 0 | 0 | 0 | 0 | 0
IL Fac. Spec. - NOX Rate Summer v3.1, Unit 556 and retrofits | 498 | 1797 | Rate Constraint in lbs/MMBtu | FALSE | L | Annual | Allowances Withdrawn (1:1) | Thousand Tons | 0 | 0 | 0 | 0 | 0 | 0 | 0
IL Fac. Spec. - NOX Rate Summer v3.1, Unit 556 and retrofits | 498 | 1797 | Rate Constraint in lbs/MMBtu | FALSE | L | Annual | Allowances Withdrawn (n:1) | Thousand Tons | 0 | 0 | 0 | 0 | 0 | 0 | 0
IL Fac. Spec. - NOX Rate Summer v3.1, Unit 556 and retrofits | 498 | 1797 | Rate Constraint in lbs/MMBtu | FALSE | L | Annual | Net Emissions Allowance Position | Thousand Tons | 0.0054902 | 0.0054902 | 0.0054902 | 0.0054902 | 0.0054902 | 0.0054902 | 0.0054902
IL Fac. Spec. - NOX Rate Summer v3.1, Unit 556 and retrofits | 498 | 1797 | Rate Constraint in lbs/MMBtu | FALSE | L | Annual | Fuel Consumed | TBtu | 0.27659 | 0.27659 | 0.27659 | 0.27659 | 0.27659 | 0.27659 | 0.27659
IL Fac. Spec. - NOX Rate Summer v3.1, Unit 556 and retrofits | 498 | 1797 | Rate Constraint in lbs/MMBtu | FALSE | L | Annual | Rate | lb/MMBtu | 0.0397 | 0.0397 | 0.0397 | 0.0397 | 0.0397 | 0.0397 | 0.0397
IL Fac. Spec. - NOX Rate Summer v3.1, Unit 556 and retrofits | 498 | 1797 | Rate Constraint in lbs/MMBtu | FALSE | L | Annual | Generation | TWh | 0.025419 | 0.025419 | 0.025419 | 0.025419 | 0.025419 | 0.025419 | 0.025419
IL Fac. Spec. - NOX Rate Summer v3.1, Unit 556 and retrofits | 498 | 1797 | Rate Constraint in lbs/MMBtu | FALSE | L | Annual | Qualifying Generation | TWh | 0.025419 | 0.025419 | 0.025419 | 0.025419 | 0.025419 | 0.025419 | 0.025419
IL Fac. Spec. - NOX Rate Summer v3.1, Unit 556 and retrofits | 498 | 1797 | Rate Constraint in lbs/MMBtu | FALSE | L | Annual | Rate | lb/MWh | 0.21599 | 0.21599 | 0.21599 | 0.21599 | 0.21599 | 0.21599 | 0.21599
IL Fac. Spec. - NOX Rate Summer v3.1, Unit 556 and retrofits | 498 | 1797 | Rate Constraint in lbs/MMBtu | FALSE | L | Annual | Constraint Shadow Price | US2011$/Ton | 0 | 0 | 0 | 0 | 0 | 0 | 0
IL Fac. Spec. - NOX Rate Summer v3.1, Unit 557 and retrofits | 499 | 1797 | Rate Constraint in lbs/MMBtu | FALSE | L | Annual | Seasons Included | Seasons | Summer | Summer | Summer | Summer | Summer | Summer | Summer
IL Fac. Spec. - NOX Rate Summer v3.1, Unit 557 and retrofits | 499 | 1797 | Rate Constraint in lbs/MMBtu | FALSE | L | Annual | Standard | lb/MMBtu | 0.25 | 0.25 | 0.25 | 0.25 | 0.25 | 0.25 | 0.25
IL Fac. Spec. - NOX Rate Summer v3.1, Unit 557 and retrofits | 499 | 1797 | Rate Constraint in lbs/MMBtu | FALSE | L | Annual | Emissions at Affected Plants NOX | Thousand Tons | 0.0045708 | 0.0045708 | 0.0045708 | 0.0045708 | 0.0045708 | 0.0045708 | 0.0045708
IL Fac. Spec. - NOX Rate Summer v3.1, Unit 557 and retrofits | 499 | 1797 | Rate Constraint in lbs/MMBtu | FALSE | L | Annual | Allowances Purchased NOX | Thousand Tons | 0 | 0 | 0 | 0 | 0 | 0 | 0
IL Fac. Spec. - NOX Rate Summer v3.1, Unit 557 and retrofits | 499 | 1797 | Rate Constraint in lbs/MMBtu | FALSE | L | Annual | Allowances Sold NOX | Thousand Tons | 0 | 0 | 0 | 0 | 0 | 0 | 0
IL Fac. Spec. - NOX Rate Summer v3.1, Unit 557 and retrofits | 499 | 1797 | Rate Constraint in lbs/MMBtu | FALSE | L | Annual | Allowances Banked | Thousand Tons | 0 | 0 | 0 | 0 | 0 | 0 | 0
IL Fac. Spec. - NOX Rate Summer v3.1, Unit 557 and retrofits | 499 | 1797 | Rate Constraint in lbs/MMBtu | FALSE | L | Annual | Allowances Withdrawn (1:1) | Thousand Tons | 0 | 0 | 0 | 0 | 0 | 0 | 0
IL Fac. Spec. - NOX Rate Summer v3.1, Unit 557 and retrofits | 499 | 1797 | Rate Constraint in lbs/MMBtu | FALSE | L | Annual | Allowances Withdrawn (n:1) | Thousand Tons | 0 | 0 | 0 | 0 | 0 | 0 | 0
IL Fac. Spec. - NOX Rate Summer v3.1, Unit 557 and retrofits | 499 | 1797 | Rate Constraint in lbs/MMBtu | FALSE | L | Annual | Net Emissions Allowance Position | Thousand Tons | 0.0045708 | 0.0045708 | 0.0045708 | 0.0045708 | 0.0045708 | 0.0045708 | 0.0045708
IL Fac. Spec. - NOX Rate Summer v3.1, Unit 557 and retrofits | 499 | 1797 | Rate Constraint in lbs/MMBtu | FALSE | L | Annual | Fuel Consumed | TBtu | 0.27659 | 0.27659 | 0.27659 | 0.27659 | 0.27659 | 0.27659 | 0.27659
IL Fac. Spec. - NOX Rate Summer v3.1, Unit 557 and retrofits | 499 | 1797 | Rate Constraint in lbs/MMBtu | FALSE | L | Annual | Rate | lb/MMBtu | 0.033051 | 0.033051 | 0.033051 | 0.033051 | 0.033051 | 0.033051 | 0.033051
IL Fac. Spec. - NOX Rate Summer v3.1, Unit 557 and retrofits | 499 | 1797 | Rate Constraint in lbs/MMBtu | FALSE | L | Annual | Generation | TWh | 0.025419 | 0.025419 | 0.025419 | 0.025419 | 0.025419 | 0.025419 | 0.025419
IL Fac. Spec. - NOX Rate Summer v3.1, Unit 557 and retrofits | 499 | 1797 | Rate Constraint in lbs/MMBtu | FALSE | L | Annual | Qualifying Generation | TWh | 0.025419 | 0.025419 | 0.025419 | 0.025419 | 0.025419 | 0.025419 | 0.025419
IL Fac. Spec. - NOX Rate Summer v3.1, Unit 557 and retrofits | 499 | 1797 | Rate Constraint in lbs/MMBtu | FALSE | L | Annual | Rate | lb/MWh | 0.17982 | 0.17982 | 0.17982 | 0.17982 | 0.17982 | 0.17982 | 0.17982
IL Fac. Spec. - NOX Rate Summer v3.1, Unit 557 and retrofits | 499 | 1797 | Rate Constraint in lbs/MMBtu | FALSE | L | Annual | Constraint Shadow Price | US2011$/Ton | 0 | 0 | 0 | 0 | 0 | 0 | 0
IL Fac. Spec. - NOX Rate Summer v3.1, Unit 558 and retrofits | 500 | 1797 | Rate Constraint in lbs/MMBtu | FALSE | L | Annual | Seasons Included | Seasons | Summer | Summer | Summer | Summer | Summer | Summer | Summer
IL Fac. Spec. - NOX Rate Summer v3.1, Unit 558 and retrofits | 500 | 1797 | Rate Constraint in lbs/MMBtu | FALSE | L | Annual | Standard | lb/MMBtu | 0.25 | 0.25 | 0.25 | 0.25 | 0.25 | 0.25 | 0.25
IL Fac. Spec. - NOX Rate Summer v3.1, Unit 558 and retrofits | 500 | 1797 | Rate Constraint in lbs/MMBtu | FALSE | L | Annual | Emissions at Affected Plants NOX | Thousand Tons | 0.0048679 | 0.0048679 | 0.0048679 | 0.0048679 | 0.0048679 | 0.0048679 | 0.0048679
IL Fac. Spec. - NOX Rate Summer v3.1, Unit 558 and retrofits | 500 | 1797 | Rate Constraint in lbs/MMBtu | FALSE | L | Annual | Allowances Purchased NOX | Thousand Tons | 0 | 0 | 0 | 0 | 0 | 0 | 0
IL Fac. Spec. - NOX Rate Summer v3.1, Unit 558 and retrofits | 500 | 1797 | Rate Constraint in lbs/MMBtu | FALSE | L | Annual | Allowances Sold NOX | Thousand Tons | 0 | 0 | 0 | 0 | 0 | 0 | 0
IL Fac. Spec. - NOX Rate Summer v3.1, Unit 558 and retrofits | 500 | 1797 | Rate Constraint in lbs/MMBtu | FALSE | L | Annual | Allowances Banked | Thousand Tons | 0 | 0 | 0 | 0 | 0 | 0 | 0
IL Fac. Spec. - NOX Rate Summer v3.1, Unit 558 and retrofits | 500 | 1797 | Rate Constraint in lbs/MMBtu | FALSE | L | Annual | Allowances Withdrawn (1:1) | Thousand Tons | 0 | 0 | 0 | 0 | 0 | 0 | 0
IL Fac. Spec. - NOX Rate Summer v3.1, Unit 558 and retrofits | 500 | 1797 | Rate Constraint in lbs/MMBtu | FALSE | L | Annual | Allowances Withdrawn (n:1) | Thousand Tons | 0 | 0 | 0 | 0 | 0 | 0 | 0
IL Fac. Spec. - NOX Rate Summer v3.1, Unit 558 and retrofits | 500 | 1797 | Rate Constraint in lbs/MMBtu | FALSE | L | Annual | Net Emissions Allowance Position | Thousand Tons | 0.0048679 | 0.0048679 | 0.0048679 | 0.0048679 | 0.0048679 | 0.0048679 | 0.0048679
IL Fac. Spec. - NOX Rate Summer v3.1, Unit 558 and retrofits | 500 | 1797 | Rate Constraint in lbs/MMBtu | FALSE | L | Annual | Fuel Consumed | TBtu | 0.27659 | 0.27659 | 0.27659 | 0.27659 | 0.27659 | 0.27659 | 0.27659
IL Fac. Spec. - NOX Rate Summer v3.1, Unit 558 and retrofits | 500 | 1797 | Rate Constraint in lbs/MMBtu | FALSE | L | Annual | Rate | lb/MMBtu | 0.0352 | 0.0352 | 0.0352 | 0.0352 | 0.0352 | 0.0352 | 0.0352
IL Fac. Spec. - NOX Rate Summer v3.1, Unit 558 and retrofits | 500 | 1797 | Rate Constraint in lbs/MMBtu | FALSE | L | Annual | Generation | TWh | 0.025419 | 0.025419 | 0.025419 | 0.025419 | 0.025419 | 0.025419 | 0.025419
IL Fac. Spec. - NOX Rate Summer v3.1, Unit 558 and retrofits | 500 | 1797 | Rate Constraint in lbs/MMBtu | FALSE | L | Annual | Qualifying Generation | TWh | 0.025419 | 0.025419 | 0.025419 | 0.025419 | 0.025419 | 0.025419 | 0.025419
IL Fac. Spec. - NOX Rate Summer v3.1, Unit 558 and retrofits | 500 | 1797 | Rate Constraint in lbs/MMBtu | FALSE | L | Annual | Rate | lb/MWh | 0.19151 | 0.19151 | 0.19151 | 0.19151 | 0.19151 | 0.19151 | 0.19151
IL Fac. Spec. - NOX Rate Summer v3.1, Unit 558 and retrofits | 500 | 1797 | Rate Constraint in lbs/MMBtu | FALSE | L | Annual | Constraint Shadow Price | US2011$/Ton | 0 | 0 | 0 | 0 | 0 | 0 | 0
IL Fac. Spec. - NOX Rate Summer v3.1, Unit 559 and retrofits | 501 | 1797 | Rate Constraint in lbs/MMBtu | FALSE | L | Annual | Seasons Included | Seasons | Summer | Summer | Summer | Summer | Summer | Summer | Summer
IL Fac. Spec. - NOX Rate Summer v3.1, Unit 559 and retrofits | 501 | 1797 | Rate Constraint in lbs/MMBtu | FALSE | L | Annual | Standard | lb/MMBtu | 0.25 | 0.25 | 0.25 | 0.25 | 0.25 | 0.25 | 0.25
IL Fac. Spec. - NOX Rate Summer v3.1, Unit 559 and retrofits | 501 | 1797 | Rate Constraint in lbs/MMBtu | FALSE | L | Annual | Emissions at Affected Plants NOX | Thousand Tons | 0.0051762 | 0.0051762 | 0.0051762 | 0.0051762 | 0.0051762 | 0.0051762 | 0.0051762
IL Fac. Spec. - NOX Rate Summer v3.1, Unit 559 and retrofits | 501 | 1797 | Rate Constraint in lbs/MMBtu | FALSE | L | Annual | Allowances Purchased NOX | Thousand Tons | 0 | 0 | 0 | 0 | 0 | 0 | 0
IL Fac. Spec. - NOX Rate Summer v3.1, Unit 559 and retrofits | 501 | 1797 | Rate Constraint in lbs/MMBtu | FALSE | L | Annual | Allowances Sold NOX | Thousand Tons | 0 | 0 | 0 | 0 | 0 | 0 | 0
IL Fac. Spec. - NOX Rate Summer v3.1, Unit 559 and retrofits | 501 | 1797 | Rate Constraint in lbs/MMBtu | FALSE | L | Annual | Allowances Banked | Thousand Tons | 0 | 0 | 0 | 0 | 0 | 0 | 0
IL Fac. Spec. - NOX Rate Summer v3.1, Unit 559 and retrofits | 501 | 1797 | Rate Constraint in lbs/MMBtu | FALSE | L | Annual | Allowances Withdrawn (1:1) | Thousand Tons | 0 | 0 | 0 | 0 | 0 | 0 | 0
IL Fac. Spec. - NOX Rate Summer v3.1, Unit 559 and retrofits | 501 | 1797 | Rate Constraint in lbs/MMBtu | FALSE | L | Annual | Allowances Withdrawn (n:1) | Thousand Tons | 0 | 0 | 0 | 0 | 0 | 0 | 0
IL Fac. Spec. - NOX Rate Summer v3.1, Unit 559 and retrofits | 501 | 1797 | Rate Constraint in lbs/MMBtu | FALSE | L | Annual | Net Emissions Allowance Position | Thousand Tons | 0.0051762 | 0.0051762 | 0.0051762 | 0.0051762 | 0.0051762 | 0.0051762 | 0.0051762
IL Fac. Spec. - NOX Rate Summer v3.1, Unit 559 and retrofits | 501 | 1797 | Rate Constraint in lbs/MMBtu | FALSE | L | Annual | Fuel Consumed | TBtu | 0.27659 | 0.27659 | 0.27659 | 0.27659 | 0.27659 | 0.27659 | 0.27659
IL Fac. Spec. - NOX Rate Summer v3.1, Unit 559 and retrofits | 501 | 1797 | Rate Constraint in lbs/MMBtu | FALSE | L | Annual | Rate | lb/MMBtu | 0.037429 | 0.037429 | 0.037429 | 0.037429 | 0.037429 | 0.037429 | 0.037429
IL Fac. Spec. - NOX Rate Summer v3.1, Unit 559 and retrofits | 501 | 1797 | Rate Constraint in lbs/MMBtu | FALSE | L | Annual | Generation | TWh | 0.025419 | 0.025419 | 0.025419 | 0.025419 | 0.025419 | 0.025419 | 0.025419
IL Fac. Spec. - NOX Rate Summer v3.1, Unit 559 and retrofits | 501 | 1797 | Rate Constraint in lbs/MMBtu | FALSE | L | Annual | Qualifying Generation | TWh | 0.025419 | 0.025419 | 0.025419 | 0.025419 | 0.025419 | 0.025419 | 0.025419
IL Fac. Spec. - NOX Rate Summer v3.1, Unit 559 and retrofits | 501 | 1797 | Rate Constraint in lbs/MMBtu | FALSE | L | Annual | Rate | lb/MWh | 0.20363 | 0.20363 | 0.20363 | 0.20363 | 0.20363 | 0.20363 | 0.20363
IL Fac. Spec. - NOX Rate Summer v3.1, Unit 559 and retrofits | 501 | 1797 | Rate Constraint in lbs/MMBtu | FALSE | L | Annual | Constraint Shadow Price | US2011$/Ton | 0 | 0 | 0 | 0 | 0 | 0 | 0
IL Fac. Spec. - NOX Rate Summer v3.1, Unit 560 and retrofits | 502 | 1797 | Rate Constraint in lbs/MMBtu | FALSE | L | Annual | Seasons Included | Seasons | Summer | Summer | Summer | Summer | Summer | Summer | Summer
IL Fac. Spec. - NOX Rate Summer v3.1, Unit 560 and retrofits | 502 | 1797 | Rate Constraint in lbs/MMBtu | FALSE | L | Annual | Standard | lb/MMBtu | 0.25 | 0.25 | 0.25 | 0.25 | 0.25 | 0.25 | 0.25
IL Fac. Spec. - NOX Rate Summer v3.1, Unit 560 and retrofits | 502 | 1797 | Rate Constraint in lbs/MMBtu | FALSE | L | Annual | Emissions at Affected Plants NOX | Thousand Tons | 0.00062405 | 0.00062405 | 0.00062405 | 0.00062405 | 0.00062405 | 0 | 0
IL Fac. Spec. - NOX Rate Summer v3.1, Unit 560 and retrofits | 502 | 1797 | Rate Constraint in lbs/MMBtu | FALSE | L | Annual | Allowances Purchased NOX | Thousand Tons | 0 | 0 | 0 | 0 | 0 | 0 | 0
IL Fac. Spec. - NOX Rate Summer v3.1, Unit 560 and retrofits | 502 | 1797 | Rate Constraint in lbs/MMBtu | FALSE | L | Annual | Allowances Sold NOX | Thousand Tons | 0 | 0 | 0 | 0 | 0 | 0 | 0
IL Fac. Spec. - NOX Rate Summer v3.1, Unit 560 and retrofits | 502 | 1797 | Rate Constraint in lbs/MMBtu | FALSE | L | Annual | Allowances Banked | Thousand Tons | 0 | 0 | 0 | 0 | 0 | 0 | 0
IL Fac. Spec. - NOX Rate Summer v3.1, Unit 560 and retrofits | 502 | 1797 | Rate Constraint in lbs/MMBtu | FALSE | L | Annual | Allowances Withdrawn (1:1) | Thousand Tons | 0 | 0 | 0 | 0 | 0 | 0 | 0
IL Fac. Spec. - NOX Rate Summer v3.1, Unit 560 and retrofits | 502 | 1797 | Rate Constraint in lbs/MMBtu | FALSE | L | Annual | Allowances Withdrawn (n:1) | Thousand Tons | 0 | 0 | 0 | 0 | 0 | 0 | 0
IL Fac. Spec. - NOX Rate Summer v3.1, Unit 560 and retrofits | 502 | 1797 | Rate Constraint in lbs/MMBtu | FALSE | L | Annual | Net Emissions Allowance Position | Thousand Tons | 0.00062405 | 0.00062405 | 0.00062405 | 0.00062405 | 0.00062405 | 0 | 0
IL Fac. Spec. - NOX Rate Summer v3.1, Unit 560 and retrofits | 502 | 1797 | Rate Constraint in lbs/MMBtu | FALSE | L | Annual | Fuel Consumed | TBtu | 0.032724 | 0.032724 | 0.032724 | 0.032724 | 0.032724 | 0 | 0
IL Fac. Spec. - NOX Rate Summer v3.1, Unit 560 and retrofits | 502 | 1797 | Rate Constraint in lbs/MMBtu | FALSE | L | Annual | Rate | lb/MMBtu | 0.03814 | 0.03814 | 0.03814 | 0.03814 | 0.03814 | 0 | 0
IL Fac. Spec. - NOX Rate Summer v3.1, Unit 560 and retrofits | 502 | 1797 | Rate Constraint in lbs/MMBtu | FALSE | L | Annual | Generation | TWh | 0.0026003 | 0.0026003 | 0.0026003 | 0.0026003 | 0.0026003 | 0 | 0
IL Fac. Spec. - NOX Rate Summer v3.1, Unit 560 and retrofits | 502 | 1797 | Rate Constraint in lbs/MMBtu | FALSE | L | Annual | Qualifying Generation | TWh | 0.0026003 | 0.0026003 | 0.0026003 | 0.0026003 | 0.0026003 | 0 | 0
IL Fac. Spec. - NOX Rate Summer v3.1, Unit 560 and retrofits | 502 | 1797 | Rate Constraint in lbs/MMBtu | FALSE | L | Annual | Rate | lb/MWh | 0.23999 | 0.23999 | 0.23999 | 0.23999 | 0.23999 | 0 | 0
IL Fac. Spec. - NOX Rate Summer v3.1, Unit 560 and retrofits | 502 | 1797 | Rate Constraint in lbs/MMBtu | FALSE | L | Annual | Constraint Shadow Price | US2011$/Ton | 0 | 0 | 0 | 0 | 0 | 0 | 0
IL Fac. Spec. - NOX Rate Summer v3.1, Unit 561 and retrofits | 503 | 1797 | Rate Constraint in lbs/MMBtu | FALSE | L | Annual | Seasons Included | Seasons | Summer | Summer | Summer | Summer | Summer | Summer | Summer
IL Fac. Spec. - NOX Rate Summer v3.1, Unit 561 and retrofits | 503 | 1797 | Rate Constraint in lbs/MMBtu | FALSE | L | Annual | Standard | lb/MMBtu | 0.25 | 0.25 | 0.25 | 0.25 | 0.25 | 0.25 | 0.25
IL Fac. Spec. - NOX Rate Summer v3.1, Unit 561 and retrofits | 503 | 1797 | Rate Constraint in lbs/MMBtu | FALSE | L | Annual | Emissions at Affected Plants NOX | Thousand Tons | 0.00068869 | 0.00068869 | 0.00068869 | 0.00068869 | 0.00068869 | 0 | 0
IL Fac. Spec. - NOX Rate Summer v3.1, Unit 561 and retrofits | 503 | 1797 | Rate Constraint in lbs/MMBtu | FALSE | L | Annual | Allowances Purchased NOX | Thousand Tons | 0 | 0 | 0 | 0 | 0 | 0 | 0
IL Fac. Spec. - NOX Rate Summer v3.1, Unit 561 and retrofits | 503 | 1797 | Rate Constraint in lbs/MMBtu | FALSE | L | Annual | Allowances Sold NOX | Thousand Tons | 0 | 0 | 0 | 0 | 0 | 0 | 0
IL Fac. Spec. - NOX Rate Summer v3.1, Unit 561 and retrofits | 503 | 1797 | Rate Constraint in lbs/MMBtu | FALSE | L | Annual | Allowances Banked | Thousand Tons | 0 | 0 | 0 | 0 | 0 | 0 | 0
IL Fac. Spec. - NOX Rate Summer v3.1, Unit 561 and retrofits | 503 | 1797 | Rate Constraint in lbs/MMBtu | FALSE | L | Annual | Allowances Withdrawn (1:1) | Thousand Tons | 0 | 0 | 0 | 0 | 0 | 0 | 0
IL Fac. Spec. - NOX Rate Summer v3.1, Unit 561 and retrofits | 503 | 1797 | Rate Constraint in lbs/MMBtu | FALSE | L | Annual | Allowances Withdrawn (n:1) | Thousand Tons | 0 | 0 | 0 | 0 | 0 | 0 | 0
IL Fac. Spec. - NOX Rate Summer v3.1, Unit 561 and retrofits | 503 | 1797 | Rate Constraint in lbs/MMBtu | FALSE | L | Annual | Net Emissions Allowance Position | Thousand Tons | 0.00068869 | 0.00068869 | 0.00068869 | 0.00068869 | 0.00068869 | 0 | 0
IL Fac. Spec. - NOX Rate Summer v3.1, Unit 561 and retrofits | 503 | 1797 | Rate Constraint in lbs/MMBtu | FALSE | L | Annual | Fuel Consumed | TBtu | 0.032724 | 0.032724 | 0.032724 | 0.032724 | 0.032724 | 0 | 0
IL Fac. Spec. - NOX Rate Summer v3.1, Unit 561 and retrofits | 503 | 1797 | Rate Constraint in lbs/MMBtu | FALSE | L | Annual | Rate | lb/MMBtu | 0.04209 | 0.04209 | 0.04209 | 0.04209 | 0.04209 | 0 | 0
IL Fac. Spec. - NOX Rate Summer v3.1, Unit 561 and retrofits | 503 | 1797 | Rate Constraint in lbs/MMBtu | FALSE | L | Annual | Generation | TWh | 0.0026003 | 0.0026003 | 0.0026003 | 0.0026003 | 0.0026003 | 0 | 0
IL Fac. Spec. - NOX Rate Summer v3.1, Unit 561 and retrofits | 503 | 1797 | Rate Constraint in lbs/MMBtu | FALSE | L | Annual | Qualifying Generation | TWh | 0.0026003 | 0.0026003 | 0.0026003 | 0.0026003 | 0.0026003 | 0 | 0
IL Fac. Spec. - NOX Rate Summer v3.1, Unit 561 and retrofits | 503 | 1797 | Rate Constraint in lbs/MMBtu | FALSE | L | Annual | Rate | lb/MWh | 0.26485 | 0.26485 | 0.26485 | 0.26485 | 0.26485 | 0 | 0
IL Fac. Spec. - NOX Rate Summer v3.1, Unit 561 and retrofits | 503 | 1797 | Rate Constraint in lbs/MMBtu | FALSE | L | Annual | Constraint Shadow Price | US2011$/Ton | 0 | 0 | 0 | 0 | 0 | 0 | 0
IL Fac. Spec. - NOX Rate Summer v3.1, Unit 562 and retrofits | 504 | 1797 | Rate Constraint in lbs/MMBtu | FALSE | L | Annual | Seasons Included | Seasons | Summer | Summer | Summer | Summer | Summer | Summer | Summer
IL Fac. Spec. - NOX Rate Summer v3.1, Unit 562 and retrofits | 504 | 1797 | Rate Constraint in lbs/MMBtu | FALSE | L | Annual | Standard | lb/MMBtu | 0.25 | 0.25 | 0.25 | 0.25 | 0.25 | 0.25 | 0.25
IL Fac. Spec. - NOX Rate Summer v3.1, Unit 562 and retrofits | 504 | 1797 | Rate Constraint in lbs/MMBtu | FALSE | L | Annual | Emissions at Affected Plants NOX | Thousand Tons | 0.00074115 | 0.00074115 | 0.00074115 | 0.00074115 | 0.00074115 | 0 | 0
IL Fac. Spec. - NOX Rate Summer v3.1, Unit 562 and retrofits | 504 | 1797 | Rate Constraint in lbs/MMBtu | FALSE | L | Annual | Allowances Purchased NOX | Thousand Tons | 0 | 0 | 0 | 0 | 0 | 0 | 0
IL Fac. Spec. - NOX Rate Summer v3.1, Unit 562 and retrofits | 504 | 1797 | Rate Constraint in lbs/MMBtu | FALSE | L | Annual | Allowances Sold NOX | Thousand Tons | 0 | 0 | 0 | 0 | 0 | 0 | 0
IL Fac. Spec. - NOX Rate Summer v3.1, Unit 562 and retrofits | 504 | 1797 | Rate Constraint in lbs/MMBtu | FALSE | L | Annual | Allowances Banked | Thousand Tons | 0 | 0 | 0 | 0 | 0 | 0 | 0
IL Fac. Spec. - NOX Rate Summer v3.1, Unit 562 and retrofits | 504 | 1797 | Rate Constraint in lbs/MMBtu | FALSE | L | Annual | Allowances Withdrawn (1:1) | Thousand Tons | 0 | 0 | 0 | 0 | 0 | 0 | 0
IL Fac. Spec. - NOX Rate Summer v3.1, Unit 562 and retrofits | 504 | 1797 | Rate Constraint in lbs/MMBtu | FALSE | L | Annual | Allowances Withdrawn (n:1) | Thousand Tons | 0 | 0 | 0 | 0 | 0 | 0 | 0
IL Fac. Spec. - NOX Rate Summer v3.1, Unit 562 and retrofits | 504 | 1797 | Rate Constraint in lbs/MMBtu | FALSE | L | Annual | Net Emissions Allowance Position | Thousand Tons | 0.00074115 | 0.00074115 | 0.00074115 | 0.00074115 | 0.00074115 | 0 | 0
IL Fac. Spec. - NOX Rate Summer v3.1, Unit 562 and retrofits | 504 | 1797 | Rate Constraint in lbs/MMBtu | FALSE | L | Annual | Fuel Consumed | TBtu | 0.033141 | 0.033141 | 0.033141 | 0.033141 | 0.033141 | 0 | 0
IL Fac. Spec. - NOX Rate Summer v3.1, Unit 562 and retrofits | 504 | 1797 | Rate Constraint in lbs/MMBtu | FALSE | L | Annual | Rate | lb/MMBtu | 0.044727 | 0.044727 | 0.044727 | 0.044727 | 0.044727 | 0 | 0
IL Fac. Spec. - NOX Rate Summer v3.1, Unit 562 and retrofits | 504 | 1797 | Rate Constraint in lbs/MMBtu | FALSE | L | Annual | Generation | TWh | 0.0026336 | 0.0026336 | 0.0026336 | 0.0026336 | 0.0026336 | 0 | 0
IL Fac. Spec. - NOX Rate Summer v3.1, Unit 562 and retrofits | 504 | 1797 | Rate Constraint in lbs/MMBtu | FALSE | L | Annual | Qualifying Generation | TWh | 0.0026336 | 0.0026336 | 0.0026336 | 0.0026336 | 0.0026336 | 0 | 0
IL Fac. Spec. - NOX Rate Summer v3.1, Unit 562 and retrofits | 504 | 1797 | Rate Constraint in lbs/MMBtu | FALSE | L | Annual | Rate | lb/MWh | 0.28142 | 0.28142 | 0.28142 | 0.28142 | 0.28142 | 0 | 0
IL Fac. Spec. - NOX Rate Summer v3.1, Unit 562 and retrofits | 504 | 1797 | Rate Constraint in lbs/MMBtu | FALSE | L | Annual | Constraint Shadow Price | US2011$/Ton | 0 | 0 | 0 | 0 | 0 | 0 | 0
IL Fac. Spec. - NOX Rate Summer v3.1, Unit 563 and retrofits | 505 | 1797 | Rate Constraint in lbs/MMBtu | FALSE | L | Annual | Seasons Included | Seasons | Summer | Summer | Summer | Summer | Summer | Summer | Summer
IL Fac. Spec. - NOX Rate Summer v3.1, Unit 563 and retrofits | 505 | 1797 | Rate Constraint in lbs/MMBtu | FALSE | L | Annual | Standard | lb/MMBtu | 0.25 | 0.25 | 0.25 | 0.25 | 0.25 | 0.25 | 0.25
IL Fac. Spec. - NOX Rate Summer v3.1, Unit 563 and retrofits | 505 | 1797 | Rate Constraint in lbs/MMBtu | FALSE | L | Annual | Emissions at Affected Plants NOX | Thousand Tons | 0.00061188 | 0.00061188 | 0.00061188 | 0.00061188 | 0.00061188 | 0 | 0
IL Fac. Spec. - NOX Rate Summer v3.1, Unit 563 and retrofits | 505 | 1797 | Rate Constraint in lbs/MMBtu | FALSE | L | Annual | Allowances Purchased NOX | Thousand Tons | 0 | 0 | 0 | 0 | 0 | 0 | 0
IL Fac. Spec. - NOX Rate Summer v3.1, Unit 563 and retrofits | 505 | 1797 | Rate Constraint in lbs/MMBtu | FALSE | L | Annual | Allowances Sold NOX | Thousand Tons | 0 | 0 | 0 | 0 | 0 | 0 | 0
IL Fac. Spec. - NOX Rate Summer v3.1, Unit 563 and retrofits | 505 | 1797 | Rate Constraint in lbs/MMBtu | FALSE | L | Annual | Allowances Banked | Thousand Tons | 0 | 0 | 0 | 0 | 0 | 0 | 0
IL Fac. Spec. - NOX Rate Summer v3.1, Unit 563 and retrofits | 505 | 1797 | Rate Constraint in lbs/MMBtu | FALSE | L | Annual | Allowances Withdrawn (1:1) | Thousand Tons | 0 | 0 | 0 | 0 | 0 | 0 | 0
IL Fac. Spec. - NOX Rate Summer v3.1, Unit 563 and retrofits | 505 | 1797 | Rate Constraint in lbs/MMBtu | FALSE | L | Annual | Allowances Withdrawn (n:1) | Thousand Tons | 0 | 0 | 0 | 0 | 0 | 0 | 0
IL Fac. Spec. - NOX Rate Summer v3.1, Unit 563 and retrofits | 505 | 1797 | Rate Constraint in lbs/MMBtu | FALSE | L | Annual | Net Emissions Allowance Position | Thousand Tons | 0.00061188 | 0.00061188 | 0.00061188 | 0.00061188 | 0.00061188 | 0 | 0
IL Fac. Spec. - NOX Rate Summer v3.1, Unit 563 and retrofits | 505 | 1797 | Rate Constraint in lbs/MMBtu | FALSE | L | Annual | Fuel Consumed | TBtu | 0.032722 | 0.032722 | 0.032722 | 0.032722 | 0.032722 | 0 | 0
IL Fac. Spec. - NOX Rate Summer v3.1, Unit 563 and retrofits | 505 | 1797 | Rate Constraint in lbs/MMBtu | FALSE | L | Annual | Rate | lb/MMBtu | 0.037399 | 0.037399 | 0.037399 | 0.037399 | 0.037399 | 0 | 0
IL Fac. Spec. - NOX Rate Summer v3.1, Unit 563 and retrofits | 505 | 1797 | Rate Constraint in lbs/MMBtu | FALSE | L | Annual | Generation | TWh | 0.0026003 | 0.0026003 | 0.0026003 | 0.0026003 | 0.0026003 | 0 | 0
IL Fac. Spec. - NOX Rate Summer v3.1, Unit 563 and retrofits | 505 | 1797 | Rate Constraint in lbs/MMBtu | FALSE | L | Annual | Qualifying Generation | TWh | 0.0026003 | 0.0026003 | 0.0026003 | 0.0026003 | 0.0026003 | 0 | 0
IL Fac. Spec. - NOX Rate Summer v3.1, Unit 563 and retrofits | 505 | 1797 | Rate Constraint in lbs/MMBtu | FALSE | L | Annual | Rate | lb/MWh | 0.23532 | 0.23532 | 0.23532 | 0.23532 | 0.23532 | 0 | 0
IL Fac. Spec. - NOX Rate Summer v3.1, Unit 563 and retrofits | 505 | 1797 | Rate Constraint in lbs/MMBtu | FALSE | L | Annual | Constraint Shadow Price | US2011$/Ton | 0 | 0 | 0 | 0 | 0 | 0 | 0
IL Fac. Spec. - NOX Rate Summer v3.1, Unit 564 and retrofits | 506 | 1797 | Rate Constraint in lbs/MMBtu | FALSE | L | Annual | Seasons Included | Seasons | Summer | Summer | Summer | Summer | Summer | Summer | Summer
IL Fac. Spec. - NOX Rate Summer v3.1, Unit 564 and retrofits | 506 | 1797 | Rate Constraint in lbs/MMBtu | FALSE | L | Annual | Standard | lb/MMBtu | 0.25 | 0.25 | 0.25 | 0.25 | 0.25 | 0.25 | 0.25
IL Fac. Spec. - NOX Rate Summer v3.1, Unit 564 and retrofits | 506 | 1797 | Rate Constraint in lbs/MMBtu | FALSE | L | Annual | Emissions at Affected Plants NOX | Thousand Tons | 0.00053137 | 0.00053137 | 0.00053137 | 0.00053137 | 0.00053137 | 0 | 0
IL Fac. Spec. - NOX Rate Summer v3.1, Unit 564 and retrofits | 506 | 1797 | Rate Constraint in lbs/MMBtu | FALSE | L | Annual | Allowances Purchased NOX | Thousand Tons | 0 | 0 | 0 | 0 | 0 | 0 | 0
IL Fac. Spec. - NOX Rate Summer v3.1, Unit 564 and retrofits | 506 | 1797 | Rate Constraint in lbs/MMBtu | FALSE | L | Annual | Allowances Sold NOX | Thousand Tons | 0 | 0 | 0 | 0 | 0 | 0 | 0
IL Fac. Spec. - NOX Rate Summer v3.1, Unit 564 and retrofits | 506 | 1797 | Rate Constraint in lbs/MMBtu | FALSE | L | Annual | Allowances Banked | Thousand Tons | 0 | 0 | 0 | 0 | 0 | 0 | 0
IL Fac. Spec. - NOX Rate Summer v3.1, Unit 564 and retrofits | 506 | 1797 | Rate Constraint in lbs/MMBtu | FALSE | L | Annual | Allowances Withdrawn (1:1) | Thousand Tons | 0 | 0 | 0 | 0 | 0 | 0 | 0
IL Fac. Spec. - NOX Rate Summer v3.1, Unit 564 and retrofits | 506 | 1797 | Rate Constraint in lbs/MMBtu | FALSE | L | Annual | Allowances Withdrawn (n:1) | Thousand Tons | 0 | 0 | 0 | 0 | 0 | 0 | 0
IL Fac. Spec. - NOX Rate Summer v3.1, Unit 564 and retrofits | 506 | 1797 | Rate Constraint in lbs/MMBtu | FALSE | L | Annual | Net Emissions Allowance Position | Thousand Tons | 0.00053137 | 0.00053137 | 0.00053137 | 0.00053137 | 0.00053137 | 0 | 0
IL Fac. Spec. - NOX Rate Summer v3.1, Unit 564 and retrofits | 506 | 1797 | Rate Constraint in lbs/MMBtu | FALSE | L | Annual | Fuel Consumed | TBtu | 0.032302 | 0.032302 | 0.032302 | 0.032302 | 0.032302 | 0 | 0
IL Fac. Spec. - NOX Rate Summer v3.1, Unit 564 and retrofits | 506 | 1797 | Rate Constraint in lbs/MMBtu | FALSE | L | Annual | Rate | lb/MMBtu | 0.0329 | 0.0329 | 0.0329 | 0.0329 | 0.0329 | 0 | 0
IL Fac. Spec. - NOX Rate Summer v3.1, Unit 564 and retrofits | 506 | 1797 | Rate Constraint in lbs/MMBtu | FALSE | L | Annual | Generation | TWh | 0.0025669 | 0.0025669 | 0.0025669 | 0.0025669 | 0.0025669 | 0 | 0
IL Fac. Spec. - NOX Rate Summer v3.1, Unit 564 and retrofits | 506 | 1797 | Rate Constraint in lbs/MMBtu | FALSE | L | Annual | Qualifying Generation | TWh | 0.0025669 | 0.0025669 | 0.0025669 | 0.0025669 | 0.0025669 | 0 | 0
IL Fac. Spec. - NOX Rate Summer v3.1, Unit 564 and retrofits | 506 | 1797 | Rate Constraint in lbs/MMBtu | FALSE | L | Annual | Rate | lb/MWh | 0.20701 | 0.20701 | 0.20701 | 0.20701 | 0.20701 | 0 | 0
IL Fac. Spec. - NOX Rate Summer v3.1, Unit 564 and retrofits | 506 | 1797 | Rate Constraint in lbs/MMBtu | FALSE | L | Annual | Constraint Shadow Price | US2011$/Ton | 0 | 0 | 0 | 0 | 0 | 0 | 0
IL Fac. Spec. - NOX Rate Summer v3.1, Unit 565 and retrofits | 507 | 1797 | Rate Constraint in lbs/MMBtu | FALSE | L | Annual | Seasons Included | Seasons | Summer | Summer | Summer | Summer | Summer | Summer | Summer
IL Fac. Spec. - NOX Rate Summer v3.1, Unit 565 and retrofits | 507 | 1797 | Rate Constraint in lbs/MMBtu | FALSE | L | Annual | Standard | lb/MMBtu | 0.25 | 0.25 | 0.25 | 0.25 | 0.25 | 0.25 | 0.25
IL Fac. Spec. - NOX Rate Summer v3.1, Unit 565 and retrofits | 507 | 1797 | Rate Constraint in lbs/MMBtu | FALSE | L | Annual | Emissions at Affected Plants NOX | Thousand Tons | 0.00075423 | 0.00075423 | 0.00075423 | 0.00075423 | 0.00075423 | 0 | 0
IL Fac. Spec. - NOX Rate Summer v3.1, Unit 565 and retrofits | 507 | 1797 | Rate Constraint in lbs/MMBtu | FALSE | L | Annual | Allowances Purchased NOX | Thousand Tons | 0 | 0 | 0 | 0 | 0 | 0 | 0
IL Fac. Spec. - NOX Rate Summer v3.1, Unit 565 and retrofits | 507 | 1797 | Rate Constraint in lbs/MMBtu | FALSE | L | Annual | Allowances Sold NOX | Thousand Tons | 0 | 0 | 0 | 0 | 0 | 0 | 0
IL Fac. Spec. - NOX Rate Summer v3.1, Unit 565 and retrofits | 507 | 1797 | Rate Constraint in lbs/MMBtu | FALSE | L | Annual | Allowances Banked | Thousand Tons | 0 | 0 | 0 | 0 | 0 | 0 | 0
IL Fac. Spec. - NOX Rate Summer v3.1, Unit 565 and retrofits | 507 | 1797 | Rate Constraint in lbs/MMBtu | FALSE | L | Annual | Allowances Withdrawn (1:1) | Thousand Tons | 0 | 0 | 0 | 0 | 0 | 0 | 0
IL Fac. Spec. - NOX Rate Summer v3.1, Unit 565 and retrofits | 507 | 1797 | Rate Constraint in lbs/MMBtu | FALSE | L | Annual | Allowances Withdrawn (n:1) | Thousand Tons | 0 | 0 | 0 | 0 | 0 | 0 | 0
IL Fac. Spec. - NOX Rate Summer v3.1, Unit 565 and retrofits | 507 | 1797 | Rate Constraint in lbs/MMBtu | FALSE | L | Annual | Net Emissions Allowance Position | Thousand Tons | 0.00075423 | 0.00075423 | 0.00075423 | 0.00075423 | 0.00075423 | 0 | 0
IL Fac. Spec. - NOX Rate Summer v3.1, Unit 565 and retrofits | 507 | 1797 | Rate Constraint in lbs/MMBtu | FALSE | L | Annual | Fuel Consumed | TBtu | 0.032722 | 0.032722 | 0.032722 | 0.032722 | 0.032722 | 0 | 0
IL Fac. Spec. - NOX Rate Summer v3.1, Unit 565 and retrofits | 507 | 1797 | Rate Constraint in lbs/MMBtu | FALSE | L | Annual | Rate | lb/MMBtu | 0.0461 | 0.0461 | 0.0461 | 0.0461 | 0.0461 | 0 | 0
IL Fac. Spec. - NOX Rate Summer v3.1, Unit 565 and retrofits | 507 | 1797 | Rate Constraint in lbs/MMBtu | FALSE | L | Annual | Generation | TWh | 0.0026003 | 0.0026003 | 0.0026003 | 0.0026003 | 0.0026003 | 0 | 0
IL Fac. Spec. - NOX Rate Summer v3.1, Unit 565 and retrofits | 507 | 1797 | Rate Constraint in lbs/MMBtu | FALSE | L | Annual | Qualifying Generation | TWh | 0.0026003 | 0.0026003 | 0.0026003 | 0.0026003 | 0.0026003 | 0 | 0
IL Fac. Spec. - NOX Rate Summer v3.1, Unit 565 and retrofits | 507 | 1797 | Rate Constraint in lbs/MMBtu | FALSE | L | Annual | Rate | lb/MWh | 0.29006 | 0.29006 | 0.29006 | 0.29006 | 0.29006 | 0 | 0
IL Fac. Spec. - NOX Rate Summer v3.1, Unit 565 and retrofits | 507 | 1797 | Rate Constraint in lbs/MMBtu | FALSE | L | Annual | Constraint Shadow Price | US2011$/Ton | 0 | 0 | 0 | 0 | 0 | 0 | 0
IL Fac. Spec. - NOX Rate Summer v3.1, Unit 566 and retrofits | 508 | 1797 | Rate Constraint in lbs/MMBtu | FALSE | L | Annual | Seasons Included | Seasons | Summer | Summer | Summer | Summer | Summer | Summer | Summer
IL Fac. Spec. - NOX Rate Summer v3.1, Unit 566 and retrofits | 508 | 1797 | Rate Constraint in lbs/MMBtu | FALSE | L | Annual | Standard | lb/MMBtu | 0.25 | 0.25 | 0.25 | 0.25 | 0.25 | 0.25 | 0.25
IL Fac. Spec. - NOX Rate Summer v3.1, Unit 566 and retrofits | 508 | 1797 | Rate Constraint in lbs/MMBtu | FALSE | L | Annual | Emissions at Affected Plants NOX | Thousand Tons | 0.00077386 | 0.00077386 | 0.00077386 | 0.00077386 | 0.00077386 | 0 | 0
IL Fac. Spec. - NOX Rate Summer v3.1, Unit 566 and retrofits | 508 | 1797 | Rate Constraint in lbs/MMBtu | FALSE | L | Annual | Allowances Purchased NOX | Thousand Tons | 0 | 0 | 0 | 0 | 0 | 0 | 0
IL Fac. Spec. - NOX Rate Summer v3.1, Unit 566 and retrofits | 508 | 1797 | Rate Constraint in lbs/MMBtu | FALSE | L | Annual | Allowances Sold NOX | Thousand Tons | 0 | 0 | 0 | 0 | 0 | 0 | 0
IL Fac. Spec. - NOX Rate Summer v3.1, Unit 566 and retrofits | 508 | 1797 | Rate Constraint in lbs/MMBtu | FALSE | L | Annual | Allowances Banked | Thousand Tons | 0 | 0 | 0 | 0 | 0 | 0 | 0
IL Fac. Spec. - NOX Rate Summer v3.1, Unit 566 and retrofits | 508 | 1797 | Rate Constraint in lbs/MMBtu | FALSE | L | Annual | Allowances Withdrawn (1:1) | Thousand Tons | 0 | 0 | 0 | 0 | 0 | 0 | 0
IL Fac. Spec. - NOX Rate Summer v3.1, Unit 566 and retrofits | 508 | 1797 | Rate Constraint in lbs/MMBtu | FALSE | L | Annual | Allowances Withdrawn (n:1) | Thousand Tons | 0 | 0 | 0 | 0 | 0 | 0 | 0
IL Fac. Spec. - NOX Rate Summer v3.1, Unit 566 and retrofits | 508 | 1797 | Rate Constraint in lbs/MMBtu | FALSE | L | Annual | Net Emissions Allowance Position | Thousand Tons | 0.00077386 | 0.00077386 | 0.00077386 | 0.00077386 | 0.00077386 | 0 | 0
IL Fac. Spec. - NOX Rate Summer v3.1, Unit 566 and retrofits | 508 | 1797 | Rate Constraint in lbs/MMBtu | FALSE | L | Annual | Fuel Consumed | TBtu | 0.032722 | 0.032722 | 0.032722 | 0.032722 | 0.032722 | 0 | 0
IL Fac. Spec. - NOX Rate Summer v3.1, Unit 566 and retrofits | 508 | 1797 | Rate Constraint in lbs/MMBtu | FALSE | L | Annual | Rate | lb/MMBtu | 0.0473 | 0.0473 | 0.0473 | 0.0473 | 0.0473 | 0 | 0
IL Fac. Spec. - NOX Rate Summer v3.1, Unit 566 and retrofits | 508 | 1797 | Rate Constraint in lbs/MMBtu | FALSE | L | Annual | Generation | TWh | 0.0026003 | 0.0026003 | 0.0026003 | 0.0026003 | 0.0026003 | 0 | 0
IL Fac. Spec. - NOX Rate Summer v3.1, Unit 566 and retrofits | 508 | 1797 | Rate Constraint in lbs/MMBtu | FALSE | L | Annual | Qualifying Generation | TWh | 0.0026003 | 0.0026003 | 0.0026003 | 0.0026003 | 0.0026003 | 0 | 0
IL Fac. Spec. - NOX Rate Summer v3.1, Unit 566 and retrofits | 508 | 1797 | Rate Constraint in lbs/MMBtu | FALSE | L | Annual | Rate | lb/MWh | 0.29761 | 0.29761 | 0.29761 | 0.29761 | 0.29761 | 0 | 0
IL Fac. Spec. - NOX Rate Summer v3.1, Unit 566 and retrofits | 508 | 1797 | Rate Constraint in lbs/MMBtu | FALSE | L | Annual | Constraint Shadow Price | US2011$/Ton | 0 | 0 | 0 | 0 | 0 | 0 | 0
IL Fac. Spec. - NOX Rate Summer v3.1, Unit 567 and retrofits | 509 | 1797 | Rate Constraint in lbs/MMBtu | FALSE | L | Annual | Seasons Included | Seasons | Summer | Summer | Summer | Summer | Summer | Summer | Summer
IL Fac. Spec. - NOX Rate Summer v3.1, Unit 567 and retrofits | 509 | 1797 | Rate Constraint in lbs/MMBtu | FALSE | L | Annual | Standard | lb/MMBtu | 0.25 | 0.25 | 0.25 | 0.25 | 0.25 | 0.25 | 0.25
IL Fac. Spec. - NOX Rate Summer v3.1, Unit 567 and retrofits | 509 | 1797 | Rate Constraint in lbs/MMBtu | FALSE | L | Annual | Emissions at Affected Plants NOX | Thousand Tons | 0.00055014 | 0.00055014 | 0.00055014 | 0.00055014 | 0.00055014 | 0 | 0
IL Fac. Spec. - NOX Rate Summer v3.1, Unit 567 and retrofits | 509 | 1797 | Rate Constraint in lbs/MMBtu | FALSE | L | Annual | Allowances Purchased NOX | Thousand Tons | 0 | 0 | 0 | 0 | 0 | 0 | 0
IL Fac. Spec. - NOX Rate Summer v3.1, Unit 567 and retrofits | 509 | 1797 | Rate Constraint in lbs/MMBtu | FALSE | L | Annual | Allowances Sold NOX | Thousand Tons | 0 | 0 | 0 | 0 | 0 | 0 | 0
IL Fac. Spec. - NOX Rate Summer v3.1, Unit 567 and retrofits | 509 | 1797 | Rate Constraint in lbs/MMBtu | FALSE | L | Annual | Allowances Banked | Thousand Tons | 0 | 0 | 0 | 0 | 0 | 0 | 0
IL Fac. Spec. - NOX Rate Summer v3.1, Unit 567 and retrofits | 509 | 1797 | Rate Constraint in lbs/MMBtu | FALSE | L | Annual | Allowances Withdrawn (1:1) | Thousand Tons | 0 | 0 | 0 | 0 | 0 | 0 | 0
IL Fac. Spec. - NOX Rate Summer v3.1, Unit 567 and retrofits | 509 | 1797 | Rate Constraint in lbs/MMBtu | FALSE | L | Annual | Allowances Withdrawn (n:1) | Thousand Tons | 0 | 0 | 0 | 0 | 0 | 0 | 0
IL Fac. Spec. - NOX Rate Summer v3.1, Unit 567 and retrofits | 509 | 1797 | Rate Constraint in lbs/MMBtu | FALSE | L | Annual | Net Emissions Allowance Position | Thousand Tons | 0.00055014 | 0.00055014 | 0.00055014 | 0.00055014 | 0.00055014 | 0 | 0
IL Fac. Spec. - NOX Rate Summer v3.1, Unit 567 and retrofits | 509 | 1797 | Rate Constraint in lbs/MMBtu | FALSE | L | Annual | Fuel Consumed | TBtu | 0.033141 | 0.033141 | 0.033141 | 0.033141 | 0.033141 | 0 | 0
IL Fac. Spec. - NOX Rate Summer v3.1, Unit 567 and retrofits | 509 | 1797 | Rate Constraint in lbs/MMBtu | FALSE | L | Annual | Rate | lb/MMBtu | 0.0332 | 0.0332 | 0.0332 | 0.0332 | 0.0332 | 0 | 0
IL Fac. Spec. - NOX Rate Summer v3.1, Unit 567 and retrofits | 509 | 1797 | Rate Constraint in lbs/MMBtu | FALSE | L | Annual | Generation | TWh | 0.0026336 | 0.0026336 | 0.0026336 | 0.0026336 | 0.0026336 | 0 | 0
IL Fac. Spec. - NOX Rate Summer v3.1, Unit 567 and retrofits | 509 | 1797 | Rate Constraint in lbs/MMBtu | FALSE | L | Annual | Qualifying Generation | TWh | 0.0026336 | 0.0026336 | 0.0026336 | 0.0026336 | 0.0026336 | 0 | 0
IL Fac. Spec. - NOX Rate Summer v3.1, Unit 567 and retrofits | 509 | 1797 | Rate Constraint in lbs/MMBtu | FALSE | L | Annual | Rate | lb/MWh | 0.20889 | 0.20889 | 0.20889 | 0.20889 | 0.20889 | 0 | 0
IL Fac. Spec. - NOX Rate Summer v3.1, Unit 567 and retrofits | 509 | 1797 | Rate Constraint in lbs/MMBtu | FALSE | L | Annual | Constraint Shadow Price | US2011$/Ton | 0 | 0 | 0 | 0 | 0 | 0 | 0
IL Fac. Spec. - NOX Rate Summer v3.1, Unit 568 and retrofits | 510 | 1797 | Rate Constraint in lbs/MMBtu | FALSE | L | Annual | Seasons Included | Seasons | Summer | Summer | Summer | Summer | Summer | Summer | Summer
IL Fac. Spec. - NOX Rate Summer v3.1, Unit 568 and retrofits | 510 | 1797 | Rate Constraint in lbs/MMBtu | FALSE | L | Annual | Standard | lb/MMBtu | 0.25 | 0.25 | 0.25 | 0.25 | 0.25 | 0.25 | 0.25
IL Fac. Spec. - NOX Rate Summer v3.1, Unit 568 and retrofits | 510 | 1797 | Rate Constraint in lbs/MMBtu | FALSE | L | Annual | Emissions at Affected Plants NOX | Thousand Tons | 0.004005 | 0.004005 | 0.004005 | 0.004005 | 0.004005 | 0.004005 | 0.004005
IL Fac. Spec. - NOX Rate Summer v3.1, Unit 568 and retrofits | 510 | 1797 | Rate Constraint in lbs/MMBtu | FALSE | L | Annual | Allowances Purchased NOX | Thousand Tons | 0 | 0 | 0 | 0 | 0 | 0 | 0
IL Fac. Spec. - NOX Rate Summer v3.1, Unit 568 and retrofits | 510 | 1797 | Rate Constraint in lbs/MMBtu | FALSE | L | Annual | Allowances Sold NOX | Thousand Tons | 0 | 0 | 0 | 0 | 0 | 0 | 0
IL Fac. Spec. - NOX Rate Summer v3.1, Unit 568 and retrofits | 510 | 1797 | Rate Constraint in lbs/MMBtu | FALSE | L | Annual | Allowances Banked | Thousand Tons | 0 | 0 | 0 | 0 | 0 | 0 | 0
IL Fac. Spec. - NOX Rate Summer v3.1, Unit 568 and retrofits | 510 | 1797 | Rate Constraint in lbs/MMBtu | FALSE | L | Annual | Allowances Withdrawn (1:1) | Thousand Tons | 0 | 0 | 0 | 0 | 0 | 0 | 0
IL Fac. Spec. - NOX Rate Summer v3.1, Unit 568 and retrofits | 510 | 1797 | Rate Constraint in lbs/MMBtu | FALSE | L | Annual | Allowances Withdrawn (n:1) | Thousand Tons | 0 | 0 | 0 | 0 | 0 | 0 | 0
IL Fac. Spec. - NOX Rate Summer v3.1, Unit 568 and retrofits | 510 | 1797 | Rate Constraint in lbs/MMBtu | FALSE | L | Annual | Net Emissions Allowance Position | Thousand Tons | 0.004005 | 0.004005 | 0.004005 | 0.004005 | 0.004005 | 0.004005 | 0.004005
IL Fac. Spec. - NOX Rate Summer v3.1, Unit 568 and retrofits | 510 | 1797 | Rate Constraint in lbs/MMBtu | FALSE | L | Annual | Fuel Consumed | TBtu | 0.27659 | 0.27659 | 0.27659 | 0.27659 | 0.27659 | 0.27659 | 0.27659
IL Fac. Spec. - NOX Rate Summer v3.1, Unit 568 and retrofits | 510 | 1797 | Rate Constraint in lbs/MMBtu | FALSE | L | Annual | Rate | lb/MMBtu | 0.02896 | 0.02896 | 0.02896 | 0.02896 | 0.02896 | 0.02896 | 0.02896
IL Fac. Spec. - NOX Rate Summer v3.1, Unit 568 and retrofits | 510 | 1797 | Rate Constraint in lbs/MMBtu | FALSE | L | Annual | Generation | TWh | 0.025419 | 0.025419 | 0.025419 | 0.025419 | 0.025419 | 0.025419 | 0.025419
IL Fac. Spec. - NOX Rate Summer v3.1, Unit 568 and retrofits | 510 | 1797 | Rate Constraint in lbs/MMBtu | FALSE | L | Annual | Qualifying Generation | TWh | 0.025419 | 0.025419 | 0.025419 | 0.025419 | 0.025419 | 0.025419 | 0.025419
IL Fac. Spec. - NOX Rate Summer v3.1, Unit 568 and retrofits | 510 | 1797 | Rate Constraint in lbs/MMBtu | FALSE | L | Annual | Rate | lb/MWh | 0.15756 | 0.15756 | 0.15756 | 0.15756 | 0.15756 | 0.15756 | 0.15756
IL Fac. Spec. - NOX Rate Summer v3.1, Unit 568 and retrofits | 510 | 1797 | Rate Constraint in lbs/MMBtu | FALSE | L | Annual | Constraint Shadow Price | US2011$/Ton | 0 | 0 | 0 | 0 | 0 | 0 | 0
IL Fac. Spec. - NOX Rate Summer v3.1, Unit 569 and retrofits | 511 | 1797 | Rate Constraint in lbs/MMBtu | FALSE | L | Annual | Seasons Included | Seasons | Summer | Summer | Summer | Summer | Summer | Summer | Summer
IL Fac. Spec. - NOX Rate Summer v3.1, Unit 569 and retrofits | 511 | 1797 | Rate Constraint in lbs/MMBtu | FALSE | L | Annual | Standard | lb/MMBtu | 0.25 | 0.25 | 0.25 | 0.25 | 0.25 | 0.25 | 0.25
IL Fac. Spec. - NOX Rate Summer v3.1, Unit 569 and retrofits | 511 | 1797 | Rate Constraint in lbs/MMBtu | FALSE | L | Annual | Emissions at Affected Plants NOX | Thousand Tons | 0.0042421 | 0.0042421 | 0.0042421 | 0.0042421 | 0.0042421 | 0.0042421 | 0.0042421
IL Fac. Spec. - NOX Rate Summer v3.1, Unit 569 and retrofits | 511 | 1797 | Rate Constraint in lbs/MMBtu | FALSE | L | Annual | Allowances Purchased NOX | Thousand Tons | 0 | 0 | 0 | 0 | 0 | 0 | 0
IL Fac. Spec. - NOX Rate Summer v3.1, Unit 569 and retrofits | 511 | 1797 | Rate Constraint in lbs/MMBtu | FALSE | L | Annual | Allowances Sold NOX | Thousand Tons | 0 | 0 | 0 | 0 | 0 | 0 | 0
IL Fac. Spec. - NOX Rate Summer v3.1, Unit 569 and retrofits | 511 | 1797 | Rate Constraint in lbs/MMBtu | FALSE | L | Annual | Allowances Banked | Thousand Tons | 0 | 0 | 0 | 0 | 0 | 0 | 0
IL Fac. Spec. - NOX Rate Summer v3.1, Unit 569 and retrofits | 511 | 1797 | Rate Constraint in lbs/MMBtu | FALSE | L | Annual | Allowances Withdrawn (1:1) | Thousand Tons | 0 | 0 | 0 | 0 | 0 | 0 | 0
IL Fac. Spec. - NOX Rate Summer v3.1, Unit 569 and retrofits | 511 | 1797 | Rate Constraint in lbs/MMBtu | FALSE | L | Annual | Allowances Withdrawn (n:1) | Thousand Tons | 0 | 0 | 0 | 0 | 0 | 0 | 0
IL Fac. Spec. - NOX Rate Summer v3.1, Unit 569 and retrofits | 511 | 1797 | Rate Constraint in lbs/MMBtu | FALSE | L | Annual | Net Emissions Allowance Position | Thousand Tons | 0.0042421 | 0.0042421 | 0.0042421 | 0.0042421 | 0.0042421 | 0.0042421 | 0.0042421
IL Fac. Spec. - NOX Rate Summer v3.1, Unit 569 and retrofits | 511 | 1797 | Rate Constraint in lbs/MMBtu | FALSE | L | Annual | Fuel Consumed | TBtu | 0.27659 | 0.27659 | 0.27659 | 0.27659 | 0.27659 | 0.27659 | 0.27659
IL Fac. Spec. - NOX Rate Summer v3.1, Unit 569 and retrofits | 511 | 1797 | Rate Constraint in lbs/MMBtu | FALSE | L | Annual | Rate | lb/MMBtu | 0.030674 | 0.030674 | 0.030674 | 0.030674 | 0.030674 | 0.030674 | 0.030674
IL Fac. Spec. - NOX Rate Summer v3.1, Unit 569 and retrofits | 511 | 1797 | Rate Constraint in lbs/MMBtu | FALSE | L | Annual | Generation | TWh | 0.025419 | 0.025419 | 0.025419 | 0.025419 | 0.025419 | 0.025419 | 0.025419
IL Fac. Spec. - NOX Rate Summer v3.1, Unit 569 and retrofits | 511 | 1797 | Rate Constraint in lbs/MMBtu | FALSE | L | Annual | Qualifying Generation | TWh | 0.025419 | 0.025419 | 0.025419 | 0.025419 | 0.025419 | 0.025419 | 0.025419
IL Fac. Spec. - NOX Rate Summer v3.1, Unit 569 and retrofits | 511 | 1797 | Rate Constraint in lbs/MMBtu | FALSE | L | Annual | Rate | lb/MWh | 0.16688 | 0.16688 | 0.16688 | 0.16688 | 0.16688 | 0.16688 | 0.16688
IL Fac. Spec. - NOX Rate Summer v3.1, Unit 569 and retrofits | 511 | 1797 | Rate Constraint in lbs/MMBtu | FALSE | L | Annual | Constraint Shadow Price | US2011$/Ton | 0 | 0 | 0 | 0 | 0 | 0 | 0
IL Fac. Spec. - NOX Rate Summer v3.1, Unit 570 and retrofits | 512 | 1797 | Rate Constraint in lbs/MMBtu | FALSE | L | Annual | Seasons Included | Seasons | Summer | Summer | Summer | Summer | Summer | Summer | Summer
IL Fac. Spec. - NOX Rate Summer v3.1, Unit 570 and retrofits | 512 | 1797 | Rate Constraint in lbs/MMBtu | FALSE | L | Annual | Standard | lb/MMBtu | 0.25 | 0.25 | 0.25 | 0.25 | 0.25 | 0.25 | 0.25
IL Fac. Spec. - NOX Rate Summer v3.1, Unit 570 and retrofits | 512 | 1797 | Rate Constraint in lbs/MMBtu | FALSE | L | Annual | Emissions at Affected Plants NOX | Thousand Tons | 0.0040456 | 0.0040456 | 0.0040456 | 0.0040456 | 0.0040456 | 0.0040456 | 0.0040456
IL Fac. Spec. - NOX Rate Summer v3.1, Unit 570 and retrofits | 512 | 1797 | Rate Constraint in lbs/MMBtu | FALSE | L | Annual | Allowances Purchased NOX | Thousand Tons | 0 | 0 | 0 | 0 | 0 | 0 | 0
IL Fac. Spec. - NOX Rate Summer v3.1, Unit 570 and retrofits | 512 | 1797 | Rate Constraint in lbs/MMBtu | FALSE | L | Annual | Allowances Sold NOX | Thousand Tons | 0 | 0 | 0 | 0 | 0 | 0 | 0
IL Fac. Spec. - NOX Rate Summer v3.1, Unit 570 and retrofits | 512 | 1797 | Rate Constraint in lbs/MMBtu | FALSE | L | Annual | Allowances Banked | Thousand Tons | 0 | 0 | 0 | 0 | 0 | 0 | 0
IL Fac. Spec. - NOX Rate Summer v3.1, Unit 570 and retrofits | 512 | 1797 | Rate Constraint in lbs/MMBtu | FALSE | L | Annual | Allowances Withdrawn (1:1) | Thousand Tons | 0 | 0 | 0 | 0 | 0 | 0 | 0
IL Fac. Spec. - NOX Rate Summer v3.1, Unit 570 and retrofits | 512 | 1797 | Rate Constraint in lbs/MMBtu | FALSE | L | Annual | Allowances Withdrawn (n:1) | Thousand Tons | 0 | 0 | 0 | 0 | 0 | 0 | 0
IL Fac. Spec. - NOX Rate Summer v3.1, Unit 570 and retrofits | 512 | 1797 | Rate Constraint in lbs/MMBtu | FALSE | L | Annual | Net Emissions Allowance Position | Thousand Tons | 0.0040456 | 0.0040456 | 0.0040456 | 0.0040456 | 0.0040456 | 0.0040456 | 0.0040456
IL Fac. Spec. - NOX Rate Summer v3.1, Unit 570 and retrofits | 512 | 1797 | Rate Constraint in lbs/MMBtu | FALSE | L | Annual | Fuel Consumed | TBtu | 0.27659 | 0.27659 | 0.27659 | 0.27659 | 0.27659 | 0.27659 | 0.27659
IL Fac. Spec. - NOX Rate Summer v3.1, Unit 570 and retrofits | 512 | 1797 | Rate Constraint in lbs/MMBtu | FALSE | L | Annual | Rate | lb/MMBtu | 0.029254 | 0.029254 | 0.029254 | 0.029254 | 0.029254 | 0.029254 | 0.029254
IL Fac. Spec. - NOX Rate Summer v3.1, Unit 570 and retrofits | 512 | 1797 | Rate Constraint in lbs/MMBtu | FALSE | L | Annual | Generation | TWh | 0.025419 | 0.025419 | 0.025419 | 0.025419 | 0.025419 | 0.025419 | 0.025419
IL Fac. Spec. - NOX Rate Summer v3.1, Unit 570 and retrofits | 512 | 1797 | Rate Constraint in lbs/MMBtu | FALSE | L | Annual | Qualifying Generation | TWh | 0.025419 | 0.025419 | 0.025419 | 0.025419 | 0.025419 | 0.025419 | 0.025419
IL Fac. Spec. - NOX Rate Summer v3.1, Unit 570 and retrofits | 512 | 1797 | Rate Constraint in lbs/MMBtu | FALSE | L | Annual | Rate | lb/MWh | 0.15915 | 0.15915 | 0.15915 | 0.15915 | 0.15915 | 0.15915 | 0.15915
IL Fac. Spec. - NOX Rate Summer v3.1, Unit 570 and retrofits | 512 | 1797 | Rate Constraint in lbs/MMBtu | FALSE | L | Annual | Constraint Shadow Price | US2011$/Ton | 0 | 0 | 0 | 0 | 0 | 0 | 0
IL Fac. Spec. - NOX Rate Summer v3.1, Unit 571 and retrofits | 513 | 1797 | Rate Constraint in lbs/MMBtu | FALSE | L | Annual | Seasons Included | Seasons | Summer | Summer | Summer | Summer | Summer | Summer | Summer
IL Fac. Spec. - NOX Rate Summer v3.1, Unit 571 and retrofits | 513 | 1797 | Rate Constraint in lbs/MMBtu | FALSE | L | Annual | Standard | lb/MMBtu | 0.25 | 0.25 | 0.25 | 0.25 | 0.25 | 0.25 | 0.25
IL Fac. Spec. - NOX Rate Summer v3.1, Unit 571 and retrofits | 513 | 1797 | Rate Constraint in lbs/MMBtu | FALSE | L | Annual | Emissions at Affected Plants NOX | Thousand Tons | 0.004011 | 0.004011 | 0.004011 | 0.004011 | 0.004011 | 0.004011 | 0.004011
IL Fac. Spec. - NOX Rate Summer v3.1, Unit 571 and retrofits | 513 | 1797 | Rate Constraint in lbs/MMBtu | FALSE | L | Annual | Allowances Purchased NOX | Thousand Tons | 0 | 0 | 0 | 0 | 0 | 0 | 0
IL Fac. Spec. - NOX Rate Summer v3.1, Unit 571 and retrofits | 513 | 1797 | Rate Constraint in lbs/MMBtu | FALSE | L | Annual | Allowances Sold NOX | Thousand Tons | 0 | 0 | 0 | 0 | 0 | 0 | 0
IL Fac. Spec. - NOX Rate Summer v3.1, Unit 571 and retrofits | 513 | 1797 | Rate Constraint in lbs/MMBtu | FALSE | L | Annual | Allowances Banked | Thousand Tons | 0 | 0 | 0 | 0 | 0 | 0 | 0
IL Fac. Spec. - NOX Rate Summer v3.1, Unit 571 and retrofits | 513 | 1797 | Rate Constraint in lbs/MMBtu | FALSE | L | Annual | Allowances Withdrawn (1:1) | Thousand Tons | 0 | 0 | 0 | 0 | 0 | 0 | 0
IL Fac. Spec. - NOX Rate Summer v3.1, Unit 571 and retrofits | 513 | 1797 | Rate Constraint in lbs/MMBtu | FALSE | L | Annual | Allowances Withdrawn (n:1) | Thousand Tons | 0 | 0 | 0 | 0 | 0 | 0 | 0
IL Fac. Spec. - NOX Rate Summer v3.1, Unit 571 and retrofits | 513 | 1797 | Rate Constraint in lbs/MMBtu | FALSE | L | Annual | Net Emissions Allowance Position | Thousand Tons | 0.004011 | 0.004011 | 0.004011 | 0.004011 | 0.004011 | 0.004011 | 0.004011
IL Fac. Spec. - NOX Rate Summer v3.1, Unit 571 and retrofits | 513 | 1797 | Rate Constraint in lbs/MMBtu | FALSE | L | Annual | Fuel Consumed | TBtu | 0.27659 | 0.27659 | 0.27659 | 0.27659 | 0.27659 | 0.27659 | 0.27659
IL Fac. Spec. - NOX Rate Summer v3.1, Unit 571 and retrofits | 513 | 1797 | Rate Constraint in lbs/MMBtu | FALSE | L | Annual | Rate | lb/MMBtu | 0.029004 | 0.029004 | 0.029004 | 0.029004 | 0.029004 | 0.029004 | 0.029004
IL Fac. Spec. - NOX Rate Summer v3.1, Unit 571 and retrofits | 513 | 1797 | Rate Constraint in lbs/MMBtu | FALSE | L | Annual | Generation | TWh | 0.025419 | 0.025419 | 0.025419 | 0.025419 | 0.025419 | 0.025419 | 0.025419
IL Fac. Spec. - NOX Rate Summer v3.1, Unit 571 and retrofits | 513 | 1797 | Rate Constraint in lbs/MMBtu | FALSE | L | Annual | Qualifying Generation | TWh | 0.025419 | 0.025419 | 0.025419 | 0.025419 | 0.025419 | 0.025419 | 0.025419
IL Fac. Spec. - NOX Rate Summer v3.1, Unit 571 and retrofits | 513 | 1797 | Rate Constraint in lbs/MMBtu | FALSE | L | Annual | Rate | lb/MWh | 0.15779 | 0.15779 | 0.15779 | 0.15779 | 0.15779 | 0.15779 | 0.15779
IL Fac. Spec. - NOX Rate Summer v3.1, Unit 571 and retrofits | 513 | 1797 | Rate Constraint in lbs/MMBtu | FALSE | L | Annual | Constraint Shadow Price | US2011$/Ton | 0 | 0 | 0 | 0 | 0 | 0 | 0
IL Fac. Spec. - NOX Rate Summer v3.1, Unit 572 and retrofits | 514 | 1797 | Rate Constraint in lbs/MMBtu | FALSE | L | Annual | Seasons Included | Seasons | Summer | Summer | Summer | Summer | Summer | Summer | Summer
IL Fac. Spec. - NOX Rate Summer v3.1, Unit 572 and retrofits | 514 | 1797 | Rate Constraint in lbs/MMBtu | FALSE | L | Annual | Standard | lb/MMBtu | 0.25 | 0.25 | 0.25 | 0.25 | 0.25 | 0.25 | 0.25
IL Fac. Spec. - NOX Rate Summer v3.1, Unit 572 and retrofits | 514 | 1797 | Rate Constraint in lbs/MMBtu | FALSE | L | Annual | Emissions at Affected Plants NOX | Thousand Tons | 0.0040505 | 0.0040505 | 0.0040505 | 0.0040505 | 0.0040505 | 0.0040505 | 0.0040505
IL Fac. Spec. - NOX Rate Summer v3.1, Unit 572 and retrofits | 514 | 1797 | Rate Constraint in lbs/MMBtu | FALSE | L | Annual | Allowances Purchased NOX | Thousand Tons | 0 | 0 | 0 | 0 | 0 | 0 | 0
IL Fac. Spec. - NOX Rate Summer v3.1, Unit 572 and retrofits | 514 | 1797 | Rate Constraint in lbs/MMBtu | FALSE | L | Annual | Allowances Sold NOX | Thousand Tons | 0 | 0 | 0 | 0 | 0 | 0 | 0
IL Fac. Spec. - NOX Rate Summer v3.1, Unit 572 and retrofits | 514 | 1797 | Rate Constraint in lbs/MMBtu | FALSE | L | Annual | Allowances Banked | Thousand Tons | 0 | 0 | 0 | 0 | 0 | 0 | 0
IL Fac. Spec. - NOX Rate Summer v3.1, Unit 572 and retrofits | 514 | 1797 | Rate Constraint in lbs/MMBtu | FALSE | L | Annual | Allowances Withdrawn (1:1) | Thousand Tons | 0 | 0 | 0 | 0 | 0 | 0 | 0
IL Fac. Spec. - NOX Rate Summer v3.1, Unit 572 and retrofits | 514 | 1797 | Rate Constraint in lbs/MMBtu | FALSE | L | Annual | Allowances Withdrawn (n:1) | Thousand Tons | 0 | 0 | 0 | 0 | 0 | 0 | 0
IL Fac. Spec. - NOX Rate Summer v3.1, Unit 572 and retrofits | 514 | 1797 | Rate Constraint in lbs/MMBtu | FALSE | L | Annual | Net Emissions Allowance Position | Thousand Tons | 0.0040505 | 0.0040505 | 0.0040505 | 0.0040505 | 0.0040505 | 0.0040505 | 0.0040505
IL Fac. Spec. - NOX Rate Summer v3.1, Unit 572 and retrofits | 514 | 1797 | Rate Constraint in lbs/MMBtu | FALSE | L | Annual | Fuel Consumed | TBtu | 0.27659 | 0.27659 | 0.27659 | 0.27659 | 0.27659 | 0.27659 | 0.27659
IL Fac. Spec. - NOX Rate Summer v3.1, Unit 572 and retrofits | 514 | 1797 | Rate Constraint in lbs/MMBtu | FALSE | L | Annual | Rate | lb/MMBtu | 0.02929 | 0.02929 | 0.02929 | 0.02929 | 0.02929 | 0.02929 | 0.02929
IL Fac. Spec. - NOX Rate Summer v3.1, Unit 572 and retrofits | 514 | 1797 | Rate Constraint in lbs/MMBtu | FALSE | L | Annual | Generation | TWh | 0.025419 | 0.025419 | 0.025419 | 0.025419 | 0.025419 | 0.025419 | 0.025419
IL Fac. Spec. - NOX Rate Summer v3.1, Unit 572 and retrofits | 514 | 1797 | Rate Constraint in lbs/MMBtu | FALSE | L | Annual | Qualifying Generation | TWh | 0.025419 | 0.025419 | 0.025419 | 0.025419 | 0.025419 | 0.025419 | 0.025419
IL Fac. Spec. - NOX Rate Summer v3.1, Unit 572 and retrofits | 514 | 1797 | Rate Constraint in lbs/MMBtu | FALSE | L | Annual | Rate | lb/MWh | 0.15935 | 0.15935 | 0.15935 | 0.15935 | 0.15935 | 0.15935 | 0.15935
IL Fac. Spec. - NOX Rate Summer v3.1, Unit 572 and retrofits | 514 | 1797 | Rate Constraint in lbs/MMBtu | FALSE | L | Annual | Constraint Shadow Price | US2011$/Ton | 0 | 0 | 0 | 0 | 0 | 0 | 0
IL Fac. Spec. - NOX Rate Summer v3.1, Unit 573 and retrofits | 515 | 1797 | Rate Constraint in lbs/MMBtu | FALSE | L | Annual | Seasons Included | Seasons | Summer | Summer | Summer | Summer | Summer | Summer | Summer
IL Fac. Spec. - NOX Rate Summer v3.1, Unit 573 and retrofits | 515 | 1797 | Rate Constraint in lbs/MMBtu | FALSE | L | Annual | Standard | lb/MMBtu | 0.25 | 0.25 | 0.25 | 0.25 | 0.25 | 0.25 | 0.25
IL Fac. Spec. - NOX Rate Summer v3.1, Unit 573 and retrofits | 515 | 1797 | Rate Constraint in lbs/MMBtu | FALSE | L | Annual | Emissions at Affected Plants NOX | Thousand Tons | 0.0005524 | 0.0005524 | 0 | 0.0005524 | 0.0005524 | 0 | 0
IL Fac. Spec. - NOX Rate Summer v3.1, Unit 573 and retrofits | 515 | 1797 | Rate Constraint in lbs/MMBtu | FALSE | L | Annual | Allowances Purchased NOX | Thousand Tons | 0 | 0 | 0 | 0 | 0 | 0 | 0
IL Fac. Spec. - NOX Rate Summer v3.1, Unit 573 and retrofits | 515 | 1797 | Rate Constraint in lbs/MMBtu | FALSE | L | Annual | Allowances Sold NOX | Thousand Tons | 0 | 0 | 0 | 0 | 0 | 0 | 0
IL Fac. Spec. - NOX Rate Summer v3.1, Unit 573 and retrofits | 515 | 1797 | Rate Constraint in lbs/MMBtu | FALSE | L | Annual | Allowances Banked | Thousand Tons | 0 | 0 | 0 | 0 | 0 | 0 | 0
IL Fac. Spec. - NOX Rate Summer v3.1, Unit 573 and retrofits | 515 | 1797 | Rate Constraint in lbs/MMBtu | FALSE | L | Annual | Allowances Withdrawn (1:1) | Thousand Tons | 0 | 0 | 0 | 0 | 0 | 0 | 0
IL Fac. Spec. - NOX Rate Summer v3.1, Unit 573 and retrofits | 515 | 1797 | Rate Constraint in lbs/MMBtu | FALSE | L | Annual | Allowances Withdrawn (n:1) | Thousand Tons | 0 | 0 | 0 | 0 | 0 | 0 | 0
IL Fac. Spec. - NOX Rate Summer v3.1, Unit 573 and retrofits | 515 | 1797 | Rate Constraint in lbs/MMBtu | FALSE | L | Annual | Net Emissions Allowance Position | Thousand Tons | 0.0005524 | 0.0005524 | 0 | 0.0005524 | 0.0005524 | 0 | 0
IL Fac. Spec. - NOX Rate Summer v3.1, Unit 573 and retrofits | 515 | 1797 | Rate Constraint in lbs/MMBtu | FALSE | L | Annual | Fuel Consumed | TBtu | 0.031172 | 0.031172 | 0 | 0.031172 | 0.031172 | 0 | 0
IL Fac. Spec. - NOX Rate Summer v3.1, Unit 573 and retrofits | 515 | 1797 | Rate Constraint in lbs/MMBtu | FALSE | L | Annual | Rate | lb/MMBtu | 0.035442 | 0.035442 | 0 | 0.035442 | 0.035442 | 0 | 0
IL Fac. Spec. - NOX Rate Summer v3.1, Unit 573 and retrofits | 515 | 1797 | Rate Constraint in lbs/MMBtu | FALSE | L | Annual | Generation | TWh | 0.0023669 | 0.0023669 | 0 | 0.0023669 | 0.0023669 | 0 | 0
IL Fac. Spec. - NOX Rate Summer v3.1, Unit 573 and retrofits | 515 | 1797 | Rate Constraint in lbs/MMBtu | FALSE | L | Annual | Qualifying Generation | TWh | 0.0023669 | 0.0023669 | 0 | 0.0023669 | 0.0023669 | 0 | 0
IL Fac. Spec. - NOX Rate Summer v3.1, Unit 573 and retrofits | 515 | 1797 | Rate Constraint in lbs/MMBtu | FALSE | L | Annual | Rate | lb/MWh | 0.23339 | 0.23339 | 0 | 0.23339 | 0.23339 | 0 | 0
IL Fac. Spec. - NOX Rate Summer v3.1, Unit 573 and retrofits | 515 | 1797 | Rate Constraint in lbs/MMBtu | FALSE | L | Annual | Constraint Shadow Price | US2011$/Ton | 0 | 0 | 0 | 0 | 0 | 0 | 0
IL Fac. Spec. - NOX Rate Summer v3.1, Unit 574 and retrofits | 516 | 1797 | Rate Constraint in lbs/MMBtu | FALSE | L | Annual | Seasons Included | Seasons | Summer | Summer | Summer | Summer | Summer | Summer | Summer
IL Fac. Spec. - NOX Rate Summer v3.1, Unit 574 and retrofits | 516 | 1797 | Rate Constraint in lbs/MMBtu | FALSE | L | Annual | Standard | lb/MMBtu | 0.25 | 0.25 | 0.25 | 0.25 | 0.25 | 0.25 | 0.25
IL Fac. Spec. - NOX Rate Summer v3.1, Unit 574 and retrofits | 516 | 1797 | Rate Constraint in lbs/MMBtu | FALSE | L | Annual | Emissions at Affected Plants NOX | Thousand Tons | 0.00040144 | 0.00040144 | 0 | 0.00038086 | 0.00040144 | 0 | 0
IL Fac. Spec. - NOX Rate Summer v3.1, Unit 574 and retrofits | 516 | 1797 | Rate Constraint in lbs/MMBtu | FALSE | L | Annual | Allowances Purchased NOX | Thousand Tons | 0 | 0 | 0 | 0 | 0 | 0 | 0
IL Fac. Spec. - NOX Rate Summer v3.1, Unit 574 and retrofits | 516 | 1797 | Rate Constraint in lbs/MMBtu | FALSE | L | Annual | Allowances Sold NOX | Thousand Tons | 0 | 0 | 0 | 0 | 0 | 0 | 0
IL Fac. Spec. - NOX Rate Summer v3.1, Unit 574 and retrofits | 516 | 1797 | Rate Constraint in lbs/MMBtu | FALSE | L | Annual | Allowances Banked | Thousand Tons | 0 | 0 | 0 | 0 | 0 | 0 | 0
IL Fac. Spec. - NOX Rate Summer v3.1, Unit 574 and retrofits | 516 | 1797 | Rate Constraint in lbs/MMBtu | FALSE | L | Annual | Allowances Withdrawn (1:1) | Thousand Tons | 0 | 0 | 0 | 0 | 0 | 0 | 0
IL Fac. Spec. - NOX Rate Summer v3.1, Unit 574 and retrofits | 516 | 1797 | Rate Constraint in lbs/MMBtu | FALSE | L | Annual | Allowances Withdrawn (n:1) | Thousand Tons | 0 | 0 | 0 | 0 | 0 | 0 | 0
IL Fac. Spec. - NOX Rate Summer v3.1, Unit 574 and retrofits | 516 | 1797 | Rate Constraint in lbs/MMBtu | FALSE | L | Annual | Net Emissions Allowance Position | Thousand Tons | 0.00040144 | 0.00040144 | 0 | 0.00038086 | 0.00040144 | 0 | 0
IL Fac. Spec. - NOX Rate Summer v3.1, Unit 574 and retrofits | 516 | 1797 | Rate Constraint in lbs/MMBtu | FALSE | L | Annual | Fuel Consumed | TBtu | 0.031179 | 0.031179 | 0 | 0.029581 | 0.031179 | 0 | 0
IL Fac. Spec. - NOX Rate Summer v3.1, Unit 574 and retrofits | 516 | 1797 | Rate Constraint in lbs/MMBtu | FALSE | L | Annual | Rate | lb/MMBtu | 0.02575 | 0.02575 | 0 | 0.02575 | 0.02575 | 0 | 0
IL Fac. Spec. - NOX Rate Summer v3.1, Unit 574 and retrofits | 516 | 1797 | Rate Constraint in lbs/MMBtu | FALSE | L | Annual | Generation | TWh | 0.0023669 | 0.0023669 | 0 | 0.0022456 | 0.0023669 | 0 | 0
IL Fac. Spec. - NOX Rate Summer v3.1, Unit 574 and retrofits | 516 | 1797 | Rate Constraint in lbs/MMBtu | FALSE | L | Annual | Qualifying Generation | TWh | 0.0023669 | 0.0023669 | 0 | 0.0022456 | 0.0023669 | 0 | 0
IL Fac. Spec. - NOX Rate Summer v3.1, Unit 574 and retrofits | 516 | 1797 | Rate Constraint in lbs/MMBtu | FALSE | L | Annual | Rate | lb/MWh | 0.1696 | 0.1696 | 0 | 0.1696 | 0.1696 | 0 | 0
IL Fac. Spec. - NOX Rate Summer v3.1, Unit 574 and retrofits | 516 | 1797 | Rate Constraint in lbs/MMBtu | FALSE | L | Annual | Constraint Shadow Price | US2011$/Ton | 0 | 0 | 0 | 0 | 0 | 0 | 0
IL Fac. Spec. - NOX Rate Summer v3.1, Unit 575 and retrofits | 517 | 1797 | Rate Constraint in lbs/MMBtu | FALSE | L | Annual | Seasons Included | Seasons | Summer | Summer | Summer | Summer | Summer | Summer | Summer
IL Fac. Spec. - NOX Rate Summer v3.1, Unit 575 and retrofits | 517 | 1797 | Rate Constraint in lbs/MMBtu | FALSE | L | Annual | Standard | lb/MMBtu | 0.25 | 0.25 | 0.25 | 0.25 | 0.25 | 0.25 | 0.25
IL Fac. Spec. - NOX Rate Summer v3.1, Unit 575 and retrofits | 517 | 1797 | Rate Constraint in lbs/MMBtu | FALSE | L | Annual | Emissions at Affected Plants NOX | Thousand Tons | 0.00053685 | 0.00053685 | 0 | 0.00053685 | 0.00053685 | 0 | 0
IL Fac. Spec. - NOX Rate Summer v3.1, Unit 575 and retrofits | 517 | 1797 | Rate Constraint in lbs/MMBtu | FALSE | L | Annual | Allowances Purchased NOX | Thousand Tons | 0 | 0 | 0 | 0 | 0 | 0 | 0
IL Fac. Spec. - NOX Rate Summer v3.1, Unit 575 and retrofits | 517 | 1797 | Rate Constraint in lbs/MMBtu | FALSE | L | Annual | Allowances Sold NOX | Thousand Tons | 0 | 0 | 0 | 0 | 0 | 0 | 0
IL Fac. Spec. - NOX Rate Summer v3.1, Unit 575 and retrofits | 517 | 1797 | Rate Constraint in lbs/MMBtu | FALSE | L | Annual | Allowances Banked | Thousand Tons | 0 | 0 | 0 | 0 | 0 | 0 | 0
IL Fac. Spec. - NOX Rate Summer v3.1, Unit 575 and retrofits | 517 | 1797 | Rate Constraint in lbs/MMBtu | FALSE | L | Annual | Allowances Withdrawn (1:1) | Thousand Tons | 0 | 0 | 0 | 0 | 0 | 0 | 0
IL Fac. Spec. - NOX Rate Summer v3.1, Unit 575 and retrofits | 517 | 1797 | Rate Constraint in lbs/MMBtu | FALSE | L | Annual | Allowances Withdrawn (n:1) | Thousand Tons | 0 | 0 | 0 | 0 | 0 | 0 | 0
IL Fac. Spec. - NOX Rate Summer v3.1, Unit 575 and retrofits | 517 | 1797 | Rate Constraint in lbs/MMBtu | FALSE | L | Annual | Net Emissions Allowance Position | Thousand Tons | 0.00053685 | 0.00053685 | 0 | 0.00053685 | 0.00053685 | 0 | 0
IL Fac. Spec. - NOX Rate Summer v3.1, Unit 575 and retrofits | 517 | 1797 | Rate Constraint in lbs/MMBtu | FALSE | L | Annual | Fuel Consumed | TBtu | 0.031141 | 0.031141 | 0 | 0.031141 | 0.031141 | 0 | 0
IL Fac. Spec. - NOX Rate Summer v3.1, Unit 575 and retrofits | 517 | 1797 | Rate Constraint in lbs/MMBtu | FALSE | L | Annual | Rate | lb/MMBtu | 0.034478 | 0.034478 | 0 | 0.034478 | 0.034478 | 0 | 0
IL Fac. Spec. - NOX Rate Summer v3.1, Unit 575 and retrofits | 517 | 1797 | Rate Constraint in lbs/MMBtu | FALSE | L | Annual | Generation | TWh | 0.0023669 | 0.0023669 | 0 | 0.0023669 | 0.0023669 | 0 | 0
IL Fac. Spec. - NOX Rate Summer v3.1, Unit 575 and retrofits | 517 | 1797 | Rate Constraint in lbs/MMBtu | FALSE | L | Annual | Qualifying Generation | TWh | 0.0023669 | 0.0023669 | 0 | 0.0023669 | 0.0023669 | 0 | 0
IL Fac. Spec. - NOX Rate Summer v3.1, Unit 575 and retrofits | 517 | 1797 | Rate Constraint in lbs/MMBtu | FALSE | L | Annual | Rate | lb/MWh | 0.22682 | 0.22682 | 0 | 0.22682 | 0.22682 | 0 | 0
IL Fac. Spec. - NOX Rate Summer v3.1, Unit 575 and retrofits | 517 | 1797 | Rate Constraint in lbs/MMBtu | FALSE | L | Annual | Constraint Shadow Price | US2011$/Ton | 0 | 0 | 0 | 0 | 0 | 0 | 0
IL Fac. Spec. - NOX Rate Summer v3.1, Unit 576 and retrofits | 518 | 1797 | Rate Constraint in lbs/MMBtu | FALSE | L | Annual | Seasons Included | Seasons | Summer | Summer | Summer | Summer | Summer | Summer | Summer
IL Fac. Spec. - NOX Rate Summer v3.1, Unit 576 and retrofits | 518 | 1797 | Rate Constraint in lbs/MMBtu | FALSE | L | Annual | Standard | lb/MMBtu | 0.25 | 0.25 | 0.25 | 0.25 | 0.25 | 0.25 | 0.25
IL Fac. Spec. - NOX Rate Summer v3.1, Unit 576 and retrofits | 518 | 1797 | Rate Constraint in lbs/MMBtu | FALSE | L | Annual | Emissions at Affected Plants NOX | Thousand Tons | 0.0010223 | 0.0010223 | 0 | 0.0010223 | 0.0010223 | 0 | 0
IL Fac. Spec. - NOX Rate Summer v3.1, Unit 576 and retrofits | 518 | 1797 | Rate Constraint in lbs/MMBtu | FALSE | L | Annual | Allowances Purchased NOX | Thousand Tons | 0 | 0 | 0 | 0 | 0 | 0 | 0
IL Fac. Spec. - NOX Rate Summer v3.1, Unit 576 and retrofits | 518 | 1797 | Rate Constraint in lbs/MMBtu | FALSE | L | Annual | Allowances Sold NOX | Thousand Tons | 0 | 0 | 0 | 0 | 0 | 0 | 0
IL Fac. Spec. - NOX Rate Summer v3.1, Unit 576 and retrofits | 518 | 1797 | Rate Constraint in lbs/MMBtu | FALSE | L | Annual | Allowances Banked | Thousand Tons | 0 | 0 | 0 | 0 | 0 | 0 | 0
IL Fac. Spec. - NOX Rate Summer v3.1, Unit 576 and retrofits | 518 | 1797 | Rate Constraint in lbs/MMBtu | FALSE | L | Annual | Allowances Withdrawn (1:1) | Thousand Tons | 0 | 0 | 0 | 0 | 0 | 0 | 0
IL Fac. Spec. - NOX Rate Summer v3.1, Unit 576 and retrofits | 518 | 1797 | Rate Constraint in lbs/MMBtu | FALSE | L | Annual | Allowances Withdrawn (n:1) | Thousand Tons | 0 | 0 | 0 | 0 | 0 | 0 | 0
IL Fac. Spec. - NOX Rate Summer v3.1, Unit 576 and retrofits | 518 | 1797 | Rate Constraint in lbs/MMBtu | FALSE | L | Annual | Net Emissions Allowance Position | Thousand Tons | 0.0010223 | 0.0010223 | 0 | 0.0010223 | 0.0010223 | 0 | 0
IL Fac. Spec. - NOX Rate Summer v3.1, Unit 576 and retrofits | 518 | 1797 | Rate Constraint in lbs/MMBtu | FALSE | L | Annual | Fuel Consumed | TBtu | 0.031139 | 0.031139 | 0 | 0.031139 | 0.031139 | 0 | 0
IL Fac. Spec. - NOX Rate Summer v3.1, Unit 576 and retrofits | 518 | 1797 | Rate Constraint in lbs/MMBtu | FALSE | L | Annual | Rate | lb/MMBtu | 0.065659 | 0.065659 | 0 | 0.065659 | 0.065659 | 0 | 0
IL Fac. Spec. - NOX Rate Summer v3.1, Unit 576 and retrofits | 518 | 1797 | Rate Constraint in lbs/MMBtu | FALSE | L | Annual | Generation | TWh | 0.0023669 | 0.0023669 | 0 | 0.0023669 | 0.0023669 | 0 | 0
IL Fac. Spec. - NOX Rate Summer v3.1, Unit 576 and retrofits | 518 | 1797 | Rate Constraint in lbs/MMBtu | FALSE | L | Annual | Qualifying Generation | TWh | 0.0023669 | 0.0023669 | 0 | 0.0023669 | 0.0023669 | 0 | 0
IL Fac. Spec. - NOX Rate Summer v3.1, Unit 576 and retrofits | 518 | 1797 | Rate Constraint in lbs/MMBtu | FALSE | L | Annual | Rate | lb/MWh | 0.43191 | 0.43191 | 0 | 0.43191 | 0.43191 | 0 | 0
IL Fac. Spec. - NOX Rate Summer v3.1, Unit 576 and retrofits | 518 | 1797 | Rate Constraint in lbs/MMBtu | FALSE | L | Annual | Constraint Shadow Price | US2011$/Ton | 0 | 0 | 0 | 0 | 0 | 0 | 0
IL Fac. Spec. - NOX Rate Summer v3.1, Unit 577 and retrofits | 519 | 1797 | Rate Constraint in lbs/MMBtu | FALSE | L | Annual | Seasons Included | Seasons | Summer | Summer | Summer | Summer | Summer | Summer | Summer
IL Fac. Spec. - NOX Rate Summer v3.1, Unit 577 and retrofits | 519 | 1797 | Rate Constraint in lbs/MMBtu | FALSE | L | Annual | Standard | lb/MMBtu | 0.25 | 0.25 | 0.25 | 0.25 | 0.25 | 0.25 | 0.25
IL Fac. Spec. - NOX Rate Summer v3.1, Unit 577 and retrofits | 519 | 1797 | Rate Constraint in lbs/MMBtu | FALSE | L | Annual | Emissions at Affected Plants NOX | Thousand Tons | 0.00044339 | 0.00028292 | 0 | 0 | 0.00044339 | 0 | 0
IL Fac. Spec. - NOX Rate Summer v3.1, Unit 577 and retrofits | 519 | 1797 | Rate Constraint in lbs/MMBtu | FALSE | L | Annual | Allowances Purchased NOX | Thousand Tons | 0 | 0 | 0 | 0 | 0 | 0 | 0
IL Fac. Spec. - NOX Rate Summer v3.1, Unit 577 and retrofits | 519 | 1797 | Rate Constraint in lbs/MMBtu | FALSE | L | Annual | Allowances Sold NOX | Thousand Tons | 0 | 0 | 0 | 0 | 0 | 0 | 0
IL Fac. Spec. - NOX Rate Summer v3.1, Unit 577 and retrofits | 519 | 1797 | Rate Constraint in lbs/MMBtu | FALSE | L | Annual | Allowances Banked | Thousand Tons | 0 | 0 | 0 | 0 | 0 | 0 | 0
IL Fac. Spec. - NOX Rate Summer v3.1, Unit 577 and retrofits | 519 | 1797 | Rate Constraint in lbs/MMBtu | FALSE | L | Annual | Allowances Withdrawn (1:1) | Thousand Tons | 0 | 0 | 0 | 0 | 0 | 0 | 0
IL Fac. Spec. - NOX Rate Summer v3.1, Unit 577 and retrofits | 519 | 1797 | Rate Constraint in lbs/MMBtu | FALSE | L | Annual | Allowances Withdrawn (n:1) | Thousand Tons | 0 | 0 | 0 | 0 | 0 | 0 | 0
IL Fac. Spec. - NOX Rate Summer v3.1, Unit 577 and retrofits | 519 | 1797 | Rate Constraint in lbs/MMBtu | FALSE | L | Annual | Net Emissions Allowance Position | Thousand Tons | 0.00044339 | 0.00028292 | 0 | 0 | 0.00044339 | 0 | 0
IL Fac. Spec. - NOX Rate Summer v3.1, Unit 577 and retrofits | 519 | 1797 | Rate Constraint in lbs/MMBtu | FALSE | L | Annual | Fuel Consumed | TBtu | 0.031191 | 0.019903 | 0 | 0 | 0.031191 | 0 | 0
IL Fac. Spec. - NOX Rate Summer v3.1, Unit 577 and retrofits | 519 | 1797 | Rate Constraint in lbs/MMBtu | FALSE | L | Annual | Rate | lb/MMBtu | 0.028431 | 0.028431 | 0 | 0 | 0.028431 | 0 | 0
IL Fac. Spec. - NOX Rate Summer v3.1, Unit 577 and retrofits | 519 | 1797 | Rate Constraint in lbs/MMBtu | FALSE | L | Annual | Generation | TWh | 0.0023669 | 0.0015103 | 0 | 0 | 0.0023669 | 0 | 0
IL Fac. Spec. - NOX Rate Summer v3.1, Unit 577 and retrofits | 519 | 1797 | Rate Constraint in lbs/MMBtu | FALSE | L | Annual | Qualifying Generation | TWh | 0.0023669 | 0.0015103 | 0 | 0 | 0.0023669 | 0 | 0
IL Fac. Spec. - NOX Rate Summer v3.1, Unit 577 and retrofits | 519 | 1797 | Rate Constraint in lbs/MMBtu | FALSE | L | Annual | Rate | lb/MWh | 0.18733 | 0.18733 | 0 | 0 | 0.18733 | 0 | 0
IL Fac. Spec. - NOX Rate Summer v3.1, Unit 577 and retrofits | 519 | 1797 | Rate Constraint in lbs/MMBtu | FALSE | L | Annual | Constraint Shadow Price | US2011$/Ton | 0 | 0 | 0 | 0 | 0 | 0 | 0
IL Fac. Spec. - NOX Rate Summer v3.1, Unit 578 and retrofits | 520 | 1797 | Rate Constraint in lbs/MMBtu | FALSE | L | Annual | Seasons Included | Seasons | Summer | Summer | Summer | Summer | Summer | Summer | Summer
IL Fac. Spec. - NOX Rate Summer v3.1, Unit 578 and retrofits | 520 | 1797 | Rate Constraint in lbs/MMBtu | FALSE | L | Annual | Standard | lb/MMBtu | 0.25 | 0.25 | 0.25 | 0.25 | 0.25 | 0.25 | 0.25
IL Fac. Spec. - NOX Rate Summer v3.1, Unit 578 and retrofits | 520 | 1797 | Rate Constraint in lbs/MMBtu | FALSE | L | Annual | Emissions at Affected Plants NOX | Thousand Tons | 0.00048468 | 0.00048468 | 0 | 0 | 0.00048468 | 0 | 0
IL Fac. Spec. - NOX Rate Summer v3.1, Unit 578 and retrofits | 520 | 1797 | Rate Constraint in lbs/MMBtu | FALSE | L | Annual | Allowances Purchased NOX | Thousand Tons | 0 | 0 | 0 | 0 | 0 | 0 | 0
IL Fac. Spec. - NOX Rate Summer v3.1, Unit 578 and retrofits | 520 | 1797 | Rate Constraint in lbs/MMBtu | FALSE | L | Annual | Allowances Sold NOX | Thousand Tons | 0 | 0 | 0 | 0 | 0 | 0 | 0
IL Fac. Spec. - NOX Rate Summer v3.1, Unit 578 and retrofits | 520 | 1797 | Rate Constraint in lbs/MMBtu | FALSE | L | Annual | Allowances Banked | Thousand Tons | 0 | 0 | 0 | 0 | 0 | 0 | 0
IL Fac. Spec. - NOX Rate Summer v3.1, Unit 578 and retrofits | 520 | 1797 | Rate Constraint in lbs/MMBtu | FALSE | L | Annual | Allowances Withdrawn (1:1) | Thousand Tons | 0 | 0 | 0 | 0 | 0 | 0 | 0
IL Fac. Spec. - NOX Rate Summer v3.1, Unit 578 and retrofits | 520 | 1797 | Rate Constraint in lbs/MMBtu | FALSE | L | Annual | Allowances Withdrawn (n:1) | Thousand Tons | 0 | 0 | 0 | 0 | 0 | 0 | 0
IL Fac. Spec. - NOX Rate Summer v3.1, Unit 578 and retrofits | 520 | 1797 | Rate Constraint in lbs/MMBtu | FALSE | L | Annual | Net Emissions Allowance Position | Thousand Tons | 0.00048468 | 0.00048468 | 0 | 0 | 0.00048468 | 0 | 0
IL Fac. Spec. - NOX Rate Summer v3.1, Unit 578 and retrofits | 520 | 1797 | Rate Constraint in lbs/MMBtu | FALSE | L | Annual | Fuel Consumed | TBtu | 0.031181 | 0.031181 | 0 | 0 | 0.031181 | 0 | 0
IL Fac. Spec. - NOX Rate Summer v3.1, Unit 578 and retrofits | 520 | 1797 | Rate Constraint in lbs/MMBtu | FALSE | L | Annual | Rate | lb/MMBtu | 0.031088 | 0.031088 | 0 | 0 | 0.031088 | 0 | 0
IL Fac. Spec. - NOX Rate Summer v3.1, Unit 578 and retrofits | 520 | 1797 | Rate Constraint in lbs/MMBtu | FALSE | L | Annual | Generation | TWh | 0.0023669 | 0.0023669 | 0 | 0 | 0.0023669 | 0 | 0
IL Fac. Spec. - NOX Rate Summer v3.1, Unit 578 and retrofits | 520 | 1797 | Rate Constraint in lbs/MMBtu | FALSE | L | Annual | Qualifying Generation | TWh | 0.0023669 | 0.0023669 | 0 | 0 | 0.0023669 | 0 | 0
IL Fac. Spec. - NOX Rate Summer v3.1, Unit 578 and retrofits | 520 | 1797 | Rate Constraint in lbs/MMBtu | FALSE | L | Annual | Rate | lb/MWh | 0.20478 | 0.20478 | 0 | 0 | 0.20478 | 0 | 0
IL Fac. Spec. - NOX Rate Summer v3.1, Unit 578 and retrofits | 520 | 1797 | Rate Constraint in lbs/MMBtu | FALSE | L | Annual | Constraint Shadow Price | US2011$/Ton | 0 | 0 | 0 | 0 | 0 | 0 | 0
IL Fac. Spec. - NOX Rate Summer v3.1, Unit 579 and retrofits | 521 | 1797 | Rate Constraint in lbs/MMBtu | FALSE | L | Annual | Seasons Included | Seasons | Summer | Summer | Summer | Summer | Summer | Summer | Summer
IL Fac. Spec. - NOX Rate Summer v3.1, Unit 579 and retrofits | 521 | 1797 | Rate Constraint in lbs/MMBtu | FALSE | L | Annual | Standard | lb/MMBtu | 0.25 | 0.25 | 0.25 | 0.25 | 0.25 | 0.25 | 0.25
IL Fac. Spec. - NOX Rate Summer v3.1, Unit 579 and retrofits | 521 | 1797 | Rate Constraint in lbs/MMBtu | FALSE | L | Annual | Emissions at Affected Plants NOX | Thousand Tons | 0.00053148 | 0.00053148 | 0 | 0.00053148 | 0.00053148 | 0 | 0
IL Fac. Spec. - NOX Rate Summer v3.1, Unit 579 and retrofits | 521 | 1797 | Rate Constraint in lbs/MMBtu | FALSE | L | Annual | Allowances Purchased NOX | Thousand Tons | 0 | 0 | 0 | 0 | 0 | 0 | 0
IL Fac. Spec. - NOX Rate Summer v3.1, Unit 579 and retrofits | 521 | 1797 | Rate Constraint in lbs/MMBtu | FALSE | L | Annual | Allowances Sold NOX | Thousand Tons | 0 | 0 | 0 | 0 | 0 | 0 | 0
IL Fac. Spec. - NOX Rate Summer v3.1, Unit 579 and retrofits | 521 | 1797 | Rate Constraint in lbs/MMBtu | FALSE | L | Annual | Allowances Banked | Thousand Tons | 0 | 0 | 0 | 0 | 0 | 0 | 0
IL Fac. Spec. - NOX Rate Summer v3.1, Unit 579 and retrofits | 521 | 1797 | Rate Constraint in lbs/MMBtu | FALSE | L | Annual | Allowances Withdrawn (1:1) | Thousand Tons | 0 | 0 | 0 | 0 | 0 | 0 | 0
IL Fac. Spec. - NOX Rate Summer v3.1, Unit 579 and retrofits | 521 | 1797 | Rate Constraint in lbs/MMBtu | FALSE | L | Annual | Allowances Withdrawn (n:1) | Thousand Tons | 0 | 0 | 0 | 0 | 0 | 0 | 0
IL Fac. Spec. - NOX Rate Summer v3.1, Unit 579 and retrofits | 521 | 1797 | Rate Constraint in lbs/MMBtu | FALSE | L | Annual | Net Emissions Allowance Position | Thousand Tons | 0.00053148 | 0.00053148 | 0 | 0.00053148 | 0.00053148 | 0 | 0
IL Fac. Spec. - NOX Rate Summer v3.1, Unit 579 and retrofits | 521 | 1797 | Rate Constraint in lbs/MMBtu | FALSE | L | Annual | Fuel Consumed | TBtu | 0.031141 | 0.031141 | 0 | 0.031141 | 0.031141 | 0 | 0
IL Fac. Spec. - NOX Rate Summer v3.1, Unit 579 and retrofits | 521 | 1797 | Rate Constraint in lbs/MMBtu | FALSE | L | Annual | Rate | lb/MMBtu | 0.034133 | 0.034133 | 0 | 0.034133 | 0.034133 | 0 | 0
IL Fac. Spec. - NOX Rate Summer v3.1, Unit 579 and retrofits | 521 | 1797 | Rate Constraint in lbs/MMBtu | FALSE | L | Annual | Generation | TWh | 0.0023669 | 0.0023669 | 0 | 0.0023669 | 0.0023669 | 0 | 0
IL Fac. Spec. - NOX Rate Summer v3.1, Unit 579 and retrofits | 521 | 1797 | Rate Constraint in lbs/MMBtu | FALSE | L | Annual | Qualifying Generation | TWh | 0.0023669 | 0.0023669 | 0 | 0.0023669 | 0.0023669 | 0 | 0
IL Fac. Spec. - NOX Rate Summer v3.1, Unit 579 and retrofits | 521 | 1797 | Rate Constraint in lbs/MMBtu | FALSE | L | Annual | Rate | lb/MWh | 0.22455 | 0.22455 | 0 | 0.22455 | 0.22455 | 0 | 0
IL Fac. Spec. - NOX Rate Summer v3.1, Unit 579 and retrofits | 521 | 1797 | Rate Constraint in lbs/MMBtu | FALSE | L | Annual | Constraint Shadow Price | US2011$/Ton | 0 | 0 | 0 | 0 | 0 | 0 | 0
IL Fac. Spec. - NOX Rate Summer v3.1, Unit 580 and retrofits | 522 | 1797 | Rate Constraint in lbs/MMBtu | FALSE | L | Annual | Seasons Included | Seasons | Summer | Summer | Summer | Summer | Summer | Summer | Summer
IL Fac. Spec. - NOX Rate Summer v3.1, Unit 580 and retrofits | 522 | 1797 | Rate Constraint in lbs/MMBtu | FALSE | L | Annual | Standard | lb/MMBtu | 0.25 | 0.25 | 0.25 | 0.25 | 0.25 | 0.25 | 0.25
IL Fac. Spec. - NOX Rate Summer v3.1, Unit 580 and retrofits | 522 | 1797 | Rate Constraint in lbs/MMBtu | FALSE | L | Annual | Emissions at Affected Plants NOX | Thousand Tons | 0.00049009 | 0.00049009 | 0 | 0.00049009 | 0.00049009 | 0 | 0
IL Fac. Spec. - NOX Rate Summer v3.1, Unit 580 and retrofits | 522 | 1797 | Rate Constraint in lbs/MMBtu | FALSE | L | Annual | Allowances Purchased NOX | Thousand Tons | 0 | 0 | 0 | 0 | 0 | 0 | 0
IL Fac. Spec. - NOX Rate Summer v3.1, Unit 580 and retrofits | 522 | 1797 | Rate Constraint in lbs/MMBtu | FALSE | L | Annual | Allowances Sold NOX | Thousand Tons | 0 | 0 | 0 | 0 | 0 | 0 | 0
IL Fac. Spec. - NOX Rate Summer v3.1, Unit 580 and retrofits | 522 | 1797 | Rate Constraint in lbs/MMBtu | FALSE | L | Annual | Allowances Banked | Thousand Tons | 0 | 0 | 0 | 0 | 0 | 0 | 0
IL Fac. Spec. - NOX Rate Summer v3.1, Unit 580 and retrofits | 522 | 1797 | Rate Constraint in lbs/MMBtu | FALSE | L | Annual | Allowances Withdrawn (1:1) | Thousand Tons | 0 | 0 | 0 | 0 | 0 | 0 | 0
IL Fac. Spec. - NOX Rate Summer v3.1, Unit 580 and retrofits | 522 | 1797 | Rate Constraint in lbs/MMBtu | FALSE | L | Annual | Allowances Withdrawn (n:1) | Thousand Tons | 0 | 0 | 0 | 0 | 0 | 0 | 0
IL Fac. Spec. - NOX Rate Summer v3.1, Unit 580 and retrofits | 522 | 1797 | Rate Constraint in lbs/MMBtu | FALSE | L | Annual | Net Emissions Allowance Position | Thousand Tons | 0.00049009 | 0.00049009 | 0 | 0.00049009 | 0.00049009 | 0 | 0
IL Fac. Spec. - NOX Rate Summer v3.1, Unit 580 and retrofits | 522 | 1797 | Rate Constraint in lbs/MMBtu | FALSE | L | Annual | Fuel Consumed | TBtu | 0.031139 | 0.031139 | 0 | 0.031139 | 0.031139 | 0 | 0
IL Fac. Spec. - NOX Rate Summer v3.1, Unit 580 and retrofits | 522 | 1797 | Rate Constraint in lbs/MMBtu | FALSE | L | Annual | Rate | lb/MMBtu | 0.031478 | 0.031478 | 0 | 0.031478 | 0.031478 | 0 | 0
IL Fac. Spec. - NOX Rate Summer v3.1, Unit 580 and retrofits | 522 | 1797 | Rate Constraint in lbs/MMBtu | FALSE | L | Annual | Generation | TWh | 0.0023669 | 0.0023669 | 0 | 0.0023669 | 0.0023669 | 0 | 0
IL Fac. Spec. - NOX Rate Summer v3.1, Unit 580 and retrofits | 522 | 1797 | Rate Constraint in lbs/MMBtu | FALSE | L | Annual | Qualifying Generation | TWh | 0.0023669 | 0.0023669 | 0 | 0.0023669 | 0.0023669 | 0 | 0
IL Fac. Spec. - NOX Rate Summer v3.1, Unit 580 and retrofits | 522 | 1797 | Rate Constraint in lbs/MMBtu | FALSE | L | Annual | Rate | lb/MWh | 0.20706 | 0.20706 | 0 | 0.20706 | 0.20706 | 0 | 0
IL Fac. Spec. - NOX Rate Summer v3.1, Unit 580 and retrofits | 522 | 1797 | Rate Constraint in lbs/MMBtu | FALSE | L | Annual | Constraint Shadow Price | US2011$/Ton | 0 | 0 | 0 | 0 | 0 | 0 | 0
IL Fac. Spec. - NOX Rate Summer v3.1, Unit 581 and retrofits | 523 | 1797 | Rate Constraint in lbs/MMBtu | FALSE | L | Annual | Seasons Included | Seasons | Summer | Summer | Summer | Summer | Summer | Summer | Summer
IL Fac. Spec. - NOX Rate Summer v3.1, Unit 581 and retrofits | 523 | 1797 | Rate Constraint in lbs/MMBtu | FALSE | L | Annual | Standard | lb/MMBtu | 0.25 | 0.25 | 0.25 | 0.25 | 0.25 | 0.25 | 0.25
IL Fac. Spec. - NOX Rate Summer v3.1, Unit 581 and retrofits | 523 | 1797 | Rate Constraint in lbs/MMBtu | FALSE | L | Annual | Emissions at Affected Plants NOX | Thousand Tons | 0.0038753 | 0.0038753 | 0.0038753 | 0.0038753 | 0.00076236 | 0.0038753 | 0.0038753
IL Fac. Spec. - NOX Rate Summer v3.1, Unit 581 and retrofits | 523 | 1797 | Rate Constraint in lbs/MMBtu | FALSE | L | Annual | Allowances Purchased NOX | Thousand Tons | 0 | 0 | 0 | 0 | 0 | 0 | 0
IL Fac. Spec. - NOX Rate Summer v3.1, Unit 581 and retrofits | 523 | 1797 | Rate Constraint in lbs/MMBtu | FALSE | L | Annual | Allowances Sold NOX | Thousand Tons | 0 | 0 | 0 | 0 | 0 | 0 | 0
IL Fac. Spec. - NOX Rate Summer v3.1, Unit 581 and retrofits | 523 | 1797 | Rate Constraint in lbs/MMBtu | FALSE | L | Annual | Allowances Banked | Thousand Tons | 0 | 0 | 0 | 0 | 0 | 0 | 0
IL Fac. Spec. - NOX Rate Summer v3.1, Unit 581 and retrofits | 523 | 1797 | Rate Constraint in lbs/MMBtu | FALSE | L | Annual | Allowances Withdrawn (1:1) | Thousand Tons | 0 | 0 | 0 | 0 | 0 | 0 | 0
IL Fac. Spec. - NOX Rate Summer v3.1, Unit 581 and retrofits | 523 | 1797 | Rate Constraint in lbs/MMBtu | FALSE | L | Annual | Allowances Withdrawn (n:1) | Thousand Tons | 0 | 0 | 0 | 0 | 0 | 0 | 0
IL Fac. Spec. - NOX Rate Summer v3.1, Unit 581 and retrofits | 523 | 1797 | Rate Constraint in lbs/MMBtu | FALSE | L | Annual | Net Emissions Allowance Position | Thousand Tons | 0.0038753 | 0.0038753 | 0.0038753 | 0.0038753 | 0.00076236 | 0.0038753 | 0.0038753
IL Fac. Spec. - NOX Rate Summer v3.1, Unit 581 and retrofits | 523 | 1797 | Rate Constraint in lbs/MMBtu | FALSE | L | Annual | Fuel Consumed | TBtu | 0.097813 | 0.097813 | 0.097813 | 0.097813 | 0.019242 | 0.097813 | 0.097813
IL Fac. Spec. - NOX Rate Summer v3.1, Unit 581 and retrofits | 523 | 1797 | Rate Constraint in lbs/MMBtu | FALSE | L | Annual | Rate | lb/MMBtu | 0.07924 | 0.07924 | 0.07924 | 0.07924 | 0.07924 | 0.07924 | 0.07924
IL Fac. Spec. - NOX Rate Summer v3.1, Unit 581 and retrofits | 523 | 1797 | Rate Constraint in lbs/MMBtu | FALSE | L | Annual | Generation | TWh | 0.008473 | 0.008473 | 0.008473 | 0.008473 | 0.0016668 | 0.008473 | 0.008473
IL Fac. Spec. - NOX Rate Summer v3.1, Unit 581 and retrofits | 523 | 1797 | Rate Constraint in lbs/MMBtu | FALSE | L | Annual | Qualifying Generation | TWh | 0.008473 | 0.008473 | 0.008473 | 0.008473 | 0.0016668 | 0.008473 | 0.008473
IL Fac. Spec. - NOX Rate Summer v3.1, Unit 581 and retrofits | 523 | 1797 | Rate Constraint in lbs/MMBtu | FALSE | L | Annual | Rate | lb/MWh | 0.45737 | 0.45737 | 0.45737 | 0.45737 | 0.45737 | 0.45737 | 0.45737
IL Fac. Spec. - NOX Rate Summer v3.1, Unit 581 and retrofits | 523 | 1797 | Rate Constraint in lbs/MMBtu | FALSE | L | Annual | Constraint Shadow Price | US2011$/Ton | 0 | 0 | 0 | 0 | 0 | 0 | 0
IL Fac. Spec. - NOX Rate Summer v3.1, Unit 582 and retrofits | 524 | 1797 | Rate Constraint in lbs/MMBtu | FALSE | L | Annual | Seasons Included | Seasons | Summer | Summer | Summer | Summer | Summer | Summer | Summer
IL Fac. Spec. - NOX Rate Summer v3.1, Unit 582 and retrofits | 524 | 1797 | Rate Constraint in lbs/MMBtu | FALSE | L | Annual | Standard | lb/MMBtu | 0.25 | 0.25 | 0.25 | 0.25 | 0.25 | 0.25 | 0.25
IL Fac. Spec. - NOX Rate Summer v3.1, Unit 582 and retrofits | 524 | 1797 | Rate Constraint in lbs/MMBtu | FALSE | L | Annual | Emissions at Affected Plants NOX | Thousand Tons | 0.0039364 | 0.0039364 | 0.0039364 | 0.0039364 | 0.00077437 | 0.0039364 | 0.0039364
IL Fac. Spec. - NOX Rate Summer v3.1, Unit 582 and retrofits | 524 | 1797 | Rate Constraint in lbs/MMBtu | FALSE | L | Annual | Allowances Purchased NOX | Thousand Tons | 0 | 0 | 0 | 0 | 0 | 0 | 0
IL Fac. Spec. - NOX Rate Summer v3.1, Unit 582 and retrofits | 524 | 1797 | Rate Constraint in lbs/MMBtu | FALSE | L | Annual | Allowances Sold NOX | Thousand Tons | 0 | 0 | 0 | 0 | 0 | 0 | 0
IL Fac. Spec. - NOX Rate Summer v3.1, Unit 582 and retrofits | 524 | 1797 | Rate Constraint in lbs/MMBtu | FALSE | L | Annual | Allowances Banked | Thousand Tons | 0 | 0 | 0 | 0 | 0 | 0 | 0
IL Fac. Spec. - NOX Rate Summer v3.1, Unit 582 and retrofits | 524 | 1797 | Rate Constraint in lbs/MMBtu | FALSE | L | Annual | Allowances Withdrawn (1:1) | Thousand Tons | 0 | 0 | 0 | 0 | 0 | 0 | 0
IL Fac. Spec. - NOX Rate Summer v3.1, Unit 582 and retrofits | 524 | 1797 | Rate Constraint in lbs/MMBtu | FALSE | L | Annual | Allowances Withdrawn (n:1) | Thousand Tons | 0 | 0 | 0 | 0 | 0 | 0 | 0
IL Fac. Spec. - NOX Rate Summer v3.1, Unit 582 and retrofits | 524 | 1797 | Rate Constraint in lbs/MMBtu | FALSE | L | Annual | Net Emissions Allowance Position | Thousand Tons | 0.0039364 | 0.0039364 | 0.0039364 | 0.0039364 | 0.00077437 | 0.0039364 | 0.0039364
IL Fac. Spec. - NOX Rate Summer v3.1, Unit 582 and retrofits | 524 | 1797 | Rate Constraint in lbs/MMBtu | FALSE | L | Annual | Fuel Consumed | TBtu | 0.097821 | 0.097821 | 0.097821 | 0.097821 | 0.019244 | 0.097821 | 0.097821
IL Fac. Spec. - NOX Rate Summer v3.1, Unit 582 and retrofits | 524 | 1797 | Rate Constraint in lbs/MMBtu | FALSE | L | Annual | Rate | lb/MMBtu | 0.080481 | 0.080481 | 0.080481 | 0.080481 | 0.080481 | 0.080481 | 0.080481
IL Fac. Spec. - NOX Rate Summer v3.1, Unit 582 and retrofits | 524 | 1797 | Rate Constraint in lbs/MMBtu | FALSE | L | Annual | Generation | TWh | 0.008473 | 0.008473 | 0.008473 | 0.008473 | 0.0016668 | 0.008473 | 0.008473
IL Fac. Spec. - NOX Rate Summer v3.1, Unit 582 and retrofits | 524 | 1797 | Rate Constraint in lbs/MMBtu | FALSE | L | Annual | Qualifying Generation | TWh | 0.008473 | 0.008473 | 0.008473 | 0.008473 | 0.0016668 | 0.008473 | 0.008473
IL Fac. Spec. - NOX Rate Summer v3.1, Unit 582 and retrofits | 524 | 1797 | Rate Constraint in lbs/MMBtu | FALSE | L | Annual | Rate | lb/MWh | 0.46458 | 0.46458 | 0.46458 | 0.46458 | 0.46458 | 0.46458 | 0.46458
IL Fac. Spec. - NOX Rate Summer v3.1, Unit 582 and retrofits | 524 | 1797 | Rate Constraint in lbs/MMBtu | FALSE | L | Annual | Constraint Shadow Price | US2011$/Ton | 0 | 0 | 0 | 0 | 0 | 0 | 0
IL Fac. Spec. - NOX Rate Summer v3.1, Unit 583 and retrofits | 525 | 1797 | Rate Constraint in lbs/MMBtu | FALSE | L | Annual | Seasons Included | Seasons | Summer | Summer | Summer | Summer | Summer | Summer | Summer
IL Fac. Spec. - NOX Rate Summer v3.1, Unit 583 and retrofits | 525 | 1797 | Rate Constraint in lbs/MMBtu | FALSE | L | Annual | Standard | lb/MMBtu | 0.25 | 0.25 | 0.25 | 0.25 | 0.25 | 0.25 | 0.25
IL Fac. Spec. - NOX Rate Summer v3.1, Unit 583 and retrofits | 525 | 1797 | Rate Constraint in lbs/MMBtu | FALSE | L | Annual | Emissions at Affected Plants NOX | Thousand Tons | 0.0038824 | 0.0038824 | 0.0038824 | 0.0038824 | 0.00076375 | 0.0038824 | 0.0038824
IL Fac. Spec. - NOX Rate Summer v3.1, Unit 583 and retrofits | 525 | 1797 | Rate Constraint in lbs/MMBtu | FALSE | L | Annual | Allowances Purchased NOX | Thousand Tons | 0 | 0 | 0 | 0 | 0 | 0 | 0
IL Fac. Spec. - NOX Rate Summer v3.1, Unit 583 and retrofits | 525 | 1797 | Rate Constraint in lbs/MMBtu | FALSE | L | Annual | Allowances Sold NOX | Thousand Tons | 0 | 0 | 0 | 0 | 0 | 0 | 0
IL Fac. Spec. - NOX Rate Summer v3.1, Unit 583 and retrofits | 525 | 1797 | Rate Constraint in lbs/MMBtu | FALSE | L | Annual | Allowances Banked | Thousand Tons | 0 | 0 | 0 | 0 | 0 | 0 | 0
IL Fac. Spec. - NOX Rate Summer v3.1, Unit 583 and retrofits | 525 | 1797 | Rate Constraint in lbs/MMBtu | FALSE | L | Annual | Allowances Withdrawn (1:1) | Thousand Tons | 0 | 0 | 0 | 0 | 0 | 0 | 0
IL Fac. Spec. - NOX Rate Summer v3.1, Unit 583 and retrofits | 525 | 1797 | Rate Constraint in lbs/MMBtu | FALSE | L | Annual | Allowances Withdrawn (n:1) | Thousand Tons | 0 | 0 | 0 | 0 | 0 | 0 | 0
IL Fac. Spec. - NOX Rate Summer v3.1, Unit 583 and retrofits | 525 | 1797 | Rate Constraint in lbs/MMBtu | FALSE | L | Annual | Net Emissions Allowance Position | Thousand Tons | 0.0038824 | 0.0038824 | 0.0038824 | 0.0038824 | 0.00076375 | 0.0038824 | 0.0038824
IL Fac. Spec. - NOX Rate Summer v3.1, Unit 583 and retrofits | 525 | 1797 | Rate Constraint in lbs/MMBtu | FALSE | L | Annual | Fuel Consumed | TBtu | 0.097821 | 0.097821 | 0.097821 | 0.097821 | 0.019244 | 0.097821 | 0.097821
IL Fac. Spec. - NOX Rate Summer v3.1, Unit 583 and retrofits | 525 | 1797 | Rate Constraint in lbs/MMBtu | FALSE | L | Annual | Rate | lb/MMBtu | 0.079377 | 0.079377 | 0.079377 | 0.079377 | 0.079377 | 0.079377 | 0.079377
IL Fac. Spec. - NOX Rate Summer v3.1, Unit 583 and retrofits | 525 | 1797 | Rate Constraint in lbs/MMBtu | FALSE | L | Annual | Generation | TWh | 0.008473 | 0.008473 | 0.008473 | 0.008473 | 0.0016668 | 0.008473 | 0.008473
IL Fac. Spec. - NOX Rate Summer v3.1, Unit 583 and retrofits | 525 | 1797 | Rate Constraint in lbs/MMBtu | FALSE | L | Annual | Qualifying Generation | TWh | 0.008473 | 0.008473 | 0.008473 | 0.008473 | 0.0016668 | 0.008473 | 0.008473
IL Fac. Spec. - NOX Rate Summer v3.1, Unit 583 and retrofits | 525 | 1797 | Rate Constraint in lbs/MMBtu | FALSE | L | Annual | Rate | lb/MWh | 0.4582 | 0.4582 | 0.4582 | 0.4582 | 0.4582 | 0.4582 | 0.4582
IL Fac. Spec. - NOX Rate Summer v3.1, Unit 583 and retrofits | 525 | 1797 | Rate Constraint in lbs/MMBtu | FALSE | L | Annual | Constraint Shadow Price | US2011$/Ton | 0 | 0 | 0 | 0 | 0 | 0 | 0
IL Fac. Spec. - NOX Rate Summer v3.1, Unit 584 and retrofits | 526 | 1797 | Rate Constraint in lbs/MMBtu | FALSE | L | Annual | Seasons Included | Seasons | Summer | Summer | Summer | Summer | Summer | Summer | Summer
IL Fac. Spec. - NOX Rate Summer v3.1, Unit 584 and retrofits | 526 | 1797 | Rate Constraint in lbs/MMBtu | FALSE | L | Annual | Standard | lb/MMBtu | 0.25 | 0.25 | 0.25 | 0.25 | 0.25 | 0.25 | 0.25
IL Fac. Spec. - NOX Rate Summer v3.1, Unit 584 and retrofits | 526 | 1797 | Rate Constraint in lbs/MMBtu | FALSE | L | Annual | Emissions at Affected Plants NOX | Thousand Tons | 0.0039375 | 0.0039375 | 0.0039375 | 0.0039375 | 0.00077459 | 0.0039375 | 0.0039375
IL Fac. Spec. - NOX Rate Summer v3.1, Unit 584 and retrofits | 526 | 1797 | Rate Constraint in lbs/MMBtu | FALSE | L | Annual | Allowances Purchased NOX | Thousand Tons | 0 | 0 | 0 | 0 | 0 | 0 | 0
IL Fac. Spec. - NOX Rate Summer v3.1, Unit 584 and retrofits | 526 | 1797 | Rate Constraint in lbs/MMBtu | FALSE | L | Annual | Allowances Sold NOX | Thousand Tons | 0 | 0 | 0 | 0 | 0 | 0 | 0
IL Fac. Spec. - NOX Rate Summer v3.1, Unit 584 and retrofits | 526 | 1797 | Rate Constraint in lbs/MMBtu | FALSE | L | Annual | Allowances Banked | Thousand Tons | 0 | 0 | 0 | 0 | 0 | 0 | 0
IL Fac. Spec. - NOX Rate Summer v3.1, Unit 584 and retrofits | 526 | 1797 | Rate Constraint in lbs/MMBtu | FALSE | L | Annual | Allowances Withdrawn (1:1) | Thousand Tons | 0 | 0 | 0 | 0 | 0 | 0 | 0
IL Fac. Spec. - NOX Rate Summer v3.1, Unit 584 and retrofits | 526 | 1797 | Rate Constraint in lbs/MMBtu | FALSE | L | Annual | Allowances Withdrawn (n:1) | Thousand Tons | 0 | 0 | 0 | 0 | 0 | 0 | 0
IL Fac. Spec. - NOX Rate Summer v3.1, Unit 584 and retrofits | 526 | 1797 | Rate Constraint in lbs/MMBtu | FALSE | L | Annual | Net Emissions Allowance Position | Thousand Tons | 0.0039375 | 0.0039375 | 0.0039375 | 0.0039375 | 0.00077459 | 0.0039375 | 0.0039375
IL Fac. Spec. - NOX Rate Summer v3.1, Unit 584 and retrofits | 526 | 1797 | Rate Constraint in lbs/MMBtu | FALSE | L | Annual | Fuel Consumed | TBtu | 0.097821 | 0.097821 | 0.097821 | 0.097821 | 0.019244 | 0.097821 | 0.097821
IL Fac. Spec. - NOX Rate Summer v3.1, Unit 584 and retrofits | 526 | 1797 | Rate Constraint in lbs/MMBtu | FALSE | L | Annual | Rate | lb/MMBtu | 0.080503 | 0.080503 | 0.080503 | 0.080503 | 0.080503 | 0.080503 | 0.080503
IL Fac. Spec. - NOX Rate Summer v3.1, Unit 584 and retrofits | 526 | 1797 | Rate Constraint in lbs/MMBtu | FALSE | L | Annual | Generation | TWh | 0.008473 | 0.008473 | 0.008473 | 0.008473 | 0.0016668 | 0.008473 | 0.008473
IL Fac. Spec. - NOX Rate Summer v3.1, Unit 584 and retrofits | 526 | 1797 | Rate Constraint in lbs/MMBtu | FALSE | L | Annual | Qualifying Generation | TWh | 0.008473 | 0.008473 | 0.008473 | 0.008473 | 0.0016668 | 0.008473 | 0.008473
IL Fac. Spec. - NOX Rate Summer v3.1, Unit 584 and retrofits | 526 | 1797 | Rate Constraint in lbs/MMBtu | FALSE | L | Annual | Rate | lb/MWh | 0.46471 | 0.46471 | 0.46471 | 0.46471 | 0.46471 | 0.46471 | 0.46471
IL Fac. Spec. - NOX Rate Summer v3.1, Unit 584 and retrofits | 526 | 1797 | Rate Constraint in lbs/MMBtu | FALSE | L | Annual | Constraint Shadow Price | US2011$/Ton | 0 | 0 | 0 | 0 | 0 | 0 | 0
IL Fac. Spec. - NOX Rate Summer v3.1, Unit 585 and retrofits | 527 | 1797 | Rate Constraint in lbs/MMBtu | FALSE | L | Annual | Seasons Included | Seasons | Summer | Summer | Summer | Summer | Summer | Summer | Summer
IL Fac. Spec. - NOX Rate Summer v3.1, Unit 585 and retrofits | 527 | 1797 | Rate Constraint in lbs/MMBtu | FALSE | L | Annual | Standard | lb/MMBtu | 0.25 | 0.25 | 0.25 | 0.25 | 0.25 | 0.25 | 0.25
IL Fac. Spec. - NOX Rate Summer v3.1, Unit 585 and retrofits | 527 | 1797 | Rate Constraint in lbs/MMBtu | FALSE | L | Annual | Emissions at Affected Plants NOX | Thousand Tons | 0.0038812 | 0.0038812 | 0.0038812 | 0.0038812 | 0.00076351 | 0.0038812 | 0.0038812
IL Fac. Spec. - NOX Rate Summer v3.1, Unit 585 and retrofits | 527 | 1797 | Rate Constraint in lbs/MMBtu | FALSE | L | Annual | Allowances Purchased NOX | Thousand Tons | 0 | 0 | 0 | 0 | 0 | 0 | 0
IL Fac. Spec. - NOX Rate Summer v3.1, Unit 585 and retrofits | 527 | 1797 | Rate Constraint in lbs/MMBtu | FALSE | L | Annual | Allowances Sold NOX | Thousand Tons | 0 | 0 | 0 | 0 | 0 | 0 | 0
IL Fac. Spec. - NOX Rate Summer v3.1, Unit 585 and retrofits | 527 | 1797 | Rate Constraint in lbs/MMBtu | FALSE | L | Annual | Allowances Banked | Thousand Tons | 0 | 0 | 0 | 0 | 0 | 0 | 0
IL Fac. Spec. - NOX Rate Summer v3.1, Unit 585 and retrofits | 527 | 1797 | Rate Constraint in lbs/MMBtu | FALSE | L | Annual | Allowances Withdrawn (1:1) | Thousand Tons | 0 | 0 | 0 | 0 | 0 | 0 | 0
IL Fac. Spec. - NOX Rate Summer v3.1, Unit 585 and retrofits | 527 | 1797 | Rate Constraint in lbs/MMBtu | FALSE | L | Annual | Allowances Withdrawn (n:1) | Thousand Tons | 0 | 0 | 0 | 0 | 0 | 0 | 0
IL Fac. Spec. - NOX Rate Summer v3.1, Unit 585 and retrofits | 527 | 1797 | Rate Constraint in lbs/MMBtu | FALSE | L | Annual | Net Emissions Allowance Position | Thousand Tons | 0.0038812 | 0.0038812 | 0.0038812 | 0.0038812 | 0.00076351 | 0.0038812 | 0.0038812
IL Fac. Spec. - NOX Rate Summer v3.1, Unit 585 and retrofits | 527 | 1797 | Rate Constraint in lbs/MMBtu | FALSE | L | Annual | Fuel Consumed | TBtu | 0.097821 | 0.097821 | 0.097821 | 0.097821 | 0.019244 | 0.097821 | 0.097821
IL Fac. Spec. - NOX Rate Summer v3.1, Unit 585 and retrofits | 527 | 1797 | Rate Constraint in lbs/MMBtu | FALSE | L | Annual | Rate | lb/MMBtu | 0.079353 | 0.079353 | 0.079353 | 0.079353 | 0.079353 | 0.079353 | 0.079353
IL Fac. Spec. - NOX Rate Summer v3.1, Unit 585 and retrofits | 527 | 1797 | Rate Constraint in lbs/MMBtu | FALSE | L | Annual | Generation | TWh | 0.008473 | 0.008473 | 0.008473 | 0.008473 | 0.0016668 | 0.008473 | 0.008473
IL Fac. Spec. - NOX Rate Summer v3.1, Unit 585 and retrofits | 527 | 1797 | Rate Constraint in lbs/MMBtu | FALSE | L | Annual | Qualifying Generation | TWh | 0.008473 | 0.008473 | 0.008473 | 0.008473 | 0.0016668 | 0.008473 | 0.008473
IL Fac. Spec. - NOX Rate Summer v3.1, Unit 585 and retrofits | 527 | 1797 | Rate Constraint in lbs/MMBtu | FALSE | L | Annual | Rate | lb/MWh | 0.45806 | 0.45806 | 0.45806 | 0.45806 | 0.45806 | 0.45806 | 0.45806
IL Fac. Spec. - NOX Rate Summer v3.1, Unit 585 and retrofits | 527 | 1797 | Rate Constraint in lbs/MMBtu | FALSE | L | Annual | Constraint Shadow Price | US2011$/Ton | 0 | 0 | 0 | 0 | 0 | 0 | 0
IL Fac. Spec. - NOX Rate Summer v3.1, Unit 586 and retrofits | 528 | 1797 | Rate Constraint in lbs/MMBtu | FALSE | L | Annual | Seasons Included | Seasons | Summer | Summer | Summer | Summer | Summer | Summer | Summer
IL Fac. Spec. - NOX Rate Summer v3.1, Unit 586 and retrofits | 528 | 1797 | Rate Constraint in lbs/MMBtu | FALSE | L | Annual | Standard | lb/MMBtu | 0.25 | 0.25 | 0.25 | 0.25 | 0.25 | 0.25 | 0.25
IL Fac. Spec. - NOX Rate Summer v3.1, Unit 586 and retrofits | 528 | 1797 | Rate Constraint in lbs/MMBtu | FALSE | L | Annual | Emissions at Affected Plants NOX | Thousand Tons | 0.0039293 | 0.0039293 | 0.0039293 | 0.0039293 | 0.00077298 | 0.0039293 | 0.0039293
IL Fac. Spec. - NOX Rate Summer v3.1, Unit 586 and retrofits | 528 | 1797 | Rate Constraint in lbs/MMBtu | FALSE | L | Annual | Allowances Purchased NOX | Thousand Tons | 0 | 0 | 0 | 0 | 0 | 0 | 0
IL Fac. Spec. - NOX Rate Summer v3.1, Unit 586 and retrofits | 528 | 1797 | Rate Constraint in lbs/MMBtu | FALSE | L | Annual | Allowances Sold NOX | Thousand Tons | 0 | 0 | 0 | 0 | 0 | 0 | 0
IL Fac. Spec. - NOX Rate Summer v3.1, Unit 586 and retrofits | 528 | 1797 | Rate Constraint in lbs/MMBtu | FALSE | L | Annual | Allowances Banked | Thousand Tons | 0 | 0 | 0 | 0 | 0 | 0 | 0
IL Fac. Spec. - NOX Rate Summer v3.1, Unit 586 and retrofits | 528 | 1797 | Rate Constraint in lbs/MMBtu | FALSE | L | Annual | Allowances Withdrawn (1:1) | Thousand Tons | 0 | 0 | 0 | 0 | 0 | 0 | 0
IL Fac. Spec. - NOX Rate Summer v3.1, Unit 586 and retrofits | 528 | 1797 | Rate Constraint in lbs/MMBtu | FALSE | L | Annual | Allowances Withdrawn (n:1) | Thousand Tons | 0 | 0 | 0 | 0 | 0 | 0 | 0
IL Fac. Spec. - NOX Rate Summer v3.1, Unit 586 and retrofits | 528 | 1797 | Rate Constraint in lbs/MMBtu | FALSE | L | Annual | Net Emissions Allowance Position | Thousand Tons | 0.0039293 | 0.0039293 | 0.0039293 | 0.0039293 | 0.00077298 | 0.0039293 | 0.0039293
IL Fac. Spec. - NOX Rate Summer v3.1, Unit 586 and retrofits | 528 | 1797 | Rate Constraint in lbs/MMBtu | FALSE | L | Annual | Fuel Consumed | TBtu | 0.097821 | 0.097821 | 0.097821 | 0.097821 | 0.019244 | 0.097821 | 0.097821
IL Fac. Spec. - NOX Rate Summer v3.1, Unit 586 and retrofits | 528 | 1797 | Rate Constraint in lbs/MMBtu | FALSE | L | Annual | Rate | lb/MMBtu | 0.080337 | 0.080337 | 0.080337 | 0.080337 | 0.080337 | 0.080337 | 0.080337
IL Fac. Spec. - NOX Rate Summer v3.1, Unit 586 and retrofits | 528 | 1797 | Rate Constraint in lbs/MMBtu | FALSE | L | Annual | Generation | TWh | 0.008473 | 0.008473 | 0.008473 | 0.008473 | 0.0016668 | 0.008473 | 0.008473
IL Fac. Spec. - NOX Rate Summer v3.1, Unit 586 and retrofits | 528 | 1797 | Rate Constraint in lbs/MMBtu | FALSE | L | Annual | Qualifying Generation | TWh | 0.008473 | 0.008473 | 0.008473 | 0.008473 | 0.0016668 | 0.008473 | 0.008473
IL Fac. Spec. - NOX Rate Summer v3.1, Unit 586 and retrofits | 528 | 1797 | Rate Constraint in lbs/MMBtu | FALSE | L | Annual | Rate | lb/MWh | 0.46375 | 0.46375 | 0.46375 | 0.46375 | 0.46375 | 0.46375 | 0.46375
IL Fac. Spec. - NOX Rate Summer v3.1, Unit 586 and retrofits | 528 | 1797 | Rate Constraint in lbs/MMBtu | FALSE | L | Annual | Constraint Shadow Price | US2011$/Ton | 0 | 0 | 0 | 0 | 0 | 0 | 0
IL Fac. Spec. - NOX Rate Summer v3.1, Unit 587 and retrofits | 529 | 1797 | Rate Constraint in lbs/MMBtu | FALSE | L | Annual | Seasons Included | Seasons | Summer | Summer | Summer | Summer | Summer | Summer | Summer
IL Fac. Spec. - NOX Rate Summer v3.1, Unit 587 and retrofits | 529 | 1797 | Rate Constraint in lbs/MMBtu | FALSE | L | Annual | Standard | lb/MMBtu | 0.25 | 0.25 | 0.25 | 0.25 | 0.25 | 0.25 | 0.25
IL Fac. Spec. - NOX Rate Summer v3.1, Unit 587 and retrofits | 529 | 1797 | Rate Constraint in lbs/MMBtu | FALSE | L | Annual | Emissions at Affected Plants NOX | Thousand Tons | 0.00040963 | 0.00040963 | 0.00040963 | 0.00040963 | 0.00040963 | 0 | 0
IL Fac. Spec. - NOX Rate Summer v3.1, Unit 587 and retrofits | 529 | 1797 | Rate Constraint in lbs/MMBtu | FALSE | L | Annual | Allowances Purchased NOX | Thousand Tons | 0 | 0 | 0 | 0 | 0 | 0 | 0
IL Fac. Spec. - NOX Rate Summer v3.1, Unit 587 and retrofits | 529 | 1797 | Rate Constraint in lbs/MMBtu | FALSE | L | Annual | Allowances Sold NOX | Thousand Tons | 0 | 0 | 0 | 0 | 0 | 0 | 0
IL Fac. Spec. - NOX Rate Summer v3.1, Unit 587 and retrofits | 529 | 1797 | Rate Constraint in lbs/MMBtu | FALSE | L | Annual | Allowances Banked | Thousand Tons | 0 | 0 | 0 | 0 | 0 | 0 | 0
IL Fac. Spec. - NOX Rate Summer v3.1, Unit 587 and retrofits | 529 | 1797 | Rate Constraint in lbs/MMBtu | FALSE | L | Annual | Allowances Withdrawn (1:1) | Thousand Tons | 0 | 0 | 0 | 0 | 0 | 0 | 0
IL Fac. Spec. - NOX Rate Summer v3.1, Unit 587 and retrofits | 529 | 1797 | Rate Constraint in lbs/MMBtu | FALSE | L | Annual | Allowances Withdrawn (n:1) | Thousand Tons | 0 | 0 | 0 | 0 | 0 | 0 | 0
IL Fac. Spec. - NOX Rate Summer v3.1, Unit 587 and retrofits | 529 | 1797 | Rate Constraint in lbs/MMBtu | FALSE | L | Annual | Net Emissions Allowance Position | Thousand Tons | 0.00040963 | 0.00040963 | 0.00040963 | 0.00040963 | 0.00040963 | 0 | 0
IL Fac. Spec. - NOX Rate Summer v3.1, Unit 587 and retrofits | 529 | 1797 | Rate Constraint in lbs/MMBtu | FALSE | L | Annual | Fuel Consumed | TBtu | 0.030915 | 0.030915 | 0.030915 | 0.030915 | 0.030915 | 0 | 0
IL Fac. Spec. - NOX Rate Summer v3.1, Unit 587 and retrofits | 529 | 1797 | Rate Constraint in lbs/MMBtu | FALSE | L | Annual | Rate | lb/MMBtu | 0.0265 | 0.0265 | 0.0265 | 0.0265 | 0.0265 | 0 | 0
IL Fac. Spec. - NOX Rate Summer v3.1, Unit 587 and retrofits | 529 | 1797 | Rate Constraint in lbs/MMBtu | FALSE | L | Annual | Generation | TWh | 0.0025002 | 0.0025002 | 0.0025002 | 0.0025002 | 0.0025002 | 0 | 0
IL Fac. Spec. - NOX Rate Summer v3.1, Unit 587 and retrofits | 529 | 1797 | Rate Constraint in lbs/MMBtu | FALSE | L | Annual | Qualifying Generation | TWh | 0.0025002 | 0.0025002 | 0.0025002 | 0.0025002 | 0.0025002 | 0 | 0
IL Fac. Spec. - NOX Rate Summer v3.1, Unit 587 and retrofits | 529 | 1797 | Rate Constraint in lbs/MMBtu | FALSE | L | Annual | Rate | lb/MWh | 0.16384 | 0.16384 | 0.16384 | 0.16384 | 0.16384 | 0 | 0
IL Fac. Spec. - NOX Rate Summer v3.1, Unit 587 and retrofits | 529 | 1797 | Rate Constraint in lbs/MMBtu | FALSE | L | Annual | Constraint Shadow Price | US2011$/Ton | 0 | 0 | 0 | 0 | 0 | 0 | 0
IL Fac. Spec. - NOX Rate Summer v3.1, Unit 588 and retrofits | 530 | 1797 | Rate Constraint in lbs/MMBtu | FALSE | L | Annual | Seasons Included | Seasons | Summer | Summer | Summer | Summer | Summer | Summer | Summer
IL Fac. Spec. - NOX Rate Summer v3.1, Unit 588 and retrofits | 530 | 1797 | Rate Constraint in lbs/MMBtu | FALSE | L | Annual | Standard | lb/MMBtu | 0.25 | 0.25 | 0.25 | 0.25 | 0.25 | 0.25 | 0.25
IL Fac. Spec. - NOX Rate Summer v3.1, Unit 588 and retrofits | 530 | 1797 | Rate Constraint in lbs/MMBtu | FALSE | L | Annual | Emissions at Affected Plants NOX | Thousand Tons | 0.00030918 | 0.00030918 | 0.00030918 | 0.00030918 | 0.00030918 | 0 | 0
IL Fac. Spec. - NOX Rate Summer v3.1, Unit 588 and retrofits | 530 | 1797 | Rate Constraint in lbs/MMBtu | FALSE | L | Annual | Allowances Purchased NOX | Thousand Tons | 0 | 0 | 0 | 0 | 0 | 0 | 0
IL Fac. Spec. - NOX Rate Summer v3.1, Unit 588 and retrofits | 530 | 1797 | Rate Constraint in lbs/MMBtu | FALSE | L | Annual | Allowances Sold NOX | Thousand Tons | 0 | 0 | 0 | 0 | 0 | 0 | 0
IL Fac. Spec. - NOX Rate Summer v3.1, Unit 588 and retrofits | 530 | 1797 | Rate Constraint in lbs/MMBtu | FALSE | L | Annual | Allowances Banked | Thousand Tons | 0 | 0 | 0 | 0 | 0 | 0 | 0
IL Fac. Spec. - NOX Rate Summer v3.1, Unit 588 and retrofits | 530 | 1797 | Rate Constraint in lbs/MMBtu | FALSE | L | Annual | Allowances Withdrawn (1:1) | Thousand Tons | 0 | 0 | 0 | 0 | 0 | 0 | 0
IL Fac. Spec. - NOX Rate Summer v3.1, Unit 588 and retrofits | 530 | 1797 | Rate Constraint in lbs/MMBtu | FALSE | L | Annual | Allowances Withdrawn (n:1) | Thousand Tons | 0 | 0 | 0 | 0 | 0 | 0 | 0
IL Fac. Spec. - NOX Rate Summer v3.1, Unit 588 and retrofits | 530 | 1797 | Rate Constraint in lbs/MMBtu | FALSE | L | Annual | Net Emissions Allowance Position | Thousand Tons | 0.00030918 | 0.00030918 | 0.00030918 | 0.00030918 | 0.00030918 | 0 | 0
IL Fac. Spec. - NOX Rate Summer v3.1, Unit 588 and retrofits | 530 | 1797 | Rate Constraint in lbs/MMBtu | FALSE | L | Annual | Fuel Consumed | TBtu | 0.030918 | 0.030918 | 0.030918 | 0.030918 | 0.030918 | 0 | 0
IL Fac. Spec. - NOX Rate Summer v3.1, Unit 588 and retrofits | 530 | 1797 | Rate Constraint in lbs/MMBtu | FALSE | L | Annual | Rate | lb/MMBtu | 0.02 | 0.02 | 0.02 | 0.02 | 0.02 | 0 | 0
IL Fac. Spec. - NOX Rate Summer v3.1, Unit 588 and retrofits | 530 | 1797 | Rate Constraint in lbs/MMBtu | FALSE | L | Annual | Generation | TWh | 0.0025002 | 0.0025002 | 0.0025002 | 0.0025002 | 0.0025002 | 0 | 0
IL Fac. Spec. - NOX Rate Summer v3.1, Unit 588 and retrofits | 530 | 1797 | Rate Constraint in lbs/MMBtu | FALSE | L | Annual | Qualifying Generation | TWh | 0.0025002 | 0.0025002 | 0.0025002 | 0.0025002 | 0.0025002 | 0 | 0
IL Fac. Spec. - NOX Rate Summer v3.1, Unit 588 and retrofits | 530 | 1797 | Rate Constraint in lbs/MMBtu | FALSE | L | Annual | Rate | lb/MWh | 0.12366 | 0.12366 | 0.12366 | 0.12366 | 0.12366 | 0 | 0
IL Fac. Spec. - NOX Rate Summer v3.1, Unit 588 and retrofits | 530 | 1797 | Rate Constraint in lbs/MMBtu | FALSE | L | Annual | Constraint Shadow Price | US2011$/Ton | 0 | 0 | 0 | 0 | 0 | 0 | 0
IL Fac. Spec. - NOX Rate Summer v3.1, Unit 589 and retrofits | 531 | 1797 | Rate Constraint in lbs/MMBtu | FALSE | L | Annual | Seasons Included | Seasons | Summer | Summer | Summer | Summer | Summer | Summer | Summer
IL Fac. Spec. - NOX Rate Summer v3.1, Unit 589 and retrofits | 531 | 1797 | Rate Constraint in lbs/MMBtu | FALSE | L | Annual | Standard | lb/MMBtu | 0.25 | 0.25 | 0.25 | 0.25 | 0.25 | 0.25 | 0.25
IL Fac. Spec. - NOX Rate Summer v3.1, Unit 589 and retrofits | 531 | 1797 | Rate Constraint in lbs/MMBtu | FALSE | L | Annual | Emissions at Affected Plants NOX | Thousand Tons | 0.00032928 | 0.00032928 | 0.00032928 | 0.00032928 | 0.00032928 | 0 | 0
IL Fac. Spec. - NOX Rate Summer v3.1, Unit 589 and retrofits | 531 | 1797 | Rate Constraint in lbs/MMBtu | FALSE | L | Annual | Allowances Purchased NOX | Thousand Tons | 0 | 0 | 0 | 0 | 0 | 0 | 0
IL Fac. Spec. - NOX Rate Summer v3.1, Unit 589 and retrofits | 531 | 1797 | Rate Constraint in lbs/MMBtu | FALSE | L | Annual | Allowances Sold NOX | Thousand Tons | 0 | 0 | 0 | 0 | 0 | 0 | 0
IL Fac. Spec. - NOX Rate Summer v3.1, Unit 589 and retrofits | 531 | 1797 | Rate Constraint in lbs/MMBtu | FALSE | L | Annual | Allowances Banked | Thousand Tons | 0 | 0 | 0 | 0 | 0 | 0 | 0
IL Fac. Spec. - NOX Rate Summer v3.1, Unit 589 and retrofits | 531 | 1797 | Rate Constraint in lbs/MMBtu | FALSE | L | Annual | Allowances Withdrawn (1:1) | Thousand Tons | 0 | 0 | 0 | 0 | 0 | 0 | 0
IL Fac. Spec. - NOX Rate Summer v3.1, Unit 589 and retrofits | 531 | 1797 | Rate Constraint in lbs/MMBtu | FALSE | L | Annual | Allowances Withdrawn (n:1) | Thousand Tons | 0 | 0 | 0 | 0 | 0 | 0 | 0
IL Fac. Spec. - NOX Rate Summer v3.1, Unit 589 and retrofits | 531 | 1797 | Rate Constraint in lbs/MMBtu | FALSE | L | Annual | Net Emissions Allowance Position | Thousand Tons | 0.00032928 | 0.00032928 | 0.00032928 | 0.00032928 | 0.00032928 | 0 | 0
IL Fac. Spec. - NOX Rate Summer v3.1, Unit 589 and retrofits | 531 | 1797 | Rate Constraint in lbs/MMBtu | FALSE | L | Annual | Fuel Consumed | TBtu | 0.030918 | 0.030918 | 0.030918 | 0.030918 | 0.030918 | 0 | 0
IL Fac. Spec. - NOX Rate Summer v3.1, Unit 589 and retrofits | 531 | 1797 | Rate Constraint in lbs/MMBtu | FALSE | L | Annual | Rate | lb/MMBtu | 0.0213 | 0.0213 | 0.0213 | 0.0213 | 0.0213 | 0 | 0
IL Fac. Spec. - NOX Rate Summer v3.1, Unit 589 and retrofits | 531 | 1797 | Rate Constraint in lbs/MMBtu | FALSE | L | Annual | Generation | TWh | 0.0025002 | 0.0025002 | 0.0025002 | 0.0025002 | 0.0025002 | 0 | 0
IL Fac. Spec. - NOX Rate Summer v3.1, Unit 589 and retrofits | 531 | 1797 | Rate Constraint in lbs/MMBtu | FALSE | L | Annual | Qualifying Generation | TWh | 0.0025002 | 0.0025002 | 0.0025002 | 0.0025002 | 0.0025002 | 0 | 0
IL Fac. Spec. - NOX Rate Summer v3.1, Unit 589 and retrofits | 531 | 1797 | Rate Constraint in lbs/MMBtu | FALSE | L | Annual | Rate | lb/MWh | 0.1317 | 0.1317 | 0.1317 | 0.1317 | 0.1317 | 0 | 0
IL Fac. Spec. - NOX Rate Summer v3.1, Unit 589 and retrofits | 531 | 1797 | Rate Constraint in lbs/MMBtu | FALSE | L | Annual | Constraint Shadow Price | US2011$/Ton | 0 | 0 | 0 | 0 | 0 | 0 | 0
IL Fac. Spec. - NOX Rate Summer v3.1, Unit 590 and retrofits | 532 | 1797 | Rate Constraint in lbs/MMBtu | FALSE | L | Annual | Seasons Included | Seasons | Summer | Summer | Summer | Summer | Summer | Summer | Summer
IL Fac. Spec. - NOX Rate Summer v3.1, Unit 590 and retrofits | 532 | 1797 | Rate Constraint in lbs/MMBtu | FALSE | L | Annual | Standard | lb/MMBtu | 0.25 | 0.25 | 0.25 | 0.25 | 0.25 | 0.25 | 0.25
IL Fac. Spec. - NOX Rate Summer v3.1, Unit 590 and retrofits | 532 | 1797 | Rate Constraint in lbs/MMBtu | FALSE | L | Annual | Emissions at Affected Plants NOX | Thousand Tons | 0.00029063 | 0.00029063 | 0.00029063 | 0.00029063 | 0.00029063 | 0 | 0
IL Fac. Spec. - NOX Rate Summer v3.1, Unit 590 and retrofits | 532 | 1797 | Rate Constraint in lbs/MMBtu | FALSE | L | Annual | Allowances Purchased NOX | Thousand Tons | 0 | 0 | 0 | 0 | 0 | 0 | 0
IL Fac. Spec. - NOX Rate Summer v3.1, Unit 590 and retrofits | 532 | 1797 | Rate Constraint in lbs/MMBtu | FALSE | L | Annual | Allowances Sold NOX | Thousand Tons | 0 | 0 | 0 | 0 | 0 | 0 | 0
IL Fac. Spec. - NOX Rate Summer v3.1, Unit 590 and retrofits | 532 | 1797 | Rate Constraint in lbs/MMBtu | FALSE | L | Annual | Allowances Banked | Thousand Tons | 0 | 0 | 0 | 0 | 0 | 0 | 0
IL Fac. Spec. - NOX Rate Summer v3.1, Unit 590 and retrofits | 532 | 1797 | Rate Constraint in lbs/MMBtu | FALSE | L | Annual | Allowances Withdrawn (1:1) | Thousand Tons | 0 | 0 | 0 | 0 | 0 | 0 | 0
IL Fac. Spec. - NOX Rate Summer v3.1, Unit 590 and retrofits | 532 | 1797 | Rate Constraint in lbs/MMBtu | FALSE | L | Annual | Allowances Withdrawn (n:1) | Thousand Tons | 0 | 0 | 0 | 0 | 0 | 0 | 0
IL Fac. Spec. - NOX Rate Summer v3.1, Unit 590 and retrofits | 532 | 1797 | Rate Constraint in lbs/MMBtu | FALSE | L | Annual | Net Emissions Allowance Position | Thousand Tons | 0.00029063 | 0.00029063 | 0.00029063 | 0.00029063 | 0.00029063 | 0 | 0
IL Fac. Spec. - NOX Rate Summer v3.1, Unit 590 and retrofits | 532 | 1797 | Rate Constraint in lbs/MMBtu | FALSE | L | Annual | Fuel Consumed | TBtu | 0.030918 | 0.030918 | 0.030918 | 0.030918 | 0.030918 | 0 | 0
IL Fac. Spec. - NOX Rate Summer v3.1, Unit 590 and retrofits | 532 | 1797 | Rate Constraint in lbs/MMBtu | FALSE | L | Annual | Rate | lb/MMBtu | 0.0188 | 0.0188 | 0.0188 | 0.0188 | 0.0188 | 0 | 0
IL Fac. Spec. - NOX Rate Summer v3.1, Unit 590 and retrofits | 532 | 1797 | Rate Constraint in lbs/MMBtu | FALSE | L | Annual | Generation | TWh | 0.0025002 | 0.0025002 | 0.0025002 | 0.0025002 | 0.0025002 | 0 | 0
IL Fac. Spec. - NOX Rate Summer v3.1, Unit 590 and retrofits | 532 | 1797 | Rate Constraint in lbs/MMBtu | FALSE | L | Annual | Qualifying Generation | TWh | 0.0025002 | 0.0025002 | 0.0025002 | 0.0025002 | 0.0025002 | 0 | 0
IL Fac. Spec. - NOX Rate Summer v3.1, Unit 590 and retrofits | 532 | 1797 | Rate Constraint in lbs/MMBtu | FALSE | L | Annual | Rate | lb/MWh | 0.11624 | 0.11624 | 0.11624 | 0.11624 | 0.11624 | 0 | 0
IL Fac. Spec. - NOX Rate Summer v3.1, Unit 590 and retrofits | 532 | 1797 | Rate Constraint in lbs/MMBtu | FALSE | L | Annual | Constraint Shadow Price | US2011$/Ton | 0 | 0 | 0 | 0 | 0 | 0 | 0
IL Fac. Spec. - NOX Rate Summer v3.1, Unit 591 and retrofits | 533 | 1797 | Rate Constraint in lbs/MMBtu | FALSE | L | Annual | Seasons Included | Seasons | Summer | Summer | Summer | Summer | Summer | Summer | Summer
IL Fac. Spec. - NOX Rate Summer v3.1, Unit 591 and retrofits | 533 | 1797 | Rate Constraint in lbs/MMBtu | FALSE | L | Annual | Standard | lb/MMBtu | 0.25 | 0.25 | 0.25 | 0.25 | 0.25 | 0.25 | 0.25
IL Fac. Spec. - NOX Rate Summer v3.1, Unit 591 and retrofits | 533 | 1797 | Rate Constraint in lbs/MMBtu | FALSE | L | Annual | Emissions at Affected Plants NOX | Thousand Tons | 0.0013823 | 0.0013823 | 0.0013823 | 0.0013823 | 0.0013823 | 0 | 0
IL Fac. Spec. - NOX Rate Summer v3.1, Unit 591 and retrofits | 533 | 1797 | Rate Constraint in lbs/MMBtu | FALSE | L | Annual | Allowances Purchased NOX | Thousand Tons | 0 | 0 | 0 | 0 | 0 | 0 | 0
IL Fac. Spec. - NOX Rate Summer v3.1, Unit 591 and retrofits | 533 | 1797 | Rate Constraint in lbs/MMBtu | FALSE | L | Annual | Allowances Sold NOX | Thousand Tons | 0 | 0 | 0 | 0 | 0 | 0 | 0
IL Fac. Spec. - NOX Rate Summer v3.1, Unit 591 and retrofits | 533 | 1797 | Rate Constraint in lbs/MMBtu | FALSE | L | Annual | Allowances Banked | Thousand Tons | 0 | 0 | 0 | 0 | 0 | 0 | 0
IL Fac. Spec. - NOX Rate Summer v3.1, Unit 591 and retrofits | 533 | 1797 | Rate Constraint in lbs/MMBtu | FALSE | L | Annual | Allowances Withdrawn (1:1) | Thousand Tons | 0 | 0 | 0 | 0 | 0 | 0 | 0
IL Fac. Spec. - NOX Rate Summer v3.1, Unit 591 and retrofits | 533 | 1797 | Rate Constraint in lbs/MMBtu | FALSE | L | Annual | Allowances Withdrawn (n:1) | Thousand Tons | 0 | 0 | 0 | 0 | 0 | 0 | 0
IL Fac. Spec. - NOX Rate Summer v3.1, Unit 591 and retrofits | 533 | 1797 | Rate Constraint in lbs/MMBtu | FALSE | L | Annual | Net Emissions Allowance Position | Thousand Tons | 0.0013823 | 0.0013823 | 0.0013823 | 0.0013823 | 0.0013823 | 0 | 0
IL Fac. Spec. - NOX Rate Summer v3.1, Unit 591 and retrofits | 533 | 1797 | Rate Constraint in lbs/MMBtu | FALSE | L | Annual | Fuel Consumed | TBtu | 0.015401 | 0.015401 | 0.015401 | 0.015401 | 0.015401 | 0 | 0
IL Fac. Spec. - NOX Rate Summer v3.1, Unit 591 and retrofits | 533 | 1797 | Rate Constraint in lbs/MMBtu | FALSE | L | Annual | Rate | lb/MMBtu | 0.1795 | 0.1795 | 0.1795 | 0.1795 | 0.1795 | 0 | 0
IL Fac. Spec. - NOX Rate Summer v3.1, Unit 591 and retrofits | 533 | 1797 | Rate Constraint in lbs/MMBtu | FALSE | L | Annual | Generation | TWh | 0.0011984 | 0.0011984 | 0.0011984 | 0.0011984 | 0.0011984 | 0 | 0
IL Fac. Spec. - NOX Rate Summer v3.1, Unit 591 and retrofits | 533 | 1797 | Rate Constraint in lbs/MMBtu | FALSE | L | Annual | Qualifying Generation | TWh | 0.0011984 | 0.0011984 | 0.0011984 | 0.0011984 | 0.0011984 | 0 | 0
IL Fac. Spec. - NOX Rate Summer v3.1, Unit 591 and retrofits | 533 | 1797 | Rate Constraint in lbs/MMBtu | FALSE | L | Annual | Rate | lb/MWh | 1.1535 | 1.1535 | 1.1535 | 1.1535 | 1.1535 | 0 | 0
IL Fac. Spec. - NOX Rate Summer v3.1, Unit 591 and retrofits | 533 | 1797 | Rate Constraint in lbs/MMBtu | FALSE | L | Annual | Constraint Shadow Price | US2011$/Ton | 0 | 0 | 0 | 0 | 0 | 0 | 0
IL Fac. Spec. - NOX Rate Summer v3.1, Unit 592 and retrofits | 534 | 1797 | Rate Constraint in lbs/MMBtu | FALSE | L | Annual | Seasons Included | Seasons | Summer | Summer | Summer | Summer | Summer | Summer | Summer
IL Fac. Spec. - NOX Rate Summer v3.1, Unit 592 and retrofits | 534 | 1797 | Rate Constraint in lbs/MMBtu | FALSE | L | Annual | Standard | lb/MMBtu | 0.25 | 0.25 | 0.25 | 0.25 | 0.25 | 0.25 | 0.25
IL Fac. Spec. - NOX Rate Summer v3.1, Unit 592 and retrofits | 534 | 1797 | Rate Constraint in lbs/MMBtu | FALSE | L | Annual | Emissions at Affected Plants NOX | Thousand Tons | 0.0012673 | 0.0012673 | 0.0012673 | 0.0012673 | 0.0012673 | 0 | 0
IL Fac. Spec. - NOX Rate Summer v3.1, Unit 592 and retrofits | 534 | 1797 | Rate Constraint in lbs/MMBtu | FALSE | L | Annual | Allowances Purchased NOX | Thousand Tons | 0 | 0 | 0 | 0 | 0 | 0 | 0
IL Fac. Spec. - NOX Rate Summer v3.1, Unit 592 and retrofits | 534 | 1797 | Rate Constraint in lbs/MMBtu | FALSE | L | Annual | Allowances Sold NOX | Thousand Tons | 0 | 0 | 0 | 0 | 0 | 0 | 0
IL Fac. Spec. - NOX Rate Summer v3.1, Unit 592 and retrofits | 534 | 1797 | Rate Constraint in lbs/MMBtu | FALSE | L | Annual | Allowances Banked | Thousand Tons | 0 | 0 | 0 | 0 | 0 | 0 | 0
IL Fac. Spec. - NOX Rate Summer v3.1, Unit 592 and retrofits | 534 | 1797 | Rate Constraint in lbs/MMBtu | FALSE | L | Annual | Allowances Withdrawn (1:1) | Thousand Tons | 0 | 0 | 0 | 0 | 0 | 0 | 0
IL Fac. Spec. - NOX Rate Summer v3.1, Unit 592 and retrofits | 534 | 1797 | Rate Constraint in lbs/MMBtu | FALSE | L | Annual | Allowances Withdrawn (n:1) | Thousand Tons | 0 | 0 | 0 | 0 | 0 | 0 | 0
IL Fac. Spec. - NOX Rate Summer v3.1, Unit 592 and retrofits | 534 | 1797 | Rate Constraint in lbs/MMBtu | FALSE | L | Annual | Net Emissions Allowance Position | Thousand Tons | 0.0012673 | 0.0012673 | 0.0012673 | 0.0012673 | 0.0012673 | 0 | 0
IL Fac. Spec. - NOX Rate Summer v3.1, Unit 592 and retrofits | 534 | 1797 | Rate Constraint in lbs/MMBtu | FALSE | L | Annual | Fuel Consumed | TBtu | 0.015399 | 0.015399 | 0.015399 | 0.015399 | 0.015399 | 0 | 0
IL Fac. Spec. - NOX Rate Summer v3.1, Unit 592 and retrofits | 534 | 1797 | Rate Constraint in lbs/MMBtu | FALSE | L | Annual | Rate | lb/MMBtu | 0.1646 | 0.1646 | 0.1646 | 0.1646 | 0.1646 | 0 | 0
IL Fac. Spec. - NOX Rate Summer v3.1, Unit 592 and retrofits | 534 | 1797 | Rate Constraint in lbs/MMBtu | FALSE | L | Annual | Generation | TWh | 0.0011984 | 0.0011984 | 0.0011984 | 0.0011984 | 0.0011984 | 0 | 0
IL Fac. Spec. - NOX Rate Summer v3.1, Unit 592 and retrofits | 534 | 1797 | Rate Constraint in lbs/MMBtu | FALSE | L | Annual | Qualifying Generation | TWh | 0.0011984 | 0.0011984 | 0.0011984 | 0.0011984 | 0.0011984 | 0 | 0
IL Fac. Spec. - NOX Rate Summer v3.1, Unit 592 and retrofits | 534 | 1797 | Rate Constraint in lbs/MMBtu | FALSE | L | Annual | Rate | lb/MWh | 1.0576 | 1.0576 | 1.0576 | 1.0576 | 1.0576 | 0 | 0
IL Fac. Spec. - NOX Rate Summer v3.1, Unit 592 and retrofits | 534 | 1797 | Rate Constraint in lbs/MMBtu | FALSE | L | Annual | Constraint Shadow Price | US2011$/Ton | 0 | 0 | 0 | 0 | 0 | 0 | 0
IL Fac. Spec. - NOX Rate Summer v3.1, Unit 593 and retrofits | 535 | 1797 | Rate Constraint in lbs/MMBtu | FALSE | L | Annual | Seasons Included | Seasons | Summer | Summer | Summer | Summer | Summer | Summer | Summer
IL Fac. Spec. - NOX Rate Summer v3.1, Unit 593 and retrofits | 535 | 1797 | Rate Constraint in lbs/MMBtu | FALSE | L | Annual | Standard | lb/MMBtu | 0.25 | 0.25 | 0.25 | 0.25 | 0.25 | 0.25 | 0.25
IL Fac. Spec. - NOX Rate Summer v3.1, Unit 593 and retrofits | 535 | 1797 | Rate Constraint in lbs/MMBtu | FALSE | L | Annual | Emissions at Affected Plants NOX | Thousand Tons | 0.0012065 | 0.0012065 | 0.0012065 | 0.0012065 | 0.0012065 | 0 | 0
IL Fac. Spec. - NOX Rate Summer v3.1, Unit 593 and retrofits | 535 | 1797 | Rate Constraint in lbs/MMBtu | FALSE | L | Annual | Allowances Purchased NOX | Thousand Tons | 0 | 0 | 0 | 0 | 0 | 0 | 0
IL Fac. Spec. - NOX Rate Summer v3.1, Unit 593 and retrofits | 535 | 1797 | Rate Constraint in lbs/MMBtu | FALSE | L | Annual | Allowances Sold NOX | Thousand Tons | 0 | 0 | 0 | 0 | 0 | 0 | 0
IL Fac. Spec. - NOX Rate Summer v3.1, Unit 593 and retrofits | 535 | 1797 | Rate Constraint in lbs/MMBtu | FALSE | L | Annual | Allowances Banked | Thousand Tons | 0 | 0 | 0 | 0 | 0 | 0 | 0
IL Fac. Spec. - NOX Rate Summer v3.1, Unit 593 and retrofits | 535 | 1797 | Rate Constraint in lbs/MMBtu | FALSE | L | Annual | Allowances Withdrawn (1:1) | Thousand Tons | 0 | 0 | 0 | 0 | 0 | 0 | 0
IL Fac. Spec. - NOX Rate Summer v3.1, Unit 593 and retrofits | 535 | 1797 | Rate Constraint in lbs/MMBtu | FALSE | L | Annual | Allowances Withdrawn (n:1) | Thousand Tons | 0 | 0 | 0 | 0 | 0 | 0 | 0
IL Fac. Spec. - NOX Rate Summer v3.1, Unit 593 and retrofits | 535 | 1797 | Rate Constraint in lbs/MMBtu | FALSE | L | Annual | Net Emissions Allowance Position | Thousand Tons | 0.0012065 | 0.0012065 | 0.0012065 | 0.0012065 | 0.0012065 | 0 | 0
IL Fac. Spec. - NOX Rate Summer v3.1, Unit 593 and retrofits | 535 | 1797 | Rate Constraint in lbs/MMBtu | FALSE | L | Annual | Fuel Consumed | TBtu | 0.015399 | 0.015399 | 0.015399 | 0.015399 | 0.015399 | 0 | 0
IL Fac. Spec. - NOX Rate Summer v3.1, Unit 593 and retrofits | 535 | 1797 | Rate Constraint in lbs/MMBtu | FALSE | L | Annual | Rate | lb/MMBtu | 0.1567 | 0.1567 | 0.1567 | 0.1567 | 0.1567 | 0 | 0
IL Fac. Spec. - NOX Rate Summer v3.1, Unit 593 and retrofits | 535 | 1797 | Rate Constraint in lbs/MMBtu | FALSE | L | Annual | Generation | TWh | 0.0011984 | 0.0011984 | 0.0011984 | 0.0011984 | 0.0011984 | 0 | 0
IL Fac. Spec. - NOX Rate Summer v3.1, Unit 593 and retrofits | 535 | 1797 | Rate Constraint in lbs/MMBtu | FALSE | L | Annual | Qualifying Generation | TWh | 0.0011984 | 0.0011984 | 0.0011984 | 0.0011984 | 0.0011984 | 0 | 0
IL Fac. Spec. - NOX Rate Summer v3.1, Unit 593 and retrofits | 535 | 1797 | Rate Constraint in lbs/MMBtu | FALSE | L | Annual | Rate | lb/MWh | 1.0068 | 1.0068 | 1.0068 | 1.0068 | 1.0068 | 0 | 0
IL Fac. Spec. - NOX Rate Summer v3.1, Unit 593 and retrofits | 535 | 1797 | Rate Constraint in lbs/MMBtu | FALSE | L | Annual | Constraint Shadow Price | US2011$/Ton | 0 | 0 | 0 | 0 | 0 | 0 | 0
IL Fac. Spec. - NOX Rate Summer v3.1, Unit 594 and retrofits | 536 | 1797 | Rate Constraint in lbs/MMBtu | FALSE | L | Annual | Seasons Included | Seasons | Summer | Summer | Summer | Summer | Summer | Summer | Summer
IL Fac. Spec. - NOX Rate Summer v3.1, Unit 594 and retrofits | 536 | 1797 | Rate Constraint in lbs/MMBtu | FALSE | L | Annual | Standard | lb/MMBtu | 0.25 | 0.25 | 0.25 | 0.25 | 0.25 | 0.25 | 0.25
IL Fac. Spec. - NOX Rate Summer v3.1, Unit 594 and retrofits | 536 | 1797 | Rate Constraint in lbs/MMBtu | FALSE | L | Annual | Emissions at Affected Plants NOX | Thousand Tons | 0.0014847 | 0.0014847 | 0.0014847 | 0.0014847 | 0.0014847 | 0 | 0
IL Fac. Spec. - NOX Rate Summer v3.1, Unit 594 and retrofits | 536 | 1797 | Rate Constraint in lbs/MMBtu | FALSE | L | Annual | Allowances Purchased NOX | Thousand Tons | 0 | 0 | 0 | 0 | 0 | 0 | 0
IL Fac. Spec. - NOX Rate Summer v3.1, Unit 594 and retrofits | 536 | 1797 | Rate Constraint in lbs/MMBtu | FALSE | L | Annual | Allowances Sold NOX | Thousand Tons | 0 | 0 | 0 | 0 | 0 | 0 | 0
IL Fac. Spec. - NOX Rate Summer v3.1, Unit 594 and retrofits | 536 | 1797 | Rate Constraint in lbs/MMBtu | FALSE | L | Annual | Allowances Banked | Thousand Tons | 0 | 0 | 0 | 0 | 0 | 0 | 0
IL Fac. Spec. - NOX Rate Summer v3.1, Unit 594 and retrofits | 536 | 1797 | Rate Constraint in lbs/MMBtu | FALSE | L | Annual | Allowances Withdrawn (1:1) | Thousand Tons | 0 | 0 | 0 | 0 | 0 | 0 | 0
IL Fac. Spec. - NOX Rate Summer v3.1, Unit 594 and retrofits | 536 | 1797 | Rate Constraint in lbs/MMBtu | FALSE | L | Annual | Allowances Withdrawn (n:1) | Thousand Tons | 0 | 0 | 0 | 0 | 0 | 0 | 0
IL Fac. Spec. - NOX Rate Summer v3.1, Unit 594 and retrofits | 536 | 1797 | Rate Constraint in lbs/MMBtu | FALSE | L | Annual | Net Emissions Allowance Position | Thousand Tons | 0.0014847 | 0.0014847 | 0.0014847 | 0.0014847 | 0.0014847 | 0 | 0
IL Fac. Spec. - NOX Rate Summer v3.1, Unit 594 and retrofits | 536 | 1797 | Rate Constraint in lbs/MMBtu | FALSE | L | Annual | Fuel Consumed | TBtu | 0.015399 | 0.015399 | 0.015399 | 0.015399 | 0.015399 | 0 | 0
IL Fac. Spec. - NOX Rate Summer v3.1, Unit 594 and retrofits | 536 | 1797 | Rate Constraint in lbs/MMBtu | FALSE | L | Annual | Rate | lb/MMBtu | 0.19284 | 0.19284 | 0.19284 | 0.19284 | 0.19284 | 0 | 0
IL Fac. Spec. - NOX Rate Summer v3.1, Unit 594 and retrofits | 536 | 1797 | Rate Constraint in lbs/MMBtu | FALSE | L | Annual | Generation | TWh | 0.0011984 | 0.0011984 | 0.0011984 | 0.0011984 | 0.0011984 | 0 | 0
IL Fac. Spec. - NOX Rate Summer v3.1, Unit 594 and retrofits | 536 | 1797 | Rate Constraint in lbs/MMBtu | FALSE | L | Annual | Qualifying Generation | TWh | 0.0011984 | 0.0011984 | 0.0011984 | 0.0011984 | 0.0011984 | 0 | 0
IL Fac. Spec. - NOX Rate Summer v3.1, Unit 594 and retrofits | 536 | 1797 | Rate Constraint in lbs/MMBtu | FALSE | L | Annual | Rate | lb/MWh | 1.239 | 1.239 | 1.239 | 1.239 | 1.239 | 0 | 0
IL Fac. Spec. - NOX Rate Summer v3.1, Unit 594 and retrofits | 536 | 1797 | Rate Constraint in lbs/MMBtu | FALSE | L | Annual | Constraint Shadow Price | US2011$/Ton | 0 | 0 | 0 | 0 | 0 | 0 | 0
IL Fac. Spec. - NOX Rate Summer v3.1, Unit 595 and retrofits | 537 | 1797 | Rate Constraint in lbs/MMBtu | FALSE | L | Annual | Seasons Included | Seasons | Summer | Summer | Summer | Summer | Summer | Summer | Summer
IL Fac. Spec. - NOX Rate Summer v3.1, Unit 595 and retrofits | 537 | 1797 | Rate Constraint in lbs/MMBtu | FALSE | L | Annual | Standard | lb/MMBtu | 0.25 | 0.25 | 0.25 | 0.25 | 0.25 | 0.25 | 0.25
IL Fac. Spec. - NOX Rate Summer v3.1, Unit 595 and retrofits | 537 | 1797 | Rate Constraint in lbs/MMBtu | FALSE | L | Annual | Emissions at Affected Plants NOX | Thousand Tons | 0.0011626 | 0.0011626 | 0.0011626 | 0.0011626 | 0.0011626 | 0 | 0
IL Fac. Spec. - NOX Rate Summer v3.1, Unit 595 and retrofits | 537 | 1797 | Rate Constraint in lbs/MMBtu | FALSE | L | Annual | Allowances Purchased NOX | Thousand Tons | 0 | 0 | 0 | 0 | 0 | 0 | 0
IL Fac. Spec. - NOX Rate Summer v3.1, Unit 595 and retrofits | 537 | 1797 | Rate Constraint in lbs/MMBtu | FALSE | L | Annual | Allowances Sold NOX | Thousand Tons | 0 | 0 | 0 | 0 | 0 | 0 | 0
IL Fac. Spec. - NOX Rate Summer v3.1, Unit 595 and retrofits | 537 | 1797 | Rate Constraint in lbs/MMBtu | FALSE | L | Annual | Allowances Banked | Thousand Tons | 0 | 0 | 0 | 0 | 0 | 0 | 0
IL Fac. Spec. - NOX Rate Summer v3.1, Unit 595 and retrofits | 537 | 1797 | Rate Constraint in lbs/MMBtu | FALSE | L | Annual | Allowances Withdrawn (1:1) | Thousand Tons | 0 | 0 | 0 | 0 | 0 | 0 | 0
IL Fac. Spec. - NOX Rate Summer v3.1, Unit 595 and retrofits | 537 | 1797 | Rate Constraint in lbs/MMBtu | FALSE | L | Annual | Allowances Withdrawn (n:1) | Thousand Tons | 0 | 0 | 0 | 0 | 0 | 0 | 0
IL Fac. Spec. - NOX Rate Summer v3.1, Unit 595 and retrofits | 537 | 1797 | Rate Constraint in lbs/MMBtu | FALSE | L | Annual | Net Emissions Allowance Position | Thousand Tons | 0.0011626 | 0.0011626 | 0.0011626 | 0.0011626 | 0.0011626 | 0 | 0
IL Fac. Spec. - NOX Rate Summer v3.1, Unit 595 and retrofits | 537 | 1797 | Rate Constraint in lbs/MMBtu | FALSE | L | Annual | Fuel Consumed | TBtu | 0.015399 | 0.015399 | 0.015399 | 0.015399 | 0.015399 | 0 | 0
IL Fac. Spec. - NOX Rate Summer v3.1, Unit 595 and retrofits | 537 | 1797 | Rate Constraint in lbs/MMBtu | FALSE | L | Annual | Rate | lb/MMBtu | 0.151 | 0.151 | 0.151 | 0.151 | 0.151 | 0 | 0
IL Fac. Spec. - NOX Rate Summer v3.1, Unit 595 and retrofits | 537 | 1797 | Rate Constraint in lbs/MMBtu | FALSE | L | Annual | Generation | TWh | 0.0011984 | 0.0011984 | 0.0011984 | 0.0011984 | 0.0011984 | 0 | 0
IL Fac. Spec. - NOX Rate Summer v3.1, Unit 595 and retrofits | 537 | 1797 | Rate Constraint in lbs/MMBtu | FALSE | L | Annual | Qualifying Generation | TWh | 0.0011984 | 0.0011984 | 0.0011984 | 0.0011984 | 0.0011984 | 0 | 0
IL Fac. Spec. - NOX Rate Summer v3.1, Unit 595 and retrofits | 537 | 1797 | Rate Constraint in lbs/MMBtu | FALSE | L | Annual | Rate | lb/MWh | 0.97018 | 0.97018 | 0.97018 | 0.97018 | 0.97018 | 0 | 0
IL Fac. Spec. - NOX Rate Summer v3.1, Unit 595 and retrofits | 537 | 1797 | Rate Constraint in lbs/MMBtu | FALSE | L | Annual | Constraint Shadow Price | US2011$/Ton | 0 | 0 | 0 | 0 | 0 | 0 | 0
IL Fac. Spec. - NOX Rate Summer v3.1, Unit 596 and retrofits | 538 | 1797 | Rate Constraint in lbs/MMBtu | FALSE | L | Annual | Seasons Included | Seasons | Summer | Summer | Summer | Summer | Summer | Summer | Summer
IL Fac. Spec. - NOX Rate Summer v3.1, Unit 596 and retrofits | 538 | 1797 | Rate Constraint in lbs/MMBtu | FALSE | L | Annual | Standard | lb/MMBtu | 0.25 | 0.25 | 0.25 | 0.25 | 0.25 | 0.25 | 0.25
IL Fac. Spec. - NOX Rate Summer v3.1, Unit 596 and retrofits | 538 | 1797 | Rate Constraint in lbs/MMBtu | FALSE | L | Annual | Emissions at Affected Plants NOX | Thousand Tons | 0.0011206 | 0.0011206 | 0.0011206 | 0.0011206 | 0.0011206 | 0 | 0
IL Fac. Spec. - NOX Rate Summer v3.1, Unit 596 and retrofits | 538 | 1797 | Rate Constraint in lbs/MMBtu | FALSE | L | Annual | Allowances Purchased NOX | Thousand Tons | 0 | 0 | 0 | 0 | 0 | 0 | 0
IL Fac. Spec. - NOX Rate Summer v3.1, Unit 596 and retrofits | 538 | 1797 | Rate Constraint in lbs/MMBtu | FALSE | L | Annual | Allowances Sold NOX | Thousand Tons | 0 | 0 | 0 | 0 | 0 | 0 | 0
IL Fac. Spec. - NOX Rate Summer v3.1, Unit 596 and retrofits | 538 | 1797 | Rate Constraint in lbs/MMBtu | FALSE | L | Annual | Allowances Banked | Thousand Tons | 0 | 0 | 0 | 0 | 0 | 0 | 0
IL Fac. Spec. - NOX Rate Summer v3.1, Unit 596 and retrofits | 538 | 1797 | Rate Constraint in lbs/MMBtu | FALSE | L | Annual | Allowances Withdrawn (1:1) | Thousand Tons | 0 | 0 | 0 | 0 | 0 | 0 | 0
IL Fac. Spec. - NOX Rate Summer v3.1, Unit 596 and retrofits | 538 | 1797 | Rate Constraint in lbs/MMBtu | FALSE | L | Annual | Allowances Withdrawn (n:1) | Thousand Tons | 0 | 0 | 0 | 0 | 0 | 0 | 0
IL Fac. Spec. - NOX Rate Summer v3.1, Unit 596 and retrofits | 538 | 1797 | Rate Constraint in lbs/MMBtu | FALSE | L | Annual | Net Emissions Allowance Position | Thousand Tons | 0.0011206 | 0.0011206 | 0.0011206 | 0.0011206 | 0.0011206 | 0 | 0
IL Fac. Spec. - NOX Rate Summer v3.1, Unit 596 and retrofits | 538 | 1797 | Rate Constraint in lbs/MMBtu | FALSE | L | Annual | Fuel Consumed | TBtu | 0.015399 | 0.015399 | 0.015399 | 0.015399 | 0.015399 | 0 | 0
IL Fac. Spec. - NOX Rate Summer v3.1, Unit 596 and retrofits | 538 | 1797 | Rate Constraint in lbs/MMBtu | FALSE | L | Annual | Rate | lb/MMBtu | 0.14554 | 0.14554 | 0.14554 | 0.14554 | 0.14554 | 0 | 0
IL Fac. Spec. - NOX Rate Summer v3.1, Unit 596 and retrofits | 538 | 1797 | Rate Constraint in lbs/MMBtu | FALSE | L | Annual | Generation | TWh | 0.0011984 | 0.0011984 | 0.0011984 | 0.0011984 | 0.0011984 | 0 | 0
IL Fac. Spec. - NOX Rate Summer v3.1, Unit 596 and retrofits | 538 | 1797 | Rate Constraint in lbs/MMBtu | FALSE | L | Annual | Qualifying Generation | TWh | 0.0011984 | 0.0011984 | 0.0011984 | 0.0011984 | 0.0011984 | 0 | 0
IL Fac. Spec. - NOX Rate Summer v3.1, Unit 596 and retrofits | 538 | 1797 | Rate Constraint in lbs/MMBtu | FALSE | L | Annual | Rate | lb/MWh | 0.93507 | 0.93507 | 0.93507 | 0.93507 | 0.93507 | 0 | 0
IL Fac. Spec. - NOX Rate Summer v3.1, Unit 596 and retrofits | 538 | 1797 | Rate Constraint in lbs/MMBtu | FALSE | L | Annual | Constraint Shadow Price | US2011$/Ton | 0 | 0 | 0 | 0 | 0 | 0 | 0
IL Fac. Spec. - NOX Rate Summer v3.1, Unit 597 and retrofits | 539 | 1797 | Rate Constraint in lbs/MMBtu | FALSE | L | Annual | Seasons Included | Seasons | Summer | Summer | Summer | Summer | Summer | Summer | Summer
IL Fac. Spec. - NOX Rate Summer v3.1, Unit 597 and retrofits | 539 | 1797 | Rate Constraint in lbs/MMBtu | FALSE | L | Annual | Standard | lb/MMBtu | 0.25 | 0.25 | 0.25 | 0.25 | 0.25 | 0.25 | 0.25
IL Fac. Spec. - NOX Rate Summer v3.1, Unit 597 and retrofits | 539 | 1797 | Rate Constraint in lbs/MMBtu | FALSE | L | Annual | Emissions at Affected Plants NOX | Thousand Tons | 0.0014916 | 0.0014916 | 0.0014916 | 0.0014916 | 0.0014916 | 0 | 0
IL Fac. Spec. - NOX Rate Summer v3.1, Unit 597 and retrofits | 539 | 1797 | Rate Constraint in lbs/MMBtu | FALSE | L | Annual | Allowances Purchased NOX | Thousand Tons | 0 | 0 | 0 | 0 | 0 | 0 | 0
IL Fac. Spec. - NOX Rate Summer v3.1, Unit 597 and retrofits | 539 | 1797 | Rate Constraint in lbs/MMBtu | FALSE | L | Annual | Allowances Sold NOX | Thousand Tons | 0 | 0 | 0 | 0 | 0 | 0 | 0
IL Fac. Spec. - NOX Rate Summer v3.1, Unit 597 and retrofits | 539 | 1797 | Rate Constraint in lbs/MMBtu | FALSE | L | Annual | Allowances Banked | Thousand Tons | 0 | 0 | 0 | 0 | 0 | 0 | 0
IL Fac. Spec. - NOX Rate Summer v3.1, Unit 597 and retrofits | 539 | 1797 | Rate Constraint in lbs/MMBtu | FALSE | L | Annual | Allowances Withdrawn (1:1) | Thousand Tons | 0 | 0 | 0 | 0 | 0 | 0 | 0
IL Fac. Spec. - NOX Rate Summer v3.1, Unit 597 and retrofits | 539 | 1797 | Rate Constraint in lbs/MMBtu | FALSE | L | Annual | Allowances Withdrawn (n:1) | Thousand Tons | 0 | 0 | 0 | 0 | 0 | 0 | 0
IL Fac. Spec. - NOX Rate Summer v3.1, Unit 597 and retrofits | 539 | 1797 | Rate Constraint in lbs/MMBtu | FALSE | L | Annual | Net Emissions Allowance Position | Thousand Tons | 0.0014916 | 0.0014916 | 0.0014916 | 0.0014916 | 0.0014916 | 0 | 0
IL Fac. Spec. - NOX Rate Summer v3.1, Unit 597 and retrofits | 539 | 1797 | Rate Constraint in lbs/MMBtu | FALSE | L | Annual | Fuel Consumed | TBtu | 0.015399 | 0.015399 | 0.015399 | 0.015399 | 0.015399 | 0 | 0
IL Fac. Spec. - NOX Rate Summer v3.1, Unit 597 and retrofits | 539 | 1797 | Rate Constraint in lbs/MMBtu | FALSE | L | Annual | Rate | lb/MMBtu | 0.19373 | 0.19373 | 0.19373 | 0.19373 | 0.19373 | 0 | 0
IL Fac. Spec. - NOX Rate Summer v3.1, Unit 597 and retrofits | 539 | 1797 | Rate Constraint in lbs/MMBtu | FALSE | L | Annual | Generation | TWh | 0.0011984 | 0.0011984 | 0.0011984 | 0.0011984 | 0.0011984 | 0 | 0
IL Fac. Spec. - NOX Rate Summer v3.1, Unit 597 and retrofits | 539 | 1797 | Rate Constraint in lbs/MMBtu | FALSE | L | Annual | Qualifying Generation | TWh | 0.0011984 | 0.0011984 | 0.0011984 | 0.0011984 | 0.0011984 | 0 | 0
IL Fac. Spec. - NOX Rate Summer v3.1, Unit 597 and retrofits | 539 | 1797 | Rate Constraint in lbs/MMBtu | FALSE | L | Annual | Rate | lb/MWh | 1.2447 | 1.2447 | 1.2447 | 1.2447 | 1.2447 | 0 | 0
IL Fac. Spec. - NOX Rate Summer v3.1, Unit 597 and retrofits | 539 | 1797 | Rate Constraint in lbs/MMBtu | FALSE | L | Annual | Constraint Shadow Price | US2011$/Ton | 0 | 0 | 0 | 0 | 0 | 0 | 0
IL Fac. Spec. - NOX Rate Summer v3.1, Unit 598 and retrofits | 540 | 1797 | Rate Constraint in lbs/MMBtu | FALSE | L | Annual | Seasons Included | Seasons | Summer | Summer | Summer | Summer | Summer | Summer | Summer
IL Fac. Spec. - NOX Rate Summer v3.1, Unit 598 and retrofits | 540 | 1797 | Rate Constraint in lbs/MMBtu | FALSE | L | Annual | Standard | lb/MMBtu | 0.25 | 0.25 | 0.25 | 0.25 | 0.25 | 0.25 | 0.25
IL Fac. Spec. - NOX Rate Summer v3.1, Unit 598 and retrofits | 540 | 1797 | Rate Constraint in lbs/MMBtu | FALSE | L | Annual | Emissions at Affected Plants NOX | Thousand Tons | 0.0010525 | 0.0010525 | 0.0010525 | 0.0010525 | 0.0010525 | 0 | 0
IL Fac. Spec. - NOX Rate Summer v3.1, Unit 598 and retrofits | 540 | 1797 | Rate Constraint in lbs/MMBtu | FALSE | L | Annual | Allowances Purchased NOX | Thousand Tons | 0 | 0 | 0 | 0 | 0 | 0 | 0
IL Fac. Spec. - NOX Rate Summer v3.1, Unit 598 and retrofits | 540 | 1797 | Rate Constraint in lbs/MMBtu | FALSE | L | Annual | Allowances Sold NOX | Thousand Tons | 0 | 0 | 0 | 0 | 0 | 0 | 0
IL Fac. Spec. - NOX Rate Summer v3.1, Unit 598 and retrofits | 540 | 1797 | Rate Constraint in lbs/MMBtu | FALSE | L | Annual | Allowances Banked | Thousand Tons | 0 | 0 | 0 | 0 | 0 | 0 | 0
IL Fac. Spec. - NOX Rate Summer v3.1, Unit 598 and retrofits | 540 | 1797 | Rate Constraint in lbs/MMBtu | FALSE | L | Annual | Allowances Withdrawn (1:1) | Thousand Tons | 0 | 0 | 0 | 0 | 0 | 0 | 0
IL Fac. Spec. - NOX Rate Summer v3.1, Unit 598 and retrofits | 540 | 1797 | Rate Constraint in lbs/MMBtu | FALSE | L | Annual | Allowances Withdrawn (n:1) | Thousand Tons | 0 | 0 | 0 | 0 | 0 | 0 | 0
IL Fac. Spec. - NOX Rate Summer v3.1, Unit 598 and retrofits | 540 | 1797 | Rate Constraint in lbs/MMBtu | FALSE | L | Annual | Net Emissions Allowance Position | Thousand Tons | 0.0010525 | 0.0010525 | 0.0010525 | 0.0010525 | 0.0010525 | 0 | 0
IL Fac. Spec. - NOX Rate Summer v3.1, Unit 598 and retrofits | 540 | 1797 | Rate Constraint in lbs/MMBtu | FALSE | L | Annual | Fuel Consumed | TBtu | 0.015399 | 0.015399 | 0.015399 | 0.015399 | 0.015399 | 0 | 0
IL Fac. Spec. - NOX Rate Summer v3.1, Unit 598 and retrofits | 540 | 1797 | Rate Constraint in lbs/MMBtu | FALSE | L | Annual | Rate | lb/MMBtu | 0.1367 | 0.1367 | 0.1367 | 0.1367 | 0.1367 | 0 | 0
IL Fac. Spec. - NOX Rate Summer v3.1, Unit 598 and retrofits | 540 | 1797 | Rate Constraint in lbs/MMBtu | FALSE | L | Annual | Generation | TWh | 0.0011984 | 0.0011984 | 0.0011984 | 0.0011984 | 0.0011984 | 0 | 0
IL Fac. Spec. - NOX Rate Summer v3.1, Unit 598 and retrofits | 540 | 1797 | Rate Constraint in lbs/MMBtu | FALSE | L | Annual | Qualifying Generation | TWh | 0.0011984 | 0.0011984 | 0.0011984 | 0.0011984 | 0.0011984 | 0 | 0
IL Fac. Spec. - NOX Rate Summer v3.1, Unit 598 and retrofits | 540 | 1797 | Rate Constraint in lbs/MMBtu | FALSE | L | Annual | Rate | lb/MWh | 0.8783 | 0.8783 | 0.8783 | 0.8783 | 0.8783 | 0 | 0
IL Fac. Spec. - NOX Rate Summer v3.1, Unit 598 and retrofits | 540 | 1797 | Rate Constraint in lbs/MMBtu | FALSE | L | Annual | Constraint Shadow Price | US2011$/Ton | 0 | 0 | 0 | 0 | 0 | 0 | 0
IL Fac. Spec. - NOX Rate Summer v3.1, Unit 599 and retrofits | 541 | 1797 | Rate Constraint in lbs/MMBtu | FALSE | L | Annual | Seasons Included | Seasons | Summer | Summer | Summer | Summer | Summer | Summer | Summer
IL Fac. Spec. - NOX Rate Summer v3.1, Unit 599 and retrofits | 541 | 1797 | Rate Constraint in lbs/MMBtu | FALSE | L | Annual | Standard | lb/MMBtu | 0.25 | 0.25 | 0.25 | 0.25 | 0.25 | 0.25 | 0.25
IL Fac. Spec. - NOX Rate Summer v3.1, Unit 599 and retrofits | 541 | 1797 | Rate Constraint in lbs/MMBtu | FALSE | L | Annual | Emissions at Affected Plants NOX | Thousand Tons | 0.013192 | 0.013192 | 0.013192 | 0.013192 | 0.013192 | 0.013192 | 0.013192
IL Fac. Spec. - NOX Rate Summer v3.1, Unit 599 and retrofits | 541 | 1797 | Rate Constraint in lbs/MMBtu | FALSE | L | Annual | Allowances Purchased NOX | Thousand Tons | 0 | 0 | 0 | 0 | 0 | 0 | 0
IL Fac. Spec. - NOX Rate Summer v3.1, Unit 599 and retrofits | 541 | 1797 | Rate Constraint in lbs/MMBtu | FALSE | L | Annual | Allowances Sold NOX | Thousand Tons | 0 | 0 | 0 | 0 | 0 | 0 | 0
IL Fac. Spec. - NOX Rate Summer v3.1, Unit 599 and retrofits | 541 | 1797 | Rate Constraint in lbs/MMBtu | FALSE | L | Annual | Allowances Banked | Thousand Tons | 0 | 0 | 0 | 0 | 0 | 0 | 0
IL Fac. Spec. - NOX Rate Summer v3.1, Unit 599 and retrofits | 541 | 1797 | Rate Constraint in lbs/MMBtu | FALSE | L | Annual | Allowances Withdrawn (1:1) | Thousand Tons | 0 | 0 | 0 | 0 | 0 | 0 | 0
IL Fac. Spec. - NOX Rate Summer v3.1, Unit 599 and retrofits | 541 | 1797 | Rate Constraint in lbs/MMBtu | FALSE | L | Annual | Allowances Withdrawn (n:1) | Thousand Tons | 0 | 0 | 0 | 0 | 0 | 0 | 0
IL Fac. Spec. - NOX Rate Summer v3.1, Unit 599 and retrofits | 541 | 1797 | Rate Constraint in lbs/MMBtu | FALSE | L | Annual | Net Emissions Allowance Position | Thousand Tons | 0.013192 | 0.013192 | 0.013192 | 0.013192 | 0.013192 | 0.013192 | 0.013192
IL Fac. Spec. - NOX Rate Summer v3.1, Unit 599 and retrofits | 541 | 1797 | Rate Constraint in lbs/MMBtu | FALSE | L | Annual | Fuel Consumed | TBtu | 0.30306 | 0.30306 | 0.30306 | 0.30306 | 0.30306 | 0.30306 | 0.30306
IL Fac. Spec. - NOX Rate Summer v3.1, Unit 599 and retrofits | 541 | 1797 | Rate Constraint in lbs/MMBtu | FALSE | L | Annual | Rate | lb/MMBtu | 0.087058 | 0.087058 | 0.087058 | 0.087058 | 0.087058 | 0.087058 | 0.087058
IL Fac. Spec. - NOX Rate Summer v3.1, Unit 599 and retrofits | 541 | 1797 | Rate Constraint in lbs/MMBtu | FALSE | L | Annual | Generation | TWh | 0.026605 | 0.026605 | 0.026605 | 0.026605 | 0.026605 | 0.026605 | 0.026605
IL Fac. Spec. - NOX Rate Summer v3.1, Unit 599 and retrofits | 541 | 1797 | Rate Constraint in lbs/MMBtu | FALSE | L | Annual | Qualifying Generation | TWh | 0.026605 | 0.026605 | 0.026605 | 0.026605 | 0.026605 | 0.026605 | 0.026605
IL Fac. Spec. - NOX Rate Summer v3.1, Unit 599 and retrofits | 541 | 1797 | Rate Constraint in lbs/MMBtu | FALSE | L | Annual | Rate | lb/MWh | 0.49584 | 0.49584 | 0.49584 | 0.49584 | 0.49584 | 0.49584 | 0.49584
IL Fac. Spec. - NOX Rate Summer v3.1, Unit 599 and retrofits | 541 | 1797 | Rate Constraint in lbs/MMBtu | FALSE | L | Annual | Constraint Shadow Price | US2011$/Ton | 0 | 0 | 0 | 0 | 0 | 0 | 0
IL Fac. Spec. - NOX Rate Summer v3.1, Unit 600 and retrofits | 542 | 1797 | Rate Constraint in lbs/MMBtu | FALSE | L | Annual | Seasons Included | Seasons | Summer | Summer | Summer | Summer | Summer | Summer | Summer
IL Fac. Spec. - NOX Rate Summer v3.1, Unit 600 and retrofits | 542 | 1797 | Rate Constraint in lbs/MMBtu | FALSE | L | Annual | Standard | lb/MMBtu | 0.25 | 0.25 | 0.25 | 0.25 | 0.25 | 0.25 | 0.25
IL Fac. Spec. - NOX Rate Summer v3.1, Unit 600 and retrofits | 542 | 1797 | Rate Constraint in lbs/MMBtu | FALSE | L | Annual | Emissions at Affected Plants NOX | Thousand Tons | 0.011678 | 0.011678 | 0.011678 | 0.011678 | 0.011678 | 0.011678 | 0.011678
IL Fac. Spec. - NOX Rate Summer v3.1, Unit 600 and retrofits | 542 | 1797 | Rate Constraint in lbs/MMBtu | FALSE | L | Annual | Allowances Purchased NOX | Thousand Tons | 0 | 0 | 0 | 0 | 0 | 0 | 0
IL Fac. Spec. - NOX Rate Summer v3.1, Unit 600 and retrofits | 542 | 1797 | Rate Constraint in lbs/MMBtu | FALSE | L | Annual | Allowances Sold NOX | Thousand Tons | 0 | 0 | 0 | 0 | 0 | 0 | 0
IL Fac. Spec. - NOX Rate Summer v3.1, Unit 600 and retrofits | 542 | 1797 | Rate Constraint in lbs/MMBtu | FALSE | L | Annual | Allowances Banked | Thousand Tons | 0 | 0 | 0 | 0 | 0 | 0 | 0
IL Fac. Spec. - NOX Rate Summer v3.1, Unit 600 and retrofits | 542 | 1797 | Rate Constraint in lbs/MMBtu | FALSE | L | Annual | Allowances Withdrawn (1:1) | Thousand Tons | 0 | 0 | 0 | 0 | 0 | 0 | 0
IL Fac. Spec. - NOX Rate Summer v3.1, Unit 600 and retrofits | 542 | 1797 | Rate Constraint in lbs/MMBtu | FALSE | L | Annual | Allowances Withdrawn (n:1) | Thousand Tons | 0 | 0 | 0 | 0 | 0 | 0 | 0
IL Fac. Spec. - NOX Rate Summer v3.1, Unit 600 and retrofits | 542 | 1797 | Rate Constraint in lbs/MMBtu | FALSE | L | Annual | Net Emissions Allowance Position | Thousand Tons | 0.011678 | 0.011678 | 0.011678 | 0.011678 | 0.011678 | 0.011678 | 0.011678
IL Fac. Spec. - NOX Rate Summer v3.1, Unit 600 and retrofits | 542 | 1797 | Rate Constraint in lbs/MMBtu | FALSE | L | Annual | Fuel Consumed | TBtu | 0.31657 | 0.31657 | 0.31657 | 0.31657 | 0.31657 | 0.31657 | 0.31657
IL Fac. Spec. - NOX Rate Summer v3.1, Unit 600 and retrofits | 542 | 1797 | Rate Constraint in lbs/MMBtu | FALSE | L | Annual | Rate | lb/MMBtu | 0.073779 | 0.073779 | 0.073779 | 0.073779 | 0.073779 | 0.073779 | 0.073779
IL Fac. Spec. - NOX Rate Summer v3.1, Unit 600 and retrofits | 542 | 1797 | Rate Constraint in lbs/MMBtu | FALSE | L | Annual | Generation | TWh | 0.027792 | 0.027792 | 0.027792 | 0.027792 | 0.027792 | 0.027792 | 0.027792
IL Fac. Spec. - NOX Rate Summer v3.1, Unit 600 and retrofits | 542 | 1797 | Rate Constraint in lbs/MMBtu | FALSE | L | Annual | Qualifying Generation | TWh | 0.027792 | 0.027792 | 0.027792 | 0.027792 | 0.027792 | 0.027792 | 0.027792
IL Fac. Spec. - NOX Rate Summer v3.1, Unit 600 and retrofits | 542 | 1797 | Rate Constraint in lbs/MMBtu | FALSE | L | Annual | Rate | lb/MWh | 0.42021 | 0.42021 | 0.42021 | 0.42021 | 0.42021 | 0.42021 | 0.42021
IL Fac. Spec. - NOX Rate Summer v3.1, Unit 600 and retrofits | 542 | 1797 | Rate Constraint in lbs/MMBtu | FALSE | L | Annual | Constraint Shadow Price | US2011$/Ton | 0 | 0 | 0 | 0 | 0 | 0 | 0
IL Fac. Spec. - NOX Rate Summer v3.1, Unit 603 and retrofits | 543 | 1797 | Rate Constraint in lbs/MMBtu | FALSE | L | Annual | Seasons Included | Seasons | Summer | Summer | Summer | Summer | Summer | Summer | Summer
IL Fac. Spec. - NOX Rate Summer v3.1, Unit 603 and retrofits | 543 | 1797 | Rate Constraint in lbs/MMBtu | FALSE | L | Annual | Standard | lb/MMBtu | 0.25 | 0.25 | 0.25 | 0.25 | 0.25 | 0.25 | 0.25
IL Fac. Spec. - NOX Rate Summer v3.1, Unit 603 and retrofits | 543 | 1797 | Rate Constraint in lbs/MMBtu | FALSE | L | Annual | Emissions at Affected Plants NOX | Thousand Tons | 0 | 0 | 0 | 0 | 0 | 0 | 0
IL Fac. Spec. - NOX Rate Summer v3.1, Unit 603 and retrofits | 543 | 1797 | Rate Constraint in lbs/MMBtu | FALSE | L | Annual | Allowances Purchased NOX | Thousand Tons | 0 | 0 | 0 | 0 | 0 | 0 | 0
IL Fac. Spec. - NOX Rate Summer v3.1, Unit 603 and retrofits | 543 | 1797 | Rate Constraint in lbs/MMBtu | FALSE | L | Annual | Allowances Sold NOX | Thousand Tons | 0 | 0 | 0 | 0 | 0 | 0 | 0
IL Fac. Spec. - NOX Rate Summer v3.1, Unit 603 and retrofits | 543 | 1797 | Rate Constraint in lbs/MMBtu | FALSE | L | Annual | Allowances Banked | Thousand Tons | 0 | 0 | 0 | 0 | 0 | 0 | 0
IL Fac. Spec. - NOX Rate Summer v3.1, Unit 603 and retrofits | 543 | 1797 | Rate Constraint in lbs/MMBtu | FALSE | L | Annual | Allowances Withdrawn (1:1) | Thousand Tons | 0 | 0 | 0 | 0 | 0 | 0 | 0
IL Fac. Spec. - NOX Rate Summer v3.1, Unit 603 and retrofits | 543 | 1797 | Rate Constraint in lbs/MMBtu | FALSE | L | Annual | Allowances Withdrawn (n:1) | Thousand Tons | 0 | 0 | 0 | 0 | 0 | 0 | 0
IL Fac. Spec. - NOX Rate Summer v3.1, Unit 603 and retrofits | 543 | 1797 | Rate Constraint in lbs/MMBtu | FALSE | L | Annual | Net Emissions Allowance Position | Thousand Tons | 0 | 0 | 0 | 0 | 0 | 0 | 0
IL Fac. Spec. - NOX Rate Summer v3.1, Unit 603 and retrofits | 543 | 1797 | Rate Constraint in lbs/MMBtu | FALSE | L | Annual | Fuel Consumed | TBtu | 0 | 0 | 0 | 0 | 0 | 0 | 0
IL Fac. Spec. - NOX Rate Summer v3.1, Unit 603 and retrofits | 543 | 1797 | Rate Constraint in lbs/MMBtu | FALSE | L | Annual | Rate | lb/MMBtu | 0 | 0 | 0 | 0 | 0 | 0 | 0
IL Fac. Spec. - NOX Rate Summer v3.1, Unit 603 and retrofits | 543 | 1797 | Rate Constraint in lbs/MMBtu | FALSE | L | Annual | Generation | TWh | 0 | 0 | 0 | 0 | 0 | 0 | 0
IL Fac. Spec. - NOX Rate Summer v3.1, Unit 603 and retrofits | 543 | 1797 | Rate Constraint in lbs/MMBtu | FALSE | L | Annual | Qualifying Generation | TWh | 0 | 0 | 0 | 0 | 0 | 0 | 0
IL Fac. Spec. - NOX Rate Summer v3.1, Unit 603 and retrofits | 543 | 1797 | Rate Constraint in lbs/MMBtu | FALSE | L | Annual | Rate | lb/MWh | 0 | 0 | 0 | 0 | 0 | 0 | 0
IL Fac. Spec. - NOX Rate Summer v3.1, Unit 603 and retrofits | 543 | 1797 | Rate Constraint in lbs/MMBtu | FALSE | L | Annual | Constraint Shadow Price | US2011$/Ton | 0 | 0 | 0 | 0 | 0 | 0 | 0
IL Fac. Spec. - NOX Rate Summer v3.1, Unit 604 and retrofits | 544 | 1797 | Rate Constraint in lbs/MMBtu | FALSE | L | Annual | Seasons Included | Seasons | Summer | Summer | Summer | Summer | Summer | Summer | Summer
IL Fac. Spec. - NOX Rate Summer v3.1, Unit 604 and retrofits | 544 | 1797 | Rate Constraint in lbs/MMBtu | FALSE | L | Annual | Standard | lb/MMBtu | 0.25 | 0.25 | 0.25 | 0.25 | 0.25 | 0.25 | 0.25
IL Fac. Spec. - NOX Rate Summer v3.1, Unit 604 and retrofits | 544 | 1797 | Rate Constraint in lbs/MMBtu | FALSE | L | Annual | Emissions at Affected Plants NOX | Thousand Tons | 0 | 0 | 0 | 0 | 0 | 0 | 0
IL Fac. Spec. - NOX Rate Summer v3.1, Unit 604 and retrofits | 544 | 1797 | Rate Constraint in lbs/MMBtu | FALSE | L | Annual | Allowances Purchased NOX | Thousand Tons | 0 | 0 | 0 | 0 | 0 | 0 | 0
IL Fac. Spec. - NOX Rate Summer v3.1, Unit 604 and retrofits | 544 | 1797 | Rate Constraint in lbs/MMBtu | FALSE | L | Annual | Allowances Sold NOX | Thousand Tons | 0 | 0 | 0 | 0 | 0 | 0 | 0
IL Fac. Spec. - NOX Rate Summer v3.1, Unit 604 and retrofits | 544 | 1797 | Rate Constraint in lbs/MMBtu | FALSE | L | Annual | Allowances Banked | Thousand Tons | 0 | 0 | 0 | 0 | 0 | 0 | 0
IL Fac. Spec. - NOX Rate Summer v3.1, Unit 604 and retrofits | 544 | 1797 | Rate Constraint in lbs/MMBtu | FALSE | L | Annual | Allowances Withdrawn (1:1) | Thousand Tons | 0 | 0 | 0 | 0 | 0 | 0 | 0
IL Fac. Spec. - NOX Rate Summer v3.1, Unit 604 and retrofits | 544 | 1797 | Rate Constraint in lbs/MMBtu | FALSE | L | Annual | Allowances Withdrawn (n:1) | Thousand Tons | 0 | 0 | 0 | 0 | 0 | 0 | 0
IL Fac. Spec. - NOX Rate Summer v3.1, Unit 604 and retrofits | 544 | 1797 | Rate Constraint in lbs/MMBtu | FALSE | L | Annual | Net Emissions Allowance Position | Thousand Tons | 0 | 0 | 0 | 0 | 0 | 0 | 0
IL Fac. Spec. - NOX Rate Summer v3.1, Unit 604 and retrofits | 544 | 1797 | Rate Constraint in lbs/MMBtu | FALSE | L | Annual | Fuel Consumed | TBtu | 0 | 0 | 0 | 0 | 0 | 0 | 0
IL Fac. Spec. - NOX Rate Summer v3.1, Unit 604 and retrofits | 544 | 1797 | Rate Constraint in lbs/MMBtu | FALSE | L | Annual | Rate | lb/MMBtu | 0 | 0 | 0 | 0 | 0 | 0 | 0
IL Fac. Spec. - NOX Rate Summer v3.1, Unit 604 and retrofits | 544 | 1797 | Rate Constraint in lbs/MMBtu | FALSE | L | Annual | Generation | TWh | 0 | 0 | 0 | 0 | 0 | 0 | 0
IL Fac. Spec. - NOX Rate Summer v3.1, Unit 604 and retrofits | 544 | 1797 | Rate Constraint in lbs/MMBtu | FALSE | L | Annual | Qualifying Generation | TWh | 0 | 0 | 0 | 0 | 0 | 0 | 0
IL Fac. Spec. - NOX Rate Summer v3.1, Unit 604 and retrofits | 544 | 1797 | Rate Constraint in lbs/MMBtu | FALSE | L | Annual | Rate | lb/MWh | 0 | 0 | 0 | 0 | 0 | 0 | 0
IL Fac. Spec. - NOX Rate Summer v3.1, Unit 604 and retrofits | 544 | 1797 | Rate Constraint in lbs/MMBtu | FALSE | L | Annual | Constraint Shadow Price | US2011$/Ton | 0 | 0 | 0 | 0 | 0 | 0 | 0
IL Fac. Spec. - NOX Rate Summer v3.1, Unit 605 and retrofits | 545 | 1797 | Rate Constraint in lbs/MMBtu | FALSE | L | Annual | Seasons Included | Seasons | Summer | Summer | Summer | Summer | Summer | Summer | Summer
IL Fac. Spec. - NOX Rate Summer v3.1, Unit 605 and retrofits | 545 | 1797 | Rate Constraint in lbs/MMBtu | FALSE | L | Annual | Standard | lb/MMBtu | 0.25 | 0.25 | 0.25 | 0.25 | 0.25 | 0.25 | 0.25
IL Fac. Spec. - NOX Rate Summer v3.1, Unit 605 and retrofits | 545 | 1797 | Rate Constraint in lbs/MMBtu | FALSE | L | Annual | Emissions at Affected Plants NOX | Thousand Tons | 0 | 0 | 0 | 0 | 0 | 0 | 0
IL Fac. Spec. - NOX Rate Summer v3.1, Unit 605 and retrofits | 545 | 1797 | Rate Constraint in lbs/MMBtu | FALSE | L | Annual | Allowances Purchased NOX | Thousand Tons | 0 | 0 | 0 | 0 | 0 | 0 | 0
IL Fac. Spec. - NOX Rate Summer v3.1, Unit 605 and retrofits | 545 | 1797 | Rate Constraint in lbs/MMBtu | FALSE | L | Annual | Allowances Sold NOX | Thousand Tons | 0 | 0 | 0 | 0 | 0 | 0 | 0
IL Fac. Spec. - NOX Rate Summer v3.1, Unit 605 and retrofits | 545 | 1797 | Rate Constraint in lbs/MMBtu | FALSE | L | Annual | Allowances Banked | Thousand Tons | 0 | 0 | 0 | 0 | 0 | 0 | 0
IL Fac. Spec. - NOX Rate Summer v3.1, Unit 605 and retrofits | 545 | 1797 | Rate Constraint in lbs/MMBtu | FALSE | L | Annual | Allowances Withdrawn (1:1) | Thousand Tons | 0 | 0 | 0 | 0 | 0 | 0 | 0
IL Fac. Spec. - NOX Rate Summer v3.1, Unit 605 and retrofits | 545 | 1797 | Rate Constraint in lbs/MMBtu | FALSE | L | Annual | Allowances Withdrawn (n:1) | Thousand Tons | 0 | 0 | 0 | 0 | 0 | 0 | 0
IL Fac. Spec. - NOX Rate Summer v3.1, Unit 605 and retrofits | 545 | 1797 | Rate Constraint in lbs/MMBtu | FALSE | L | Annual | Net Emissions Allowance Position | Thousand Tons | 0 | 0 | 0 | 0 | 0 | 0 | 0
IL Fac. Spec. - NOX Rate Summer v3.1, Unit 605 and retrofits | 545 | 1797 | Rate Constraint in lbs/MMBtu | FALSE | L | Annual | Fuel Consumed | TBtu | 0 | 0 | 0 | 0 | 0 | 0 | 0
IL Fac. Spec. - NOX Rate Summer v3.1, Unit 605 and retrofits | 545 | 1797 | Rate Constraint in lbs/MMBtu | FALSE | L | Annual | Rate | lb/MMBtu | 0 | 0 | 0 | 0 | 0 | 0 | 0
IL Fac. Spec. - NOX Rate Summer v3.1, Unit 605 and retrofits | 545 | 1797 | Rate Constraint in lbs/MMBtu | FALSE | L | Annual | Generation | TWh | 0 | 0 | 0 | 0 | 0 | 0 | 0
IL Fac. Spec. - NOX Rate Summer v3.1, Unit 605 and retrofits | 545 | 1797 | Rate Constraint in lbs/MMBtu | FALSE | L | Annual | Qualifying Generation | TWh | 0 | 0 | 0 | 0 | 0 | 0 | 0
IL Fac. Spec. - NOX Rate Summer v3.1, Unit 605 and retrofits | 545 | 1797 | Rate Constraint in lbs/MMBtu | FALSE | L | Annual | Rate | lb/MWh | 0 | 0 | 0 | 0 | 0 | 0 | 0
IL Fac. Spec. - NOX Rate Summer v3.1, Unit 605 and retrofits | 545 | 1797 | Rate Constraint in lbs/MMBtu | FALSE | L | Annual | Constraint Shadow Price | US2011$/Ton | 0 | 0 | 0 | 0 | 0 | 0 | 0
IL Fac. Spec. - NOX Rate Summer v3.1, Unit 606 and retrofits | 546 | 1797 | Rate Constraint in lbs/MMBtu | FALSE | L | Annual | Seasons Included | Seasons | Summer | Summer | Summer | Summer | Summer | Summer | Summer
IL Fac. Spec. - NOX Rate Summer v3.1, Unit 606 and retrofits | 546 | 1797 | Rate Constraint in lbs/MMBtu | FALSE | L | Annual | Standard | lb/MMBtu | 0.25 | 0.25 | 0.25 | 0.25 | 0.25 | 0.25 | 0.25
IL Fac. Spec. - NOX Rate Summer v3.1, Unit 606 and retrofits | 546 | 1797 | Rate Constraint in lbs/MMBtu | FALSE | L | Annual | Emissions at Affected Plants NOX | Thousand Tons | 0 | 0 | 0 | 0 | 0 | 0 | 0
IL Fac. Spec. - NOX Rate Summer v3.1, Unit 606 and retrofits | 546 | 1797 | Rate Constraint in lbs/MMBtu | FALSE | L | Annual | Allowances Purchased NOX | Thousand Tons | 0 | 0 | 0 | 0 | 0 | 0 | 0
IL Fac. Spec. - NOX Rate Summer v3.1, Unit 606 and retrofits | 546 | 1797 | Rate Constraint in lbs/MMBtu | FALSE | L | Annual | Allowances Sold NOX | Thousand Tons | 0 | 0 | 0 | 0 | 0 | 0 | 0
IL Fac. Spec. - NOX Rate Summer v3.1, Unit 606 and retrofits | 546 | 1797 | Rate Constraint in lbs/MMBtu | FALSE | L | Annual | Allowances Banked | Thousand Tons | 0 | 0 | 0 | 0 | 0 | 0 | 0
IL Fac. Spec. - NOX Rate Summer v3.1, Unit 606 and retrofits | 546 | 1797 | Rate Constraint in lbs/MMBtu | FALSE | L | Annual | Allowances Withdrawn (1:1) | Thousand Tons | 0 | 0 | 0 | 0 | 0 | 0 | 0
IL Fac. Spec. - NOX Rate Summer v3.1, Unit 606 and retrofits | 546 | 1797 | Rate Constraint in lbs/MMBtu | FALSE | L | Annual | Allowances Withdrawn (n:1) | Thousand Tons | 0 | 0 | 0 | 0 | 0 | 0 | 0
IL Fac. Spec. - NOX Rate Summer v3.1, Unit 606 and retrofits | 546 | 1797 | Rate Constraint in lbs/MMBtu | FALSE | L | Annual | Net Emissions Allowance Position | Thousand Tons | 0 | 0 | 0 | 0 | 0 | 0 | 0
IL Fac. Spec. - NOX Rate Summer v3.1, Unit 606 and retrofits | 546 | 1797 | Rate Constraint in lbs/MMBtu | FALSE | L | Annual | Fuel Consumed | TBtu | 0 | 0 | 0 | 0 | 0 | 0 | 0
IL Fac. Spec. - NOX Rate Summer v3.1, Unit 606 and retrofits | 546 | 1797 | Rate Constraint in lbs/MMBtu | FALSE | L | Annual | Rate | lb/MMBtu | 0 | 0 | 0 | 0 | 0 | 0 | 0
IL Fac. Spec. - NOX Rate Summer v3.1, Unit 606 and retrofits | 546 | 1797 | Rate Constraint in lbs/MMBtu | FALSE | L | Annual | Generation | TWh | 0 | 0 | 0 | 0 | 0 | 0 | 0
IL Fac. Spec. - NOX Rate Summer v3.1, Unit 606 and retrofits | 546 | 1797 | Rate Constraint in lbs/MMBtu | FALSE | L | Annual | Qualifying Generation | TWh | 0 | 0 | 0 | 0 | 0 | 0 | 0
IL Fac. Spec. - NOX Rate Summer v3.1, Unit 606 and retrofits | 546 | 1797 | Rate Constraint in lbs/MMBtu | FALSE | L | Annual | Rate | lb/MWh | 0 | 0 | 0 | 0 | 0 | 0 | 0
IL Fac. Spec. - NOX Rate Summer v3.1, Unit 606 and retrofits | 546 | 1797 | Rate Constraint in lbs/MMBtu | FALSE | L | Annual | Constraint Shadow Price | US2011$/Ton | 0 | 0 | 0 | 0 | 0 | 0 | 0
IL Fac. Spec. - NOX Rate Summer v3.1, Unit 607 and retrofits | 547 | 1797 | Rate Constraint in lbs/MMBtu | FALSE | L | Annual | Seasons Included | Seasons | Summer | Summer | Summer | Summer | Summer | Summer | Summer
IL Fac. Spec. - NOX Rate Summer v3.1, Unit 607 and retrofits | 547 | 1797 | Rate Constraint in lbs/MMBtu | FALSE | L | Annual | Standard | lb/MMBtu | 0.25 | 0.25 | 0.25 | 0.25 | 0.25 | 0.25 | 0.25
IL Fac. Spec. - NOX Rate Summer v3.1, Unit 607 and retrofits | 547 | 1797 | Rate Constraint in lbs/MMBtu | FALSE | L | Annual | Emissions at Affected Plants NOX | Thousand Tons | 0 | 0 | 0 | 0 | 0 | 0 | 0
IL Fac. Spec. - NOX Rate Summer v3.1, Unit 607 and retrofits | 547 | 1797 | Rate Constraint in lbs/MMBtu | FALSE | L | Annual | Allowances Purchased NOX | Thousand Tons | 0 | 0 | 0 | 0 | 0 | 0 | 0
IL Fac. Spec. - NOX Rate Summer v3.1, Unit 607 and retrofits | 547 | 1797 | Rate Constraint in lbs/MMBtu | FALSE | L | Annual | Allowances Sold NOX | Thousand Tons | 0 | 0 | 0 | 0 | 0 | 0 | 0
IL Fac. Spec. - NOX Rate Summer v3.1, Unit 607 and retrofits | 547 | 1797 | Rate Constraint in lbs/MMBtu | FALSE | L | Annual | Allowances Banked | Thousand Tons | 0 | 0 | 0 | 0 | 0 | 0 | 0
IL Fac. Spec. - NOX Rate Summer v3.1, Unit 607 and retrofits | 547 | 1797 | Rate Constraint in lbs/MMBtu | FALSE | L | Annual | Allowances Withdrawn (1:1) | Thousand Tons | 0 | 0 | 0 | 0 | 0 | 0 | 0
IL Fac. Spec. - NOX Rate Summer v3.1, Unit 607 and retrofits | 547 | 1797 | Rate Constraint in lbs/MMBtu | FALSE | L | Annual | Allowances Withdrawn (n:1) | Thousand Tons | 0 | 0 | 0 | 0 | 0 | 0 | 0
IL Fac. Spec. - NOX Rate Summer v3.1, Unit 607 and retrofits | 547 | 1797 | Rate Constraint in lbs/MMBtu | FALSE | L | Annual | Net Emissions Allowance Position | Thousand Tons | 0 | 0 | 0 | 0 | 0 | 0 | 0
IL Fac. Spec. - NOX Rate Summer v3.1, Unit 607 and retrofits | 547 | 1797 | Rate Constraint in lbs/MMBtu | FALSE | L | Annual | Fuel Consumed | TBtu | 0 | 0 | 0 | 0 | 0 | 0 | 0
IL Fac. Spec. - NOX Rate Summer v3.1, Unit 607 and retrofits | 547 | 1797 | Rate Constraint in lbs/MMBtu | FALSE | L | Annual | Rate | lb/MMBtu | 0 | 0 | 0 | 0 | 0 | 0 | 0
IL Fac. Spec. - NOX Rate Summer v3.1, Unit 607 and retrofits | 547 | 1797 | Rate Constraint in lbs/MMBtu | FALSE | L | Annual | Generation | TWh | 0 | 0 | 0 | 0 | 0 | 0 | 0
IL Fac. Spec. - NOX Rate Summer v3.1, Unit 607 and retrofits | 547 | 1797 | Rate Constraint in lbs/MMBtu | FALSE | L | Annual | Qualifying Generation | TWh | 0 | 0 | 0 | 0 | 0 | 0 | 0
IL Fac. Spec. - NOX Rate Summer v3.1, Unit 607 and retrofits | 547 | 1797 | Rate Constraint in lbs/MMBtu | FALSE | L | Annual | Rate | lb/MWh | 0 | 0 | 0 | 0 | 0 | 0 | 0
IL Fac. Spec. - NOX Rate Summer v3.1, Unit 607 and retrofits | 547 | 1797 | Rate Constraint in lbs/MMBtu | FALSE | L | Annual | Constraint Shadow Price | US2011$/Ton | 0 | 0 | 0 | 0 | 0 | 0 | 0
IL Fac. Spec. - NOX Rate Summer v3.1, Unit 608 and retrofits | 548 | 1797 | Rate Constraint in lbs/MMBtu | FALSE | L | Annual | Seasons Included | Seasons | Summer | Summer | Summer | Summer | Summer | Summer | Summer
IL Fac. Spec. - NOX Rate Summer v3.1, Unit 608 and retrofits | 548 | 1797 | Rate Constraint in lbs/MMBtu | FALSE | L | Annual | Standard | lb/MMBtu | 0.25 | 0.25 | 0.25 | 0.25 | 0.25 | 0.25 | 0.25
IL Fac. Spec. - NOX Rate Summer v3.1, Unit 608 and retrofits | 548 | 1797 | Rate Constraint in lbs/MMBtu | FALSE | L | Annual | Emissions at Affected Plants NOX | Thousand Tons | 0 | 0 | 0 | 0 | 0 | 0 | 0
IL Fac. Spec. - NOX Rate Summer v3.1, Unit 608 and retrofits | 548 | 1797 | Rate Constraint in lbs/MMBtu | FALSE | L | Annual | Allowances Purchased NOX | Thousand Tons | 0 | 0 | 0 | 0 | 0 | 0 | 0
IL Fac. Spec. - NOX Rate Summer v3.1, Unit 608 and retrofits | 548 | 1797 | Rate Constraint in lbs/MMBtu | FALSE | L | Annual | Allowances Sold NOX | Thousand Tons | 0 | 0 | 0 | 0 | 0 | 0 | 0
IL Fac. Spec. - NOX Rate Summer v3.1, Unit 608 and retrofits | 548 | 1797 | Rate Constraint in lbs/MMBtu | FALSE | L | Annual | Allowances Banked | Thousand Tons | 0 | 0 | 0 | 0 | 0 | 0 | 0
IL Fac. Spec. - NOX Rate Summer v3.1, Unit 608 and retrofits | 548 | 1797 | Rate Constraint in lbs/MMBtu | FALSE | L | Annual | Allowances Withdrawn (1:1) | Thousand Tons | 0 | 0 | 0 | 0 | 0 | 0 | 0
IL Fac. Spec. - NOX Rate Summer v3.1, Unit 608 and retrofits | 548 | 1797 | Rate Constraint in lbs/MMBtu | FALSE | L | Annual | Allowances Withdrawn (n:1) | Thousand Tons | 0 | 0 | 0 | 0 | 0 | 0 | 0
IL Fac. Spec. - NOX Rate Summer v3.1, Unit 608 and retrofits | 548 | 1797 | Rate Constraint in lbs/MMBtu | FALSE | L | Annual | Net Emissions Allowance Position | Thousand Tons | 0 | 0 | 0 | 0 | 0 | 0 | 0
IL Fac. Spec. - NOX Rate Summer v3.1, Unit 608 and retrofits | 548 | 1797 | Rate Constraint in lbs/MMBtu | FALSE | L | Annual | Fuel Consumed | TBtu | 0 | 0 | 0 | 0 | 0 | 0 | 0
IL Fac. Spec. - NOX Rate Summer v3.1, Unit 608 and retrofits | 548 | 1797 | Rate Constraint in lbs/MMBtu | FALSE | L | Annual | Rate | lb/MMBtu | 0 | 0 | 0 | 0 | 0 | 0 | 0
IL Fac. Spec. - NOX Rate Summer v3.1, Unit 608 and retrofits | 548 | 1797 | Rate Constraint in lbs/MMBtu | FALSE | L | Annual | Generation | TWh | 0 | 0 | 0 | 0 | 0 | 0 | 0
IL Fac. Spec. - NOX Rate Summer v3.1, Unit 608 and retrofits | 548 | 1797 | Rate Constraint in lbs/MMBtu | FALSE | L | Annual | Qualifying Generation | TWh | 0 | 0 | 0 | 0 | 0 | 0 | 0
IL Fac. Spec. - NOX Rate Summer v3.1, Unit 608 and retrofits | 548 | 1797 | Rate Constraint in lbs/MMBtu | FALSE | L | Annual | Rate | lb/MWh | 0 | 0 | 0 | 0 | 0 | 0 | 0
IL Fac. Spec. - NOX Rate Summer v3.1, Unit 608 and retrofits | 548 | 1797 | Rate Constraint in lbs/MMBtu | FALSE | L | Annual | Constraint Shadow Price | US2011$/Ton | 0 | 0 | 0 | 0 | 0 | 0 | 0
IL Fac. Spec. - NOX Rate Summer v3.1, Unit 609 and retrofits | 549 | 1797 | Rate Constraint in lbs/MMBtu | FALSE | L | Annual | Seasons Included | Seasons | Summer | Summer | Summer | Summer | Summer | Summer | Summer
IL Fac. Spec. - NOX Rate Summer v3.1, Unit 609 and retrofits | 549 | 1797 | Rate Constraint in lbs/MMBtu | FALSE | L | Annual | Standard | lb/MMBtu | 0.25 | 0.25 | 0.25 | 0.25 | 0.25 | 0.25 | 0.25
IL Fac. Spec. - NOX Rate Summer v3.1, Unit 609 and retrofits | 549 | 1797 | Rate Constraint in lbs/MMBtu | FALSE | L | Annual | Emissions at Affected Plants NOX | Thousand Tons | 0 | 0 | 0 | 0 | 0 | 0 | 0
IL Fac. Spec. - NOX Rate Summer v3.1, Unit 609 and retrofits | 549 | 1797 | Rate Constraint in lbs/MMBtu | FALSE | L | Annual | Allowances Purchased NOX | Thousand Tons | 0 | 0 | 0 | 0 | 0 | 0 | 0
IL Fac. Spec. - NOX Rate Summer v3.1, Unit 609 and retrofits | 549 | 1797 | Rate Constraint in lbs/MMBtu | FALSE | L | Annual | Allowances Sold NOX | Thousand Tons | 0 | 0 | 0 | 0 | 0 | 0 | 0
IL Fac. Spec. - NOX Rate Summer v3.1, Unit 609 and retrofits | 549 | 1797 | Rate Constraint in lbs/MMBtu | FALSE | L | Annual | Allowances Banked | Thousand Tons | 0 | 0 | 0 | 0 | 0 | 0 | 0
IL Fac. Spec. - NOX Rate Summer v3.1, Unit 609 and retrofits | 549 | 1797 | Rate Constraint in lbs/MMBtu | FALSE | L | Annual | Allowances Withdrawn (1:1) | Thousand Tons | 0 | 0 | 0 | 0 | 0 | 0 | 0
IL Fac. Spec. - NOX Rate Summer v3.1, Unit 609 and retrofits | 549 | 1797 | Rate Constraint in lbs/MMBtu | FALSE | L | Annual | Allowances Withdrawn (n:1) | Thousand Tons | 0 | 0 | 0 | 0 | 0 | 0 | 0
IL Fac. Spec. - NOX Rate Summer v3.1, Unit 609 and retrofits | 549 | 1797 | Rate Constraint in lbs/MMBtu | FALSE | L | Annual | Net Emissions Allowance Position | Thousand Tons | 0 | 0 | 0 | 0 | 0 | 0 | 0
IL Fac. Spec. - NOX Rate Summer v3.1, Unit 609 and retrofits | 549 | 1797 | Rate Constraint in lbs/MMBtu | FALSE | L | Annual | Fuel Consumed | TBtu | 0 | 0 | 0 | 0 | 0 | 0 | 0
IL Fac. Spec. - NOX Rate Summer v3.1, Unit 609 and retrofits | 549 | 1797 | Rate Constraint in lbs/MMBtu | FALSE | L | Annual | Rate | lb/MMBtu | 0 | 0 | 0 | 0 | 0 | 0 | 0
IL Fac. Spec. - NOX Rate Summer v3.1, Unit 609 and retrofits | 549 | 1797 | Rate Constraint in lbs/MMBtu | FALSE | L | Annual | Generation | TWh | 0 | 0 | 0 | 0 | 0 | 0 | 0
IL Fac. Spec. - NOX Rate Summer v3.1, Unit 609 and retrofits | 549 | 1797 | Rate Constraint in lbs/MMBtu | FALSE | L | Annual | Qualifying Generation | TWh | 0 | 0 | 0 | 0 | 0 | 0 | 0
IL Fac. Spec. - NOX Rate Summer v3.1, Unit 609 and retrofits | 549 | 1797 | Rate Constraint in lbs/MMBtu | FALSE | L | Annual | Rate | lb/MWh | 0 | 0 | 0 | 0 | 0 | 0 | 0
IL Fac. Spec. - NOX Rate Summer v3.1, Unit 609 and retrofits | 549 | 1797 | Rate Constraint in lbs/MMBtu | FALSE | L | Annual | Constraint Shadow Price | US2011$/Ton | 0 | 0 | 0 | 0 | 0 | 0 | 0
IL Fac. Spec. - NOX Rate Summer v3.1, Unit 610 and retrofits | 550 | 1797 | Rate Constraint in lbs/MMBtu | FALSE | L | Annual | Seasons Included | Seasons | Summer | Summer | Summer | Summer | Summer | Summer | Summer
IL Fac. Spec. - NOX Rate Summer v3.1, Unit 610 and retrofits | 550 | 1797 | Rate Constraint in lbs/MMBtu | FALSE | L | Annual | Standard | lb/MMBtu | 0.25 | 0.25 | 0.25 | 0.25 | 0.25 | 0.25 | 0.25
IL Fac. Spec. - NOX Rate Summer v3.1, Unit 610 and retrofits | 550 | 1797 | Rate Constraint in lbs/MMBtu | FALSE | L | Annual | Emissions at Affected Plants NOX | Thousand Tons | 0 | 0 | 0 | 0 | 0 | 0 | 0
IL Fac. Spec. - NOX Rate Summer v3.1, Unit 610 and retrofits | 550 | 1797 | Rate Constraint in lbs/MMBtu | FALSE | L | Annual | Allowances Purchased NOX | Thousand Tons | 0 | 0 | 0 | 0 | 0 | 0 | 0
IL Fac. Spec. - NOX Rate Summer v3.1, Unit 610 and retrofits | 550 | 1797 | Rate Constraint in lbs/MMBtu | FALSE | L | Annual | Allowances Sold NOX | Thousand Tons | 0 | 0 | 0 | 0 | 0 | 0 | 0
IL Fac. Spec. - NOX Rate Summer v3.1, Unit 610 and retrofits | 550 | 1797 | Rate Constraint in lbs/MMBtu | FALSE | L | Annual | Allowances Banked | Thousand Tons | 0 | 0 | 0 | 0 | 0 | 0 | 0
IL Fac. Spec. - NOX Rate Summer v3.1, Unit 610 and retrofits | 550 | 1797 | Rate Constraint in lbs/MMBtu | FALSE | L | Annual | Allowances Withdrawn (1:1) | Thousand Tons | 0 | 0 | 0 | 0 | 0 | 0 | 0
IL Fac. Spec. - NOX Rate Summer v3.1, Unit 610 and retrofits | 550 | 1797 | Rate Constraint in lbs/MMBtu | FALSE | L | Annual | Allowances Withdrawn (n:1) | Thousand Tons | 0 | 0 | 0 | 0 | 0 | 0 | 0
IL Fac. Spec. - NOX Rate Summer v3.1, Unit 610 and retrofits | 550 | 1797 | Rate Constraint in lbs/MMBtu | FALSE | L | Annual | Net Emissions Allowance Position | Thousand Tons | 0 | 0 | 0 | 0 | 0 | 0 | 0
IL Fac. Spec. - NOX Rate Summer v3.1, Unit 610 and retrofits | 550 | 1797 | Rate Constraint in lbs/MMBtu | FALSE | L | Annual | Fuel Consumed | TBtu | 0 | 0 | 0 | 0 | 0 | 0 | 0
IL Fac. Spec. - NOX Rate Summer v3.1, Unit 610 and retrofits | 550 | 1797 | Rate Constraint in lbs/MMBtu | FALSE | L | Annual | Rate | lb/MMBtu | 0 | 0 | 0 | 0 | 0 | 0 | 0
IL Fac. Spec. - NOX Rate Summer v3.1, Unit 610 and retrofits | 550 | 1797 | Rate Constraint in lbs/MMBtu | FALSE | L | Annual | Generation | TWh | 0 | 0 | 0 | 0 | 0 | 0 | 0
IL Fac. Spec. - NOX Rate Summer v3.1, Unit 610 and retrofits | 550 | 1797 | Rate Constraint in lbs/MMBtu | FALSE | L | Annual | Qualifying Generation | TWh | 0 | 0 | 0 | 0 | 0 | 0 | 0
IL Fac. Spec. - NOX Rate Summer v3.1, Unit 610 and retrofits | 550 | 1797 | Rate Constraint in lbs/MMBtu | FALSE | L | Annual | Rate | lb/MWh | 0 | 0 | 0 | 0 | 0 | 0 | 0
IL Fac. Spec. - NOX Rate Summer v3.1, Unit 610 and retrofits | 550 | 1797 | Rate Constraint in lbs/MMBtu | FALSE | L | Annual | Constraint Shadow Price | US2011$/Ton | 0 | 0 | 0 | 0 | 0 | 0 | 0
IL Fac. Spec. - NOX Rate Summer v3.1, Unit 749 and retrofits | 551 | 1797 | Rate Constraint in lbs/MMBtu | FALSE | L | Annual | Seasons Included | Seasons | Summer | Summer | Summer | Summer | Summer | Summer | Summer
IL Fac. Spec. - NOX Rate Summer v3.1, Unit 749 and retrofits | 551 | 1797 | Rate Constraint in lbs/MMBtu | FALSE | L | Annual | Standard | lb/MMBtu | 0.25 | 0.25 | 0.25 | 0.25 | 0.25 | 0.25 | 0.25
IL Fac. Spec. - NOX Rate Summer v3.1, Unit 749 and retrofits | 551 | 1797 | Rate Constraint in lbs/MMBtu | FALSE | L | Annual | Emissions at Affected Plants NOX | Thousand Tons | 0 | 0 | 0 | 0 | 0 | 0 | 0
IL Fac. Spec. - NOX Rate Summer v3.1, Unit 749 and retrofits | 551 | 1797 | Rate Constraint in lbs/MMBtu | FALSE | L | Annual | Allowances Purchased NOX | Thousand Tons | 0 | 0 | 0 | 0 | 0 | 0 | 0
IL Fac. Spec. - NOX Rate Summer v3.1, Unit 749 and retrofits | 551 | 1797 | Rate Constraint in lbs/MMBtu | FALSE | L | Annual | Allowances Sold NOX | Thousand Tons | 0 | 0 | 0 | 0 | 0 | 0 | 0
IL Fac. Spec. - NOX Rate Summer v3.1, Unit 749 and retrofits | 551 | 1797 | Rate Constraint in lbs/MMBtu | FALSE | L | Annual | Allowances Banked | Thousand Tons | 0 | 0 | 0 | 0 | 0 | 0 | 0
IL Fac. Spec. - NOX Rate Summer v3.1, Unit 749 and retrofits | 551 | 1797 | Rate Constraint in lbs/MMBtu | FALSE | L | Annual | Allowances Withdrawn (1:1) | Thousand Tons | 0 | 0 | 0 | 0 | 0 | 0 | 0
IL Fac. Spec. - NOX Rate Summer v3.1, Unit 749 and retrofits | 551 | 1797 | Rate Constraint in lbs/MMBtu | FALSE | L | Annual | Allowances Withdrawn (n:1) | Thousand Tons | 0 | 0 | 0 | 0 | 0 | 0 | 0
IL Fac. Spec. - NOX Rate Summer v3.1, Unit 749 and retrofits | 551 | 1797 | Rate Constraint in lbs/MMBtu | FALSE | L | Annual | Net Emissions Allowance Position | Thousand Tons | 0 | 0 | 0 | 0 | 0 | 0 | 0
IL Fac. Spec. - NOX Rate Summer v3.1, Unit 749 and retrofits | 551 | 1797 | Rate Constraint in lbs/MMBtu | FALSE | L | Annual | Fuel Consumed | TBtu | 0 | 0 | 0 | 0 | 0 | 0 | 0
IL Fac. Spec. - NOX Rate Summer v3.1, Unit 749 and retrofits | 551 | 1797 | Rate Constraint in lbs/MMBtu | FALSE | L | Annual | Rate | lb/MMBtu | 0 | 0 | 0 | 0 | 0 | 0 | 0
IL Fac. Spec. - NOX Rate Summer v3.1, Unit 749 and retrofits | 551 | 1797 | Rate Constraint in lbs/MMBtu | FALSE | L | Annual | Generation | TWh | 0 | 0 | 0 | 0 | 0 | 0 | 0
IL Fac. Spec. - NOX Rate Summer v3.1, Unit 749 and retrofits | 551 | 1797 | Rate Constraint in lbs/MMBtu | FALSE | L | Annual | Qualifying Generation | TWh | 0 | 0 | 0 | 0 | 0 | 0 | 0
IL Fac. Spec. - NOX Rate Summer v3.1, Unit 749 and retrofits | 551 | 1797 | Rate Constraint in lbs/MMBtu | FALSE | L | Annual | Rate | lb/MWh | 0 | 0 | 0 | 0 | 0 | 0 | 0
IL Fac. Spec. - NOX Rate Summer v3.1, Unit 749 and retrofits | 551 | 1797 | Rate Constraint in lbs/MMBtu | FALSE | L | Annual | Constraint Shadow Price | US2011$/Ton | 0 | 137639.2774 | 0 | 0 | 0 | 0 | 0
IL Fac. Spec. - NOX Rate Summer v3.1, Unit 763 and retrofits | 552 | 1797 | Rate Constraint in lbs/MMBtu | FALSE | L | Annual | Seasons Included | Seasons | Summer | Summer | Summer | Summer | Summer | Summer | Summer
IL Fac. Spec. - NOX Rate Summer v3.1, Unit 763 and retrofits | 552 | 1797 | Rate Constraint in lbs/MMBtu | FALSE | L | Annual | Standard | lb/MMBtu | 0.25 | 0.25 | 0.25 | 0.25 | 0.25 | 0.25 | 0.25
IL Fac. Spec. - NOX Rate Summer v3.1, Unit 763 and retrofits | 552 | 1797 | Rate Constraint in lbs/MMBtu | FALSE | L | Annual | Emissions at Affected Plants NOX | Thousand Tons | 0.0099524 | 0.0099524 | 0.0099524 | 0.0099524 | 0.0099524 | 0.0033114 | 0.0033114
IL Fac. Spec. - NOX Rate Summer v3.1, Unit 763 and retrofits | 552 | 1797 | Rate Constraint in lbs/MMBtu | FALSE | L | Annual | Allowances Purchased NOX | Thousand Tons | 0 | 0 | 0 | 0 | 0 | 0 | 0
IL Fac. Spec. - NOX Rate Summer v3.1, Unit 763 and retrofits | 552 | 1797 | Rate Constraint in lbs/MMBtu | FALSE | L | Annual | Allowances Sold NOX | Thousand Tons | 0 | 0 | 0 | 0 | 0 | 0 | 0
IL Fac. Spec. - NOX Rate Summer v3.1, Unit 763 and retrofits | 552 | 1797 | Rate Constraint in lbs/MMBtu | FALSE | L | Annual | Allowances Banked | Thousand Tons | 0 | 0 | 0 | 0 | 0 | 0 | 0
IL Fac. Spec. - NOX Rate Summer v3.1, Unit 763 and retrofits | 552 | 1797 | Rate Constraint in lbs/MMBtu | FALSE | L | Annual | Allowances Withdrawn (1:1) | Thousand Tons | 0 | 0 | 0 | 0 | 0 | 0 | 0
IL Fac. Spec. - NOX Rate Summer v3.1, Unit 763 and retrofits | 552 | 1797 | Rate Constraint in lbs/MMBtu | FALSE | L | Annual | Allowances Withdrawn (n:1) | Thousand Tons | 0 | 0 | 0 | 0 | 0 | 0 | 0
IL Fac. Spec. - NOX Rate Summer v3.1, Unit 763 and retrofits | 552 | 1797 | Rate Constraint in lbs/MMBtu | FALSE | L | Annual | Net Emissions Allowance Position | Thousand Tons | 0.0099524 | 0.0099524 | 0.0099524 | 0.0099524 | 0.0099524 | 0.0033114 | 0.0033114
IL Fac. Spec. - NOX Rate Summer v3.1, Unit 763 and retrofits | 552 | 1797 | Rate Constraint in lbs/MMBtu | FALSE | L | Annual | Fuel Consumed | TBtu | 0.24337 | 0.24337 | 0.24337 | 0.24337 | 0.24337 | 0.080975 | 0.080975
IL Fac. Spec. - NOX Rate Summer v3.1, Unit 763 and retrofits | 552 | 1797 | Rate Constraint in lbs/MMBtu | FALSE | L | Annual | Rate | lb/MMBtu | 0.081789 | 0.081789 | 0.081789 | 0.081789 | 0.081789 | 0.081789 | 0.081789
IL Fac. Spec. - NOX Rate Summer v3.1, Unit 763 and retrofits | 552 | 1797 | Rate Constraint in lbs/MMBtu | FALSE | L | Annual | Generation | TWh | 0.021772 | 0.021772 | 0.021772 | 0.021772 | 0.021772 | 0.0072442 | 0.0072442
IL Fac. Spec. - NOX Rate Summer v3.1, Unit 763 and retrofits | 552 | 1797 | Rate Constraint in lbs/MMBtu | FALSE | L | Annual | Qualifying Generation | TWh | 0.021772 | 0.021772 | 0.021772 | 0.021772 | 0.021772 | 0.0072442 | 0.0072442
IL Fac. Spec. - NOX Rate Summer v3.1, Unit 763 and retrofits | 552 | 1797 | Rate Constraint in lbs/MMBtu | FALSE | L | Annual | Rate | lb/MWh | 0.45712 | 0.45712 | 0.45712 | 0.45712 | 0.45712 | 0.45712 | 0.45712
IL Fac. Spec. - NOX Rate Summer v3.1, Unit 763 and retrofits | 552 | 1797 | Rate Constraint in lbs/MMBtu | FALSE | L | Annual | Constraint Shadow Price | US2011$/Ton | 0 | 0 | 0 | 0 | 0 | 0 | 0
IL Fac. Spec. - NOX Rate Summer v3.1, Unit 764 and retrofits | 553 | 1797 | Rate Constraint in lbs/MMBtu | FALSE | L | Annual | Seasons Included | Seasons | Summer | Summer | Summer | Summer | Summer | Summer | Summer
IL Fac. Spec. - NOX Rate Summer v3.1, Unit 764 and retrofits | 553 | 1797 | Rate Constraint in lbs/MMBtu | FALSE | L | Annual | Standard | lb/MMBtu | 0.25 | 0.25 | 0.25 | 0.25 | 0.25 | 0.25 | 0.25
IL Fac. Spec. - NOX Rate Summer v3.1, Unit 764 and retrofits | 553 | 1797 | Rate Constraint in lbs/MMBtu | FALSE | L | Annual | Emissions at Affected Plants NOX | Thousand Tons | 0.0098882 | 0.0098882 | 0.0098882 | 0.0098882 | 0.0042292 | 0.0032901 | 0.0032901
IL Fac. Spec. - NOX Rate Summer v3.1, Unit 764 and retrofits | 553 | 1797 | Rate Constraint in lbs/MMBtu | FALSE | L | Annual | Allowances Purchased NOX | Thousand Tons | 0 | 0 | 0 | 0 | 0 | 0 | 0
IL Fac. Spec. - NOX Rate Summer v3.1, Unit 764 and retrofits | 553 | 1797 | Rate Constraint in lbs/MMBtu | FALSE | L | Annual | Allowances Sold NOX | Thousand Tons | 0 | 0 | 0 | 0 | 0 | 0 | 0
IL Fac. Spec. - NOX Rate Summer v3.1, Unit 764 and retrofits | 553 | 1797 | Rate Constraint in lbs/MMBtu | FALSE | L | Annual | Allowances Banked | Thousand Tons | 0 | 0 | 0 | 0 | 0 | 0 | 0
IL Fac. Spec. - NOX Rate Summer v3.1, Unit 764 and retrofits | 553 | 1797 | Rate Constraint in lbs/MMBtu | FALSE | L | Annual | Allowances Withdrawn (1:1) | Thousand Tons | 0 | 0 | 0 | 0 | 0 | 0 | 0
IL Fac. Spec. - NOX Rate Summer v3.1, Unit 764 and retrofits | 553 | 1797 | Rate Constraint in lbs/MMBtu | FALSE | L | Annual | Allowances Withdrawn (n:1) | Thousand Tons | 0 | 0 | 0 | 0 | 0 | 0 | 0
IL Fac. Spec. - NOX Rate Summer v3.1, Unit 764 and retrofits | 553 | 1797 | Rate Constraint in lbs/MMBtu | FALSE | L | Annual | Net Emissions Allowance Position | Thousand Tons | 0.0098882 | 0.0098882 | 0.0098882 | 0.0098882 | 0.0042292 | 0.0032901 | 0.0032901
IL Fac. Spec. - NOX Rate Summer v3.1, Unit 764 and retrofits | 553 | 1797 | Rate Constraint in lbs/MMBtu | FALSE | L | Annual | Fuel Consumed | TBtu | 0.24339 | 0.24339 | 0.24339 | 0.24339 | 0.1041 | 0.080982 | 0.080982
IL Fac. Spec. - NOX Rate Summer v3.1, Unit 764 and retrofits | 553 | 1797 | Rate Constraint in lbs/MMBtu | FALSE | L | Annual | Rate | lb/MMBtu | 0.081254 | 0.081254 | 0.081254 | 0.081254 | 0.081254 | 0.081254 | 0.081254
IL Fac. Spec. - NOX Rate Summer v3.1, Unit 764 and retrofits | 553 | 1797 | Rate Constraint in lbs/MMBtu | FALSE | L | Annual | Generation | TWh | 0.021772 | 0.021772 | 0.021772 | 0.021772 | 0.009312 | 0.0072442 | 0.0072442
IL Fac. Spec. - NOX Rate Summer v3.1, Unit 764 and retrofits | 553 | 1797 | Rate Constraint in lbs/MMBtu | FALSE | L | Annual | Qualifying Generation | TWh | 0.021772 | 0.021772 | 0.021772 | 0.021772 | 0.009312 | 0.0072442 | 0.0072442
IL Fac. Spec. - NOX Rate Summer v3.1, Unit 764 and retrofits | 553 | 1797 | Rate Constraint in lbs/MMBtu | FALSE | L | Annual | Rate | lb/MWh | 0.45417 | 0.45417 | 0.45417 | 0.45417 | 0.45417 | 0.45417 | 0.45417
IL Fac. Spec. - NOX Rate Summer v3.1, Unit 764 and retrofits | 553 | 1797 | Rate Constraint in lbs/MMBtu | FALSE | L | Annual | Constraint Shadow Price | US2011$/Ton | 0 | 0 | 0 | 0 | 0 | 0 | 0
IL Fac. Spec. - NOX Rate Summer v3.1, Unit 765 and retrofits | 554 | 1797 | Rate Constraint in lbs/MMBtu | FALSE | L | Annual | Seasons Included | Seasons | Summer | Summer | Summer | Summer | Summer | Summer | Summer
IL Fac. Spec. - NOX Rate Summer v3.1, Unit 765 and retrofits | 554 | 1797 | Rate Constraint in lbs/MMBtu | FALSE | L | Annual | Standard | lb/MMBtu | 0.25 | 0.25 | 0.25 | 0.25 | 0.25 | 0.25 | 0.25
IL Fac. Spec. - NOX Rate Summer v3.1, Unit 765 and retrofits | 554 | 1797 | Rate Constraint in lbs/MMBtu | FALSE | L | Annual | Emissions at Affected Plants NOX | Thousand Tons | 0.0099195 | 0.0099195 | 0.0099195 | 0.0099195 | 0.0033005 | 0.0033005 | 0.0033005
IL Fac. Spec. - NOX Rate Summer v3.1, Unit 765 and retrofits | 554 | 1797 | Rate Constraint in lbs/MMBtu | FALSE | L | Annual | Allowances Purchased NOX | Thousand Tons | 0 | 0 | 0 | 0 | 0 | 0 | 0
IL Fac. Spec. - NOX Rate Summer v3.1, Unit 765 and retrofits | 554 | 1797 | Rate Constraint in lbs/MMBtu | FALSE | L | Annual | Allowances Sold NOX | Thousand Tons | 0 | 0 | 0 | 0 | 0 | 0 | 0
IL Fac. Spec. - NOX Rate Summer v3.1, Unit 765 and retrofits | 554 | 1797 | Rate Constraint in lbs/MMBtu | FALSE | L | Annual | Allowances Banked | Thousand Tons | 0 | 0 | 0 | 0 | 0 | 0 | 0
IL Fac. Spec. - NOX Rate Summer v3.1, Unit 765 and retrofits | 554 | 1797 | Rate Constraint in lbs/MMBtu | FALSE | L | Annual | Allowances Withdrawn (1:1) | Thousand Tons | 0 | 0 | 0 | 0 | 0 | 0 | 0
IL Fac. Spec. - NOX Rate Summer v3.1, Unit 765 and retrofits | 554 | 1797 | Rate Constraint in lbs/MMBtu | FALSE | L | Annual | Allowances Withdrawn (n:1) | Thousand Tons | 0 | 0 | 0 | 0 | 0 | 0 | 0
IL Fac. Spec. - NOX Rate Summer v3.1, Unit 765 and retrofits | 554 | 1797 | Rate Constraint in lbs/MMBtu | FALSE | L | Annual | Net Emissions Allowance Position | Thousand Tons | 0.0099195 | 0.0099195 | 0.0099195 | 0.0099195 | 0.0033005 | 0.0033005 | 0.0033005
IL Fac. Spec. - NOX Rate Summer v3.1, Unit 765 and retrofits | 554 | 1797 | Rate Constraint in lbs/MMBtu | FALSE | L | Annual | Fuel Consumed | TBtu | 0.24339 | 0.24339 | 0.24339 | 0.24339 | 0.080982 | 0.080982 | 0.080982
IL Fac. Spec. - NOX Rate Summer v3.1, Unit 765 and retrofits | 554 | 1797 | Rate Constraint in lbs/MMBtu | FALSE | L | Annual | Rate | lb/MMBtu | 0.081511 | 0.081511 | 0.081511 | 0.081511 | 0.081511 | 0.081511 | 0.081511
IL Fac. Spec. - NOX Rate Summer v3.1, Unit 765 and retrofits | 554 | 1797 | Rate Constraint in lbs/MMBtu | FALSE | L | Annual | Generation | TWh | 0.021772 | 0.021772 | 0.021772 | 0.021772 | 0.0072442 | 0.0072442 | 0.0072442
IL Fac. Spec. - NOX Rate Summer v3.1, Unit 765 and retrofits | 554 | 1797 | Rate Constraint in lbs/MMBtu | FALSE | L | Annual | Qualifying Generation | TWh | 0.021772 | 0.021772 | 0.021772 | 0.021772 | 0.0072442 | 0.0072442 | 0.0072442
IL Fac. Spec. - NOX Rate Summer v3.1, Unit 765 and retrofits | 554 | 1797 | Rate Constraint in lbs/MMBtu | FALSE | L | Annual | Rate | lb/MWh | 0.45561 | 0.45561 | 0.45561 | 0.45561 | 0.45561 | 0.45561 | 0.45561
IL Fac. Spec. - NOX Rate Summer v3.1, Unit 765 and retrofits | 554 | 1797 | Rate Constraint in lbs/MMBtu | FALSE | L | Annual | Constraint Shadow Price | US2011$/Ton | 0 | 0 | 0 | 0 | 0 | 0 | 0
IL Fac. Spec. - NOX Rate Summer v3.1, Unit 766 and retrofits | 555 | 1797 | Rate Constraint in lbs/MMBtu | FALSE | L | Annual | Seasons Included | Seasons | Summer | Summer | Summer | Summer | Summer | Summer | Summer
IL Fac. Spec. - NOX Rate Summer v3.1, Unit 766 and retrofits | 555 | 1797 | Rate Constraint in lbs/MMBtu | FALSE | L | Annual | Standard | lb/MMBtu | 0.25 | 0.25 | 0.25 | 0.25 | 0.25 | 0.25 | 0.25
IL Fac. Spec. - NOX Rate Summer v3.1, Unit 766 and retrofits | 555 | 1797 | Rate Constraint in lbs/MMBtu | FALSE | L | Annual | Emissions at Affected Plants NOX | Thousand Tons | 0.0099521 | 0.0099521 | 0.0099521 | 0.0099521 | 0.0033113 | 0.0033113 | 0.0033113
IL Fac. Spec. - NOX Rate Summer v3.1, Unit 766 and retrofits | 555 | 1797 | Rate Constraint in lbs/MMBtu | FALSE | L | Annual | Allowances Purchased NOX | Thousand Tons | 0 | 0 | 0 | 0 | 0 | 0 | 0
IL Fac. Spec. - NOX Rate Summer v3.1, Unit 766 and retrofits | 555 | 1797 | Rate Constraint in lbs/MMBtu | FALSE | L | Annual | Allowances Sold NOX | Thousand Tons | 0 | 0 | 0 | 0 | 0 | 0 | 0
IL Fac. Spec. - NOX Rate Summer v3.1, Unit 766 and retrofits | 555 | 1797 | Rate Constraint in lbs/MMBtu | FALSE | L | Annual | Allowances Banked | Thousand Tons | 0 | 0 | 0 | 0 | 0 | 0 | 0
IL Fac. Spec. - NOX Rate Summer v3.1, Unit 766 and retrofits | 555 | 1797 | Rate Constraint in lbs/MMBtu | FALSE | L | Annual | Allowances Withdrawn (1:1) | Thousand Tons | 0 | 0 | 0 | 0 | 0 | 0 | 0
IL Fac. Spec. - NOX Rate Summer v3.1, Unit 766 and retrofits | 555 | 1797 | Rate Constraint in lbs/MMBtu | FALSE | L | Annual | Allowances Withdrawn (n:1) | Thousand Tons | 0 | 0 | 0 | 0 | 0 | 0 | 0
IL Fac. Spec. - NOX Rate Summer v3.1, Unit 766 and retrofits | 555 | 1797 | Rate Constraint in lbs/MMBtu | FALSE | L | Annual | Net Emissions Allowance Position | Thousand Tons | 0.0099521 | 0.0099521 | 0.0099521 | 0.0099521 | 0.0033113 | 0.0033113 | 0.0033113
IL Fac. Spec. - NOX Rate Summer v3.1, Unit 766 and retrofits | 555 | 1797 | Rate Constraint in lbs/MMBtu | FALSE | L | Annual | Fuel Consumed | TBtu | 0.24339 | 0.24339 | 0.24339 | 0.24339 | 0.080982 | 0.080982 | 0.080982
IL Fac. Spec. - NOX Rate Summer v3.1, Unit 766 and retrofits | 555 | 1797 | Rate Constraint in lbs/MMBtu | FALSE | L | Annual | Rate | lb/MMBtu | 0.081779 | 0.081779 | 0.081779 | 0.081779 | 0.081779 | 0.081779 | 0.081779
IL Fac. Spec. - NOX Rate Summer v3.1, Unit 766 and retrofits | 555 | 1797 | Rate Constraint in lbs/MMBtu | FALSE | L | Annual | Generation | TWh | 0.021772 | 0.021772 | 0.021772 | 0.021772 | 0.0072442 | 0.0072442 | 0.0072442
IL Fac. Spec. - NOX Rate Summer v3.1, Unit 766 and retrofits | 555 | 1797 | Rate Constraint in lbs/MMBtu | FALSE | L | Annual | Qualifying Generation | TWh | 0.021772 | 0.021772 | 0.021772 | 0.021772 | 0.0072442 | 0.0072442 | 0.0072442
IL Fac. Spec. - NOX Rate Summer v3.1, Unit 766 and retrofits | 555 | 1797 | Rate Constraint in lbs/MMBtu | FALSE | L | Annual | Rate | lb/MWh | 0.45711 | 0.45711 | 0.45711 | 0.45711 | 0.45711 | 0.45711 | 0.45711
IL Fac. Spec. - NOX Rate Summer v3.1, Unit 766 and retrofits | 555 | 1797 | Rate Constraint in lbs/MMBtu | FALSE | L | Annual | Constraint Shadow Price | US2011$/Ton | 0 | 0 | 0 | 0 | 0 | 0 | 0
IL Fac. Spec. - NOX Rate Summer v3.1, Unit 767 and retrofits | 556 | 1797 | Rate Constraint in lbs/MMBtu | FALSE | L | Annual | Seasons Included | Seasons | Summer | Summer | Summer | Summer | Summer | Summer | Summer
IL Fac. Spec. - NOX Rate Summer v3.1, Unit 767 and retrofits | 556 | 1797 | Rate Constraint in lbs/MMBtu | FALSE | L | Annual | Standard | lb/MMBtu | 0.25 | 0.25 | 0.25 | 0.25 | 0.25 | 0.25 | 0.25
IL Fac. Spec. - NOX Rate Summer v3.1, Unit 767 and retrofits | 556 | 1797 | Rate Constraint in lbs/MMBtu | FALSE | L | Annual | Emissions at Affected Plants NOX | Thousand Tons | 0.0030009 | 0.0030009 | 0.0030009 | 0.0030009 | 0.00099848 | 0.00099848 | 0.00099848
IL Fac. Spec. - NOX Rate Summer v3.1, Unit 767 and retrofits | 556 | 1797 | Rate Constraint in lbs/MMBtu | FALSE | L | Annual | Allowances Purchased NOX | Thousand Tons | 0 | 0 | 0 | 0 | 0 | 0 | 0
IL Fac. Spec. - NOX Rate Summer v3.1, Unit 767 and retrofits | 556 | 1797 | Rate Constraint in lbs/MMBtu | FALSE | L | Annual | Allowances Sold NOX | Thousand Tons | 0 | 0 | 0 | 0 | 0 | 0 | 0
IL Fac. Spec. - NOX Rate Summer v3.1, Unit 767 and retrofits | 556 | 1797 | Rate Constraint in lbs/MMBtu | FALSE | L | Annual | Allowances Banked | Thousand Tons | 0 | 0 | 0 | 0 | 0 | 0 | 0
IL Fac. Spec. - NOX Rate Summer v3.1, Unit 767 and retrofits | 556 | 1797 | Rate Constraint in lbs/MMBtu | FALSE | L | Annual | Allowances Withdrawn (1:1) | Thousand Tons | 0 | 0 | 0 | 0 | 0 | 0 | 0
IL Fac. Spec. - NOX Rate Summer v3.1, Unit 767 and retrofits | 556 | 1797 | Rate Constraint in lbs/MMBtu | FALSE | L | Annual | Allowances Withdrawn (n:1) | Thousand Tons | 0 | 0 | 0 | 0 | 0 | 0 | 0
IL Fac. Spec. - NOX Rate Summer v3.1, Unit 767 and retrofits | 556 | 1797 | Rate Constraint in lbs/MMBtu | FALSE | L | Annual | Net Emissions Allowance Position | Thousand Tons | 0.0030009 | 0.0030009 | 0.0030009 | 0.0030009 | 0.00099848 | 0.00099848 | 0.00099848
IL Fac. Spec. - NOX Rate Summer v3.1, Unit 767 and retrofits | 556 | 1797 | Rate Constraint in lbs/MMBtu | FALSE | L | Annual | Fuel Consumed | TBtu | 0.19361 | 0.19361 | 0.19361 | 0.19361 | 0.064418 | 0.064418 | 0.064418
IL Fac. Spec. - NOX Rate Summer v3.1, Unit 767 and retrofits | 556 | 1797 | Rate Constraint in lbs/MMBtu | FALSE | L | Annual | Rate | lb/MMBtu | 0.031 | 0.031 | 0.031 | 0.031 | 0.031 | 0.031 | 0.031
IL Fac. Spec. - NOX Rate Summer v3.1, Unit 767 and retrofits | 556 | 1797 | Rate Constraint in lbs/MMBtu | FALSE | L | Annual | Generation | TWh | 0.017319 | 0.017319 | 0.017319 | 0.017319 | 0.0057624 | 0.0057624 | 0.0057624
IL Fac. Spec. - NOX Rate Summer v3.1, Unit 767 and retrofits | 556 | 1797 | Rate Constraint in lbs/MMBtu | FALSE | L | Annual | Qualifying Generation | TWh | 0.017319 | 0.017319 | 0.017319 | 0.017319 | 0.0057624 | 0.0057624 | 0.0057624
IL Fac. Spec. - NOX Rate Summer v3.1, Unit 767 and retrofits | 556 | 1797 | Rate Constraint in lbs/MMBtu | FALSE | L | Annual | Rate | lb/MWh | 0.17327 | 0.17327 | 0.17327 | 0.17327 | 0.17327 | 0.17327 | 0.17327
IL Fac. Spec. - NOX Rate Summer v3.1, Unit 767 and retrofits | 556 | 1797 | Rate Constraint in lbs/MMBtu | FALSE | L | Annual | Constraint Shadow Price | US2011$/Ton | 0 | 0 | 0 | 0 | 0 | 0 | 0
IL Fac. Spec. - NOX Rate Summer v3.1, Unit 768 and retrofits | 557 | 1797 | Rate Constraint in lbs/MMBtu | FALSE | L | Annual | Seasons Included | Seasons | Summer | Summer | Summer | Summer | Summer | Summer | Summer
IL Fac. Spec. - NOX Rate Summer v3.1, Unit 768 and retrofits | 557 | 1797 | Rate Constraint in lbs/MMBtu | FALSE | L | Annual | Standard | lb/MMBtu | 0.25 | 0.25 | 0.25 | 0.25 | 0.25 | 0.25 | 0.25
IL Fac. Spec. - NOX Rate Summer v3.1, Unit 768 and retrofits | 557 | 1797 | Rate Constraint in lbs/MMBtu | FALSE | L | Annual | Emissions at Affected Plants NOX | Thousand Tons | 0.0030686 | 0.0030686 | 0.0030686 | 0.0030686 | 0.001021 | 0.001021 | 0.001021
IL Fac. Spec. - NOX Rate Summer v3.1, Unit 768 and retrofits | 557 | 1797 | Rate Constraint in lbs/MMBtu | FALSE | L | Annual | Allowances Purchased NOX | Thousand Tons | 0 | 0 | 0 | 0 | 0 | 0 | 0
IL Fac. Spec. - NOX Rate Summer v3.1, Unit 768 and retrofits | 557 | 1797 | Rate Constraint in lbs/MMBtu | FALSE | L | Annual | Allowances Sold NOX | Thousand Tons | 0 | 0 | 0 | 0 | 0 | 0 | 0
IL Fac. Spec. - NOX Rate Summer v3.1, Unit 768 and retrofits | 557 | 1797 | Rate Constraint in lbs/MMBtu | FALSE | L | Annual | Allowances Banked | Thousand Tons | 0 | 0 | 0 | 0 | 0 | 0 | 0
IL Fac. Spec. - NOX Rate Summer v3.1, Unit 768 and retrofits | 557 | 1797 | Rate Constraint in lbs/MMBtu | FALSE | L | Annual | Allowances Withdrawn (1:1) | Thousand Tons | 0 | 0 | 0 | 0 | 0 | 0 | 0
IL Fac. Spec. - NOX Rate Summer v3.1, Unit 768 and retrofits | 557 | 1797 | Rate Constraint in lbs/MMBtu | FALSE | L | Annual | Allowances Withdrawn (n:1) | Thousand Tons | 0 | 0 | 0 | 0 | 0 | 0 | 0
IL Fac. Spec. - NOX Rate Summer v3.1, Unit 768 and retrofits | 557 | 1797 | Rate Constraint in lbs/MMBtu | FALSE | L | Annual | Net Emissions Allowance Position | Thousand Tons | 0.0030686 | 0.0030686 | 0.0030686 | 0.0030686 | 0.001021 | 0.001021 | 0.001021
IL Fac. Spec. - NOX Rate Summer v3.1, Unit 768 and retrofits | 557 | 1797 | Rate Constraint in lbs/MMBtu | FALSE | L | Annual | Fuel Consumed | TBtu | 0.19361 | 0.19361 | 0.19361 | 0.19361 | 0.064418 | 0.064418 | 0.064418
IL Fac. Spec. - NOX Rate Summer v3.1, Unit 768 and retrofits | 557 | 1797 | Rate Constraint in lbs/MMBtu | FALSE | L | Annual | Rate | lb/MMBtu | 0.0317 | 0.0317 | 0.0317 | 0.0317 | 0.0317 | 0.0317 | 0.0317
IL Fac. Spec. - NOX Rate Summer v3.1, Unit 768 and retrofits | 557 | 1797 | Rate Constraint in lbs/MMBtu | FALSE | L | Annual | Generation | TWh | 0.017319 | 0.017319 | 0.017319 | 0.017319 | 0.0057624 | 0.0057624 | 0.0057624
IL Fac. Spec. - NOX Rate Summer v3.1, Unit 768 and retrofits | 557 | 1797 | Rate Constraint in lbs/MMBtu | FALSE | L | Annual | Qualifying Generation | TWh | 0.017319 | 0.017319 | 0.017319 | 0.017319 | 0.0057624 | 0.0057624 | 0.0057624
IL Fac. Spec. - NOX Rate Summer v3.1, Unit 768 and retrofits | 557 | 1797 | Rate Constraint in lbs/MMBtu | FALSE | L | Annual | Rate | lb/MWh | 0.17719 | 0.17719 | 0.17719 | 0.17719 | 0.17719 | 0.17719 | 0.17719
IL Fac. Spec. - NOX Rate Summer v3.1, Unit 768 and retrofits | 557 | 1797 | Rate Constraint in lbs/MMBtu | FALSE | L | Annual | Constraint Shadow Price | US2011$/Ton | 0 | 0 | 0 | 0 | 0 | 0 | 0
IL Fac. Spec. - NOX Rate Summer v3.1, Unit 769 and retrofits | 558 | 1797 | Rate Constraint in lbs/MMBtu | FALSE | L | Annual | Seasons Included | Seasons | Summer | Summer | Summer | Summer | Summer | Summer | Summer
IL Fac. Spec. - NOX Rate Summer v3.1, Unit 769 and retrofits | 558 | 1797 | Rate Constraint in lbs/MMBtu | FALSE | L | Annual | Standard | lb/MMBtu | 0.25 | 0.25 | 0.25 | 0.25 | 0.25 | 0.25 | 0.25
IL Fac. Spec. - NOX Rate Summer v3.1, Unit 769 and retrofits | 558 | 1797 | Rate Constraint in lbs/MMBtu | FALSE | L | Annual | Emissions at Affected Plants NOX | Thousand Tons | 0.008054 | 0.008054 | 0.008054 | 0.008054 | 0.0026798 | 0.0026798 | 0.0026798
IL Fac. Spec. - NOX Rate Summer v3.1, Unit 769 and retrofits | 558 | 1797 | Rate Constraint in lbs/MMBtu | FALSE | L | Annual | Allowances Purchased NOX | Thousand Tons | 0 | 0 | 0 | 0 | 0 | 0 | 0
IL Fac. Spec. - NOX Rate Summer v3.1, Unit 769 and retrofits | 558 | 1797 | Rate Constraint in lbs/MMBtu | FALSE | L | Annual | Allowances Sold NOX | Thousand Tons | 0 | 0 | 0 | 0 | 0 | 0 | 0
IL Fac. Spec. - NOX Rate Summer v3.1, Unit 769 and retrofits | 558 | 1797 | Rate Constraint in lbs/MMBtu | FALSE | L | Annual | Allowances Banked | Thousand Tons | 0 | 0 | 0 | 0 | 0 | 0 | 0
IL Fac. Spec. - NOX Rate Summer v3.1, Unit 769 and retrofits | 558 | 1797 | Rate Constraint in lbs/MMBtu | FALSE | L | Annual | Allowances Withdrawn (1:1) | Thousand Tons | 0 | 0 | 0 | 0 | 0 | 0 | 0
IL Fac. Spec. - NOX Rate Summer v3.1, Unit 769 and retrofits | 558 | 1797 | Rate Constraint in lbs/MMBtu | FALSE | L | Annual | Allowances Withdrawn (n:1) | Thousand Tons | 0 | 0 | 0 | 0 | 0 | 0 | 0
IL Fac. Spec. - NOX Rate Summer v3.1, Unit 769 and retrofits | 558 | 1797 | Rate Constraint in lbs/MMBtu | FALSE | L | Annual | Net Emissions Allowance Position | Thousand Tons | 0.008054 | 0.008054 | 0.008054 | 0.008054 | 0.0026798 | 0.0026798 | 0.0026798
IL Fac. Spec. - NOX Rate Summer v3.1, Unit 769 and retrofits | 558 | 1797 | Rate Constraint in lbs/MMBtu | FALSE | L | Annual | Fuel Consumed | TBtu | 0.19361 | 0.19361 | 0.19361 | 0.19361 | 0.064418 | 0.064418 | 0.064418
IL Fac. Spec. - NOX Rate Summer v3.1, Unit 769 and retrofits | 558 | 1797 | Rate Constraint in lbs/MMBtu | FALSE | L | Annual | Rate | lb/MMBtu | 0.0832 | 0.0832 | 0.0832 | 0.0832 | 0.0832 | 0.0832 | 0.0832
IL Fac. Spec. - NOX Rate Summer v3.1, Unit 769 and retrofits | 558 | 1797 | Rate Constraint in lbs/MMBtu | FALSE | L | Annual | Generation | TWh | 0.017319 | 0.017319 | 0.017319 | 0.017319 | 0.0057624 | 0.0057624 | 0.0057624
IL Fac. Spec. - NOX Rate Summer v3.1, Unit 769 and retrofits | 558 | 1797 | Rate Constraint in lbs/MMBtu | FALSE | L | Annual | Qualifying Generation | TWh | 0.017319 | 0.017319 | 0.017319 | 0.017319 | 0.0057624 | 0.0057624 | 0.0057624
IL Fac. Spec. - NOX Rate Summer v3.1, Unit 769 and retrofits | 558 | 1797 | Rate Constraint in lbs/MMBtu | FALSE | L | Annual | Rate | lb/MWh | 0.46505 | 0.46505 | 0.46505 | 0.46505 | 0.46505 | 0.46505 | 0.46505
IL Fac. Spec. - NOX Rate Summer v3.1, Unit 769 and retrofits | 558 | 1797 | Rate Constraint in lbs/MMBtu | FALSE | L | Annual | Constraint Shadow Price | US2011$/Ton | 0 | 0 | 0 | 0 | 0 | 0 | 0
IL Fac. Spec. - NOX Rate Summer v3.1, Unit 770 and retrofits | 559 | 1797 | Rate Constraint in lbs/MMBtu | FALSE | L | Annual | Seasons Included | Seasons | Summer | Summer | Summer | Summer | Summer | Summer | Summer
IL Fac. Spec. - NOX Rate Summer v3.1, Unit 770 and retrofits | 559 | 1797 | Rate Constraint in lbs/MMBtu | FALSE | L | Annual | Standard | lb/MMBtu | 0.25 | 0.25 | 0.25 | 0.25 | 0.25 | 0.25 | 0.25
IL Fac. Spec. - NOX Rate Summer v3.1, Unit 770 and retrofits | 559 | 1797 | Rate Constraint in lbs/MMBtu | FALSE | L | Annual | Emissions at Affected Plants NOX | Thousand Tons | 0.0043368 | 0.0043368 | 0.0043368 | 0.0043368 | 0.001443 | 0.001443 | 0.001443
IL Fac. Spec. - NOX Rate Summer v3.1, Unit 770 and retrofits | 559 | 1797 | Rate Constraint in lbs/MMBtu | FALSE | L | Annual | Allowances Purchased NOX | Thousand Tons | 0 | 0 | 0 | 0 | 0 | 0 | 0
IL Fac. Spec. - NOX Rate Summer v3.1, Unit 770 and retrofits | 559 | 1797 | Rate Constraint in lbs/MMBtu | FALSE | L | Annual | Allowances Sold NOX | Thousand Tons | 0 | 0 | 0 | 0 | 0 | 0 | 0
IL Fac. Spec. - NOX Rate Summer v3.1, Unit 770 and retrofits | 559 | 1797 | Rate Constraint in lbs/MMBtu | FALSE | L | Annual | Allowances Banked | Thousand Tons | 0 | 0 | 0 | 0 | 0 | 0 | 0
IL Fac. Spec. - NOX Rate Summer v3.1, Unit 770 and retrofits | 559 | 1797 | Rate Constraint in lbs/MMBtu | FALSE | L | Annual | Allowances Withdrawn (1:1) | Thousand Tons | 0 | 0 | 0 | 0 | 0 | 0 | 0
IL Fac. Spec. - NOX Rate Summer v3.1, Unit 770 and retrofits | 559 | 1797 | Rate Constraint in lbs/MMBtu | FALSE | L | Annual | Allowances Withdrawn (n:1) | Thousand Tons | 0 | 0 | 0 | 0 | 0 | 0 | 0
IL Fac. Spec. - NOX Rate Summer v3.1, Unit 770 and retrofits | 559 | 1797 | Rate Constraint in lbs/MMBtu | FALSE | L | Annual | Net Emissions Allowance Position | Thousand Tons | 0.0043368 | 0.0043368 | 0.0043368 | 0.0043368 | 0.001443 | 0.001443 | 0.001443
IL Fac. Spec. - NOX Rate Summer v3.1, Unit 770 and retrofits | 559 | 1797 | Rate Constraint in lbs/MMBtu | FALSE | L | Annual | Fuel Consumed | TBtu | 0.19361 | 0.19361 | 0.19361 | 0.19361 | 0.064418 | 0.064418 | 0.064418
IL Fac. Spec. - NOX Rate Summer v3.1, Unit 770 and retrofits | 559 | 1797 | Rate Constraint in lbs/MMBtu | FALSE | L | Annual | Rate | lb/MMBtu | 0.0448 | 0.0448 | 0.0448 | 0.0448 | 0.0448 | 0.0448 | 0.0448
IL Fac. Spec. - NOX Rate Summer v3.1, Unit 770 and retrofits | 559 | 1797 | Rate Constraint in lbs/MMBtu | FALSE | L | Annual | Generation | TWh | 0.017319 | 0.017319 | 0.017319 | 0.017319 | 0.0057624 | 0.0057624 | 0.0057624
IL Fac. Spec. - NOX Rate Summer v3.1, Unit 770 and retrofits | 559 | 1797 | Rate Constraint in lbs/MMBtu | FALSE | L | Annual | Qualifying Generation | TWh | 0.017319 | 0.017319 | 0.017319 | 0.017319 | 0.0057624 | 0.0057624 | 0.0057624
IL Fac. Spec. - NOX Rate Summer v3.1, Unit 770 and retrofits | 559 | 1797 | Rate Constraint in lbs/MMBtu | FALSE | L | Annual | Rate | lb/MWh | 0.25041 | 0.25041 | 0.25041 | 0.25041 | 0.25041 | 0.25041 | 0.25041
IL Fac. Spec. - NOX Rate Summer v3.1, Unit 770 and retrofits | 559 | 1797 | Rate Constraint in lbs/MMBtu | FALSE | L | Annual | Constraint Shadow Price | US2011$/Ton | 0 | 0 | 0 | 0 | 0 | 0 | 0
IL Fac. Spec. - NOX Rate Summer v3.1, Unit 771 and retrofits | 560 | 1797 | Rate Constraint in lbs/MMBtu | FALSE | L | Annual | Seasons Included | Seasons | Summer | Summer | Summer | Summer | Summer | Summer | Summer
IL Fac. Spec. - NOX Rate Summer v3.1, Unit 771 and retrofits | 560 | 1797 | Rate Constraint in lbs/MMBtu | FALSE | L | Annual | Standard | lb/MMBtu | 0.25 | 0.25 | 0.25 | 0.25 | 0.25 | 0.25 | 0.25
IL Fac. Spec. - NOX Rate Summer v3.1, Unit 771 and retrofits | 560 | 1797 | Rate Constraint in lbs/MMBtu | FALSE | L | Annual | Emissions at Affected Plants NOX | Thousand Tons | 0.00062619 | 0.00062619 | 0.00062619 | 0.00062619 | 0.00062619 | 0 | 0
IL Fac. Spec. - NOX Rate Summer v3.1, Unit 771 and retrofits | 560 | 1797 | Rate Constraint in lbs/MMBtu | FALSE | L | Annual | Allowances Purchased NOX | Thousand Tons | 0 | 0 | 0 | 0 | 0 | 0 | 0
IL Fac. Spec. - NOX Rate Summer v3.1, Unit 771 and retrofits | 560 | 1797 | Rate Constraint in lbs/MMBtu | FALSE | L | Annual | Allowances Sold NOX | Thousand Tons | 0 | 0 | 0 | 0 | 0 | 0 | 0
IL Fac. Spec. - NOX Rate Summer v3.1, Unit 771 and retrofits | 560 | 1797 | Rate Constraint in lbs/MMBtu | FALSE | L | Annual | Allowances Banked | Thousand Tons | 0 | 0 | 0 | 0 | 0 | 0 | 0
IL Fac. Spec. - NOX Rate Summer v3.1, Unit 771 and retrofits | 560 | 1797 | Rate Constraint in lbs/MMBtu | FALSE | L | Annual | Allowances Withdrawn (1:1) | Thousand Tons | 0 | 0 | 0 | 0 | 0 | 0 | 0
IL Fac. Spec. - NOX Rate Summer v3.1, Unit 771 and retrofits | 560 | 1797 | Rate Constraint in lbs/MMBtu | FALSE | L | Annual | Allowances Withdrawn (n:1) | Thousand Tons | 0 | 0 | 0 | 0 | 0 | 0 | 0
IL Fac. Spec. - NOX Rate Summer v3.1, Unit 771 and retrofits | 560 | 1797 | Rate Constraint in lbs/MMBtu | FALSE | L | Annual | Net Emissions Allowance Position | Thousand Tons | 0.00062619 | 0.00062619 | 0.00062619 | 0.00062619 | 0.00062619 | 0 | 0
IL Fac. Spec. - NOX Rate Summer v3.1, Unit 771 and retrofits | 560 | 1797 | Rate Constraint in lbs/MMBtu | FALSE | L | Annual | Fuel Consumed | TBtu | 0.04114 | 0.04114 | 0.04114 | 0.04114 | 0.04114 | 0 | 0
IL Fac. Spec. - NOX Rate Summer v3.1, Unit 771 and retrofits | 560 | 1797 | Rate Constraint in lbs/MMBtu | FALSE | L | Annual | Rate | lb/MMBtu | 0.030442 | 0.030442 | 0.030442 | 0.030442 | 0.030442 | 0 | 0
IL Fac. Spec. - NOX Rate Summer v3.1, Unit 771 and retrofits | 560 | 1797 | Rate Constraint in lbs/MMBtu | FALSE | L | Annual | Generation | TWh | 0.0025336 | 0.0025336 | 0.0025336 | 0.0025336 | 0.0025336 | 0 | 0
IL Fac. Spec. - NOX Rate Summer v3.1, Unit 771 and retrofits | 560 | 1797 | Rate Constraint in lbs/MMBtu | FALSE | L | Annual | Qualifying Generation | TWh | 0.0025336 | 0.0025336 | 0.0025336 | 0.0025336 | 0.0025336 | 0 | 0
IL Fac. Spec. - NOX Rate Summer v3.1, Unit 771 and retrofits | 560 | 1797 | Rate Constraint in lbs/MMBtu | FALSE | L | Annual | Rate | lb/MWh | 0.24716 | 0.24716 | 0.24716 | 0.24716 | 0.24716 | 0 | 0
IL Fac. Spec. - NOX Rate Summer v3.1, Unit 771 and retrofits | 560 | 1797 | Rate Constraint in lbs/MMBtu | FALSE | L | Annual | Constraint Shadow Price | US2011$/Ton | 0 | 0 | 0 | 0 | 0 | 0 | 0
IL Fac. Spec. - NOX Rate Summer v3.1, Unit 772 and retrofits | 561 | 1797 | Rate Constraint in lbs/MMBtu | FALSE | L | Annual | Seasons Included | Seasons | Summer | Summer | Summer | Summer | Summer | Summer | Summer
IL Fac. Spec. - NOX Rate Summer v3.1, Unit 772 and retrofits | 561 | 1797 | Rate Constraint in lbs/MMBtu | FALSE | L | Annual | Standard | lb/MMBtu | 0.25 | 0.25 | 0.25 | 0.25 | 0.25 | 0.25 | 0.25
IL Fac. Spec. - NOX Rate Summer v3.1, Unit 772 and retrofits | 561 | 1797 | Rate Constraint in lbs/MMBtu | FALSE | L | Annual | Emissions at Affected Plants NOX | Thousand Tons | 0.0005416 | 0.0005416 | 0.0005416 | 0.0005416 | 0.0005416 | 0 | 0
IL Fac. Spec. - NOX Rate Summer v3.1, Unit 772 and retrofits | 561 | 1797 | Rate Constraint in lbs/MMBtu | FALSE | L | Annual | Allowances Purchased NOX | Thousand Tons | 0 | 0 | 0 | 0 | 0 | 0 | 0
IL Fac. Spec. - NOX Rate Summer v3.1, Unit 772 and retrofits | 561 | 1797 | Rate Constraint in lbs/MMBtu | FALSE | L | Annual | Allowances Sold NOX | Thousand Tons | 0 | 0 | 0 | 0 | 0 | 0 | 0
IL Fac. Spec. - NOX Rate Summer v3.1, Unit 772 and retrofits | 561 | 1797 | Rate Constraint in lbs/MMBtu | FALSE | L | Annual | Allowances Banked | Thousand Tons | 0 | 0 | 0 | 0 | 0 | 0 | 0
IL Fac. Spec. - NOX Rate Summer v3.1, Unit 772 and retrofits | 561 | 1797 | Rate Constraint in lbs/MMBtu | FALSE | L | Annual | Allowances Withdrawn (1:1) | Thousand Tons | 0 | 0 | 0 | 0 | 0 | 0 | 0
IL Fac. Spec. - NOX Rate Summer v3.1, Unit 772 and retrofits | 561 | 1797 | Rate Constraint in lbs/MMBtu | FALSE | L | Annual | Allowances Withdrawn (n:1) | Thousand Tons | 0 | 0 | 0 | 0 | 0 | 0 | 0
IL Fac. Spec. - NOX Rate Summer v3.1, Unit 772 and retrofits | 561 | 1797 | Rate Constraint in lbs/MMBtu | FALSE | L | Annual | Net Emissions Allowance Position | Thousand Tons | 0.0005416 | 0.0005416 | 0.0005416 | 0.0005416 | 0.0005416 | 0 | 0
IL Fac. Spec. - NOX Rate Summer v3.1, Unit 772 and retrofits | 561 | 1797 | Rate Constraint in lbs/MMBtu | FALSE | L | Annual | Fuel Consumed | TBtu | 0.041143 | 0.041143 | 0.041143 | 0.041143 | 0.041143 | 0 | 0
IL Fac. Spec. - NOX Rate Summer v3.1, Unit 772 and retrofits | 561 | 1797 | Rate Constraint in lbs/MMBtu | FALSE | L | Annual | Rate | lb/MMBtu | 0.026328 | 0.026328 | 0.026328 | 0.026328 | 0.026328 | 0 | 0
IL Fac. Spec. - NOX Rate Summer v3.1, Unit 772 and retrofits | 561 | 1797 | Rate Constraint in lbs/MMBtu | FALSE | L | Annual | Generation | TWh | 0.0025336 | 0.0025336 | 0.0025336 | 0.0025336 | 0.0025336 | 0 | 0
IL Fac. Spec. - NOX Rate Summer v3.1, Unit 772 and retrofits | 561 | 1797 | Rate Constraint in lbs/MMBtu | FALSE | L | Annual | Qualifying Generation | TWh | 0.0025336 | 0.0025336 | 0.0025336 | 0.0025336 | 0.0025336 | 0 | 0
IL Fac. Spec. - NOX Rate Summer v3.1, Unit 772 and retrofits | 561 | 1797 | Rate Constraint in lbs/MMBtu | FALSE | L | Annual | Rate | lb/MWh | 0.21377 | 0.21377 | 0.21377 | 0.21377 | 0.21377 | 0 | 0
IL Fac. Spec. - NOX Rate Summer v3.1, Unit 772 and retrofits | 561 | 1797 | Rate Constraint in lbs/MMBtu | FALSE | L | Annual | Constraint Shadow Price | US2011$/Ton | 0 | 0 | 0 | 0 | 0 | 0 | 0
IL Fac. Spec. - NOX Rate Summer v3.1, Unit 773 and retrofits | 562 | 1797 | Rate Constraint in lbs/MMBtu | FALSE | L | Annual | Seasons Included | Seasons | Summer | Summer | Summer | Summer | Summer | Summer | Summer
IL Fac. Spec. - NOX Rate Summer v3.1, Unit 773 and retrofits | 562 | 1797 | Rate Constraint in lbs/MMBtu | FALSE | L | Annual | Standard | lb/MMBtu | 0.25 | 0.25 | 0.25 | 0.25 | 0.25 | 0.25 | 0.25
IL Fac. Spec. - NOX Rate Summer v3.1, Unit 773 and retrofits | 562 | 1797 | Rate Constraint in lbs/MMBtu | FALSE | L | Annual | Emissions at Affected Plants NOX | Thousand Tons | 0.0005213 | 0.0005213 | 0.0005213 | 0.0005213 | 0.0005213 | 0 | 0
IL Fac. Spec. - NOX Rate Summer v3.1, Unit 773 and retrofits | 562 | 1797 | Rate Constraint in lbs/MMBtu | FALSE | L | Annual | Allowances Purchased NOX | Thousand Tons | 0 | 0 | 0 | 0 | 0 | 0 | 0
IL Fac. Spec. - NOX Rate Summer v3.1, Unit 773 and retrofits | 562 | 1797 | Rate Constraint in lbs/MMBtu | FALSE | L | Annual | Allowances Sold NOX | Thousand Tons | 0 | 0 | 0 | 0 | 0 | 0 | 0
IL Fac. Spec. - NOX Rate Summer v3.1, Unit 773 and retrofits | 562 | 1797 | Rate Constraint in lbs/MMBtu | FALSE | L | Annual | Allowances Banked | Thousand Tons | 0 | 0 | 0 | 0 | 0 | 0 | 0
IL Fac. Spec. - NOX Rate Summer v3.1, Unit 773 and retrofits | 562 | 1797 | Rate Constraint in lbs/MMBtu | FALSE | L | Annual | Allowances Withdrawn (1:1) | Thousand Tons | 0 | 0 | 0 | 0 | 0 | 0 | 0
IL Fac. Spec. - NOX Rate Summer v3.1, Unit 773 and retrofits | 562 | 1797 | Rate Constraint in lbs/MMBtu | FALSE | L | Annual | Allowances Withdrawn (n:1) | Thousand Tons | 0 | 0 | 0 | 0 | 0 | 0 | 0
IL Fac. Spec. - NOX Rate Summer v3.1, Unit 773 and retrofits | 562 | 1797 | Rate Constraint in lbs/MMBtu | FALSE | L | Annual | Net Emissions Allowance Position | Thousand Tons | 0.0005213 | 0.0005213 | 0.0005213 | 0.0005213 | 0.0005213 | 0 | 0
IL Fac. Spec. - NOX Rate Summer v3.1, Unit 773 and retrofits | 562 | 1797 | Rate Constraint in lbs/MMBtu | FALSE | L | Annual | Fuel Consumed | TBtu | 0.041143 | 0.041143 | 0.041143 | 0.041143 | 0.041143 | 0 | 0
IL Fac. Spec. - NOX Rate Summer v3.1, Unit 773 and retrofits | 562 | 1797 | Rate Constraint in lbs/MMBtu | FALSE | L | Annual | Rate | lb/MMBtu | 0.025341 | 0.025341 | 0.025341 | 0.025341 | 0.025341 | 0 | 0
IL Fac. Spec. - NOX Rate Summer v3.1, Unit 773 and retrofits | 562 | 1797 | Rate Constraint in lbs/MMBtu | FALSE | L | Annual | Generation | TWh | 0.0025336 | 0.0025336 | 0.0025336 | 0.0025336 | 0.0025336 | 0 | 0
IL Fac. Spec. - NOX Rate Summer v3.1, Unit 773 and retrofits | 562 | 1797 | Rate Constraint in lbs/MMBtu | FALSE | L | Annual | Qualifying Generation | TWh | 0.0025336 | 0.0025336 | 0.0025336 | 0.0025336 | 0.0025336 | 0 | 0
IL Fac. Spec. - NOX Rate Summer v3.1, Unit 773 and retrofits | 562 | 1797 | Rate Constraint in lbs/MMBtu | FALSE | L | Annual | Rate | lb/MWh | 0.20575 | 0.20575 | 0.20575 | 0.20575 | 0.20575 | 0 | 0
IL Fac. Spec. - NOX Rate Summer v3.1, Unit 773 and retrofits | 562 | 1797 | Rate Constraint in lbs/MMBtu | FALSE | L | Annual | Constraint Shadow Price | US2011$/Ton | 0 | 0 | 0 | 0 | 0 | 0 | 0
IL Fac. Spec. - NOX Rate Summer v3.1, Unit 774 and retrofits | 563 | 1797 | Rate Constraint in lbs/MMBtu | FALSE | L | Annual | Seasons Included | Seasons | Summer | Summer | Summer | Summer | Summer | Summer | Summer
IL Fac. Spec. - NOX Rate Summer v3.1, Unit 774 and retrofits | 563 | 1797 | Rate Constraint in lbs/MMBtu | FALSE | L | Annual | Standard | lb/MMBtu | 0.25 | 0.25 | 0.25 | 0.25 | 0.25 | 0.25 | 0.25
IL Fac. Spec. - NOX Rate Summer v3.1, Unit 774 and retrofits | 563 | 1797 | Rate Constraint in lbs/MMBtu | FALSE | L | Annual | Emissions at Affected Plants NOX | Thousand Tons | 0.00059451 | 0.00059451 | 0.00059451 | 0.00059451 | 0.00059451 | 0 | 0
IL Fac. Spec. - NOX Rate Summer v3.1, Unit 774 and retrofits | 563 | 1797 | Rate Constraint in lbs/MMBtu | FALSE | L | Annual | Allowances Purchased NOX | Thousand Tons | 0 | 0 | 0 | 0 | 0 | 0 | 0
IL Fac. Spec. - NOX Rate Summer v3.1, Unit 774 and retrofits | 563 | 1797 | Rate Constraint in lbs/MMBtu | FALSE | L | Annual | Allowances Sold NOX | Thousand Tons | 0 | 0 | 0 | 0 | 0 | 0 | 0
IL Fac. Spec. - NOX Rate Summer v3.1, Unit 774 and retrofits | 563 | 1797 | Rate Constraint in lbs/MMBtu | FALSE | L | Annual | Allowances Banked | Thousand Tons | 0 | 0 | 0 | 0 | 0 | 0 | 0
IL Fac. Spec. - NOX Rate Summer v3.1, Unit 774 and retrofits | 563 | 1797 | Rate Constraint in lbs/MMBtu | FALSE | L | Annual | Allowances Withdrawn (1:1) | Thousand Tons | 0 | 0 | 0 | 0 | 0 | 0 | 0
IL Fac. Spec. - NOX Rate Summer v3.1, Unit 774 and retrofits | 563 | 1797 | Rate Constraint in lbs/MMBtu | FALSE | L | Annual | Allowances Withdrawn (n:1) | Thousand Tons | 0 | 0 | 0 | 0 | 0 | 0 | 0
IL Fac. Spec. - NOX Rate Summer v3.1, Unit 774 and retrofits | 563 | 1797 | Rate Constraint in lbs/MMBtu | FALSE | L | Annual | Net Emissions Allowance Position | Thousand Tons | 0.00059451 | 0.00059451 | 0.00059451 | 0.00059451 | 0.00059451 | 0 | 0
IL Fac. Spec. - NOX Rate Summer v3.1, Unit 774 and retrofits | 563 | 1797 | Rate Constraint in lbs/MMBtu | FALSE | L | Annual | Fuel Consumed | TBtu | 0.041143 | 0.041143 | 0.041143 | 0.041143 | 0.041143 | 0 | 0
IL Fac. Spec. - NOX Rate Summer v3.1, Unit 774 and retrofits | 563 | 1797 | Rate Constraint in lbs/MMBtu | FALSE | L | Annual | Rate | lb/MMBtu | 0.0289 | 0.0289 | 0.0289 | 0.0289 | 0.0289 | 0 | 0
IL Fac. Spec. - NOX Rate Summer v3.1, Unit 774 and retrofits | 563 | 1797 | Rate Constraint in lbs/MMBtu | FALSE | L | Annual | Generation | TWh | 0.0025336 | 0.0025336 | 0.0025336 | 0.0025336 | 0.0025336 | 0 | 0
IL Fac. Spec. - NOX Rate Summer v3.1, Unit 774 and retrofits | 563 | 1797 | Rate Constraint in lbs/MMBtu | FALSE | L | Annual | Qualifying Generation | TWh | 0.0025336 | 0.0025336 | 0.0025336 | 0.0025336 | 0.0025336 | 0 | 0
IL Fac. Spec. - NOX Rate Summer v3.1, Unit 774 and retrofits | 563 | 1797 | Rate Constraint in lbs/MMBtu | FALSE | L | Annual | Rate | lb/MWh | 0.23465 | 0.23465 | 0.23465 | 0.23465 | 0.23465 | 0 | 0
IL Fac. Spec. - NOX Rate Summer v3.1, Unit 774 and retrofits | 563 | 1797 | Rate Constraint in lbs/MMBtu | FALSE | L | Annual | Constraint Shadow Price | US2011$/Ton | 0 | 0 | 0 | 0 | 0 | 0 | 0
IL Fac. Spec. - NOX Rate Summer v3.1, Unit 775 and retrofits | 564 | 1797 | Rate Constraint in lbs/MMBtu | FALSE | L | Annual | Seasons Included | Seasons | Summer | Summer | Summer | Summer | Summer | Summer | Summer
IL Fac. Spec. - NOX Rate Summer v3.1, Unit 775 and retrofits | 564 | 1797 | Rate Constraint in lbs/MMBtu | FALSE | L | Annual | Standard | lb/MMBtu | 0.25 | 0.25 | 0.25 | 0.25 | 0.25 | 0.25 | 0.25
IL Fac. Spec. - NOX Rate Summer v3.1, Unit 775 and retrofits | 564 | 1797 | Rate Constraint in lbs/MMBtu | FALSE | L | Annual | Emissions at Affected Plants NOX | Thousand Tons | 0.013385 | 0.013385 | 0.013385 | 0.013385 | 0.013385 | 0.0044536 | 0.0044536
IL Fac. Spec. - NOX Rate Summer v3.1, Unit 775 and retrofits | 564 | 1797 | Rate Constraint in lbs/MMBtu | FALSE | L | Annual | Allowances Purchased NOX | Thousand Tons | 0 | 0 | 0 | 0 | 0 | 0 | 0
IL Fac. Spec. - NOX Rate Summer v3.1, Unit 775 and retrofits | 564 | 1797 | Rate Constraint in lbs/MMBtu | FALSE | L | Annual | Allowances Sold NOX | Thousand Tons | 0 | 0 | 0 | 0 | 0 | 0 | 0
IL Fac. Spec. - NOX Rate Summer v3.1, Unit 775 and retrofits | 564 | 1797 | Rate Constraint in lbs/MMBtu | FALSE | L | Annual | Allowances Banked | Thousand Tons | 0 | 0 | 0 | 0 | 0 | 0 | 0
IL Fac. Spec. - NOX Rate Summer v3.1, Unit 775 and retrofits | 564 | 1797 | Rate Constraint in lbs/MMBtu | FALSE | L | Annual | Allowances Withdrawn (1:1) | Thousand Tons | 0 | 0 | 0 | 0 | 0 | 0 | 0
IL Fac. Spec. - NOX Rate Summer v3.1, Unit 775 and retrofits | 564 | 1797 | Rate Constraint in lbs/MMBtu | FALSE | L | Annual | Allowances Withdrawn (n:1) | Thousand Tons | 0 | 0 | 0 | 0 | 0 | 0 | 0
IL Fac. Spec. - NOX Rate Summer v3.1, Unit 775 and retrofits | 564 | 1797 | Rate Constraint in lbs/MMBtu | FALSE | L | Annual | Net Emissions Allowance Position | Thousand Tons | 0.013385 | 0.013385 | 0.013385 | 0.013385 | 0.013385 | 0.0044536 | 0.0044536
IL Fac. Spec. - NOX Rate Summer v3.1, Unit 775 and retrofits | 564 | 1797 | Rate Constraint in lbs/MMBtu | FALSE | L | Annual | Fuel Consumed | TBtu | 0.24457 | 0.24457 | 0.24457 | 0.24457 | 0.24457 | 0.081377 | 0.081377
IL Fac. Spec. - NOX Rate Summer v3.1, Unit 775 and retrofits | 564 | 1797 | Rate Constraint in lbs/MMBtu | FALSE | L | Annual | Rate | lb/MMBtu | 0.10946 | 0.10946 | 0.10946 | 0.10946 | 0.10946 | 0.10946 | 0.10946
IL Fac. Spec. - NOX Rate Summer v3.1, Unit 775 and retrofits | 564 | 1797 | Rate Constraint in lbs/MMBtu | FALSE | L | Annual | Generation | TWh | 0.022762 | 0.022762 | 0.022762 | 0.022762 | 0.022762 | 0.0075734 | 0.0075734
IL Fac. Spec. - NOX Rate Summer v3.1, Unit 775 and retrofits | 564 | 1797 | Rate Constraint in lbs/MMBtu | FALSE | L | Annual | Qualifying Generation | TWh | 0.022762 | 0.022762 | 0.022762 | 0.022762 | 0.022762 | 0.0075734 | 0.0075734
IL Fac. Spec. - NOX Rate Summer v3.1, Unit 775 and retrofits | 564 | 1797 | Rate Constraint in lbs/MMBtu | FALSE | L | Annual | Rate | lb/MWh | 0.58805 | 0.58805 | 0.58805 | 0.58805 | 0.58805 | 0.58805 | 0.58805
IL Fac. Spec. - NOX Rate Summer v3.1, Unit 775 and retrofits | 564 | 1797 | Rate Constraint in lbs/MMBtu | FALSE | L | Annual | Constraint Shadow Price | US2011$/Ton | 0 | 0 | 0 | 0 | 0 | 0 | 0
IL Fac. Spec. - NOX Rate Summer v3.1, Unit 776 and retrofits | 565 | 1797 | Rate Constraint in lbs/MMBtu | FALSE | L | Annual | Seasons Included | Seasons | Summer | Summer | Summer | Summer | Summer | Summer | Summer
IL Fac. Spec. - NOX Rate Summer v3.1, Unit 776 and retrofits | 565 | 1797 | Rate Constraint in lbs/MMBtu | FALSE | L | Annual | Standard | lb/MMBtu | 0.25 | 0.25 | 0.25 | 0.25 | 0.25 | 0.25 | 0.25
IL Fac. Spec. - NOX Rate Summer v3.1, Unit 776 and retrofits | 565 | 1797 | Rate Constraint in lbs/MMBtu | FALSE | L | Annual | Emissions at Affected Plants NOX | Thousand Tons | 0.014369 | 0.014369 | 0.014369 | 0.014369 | 0.014369 | 0.0047808 | 0.0047808
IL Fac. Spec. - NOX Rate Summer v3.1, Unit 776 and retrofits | 565 | 1797 | Rate Constraint in lbs/MMBtu | FALSE | L | Annual | Allowances Purchased NOX | Thousand Tons | 0 | 0 | 0 | 0 | 0 | 0 | 0
IL Fac. Spec. - NOX Rate Summer v3.1, Unit 776 and retrofits | 565 | 1797 | Rate Constraint in lbs/MMBtu | FALSE | L | Annual | Allowances Sold NOX | Thousand Tons | 0 | 0 | 0 | 0 | 0 | 0 | 0
IL Fac. Spec. - NOX Rate Summer v3.1, Unit 776 and retrofits | 565 | 1797 | Rate Constraint in lbs/MMBtu | FALSE | L | Annual | Allowances Banked | Thousand Tons | 0 | 0 | 0 | 0 | 0 | 0 | 0
IL Fac. Spec. - NOX Rate Summer v3.1, Unit 776 and retrofits | 565 | 1797 | Rate Constraint in lbs/MMBtu | FALSE | L | Annual | Allowances Withdrawn (1:1) | Thousand Tons | 0 | 0 | 0 | 0 | 0 | 0 | 0
IL Fac. Spec. - NOX Rate Summer v3.1, Unit 776 and retrofits | 565 | 1797 | Rate Constraint in lbs/MMBtu | FALSE | L | Annual | Allowances Withdrawn (n:1) | Thousand Tons | 0 | 0 | 0 | 0 | 0 | 0 | 0
IL Fac. Spec. - NOX Rate Summer v3.1, Unit 776 and retrofits | 565 | 1797 | Rate Constraint in lbs/MMBtu | FALSE | L | Annual | Net Emissions Allowance Position | Thousand Tons | 0.014369 | 0.014369 | 0.014369 | 0.014369 | 0.014369 | 0.0047808 | 0.0047808
IL Fac. Spec. - NOX Rate Summer v3.1, Unit 776 and retrofits | 565 | 1797 | Rate Constraint in lbs/MMBtu | FALSE | L | Annual | Fuel Consumed | TBtu | 0.23926 | 0.23926 | 0.23926 | 0.23926 | 0.23926 | 0.079608 | 0.079608
IL Fac. Spec. - NOX Rate Summer v3.1, Unit 776 and retrofits | 565 | 1797 | Rate Constraint in lbs/MMBtu | FALSE | L | Annual | Rate | lb/MMBtu | 0.12011 | 0.12011 | 0.12011 | 0.12011 | 0.12011 | 0.12011 | 0.12011
IL Fac. Spec. - NOX Rate Summer v3.1, Unit 776 and retrofits | 565 | 1797 | Rate Constraint in lbs/MMBtu | FALSE | L | Annual | Generation | TWh | 0.022267 | 0.022267 | 0.022267 | 0.022267 | 0.022267 | 0.0074088 | 0.0074088
IL Fac. Spec. - NOX Rate Summer v3.1, Unit 776 and retrofits | 565 | 1797 | Rate Constraint in lbs/MMBtu | FALSE | L | Annual | Qualifying Generation | TWh | 0.022267 | 0.022267 | 0.022267 | 0.022267 | 0.022267 | 0.0074088 | 0.0074088
IL Fac. Spec. - NOX Rate Summer v3.1, Unit 776 and retrofits | 565 | 1797 | Rate Constraint in lbs/MMBtu | FALSE | L | Annual | Rate | lb/MWh | 0.64529 | 0.64529 | 0.64529 | 0.64529 | 0.64529 | 0.64529 | 0.64529
IL Fac. Spec. - NOX Rate Summer v3.1, Unit 776 and retrofits | 565 | 1797 | Rate Constraint in lbs/MMBtu | FALSE | L | Annual | Constraint Shadow Price | US2011$/Ton | 0 | 0 | 0 | 0 | 0 | 0 | 0
IL Fac. Spec. - NOX Rate Summer v3.1, Unit 777 and retrofits | 566 | 1797 | Rate Constraint in lbs/MMBtu | FALSE | L | Annual | Seasons Included | Seasons | Summer | Summer | Summer | Summer | Summer | Summer | Summer
IL Fac. Spec. - NOX Rate Summer v3.1, Unit 777 and retrofits | 566 | 1797 | Rate Constraint in lbs/MMBtu | FALSE | L | Annual | Standard | lb/MMBtu | 0.25 | 0.25 | 0.25 | 0.25 | 0.25 | 0.25 | 0.25
IL Fac. Spec. - NOX Rate Summer v3.1, Unit 777 and retrofits | 566 | 1797 | Rate Constraint in lbs/MMBtu | FALSE | L | Annual | Emissions at Affected Plants NOX | Thousand Tons | 0.013845 | 0.013845 | 0.013845 | 0.013845 | 0.013845 | 0.0046067 | 0.0046067
IL Fac. Spec. - NOX Rate Summer v3.1, Unit 777 and retrofits | 566 | 1797 | Rate Constraint in lbs/MMBtu | FALSE | L | Annual | Allowances Purchased NOX | Thousand Tons | 0 | 0 | 0 | 0 | 0 | 0 | 0
IL Fac. Spec. - NOX Rate Summer v3.1, Unit 777 and retrofits | 566 | 1797 | Rate Constraint in lbs/MMBtu | FALSE | L | Annual | Allowances Sold NOX | Thousand Tons | 0 | 0 | 0 | 0 | 0 | 0 | 0
IL Fac. Spec. - NOX Rate Summer v3.1, Unit 777 and retrofits | 566 | 1797 | Rate Constraint in lbs/MMBtu | FALSE | L | Annual | Allowances Banked | Thousand Tons | 0 | 0 | 0 | 0 | 0 | 0 | 0
IL Fac. Spec. - NOX Rate Summer v3.1, Unit 777 and retrofits | 566 | 1797 | Rate Constraint in lbs/MMBtu | FALSE | L | Annual | Allowances Withdrawn (1:1) | Thousand Tons | 0 | 0 | 0 | 0 | 0 | 0 | 0
IL Fac. Spec. - NOX Rate Summer v3.1, Unit 777 and retrofits | 566 | 1797 | Rate Constraint in lbs/MMBtu | FALSE | L | Annual | Allowances Withdrawn (n:1) | Thousand Tons | 0 | 0 | 0 | 0 | 0 | 0 | 0
IL Fac. Spec. - NOX Rate Summer v3.1, Unit 777 and retrofits | 566 | 1797 | Rate Constraint in lbs/MMBtu | FALSE | L | Annual | Net Emissions Allowance Position | Thousand Tons | 0.013845 | 0.013845 | 0.013845 | 0.013845 | 0.013845 | 0.0046067 | 0.0046067
IL Fac. Spec. - NOX Rate Summer v3.1, Unit 777 and retrofits | 566 | 1797 | Rate Constraint in lbs/MMBtu | FALSE | L | Annual | Fuel Consumed | TBtu | 0.24457 | 0.24457 | 0.24457 | 0.24457 | 0.24457 | 0.081377 | 0.081377
IL Fac. Spec. - NOX Rate Summer v3.1, Unit 777 and retrofits | 566 | 1797 | Rate Constraint in lbs/MMBtu | FALSE | L | Annual | Rate | lb/MMBtu | 0.11322 | 0.11322 | 0.11322 | 0.11322 | 0.11322 | 0.11322 | 0.11322
IL Fac. Spec. - NOX Rate Summer v3.1, Unit 777 and retrofits | 566 | 1797 | Rate Constraint in lbs/MMBtu | FALSE | L | Annual | Generation | TWh | 0.022762 | 0.022762 | 0.022762 | 0.022762 | 0.022762 | 0.0075734 | 0.0075734
IL Fac. Spec. - NOX Rate Summer v3.1, Unit 777 and retrofits | 566 | 1797 | Rate Constraint in lbs/MMBtu | FALSE | L | Annual | Qualifying Generation | TWh | 0.022762 | 0.022762 | 0.022762 | 0.022762 | 0.022762 | 0.0075734 | 0.0075734
IL Fac. Spec. - NOX Rate Summer v3.1, Unit 777 and retrofits | 566 | 1797 | Rate Constraint in lbs/MMBtu | FALSE | L | Annual | Rate | lb/MWh | 0.60827 | 0.60827 | 0.60827 | 0.60827 | 0.60827 | 0.60827 | 0.60827
IL Fac. Spec. - NOX Rate Summer v3.1, Unit 777 and retrofits | 566 | 1797 | Rate Constraint in lbs/MMBtu | FALSE | L | Annual | Constraint Shadow Price | US2011$/Ton | 0 | 0 | 0 | 0 | 0 | 0 | 0
IL Fac. Spec. - NOX Rate Summer v3.1, Unit 778 and retrofits | 567 | 1797 | Rate Constraint in lbs/MMBtu | FALSE | L | Annual | Seasons Included | Seasons | Summer | Summer | Summer | Summer | Summer | Summer | Summer
IL Fac. Spec. - NOX Rate Summer v3.1, Unit 778 and retrofits | 567 | 1797 | Rate Constraint in lbs/MMBtu | FALSE | L | Annual | Standard | lb/MMBtu | 0.25 | 0.25 | 0.25 | 0.25 | 0.25 | 0.25 | 0.25
IL Fac. Spec. - NOX Rate Summer v3.1, Unit 778 and retrofits | 567 | 1797 | Rate Constraint in lbs/MMBtu | FALSE | L | Annual | Emissions at Affected Plants NOX | Thousand Tons | 0.011691 | 0.011691 | 0.011691 | 0.011691 | 0.011691 | 0.0038899 | 0.0038899
IL Fac. Spec. - NOX Rate Summer v3.1, Unit 778 and retrofits | 567 | 1797 | Rate Constraint in lbs/MMBtu | FALSE | L | Annual | Allowances Purchased NOX | Thousand Tons | 0 | 0 | 0 | 0 | 0 | 0 | 0
IL Fac. Spec. - NOX Rate Summer v3.1, Unit 778 and retrofits | 567 | 1797 | Rate Constraint in lbs/MMBtu | FALSE | L | Annual | Allowances Sold NOX | Thousand Tons | 0 | 0 | 0 | 0 | 0 | 0 | 0
IL Fac. Spec. - NOX Rate Summer v3.1, Unit 778 and retrofits | 567 | 1797 | Rate Constraint in lbs/MMBtu | FALSE | L | Annual | Allowances Banked | Thousand Tons | 0 | 0 | 0 | 0 | 0 | 0 | 0
IL Fac. Spec. - NOX Rate Summer v3.1, Unit 778 and retrofits | 567 | 1797 | Rate Constraint in lbs/MMBtu | FALSE | L | Annual | Allowances Withdrawn (1:1) | Thousand Tons | 0 | 0 | 0 | 0 | 0 | 0 | 0
IL Fac. Spec. - NOX Rate Summer v3.1, Unit 778 and retrofits | 567 | 1797 | Rate Constraint in lbs/MMBtu | FALSE | L | Annual | Allowances Withdrawn (n:1) | Thousand Tons | 0 | 0 | 0 | 0 | 0 | 0 | 0
IL Fac. Spec. - NOX Rate Summer v3.1, Unit 778 and retrofits | 567 | 1797 | Rate Constraint in lbs/MMBtu | FALSE | L | Annual | Net Emissions Allowance Position | Thousand Tons | 0.011691 | 0.011691 | 0.011691 | 0.011691 | 0.011691 | 0.0038899 | 0.0038899
IL Fac. Spec. - NOX Rate Summer v3.1, Unit 778 and retrofits | 567 | 1797 | Rate Constraint in lbs/MMBtu | FALSE | L | Annual | Fuel Consumed | TBtu | 0.24457 | 0.24457 | 0.24457 | 0.24457 | 0.24457 | 0.081377 | 0.081377
IL Fac. Spec. - NOX Rate Summer v3.1, Unit 778 and retrofits | 567 | 1797 | Rate Constraint in lbs/MMBtu | FALSE | L | Annual | Rate | lb/MMBtu | 0.095602 | 0.095602 | 0.095602 | 0.095602 | 0.095602 | 0.095602 | 0.095602
IL Fac. Spec. - NOX Rate Summer v3.1, Unit 778 and retrofits | 567 | 1797 | Rate Constraint in lbs/MMBtu | FALSE | L | Annual | Generation | TWh | 0.022762 | 0.022762 | 0.022762 | 0.022762 | 0.022762 | 0.0075734 | 0.0075734
IL Fac. Spec. - NOX Rate Summer v3.1, Unit 778 and retrofits | 567 | 1797 | Rate Constraint in lbs/MMBtu | FALSE | L | Annual | Qualifying Generation | TWh | 0.022762 | 0.022762 | 0.022762 | 0.022762 | 0.022762 | 0.0075734 | 0.0075734
IL Fac. Spec. - NOX Rate Summer v3.1, Unit 778 and retrofits | 567 | 1797 | Rate Constraint in lbs/MMBtu | FALSE | L | Annual | Rate | lb/MWh | 0.51362 | 0.51362 | 0.51362 | 0.51362 | 0.51362 | 0.51362 | 0.51362
IL Fac. Spec. - NOX Rate Summer v3.1, Unit 778 and retrofits | 567 | 1797 | Rate Constraint in lbs/MMBtu | FALSE | L | Annual | Constraint Shadow Price | US2011$/Ton | 0 | 0 | 0 | 0 | 0 | 0 | 0
IL Fac. Spec. - NOX Rate Summer v3.1, Unit 779 and retrofits | 568 | 1797 | Rate Constraint in lbs/MMBtu | FALSE | L | Annual | Seasons Included | Seasons | Summer | Summer | Summer | Summer | Summer | Summer | Summer
IL Fac. Spec. - NOX Rate Summer v3.1, Unit 779 and retrofits | 568 | 1797 | Rate Constraint in lbs/MMBtu | FALSE | L | Annual | Standard | lb/MMBtu | 0.25 | 0.25 | 0.25 | 0.25 | 0.25 | 0.25 | 0.25
IL Fac. Spec. - NOX Rate Summer v3.1, Unit 779 and retrofits | 568 | 1797 | Rate Constraint in lbs/MMBtu | FALSE | L | Annual | Emissions at Affected Plants NOX | Thousand Tons | 0.011495 | 0.011495 | 0.011495 | 0.011495 | 0.011495 | 0.0038247 | 0.0038247
IL Fac. Spec. - NOX Rate Summer v3.1, Unit 779 and retrofits | 568 | 1797 | Rate Constraint in lbs/MMBtu | FALSE | L | Annual | Allowances Purchased NOX | Thousand Tons | 0 | 0 | 0 | 0 | 0 | 0 | 0
IL Fac. Spec. - NOX Rate Summer v3.1, Unit 779 and retrofits | 568 | 1797 | Rate Constraint in lbs/MMBtu | FALSE | L | Annual | Allowances Sold NOX | Thousand Tons | 0 | 0 | 0 | 0 | 0 | 0 | 0
IL Fac. Spec. - NOX Rate Summer v3.1, Unit 779 and retrofits | 568 | 1797 | Rate Constraint in lbs/MMBtu | FALSE | L | Annual | Allowances Banked | Thousand Tons | 0 | 0 | 0 | 0 | 0 | 0 | 0
IL Fac. Spec. - NOX Rate Summer v3.1, Unit 779 and retrofits | 568 | 1797 | Rate Constraint in lbs/MMBtu | FALSE | L | Annual | Allowances Withdrawn (1:1) | Thousand Tons | 0 | 0 | 0 | 0 | 0 | 0 | 0
IL Fac. Spec. - NOX Rate Summer v3.1, Unit 779 and retrofits | 568 | 1797 | Rate Constraint in lbs/MMBtu | FALSE | L | Annual | Allowances Withdrawn (n:1) | Thousand Tons | 0 | 0 | 0 | 0 | 0 | 0 | 0
IL Fac. Spec. - NOX Rate Summer v3.1, Unit 779 and retrofits | 568 | 1797 | Rate Constraint in lbs/MMBtu | FALSE | L | Annual | Net Emissions Allowance Position | Thousand Tons | 0.011495 | 0.011495 | 0.011495 | 0.011495 | 0.011495 | 0.0038247 | 0.0038247
IL Fac. Spec. - NOX Rate Summer v3.1, Unit 779 and retrofits | 568 | 1797 | Rate Constraint in lbs/MMBtu | FALSE | L | Annual | Fuel Consumed | TBtu | 0.24989 | 0.24989 | 0.24989 | 0.24989 | 0.24989 | 0.083146 | 0.083146
IL Fac. Spec. - NOX Rate Summer v3.1, Unit 779 and retrofits | 568 | 1797 | Rate Constraint in lbs/MMBtu | FALSE | L | Annual | Rate | lb/MMBtu | 0.092 | 0.092 | 0.092 | 0.092 | 0.092 | 0.092 | 0.092
IL Fac. Spec. - NOX Rate Summer v3.1, Unit 779 and retrofits | 568 | 1797 | Rate Constraint in lbs/MMBtu | FALSE | L | Annual | Generation | TWh | 0.023257 | 0.023257 | 0.023257 | 0.023257 | 0.023257 | 0.0077381 | 0.0077381
IL Fac. Spec. - NOX Rate Summer v3.1, Unit 779 and retrofits | 568 | 1797 | Rate Constraint in lbs/MMBtu | FALSE | L | Annual | Qualifying Generation | TWh | 0.023257 | 0.023257 | 0.023257 | 0.023257 | 0.023257 | 0.0077381 | 0.0077381
IL Fac. Spec. - NOX Rate Summer v3.1, Unit 779 and retrofits | 568 | 1797 | Rate Constraint in lbs/MMBtu | FALSE | L | Annual | Rate | lb/MWh | 0.49427 | 0.49427 | 0.49427 | 0.49427 | 0.49427 | 0.49427 | 0.49427
IL Fac. Spec. - NOX Rate Summer v3.1, Unit 779 and retrofits | 568 | 1797 | Rate Constraint in lbs/MMBtu | FALSE | L | Annual | Constraint Shadow Price | US2011$/Ton | 0 | 0 | 0 | 0 | 0 | 0 | 0
IL Fac. Spec. - NOX Rate Summer v3.1, Unit 780 and retrofits | 569 | 1797 | Rate Constraint in lbs/MMBtu | FALSE | L | Annual | Seasons Included | Seasons | Summer | Summer | Summer | Summer | Summer | Summer | Summer
IL Fac. Spec. - NOX Rate Summer v3.1, Unit 780 and retrofits | 569 | 1797 | Rate Constraint in lbs/MMBtu | FALSE | L | Annual | Standard | lb/MMBtu | 0.25 | 0.25 | 0.25 | 0.25 | 0.25 | 0.25 | 0.25
IL Fac. Spec. - NOX Rate Summer v3.1, Unit 780 and retrofits | 569 | 1797 | Rate Constraint in lbs/MMBtu | FALSE | L | Annual | Emissions at Affected Plants NOX | Thousand Tons | 0.011657 | 0.011657 | 0.011657 | 0.011657 | 0.011657 | 0.0038786 | 0.0038786
IL Fac. Spec. - NOX Rate Summer v3.1, Unit 780 and retrofits | 569 | 1797 | Rate Constraint in lbs/MMBtu | FALSE | L | Annual | Allowances Purchased NOX | Thousand Tons | 0 | 0 | 0 | 0 | 0 | 0 | 0
IL Fac. Spec. - NOX Rate Summer v3.1, Unit 780 and retrofits | 569 | 1797 | Rate Constraint in lbs/MMBtu | FALSE | L | Annual | Allowances Sold NOX | Thousand Tons | 0 | 0 | 0 | 0 | 0 | 0 | 0
IL Fac. Spec. - NOX Rate Summer v3.1, Unit 780 and retrofits | 569 | 1797 | Rate Constraint in lbs/MMBtu | FALSE | L | Annual | Allowances Banked | Thousand Tons | 0 | 0 | 0 | 0 | 0 | 0 | 0
IL Fac. Spec. - NOX Rate Summer v3.1, Unit 780 and retrofits | 569 | 1797 | Rate Constraint in lbs/MMBtu | FALSE | L | Annual | Allowances Withdrawn (1:1) | Thousand Tons | 0 | 0 | 0 | 0 | 0 | 0 | 0
IL Fac. Spec. - NOX Rate Summer v3.1, Unit 780 and retrofits | 569 | 1797 | Rate Constraint in lbs/MMBtu | FALSE | L | Annual | Allowances Withdrawn (n:1) | Thousand Tons | 0 | 0 | 0 | 0 | 0 | 0 | 0
IL Fac. Spec. - NOX Rate Summer v3.1, Unit 780 and retrofits | 569 | 1797 | Rate Constraint in lbs/MMBtu | FALSE | L | Annual | Net Emissions Allowance Position | Thousand Tons | 0.011657 | 0.011657 | 0.011657 | 0.011657 | 0.011657 | 0.0038786 | 0.0038786
IL Fac. Spec. - NOX Rate Summer v3.1, Unit 780 and retrofits | 569 | 1797 | Rate Constraint in lbs/MMBtu | FALSE | L | Annual | Fuel Consumed | TBtu | 0.24989 | 0.24989 | 0.24989 | 0.24989 | 0.24989 | 0.083146 | 0.083146
IL Fac. Spec. - NOX Rate Summer v3.1, Unit 780 and retrofits | 569 | 1797 | Rate Constraint in lbs/MMBtu | FALSE | L | Annual | Rate | lb/MMBtu | 0.093296 | 0.093296 | 0.093296 | 0.093296 | 0.093296 | 0.093296 | 0.093296
IL Fac. Spec. - NOX Rate Summer v3.1, Unit 780 and retrofits | 569 | 1797 | Rate Constraint in lbs/MMBtu | FALSE | L | Annual | Generation | TWh | 0.023257 | 0.023257 | 0.023257 | 0.023257 | 0.023257 | 0.0077381 | 0.0077381
IL Fac. Spec. - NOX Rate Summer v3.1, Unit 780 and retrofits | 569 | 1797 | Rate Constraint in lbs/MMBtu | FALSE | L | Annual | Qualifying Generation | TWh | 0.023257 | 0.023257 | 0.023257 | 0.023257 | 0.023257 | 0.0077381 | 0.0077381
IL Fac. Spec. - NOX Rate Summer v3.1, Unit 780 and retrofits | 569 | 1797 | Rate Constraint in lbs/MMBtu | FALSE | L | Annual | Rate | lb/MWh | 0.50123 | 0.50123 | 0.50123 | 0.50123 | 0.50123 | 0.50123 | 0.50123
IL Fac. Spec. - NOX Rate Summer v3.1, Unit 780 and retrofits | 569 | 1797 | Rate Constraint in lbs/MMBtu | FALSE | L | Annual | Constraint Shadow Price | US2011$/Ton | 0 | 0 | 0 | 0 | 0 | 0 | 0
IL Fac. Spec. - NOX Rate Summer v3.1, Unit 781 and retrofits | 570 | 1797 | Rate Constraint in lbs/MMBtu | FALSE | L | Annual | Seasons Included | Seasons | Summer | Summer | Summer | Summer | Summer | Summer | Summer
IL Fac. Spec. - NOX Rate Summer v3.1, Unit 781 and retrofits | 570 | 1797 | Rate Constraint in lbs/MMBtu | FALSE | L | Annual | Standard | lb/MMBtu | 0.25 | 0.25 | 0.25 | 0.25 | 0.25 | 0.25 | 0.25
IL Fac. Spec. - NOX Rate Summer v3.1, Unit 781 and retrofits | 570 | 1797 | Rate Constraint in lbs/MMBtu | FALSE | L | Annual | Emissions at Affected Plants NOX | Thousand Tons | 0.016513 | 0.016513 | 0.016513 | 0.016513 | 0.016513 | 0.0054943 | 0.0054943
IL Fac. Spec. - NOX Rate Summer v3.1, Unit 781 and retrofits | 570 | 1797 | Rate Constraint in lbs/MMBtu | FALSE | L | Annual | Allowances Purchased NOX | Thousand Tons | 0 | 0 | 0 | 0 | 0 | 0 | 0
IL Fac. Spec. - NOX Rate Summer v3.1, Unit 781 and retrofits | 570 | 1797 | Rate Constraint in lbs/MMBtu | FALSE | L | Annual | Allowances Sold NOX | Thousand Tons | 0 | 0 | 0 | 0 | 0 | 0 | 0
IL Fac. Spec. - NOX Rate Summer v3.1, Unit 781 and retrofits | 570 | 1797 | Rate Constraint in lbs/MMBtu | FALSE | L | Annual | Allowances Banked | Thousand Tons | 0 | 0 | 0 | 0 | 0 | 0 | 0
IL Fac. Spec. - NOX Rate Summer v3.1, Unit 781 and retrofits | 570 | 1797 | Rate Constraint in lbs/MMBtu | FALSE | L | Annual | Allowances Withdrawn (1:1) | Thousand Tons | 0 | 0 | 0 | 0 | 0 | 0 | 0
IL Fac. Spec. - NOX Rate Summer v3.1, Unit 781 and retrofits | 570 | 1797 | Rate Constraint in lbs/MMBtu | FALSE | L | Annual | Allowances Withdrawn (n:1) | Thousand Tons | 0 | 0 | 0 | 0 | 0 | 0 | 0
IL Fac. Spec. - NOX Rate Summer v3.1, Unit 781 and retrofits | 570 | 1797 | Rate Constraint in lbs/MMBtu | FALSE | L | Annual | Net Emissions Allowance Position | Thousand Tons | 0.016513 | 0.016513 | 0.016513 | 0.016513 | 0.016513 | 0.0054943 | 0.0054943
IL Fac. Spec. - NOX Rate Summer v3.1, Unit 781 and retrofits | 570 | 1797 | Rate Constraint in lbs/MMBtu | FALSE | L | Annual | Fuel Consumed | TBtu | 0.24989 | 0.24989 | 0.24989 | 0.24989 | 0.24989 | 0.083146 | 0.083146
IL Fac. Spec. - NOX Rate Summer v3.1, Unit 781 and retrofits | 570 | 1797 | Rate Constraint in lbs/MMBtu | FALSE | L | Annual | Rate | lb/MMBtu | 0.13216 | 0.13216 | 0.13216 | 0.13216 | 0.13216 | 0.13216 | 0.13216
IL Fac. Spec. - NOX Rate Summer v3.1, Unit 781 and retrofits | 570 | 1797 | Rate Constraint in lbs/MMBtu | FALSE | L | Annual | Generation | TWh | 0.023257 | 0.023257 | 0.023257 | 0.023257 | 0.023257 | 0.0077381 | 0.0077381
IL Fac. Spec. - NOX Rate Summer v3.1, Unit 781 and retrofits | 570 | 1797 | Rate Constraint in lbs/MMBtu | FALSE | L | Annual | Qualifying Generation | TWh | 0.023257 | 0.023257 | 0.023257 | 0.023257 | 0.023257 | 0.0077381 | 0.0077381
IL Fac. Spec. - NOX Rate Summer v3.1, Unit 781 and retrofits | 570 | 1797 | Rate Constraint in lbs/MMBtu | FALSE | L | Annual | Rate | lb/MWh | 0.71003 | 0.71003 | 0.71003 | 0.71003 | 0.71003 | 0.71003 | 0.71003
IL Fac. Spec. - NOX Rate Summer v3.1, Unit 781 and retrofits | 570 | 1797 | Rate Constraint in lbs/MMBtu | FALSE | L | Annual | Constraint Shadow Price | US2011$/Ton | 0 | 0 | 0 | 0 | 0 | 0 | 0
IL Fac. Spec. - NOX Rate Summer v3.1, Unit 782 and retrofits | 571 | 1797 | Rate Constraint in lbs/MMBtu | FALSE | L | Annual | Seasons Included | Seasons | Summer | Summer | Summer | Summer | Summer | Summer | Summer
IL Fac. Spec. - NOX Rate Summer v3.1, Unit 782 and retrofits | 571 | 1797 | Rate Constraint in lbs/MMBtu | FALSE | L | Annual | Standard | lb/MMBtu | 0.25 | 0.25 | 0.25 | 0.25 | 0.25 | 0.25 | 0.25
IL Fac. Spec. - NOX Rate Summer v3.1, Unit 782 and retrofits | 571 | 1797 | Rate Constraint in lbs/MMBtu | FALSE | L | Annual | Emissions at Affected Plants NOX | Thousand Tons | 0.013811 | 0.013811 | 0.013811 | 0.013811 | 0.013811 | 0.0045953 | 0.0045953
IL Fac. Spec. - NOX Rate Summer v3.1, Unit 782 and retrofits | 571 | 1797 | Rate Constraint in lbs/MMBtu | FALSE | L | Annual | Allowances Purchased NOX | Thousand Tons | 0 | 0 | 0 | 0 | 0 | 0 | 0
IL Fac. Spec. - NOX Rate Summer v3.1, Unit 782 and retrofits | 571 | 1797 | Rate Constraint in lbs/MMBtu | FALSE | L | Annual | Allowances Sold NOX | Thousand Tons | 0 | 0 | 0 | 0 | 0 | 0 | 0
IL Fac. Spec. - NOX Rate Summer v3.1, Unit 782 and retrofits | 571 | 1797 | Rate Constraint in lbs/MMBtu | FALSE | L | Annual | Allowances Banked | Thousand Tons | 0 | 0 | 0 | 0 | 0 | 0 | 0
IL Fac. Spec. - NOX Rate Summer v3.1, Unit 782 and retrofits | 571 | 1797 | Rate Constraint in lbs/MMBtu | FALSE | L | Annual | Allowances Withdrawn (1:1) | Thousand Tons | 0 | 0 | 0 | 0 | 0 | 0 | 0
IL Fac. Spec. - NOX Rate Summer v3.1, Unit 782 and retrofits | 571 | 1797 | Rate Constraint in lbs/MMBtu | FALSE | L | Annual | Allowances Withdrawn (n:1) | Thousand Tons | 0 | 0 | 0 | 0 | 0 | 0 | 0
IL Fac. Spec. - NOX Rate Summer v3.1, Unit 782 and retrofits | 571 | 1797 | Rate Constraint in lbs/MMBtu | FALSE | L | Annual | Net Emissions Allowance Position | Thousand Tons | 0.013811 | 0.013811 | 0.013811 | 0.013811 | 0.013811 | 0.0045953 | 0.0045953
IL Fac. Spec. - NOX Rate Summer v3.1, Unit 782 and retrofits | 571 | 1797 | Rate Constraint in lbs/MMBtu | FALSE | L | Annual | Fuel Consumed | TBtu | 0.25521 | 0.25521 | 0.25521 | 0.25521 | 0.25521 | 0.084915 | 0.084915
IL Fac. Spec. - NOX Rate Summer v3.1, Unit 782 and retrofits | 571 | 1797 | Rate Constraint in lbs/MMBtu | FALSE | L | Annual | Rate | lb/MMBtu | 0.10823 | 0.10823 | 0.10823 | 0.10823 | 0.10823 | 0.10823 | 0.10823
IL Fac. Spec. - NOX Rate Summer v3.1, Unit 782 and retrofits | 571 | 1797 | Rate Constraint in lbs/MMBtu | FALSE | L | Annual | Generation | TWh | 0.023751 | 0.023751 | 0.023751 | 0.023751 | 0.023751 | 0.0079027 | 0.0079027
IL Fac. Spec. - NOX Rate Summer v3.1, Unit 782 and retrofits | 571 | 1797 | Rate Constraint in lbs/MMBtu | FALSE | L | Annual | Qualifying Generation | TWh | 0.023751 | 0.023751 | 0.023751 | 0.023751 | 0.023751 | 0.0079027 | 0.0079027
IL Fac. Spec. - NOX Rate Summer v3.1, Unit 782 and retrofits | 571 | 1797 | Rate Constraint in lbs/MMBtu | FALSE | L | Annual | Rate | lb/MWh | 0.58148 | 0.58148 | 0.58148 | 0.58148 | 0.58148 | 0.58148 | 0.58148
IL Fac. Spec. - NOX Rate Summer v3.1, Unit 782 and retrofits | 571 | 1797 | Rate Constraint in lbs/MMBtu | FALSE | L | Annual | Constraint Shadow Price | US2011$/Ton | 0 | 0 | 0 | 0 | 0 | 0 | 0
IL Fac. Spec. - NOX Rate Summer v3.1, Unit 783 and retrofits | 572 | 1797 | Rate Constraint in lbs/MMBtu | FALSE | L | Annual | Seasons Included | Seasons | Summer | Summer | Summer | Summer | Summer | Summer | Summer
IL Fac. Spec. - NOX Rate Summer v3.1, Unit 783 and retrofits | 572 | 1797 | Rate Constraint in lbs/MMBtu | FALSE | L | Annual | Standard | lb/MMBtu | 0.25 | 0.25 | 0.25 | 0.25 | 0.25 | 0.25 | 0.25
IL Fac. Spec. - NOX Rate Summer v3.1, Unit 783 and retrofits | 572 | 1797 | Rate Constraint in lbs/MMBtu | FALSE | L | Annual | Emissions at Affected Plants NOX | Thousand Tons | 0.011841 | 0.011841 | 0.011841 | 0.011841 | 0.011841 | 0.0039398 | 0.0039398
IL Fac. Spec. - NOX Rate Summer v3.1, Unit 783 and retrofits | 572 | 1797 | Rate Constraint in lbs/MMBtu | FALSE | L | Annual | Allowances Purchased NOX | Thousand Tons | 0 | 0 | 0 | 0 | 0 | 0 | 0
IL Fac. Spec. - NOX Rate Summer v3.1, Unit 783 and retrofits | 572 | 1797 | Rate Constraint in lbs/MMBtu | FALSE | L | Annual | Allowances Sold NOX | Thousand Tons | 0 | 0 | 0 | 0 | 0 | 0 | 0
IL Fac. Spec. - NOX Rate Summer v3.1, Unit 783 and retrofits | 572 | 1797 | Rate Constraint in lbs/MMBtu | FALSE | L | Annual | Allowances Banked | Thousand Tons | 0 | 0 | 0 | 0 | 0 | 0 | 0
IL Fac. Spec. - NOX Rate Summer v3.1, Unit 783 and retrofits | 572 | 1797 | Rate Constraint in lbs/MMBtu | FALSE | L | Annual | Allowances Withdrawn (1:1) | Thousand Tons | 0 | 0 | 0 | 0 | 0 | 0 | 0
IL Fac. Spec. - NOX Rate Summer v3.1, Unit 783 and retrofits | 572 | 1797 | Rate Constraint in lbs/MMBtu | FALSE | L | Annual | Allowances Withdrawn (n:1) | Thousand Tons | 0 | 0 | 0 | 0 | 0 | 0 | 0
IL Fac. Spec. - NOX Rate Summer v3.1, Unit 783 and retrofits | 572 | 1797 | Rate Constraint in lbs/MMBtu | FALSE | L | Annual | Net Emissions Allowance Position | Thousand Tons | 0.011841 | 0.011841 | 0.011841 | 0.011841 | 0.011841 | 0.0039398 | 0.0039398
IL Fac. Spec. - NOX Rate Summer v3.1, Unit 783 and retrofits | 572 | 1797 | Rate Constraint in lbs/MMBtu | FALSE | L | Annual | Fuel Consumed | TBtu | 0.24989 | 0.24989 | 0.24989 | 0.24989 | 0.24989 | 0.083146 | 0.083146
IL Fac. Spec. - NOX Rate Summer v3.1, Unit 783 and retrofits | 572 | 1797 | Rate Constraint in lbs/MMBtu | FALSE | L | Annual | Rate | lb/MMBtu | 0.09477 | 0.09477 | 0.09477 | 0.09477 | 0.09477 | 0.09477 | 0.09477
IL Fac. Spec. - NOX Rate Summer v3.1, Unit 783 and retrofits | 572 | 1797 | Rate Constraint in lbs/MMBtu | FALSE | L | Annual | Generation | TWh | 0.023257 | 0.023257 | 0.023257 | 0.023257 | 0.023257 | 0.0077381 | 0.0077381
IL Fac. Spec. - NOX Rate Summer v3.1, Unit 783 and retrofits | 572 | 1797 | Rate Constraint in lbs/MMBtu | FALSE | L | Annual | Qualifying Generation | TWh | 0.023257 | 0.023257 | 0.023257 | 0.023257 | 0.023257 | 0.0077381 | 0.0077381
IL Fac. Spec. - NOX Rate Summer v3.1, Unit 783 and retrofits | 572 | 1797 | Rate Constraint in lbs/MMBtu | FALSE | L | Annual | Rate | lb/MWh | 0.50915 | 0.50915 | 0.50915 | 0.50915 | 0.50915 | 0.50915 | 0.50915
IL Fac. Spec. - NOX Rate Summer v3.1, Unit 783 and retrofits | 572 | 1797 | Rate Constraint in lbs/MMBtu | FALSE | L | Annual | Constraint Shadow Price | US2011$/Ton | 0 | 0 | 0 | 0 | 0 | 0 | 0
IL Fac. Spec. - NOX Rate Summer v3.1, Unit 784 and retrofits | 573 | 1797 | Rate Constraint in lbs/MMBtu | FALSE | L | Annual | Seasons Included | Seasons | Summer | Summer | Summer | Summer | Summer | Summer | Summer
IL Fac. Spec. - NOX Rate Summer v3.1, Unit 784 and retrofits | 573 | 1797 | Rate Constraint in lbs/MMBtu | FALSE | L | Annual | Standard | lb/MMBtu | 0.25 | 0.25 | 0.25 | 0.25 | 0.25 | 0.25 | 0.25
IL Fac. Spec. - NOX Rate Summer v3.1, Unit 784 and retrofits | 573 | 1797 | Rate Constraint in lbs/MMBtu | FALSE | L | Annual | Emissions at Affected Plants NOX | Thousand Tons | 0.00091392 | 0.00091392 | 0.00091392 | 0.00091392 | 0.00091392 | 0 | 0
IL Fac. Spec. - NOX Rate Summer v3.1, Unit 784 and retrofits | 573 | 1797 | Rate Constraint in lbs/MMBtu | FALSE | L | Annual | Allowances Purchased NOX | Thousand Tons | 0 | 0 | 0 | 0 | 0 | 0 | 0
IL Fac. Spec. - NOX Rate Summer v3.1, Unit 784 and retrofits | 573 | 1797 | Rate Constraint in lbs/MMBtu | FALSE | L | Annual | Allowances Sold NOX | Thousand Tons | 0 | 0 | 0 | 0 | 0 | 0 | 0
IL Fac. Spec. - NOX Rate Summer v3.1, Unit 784 and retrofits | 573 | 1797 | Rate Constraint in lbs/MMBtu | FALSE | L | Annual | Allowances Banked | Thousand Tons | 0 | 0 | 0 | 0 | 0 | 0 | 0
IL Fac. Spec. - NOX Rate Summer v3.1, Unit 784 and retrofits | 573 | 1797 | Rate Constraint in lbs/MMBtu | FALSE | L | Annual | Allowances Withdrawn (1:1) | Thousand Tons | 0 | 0 | 0 | 0 | 0 | 0 | 0
IL Fac. Spec. - NOX Rate Summer v3.1, Unit 784 and retrofits | 573 | 1797 | Rate Constraint in lbs/MMBtu | FALSE | L | Annual | Allowances Withdrawn (n:1) | Thousand Tons | 0 | 0 | 0 | 0 | 0 | 0 | 0
IL Fac. Spec. - NOX Rate Summer v3.1, Unit 784 and retrofits | 573 | 1797 | Rate Constraint in lbs/MMBtu | FALSE | L | Annual | Net Emissions Allowance Position | Thousand Tons | 0.00091392 | 0.00091392 | 0.00091392 | 0.00091392 | 0.00091392 | 0 | 0
IL Fac. Spec. - NOX Rate Summer v3.1, Unit 784 and retrofits | 573 | 1797 | Rate Constraint in lbs/MMBtu | FALSE | L | Annual | Fuel Consumed | TBtu | 0.016924 | 0.016924 | 0.016924 | 0.016924 | 0.016924 | 0 | 0
IL Fac. Spec. - NOX Rate Summer v3.1, Unit 784 and retrofits | 573 | 1797 | Rate Constraint in lbs/MMBtu | FALSE | L | Annual | Rate | lb/MMBtu | 0.108 | 0.108 | 0.108 | 0.108 | 0.108 | 0 | 0
IL Fac. Spec. - NOX Rate Summer v3.1, Unit 784 and retrofits | 573 | 1797 | Rate Constraint in lbs/MMBtu | FALSE | L | Annual | Generation | TWh | 0.0011984 | 0.0011984 | 0.0011984 | 0.0011984 | 0.0011984 | 0 | 0
IL Fac. Spec. - NOX Rate Summer v3.1, Unit 784 and retrofits | 573 | 1797 | Rate Constraint in lbs/MMBtu | FALSE | L | Annual | Qualifying Generation | TWh | 0.0011984 | 0.0011984 | 0.0011984 | 0.0011984 | 0.0011984 | 0 | 0
IL Fac. Spec. - NOX Rate Summer v3.1, Unit 784 and retrofits | 573 | 1797 | Rate Constraint in lbs/MMBtu | FALSE | L | Annual | Rate | lb/MWh | 0.76264 | 0.76264 | 0.76264 | 0.76264 | 0.76264 | 0 | 0
IL Fac. Spec. - NOX Rate Summer v3.1, Unit 784 and retrofits | 573 | 1797 | Rate Constraint in lbs/MMBtu | FALSE | L | Annual | Constraint Shadow Price | US2011$/Ton | 0 | 0 | 0 | 0 | 0 | 0 | 0
IL Fac. Spec. - NOX Rate Summer v3.1, Unit 785 and retrofits | 574 | 1797 | Rate Constraint in lbs/MMBtu | FALSE | L | Annual | Seasons Included | Seasons | Summer | Summer | Summer | Summer | Summer | Summer | Summer
IL Fac. Spec. - NOX Rate Summer v3.1, Unit 785 and retrofits | 574 | 1797 | Rate Constraint in lbs/MMBtu | FALSE | L | Annual | Standard | lb/MMBtu | 0.25 | 0.25 | 0.25 | 0.25 | 0.25 | 0.25 | 0.25
IL Fac. Spec. - NOX Rate Summer v3.1, Unit 785 and retrofits | 574 | 1797 | Rate Constraint in lbs/MMBtu | FALSE | L | Annual | Emissions at Affected Plants NOX | Thousand Tons | 0.00093085 | 0.00093085 | 0.00093085 | 0.00093085 | 0.00093085 | 0 | 0
IL Fac. Spec. - NOX Rate Summer v3.1, Unit 785 and retrofits | 574 | 1797 | Rate Constraint in lbs/MMBtu | FALSE | L | Annual | Allowances Purchased NOX | Thousand Tons | 0 | 0 | 0 | 0 | 0 | 0 | 0
IL Fac. Spec. - NOX Rate Summer v3.1, Unit 785 and retrofits | 574 | 1797 | Rate Constraint in lbs/MMBtu | FALSE | L | Annual | Allowances Sold NOX | Thousand Tons | 0 | 0 | 0 | 0 | 0 | 0 | 0
IL Fac. Spec. - NOX Rate Summer v3.1, Unit 785 and retrofits | 574 | 1797 | Rate Constraint in lbs/MMBtu | FALSE | L | Annual | Allowances Banked | Thousand Tons | 0 | 0 | 0 | 0 | 0 | 0 | 0
IL Fac. Spec. - NOX Rate Summer v3.1, Unit 785 and retrofits | 574 | 1797 | Rate Constraint in lbs/MMBtu | FALSE | L | Annual | Allowances Withdrawn (1:1) | Thousand Tons | 0 | 0 | 0 | 0 | 0 | 0 | 0
IL Fac. Spec. - NOX Rate Summer v3.1, Unit 785 and retrofits | 574 | 1797 | Rate Constraint in lbs/MMBtu | FALSE | L | Annual | Allowances Withdrawn (n:1) | Thousand Tons | 0 | 0 | 0 | 0 | 0 | 0 | 0
IL Fac. Spec. - NOX Rate Summer v3.1, Unit 785 and retrofits | 574 | 1797 | Rate Constraint in lbs/MMBtu | FALSE | L | Annual | Net Emissions Allowance Position | Thousand Tons | 0.00093085 | 0.00093085 | 0.00093085 | 0.00093085 | 0.00093085 | 0 | 0
IL Fac. Spec. - NOX Rate Summer v3.1, Unit 785 and retrofits | 574 | 1797 | Rate Constraint in lbs/MMBtu | FALSE | L | Annual | Fuel Consumed | TBtu | 0.016924 | 0.016924 | 0.016924 | 0.016924 | 0.016924 | 0 | 0
IL Fac. Spec. - NOX Rate Summer v3.1, Unit 785 and retrofits | 574 | 1797 | Rate Constraint in lbs/MMBtu | FALSE | L | Annual | Rate | lb/MMBtu | 0.11 | 0.11 | 0.11 | 0.11 | 0.11 | 0 | 0
IL Fac. Spec. - NOX Rate Summer v3.1, Unit 785 and retrofits | 574 | 1797 | Rate Constraint in lbs/MMBtu | FALSE | L | Annual | Generation | TWh | 0.0011984 | 0.0011984 | 0.0011984 | 0.0011984 | 0.0011984 | 0 | 0
IL Fac. Spec. - NOX Rate Summer v3.1, Unit 785 and retrofits | 574 | 1797 | Rate Constraint in lbs/MMBtu | FALSE | L | Annual | Qualifying Generation | TWh | 0.0011984 | 0.0011984 | 0.0011984 | 0.0011984 | 0.0011984 | 0 | 0
IL Fac. Spec. - NOX Rate Summer v3.1, Unit 785 and retrofits | 574 | 1797 | Rate Constraint in lbs/MMBtu | FALSE | L | Annual | Rate | lb/MWh | 0.77677 | 0.77677 | 0.77677 | 0.77677 | 0.77677 | 0 | 0
IL Fac. Spec. - NOX Rate Summer v3.1, Unit 785 and retrofits | 574 | 1797 | Rate Constraint in lbs/MMBtu | FALSE | L | Annual | Constraint Shadow Price | US2011$/Ton | 0 | 0 | 0 | 0 | 0 | 0 | 0
IL Fac. Spec. - NOX Rate Summer v3.1, Unit 786 and retrofits | 575 | 1797 | Rate Constraint in lbs/MMBtu | FALSE | L | Annual | Seasons Included | Seasons | Summer | Summer | Summer | Summer | Summer | Summer | Summer
IL Fac. Spec. - NOX Rate Summer v3.1, Unit 786 and retrofits | 575 | 1797 | Rate Constraint in lbs/MMBtu | FALSE | L | Annual | Standard | lb/MMBtu | 0.25 | 0.25 | 0.25 | 0.25 | 0.25 | 0.25 | 0.25
IL Fac. Spec. - NOX Rate Summer v3.1, Unit 786 and retrofits | 575 | 1797 | Rate Constraint in lbs/MMBtu | FALSE | L | Annual | Emissions at Affected Plants NOX | Thousand Tons | 0.0015318 | 0.0015318 | 0.0015318 | 0.0015318 | 0.0015318 | 0 | 0
IL Fac. Spec. - NOX Rate Summer v3.1, Unit 786 and retrofits | 575 | 1797 | Rate Constraint in lbs/MMBtu | FALSE | L | Annual | Allowances Purchased NOX | Thousand Tons | 0 | 0 | 0 | 0 | 0 | 0 | 0
IL Fac. Spec. - NOX Rate Summer v3.1, Unit 786 and retrofits | 575 | 1797 | Rate Constraint in lbs/MMBtu | FALSE | L | Annual | Allowances Sold NOX | Thousand Tons | 0 | 0 | 0 | 0 | 0 | 0 | 0
IL Fac. Spec. - NOX Rate Summer v3.1, Unit 786 and retrofits | 575 | 1797 | Rate Constraint in lbs/MMBtu | FALSE | L | Annual | Allowances Banked | Thousand Tons | 0 | 0 | 0 | 0 | 0 | 0 | 0
IL Fac. Spec. - NOX Rate Summer v3.1, Unit 786 and retrofits | 575 | 1797 | Rate Constraint in lbs/MMBtu | FALSE | L | Annual | Allowances Withdrawn (1:1) | Thousand Tons | 0 | 0 | 0 | 0 | 0 | 0 | 0
IL Fac. Spec. - NOX Rate Summer v3.1, Unit 786 and retrofits | 575 | 1797 | Rate Constraint in lbs/MMBtu | FALSE | L | Annual | Allowances Withdrawn (n:1) | Thousand Tons | 0 | 0 | 0 | 0 | 0 | 0 | 0
IL Fac. Spec. - NOX Rate Summer v3.1, Unit 786 and retrofits | 575 | 1797 | Rate Constraint in lbs/MMBtu | FALSE | L | Annual | Net Emissions Allowance Position | Thousand Tons | 0.0015318 | 0.0015318 | 0.0015318 | 0.0015318 | 0.0015318 | 0 | 0
IL Fac. Spec. - NOX Rate Summer v3.1, Unit 786 and retrofits | 575 | 1797 | Rate Constraint in lbs/MMBtu | FALSE | L | Annual | Fuel Consumed | TBtu | 0.025897 | 0.025897 | 0.025897 | 0.025897 | 0.025897 | 0 | 0
IL Fac. Spec. - NOX Rate Summer v3.1, Unit 786 and retrofits | 575 | 1797 | Rate Constraint in lbs/MMBtu | FALSE | L | Annual | Rate | lb/MMBtu | 0.1183 | 0.1183 | 0.1183 | 0.1183 | 0.1183 | 0 | 0
IL Fac. Spec. - NOX Rate Summer v3.1, Unit 786 and retrofits | 575 | 1797 | Rate Constraint in lbs/MMBtu | FALSE | L | Annual | Generation | TWh | 0.0018335 | 0.0018335 | 0.0018335 | 0.0018335 | 0.0018335 | 0 | 0
IL Fac. Spec. - NOX Rate Summer v3.1, Unit 786 and retrofits | 575 | 1797 | Rate Constraint in lbs/MMBtu | FALSE | L | Annual | Qualifying Generation | TWh | 0.0018335 | 0.0018335 | 0.0018335 | 0.0018335 | 0.0018335 | 0 | 0
IL Fac. Spec. - NOX Rate Summer v3.1, Unit 786 and retrofits | 575 | 1797 | Rate Constraint in lbs/MMBtu | FALSE | L | Annual | Rate | lb/MWh | 0.83543 | 0.83543 | 0.83543 | 0.83543 | 0.83543 | 0 | 0
IL Fac. Spec. - NOX Rate Summer v3.1, Unit 786 and retrofits | 575 | 1797 | Rate Constraint in lbs/MMBtu | FALSE | L | Annual | Constraint Shadow Price | US2011$/Ton | 0 | 0 | 0 | 0 | 0 | 0 | 0
IL Fac. Spec. - NOX Rate Summer v3.1, Unit 787 and retrofits | 576 | 1797 | Rate Constraint in lbs/MMBtu | FALSE | L | Annual | Seasons Included | Seasons | Summer | Summer | Summer | Summer | Summer | Summer | Summer
IL Fac. Spec. - NOX Rate Summer v3.1, Unit 787 and retrofits | 576 | 1797 | Rate Constraint in lbs/MMBtu | FALSE | L | Annual | Standard | lb/MMBtu | 0.25 | 0.25 | 0.25 | 0.25 | 0.25 | 0.25 | 0.25
IL Fac. Spec. - NOX Rate Summer v3.1, Unit 787 and retrofits | 576 | 1797 | Rate Constraint in lbs/MMBtu | FALSE | L | Annual | Emissions at Affected Plants NOX | Thousand Tons | 0.0015729 | 0.0070585 | 0.0015729 | 0.0015729 | 0.0015729 | 0 | 0
IL Fac. Spec. - NOX Rate Summer v3.1, Unit 787 and retrofits | 576 | 1797 | Rate Constraint in lbs/MMBtu | FALSE | L | Annual | Allowances Purchased NOX | Thousand Tons | 0 | 0 | 0 | 0 | 0 | 0 | 0
IL Fac. Spec. - NOX Rate Summer v3.1, Unit 787 and retrofits | 576 | 1797 | Rate Constraint in lbs/MMBtu | FALSE | L | Annual | Allowances Sold NOX | Thousand Tons | 0 | 0 | 0 | 0 | 0 | 0 | 0
IL Fac. Spec. - NOX Rate Summer v3.1, Unit 787 and retrofits | 576 | 1797 | Rate Constraint in lbs/MMBtu | FALSE | L | Annual | Allowances Banked | Thousand Tons | 0 | 0 | 0 | 0 | 0 | 0 | 0
IL Fac. Spec. - NOX Rate Summer v3.1, Unit 787 and retrofits | 576 | 1797 | Rate Constraint in lbs/MMBtu | FALSE | L | Annual | Allowances Withdrawn (1:1) | Thousand Tons | 0 | 0 | 0 | 0 | 0 | 0 | 0
IL Fac. Spec. - NOX Rate Summer v3.1, Unit 787 and retrofits | 576 | 1797 | Rate Constraint in lbs/MMBtu | FALSE | L | Annual | Allowances Withdrawn (n:1) | Thousand Tons | 0 | 0 | 0 | 0 | 0 | 0 | 0
IL Fac. Spec. - NOX Rate Summer v3.1, Unit 787 and retrofits | 576 | 1797 | Rate Constraint in lbs/MMBtu | FALSE | L | Annual | Net Emissions Allowance Position | Thousand Tons | 0.0015729 | 0.0070585 | 0.0015729 | 0.0015729 | 0.0015729 | 0 | 0
IL Fac. Spec. - NOX Rate Summer v3.1, Unit 787 and retrofits | 576 | 1797 | Rate Constraint in lbs/MMBtu | FALSE | L | Annual | Fuel Consumed | TBtu | 0.025891 | 0.11619 | 0.025891 | 0.025891 | 0.025891 | 0 | 0
IL Fac. Spec. - NOX Rate Summer v3.1, Unit 787 and retrofits | 576 | 1797 | Rate Constraint in lbs/MMBtu | FALSE | L | Annual | Rate | lb/MMBtu | 0.1215 | 0.1215 | 0.1215 | 0.1215 | 0.1215 | 0 | 0
IL Fac. Spec. - NOX Rate Summer v3.1, Unit 787 and retrofits | 576 | 1797 | Rate Constraint in lbs/MMBtu | FALSE | L | Annual | Generation | TWh | 0.0018335 | 0.0082282 | 0.0018335 | 0.0018335 | 0.0018335 | 0 | 0
IL Fac. Spec. - NOX Rate Summer v3.1, Unit 787 and retrofits | 576 | 1797 | Rate Constraint in lbs/MMBtu | FALSE | L | Annual | Qualifying Generation | TWh | 0.0018335 | 0.0082282 | 0.0018335 | 0.0018335 | 0.0018335 | 0 | 0
IL Fac. Spec. - NOX Rate Summer v3.1, Unit 787 and retrofits | 576 | 1797 | Rate Constraint in lbs/MMBtu | FALSE | L | Annual | Rate | lb/MWh | 0.85785 | 0.85785 | 0.85785 | 0.85785 | 0.85785 | 0 | 0
IL Fac. Spec. - NOX Rate Summer v3.1, Unit 787 and retrofits | 576 | 1797 | Rate Constraint in lbs/MMBtu | FALSE | L | Annual | Constraint Shadow Price | US2011$/Ton | 0 | 0 | 0 | 0 | 0 | 0 | 0
IL Fac. Spec. - NOX Rate Summer v3.1, Unit 788 and retrofits | 577 | 1797 | Rate Constraint in lbs/MMBtu | FALSE | L | Annual | Seasons Included | Seasons | Summer | Summer | Summer | Summer | Summer | Summer | Summer
IL Fac. Spec. - NOX Rate Summer v3.1, Unit 788 and retrofits | 577 | 1797 | Rate Constraint in lbs/MMBtu | FALSE | L | Annual | Standard | lb/MMBtu | 0.25 | 0.25 | 0.25 | 0.25 | 0.25 | 0.25 | 0.25
IL Fac. Spec. - NOX Rate Summer v3.1, Unit 788 and retrofits | 577 | 1797 | Rate Constraint in lbs/MMBtu | FALSE | L | Annual | Emissions at Affected Plants NOX | Thousand Tons | 0.0015522 | 0.0015522 | 0.0015522 | 0.0015522 | 0.0015522 | 0 | 0
IL Fac. Spec. - NOX Rate Summer v3.1, Unit 788 and retrofits | 577 | 1797 | Rate Constraint in lbs/MMBtu | FALSE | L | Annual | Allowances Purchased NOX | Thousand Tons | 0 | 0 | 0 | 0 | 0 | 0 | 0
IL Fac. Spec. - NOX Rate Summer v3.1, Unit 788 and retrofits | 577 | 1797 | Rate Constraint in lbs/MMBtu | FALSE | L | Annual | Allowances Sold NOX | Thousand Tons | 0 | 0 | 0 | 0 | 0 | 0 | 0
IL Fac. Spec. - NOX Rate Summer v3.1, Unit 788 and retrofits | 577 | 1797 | Rate Constraint in lbs/MMBtu | FALSE | L | Annual | Allowances Banked | Thousand Tons | 0 | 0 | 0 | 0 | 0 | 0 | 0
IL Fac. Spec. - NOX Rate Summer v3.1, Unit 788 and retrofits | 577 | 1797 | Rate Constraint in lbs/MMBtu | FALSE | L | Annual | Allowances Withdrawn (1:1) | Thousand Tons | 0 | 0 | 0 | 0 | 0 | 0 | 0
IL Fac. Spec. - NOX Rate Summer v3.1, Unit 788 and retrofits | 577 | 1797 | Rate Constraint in lbs/MMBtu | FALSE | L | Annual | Allowances Withdrawn (n:1) | Thousand Tons | 0 | 0 | 0 | 0 | 0 | 0 | 0
IL Fac. Spec. - NOX Rate Summer v3.1, Unit 788 and retrofits | 577 | 1797 | Rate Constraint in lbs/MMBtu | FALSE | L | Annual | Net Emissions Allowance Position | Thousand Tons | 0.0015522 | 0.0015522 | 0.0015522 | 0.0015522 | 0.0015522 | 0 | 0
IL Fac. Spec. - NOX Rate Summer v3.1, Unit 788 and retrofits | 577 | 1797 | Rate Constraint in lbs/MMBtu | FALSE | L | Annual | Fuel Consumed | TBtu | 0.025891 | 0.025891 | 0.025891 | 0.025891 | 0.025891 | 0 | 0
IL Fac. Spec. - NOX Rate Summer v3.1, Unit 788 and retrofits | 577 | 1797 | Rate Constraint in lbs/MMBtu | FALSE | L | Annual | Rate | lb/MMBtu | 0.1199 | 0.1199 | 0.1199 | 0.1199 | 0.1199 | 0 | 0
IL Fac. Spec. - NOX Rate Summer v3.1, Unit 788 and retrofits | 577 | 1797 | Rate Constraint in lbs/MMBtu | FALSE | L | Annual | Generation | TWh | 0.0018335 | 0.0018335 | 0.0018335 | 0.0018335 | 0.0018335 | 0 | 0
IL Fac. Spec. - NOX Rate Summer v3.1, Unit 788 and retrofits | 577 | 1797 | Rate Constraint in lbs/MMBtu | FALSE | L | Annual | Qualifying Generation | TWh | 0.0018335 | 0.0018335 | 0.0018335 | 0.0018335 | 0.0018335 | 0 | 0
IL Fac. Spec. - NOX Rate Summer v3.1, Unit 788 and retrofits | 577 | 1797 | Rate Constraint in lbs/MMBtu | FALSE | L | Annual | Rate | lb/MWh | 0.84655 | 0.84655 | 0.84655 | 0.84655 | 0.84655 | 0 | 0
IL Fac. Spec. - NOX Rate Summer v3.1, Unit 788 and retrofits | 577 | 1797 | Rate Constraint in lbs/MMBtu | FALSE | L | Annual | Constraint Shadow Price | US2011$/Ton | 0 | 0 | 0 | 0 | 0 | 0 | 0
IL Fac. Spec. - NOX Rate Summer v3.1, Unit 790 and retrofits | 578 | 1797 | Rate Constraint in lbs/MMBtu | FALSE | L | Annual | Seasons Included | Seasons | Summer | Summer | Summer | Summer | Summer | Summer | Summer
IL Fac. Spec. - NOX Rate Summer v3.1, Unit 790 and retrofits | 578 | 1797 | Rate Constraint in lbs/MMBtu | FALSE | L | Annual | Standard | lb/MMBtu | 0.25 | 0.25 | 0.25 | 0.25 | 0.25 | 0.25 | 0.25
IL Fac. Spec. - NOX Rate Summer v3.1, Unit 790 and retrofits | 578 | 1797 | Rate Constraint in lbs/MMBtu | FALSE | L | Annual | Emissions at Affected Plants NOX | Thousand Tons | 0.00051777 | 0.00051777 | 0.00051777 | 0.00051777 | 0.00051777 | 0 | 0
IL Fac. Spec. - NOX Rate Summer v3.1, Unit 790 and retrofits | 578 | 1797 | Rate Constraint in lbs/MMBtu | FALSE | L | Annual | Allowances Purchased NOX | Thousand Tons | 0 | 0 | 0 | 0 | 0 | 0 | 0
IL Fac. Spec. - NOX Rate Summer v3.1, Unit 790 and retrofits | 578 | 1797 | Rate Constraint in lbs/MMBtu | FALSE | L | Annual | Allowances Sold NOX | Thousand Tons | 0 | 0 | 0 | 0 | 0 | 0 | 0
IL Fac. Spec. - NOX Rate Summer v3.1, Unit 790 and retrofits | 578 | 1797 | Rate Constraint in lbs/MMBtu | FALSE | L | Annual | Allowances Banked | Thousand Tons | 0 | 0 | 0 | 0 | 0 | 0 | 0
IL Fac. Spec. - NOX Rate Summer v3.1, Unit 790 and retrofits | 578 | 1797 | Rate Constraint in lbs/MMBtu | FALSE | L | Annual | Allowances Withdrawn (1:1) | Thousand Tons | 0 | 0 | 0 | 0 | 0 | 0 | 0
IL Fac. Spec. - NOX Rate Summer v3.1, Unit 790 and retrofits | 578 | 1797 | Rate Constraint in lbs/MMBtu | FALSE | L | Annual | Allowances Withdrawn (n:1) | Thousand Tons | 0 | 0 | 0 | 0 | 0 | 0 | 0
IL Fac. Spec. - NOX Rate Summer v3.1, Unit 790 and retrofits | 578 | 1797 | Rate Constraint in lbs/MMBtu | FALSE | L | Annual | Net Emissions Allowance Position | Thousand Tons | 0.00051777 | 0.00051777 | 0.00051777 | 0.00051777 | 0.00051777 | 0 | 0
IL Fac. Spec. - NOX Rate Summer v3.1, Unit 790 and retrofits | 578 | 1797 | Rate Constraint in lbs/MMBtu | FALSE | L | Annual | Fuel Consumed | TBtu | 0.037314 | 0.037314 | 0.037314 | 0.037314 | 0.037314 | 0 | 0
IL Fac. Spec. - NOX Rate Summer v3.1, Unit 790 and retrofits | 578 | 1797 | Rate Constraint in lbs/MMBtu | FALSE | L | Annual | Rate | lb/MMBtu | 0.027752 | 0.027752 | 0.027752 | 0.027752 | 0.027752 | 0 | 0
IL Fac. Spec. - NOX Rate Summer v3.1, Unit 790 and retrofits | 578 | 1797 | Rate Constraint in lbs/MMBtu | FALSE | L | Annual | Generation | TWh | 0.0023336 | 0.0023336 | 0.0023336 | 0.0023336 | 0.0023336 | 0 | 0
IL Fac. Spec. - NOX Rate Summer v3.1, Unit 790 and retrofits | 578 | 1797 | Rate Constraint in lbs/MMBtu | FALSE | L | Annual | Qualifying Generation | TWh | 0.0023336 | 0.0023336 | 0.0023336 | 0.0023336 | 0.0023336 | 0 | 0
IL Fac. Spec. - NOX Rate Summer v3.1, Unit 790 and retrofits | 578 | 1797 | Rate Constraint in lbs/MMBtu | FALSE | L | Annual | Rate | lb/MWh | 0.22188 | 0.22188 | 0.22188 | 0.22188 | 0.22188 | 0 | 0
IL Fac. Spec. - NOX Rate Summer v3.1, Unit 790 and retrofits | 578 | 1797 | Rate Constraint in lbs/MMBtu | FALSE | L | Annual | Constraint Shadow Price | US2011$/Ton | 0 | 0 | 0 | 0 | 0 | 0 | 0
IL Fac. Spec. - NOX Rate Summer v3.1, Unit 791 and retrofits | 579 | 1797 | Rate Constraint in lbs/MMBtu | FALSE | L | Annual | Seasons Included | Seasons | Summer | Summer | Summer | Summer | Summer | Summer | Summer
IL Fac. Spec. - NOX Rate Summer v3.1, Unit 791 and retrofits | 579 | 1797 | Rate Constraint in lbs/MMBtu | FALSE | L | Annual | Standard | lb/MMBtu | 0.25 | 0.25 | 0.25 | 0.25 | 0.25 | 0.25 | 0.25
IL Fac. Spec. - NOX Rate Summer v3.1, Unit 791 and retrofits | 579 | 1797 | Rate Constraint in lbs/MMBtu | FALSE | L | Annual | Emissions at Affected Plants NOX | Thousand Tons | 0.0006459 | 0.0006459 | 0.0006459 | 0.0006459 | 0.0006459 | 0 | 0
IL Fac. Spec. - NOX Rate Summer v3.1, Unit 791 and retrofits | 579 | 1797 | Rate Constraint in lbs/MMBtu | FALSE | L | Annual | Allowances Purchased NOX | Thousand Tons | 0 | 0 | 0 | 0 | 0 | 0 | 0
IL Fac. Spec. - NOX Rate Summer v3.1, Unit 791 and retrofits | 579 | 1797 | Rate Constraint in lbs/MMBtu | FALSE | L | Annual | Allowances Sold NOX | Thousand Tons | 0 | 0 | 0 | 0 | 0 | 0 | 0
IL Fac. Spec. - NOX Rate Summer v3.1, Unit 791 and retrofits | 579 | 1797 | Rate Constraint in lbs/MMBtu | FALSE | L | Annual | Allowances Banked | Thousand Tons | 0 | 0 | 0 | 0 | 0 | 0 | 0
IL Fac. Spec. - NOX Rate Summer v3.1, Unit 791 and retrofits | 579 | 1797 | Rate Constraint in lbs/MMBtu | FALSE | L | Annual | Allowances Withdrawn (1:1) | Thousand Tons | 0 | 0 | 0 | 0 | 0 | 0 | 0
IL Fac. Spec. - NOX Rate Summer v3.1, Unit 791 and retrofits | 579 | 1797 | Rate Constraint in lbs/MMBtu | FALSE | L | Annual | Allowances Withdrawn (n:1) | Thousand Tons | 0 | 0 | 0 | 0 | 0 | 0 | 0
IL Fac. Spec. - NOX Rate Summer v3.1, Unit 791 and retrofits | 579 | 1797 | Rate Constraint in lbs/MMBtu | FALSE | L | Annual | Net Emissions Allowance Position | Thousand Tons | 0.0006459 | 0.0006459 | 0.0006459 | 0.0006459 | 0.0006459 | 0 | 0
IL Fac. Spec. - NOX Rate Summer v3.1, Unit 791 and retrofits | 579 | 1797 | Rate Constraint in lbs/MMBtu | FALSE | L | Annual | Fuel Consumed | TBtu | 0.037316 | 0.037316 | 0.037316 | 0.037316 | 0.037316 | 0 | 0
IL Fac. Spec. - NOX Rate Summer v3.1, Unit 791 and retrofits | 579 | 1797 | Rate Constraint in lbs/MMBtu | FALSE | L | Annual | Rate | lb/MMBtu | 0.034618 | 0.034618 | 0.034618 | 0.034618 | 0.034618 | 0 | 0
IL Fac. Spec. - NOX Rate Summer v3.1, Unit 791 and retrofits | 579 | 1797 | Rate Constraint in lbs/MMBtu | FALSE | L | Annual | Generation | TWh | 0.0023336 | 0.0023336 | 0.0023336 | 0.0023336 | 0.0023336 | 0 | 0
IL Fac. Spec. - NOX Rate Summer v3.1, Unit 791 and retrofits | 579 | 1797 | Rate Constraint in lbs/MMBtu | FALSE | L | Annual | Qualifying Generation | TWh | 0.0023336 | 0.0023336 | 0.0023336 | 0.0023336 | 0.0023336 | 0 | 0
IL Fac. Spec. - NOX Rate Summer v3.1, Unit 791 and retrofits | 579 | 1797 | Rate Constraint in lbs/MMBtu | FALSE | L | Annual | Rate | lb/MWh | 0.27679 | 0.27679 | 0.27679 | 0.27679 | 0.27679 | 0 | 0
IL Fac. Spec. - NOX Rate Summer v3.1, Unit 791 and retrofits | 579 | 1797 | Rate Constraint in lbs/MMBtu | FALSE | L | Annual | Constraint Shadow Price | US2011$/Ton | 0 | 0 | 0 | 0 | 0 | 0 | 0
IL Fac. Spec. - NOX Rate Summer v3.1, Unit 811 and retrofits | 580 | 1797 | Rate Constraint in lbs/MMBtu | FALSE | L | Annual | Seasons Included | Seasons | Summer | Summer | Summer | Summer | Summer | Summer | Summer
IL Fac. Spec. - NOX Rate Summer v3.1, Unit 811 and retrofits | 580 | 1797 | Rate Constraint in lbs/MMBtu | FALSE | L | Annual | Standard | lb/MMBtu | 0.25 | 0.25 | 0.25 | 0.25 | 0.25 | 0.25 | 0.25
IL Fac. Spec. - NOX Rate Summer v3.1, Unit 811 and retrofits | 580 | 1797 | Rate Constraint in lbs/MMBtu | FALSE | L | Annual | Emissions at Affected Plants NOX | Thousand Tons | 0.0023586 | 0.0023586 | 0.0023586 | 0.0023586 | 0.0023586 | 0.0023586 | 3.6055e-05
IL Fac. Spec. - NOX Rate Summer v3.1, Unit 811 and retrofits | 580 | 1797 | Rate Constraint in lbs/MMBtu | FALSE | L | Annual | Allowances Purchased NOX | Thousand Tons | 0 | 0 | 0 | 0 | 0 | 0 | 0
IL Fac. Spec. - NOX Rate Summer v3.1, Unit 811 and retrofits | 580 | 1797 | Rate Constraint in lbs/MMBtu | FALSE | L | Annual | Allowances Sold NOX | Thousand Tons | 0 | 0 | 0 | 0 | 0 | 0 | 0
IL Fac. Spec. - NOX Rate Summer v3.1, Unit 811 and retrofits | 580 | 1797 | Rate Constraint in lbs/MMBtu | FALSE | L | Annual | Allowances Banked | Thousand Tons | 0 | 0 | 0 | 0 | 0 | 0 | 0
IL Fac. Spec. - NOX Rate Summer v3.1, Unit 811 and retrofits | 580 | 1797 | Rate Constraint in lbs/MMBtu | FALSE | L | Annual | Allowances Withdrawn (1:1) | Thousand Tons | 0 | 0 | 0 | 0 | 0 | 0 | 0
IL Fac. Spec. - NOX Rate Summer v3.1, Unit 811 and retrofits | 580 | 1797 | Rate Constraint in lbs/MMBtu | FALSE | L | Annual | Allowances Withdrawn (n:1) | Thousand Tons | 0 | 0 | 0 | 0 | 0 | 0 | 0
IL Fac. Spec. - NOX Rate Summer v3.1, Unit 811 and retrofits | 580 | 1797 | Rate Constraint in lbs/MMBtu | FALSE | L | Annual | Net Emissions Allowance Position | Thousand Tons | 0.0023586 | 0.0023586 | 0.0023586 | 0.0023586 | 0.0023586 | 0.0023586 | 3.6055e-05
IL Fac. Spec. - NOX Rate Summer v3.1, Unit 811 and retrofits | 580 | 1797 | Rate Constraint in lbs/MMBtu | FALSE | L | Annual | Fuel Consumed | TBtu | 0.16423 | 0.16423 | 0.16423 | 0.16423 | 0.16423 | 0.16423 | 0.0025105
IL Fac. Spec. - NOX Rate Summer v3.1, Unit 811 and retrofits | 580 | 1797 | Rate Constraint in lbs/MMBtu | FALSE | L | Annual | Rate | lb/MMBtu | 0.028723 | 0.028723 | 0.028723 | 0.028723 | 0.028723 | 0.028723 | 0.028723
IL Fac. Spec. - NOX Rate Summer v3.1, Unit 811 and retrofits | 580 | 1797 | Rate Constraint in lbs/MMBtu | FALSE | L | Annual | Generation | TWh | 0.012371 | 0.012371 | 0.012371 | 0.012371 | 0.012371 | 0.012371 | 0.0001891
IL Fac. Spec. - NOX Rate Summer v3.1, Unit 811 and retrofits | 580 | 1797 | Rate Constraint in lbs/MMBtu | FALSE | L | Annual | Qualifying Generation | TWh | 0.012371 | 0.012371 | 0.012371 | 0.012371 | 0.012371 | 0.012371 | 0.0001891
IL Fac. Spec. - NOX Rate Summer v3.1, Unit 811 and retrofits | 580 | 1797 | Rate Constraint in lbs/MMBtu | FALSE | L | Annual | Rate | lb/MWh | 0.19066 | 0.19066 | 0.19066 | 0.19066 | 0.19066 | 0.19066 | 0.19066
IL Fac. Spec. - NOX Rate Summer v3.1, Unit 811 and retrofits | 580 | 1797 | Rate Constraint in lbs/MMBtu | FALSE | L | Annual | Constraint Shadow Price | US2011$/Ton | 0 | 0 | 0 | 0 | 0 | 0 | 0
IL Fac. Spec. - NOX Rate Summer v3.1, Unit 812 and retrofits | 581 | 1797 | Rate Constraint in lbs/MMBtu | FALSE | L | Annual | Seasons Included | Seasons | Summer | Summer | Summer | Summer | Summer | Summer | Summer
IL Fac. Spec. - NOX Rate Summer v3.1, Unit 812 and retrofits | 581 | 1797 | Rate Constraint in lbs/MMBtu | FALSE | L | Annual | Standard | lb/MMBtu | 0.25 | 0.25 | 0.25 | 0.25 | 0.25 | 0.25 | 0.25
IL Fac. Spec. - NOX Rate Summer v3.1, Unit 812 and retrofits | 581 | 1797 | Rate Constraint in lbs/MMBtu | FALSE | L | Annual | Emissions at Affected Plants NOX | Thousand Tons | 0.0021962 | 0.0021962 | 0.0021962 | 0.0021962 | 0.0021962 | 0.0021962 | 0
IL Fac. Spec. - NOX Rate Summer v3.1, Unit 812 and retrofits | 581 | 1797 | Rate Constraint in lbs/MMBtu | FALSE | L | Annual | Allowances Purchased NOX | Thousand Tons | 0 | 0 | 0 | 0 | 0 | 0 | 0
IL Fac. Spec. - NOX Rate Summer v3.1, Unit 812 and retrofits | 581 | 1797 | Rate Constraint in lbs/MMBtu | FALSE | L | Annual | Allowances Sold NOX | Thousand Tons | 0 | 0 | 0 | 0 | 0 | 0 | 0
IL Fac. Spec. - NOX Rate Summer v3.1, Unit 812 and retrofits | 581 | 1797 | Rate Constraint in lbs/MMBtu | FALSE | L | Annual | Allowances Banked | Thousand Tons | 0 | 0 | 0 | 0 | 0 | 0 | 0
IL Fac. Spec. - NOX Rate Summer v3.1, Unit 812 and retrofits | 581 | 1797 | Rate Constraint in lbs/MMBtu | FALSE | L | Annual | Allowances Withdrawn (1:1) | Thousand Tons | 0 | 0 | 0 | 0 | 0 | 0 | 0
IL Fac. Spec. - NOX Rate Summer v3.1, Unit 812 and retrofits | 581 | 1797 | Rate Constraint in lbs/MMBtu | FALSE | L | Annual | Allowances Withdrawn (n:1) | Thousand Tons | 0 | 0 | 0 | 0 | 0 | 0 | 0
IL Fac. Spec. - NOX Rate Summer v3.1, Unit 812 and retrofits | 581 | 1797 | Rate Constraint in lbs/MMBtu | FALSE | L | Annual | Net Emissions Allowance Position | Thousand Tons | 0.0021962 | 0.0021962 | 0.0021962 | 0.0021962 | 0.0021962 | 0.0021962 | 0
IL Fac. Spec. - NOX Rate Summer v3.1, Unit 812 and retrofits | 581 | 1797 | Rate Constraint in lbs/MMBtu | FALSE | L | Annual | Fuel Consumed | TBtu | 0.16424 | 0.16424 | 0.16424 | 0.16424 | 0.16424 | 0.16424 | 0
IL Fac. Spec. - NOX Rate Summer v3.1, Unit 812 and retrofits | 581 | 1797 | Rate Constraint in lbs/MMBtu | FALSE | L | Annual | Rate | lb/MMBtu | 0.026743 | 0.026743 | 0.026743 | 0.026743 | 0.026743 | 0.026743 | 0
IL Fac. Spec. - NOX Rate Summer v3.1, Unit 812 and retrofits | 581 | 1797 | Rate Constraint in lbs/MMBtu | FALSE | L | Annual | Generation | TWh | 0.012371 | 0.012371 | 0.012371 | 0.012371 | 0.012371 | 0.012371 | 0
IL Fac. Spec. - NOX Rate Summer v3.1, Unit 812 and retrofits | 581 | 1797 | Rate Constraint in lbs/MMBtu | FALSE | L | Annual | Qualifying Generation | TWh | 0.012371 | 0.012371 | 0.012371 | 0.012371 | 0.012371 | 0.012371 | 0
IL Fac. Spec. - NOX Rate Summer v3.1, Unit 812 and retrofits | 581 | 1797 | Rate Constraint in lbs/MMBtu | FALSE | L | Annual | Rate | lb/MWh | 0.17753 | 0.17753 | 0.17753 | 0.17753 | 0.17753 | 0.17753 | 0
IL Fac. Spec. - NOX Rate Summer v3.1, Unit 812 and retrofits | 581 | 1797 | Rate Constraint in lbs/MMBtu | FALSE | L | Annual | Constraint Shadow Price | US2011$/Ton | 0 | 0 | 0 | 0 | 0 | 0 | 0
IL Fac. Spec. - NOX Rate Summer v3.1, Unit 813 and retrofits | 582 | 1797 | Rate Constraint in lbs/MMBtu | FALSE | L | Annual | Seasons Included | Seasons | Summer | Summer | Summer | Summer | Summer | Summer | Summer
IL Fac. Spec. - NOX Rate Summer v3.1, Unit 813 and retrofits | 582 | 1797 | Rate Constraint in lbs/MMBtu | FALSE | L | Annual | Standard | lb/MMBtu | 0.25 | 0.25 | 0.25 | 0.25 | 0.25 | 0.25 | 0.25
IL Fac. Spec. - NOX Rate Summer v3.1, Unit 813 and retrofits | 582 | 1797 | Rate Constraint in lbs/MMBtu | FALSE | L | Annual | Emissions at Affected Plants NOX | Thousand Tons | 0.0022304 | 0.0022304 | 0.0022304 | 0.0022304 | 0.0022304 | 0.0022304 | 0
IL Fac. Spec. - NOX Rate Summer v3.1, Unit 813 and retrofits | 582 | 1797 | Rate Constraint in lbs/MMBtu | FALSE | L | Annual | Allowances Purchased NOX | Thousand Tons | 0 | 0 | 0 | 0 | 0 | 0 | 0
IL Fac. Spec. - NOX Rate Summer v3.1, Unit 813 and retrofits | 582 | 1797 | Rate Constraint in lbs/MMBtu | FALSE | L | Annual | Allowances Sold NOX | Thousand Tons | 0 | 0 | 0 | 0 | 0 | 0 | 0
IL Fac. Spec. - NOX Rate Summer v3.1, Unit 813 and retrofits | 582 | 1797 | Rate Constraint in lbs/MMBtu | FALSE | L | Annual | Allowances Banked | Thousand Tons | 0 | 0 | 0 | 0 | 0 | 0 | 0
IL Fac. Spec. - NOX Rate Summer v3.1, Unit 813 and retrofits | 582 | 1797 | Rate Constraint in lbs/MMBtu | FALSE | L | Annual | Allowances Withdrawn (1:1) | Thousand Tons | 0 | 0 | 0 | 0 | 0 | 0 | 0
IL Fac. Spec. - NOX Rate Summer v3.1, Unit 813 and retrofits | 582 | 1797 | Rate Constraint in lbs/MMBtu | FALSE | L | Annual | Allowances Withdrawn (n:1) | Thousand Tons | 0 | 0 | 0 | 0 | 0 | 0 | 0
IL Fac. Spec. - NOX Rate Summer v3.1, Unit 813 and retrofits | 582 | 1797 | Rate Constraint in lbs/MMBtu | FALSE | L | Annual | Net Emissions Allowance Position | Thousand Tons | 0.0022304 | 0.0022304 | 0.0022304 | 0.0022304 | 0.0022304 | 0.0022304 | 0
IL Fac. Spec. - NOX Rate Summer v3.1, Unit 813 and retrofits | 582 | 1797 | Rate Constraint in lbs/MMBtu | FALSE | L | Annual | Fuel Consumed | TBtu | 0.16424 | 0.16424 | 0.16424 | 0.16424 | 0.16424 | 0.16424 | 0
IL Fac. Spec. - NOX Rate Summer v3.1, Unit 813 and retrofits | 582 | 1797 | Rate Constraint in lbs/MMBtu | FALSE | L | Annual | Rate | lb/MMBtu | 0.02716 | 0.02716 | 0.02716 | 0.02716 | 0.02716 | 0.02716 | 0
IL Fac. Spec. - NOX Rate Summer v3.1, Unit 813 and retrofits | 582 | 1797 | Rate Constraint in lbs/MMBtu | FALSE | L | Annual | Generation | TWh | 0.012371 | 0.012371 | 0.012371 | 0.012371 | 0.012371 | 0.012371 | 0
IL Fac. Spec. - NOX Rate Summer v3.1, Unit 813 and retrofits | 582 | 1797 | Rate Constraint in lbs/MMBtu | FALSE | L | Annual | Qualifying Generation | TWh | 0.012371 | 0.012371 | 0.012371 | 0.012371 | 0.012371 | 0.012371 | 0
IL Fac. Spec. - NOX Rate Summer v3.1, Unit 813 and retrofits | 582 | 1797 | Rate Constraint in lbs/MMBtu | FALSE | L | Annual | Rate | lb/MWh | 0.1803 | 0.1803 | 0.1803 | 0.1803 | 0.1803 | 0.1803 | 0
IL Fac. Spec. - NOX Rate Summer v3.1, Unit 813 and retrofits | 582 | 1797 | Rate Constraint in lbs/MMBtu | FALSE | L | Annual | Constraint Shadow Price | US2011$/Ton | 0 | 0 | 0 | 0 | 0 | 0 | 0
IL Fac. Spec. - NOX Rate Summer v3.1, Unit 814 and retrofits | 583 | 1797 | Rate Constraint in lbs/MMBtu | FALSE | L | Annual | Seasons Included | Seasons | Summer | Summer | Summer | Summer | Summer | Summer | Summer
IL Fac. Spec. - NOX Rate Summer v3.1, Unit 814 and retrofits | 583 | 1797 | Rate Constraint in lbs/MMBtu | FALSE | L | Annual | Standard | lb/MMBtu | 0.25 | 0.25 | 0.25 | 0.25 | 0.25 | 0.25 | 0.25
IL Fac. Spec. - NOX Rate Summer v3.1, Unit 814 and retrofits | 583 | 1797 | Rate Constraint in lbs/MMBtu | FALSE | L | Annual | Emissions at Affected Plants NOX | Thousand Tons | 0.0022384 | 0.0022384 | 0.0022384 | 0.0022384 | 0.0022384 | 0.0022384 | 0
IL Fac. Spec. - NOX Rate Summer v3.1, Unit 814 and retrofits | 583 | 1797 | Rate Constraint in lbs/MMBtu | FALSE | L | Annual | Allowances Purchased NOX | Thousand Tons | 0 | 0 | 0 | 0 | 0 | 0 | 0
IL Fac. Spec. - NOX Rate Summer v3.1, Unit 814 and retrofits | 583 | 1797 | Rate Constraint in lbs/MMBtu | FALSE | L | Annual | Allowances Sold NOX | Thousand Tons | 0 | 0 | 0 | 0 | 0 | 0 | 0
IL Fac. Spec. - NOX Rate Summer v3.1, Unit 814 and retrofits | 583 | 1797 | Rate Constraint in lbs/MMBtu | FALSE | L | Annual | Allowances Banked | Thousand Tons | 0 | 0 | 0 | 0 | 0 | 0 | 0
IL Fac. Spec. - NOX Rate Summer v3.1, Unit 814 and retrofits | 583 | 1797 | Rate Constraint in lbs/MMBtu | FALSE | L | Annual | Allowances Withdrawn (1:1) | Thousand Tons | 0 | 0 | 0 | 0 | 0 | 0 | 0
IL Fac. Spec. - NOX Rate Summer v3.1, Unit 814 and retrofits | 583 | 1797 | Rate Constraint in lbs/MMBtu | FALSE | L | Annual | Allowances Withdrawn (n:1) | Thousand Tons | 0 | 0 | 0 | 0 | 0 | 0 | 0
IL Fac. Spec. - NOX Rate Summer v3.1, Unit 814 and retrofits | 583 | 1797 | Rate Constraint in lbs/MMBtu | FALSE | L | Annual | Net Emissions Allowance Position | Thousand Tons | 0.0022384 | 0.0022384 | 0.0022384 | 0.0022384 | 0.0022384 | 0.0022384 | 0
IL Fac. Spec. - NOX Rate Summer v3.1, Unit 814 and retrofits | 583 | 1797 | Rate Constraint in lbs/MMBtu | FALSE | L | Annual | Fuel Consumed | TBtu | 0.16424 | 0.16424 | 0.16424 | 0.16424 | 0.16424 | 0.16424 | 0
IL Fac. Spec. - NOX Rate Summer v3.1, Unit 814 and retrofits | 583 | 1797 | Rate Constraint in lbs/MMBtu | FALSE | L | Annual | Rate | lb/MMBtu | 0.027256 | 0.027256 | 0.027256 | 0.027256 | 0.027256 | 0.027256 | 0
IL Fac. Spec. - NOX Rate Summer v3.1, Unit 814 and retrofits | 583 | 1797 | Rate Constraint in lbs/MMBtu | FALSE | L | Annual | Generation | TWh | 0.012371 | 0.012371 | 0.012371 | 0.012371 | 0.012371 | 0.012371 | 0
IL Fac. Spec. - NOX Rate Summer v3.1, Unit 814 and retrofits | 583 | 1797 | Rate Constraint in lbs/MMBtu | FALSE | L | Annual | Qualifying Generation | TWh | 0.012371 | 0.012371 | 0.012371 | 0.012371 | 0.012371 | 0.012371 | 0
IL Fac. Spec. - NOX Rate Summer v3.1, Unit 814 and retrofits | 583 | 1797 | Rate Constraint in lbs/MMBtu | FALSE | L | Annual | Rate | lb/MWh | 0.18094 | 0.18094 | 0.18094 | 0.18094 | 0.18094 | 0.18094 | 0
IL Fac. Spec. - NOX Rate Summer v3.1, Unit 814 and retrofits | 583 | 1797 | Rate Constraint in lbs/MMBtu | FALSE | L | Annual | Constraint Shadow Price | US2011$/Ton | 0 | 0 | 0 | 0 | 0 | 0 | 0
IL Fac. Spec. - NOX Rate Summer v3.1, Unit 815 and retrofits | 584 | 1797 | Rate Constraint in lbs/MMBtu | FALSE | L | Annual | Seasons Included | Seasons | Summer | Summer | Summer | Summer | Summer | Summer | Summer
IL Fac. Spec. - NOX Rate Summer v3.1, Unit 815 and retrofits | 584 | 1797 | Rate Constraint in lbs/MMBtu | FALSE | L | Annual | Standard | lb/MMBtu | 0.25 | 0.25 | 0.25 | 0.25 | 0.25 | 0.25 | 0.25
IL Fac. Spec. - NOX Rate Summer v3.1, Unit 815 and retrofits | 584 | 1797 | Rate Constraint in lbs/MMBtu | FALSE | L | Annual | Emissions at Affected Plants NOX | Thousand Tons | 0.002097 | 0.002097 | 0.002097 | 0.002097 | 0.002097 | 0.002097 | 0
IL Fac. Spec. - NOX Rate Summer v3.1, Unit 815 and retrofits | 584 | 1797 | Rate Constraint in lbs/MMBtu | FALSE | L | Annual | Allowances Purchased NOX | Thousand Tons | 0 | 0 | 0 | 0 | 0 | 0 | 0
IL Fac. Spec. - NOX Rate Summer v3.1, Unit 815 and retrofits | 584 | 1797 | Rate Constraint in lbs/MMBtu | FALSE | L | Annual | Allowances Sold NOX | Thousand Tons | 0 | 0 | 0 | 0 | 0 | 0 | 0
IL Fac. Spec. - NOX Rate Summer v3.1, Unit 815 and retrofits | 584 | 1797 | Rate Constraint in lbs/MMBtu | FALSE | L | Annual | Allowances Banked | Thousand Tons | 0 | 0 | 0 | 0 | 0 | 0 | 0
IL Fac. Spec. - NOX Rate Summer v3.1, Unit 815 and retrofits | 584 | 1797 | Rate Constraint in lbs/MMBtu | FALSE | L | Annual | Allowances Withdrawn (1:1) | Thousand Tons | 0 | 0 | 0 | 0 | 0 | 0 | 0
IL Fac. Spec. - NOX Rate Summer v3.1, Unit 815 and retrofits | 584 | 1797 | Rate Constraint in lbs/MMBtu | FALSE | L | Annual | Allowances Withdrawn (n:1) | Thousand Tons | 0 | 0 | 0 | 0 | 0 | 0 | 0
IL Fac. Spec. - NOX Rate Summer v3.1, Unit 815 and retrofits | 584 | 1797 | Rate Constraint in lbs/MMBtu | FALSE | L | Annual | Net Emissions Allowance Position | Thousand Tons | 0.002097 | 0.002097 | 0.002097 | 0.002097 | 0.002097 | 0.002097 | 0
IL Fac. Spec. - NOX Rate Summer v3.1, Unit 815 and retrofits | 584 | 1797 | Rate Constraint in lbs/MMBtu | FALSE | L | Annual | Fuel Consumed | TBtu | 0.16424 | 0.16424 | 0.16424 | 0.16424 | 0.16424 | 0.16424 | 0
IL Fac. Spec. - NOX Rate Summer v3.1, Unit 815 and retrofits | 584 | 1797 | Rate Constraint in lbs/MMBtu | FALSE | L | Annual | Rate | lb/MMBtu | 0.025535 | 0.025535 | 0.025535 | 0.025535 | 0.025535 | 0.025535 | 0
IL Fac. Spec. - NOX Rate Summer v3.1, Unit 815 and retrofits | 584 | 1797 | Rate Constraint in lbs/MMBtu | FALSE | L | Annual | Generation | TWh | 0.012371 | 0.012371 | 0.012371 | 0.012371 | 0.012371 | 0.012371 | 0
IL Fac. Spec. - NOX Rate Summer v3.1, Unit 815 and retrofits | 584 | 1797 | Rate Constraint in lbs/MMBtu | FALSE | L | Annual | Qualifying Generation | TWh | 0.012371 | 0.012371 | 0.012371 | 0.012371 | 0.012371 | 0.012371 | 0
IL Fac. Spec. - NOX Rate Summer v3.1, Unit 815 and retrofits | 584 | 1797 | Rate Constraint in lbs/MMBtu | FALSE | L | Annual | Rate | lb/MWh | 0.16952 | 0.16952 | 0.16952 | 0.16952 | 0.16952 | 0.16952 | 0
IL Fac. Spec. - NOX Rate Summer v3.1, Unit 815 and retrofits | 584 | 1797 | Rate Constraint in lbs/MMBtu | FALSE | L | Annual | Constraint Shadow Price | US2011$/Ton | 0 | 0 | 0 | 0 | 0 | 0 | 0
IL Fac. Spec. - NOX Rate Summer v3.1, Unit 816 and retrofits | 585 | 1797 | Rate Constraint in lbs/MMBtu | FALSE | L | Annual | Seasons Included | Seasons | Summer | Summer | Summer | Summer | Summer | Summer | Summer
IL Fac. Spec. - NOX Rate Summer v3.1, Unit 816 and retrofits | 585 | 1797 | Rate Constraint in lbs/MMBtu | FALSE | L | Annual | Standard | lb/MMBtu | 0.25 | 0.25 | 0.25 | 0.25 | 0.25 | 0.25 | 0.25
IL Fac. Spec. - NOX Rate Summer v3.1, Unit 816 and retrofits | 585 | 1797 | Rate Constraint in lbs/MMBtu | FALSE | L | Annual | Emissions at Affected Plants NOX | Thousand Tons | 0.0016161 | 0.0016161 | 0.0016161 | 0.0016161 | 0.0016161 | 0.0016161 | 0
IL Fac. Spec. - NOX Rate Summer v3.1, Unit 816 and retrofits | 585 | 1797 | Rate Constraint in lbs/MMBtu | FALSE | L | Annual | Allowances Purchased NOX | Thousand Tons | 0 | 0 | 0 | 0 | 0 | 0 | 0
IL Fac. Spec. - NOX Rate Summer v3.1, Unit 816 and retrofits | 585 | 1797 | Rate Constraint in lbs/MMBtu | FALSE | L | Annual | Allowances Sold NOX | Thousand Tons | 0 | 0 | 0 | 0 | 0 | 0 | 0
IL Fac. Spec. - NOX Rate Summer v3.1, Unit 816 and retrofits | 585 | 1797 | Rate Constraint in lbs/MMBtu | FALSE | L | Annual | Allowances Banked | Thousand Tons | 0 | 0 | 0 | 0 | 0 | 0 | 0
IL Fac. Spec. - NOX Rate Summer v3.1, Unit 816 and retrofits | 585 | 1797 | Rate Constraint in lbs/MMBtu | FALSE | L | Annual | Allowances Withdrawn (1:1) | Thousand Tons | 0 | 0 | 0 | 0 | 0 | 0 | 0
IL Fac. Spec. - NOX Rate Summer v3.1, Unit 816 and retrofits | 585 | 1797 | Rate Constraint in lbs/MMBtu | FALSE | L | Annual | Allowances Withdrawn (n:1) | Thousand Tons | 0 | 0 | 0 | 0 | 0 | 0 | 0
IL Fac. Spec. - NOX Rate Summer v3.1, Unit 816 and retrofits | 585 | 1797 | Rate Constraint in lbs/MMBtu | FALSE | L | Annual | Net Emissions Allowance Position | Thousand Tons | 0.0016161 | 0.0016161 | 0.0016161 | 0.0016161 | 0.0016161 | 0.0016161 | 0
IL Fac. Spec. - NOX Rate Summer v3.1, Unit 816 and retrofits | 585 | 1797 | Rate Constraint in lbs/MMBtu | FALSE | L | Annual | Fuel Consumed | TBtu | 0.16424 | 0.16424 | 0.16424 | 0.16424 | 0.16424 | 0.16424 | 0
IL Fac. Spec. - NOX Rate Summer v3.1, Unit 816 and retrofits | 585 | 1797 | Rate Constraint in lbs/MMBtu | FALSE | L | Annual | Rate | lb/MMBtu | 0.019679 | 0.019679 | 0.019679 | 0.019679 | 0.019679 | 0.019679 | 0
IL Fac. Spec. - NOX Rate Summer v3.1, Unit 816 and retrofits | 585 | 1797 | Rate Constraint in lbs/MMBtu | FALSE | L | Annual | Generation | TWh | 0.012371 | 0.012371 | 0.012371 | 0.012371 | 0.012371 | 0.012371 | 0
IL Fac. Spec. - NOX Rate Summer v3.1, Unit 816 and retrofits | 585 | 1797 | Rate Constraint in lbs/MMBtu | FALSE | L | Annual | Qualifying Generation | TWh | 0.012371 | 0.012371 | 0.012371 | 0.012371 | 0.012371 | 0.012371 | 0
IL Fac. Spec. - NOX Rate Summer v3.1, Unit 816 and retrofits | 585 | 1797 | Rate Constraint in lbs/MMBtu | FALSE | L | Annual | Rate | lb/MWh | 0.13064 | 0.13064 | 0.13064 | 0.13064 | 0.13064 | 0.13064 | 0
IL Fac. Spec. - NOX Rate Summer v3.1, Unit 816 and retrofits | 585 | 1797 | Rate Constraint in lbs/MMBtu | FALSE | L | Annual | Constraint Shadow Price | US2011$/Ton | 0 | 0 | 0 | 0 | 0 | 0 | 0
IL Fac. Spec. - NOX Rate Summer v3.1, Unit 817 and retrofits | 586 | 1797 | Rate Constraint in lbs/MMBtu | FALSE | L | Annual | Seasons Included | Seasons | Summer | Summer | Summer | Summer | Summer | Summer | Summer
IL Fac. Spec. - NOX Rate Summer v3.1, Unit 817 and retrofits | 586 | 1797 | Rate Constraint in lbs/MMBtu | FALSE | L | Annual | Standard | lb/MMBtu | 0.25 | 0.25 | 0.25 | 0.25 | 0.25 | 0.25 | 0.25
IL Fac. Spec. - NOX Rate Summer v3.1, Unit 817 and retrofits | 586 | 1797 | Rate Constraint in lbs/MMBtu | FALSE | L | Annual | Emissions at Affected Plants NOX | Thousand Tons | 0.004913 | 0.004913 | 0.004913 | 0.004913 | 0.0029615 | 0.004913 | 0
IL Fac. Spec. - NOX Rate Summer v3.1, Unit 817 and retrofits | 586 | 1797 | Rate Constraint in lbs/MMBtu | FALSE | L | Annual | Allowances Purchased NOX | Thousand Tons | 0 | 0 | 0 | 0 | 0 | 0 | 0
IL Fac. Spec. - NOX Rate Summer v3.1, Unit 817 and retrofits | 586 | 1797 | Rate Constraint in lbs/MMBtu | FALSE | L | Annual | Allowances Sold NOX | Thousand Tons | 0 | 0 | 0 | 0 | 0 | 0 | 0
IL Fac. Spec. - NOX Rate Summer v3.1, Unit 817 and retrofits | 586 | 1797 | Rate Constraint in lbs/MMBtu | FALSE | L | Annual | Allowances Banked | Thousand Tons | 0 | 0 | 0 | 0 | 0 | 0 | 0
IL Fac. Spec. - NOX Rate Summer v3.1, Unit 817 and retrofits | 586 | 1797 | Rate Constraint in lbs/MMBtu | FALSE | L | Annual | Allowances Withdrawn (1:1) | Thousand Tons | 0 | 0 | 0 | 0 | 0 | 0 | 0
IL Fac. Spec. - NOX Rate Summer v3.1, Unit 817 and retrofits | 586 | 1797 | Rate Constraint in lbs/MMBtu | FALSE | L | Annual | Allowances Withdrawn (n:1) | Thousand Tons | 0 | 0 | 0 | 0 | 0 | 0 | 0
IL Fac. Spec. - NOX Rate Summer v3.1, Unit 817 and retrofits | 586 | 1797 | Rate Constraint in lbs/MMBtu | FALSE | L | Annual | Net Emissions Allowance Position | Thousand Tons | 0.004913 | 0.004913 | 0.004913 | 0.004913 | 0.0029615 | 0.004913 | 0
IL Fac. Spec. - NOX Rate Summer v3.1, Unit 817 and retrofits | 586 | 1797 | Rate Constraint in lbs/MMBtu | FALSE | L | Annual | Fuel Consumed | TBtu | 0.099455 | 0.099455 | 0.099455 | 0.099455 | 0.05995 | 0.099455 | 0
IL Fac. Spec. - NOX Rate Summer v3.1, Unit 817 and retrofits | 586 | 1797 | Rate Constraint in lbs/MMBtu | FALSE | L | Annual | Rate | lb/MMBtu | 0.098799 | 0.098799 | 0.098799 | 0.098799 | 0.098799 | 0.098799 | 0
IL Fac. Spec. - NOX Rate Summer v3.1, Unit 817 and retrofits | 586 | 1797 | Rate Constraint in lbs/MMBtu | FALSE | L | Annual | Generation | TWh | 0.0072442 | 0.0072442 | 0.0072442 | 0.0072442 | 0.0043667 | 0.0072442 | 0
IL Fac. Spec. - NOX Rate Summer v3.1, Unit 817 and retrofits | 586 | 1797 | Rate Constraint in lbs/MMBtu | FALSE | L | Annual | Qualifying Generation | TWh | 0.0072442 | 0.0072442 | 0.0072442 | 0.0072442 | 0.0043667 | 0.0072442 | 0
IL Fac. Spec. - NOX Rate Summer v3.1, Unit 817 and retrofits | 586 | 1797 | Rate Constraint in lbs/MMBtu | FALSE | L | Annual | Rate | lb/MWh | 0.6782 | 0.6782 | 0.6782 | 0.6782 | 0.6782 | 0.6782 | 0
IL Fac. Spec. - NOX Rate Summer v3.1, Unit 817 and retrofits | 586 | 1797 | Rate Constraint in lbs/MMBtu | FALSE | L | Annual | Constraint Shadow Price | US2011$/Ton | 0 | 0 | 0 | 0 | 0 | 0 | 0
IL Fac. Spec. - NOX Rate Summer v3.1, Unit 818 and retrofits | 587 | 1797 | Rate Constraint in lbs/MMBtu | FALSE | L | Annual | Seasons Included | Seasons | Summer | Summer | Summer | Summer | Summer | Summer | Summer
IL Fac. Spec. - NOX Rate Summer v3.1, Unit 818 and retrofits | 587 | 1797 | Rate Constraint in lbs/MMBtu | FALSE | L | Annual | Standard | lb/MMBtu | 0.25 | 0.25 | 0.25 | 0.25 | 0.25 | 0.25 | 0.25
IL Fac. Spec. - NOX Rate Summer v3.1, Unit 818 and retrofits | 587 | 1797 | Rate Constraint in lbs/MMBtu | FALSE | L | Annual | Emissions at Affected Plants NOX | Thousand Tons | 0.0045693 | 0.0045693 | 0.0045693 | 0.0045693 | 0.00089888 | 0.0045693 | 0
IL Fac. Spec. - NOX Rate Summer v3.1, Unit 818 and retrofits | 587 | 1797 | Rate Constraint in lbs/MMBtu | FALSE | L | Annual | Allowances Purchased NOX | Thousand Tons | 0 | 0 | 0 | 0 | 0 | 0 | 0
IL Fac. Spec. - NOX Rate Summer v3.1, Unit 818 and retrofits | 587 | 1797 | Rate Constraint in lbs/MMBtu | FALSE | L | Annual | Allowances Sold NOX | Thousand Tons | 0 | 0 | 0 | 0 | 0 | 0 | 0
IL Fac. Spec. - NOX Rate Summer v3.1, Unit 818 and retrofits | 587 | 1797 | Rate Constraint in lbs/MMBtu | FALSE | L | Annual | Allowances Banked | Thousand Tons | 0 | 0 | 0 | 0 | 0 | 0 | 0
IL Fac. Spec. - NOX Rate Summer v3.1, Unit 818 and retrofits | 587 | 1797 | Rate Constraint in lbs/MMBtu | FALSE | L | Annual | Allowances Withdrawn (1:1) | Thousand Tons | 0 | 0 | 0 | 0 | 0 | 0 | 0
IL Fac. Spec. - NOX Rate Summer v3.1, Unit 818 and retrofits | 587 | 1797 | Rate Constraint in lbs/MMBtu | FALSE | L | Annual | Allowances Withdrawn (n:1) | Thousand Tons | 0 | 0 | 0 | 0 | 0 | 0 | 0
IL Fac. Spec. - NOX Rate Summer v3.1, Unit 818 and retrofits | 587 | 1797 | Rate Constraint in lbs/MMBtu | FALSE | L | Annual | Net Emissions Allowance Position | Thousand Tons | 0.0045693 | 0.0045693 | 0.0045693 | 0.0045693 | 0.00089888 | 0.0045693 | 0
IL Fac. Spec. - NOX Rate Summer v3.1, Unit 818 and retrofits | 587 | 1797 | Rate Constraint in lbs/MMBtu | FALSE | L | Annual | Fuel Consumed | TBtu | 0.099462 | 0.099462 | 0.099462 | 0.099462 | 0.019566 | 0.099462 | 0
IL Fac. Spec. - NOX Rate Summer v3.1, Unit 818 and retrofits | 587 | 1797 | Rate Constraint in lbs/MMBtu | FALSE | L | Annual | Rate | lb/MMBtu | 0.09188 | 0.09188 | 0.09188 | 0.09188 | 0.09188 | 0.09188 | 0
IL Fac. Spec. - NOX Rate Summer v3.1, Unit 818 and retrofits | 587 | 1797 | Rate Constraint in lbs/MMBtu | FALSE | L | Annual | Generation | TWh | 0.0072442 | 0.0072442 | 0.0072442 | 0.0072442 | 0.0014251 | 0.0072442 | 0
IL Fac. Spec. - NOX Rate Summer v3.1, Unit 818 and retrofits | 587 | 1797 | Rate Constraint in lbs/MMBtu | FALSE | L | Annual | Qualifying Generation | TWh | 0.0072442 | 0.0072442 | 0.0072442 | 0.0072442 | 0.0014251 | 0.0072442 | 0
IL Fac. Spec. - NOX Rate Summer v3.1, Unit 818 and retrofits | 587 | 1797 | Rate Constraint in lbs/MMBtu | FALSE | L | Annual | Rate | lb/MWh | 0.63076 | 0.63076 | 0.63076 | 0.63076 | 0.63076 | 0.63076 | 0
IL Fac. Spec. - NOX Rate Summer v3.1, Unit 818 and retrofits | 587 | 1797 | Rate Constraint in lbs/MMBtu | FALSE | L | Annual | Constraint Shadow Price | US2011$/Ton | 0 | 0 | 0 | 0 | 0 | 0 | 0
IL Fac. Spec. - NOX Rate Summer v3.1, Unit 819 and retrofits | 588 | 1797 | Rate Constraint in lbs/MMBtu | FALSE | L | Annual | Seasons Included | Seasons | Summer | Summer | Summer | Summer | Summer | Summer | Summer
IL Fac. Spec. - NOX Rate Summer v3.1, Unit 819 and retrofits | 588 | 1797 | Rate Constraint in lbs/MMBtu | FALSE | L | Annual | Standard | lb/MMBtu | 0.25 | 0.25 | 0.25 | 0.25 | 0.25 | 0.25 | 0.25
IL Fac. Spec. - NOX Rate Summer v3.1, Unit 819 and retrofits | 588 | 1797 | Rate Constraint in lbs/MMBtu | FALSE | L | Annual | Emissions at Affected Plants NOX | Thousand Tons | 0.0045802 | 0.0045802 | 0.0045802 | 0.0045802 | 0.00090102 | 0.0045802 | 0
IL Fac. Spec. - NOX Rate Summer v3.1, Unit 819 and retrofits | 588 | 1797 | Rate Constraint in lbs/MMBtu | FALSE | L | Annual | Allowances Purchased NOX | Thousand Tons | 0 | 0 | 0 | 0 | 0 | 0 | 0
IL Fac. Spec. - NOX Rate Summer v3.1, Unit 819 and retrofits | 588 | 1797 | Rate Constraint in lbs/MMBtu | FALSE | L | Annual | Allowances Sold NOX | Thousand Tons | 0 | 0 | 0 | 0 | 0 | 0 | 0
IL Fac. Spec. - NOX Rate Summer v3.1, Unit 819 and retrofits | 588 | 1797 | Rate Constraint in lbs/MMBtu | FALSE | L | Annual | Allowances Banked | Thousand Tons | 0 | 0 | 0 | 0 | 0 | 0 | 0
IL Fac. Spec. - NOX Rate Summer v3.1, Unit 819 and retrofits | 588 | 1797 | Rate Constraint in lbs/MMBtu | FALSE | L | Annual | Allowances Withdrawn (1:1) | Thousand Tons | 0 | 0 | 0 | 0 | 0 | 0 | 0
IL Fac. Spec. - NOX Rate Summer v3.1, Unit 819 and retrofits | 588 | 1797 | Rate Constraint in lbs/MMBtu | FALSE | L | Annual | Allowances Withdrawn (n:1) | Thousand Tons | 0 | 0 | 0 | 0 | 0 | 0 | 0
IL Fac. Spec. - NOX Rate Summer v3.1, Unit 819 and retrofits | 588 | 1797 | Rate Constraint in lbs/MMBtu | FALSE | L | Annual | Net Emissions Allowance Position | Thousand Tons | 0.0045802 | 0.0045802 | 0.0045802 | 0.0045802 | 0.00090102 | 0.0045802 | 0
IL Fac. Spec. - NOX Rate Summer v3.1, Unit 819 and retrofits | 588 | 1797 | Rate Constraint in lbs/MMBtu | FALSE | L | Annual | Fuel Consumed | TBtu | 0.099462 | 0.099462 | 0.099462 | 0.099462 | 0.019566 | 0.099462 | 0
IL Fac. Spec. - NOX Rate Summer v3.1, Unit 819 and retrofits | 588 | 1797 | Rate Constraint in lbs/MMBtu | FALSE | L | Annual | Rate | lb/MMBtu | 0.092099 | 0.092099 | 0.092099 | 0.092099 | 0.092099 | 0.092099 | 0
IL Fac. Spec. - NOX Rate Summer v3.1, Unit 819 and retrofits | 588 | 1797 | Rate Constraint in lbs/MMBtu | FALSE | L | Annual | Generation | TWh | 0.0072442 | 0.0072442 | 0.0072442 | 0.0072442 | 0.0014251 | 0.0072442 | 0
IL Fac. Spec. - NOX Rate Summer v3.1, Unit 819 and retrofits | 588 | 1797 | Rate Constraint in lbs/MMBtu | FALSE | L | Annual | Qualifying Generation | TWh | 0.0072442 | 0.0072442 | 0.0072442 | 0.0072442 | 0.0014251 | 0.0072442 | 0
IL Fac. Spec. - NOX Rate Summer v3.1, Unit 819 and retrofits | 588 | 1797 | Rate Constraint in lbs/MMBtu | FALSE | L | Annual | Rate | lb/MWh | 0.63226 | 0.63226 | 0.63226 | 0.63226 | 0.63226 | 0.63226 | 0
IL Fac. Spec. - NOX Rate Summer v3.1, Unit 819 and retrofits | 588 | 1797 | Rate Constraint in lbs/MMBtu | FALSE | L | Annual | Constraint Shadow Price | US2011$/Ton | 0 | 0 | 0 | 0 | 0 | 0 | 0
IL Fac. Spec. - NOX Rate Summer v3.1, Unit 820 and retrofits | 589 | 1797 | Rate Constraint in lbs/MMBtu | FALSE | L | Annual | Seasons Included | Seasons | Summer | Summer | Summer | Summer | Summer | Summer | Summer
IL Fac. Spec. - NOX Rate Summer v3.1, Unit 820 and retrofits | 589 | 1797 | Rate Constraint in lbs/MMBtu | FALSE | L | Annual | Standard | lb/MMBtu | 0.25 | 0.25 | 0.25 | 0.25 | 0.25 | 0.25 | 0.25
IL Fac. Spec. - NOX Rate Summer v3.1, Unit 820 and retrofits | 589 | 1797 | Rate Constraint in lbs/MMBtu | FALSE | L | Annual | Emissions at Affected Plants NOX | Thousand Tons | 0.0047211 | 0.0047211 | 0.0047211 | 0.0043481 | 0.00092874 | 0.0047211 | 0
IL Fac. Spec. - NOX Rate Summer v3.1, Unit 820 and retrofits | 589 | 1797 | Rate Constraint in lbs/MMBtu | FALSE | L | Annual | Allowances Purchased NOX | Thousand Tons | 0 | 0 | 0 | 0 | 0 | 0 | 0
IL Fac. Spec. - NOX Rate Summer v3.1, Unit 820 and retrofits | 589 | 1797 | Rate Constraint in lbs/MMBtu | FALSE | L | Annual | Allowances Sold NOX | Thousand Tons | 0 | 0 | 0 | 0 | 0 | 0 | 0
IL Fac. Spec. - NOX Rate Summer v3.1, Unit 820 and retrofits | 589 | 1797 | Rate Constraint in lbs/MMBtu | FALSE | L | Annual | Allowances Banked | Thousand Tons | 0 | 0 | 0 | 0 | 0 | 0 | 0
IL Fac. Spec. - NOX Rate Summer v3.1, Unit 820 and retrofits | 589 | 1797 | Rate Constraint in lbs/MMBtu | FALSE | L | Annual | Allowances Withdrawn (1:1) | Thousand Tons | 0 | 0 | 0 | 0 | 0 | 0 | 0
IL Fac. Spec. - NOX Rate Summer v3.1, Unit 820 and retrofits | 589 | 1797 | Rate Constraint in lbs/MMBtu | FALSE | L | Annual | Allowances Withdrawn (n:1) | Thousand Tons | 0 | 0 | 0 | 0 | 0 | 0 | 0
IL Fac. Spec. - NOX Rate Summer v3.1, Unit 820 and retrofits | 589 | 1797 | Rate Constraint in lbs/MMBtu | FALSE | L | Annual | Net Emissions Allowance Position | Thousand Tons | 0.0047211 | 0.0047211 | 0.0047211 | 0.0043481 | 0.00092874 | 0.0047211 | 0
IL Fac. Spec. - NOX Rate Summer v3.1, Unit 820 and retrofits | 589 | 1797 | Rate Constraint in lbs/MMBtu | FALSE | L | Annual | Fuel Consumed | TBtu | 0.099462 | 0.099462 | 0.099462 | 0.091603 | 0.019566 | 0.099462 | 0
IL Fac. Spec. - NOX Rate Summer v3.1, Unit 820 and retrofits | 589 | 1797 | Rate Constraint in lbs/MMBtu | FALSE | L | Annual | Rate | lb/MMBtu | 0.094933 | 0.094933 | 0.094933 | 0.094933 | 0.094933 | 0.094933 | 0
IL Fac. Spec. - NOX Rate Summer v3.1, Unit 820 and retrofits | 589 | 1797 | Rate Constraint in lbs/MMBtu | FALSE | L | Annual | Generation | TWh | 0.0072442 | 0.0072442 | 0.0072442 | 0.0066717 | 0.0014251 | 0.0072442 | 0
IL Fac. Spec. - NOX Rate Summer v3.1, Unit 820 and retrofits | 589 | 1797 | Rate Constraint in lbs/MMBtu | FALSE | L | Annual | Qualifying Generation | TWh | 0.0072442 | 0.0072442 | 0.0072442 | 0.0066717 | 0.0014251 | 0.0072442 | 0
IL Fac. Spec. - NOX Rate Summer v3.1, Unit 820 and retrofits | 589 | 1797 | Rate Constraint in lbs/MMBtu | FALSE | L | Annual | Rate | lb/MWh | 0.65171 | 0.65171 | 0.65171 | 0.65171 | 0.65171 | 0.65171 | 0
IL Fac. Spec. - NOX Rate Summer v3.1, Unit 820 and retrofits | 589 | 1797 | Rate Constraint in lbs/MMBtu | FALSE | L | Annual | Constraint Shadow Price | US2011$/Ton | 0 | 0 | 0 | 0 | 0 | 0 | 0
IL Fac. Spec. - NOX Rate Summer v3.1, Unit 833 and retrofits | 590 | 1797 | Rate Constraint in lbs/MMBtu | FALSE | L | Annual | Seasons Included | Seasons | Summer | Summer | Summer | Summer | Summer | Summer | Summer
IL Fac. Spec. - NOX Rate Summer v3.1, Unit 833 and retrofits | 590 | 1797 | Rate Constraint in lbs/MMBtu | FALSE | L | Annual | Standard | lb/MMBtu | 0.25 | 0.25 | 0.25 | 0.25 | 0.25 | 0.25 | 0.25
IL Fac. Spec. - NOX Rate Summer v3.1, Unit 833 and retrofits | 590 | 1797 | Rate Constraint in lbs/MMBtu | FALSE | L | Annual | Emissions at Affected Plants NOX | Thousand Tons | 0.012293 | 0.012293 | 0.012293 | 0.012293 | 0.012293 | 0.012293 | 0.012293
IL Fac. Spec. - NOX Rate Summer v3.1, Unit 833 and retrofits | 590 | 1797 | Rate Constraint in lbs/MMBtu | FALSE | L | Annual | Allowances Purchased NOX | Thousand Tons | 0 | 0 | 0 | 0 | 0 | 0 | 0
IL Fac. Spec. - NOX Rate Summer v3.1, Unit 833 and retrofits | 590 | 1797 | Rate Constraint in lbs/MMBtu | FALSE | L | Annual | Allowances Sold NOX | Thousand Tons | 0 | 0 | 0 | 0 | 0 | 0 | 0
IL Fac. Spec. - NOX Rate Summer v3.1, Unit 833 and retrofits | 590 | 1797 | Rate Constraint in lbs/MMBtu | FALSE | L | Annual | Allowances Banked | Thousand Tons | 0 | 0 | 0 | 0 | 0 | 0 | 0
IL Fac. Spec. - NOX Rate Summer v3.1, Unit 833 and retrofits | 590 | 1797 | Rate Constraint in lbs/MMBtu | FALSE | L | Annual | Allowances Withdrawn (1:1) | Thousand Tons | 0 | 0 | 0 | 0 | 0 | 0 | 0
IL Fac. Spec. - NOX Rate Summer v3.1, Unit 833 and retrofits | 590 | 1797 | Rate Constraint in lbs/MMBtu | FALSE | L | Annual | Allowances Withdrawn (n:1) | Thousand Tons | 0 | 0 | 0 | 0 | 0 | 0 | 0
IL Fac. Spec. - NOX Rate Summer v3.1, Unit 833 and retrofits | 590 | 1797 | Rate Constraint in lbs/MMBtu | FALSE | L | Annual | Net Emissions Allowance Position | Thousand Tons | 0.012293 | 0.012293 | 0.012293 | 0.012293 | 0.012293 | 0.012293 | 0.012293
IL Fac. Spec. - NOX Rate Summer v3.1, Unit 833 and retrofits | 590 | 1797 | Rate Constraint in lbs/MMBtu | FALSE | L | Annual | Fuel Consumed | TBtu | 0.25124 | 0.25124 | 0.25124 | 0.25124 | 0.25124 | 0.25124 | 0.25124
IL Fac. Spec. - NOX Rate Summer v3.1, Unit 833 and retrofits | 590 | 1797 | Rate Constraint in lbs/MMBtu | FALSE | L | Annual | Rate | lb/MMBtu | 0.09786 | 0.09786 | 0.09786 | 0.09786 | 0.09786 | 0.09786 | 0.09786
IL Fac. Spec. - NOX Rate Summer v3.1, Unit 833 and retrofits | 590 | 1797 | Rate Constraint in lbs/MMBtu | FALSE | L | Annual | Generation | TWh | 0.019319 | 0.019319 | 0.019319 | 0.019319 | 0.019319 | 0.019319 | 0.019319
IL Fac. Spec. - NOX Rate Summer v3.1, Unit 833 and retrofits | 590 | 1797 | Rate Constraint in lbs/MMBtu | FALSE | L | Annual | Qualifying Generation | TWh | 0.019319 | 0.019319 | 0.019319 | 0.019319 | 0.019319 | 0.019319 | 0.019319
IL Fac. Spec. - NOX Rate Summer v3.1, Unit 833 and retrofits | 590 | 1797 | Rate Constraint in lbs/MMBtu | FALSE | L | Annual | Rate | lb/MWh | 0.63634 | 0.63634 | 0.63634 | 0.63634 | 0.63634 | 0.63634 | 0.63634
IL Fac. Spec. - NOX Rate Summer v3.1, Unit 833 and retrofits | 590 | 1797 | Rate Constraint in lbs/MMBtu | FALSE | L | Annual | Constraint Shadow Price | US2011$/Ton | 0 | 0 | 0 | 0 | 0 | 0 | 0
IL Fac. Spec. - NOX Rate Summer v3.1, Unit 834 and retrofits | 591 | 1797 | Rate Constraint in lbs/MMBtu | FALSE | L | Annual | Seasons Included | Seasons | Summer | Summer | Summer | Summer | Summer | Summer | Summer
IL Fac. Spec. - NOX Rate Summer v3.1, Unit 834 and retrofits | 591 | 1797 | Rate Constraint in lbs/MMBtu | FALSE | L | Annual | Standard | lb/MMBtu | 0.25 | 0.25 | 0.25 | 0.25 | 0.25 | 0.25 | 0.25
IL Fac. Spec. - NOX Rate Summer v3.1, Unit 834 and retrofits | 591 | 1797 | Rate Constraint in lbs/MMBtu | FALSE | L | Annual | Emissions at Affected Plants NOX | Thousand Tons | 0.0015819 | 0.0015819 | 0.0015819 | 0.0015819 | 0.0015819 | 0 | 0
IL Fac. Spec. - NOX Rate Summer v3.1, Unit 834 and retrofits | 591 | 1797 | Rate Constraint in lbs/MMBtu | FALSE | L | Annual | Allowances Purchased NOX | Thousand Tons | 0 | 0 | 0 | 0 | 0 | 0 | 0
IL Fac. Spec. - NOX Rate Summer v3.1, Unit 834 and retrofits | 591 | 1797 | Rate Constraint in lbs/MMBtu | FALSE | L | Annual | Allowances Sold NOX | Thousand Tons | 0 | 0 | 0 | 0 | 0 | 0 | 0
IL Fac. Spec. - NOX Rate Summer v3.1, Unit 834 and retrofits | 591 | 1797 | Rate Constraint in lbs/MMBtu | FALSE | L | Annual | Allowances Banked | Thousand Tons | 0 | 0 | 0 | 0 | 0 | 0 | 0
IL Fac. Spec. - NOX Rate Summer v3.1, Unit 834 and retrofits | 591 | 1797 | Rate Constraint in lbs/MMBtu | FALSE | L | Annual | Allowances Withdrawn (1:1) | Thousand Tons | 0 | 0 | 0 | 0 | 0 | 0 | 0
IL Fac. Spec. - NOX Rate Summer v3.1, Unit 834 and retrofits | 591 | 1797 | Rate Constraint in lbs/MMBtu | FALSE | L | Annual | Allowances Withdrawn (n:1) | Thousand Tons | 0 | 0 | 0 | 0 | 0 | 0 | 0
IL Fac. Spec. - NOX Rate Summer v3.1, Unit 834 and retrofits | 591 | 1797 | Rate Constraint in lbs/MMBtu | FALSE | L | Annual | Net Emissions Allowance Position | Thousand Tons | 0.0015819 | 0.0015819 | 0.0015819 | 0.0015819 | 0.0015819 | 0 | 0
IL Fac. Spec. - NOX Rate Summer v3.1, Unit 834 and retrofits | 591 | 1797 | Rate Constraint in lbs/MMBtu | FALSE | L | Annual | Fuel Consumed | TBtu | 0.01428 | 0.01428 | 0.01428 | 0.01428 | 0.01428 | 0 | 0
IL Fac. Spec. - NOX Rate Summer v3.1, Unit 834 and retrofits | 591 | 1797 | Rate Constraint in lbs/MMBtu | FALSE | L | Annual | Rate | lb/MMBtu | 0.22155 | 0.22155 | 0.22155 | 0.22155 | 0.22155 | 0 | 0
IL Fac. Spec. - NOX Rate Summer v3.1, Unit 834 and retrofits | 591 | 1797 | Rate Constraint in lbs/MMBtu | FALSE | L | Annual | Generation | TWh | 0.00097165 | 0.00097165 | 0.00097165 | 0.00097165 | 0.00097165 | 0 | 0
IL Fac. Spec. - NOX Rate Summer v3.1, Unit 834 and retrofits | 591 | 1797 | Rate Constraint in lbs/MMBtu | FALSE | L | Annual | Qualifying Generation | TWh | 0.00097165 | 0.00097165 | 0.00097165 | 0.00097165 | 0.00097165 | 0 | 0
IL Fac. Spec. - NOX Rate Summer v3.1, Unit 834 and retrofits | 591 | 1797 | Rate Constraint in lbs/MMBtu | FALSE | L | Annual | Rate | lb/MWh | 1.628 | 1.628 | 1.628 | 1.628 | 1.628 | 0 | 0
IL Fac. Spec. - NOX Rate Summer v3.1, Unit 834 and retrofits | 591 | 1797 | Rate Constraint in lbs/MMBtu | FALSE | L | Annual | Constraint Shadow Price | US2011$/Ton | 0 | 0 | 0 | 0 | 0 | 0 | 0
IL Fac. Spec. - NOX Rate Summer v3.1, Unit 835 and retrofits | 592 | 1797 | Rate Constraint in lbs/MMBtu | FALSE | L | Annual | Seasons Included | Seasons | Summer | Summer | Summer | Summer | Summer | Summer | Summer
IL Fac. Spec. - NOX Rate Summer v3.1, Unit 835 and retrofits | 592 | 1797 | Rate Constraint in lbs/MMBtu | FALSE | L | Annual | Standard | lb/MMBtu | 0.25 | 0.25 | 0.25 | 0.25 | 0.25 | 0.25 | 0.25
IL Fac. Spec. - NOX Rate Summer v3.1, Unit 835 and retrofits | 592 | 1797 | Rate Constraint in lbs/MMBtu | FALSE | L | Annual | Emissions at Affected Plants NOX | Thousand Tons | 0.0016846 | 0.0016846 | 0.0016846 | 0.0016846 | 0.0016846 | 0 | 0
IL Fac. Spec. - NOX Rate Summer v3.1, Unit 835 and retrofits | 592 | 1797 | Rate Constraint in lbs/MMBtu | FALSE | L | Annual | Allowances Purchased NOX | Thousand Tons | 0 | 0 | 0 | 0 | 0 | 0 | 0
IL Fac. Spec. - NOX Rate Summer v3.1, Unit 835 and retrofits | 592 | 1797 | Rate Constraint in lbs/MMBtu | FALSE | L | Annual | Allowances Sold NOX | Thousand Tons | 0 | 0 | 0 | 0 | 0 | 0 | 0
IL Fac. Spec. - NOX Rate Summer v3.1, Unit 835 and retrofits | 592 | 1797 | Rate Constraint in lbs/MMBtu | FALSE | L | Annual | Allowances Banked | Thousand Tons | 0 | 0 | 0 | 0 | 0 | 0 | 0
IL Fac. Spec. - NOX Rate Summer v3.1, Unit 835 and retrofits | 592 | 1797 | Rate Constraint in lbs/MMBtu | FALSE | L | Annual | Allowances Withdrawn (1:1) | Thousand Tons | 0 | 0 | 0 | 0 | 0 | 0 | 0
IL Fac. Spec. - NOX Rate Summer v3.1, Unit 835 and retrofits | 592 | 1797 | Rate Constraint in lbs/MMBtu | FALSE | L | Annual | Allowances Withdrawn (n:1) | Thousand Tons | 0 | 0 | 0 | 0 | 0 | 0 | 0
IL Fac. Spec. - NOX Rate Summer v3.1, Unit 835 and retrofits | 592 | 1797 | Rate Constraint in lbs/MMBtu | FALSE | L | Annual | Net Emissions Allowance Position | Thousand Tons | 0.0016846 | 0.0016846 | 0.0016846 | 0.0016846 | 0.0016846 | 0 | 0
IL Fac. Spec. - NOX Rate Summer v3.1, Unit 835 and retrofits | 592 | 1797 | Rate Constraint in lbs/MMBtu | FALSE | L | Annual | Fuel Consumed | TBtu | 0.014286 | 0.014286 | 0.014286 | 0.014286 | 0.014286 | 0 | 0
IL Fac. Spec. - NOX Rate Summer v3.1, Unit 835 and retrofits | 592 | 1797 | Rate Constraint in lbs/MMBtu | FALSE | L | Annual | Rate | lb/MMBtu | 0.23583 | 0.23583 | 0.23583 | 0.23583 | 0.23583 | 0 | 0
IL Fac. Spec. - NOX Rate Summer v3.1, Unit 835 and retrofits | 592 | 1797 | Rate Constraint in lbs/MMBtu | FALSE | L | Annual | Generation | TWh | 0.00097165 | 0.00097165 | 0.00097165 | 0.00097165 | 0.00097165 | 0 | 0
IL Fac. Spec. - NOX Rate Summer v3.1, Unit 835 and retrofits | 592 | 1797 | Rate Constraint in lbs/MMBtu | FALSE | L | Annual | Qualifying Generation | TWh | 0.00097165 | 0.00097165 | 0.00097165 | 0.00097165 | 0.00097165 | 0 | 0
IL Fac. Spec. - NOX Rate Summer v3.1, Unit 835 and retrofits | 592 | 1797 | Rate Constraint in lbs/MMBtu | FALSE | L | Annual | Rate | lb/MWh | 1.7337 | 1.7337 | 1.7337 | 1.7337 | 1.7337 | 0 | 0
IL Fac. Spec. - NOX Rate Summer v3.1, Unit 835 and retrofits | 592 | 1797 | Rate Constraint in lbs/MMBtu | FALSE | L | Annual | Constraint Shadow Price | US2011$/Ton | 0 | 0 | 0 | 0 | 0 | 0 | 0
IL Fac. Spec. - NOX Rate Summer v3.1, Unit 841 and retrofits | 593 | 1797 | Rate Constraint in lbs/MMBtu | FALSE | L | Annual | Seasons Included | Seasons | Summer | Summer | Summer | Summer | Summer | Summer | Summer
IL Fac. Spec. - NOX Rate Summer v3.1, Unit 841 and retrofits | 593 | 1797 | Rate Constraint in lbs/MMBtu | FALSE | L | Annual | Standard | lb/MMBtu | 0.25 | 0.25 | 0.25 | 0.25 | 0.25 | 0.25 | 0.25
IL Fac. Spec. - NOX Rate Summer v3.1, Unit 841 and retrofits | 593 | 1797 | Rate Constraint in lbs/MMBtu | FALSE | L | Annual | Emissions at Affected Plants NOX | Thousand Tons | 0.0080173 | 0.0080173 | 0.0080173 | 0.0080173 | 0.0080173 | 0.0080173 | 0
IL Fac. Spec. - NOX Rate Summer v3.1, Unit 841 and retrofits | 593 | 1797 | Rate Constraint in lbs/MMBtu | FALSE | L | Annual | Allowances Purchased NOX | Thousand Tons | 0 | 0 | 0 | 0 | 0 | 0 | 0
IL Fac. Spec. - NOX Rate Summer v3.1, Unit 841 and retrofits | 593 | 1797 | Rate Constraint in lbs/MMBtu | FALSE | L | Annual | Allowances Sold NOX | Thousand Tons | 0 | 0 | 0 | 0 | 0 | 0 | 0
IL Fac. Spec. - NOX Rate Summer v3.1, Unit 841 and retrofits | 593 | 1797 | Rate Constraint in lbs/MMBtu | FALSE | L | Annual | Allowances Banked | Thousand Tons | 0 | 0 | 0 | 0 | 0 | 0 | 0
IL Fac. Spec. - NOX Rate Summer v3.1, Unit 841 and retrofits | 593 | 1797 | Rate Constraint in lbs/MMBtu | FALSE | L | Annual | Allowances Withdrawn (1:1) | Thousand Tons | 0 | 0 | 0 | 0 | 0 | 0 | 0
IL Fac. Spec. - NOX Rate Summer v3.1, Unit 841 and retrofits | 593 | 1797 | Rate Constraint in lbs/MMBtu | FALSE | L | Annual | Allowances Withdrawn (n:1) | Thousand Tons | 0 | 0 | 0 | 0 | 0 | 0 | 0
IL Fac. Spec. - NOX Rate Summer v3.1, Unit 841 and retrofits | 593 | 1797 | Rate Constraint in lbs/MMBtu | FALSE | L | Annual | Net Emissions Allowance Position | Thousand Tons | 0.0080173 | 0.0080173 | 0.0080173 | 0.0080173 | 0.0080173 | 0.0080173 | 0
IL Fac. Spec. - NOX Rate Summer v3.1, Unit 841 and retrofits | 593 | 1797 | Rate Constraint in lbs/MMBtu | FALSE | L | Annual | Fuel Consumed | TBtu | 0.23933 | 0.23933 | 0.23933 | 0.23933 | 0.23933 | 0.23933 | 0
IL Fac. Spec. - NOX Rate Summer v3.1, Unit 841 and retrofits | 593 | 1797 | Rate Constraint in lbs/MMBtu | FALSE | L | Annual | Rate | lb/MMBtu | 0.066997 | 0.066997 | 0.066997 | 0.066997 | 0.066997 | 0.066997 | 0
IL Fac. Spec. - NOX Rate Summer v3.1, Unit 841 and retrofits | 593 | 1797 | Rate Constraint in lbs/MMBtu | FALSE | L | Annual | Generation | TWh | 0.017624 | 0.017624 | 0.017624 | 0.017624 | 0.017624 | 0.017624 | 0
IL Fac. Spec. - NOX Rate Summer v3.1, Unit 841 and retrofits | 593 | 1797 | Rate Constraint in lbs/MMBtu | FALSE | L | Annual | Qualifying Generation | TWh | 0.017624 | 0.017624 | 0.017624 | 0.017624 | 0.017624 | 0.017624 | 0
IL Fac. Spec. - NOX Rate Summer v3.1, Unit 841 and retrofits | 593 | 1797 | Rate Constraint in lbs/MMBtu | FALSE | L | Annual | Rate | lb/MWh | 0.45491 | 0.45491 | 0.45491 | 0.45491 | 0.45491 | 0.45491 | 0
IL Fac. Spec. - NOX Rate Summer v3.1, Unit 841 and retrofits | 593 | 1797 | Rate Constraint in lbs/MMBtu | FALSE | L | Annual | Constraint Shadow Price | US2011$/Ton | 0 | 0 | 0 | 0 | 0 | 0 | 0
IL Fac. Spec. - NOX Rate Summer v3.1, Unit 842 and retrofits | 594 | 1797 | Rate Constraint in lbs/MMBtu | FALSE | L | Annual | Seasons Included | Seasons | Summer | Summer | Summer | Summer | Summer | Summer | Summer
IL Fac. Spec. - NOX Rate Summer v3.1, Unit 842 and retrofits | 594 | 1797 | Rate Constraint in lbs/MMBtu | FALSE | L | Annual | Standard | lb/MMBtu | 0.25 | 0.25 | 0.25 | 0.25 | 0.25 | 0.25 | 0.25
IL Fac. Spec. - NOX Rate Summer v3.1, Unit 842 and retrofits | 594 | 1797 | Rate Constraint in lbs/MMBtu | FALSE | L | Annual | Emissions at Affected Plants NOX | Thousand Tons | 0.0079219 | 0.0079219 | 0.0079219 | 0.0079219 | 0.0079219 | 0.0079219 | 0
IL Fac. Spec. - NOX Rate Summer v3.1, Unit 842 and retrofits | 594 | 1797 | Rate Constraint in lbs/MMBtu | FALSE | L | Annual | Allowances Purchased NOX | Thousand Tons | 0 | 0 | 0 | 0 | 0 | 0 | 0
IL Fac. Spec. - NOX Rate Summer v3.1, Unit 842 and retrofits | 594 | 1797 | Rate Constraint in lbs/MMBtu | FALSE | L | Annual | Allowances Sold NOX | Thousand Tons | 0 | 0 | 0 | 0 | 0 | 0 | 0
IL Fac. Spec. - NOX Rate Summer v3.1, Unit 842 and retrofits | 594 | 1797 | Rate Constraint in lbs/MMBtu | FALSE | L | Annual | Allowances Banked | Thousand Tons | 0 | 0 | 0 | 0 | 0 | 0 | 0
IL Fac. Spec. - NOX Rate Summer v3.1, Unit 842 and retrofits | 594 | 1797 | Rate Constraint in lbs/MMBtu | FALSE | L | Annual | Allowances Withdrawn (1:1) | Thousand Tons | 0 | 0 | 0 | 0 | 0 | 0 | 0
IL Fac. Spec. - NOX Rate Summer v3.1, Unit 842 and retrofits | 594 | 1797 | Rate Constraint in lbs/MMBtu | FALSE | L | Annual | Allowances Withdrawn (n:1) | Thousand Tons | 0 | 0 | 0 | 0 | 0 | 0 | 0
IL Fac. Spec. - NOX Rate Summer v3.1, Unit 842 and retrofits | 594 | 1797 | Rate Constraint in lbs/MMBtu | FALSE | L | Annual | Net Emissions Allowance Position | Thousand Tons | 0.0079219 | 0.0079219 | 0.0079219 | 0.0079219 | 0.0079219 | 0.0079219 | 0
IL Fac. Spec. - NOX Rate Summer v3.1, Unit 842 and retrofits | 594 | 1797 | Rate Constraint in lbs/MMBtu | FALSE | L | Annual | Fuel Consumed | TBtu | 0.23933 | 0.23933 | 0.23933 | 0.23933 | 0.23933 | 0.23933 | 0
IL Fac. Spec. - NOX Rate Summer v3.1, Unit 842 and retrofits | 594 | 1797 | Rate Constraint in lbs/MMBtu | FALSE | L | Annual | Rate | lb/MMBtu | 0.0662 | 0.0662 | 0.0662 | 0.0662 | 0.0662 | 0.0662 | 0
IL Fac. Spec. - NOX Rate Summer v3.1, Unit 842 and retrofits | 594 | 1797 | Rate Constraint in lbs/MMBtu | FALSE | L | Annual | Generation | TWh | 0.017624 | 0.017624 | 0.017624 | 0.017624 | 0.017624 | 0.017624 | 0
IL Fac. Spec. - NOX Rate Summer v3.1, Unit 842 and retrofits | 594 | 1797 | Rate Constraint in lbs/MMBtu | FALSE | L | Annual | Qualifying Generation | TWh | 0.017624 | 0.017624 | 0.017624 | 0.017624 | 0.017624 | 0.017624 | 0
IL Fac. Spec. - NOX Rate Summer v3.1, Unit 842 and retrofits | 594 | 1797 | Rate Constraint in lbs/MMBtu | FALSE | L | Annual | Rate | lb/MWh | 0.4495 | 0.4495 | 0.4495 | 0.4495 | 0.4495 | 0.4495 | 0
IL Fac. Spec. - NOX Rate Summer v3.1, Unit 842 and retrofits | 594 | 1797 | Rate Constraint in lbs/MMBtu | FALSE | L | Annual | Constraint Shadow Price | US2011$/Ton | 0 | 0 | 0 | 0 | 0 | 0 | 0
IL Fac. Spec. - NOX Rate Summer v3.1, Unit 857 and retrofits | 595 | 1797 | Rate Constraint in lbs/MMBtu | FALSE | L | Annual | Seasons Included | Seasons | Summer | Summer | Summer | Summer | Summer | Summer | Summer
IL Fac. Spec. - NOX Rate Summer v3.1, Unit 857 and retrofits | 595 | 1797 | Rate Constraint in lbs/MMBtu | FALSE | L | Annual | Standard | lb/MMBtu | 0.25 | 0.25 | 0.25 | 0.25 | 0.25 | 0.25 | 0.25
IL Fac. Spec. - NOX Rate Summer v3.1, Unit 857 and retrofits | 595 | 1797 | Rate Constraint in lbs/MMBtu | FALSE | L | Annual | Emissions at Affected Plants NOX | Thousand Tons | 0.0098673 | 0.0098673 | 0.0024423 | 0.0019411 | 0.0019411 | 0 | 0
IL Fac. Spec. - NOX Rate Summer v3.1, Unit 857 and retrofits | 595 | 1797 | Rate Constraint in lbs/MMBtu | FALSE | L | Annual | Allowances Purchased NOX | Thousand Tons | 0 | 0 | 0 | 0 | 0 | 0 | 0
IL Fac. Spec. - NOX Rate Summer v3.1, Unit 857 and retrofits | 595 | 1797 | Rate Constraint in lbs/MMBtu | FALSE | L | Annual | Allowances Sold NOX | Thousand Tons | 0 | 0 | 0 | 0 | 0 | 0 | 0
IL Fac. Spec. - NOX Rate Summer v3.1, Unit 857 and retrofits | 595 | 1797 | Rate Constraint in lbs/MMBtu | FALSE | L | Annual | Allowances Banked | Thousand Tons | 0 | 0 | 0 | 0 | 0 | 0 | 0
IL Fac. Spec. - NOX Rate Summer v3.1, Unit 857 and retrofits | 595 | 1797 | Rate Constraint in lbs/MMBtu | FALSE | L | Annual | Allowances Withdrawn (1:1) | Thousand Tons | 0 | 0 | 0 | 0 | 0 | 0 | 0
IL Fac. Spec. - NOX Rate Summer v3.1, Unit 857 and retrofits | 595 | 1797 | Rate Constraint in lbs/MMBtu | FALSE | L | Annual | Allowances Withdrawn (n:1) | Thousand Tons | 0 | 0 | 0 | 0 | 0 | 0 | 0
IL Fac. Spec. - NOX Rate Summer v3.1, Unit 857 and retrofits | 595 | 1797 | Rate Constraint in lbs/MMBtu | FALSE | L | Annual | Net Emissions Allowance Position | Thousand Tons | 0.0098673 | 0.0098673 | 0.0024423 | 0.0019411 | 0.0019411 | 0 | 0
IL Fac. Spec. - NOX Rate Summer v3.1, Unit 857 and retrofits | 595 | 1797 | Rate Constraint in lbs/MMBtu | FALSE | L | Annual | Fuel Consumed | TBtu | 0.26667 | 0.26667 | 0.066005 | 0.05246 | 0.05246 | 0 | 0
IL Fac. Spec. - NOX Rate Summer v3.1, Unit 857 and retrofits | 595 | 1797 | Rate Constraint in lbs/MMBtu | FALSE | L | Annual | Rate | lb/MMBtu | 0.074003 | 0.074003 | 0.074003 | 0.074003 | 0.074003 | 0 | 0
IL Fac. Spec. - NOX Rate Summer v3.1, Unit 857 and retrofits | 595 | 1797 | Rate Constraint in lbs/MMBtu | FALSE | L | Annual | Generation | TWh | 0.019319 | 0.019319 | 0.0047816 | 0.0038004 | 0.0038004 | 0 | 0
IL Fac. Spec. - NOX Rate Summer v3.1, Unit 857 and retrofits | 595 | 1797 | Rate Constraint in lbs/MMBtu | FALSE | L | Annual | Qualifying Generation | TWh | 0.019319 | 0.019319 | 0.0047816 | 0.0038004 | 0.0038004 | 0 | 0
IL Fac. Spec. - NOX Rate Summer v3.1, Unit 857 and retrofits | 595 | 1797 | Rate Constraint in lbs/MMBtu | FALSE | L | Annual | Rate | lb/MWh | 0.51077 | 0.51077 | 0.51077 | 0.51077 | 0.51077 | 0 | 0
IL Fac. Spec. - NOX Rate Summer v3.1, Unit 857 and retrofits | 595 | 1797 | Rate Constraint in lbs/MMBtu | FALSE | L | Annual | Constraint Shadow Price | US2011$/Ton | 0 | 0 | 0 | 0 | 0 | 0 | 0
IL Fac. Spec. - NOX Rate Summer v3.1, Unit 858 and retrofits | 596 | 1797 | Rate Constraint in lbs/MMBtu | FALSE | L | Annual | Seasons Included | Seasons | Summer | Summer | Summer | Summer | Summer | Summer | Summer
IL Fac. Spec. - NOX Rate Summer v3.1, Unit 858 and retrofits | 596 | 1797 | Rate Constraint in lbs/MMBtu | FALSE | L | Annual | Standard | lb/MMBtu | 0.25 | 0.25 | 0.25 | 0.25 | 0.25 | 0.25 | 0.25
IL Fac. Spec. - NOX Rate Summer v3.1, Unit 858 and retrofits | 596 | 1797 | Rate Constraint in lbs/MMBtu | FALSE | L | Annual | Emissions at Affected Plants NOX | Thousand Tons | 0.008561 | 0.008561 | 0.0016841 | 0.0016841 | 0.0016841 | 0 | 0
IL Fac. Spec. - NOX Rate Summer v3.1, Unit 858 and retrofits | 596 | 1797 | Rate Constraint in lbs/MMBtu | FALSE | L | Annual | Allowances Purchased NOX | Thousand Tons | 0 | 0 | 0 | 0 | 0 | 0 | 0
IL Fac. Spec. - NOX Rate Summer v3.1, Unit 858 and retrofits | 596 | 1797 | Rate Constraint in lbs/MMBtu | FALSE | L | Annual | Allowances Sold NOX | Thousand Tons | 0 | 0 | 0 | 0 | 0 | 0 | 0
IL Fac. Spec. - NOX Rate Summer v3.1, Unit 858 and retrofits | 596 | 1797 | Rate Constraint in lbs/MMBtu | FALSE | L | Annual | Allowances Banked | Thousand Tons | 0 | 0 | 0 | 0 | 0 | 0 | 0
IL Fac. Spec. - NOX Rate Summer v3.1, Unit 858 and retrofits | 596 | 1797 | Rate Constraint in lbs/MMBtu | FALSE | L | Annual | Allowances Withdrawn (1:1) | Thousand Tons | 0 | 0 | 0 | 0 | 0 | 0 | 0
IL Fac. Spec. - NOX Rate Summer v3.1, Unit 858 and retrofits | 596 | 1797 | Rate Constraint in lbs/MMBtu | FALSE | L | Annual | Allowances Withdrawn (n:1) | Thousand Tons | 0 | 0 | 0 | 0 | 0 | 0 | 0
IL Fac. Spec. - NOX Rate Summer v3.1, Unit 858 and retrofits | 596 | 1797 | Rate Constraint in lbs/MMBtu | FALSE | L | Annual | Net Emissions Allowance Position | Thousand Tons | 0.008561 | 0.008561 | 0.0016841 | 0.0016841 | 0.0016841 | 0 | 0
IL Fac. Spec. - NOX Rate Summer v3.1, Unit 858 and retrofits | 596 | 1797 | Rate Constraint in lbs/MMBtu | FALSE | L | Annual | Fuel Consumed | TBtu | 0.26669 | 0.26669 | 0.052464 | 0.052464 | 0.052464 | 0 | 0
IL Fac. Spec. - NOX Rate Summer v3.1, Unit 858 and retrofits | 596 | 1797 | Rate Constraint in lbs/MMBtu | FALSE | L | Annual | Rate | lb/MMBtu | 0.064201 | 0.064201 | 0.064201 | 0.064201 | 0.064201 | 0 | 0
IL Fac. Spec. - NOX Rate Summer v3.1, Unit 858 and retrofits | 596 | 1797 | Rate Constraint in lbs/MMBtu | FALSE | L | Annual | Generation | TWh | 0.019319 | 0.019319 | 0.0038004 | 0.0038004 | 0.0038004 | 0 | 0
IL Fac. Spec. - NOX Rate Summer v3.1, Unit 858 and retrofits | 596 | 1797 | Rate Constraint in lbs/MMBtu | FALSE | L | Annual | Qualifying Generation | TWh | 0.019319 | 0.019319 | 0.0038004 | 0.0038004 | 0.0038004 | 0 | 0
IL Fac. Spec. - NOX Rate Summer v3.1, Unit 858 and retrofits | 596 | 1797 | Rate Constraint in lbs/MMBtu | FALSE | L | Annual | Rate | lb/MWh | 0.44315 | 0.44315 | 0.44315 | 0.44315 | 0.44315 | 0 | 0
IL Fac. Spec. - NOX Rate Summer v3.1, Unit 858 and retrofits | 596 | 1797 | Rate Constraint in lbs/MMBtu | FALSE | L | Annual | Constraint Shadow Price | US2011$/Ton | 0 | 0 | 0 | 0 | 0 | 0 | 0
IL Fac. Spec. - NOX Rate Summer v3.1, Unit 2001 and retrofits | 597 | 1797 | Rate Constraint in lbs/MMBtu | FALSE | L | Annual | Seasons Included | Seasons | Summer | Summer | Summer | Summer | Summer | Summer | Summer
IL Fac. Spec. - NOX Rate Summer v3.1, Unit 2001 and retrofits | 597 | 1797 | Rate Constraint in lbs/MMBtu | FALSE | L | Annual | Standard | lb/MMBtu | 0.25 | 0.25 | 0.25 | 0.25 | 0.25 | 0.25 | 0.25
IL Fac. Spec. - NOX Rate Summer v3.1, Unit 2001 and retrofits | 597 | 1797 | Rate Constraint in lbs/MMBtu | FALSE | L | Annual | Emissions at Affected Plants NOX | Thousand Tons | 0.018167 | 0.018167 | 0.0060445 | 0.0060445 | 0.0060445 | 0.0060445 | 0.0060445
IL Fac. Spec. - NOX Rate Summer v3.1, Unit 2001 and retrofits | 597 | 1797 | Rate Constraint in lbs/MMBtu | FALSE | L | Annual | Allowances Purchased NOX | Thousand Tons | 0 | 0 | 0 | 0 | 0 | 0 | 0
IL Fac. Spec. - NOX Rate Summer v3.1, Unit 2001 and retrofits | 597 | 1797 | Rate Constraint in lbs/MMBtu | FALSE | L | Annual | Allowances Sold NOX | Thousand Tons | 0 | 0 | 0 | 0 | 0 | 0 | 0
IL Fac. Spec. - NOX Rate Summer v3.1, Unit 2001 and retrofits | 597 | 1797 | Rate Constraint in lbs/MMBtu | FALSE | L | Annual | Allowances Banked | Thousand Tons | 0 | 0 | 0 | 0 | 0 | 0 | 0
IL Fac. Spec. - NOX Rate Summer v3.1, Unit 2001 and retrofits | 597 | 1797 | Rate Constraint in lbs/MMBtu | FALSE | L | Annual | Allowances Withdrawn (1:1) | Thousand Tons | 0 | 0 | 0 | 0 | 0 | 0 | 0
IL Fac. Spec. - NOX Rate Summer v3.1, Unit 2001 and retrofits | 597 | 1797 | Rate Constraint in lbs/MMBtu | FALSE | L | Annual | Allowances Withdrawn (n:1) | Thousand Tons | 0 | 0 | 0 | 0 | 0 | 0 | 0
IL Fac. Spec. - NOX Rate Summer v3.1, Unit 2001 and retrofits | 597 | 1797 | Rate Constraint in lbs/MMBtu | FALSE | L | Annual | Net Emissions Allowance Position | Thousand Tons | 0.018167 | 0.018167 | 0.0060445 | 0.0060445 | 0.0060445 | 0.0060445 | 0.0060445
IL Fac. Spec. - NOX Rate Summer v3.1, Unit 2001 and retrofits | 597 | 1797 | Rate Constraint in lbs/MMBtu | FALSE | L | Annual | Fuel Consumed | TBtu | 0.95113 | 0.95113 | 0.31647 | 0.31647 | 0.31647 | 0.31647 | 0.31647
IL Fac. Spec. - NOX Rate Summer v3.1, Unit 2001 and retrofits | 597 | 1797 | Rate Constraint in lbs/MMBtu | FALSE | L | Annual | Rate | lb/MMBtu | 0.0382 | 0.0382 | 0.0382 | 0.0382 | 0.0382 | 0.0382 | 0.0382
IL Fac. Spec. - NOX Rate Summer v3.1, Unit 2001 and retrofits | 597 | 1797 | Rate Constraint in lbs/MMBtu | FALSE | L | Annual | Generation | TWh | 0.085564 | 0.085564 | 0.028469 | 0.028469 | 0.028469 | 0.028469 | 0.028469
IL Fac. Spec. - NOX Rate Summer v3.1, Unit 2001 and retrofits | 597 | 1797 | Rate Constraint in lbs/MMBtu | FALSE | L | Annual | Qualifying Generation | TWh | 0.085564 | 0.085564 | 0.028469 | 0.028469 | 0.028469 | 0.028469 | 0.028469
IL Fac. Spec. - NOX Rate Summer v3.1, Unit 2001 and retrofits | 597 | 1797 | Rate Constraint in lbs/MMBtu | FALSE | L | Annual | Rate | lb/MWh | 0.21232 | 0.21232 | 0.21232 | 0.21232 | 0.21232 | 0.21232 | 0.21232
IL Fac. Spec. - NOX Rate Summer v3.1, Unit 2001 and retrofits | 597 | 1797 | Rate Constraint in lbs/MMBtu | FALSE | L | Annual | Constraint Shadow Price | US2011$/Ton | 0 | 0 | 0 | 0 | 0 | 0 | 0
IL Fac. Spec. - NOX Rate Summer v3.1, Unit 2002 and retrofits | 598 | 1797 | Rate Constraint in lbs/MMBtu | FALSE | L | Annual | Seasons Included | Seasons | Summer | Summer | Summer | Summer | Summer | Summer | Summer
IL Fac. Spec. - NOX Rate Summer v3.1, Unit 2002 and retrofits | 598 | 1797 | Rate Constraint in lbs/MMBtu | FALSE | L | Annual | Standard | lb/MMBtu | 0.25 | 0.25 | 0.25 | 0.25 | 0.25 | 0.25 | 0.25
IL Fac. Spec. - NOX Rate Summer v3.1, Unit 2002 and retrofits | 598 | 1797 | Rate Constraint in lbs/MMBtu | FALSE | L | Annual | Emissions at Affected Plants NOX | Thousand Tons | 0.018071 | 0.015612 | 0.0060129 | 0.0060129 | 0.0060129 | 0.0060129 | 0.0060129
IL Fac. Spec. - NOX Rate Summer v3.1, Unit 2002 and retrofits | 598 | 1797 | Rate Constraint in lbs/MMBtu | FALSE | L | Annual | Allowances Purchased NOX | Thousand Tons | 0 | 0 | 0 | 0 | 0 | 0 | 0
IL Fac. Spec. - NOX Rate Summer v3.1, Unit 2002 and retrofits | 598 | 1797 | Rate Constraint in lbs/MMBtu | FALSE | L | Annual | Allowances Sold NOX | Thousand Tons | 0 | 0 | 0 | 0 | 0 | 0 | 0
IL Fac. Spec. - NOX Rate Summer v3.1, Unit 2002 and retrofits | 598 | 1797 | Rate Constraint in lbs/MMBtu | FALSE | L | Annual | Allowances Banked | Thousand Tons | 0 | 0 | 0 | 0 | 0 | 0 | 0
IL Fac. Spec. - NOX Rate Summer v3.1, Unit 2002 and retrofits | 598 | 1797 | Rate Constraint in lbs/MMBtu | FALSE | L | Annual | Allowances Withdrawn (1:1) | Thousand Tons | 0 | 0 | 0 | 0 | 0 | 0 | 0
IL Fac. Spec. - NOX Rate Summer v3.1, Unit 2002 and retrofits | 598 | 1797 | Rate Constraint in lbs/MMBtu | FALSE | L | Annual | Allowances Withdrawn (n:1) | Thousand Tons | 0 | 0 | 0 | 0 | 0 | 0 | 0
IL Fac. Spec. - NOX Rate Summer v3.1, Unit 2002 and retrofits | 598 | 1797 | Rate Constraint in lbs/MMBtu | FALSE | L | Annual | Net Emissions Allowance Position | Thousand Tons | 0.018071 | 0.015612 | 0.0060129 | 0.0060129 | 0.0060129 | 0.0060129 | 0.0060129
IL Fac. Spec. - NOX Rate Summer v3.1, Unit 2002 and retrofits | 598 | 1797 | Rate Constraint in lbs/MMBtu | FALSE | L | Annual | Fuel Consumed | TBtu | 0.95113 | 0.82167 | 0.31647 | 0.31647 | 0.31647 | 0.31647 | 0.31647
IL Fac. Spec. - NOX Rate Summer v3.1, Unit 2002 and retrofits | 598 | 1797 | Rate Constraint in lbs/MMBtu | FALSE | L | Annual | Rate | lb/MMBtu | 0.038 | 0.038 | 0.038 | 0.038 | 0.038 | 0.038 | 0.038
IL Fac. Spec. - NOX Rate Summer v3.1, Unit 2002 and retrofits | 598 | 1797 | Rate Constraint in lbs/MMBtu | FALSE | L | Annual | Generation | TWh | 0.085564 | 0.073918 | 0.028469 | 0.028469 | 0.028469 | 0.028469 | 0.028469
IL Fac. Spec. - NOX Rate Summer v3.1, Unit 2002 and retrofits | 598 | 1797 | Rate Constraint in lbs/MMBtu | FALSE | L | Annual | Qualifying Generation | TWh | 0.085564 | 0.073918 | 0.028469 | 0.028469 | 0.028469 | 0.028469 | 0.028469
IL Fac. Spec. - NOX Rate Summer v3.1, Unit 2002 and retrofits | 598 | 1797 | Rate Constraint in lbs/MMBtu | FALSE | L | Annual | Rate | lb/MWh | 0.2112 | 0.2112 | 0.2112 | 0.2112 | 0.2112 | 0.2112 | 0.2112
IL Fac. Spec. - NOX Rate Summer v3.1, Unit 2002 and retrofits | 598 | 1797 | Rate Constraint in lbs/MMBtu | FALSE | L | Annual | Constraint Shadow Price | US2011$/Ton | 0 | 0 | 0 | 0 | 0 | 0 | 0
IL Fac. Spec. - NOX Rate Summer v3.1, Unit 2003 and retrofits | 599 | 1797 | Rate Constraint in lbs/MMBtu | FALSE | L | Annual | Seasons Included | Seasons | Summer | Summer | Summer | Summer | Summer | Summer | Summer
IL Fac. Spec. - NOX Rate Summer v3.1, Unit 2003 and retrofits | 599 | 1797 | Rate Constraint in lbs/MMBtu | FALSE | L | Annual | Standard | lb/MMBtu | 0.25 | 0.25 | 0.25 | 0.25 | 0.25 | 0.25 | 0.25
IL Fac. Spec. - NOX Rate Summer v3.1, Unit 2003 and retrofits | 599 | 1797 | Rate Constraint in lbs/MMBtu | FALSE | L | Annual | Emissions at Affected Plants NOX | Thousand Tons | 0.012413 | 0.0041303 | 0.0041303 | 0.0041303 | 0.0041303 | 0.0041303 | 0.0041303
IL Fac. Spec. - NOX Rate Summer v3.1, Unit 2003 and retrofits | 599 | 1797 | Rate Constraint in lbs/MMBtu | FALSE | L | Annual | Allowances Purchased NOX | Thousand Tons | 0 | 0 | 0 | 0 | 0 | 0 | 0
IL Fac. Spec. - NOX Rate Summer v3.1, Unit 2003 and retrofits | 599 | 1797 | Rate Constraint in lbs/MMBtu | FALSE | L | Annual | Allowances Sold NOX | Thousand Tons | 0 | 0 | 0 | 0 | 0 | 0 | 0
IL Fac. Spec. - NOX Rate Summer v3.1, Unit 2003 and retrofits | 599 | 1797 | Rate Constraint in lbs/MMBtu | FALSE | L | Annual | Allowances Banked | Thousand Tons | 0 | 0 | 0 | 0 | 0 | 0 | 0
IL Fac. Spec. - NOX Rate Summer v3.1, Unit 2003 and retrofits | 599 | 1797 | Rate Constraint in lbs/MMBtu | FALSE | L | Annual | Allowances Withdrawn (1:1) | Thousand Tons | 0 | 0 | 0 | 0 | 0 | 0 | 0
IL Fac. Spec. - NOX Rate Summer v3.1, Unit 2003 and retrofits | 599 | 1797 | Rate Constraint in lbs/MMBtu | FALSE | L | Annual | Allowances Withdrawn (n:1) | Thousand Tons | 0 | 0 | 0 | 0 | 0 | 0 | 0
IL Fac. Spec. - NOX Rate Summer v3.1, Unit 2003 and retrofits | 599 | 1797 | Rate Constraint in lbs/MMBtu | FALSE | L | Annual | Net Emissions Allowance Position | Thousand Tons | 0.012413 | 0.0041303 | 0.0041303 | 0.0041303 | 0.0041303 | 0.0041303 | 0.0041303
IL Fac. Spec. - NOX Rate Summer v3.1, Unit 2003 and retrofits | 599 | 1797 | Rate Constraint in lbs/MMBtu | FALSE | L | Annual | Fuel Consumed | TBtu | 0.65679 | 0.21853 | 0.21853 | 0.21853 | 0.21853 | 0.21853 | 0.21853
IL Fac. Spec. - NOX Rate Summer v3.1, Unit 2003 and retrofits | 599 | 1797 | Rate Constraint in lbs/MMBtu | FALSE | L | Annual | Rate | lb/MMBtu | 0.0378 | 0.0378 | 0.0378 | 0.0378 | 0.0378 | 0.0378 | 0.0378
IL Fac. Spec. - NOX Rate Summer v3.1, Unit 2003 and retrofits | 599 | 1797 | Rate Constraint in lbs/MMBtu | FALSE | L | Annual | Generation | TWh | 0.05908 | 0.019657 | 0.019657 | 0.019657 | 0.019657 | 0.019657 | 0.019657
IL Fac. Spec. - NOX Rate Summer v3.1, Unit 2003 and retrofits | 599 | 1797 | Rate Constraint in lbs/MMBtu | FALSE | L | Annual | Qualifying Generation | TWh | 0.05908 | 0.019657 | 0.019657 | 0.019657 | 0.019657 | 0.019657 | 0.019657
IL Fac. Spec. - NOX Rate Summer v3.1, Unit 2003 and retrofits | 599 | 1797 | Rate Constraint in lbs/MMBtu | FALSE | L | Annual | Rate | lb/MWh | 0.21011 | 0.21011 | 0.21011 | 0.21011 | 0.21011 | 0.21011 | 0.21011
IL Fac. Spec. - NOX Rate Summer v3.1, Unit 2003 and retrofits | 599 | 1797 | Rate Constraint in lbs/MMBtu | FALSE | L | Annual | Constraint Shadow Price | US2011$/Ton | 0 | 0 | 0 | 0 | 0 | 0 | 0
IL Fac. Spec. - NOX Rate Summer v3.1, Unit 2004 and retrofits | 600 | 1797 | Rate Constraint in lbs/MMBtu | FALSE | L | Annual | Seasons Included | Seasons | Summer | Summer | Summer | Summer | Summer | Summer | Summer
IL Fac. Spec. - NOX Rate Summer v3.1, Unit 2004 and retrofits | 600 | 1797 | Rate Constraint in lbs/MMBtu | FALSE | L | Annual | Standard | lb/MMBtu | 0.25 | 0.25 | 0.25 | 0.25 | 0.25 | 0.25 | 0.25
IL Fac. Spec. - NOX Rate Summer v3.1, Unit 2004 and retrofits | 600 | 1797 | Rate Constraint in lbs/MMBtu | FALSE | L | Annual | Emissions at Affected Plants NOX | Thousand Tons | 0.011028 | 0.011028 | 0.0036694 | 0.0036694 | 0.0036694 | 0.0036694 | 0.0036694
IL Fac. Spec. - NOX Rate Summer v3.1, Unit 2004 and retrofits | 600 | 1797 | Rate Constraint in lbs/MMBtu | FALSE | L | Annual | Allowances Purchased NOX | Thousand Tons | 0 | 0 | 0 | 0 | 0 | 0 | 0
IL Fac. Spec. - NOX Rate Summer v3.1, Unit 2004 and retrofits | 600 | 1797 | Rate Constraint in lbs/MMBtu | FALSE | L | Annual | Allowances Sold NOX | Thousand Tons | 0 | 0 | 0 | 0 | 0 | 0 | 0
IL Fac. Spec. - NOX Rate Summer v3.1, Unit 2004 and retrofits | 600 | 1797 | Rate Constraint in lbs/MMBtu | FALSE | L | Annual | Allowances Banked | Thousand Tons | 0 | 0 | 0 | 0 | 0 | 0 | 0
IL Fac. Spec. - NOX Rate Summer v3.1, Unit 2004 and retrofits | 600 | 1797 | Rate Constraint in lbs/MMBtu | FALSE | L | Annual | Allowances Withdrawn (1:1) | Thousand Tons | 0 | 0 | 0 | 0 | 0 | 0 | 0
IL Fac. Spec. - NOX Rate Summer v3.1, Unit 2004 and retrofits | 600 | 1797 | Rate Constraint in lbs/MMBtu | FALSE | L | Annual | Allowances Withdrawn (n:1) | Thousand Tons | 0 | 0 | 0 | 0 | 0 | 0 | 0
IL Fac. Spec. - NOX Rate Summer v3.1, Unit 2004 and retrofits | 600 | 1797 | Rate Constraint in lbs/MMBtu | FALSE | L | Annual | Net Emissions Allowance Position | Thousand Tons | 0.011028 | 0.011028 | 0.0036694 | 0.0036694 | 0.0036694 | 0.0036694 | 0.0036694
IL Fac. Spec. - NOX Rate Summer v3.1, Unit 2004 and retrofits | 600 | 1797 | Rate Constraint in lbs/MMBtu | FALSE | L | Annual | Fuel Consumed | TBtu | 0.26402 | 0.26402 | 0.087847 | 0.087847 | 0.087847 | 0.087847 | 0.087847
IL Fac. Spec. - NOX Rate Summer v3.1, Unit 2004 and retrofits | 600 | 1797 | Rate Constraint in lbs/MMBtu | FALSE | L | Annual | Rate | lb/MMBtu | 0.083541 | 0.083541 | 0.083541 | 0.083541 | 0.083541 | 0.083541 | 0.083541
IL Fac. Spec. - NOX Rate Summer v3.1, Unit 2004 and retrofits | 600 | 1797 | Rate Constraint in lbs/MMBtu | FALSE | L | Annual | Generation | TWh | 0.023751 | 0.023751 | 0.0079027 | 0.0079027 | 0.0079027 | 0.0079027 | 0.0079027
IL Fac. Spec. - NOX Rate Summer v3.1, Unit 2004 and retrofits | 600 | 1797 | Rate Constraint in lbs/MMBtu | FALSE | L | Annual | Qualifying Generation | TWh | 0.023751 | 0.023751 | 0.0079027 | 0.0079027 | 0.0079027 | 0.0079027 | 0.0079027
IL Fac. Spec. - NOX Rate Summer v3.1, Unit 2004 and retrofits | 600 | 1797 | Rate Constraint in lbs/MMBtu | FALSE | L | Annual | Rate | lb/MWh | 0.46432 | 0.46432 | 0.46432 | 0.46432 | 0.46432 | 0.46432 | 0.46432
IL Fac. Spec. - NOX Rate Summer v3.1, Unit 2004 and retrofits | 600 | 1797 | Rate Constraint in lbs/MMBtu | FALSE | L | Annual | Constraint Shadow Price | US2011$/Ton | 0 | 0 | 0 | 0 | 0 | 0 | 0
IL Fac. Spec. - NOX Rate Summer v3.1, Unit 2779 and retrofits | 601 | 1797 | Rate Constraint in lbs/MMBtu | FALSE | L | Annual | Seasons Included | Seasons | Summer | Summer | Summer | Summer | Summer | Summer | Summer
IL Fac. Spec. - NOX Rate Summer v3.1, Unit 2779 and retrofits | 601 | 1797 | Rate Constraint in lbs/MMBtu | FALSE | L | Annual | Standard | lb/MMBtu | 0.25 | 0.25 | 0.25 | 0.25 | 0.25 | 0.25 | 0.25
IL Fac. Spec. - NOX Rate Summer v3.1, Unit 2779 and retrofits | 601 | 1797 | Rate Constraint in lbs/MMBtu | FALSE | L | Annual | Emissions at Affected Plants NOX | Thousand Tons | 0.082841 | 0.082841 | 0.082841 | 0.082841 | 0.082841 | 0.082841 | 0.082841
IL Fac. Spec. - NOX Rate Summer v3.1, Unit 2779 and retrofits | 601 | 1797 | Rate Constraint in lbs/MMBtu | FALSE | L | Annual | Allowances Purchased NOX | Thousand Tons | 0 | 0 | 0 | 0 | 0 | 0 | 0
IL Fac. Spec. - NOX Rate Summer v3.1, Unit 2779 and retrofits | 601 | 1797 | Rate Constraint in lbs/MMBtu | FALSE | L | Annual | Allowances Sold NOX | Thousand Tons | 0 | 0 | 0 | 0 | 0 | 0 | 0
IL Fac. Spec. - NOX Rate Summer v3.1, Unit 2779 and retrofits | 601 | 1797 | Rate Constraint in lbs/MMBtu | FALSE | L | Annual | Allowances Banked | Thousand Tons | 0 | 0 | 0 | 0 | 0 | 0 | 0
IL Fac. Spec. - NOX Rate Summer v3.1, Unit 2779 and retrofits | 601 | 1797 | Rate Constraint in lbs/MMBtu | FALSE | L | Annual | Allowances Withdrawn (1:1) | Thousand Tons | 0 | 0 | 0 | 0 | 0 | 0 | 0
IL Fac. Spec. - NOX Rate Summer v3.1, Unit 2779 and retrofits | 601 | 1797 | Rate Constraint in lbs/MMBtu | FALSE | L | Annual | Allowances Withdrawn (n:1) | Thousand Tons | 0 | 0 | 0 | 0 | 0 | 0 | 0
IL Fac. Spec. - NOX Rate Summer v3.1, Unit 2779 and retrofits | 601 | 1797 | Rate Constraint in lbs/MMBtu | FALSE | L | Annual | Net Emissions Allowance Position | Thousand Tons | 0.082841 | 0.082841 | 0.082841 | 0.082841 | 0.082841 | 0.082841 | 0.082841
IL Fac. Spec. - NOX Rate Summer v3.1, Unit 2779 and retrofits | 601 | 1797 | Rate Constraint in lbs/MMBtu | FALSE | L | Annual | Fuel Consumed | TBtu | 3.3136 | 3.3136 | 3.3136 | 3.3136 | 3.3136 | 3.3136 | 3.3136
IL Fac. Spec. - NOX Rate Summer v3.1, Unit 2779 and retrofits | 601 | 1797 | Rate Constraint in lbs/MMBtu | FALSE | L | Annual | Rate | lb/MMBtu | 0.05 | 0.05 | 0.05 | 0.05 | 0.05 | 0.05 | 0.05
IL Fac. Spec. - NOX Rate Summer v3.1, Unit 2779 and retrofits | 601 | 1797 | Rate Constraint in lbs/MMBtu | FALSE | L | Annual | Generation | TWh | 0.51534 | 0.51534 | 0.51534 | 0.51534 | 0.51534 | 0.51534 | 0.51534
IL Fac. Spec. - NOX Rate Summer v3.1, Unit 2779 and retrofits | 601 | 1797 | Rate Constraint in lbs/MMBtu | FALSE | L | Annual | Qualifying Generation | TWh | 0.51534 | 0.51534 | 0.51534 | 0.51534 | 0.51534 | 0.51534 | 0.51534
IL Fac. Spec. - NOX Rate Summer v3.1, Unit 2779 and retrofits | 601 | 1797 | Rate Constraint in lbs/MMBtu | FALSE | L | Annual | Rate | lb/MWh | 0.16075 | 0.16075 | 0.16075 | 0.16075 | 0.16075 | 0.16075 | 0.16075
IL Fac. Spec. - NOX Rate Summer v3.1, Unit 2779 and retrofits | 601 | 1797 | Rate Constraint in lbs/MMBtu | FALSE | L | Annual | Constraint Shadow Price | US2011$/Ton | 0 | 0 | 0 | 0 | 0 | 0 | 0
IL Fac. Spec. - NOX Rate Summer v3.1, Unit 2780 and retrofits | 602 | 1797 | Rate Constraint in lbs/MMBtu | FALSE | L | Annual | Seasons Included | Seasons | Summer | Summer | Summer | Summer | Summer | Summer | Summer
IL Fac. Spec. - NOX Rate Summer v3.1, Unit 2780 and retrofits | 602 | 1797 | Rate Constraint in lbs/MMBtu | FALSE | L | Annual | Standard | lb/MMBtu | 0.25 | 0.25 | 0.25 | 0.25 | 0.25 | 0.25 | 0.25
IL Fac. Spec. - NOX Rate Summer v3.1, Unit 2780 and retrofits | 602 | 1797 | Rate Constraint in lbs/MMBtu | FALSE | L | Annual | Emissions at Affected Plants NOX | Thousand Tons | 0.082841 | 0.082841 | 0.082841 | 0.082841 | 0.082841 | 0.082841 | 0.082841
IL Fac. Spec. - NOX Rate Summer v3.1, Unit 2780 and retrofits | 602 | 1797 | Rate Constraint in lbs/MMBtu | FALSE | L | Annual | Allowances Purchased NOX | Thousand Tons | 0 | 0 | 0 | 0 | 0 | 0 | 0
IL Fac. Spec. - NOX Rate Summer v3.1, Unit 2780 and retrofits | 602 | 1797 | Rate Constraint in lbs/MMBtu | FALSE | L | Annual | Allowances Sold NOX | Thousand Tons | 0 | 0 | 0 | 0 | 0 | 0 | 0
IL Fac. Spec. - NOX Rate Summer v3.1, Unit 2780 and retrofits | 602 | 1797 | Rate Constraint in lbs/MMBtu | FALSE | L | Annual | Allowances Banked | Thousand Tons | 0 | 0 | 0 | 0 | 0 | 0 | 0
IL Fac. Spec. - NOX Rate Summer v3.1, Unit 2780 and retrofits | 602 | 1797 | Rate Constraint in lbs/MMBtu | FALSE | L | Annual | Allowances Withdrawn (1:1) | Thousand Tons | 0 | 0 | 0 | 0 | 0 | 0 | 0
IL Fac. Spec. - NOX Rate Summer v3.1, Unit 2780 and retrofits | 602 | 1797 | Rate Constraint in lbs/MMBtu | FALSE | L | Annual | Allowances Withdrawn (n:1) | Thousand Tons | 0 | 0 | 0 | 0 | 0 | 0 | 0
IL Fac. Spec. - NOX Rate Summer v3.1, Unit 2780 and retrofits | 602 | 1797 | Rate Constraint in lbs/MMBtu | FALSE | L | Annual | Net Emissions Allowance Position | Thousand Tons | 0.082841 | 0.082841 | 0.082841 | 0.082841 | 0.082841 | 0.082841 | 0.082841
IL Fac. Spec. - NOX Rate Summer v3.1, Unit 2780 and retrofits | 602 | 1797 | Rate Constraint in lbs/MMBtu | FALSE | L | Annual | Fuel Consumed | TBtu | 3.3136 | 3.3136 | 3.3136 | 3.3136 | 3.3136 | 3.3136 | 3.3136
IL Fac. Spec. - NOX Rate Summer v3.1, Unit 2780 and retrofits | 602 | 1797 | Rate Constraint in lbs/MMBtu | FALSE | L | Annual | Rate | lb/MMBtu | 0.05 | 0.05 | 0.05 | 0.05 | 0.05 | 0.05 | 0.05
IL Fac. Spec. - NOX Rate Summer v3.1, Unit 2780 and retrofits | 602 | 1797 | Rate Constraint in lbs/MMBtu | FALSE | L | Annual | Generation | TWh | 0.51534 | 0.51534 | 0.51534 | 0.51534 | 0.51534 | 0.51534 | 0.51534
IL Fac. Spec. - NOX Rate Summer v3.1, Unit 2780 and retrofits | 602 | 1797 | Rate Constraint in lbs/MMBtu | FALSE | L | Annual | Qualifying Generation | TWh | 0.51534 | 0.51534 | 0.51534 | 0.51534 | 0.51534 | 0.51534 | 0.51534
IL Fac. Spec. - NOX Rate Summer v3.1, Unit 2780 and retrofits | 602 | 1797 | Rate Constraint in lbs/MMBtu | FALSE | L | Annual | Rate | lb/MWh | 0.16075 | 0.16075 | 0.16075 | 0.16075 | 0.16075 | 0.16075 | 0.16075
IL Fac. Spec. - NOX Rate Summer v3.1, Unit 2780 and retrofits | 602 | 1797 | Rate Constraint in lbs/MMBtu | FALSE | L | Annual | Constraint Shadow Price | US2011$/Ton | 0 | 0 | 0 | 0 | 0 | 0 | 0
IL Fac. Spec. - NOX Rate Summer v3.1, Unit 2781 and retrofits | 603 | 1797 | Rate Constraint in lbs/MMBtu | FALSE | L | Annual | Seasons Included | Seasons | Summer | Summer | Summer | Summer | Summer | Summer | Summer
IL Fac. Spec. - NOX Rate Summer v3.1, Unit 2781 and retrofits | 603 | 1797 | Rate Constraint in lbs/MMBtu | FALSE | L | Annual | Standard | lb/MMBtu | 0.25 | 0.25 | 0.25 | 0.25 | 0.25 | 0.25 | 0.25
IL Fac. Spec. - NOX Rate Summer v3.1, Unit 2781 and retrofits | 603 | 1797 | Rate Constraint in lbs/MMBtu | FALSE | L | Annual | Emissions at Affected Plants NOX | Thousand Tons | 0.30359 | 0.30359 | 0.30359 | 0.30359 | 0.30359 | 0.30359 | 0.30359
IL Fac. Spec. - NOX Rate Summer v3.1, Unit 2781 and retrofits | 603 | 1797 | Rate Constraint in lbs/MMBtu | FALSE | L | Annual | Allowances Purchased NOX | Thousand Tons | 0 | 0 | 0 | 0 | 0 | 0 | 0
IL Fac. Spec. - NOX Rate Summer v3.1, Unit 2781 and retrofits | 603 | 1797 | Rate Constraint in lbs/MMBtu | FALSE | L | Annual | Allowances Sold NOX | Thousand Tons | 0 | 0 | 0 | 0 | 0 | 0 | 0
IL Fac. Spec. - NOX Rate Summer v3.1, Unit 2781 and retrofits | 603 | 1797 | Rate Constraint in lbs/MMBtu | FALSE | L | Annual | Allowances Banked | Thousand Tons | 0 | 0 | 0 | 0 | 0 | 0 | 0
IL Fac. Spec. - NOX Rate Summer v3.1, Unit 2781 and retrofits | 603 | 1797 | Rate Constraint in lbs/MMBtu | FALSE | L | Annual | Allowances Withdrawn (1:1) | Thousand Tons | 0 | 0 | 0 | 0 | 0 | 0 | 0
IL Fac. Spec. - NOX Rate Summer v3.1, Unit 2781 and retrofits | 603 | 1797 | Rate Constraint in lbs/MMBtu | FALSE | L | Annual | Allowances Withdrawn (n:1) | Thousand Tons | 0 | 0 | 0 | 0 | 0 | 0 | 0
IL Fac. Spec. - NOX Rate Summer v3.1, Unit 2781 and retrofits | 603 | 1797 | Rate Constraint in lbs/MMBtu | FALSE | L | Annual | Net Emissions Allowance Position | Thousand Tons | 0.30359 | 0.30359 | 0.30359 | 0.30359 | 0.30359 | 0.30359 | 0.30359
IL Fac. Spec. - NOX Rate Summer v3.1, Unit 2781 and retrofits | 603 | 1797 | Rate Constraint in lbs/MMBtu | FALSE | L | Annual | Fuel Consumed | TBtu | 12.1436 | 12.1436 | 12.1436 | 12.1436 | 12.1436 | 12.1436 | 12.1436
IL Fac. Spec. - NOX Rate Summer v3.1, Unit 2781 and retrofits | 603 | 1797 | Rate Constraint in lbs/MMBtu | FALSE | L | Annual | Rate | lb/MMBtu | 0.05 | 0.05 | 0.05 | 0.05 | 0.05 | 0.05 | 0.05
IL Fac. Spec. - NOX Rate Summer v3.1, Unit 2781 and retrofits | 603 | 1797 | Rate Constraint in lbs/MMBtu | FALSE | L | Annual | Generation | TWh | 1.8886 | 1.8886 | 1.8886 | 1.8886 | 1.8886 | 1.8886 | 1.8886
IL Fac. Spec. - NOX Rate Summer v3.1, Unit 2781 and retrofits | 603 | 1797 | Rate Constraint in lbs/MMBtu | FALSE | L | Annual | Qualifying Generation | TWh | 1.8886 | 1.8886 | 1.8886 | 1.8886 | 1.8886 | 1.8886 | 1.8886
IL Fac. Spec. - NOX Rate Summer v3.1, Unit 2781 and retrofits | 603 | 1797 | Rate Constraint in lbs/MMBtu | FALSE | L | Annual | Rate | lb/MWh | 0.16075 | 0.16075 | 0.16075 | 0.16075 | 0.16075 | 0.16075 | 0.16075
IL Fac. Spec. - NOX Rate Summer v3.1, Unit 2781 and retrofits | 603 | 1797 | Rate Constraint in lbs/MMBtu | FALSE | L | Annual | Constraint Shadow Price | US2011$/Ton | 0 | 0 | 0 | 0 | 0 | 0 | 0
IL Fac. Spec. - NOX Rate Summer v3.1, Unit 2782 and retrofits | 604 | 1797 | Rate Constraint in lbs/MMBtu | FALSE | L | Annual | Seasons Included | Seasons | Summer | Summer | Summer | Summer | Summer | Summer | Summer
IL Fac. Spec. - NOX Rate Summer v3.1, Unit 2782 and retrofits | 604 | 1797 | Rate Constraint in lbs/MMBtu | FALSE | L | Annual | Standard | lb/MMBtu | 0.25 | 0.25 | 0.25 | 0.25 | 0.25 | 0.25 | 0.25
IL Fac. Spec. - NOX Rate Summer v3.1, Unit 2782 and retrofits | 604 | 1797 | Rate Constraint in lbs/MMBtu | FALSE | L | Annual | Emissions at Affected Plants NOX | Thousand Tons | 0.037876 | 0.02272 | 0.02272 | 0.02272 | 0.02272 | 0.02272 | 0.02272
IL Fac. Spec. - NOX Rate Summer v3.1, Unit 2782 and retrofits | 604 | 1797 | Rate Constraint in lbs/MMBtu | FALSE | L | Annual | Allowances Purchased NOX | Thousand Tons | 0 | 0 | 0 | 0 | 0 | 0 | 0
IL Fac. Spec. - NOX Rate Summer v3.1, Unit 2782 and retrofits | 604 | 1797 | Rate Constraint in lbs/MMBtu | FALSE | L | Annual | Allowances Sold NOX | Thousand Tons | 0 | 0 | 0 | 0 | 0 | 0 | 0
IL Fac. Spec. - NOX Rate Summer v3.1, Unit 2782 and retrofits | 604 | 1797 | Rate Constraint in lbs/MMBtu | FALSE | L | Annual | Allowances Banked | Thousand Tons | 0 | 0 | 0 | 0 | 0 | 0 | 0
IL Fac. Spec. - NOX Rate Summer v3.1, Unit 2782 and retrofits | 604 | 1797 | Rate Constraint in lbs/MMBtu | FALSE | L | Annual | Allowances Withdrawn (1:1) | Thousand Tons | 0 | 0 | 0 | 0 | 0 | 0 | 0
IL Fac. Spec. - NOX Rate Summer v3.1, Unit 2782 and retrofits | 604 | 1797 | Rate Constraint in lbs/MMBtu | FALSE | L | Annual | Allowances Withdrawn (n:1) | Thousand Tons | 0 | 0 | 0 | 0 | 0 | 0 | 0
IL Fac. Spec. - NOX Rate Summer v3.1, Unit 2782 and retrofits | 604 | 1797 | Rate Constraint in lbs/MMBtu | FALSE | L | Annual | Net Emissions Allowance Position | Thousand Tons | 0.037876 | 0.02272 | 0.02272 | 0.02272 | 0.02272 | 0.02272 | 0.02272
IL Fac. Spec. - NOX Rate Summer v3.1, Unit 2782 and retrofits | 604 | 1797 | Rate Constraint in lbs/MMBtu | FALSE | L | Annual | Fuel Consumed | TBtu | 2.9627 | 1.7772 | 1.7772 | 1.7772 | 1.7772 | 1.7772 | 1.7772
IL Fac. Spec. - NOX Rate Summer v3.1, Unit 2782 and retrofits | 604 | 1797 | Rate Constraint in lbs/MMBtu | FALSE | L | Annual | Rate | lb/MMBtu | 0.025569 | 0.025569 | 0.025569 | 0.025569 | 0.025569 | 0.025569 | 0.025569
IL Fac. Spec. - NOX Rate Summer v3.1, Unit 2782 and retrofits | 604 | 1797 | Rate Constraint in lbs/MMBtu | FALSE | L | Annual | Generation | TWh | 0.39719 | 0.23826 | 0.23826 | 0.23826 | 0.23826 | 0.23826 | 0.23826
IL Fac. Spec. - NOX Rate Summer v3.1, Unit 2782 and retrofits | 604 | 1797 | Rate Constraint in lbs/MMBtu | FALSE | L | Annual | Qualifying Generation | TWh | 0.39719 | 0.23826 | 0.23826 | 0.23826 | 0.23826 | 0.23826 | 0.23826
IL Fac. Spec. - NOX Rate Summer v3.1, Unit 2782 and retrofits | 604 | 1797 | Rate Constraint in lbs/MMBtu | FALSE | L | Annual | Rate | lb/MWh | 0.095359 | 0.095359 | 0.095359 | 0.095359 | 0.095359 | 0.095359 | 0.095359
IL Fac. Spec. - NOX Rate Summer v3.1, Unit 2782 and retrofits | 604 | 1797 | Rate Constraint in lbs/MMBtu | FALSE | L | Annual | Constraint Shadow Price | US2011$/Ton | 0 | 0 | 0 | 0 | 0 | 0 | 0
IL Fac. Spec. - NOX Rate Summer v3.1, Unit 2783 and retrofits | 605 | 1797 | Rate Constraint in lbs/MMBtu | FALSE | L | Annual | Seasons Included | Seasons | Summer | Summer | Summer | Summer | Summer | Summer | Summer
IL Fac. Spec. - NOX Rate Summer v3.1, Unit 2783 and retrofits | 605 | 1797 | Rate Constraint in lbs/MMBtu | FALSE | L | Annual | Standard | lb/MMBtu | 0.25 | 0.25 | 0.25 | 0.25 | 0.25 | 0.25 | 0.25
IL Fac. Spec. - NOX Rate Summer v3.1, Unit 2783 and retrofits | 605 | 1797 | Rate Constraint in lbs/MMBtu | FALSE | L | Annual | Emissions at Affected Plants NOX | Thousand Tons | 0.036737 | 0.022037 | 0.022037 | 0.022037 | 0.022037 | 0.022037 | 0.022037
IL Fac. Spec. - NOX Rate Summer v3.1, Unit 2783 and retrofits | 605 | 1797 | Rate Constraint in lbs/MMBtu | FALSE | L | Annual | Allowances Purchased NOX | Thousand Tons | 0 | 0 | 0 | 0 | 0 | 0 | 0
IL Fac. Spec. - NOX Rate Summer v3.1, Unit 2783 and retrofits | 605 | 1797 | Rate Constraint in lbs/MMBtu | FALSE | L | Annual | Allowances Sold NOX | Thousand Tons | 0 | 0 | 0 | 0 | 0 | 0 | 0
IL Fac. Spec. - NOX Rate Summer v3.1, Unit 2783 and retrofits | 605 | 1797 | Rate Constraint in lbs/MMBtu | FALSE | L | Annual | Allowances Banked | Thousand Tons | 0 | 0 | 0 | 0 | 0 | 0 | 0
IL Fac. Spec. - NOX Rate Summer v3.1, Unit 2783 and retrofits | 605 | 1797 | Rate Constraint in lbs/MMBtu | FALSE | L | Annual | Allowances Withdrawn (1:1) | Thousand Tons | 0 | 0 | 0 | 0 | 0 | 0 | 0
IL Fac. Spec. - NOX Rate Summer v3.1, Unit 2783 and retrofits | 605 | 1797 | Rate Constraint in lbs/MMBtu | FALSE | L | Annual | Allowances Withdrawn (n:1) | Thousand Tons | 0 | 0 | 0 | 0 | 0 | 0 | 0
IL Fac. Spec. - NOX Rate Summer v3.1, Unit 2783 and retrofits | 605 | 1797 | Rate Constraint in lbs/MMBtu | FALSE | L | Annual | Net Emissions Allowance Position | Thousand Tons | 0.036737 | 0.022037 | 0.022037 | 0.022037 | 0.022037 | 0.022037 | 0.022037
IL Fac. Spec. - NOX Rate Summer v3.1, Unit 2783 and retrofits | 605 | 1797 | Rate Constraint in lbs/MMBtu | FALSE | L | Annual | Fuel Consumed | TBtu | 2.9627 | 1.7772 | 1.7772 | 1.7772 | 1.7772 | 1.7772 | 1.7772
IL Fac. Spec. - NOX Rate Summer v3.1, Unit 2783 and retrofits | 605 | 1797 | Rate Constraint in lbs/MMBtu | FALSE | L | Annual | Rate | lb/MMBtu | 0.0248 | 0.0248 | 0.0248 | 0.0248 | 0.0248 | 0.0248 | 0.0248
IL Fac. Spec. - NOX Rate Summer v3.1, Unit 2783 and retrofits | 605 | 1797 | Rate Constraint in lbs/MMBtu | FALSE | L | Annual | Generation | TWh | 0.39719 | 0.23826 | 0.23826 | 0.23826 | 0.23826 | 0.23826 | 0.23826
IL Fac. Spec. - NOX Rate Summer v3.1, Unit 2783 and retrofits | 605 | 1797 | Rate Constraint in lbs/MMBtu | FALSE | L | Annual | Qualifying Generation | TWh | 0.39719 | 0.23826 | 0.23826 | 0.23826 | 0.23826 | 0.23826 | 0.23826
IL Fac. Spec. - NOX Rate Summer v3.1, Unit 2783 and retrofits | 605 | 1797 | Rate Constraint in lbs/MMBtu | FALSE | L | Annual | Rate | lb/MWh | 0.092492 | 0.092492 | 0.092492 | 0.092492 | 0.092492 | 0.092492 | 0.092492
IL Fac. Spec. - NOX Rate Summer v3.1, Unit 2783 and retrofits | 605 | 1797 | Rate Constraint in lbs/MMBtu | FALSE | L | Annual | Constraint Shadow Price | US2011$/Ton | 0 | 0 | 0 | 0 | 0 | 0 | 0
IL Fac. Spec. - NOX Rate Summer v3.1, Unit 2784 and retrofits | 606 | 1797 | Rate Constraint in lbs/MMBtu | FALSE | L | Annual | Seasons Included | Seasons | Summer | Summer | Summer | Summer | Summer | Summer | Summer
IL Fac. Spec. - NOX Rate Summer v3.1, Unit 2784 and retrofits | 606 | 1797 | Rate Constraint in lbs/MMBtu | FALSE | L | Annual | Standard | lb/MMBtu | 0.25 | 0.25 | 0.25 | 0.25 | 0.25 | 0.25 | 0.25
IL Fac. Spec. - NOX Rate Summer v3.1, Unit 2784 and retrofits | 606 | 1797 | Rate Constraint in lbs/MMBtu | FALSE | L | Annual | Emissions at Affected Plants NOX | Thousand Tons | 0.024851 | 0.024851 | 0.024851 | 0.024851 | 0.024851 | 0.024851 | 0.024851
IL Fac. Spec. - NOX Rate Summer v3.1, Unit 2784 and retrofits | 606 | 1797 | Rate Constraint in lbs/MMBtu | FALSE | L | Annual | Allowances Purchased NOX | Thousand Tons | 0 | 0 | 0 | 0 | 0 | 0 | 0
IL Fac. Spec. - NOX Rate Summer v3.1, Unit 2784 and retrofits | 606 | 1797 | Rate Constraint in lbs/MMBtu | FALSE | L | Annual | Allowances Sold NOX | Thousand Tons | 0 | 0 | 0 | 0 | 0 | 0 | 0
IL Fac. Spec. - NOX Rate Summer v3.1, Unit 2784 and retrofits | 606 | 1797 | Rate Constraint in lbs/MMBtu | FALSE | L | Annual | Allowances Banked | Thousand Tons | 0 | 0 | 0 | 0 | 0 | 0 | 0
IL Fac. Spec. - NOX Rate Summer v3.1, Unit 2784 and retrofits | 606 | 1797 | Rate Constraint in lbs/MMBtu | FALSE | L | Annual | Allowances Withdrawn (1:1) | Thousand Tons | 0 | 0 | 0 | 0 | 0 | 0 | 0
IL Fac. Spec. - NOX Rate Summer v3.1, Unit 2784 and retrofits | 606 | 1797 | Rate Constraint in lbs/MMBtu | FALSE | L | Annual | Allowances Withdrawn (n:1) | Thousand Tons | 0 | 0 | 0 | 0 | 0 | 0 | 0
IL Fac. Spec. - NOX Rate Summer v3.1, Unit 2784 and retrofits | 606 | 1797 | Rate Constraint in lbs/MMBtu | FALSE | L | Annual | Net Emissions Allowance Position | Thousand Tons | 0.024851 | 0.024851 | 0.024851 | 0.024851 | 0.024851 | 0.024851 | 0.024851
IL Fac. Spec. - NOX Rate Summer v3.1, Unit 2784 and retrofits | 606 | 1797 | Rate Constraint in lbs/MMBtu | FALSE | L | Annual | Fuel Consumed | TBtu | 1.7772 | 1.7772 | 1.7772 | 1.7772 | 1.7772 | 1.7772 | 1.7772
IL Fac. Spec. - NOX Rate Summer v3.1, Unit 2784 and retrofits | 606 | 1797 | Rate Constraint in lbs/MMBtu | FALSE | L | Annual | Rate | lb/MMBtu | 0.027967 | 0.027967 | 0.027967 | 0.027967 | 0.027967 | 0.027967 | 0.027967
IL Fac. Spec. - NOX Rate Summer v3.1, Unit 2784 and retrofits | 606 | 1797 | Rate Constraint in lbs/MMBtu | FALSE | L | Annual | Generation | TWh | 0.23826 | 0.23826 | 0.23826 | 0.23826 | 0.23826 | 0.23826 | 0.23826
IL Fac. Spec. - NOX Rate Summer v3.1, Unit 2784 and retrofits | 606 | 1797 | Rate Constraint in lbs/MMBtu | FALSE | L | Annual | Qualifying Generation | TWh | 0.23826 | 0.23826 | 0.23826 | 0.23826 | 0.23826 | 0.23826 | 0.23826
IL Fac. Spec. - NOX Rate Summer v3.1, Unit 2784 and retrofits | 606 | 1797 | Rate Constraint in lbs/MMBtu | FALSE | L | Annual | Rate | lb/MWh | 0.1043 | 0.1043 | 0.1043 | 0.1043 | 0.1043 | 0.1043 | 0.1043
IL Fac. Spec. - NOX Rate Summer v3.1, Unit 2784 and retrofits | 606 | 1797 | Rate Constraint in lbs/MMBtu | FALSE | L | Annual | Constraint Shadow Price | US2011$/Ton | 0 | 0 | 0 | 0 | 0 | 0 | 0
IL Fac. Spec. - NOX Rate Summer v3.1, Unit 2785 and retrofits | 607 | 1797 | Rate Constraint in lbs/MMBtu | FALSE | L | Annual | Seasons Included | Seasons | Summer | Summer | Summer | Summer | Summer | Summer | Summer
IL Fac. Spec. - NOX Rate Summer v3.1, Unit 2785 and retrofits | 607 | 1797 | Rate Constraint in lbs/MMBtu | FALSE | L | Annual | Standard | lb/MMBtu | 0.25 | 0.25 | 0.25 | 0.25 | 0.25 | 0.25 | 0.25
IL Fac. Spec. - NOX Rate Summer v3.1, Unit 2785 and retrofits | 607 | 1797 | Rate Constraint in lbs/MMBtu | FALSE | L | Annual | Emissions at Affected Plants NOX | Thousand Tons | 0.035987 | 0.021587 | 0.021587 | 0.021587 | 0.021587 | 0.021587 | 0.021587
IL Fac. Spec. - NOX Rate Summer v3.1, Unit 2785 and retrofits | 607 | 1797 | Rate Constraint in lbs/MMBtu | FALSE | L | Annual | Allowances Purchased NOX | Thousand Tons | 0 | 0 | 0 | 0 | 0 | 0 | 0
IL Fac. Spec. - NOX Rate Summer v3.1, Unit 2785 and retrofits | 607 | 1797 | Rate Constraint in lbs/MMBtu | FALSE | L | Annual | Allowances Sold NOX | Thousand Tons | 0 | 0 | 0 | 0 | 0 | 0 | 0
IL Fac. Spec. - NOX Rate Summer v3.1, Unit 2785 and retrofits | 607 | 1797 | Rate Constraint in lbs/MMBtu | FALSE | L | Annual | Allowances Banked | Thousand Tons | 0 | 0 | 0 | 0 | 0 | 0 | 0
IL Fac. Spec. - NOX Rate Summer v3.1, Unit 2785 and retrofits | 607 | 1797 | Rate Constraint in lbs/MMBtu | FALSE | L | Annual | Allowances Withdrawn (1:1) | Thousand Tons | 0 | 0 | 0 | 0 | 0 | 0 | 0
IL Fac. Spec. - NOX Rate Summer v3.1, Unit 2785 and retrofits | 607 | 1797 | Rate Constraint in lbs/MMBtu | FALSE | L | Annual | Allowances Withdrawn (n:1) | Thousand Tons | 0 | 0 | 0 | 0 | 0 | 0 | 0
IL Fac. Spec. - NOX Rate Summer v3.1, Unit 2785 and retrofits | 607 | 1797 | Rate Constraint in lbs/MMBtu | FALSE | L | Annual | Net Emissions Allowance Position | Thousand Tons | 0.035987 | 0.021587 | 0.021587 | 0.021587 | 0.021587 | 0.021587 | 0.021587
IL Fac. Spec. - NOX Rate Summer v3.1, Unit 2785 and retrofits | 607 | 1797 | Rate Constraint in lbs/MMBtu | FALSE | L | Annual | Fuel Consumed | TBtu | 2.9627 | 1.7772 | 1.7772 | 1.7772 | 1.7772 | 1.7772 | 1.7772
IL Fac. Spec. - NOX Rate Summer v3.1, Unit 2785 and retrofits | 607 | 1797 | Rate Constraint in lbs/MMBtu | FALSE | L | Annual | Rate | lb/MMBtu | 0.024293 | 0.024293 | 0.024293 | 0.024293 | 0.024293 | 0.024293 | 0.024293
IL Fac. Spec. - NOX Rate Summer v3.1, Unit 2785 and retrofits | 607 | 1797 | Rate Constraint in lbs/MMBtu | FALSE | L | Annual | Generation | TWh | 0.39719 | 0.23826 | 0.23826 | 0.23826 | 0.23826 | 0.23826 | 0.23826
IL Fac. Spec. - NOX Rate Summer v3.1, Unit 2785 and retrofits | 607 | 1797 | Rate Constraint in lbs/MMBtu | FALSE | L | Annual | Qualifying Generation | TWh | 0.39719 | 0.23826 | 0.23826 | 0.23826 | 0.23826 | 0.23826 | 0.23826
IL Fac. Spec. - NOX Rate Summer v3.1, Unit 2785 and retrofits | 607 | 1797 | Rate Constraint in lbs/MMBtu | FALSE | L | Annual | Rate | lb/MWh | 0.090602 | 0.090602 | 0.090602 | 0.090602 | 0.090602 | 0.090602 | 0.090602
IL Fac. Spec. - NOX Rate Summer v3.1, Unit 2785 and retrofits | 607 | 1797 | Rate Constraint in lbs/MMBtu | FALSE | L | Annual | Constraint Shadow Price | US2011$/Ton | 0 | 0 | 0 | 0 | 0 | 0 | 0
IL Fac. Spec. - NOX Rate Summer v3.1, Unit 2786 and retrofits | 608 | 1797 | Rate Constraint in lbs/MMBtu | FALSE | L | Annual | Seasons Included | Seasons | Summer | Summer | Summer | Summer | Summer | Summer | Summer
IL Fac. Spec. - NOX Rate Summer v3.1, Unit 2786 and retrofits | 608 | 1797 | Rate Constraint in lbs/MMBtu | FALSE | L | Annual | Standard | lb/MMBtu | 0.25 | 0.25 | 0.25 | 0.25 | 0.25 | 0.25 | 0.25
IL Fac. Spec. - NOX Rate Summer v3.1, Unit 2786 and retrofits | 608 | 1797 | Rate Constraint in lbs/MMBtu | FALSE | L | Annual | Emissions at Affected Plants NOX | Thousand Tons | 0.01775 | 0.01775 | 0.01775 | 0.01775 | 0.01775 | 0.01775 | 0.01775
IL Fac. Spec. - NOX Rate Summer v3.1, Unit 2786 and retrofits | 608 | 1797 | Rate Constraint in lbs/MMBtu | FALSE | L | Annual | Allowances Purchased NOX | Thousand Tons | 0 | 0 | 0 | 0 | 0 | 0 | 0
IL Fac. Spec. - NOX Rate Summer v3.1, Unit 2786 and retrofits | 608 | 1797 | Rate Constraint in lbs/MMBtu | FALSE | L | Annual | Allowances Sold NOX | Thousand Tons | 0 | 0 | 0 | 0 | 0 | 0 | 0
IL Fac. Spec. - NOX Rate Summer v3.1, Unit 2786 and retrofits | 608 | 1797 | Rate Constraint in lbs/MMBtu | FALSE | L | Annual | Allowances Banked | Thousand Tons | 0 | 0 | 0 | 0 | 0 | 0 | 0
IL Fac. Spec. - NOX Rate Summer v3.1, Unit 2786 and retrofits | 608 | 1797 | Rate Constraint in lbs/MMBtu | FALSE | L | Annual | Allowances Withdrawn (1:1) | Thousand Tons | 0 | 0 | 0 | 0 | 0 | 0 | 0
IL Fac. Spec. - NOX Rate Summer v3.1, Unit 2786 and retrofits | 608 | 1797 | Rate Constraint in lbs/MMBtu | FALSE | L | Annual | Allowances Withdrawn (n:1) | Thousand Tons | 0 | 0 | 0 | 0 | 0 | 0 | 0
IL Fac. Spec. - NOX Rate Summer v3.1, Unit 2786 and retrofits | 608 | 1797 | Rate Constraint in lbs/MMBtu | FALSE | L | Annual | Net Emissions Allowance Position | Thousand Tons | 0.01775 | 0.01775 | 0.01775 | 0.01775 | 0.01775 | 0.01775 | 0.01775
IL Fac. Spec. - NOX Rate Summer v3.1, Unit 2786 and retrofits | 608 | 1797 | Rate Constraint in lbs/MMBtu | FALSE | L | Annual | Fuel Consumed | TBtu | 1.3884 | 1.3884 | 1.3884 | 1.3884 | 1.3884 | 1.3884 | 1.3884
IL Fac. Spec. - NOX Rate Summer v3.1, Unit 2786 and retrofits | 608 | 1797 | Rate Constraint in lbs/MMBtu | FALSE | L | Annual | Rate | lb/MMBtu | 0.025569 | 0.025569 | 0.025569 | 0.025569 | 0.025569 | 0.025569 | 0.025569
IL Fac. Spec. - NOX Rate Summer v3.1, Unit 2786 and retrofits | 608 | 1797 | Rate Constraint in lbs/MMBtu | FALSE | L | Annual | Generation | TWh | 0.18614 | 0.18614 | 0.18614 | 0.18614 | 0.18614 | 0.18614 | 0.18614
IL Fac. Spec. - NOX Rate Summer v3.1, Unit 2786 and retrofits | 608 | 1797 | Rate Constraint in lbs/MMBtu | FALSE | L | Annual | Qualifying Generation | TWh | 0.18614 | 0.18614 | 0.18614 | 0.18614 | 0.18614 | 0.18614 | 0.18614
IL Fac. Spec. - NOX Rate Summer v3.1, Unit 2786 and retrofits | 608 | 1797 | Rate Constraint in lbs/MMBtu | FALSE | L | Annual | Rate | lb/MWh | 0.095359 | 0.095359 | 0.095359 | 0.095359 | 0.095359 | 0.095359 | 0.095359
IL Fac. Spec. - NOX Rate Summer v3.1, Unit 2786 and retrofits | 608 | 1797 | Rate Constraint in lbs/MMBtu | FALSE | L | Annual | Constraint Shadow Price | US2011$/Ton | 0 | 0 | 0 | 0 | 0 | 0 | 0
IL Fac. Spec. - NOX Rate Summer v3.1, Unit 2787 and retrofits | 609 | 1797 | Rate Constraint in lbs/MMBtu | FALSE | L | Annual | Seasons Included | Seasons | Summer | Summer | Summer | Summer | Summer | Summer | Summer
IL Fac. Spec. - NOX Rate Summer v3.1, Unit 2787 and retrofits | 609 | 1797 | Rate Constraint in lbs/MMBtu | FALSE | L | Annual | Standard | lb/MMBtu | 0.25 | 0.25 | 0.25 | 0.25 | 0.25 | 0.25 | 0.25
IL Fac. Spec. - NOX Rate Summer v3.1, Unit 2787 and retrofits | 609 | 1797 | Rate Constraint in lbs/MMBtu | FALSE | L | Annual | Emissions at Affected Plants NOX | Thousand Tons | 0.017216 | 0.017216 | 0.017216 | 0.017216 | 0.017216 | 0.017216 | 0.017216
IL Fac. Spec. - NOX Rate Summer v3.1, Unit 2787 and retrofits | 609 | 1797 | Rate Constraint in lbs/MMBtu | FALSE | L | Annual | Allowances Purchased NOX | Thousand Tons | 0 | 0 | 0 | 0 | 0 | 0 | 0
IL Fac. Spec. - NOX Rate Summer v3.1, Unit 2787 and retrofits | 609 | 1797 | Rate Constraint in lbs/MMBtu | FALSE | L | Annual | Allowances Sold NOX | Thousand Tons | 0 | 0 | 0 | 0 | 0 | 0 | 0
IL Fac. Spec. - NOX Rate Summer v3.1, Unit 2787 and retrofits | 609 | 1797 | Rate Constraint in lbs/MMBtu | FALSE | L | Annual | Allowances Banked | Thousand Tons | 0 | 0 | 0 | 0 | 0 | 0 | 0
IL Fac. Spec. - NOX Rate Summer v3.1, Unit 2787 and retrofits | 609 | 1797 | Rate Constraint in lbs/MMBtu | FALSE | L | Annual | Allowances Withdrawn (1:1) | Thousand Tons | 0 | 0 | 0 | 0 | 0 | 0 | 0
IL Fac. Spec. - NOX Rate Summer v3.1, Unit 2787 and retrofits | 609 | 1797 | Rate Constraint in lbs/MMBtu | FALSE | L | Annual | Allowances Withdrawn (n:1) | Thousand Tons | 0 | 0 | 0 | 0 | 0 | 0 | 0
IL Fac. Spec. - NOX Rate Summer v3.1, Unit 2787 and retrofits | 609 | 1797 | Rate Constraint in lbs/MMBtu | FALSE | L | Annual | Net Emissions Allowance Position | Thousand Tons | 0.017216 | 0.017216 | 0.017216 | 0.017216 | 0.017216 | 0.017216 | 0.017216
IL Fac. Spec. - NOX Rate Summer v3.1, Unit 2787 and retrofits | 609 | 1797 | Rate Constraint in lbs/MMBtu | FALSE | L | Annual | Fuel Consumed | TBtu | 1.3884 | 1.3884 | 1.3884 | 1.3884 | 1.3884 | 1.3884 | 1.3884
IL Fac. Spec. - NOX Rate Summer v3.1, Unit 2787 and retrofits | 609 | 1797 | Rate Constraint in lbs/MMBtu | FALSE | L | Annual | Rate | lb/MMBtu | 0.0248 | 0.0248 | 0.0248 | 0.0248 | 0.0248 | 0.0248 | 0.0248
IL Fac. Spec. - NOX Rate Summer v3.1, Unit 2787 and retrofits | 609 | 1797 | Rate Constraint in lbs/MMBtu | FALSE | L | Annual | Generation | TWh | 0.18614 | 0.18614 | 0.18614 | 0.18614 | 0.18614 | 0.18614 | 0.18614
IL Fac. Spec. - NOX Rate Summer v3.1, Unit 2787 and retrofits | 609 | 1797 | Rate Constraint in lbs/MMBtu | FALSE | L | Annual | Qualifying Generation | TWh | 0.18614 | 0.18614 | 0.18614 | 0.18614 | 0.18614 | 0.18614 | 0.18614
IL Fac. Spec. - NOX Rate Summer v3.1, Unit 2787 and retrofits | 609 | 1797 | Rate Constraint in lbs/MMBtu | FALSE | L | Annual | Rate | lb/MWh | 0.092492 | 0.092492 | 0.092492 | 0.092492 | 0.092492 | 0.092492 | 0.092492
IL Fac. Spec. - NOX Rate Summer v3.1, Unit 2787 and retrofits | 609 | 1797 | Rate Constraint in lbs/MMBtu | FALSE | L | Annual | Constraint Shadow Price | US2011$/Ton | 0 | 0 | 0 | 0 | 0 | 0 | 0
IL Fac. Spec. - NOX Rate Summer v3.1, Unit 2788 and retrofits | 610 | 1797 | Rate Constraint in lbs/MMBtu | FALSE | L | Annual | Seasons Included | Seasons | Summer | Summer | Summer | Summer | Summer | Summer | Summer
IL Fac. Spec. - NOX Rate Summer v3.1, Unit 2788 and retrofits | 610 | 1797 | Rate Constraint in lbs/MMBtu | FALSE | L | Annual | Standard | lb/MMBtu | 0.25 | 0.25 | 0.25 | 0.25 | 0.25 | 0.25 | 0.25
IL Fac. Spec. - NOX Rate Summer v3.1, Unit 2788 and retrofits | 610 | 1797 | Rate Constraint in lbs/MMBtu | FALSE | L | Annual | Emissions at Affected Plants NOX | Thousand Tons | 0.029614 | 0.019415 | 0.019415 | 0.019415 | 0.019415 | 0.019415 | 0.019415
IL Fac. Spec. - NOX Rate Summer v3.1, Unit 2788 and retrofits | 610 | 1797 | Rate Constraint in lbs/MMBtu | FALSE | L | Annual | Allowances Purchased NOX | Thousand Tons | 0 | 0 | 0 | 0 | 0 | 0 | 0
IL Fac. Spec. - NOX Rate Summer v3.1, Unit 2788 and retrofits | 610 | 1797 | Rate Constraint in lbs/MMBtu | FALSE | L | Annual | Allowances Sold NOX | Thousand Tons | 0 | 0 | 0 | 0 | 0 | 0 | 0
IL Fac. Spec. - NOX Rate Summer v3.1, Unit 2788 and retrofits | 610 | 1797 | Rate Constraint in lbs/MMBtu | FALSE | L | Annual | Allowances Banked | Thousand Tons | 0 | 0 | 0 | 0 | 0 | 0 | 0
IL Fac. Spec. - NOX Rate Summer v3.1, Unit 2788 and retrofits | 610 | 1797 | Rate Constraint in lbs/MMBtu | FALSE | L | Annual | Allowances Withdrawn (1:1) | Thousand Tons | 0 | 0 | 0 | 0 | 0 | 0 | 0
IL Fac. Spec. - NOX Rate Summer v3.1, Unit 2788 and retrofits | 610 | 1797 | Rate Constraint in lbs/MMBtu | FALSE | L | Annual | Allowances Withdrawn (n:1) | Thousand Tons | 0 | 0 | 0 | 0 | 0 | 0 | 0
IL Fac. Spec. - NOX Rate Summer v3.1, Unit 2788 and retrofits | 610 | 1797 | Rate Constraint in lbs/MMBtu | FALSE | L | Annual | Net Emissions Allowance Position | Thousand Tons | 0.029614 | 0.019415 | 0.019415 | 0.019415 | 0.019415 | 0.019415 | 0.019415
IL Fac. Spec. - NOX Rate Summer v3.1, Unit 2788 and retrofits | 610 | 1797 | Rate Constraint in lbs/MMBtu | FALSE | L | Annual | Fuel Consumed | TBtu | 2.1177 | 1.3884 | 1.3884 | 1.3884 | 1.3884 | 1.3884 | 1.3884
IL Fac. Spec. - NOX Rate Summer v3.1, Unit 2788 and retrofits | 610 | 1797 | Rate Constraint in lbs/MMBtu | FALSE | L | Annual | Rate | lb/MMBtu | 0.027967 | 0.027967 | 0.027967 | 0.027967 | 0.027967 | 0.027967 | 0.027967
IL Fac. Spec. - NOX Rate Summer v3.1, Unit 2788 and retrofits | 610 | 1797 | Rate Constraint in lbs/MMBtu | FALSE | L | Annual | Generation | TWh | 0.28391 | 0.18614 | 0.18614 | 0.18614 | 0.18614 | 0.18614 | 0.18614
IL Fac. Spec. - NOX Rate Summer v3.1, Unit 2788 and retrofits | 610 | 1797 | Rate Constraint in lbs/MMBtu | FALSE | L | Annual | Qualifying Generation | TWh | 0.28391 | 0.18614 | 0.18614 | 0.18614 | 0.18614 | 0.18614 | 0.18614
IL Fac. Spec. - NOX Rate Summer v3.1, Unit 2788 and retrofits | 610 | 1797 | Rate Constraint in lbs/MMBtu | FALSE | L | Annual | Rate | lb/MWh | 0.1043 | 0.1043 | 0.1043 | 0.1043 | 0.1043 | 0.1043 | 0.1043
IL Fac. Spec. - NOX Rate Summer v3.1, Unit 2788 and retrofits | 610 | 1797 | Rate Constraint in lbs/MMBtu | FALSE | L | Annual | Constraint Shadow Price | US2011$/Ton | 0 | 0 | 0 | 0 | 0 | 0 | 0
IL Fac. Spec. - NOX Rate Summer v3.1, Unit 2789 and retrofits | 611 | 1797 | Rate Constraint in lbs/MMBtu | FALSE | L | Annual | Seasons Included | Seasons | Summer | Summer | Summer | Summer | Summer | Summer | Summer
IL Fac. Spec. - NOX Rate Summer v3.1, Unit 2789 and retrofits | 611 | 1797 | Rate Constraint in lbs/MMBtu | FALSE | L | Annual | Standard | lb/MMBtu | 0.25 | 0.25 | 0.25 | 0.25 | 0.25 | 0.25 | 0.25
IL Fac. Spec. - NOX Rate Summer v3.1, Unit 2789 and retrofits | 611 | 1797 | Rate Constraint in lbs/MMBtu | FALSE | L | Annual | Emissions at Affected Plants NOX | Thousand Tons | 0.016865 | 0.016865 | 0.016865 | 0.016865 | 0.016865 | 0.016865 | 0.016865
IL Fac. Spec. - NOX Rate Summer v3.1, Unit 2789 and retrofits | 611 | 1797 | Rate Constraint in lbs/MMBtu | FALSE | L | Annual | Allowances Purchased NOX | Thousand Tons | 0 | 0 | 0 | 0 | 0 | 0 | 0
IL Fac. Spec. - NOX Rate Summer v3.1, Unit 2789 and retrofits | 611 | 1797 | Rate Constraint in lbs/MMBtu | FALSE | L | Annual | Allowances Sold NOX | Thousand Tons | 0 | 0 | 0 | 0 | 0 | 0 | 0
IL Fac. Spec. - NOX Rate Summer v3.1, Unit 2789 and retrofits | 611 | 1797 | Rate Constraint in lbs/MMBtu | FALSE | L | Annual | Allowances Banked | Thousand Tons | 0 | 0 | 0 | 0 | 0 | 0 | 0
IL Fac. Spec. - NOX Rate Summer v3.1, Unit 2789 and retrofits | 611 | 1797 | Rate Constraint in lbs/MMBtu | FALSE | L | Annual | Allowances Withdrawn (1:1) | Thousand Tons | 0 | 0 | 0 | 0 | 0 | 0 | 0
IL Fac. Spec. - NOX Rate Summer v3.1, Unit 2789 and retrofits | 611 | 1797 | Rate Constraint in lbs/MMBtu | FALSE | L | Annual | Allowances Withdrawn (n:1) | Thousand Tons | 0 | 0 | 0 | 0 | 0 | 0 | 0
IL Fac. Spec. - NOX Rate Summer v3.1, Unit 2789 and retrofits | 611 | 1797 | Rate Constraint in lbs/MMBtu | FALSE | L | Annual | Net Emissions Allowance Position | Thousand Tons | 0.016865 | 0.016865 | 0.016865 | 0.016865 | 0.016865 | 0.016865 | 0.016865
IL Fac. Spec. - NOX Rate Summer v3.1, Unit 2789 and retrofits | 611 | 1797 | Rate Constraint in lbs/MMBtu | FALSE | L | Annual | Fuel Consumed | TBtu | 1.3884 | 1.3884 | 1.3884 | 1.3884 | 1.3884 | 1.3884 | 1.3884
IL Fac. Spec. - NOX Rate Summer v3.1, Unit 2789 and retrofits | 611 | 1797 | Rate Constraint in lbs/MMBtu | FALSE | L | Annual | Rate | lb/MMBtu | 0.024293 | 0.024293 | 0.024293 | 0.024293 | 0.024293 | 0.024293 | 0.024293
IL Fac. Spec. - NOX Rate Summer v3.1, Unit 2789 and retrofits | 611 | 1797 | Rate Constraint in lbs/MMBtu | FALSE | L | Annual | Generation | TWh | 0.18614 | 0.18614 | 0.18614 | 0.18614 | 0.18614 | 0.18614 | 0.18614
IL Fac. Spec. - NOX Rate Summer v3.1, Unit 2789 and retrofits | 611 | 1797 | Rate Constraint in lbs/MMBtu | FALSE | L | Annual | Qualifying Generation | TWh | 0.18614 | 0.18614 | 0.18614 | 0.18614 | 0.18614 | 0.18614 | 0.18614
IL Fac. Spec. - NOX Rate Summer v3.1, Unit 2789 and retrofits | 611 | 1797 | Rate Constraint in lbs/MMBtu | FALSE | L | Annual | Rate | lb/MWh | 0.090602 | 0.090602 | 0.090602 | 0.090602 | 0.090602 | 0.090602 | 0.090602
IL Fac. Spec. - NOX Rate Summer v3.1, Unit 2789 and retrofits | 611 | 1797 | Rate Constraint in lbs/MMBtu | FALSE | L | Annual | Constraint Shadow Price | US2011$/Ton | 0 | 0 | 0 | 0 | 0 | 0 | 0
IL Fac. Spec. - NOX Rate Summer v3.1, Unit 2791 and retrofits | 612 | 1797 | Rate Constraint in lbs/MMBtu | FALSE | L | Annual | Seasons Included | Seasons | Summer | Summer | Summer | Summer | Summer | Summer | Summer
IL Fac. Spec. - NOX Rate Summer v3.1, Unit 2791 and retrofits | 612 | 1797 | Rate Constraint in lbs/MMBtu | FALSE | L | Annual | Standard | lb/MMBtu | 0.25 | 0.25 | 0.25 | 0.25 | 0.25 | 0.25 | 0.25
IL Fac. Spec. - NOX Rate Summer v3.1, Unit 2791 and retrofits | 612 | 1797 | Rate Constraint in lbs/MMBtu | FALSE | L | Annual | Emissions at Affected Plants NOX | Thousand Tons | 0.029182 | 0.029182 | 0.029182 | 0.029182 | 0.029182 | 0.029182 | 0.029182
IL Fac. Spec. - NOX Rate Summer v3.1, Unit 2791 and retrofits | 612 | 1797 | Rate Constraint in lbs/MMBtu | FALSE | L | Annual | Allowances Purchased NOX | Thousand Tons | 0 | 0 | 0 | 0 | 0 | 0 | 0
IL Fac. Spec. - NOX Rate Summer v3.1, Unit 2791 and retrofits | 612 | 1797 | Rate Constraint in lbs/MMBtu | FALSE | L | Annual | Allowances Sold NOX | Thousand Tons | 0 | 0 | 0 | 0 | 0 | 0 | 0
IL Fac. Spec. - NOX Rate Summer v3.1, Unit 2791 and retrofits | 612 | 1797 | Rate Constraint in lbs/MMBtu | FALSE | L | Annual | Allowances Banked | Thousand Tons | 0 | 0 | 0 | 0 | 0 | 0 | 0
IL Fac. Spec. - NOX Rate Summer v3.1, Unit 2791 and retrofits | 612 | 1797 | Rate Constraint in lbs/MMBtu | FALSE | L | Annual | Allowances Withdrawn (1:1) | Thousand Tons | 0 | 0 | 0 | 0 | 0 | 0 | 0
IL Fac. Spec. - NOX Rate Summer v3.1, Unit 2791 and retrofits | 612 | 1797 | Rate Constraint in lbs/MMBtu | FALSE | L | Annual | Allowances Withdrawn (n:1) | Thousand Tons | 0 | 0 | 0 | 0 | 0 | 0 | 0
IL Fac. Spec. - NOX Rate Summer v3.1, Unit 2791 and retrofits | 612 | 1797 | Rate Constraint in lbs/MMBtu | FALSE | L | Annual | Net Emissions Allowance Position | Thousand Tons | 0.029182 | 0.029182 | 0.029182 | 0.029182 | 0.029182 | 0.029182 | 0.029182
IL Fac. Spec. - NOX Rate Summer v3.1, Unit 2791 and retrofits | 612 | 1797 | Rate Constraint in lbs/MMBtu | FALSE | L | Annual | Fuel Consumed | TBtu | 0.74171 | 0.74171 | 0.74171 | 0.74171 | 0.74171 | 0.74171 | 0.74171
IL Fac. Spec. - NOX Rate Summer v3.1, Unit 2791 and retrofits | 612 | 1797 | Rate Constraint in lbs/MMBtu | FALSE | L | Annual | Rate | lb/MMBtu | 0.078687 | 0.078687 | 0.078687 | 0.078687 | 0.078687 | 0.078687 | 0.078687
IL Fac. Spec. - NOX Rate Summer v3.1, Unit 2791 and retrofits | 612 | 1797 | Rate Constraint in lbs/MMBtu | FALSE | L | Annual | Generation | TWh | 0.12578 | 0.12578 | 0.12578 | 0.12578 | 0.12578 | 0.12578 | 0.12578
IL Fac. Spec. - NOX Rate Summer v3.1, Unit 2791 and retrofits | 612 | 1797 | Rate Constraint in lbs/MMBtu | FALSE | L | Annual | Qualifying Generation | TWh | 0.12578 | 0.12578 | 0.12578 | 0.12578 | 0.12578 | 0.12578 | 0.12578
IL Fac. Spec. - NOX Rate Summer v3.1, Unit 2791 and retrofits | 612 | 1797 | Rate Constraint in lbs/MMBtu | FALSE | L | Annual | Rate | lb/MWh | 0.23201 | 0.23201 | 0.23201 | 0.23201 | 0.23201 | 0.23201 | 0.23201
IL Fac. Spec. - NOX Rate Summer v3.1, Unit 2791 and retrofits | 612 | 1797 | Rate Constraint in lbs/MMBtu | FALSE | L | Annual | Constraint Shadow Price | US2011$/Ton | 0 | 0 | 0 | 0 | 0 | 0 | 0
IL Fac. Spec. - NOX Rate Summer v3.1, Unit 2792 and retrofits | 613 | 1797 | Rate Constraint in lbs/MMBtu | FALSE | L | Annual | Seasons Included | Seasons | Summer | Summer | Summer | Summer | Summer | Summer | Summer
IL Fac. Spec. - NOX Rate Summer v3.1, Unit 2792 and retrofits | 613 | 1797 | Rate Constraint in lbs/MMBtu | FALSE | L | Annual | Standard | lb/MMBtu | 0.25 | 0.25 | 0.25 | 0.25 | 0.25 | 0.25 | 0.25
IL Fac. Spec. - NOX Rate Summer v3.1, Unit 2792 and retrofits | 613 | 1797 | Rate Constraint in lbs/MMBtu | FALSE | L | Annual | Emissions at Affected Plants NOX | Thousand Tons | 0.029182 | 0.029182 | 0.029182 | 0.029182 | 0.029182 | 0.029182 | 0.029182
IL Fac. Spec. - NOX Rate Summer v3.1, Unit 2792 and retrofits | 613 | 1797 | Rate Constraint in lbs/MMBtu | FALSE | L | Annual | Allowances Purchased NOX | Thousand Tons | 0 | 0 | 0 | 0 | 0 | 0 | 0
IL Fac. Spec. - NOX Rate Summer v3.1, Unit 2792 and retrofits | 613 | 1797 | Rate Constraint in lbs/MMBtu | FALSE | L | Annual | Allowances Sold NOX | Thousand Tons | 0 | 0 | 0 | 0 | 0 | 0 | 0
IL Fac. Spec. - NOX Rate Summer v3.1, Unit 2792 and retrofits | 613 | 1797 | Rate Constraint in lbs/MMBtu | FALSE | L | Annual | Allowances Banked | Thousand Tons | 0 | 0 | 0 | 0 | 0 | 0 | 0
IL Fac. Spec. - NOX Rate Summer v3.1, Unit 2792 and retrofits | 613 | 1797 | Rate Constraint in lbs/MMBtu | FALSE | L | Annual | Allowances Withdrawn (1:1) | Thousand Tons | 0 | 0 | 0 | 0 | 0 | 0 | 0
IL Fac. Spec. - NOX Rate Summer v3.1, Unit 2792 and retrofits | 613 | 1797 | Rate Constraint in lbs/MMBtu | FALSE | L | Annual | Allowances Withdrawn (n:1) | Thousand Tons | 0 | 0 | 0 | 0 | 0 | 0 | 0
IL Fac. Spec. - NOX Rate Summer v3.1, Unit 2792 and retrofits | 613 | 1797 | Rate Constraint in lbs/MMBtu | FALSE | L | Annual | Net Emissions Allowance Position | Thousand Tons | 0.029182 | 0.029182 | 0.029182 | 0.029182 | 0.029182 | 0.029182 | 0.029182
IL Fac. Spec. - NOX Rate Summer v3.1, Unit 2792 and retrofits | 613 | 1797 | Rate Constraint in lbs/MMBtu | FALSE | L | Annual | Fuel Consumed | TBtu | 0.74171 | 0.74171 | 0.74171 | 0.74171 | 0.74171 | 0.74171 | 0.74171
IL Fac. Spec. - NOX Rate Summer v3.1, Unit 2792 and retrofits | 613 | 1797 | Rate Constraint in lbs/MMBtu | FALSE | L | Annual | Rate | lb/MMBtu | 0.078687 | 0.078687 | 0.078687 | 0.078687 | 0.078687 | 0.078687 | 0.078687
IL Fac. Spec. - NOX Rate Summer v3.1, Unit 2792 and retrofits | 613 | 1797 | Rate Constraint in lbs/MMBtu | FALSE | L | Annual | Generation | TWh | 0.12578 | 0.12578 | 0.12578 | 0.12578 | 0.12578 | 0.12578 | 0.12578
IL Fac. Spec. - NOX Rate Summer v3.1, Unit 2792 and retrofits | 613 | 1797 | Rate Constraint in lbs/MMBtu | FALSE | L | Annual | Qualifying Generation | TWh | 0.12578 | 0.12578 | 0.12578 | 0.12578 | 0.12578 | 0.12578 | 0.12578
IL Fac. Spec. - NOX Rate Summer v3.1, Unit 2792 and retrofits | 613 | 1797 | Rate Constraint in lbs/MMBtu | FALSE | L | Annual | Rate | lb/MWh | 0.23201 | 0.23201 | 0.23201 | 0.23201 | 0.23201 | 0.23201 | 0.23201
IL Fac. Spec. - NOX Rate Summer v3.1, Unit 2792 and retrofits | 613 | 1797 | Rate Constraint in lbs/MMBtu | FALSE | L | Annual | Constraint Shadow Price | US2011$/Ton | 0 | 0 | 0 | 0 | 0 | 0 | 0
IL Fac. Spec. - NOX Rate Summer v3.1, Unit 2793 and retrofits | 614 | 1797 | Rate Constraint in lbs/MMBtu | FALSE | L | Annual | Seasons Included | Seasons | Summer | Summer | Summer | Summer | Summer | Summer | Summer
IL Fac. Spec. - NOX Rate Summer v3.1, Unit 2793 and retrofits | 614 | 1797 | Rate Constraint in lbs/MMBtu | FALSE | L | Annual | Standard | lb/MMBtu | 0.25 | 0.25 | 0.25 | 0.25 | 0.25 | 0.25 | 0.25
IL Fac. Spec. - NOX Rate Summer v3.1, Unit 2793 and retrofits | 614 | 1797 | Rate Constraint in lbs/MMBtu | FALSE | L | Annual | Emissions at Affected Plants NOX | Thousand Tons | 0.029182 | 0.029182 | 0.029182 | 0.029182 | 0.029182 | 0.029182 | 0.029182
IL Fac. Spec. - NOX Rate Summer v3.1, Unit 2793 and retrofits | 614 | 1797 | Rate Constraint in lbs/MMBtu | FALSE | L | Annual | Allowances Purchased NOX | Thousand Tons | 0 | 0 | 0 | 0 | 0 | 0 | 0
IL Fac. Spec. - NOX Rate Summer v3.1, Unit 2793 and retrofits | 614 | 1797 | Rate Constraint in lbs/MMBtu | FALSE | L | Annual | Allowances Sold NOX | Thousand Tons | 0 | 0 | 0 | 0 | 0 | 0 | 0
IL Fac. Spec. - NOX Rate Summer v3.1, Unit 2793 and retrofits | 614 | 1797 | Rate Constraint in lbs/MMBtu | FALSE | L | Annual | Allowances Banked | Thousand Tons | 0 | 0 | 0 | 0 | 0 | 0 | 0
IL Fac. Spec. - NOX Rate Summer v3.1, Unit 2793 and retrofits | 614 | 1797 | Rate Constraint in lbs/MMBtu | FALSE | L | Annual | Allowances Withdrawn (1:1) | Thousand Tons | 0 | 0 | 0 | 0 | 0 | 0 | 0
IL Fac. Spec. - NOX Rate Summer v3.1, Unit 2793 and retrofits | 614 | 1797 | Rate Constraint in lbs/MMBtu | FALSE | L | Annual | Allowances Withdrawn (n:1) | Thousand Tons | 0 | 0 | 0 | 0 | 0 | 0 | 0
IL Fac. Spec. - NOX Rate Summer v3.1, Unit 2793 and retrofits | 614 | 1797 | Rate Constraint in lbs/MMBtu | FALSE | L | Annual | Net Emissions Allowance Position | Thousand Tons | 0.029182 | 0.029182 | 0.029182 | 0.029182 | 0.029182 | 0.029182 | 0.029182
IL Fac. Spec. - NOX Rate Summer v3.1, Unit 2793 and retrofits | 614 | 1797 | Rate Constraint in lbs/MMBtu | FALSE | L | Annual | Fuel Consumed | TBtu | 0.74171 | 0.74171 | 0.74171 | 0.74171 | 0.74171 | 0.74171 | 0.74171
IL Fac. Spec. - NOX Rate Summer v3.1, Unit 2793 and retrofits | 614 | 1797 | Rate Constraint in lbs/MMBtu | FALSE | L | Annual | Rate | lb/MMBtu | 0.078687 | 0.078687 | 0.078687 | 0.078687 | 0.078687 | 0.078687 | 0.078687
IL Fac. Spec. - NOX Rate Summer v3.1, Unit 2793 and retrofits | 614 | 1797 | Rate Constraint in lbs/MMBtu | FALSE | L | Annual | Generation | TWh | 0.12578 | 0.12578 | 0.12578 | 0.12578 | 0.12578 | 0.12578 | 0.12578
IL Fac. Spec. - NOX Rate Summer v3.1, Unit 2793 and retrofits | 614 | 1797 | Rate Constraint in lbs/MMBtu | FALSE | L | Annual | Qualifying Generation | TWh | 0.12578 | 0.12578 | 0.12578 | 0.12578 | 0.12578 | 0.12578 | 0.12578
IL Fac. Spec. - NOX Rate Summer v3.1, Unit 2793 and retrofits | 614 | 1797 | Rate Constraint in lbs/MMBtu | FALSE | L | Annual | Rate | lb/MWh | 0.23201 | 0.23201 | 0.23201 | 0.23201 | 0.23201 | 0.23201 | 0.23201
IL Fac. Spec. - NOX Rate Summer v3.1, Unit 2793 and retrofits | 614 | 1797 | Rate Constraint in lbs/MMBtu | FALSE | L | Annual | Constraint Shadow Price | US2011$/Ton | 0 | 0 | 0 | 0 | 0 | 0 | 0
IL Fac. Spec. - NOX Rate Summer v3.1, Unit 2794 and retrofits | 615 | 1797 | Rate Constraint in lbs/MMBtu | FALSE | L | Annual | Seasons Included | Seasons | Summer | Summer | Summer | Summer | Summer | Summer | Summer
IL Fac. Spec. - NOX Rate Summer v3.1, Unit 2794 and retrofits | 615 | 1797 | Rate Constraint in lbs/MMBtu | FALSE | L | Annual | Standard | lb/MMBtu | 0.25 | 0.25 | 0.25 | 0.25 | 0.25 | 0.25 | 0.25
IL Fac. Spec. - NOX Rate Summer v3.1, Unit 2794 and retrofits | 615 | 1797 | Rate Constraint in lbs/MMBtu | FALSE | L | Annual | Emissions at Affected Plants NOX | Thousand Tons | 0.047612 | 0.047612 | 0.047612 | 0.047612 | 0.047612 | 0.047612 | 0.047612
IL Fac. Spec. - NOX Rate Summer v3.1, Unit 2794 and retrofits | 615 | 1797 | Rate Constraint in lbs/MMBtu | FALSE | L | Annual | Allowances Purchased NOX | Thousand Tons | 0 | 0 | 0 | 0 | 0 | 0 | 0
IL Fac. Spec. - NOX Rate Summer v3.1, Unit 2794 and retrofits | 615 | 1797 | Rate Constraint in lbs/MMBtu | FALSE | L | Annual | Allowances Sold NOX | Thousand Tons | 0 | 0 | 0 | 0 | 0 | 0 | 0
IL Fac. Spec. - NOX Rate Summer v3.1, Unit 2794 and retrofits | 615 | 1797 | Rate Constraint in lbs/MMBtu | FALSE | L | Annual | Allowances Banked | Thousand Tons | 0 | 0 | 0 | 0 | 0 | 0 | 0
IL Fac. Spec. - NOX Rate Summer v3.1, Unit 2794 and retrofits | 615 | 1797 | Rate Constraint in lbs/MMBtu | FALSE | L | Annual | Allowances Withdrawn (1:1) | Thousand Tons | 0 | 0 | 0 | 0 | 0 | 0 | 0
IL Fac. Spec. - NOX Rate Summer v3.1, Unit 2794 and retrofits | 615 | 1797 | Rate Constraint in lbs/MMBtu | FALSE | L | Annual | Allowances Withdrawn (n:1) | Thousand Tons | 0 | 0 | 0 | 0 | 0 | 0 | 0
IL Fac. Spec. - NOX Rate Summer v3.1, Unit 2794 and retrofits | 615 | 1797 | Rate Constraint in lbs/MMBtu | FALSE | L | Annual | Net Emissions Allowance Position | Thousand Tons | 0.047612 | 0.047612 | 0.047612 | 0.047612 | 0.047612 | 0.047612 | 0.047612
IL Fac. Spec. - NOX Rate Summer v3.1, Unit 2794 and retrofits | 615 | 1797 | Rate Constraint in lbs/MMBtu | FALSE | L | Annual | Fuel Consumed | TBtu | 1.2102 | 1.2102 | 1.2102 | 1.2102 | 1.2102 | 1.2102 | 1.2102
IL Fac. Spec. - NOX Rate Summer v3.1, Unit 2794 and retrofits | 615 | 1797 | Rate Constraint in lbs/MMBtu | FALSE | L | Annual | Rate | lb/MMBtu | 0.078687 | 0.078687 | 0.078687 | 0.078687 | 0.078687 | 0.078687 | 0.078687
IL Fac. Spec. - NOX Rate Summer v3.1, Unit 2794 and retrofits | 615 | 1797 | Rate Constraint in lbs/MMBtu | FALSE | L | Annual | Generation | TWh | 0.20522 | 0.20522 | 0.20522 | 0.20522 | 0.20522 | 0.20522 | 0.20522
IL Fac. Spec. - NOX Rate Summer v3.1, Unit 2794 and retrofits | 615 | 1797 | Rate Constraint in lbs/MMBtu | FALSE | L | Annual | Qualifying Generation | TWh | 0.20522 | 0.20522 | 0.20522 | 0.20522 | 0.20522 | 0.20522 | 0.20522
IL Fac. Spec. - NOX Rate Summer v3.1, Unit 2794 and retrofits | 615 | 1797 | Rate Constraint in lbs/MMBtu | FALSE | L | Annual | Rate | lb/MWh | 0.23201 | 0.23201 | 0.23201 | 0.23201 | 0.23201 | 0.23201 | 0.23201
IL Fac. Spec. - NOX Rate Summer v3.1, Unit 2794 and retrofits | 615 | 1797 | Rate Constraint in lbs/MMBtu | FALSE | L | Annual | Constraint Shadow Price | US2011$/Ton | 0 | 0 | 0 | 0 | 0 | 0 | 0
IL Fac. Spec. - NOX Rate Summer v3.1, Unit 2950 and retrofits | 616 | 1797 | Rate Constraint in lbs/MMBtu | FALSE | L | Annual | Seasons Included | Seasons | Summer | Summer | Summer | Summer | Summer | Summer | Summer
IL Fac. Spec. - NOX Rate Summer v3.1, Unit 2950 and retrofits | 616 | 1797 | Rate Constraint in lbs/MMBtu | FALSE | L | Annual | Standard | lb/MMBtu | 0.25 | 0.25 | 0.25 | 0.25 | 0.25 | 0.25 | 0.25
IL Fac. Spec. - NOX Rate Summer v3.1, Unit 2950 and retrofits | 616 | 1797 | Rate Constraint in lbs/MMBtu | FALSE | L | Annual | Emissions at Affected Plants NOX | Thousand Tons | 0.039871 | 0.039871 | 0.038884 | 0.013274 | 0.013274 | 0.039871 | 0.039871
IL Fac. Spec. - NOX Rate Summer v3.1, Unit 2950 and retrofits | 616 | 1797 | Rate Constraint in lbs/MMBtu | FALSE | L | Annual | Allowances Purchased NOX | Thousand Tons | 0 | 0 | 0 | 0 | 0 | 0 | 0
IL Fac. Spec. - NOX Rate Summer v3.1, Unit 2950 and retrofits | 616 | 1797 | Rate Constraint in lbs/MMBtu | FALSE | L | Annual | Allowances Sold NOX | Thousand Tons | 0 | 0 | 0 | 0 | 0 | 0 | 0
IL Fac. Spec. - NOX Rate Summer v3.1, Unit 2950 and retrofits | 616 | 1797 | Rate Constraint in lbs/MMBtu | FALSE | L | Annual | Allowances Banked | Thousand Tons | 0 | 0 | 0 | 0 | 0 | 0 | 0
IL Fac. Spec. - NOX Rate Summer v3.1, Unit 2950 and retrofits | 616 | 1797 | Rate Constraint in lbs/MMBtu | FALSE | L | Annual | Allowances Withdrawn (1:1) | Thousand Tons | 0 | 0 | 0 | 0 | 0 | 0 | 0
IL Fac. Spec. - NOX Rate Summer v3.1, Unit 2950 and retrofits | 616 | 1797 | Rate Constraint in lbs/MMBtu | FALSE | L | Annual | Allowances Withdrawn (n:1) | Thousand Tons | 0 | 0 | 0 | 0 | 0 | 0 | 0
IL Fac. Spec. - NOX Rate Summer v3.1, Unit 2950 and retrofits | 616 | 1797 | Rate Constraint in lbs/MMBtu | FALSE | L | Annual | Net Emissions Allowance Position | Thousand Tons | 0.039871 | 0.039871 | 0.038884 | 0.013274 | 0.013274 | 0.039871 | 0.039871
IL Fac. Spec. - NOX Rate Summer v3.1, Unit 2950 and retrofits | 616 | 1797 | Rate Constraint in lbs/MMBtu | FALSE | L | Annual | Fuel Consumed | TBtu | 4.0369 | 4.0369 | 3.937 | 1.344 | 1.344 | 4.0369 | 4.0369
IL Fac. Spec. - NOX Rate Summer v3.1, Unit 2950 and retrofits | 616 | 1797 | Rate Constraint in lbs/MMBtu | FALSE | L | Annual | Rate | lb/MMBtu | 0.019753 | 0.019753 | 0.019753 | 0.019753 | 0.019753 | 0.019753 | 0.019753
IL Fac. Spec. - NOX Rate Summer v3.1, Unit 2950 and retrofits | 616 | 1797 | Rate Constraint in lbs/MMBtu | FALSE | L | Annual | Generation | TWh | 0.49587 | 0.49587 | 0.4836 | 0.16509 | 0.16509 | 0.49587 | 0.49587
IL Fac. Spec. - NOX Rate Summer v3.1, Unit 2950 and retrofits | 616 | 1797 | Rate Constraint in lbs/MMBtu | FALSE | L | Annual | Qualifying Generation | TWh | 0.49587 | 0.49587 | 0.4836 | 0.16509 | 0.16509 | 0.49587 | 0.49587
IL Fac. Spec. - NOX Rate Summer v3.1, Unit 2950 and retrofits | 616 | 1797 | Rate Constraint in lbs/MMBtu | FALSE | L | Annual | Rate | lb/MWh | 0.080405 | 0.080405 | 0.080405 | 0.080405 | 0.080405 | 0.080405 | 0.080405
IL Fac. Spec. - NOX Rate Summer v3.1, Unit 2950 and retrofits | 616 | 1797 | Rate Constraint in lbs/MMBtu | FALSE | L | Annual | Constraint Shadow Price | US2011$/Ton | 0 | 0 | 0 | 0 | 0 | 0 | 0
IL Fac. Spec. - NOX Rate Summer v3.1, Unit 2951 and retrofits | 617 | 1797 | Rate Constraint in lbs/MMBtu | FALSE | L | Annual | Seasons Included | Seasons | Summer | Summer | Summer | Summer | Summer | Summer | Summer
IL Fac. Spec. - NOX Rate Summer v3.1, Unit 2951 and retrofits | 617 | 1797 | Rate Constraint in lbs/MMBtu | FALSE | L | Annual | Standard | lb/MMBtu | 0.25 | 0.25 | 0.25 | 0.25 | 0.25 | 0.25 | 0.25
IL Fac. Spec. - NOX Rate Summer v3.1, Unit 2951 and retrofits | 617 | 1797 | Rate Constraint in lbs/MMBtu | FALSE | L | Annual | Emissions at Affected Plants NOX | Thousand Tons | 0.018558 | 0.018558 | 0.0061786 | 0.0061786 | 0.0061786 | 0.018558 | 0.018558
IL Fac. Spec. - NOX Rate Summer v3.1, Unit 2951 and retrofits | 617 | 1797 | Rate Constraint in lbs/MMBtu | FALSE | L | Annual | Allowances Purchased NOX | Thousand Tons | 0 | 0 | 0 | 0 | 0 | 0 | 0
IL Fac. Spec. - NOX Rate Summer v3.1, Unit 2951 and retrofits | 617 | 1797 | Rate Constraint in lbs/MMBtu | FALSE | L | Annual | Allowances Sold NOX | Thousand Tons | 0 | 0 | 0 | 0 | 0 | 0 | 0
IL Fac. Spec. - NOX Rate Summer v3.1, Unit 2951 and retrofits | 617 | 1797 | Rate Constraint in lbs/MMBtu | FALSE | L | Annual | Allowances Banked | Thousand Tons | 0 | 0 | 0 | 0 | 0 | 0 | 0
IL Fac. Spec. - NOX Rate Summer v3.1, Unit 2951 and retrofits | 617 | 1797 | Rate Constraint in lbs/MMBtu | FALSE | L | Annual | Allowances Withdrawn (1:1) | Thousand Tons | 0 | 0 | 0 | 0 | 0 | 0 | 0
IL Fac. Spec. - NOX Rate Summer v3.1, Unit 2951 and retrofits | 617 | 1797 | Rate Constraint in lbs/MMBtu | FALSE | L | Annual | Allowances Withdrawn (n:1) | Thousand Tons | 0 | 0 | 0 | 0 | 0 | 0 | 0
IL Fac. Spec. - NOX Rate Summer v3.1, Unit 2951 and retrofits | 617 | 1797 | Rate Constraint in lbs/MMBtu | FALSE | L | Annual | Net Emissions Allowance Position | Thousand Tons | 0.018558 | 0.018558 | 0.0061786 | 0.0061786 | 0.0061786 | 0.018558 | 0.018558
IL Fac. Spec. - NOX Rate Summer v3.1, Unit 2951 and retrofits | 617 | 1797 | Rate Constraint in lbs/MMBtu | FALSE | L | Annual | Fuel Consumed | TBtu | 1.879 | 1.879 | 0.62559 | 0.62559 | 0.62559 | 1.879 | 1.879
IL Fac. Spec. - NOX Rate Summer v3.1, Unit 2951 and retrofits | 617 | 1797 | Rate Constraint in lbs/MMBtu | FALSE | L | Annual | Rate | lb/MMBtu | 0.019753 | 0.019753 | 0.019753 | 0.019753 | 0.019753 | 0.019753 | 0.019753
IL Fac. Spec. - NOX Rate Summer v3.1, Unit 2951 and retrofits | 617 | 1797 | Rate Constraint in lbs/MMBtu | FALSE | L | Annual | Generation | TWh | 0.23081 | 0.23081 | 0.076844 | 0.076844 | 0.076844 | 0.23081 | 0.23081
IL Fac. Spec. - NOX Rate Summer v3.1, Unit 2951 and retrofits | 617 | 1797 | Rate Constraint in lbs/MMBtu | FALSE | L | Annual | Qualifying Generation | TWh | 0.23081 | 0.23081 | 0.076844 | 0.076844 | 0.076844 | 0.23081 | 0.23081
IL Fac. Spec. - NOX Rate Summer v3.1, Unit 2951 and retrofits | 617 | 1797 | Rate Constraint in lbs/MMBtu | FALSE | L | Annual | Rate | lb/MWh | 0.080405 | 0.080405 | 0.080405 | 0.080405 | 0.080405 | 0.080405 | 0.080405
IL Fac. Spec. - NOX Rate Summer v3.1, Unit 2951 and retrofits | 617 | 1797 | Rate Constraint in lbs/MMBtu | FALSE | L | Annual | Constraint Shadow Price | US2011$/Ton | 0 | 0 | 0 | 0 | 0 | 0 | 0
IL Fac. Spec. - NOX Rate Summer v3.1, Unit 2952 and retrofits | 618 | 1797 | Rate Constraint in lbs/MMBtu | FALSE | L | Annual | Seasons Included | Seasons | Summer | Summer | Summer | Summer | Summer | Summer | Summer
IL Fac. Spec. - NOX Rate Summer v3.1, Unit 2952 and retrofits | 618 | 1797 | Rate Constraint in lbs/MMBtu | FALSE | L | Annual | Standard | lb/MMBtu | 0.25 | 0.25 | 0.25 | 0.25 | 0.25 | 0.25 | 0.25
IL Fac. Spec. - NOX Rate Summer v3.1, Unit 2952 and retrofits | 618 | 1797 | Rate Constraint in lbs/MMBtu | FALSE | L | Annual | Emissions at Affected Plants NOX | Thousand Tons | 0.018558 | 0.018558 | 0.0061786 | 0.0061786 | 0.0061786 | 0.018558 | 0.018558
IL Fac. Spec. - NOX Rate Summer v3.1, Unit 2952 and retrofits | 618 | 1797 | Rate Constraint in lbs/MMBtu | FALSE | L | Annual | Allowances Purchased NOX | Thousand Tons | 0 | 0 | 0 | 0 | 0 | 0 | 0
IL Fac. Spec. - NOX Rate Summer v3.1, Unit 2952 and retrofits | 618 | 1797 | Rate Constraint in lbs/MMBtu | FALSE | L | Annual | Allowances Sold NOX | Thousand Tons | 0 | 0 | 0 | 0 | 0 | 0 | 0
IL Fac. Spec. - NOX Rate Summer v3.1, Unit 2952 and retrofits | 618 | 1797 | Rate Constraint in lbs/MMBtu | FALSE | L | Annual | Allowances Banked | Thousand Tons | 0 | 0 | 0 | 0 | 0 | 0 | 0
IL Fac. Spec. - NOX Rate Summer v3.1, Unit 2952 and retrofits | 618 | 1797 | Rate Constraint in lbs/MMBtu | FALSE | L | Annual | Allowances Withdrawn (1:1) | Thousand Tons | 0 | 0 | 0 | 0 | 0 | 0 | 0
IL Fac. Spec. - NOX Rate Summer v3.1, Unit 2952 and retrofits | 618 | 1797 | Rate Constraint in lbs/MMBtu | FALSE | L | Annual | Allowances Withdrawn (n:1) | Thousand Tons | 0 | 0 | 0 | 0 | 0 | 0 | 0
IL Fac. Spec. - NOX Rate Summer v3.1, Unit 2952 and retrofits | 618 | 1797 | Rate Constraint in lbs/MMBtu | FALSE | L | Annual | Net Emissions Allowance Position | Thousand Tons | 0.018558 | 0.018558 | 0.0061786 | 0.0061786 | 0.0061786 | 0.018558 | 0.018558
IL Fac. Spec. - NOX Rate Summer v3.1, Unit 2952 and retrofits | 618 | 1797 | Rate Constraint in lbs/MMBtu | FALSE | L | Annual | Fuel Consumed | TBtu | 1.879 | 1.879 | 0.62559 | 0.62559 | 0.62559 | 1.879 | 1.879
IL Fac. Spec. - NOX Rate Summer v3.1, Unit 2952 and retrofits | 618 | 1797 | Rate Constraint in lbs/MMBtu | FALSE | L | Annual | Rate | lb/MMBtu | 0.019753 | 0.019753 | 0.019753 | 0.019753 | 0.019753 | 0.019753 | 0.019753
IL Fac. Spec. - NOX Rate Summer v3.1, Unit 2952 and retrofits | 618 | 1797 | Rate Constraint in lbs/MMBtu | FALSE | L | Annual | Generation | TWh | 0.23081 | 0.23081 | 0.076844 | 0.076844 | 0.076844 | 0.23081 | 0.23081
IL Fac. Spec. - NOX Rate Summer v3.1, Unit 2952 and retrofits | 618 | 1797 | Rate Constraint in lbs/MMBtu | FALSE | L | Annual | Qualifying Generation | TWh | 0.23081 | 0.23081 | 0.076844 | 0.076844 | 0.076844 | 0.23081 | 0.23081
IL Fac. Spec. - NOX Rate Summer v3.1, Unit 2952 and retrofits | 618 | 1797 | Rate Constraint in lbs/MMBtu | FALSE | L | Annual | Rate | lb/MWh | 0.080405 | 0.080405 | 0.080405 | 0.080405 | 0.080405 | 0.080405 | 0.080405
IL Fac. Spec. - NOX Rate Summer v3.1, Unit 2952 and retrofits | 618 | 1797 | Rate Constraint in lbs/MMBtu | FALSE | L | Annual | Constraint Shadow Price | US2011$/Ton | 0 | 0 | 0 | 0 | 0 | 0 | 0
IL Fac. Spec. - NOX Rate Summer v3.1, Unit 2953 and retrofits | 619 | 1797 | Rate Constraint in lbs/MMBtu | FALSE | L | Annual | Seasons Included | Seasons | Summer | Summer | Summer | Summer | Summer | Summer | Summer
IL Fac. Spec. - NOX Rate Summer v3.1, Unit 2953 and retrofits | 619 | 1797 | Rate Constraint in lbs/MMBtu | FALSE | L | Annual | Standard | lb/MMBtu | 0.25 | 0.25 | 0.25 | 0.25 | 0.25 | 0.25 | 0.25
IL Fac. Spec. - NOX Rate Summer v3.1, Unit 2953 and retrofits | 619 | 1797 | Rate Constraint in lbs/MMBtu | FALSE | L | Annual | Emissions at Affected Plants NOX | Thousand Tons | 0.064804 | 0.064804 | 0.021575 | 0.021575 | 0.021575 | 0.064804 | 0.064804
IL Fac. Spec. - NOX Rate Summer v3.1, Unit 2953 and retrofits | 619 | 1797 | Rate Constraint in lbs/MMBtu | FALSE | L | Annual | Allowances Purchased NOX | Thousand Tons | 0 | 0 | 0 | 0 | 0 | 0 | 0
IL Fac. Spec. - NOX Rate Summer v3.1, Unit 2953 and retrofits | 619 | 1797 | Rate Constraint in lbs/MMBtu | FALSE | L | Annual | Allowances Sold NOX | Thousand Tons | 0 | 0 | 0 | 0 | 0 | 0 | 0
IL Fac. Spec. - NOX Rate Summer v3.1, Unit 2953 and retrofits | 619 | 1797 | Rate Constraint in lbs/MMBtu | FALSE | L | Annual | Allowances Banked | Thousand Tons | 0 | 0 | 0 | 0 | 0 | 0 | 0
IL Fac. Spec. - NOX Rate Summer v3.1, Unit 2953 and retrofits | 619 | 1797 | Rate Constraint in lbs/MMBtu | FALSE | L | Annual | Allowances Withdrawn (1:1) | Thousand Tons | 0 | 0 | 0 | 0 | 0 | 0 | 0
IL Fac. Spec. - NOX Rate Summer v3.1, Unit 2953 and retrofits | 619 | 1797 | Rate Constraint in lbs/MMBtu | FALSE | L | Annual | Allowances Withdrawn (n:1) | Thousand Tons | 0 | 0 | 0 | 0 | 0 | 0 | 0
IL Fac. Spec. - NOX Rate Summer v3.1, Unit 2953 and retrofits | 619 | 1797 | Rate Constraint in lbs/MMBtu | FALSE | L | Annual | Net Emissions Allowance Position | Thousand Tons | 0.064804 | 0.064804 | 0.021575 | 0.021575 | 0.021575 | 0.064804 | 0.064804
IL Fac. Spec. - NOX Rate Summer v3.1, Unit 2953 and retrofits | 619 | 1797 | Rate Constraint in lbs/MMBtu | FALSE | L | Annual | Fuel Consumed | TBtu | 1.0711 | 1.0711 | 0.35661 | 0.35661 | 0.35661 | 1.0711 | 1.0711
IL Fac. Spec. - NOX Rate Summer v3.1, Unit 2953 and retrofits | 619 | 1797 | Rate Constraint in lbs/MMBtu | FALSE | L | Annual | Rate | lb/MMBtu | 0.121 | 0.121 | 0.121 | 0.121 | 0.121 | 0.121 | 0.121
IL Fac. Spec. - NOX Rate Summer v3.1, Unit 2953 and retrofits | 619 | 1797 | Rate Constraint in lbs/MMBtu | FALSE | L | Annual | Generation | TWh | 0.12806 | 0.12806 | 0.042636 | 0.042636 | 0.042636 | 0.12806 | 0.12806
IL Fac. Spec. - NOX Rate Summer v3.1, Unit 2953 and retrofits | 619 | 1797 | Rate Constraint in lbs/MMBtu | FALSE | L | Annual | Qualifying Generation | TWh | 0.12806 | 0.12806 | 0.042636 | 0.042636 | 0.042636 | 0.12806 | 0.12806
IL Fac. Spec. - NOX Rate Summer v3.1, Unit 2953 and retrofits | 619 | 1797 | Rate Constraint in lbs/MMBtu | FALSE | L | Annual | Rate | lb/MWh | 0.50603 | 0.50603 | 0.50603 | 0.50603 | 0.50603 | 0.50603 | 0.50603
IL Fac. Spec. - NOX Rate Summer v3.1, Unit 2953 and retrofits | 619 | 1797 | Rate Constraint in lbs/MMBtu | FALSE | L | Annual | Constraint Shadow Price | US2011$/Ton | 0 | 0 | 0 | 0 | 0 | 0 | 0
IL Fac. Spec. - NOX Rate Summer v3.1, Unit 2954 and retrofits | 620 | 1797 | Rate Constraint in lbs/MMBtu | FALSE | L | Annual | Seasons Included | Seasons | Summer | Summer | Summer | Summer | Summer | Summer | Summer
IL Fac. Spec. - NOX Rate Summer v3.1, Unit 2954 and retrofits | 620 | 1797 | Rate Constraint in lbs/MMBtu | FALSE | L | Annual | Standard | lb/MMBtu | 0.25 | 0.25 | 0.25 | 0.25 | 0.25 | 0.25 | 0.25
IL Fac. Spec. - NOX Rate Summer v3.1, Unit 2954 and retrofits | 620 | 1797 | Rate Constraint in lbs/MMBtu | FALSE | L | Annual | Emissions at Affected Plants NOX | Thousand Tons | 0.079121 | 0.079121 | 0.026342 | 0.026342 | 0.026342 | 0.079121 | 0.079121
IL Fac. Spec. - NOX Rate Summer v3.1, Unit 2954 and retrofits | 620 | 1797 | Rate Constraint in lbs/MMBtu | FALSE | L | Annual | Allowances Purchased NOX | Thousand Tons | 0 | 0 | 0 | 0 | 0 | 0 | 0
IL Fac. Spec. - NOX Rate Summer v3.1, Unit 2954 and retrofits | 620 | 1797 | Rate Constraint in lbs/MMBtu | FALSE | L | Annual | Allowances Sold NOX | Thousand Tons | 0 | 0 | 0 | 0 | 0 | 0 | 0
IL Fac. Spec. - NOX Rate Summer v3.1, Unit 2954 and retrofits | 620 | 1797 | Rate Constraint in lbs/MMBtu | FALSE | L | Annual | Allowances Banked | Thousand Tons | 0 | 0 | 0 | 0 | 0 | 0 | 0
IL Fac. Spec. - NOX Rate Summer v3.1, Unit 2954 and retrofits | 620 | 1797 | Rate Constraint in lbs/MMBtu | FALSE | L | Annual | Allowances Withdrawn (1:1) | Thousand Tons | 0 | 0 | 0 | 0 | 0 | 0 | 0
IL Fac. Spec. - NOX Rate Summer v3.1, Unit 2954 and retrofits | 620 | 1797 | Rate Constraint in lbs/MMBtu | FALSE | L | Annual | Allowances Withdrawn (n:1) | Thousand Tons | 0 | 0 | 0 | 0 | 0 | 0 | 0
IL Fac. Spec. - NOX Rate Summer v3.1, Unit 2954 and retrofits | 620 | 1797 | Rate Constraint in lbs/MMBtu | FALSE | L | Annual | Net Emissions Allowance Position | Thousand Tons | 0.079121 | 0.079121 | 0.026342 | 0.026342 | 0.026342 | 0.079121 | 0.079121
IL Fac. Spec. - NOX Rate Summer v3.1, Unit 2954 and retrofits | 620 | 1797 | Rate Constraint in lbs/MMBtu | FALSE | L | Annual | Fuel Consumed | TBtu | 1.3078 | 1.3078 | 0.4354 | 0.4354 | 0.4354 | 1.3078 | 1.3078
IL Fac. Spec. - NOX Rate Summer v3.1, Unit 2954 and retrofits | 620 | 1797 | Rate Constraint in lbs/MMBtu | FALSE | L | Annual | Rate | lb/MMBtu | 0.121 | 0.121 | 0.121 | 0.121 | 0.121 | 0.121 | 0.121
IL Fac. Spec. - NOX Rate Summer v3.1, Unit 2954 and retrofits | 620 | 1797 | Rate Constraint in lbs/MMBtu | FALSE | L | Annual | Generation | TWh | 0.15636 | 0.15636 | 0.052056 | 0.052056 | 0.052056 | 0.15636 | 0.15636
IL Fac. Spec. - NOX Rate Summer v3.1, Unit 2954 and retrofits | 620 | 1797 | Rate Constraint in lbs/MMBtu | FALSE | L | Annual | Qualifying Generation | TWh | 0.15636 | 0.15636 | 0.052056 | 0.052056 | 0.052056 | 0.15636 | 0.15636
IL Fac. Spec. - NOX Rate Summer v3.1, Unit 2954 and retrofits | 620 | 1797 | Rate Constraint in lbs/MMBtu | FALSE | L | Annual | Rate | lb/MWh | 0.50603 | 0.50603 | 0.50603 | 0.50603 | 0.50603 | 0.50603 | 0.50603
IL Fac. Spec. - NOX Rate Summer v3.1, Unit 2954 and retrofits | 620 | 1797 | Rate Constraint in lbs/MMBtu | FALSE | L | Annual | Constraint Shadow Price | US2011$/Ton | 0 | 0 | 0 | 0 | 0 | 0 | 0
IL Fac. Spec. - NOX Rate Summer v3.1, Unit 2955 and retrofits | 621 | 1797 | Rate Constraint in lbs/MMBtu | FALSE | L | Annual | Seasons Included | Seasons | Summer | Summer | Summer | Summer | Summer | Summer | Summer
IL Fac. Spec. - NOX Rate Summer v3.1, Unit 2955 and retrofits | 621 | 1797 | Rate Constraint in lbs/MMBtu | FALSE | L | Annual | Standard | lb/MMBtu | 0.25 | 0.25 | 0.25 | 0.25 | 0.25 | 0.25 | 0.25
IL Fac. Spec. - NOX Rate Summer v3.1, Unit 2955 and retrofits | 621 | 1797 | Rate Constraint in lbs/MMBtu | FALSE | L | Annual | Emissions at Affected Plants NOX | Thousand Tons | 0.12207 | 0.12207 | 0.040642 | 0.040642 | 0.040642 | 0.12207 | 0.12207
IL Fac. Spec. - NOX Rate Summer v3.1, Unit 2955 and retrofits | 621 | 1797 | Rate Constraint in lbs/MMBtu | FALSE | L | Annual | Allowances Purchased NOX | Thousand Tons | 0 | 0 | 0 | 0 | 0 | 0 | 0
IL Fac. Spec. - NOX Rate Summer v3.1, Unit 2955 and retrofits | 621 | 1797 | Rate Constraint in lbs/MMBtu | FALSE | L | Annual | Allowances Sold NOX | Thousand Tons | 0 | 0 | 0 | 0 | 0 | 0 | 0
IL Fac. Spec. - NOX Rate Summer v3.1, Unit 2955 and retrofits | 621 | 1797 | Rate Constraint in lbs/MMBtu | FALSE | L | Annual | Allowances Banked | Thousand Tons | 0 | 0 | 0 | 0 | 0 | 0 | 0
IL Fac. Spec. - NOX Rate Summer v3.1, Unit 2955 and retrofits | 621 | 1797 | Rate Constraint in lbs/MMBtu | FALSE | L | Annual | Allowances Withdrawn (1:1) | Thousand Tons | 0 | 0 | 0 | 0 | 0 | 0 | 0
IL Fac. Spec. - NOX Rate Summer v3.1, Unit 2955 and retrofits | 621 | 1797 | Rate Constraint in lbs/MMBtu | FALSE | L | Annual | Allowances Withdrawn (n:1) | Thousand Tons | 0 | 0 | 0 | 0 | 0 | 0 | 0
IL Fac. Spec. - NOX Rate Summer v3.1, Unit 2955 and retrofits | 621 | 1797 | Rate Constraint in lbs/MMBtu | FALSE | L | Annual | Net Emissions Allowance Position | Thousand Tons | 0.12207 | 0.12207 | 0.040642 | 0.040642 | 0.040642 | 0.12207 | 0.12207
IL Fac. Spec. - NOX Rate Summer v3.1, Unit 2955 and retrofits | 621 | 1797 | Rate Constraint in lbs/MMBtu | FALSE | L | Annual | Fuel Consumed | TBtu | 2.0177 | 2.0177 | 0.67175 | 0.67175 | 0.67175 | 2.0177 | 2.0177
IL Fac. Spec. - NOX Rate Summer v3.1, Unit 2955 and retrofits | 621 | 1797 | Rate Constraint in lbs/MMBtu | FALSE | L | Annual | Rate | lb/MMBtu | 0.121 | 0.121 | 0.121 | 0.121 | 0.121 | 0.121 | 0.121
IL Fac. Spec. - NOX Rate Summer v3.1, Unit 2955 and retrofits | 621 | 1797 | Rate Constraint in lbs/MMBtu | FALSE | L | Annual | Generation | TWh | 0.24124 | 0.24124 | 0.080315 | 0.080315 | 0.080315 | 0.24124 | 0.24124
IL Fac. Spec. - NOX Rate Summer v3.1, Unit 2955 and retrofits | 621 | 1797 | Rate Constraint in lbs/MMBtu | FALSE | L | Annual | Qualifying Generation | TWh | 0.24124 | 0.24124 | 0.080315 | 0.080315 | 0.080315 | 0.24124 | 0.24124
IL Fac. Spec. - NOX Rate Summer v3.1, Unit 2955 and retrofits | 621 | 1797 | Rate Constraint in lbs/MMBtu | FALSE | L | Annual | Rate | lb/MWh | 0.50603 | 0.50603 | 0.50603 | 0.50603 | 0.50603 | 0.50603 | 0.50603
IL Fac. Spec. - NOX Rate Summer v3.1, Unit 2955 and retrofits | 621 | 1797 | Rate Constraint in lbs/MMBtu | FALSE | L | Annual | Constraint Shadow Price | US2011$/Ton | 0 | 0 | 0 | 0 | 0 | 0 | 0
IL Fac. Spec. - NOX Rate Summer v3.1, Unit 2956 and retrofits | 622 | 1797 | Rate Constraint in lbs/MMBtu | FALSE | L | Annual | Seasons Included | Seasons | Summer | Summer | Summer | Summer | Summer | Summer | Summer
IL Fac. Spec. - NOX Rate Summer v3.1, Unit 2956 and retrofits | 622 | 1797 | Rate Constraint in lbs/MMBtu | FALSE | L | Annual | Standard | lb/MMBtu | 0.25 | 0.25 | 0.25 | 0.25 | 0.25 | 0.25 | 0.25
IL Fac. Spec. - NOX Rate Summer v3.1, Unit 2956 and retrofits | 622 | 1797 | Rate Constraint in lbs/MMBtu | FALSE | L | Annual | Emissions at Affected Plants NOX | Thousand Tons | 0.12057 | 0.12057 | 0.04014 | 0.04014 | 0.04014 | 0.12057 | 0.12057
IL Fac. Spec. - NOX Rate Summer v3.1, Unit 2956 and retrofits | 622 | 1797 | Rate Constraint in lbs/MMBtu | FALSE | L | Annual | Allowances Purchased NOX | Thousand Tons | 0 | 0 | 0 | 0 | 0 | 0 | 0
IL Fac. Spec. - NOX Rate Summer v3.1, Unit 2956 and retrofits | 622 | 1797 | Rate Constraint in lbs/MMBtu | FALSE | L | Annual | Allowances Sold NOX | Thousand Tons | 0 | 0 | 0 | 0 | 0 | 0 | 0
IL Fac. Spec. - NOX Rate Summer v3.1, Unit 2956 and retrofits | 622 | 1797 | Rate Constraint in lbs/MMBtu | FALSE | L | Annual | Allowances Banked | Thousand Tons | 0 | 0 | 0 | 0 | 0 | 0 | 0
IL Fac. Spec. - NOX Rate Summer v3.1, Unit 2956 and retrofits | 622 | 1797 | Rate Constraint in lbs/MMBtu | FALSE | L | Annual | Allowances Withdrawn (1:1) | Thousand Tons | 0 | 0 | 0 | 0 | 0 | 0 | 0
IL Fac. Spec. - NOX Rate Summer v3.1, Unit 2956 and retrofits | 622 | 1797 | Rate Constraint in lbs/MMBtu | FALSE | L | Annual | Allowances Withdrawn (n:1) | Thousand Tons | 0 | 0 | 0 | 0 | 0 | 0 | 0
IL Fac. Spec. - NOX Rate Summer v3.1, Unit 2956 and retrofits | 622 | 1797 | Rate Constraint in lbs/MMBtu | FALSE | L | Annual | Net Emissions Allowance Position | Thousand Tons | 0.12057 | 0.12057 | 0.04014 | 0.04014 | 0.04014 | 0.12057 | 0.12057
IL Fac. Spec. - NOX Rate Summer v3.1, Unit 2956 and retrofits | 622 | 1797 | Rate Constraint in lbs/MMBtu | FALSE | L | Annual | Fuel Consumed | TBtu | 1.9928 | 1.9928 | 0.66346 | 0.66346 | 0.66346 | 1.9928 | 1.9928
IL Fac. Spec. - NOX Rate Summer v3.1, Unit 2956 and retrofits | 622 | 1797 | Rate Constraint in lbs/MMBtu | FALSE | L | Annual | Rate | lb/MMBtu | 0.121 | 0.121 | 0.121 | 0.121 | 0.121 | 0.121 | 0.121
IL Fac. Spec. - NOX Rate Summer v3.1, Unit 2956 and retrofits | 622 | 1797 | Rate Constraint in lbs/MMBtu | FALSE | L | Annual | Generation | TWh | 0.23826 | 0.23826 | 0.079323 | 0.079323 | 0.079323 | 0.23826 | 0.23826
IL Fac. Spec. - NOX Rate Summer v3.1, Unit 2956 and retrofits | 622 | 1797 | Rate Constraint in lbs/MMBtu | FALSE | L | Annual | Qualifying Generation | TWh | 0.23826 | 0.23826 | 0.079323 | 0.079323 | 0.079323 | 0.23826 | 0.23826
IL Fac. Spec. - NOX Rate Summer v3.1, Unit 2956 and retrofits | 622 | 1797 | Rate Constraint in lbs/MMBtu | FALSE | L | Annual | Rate | lb/MWh | 0.50603 | 0.50603 | 0.50603 | 0.50603 | 0.50603 | 0.50603 | 0.50603
IL Fac. Spec. - NOX Rate Summer v3.1, Unit 2956 and retrofits | 622 | 1797 | Rate Constraint in lbs/MMBtu | FALSE | L | Annual | Constraint Shadow Price | US2011$/Ton | 0 | 0 | 0 | 0 | 0 | 0 | 0
IL Fac. Spec. - NOX Rate Summer v3.1, Unit 3402 and retrofits | 623 | 1797 | Rate Constraint in lbs/MMBtu | FALSE | L | Annual | Seasons Included | Seasons | Summer | Summer | Summer | Summer | Summer | Summer | Summer
IL Fac. Spec. - NOX Rate Summer v3.1, Unit 3402 and retrofits | 623 | 1797 | Rate Constraint in lbs/MMBtu | FALSE | L | Annual | Standard | lb/MMBtu | 0.25 | 0.25 | 0.25 | 0.25 | 0.25 | 0.25 | 0.25
IL Fac. Spec. - NOX Rate Summer v3.1, Unit 3402 and retrofits | 623 | 1797 | Rate Constraint in lbs/MMBtu | FALSE | L | Annual | Emissions at Affected Plants NOX | Thousand Tons | 0.028299 | 0.021224 | 0.012732 | 0.012732 | 0.012732 | 0.021224 | 0.021224
IL Fac. Spec. - NOX Rate Summer v3.1, Unit 3402 and retrofits | 623 | 1797 | Rate Constraint in lbs/MMBtu | FALSE | L | Annual | Allowances Purchased NOX | Thousand Tons | 0 | 0 | 0 | 0 | 0 | 0 | 0
IL Fac. Spec. - NOX Rate Summer v3.1, Unit 3402 and retrofits | 623 | 1797 | Rate Constraint in lbs/MMBtu | FALSE | L | Annual | Allowances Sold NOX | Thousand Tons | 0 | 0 | 0 | 0 | 0 | 0 | 0
IL Fac. Spec. - NOX Rate Summer v3.1, Unit 3402 and retrofits | 623 | 1797 | Rate Constraint in lbs/MMBtu | FALSE | L | Annual | Allowances Banked | Thousand Tons | 0 | 0 | 0 | 0 | 0 | 0 | 0
IL Fac. Spec. - NOX Rate Summer v3.1, Unit 3402 and retrofits | 623 | 1797 | Rate Constraint in lbs/MMBtu | FALSE | L | Annual | Allowances Withdrawn (1:1) | Thousand Tons | 0 | 0 | 0 | 0 | 0 | 0 | 0
IL Fac. Spec. - NOX Rate Summer v3.1, Unit 3402 and retrofits | 623 | 1797 | Rate Constraint in lbs/MMBtu | FALSE | L | Annual | Allowances Withdrawn (n:1) | Thousand Tons | 0 | 0 | 0 | 0 | 0 | 0 | 0
IL Fac. Spec. - NOX Rate Summer v3.1, Unit 3402 and retrofits | 623 | 1797 | Rate Constraint in lbs/MMBtu | FALSE | L | Annual | Net Emissions Allowance Position | Thousand Tons | 0.028299 | 0.021224 | 0.012732 | 0.012732 | 0.012732 | 0.021224 | 0.021224
IL Fac. Spec. - NOX Rate Summer v3.1, Unit 3402 and retrofits | 623 | 1797 | Rate Constraint in lbs/MMBtu | FALSE | L | Annual | Fuel Consumed | TBtu | 3.8503 | 2.8877 | 1.7322 | 1.7322 | 1.7322 | 2.8877 | 2.8877
IL Fac. Spec. - NOX Rate Summer v3.1, Unit 3402 and retrofits | 623 | 1797 | Rate Constraint in lbs/MMBtu | FALSE | L | Annual | Rate | lb/MMBtu | 0.0147 | 0.0147 | 0.0147 | 0.0147 | 0.0147 | 0.0147 | 0.0147
IL Fac. Spec. - NOX Rate Summer v3.1, Unit 3402 and retrofits | 623 | 1797 | Rate Constraint in lbs/MMBtu | FALSE | L | Annual | Generation | TWh | 0.54614 | 0.40961 | 0.2457 | 0.2457 | 0.2457 | 0.40961 | 0.40961
IL Fac. Spec. - NOX Rate Summer v3.1, Unit 3402 and retrofits | 623 | 1797 | Rate Constraint in lbs/MMBtu | FALSE | L | Annual | Qualifying Generation | TWh | 0.54614 | 0.40961 | 0.2457 | 0.2457 | 0.2457 | 0.40961 | 0.40961
IL Fac. Spec. - NOX Rate Summer v3.1, Unit 3402 and retrofits | 623 | 1797 | Rate Constraint in lbs/MMBtu | FALSE | L | Annual | Rate | lb/MWh | 0.051817 | 0.051817 | 0.051817 | 0.051817 | 0.051817 | 0.051817 | 0.051817
IL Fac. Spec. - NOX Rate Summer v3.1, Unit 3402 and retrofits | 623 | 1797 | Rate Constraint in lbs/MMBtu | FALSE | L | Annual | Constraint Shadow Price | US2011$/Ton | 0 | 0 | 0 | 0 | 0 | 0 | 0
IL Fac. Spec. - NOX Rate Summer v3.1, Unit 3403 and retrofits | 624 | 1797 | Rate Constraint in lbs/MMBtu | FALSE | L | Annual | Seasons Included | Seasons | Summer | Summer | Summer | Summer | Summer | Summer | Summer
IL Fac. Spec. - NOX Rate Summer v3.1, Unit 3403 and retrofits | 624 | 1797 | Rate Constraint in lbs/MMBtu | FALSE | L | Annual | Standard | lb/MMBtu | 0.25 | 0.25 | 0.25 | 0.25 | 0.25 | 0.25 | 0.25
IL Fac. Spec. - NOX Rate Summer v3.1, Unit 3403 and retrofits | 624 | 1797 | Rate Constraint in lbs/MMBtu | FALSE | L | Annual | Emissions at Affected Plants NOX | Thousand Tons | 0.028299 | 0.012732 | 0.012732 | 0.012732 | 0.012732 | 0.021224 | 0.021224
IL Fac. Spec. - NOX Rate Summer v3.1, Unit 3403 and retrofits | 624 | 1797 | Rate Constraint in lbs/MMBtu | FALSE | L | Annual | Allowances Purchased NOX | Thousand Tons | 0 | 0 | 0 | 0 | 0 | 0 | 0
IL Fac. Spec. - NOX Rate Summer v3.1, Unit 3403 and retrofits | 624 | 1797 | Rate Constraint in lbs/MMBtu | FALSE | L | Annual | Allowances Sold NOX | Thousand Tons | 0 | 0 | 0 | 0 | 0 | 0 | 0
IL Fac. Spec. - NOX Rate Summer v3.1, Unit 3403 and retrofits | 624 | 1797 | Rate Constraint in lbs/MMBtu | FALSE | L | Annual | Allowances Banked | Thousand Tons | 0 | 0 | 0 | 0 | 0 | 0 | 0
IL Fac. Spec. - NOX Rate Summer v3.1, Unit 3403 and retrofits | 624 | 1797 | Rate Constraint in lbs/MMBtu | FALSE | L | Annual | Allowances Withdrawn (1:1) | Thousand Tons | 0 | 0 | 0 | 0 | 0 | 0 | 0
IL Fac. Spec. - NOX Rate Summer v3.1, Unit 3403 and retrofits | 624 | 1797 | Rate Constraint in lbs/MMBtu | FALSE | L | Annual | Allowances Withdrawn (n:1) | Thousand Tons | 0 | 0 | 0 | 0 | 0 | 0 | 0
IL Fac. Spec. - NOX Rate Summer v3.1, Unit 3403 and retrofits | 624 | 1797 | Rate Constraint in lbs/MMBtu | FALSE | L | Annual | Net Emissions Allowance Position | Thousand Tons | 0.028299 | 0.012732 | 0.012732 | 0.012732 | 0.012732 | 0.021224 | 0.021224
IL Fac. Spec. - NOX Rate Summer v3.1, Unit 3403 and retrofits | 624 | 1797 | Rate Constraint in lbs/MMBtu | FALSE | L | Annual | Fuel Consumed | TBtu | 3.8503 | 1.7322 | 1.7322 | 1.7322 | 1.7322 | 2.8877 | 2.8877
IL Fac. Spec. - NOX Rate Summer v3.1, Unit 3403 and retrofits | 624 | 1797 | Rate Constraint in lbs/MMBtu | FALSE | L | Annual | Rate | lb/MMBtu | 0.0147 | 0.0147 | 0.0147 | 0.0147 | 0.0147 | 0.0147 | 0.0147
IL Fac. Spec. - NOX Rate Summer v3.1, Unit 3403 and retrofits | 624 | 1797 | Rate Constraint in lbs/MMBtu | FALSE | L | Annual | Generation | TWh | 0.54614 | 0.2457 | 0.2457 | 0.2457 | 0.2457 | 0.40961 | 0.40961
IL Fac. Spec. - NOX Rate Summer v3.1, Unit 3403 and retrofits | 624 | 1797 | Rate Constraint in lbs/MMBtu | FALSE | L | Annual | Qualifying Generation | TWh | 0.54614 | 0.2457 | 0.2457 | 0.2457 | 0.2457 | 0.40961 | 0.40961
IL Fac. Spec. - NOX Rate Summer v3.1, Unit 3403 and retrofits | 624 | 1797 | Rate Constraint in lbs/MMBtu | FALSE | L | Annual | Rate | lb/MWh | 0.051817 | 0.051817 | 0.051817 | 0.051817 | 0.051817 | 0.051817 | 0.051817
IL Fac. Spec. - NOX Rate Summer v3.1, Unit 3403 and retrofits | 624 | 1797 | Rate Constraint in lbs/MMBtu | FALSE | L | Annual | Constraint Shadow Price | US2011$/Ton | 0 | 0 | 0 | 0 | 0 | 0 | 0
IL Fac. Spec. - NOX Rate Summer v3.1, Unit 3404 and retrofits | 625 | 1797 | Rate Constraint in lbs/MMBtu | FALSE | L | Annual | Seasons Included | Seasons | Summer | Summer | Summer | Summer | Summer | Summer | Summer
IL Fac. Spec. - NOX Rate Summer v3.1, Unit 3404 and retrofits | 625 | 1797 | Rate Constraint in lbs/MMBtu | FALSE | L | Annual | Standard | lb/MMBtu | 0.25 | 0.25 | 0.25 | 0.25 | 0.25 | 0.25 | 0.25
IL Fac. Spec. - NOX Rate Summer v3.1, Unit 3404 and retrofits | 625 | 1797 | Rate Constraint in lbs/MMBtu | FALSE | L | Annual | Emissions at Affected Plants NOX | Thousand Tons | 0.032759 | 0.016614 | 0.014738 | 0.014738 | 0.014738 | 0.024569 | 0.024569
IL Fac. Spec. - NOX Rate Summer v3.1, Unit 3404 and retrofits | 625 | 1797 | Rate Constraint in lbs/MMBtu | FALSE | L | Annual | Allowances Purchased NOX | Thousand Tons | 0 | 0 | 0 | 0 | 0 | 0 | 0
IL Fac. Spec. - NOX Rate Summer v3.1, Unit 3404 and retrofits | 625 | 1797 | Rate Constraint in lbs/MMBtu | FALSE | L | Annual | Allowances Sold NOX | Thousand Tons | 0 | 0 | 0 | 0 | 0 | 0 | 0
IL Fac. Spec. - NOX Rate Summer v3.1, Unit 3404 and retrofits | 625 | 1797 | Rate Constraint in lbs/MMBtu | FALSE | L | Annual | Allowances Banked | Thousand Tons | 0 | 0 | 0 | 0 | 0 | 0 | 0
IL Fac. Spec. - NOX Rate Summer v3.1, Unit 3404 and retrofits | 625 | 1797 | Rate Constraint in lbs/MMBtu | FALSE | L | Annual | Allowances Withdrawn (1:1) | Thousand Tons | 0 | 0 | 0 | 0 | 0 | 0 | 0
IL Fac. Spec. - NOX Rate Summer v3.1, Unit 3404 and retrofits | 625 | 1797 | Rate Constraint in lbs/MMBtu | FALSE | L | Annual | Allowances Withdrawn (n:1) | Thousand Tons | 0 | 0 | 0 | 0 | 0 | 0 | 0
IL Fac. Spec. - NOX Rate Summer v3.1, Unit 3404 and retrofits | 625 | 1797 | Rate Constraint in lbs/MMBtu | FALSE | L | Annual | Net Emissions Allowance Position | Thousand Tons | 0.032759 | 0.016614 | 0.014738 | 0.014738 | 0.014738 | 0.024569 | 0.024569
IL Fac. Spec. - NOX Rate Summer v3.1, Unit 3404 and retrofits | 625 | 1797 | Rate Constraint in lbs/MMBtu | FALSE | L | Annual | Fuel Consumed | TBtu | 4.457 | 2.2604 | 2.0052 | 2.0052 | 2.0052 | 3.3428 | 3.3428
IL Fac. Spec. - NOX Rate Summer v3.1, Unit 3404 and retrofits | 625 | 1797 | Rate Constraint in lbs/MMBtu | FALSE | L | Annual | Rate | lb/MMBtu | 0.0147 | 0.0147 | 0.0147 | 0.0147 | 0.0147 | 0.0147 | 0.0147
IL Fac. Spec. - NOX Rate Summer v3.1, Unit 3404 and retrofits | 625 | 1797 | Rate Constraint in lbs/MMBtu | FALSE | L | Annual | Generation | TWh | 0.6322 | 0.32062 | 0.28442 | 0.28442 | 0.28442 | 0.47415 | 0.47415
IL Fac. Spec. - NOX Rate Summer v3.1, Unit 3404 and retrofits | 625 | 1797 | Rate Constraint in lbs/MMBtu | FALSE | L | Annual | Qualifying Generation | TWh | 0.6322 | 0.32062 | 0.28442 | 0.28442 | 0.28442 | 0.47415 | 0.47415
IL Fac. Spec. - NOX Rate Summer v3.1, Unit 3404 and retrofits | 625 | 1797 | Rate Constraint in lbs/MMBtu | FALSE | L | Annual | Rate | lb/MWh | 0.051817 | 0.051817 | 0.051817 | 0.051817 | 0.051817 | 0.051817 | 0.051817
IL Fac. Spec. - NOX Rate Summer v3.1, Unit 3404 and retrofits | 625 | 1797 | Rate Constraint in lbs/MMBtu | FALSE | L | Annual | Constraint Shadow Price | US2011$/Ton | 0 | 0 | 0 | 0 | 0 | 0 | 0
IL Fac. Spec. - NOX Rate Summer v3.1, Unit 3526 and retrofits | 626 | 1797 | Rate Constraint in lbs/MMBtu | FALSE | L | Annual | Seasons Included | Seasons | Summer | Summer | Summer | Summer | Summer | Summer | Summer
IL Fac. Spec. - NOX Rate Summer v3.1, Unit 3526 and retrofits | 626 | 1797 | Rate Constraint in lbs/MMBtu | FALSE | L | Annual | Standard | lb/MMBtu | 0.25 | 0.25 | 0.25 | 0.25 | 0.25 | 0.25 | 0.25
IL Fac. Spec. - NOX Rate Summer v3.1, Unit 3526 and retrofits | 626 | 1797 | Rate Constraint in lbs/MMBtu | FALSE | L | Annual | Emissions at Affected Plants NOX | Thousand Tons | 0 | 0 | 0 | 0 | 0 | 0 | 0
IL Fac. Spec. - NOX Rate Summer v3.1, Unit 3526 and retrofits | 626 | 1797 | Rate Constraint in lbs/MMBtu | FALSE | L | Annual | Allowances Purchased NOX | Thousand Tons | 0 | 0 | 0 | 0 | 0 | 0 | 0
IL Fac. Spec. - NOX Rate Summer v3.1, Unit 3526 and retrofits | 626 | 1797 | Rate Constraint in lbs/MMBtu | FALSE | L | Annual | Allowances Sold NOX | Thousand Tons | 0 | 0 | 0 | 0 | 0 | 0 | 0
IL Fac. Spec. - NOX Rate Summer v3.1, Unit 3526 and retrofits | 626 | 1797 | Rate Constraint in lbs/MMBtu | FALSE | L | Annual | Allowances Banked | Thousand Tons | 0 | 0 | 0 | 0 | 0 | 0 | 0
IL Fac. Spec. - NOX Rate Summer v3.1, Unit 3526 and retrofits | 626 | 1797 | Rate Constraint in lbs/MMBtu | FALSE | L | Annual | Allowances Withdrawn (1:1) | Thousand Tons | 0 | 0 | 0 | 0 | 0 | 0 | 0
IL Fac. Spec. - NOX Rate Summer v3.1, Unit 3526 and retrofits | 626 | 1797 | Rate Constraint in lbs/MMBtu | FALSE | L | Annual | Allowances Withdrawn (n:1) | Thousand Tons | 0 | 0 | 0 | 0 | 0 | 0 | 0
IL Fac. Spec. - NOX Rate Summer v3.1, Unit 3526 and retrofits | 626 | 1797 | Rate Constraint in lbs/MMBtu | FALSE | L | Annual | Net Emissions Allowance Position | Thousand Tons | 0 | 0 | 0 | 0 | 0 | 0 | 0
IL Fac. Spec. - NOX Rate Summer v3.1, Unit 3526 and retrofits | 626 | 1797 | Rate Constraint in lbs/MMBtu | FALSE | L | Annual | Fuel Consumed | TBtu | 0 | 0 | 0 | 0 | 0 | 0 | 0
IL Fac. Spec. - NOX Rate Summer v3.1, Unit 3526 and retrofits | 626 | 1797 | Rate Constraint in lbs/MMBtu | FALSE | L | Annual | Rate | lb/MMBtu | 0 | 0 | 0 | 0 | 0 | 0 | 0
IL Fac. Spec. - NOX Rate Summer v3.1, Unit 3526 and retrofits | 626 | 1797 | Rate Constraint in lbs/MMBtu | FALSE | L | Annual | Generation | TWh | 0 | 0 | 0 | 0 | 0 | 0 | 0
IL Fac. Spec. - NOX Rate Summer v3.1, Unit 3526 and retrofits | 626 | 1797 | Rate Constraint in lbs/MMBtu | FALSE | L | Annual | Qualifying Generation | TWh | 0 | 0 | 0 | 0 | 0 | 0 | 0
IL Fac. Spec. - NOX Rate Summer v3.1, Unit 3526 and retrofits | 626 | 1797 | Rate Constraint in lbs/MMBtu | FALSE | L | Annual | Rate | lb/MWh | 0 | 0 | 0 | 0 | 0 | 0 | 0
IL Fac. Spec. - NOX Rate Summer v3.1, Unit 3526 and retrofits | 626 | 1797 | Rate Constraint in lbs/MMBtu | FALSE | L | Annual | Constraint Shadow Price | US2011$/Ton | 0 | 0 | 0 | 0 | 0 | 0 | 0
IL Fac. Spec. - NOX Rate Summer v3.1, Unit 3806 and retrofits | 627 | 1797 | Rate Constraint in lbs/MMBtu | FALSE | L | Annual | Seasons Included | Seasons | Summer | Summer | Summer | Summer | Summer | Summer | Summer
IL Fac. Spec. - NOX Rate Summer v3.1, Unit 3806 and retrofits | 627 | 1797 | Rate Constraint in lbs/MMBtu | FALSE | L | Annual | Standard | lb/MMBtu | 0.25 | 0.25 | 0.25 | 0.25 | 0.25 | 0.25 | 0.25
IL Fac. Spec. - NOX Rate Summer v3.1, Unit 3806 and retrofits | 627 | 1797 | Rate Constraint in lbs/MMBtu | FALSE | L | Annual | Emissions at Affected Plants NOX | Thousand Tons | 0.22649 | 0.22649 | 0.22629 | 0.22649 | 0.22649 | 0.22649 | 0.22649
IL Fac. Spec. - NOX Rate Summer v3.1, Unit 3806 and retrofits | 627 | 1797 | Rate Constraint in lbs/MMBtu | FALSE | L | Annual | Allowances Purchased NOX | Thousand Tons | 0 | 0 | 0 | 0 | 0 | 0 | 0
IL Fac. Spec. - NOX Rate Summer v3.1, Unit 3806 and retrofits | 627 | 1797 | Rate Constraint in lbs/MMBtu | FALSE | L | Annual | Allowances Sold NOX | Thousand Tons | 0 | 0 | 0 | 0 | 0 | 0 | 0
IL Fac. Spec. - NOX Rate Summer v3.1, Unit 3806 and retrofits | 627 | 1797 | Rate Constraint in lbs/MMBtu | FALSE | L | Annual | Allowances Banked | Thousand Tons | 0 | 0 | 0 | 0 | 0 | 0 | 0
IL Fac. Spec. - NOX Rate Summer v3.1, Unit 3806 and retrofits | 627 | 1797 | Rate Constraint in lbs/MMBtu | FALSE | L | Annual | Allowances Withdrawn (1:1) | Thousand Tons | 0 | 0 | 0 | 0 | 0 | 0 | 0
IL Fac. Spec. - NOX Rate Summer v3.1, Unit 3806 and retrofits | 627 | 1797 | Rate Constraint in lbs/MMBtu | FALSE | L | Annual | Allowances Withdrawn (n:1) | Thousand Tons | 0 | 0 | 0 | 0 | 0 | 0 | 0
IL Fac. Spec. - NOX Rate Summer v3.1, Unit 3806 and retrofits | 627 | 1797 | Rate Constraint in lbs/MMBtu | FALSE | L | Annual | Net Emissions Allowance Position | Thousand Tons | 0.22649 | 0.22649 | 0.22629 | 0.22649 | 0.22649 | 0.22649 | 0.22649
IL Fac. Spec. - NOX Rate Summer v3.1, Unit 3806 and retrofits | 627 | 1797 | Rate Constraint in lbs/MMBtu | FALSE | L | Annual | Fuel Consumed | TBtu | 4.5732 | 4.5732 | 4.629 | 4.6331 | 4.5732 | 4.6331 | 4.6331
IL Fac. Spec. - NOX Rate Summer v3.1, Unit 3806 and retrofits | 627 | 1797 | Rate Constraint in lbs/MMBtu | FALSE | L | Annual | Rate | lb/MMBtu | 0.099048 | 0.099048 | 0.09777 | 0.097769 | 0.099048 | 0.097769 | 0.097769
IL Fac. Spec. - NOX Rate Summer v3.1, Unit 3806 and retrofits | 627 | 1797 | Rate Constraint in lbs/MMBtu | FALSE | L | Annual | Generation | TWh | 0.38868 | 0.38868 | 0.38834 | 0.38868 | 0.38868 | 0.38868 | 0.38868
IL Fac. Spec. - NOX Rate Summer v3.1, Unit 3806 and retrofits | 627 | 1797 | Rate Constraint in lbs/MMBtu | FALSE | L | Annual | Qualifying Generation | TWh | 0.38868 | 0.38868 | 0.38834 | 0.38868 | 0.38868 | 0.38868 | 0.38868
IL Fac. Spec. - NOX Rate Summer v3.1, Unit 3806 and retrofits | 627 | 1797 | Rate Constraint in lbs/MMBtu | FALSE | L | Annual | Rate | lb/MWh | 0.5827 | 0.5827 | 0.5827 | 0.5827 | 0.5827 | 0.5827 | 0.5827
IL Fac. Spec. - NOX Rate Summer v3.1, Unit 3806 and retrofits | 627 | 1797 | Rate Constraint in lbs/MMBtu | FALSE | L | Annual | Constraint Shadow Price | US2011$/Ton | 0 | 0 | 0 | 0 | 0 | 0 | 0
IL Fac. Spec. - NOX Rate Summer v3.1, Unit 3867 and retrofits | 628 | 1797 | Rate Constraint in lbs/MMBtu | FALSE | L | Annual | Seasons Included | Seasons | Summer | Summer | Summer | Summer | Summer | Summer | Summer
IL Fac. Spec. - NOX Rate Summer v3.1, Unit 3867 and retrofits | 628 | 1797 | Rate Constraint in lbs/MMBtu | FALSE | L | Annual | Standard | lb/MMBtu | 0.25 | 0.25 | 0.25 | 0.25 | 0.25 | 0.25 | 0.25
IL Fac. Spec. - NOX Rate Summer v3.1, Unit 3867 and retrofits | 628 | 1797 | Rate Constraint in lbs/MMBtu | FALSE | L | Annual | Emissions at Affected Plants NOX | Thousand Tons | 0 | 0 | 0 | 0 | 0 | 0 | 0
IL Fac. Spec. - NOX Rate Summer v3.1, Unit 3867 and retrofits | 628 | 1797 | Rate Constraint in lbs/MMBtu | FALSE | L | Annual | Allowances Purchased NOX | Thousand Tons | 0 | 0 | 0 | 0 | 0 | 0 | 0
IL Fac. Spec. - NOX Rate Summer v3.1, Unit 3867 and retrofits | 628 | 1797 | Rate Constraint in lbs/MMBtu | FALSE | L | Annual | Allowances Sold NOX | Thousand Tons | 0 | 0 | 0 | 0 | 0 | 0 | 0
IL Fac. Spec. - NOX Rate Summer v3.1, Unit 3867 and retrofits | 628 | 1797 | Rate Constraint in lbs/MMBtu | FALSE | L | Annual | Allowances Banked | Thousand Tons | 0 | 0 | 0 | 0 | 0 | 0 | 0
IL Fac. Spec. - NOX Rate Summer v3.1, Unit 3867 and retrofits | 628 | 1797 | Rate Constraint in lbs/MMBtu | FALSE | L | Annual | Allowances Withdrawn (1:1) | Thousand Tons | 0 | 0 | 0 | 0 | 0 | 0 | 0
IL Fac. Spec. - NOX Rate Summer v3.1, Unit 3867 and retrofits | 628 | 1797 | Rate Constraint in lbs/MMBtu | FALSE | L | Annual | Allowances Withdrawn (n:1) | Thousand Tons | 0 | 0 | 0 | 0 | 0 | 0 | 0
IL Fac. Spec. - NOX Rate Summer v3.1, Unit 3867 and retrofits | 628 | 1797 | Rate Constraint in lbs/MMBtu | FALSE | L | Annual | Net Emissions Allowance Position | Thousand Tons | 0 | 0 | 0 | 0 | 0 | 0 | 0
IL Fac. Spec. - NOX Rate Summer v3.1, Unit 3867 and retrofits | 628 | 1797 | Rate Constraint in lbs/MMBtu | FALSE | L | Annual | Fuel Consumed | TBtu | 0 | 0 | 0 | 0 | 0 | 0 | 0
IL Fac. Spec. - NOX Rate Summer v3.1, Unit 3867 and retrofits | 628 | 1797 | Rate Constraint in lbs/MMBtu | FALSE | L | Annual | Rate | lb/MMBtu | 0 | 0 | 0 | 0 | 0 | 0 | 0
IL Fac. Spec. - NOX Rate Summer v3.1, Unit 3867 and retrofits | 628 | 1797 | Rate Constraint in lbs/MMBtu | FALSE | L | Annual | Generation | TWh | 0 | 0 | 0 | 0 | 0 | 0 | 0
IL Fac. Spec. - NOX Rate Summer v3.1, Unit 3867 and retrofits | 628 | 1797 | Rate Constraint in lbs/MMBtu | FALSE | L | Annual | Qualifying Generation | TWh | 0 | 0 | 0 | 0 | 0 | 0 | 0
IL Fac. Spec. - NOX Rate Summer v3.1, Unit 3867 and retrofits | 628 | 1797 | Rate Constraint in lbs/MMBtu | FALSE | L | Annual | Rate | lb/MWh | 0 | 0 | 0 | 0 | 0 | 0 | 0
IL Fac. Spec. - NOX Rate Summer v3.1, Unit 3867 and retrofits | 628 | 1797 | Rate Constraint in lbs/MMBtu | FALSE | L | Annual | Constraint Shadow Price | US2011$/Ton | 0 | 0 | 0 | 0 | 0 | 0 | 0
IL Fac. Spec. - NOX Rate Summer v3.1, Unit 3868 and retrofits | 629 | 1797 | Rate Constraint in lbs/MMBtu | FALSE | L | Annual | Seasons Included | Seasons | Summer | Summer | Summer | Summer | Summer | Summer | Summer
IL Fac. Spec. - NOX Rate Summer v3.1, Unit 3868 and retrofits | 629 | 1797 | Rate Constraint in lbs/MMBtu | FALSE | L | Annual | Standard | lb/MMBtu | 0.25 | 0.25 | 0.25 | 0.25 | 0.25 | 0.25 | 0.25
IL Fac. Spec. - NOX Rate Summer v3.1, Unit 3868 and retrofits | 629 | 1797 | Rate Constraint in lbs/MMBtu | FALSE | L | Annual | Emissions at Affected Plants NOX | Thousand Tons | 0 | 0 | 0 | 0 | 0 | 0 | 0
IL Fac. Spec. - NOX Rate Summer v3.1, Unit 3868 and retrofits | 629 | 1797 | Rate Constraint in lbs/MMBtu | FALSE | L | Annual | Allowances Purchased NOX | Thousand Tons | 0 | 0 | 0 | 0 | 0 | 0 | 0
IL Fac. Spec. - NOX Rate Summer v3.1, Unit 3868 and retrofits | 629 | 1797 | Rate Constraint in lbs/MMBtu | FALSE | L | Annual | Allowances Sold NOX | Thousand Tons | 0 | 0 | 0 | 0 | 0 | 0 | 0
IL Fac. Spec. - NOX Rate Summer v3.1, Unit 3868 and retrofits | 629 | 1797 | Rate Constraint in lbs/MMBtu | FALSE | L | Annual | Allowances Banked | Thousand Tons | 0 | 0 | 0 | 0 | 0 | 0 | 0
IL Fac. Spec. - NOX Rate Summer v3.1, Unit 3868 and retrofits | 629 | 1797 | Rate Constraint in lbs/MMBtu | FALSE | L | Annual | Allowances Withdrawn (1:1) | Thousand Tons | 0 | 0 | 0 | 0 | 0 | 0 | 0
IL Fac. Spec. - NOX Rate Summer v3.1, Unit 3868 and retrofits | 629 | 1797 | Rate Constraint in lbs/MMBtu | FALSE | L | Annual | Allowances Withdrawn (n:1) | Thousand Tons | 0 | 0 | 0 | 0 | 0 | 0 | 0
IL Fac. Spec. - NOX Rate Summer v3.1, Unit 3868 and retrofits | 629 | 1797 | Rate Constraint in lbs/MMBtu | FALSE | L | Annual | Net Emissions Allowance Position | Thousand Tons | 0 | 0 | 0 | 0 | 0 | 0 | 0
IL Fac. Spec. - NOX Rate Summer v3.1, Unit 3868 and retrofits | 629 | 1797 | Rate Constraint in lbs/MMBtu | FALSE | L | Annual | Fuel Consumed | TBtu | 0 | 0 | 0 | 0 | 0 | 0 | 0
IL Fac. Spec. - NOX Rate Summer v3.1, Unit 3868 and retrofits | 629 | 1797 | Rate Constraint in lbs/MMBtu | FALSE | L | Annual | Rate | lb/MMBtu | 0 | 0 | 0 | 0 | 0 | 0 | 0
IL Fac. Spec. - NOX Rate Summer v3.1, Unit 3868 and retrofits | 629 | 1797 | Rate Constraint in lbs/MMBtu | FALSE | L | Annual | Generation | TWh | 0 | 0 | 0 | 0 | 0 | 0 | 0
IL Fac. Spec. - NOX Rate Summer v3.1, Unit 3868 and retrofits | 629 | 1797 | Rate Constraint in lbs/MMBtu | FALSE | L | Annual | Qualifying Generation | TWh | 0 | 0 | 0 | 0 | 0 | 0 | 0
IL Fac. Spec. - NOX Rate Summer v3.1, Unit 3868 and retrofits | 629 | 1797 | Rate Constraint in lbs/MMBtu | FALSE | L | Annual | Rate | lb/MWh | 0 | 0 | 0 | 0 | 0 | 0 | 0
IL Fac. Spec. - NOX Rate Summer v3.1, Unit 3868 and retrofits | 629 | 1797 | Rate Constraint in lbs/MMBtu | FALSE | L | Annual | Constraint Shadow Price | US2011$/Ton | 0 | 0 | 0 | 0 | 0 | 0 | 0
IL Fac. Spec. - NOX Rate Summer v3.1, Unit 4183 and retrofits | 630 | 1797 | Rate Constraint in lbs/MMBtu | FALSE | L | Annual | Seasons Included | Seasons | Summer | Summer | Summer | Summer | Summer | Summer | Summer
IL Fac. Spec. - NOX Rate Summer v3.1, Unit 4183 and retrofits | 630 | 1797 | Rate Constraint in lbs/MMBtu | FALSE | L | Annual | Standard | lb/MMBtu | 0.25 | 0.25 | 0.25 | 0.25 | 0.25 | 0.25 | 0.25
IL Fac. Spec. - NOX Rate Summer v3.1, Unit 4183 and retrofits | 630 | 1797 | Rate Constraint in lbs/MMBtu | FALSE | L | Annual | Emissions at Affected Plants NOX | Thousand Tons | 0.16918 | 0.16918 | 0.16903 | 0.16918 | 0.16918 | 0.16918 | 0.14778
IL Fac. Spec. - NOX Rate Summer v3.1, Unit 4183 and retrofits | 630 | 1797 | Rate Constraint in lbs/MMBtu | FALSE | L | Annual | Allowances Purchased NOX | Thousand Tons | 0 | 0 | 0 | 0 | 0 | 0 | 0
IL Fac. Spec. - NOX Rate Summer v3.1, Unit 4183 and retrofits | 630 | 1797 | Rate Constraint in lbs/MMBtu | FALSE | L | Annual | Allowances Sold NOX | Thousand Tons | 0 | 0 | 0 | 0 | 0 | 0 | 0
IL Fac. Spec. - NOX Rate Summer v3.1, Unit 4183 and retrofits | 630 | 1797 | Rate Constraint in lbs/MMBtu | FALSE | L | Annual | Allowances Banked | Thousand Tons | 0 | 0 | 0 | 0 | 0 | 0 | 0
IL Fac. Spec. - NOX Rate Summer v3.1, Unit 4183 and retrofits | 630 | 1797 | Rate Constraint in lbs/MMBtu | FALSE | L | Annual | Allowances Withdrawn (1:1) | Thousand Tons | 0 | 0 | 0 | 0 | 0 | 0 | 0
IL Fac. Spec. - NOX Rate Summer v3.1, Unit 4183 and retrofits | 630 | 1797 | Rate Constraint in lbs/MMBtu | FALSE | L | Annual | Allowances Withdrawn (n:1) | Thousand Tons | 0 | 0 | 0 | 0 | 0 | 0 | 0
IL Fac. Spec. - NOX Rate Summer v3.1, Unit 4183 and retrofits | 630 | 1797 | Rate Constraint in lbs/MMBtu | FALSE | L | Annual | Net Emissions Allowance Position | Thousand Tons | 0.16918 | 0.16918 | 0.16903 | 0.16918 | 0.16918 | 0.16918 | 0.14778
IL Fac. Spec. - NOX Rate Summer v3.1, Unit 4183 and retrofits | 630 | 1797 | Rate Constraint in lbs/MMBtu | FALSE | L | Annual | Fuel Consumed | TBtu | 7.7528 | 7.6633 | 7.6565 | 7.6633 | 7.6633 | 7.6633 | 6.6939
IL Fac. Spec. - NOX Rate Summer v3.1, Unit 4183 and retrofits | 630 | 1797 | Rate Constraint in lbs/MMBtu | FALSE | L | Annual | Rate | lb/MMBtu | 0.043643 | 0.044153 | 0.044153 | 0.044153 | 0.044153 | 0.044153 | 0.044153
IL Fac. Spec. - NOX Rate Summer v3.1, Unit 4183 and retrofits | 630 | 1797 | Rate Constraint in lbs/MMBtu | FALSE | L | Annual | Generation | TWh | 0.65972 | 0.65972 | 0.65913 | 0.65972 | 0.65972 | 0.65972 | 0.57627
IL Fac. Spec. - NOX Rate Summer v3.1, Unit 4183 and retrofits | 630 | 1797 | Rate Constraint in lbs/MMBtu | FALSE | L | Annual | Qualifying Generation | TWh | 0.65972 | 0.65972 | 0.65913 | 0.65972 | 0.65972 | 0.65972 | 0.57627
IL Fac. Spec. - NOX Rate Summer v3.1, Unit 4183 and retrofits | 630 | 1797 | Rate Constraint in lbs/MMBtu | FALSE | L | Annual | Rate | lb/MWh | 0.25644 | 0.25644 | 0.25644 | 0.25644 | 0.25644 | 0.25644 | 0.25644
IL Fac. Spec. - NOX Rate Summer v3.1, Unit 4183 and retrofits | 630 | 1797 | Rate Constraint in lbs/MMBtu | FALSE | L | Annual | Constraint Shadow Price | US2011$/Ton | 0 | 0 | 0 | 0 | 0 | 0 | 0
IL Fac. Spec. - NOX Rate Summer v3.1, Unit 4238 and retrofits | 631 | 1797 | Rate Constraint in lbs/MMBtu | FALSE | L | Annual | Seasons Included | Seasons | Summer | Summer | Summer | Summer | Summer | Summer | Summer
IL Fac. Spec. - NOX Rate Summer v3.1, Unit 4238 and retrofits | 631 | 1797 | Rate Constraint in lbs/MMBtu | FALSE | L | Annual | Standard | lb/MMBtu | 0.25 | 0.25 | 0.25 | 0.25 | 0.25 | 0.25 | 0.25
IL Fac. Spec. - NOX Rate Summer v3.1, Unit 4238 and retrofits | 631 | 1797 | Rate Constraint in lbs/MMBtu | FALSE | L | Annual | Emissions at Affected Plants NOX | Thousand Tons | 0.48505 | 0.42369 | 0.48505 | 0.42369 | 0.35003 | 0.42369 | 0.35003
IL Fac. Spec. - NOX Rate Summer v3.1, Unit 4238 and retrofits | 631 | 1797 | Rate Constraint in lbs/MMBtu | FALSE | L | Annual | Allowances Purchased NOX | Thousand Tons | 0 | 0 | 0 | 0 | 0 | 0 | 0
IL Fac. Spec. - NOX Rate Summer v3.1, Unit 4238 and retrofits | 631 | 1797 | Rate Constraint in lbs/MMBtu | FALSE | L | Annual | Allowances Sold NOX | Thousand Tons | 0 | 0 | 0 | 0 | 0 | 0 | 0
IL Fac. Spec. - NOX Rate Summer v3.1, Unit 4238 and retrofits | 631 | 1797 | Rate Constraint in lbs/MMBtu | FALSE | L | Annual | Allowances Banked | Thousand Tons | 0 | 0 | 0 | 0 | 0 | 0 | 0
IL Fac. Spec. - NOX Rate Summer v3.1, Unit 4238 and retrofits | 631 | 1797 | Rate Constraint in lbs/MMBtu | FALSE | L | Annual | Allowances Withdrawn (1:1) | Thousand Tons | 0 | 0 | 0 | 0 | 0 | 0 | 0
IL Fac. Spec. - NOX Rate Summer v3.1, Unit 4238 and retrofits | 631 | 1797 | Rate Constraint in lbs/MMBtu | FALSE | L | Annual | Allowances Withdrawn (n:1) | Thousand Tons | 0 | 0 | 0 | 0 | 0 | 0 | 0
IL Fac. Spec. - NOX Rate Summer v3.1, Unit 4238 and retrofits | 631 | 1797 | Rate Constraint in lbs/MMBtu | FALSE | L | Annual | Net Emissions Allowance Position | Thousand Tons | 0.48505 | 0.42369 | 0.48505 | 0.42369 | 0.35003 | 0.42369 | 0.35003
IL Fac. Spec. - NOX Rate Summer v3.1, Unit 4238 and retrofits | 631 | 1797 | Rate Constraint in lbs/MMBtu | FALSE | L | Annual | Fuel Consumed | TBtu | 15.7653 | 13.5947 | 15.7653 | 13.7853 | 11.2313 | 13.5947 | 11.2313
IL Fac. Spec. - NOX Rate Summer v3.1, Unit 4238 and retrofits | 631 | 1797 | Rate Constraint in lbs/MMBtu | FALSE | L | Annual | Rate | lb/MMBtu | 0.061534 | 0.062332 | 0.061534 | 0.06147 | 0.062332 | 0.062332 | 0.062332
IL Fac. Spec. - NOX Rate Summer v3.1, Unit 4238 and retrofits | 631 | 1797 | Rate Constraint in lbs/MMBtu | FALSE | L | Annual | Generation | TWh | 1.3453 | 1.1751 | 1.3453 | 1.1751 | 0.97081 | 1.1751 | 0.97081
IL Fac. Spec. - NOX Rate Summer v3.1, Unit 4238 and retrofits | 631 | 1797 | Rate Constraint in lbs/MMBtu | FALSE | L | Annual | Qualifying Generation | TWh | 1.3453 | 1.1751 | 1.3453 | 1.1751 | 0.97081 | 1.1751 | 0.97081
IL Fac. Spec. - NOX Rate Summer v3.1, Unit 4238 and retrofits | 631 | 1797 | Rate Constraint in lbs/MMBtu | FALSE | L | Annual | Rate | lb/MWh | 0.36056 | 0.36056 | 0.36056 | 0.36056 | 0.36056 | 0.36056 | 0.36056
IL Fac. Spec. - NOX Rate Summer v3.1, Unit 4238 and retrofits | 631 | 1797 | Rate Constraint in lbs/MMBtu | FALSE | L | Annual | Constraint Shadow Price | US2011$/Ton | 0 | 0 | 0 | 0 | 0 | 0 | 0
IL Fac. Spec. - NOX Rate Summer v3.1, Unit 4239 and retrofits | 632 | 1797 | Rate Constraint in lbs/MMBtu | FALSE | L | Annual | Seasons Included | Seasons | Summer | Summer | Summer | Summer | Summer | Summer | Summer
IL Fac. Spec. - NOX Rate Summer v3.1, Unit 4239 and retrofits | 632 | 1797 | Rate Constraint in lbs/MMBtu | FALSE | L | Annual | Standard | lb/MMBtu | 0.25 | 0.25 | 0.25 | 0.25 | 0.25 | 0.25 | 0.25
IL Fac. Spec. - NOX Rate Summer v3.1, Unit 4239 and retrofits | 632 | 1797 | Rate Constraint in lbs/MMBtu | FALSE | L | Annual | Emissions at Affected Plants NOX | Thousand Tons | 0.56389 | 0.56389 | 0.56389 | 0.56389 | 0.49256 | 0.49256 | 0.49256
IL Fac. Spec. - NOX Rate Summer v3.1, Unit 4239 and retrofits | 632 | 1797 | Rate Constraint in lbs/MMBtu | FALSE | L | Annual | Allowances Purchased NOX | Thousand Tons | 0 | 0 | 0 | 0 | 0 | 0 | 0
IL Fac. Spec. - NOX Rate Summer v3.1, Unit 4239 and retrofits | 632 | 1797 | Rate Constraint in lbs/MMBtu | FALSE | L | Annual | Allowances Sold NOX | Thousand Tons | 0 | 0 | 0 | 0 | 0 | 0 | 0
IL Fac. Spec. - NOX Rate Summer v3.1, Unit 4239 and retrofits | 632 | 1797 | Rate Constraint in lbs/MMBtu | FALSE | L | Annual | Allowances Banked | Thousand Tons | 0 | 0 | 0 | 0 | 0 | 0 | 0
IL Fac. Spec. - NOX Rate Summer v3.1, Unit 4239 and retrofits | 632 | 1797 | Rate Constraint in lbs/MMBtu | FALSE | L | Annual | Allowances Withdrawn (1:1) | Thousand Tons | 0 | 0 | 0 | 0 | 0 | 0 | 0
IL Fac. Spec. - NOX Rate Summer v3.1, Unit 4239 and retrofits | 632 | 1797 | Rate Constraint in lbs/MMBtu | FALSE | L | Annual | Allowances Withdrawn (n:1) | Thousand Tons | 0 | 0 | 0 | 0 | 0 | 0 | 0
IL Fac. Spec. - NOX Rate Summer v3.1, Unit 4239 and retrofits | 632 | 1797 | Rate Constraint in lbs/MMBtu | FALSE | L | Annual | Net Emissions Allowance Position | Thousand Tons | 0.56389 | 0.56389 | 0.56389 | 0.56389 | 0.49256 | 0.49256 | 0.49256
IL Fac. Spec. - NOX Rate Summer v3.1, Unit 4239 and retrofits | 632 | 1797 | Rate Constraint in lbs/MMBtu | FALSE | L | Annual | Fuel Consumed | TBtu | 18.8702 | 18.8702 | 18.8702 | 18.8702 | 16.4831 | 16.4831 | 16.4831
IL Fac. Spec. - NOX Rate Summer v3.1, Unit 4239 and retrofits | 632 | 1797 | Rate Constraint in lbs/MMBtu | FALSE | L | Annual | Rate | lb/MMBtu | 0.059766 | 0.059766 | 0.059766 | 0.059766 | 0.059766 | 0.059766 | 0.059766
IL Fac. Spec. - NOX Rate Summer v3.1, Unit 4239 and retrofits | 632 | 1797 | Rate Constraint in lbs/MMBtu | FALSE | L | Annual | Generation | TWh | 1.8462 | 1.8462 | 1.8462 | 1.8462 | 1.6127 | 1.6127 | 1.6127
IL Fac. Spec. - NOX Rate Summer v3.1, Unit 4239 and retrofits | 632 | 1797 | Rate Constraint in lbs/MMBtu | FALSE | L | Annual | Qualifying Generation | TWh | 1.8462 | 1.8462 | 1.8462 | 1.8462 | 1.6127 | 1.6127 | 1.6127
IL Fac. Spec. - NOX Rate Summer v3.1, Unit 4239 and retrofits | 632 | 1797 | Rate Constraint in lbs/MMBtu | FALSE | L | Annual | Rate | lb/MWh | 0.30543 | 0.30543 | 0.30543 | 0.30543 | 0.30543 | 0.30543 | 0.30543
IL Fac. Spec. - NOX Rate Summer v3.1, Unit 4239 and retrofits | 632 | 1797 | Rate Constraint in lbs/MMBtu | FALSE | L | Annual | Constraint Shadow Price | US2011$/Ton | 0 | 0 | 0 | 0 | 0 | 0 | 0
IL Fac. Spec. - NOX Rate Summer v3.1, Unit 4240 and retrofits | 633 | 1797 | Rate Constraint in lbs/MMBtu | FALSE | L | Annual | Seasons Included | Seasons | Summer | Summer | Summer | Summer | Summer | Summer | Summer
IL Fac. Spec. - NOX Rate Summer v3.1, Unit 4240 and retrofits | 633 | 1797 | Rate Constraint in lbs/MMBtu | FALSE | L | Annual | Standard | lb/MMBtu | 0.25 | 0.25 | 0.25 | 0.25 | 0.25 | 0.25 | 0.25
IL Fac. Spec. - NOX Rate Summer v3.1, Unit 4240 and retrofits | 633 | 1797 | Rate Constraint in lbs/MMBtu | FALSE | L | Annual | Emissions at Affected Plants NOX | Thousand Tons | 0.54591 | 0.54591 | 0.54591 | 0.54591 | 0.47685 | 0.48053 | 0.47685
IL Fac. Spec. - NOX Rate Summer v3.1, Unit 4240 and retrofits | 633 | 1797 | Rate Constraint in lbs/MMBtu | FALSE | L | Annual | Allowances Purchased NOX | Thousand Tons | 0 | 0 | 0 | 0 | 0 | 0 | 0
IL Fac. Spec. - NOX Rate Summer v3.1, Unit 4240 and retrofits | 633 | 1797 | Rate Constraint in lbs/MMBtu | FALSE | L | Annual | Allowances Sold NOX | Thousand Tons | 0 | 0 | 0 | 0 | 0 | 0 | 0
IL Fac. Spec. - NOX Rate Summer v3.1, Unit 4240 and retrofits | 633 | 1797 | Rate Constraint in lbs/MMBtu | FALSE | L | Annual | Allowances Banked | Thousand Tons | 0 | 0 | 0 | 0 | 0 | 0 | 0
IL Fac. Spec. - NOX Rate Summer v3.1, Unit 4240 and retrofits | 633 | 1797 | Rate Constraint in lbs/MMBtu | FALSE | L | Annual | Allowances Withdrawn (1:1) | Thousand Tons | 0 | 0 | 0 | 0 | 0 | 0 | 0
IL Fac. Spec. - NOX Rate Summer v3.1, Unit 4240 and retrofits | 633 | 1797 | Rate Constraint in lbs/MMBtu | FALSE | L | Annual | Allowances Withdrawn (n:1) | Thousand Tons | 0 | 0 | 0 | 0 | 0 | 0 | 0
IL Fac. Spec. - NOX Rate Summer v3.1, Unit 4240 and retrofits | 633 | 1797 | Rate Constraint in lbs/MMBtu | FALSE | L | Annual | Net Emissions Allowance Position | Thousand Tons | 0.54591 | 0.54591 | 0.54591 | 0.54591 | 0.47685 | 0.48053 | 0.47685
IL Fac. Spec. - NOX Rate Summer v3.1, Unit 4240 and retrofits | 633 | 1797 | Rate Constraint in lbs/MMBtu | FALSE | L | Annual | Fuel Consumed | TBtu | 18.9343 | 18.9343 | 18.9343 | 18.9343 | 16.5391 | 16.6666 | 16.5391
IL Fac. Spec. - NOX Rate Summer v3.1, Unit 4240 and retrofits | 633 | 1797 | Rate Constraint in lbs/MMBtu | FALSE | L | Annual | Rate | lb/MMBtu | 0.057663 | 0.057663 | 0.057663 | 0.057663 | 0.057663 | 0.057663 | 0.057663
IL Fac. Spec. - NOX Rate Summer v3.1, Unit 4240 and retrofits | 633 | 1797 | Rate Constraint in lbs/MMBtu | FALSE | L | Annual | Generation | TWh | 1.862 | 1.862 | 1.862 | 1.862 | 1.6264 | 1.639 | 1.6264
IL Fac. Spec. - NOX Rate Summer v3.1, Unit 4240 and retrofits | 633 | 1797 | Rate Constraint in lbs/MMBtu | FALSE | L | Annual | Qualifying Generation | TWh | 1.862 | 1.862 | 1.862 | 1.862 | 1.6264 | 1.639 | 1.6264
IL Fac. Spec. - NOX Rate Summer v3.1, Unit 4240 and retrofits | 633 | 1797 | Rate Constraint in lbs/MMBtu | FALSE | L | Annual | Rate | lb/MWh | 0.29319 | 0.29319 | 0.29319 | 0.29319 | 0.29319 | 0.29319 | 0.29319
IL Fac. Spec. - NOX Rate Summer v3.1, Unit 4240 and retrofits | 633 | 1797 | Rate Constraint in lbs/MMBtu | FALSE | L | Annual | Constraint Shadow Price | US2011$/Ton | 0 | 0 | 0 | 0 | 0 | 0 | 0
IL Fac. Spec. - NOX Rate Summer v3.1, Unit 4267 and retrofits | 634 | 1797 | Rate Constraint in lbs/MMBtu | FALSE | L | Annual | Seasons Included | Seasons | Summer | Summer | Summer | Summer | Summer | Summer | Summer
IL Fac. Spec. - NOX Rate Summer v3.1, Unit 4267 and retrofits | 634 | 1797 | Rate Constraint in lbs/MMBtu | FALSE | L | Annual | Standard | lb/MMBtu | 0.25 | 0.25 | 0.25 | 0.25 | 0.25 | 0.25 | 0.25
IL Fac. Spec. - NOX Rate Summer v3.1, Unit 4267 and retrofits | 634 | 1797 | Rate Constraint in lbs/MMBtu | FALSE | L | Annual | Emissions at Affected Plants NOX | Thousand Tons | 0.90392 | 0.90392 | 0.89866 | 0.90392 | 0.90392 | 0.90392 | 0.90392
IL Fac. Spec. - NOX Rate Summer v3.1, Unit 4267 and retrofits | 634 | 1797 | Rate Constraint in lbs/MMBtu | FALSE | L | Annual | Allowances Purchased NOX | Thousand Tons | 0 | 0 | 0 | 0 | 0 | 0 | 0
IL Fac. Spec. - NOX Rate Summer v3.1, Unit 4267 and retrofits | 634 | 1797 | Rate Constraint in lbs/MMBtu | FALSE | L | Annual | Allowances Sold NOX | Thousand Tons | 0 | 0 | 0 | 0 | 0 | 0 | 0
IL Fac. Spec. - NOX Rate Summer v3.1, Unit 4267 and retrofits | 634 | 1797 | Rate Constraint in lbs/MMBtu | FALSE | L | Annual | Allowances Banked | Thousand Tons | 0 | 0 | 0 | 0 | 0 | 0 | 0
IL Fac. Spec. - NOX Rate Summer v3.1, Unit 4267 and retrofits | 634 | 1797 | Rate Constraint in lbs/MMBtu | FALSE | L | Annual | Allowances Withdrawn (1:1) | Thousand Tons | 0 | 0 | 0 | 0 | 0 | 0 | 0
IL Fac. Spec. - NOX Rate Summer v3.1, Unit 4267 and retrofits | 634 | 1797 | Rate Constraint in lbs/MMBtu | FALSE | L | Annual | Allowances Withdrawn (n:1) | Thousand Tons | 0 | 0 | 0 | 0 | 0 | 0 | 0
IL Fac. Spec. - NOX Rate Summer v3.1, Unit 4267 and retrofits | 634 | 1797 | Rate Constraint in lbs/MMBtu | FALSE | L | Annual | Net Emissions Allowance Position | Thousand Tons | 0.90392 | 0.90392 | 0.89866 | 0.90392 | 0.90392 | 0.90392 | 0.90392
IL Fac. Spec. - NOX Rate Summer v3.1, Unit 4267 and retrofits | 634 | 1797 | Rate Constraint in lbs/MMBtu | FALSE | L | Annual | Fuel Consumed | TBtu | 11.5884 | 11.5802 | 11.5128 | 11.5802 | 11.5802 | 11.5876 | 11.5802
IL Fac. Spec. - NOX Rate Summer v3.1, Unit 4267 and retrofits | 634 | 1797 | Rate Constraint in lbs/MMBtu | FALSE | L | Annual | Rate | lb/MMBtu | 0.156 | 0.15611 | 0.15611 | 0.15611 | 0.15611 | 0.15602 | 0.15611
IL Fac. Spec. - NOX Rate Summer v3.1, Unit 4267 and retrofits | 634 | 1797 | Rate Constraint in lbs/MMBtu | FALSE | L | Annual | Generation | TWh | 1.0815 | 1.0815 | 1.0752 | 1.0815 | 1.0815 | 1.0815 | 1.0815
IL Fac. Spec. - NOX Rate Summer v3.1, Unit 4267 and retrofits | 634 | 1797 | Rate Constraint in lbs/MMBtu | FALSE | L | Annual | Qualifying Generation | TWh | 1.0815 | 1.0815 | 1.0752 | 1.0815 | 1.0815 | 1.0815 | 1.0815
IL Fac. Spec. - NOX Rate Summer v3.1, Unit 4267 and retrofits | 634 | 1797 | Rate Constraint in lbs/MMBtu | FALSE | L | Annual | Rate | lb/MWh | 0.83584 | 0.83584 | 0.83584 | 0.83584 | 0.83584 | 0.83584 | 0.83584
IL Fac. Spec. - NOX Rate Summer v3.1, Unit 4267 and retrofits | 634 | 1797 | Rate Constraint in lbs/MMBtu | FALSE | L | Annual | Constraint Shadow Price | US2011$/Ton | 0 | 0 | 0 | 0 | 0 | 0 | 0
IL Fac. Spec. - NOX Rate Summer v3.1, Unit 4268 and retrofits | 635 | 1797 | Rate Constraint in lbs/MMBtu | FALSE | L | Annual | Seasons Included | Seasons | Summer | Summer | Summer | Summer | Summer | Summer | Summer
IL Fac. Spec. - NOX Rate Summer v3.1, Unit 4268 and retrofits | 635 | 1797 | Rate Constraint in lbs/MMBtu | FALSE | L | Annual | Standard | lb/MMBtu | 0.25 | 0.25 | 0.25 | 0.25 | 0.25 | 0.25 | 0.25
IL Fac. Spec. - NOX Rate Summer v3.1, Unit 4268 and retrofits | 635 | 1797 | Rate Constraint in lbs/MMBtu | FALSE | L | Annual | Emissions at Affected Plants NOX | Thousand Tons | 0.90986 | 0.90986 | 0.90456 | 0.90986 | 0.90986 | 0.90986 | 0.75168
IL Fac. Spec. - NOX Rate Summer v3.1, Unit 4268 and retrofits | 635 | 1797 | Rate Constraint in lbs/MMBtu | FALSE | L | Annual | Allowances Purchased NOX | Thousand Tons | 0 | 0 | 0 | 0 | 0 | 0 | 0
IL Fac. Spec. - NOX Rate Summer v3.1, Unit 4268 and retrofits | 635 | 1797 | Rate Constraint in lbs/MMBtu | FALSE | L | Annual | Allowances Sold NOX | Thousand Tons | 0 | 0 | 0 | 0 | 0 | 0 | 0
IL Fac. Spec. - NOX Rate Summer v3.1, Unit 4268 and retrofits | 635 | 1797 | Rate Constraint in lbs/MMBtu | FALSE | L | Annual | Allowances Banked | Thousand Tons | 0 | 0 | 0 | 0 | 0 | 0 | 0
IL Fac. Spec. - NOX Rate Summer v3.1, Unit 4268 and retrofits | 635 | 1797 | Rate Constraint in lbs/MMBtu | FALSE | L | Annual | Allowances Withdrawn (1:1) | Thousand Tons | 0 | 0 | 0 | 0 | 0 | 0 | 0
IL Fac. Spec. - NOX Rate Summer v3.1, Unit 4268 and retrofits | 635 | 1797 | Rate Constraint in lbs/MMBtu | FALSE | L | Annual | Allowances Withdrawn (n:1) | Thousand Tons | 0 | 0 | 0 | 0 | 0 | 0 | 0
IL Fac. Spec. - NOX Rate Summer v3.1, Unit 4268 and retrofits | 635 | 1797 | Rate Constraint in lbs/MMBtu | FALSE | L | Annual | Net Emissions Allowance Position | Thousand Tons | 0.90986 | 0.90986 | 0.90456 | 0.90986 | 0.90986 | 0.90986 | 0.75168
IL Fac. Spec. - NOX Rate Summer v3.1, Unit 4268 and retrofits | 635 | 1797 | Rate Constraint in lbs/MMBtu | FALSE | L | Annual | Fuel Consumed | TBtu | 11.6403 | 11.6321 | 11.5644 | 11.6321 | 11.6321 | 11.6395 | 9.6167
IL Fac. Spec. - NOX Rate Summer v3.1, Unit 4268 and retrofits | 635 | 1797 | Rate Constraint in lbs/MMBtu | FALSE | L | Annual | Rate | lb/MMBtu | 0.15633 | 0.15644 | 0.15644 | 0.15644 | 0.15644 | 0.15634 | 0.15633
IL Fac. Spec. - NOX Rate Summer v3.1, Unit 4268 and retrofits | 635 | 1797 | Rate Constraint in lbs/MMBtu | FALSE | L | Annual | Generation | TWh | 1.0815 | 1.0815 | 1.0752 | 1.0815 | 1.0815 | 1.0815 | 0.89345
IL Fac. Spec. - NOX Rate Summer v3.1, Unit 4268 and retrofits | 635 | 1797 | Rate Constraint in lbs/MMBtu | FALSE | L | Annual | Qualifying Generation | TWh | 1.0815 | 1.0815 | 1.0752 | 1.0815 | 1.0815 | 1.0815 | 0.89345
IL Fac. Spec. - NOX Rate Summer v3.1, Unit 4268 and retrofits | 635 | 1797 | Rate Constraint in lbs/MMBtu | FALSE | L | Annual | Rate | lb/MWh | 0.84133 | 0.84133 | 0.84133 | 0.84133 | 0.84133 | 0.84133 | 0.84133
IL Fac. Spec. - NOX Rate Summer v3.1, Unit 4268 and retrofits | 635 | 1797 | Rate Constraint in lbs/MMBtu | FALSE | L | Annual | Constraint Shadow Price | US2011$/Ton | 0 | 0 | 0 | 0 | 0 | 0 | 0
IL Fac. Spec. - NOX Rate Summer v3.1, Unit 4269 and retrofits | 636 | 1797 | Rate Constraint in lbs/MMBtu | FALSE | L | Annual | Seasons Included | Seasons | Summer | Summer | Summer | Summer | Summer | Summer | Summer
IL Fac. Spec. - NOX Rate Summer v3.1, Unit 4269 and retrofits | 636 | 1797 | Rate Constraint in lbs/MMBtu | FALSE | L | Annual | Standard | lb/MMBtu | 0.25 | 0.25 | 0.25 | 0.25 | 0.25 | 0.25 | 0.25
IL Fac. Spec. - NOX Rate Summer v3.1, Unit 4269 and retrofits | 636 | 1797 | Rate Constraint in lbs/MMBtu | FALSE | L | Annual | Emissions at Affected Plants NOX | Thousand Tons | 0.4886 | 0.47124 | 0.46849 | 0.47124 | 0.47124 | 0.44186 | 0.4039
IL Fac. Spec. - NOX Rate Summer v3.1, Unit 4269 and retrofits | 636 | 1797 | Rate Constraint in lbs/MMBtu | FALSE | L | Annual | Allowances Purchased NOX | Thousand Tons | 0 | 0 | 0 | 0 | 0 | 0 | 0
IL Fac. Spec. - NOX Rate Summer v3.1, Unit 4269 and retrofits | 636 | 1797 | Rate Constraint in lbs/MMBtu | FALSE | L | Annual | Allowances Sold NOX | Thousand Tons | 0 | 0 | 0 | 0 | 0 | 0 | 0
IL Fac. Spec. - NOX Rate Summer v3.1, Unit 4269 and retrofits | 636 | 1797 | Rate Constraint in lbs/MMBtu | FALSE | L | Annual | Allowances Banked | Thousand Tons | 0 | 0 | 0 | 0 | 0 | 0 | 0
IL Fac. Spec. - NOX Rate Summer v3.1, Unit 4269 and retrofits | 636 | 1797 | Rate Constraint in lbs/MMBtu | FALSE | L | Annual | Allowances Withdrawn (1:1) | Thousand Tons | 0 | 0 | 0 | 0 | 0 | 0 | 0
IL Fac. Spec. - NOX Rate Summer v3.1, Unit 4269 and retrofits | 636 | 1797 | Rate Constraint in lbs/MMBtu | FALSE | L | Annual | Allowances Withdrawn (n:1) | Thousand Tons | 0 | 0 | 0 | 0 | 0 | 0 | 0
IL Fac. Spec. - NOX Rate Summer v3.1, Unit 4269 and retrofits | 636 | 1797 | Rate Constraint in lbs/MMBtu | FALSE | L | Annual | Net Emissions Allowance Position | Thousand Tons | 0.4886 | 0.47124 | 0.46849 | 0.47124 | 0.47124 | 0.44186 | 0.4039
IL Fac. Spec. - NOX Rate Summer v3.1, Unit 4269 and retrofits | 636 | 1797 | Rate Constraint in lbs/MMBtu | FALSE | L | Annual | Fuel Consumed | TBtu | 12.7671 | 12.8142 | 12.7396 | 12.8142 | 12.8142 | 11.5882 | 11.102
IL Fac. Spec. - NOX Rate Summer v3.1, Unit 4269 and retrofits | 636 | 1797 | Rate Constraint in lbs/MMBtu | FALSE | L | Annual | Rate | lb/MMBtu | 0.07654 | 0.07355 | 0.07355 | 0.07355 | 0.07355 | 0.07626 | 0.072761
IL Fac. Spec. - NOX Rate Summer v3.1, Unit 4269 and retrofits | 636 | 1797 | Rate Constraint in lbs/MMBtu | FALSE | L | Annual | Generation | TWh | 1.1869 | 1.1913 | 1.1844 | 1.1913 | 1.1913 | 1.0768 | 1.0314
IL Fac. Spec. - NOX Rate Summer v3.1, Unit 4269 and retrofits | 636 | 1797 | Rate Constraint in lbs/MMBtu | FALSE | L | Annual | Qualifying Generation | TWh | 1.1869 | 1.1913 | 1.1844 | 1.1913 | 1.1913 | 1.0768 | 1.0314
IL Fac. Spec. - NOX Rate Summer v3.1, Unit 4269 and retrofits | 636 | 1797 | Rate Constraint in lbs/MMBtu | FALSE | L | Annual | Rate | lb/MWh | 0.41165 | 0.39556 | 0.39556 | 0.39556 | 0.39556 | 0.41036 | 0.39161
IL Fac. Spec. - NOX Rate Summer v3.1, Unit 4269 and retrofits | 636 | 1797 | Rate Constraint in lbs/MMBtu | FALSE | L | Annual | Constraint Shadow Price | US2011$/Ton | 0 | 0 | 0 | 0 | 0 | 0 | 0
IL Fac. Spec. - NOX Rate Summer v3.1, Unit 4270 and retrofits | 637 | 1797 | Rate Constraint in lbs/MMBtu | FALSE | L | Annual | Seasons Included | Seasons | Summer | Summer | Summer | Summer | Summer | Summer | Summer
IL Fac. Spec. - NOX Rate Summer v3.1, Unit 4270 and retrofits | 637 | 1797 | Rate Constraint in lbs/MMBtu | FALSE | L | Annual | Standard | lb/MMBtu | 0.25 | 0.25 | 0.25 | 0.25 | 0.25 | 0.25 | 0.25
IL Fac. Spec. - NOX Rate Summer v3.1, Unit 4270 and retrofits | 637 | 1797 | Rate Constraint in lbs/MMBtu | FALSE | L | Annual | Emissions at Affected Plants NOX | Thousand Tons | 0.31706 | 0.31706 | 0.31522 | 0.31706 | 0.28151 | 0.27696 | 0.27696
IL Fac. Spec. - NOX Rate Summer v3.1, Unit 4270 and retrofits | 637 | 1797 | Rate Constraint in lbs/MMBtu | FALSE | L | Annual | Allowances Purchased NOX | Thousand Tons | 0 | 0 | 0 | 0 | 0 | 0 | 0
IL Fac. Spec. - NOX Rate Summer v3.1, Unit 4270 and retrofits | 637 | 1797 | Rate Constraint in lbs/MMBtu | FALSE | L | Annual | Allowances Sold NOX | Thousand Tons | 0 | 0 | 0 | 0 | 0 | 0 | 0
IL Fac. Spec. - NOX Rate Summer v3.1, Unit 4270 and retrofits | 637 | 1797 | Rate Constraint in lbs/MMBtu | FALSE | L | Annual | Allowances Banked | Thousand Tons | 0 | 0 | 0 | 0 | 0 | 0 | 0
IL Fac. Spec. - NOX Rate Summer v3.1, Unit 4270 and retrofits | 637 | 1797 | Rate Constraint in lbs/MMBtu | FALSE | L | Annual | Allowances Withdrawn (1:1) | Thousand Tons | 0 | 0 | 0 | 0 | 0 | 0 | 0
IL Fac. Spec. - NOX Rate Summer v3.1, Unit 4270 and retrofits | 637 | 1797 | Rate Constraint in lbs/MMBtu | FALSE | L | Annual | Allowances Withdrawn (n:1) | Thousand Tons | 0 | 0 | 0 | 0 | 0 | 0 | 0
IL Fac. Spec. - NOX Rate Summer v3.1, Unit 4270 and retrofits | 637 | 1797 | Rate Constraint in lbs/MMBtu | FALSE | L | Annual | Net Emissions Allowance Position | Thousand Tons | 0.31706 | 0.31706 | 0.31522 | 0.31706 | 0.28151 | 0.27696 | 0.27696
IL Fac. Spec. - NOX Rate Summer v3.1, Unit 4270 and retrofits | 637 | 1797 | Rate Constraint in lbs/MMBtu | FALSE | L | Annual | Fuel Consumed | TBtu | 13.3167 | 13.3167 | 13.2392 | 13.3167 | 11.8232 | 11.6403 | 11.64
IL Fac. Spec. - NOX Rate Summer v3.1, Unit 4270 and retrofits | 637 | 1797 | Rate Constraint in lbs/MMBtu | FALSE | L | Annual | Rate | lb/MMBtu | 0.047619 | 0.047619 | 0.047619 | 0.047619 | 0.047619 | 0.047586 | 0.047587
IL Fac. Spec. - NOX Rate Summer v3.1, Unit 4270 and retrofits | 637 | 1797 | Rate Constraint in lbs/MMBtu | FALSE | L | Annual | Generation | TWh | 1.2308 | 1.2308 | 1.2236 | 1.2308 | 1.0927 | 1.0751 | 1.0751
IL Fac. Spec. - NOX Rate Summer v3.1, Unit 4270 and retrofits | 637 | 1797 | Rate Constraint in lbs/MMBtu | FALSE | L | Annual | Qualifying Generation | TWh | 1.2308 | 1.2308 | 1.2236 | 1.2308 | 1.0927 | 1.0751 | 1.0751
IL Fac. Spec. - NOX Rate Summer v3.1, Unit 4270 and retrofits | 637 | 1797 | Rate Constraint in lbs/MMBtu | FALSE | L | Annual | Rate | lb/MWh | 0.25762 | 0.25762 | 0.25762 | 0.25762 | 0.25762 | 0.25762 | 0.25762
IL Fac. Spec. - NOX Rate Summer v3.1, Unit 4270 and retrofits | 637 | 1797 | Rate Constraint in lbs/MMBtu | FALSE | L | Annual | Constraint Shadow Price | US2011$/Ton | 0 | 0 | 0 | 0 | 0 | 0 | 0
IL Fac. Spec. - NOX Rate Summer v3.1, Unit 4277 and retrofits | 638 | 1797 | Rate Constraint in lbs/MMBtu | FALSE | L | Annual | Seasons Included | Seasons | Summer | Summer | Summer | Summer | Summer | Summer | Summer
IL Fac. Spec. - NOX Rate Summer v3.1, Unit 4277 and retrofits | 638 | 1797 | Rate Constraint in lbs/MMBtu | FALSE | L | Annual | Standard | lb/MMBtu | 0.25 | 0.25 | 0.25 | 0.25 | 0.25 | 0.25 | 0.25
IL Fac. Spec. - NOX Rate Summer v3.1, Unit 4277 and retrofits | 638 | 1797 | Rate Constraint in lbs/MMBtu | FALSE | L | Annual | Emissions at Affected Plants NOX | Thousand Tons | 0.68227 | 0.68227 | 0.68227 | 0.68227 | 0.68227 | 0.59596 | 0.68227
IL Fac. Spec. - NOX Rate Summer v3.1, Unit 4277 and retrofits | 638 | 1797 | Rate Constraint in lbs/MMBtu | FALSE | L | Annual | Allowances Purchased NOX | Thousand Tons | 0 | 0 | 0 | 0 | 0 | 0 | 0
IL Fac. Spec. - NOX Rate Summer v3.1, Unit 4277 and retrofits | 638 | 1797 | Rate Constraint in lbs/MMBtu | FALSE | L | Annual | Allowances Sold NOX | Thousand Tons | 0 | 0 | 0 | 0 | 0 | 0 | 0
IL Fac. Spec. - NOX Rate Summer v3.1, Unit 4277 and retrofits | 638 | 1797 | Rate Constraint in lbs/MMBtu | FALSE | L | Annual | Allowances Banked | Thousand Tons | 0 | 0 | 0 | 0 | 0 | 0 | 0
IL Fac. Spec. - NOX Rate Summer v3.1, Unit 4277 and retrofits | 638 | 1797 | Rate Constraint in lbs/MMBtu | FALSE | L | Annual | Allowances Withdrawn (1:1) | Thousand Tons | 0 | 0 | 0 | 0 | 0 | 0 | 0
IL Fac. Spec. - NOX Rate Summer v3.1, Unit 4277 and retrofits | 638 | 1797 | Rate Constraint in lbs/MMBtu | FALSE | L | Annual | Allowances Withdrawn (n:1) | Thousand Tons | 0 | 0 | 0 | 0 | 0 | 0 | 0
IL Fac. Spec. - NOX Rate Summer v3.1, Unit 4277 and retrofits | 638 | 1797 | Rate Constraint in lbs/MMBtu | FALSE | L | Annual | Net Emissions Allowance Position | Thousand Tons | 0.68227 | 0.68227 | 0.68227 | 0.68227 | 0.68227 | 0.59596 | 0.68227
IL Fac. Spec. - NOX Rate Summer v3.1, Unit 4277 and retrofits | 638 | 1797 | Rate Constraint in lbs/MMBtu | FALSE | L | Annual | Fuel Consumed | TBtu | 10.9855 | 10.9855 | 10.9855 | 10.9855 | 10.9855 | 9.6 | 10.9855
IL Fac. Spec. - NOX Rate Summer v3.1, Unit 4277 and retrofits | 638 | 1797 | Rate Constraint in lbs/MMBtu | FALSE | L | Annual | Rate | lb/MMBtu | 0.12421 | 0.12421 | 0.12421 | 0.12421 | 0.12421 | 0.12416 | 0.12421
IL Fac. Spec. - NOX Rate Summer v3.1, Unit 4277 and retrofits | 638 | 1797 | Rate Constraint in lbs/MMBtu | FALSE | L | Annual | Generation | TWh | 1.0575 | 1.0575 | 1.0575 | 1.0575 | 1.0575 | 0.92374 | 1.0575
IL Fac. Spec. - NOX Rate Summer v3.1, Unit 4277 and retrofits | 638 | 1797 | Rate Constraint in lbs/MMBtu | FALSE | L | Annual | Qualifying Generation | TWh | 1.0575 | 1.0575 | 1.0575 | 1.0575 | 1.0575 | 0.92374 | 1.0575
IL Fac. Spec. - NOX Rate Summer v3.1, Unit 4277 and retrofits | 638 | 1797 | Rate Constraint in lbs/MMBtu | FALSE | L | Annual | Rate | lb/MWh | 0.64516 | 0.64516 | 0.64516 | 0.64516 | 0.64516 | 0.64516 | 0.64516
IL Fac. Spec. - NOX Rate Summer v3.1, Unit 4277 and retrofits | 638 | 1797 | Rate Constraint in lbs/MMBtu | FALSE | L | Annual | Constraint Shadow Price | US2011$/Ton | 0 | 0 | 0 | 0 | 0 | 0 | 0
IL Fac. Spec. - NOX Rate Summer v3.1, Unit 4278 and retrofits | 639 | 1797 | Rate Constraint in lbs/MMBtu | FALSE | L | Annual | Seasons Included | Seasons | Summer | Summer | Summer | Summer | Summer | Summer | Summer
IL Fac. Spec. - NOX Rate Summer v3.1, Unit 4278 and retrofits | 639 | 1797 | Rate Constraint in lbs/MMBtu | FALSE | L | Annual | Standard | lb/MMBtu | 0.25 | 0.25 | 0.25 | 0.25 | 0.25 | 0.25 | 0.25
IL Fac. Spec. - NOX Rate Summer v3.1, Unit 4278 and retrofits | 639 | 1797 | Rate Constraint in lbs/MMBtu | FALSE | L | Annual | Emissions at Affected Plants NOX | Thousand Tons | 0.69816 | 0.69816 | 0.69816 | 0.69816 | 0.60984 | 0.60984 | 0.60984
IL Fac. Spec. - NOX Rate Summer v3.1, Unit 4278 and retrofits | 639 | 1797 | Rate Constraint in lbs/MMBtu | FALSE | L | Annual | Allowances Purchased NOX | Thousand Tons | 0 | 0 | 0 | 0 | 0 | 0 | 0
IL Fac. Spec. - NOX Rate Summer v3.1, Unit 4278 and retrofits | 639 | 1797 | Rate Constraint in lbs/MMBtu | FALSE | L | Annual | Allowances Sold NOX | Thousand Tons | 0 | 0 | 0 | 0 | 0 | 0 | 0
IL Fac. Spec. - NOX Rate Summer v3.1, Unit 4278 and retrofits | 639 | 1797 | Rate Constraint in lbs/MMBtu | FALSE | L | Annual | Allowances Banked | Thousand Tons | 0 | 0 | 0 | 0 | 0 | 0 | 0
IL Fac. Spec. - NOX Rate Summer v3.1, Unit 4278 and retrofits | 639 | 1797 | Rate Constraint in lbs/MMBtu | FALSE | L | Annual | Allowances Withdrawn (1:1) | Thousand Tons | 0 | 0 | 0 | 0 | 0 | 0 | 0
IL Fac. Spec. - NOX Rate Summer v3.1, Unit 4278 and retrofits | 639 | 1797 | Rate Constraint in lbs/MMBtu | FALSE | L | Annual | Allowances Withdrawn (n:1) | Thousand Tons | 0 | 0 | 0 | 0 | 0 | 0 | 0
IL Fac. Spec. - NOX Rate Summer v3.1, Unit 4278 and retrofits | 639 | 1797 | Rate Constraint in lbs/MMBtu | FALSE | L | Annual | Net Emissions Allowance Position | Thousand Tons | 0.69816 | 0.69816 | 0.69816 | 0.69816 | 0.60984 | 0.60984 | 0.60984
IL Fac. Spec. - NOX Rate Summer v3.1, Unit 4278 and retrofits | 639 | 1797 | Rate Constraint in lbs/MMBtu | FALSE | L | Annual | Fuel Consumed | TBtu | 12.4143 | 12.4143 | 12.4143 | 12.4143 | 10.8439 | 10.861 | 10.8495
IL Fac. Spec. - NOX Rate Summer v3.1, Unit 4278 and retrofits | 639 | 1797 | Rate Constraint in lbs/MMBtu | FALSE | L | Annual | Rate | lb/MMBtu | 0.11248 | 0.11248 | 0.11248 | 0.11248 | 0.11248 | 0.1123 | 0.11242
IL Fac. Spec. - NOX Rate Summer v3.1, Unit 4278 and retrofits | 639 | 1797 | Rate Constraint in lbs/MMBtu | FALSE | L | Annual | Generation | TWh | 1.1639 | 1.1639 | 1.1639 | 1.1639 | 1.0167 | 1.0167 | 1.0167
IL Fac. Spec. - NOX Rate Summer v3.1, Unit 4278 and retrofits | 639 | 1797 | Rate Constraint in lbs/MMBtu | FALSE | L | Annual | Qualifying Generation | TWh | 1.1639 | 1.1639 | 1.1639 | 1.1639 | 1.0167 | 1.0167 | 1.0167
IL Fac. Spec. - NOX Rate Summer v3.1, Unit 4278 and retrofits | 639 | 1797 | Rate Constraint in lbs/MMBtu | FALSE | L | Annual | Rate | lb/MWh | 0.59983 | 0.59983 | 0.59983 | 0.59983 | 0.59983 | 0.59983 | 0.59983
IL Fac. Spec. - NOX Rate Summer v3.1, Unit 4278 and retrofits | 639 | 1797 | Rate Constraint in lbs/MMBtu | FALSE | L | Annual | Constraint Shadow Price | US2011$/Ton | 0 | 0 | 0 | 0 | 0 | 0 | 0
IL Fac. Spec. - NOX Rate Summer v3.1, Unit 4279 and retrofits | 640 | 1797 | Rate Constraint in lbs/MMBtu | FALSE | L | Annual | Seasons Included | Seasons | Summer | Summer | Summer | Summer | Summer | Summer | Summer
IL Fac. Spec. - NOX Rate Summer v3.1, Unit 4279 and retrofits | 640 | 1797 | Rate Constraint in lbs/MMBtu | FALSE | L | Annual | Standard | lb/MMBtu | 0.25 | 0.25 | 0.25 | 0.25 | 0.25 | 0.25 | 0.25
IL Fac. Spec. - NOX Rate Summer v3.1, Unit 4279 and retrofits | 640 | 1797 | Rate Constraint in lbs/MMBtu | FALSE | L | Annual | Emissions at Affected Plants NOX | Thousand Tons | 0.0014934 | 0.0014934 | 0.0014934 | 0.0014934 | 0.0013045 | 0.0014934 | 0.0014934
IL Fac. Spec. - NOX Rate Summer v3.1, Unit 4279 and retrofits | 640 | 1797 | Rate Constraint in lbs/MMBtu | FALSE | L | Annual | Allowances Purchased NOX | Thousand Tons | 0 | 0 | 0 | 0 | 0 | 0 | 0
IL Fac. Spec. - NOX Rate Summer v3.1, Unit 4279 and retrofits | 640 | 1797 | Rate Constraint in lbs/MMBtu | FALSE | L | Annual | Allowances Sold NOX | Thousand Tons | 0 | 0 | 0 | 0 | 0 | 0 | 0
IL Fac. Spec. - NOX Rate Summer v3.1, Unit 4279 and retrofits | 640 | 1797 | Rate Constraint in lbs/MMBtu | FALSE | L | Annual | Allowances Banked | Thousand Tons | 0 | 0 | 0 | 0 | 0 | 0 | 0
IL Fac. Spec. - NOX Rate Summer v3.1, Unit 4279 and retrofits | 640 | 1797 | Rate Constraint in lbs/MMBtu | FALSE | L | Annual | Allowances Withdrawn (1:1) | Thousand Tons | 0 | 0 | 0 | 0 | 0 | 0 | 0
IL Fac. Spec. - NOX Rate Summer v3.1, Unit 4279 and retrofits | 640 | 1797 | Rate Constraint in lbs/MMBtu | FALSE | L | Annual | Allowances Withdrawn (n:1) | Thousand Tons | 0 | 0 | 0 | 0 | 0 | 0 | 0
IL Fac. Spec. - NOX Rate Summer v3.1, Unit 4279 and retrofits | 640 | 1797 | Rate Constraint in lbs/MMBtu | FALSE | L | Annual | Net Emissions Allowance Position | Thousand Tons | 0.0014934 | 0.0014934 | 0.0014934 | 0.0014934 | 0.0013045 | 0.0014934 | 0.0014934
IL Fac. Spec. - NOX Rate Summer v3.1, Unit 4279 and retrofits | 640 | 1797 | Rate Constraint in lbs/MMBtu | FALSE | L | Annual | Fuel Consumed | TBtu | 0.032385 | 0.032385 | 0.032385 | 0.032385 | 0.028288 | 0.032385 | 0.032385
IL Fac. Spec. - NOX Rate Summer v3.1, Unit 4279 and retrofits | 640 | 1797 | Rate Constraint in lbs/MMBtu | FALSE | L | Annual | Rate | lb/MMBtu | 0.09223 | 0.09223 | 0.09223 | 0.09223 | 0.09223 | 0.09223 | 0.09223
IL Fac. Spec. - NOX Rate Summer v3.1, Unit 4279 and retrofits | 640 | 1797 | Rate Constraint in lbs/MMBtu | FALSE | L | Annual | Generation | TWh | 0.0032061 | 0.0032061 | 0.0032061 | 0.0032061 | 0.0028005 | 0.0032061 | 0.0032061
IL Fac. Spec. - NOX Rate Summer v3.1, Unit 4279 and retrofits | 640 | 1797 | Rate Constraint in lbs/MMBtu | FALSE | L | Annual | Qualifying Generation | TWh | 0.0032061 | 0.0032061 | 0.0032061 | 0.0032061 | 0.0028005 | 0.0032061 | 0.0032061
IL Fac. Spec. - NOX Rate Summer v3.1, Unit 4279 and retrofits | 640 | 1797 | Rate Constraint in lbs/MMBtu | FALSE | L | Annual | Rate | lb/MWh | 0.46581 | 0.46581 | 0.46581 | 0.46581 | 0.46581 | 0.46581 | 0.46581
IL Fac. Spec. - NOX Rate Summer v3.1, Unit 4279 and retrofits | 640 | 1797 | Rate Constraint in lbs/MMBtu | FALSE | L | Annual | Constraint Shadow Price | US2011$/Ton | 0 | 0 | 0 | 0 | 0 | 0 | 0
IL Fac. Spec. - NOX Rate Summer v3.1, Unit 4293 and retrofits | 641 | 1797 | Rate Constraint in lbs/MMBtu | FALSE | L | Annual | Seasons Included | Seasons | Summer | Summer | Summer | Summer | Summer | Summer | Summer
IL Fac. Spec. - NOX Rate Summer v3.1, Unit 4293 and retrofits | 641 | 1797 | Rate Constraint in lbs/MMBtu | FALSE | L | Annual | Standard | lb/MMBtu | 0.25 | 0.25 | 0.25 | 0.25 | 0.25 | 0.25 | 0.25
IL Fac. Spec. - NOX Rate Summer v3.1, Unit 4293 and retrofits | 641 | 1797 | Rate Constraint in lbs/MMBtu | FALSE | L | Annual | Emissions at Affected Plants NOX | Thousand Tons | 0 | 0 | 0 | 0 | 0 | 0 | 0
IL Fac. Spec. - NOX Rate Summer v3.1, Unit 4293 and retrofits | 641 | 1797 | Rate Constraint in lbs/MMBtu | FALSE | L | Annual | Allowances Purchased NOX | Thousand Tons | 0 | 0 | 0 | 0 | 0 | 0 | 0
IL Fac. Spec. - NOX Rate Summer v3.1, Unit 4293 and retrofits | 641 | 1797 | Rate Constraint in lbs/MMBtu | FALSE | L | Annual | Allowances Sold NOX | Thousand Tons | 0 | 0 | 0 | 0 | 0 | 0 | 0
IL Fac. Spec. - NOX Rate Summer v3.1, Unit 4293 and retrofits | 641 | 1797 | Rate Constraint in lbs/MMBtu | FALSE | L | Annual | Allowances Banked | Thousand Tons | 0 | 0 | 0 | 0 | 0 | 0 | 0
IL Fac. Spec. - NOX Rate Summer v3.1, Unit 4293 and retrofits | 641 | 1797 | Rate Constraint in lbs/MMBtu | FALSE | L | Annual | Allowances Withdrawn (1:1) | Thousand Tons | 0 | 0 | 0 | 0 | 0 | 0 | 0
IL Fac. Spec. - NOX Rate Summer v3.1, Unit 4293 and retrofits | 641 | 1797 | Rate Constraint in lbs/MMBtu | FALSE | L | Annual | Allowances Withdrawn (n:1) | Thousand Tons | 0 | 0 | 0 | 0 | 0 | 0 | 0
IL Fac. Spec. - NOX Rate Summer v3.1, Unit 4293 and retrofits | 641 | 1797 | Rate Constraint in lbs/MMBtu | FALSE | L | Annual | Net Emissions Allowance Position | Thousand Tons | 0 | 0 | 0 | 0 | 0 | 0 | 0
IL Fac. Spec. - NOX Rate Summer v3.1, Unit 4293 and retrofits | 641 | 1797 | Rate Constraint in lbs/MMBtu | FALSE | L | Annual | Fuel Consumed | TBtu | 0 | 0 | 0 | 0 | 0 | 0 | 0
IL Fac. Spec. - NOX Rate Summer v3.1, Unit 4293 and retrofits | 641 | 1797 | Rate Constraint in lbs/MMBtu | FALSE | L | Annual | Rate | lb/MMBtu | 0 | 0 | 0 | 0 | 0 | 0 | 0
IL Fac. Spec. - NOX Rate Summer v3.1, Unit 4293 and retrofits | 641 | 1797 | Rate Constraint in lbs/MMBtu | FALSE | L | Annual | Generation | TWh | 0 | 0 | 0 | 0 | 0 | 0 | 0
IL Fac. Spec. - NOX Rate Summer v3.1, Unit 4293 and retrofits | 641 | 1797 | Rate Constraint in lbs/MMBtu | FALSE | L | Annual | Qualifying Generation | TWh | 0 | 0 | 0 | 0 | 0 | 0 | 0
IL Fac. Spec. - NOX Rate Summer v3.1, Unit 4293 and retrofits | 641 | 1797 | Rate Constraint in lbs/MMBtu | FALSE | L | Annual | Rate | lb/MWh | 0 | 0 | 0 | 0 | 0 | 0 | 0
IL Fac. Spec. - NOX Rate Summer v3.1, Unit 4293 and retrofits | 641 | 1797 | Rate Constraint in lbs/MMBtu | FALSE | L | Annual | Constraint Shadow Price | US2011$/Ton | 0 | 0 | 0 | 0 | 0 | 0 | 0
IL Fac. Spec. - NOX Rate Summer v3.1, Unit 4298 and retrofits | 642 | 1797 | Rate Constraint in lbs/MMBtu | FALSE | L | Annual | Seasons Included | Seasons | Summer | Summer | Summer | Summer | Summer | Summer | Summer
IL Fac. Spec. - NOX Rate Summer v3.1, Unit 4298 and retrofits | 642 | 1797 | Rate Constraint in lbs/MMBtu | FALSE | L | Annual | Standard | lb/MMBtu | 0.25 | 0.25 | 0.25 | 0.25 | 0.25 | 0.25 | 0.25
IL Fac. Spec. - NOX Rate Summer v3.1, Unit 4298 and retrofits | 642 | 1797 | Rate Constraint in lbs/MMBtu | FALSE | L | Annual | Emissions at Affected Plants NOX | Thousand Tons | 0 | 0 | 0 | 0 | 0 | 0 | 0
IL Fac. Spec. - NOX Rate Summer v3.1, Unit 4298 and retrofits | 642 | 1797 | Rate Constraint in lbs/MMBtu | FALSE | L | Annual | Allowances Purchased NOX | Thousand Tons | 0 | 0 | 0 | 0 | 0 | 0 | 0
IL Fac. Spec. - NOX Rate Summer v3.1, Unit 4298 and retrofits | 642 | 1797 | Rate Constraint in lbs/MMBtu | FALSE | L | Annual | Allowances Sold NOX | Thousand Tons | 0 | 0 | 0 | 0 | 0 | 0 | 0
IL Fac. Spec. - NOX Rate Summer v3.1, Unit 4298 and retrofits | 642 | 1797 | Rate Constraint in lbs/MMBtu | FALSE | L | Annual | Allowances Banked | Thousand Tons | 0 | 0 | 0 | 0 | 0 | 0 | 0
IL Fac. Spec. - NOX Rate Summer v3.1, Unit 4298 and retrofits | 642 | 1797 | Rate Constraint in lbs/MMBtu | FALSE | L | Annual | Allowances Withdrawn (1:1) | Thousand Tons | 0 | 0 | 0 | 0 | 0 | 0 | 0
IL Fac. Spec. - NOX Rate Summer v3.1, Unit 4298 and retrofits | 642 | 1797 | Rate Constraint in lbs/MMBtu | FALSE | L | Annual | Allowances Withdrawn (n:1) | Thousand Tons | 0 | 0 | 0 | 0 | 0 | 0 | 0
IL Fac. Spec. - NOX Rate Summer v3.1, Unit 4298 and retrofits | 642 | 1797 | Rate Constraint in lbs/MMBtu | FALSE | L | Annual | Net Emissions Allowance Position | Thousand Tons | 0 | 0 | 0 | 0 | 0 | 0 | 0
IL Fac. Spec. - NOX Rate Summer v3.1, Unit 4298 and retrofits | 642 | 1797 | Rate Constraint in lbs/MMBtu | FALSE | L | Annual | Fuel Consumed | TBtu | 0 | 0 | 0 | 0 | 0 | 0 | 0
IL Fac. Spec. - NOX Rate Summer v3.1, Unit 4298 and retrofits | 642 | 1797 | Rate Constraint in lbs/MMBtu | FALSE | L | Annual | Rate | lb/MMBtu | 0 | 0 | 0 | 0 | 0 | 0 | 0
IL Fac. Spec. - NOX Rate Summer v3.1, Unit 4298 and retrofits | 642 | 1797 | Rate Constraint in lbs/MMBtu | FALSE | L | Annual | Generation | TWh | 0 | 0 | 0 | 0 | 0 | 0 | 0
IL Fac. Spec. - NOX Rate Summer v3.1, Unit 4298 and retrofits | 642 | 1797 | Rate Constraint in lbs/MMBtu | FALSE | L | Annual | Qualifying Generation | TWh | 0 | 0 | 0 | 0 | 0 | 0 | 0
IL Fac. Spec. - NOX Rate Summer v3.1, Unit 4298 and retrofits | 642 | 1797 | Rate Constraint in lbs/MMBtu | FALSE | L | Annual | Rate | lb/MWh | 0 | 0 | 0 | 0 | 0 | 0 | 0
IL Fac. Spec. - NOX Rate Summer v3.1, Unit 4298 and retrofits | 642 | 1797 | Rate Constraint in lbs/MMBtu | FALSE | L | Annual | Constraint Shadow Price | US2011$/Ton | 0 | 0 | 0 | 0 | 0 | 0 | 0
IL Fac. Spec. - NOX Rate Summer v3.1, Unit 4299 and retrofits | 643 | 1797 | Rate Constraint in lbs/MMBtu | FALSE | L | Annual | Seasons Included | Seasons | Summer | Summer | Summer | Summer | Summer | Summer | Summer
IL Fac. Spec. - NOX Rate Summer v3.1, Unit 4299 and retrofits | 643 | 1797 | Rate Constraint in lbs/MMBtu | FALSE | L | Annual | Standard | lb/MMBtu | 0.25 | 0.25 | 0.25 | 0.25 | 0.25 | 0.25 | 0.25
IL Fac. Spec. - NOX Rate Summer v3.1, Unit 4299 and retrofits | 643 | 1797 | Rate Constraint in lbs/MMBtu | FALSE | L | Annual | Emissions at Affected Plants NOX | Thousand Tons | 0 | 0 | 0 | 0 | 0 | 0 | 0
IL Fac. Spec. - NOX Rate Summer v3.1, Unit 4299 and retrofits | 643 | 1797 | Rate Constraint in lbs/MMBtu | FALSE | L | Annual | Allowances Purchased NOX | Thousand Tons | 0 | 0 | 0 | 0 | 0 | 0 | 0
IL Fac. Spec. - NOX Rate Summer v3.1, Unit 4299 and retrofits | 643 | 1797 | Rate Constraint in lbs/MMBtu | FALSE | L | Annual | Allowances Sold NOX | Thousand Tons | 0 | 0 | 0 | 0 | 0 | 0 | 0
IL Fac. Spec. - NOX Rate Summer v3.1, Unit 4299 and retrofits | 643 | 1797 | Rate Constraint in lbs/MMBtu | FALSE | L | Annual | Allowances Banked | Thousand Tons | 0 | 0 | 0 | 0 | 0 | 0 | 0
IL Fac. Spec. - NOX Rate Summer v3.1, Unit 4299 and retrofits | 643 | 1797 | Rate Constraint in lbs/MMBtu | FALSE | L | Annual | Allowances Withdrawn (1:1) | Thousand Tons | 0 | 0 | 0 | 0 | 0 | 0 | 0
IL Fac. Spec. - NOX Rate Summer v3.1, Unit 4299 and retrofits | 643 | 1797 | Rate Constraint in lbs/MMBtu | FALSE | L | Annual | Allowances Withdrawn (n:1) | Thousand Tons | 0 | 0 | 0 | 0 | 0 | 0 | 0
IL Fac. Spec. - NOX Rate Summer v3.1, Unit 4299 and retrofits | 643 | 1797 | Rate Constraint in lbs/MMBtu | FALSE | L | Annual | Net Emissions Allowance Position | Thousand Tons | 0 | 0 | 0 | 0 | 0 | 0 | 0
IL Fac. Spec. - NOX Rate Summer v3.1, Unit 4299 and retrofits | 643 | 1797 | Rate Constraint in lbs/MMBtu | FALSE | L | Annual | Fuel Consumed | TBtu | 0 | 0 | 0 | 0 | 0 | 0 | 0
IL Fac. Spec. - NOX Rate Summer v3.1, Unit 4299 and retrofits | 643 | 1797 | Rate Constraint in lbs/MMBtu | FALSE | L | Annual | Rate | lb/MMBtu | 0 | 0 | 0 | 0 | 0 | 0 | 0
IL Fac. Spec. - NOX Rate Summer v3.1, Unit 4299 and retrofits | 643 | 1797 | Rate Constraint in lbs/MMBtu | FALSE | L | Annual | Generation | TWh | 0 | 0 | 0 | 0 | 0 | 0 | 0
IL Fac. Spec. - NOX Rate Summer v3.1, Unit 4299 and retrofits | 643 | 1797 | Rate Constraint in lbs/MMBtu | FALSE | L | Annual | Qualifying Generation | TWh | 0 | 0 | 0 | 0 | 0 | 0 | 0
IL Fac. Spec. - NOX Rate Summer v3.1, Unit 4299 and retrofits | 643 | 1797 | Rate Constraint in lbs/MMBtu | FALSE | L | Annual | Rate | lb/MWh | 0 | 0 | 0 | 0 | 0 | 0 | 0
IL Fac. Spec. - NOX Rate Summer v3.1, Unit 4299 and retrofits | 643 | 1797 | Rate Constraint in lbs/MMBtu | FALSE | L | Annual | Constraint Shadow Price | US2011$/Ton | 0 | 0 | 0 | 0 | 0 | 0 | 0
IL Fac. Spec. - NOX Rate Summer v3.1, Unit 4306 and retrofits | 644 | 1797 | Rate Constraint in lbs/MMBtu | FALSE | L | Annual | Seasons Included | Seasons | Summer | Summer | Summer | Summer | Summer | Summer | Summer
IL Fac. Spec. - NOX Rate Summer v3.1, Unit 4306 and retrofits | 644 | 1797 | Rate Constraint in lbs/MMBtu | FALSE | L | Annual | Standard | lb/MMBtu | 0.25 | 0.25 | 0.25 | 0.25 | 0.25 | 0.25 | 0.25
IL Fac. Spec. - NOX Rate Summer v3.1, Unit 4306 and retrofits | 644 | 1797 | Rate Constraint in lbs/MMBtu | FALSE | L | Annual | Emissions at Affected Plants NOX | Thousand Tons | 0 | 0 | 0 | 0 | 0 | 0 | 0
IL Fac. Spec. - NOX Rate Summer v3.1, Unit 4306 and retrofits | 644 | 1797 | Rate Constraint in lbs/MMBtu | FALSE | L | Annual | Allowances Purchased NOX | Thousand Tons | 0 | 0 | 0 | 0 | 0 | 0 | 0
IL Fac. Spec. - NOX Rate Summer v3.1, Unit 4306 and retrofits | 644 | 1797 | Rate Constraint in lbs/MMBtu | FALSE | L | Annual | Allowances Sold NOX | Thousand Tons | 0 | 0 | 0 | 0 | 0 | 0 | 0
IL Fac. Spec. - NOX Rate Summer v3.1, Unit 4306 and retrofits | 644 | 1797 | Rate Constraint in lbs/MMBtu | FALSE | L | Annual | Allowances Banked | Thousand Tons | 0 | 0 | 0 | 0 | 0 | 0 | 0
IL Fac. Spec. - NOX Rate Summer v3.1, Unit 4306 and retrofits | 644 | 1797 | Rate Constraint in lbs/MMBtu | FALSE | L | Annual | Allowances Withdrawn (1:1) | Thousand Tons | 0 | 0 | 0 | 0 | 0 | 0 | 0
IL Fac. Spec. - NOX Rate Summer v3.1, Unit 4306 and retrofits | 644 | 1797 | Rate Constraint in lbs/MMBtu | FALSE | L | Annual | Allowances Withdrawn (n:1) | Thousand Tons | 0 | 0 | 0 | 0 | 0 | 0 | 0
IL Fac. Spec. - NOX Rate Summer v3.1, Unit 4306 and retrofits | 644 | 1797 | Rate Constraint in lbs/MMBtu | FALSE | L | Annual | Net Emissions Allowance Position | Thousand Tons | 0 | 0 | 0 | 0 | 0 | 0 | 0
IL Fac. Spec. - NOX Rate Summer v3.1, Unit 4306 and retrofits | 644 | 1797 | Rate Constraint in lbs/MMBtu | FALSE | L | Annual | Fuel Consumed | TBtu | 0 | 0 | 0 | 0 | 0 | 0 | 0
IL Fac. Spec. - NOX Rate Summer v3.1, Unit 4306 and retrofits | 644 | 1797 | Rate Constraint in lbs/MMBtu | FALSE | L | Annual | Rate | lb/MMBtu | 0 | 0 | 0 | 0 | 0 | 0 | 0
IL Fac. Spec. - NOX Rate Summer v3.1, Unit 4306 and retrofits | 644 | 1797 | Rate Constraint in lbs/MMBtu | FALSE | L | Annual | Generation | TWh | 0 | 0 | 0 | 0 | 0 | 0 | 0
IL Fac. Spec. - NOX Rate Summer v3.1, Unit 4306 and retrofits | 644 | 1797 | Rate Constraint in lbs/MMBtu | FALSE | L | Annual | Qualifying Generation | TWh | 0 | 0 | 0 | 0 | 0 | 0 | 0
IL Fac. Spec. - NOX Rate Summer v3.1, Unit 4306 and retrofits | 644 | 1797 | Rate Constraint in lbs/MMBtu | FALSE | L | Annual | Rate | lb/MWh | 0 | 0 | 0 | 0 | 0 | 0 | 0
IL Fac. Spec. - NOX Rate Summer v3.1, Unit 4306 and retrofits | 644 | 1797 | Rate Constraint in lbs/MMBtu | FALSE | L | Annual | Constraint Shadow Price | US2011$/Ton | 0 | 0 | 0 | 0 | 0 | 0 | 0
IL Fac. Spec. - NOX Rate Summer v3.1, Unit 4307 and retrofits | 645 | 1797 | Rate Constraint in lbs/MMBtu | FALSE | L | Annual | Seasons Included | Seasons | Summer | Summer | Summer | Summer | Summer | Summer | Summer
IL Fac. Spec. - NOX Rate Summer v3.1, Unit 4307 and retrofits | 645 | 1797 | Rate Constraint in lbs/MMBtu | FALSE | L | Annual | Standard | lb/MMBtu | 0.25 | 0.25 | 0.25 | 0.25 | 0.25 | 0.25 | 0.25
IL Fac. Spec. - NOX Rate Summer v3.1, Unit 4307 and retrofits | 645 | 1797 | Rate Constraint in lbs/MMBtu | FALSE | L | Annual | Emissions at Affected Plants NOX | Thousand Tons | 0 | 0 | 0 | 0 | 0 | 0 | 0
IL Fac. Spec. - NOX Rate Summer v3.1, Unit 4307 and retrofits | 645 | 1797 | Rate Constraint in lbs/MMBtu | FALSE | L | Annual | Allowances Purchased NOX | Thousand Tons | 0 | 0 | 0 | 0 | 0 | 0 | 0
IL Fac. Spec. - NOX Rate Summer v3.1, Unit 4307 and retrofits | 645 | 1797 | Rate Constraint in lbs/MMBtu | FALSE | L | Annual | Allowances Sold NOX | Thousand Tons | 0 | 0 | 0 | 0 | 0 | 0 | 0
IL Fac. Spec. - NOX Rate Summer v3.1, Unit 4307 and retrofits | 645 | 1797 | Rate Constraint in lbs/MMBtu | FALSE | L | Annual | Allowances Banked | Thousand Tons | 0 | 0 | 0 | 0 | 0 | 0 | 0
IL Fac. Spec. - NOX Rate Summer v3.1, Unit 4307 and retrofits | 645 | 1797 | Rate Constraint in lbs/MMBtu | FALSE | L | Annual | Allowances Withdrawn (1:1) | Thousand Tons | 0 | 0 | 0 | 0 | 0 | 0 | 0
IL Fac. Spec. - NOX Rate Summer v3.1, Unit 4307 and retrofits | 645 | 1797 | Rate Constraint in lbs/MMBtu | FALSE | L | Annual | Allowances Withdrawn (n:1) | Thousand Tons | 0 | 0 | 0 | 0 | 0 | 0 | 0
IL Fac. Spec. - NOX Rate Summer v3.1, Unit 4307 and retrofits | 645 | 1797 | Rate Constraint in lbs/MMBtu | FALSE | L | Annual | Net Emissions Allowance Position | Thousand Tons | 0 | 0 | 0 | 0 | 0 | 0 | 0
IL Fac. Spec. - NOX Rate Summer v3.1, Unit 4307 and retrofits | 645 | 1797 | Rate Constraint in lbs/MMBtu | FALSE | L | Annual | Fuel Consumed | TBtu | 0 | 0 | 0 | 0 | 0 | 0 | 0
IL Fac. Spec. - NOX Rate Summer v3.1, Unit 4307 and retrofits | 645 | 1797 | Rate Constraint in lbs/MMBtu | FALSE | L | Annual | Rate | lb/MMBtu | 0 | 0 | 0 | 0 | 0 | 0 | 0
IL Fac. Spec. - NOX Rate Summer v3.1, Unit 4307 and retrofits | 645 | 1797 | Rate Constraint in lbs/MMBtu | FALSE | L | Annual | Generation | TWh | 0 | 0 | 0 | 0 | 0 | 0 | 0
IL Fac. Spec. - NOX Rate Summer v3.1, Unit 4307 and retrofits | 645 | 1797 | Rate Constraint in lbs/MMBtu | FALSE | L | Annual | Qualifying Generation | TWh | 0 | 0 | 0 | 0 | 0 | 0 | 0
IL Fac. Spec. - NOX Rate Summer v3.1, Unit 4307 and retrofits | 645 | 1797 | Rate Constraint in lbs/MMBtu | FALSE | L | Annual | Rate | lb/MWh | 0 | 0 | 0 | 0 | 0 | 0 | 0
IL Fac. Spec. - NOX Rate Summer v3.1, Unit 4307 and retrofits | 645 | 1797 | Rate Constraint in lbs/MMBtu | FALSE | L | Annual | Constraint Shadow Price | US2011$/Ton | 0 | 0 | 0 | 0 | 0 | 0 | 0
IL Fac. Spec. - NOX Rate Summer v3.1, Unit 4308 and retrofits | 646 | 1797 | Rate Constraint in lbs/MMBtu | FALSE | L | Annual | Seasons Included | Seasons | Summer | Summer | Summer | Summer | Summer | Summer | Summer
IL Fac. Spec. - NOX Rate Summer v3.1, Unit 4308 and retrofits | 646 | 1797 | Rate Constraint in lbs/MMBtu | FALSE | L | Annual | Standard | lb/MMBtu | 0.25 | 0.25 | 0.25 | 0.25 | 0.25 | 0.25 | 0.25
IL Fac. Spec. - NOX Rate Summer v3.1, Unit 4308 and retrofits | 646 | 1797 | Rate Constraint in lbs/MMBtu | FALSE | L | Annual | Emissions at Affected Plants NOX | Thousand Tons | 0 | 0 | 0 | 0 | 0 | 0 | 0
IL Fac. Spec. - NOX Rate Summer v3.1, Unit 4308 and retrofits | 646 | 1797 | Rate Constraint in lbs/MMBtu | FALSE | L | Annual | Allowances Purchased NOX | Thousand Tons | 0 | 0 | 0 | 0 | 0 | 0 | 0
IL Fac. Spec. - NOX Rate Summer v3.1, Unit 4308 and retrofits | 646 | 1797 | Rate Constraint in lbs/MMBtu | FALSE | L | Annual | Allowances Sold NOX | Thousand Tons | 0 | 0 | 0 | 0 | 0 | 0 | 0
IL Fac. Spec. - NOX Rate Summer v3.1, Unit 4308 and retrofits | 646 | 1797 | Rate Constraint in lbs/MMBtu | FALSE | L | Annual | Allowances Banked | Thousand Tons | 0 | 0 | 0 | 0 | 0 | 0 | 0
IL Fac. Spec. - NOX Rate Summer v3.1, Unit 4308 and retrofits | 646 | 1797 | Rate Constraint in lbs/MMBtu | FALSE | L | Annual | Allowances Withdrawn (1:1) | Thousand Tons | 0 | 0 | 0 | 0 | 0 | 0 | 0
IL Fac. Spec. - NOX Rate Summer v3.1, Unit 4308 and retrofits | 646 | 1797 | Rate Constraint in lbs/MMBtu | FALSE | L | Annual | Allowances Withdrawn (n:1) | Thousand Tons | 0 | 0 | 0 | 0 | 0 | 0 | 0
IL Fac. Spec. - NOX Rate Summer v3.1, Unit 4308 and retrofits | 646 | 1797 | Rate Constraint in lbs/MMBtu | FALSE | L | Annual | Net Emissions Allowance Position | Thousand Tons | 0 | 0 | 0 | 0 | 0 | 0 | 0
IL Fac. Spec. - NOX Rate Summer v3.1, Unit 4308 and retrofits | 646 | 1797 | Rate Constraint in lbs/MMBtu | FALSE | L | Annual | Fuel Consumed | TBtu | 0 | 0 | 0 | 0 | 0 | 0 | 0
IL Fac. Spec. - NOX Rate Summer v3.1, Unit 4308 and retrofits | 646 | 1797 | Rate Constraint in lbs/MMBtu | FALSE | L | Annual | Rate | lb/MMBtu | 0 | 0 | 0 | 0 | 0 | 0 | 0
IL Fac. Spec. - NOX Rate Summer v3.1, Unit 4308 and retrofits | 646 | 1797 | Rate Constraint in lbs/MMBtu | FALSE | L | Annual | Generation | TWh | 0 | 0 | 0 | 0 | 0 | 0 | 0
IL Fac. Spec. - NOX Rate Summer v3.1, Unit 4308 and retrofits | 646 | 1797 | Rate Constraint in lbs/MMBtu | FALSE | L | Annual | Qualifying Generation | TWh | 0 | 0 | 0 | 0 | 0 | 0 | 0
IL Fac. Spec. - NOX Rate Summer v3.1, Unit 4308 and retrofits | 646 | 1797 | Rate Constraint in lbs/MMBtu | FALSE | L | Annual | Rate | lb/MWh | 0 | 0 | 0 | 0 | 0 | 0 | 0
IL Fac. Spec. - NOX Rate Summer v3.1, Unit 4308 and retrofits | 646 | 1797 | Rate Constraint in lbs/MMBtu | FALSE | L | Annual | Constraint Shadow Price | US2011$/Ton | 0 | 0 | 0 | 0 | 0 | 0 | 0
IL Fac. Spec. - NOX Rate Summer v3.1, Unit 4309 and retrofits | 647 | 1797 | Rate Constraint in lbs/MMBtu | FALSE | L | Annual | Seasons Included | Seasons | Summer | Summer | Summer | Summer | Summer | Summer | Summer
IL Fac. Spec. - NOX Rate Summer v3.1, Unit 4309 and retrofits | 647 | 1797 | Rate Constraint in lbs/MMBtu | FALSE | L | Annual | Standard | lb/MMBtu | 0.25 | 0.25 | 0.25 | 0.25 | 0.25 | 0.25 | 0.25
IL Fac. Spec. - NOX Rate Summer v3.1, Unit 4309 and retrofits | 647 | 1797 | Rate Constraint in lbs/MMBtu | FALSE | L | Annual | Emissions at Affected Plants NOX | Thousand Tons | 0 | 0 | 0 | 0 | 0 | 0 | 0
IL Fac. Spec. - NOX Rate Summer v3.1, Unit 4309 and retrofits | 647 | 1797 | Rate Constraint in lbs/MMBtu | FALSE | L | Annual | Allowances Purchased NOX | Thousand Tons | 0 | 0 | 0 | 0 | 0 | 0 | 0
IL Fac. Spec. - NOX Rate Summer v3.1, Unit 4309 and retrofits | 647 | 1797 | Rate Constraint in lbs/MMBtu | FALSE | L | Annual | Allowances Sold NOX | Thousand Tons | 0 | 0 | 0 | 0 | 0 | 0 | 0
IL Fac. Spec. - NOX Rate Summer v3.1, Unit 4309 and retrofits | 647 | 1797 | Rate Constraint in lbs/MMBtu | FALSE | L | Annual | Allowances Banked | Thousand Tons | 0 | 0 | 0 | 0 | 0 | 0 | 0
IL Fac. Spec. - NOX Rate Summer v3.1, Unit 4309 and retrofits | 647 | 1797 | Rate Constraint in lbs/MMBtu | FALSE | L | Annual | Allowances Withdrawn (1:1) | Thousand Tons | 0 | 0 | 0 | 0 | 0 | 0 | 0
IL Fac. Spec. - NOX Rate Summer v3.1, Unit 4309 and retrofits | 647 | 1797 | Rate Constraint in lbs/MMBtu | FALSE | L | Annual | Allowances Withdrawn (n:1) | Thousand Tons | 0 | 0 | 0 | 0 | 0 | 0 | 0
IL Fac. Spec. - NOX Rate Summer v3.1, Unit 4309 and retrofits | 647 | 1797 | Rate Constraint in lbs/MMBtu | FALSE | L | Annual | Net Emissions Allowance Position | Thousand Tons | 0 | 0 | 0 | 0 | 0 | 0 | 0
IL Fac. Spec. - NOX Rate Summer v3.1, Unit 4309 and retrofits | 647 | 1797 | Rate Constraint in lbs/MMBtu | FALSE | L | Annual | Fuel Consumed | TBtu | 0 | 0 | 0 | 0 | 0 | 0 | 0
IL Fac. Spec. - NOX Rate Summer v3.1, Unit 4309 and retrofits | 647 | 1797 | Rate Constraint in lbs/MMBtu | FALSE | L | Annual | Rate | lb/MMBtu | 0 | 0 | 0 | 0 | 0 | 0 | 0
IL Fac. Spec. - NOX Rate Summer v3.1, Unit 4309 and retrofits | 647 | 1797 | Rate Constraint in lbs/MMBtu | FALSE | L | Annual | Generation | TWh | 0 | 0 | 0 | 0 | 0 | 0 | 0
IL Fac. Spec. - NOX Rate Summer v3.1, Unit 4309 and retrofits | 647 | 1797 | Rate Constraint in lbs/MMBtu | FALSE | L | Annual | Qualifying Generation | TWh | 0 | 0 | 0 | 0 | 0 | 0 | 0
IL Fac. Spec. - NOX Rate Summer v3.1, Unit 4309 and retrofits | 647 | 1797 | Rate Constraint in lbs/MMBtu | FALSE | L | Annual | Rate | lb/MWh | 0 | 0 | 0 | 0 | 0 | 0 | 0
IL Fac. Spec. - NOX Rate Summer v3.1, Unit 4309 and retrofits | 647 | 1797 | Rate Constraint in lbs/MMBtu | FALSE | L | Annual | Constraint Shadow Price | US2011$/Ton | 0 | 0 | 0 | 0 | 0 | 0 | 0
IL Fac. Spec. - NOX Rate Summer v3.1, Unit 4310 and retrofits | 648 | 1797 | Rate Constraint in lbs/MMBtu | FALSE | L | Annual | Seasons Included | Seasons | Summer | Summer | Summer | Summer | Summer | Summer | Summer
IL Fac. Spec. - NOX Rate Summer v3.1, Unit 4310 and retrofits | 648 | 1797 | Rate Constraint in lbs/MMBtu | FALSE | L | Annual | Standard | lb/MMBtu | 0.25 | 0.25 | 0.25 | 0.25 | 0.25 | 0.25 | 0.25
IL Fac. Spec. - NOX Rate Summer v3.1, Unit 4310 and retrofits | 648 | 1797 | Rate Constraint in lbs/MMBtu | FALSE | L | Annual | Emissions at Affected Plants NOX | Thousand Tons | 0.0027964 | 0.0027964 | 0.0027964 | 0.0027964 | 0.0024426 | 0.0027964 | 0.0027964
IL Fac. Spec. - NOX Rate Summer v3.1, Unit 4310 and retrofits | 648 | 1797 | Rate Constraint in lbs/MMBtu | FALSE | L | Annual | Allowances Purchased NOX | Thousand Tons | 0 | 0 | 0 | 0 | 0 | 0 | 0
IL Fac. Spec. - NOX Rate Summer v3.1, Unit 4310 and retrofits | 648 | 1797 | Rate Constraint in lbs/MMBtu | FALSE | L | Annual | Allowances Sold NOX | Thousand Tons | 0 | 0 | 0 | 0 | 0 | 0 | 0
IL Fac. Spec. - NOX Rate Summer v3.1, Unit 4310 and retrofits | 648 | 1797 | Rate Constraint in lbs/MMBtu | FALSE | L | Annual | Allowances Banked | Thousand Tons | 0 | 0 | 0 | 0 | 0 | 0 | 0
IL Fac. Spec. - NOX Rate Summer v3.1, Unit 4310 and retrofits | 648 | 1797 | Rate Constraint in lbs/MMBtu | FALSE | L | Annual | Allowances Withdrawn (1:1) | Thousand Tons | 0 | 0 | 0 | 0 | 0 | 0 | 0
IL Fac. Spec. - NOX Rate Summer v3.1, Unit 4310 and retrofits | 648 | 1797 | Rate Constraint in lbs/MMBtu | FALSE | L | Annual | Allowances Withdrawn (n:1) | Thousand Tons | 0 | 0 | 0 | 0 | 0 | 0 | 0
IL Fac. Spec. - NOX Rate Summer v3.1, Unit 4310 and retrofits | 648 | 1797 | Rate Constraint in lbs/MMBtu | FALSE | L | Annual | Net Emissions Allowance Position | Thousand Tons | 0.0027964 | 0.0027964 | 0.0027964 | 0.0027964 | 0.0024426 | 0.0027964 | 0.0027964
IL Fac. Spec. - NOX Rate Summer v3.1, Unit 4310 and retrofits | 648 | 1797 | Rate Constraint in lbs/MMBtu | FALSE | L | Annual | Fuel Consumed | TBtu | 0.032624 | 0.032624 | 0.032674 | 0.032674 | 0.028497 | 0.032624 | 0.032624
IL Fac. Spec. - NOX Rate Summer v3.1, Unit 4310 and retrofits | 648 | 1797 | Rate Constraint in lbs/MMBtu | FALSE | L | Annual | Rate | lb/MMBtu | 0.17143 | 0.17143 | 0.17117 | 0.17117 | 0.17143 | 0.17143 | 0.17143
IL Fac. Spec. - NOX Rate Summer v3.1, Unit 4310 and retrofits | 648 | 1797 | Rate Constraint in lbs/MMBtu | FALSE | L | Annual | Generation | TWh | 0.0031601 | 0.0031601 | 0.0031601 | 0.0031601 | 0.0027604 | 0.0031601 | 0.0031601
IL Fac. Spec. - NOX Rate Summer v3.1, Unit 4310 and retrofits | 648 | 1797 | Rate Constraint in lbs/MMBtu | FALSE | L | Annual | Qualifying Generation | TWh | 0.0031601 | 0.0031601 | 0.0031601 | 0.0031601 | 0.0027604 | 0.0031601 | 0.0031601
IL Fac. Spec. - NOX Rate Summer v3.1, Unit 4310 and retrofits | 648 | 1797 | Rate Constraint in lbs/MMBtu | FALSE | L | Annual | Rate | lb/MWh | 0.88489 | 0.88489 | 0.88489 | 0.88489 | 0.88489 | 0.88489 | 0.88489
IL Fac. Spec. - NOX Rate Summer v3.1, Unit 4310 and retrofits | 648 | 1797 | Rate Constraint in lbs/MMBtu | FALSE | L | Annual | Constraint Shadow Price | US2011$/Ton | 0 | 0 | 0 | 0 | 0 | 0 | 0
IL Fac. Spec. - NOX Rate Summer v3.1, Unit 4311 and retrofits | 649 | 1797 | Rate Constraint in lbs/MMBtu | FALSE | L | Annual | Seasons Included | Seasons | Summer | Summer | Summer | Summer | Summer | Summer | Summer
IL Fac. Spec. - NOX Rate Summer v3.1, Unit 4311 and retrofits | 649 | 1797 | Rate Constraint in lbs/MMBtu | FALSE | L | Annual | Standard | lb/MMBtu | 0.25 | 0.25 | 0.25 | 0.25 | 0.25 | 0.25 | 0.25
IL Fac. Spec. - NOX Rate Summer v3.1, Unit 4311 and retrofits | 649 | 1797 | Rate Constraint in lbs/MMBtu | FALSE | L | Annual | Emissions at Affected Plants NOX | Thousand Tons | 0 | 0 | 0 | 0 | 0 | 0 | 0
IL Fac. Spec. - NOX Rate Summer v3.1, Unit 4311 and retrofits | 649 | 1797 | Rate Constraint in lbs/MMBtu | FALSE | L | Annual | Allowances Purchased NOX | Thousand Tons | 0 | 0 | 0 | 0 | 0 | 0 | 0
IL Fac. Spec. - NOX Rate Summer v3.1, Unit 4311 and retrofits | 649 | 1797 | Rate Constraint in lbs/MMBtu | FALSE | L | Annual | Allowances Sold NOX | Thousand Tons | 0 | 0 | 0 | 0 | 0 | 0 | 0
IL Fac. Spec. - NOX Rate Summer v3.1, Unit 4311 and retrofits | 649 | 1797 | Rate Constraint in lbs/MMBtu | FALSE | L | Annual | Allowances Banked | Thousand Tons | 0 | 0 | 0 | 0 | 0 | 0 | 0
IL Fac. Spec. - NOX Rate Summer v3.1, Unit 4311 and retrofits | 649 | 1797 | Rate Constraint in lbs/MMBtu | FALSE | L | Annual | Allowances Withdrawn (1:1) | Thousand Tons | 0 | 0 | 0 | 0 | 0 | 0 | 0
IL Fac. Spec. - NOX Rate Summer v3.1, Unit 4311 and retrofits | 649 | 1797 | Rate Constraint in lbs/MMBtu | FALSE | L | Annual | Allowances Withdrawn (n:1) | Thousand Tons | 0 | 0 | 0 | 0 | 0 | 0 | 0
IL Fac. Spec. - NOX Rate Summer v3.1, Unit 4311 and retrofits | 649 | 1797 | Rate Constraint in lbs/MMBtu | FALSE | L | Annual | Net Emissions Allowance Position | Thousand Tons | 0 | 0 | 0 | 0 | 0 | 0 | 0
IL Fac. Spec. - NOX Rate Summer v3.1, Unit 4311 and retrofits | 649 | 1797 | Rate Constraint in lbs/MMBtu | FALSE | L | Annual | Fuel Consumed | TBtu | 0 | 0 | 0 | 0 | 0 | 0 | 0
IL Fac. Spec. - NOX Rate Summer v3.1, Unit 4311 and retrofits | 649 | 1797 | Rate Constraint in lbs/MMBtu | FALSE | L | Annual | Rate | lb/MMBtu | 0 | 0 | 0 | 0 | 0 | 0 | 0
IL Fac. Spec. - NOX Rate Summer v3.1, Unit 4311 and retrofits | 649 | 1797 | Rate Constraint in lbs/MMBtu | FALSE | L | Annual | Generation | TWh | 0 | 0 | 0 | 0 | 0 | 0 | 0
IL Fac. Spec. - NOX Rate Summer v3.1, Unit 4311 and retrofits | 649 | 1797 | Rate Constraint in lbs/MMBtu | FALSE | L | Annual | Qualifying Generation | TWh | 0 | 0 | 0 | 0 | 0 | 0 | 0
IL Fac. Spec. - NOX Rate Summer v3.1, Unit 4311 and retrofits | 649 | 1797 | Rate Constraint in lbs/MMBtu | FALSE | L | Annual | Rate | lb/MWh | 0 | 0 | 0 | 0 | 0 | 0 | 0
IL Fac. Spec. - NOX Rate Summer v3.1, Unit 4311 and retrofits | 649 | 1797 | Rate Constraint in lbs/MMBtu | FALSE | L | Annual | Constraint Shadow Price | US2011$/Ton | 0 | 0 | 0 | 0 | 0 | 0 | 0
IL Fac. Spec. - NOX Rate Summer v3.1, Unit 4312 and retrofits | 650 | 1797 | Rate Constraint in lbs/MMBtu | FALSE | L | Annual | Seasons Included | Seasons | Summer | Summer | Summer | Summer | Summer | Summer | Summer
IL Fac. Spec. - NOX Rate Summer v3.1, Unit 4312 and retrofits | 650 | 1797 | Rate Constraint in lbs/MMBtu | FALSE | L | Annual | Standard | lb/MMBtu | 0.25 | 0.25 | 0.25 | 0.25 | 0.25 | 0.25 | 0.25
IL Fac. Spec. - NOX Rate Summer v3.1, Unit 4312 and retrofits | 650 | 1797 | Rate Constraint in lbs/MMBtu | FALSE | L | Annual | Emissions at Affected Plants NOX | Thousand Tons | 0 | 0 | 0 | 0 | 0 | 0 | 0
IL Fac. Spec. - NOX Rate Summer v3.1, Unit 4312 and retrofits | 650 | 1797 | Rate Constraint in lbs/MMBtu | FALSE | L | Annual | Allowances Purchased NOX | Thousand Tons | 0 | 0 | 0 | 0 | 0 | 0 | 0
IL Fac. Spec. - NOX Rate Summer v3.1, Unit 4312 and retrofits | 650 | 1797 | Rate Constraint in lbs/MMBtu | FALSE | L | Annual | Allowances Sold NOX | Thousand Tons | 0 | 0 | 0 | 0 | 0 | 0 | 0
IL Fac. Spec. - NOX Rate Summer v3.1, Unit 4312 and retrofits | 650 | 1797 | Rate Constraint in lbs/MMBtu | FALSE | L | Annual | Allowances Banked | Thousand Tons | 0 | 0 | 0 | 0 | 0 | 0 | 0
IL Fac. Spec. - NOX Rate Summer v3.1, Unit 4312 and retrofits | 650 | 1797 | Rate Constraint in lbs/MMBtu | FALSE | L | Annual | Allowances Withdrawn (1:1) | Thousand Tons | 0 | 0 | 0 | 0 | 0 | 0 | 0
IL Fac. Spec. - NOX Rate Summer v3.1, Unit 4312 and retrofits | 650 | 1797 | Rate Constraint in lbs/MMBtu | FALSE | L | Annual | Allowances Withdrawn (n:1) | Thousand Tons | 0 | 0 | 0 | 0 | 0 | 0 | 0
IL Fac. Spec. - NOX Rate Summer v3.1, Unit 4312 and retrofits | 650 | 1797 | Rate Constraint in lbs/MMBtu | FALSE | L | Annual | Net Emissions Allowance Position | Thousand Tons | 0 | 0 | 0 | 0 | 0 | 0 | 0
IL Fac. Spec. - NOX Rate Summer v3.1, Unit 4312 and retrofits | 650 | 1797 | Rate Constraint in lbs/MMBtu | FALSE | L | Annual | Fuel Consumed | TBtu | 0 | 0 | 0 | 0 | 0 | 0 | 0
IL Fac. Spec. - NOX Rate Summer v3.1, Unit 4312 and retrofits | 650 | 1797 | Rate Constraint in lbs/MMBtu | FALSE | L | Annual | Rate | lb/MMBtu | 0 | 0 | 0 | 0 | 0 | 0 | 0
IL Fac. Spec. - NOX Rate Summer v3.1, Unit 4312 and retrofits | 650 | 1797 | Rate Constraint in lbs/MMBtu | FALSE | L | Annual | Generation | TWh | 0 | 0 | 0 | 0 | 0 | 0 | 0
IL Fac. Spec. - NOX Rate Summer v3.1, Unit 4312 and retrofits | 650 | 1797 | Rate Constraint in lbs/MMBtu | FALSE | L | Annual | Qualifying Generation | TWh | 0 | 0 | 0 | 0 | 0 | 0 | 0
IL Fac. Spec. - NOX Rate Summer v3.1, Unit 4312 and retrofits | 650 | 1797 | Rate Constraint in lbs/MMBtu | FALSE | L | Annual | Rate | lb/MWh | 0 | 0 | 0 | 0 | 0 | 0 | 0
IL Fac. Spec. - NOX Rate Summer v3.1, Unit 4312 and retrofits | 650 | 1797 | Rate Constraint in lbs/MMBtu | FALSE | L | Annual | Constraint Shadow Price | US2011$/Ton | 0 | 0 | 0 | 0 | 0 | 0 | 0
IL Fac. Spec. - NOX Rate Summer v3.1, Unit 4313 and retrofits | 651 | 1797 | Rate Constraint in lbs/MMBtu | FALSE | L | Annual | Seasons Included | Seasons | Summer | Summer | Summer | Summer | Summer | Summer | Summer
IL Fac. Spec. - NOX Rate Summer v3.1, Unit 4313 and retrofits | 651 | 1797 | Rate Constraint in lbs/MMBtu | FALSE | L | Annual | Standard | lb/MMBtu | 0.25 | 0.25 | 0.25 | 0.25 | 0.25 | 0.25 | 0.25
IL Fac. Spec. - NOX Rate Summer v3.1, Unit 4313 and retrofits | 651 | 1797 | Rate Constraint in lbs/MMBtu | FALSE | L | Annual | Emissions at Affected Plants NOX | Thousand Tons | 0 | 0 | 0 | 0 | 0 | 0 | 0
IL Fac. Spec. - NOX Rate Summer v3.1, Unit 4313 and retrofits | 651 | 1797 | Rate Constraint in lbs/MMBtu | FALSE | L | Annual | Allowances Purchased NOX | Thousand Tons | 0 | 0 | 0 | 0 | 0 | 0 | 0
IL Fac. Spec. - NOX Rate Summer v3.1, Unit 4313 and retrofits | 651 | 1797 | Rate Constraint in lbs/MMBtu | FALSE | L | Annual | Allowances Sold NOX | Thousand Tons | 0 | 0 | 0 | 0 | 0 | 0 | 0
IL Fac. Spec. - NOX Rate Summer v3.1, Unit 4313 and retrofits | 651 | 1797 | Rate Constraint in lbs/MMBtu | FALSE | L | Annual | Allowances Banked | Thousand Tons | 0 | 0 | 0 | 0 | 0 | 0 | 0
IL Fac. Spec. - NOX Rate Summer v3.1, Unit 4313 and retrofits | 651 | 1797 | Rate Constraint in lbs/MMBtu | FALSE | L | Annual | Allowances Withdrawn (1:1) | Thousand Tons | 0 | 0 | 0 | 0 | 0 | 0 | 0
IL Fac. Spec. - NOX Rate Summer v3.1, Unit 4313 and retrofits | 651 | 1797 | Rate Constraint in lbs/MMBtu | FALSE | L | Annual | Allowances Withdrawn (n:1) | Thousand Tons | 0 | 0 | 0 | 0 | 0 | 0 | 0
IL Fac. Spec. - NOX Rate Summer v3.1, Unit 4313 and retrofits | 651 | 1797 | Rate Constraint in lbs/MMBtu | FALSE | L | Annual | Net Emissions Allowance Position | Thousand Tons | 0 | 0 | 0 | 0 | 0 | 0 | 0
IL Fac. Spec. - NOX Rate Summer v3.1, Unit 4313 and retrofits | 651 | 1797 | Rate Constraint in lbs/MMBtu | FALSE | L | Annual | Fuel Consumed | TBtu | 0 | 0 | 0 | 0 | 0 | 0 | 0
IL Fac. Spec. - NOX Rate Summer v3.1, Unit 4313 and retrofits | 651 | 1797 | Rate Constraint in lbs/MMBtu | FALSE | L | Annual | Rate | lb/MMBtu | 0 | 0 | 0 | 0 | 0 | 0 | 0
IL Fac. Spec. - NOX Rate Summer v3.1, Unit 4313 and retrofits | 651 | 1797 | Rate Constraint in lbs/MMBtu | FALSE | L | Annual | Generation | TWh | 0 | 0 | 0 | 0 | 0 | 0 | 0
IL Fac. Spec. - NOX Rate Summer v3.1, Unit 4313 and retrofits | 651 | 1797 | Rate Constraint in lbs/MMBtu | FALSE | L | Annual | Qualifying Generation | TWh | 0 | 0 | 0 | 0 | 0 | 0 | 0
IL Fac. Spec. - NOX Rate Summer v3.1, Unit 4313 and retrofits | 651 | 1797 | Rate Constraint in lbs/MMBtu | FALSE | L | Annual | Rate | lb/MWh | 0 | 0 | 0 | 0 | 0 | 0 | 0
IL Fac. Spec. - NOX Rate Summer v3.1, Unit 4313 and retrofits | 651 | 1797 | Rate Constraint in lbs/MMBtu | FALSE | L | Annual | Constraint Shadow Price | US2011$/Ton | 0 | 0 | 0 | 0 | 0 | 0 | 0
IL Fac. Spec. - NOX Rate Summer v3.1, Unit 4314 and retrofits | 652 | 1797 | Rate Constraint in lbs/MMBtu | FALSE | L | Annual | Seasons Included | Seasons | Summer | Summer | Summer | Summer | Summer | Summer | Summer
IL Fac. Spec. - NOX Rate Summer v3.1, Unit 4314 and retrofits | 652 | 1797 | Rate Constraint in lbs/MMBtu | FALSE | L | Annual | Standard | lb/MMBtu | 0.25 | 0.25 | 0.25 | 0.25 | 0.25 | 0.25 | 0.25
IL Fac. Spec. - NOX Rate Summer v3.1, Unit 4314 and retrofits | 652 | 1797 | Rate Constraint in lbs/MMBtu | FALSE | L | Annual | Emissions at Affected Plants NOX | Thousand Tons | 0 | 0 | 0 | 0 | 0 | 0 | 0
IL Fac. Spec. - NOX Rate Summer v3.1, Unit 4314 and retrofits | 652 | 1797 | Rate Constraint in lbs/MMBtu | FALSE | L | Annual | Allowances Purchased NOX | Thousand Tons | 0 | 0 | 0 | 0 | 0 | 0 | 0
IL Fac. Spec. - NOX Rate Summer v3.1, Unit 4314 and retrofits | 652 | 1797 | Rate Constraint in lbs/MMBtu | FALSE | L | Annual | Allowances Sold NOX | Thousand Tons | 0 | 0 | 0 | 0 | 0 | 0 | 0
IL Fac. Spec. - NOX Rate Summer v3.1, Unit 4314 and retrofits | 652 | 1797 | Rate Constraint in lbs/MMBtu | FALSE | L | Annual | Allowances Banked | Thousand Tons | 0 | 0 | 0 | 0 | 0 | 0 | 0
IL Fac. Spec. - NOX Rate Summer v3.1, Unit 4314 and retrofits | 652 | 1797 | Rate Constraint in lbs/MMBtu | FALSE | L | Annual | Allowances Withdrawn (1:1) | Thousand Tons | 0 | 0 | 0 | 0 | 0 | 0 | 0
IL Fac. Spec. - NOX Rate Summer v3.1, Unit 4314 and retrofits | 652 | 1797 | Rate Constraint in lbs/MMBtu | FALSE | L | Annual | Allowances Withdrawn (n:1) | Thousand Tons | 0 | 0 | 0 | 0 | 0 | 0 | 0
IL Fac. Spec. - NOX Rate Summer v3.1, Unit 4314 and retrofits | 652 | 1797 | Rate Constraint in lbs/MMBtu | FALSE | L | Annual | Net Emissions Allowance Position | Thousand Tons | 0 | 0 | 0 | 0 | 0 | 0 | 0
IL Fac. Spec. - NOX Rate Summer v3.1, Unit 4314 and retrofits | 652 | 1797 | Rate Constraint in lbs/MMBtu | FALSE | L | Annual | Fuel Consumed | TBtu | 0 | 0 | 0 | 0 | 0 | 0 | 0
IL Fac. Spec. - NOX Rate Summer v3.1, Unit 4314 and retrofits | 652 | 1797 | Rate Constraint in lbs/MMBtu | FALSE | L | Annual | Rate | lb/MMBtu | 0 | 0 | 0 | 0 | 0 | 0 | 0
IL Fac. Spec. - NOX Rate Summer v3.1, Unit 4314 and retrofits | 652 | 1797 | Rate Constraint in lbs/MMBtu | FALSE | L | Annual | Generation | TWh | 0 | 0 | 0 | 0 | 0 | 0 | 0
IL Fac. Spec. - NOX Rate Summer v3.1, Unit 4314 and retrofits | 652 | 1797 | Rate Constraint in lbs/MMBtu | FALSE | L | Annual | Qualifying Generation | TWh | 0 | 0 | 0 | 0 | 0 | 0 | 0
IL Fac. Spec. - NOX Rate Summer v3.1, Unit 4314 and retrofits | 652 | 1797 | Rate Constraint in lbs/MMBtu | FALSE | L | Annual | Rate | lb/MWh | 0 | 0 | 0 | 0 | 0 | 0 | 0
IL Fac. Spec. - NOX Rate Summer v3.1, Unit 4314 and retrofits | 652 | 1797 | Rate Constraint in lbs/MMBtu | FALSE | L | Annual | Constraint Shadow Price | US2011$/Ton | 0 | 0 | 0 | 0 | 0 | 0 | 0
IL Fac. Spec. - NOX Rate Summer v3.1, Unit 4315 and retrofits | 653 | 1797 | Rate Constraint in lbs/MMBtu | FALSE | L | Annual | Seasons Included | Seasons | Summer | Summer | Summer | Summer | Summer | Summer | Summer
IL Fac. Spec. - NOX Rate Summer v3.1, Unit 4315 and retrofits | 653 | 1797 | Rate Constraint in lbs/MMBtu | FALSE | L | Annual | Standard | lb/MMBtu | 0.25 | 0.25 | 0.25 | 0.25 | 0.25 | 0.25 | 0.25
IL Fac. Spec. - NOX Rate Summer v3.1, Unit 4315 and retrofits | 653 | 1797 | Rate Constraint in lbs/MMBtu | FALSE | L | Annual | Emissions at Affected Plants NOX | Thousand Tons | 0 | 0 | 0 | 0 | 0 | 0 | 0
IL Fac. Spec. - NOX Rate Summer v3.1, Unit 4315 and retrofits | 653 | 1797 | Rate Constraint in lbs/MMBtu | FALSE | L | Annual | Allowances Purchased NOX | Thousand Tons | 0 | 0 | 0 | 0 | 0 | 0 | 0
IL Fac. Spec. - NOX Rate Summer v3.1, Unit 4315 and retrofits | 653 | 1797 | Rate Constraint in lbs/MMBtu | FALSE | L | Annual | Allowances Sold NOX | Thousand Tons | 0 | 0 | 0 | 0 | 0 | 0 | 0
IL Fac. Spec. - NOX Rate Summer v3.1, Unit 4315 and retrofits | 653 | 1797 | Rate Constraint in lbs/MMBtu | FALSE | L | Annual | Allowances Banked | Thousand Tons | 0 | 0 | 0 | 0 | 0 | 0 | 0
IL Fac. Spec. - NOX Rate Summer v3.1, Unit 4315 and retrofits | 653 | 1797 | Rate Constraint in lbs/MMBtu | FALSE | L | Annual | Allowances Withdrawn (1:1) | Thousand Tons | 0 | 0 | 0 | 0 | 0 | 0 | 0
IL Fac. Spec. - NOX Rate Summer v3.1, Unit 4315 and retrofits | 653 | 1797 | Rate Constraint in lbs/MMBtu | FALSE | L | Annual | Allowances Withdrawn (n:1) | Thousand Tons | 0 | 0 | 0 | 0 | 0 | 0 | 0
IL Fac. Spec. - NOX Rate Summer v3.1, Unit 4315 and retrofits | 653 | 1797 | Rate Constraint in lbs/MMBtu | FALSE | L | Annual | Net Emissions Allowance Position | Thousand Tons | 0 | 0 | 0 | 0 | 0 | 0 | 0
IL Fac. Spec. - NOX Rate Summer v3.1, Unit 4315 and retrofits | 653 | 1797 | Rate Constraint in lbs/MMBtu | FALSE | L | Annual | Fuel Consumed | TBtu | 0 | 0 | 0 | 0 | 0 | 0 | 0
IL Fac. Spec. - NOX Rate Summer v3.1, Unit 4315 and retrofits | 653 | 1797 | Rate Constraint in lbs/MMBtu | FALSE | L | Annual | Rate | lb/MMBtu | 0 | 0 | 0 | 0 | 0 | 0 | 0
IL Fac. Spec. - NOX Rate Summer v3.1, Unit 4315 and retrofits | 653 | 1797 | Rate Constraint in lbs/MMBtu | FALSE | L | Annual | Generation | TWh | 0 | 0 | 0 | 0 | 0 | 0 | 0
IL Fac. Spec. - NOX Rate Summer v3.1, Unit 4315 and retrofits | 653 | 1797 | Rate Constraint in lbs/MMBtu | FALSE | L | Annual | Qualifying Generation | TWh | 0 | 0 | 0 | 0 | 0 | 0 | 0
IL Fac. Spec. - NOX Rate Summer v3.1, Unit 4315 and retrofits | 653 | 1797 | Rate Constraint in lbs/MMBtu | FALSE | L | Annual | Rate | lb/MWh | 0 | 0 | 0 | 0 | 0 | 0 | 0
IL Fac. Spec. - NOX Rate Summer v3.1, Unit 4315 and retrofits | 653 | 1797 | Rate Constraint in lbs/MMBtu | FALSE | L | Annual | Constraint Shadow Price | US2011$/Ton | 0 | 0 | 0 | 0 | 0 | 0 | 0
IL Fac. Spec. - NOX Rate Summer v3.1, Unit 4316 and retrofits | 654 | 1797 | Rate Constraint in lbs/MMBtu | FALSE | L | Annual | Seasons Included | Seasons | Summer | Summer | Summer | Summer | Summer | Summer | Summer
IL Fac. Spec. - NOX Rate Summer v3.1, Unit 4316 and retrofits | 654 | 1797 | Rate Constraint in lbs/MMBtu | FALSE | L | Annual | Standard | lb/MMBtu | 0.25 | 0.25 | 0.25 | 0.25 | 0.25 | 0.25 | 0.25
IL Fac. Spec. - NOX Rate Summer v3.1, Unit 4316 and retrofits | 654 | 1797 | Rate Constraint in lbs/MMBtu | FALSE | L | Annual | Emissions at Affected Plants NOX | Thousand Tons | 0 | 0 | 0 | 0 | 0 | 0 | 0
IL Fac. Spec. - NOX Rate Summer v3.1, Unit 4316 and retrofits | 654 | 1797 | Rate Constraint in lbs/MMBtu | FALSE | L | Annual | Allowances Purchased NOX | Thousand Tons | 0 | 0 | 0 | 0 | 0 | 0 | 0
IL Fac. Spec. - NOX Rate Summer v3.1, Unit 4316 and retrofits | 654 | 1797 | Rate Constraint in lbs/MMBtu | FALSE | L | Annual | Allowances Sold NOX | Thousand Tons | 0 | 0 | 0 | 0 | 0 | 0 | 0
IL Fac. Spec. - NOX Rate Summer v3.1, Unit 4316 and retrofits | 654 | 1797 | Rate Constraint in lbs/MMBtu | FALSE | L | Annual | Allowances Banked | Thousand Tons | 0 | 0 | 0 | 0 | 0 | 0 | 0
IL Fac. Spec. - NOX Rate Summer v3.1, Unit 4316 and retrofits | 654 | 1797 | Rate Constraint in lbs/MMBtu | FALSE | L | Annual | Allowances Withdrawn (1:1) | Thousand Tons | 0 | 0 | 0 | 0 | 0 | 0 | 0
IL Fac. Spec. - NOX Rate Summer v3.1, Unit 4316 and retrofits | 654 | 1797 | Rate Constraint in lbs/MMBtu | FALSE | L | Annual | Allowances Withdrawn (n:1) | Thousand Tons | 0 | 0 | 0 | 0 | 0 | 0 | 0
IL Fac. Spec. - NOX Rate Summer v3.1, Unit 4316 and retrofits | 654 | 1797 | Rate Constraint in lbs/MMBtu | FALSE | L | Annual | Net Emissions Allowance Position | Thousand Tons | 0 | 0 | 0 | 0 | 0 | 0 | 0
IL Fac. Spec. - NOX Rate Summer v3.1, Unit 4316 and retrofits | 654 | 1797 | Rate Constraint in lbs/MMBtu | FALSE | L | Annual | Fuel Consumed | TBtu | 0 | 0 | 0 | 0 | 0 | 0 | 0
IL Fac. Spec. - NOX Rate Summer v3.1, Unit 4316 and retrofits | 654 | 1797 | Rate Constraint in lbs/MMBtu | FALSE | L | Annual | Rate | lb/MMBtu | 0 | 0 | 0 | 0 | 0 | 0 | 0
IL Fac. Spec. - NOX Rate Summer v3.1, Unit 4316 and retrofits | 654 | 1797 | Rate Constraint in lbs/MMBtu | FALSE | L | Annual | Generation | TWh | 0 | 0 | 0 | 0 | 0 | 0 | 0
IL Fac. Spec. - NOX Rate Summer v3.1, Unit 4316 and retrofits | 654 | 1797 | Rate Constraint in lbs/MMBtu | FALSE | L | Annual | Qualifying Generation | TWh | 0 | 0 | 0 | 0 | 0 | 0 | 0
IL Fac. Spec. - NOX Rate Summer v3.1, Unit 4316 and retrofits | 654 | 1797 | Rate Constraint in lbs/MMBtu | FALSE | L | Annual | Rate | lb/MWh | 0 | 0 | 0 | 0 | 0 | 0 | 0
IL Fac. Spec. - NOX Rate Summer v3.1, Unit 4316 and retrofits | 654 | 1797 | Rate Constraint in lbs/MMBtu | FALSE | L | Annual | Constraint Shadow Price | US2011$/Ton | 0 | 0 | 0 | 0 | 0 | 0 | 0
IL Fac. Spec. - NOX Rate Summer v3.1, Unit 4320 and retrofits | 655 | 1797 | Rate Constraint in lbs/MMBtu | FALSE | L | Annual | Seasons Included | Seasons | Summer | Summer | Summer | Summer | Summer | Summer | Summer
IL Fac. Spec. - NOX Rate Summer v3.1, Unit 4320 and retrofits | 655 | 1797 | Rate Constraint in lbs/MMBtu | FALSE | L | Annual | Standard | lb/MMBtu | 0.25 | 0.25 | 0.25 | 0.25 | 0.25 | 0.25 | 0.25
IL Fac. Spec. - NOX Rate Summer v3.1, Unit 4320 and retrofits | 655 | 1797 | Rate Constraint in lbs/MMBtu | FALSE | L | Annual | Emissions at Affected Plants NOX | Thousand Tons | 0 | 0 | 0 | 0 | 0 | 0 | 0
IL Fac. Spec. - NOX Rate Summer v3.1, Unit 4320 and retrofits | 655 | 1797 | Rate Constraint in lbs/MMBtu | FALSE | L | Annual | Allowances Purchased NOX | Thousand Tons | 0 | 0 | 0 | 0 | 0 | 0 | 0
IL Fac. Spec. - NOX Rate Summer v3.1, Unit 4320 and retrofits | 655 | 1797 | Rate Constraint in lbs/MMBtu | FALSE | L | Annual | Allowances Sold NOX | Thousand Tons | 0 | 0 | 0 | 0 | 0 | 0 | 0
IL Fac. Spec. - NOX Rate Summer v3.1, Unit 4320 and retrofits | 655 | 1797 | Rate Constraint in lbs/MMBtu | FALSE | L | Annual | Allowances Banked | Thousand Tons | 0 | 0 | 0 | 0 | 0 | 0 | 0
IL Fac. Spec. - NOX Rate Summer v3.1, Unit 4320 and retrofits | 655 | 1797 | Rate Constraint in lbs/MMBtu | FALSE | L | Annual | Allowances Withdrawn (1:1) | Thousand Tons | 0 | 0 | 0 | 0 | 0 | 0 | 0
IL Fac. Spec. - NOX Rate Summer v3.1, Unit 4320 and retrofits | 655 | 1797 | Rate Constraint in lbs/MMBtu | FALSE | L | Annual | Allowances Withdrawn (n:1) | Thousand Tons | 0 | 0 | 0 | 0 | 0 | 0 | 0
IL Fac. Spec. - NOX Rate Summer v3.1, Unit 4320 and retrofits | 655 | 1797 | Rate Constraint in lbs/MMBtu | FALSE | L | Annual | Net Emissions Allowance Position | Thousand Tons | 0 | 0 | 0 | 0 | 0 | 0 | 0
IL Fac. Spec. - NOX Rate Summer v3.1, Unit 4320 and retrofits | 655 | 1797 | Rate Constraint in lbs/MMBtu | FALSE | L | Annual | Fuel Consumed | TBtu | 0 | 0 | 0 | 0 | 0 | 0 | 0
IL Fac. Spec. - NOX Rate Summer v3.1, Unit 4320 and retrofits | 655 | 1797 | Rate Constraint in lbs/MMBtu | FALSE | L | Annual | Rate | lb/MMBtu | 0 | 0 | 0 | 0 | 0 | 0 | 0
IL Fac. Spec. - NOX Rate Summer v3.1, Unit 4320 and retrofits | 655 | 1797 | Rate Constraint in lbs/MMBtu | FALSE | L | Annual | Generation | TWh | 0 | 0 | 0 | 0 | 0 | 0 | 0
IL Fac. Spec. - NOX Rate Summer v3.1, Unit 4320 and retrofits | 655 | 1797 | Rate Constraint in lbs/MMBtu | FALSE | L | Annual | Qualifying Generation | TWh | 0 | 0 | 0 | 0 | 0 | 0 | 0
IL Fac. Spec. - NOX Rate Summer v3.1, Unit 4320 and retrofits | 655 | 1797 | Rate Constraint in lbs/MMBtu | FALSE | L | Annual | Rate | lb/MWh | 0 | 0 | 0 | 0 | 0 | 0 | 0
IL Fac. Spec. - NOX Rate Summer v3.1, Unit 4320 and retrofits | 655 | 1797 | Rate Constraint in lbs/MMBtu | FALSE | L | Annual | Constraint Shadow Price | US2011$/Ton | 0 | 0 | 0 | 0 | 0 | 0 | 0
IL Fac. Spec. - NOX Rate Summer v3.1, Unit 4321 and retrofits | 656 | 1797 | Rate Constraint in lbs/MMBtu | FALSE | L | Annual | Seasons Included | Seasons | Summer | Summer | Summer | Summer | Summer | Summer | Summer
IL Fac. Spec. - NOX Rate Summer v3.1, Unit 4321 and retrofits | 656 | 1797 | Rate Constraint in lbs/MMBtu | FALSE | L | Annual | Standard | lb/MMBtu | 0.25 | 0.25 | 0.25 | 0.25 | 0.25 | 0.25 | 0.25
IL Fac. Spec. - NOX Rate Summer v3.1, Unit 4321 and retrofits | 656 | 1797 | Rate Constraint in lbs/MMBtu | FALSE | L | Annual | Emissions at Affected Plants NOX | Thousand Tons | 0 | 0 | 0 | 0 | 0 | 0 | 0
IL Fac. Spec. - NOX Rate Summer v3.1, Unit 4321 and retrofits | 656 | 1797 | Rate Constraint in lbs/MMBtu | FALSE | L | Annual | Allowances Purchased NOX | Thousand Tons | 0 | 0 | 0 | 0 | 0 | 0 | 0
IL Fac. Spec. - NOX Rate Summer v3.1, Unit 4321 and retrofits | 656 | 1797 | Rate Constraint in lbs/MMBtu | FALSE | L | Annual | Allowances Sold NOX | Thousand Tons | 0 | 0 | 0 | 0 | 0 | 0 | 0
IL Fac. Spec. - NOX Rate Summer v3.1, Unit 4321 and retrofits | 656 | 1797 | Rate Constraint in lbs/MMBtu | FALSE | L | Annual | Allowances Banked | Thousand Tons | 0 | 0 | 0 | 0 | 0 | 0 | 0
IL Fac. Spec. - NOX Rate Summer v3.1, Unit 4321 and retrofits | 656 | 1797 | Rate Constraint in lbs/MMBtu | FALSE | L | Annual | Allowances Withdrawn (1:1) | Thousand Tons | 0 | 0 | 0 | 0 | 0 | 0 | 0
IL Fac. Spec. - NOX Rate Summer v3.1, Unit 4321 and retrofits | 656 | 1797 | Rate Constraint in lbs/MMBtu | FALSE | L | Annual | Allowances Withdrawn (n:1) | Thousand Tons | 0 | 0 | 0 | 0 | 0 | 0 | 0
IL Fac. Spec. - NOX Rate Summer v3.1, Unit 4321 and retrofits | 656 | 1797 | Rate Constraint in lbs/MMBtu | FALSE | L | Annual | Net Emissions Allowance Position | Thousand Tons | 0 | 0 | 0 | 0 | 0 | 0 | 0
IL Fac. Spec. - NOX Rate Summer v3.1, Unit 4321 and retrofits | 656 | 1797 | Rate Constraint in lbs/MMBtu | FALSE | L | Annual | Fuel Consumed | TBtu | 0 | 0 | 0 | 0 | 0 | 0 | 0
IL Fac. Spec. - NOX Rate Summer v3.1, Unit 4321 and retrofits | 656 | 1797 | Rate Constraint in lbs/MMBtu | FALSE | L | Annual | Rate | lb/MMBtu | 0 | 0 | 0 | 0 | 0 | 0 | 0
IL Fac. Spec. - NOX Rate Summer v3.1, Unit 4321 and retrofits | 656 | 1797 | Rate Constraint in lbs/MMBtu | FALSE | L | Annual | Generation | TWh | 0 | 0 | 0 | 0 | 0 | 0 | 0
IL Fac. Spec. - NOX Rate Summer v3.1, Unit 4321 and retrofits | 656 | 1797 | Rate Constraint in lbs/MMBtu | FALSE | L | Annual | Qualifying Generation | TWh | 0 | 0 | 0 | 0 | 0 | 0 | 0
IL Fac. Spec. - NOX Rate Summer v3.1, Unit 4321 and retrofits | 656 | 1797 | Rate Constraint in lbs/MMBtu | FALSE | L | Annual | Rate | lb/MWh | 0 | 0 | 0 | 0 | 0 | 0 | 0
IL Fac. Spec. - NOX Rate Summer v3.1, Unit 4321 and retrofits | 656 | 1797 | Rate Constraint in lbs/MMBtu | FALSE | L | Annual | Constraint Shadow Price | US2011$/Ton | 0 | 0 | 0 | 0 | 0 | 0 | 0
IL Fac. Spec. - NOX Rate Summer v3.1, Unit 4322 and retrofits | 657 | 1797 | Rate Constraint in lbs/MMBtu | FALSE | L | Annual | Seasons Included | Seasons | Summer | Summer | Summer | Summer | Summer | Summer | Summer
IL Fac. Spec. - NOX Rate Summer v3.1, Unit 4322 and retrofits | 657 | 1797 | Rate Constraint in lbs/MMBtu | FALSE | L | Annual | Standard | lb/MMBtu | 0.25 | 0.25 | 0.25 | 0.25 | 0.25 | 0.25 | 0.25
IL Fac. Spec. - NOX Rate Summer v3.1, Unit 4322 and retrofits | 657 | 1797 | Rate Constraint in lbs/MMBtu | FALSE | L | Annual | Emissions at Affected Plants NOX | Thousand Tons | 0 | 0 | 0 | 0 | 0 | 0 | 0
IL Fac. Spec. - NOX Rate Summer v3.1, Unit 4322 and retrofits | 657 | 1797 | Rate Constraint in lbs/MMBtu | FALSE | L | Annual | Allowances Purchased NOX | Thousand Tons | 0 | 0 | 0 | 0 | 0 | 0 | 0
IL Fac. Spec. - NOX Rate Summer v3.1, Unit 4322 and retrofits | 657 | 1797 | Rate Constraint in lbs/MMBtu | FALSE | L | Annual | Allowances Sold NOX | Thousand Tons | 0 | 0 | 0 | 0 | 0 | 0 | 0
IL Fac. Spec. - NOX Rate Summer v3.1, Unit 4322 and retrofits | 657 | 1797 | Rate Constraint in lbs/MMBtu | FALSE | L | Annual | Allowances Banked | Thousand Tons | 0 | 0 | 0 | 0 | 0 | 0 | 0
IL Fac. Spec. - NOX Rate Summer v3.1, Unit 4322 and retrofits | 657 | 1797 | Rate Constraint in lbs/MMBtu | FALSE | L | Annual | Allowances Withdrawn (1:1) | Thousand Tons | 0 | 0 | 0 | 0 | 0 | 0 | 0
IL Fac. Spec. - NOX Rate Summer v3.1, Unit 4322 and retrofits | 657 | 1797 | Rate Constraint in lbs/MMBtu | FALSE | L | Annual | Allowances Withdrawn (n:1) | Thousand Tons | 0 | 0 | 0 | 0 | 0 | 0 | 0
IL Fac. Spec. - NOX Rate Summer v3.1, Unit 4322 and retrofits | 657 | 1797 | Rate Constraint in lbs/MMBtu | FALSE | L | Annual | Net Emissions Allowance Position | Thousand Tons | 0 | 0 | 0 | 0 | 0 | 0 | 0
IL Fac. Spec. - NOX Rate Summer v3.1, Unit 4322 and retrofits | 657 | 1797 | Rate Constraint in lbs/MMBtu | FALSE | L | Annual | Fuel Consumed | TBtu | 0 | 0 | 0 | 0 | 0 | 0 | 0
IL Fac. Spec. - NOX Rate Summer v3.1, Unit 4322 and retrofits | 657 | 1797 | Rate Constraint in lbs/MMBtu | FALSE | L | Annual | Rate | lb/MMBtu | 0 | 0 | 0 | 0 | 0 | 0 | 0
IL Fac. Spec. - NOX Rate Summer v3.1, Unit 4322 and retrofits | 657 | 1797 | Rate Constraint in lbs/MMBtu | FALSE | L | Annual | Generation | TWh | 0 | 0 | 0 | 0 | 0 | 0 | 0
IL Fac. Spec. - NOX Rate Summer v3.1, Unit 4322 and retrofits | 657 | 1797 | Rate Constraint in lbs/MMBtu | FALSE | L | Annual | Qualifying Generation | TWh | 0 | 0 | 0 | 0 | 0 | 0 | 0
IL Fac. Spec. - NOX Rate Summer v3.1, Unit 4322 and retrofits | 657 | 1797 | Rate Constraint in lbs/MMBtu | FALSE | L | Annual | Rate | lb/MWh | 0 | 0 | 0 | 0 | 0 | 0 | 0
IL Fac. Spec. - NOX Rate Summer v3.1, Unit 4322 and retrofits | 657 | 1797 | Rate Constraint in lbs/MMBtu | FALSE | L | Annual | Constraint Shadow Price | US2011$/Ton | 0 | 0 | 0 | 0 | 0 | 0 | 0
IL Fac. Spec. - NOX Rate Summer v3.1, Unit 4323 and retrofits | 658 | 1797 | Rate Constraint in lbs/MMBtu | FALSE | L | Annual | Seasons Included | Seasons | Summer | Summer | Summer | Summer | Summer | Summer | Summer
IL Fac. Spec. - NOX Rate Summer v3.1, Unit 4323 and retrofits | 658 | 1797 | Rate Constraint in lbs/MMBtu | FALSE | L | Annual | Standard | lb/MMBtu | 0.25 | 0.25 | 0.25 | 0.25 | 0.25 | 0.25 | 0.25
IL Fac. Spec. - NOX Rate Summer v3.1, Unit 4323 and retrofits | 658 | 1797 | Rate Constraint in lbs/MMBtu | FALSE | L | Annual | Emissions at Affected Plants NOX | Thousand Tons | 0 | 0 | 0 | 0 | 0 | 0 | 0
IL Fac. Spec. - NOX Rate Summer v3.1, Unit 4323 and retrofits | 658 | 1797 | Rate Constraint in lbs/MMBtu | FALSE | L | Annual | Allowances Purchased NOX | Thousand Tons | 0 | 0 | 0 | 0 | 0 | 0 | 0
IL Fac. Spec. - NOX Rate Summer v3.1, Unit 4323 and retrofits | 658 | 1797 | Rate Constraint in lbs/MMBtu | FALSE | L | Annual | Allowances Sold NOX | Thousand Tons | 0 | 0 | 0 | 0 | 0 | 0 | 0
IL Fac. Spec. - NOX Rate Summer v3.1, Unit 4323 and retrofits | 658 | 1797 | Rate Constraint in lbs/MMBtu | FALSE | L | Annual | Allowances Banked | Thousand Tons | 0 | 0 | 0 | 0 | 0 | 0 | 0
IL Fac. Spec. - NOX Rate Summer v3.1, Unit 4323 and retrofits | 658 | 1797 | Rate Constraint in lbs/MMBtu | FALSE | L | Annual | Allowances Withdrawn (1:1) | Thousand Tons | 0 | 0 | 0 | 0 | 0 | 0 | 0
IL Fac. Spec. - NOX Rate Summer v3.1, Unit 4323 and retrofits | 658 | 1797 | Rate Constraint in lbs/MMBtu | FALSE | L | Annual | Allowances Withdrawn (n:1) | Thousand Tons | 0 | 0 | 0 | 0 | 0 | 0 | 0
IL Fac. Spec. - NOX Rate Summer v3.1, Unit 4323 and retrofits | 658 | 1797 | Rate Constraint in lbs/MMBtu | FALSE | L | Annual | Net Emissions Allowance Position | Thousand Tons | 0 | 0 | 0 | 0 | 0 | 0 | 0
IL Fac. Spec. - NOX Rate Summer v3.1, Unit 4323 and retrofits | 658 | 1797 | Rate Constraint in lbs/MMBtu | FALSE | L | Annual | Fuel Consumed | TBtu | 0 | 0 | 0 | 0 | 0 | 0 | 0
IL Fac. Spec. - NOX Rate Summer v3.1, Unit 4323 and retrofits | 658 | 1797 | Rate Constraint in lbs/MMBtu | FALSE | L | Annual | Rate | lb/MMBtu | 0 | 0 | 0 | 0 | 0 | 0 | 0
IL Fac. Spec. - NOX Rate Summer v3.1, Unit 4323 and retrofits | 658 | 1797 | Rate Constraint in lbs/MMBtu | FALSE | L | Annual | Generation | TWh | 0 | 0 | 0 | 0 | 0 | 0 | 0
IL Fac. Spec. - NOX Rate Summer v3.1, Unit 4323 and retrofits | 658 | 1797 | Rate Constraint in lbs/MMBtu | FALSE | L | Annual | Qualifying Generation | TWh | 0 | 0 | 0 | 0 | 0 | 0 | 0
IL Fac. Spec. - NOX Rate Summer v3.1, Unit 4323 and retrofits | 658 | 1797 | Rate Constraint in lbs/MMBtu | FALSE | L | Annual | Rate | lb/MWh | 0 | 0 | 0 | 0 | 0 | 0 | 0
IL Fac. Spec. - NOX Rate Summer v3.1, Unit 4323 and retrofits | 658 | 1797 | Rate Constraint in lbs/MMBtu | FALSE | L | Annual | Constraint Shadow Price | US2011$/Ton | 0 | 0 | 0 | 0 | 0 | 0 | 0
IL Fac. Spec. - NOX Rate Summer v3.1, Unit 4324 and retrofits | 659 | 1797 | Rate Constraint in lbs/MMBtu | FALSE | L | Annual | Seasons Included | Seasons | Summer | Summer | Summer | Summer | Summer | Summer | Summer
IL Fac. Spec. - NOX Rate Summer v3.1, Unit 4324 and retrofits | 659 | 1797 | Rate Constraint in lbs/MMBtu | FALSE | L | Annual | Standard | lb/MMBtu | 0.25 | 0.25 | 0.25 | 0.25 | 0.25 | 0.25 | 0.25
IL Fac. Spec. - NOX Rate Summer v3.1, Unit 4324 and retrofits | 659 | 1797 | Rate Constraint in lbs/MMBtu | FALSE | L | Annual | Emissions at Affected Plants NOX | Thousand Tons | 0 | 0 | 0 | 0 | 0 | 0 | 0
IL Fac. Spec. - NOX Rate Summer v3.1, Unit 4324 and retrofits | 659 | 1797 | Rate Constraint in lbs/MMBtu | FALSE | L | Annual | Allowances Purchased NOX | Thousand Tons | 0 | 0 | 0 | 0 | 0 | 0 | 0
IL Fac. Spec. - NOX Rate Summer v3.1, Unit 4324 and retrofits | 659 | 1797 | Rate Constraint in lbs/MMBtu | FALSE | L | Annual | Allowances Sold NOX | Thousand Tons | 0 | 0 | 0 | 0 | 0 | 0 | 0
IL Fac. Spec. - NOX Rate Summer v3.1, Unit 4324 and retrofits | 659 | 1797 | Rate Constraint in lbs/MMBtu | FALSE | L | Annual | Allowances Banked | Thousand Tons | 0 | 0 | 0 | 0 | 0 | 0 | 0
IL Fac. Spec. - NOX Rate Summer v3.1, Unit 4324 and retrofits | 659 | 1797 | Rate Constraint in lbs/MMBtu | FALSE | L | Annual | Allowances Withdrawn (1:1) | Thousand Tons | 0 | 0 | 0 | 0 | 0 | 0 | 0
IL Fac. Spec. - NOX Rate Summer v3.1, Unit 4324 and retrofits | 659 | 1797 | Rate Constraint in lbs/MMBtu | FALSE | L | Annual | Allowances Withdrawn (n:1) | Thousand Tons | 0 | 0 | 0 | 0 | 0 | 0 | 0
IL Fac. Spec. - NOX Rate Summer v3.1, Unit 4324 and retrofits | 659 | 1797 | Rate Constraint in lbs/MMBtu | FALSE | L | Annual | Net Emissions Allowance Position | Thousand Tons | 0 | 0 | 0 | 0 | 0 | 0 | 0
IL Fac. Spec. - NOX Rate Summer v3.1, Unit 4324 and retrofits | 659 | 1797 | Rate Constraint in lbs/MMBtu | FALSE | L | Annual | Fuel Consumed | TBtu | 0 | 0 | 0 | 0 | 0 | 0 | 0
IL Fac. Spec. - NOX Rate Summer v3.1, Unit 4324 and retrofits | 659 | 1797 | Rate Constraint in lbs/MMBtu | FALSE | L | Annual | Rate | lb/MMBtu | 0 | 0 | 0 | 0 | 0 | 0 | 0
IL Fac. Spec. - NOX Rate Summer v3.1, Unit 4324 and retrofits | 659 | 1797 | Rate Constraint in lbs/MMBtu | FALSE | L | Annual | Generation | TWh | 0 | 0 | 0 | 0 | 0 | 0 | 0
IL Fac. Spec. - NOX Rate Summer v3.1, Unit 4324 and retrofits | 659 | 1797 | Rate Constraint in lbs/MMBtu | FALSE | L | Annual | Qualifying Generation | TWh | 0 | 0 | 0 | 0 | 0 | 0 | 0
IL Fac. Spec. - NOX Rate Summer v3.1, Unit 4324 and retrofits | 659 | 1797 | Rate Constraint in lbs/MMBtu | FALSE | L | Annual | Rate | lb/MWh | 0 | 0 | 0 | 0 | 0 | 0 | 0
IL Fac. Spec. - NOX Rate Summer v3.1, Unit 4324 and retrofits | 659 | 1797 | Rate Constraint in lbs/MMBtu | FALSE | L | Annual | Constraint Shadow Price | US2011$/Ton | 0 | 0 | 0 | 0 | 0 | 0 | 0
IL Fac. Spec. - NOX Rate Summer v3.1, Unit 4325 and retrofits | 660 | 1797 | Rate Constraint in lbs/MMBtu | FALSE | L | Annual | Seasons Included | Seasons | Summer | Summer | Summer | Summer | Summer | Summer | Summer
IL Fac. Spec. - NOX Rate Summer v3.1, Unit 4325 and retrofits | 660 | 1797 | Rate Constraint in lbs/MMBtu | FALSE | L | Annual | Standard | lb/MMBtu | 0.25 | 0.25 | 0.25 | 0.25 | 0.25 | 0.25 | 0.25
IL Fac. Spec. - NOX Rate Summer v3.1, Unit 4325 and retrofits | 660 | 1797 | Rate Constraint in lbs/MMBtu | FALSE | L | Annual | Emissions at Affected Plants NOX | Thousand Tons | 0 | 0 | 0 | 0 | 0 | 0 | 0
IL Fac. Spec. - NOX Rate Summer v3.1, Unit 4325 and retrofits | 660 | 1797 | Rate Constraint in lbs/MMBtu | FALSE | L | Annual | Allowances Purchased NOX | Thousand Tons | 0 | 0 | 0 | 0 | 0 | 0 | 0
IL Fac. Spec. - NOX Rate Summer v3.1, Unit 4325 and retrofits | 660 | 1797 | Rate Constraint in lbs/MMBtu | FALSE | L | Annual | Allowances Sold NOX | Thousand Tons | 0 | 0 | 0 | 0 | 0 | 0 | 0
IL Fac. Spec. - NOX Rate Summer v3.1, Unit 4325 and retrofits | 660 | 1797 | Rate Constraint in lbs/MMBtu | FALSE | L | Annual | Allowances Banked | Thousand Tons | 0 | 0 | 0 | 0 | 0 | 0 | 0
IL Fac. Spec. - NOX Rate Summer v3.1, Unit 4325 and retrofits | 660 | 1797 | Rate Constraint in lbs/MMBtu | FALSE | L | Annual | Allowances Withdrawn (1:1) | Thousand Tons | 0 | 0 | 0 | 0 | 0 | 0 | 0
IL Fac. Spec. - NOX Rate Summer v3.1, Unit 4325 and retrofits | 660 | 1797 | Rate Constraint in lbs/MMBtu | FALSE | L | Annual | Allowances Withdrawn (n:1) | Thousand Tons | 0 | 0 | 0 | 0 | 0 | 0 | 0
IL Fac. Spec. - NOX Rate Summer v3.1, Unit 4325 and retrofits | 660 | 1797 | Rate Constraint in lbs/MMBtu | FALSE | L | Annual | Net Emissions Allowance Position | Thousand Tons | 0 | 0 | 0 | 0 | 0 | 0 | 0
IL Fac. Spec. - NOX Rate Summer v3.1, Unit 4325 and retrofits | 660 | 1797 | Rate Constraint in lbs/MMBtu | FALSE | L | Annual | Fuel Consumed | TBtu | 0 | 0 | 0 | 0 | 0 | 0 | 0
IL Fac. Spec. - NOX Rate Summer v3.1, Unit 4325 and retrofits | 660 | 1797 | Rate Constraint in lbs/MMBtu | FALSE | L | Annual | Rate | lb/MMBtu | 0 | 0 | 0 | 0 | 0 | 0 | 0
IL Fac. Spec. - NOX Rate Summer v3.1, Unit 4325 and retrofits | 660 | 1797 | Rate Constraint in lbs/MMBtu | FALSE | L | Annual | Generation | TWh | 0 | 0 | 0 | 0 | 0 | 0 | 0
IL Fac. Spec. - NOX Rate Summer v3.1, Unit 4325 and retrofits | 660 | 1797 | Rate Constraint in lbs/MMBtu | FALSE | L | Annual | Qualifying Generation | TWh | 0 | 0 | 0 | 0 | 0 | 0 | 0
IL Fac. Spec. - NOX Rate Summer v3.1, Unit 4325 and retrofits | 660 | 1797 | Rate Constraint in lbs/MMBtu | FALSE | L | Annual | Rate | lb/MWh | 0 | 0 | 0 | 0 | 0 | 0 | 0
IL Fac. Spec. - NOX Rate Summer v3.1, Unit 4325 and retrofits | 660 | 1797 | Rate Constraint in lbs/MMBtu | FALSE | L | Annual | Constraint Shadow Price | US2011$/Ton | 0 | 0 | 0 | 0 | 0 | 0 | 0
IL Fac. Spec. - NOX Rate Summer v3.1, Unit 4397 and retrofits | 661 | 1797 | Rate Constraint in lbs/MMBtu | FALSE | L | Annual | Seasons Included | Seasons | Summer | Summer | Summer | Summer | Summer | Summer | Summer
IL Fac. Spec. - NOX Rate Summer v3.1, Unit 4397 and retrofits | 661 | 1797 | Rate Constraint in lbs/MMBtu | FALSE | L | Annual | Standard | lb/MMBtu | 0.25 | 0.25 | 0.25 | 0.25 | 0.25 | 0.25 | 0.25
IL Fac. Spec. - NOX Rate Summer v3.1, Unit 4397 and retrofits | 661 | 1797 | Rate Constraint in lbs/MMBtu | FALSE | L | Annual | Emissions at Affected Plants NOX | Thousand Tons | 0.064676 | 0.064676 | 0.064676 | 0.064676 | 0.064676 | 0.064676 | 0.064676
IL Fac. Spec. - NOX Rate Summer v3.1, Unit 4397 and retrofits | 661 | 1797 | Rate Constraint in lbs/MMBtu | FALSE | L | Annual | Allowances Purchased NOX | Thousand Tons | 0 | 0 | 0 | 0 | 0 | 0 | 0
IL Fac. Spec. - NOX Rate Summer v3.1, Unit 4397 and retrofits | 661 | 1797 | Rate Constraint in lbs/MMBtu | FALSE | L | Annual | Allowances Sold NOX | Thousand Tons | 0 | 0 | 0 | 0 | 0 | 0 | 0
IL Fac. Spec. - NOX Rate Summer v3.1, Unit 4397 and retrofits | 661 | 1797 | Rate Constraint in lbs/MMBtu | FALSE | L | Annual | Allowances Banked | Thousand Tons | 0 | 0 | 0 | 0 | 0 | 0 | 0
IL Fac. Spec. - NOX Rate Summer v3.1, Unit 4397 and retrofits | 661 | 1797 | Rate Constraint in lbs/MMBtu | FALSE | L | Annual | Allowances Withdrawn (1:1) | Thousand Tons | 0 | 0 | 0 | 0 | 0 | 0 | 0
IL Fac. Spec. - NOX Rate Summer v3.1, Unit 4397 and retrofits | 661 | 1797 | Rate Constraint in lbs/MMBtu | FALSE | L | Annual | Allowances Withdrawn (n:1) | Thousand Tons | 0 | 0 | 0 | 0 | 0 | 0 | 0
IL Fac. Spec. - NOX Rate Summer v3.1, Unit 4397 and retrofits | 661 | 1797 | Rate Constraint in lbs/MMBtu | FALSE | L | Annual | Net Emissions Allowance Position | Thousand Tons | 0.064676 | 0.064676 | 0.064676 | 0.064676 | 0.064676 | 0.064676 | 0.064676
IL Fac. Spec. - NOX Rate Summer v3.1, Unit 4397 and retrofits | 661 | 1797 | Rate Constraint in lbs/MMBtu | FALSE | L | Annual | Fuel Consumed | TBtu | 1.5111 | 1.5111 | 1.5111 | 1.5111 | 1.5111 | 1.5111 | 1.5111
IL Fac. Spec. - NOX Rate Summer v3.1, Unit 4397 and retrofits | 661 | 1797 | Rate Constraint in lbs/MMBtu | FALSE | L | Annual | Rate | lb/MMBtu | 0.085602 | 0.085602 | 0.085602 | 0.085602 | 0.085602 | 0.085602 | 0.085602
IL Fac. Spec. - NOX Rate Summer v3.1, Unit 4397 and retrofits | 661 | 1797 | Rate Constraint in lbs/MMBtu | FALSE | L | Annual | Generation | TWh | 0.077976 | 0.077976 | 0.077976 | 0.077976 | 0.077976 | 0.077976 | 0.077976
IL Fac. Spec. - NOX Rate Summer v3.1, Unit 4397 and retrofits | 661 | 1797 | Rate Constraint in lbs/MMBtu | FALSE | L | Annual | Qualifying Generation | TWh | 0.077976 | 0.077976 | 0.077976 | 0.077976 | 0.077976 | 0.077976 | 0.077976
IL Fac. Spec. - NOX Rate Summer v3.1, Unit 4397 and retrofits | 661 | 1797 | Rate Constraint in lbs/MMBtu | FALSE | L | Annual | Rate | lb/MWh | 0.82944 | 0.82944 | 0.82944 | 0.82944 | 0.82944 | 0.82944 | 0.82944
IL Fac. Spec. - NOX Rate Summer v3.1, Unit 4397 and retrofits | 661 | 1797 | Rate Constraint in lbs/MMBtu | FALSE | L | Annual | Constraint Shadow Price | US2011$/Ton | 0 | 0 | 0 | 0 | 0 | 0 | 0
IL Fac. Spec. - NOX Rate Summer v3.1, Unit 5708 and retrofits | 662 | 1797 | Rate Constraint in lbs/MMBtu | FALSE | L | Annual | Seasons Included | Seasons | Summer | Summer | Summer | Summer | Summer | Summer | Summer
IL Fac. Spec. - NOX Rate Summer v3.1, Unit 5708 and retrofits | 662 | 1797 | Rate Constraint in lbs/MMBtu | FALSE | L | Annual | Standard | lb/MMBtu | 0.25 | 0.25 | 0.25 | 0.25 | 0.25 | 0.25 | 0.25
IL Fac. Spec. - NOX Rate Summer v3.1, Unit 5708 and retrofits | 662 | 1797 | Rate Constraint in lbs/MMBtu | FALSE | L | Annual | Emissions at Affected Plants NOX | Thousand Tons | 0.56215 | 0.56215 | 0.64299 | 0.64356 | 0.56215 | 0.56215 | 0.46442
IL Fac. Spec. - NOX Rate Summer v3.1, Unit 5708 and retrofits | 662 | 1797 | Rate Constraint in lbs/MMBtu | FALSE | L | Annual | Allowances Purchased NOX | Thousand Tons | 0 | 0 | 0 | 0 | 0 | 0 | 0
IL Fac. Spec. - NOX Rate Summer v3.1, Unit 5708 and retrofits | 662 | 1797 | Rate Constraint in lbs/MMBtu | FALSE | L | Annual | Allowances Sold NOX | Thousand Tons | 0 | 0 | 0 | 0 | 0 | 0 | 0
IL Fac. Spec. - NOX Rate Summer v3.1, Unit 5708 and retrofits | 662 | 1797 | Rate Constraint in lbs/MMBtu | FALSE | L | Annual | Allowances Banked | Thousand Tons | 0 | 0 | 0 | 0 | 0 | 0 | 0
IL Fac. Spec. - NOX Rate Summer v3.1, Unit 5708 and retrofits | 662 | 1797 | Rate Constraint in lbs/MMBtu | FALSE | L | Annual | Allowances Withdrawn (1:1) | Thousand Tons | 0 | 0 | 0 | 0 | 0 | 0 | 0
IL Fac. Spec. - NOX Rate Summer v3.1, Unit 5708 and retrofits | 662 | 1797 | Rate Constraint in lbs/MMBtu | FALSE | L | Annual | Allowances Withdrawn (n:1) | Thousand Tons | 0 | 0 | 0 | 0 | 0 | 0 | 0
IL Fac. Spec. - NOX Rate Summer v3.1, Unit 5708 and retrofits | 662 | 1797 | Rate Constraint in lbs/MMBtu | FALSE | L | Annual | Net Emissions Allowance Position | Thousand Tons | 0.56215 | 0.56215 | 0.64299 | 0.64356 | 0.56215 | 0.56215 | 0.46442
IL Fac. Spec. - NOX Rate Summer v3.1, Unit 5708 and retrofits | 662 | 1797 | Rate Constraint in lbs/MMBtu | FALSE | L | Annual | Fuel Consumed | TBtu | 16.8802 | 16.8646 | 19.2897 | 19.3069 | 16.8646 | 16.8787 | 13.9457
IL Fac. Spec. - NOX Rate Summer v3.1, Unit 5708 and retrofits | 662 | 1797 | Rate Constraint in lbs/MMBtu | FALSE | L | Annual | Rate | lb/MMBtu | 0.066605 | 0.066667 | 0.066667 | 0.066667 | 0.066667 | 0.066611 | 0.066605
IL Fac. Spec. - NOX Rate Summer v3.1, Unit 5708 and retrofits | 662 | 1797 | Rate Constraint in lbs/MMBtu | FALSE | L | Annual | Generation | TWh | 1.5934 | 1.5934 | 1.8225 | 1.8242 | 1.5934 | 1.5934 | 1.3164
IL Fac. Spec. - NOX Rate Summer v3.1, Unit 5708 and retrofits | 662 | 1797 | Rate Constraint in lbs/MMBtu | FALSE | L | Annual | Qualifying Generation | TWh | 1.5934 | 1.5934 | 1.8225 | 1.8242 | 1.5934 | 1.5934 | 1.3164
IL Fac. Spec. - NOX Rate Summer v3.1, Unit 5708 and retrofits | 662 | 1797 | Rate Constraint in lbs/MMBtu | FALSE | L | Annual | Rate | lb/MWh | 0.3528 | 0.3528 | 0.3528 | 0.3528 | 0.3528 | 0.3528 | 0.3528
IL Fac. Spec. - NOX Rate Summer v3.1, Unit 5708 and retrofits | 662 | 1797 | Rate Constraint in lbs/MMBtu | FALSE | L | Annual | Constraint Shadow Price | US2011$/Ton | 0 | 0 | 0 | 0 | 0 | 0 | 0
IL Fac. Spec. - NOX Rate Summer v3.1, Unit 5709 and retrofits | 663 | 1797 | Rate Constraint in lbs/MMBtu | FALSE | L | Annual | Seasons Included | Seasons | Summer | Summer | Summer | Summer | Summer | Summer | Summer
IL Fac. Spec. - NOX Rate Summer v3.1, Unit 5709 and retrofits | 663 | 1797 | Rate Constraint in lbs/MMBtu | FALSE | L | Annual | Standard | lb/MMBtu | 0.25 | 0.25 | 0.25 | 0.25 | 0.25 | 0.25 | 0.25
IL Fac. Spec. - NOX Rate Summer v3.1, Unit 5709 and retrofits | 663 | 1797 | Rate Constraint in lbs/MMBtu | FALSE | L | Annual | Emissions at Affected Plants NOX | Thousand Tons | 0.55174 | 0.55174 | 0.63108 | 0.63165 | 0.55174 | 0.55174 | 0.45582
IL Fac. Spec. - NOX Rate Summer v3.1, Unit 5709 and retrofits | 663 | 1797 | Rate Constraint in lbs/MMBtu | FALSE | L | Annual | Allowances Purchased NOX | Thousand Tons | 0 | 0 | 0 | 0 | 0 | 0 | 0
IL Fac. Spec. - NOX Rate Summer v3.1, Unit 5709 and retrofits | 663 | 1797 | Rate Constraint in lbs/MMBtu | FALSE | L | Annual | Allowances Sold NOX | Thousand Tons | 0 | 0 | 0 | 0 | 0 | 0 | 0
IL Fac. Spec. - NOX Rate Summer v3.1, Unit 5709 and retrofits | 663 | 1797 | Rate Constraint in lbs/MMBtu | FALSE | L | Annual | Allowances Banked | Thousand Tons | 0 | 0 | 0 | 0 | 0 | 0 | 0
IL Fac. Spec. - NOX Rate Summer v3.1, Unit 5709 and retrofits | 663 | 1797 | Rate Constraint in lbs/MMBtu | FALSE | L | Annual | Allowances Withdrawn (1:1) | Thousand Tons | 0 | 0 | 0 | 0 | 0 | 0 | 0
IL Fac. Spec. - NOX Rate Summer v3.1, Unit 5709 and retrofits | 663 | 1797 | Rate Constraint in lbs/MMBtu | FALSE | L | Annual | Allowances Withdrawn (n:1) | Thousand Tons | 0 | 0 | 0 | 0 | 0 | 0 | 0
IL Fac. Spec. - NOX Rate Summer v3.1, Unit 5709 and retrofits | 663 | 1797 | Rate Constraint in lbs/MMBtu | FALSE | L | Annual | Net Emissions Allowance Position | Thousand Tons | 0.55174 | 0.55174 | 0.63108 | 0.63165 | 0.55174 | 0.55174 | 0.45582
IL Fac. Spec. - NOX Rate Summer v3.1, Unit 5709 and retrofits | 663 | 1797 | Rate Constraint in lbs/MMBtu | FALSE | L | Annual | Fuel Consumed | TBtu | 16.5689 | 16.5523 | 18.9324 | 18.9494 | 16.5523 | 16.5676 | 13.6874
IL Fac. Spec. - NOX Rate Summer v3.1, Unit 5709 and retrofits | 663 | 1797 | Rate Constraint in lbs/MMBtu | FALSE | L | Annual | Rate | lb/MMBtu | 0.0666 | 0.066667 | 0.066667 | 0.066667 | 0.066667 | 0.066605 | 0.066605
IL Fac. Spec. - NOX Rate Summer v3.1, Unit 5709 and retrofits | 663 | 1797 | Rate Constraint in lbs/MMBtu | FALSE | L | Annual | Generation | TWh | 1.5934 | 1.5934 | 1.8225 | 1.8242 | 1.5934 | 1.5934 | 1.3164
IL Fac. Spec. - NOX Rate Summer v3.1, Unit 5709 and retrofits | 663 | 1797 | Rate Constraint in lbs/MMBtu | FALSE | L | Annual | Qualifying Generation | TWh | 1.5934 | 1.5934 | 1.8225 | 1.8242 | 1.5934 | 1.5934 | 1.3164
IL Fac. Spec. - NOX Rate Summer v3.1, Unit 5709 and retrofits | 663 | 1797 | Rate Constraint in lbs/MMBtu | FALSE | L | Annual | Rate | lb/MWh | 0.34627 | 0.34627 | 0.34627 | 0.34627 | 0.34627 | 0.34627 | 0.34627
IL Fac. Spec. - NOX Rate Summer v3.1, Unit 5709 and retrofits | 663 | 1797 | Rate Constraint in lbs/MMBtu | FALSE | L | Annual | Constraint Shadow Price | US2011$/Ton | 0 | 0 | 0 | 0 | 0 | 0 | 0
IL Fac. Spec. - NOX Rate Summer v3.1, Unit 5714 and retrofits | 664 | 1797 | Rate Constraint in lbs/MMBtu | FALSE | L | Annual | Seasons Included | Seasons | Summer | Summer | Summer | Summer | Summer | Summer | Summer
IL Fac. Spec. - NOX Rate Summer v3.1, Unit 5714 and retrofits | 664 | 1797 | Rate Constraint in lbs/MMBtu | FALSE | L | Annual | Standard | lb/MMBtu | 0.25 | 0.25 | 0.25 | 0.25 | 0.25 | 0.25 | 0.25
IL Fac. Spec. - NOX Rate Summer v3.1, Unit 5714 and retrofits | 664 | 1797 | Rate Constraint in lbs/MMBtu | FALSE | L | Annual | Emissions at Affected Plants NOX | Thousand Tons | 0.4857 | 0.42426 | 0.4857 | 0.45102 | 0.3505 | 0.42426 | 0.42426
IL Fac. Spec. - NOX Rate Summer v3.1, Unit 5714 and retrofits | 664 | 1797 | Rate Constraint in lbs/MMBtu | FALSE | L | Annual | Allowances Purchased NOX | Thousand Tons | 0 | 0 | 0 | 0 | 0 | 0 | 0
IL Fac. Spec. - NOX Rate Summer v3.1, Unit 5714 and retrofits | 664 | 1797 | Rate Constraint in lbs/MMBtu | FALSE | L | Annual | Allowances Sold NOX | Thousand Tons | 0 | 0 | 0 | 0 | 0 | 0 | 0
IL Fac. Spec. - NOX Rate Summer v3.1, Unit 5714 and retrofits | 664 | 1797 | Rate Constraint in lbs/MMBtu | FALSE | L | Annual | Allowances Banked | Thousand Tons | 0 | 0 | 0 | 0 | 0 | 0 | 0
IL Fac. Spec. - NOX Rate Summer v3.1, Unit 5714 and retrofits | 664 | 1797 | Rate Constraint in lbs/MMBtu | FALSE | L | Annual | Allowances Withdrawn (1:1) | Thousand Tons | 0 | 0 | 0 | 0 | 0 | 0 | 0
IL Fac. Spec. - NOX Rate Summer v3.1, Unit 5714 and retrofits | 664 | 1797 | Rate Constraint in lbs/MMBtu | FALSE | L | Annual | Allowances Withdrawn (n:1) | Thousand Tons | 0 | 0 | 0 | 0 | 0 | 0 | 0
IL Fac. Spec. - NOX Rate Summer v3.1, Unit 5714 and retrofits | 664 | 1797 | Rate Constraint in lbs/MMBtu | FALSE | L | Annual | Net Emissions Allowance Position | Thousand Tons | 0.4857 | 0.42426 | 0.4857 | 0.45102 | 0.3505 | 0.42426 | 0.42426
IL Fac. Spec. - NOX Rate Summer v3.1, Unit 5714 and retrofits | 664 | 1797 | Rate Constraint in lbs/MMBtu | FALSE | L | Annual | Fuel Consumed | TBtu | 19.9172 | 17.3977 | 19.9172 | 18.5178 | 14.3731 | 17.4161 | 17.4161
IL Fac. Spec. - NOX Rate Summer v3.1, Unit 5714 and retrofits | 664 | 1797 | Rate Constraint in lbs/MMBtu | FALSE | L | Annual | Rate | lb/MMBtu | 0.048772 | 0.048772 | 0.048772 | 0.048712 | 0.048772 | 0.04872 | 0.04872
IL Fac. Spec. - NOX Rate Summer v3.1, Unit 5714 and retrofits | 664 | 1797 | Rate Constraint in lbs/MMBtu | FALSE | L | Annual | Generation | TWh | 1.8453 | 1.6118 | 1.8453 | 1.7135 | 1.3316 | 1.6118 | 1.6118
IL Fac. Spec. - NOX Rate Summer v3.1, Unit 5714 and retrofits | 664 | 1797 | Rate Constraint in lbs/MMBtu | FALSE | L | Annual | Qualifying Generation | TWh | 1.8453 | 1.6118 | 1.8453 | 1.7135 | 1.3316 | 1.6118 | 1.6118
IL Fac. Spec. - NOX Rate Summer v3.1, Unit 5714 and retrofits | 664 | 1797 | Rate Constraint in lbs/MMBtu | FALSE | L | Annual | Rate | lb/MWh | 0.26322 | 0.26322 | 0.26322 | 0.26322 | 0.26322 | 0.26322 | 0.26322
IL Fac. Spec. - NOX Rate Summer v3.1, Unit 5714 and retrofits | 664 | 1797 | Rate Constraint in lbs/MMBtu | FALSE | L | Annual | Constraint Shadow Price | US2011$/Ton | 0 | 0 | 0 | 0 | 0 | 0 | 0
IL Fac. Spec. - NOX Rate Summer v3.1, Unit 5715 and retrofits | 665 | 1797 | Rate Constraint in lbs/MMBtu | FALSE | L | Annual | Seasons Included | Seasons | Summer | Summer | Summer | Summer | Summer | Summer | Summer
IL Fac. Spec. - NOX Rate Summer v3.1, Unit 5715 and retrofits | 665 | 1797 | Rate Constraint in lbs/MMBtu | FALSE | L | Annual | Standard | lb/MMBtu | 0.25 | 0.25 | 0.25 | 0.25 | 0.25 | 0.25 | 0.25
IL Fac. Spec. - NOX Rate Summer v3.1, Unit 5715 and retrofits | 665 | 1797 | Rate Constraint in lbs/MMBtu | FALSE | L | Annual | Emissions at Affected Plants NOX | Thousand Tons | 0.2748 | 0.24004 | 0.24004 | 0.24004 | 0.19831 | 0.19831 | 0.19831
IL Fac. Spec. - NOX Rate Summer v3.1, Unit 5715 and retrofits | 665 | 1797 | Rate Constraint in lbs/MMBtu | FALSE | L | Annual | Allowances Purchased NOX | Thousand Tons | 0 | 0 | 0 | 0 | 0 | 0 | 0
IL Fac. Spec. - NOX Rate Summer v3.1, Unit 5715 and retrofits | 665 | 1797 | Rate Constraint in lbs/MMBtu | FALSE | L | Annual | Allowances Sold NOX | Thousand Tons | 0 | 0 | 0 | 0 | 0 | 0 | 0
IL Fac. Spec. - NOX Rate Summer v3.1, Unit 5715 and retrofits | 665 | 1797 | Rate Constraint in lbs/MMBtu | FALSE | L | Annual | Allowances Banked | Thousand Tons | 0 | 0 | 0 | 0 | 0 | 0 | 0
IL Fac. Spec. - NOX Rate Summer v3.1, Unit 5715 and retrofits | 665 | 1797 | Rate Constraint in lbs/MMBtu | FALSE | L | Annual | Allowances Withdrawn (1:1) | Thousand Tons | 0 | 0 | 0 | 0 | 0 | 0 | 0
IL Fac. Spec. - NOX Rate Summer v3.1, Unit 5715 and retrofits | 665 | 1797 | Rate Constraint in lbs/MMBtu | FALSE | L | Annual | Allowances Withdrawn (n:1) | Thousand Tons | 0 | 0 | 0 | 0 | 0 | 0 | 0
IL Fac. Spec. - NOX Rate Summer v3.1, Unit 5715 and retrofits | 665 | 1797 | Rate Constraint in lbs/MMBtu | FALSE | L | Annual | Net Emissions Allowance Position | Thousand Tons | 0.2748 | 0.24004 | 0.24004 | 0.24004 | 0.19831 | 0.19831 | 0.19831
IL Fac. Spec. - NOX Rate Summer v3.1, Unit 5715 and retrofits | 665 | 1797 | Rate Constraint in lbs/MMBtu | FALSE | L | Annual | Fuel Consumed | TBtu | 11.6893 | 10.2106 | 10.2237 | 10.223 | 8.4356 | 8.4455 | 8.4356
IL Fac. Spec. - NOX Rate Summer v3.1, Unit 5715 and retrofits | 665 | 1797 | Rate Constraint in lbs/MMBtu | FALSE | L | Annual | Rate | lb/MMBtu | 0.047018 | 0.047018 | 0.046958 | 0.046961 | 0.047018 | 0.046963 | 0.047018
IL Fac. Spec. - NOX Rate Summer v3.1, Unit 5715 and retrofits | 665 | 1797 | Rate Constraint in lbs/MMBtu | FALSE | L | Annual | Generation | TWh | 1.0634 | 0.92889 | 0.92889 | 0.92889 | 0.7674 | 0.7674 | 0.7674
IL Fac. Spec. - NOX Rate Summer v3.1, Unit 5715 and retrofits | 665 | 1797 | Rate Constraint in lbs/MMBtu | FALSE | L | Annual | Qualifying Generation | TWh | 1.0634 | 0.92889 | 0.92889 | 0.92889 | 0.7674 | 0.7674 | 0.7674
IL Fac. Spec. - NOX Rate Summer v3.1, Unit 5715 and retrofits | 665 | 1797 | Rate Constraint in lbs/MMBtu | FALSE | L | Annual | Rate | lb/MWh | 0.25842 | 0.25842 | 0.25842 | 0.25842 | 0.25842 | 0.25842 | 0.25842
IL Fac. Spec. - NOX Rate Summer v3.1, Unit 5715 and retrofits | 665 | 1797 | Rate Constraint in lbs/MMBtu | FALSE | L | Annual | Constraint Shadow Price | US2011$/Ton | 0 | 0 | 0 | 0 | 0 | 0 | 0
IL Fac. Spec. - NOX Rate Summer v3.1, Unit 5716 and retrofits | 666 | 1797 | Rate Constraint in lbs/MMBtu | FALSE | L | Annual | Seasons Included | Seasons | Summer | Summer | Summer | Summer | Summer | Summer | Summer
IL Fac. Spec. - NOX Rate Summer v3.1, Unit 5716 and retrofits | 666 | 1797 | Rate Constraint in lbs/MMBtu | FALSE | L | Annual | Standard | lb/MMBtu | 0.25 | 0.25 | 0.25 | 0.25 | 0.25 | 0.25 | 0.25
IL Fac. Spec. - NOX Rate Summer v3.1, Unit 5716 and retrofits | 666 | 1797 | Rate Constraint in lbs/MMBtu | FALSE | L | Annual | Emissions at Affected Plants NOX | Thousand Tons | 0.62758 | 0.62758 | 0.62702 | 0.62758 | 0.62758 | 0.62758 | 0.62758
IL Fac. Spec. - NOX Rate Summer v3.1, Unit 5716 and retrofits | 666 | 1797 | Rate Constraint in lbs/MMBtu | FALSE | L | Annual | Allowances Purchased NOX | Thousand Tons | 0 | 0 | 0 | 0 | 0 | 0 | 0
IL Fac. Spec. - NOX Rate Summer v3.1, Unit 5716 and retrofits | 666 | 1797 | Rate Constraint in lbs/MMBtu | FALSE | L | Annual | Allowances Sold NOX | Thousand Tons | 0 | 0 | 0 | 0 | 0 | 0 | 0
IL Fac. Spec. - NOX Rate Summer v3.1, Unit 5716 and retrofits | 666 | 1797 | Rate Constraint in lbs/MMBtu | FALSE | L | Annual | Allowances Banked | Thousand Tons | 0 | 0 | 0 | 0 | 0 | 0 | 0
IL Fac. Spec. - NOX Rate Summer v3.1, Unit 5716 and retrofits | 666 | 1797 | Rate Constraint in lbs/MMBtu | FALSE | L | Annual | Allowances Withdrawn (1:1) | Thousand Tons | 0 | 0 | 0 | 0 | 0 | 0 | 0
IL Fac. Spec. - NOX Rate Summer v3.1, Unit 5716 and retrofits | 666 | 1797 | Rate Constraint in lbs/MMBtu | FALSE | L | Annual | Allowances Withdrawn (n:1) | Thousand Tons | 0 | 0 | 0 | 0 | 0 | 0 | 0
IL Fac. Spec. - NOX Rate Summer v3.1, Unit 5716 and retrofits | 666 | 1797 | Rate Constraint in lbs/MMBtu | FALSE | L | Annual | Net Emissions Allowance Position | Thousand Tons | 0.62758 | 0.62758 | 0.62702 | 0.62758 | 0.62758 | 0.62758 | 0.62758
IL Fac. Spec. - NOX Rate Summer v3.1, Unit 5716 and retrofits | 666 | 1797 | Rate Constraint in lbs/MMBtu | FALSE | L | Annual | Fuel Consumed | TBtu | 13.6503 | 13.4756 | 13.4636 | 13.4756 | 13.4756 | 13.4756 | 13.4756
IL Fac. Spec. - NOX Rate Summer v3.1, Unit 5716 and retrofits | 666 | 1797 | Rate Constraint in lbs/MMBtu | FALSE | L | Annual | Rate | lb/MMBtu | 0.091951 | 0.093143 | 0.093143 | 0.093143 | 0.093143 | 0.093143 | 0.093143
IL Fac. Spec. - NOX Rate Summer v3.1, Unit 5716 and retrofits | 666 | 1797 | Rate Constraint in lbs/MMBtu | FALSE | L | Annual | Generation | TWh | 1.2917 | 1.2917 | 1.2906 | 1.2917 | 1.2917 | 1.2917 | 1.2917
IL Fac. Spec. - NOX Rate Summer v3.1, Unit 5716 and retrofits | 666 | 1797 | Rate Constraint in lbs/MMBtu | FALSE | L | Annual | Qualifying Generation | TWh | 1.2917 | 1.2917 | 1.2906 | 1.2917 | 1.2917 | 1.2917 | 1.2917
IL Fac. Spec. - NOX Rate Summer v3.1, Unit 5716 and retrofits | 666 | 1797 | Rate Constraint in lbs/MMBtu | FALSE | L | Annual | Rate | lb/MWh | 0.48585 | 0.48585 | 0.48585 | 0.48585 | 0.48585 | 0.48585 | 0.48585
IL Fac. Spec. - NOX Rate Summer v3.1, Unit 5716 and retrofits | 666 | 1797 | Rate Constraint in lbs/MMBtu | FALSE | L | Annual | Constraint Shadow Price | US2011$/Ton | 0 | 0 | 0 | 0 | 0 | 0 | 0
IL Fac. Spec. - NOX Rate Summer v3.1, Unit 5740 and retrofits | 667 | 1797 | Rate Constraint in lbs/MMBtu | FALSE | L | Annual | Seasons Included | Seasons | Summer | Summer | Summer | Summer | Summer | Summer | Summer
IL Fac. Spec. - NOX Rate Summer v3.1, Unit 5740 and retrofits | 667 | 1797 | Rate Constraint in lbs/MMBtu | FALSE | L | Annual | Standard | lb/MMBtu | 0.25 | 0.25 | 0.25 | 0.25 | 0.25 | 0.25 | 0.25
IL Fac. Spec. - NOX Rate Summer v3.1, Unit 5740 and retrofits | 667 | 1797 | Rate Constraint in lbs/MMBtu | FALSE | L | Annual | Emissions at Affected Plants NOX | Thousand Tons | 0.15296 | 0.15296 | 0.15282 | 0.15296 | 0.15296 | 0.15296 | 0.15296
IL Fac. Spec. - NOX Rate Summer v3.1, Unit 5740 and retrofits | 667 | 1797 | Rate Constraint in lbs/MMBtu | FALSE | L | Annual | Allowances Purchased NOX | Thousand Tons | 0 | 0 | 0 | 0 | 0 | 0 | 0
IL Fac. Spec. - NOX Rate Summer v3.1, Unit 5740 and retrofits | 667 | 1797 | Rate Constraint in lbs/MMBtu | FALSE | L | Annual | Allowances Sold NOX | Thousand Tons | 0 | 0 | 0 | 0 | 0 | 0 | 0
IL Fac. Spec. - NOX Rate Summer v3.1, Unit 5740 and retrofits | 667 | 1797 | Rate Constraint in lbs/MMBtu | FALSE | L | Annual | Allowances Banked | Thousand Tons | 0 | 0 | 0 | 0 | 0 | 0 | 0
IL Fac. Spec. - NOX Rate Summer v3.1, Unit 5740 and retrofits | 667 | 1797 | Rate Constraint in lbs/MMBtu | FALSE | L | Annual | Allowances Withdrawn (1:1) | Thousand Tons | 0 | 0 | 0 | 0 | 0 | 0 | 0
IL Fac. Spec. - NOX Rate Summer v3.1, Unit 5740 and retrofits | 667 | 1797 | Rate Constraint in lbs/MMBtu | FALSE | L | Annual | Allowances Withdrawn (n:1) | Thousand Tons | 0 | 0 | 0 | 0 | 0 | 0 | 0
IL Fac. Spec. - NOX Rate Summer v3.1, Unit 5740 and retrofits | 667 | 1797 | Rate Constraint in lbs/MMBtu | FALSE | L | Annual | Net Emissions Allowance Position | Thousand Tons | 0.15296 | 0.15296 | 0.15282 | 0.15296 | 0.15296 | 0.15296 | 0.15296
IL Fac. Spec. - NOX Rate Summer v3.1, Unit 5740 and retrofits | 667 | 1797 | Rate Constraint in lbs/MMBtu | FALSE | L | Annual | Fuel Consumed | TBtu | 3.0854 | 3.0492 | 3.0465 | 3.0492 | 3.0492 | 3.0492 | 3.0492
IL Fac. Spec. - NOX Rate Summer v3.1, Unit 5740 and retrofits | 667 | 1797 | Rate Constraint in lbs/MMBtu | FALSE | L | Annual | Rate | lb/MMBtu | 0.099149 | 0.10033 | 0.10033 | 0.10033 | 0.10033 | 0.10033 | 0.10033
IL Fac. Spec. - NOX Rate Summer v3.1, Unit 5740 and retrofits | 667 | 1797 | Rate Constraint in lbs/MMBtu | FALSE | L | Annual | Generation | TWh | 0.26325 | 0.26325 | 0.26301 | 0.26325 | 0.26325 | 0.26325 | 0.26325
IL Fac. Spec. - NOX Rate Summer v3.1, Unit 5740 and retrofits | 667 | 1797 | Rate Constraint in lbs/MMBtu | FALSE | L | Annual | Qualifying Generation | TWh | 0.26325 | 0.26325 | 0.26301 | 0.26325 | 0.26325 | 0.26325 | 0.26325
IL Fac. Spec. - NOX Rate Summer v3.1, Unit 5740 and retrofits | 667 | 1797 | Rate Constraint in lbs/MMBtu | FALSE | L | Annual | Rate | lb/MWh | 0.58104 | 0.58104 | 0.58104 | 0.58104 | 0.58104 | 0.58104 | 0.58104
IL Fac. Spec. - NOX Rate Summer v3.1, Unit 5740 and retrofits | 667 | 1797 | Rate Constraint in lbs/MMBtu | FALSE | L | Annual | Constraint Shadow Price | US2011$/Ton | 0 | 0 | 0 | 0 | 0 | 0 | 0
IL Fac. Spec. - NOX Rate Summer v3.1, Unit 5741 and retrofits | 668 | 1797 | Rate Constraint in lbs/MMBtu | FALSE | L | Annual | Seasons Included | Seasons | Summer | Summer | Summer | Summer | Summer | Summer | Summer
IL Fac. Spec. - NOX Rate Summer v3.1, Unit 5741 and retrofits | 668 | 1797 | Rate Constraint in lbs/MMBtu | FALSE | L | Annual | Standard | lb/MMBtu | 0.25 | 0.25 | 0.25 | 0.25 | 0.25 | 0.25 | 0.25
IL Fac. Spec. - NOX Rate Summer v3.1, Unit 5741 and retrofits | 668 | 1797 | Rate Constraint in lbs/MMBtu | FALSE | L | Annual | Emissions at Affected Plants NOX | Thousand Tons | 0.16734 | 0.16734 | 0.16719 | 0.16734 | 0.16734 | 0.16734 | 0.16734
IL Fac. Spec. - NOX Rate Summer v3.1, Unit 5741 and retrofits | 668 | 1797 | Rate Constraint in lbs/MMBtu | FALSE | L | Annual | Allowances Purchased NOX | Thousand Tons | 0 | 0 | 0 | 0 | 0 | 0 | 0
IL Fac. Spec. - NOX Rate Summer v3.1, Unit 5741 and retrofits | 668 | 1797 | Rate Constraint in lbs/MMBtu | FALSE | L | Annual | Allowances Sold NOX | Thousand Tons | 0 | 0 | 0 | 0 | 0 | 0 | 0
IL Fac. Spec. - NOX Rate Summer v3.1, Unit 5741 and retrofits | 668 | 1797 | Rate Constraint in lbs/MMBtu | FALSE | L | Annual | Allowances Banked | Thousand Tons | 0 | 0 | 0 | 0 | 0 | 0 | 0
IL Fac. Spec. - NOX Rate Summer v3.1, Unit 5741 and retrofits | 668 | 1797 | Rate Constraint in lbs/MMBtu | FALSE | L | Annual | Allowances Withdrawn (1:1) | Thousand Tons | 0 | 0 | 0 | 0 | 0 | 0 | 0
IL Fac. Spec. - NOX Rate Summer v3.1, Unit 5741 and retrofits | 668 | 1797 | Rate Constraint in lbs/MMBtu | FALSE | L | Annual | Allowances Withdrawn (n:1) | Thousand Tons | 0 | 0 | 0 | 0 | 0 | 0 | 0
IL Fac. Spec. - NOX Rate Summer v3.1, Unit 5741 and retrofits | 668 | 1797 | Rate Constraint in lbs/MMBtu | FALSE | L | Annual | Net Emissions Allowance Position | Thousand Tons | 0.16734 | 0.16734 | 0.16719 | 0.16734 | 0.16734 | 0.16734 | 0.16734
IL Fac. Spec. - NOX Rate Summer v3.1, Unit 5741 and retrofits | 668 | 1797 | Rate Constraint in lbs/MMBtu | FALSE | L | Annual | Fuel Consumed | TBtu | 2.8436 | 2.8102 | 2.8077 | 2.8102 | 2.8102 | 2.8102 | 2.8102
IL Fac. Spec. - NOX Rate Summer v3.1, Unit 5741 and retrofits | 668 | 1797 | Rate Constraint in lbs/MMBtu | FALSE | L | Annual | Rate | lb/MMBtu | 0.1177 | 0.11909 | 0.11909 | 0.11909 | 0.11909 | 0.11909 | 0.11909
IL Fac. Spec. - NOX Rate Summer v3.1, Unit 5741 and retrofits | 668 | 1797 | Rate Constraint in lbs/MMBtu | FALSE | L | Annual | Generation | TWh | 0.24422 | 0.24422 | 0.244 | 0.24422 | 0.24422 | 0.24422 | 0.24422
IL Fac. Spec. - NOX Rate Summer v3.1, Unit 5741 and retrofits | 668 | 1797 | Rate Constraint in lbs/MMBtu | FALSE | L | Annual | Qualifying Generation | TWh | 0.24422 | 0.24422 | 0.244 | 0.24422 | 0.24422 | 0.24422 | 0.24422
IL Fac. Spec. - NOX Rate Summer v3.1, Unit 5741 and retrofits | 668 | 1797 | Rate Constraint in lbs/MMBtu | FALSE | L | Annual | Rate | lb/MWh | 0.6852 | 0.6852 | 0.6852 | 0.6852 | 0.6852 | 0.6852 | 0.6852
IL Fac. Spec. - NOX Rate Summer v3.1, Unit 5741 and retrofits | 668 | 1797 | Rate Constraint in lbs/MMBtu | FALSE | L | Annual | Constraint Shadow Price | US2011$/Ton | 0 | 0 | 0 | 0 | 0 | 0 | 0
IL Fac. Spec. - NOX Rate Summer v3.1, Unit 5742 and retrofits | 669 | 1797 | Rate Constraint in lbs/MMBtu | FALSE | L | Annual | Seasons Included | Seasons | Summer | Summer | Summer | Summer | Summer | Summer | Summer
IL Fac. Spec. - NOX Rate Summer v3.1, Unit 5742 and retrofits | 669 | 1797 | Rate Constraint in lbs/MMBtu | FALSE | L | Annual | Standard | lb/MMBtu | 0.25 | 0.25 | 0.25 | 0.25 | 0.25 | 0.25 | 0.25
IL Fac. Spec. - NOX Rate Summer v3.1, Unit 5742 and retrofits | 669 | 1797 | Rate Constraint in lbs/MMBtu | FALSE | L | Annual | Emissions at Affected Plants NOX | Thousand Tons | 0 | 0 | 0 | 0 | 0 | 0 | 0
IL Fac. Spec. - NOX Rate Summer v3.1, Unit 5742 and retrofits | 669 | 1797 | Rate Constraint in lbs/MMBtu | FALSE | L | Annual | Allowances Purchased NOX | Thousand Tons | 0 | 0 | 0 | 0 | 0 | 0 | 0
IL Fac. Spec. - NOX Rate Summer v3.1, Unit 5742 and retrofits | 669 | 1797 | Rate Constraint in lbs/MMBtu | FALSE | L | Annual | Allowances Sold NOX | Thousand Tons | 0 | 0 | 0 | 0 | 0 | 0 | 0
IL Fac. Spec. - NOX Rate Summer v3.1, Unit 5742 and retrofits | 669 | 1797 | Rate Constraint in lbs/MMBtu | FALSE | L | Annual | Allowances Banked | Thousand Tons | 0 | 0 | 0 | 0 | 0 | 0 | 0
IL Fac. Spec. - NOX Rate Summer v3.1, Unit 5742 and retrofits | 669 | 1797 | Rate Constraint in lbs/MMBtu | FALSE | L | Annual | Allowances Withdrawn (1:1) | Thousand Tons | 0 | 0 | 0 | 0 | 0 | 0 | 0
IL Fac. Spec. - NOX Rate Summer v3.1, Unit 5742 and retrofits | 669 | 1797 | Rate Constraint in lbs/MMBtu | FALSE | L | Annual | Allowances Withdrawn (n:1) | Thousand Tons | 0 | 0 | 0 | 0 | 0 | 0 | 0
IL Fac. Spec. - NOX Rate Summer v3.1, Unit 5742 and retrofits | 669 | 1797 | Rate Constraint in lbs/MMBtu | FALSE | L | Annual | Net Emissions Allowance Position | Thousand Tons | 0 | 0 | 0 | 0 | 0 | 0 | 0
IL Fac. Spec. - NOX Rate Summer v3.1, Unit 5742 and retrofits | 669 | 1797 | Rate Constraint in lbs/MMBtu | FALSE | L | Annual | Fuel Consumed | TBtu | 0 | 0 | 0 | 0 | 0 | 0 | 0
IL Fac. Spec. - NOX Rate Summer v3.1, Unit 5742 and retrofits | 669 | 1797 | Rate Constraint in lbs/MMBtu | FALSE | L | Annual | Rate | lb/MMBtu | 0 | 0 | 0 | 0 | 0 | 0 | 0
IL Fac. Spec. - NOX Rate Summer v3.1, Unit 5742 and retrofits | 669 | 1797 | Rate Constraint in lbs/MMBtu | FALSE | L | Annual | Generation | TWh | 0 | 0 | 0 | 0 | 0 | 0 | 0
IL Fac. Spec. - NOX Rate Summer v3.1, Unit 5742 and retrofits | 669 | 1797 | Rate Constraint in lbs/MMBtu | FALSE | L | Annual | Qualifying Generation | TWh | 0 | 0 | 0 | 0 | 0 | 0 | 0
IL Fac. Spec. - NOX Rate Summer v3.1, Unit 5742 and retrofits | 669 | 1797 | Rate Constraint in lbs/MMBtu | FALSE | L | Annual | Rate | lb/MWh | 0 | 0 | 0 | 0 | 0 | 0 | 0
IL Fac. Spec. - NOX Rate Summer v3.1, Unit 5742 and retrofits | 669 | 1797 | Rate Constraint in lbs/MMBtu | FALSE | L | Annual | Constraint Shadow Price | US2011$/Ton | 0 | 0 | 0 | 0 | 0 | 0 | 0
IL Fac. Spec. - NOX Rate Summer v3.1, Unit 5743 and retrofits | 670 | 1797 | Rate Constraint in lbs/MMBtu | FALSE | L | Annual | Seasons Included | Seasons | Summer | Summer | Summer | Summer | Summer | Summer | Summer
IL Fac. Spec. - NOX Rate Summer v3.1, Unit 5743 and retrofits | 670 | 1797 | Rate Constraint in lbs/MMBtu | FALSE | L | Annual | Standard | lb/MMBtu | 0.25 | 0.25 | 0.25 | 0.25 | 0.25 | 0.25 | 0.25
IL Fac. Spec. - NOX Rate Summer v3.1, Unit 5743 and retrofits | 670 | 1797 | Rate Constraint in lbs/MMBtu | FALSE | L | Annual | Emissions at Affected Plants NOX | Thousand Tons | 0.37481 | 0.37481 | 0.37448 | 0.37481 | 0.37481 | 0.37481 | 0.37481
IL Fac. Spec. - NOX Rate Summer v3.1, Unit 5743 and retrofits | 670 | 1797 | Rate Constraint in lbs/MMBtu | FALSE | L | Annual | Allowances Purchased NOX | Thousand Tons | 0 | 0 | 0 | 0 | 0 | 0 | 0
IL Fac. Spec. - NOX Rate Summer v3.1, Unit 5743 and retrofits | 670 | 1797 | Rate Constraint in lbs/MMBtu | FALSE | L | Annual | Allowances Sold NOX | Thousand Tons | 0 | 0 | 0 | 0 | 0 | 0 | 0
IL Fac. Spec. - NOX Rate Summer v3.1, Unit 5743 and retrofits | 670 | 1797 | Rate Constraint in lbs/MMBtu | FALSE | L | Annual | Allowances Banked | Thousand Tons | 0 | 0 | 0 | 0 | 0 | 0 | 0
IL Fac. Spec. - NOX Rate Summer v3.1, Unit 5743 and retrofits | 670 | 1797 | Rate Constraint in lbs/MMBtu | FALSE | L | Annual | Allowances Withdrawn (1:1) | Thousand Tons | 0 | 0 | 0 | 0 | 0 | 0 | 0
IL Fac. Spec. - NOX Rate Summer v3.1, Unit 5743 and retrofits | 670 | 1797 | Rate Constraint in lbs/MMBtu | FALSE | L | Annual | Allowances Withdrawn (n:1) | Thousand Tons | 0 | 0 | 0 | 0 | 0 | 0 | 0
IL Fac. Spec. - NOX Rate Summer v3.1, Unit 5743 and retrofits | 670 | 1797 | Rate Constraint in lbs/MMBtu | FALSE | L | Annual | Net Emissions Allowance Position | Thousand Tons | 0.37481 | 0.37481 | 0.37448 | 0.37481 | 0.37481 | 0.37481 | 0.37481
IL Fac. Spec. - NOX Rate Summer v3.1, Unit 5743 and retrofits | 670 | 1797 | Rate Constraint in lbs/MMBtu | FALSE | L | Annual | Fuel Consumed | TBtu | 5.7001 | 5.3775 | 5.443 | 5.4478 | 5.3775 | 5.4478 | 5.4478
IL Fac. Spec. - NOX Rate Summer v3.1, Unit 5743 and retrofits | 670 | 1797 | Rate Constraint in lbs/MMBtu | FALSE | L | Annual | Rate | lb/MMBtu | 0.13151 | 0.1394 | 0.1376 | 0.1376 | 0.1394 | 0.1376 | 0.1376
IL Fac. Spec. - NOX Rate Summer v3.1, Unit 5743 and retrofits | 670 | 1797 | Rate Constraint in lbs/MMBtu | FALSE | L | Annual | Generation | TWh | 0.55063 | 0.55063 | 0.55015 | 0.55063 | 0.55063 | 0.55063 | 0.55063
IL Fac. Spec. - NOX Rate Summer v3.1, Unit 5743 and retrofits | 670 | 1797 | Rate Constraint in lbs/MMBtu | FALSE | L | Annual | Qualifying Generation | TWh | 0.55063 | 0.55063 | 0.55015 | 0.55063 | 0.55063 | 0.55063 | 0.55063
IL Fac. Spec. - NOX Rate Summer v3.1, Unit 5743 and retrofits | 670 | 1797 | Rate Constraint in lbs/MMBtu | FALSE | L | Annual | Rate | lb/MWh | 0.68069 | 0.68069 | 0.68069 | 0.68069 | 0.68069 | 0.68069 | 0.68069
IL Fac. Spec. - NOX Rate Summer v3.1, Unit 5743 and retrofits | 670 | 1797 | Rate Constraint in lbs/MMBtu | FALSE | L | Annual | Constraint Shadow Price | US2011$/Ton | 0 | 0 | 0 | 0 | 0 | 0 | 0
IL Facility Average - NOX Rate Summer v3.1 | 671 | 1796 | Rate Constraint in lbs/MMBtu | FALSE | L | Annual | Seasons Included | Seasons | Summer | Summer | Summer | Summer | Summer | Summer | Summer
IL Facility Average - NOX Rate Summer v3.1 | 671 | 1796 | Rate Constraint in lbs/MMBtu | FALSE | L | Annual | Standard | lb/MMBtu | 0.25 | 0.25 | 0.25 | 0.25 | 0.25 | 0.25 | 0.25
IL Facility Average - NOX Rate Summer v3.1 | 671 | 1796 | Rate Constraint in lbs/MMBtu | FALSE | L | Annual | Emissions at Affected Plants NOX | Thousand Tons | 12.784 | 12.4564 | 12.3755 | 12.2743 | 11.5551 | 11.835 | 11.3968
IL Facility Average - NOX Rate Summer v3.1 | 671 | 1796 | Rate Constraint in lbs/MMBtu | FALSE | L | Annual | Allowances Purchased NOX | Thousand Tons | 0 | 0 | 0 | 0 | 0 | 0 | 0
IL Facility Average - NOX Rate Summer v3.1 | 671 | 1796 | Rate Constraint in lbs/MMBtu | FALSE | L | Annual | Allowances Sold NOX | Thousand Tons | 0 | 0 | 0 | 0 | 0 | 0 | 0
IL Facility Average - NOX Rate Summer v3.1 | 671 | 1796 | Rate Constraint in lbs/MMBtu | FALSE | L | Annual | Allowances Banked | Thousand Tons | 0 | 0 | 0 | 0 | 0 | 0 | 0
IL Facility Average - NOX Rate Summer v3.1 | 671 | 1796 | Rate Constraint in lbs/MMBtu | FALSE | L | Annual | Allowances Withdrawn (1:1) | Thousand Tons | 0 | 0 | 0 | 0 | 0 | 0 | 0
IL Facility Average - NOX Rate Summer v3.1 | 671 | 1796 | Rate Constraint in lbs/MMBtu | FALSE | L | Annual | Allowances Withdrawn (n:1) | Thousand Tons | 0 | 0 | 0 | 0 | 0 | 0 | 0
IL Facility Average - NOX Rate Summer v3.1 | 671 | 1796 | Rate Constraint in lbs/MMBtu | FALSE | L | Annual | Net Emissions Allowance Position | Thousand Tons | 12.784 | 12.4564 | 12.3755 | 12.2743 | 11.5551 | 11.835 | 11.3968
IL Facility Average - NOX Rate Summer v3.1 | 671 | 1796 | Rate Constraint in lbs/MMBtu | FALSE | L | Annual | Fuel Consumed | TBtu | 362.0087 | 342.7851 | 341.7646 | 336.3098 | 312.4821 | 326.8951 | 315.2862
IL Facility Average - NOX Rate Summer v3.1 | 671 | 1796 | Rate Constraint in lbs/MMBtu | FALSE | L | Annual | Rate | lb/MMBtu | 0.070628 | 0.072677 | 0.072421 | 0.072994 | 0.073957 | 0.072409 | 0.072295
IL Facility Average - NOX Rate Summer v3.1 | 671 | 1796 | Rate Constraint in lbs/MMBtu | FALSE | L | Annual | Generation | TWh | 37.6986 | 35.5831 | 35.2125 | 34.6375 | 32.4544 | 34.2138 | 33.1798
IL Facility Average - NOX Rate Summer v3.1 | 671 | 1796 | Rate Constraint in lbs/MMBtu | FALSE | L | Annual | Qualifying Generation | TWh | 37.6986 | 35.5831 | 35.2125 | 34.6375 | 32.4544 | 34.2138 | 33.1798
IL Facility Average - NOX Rate Summer v3.1 | 671 | 1796 | Rate Constraint in lbs/MMBtu | FALSE | L | Annual | Rate | lb/MWh | 0.33911 | 0.35006 | 0.35145 | 0.35436 | 0.35604 | 0.34591 | 0.34349
IL Facility Average - NOX Rate Summer v3.1 | 671 | 1796 | Rate Constraint in lbs/MMBtu | FALSE | L | Annual | Constraint Shadow Price | US2011$/Ton | 0 | 0 | 0 | 0 | 0 | 0 | 0
IL MPS- Ameren MER Rate Annual v5.12 | 672 | 5753 | MACT Fuel Choice Floor in lbs/MMBtu | FALSE | L | Annual | Seasons Included | Seasons | Winter, Summer | Winter, Summer | Winter, Summer | Winter, Summer | Winter, Summer | Winter, Summer | Winter, Summer
IL MPS- Ameren MER Rate Annual v5.12 | 672 | 5753 | MACT Fuel Choice Floor in lbs/MMBtu | FALSE | L | Annual | Emission Floor | lbs/MMBtu | 7.349e-07 | 7.349e-07 | 7.349e-07 | 7.349e-07 | 7.349e-07 | 7.349e-07 | 7.349e-07
IL MPS- Ameren MER Rate Annual v5.12 | 672 | 5753 | MACT Fuel Choice Floor in lbs/MMBtu | FALSE | L | Annual | Emissions at Affected Plants MER | lbs | 56.2516 | 50.3822 | 52.4831 | 51.0361 | 41.2334 | 44.7093 | 48.8294
IL MPS- Ameren MER Rate Annual v5.12 | 672 | 5753 | MACT Fuel Choice Floor in lbs/MMBtu | FALSE | L | Annual | Allowances Purchased MER | lbs | 0 | 0 | 0 | 0 | 0 | 0 | 0
IL MPS- Ameren MER Rate Annual v5.12 | 672 | 5753 | MACT Fuel Choice Floor in lbs/MMBtu | FALSE | L | Annual | Allowances Sold MER | lbs | 0 | 0 | 0 | 0 | 0 | 0 | 0
IL MPS- Ameren MER Rate Annual v5.12 | 672 | 5753 | MACT Fuel Choice Floor in lbs/MMBtu | FALSE | L | Annual | Allowances Banked | lbs | 0 | 0 | 0 | 0 | 0 | 0 | 0
IL MPS- Ameren MER Rate Annual v5.12 | 672 | 5753 | MACT Fuel Choice Floor in lbs/MMBtu | FALSE | L | Annual | Allowances Withdrawn (1:1) | lbs | 0 | 0 | 0 | 0 | 0 | 0 | 0
IL MPS- Ameren MER Rate Annual v5.12 | 672 | 5753 | MACT Fuel Choice Floor in lbs/MMBtu | FALSE | L | Annual | Allowances Withdrawn (n:1) | lbs | 0 | 0 | 0 | 0 | 0 | 0 | 0
IL MPS- Ameren MER Rate Annual v5.12 | 672 | 5753 | MACT Fuel Choice Floor in lbs/MMBtu | FALSE | L | Annual | Net Emissions Allowance Position | lbs | 56.2516 | 50.3822 | 52.4831 | 51.0361 | 41.2334 | 44.7093 | 48.8294
IL MPS- Ameren MER Rate Annual v5.12 | 672 | 5753 | MACT Fuel Choice Floor in lbs/MMBtu | FALSE | L | Annual | Fuel Consumed | TBtu | 103.1386 | 93.7977 | 101.542 | 98.8769 | 76.6742 | 85.8865 | 85.8865
IL MPS- Ameren MER Rate Annual v5.12 | 672 | 5753 | MACT Fuel Choice Floor in lbs/MMBtu | FALSE | L | Annual | Rate | lb/MMBtu | 5.454e-07 | 5.3714e-07 | 5.1686e-07 | 5.1616e-07 | 5.3777e-07 | 5.2056e-07 | 5.6853e-07
IL MPS- Ameren MER Rate Annual v5.12 | 672 | 5753 | MACT Fuel Choice Floor in lbs/MMBtu | FALSE | L | Annual | Generation | TWh | 9.5897 | 8.7496 | 9.45 | 9.2001 | 7.1738 | 8.0209 | 8.0209
IL MPS- Ameren MER Rate Annual v5.12 | 672 | 5753 | MACT Fuel Choice Floor in lbs/MMBtu | FALSE | L | Annual | Qualifying Generation | TWh | 9.5897 | 8.7496 | 9.45 | 9.2001 | 7.1738 | 8.0209 | 8.0209
IL MPS- Ameren MER Rate Annual v5.12 | 672 | 5753 | MACT Fuel Choice Floor in lbs/MMBtu | FALSE | L | Annual | Constraint Shadow Price | US2011$/Lb | 0 | 0 | 0 | 0 | 0 | 0 | 0
IL MPS- Ameren NOX rate Annual v5.12 | 673 | 5754 | Rate Constraint in lbs/MMBtu | FALSE | L | Annual | Seasons Included | Seasons | Winter, Summer | Winter, Summer | Winter, Summer | Winter, Summer | Winter, Summer | Winter, Summer | Winter, Summer
IL MPS- Ameren NOX rate Annual v5.12 | 673 | 5754 | Rate Constraint in lbs/MMBtu | FALSE | L | Annual | Standard | lb/MMBtu | 0.11 | 0.11 | 0.11 | 0.11 | 0.11 | 0.11 | 0.11
IL MPS- Ameren NOX rate Annual v5.12 | 673 | 5754 | Rate Constraint in lbs/MMBtu | FALSE | L | Annual | Emissions at Affected Plants NOX | Thousand Tons | 3.1718 | 2.9522 | 3.1345 | 3.0705 | 2.5396 | 2.7618 | 2.7618
IL MPS- Ameren NOX rate Annual v5.12 | 673 | 5754 | Rate Constraint in lbs/MMBtu | FALSE | L | Annual | Allowances Purchased NOX | Thousand Tons | 0 | 0 | 0 | 0 | 0 | 0 | 0
IL MPS- Ameren NOX rate Annual v5.12 | 673 | 5754 | Rate Constraint in lbs/MMBtu | FALSE | L | Annual | Allowances Sold NOX | Thousand Tons | 0 | 0 | 0 | 0 | 0 | 0 | 0
IL MPS- Ameren NOX rate Annual v5.12 | 673 | 5754 | Rate Constraint in lbs/MMBtu | FALSE | L | Annual | Allowances Banked | Thousand Tons | 0 | 0 | 0 | 0 | 0 | 0 | 0
IL MPS- Ameren NOX rate Annual v5.12 | 673 | 5754 | Rate Constraint in lbs/MMBtu | FALSE | L | Annual | Allowances Withdrawn (1:1) | Thousand Tons | 0 | 0 | 0 | 0 | 0 | 0 | 0
IL MPS- Ameren NOX rate Annual v5.12 | 673 | 5754 | Rate Constraint in lbs/MMBtu | FALSE | L | Annual | Allowances Withdrawn (n:1) | Thousand Tons | 0 | 0 | 0 | 0 | 0 | 0 | 0
IL MPS- Ameren NOX rate Annual v5.12 | 673 | 5754 | Rate Constraint in lbs/MMBtu | FALSE | L | Annual | Net Emissions Allowance Position | Thousand Tons | 3.1718 | 2.9522 | 3.1345 | 3.0705 | 2.5396 | 2.7618 | 2.7618
IL MPS- Ameren NOX rate Annual v5.12 | 673 | 5754 | Rate Constraint in lbs/MMBtu | FALSE | L | Annual | Fuel Consumed | TBtu | 103.1386 | 93.7977 | 101.542 | 98.8769 | 76.6742 | 85.8865 | 85.8865
IL MPS- Ameren NOX rate Annual v5.12 | 673 | 5754 | Rate Constraint in lbs/MMBtu | FALSE | L | Annual | Rate | lb/MMBtu | 0.061506 | 0.062948 | 0.061739 | 0.062108 | 0.066244 | 0.064313 | 0.064313
IL MPS- Ameren NOX rate Annual v5.12 | 673 | 5754 | Rate Constraint in lbs/MMBtu | FALSE | L | Annual | Generation | TWh | 9.5897 | 8.7496 | 9.45 | 9.2001 | 7.1738 | 8.0209 | 8.0209
IL MPS- Ameren NOX rate Annual v5.12 | 673 | 5754 | Rate Constraint in lbs/MMBtu | FALSE | L | Annual | Qualifying Generation | TWh | 9.5897 | 8.7496 | 9.45 | 9.2001 | 7.1738 | 8.0209 | 8.0209
IL MPS- Ameren NOX rate Annual v5.12 | 673 | 5754 | Rate Constraint in lbs/MMBtu | FALSE | L | Annual | Rate | lb/MWh | 0.33075 | 0.33741 | 0.3317 | 0.33375 | 0.35401 | 0.34433 | 0.34433
IL MPS- Ameren NOX rate Annual v5.12 | 673 | 5754 | Rate Constraint in lbs/MMBtu | FALSE | L | Annual | Constraint Shadow Price | US2011$/Ton | 0 | 0 | 0 | 0 | 0 | 0 | 0
IL MPS- Ameren NOX rate Summer v5.12 | 674 | 5755 | Rate Constraint in lbs/MMBtu | FALSE | L | Annual | Seasons Included | Seasons | Summer | Summer | Summer | Summer | Summer | Summer | Summer
IL MPS- Ameren NOX rate Summer v5.12 | 674 | 5755 | Rate Constraint in lbs/MMBtu | FALSE | L | Annual | Standard | lb/MMBtu | 0.11 | 0.11 | 0.11 | 0.11 | 0.11 | 0.11 | 0.11
IL MPS- Ameren NOX rate Summer v5.12 | 674 | 5755 | Rate Constraint in lbs/MMBtu | FALSE | L | Annual | Emissions at Affected Plants NOX | Thousand Tons | 1.3909 | 1.2947 | 1.3556 | 1.3214 | 1.1788 | 1.2529 | 1.2529
IL MPS- Ameren NOX rate Summer v5.12 | 674 | 5755 | Rate Constraint in lbs/MMBtu | FALSE | L | Annual | Allowances Purchased NOX | Thousand Tons | 0 | 0 | 0 | 0 | 0 | 0 | 0
IL MPS- Ameren NOX rate Summer v5.12 | 674 | 5755 | Rate Constraint in lbs/MMBtu | FALSE | L | Annual | Allowances Sold NOX | Thousand Tons | 0 | 0 | 0 | 0 | 0 | 0 | 0
IL MPS- Ameren NOX rate Summer v5.12 | 674 | 5755 | Rate Constraint in lbs/MMBtu | FALSE | L | Annual | Allowances Banked | Thousand Tons | 0 | 0 | 0 | 0 | 0 | 0 | 0
IL MPS- Ameren NOX rate Summer v5.12 | 674 | 5755 | Rate Constraint in lbs/MMBtu | FALSE | L | Annual | Allowances Withdrawn (1:1) | Thousand Tons | 0 | 0 | 0 | 0 | 0 | 0 | 0
IL MPS- Ameren NOX rate Summer v5.12 | 674 | 5755 | Rate Constraint in lbs/MMBtu | FALSE | L | Annual | Allowances Withdrawn (n:1) | Thousand Tons | 0 | 0 | 0 | 0 | 0 | 0 | 0
IL MPS- Ameren NOX rate Summer v5.12 | 674 | 5755 | Rate Constraint in lbs/MMBtu | FALSE | L | Annual | Net Emissions Allowance Position | Thousand Tons | 1.3909 | 1.2947 | 1.3556 | 1.3214 | 1.1788 | 1.2529 | 1.2529
IL MPS- Ameren NOX rate Summer v5.12 | 674 | 5755 | Rate Constraint in lbs/MMBtu | FALSE | L | Annual | Fuel Consumed | TBtu | 45.2895 | 41.1166 | 43.6371 | 42.2491 | 36.3128 | 39.3699 | 39.3599
IL MPS- Ameren NOX rate Summer v5.12 | 674 | 5755 | Rate Constraint in lbs/MMBtu | FALSE | L | Annual | Rate | lb/MMBtu | 0.061422 | 0.062976 | 0.062129 | 0.062555 | 0.064927 | 0.06365 | 0.063666
IL MPS- Ameren NOX rate Summer v5.12 | 674 | 5755 | Rate Constraint in lbs/MMBtu | FALSE | L | Annual | Generation | TWh | 4.2035 | 3.8356 | 4.0679 | 3.9373 | 3.3935 | 3.6741 | 3.6741
IL MPS- Ameren NOX rate Summer v5.12 | 674 | 5755 | Rate Constraint in lbs/MMBtu | FALSE | L | Annual | Qualifying Generation | TWh | 4.2035 | 3.8356 | 4.0679 | 3.9373 | 3.3935 | 3.6741 | 3.6741
IL MPS- Ameren NOX rate Summer v5.12 | 674 | 5755 | Rate Constraint in lbs/MMBtu | FALSE | L | Annual | Rate | lb/MWh | 0.33088 | 0.33754 | 0.33323 | 0.33562 | 0.34738 | 0.34102 | 0.34102
IL MPS- Ameren NOX rate Summer v5.12 | 674 | 5755 | Rate Constraint in lbs/MMBtu | FALSE | L | Annual | Constraint Shadow Price | US2011$/Ton | 0 | 0 | 0 | 0 | 0 | 0 | 0
IL MPS- Ameren SO2 Rate Annual v5.12 | 675 | 5756 | Rate Constraint in lbs/MMBtu | FALSE | L | Annual | Seasons Included | Seasons | Winter, Summer | Winter, Summer | Winter, Summer | Winter, Summer | Winter, Summer | Winter, Summer | Winter, Summer
IL MPS- Ameren SO2 Rate Annual v5.12 | 675 | 5756 | Rate Constraint in lbs/MMBtu | FALSE | L | Annual | Standard | lb/MMBtu | 0.24 | 0.23 | 0.23 | 0.23 | 0.23 | 0.23 | 0.23
IL MPS- Ameren SO2 Rate Annual v5.12 | 675 | 5756 | Rate Constraint in lbs/MMBtu | FALSE | L | Annual | Emissions at Affected Plants SO2 | Thousand Tons | 6.2173 | 7.6281 | 7.4292 | 7.2081 | 7.3013 | 7.4765 | 7.4765
IL MPS- Ameren SO2 Rate Annual v5.12 | 675 | 5756 | Rate Constraint in lbs/MMBtu | FALSE | L | Annual | Allowances Purchased SO2 | Thousand Tons | 0 | 0 | 0 | 0 | 0 | 0 | 0
IL MPS- Ameren SO2 Rate Annual v5.12 | 675 | 5756 | Rate Constraint in lbs/MMBtu | FALSE | L | Annual | Allowances Sold SO2 | Thousand Tons | 0 | 0 | 0 | 0 | 0 | 0 | 0
IL MPS- Ameren SO2 Rate Annual v5.12 | 675 | 5756 | Rate Constraint in lbs/MMBtu | FALSE | L | Annual | Allowances Banked | Thousand Tons | 0 | 0 | 0 | 0 | 0 | 0 | 0
IL MPS- Ameren SO2 Rate Annual v5.12 | 675 | 5756 | Rate Constraint in lbs/MMBtu | FALSE | L | Annual | Allowances Withdrawn (1:1) | Thousand Tons | 0 | 0 | 0 | 0 | 0 | 0 | 0
IL MPS- Ameren SO2 Rate Annual v5.12 | 675 | 5756 | Rate Constraint in lbs/MMBtu | FALSE | L | Annual | Allowances Withdrawn (n:1) | Thousand Tons | 0 | 0 | 0 | 0 | 0 | 0 | 0
IL MPS- Ameren SO2 Rate Annual v5.12 | 675 | 5756 | Rate Constraint in lbs/MMBtu | FALSE | L | Annual | Net Emissions Allowance Position | Thousand Tons | 6.2173 | 7.6281 | 7.4292 | 7.2081 | 7.3013 | 7.4765 | 7.4765
IL MPS- Ameren SO2 Rate Annual v5.12 | 675 | 5756 | Rate Constraint in lbs/MMBtu | FALSE | L | Annual | Fuel Consumed | TBtu | 103.1386 | 93.7977 | 101.542 | 98.8769 | 76.6742 | 85.8865 | 85.8865
IL MPS- Ameren SO2 Rate Annual v5.12 | 675 | 5756 | Rate Constraint in lbs/MMBtu | FALSE | L | Annual | Rate | lb/MMBtu | 0.12056 | 0.16265 | 0.14633 | 0.1458 | 0.19045 | 0.1741 | 0.1741
IL MPS- Ameren SO2 Rate Annual v5.12 | 675 | 5756 | Rate Constraint in lbs/MMBtu | FALSE | L | Annual | Generation | TWh | 9.5897 | 8.7496 | 9.45 | 9.2001 | 7.1738 | 8.0209 | 8.0209
IL MPS- Ameren SO2 Rate Annual v5.12 | 675 | 5756 | Rate Constraint in lbs/MMBtu | FALSE | L | Annual | Qualifying Generation | TWh | 9.5897 | 8.7496 | 9.45 | 9.2001 | 7.1738 | 8.0209 | 8.0209
IL MPS- Ameren SO2 Rate Annual v5.12 | 675 | 5756 | Rate Constraint in lbs/MMBtu | FALSE | L | Annual | Rate | lb/MWh | 0.64833 | 0.87182 | 0.78616 | 0.78347 | 1.0178 | 0.93214 | 0.93214
IL MPS- Ameren SO2 Rate Annual v5.12 | 675 | 5756 | Rate Constraint in lbs/MMBtu | FALSE | L | Annual | Constraint Shadow Price | US2011$/Ton | 0 | 0 | 0 | 0 | 0 | 0 | 0
IL MPS- Dynegy MER Rate Annual v5.12 | 676 | 5757 | MACT Fuel Choice Floor in lbs/MMBtu | FALSE | L | Annual | Seasons Included | Seasons | Winter, Summer | Winter, Summer | Winter, Summer | Winter, Summer | Winter, Summer | Winter, Summer | Winter, Summer
IL MPS- Dynegy MER Rate Annual v5.12 | 676 | 5757 | MACT Fuel Choice Floor in lbs/MMBtu | FALSE | L | Annual | Emission Floor | lbs/MMBtu | 7.8e-07 | 7.8e-07 | 7.8e-07 | 7.8e-07 | 7.8e-07 | 7.8e-07 | 7.8e-07
IL MPS- Dynegy MER Rate Annual v5.12 | 676 | 5757 | MACT Fuel Choice Floor in lbs/MMBtu | FALSE | L | Annual | Emissions at Affected Plants MER | lbs | 65.3757 | 65.7047 | 65.3757 | 64.3654 | 50.7648 | 57.9704 | 56.5787
IL MPS- Dynegy MER Rate Annual v5.12 | 676 | 5757 | MACT Fuel Choice Floor in lbs/MMBtu | FALSE | L | Annual | Allowances Purchased MER | lbs | 0 | 0 | 0 | 0 | 0 | 0 | 0
IL MPS- Dynegy MER Rate Annual v5.12 | 676 | 5757 | MACT Fuel Choice Floor in lbs/MMBtu | FALSE | L | Annual | Allowances Sold MER | lbs | 0 | 0 | 0 | 0 | 0 | 0 | 0
IL MPS- Dynegy MER Rate Annual v5.12 | 676 | 5757 | MACT Fuel Choice Floor in lbs/MMBtu | FALSE | L | Annual | Allowances Banked | lbs | 0 | 0 | 0 | 0 | 0 | 0 | 0
IL MPS- Dynegy MER Rate Annual v5.12 | 676 | 5757 | MACT Fuel Choice Floor in lbs/MMBtu | FALSE | L | Annual | Allowances Withdrawn (1:1) | lbs | 0 | 0 | 0 | 0 | 0 | 0 | 0
IL MPS- Dynegy MER Rate Annual v5.12 | 676 | 5757 | MACT Fuel Choice Floor in lbs/MMBtu | FALSE | L | Annual | Allowances Withdrawn (n:1) | lbs | 0 | 0 | 0 | 0 | 0 | 0 | 0
IL MPS- Dynegy MER Rate Annual v5.12 | 676 | 5757 | MACT Fuel Choice Floor in lbs/MMBtu | FALSE | L | Annual | Net Emissions Allowance Position | lbs | 65.3757 | 65.7047 | 65.3757 | 64.3654 | 50.7648 | 57.9704 | 56.5787
IL MPS- Dynegy MER Rate Annual v5.12 | 676 | 5757 | MACT Fuel Choice Floor in lbs/MMBtu | FALSE | L | Annual | Fuel Consumed | TBtu | 121.9426 | 117.1206 | 121.9426 | 119.9626 | 90.4899 | 103.334 | 100.8431
IL MPS- Dynegy MER Rate Annual v5.12 | 676 | 5757 | MACT Fuel Choice Floor in lbs/MMBtu | FALSE | L | Annual | Rate | lb/MMBtu | 5.3612e-07 | 5.61e-07 | 5.3612e-07 | 5.3655e-07 | 5.61e-07 | 5.61e-07 | 5.6106e-07
IL MPS- Dynegy MER Rate Annual v5.12 | 676 | 5757 | MACT Fuel Choice Floor in lbs/MMBtu | FALSE | L | Annual | Generation | TWh | 11.5151 | 11.1276 | 11.5151 | 11.3449 | 8.6132 | 9.8105 | 9.5936
IL MPS- Dynegy MER Rate Annual v5.12 | 676 | 5757 | MACT Fuel Choice Floor in lbs/MMBtu | FALSE | L | Annual | Qualifying Generation | TWh | 11.5151 | 11.1276 | 11.5151 | 11.3449 | 8.6132 | 9.8105 | 9.5936
IL MPS- Dynegy MER Rate Annual v5.12 | 676 | 5757 | MACT Fuel Choice Floor in lbs/MMBtu | FALSE | L | Annual | Constraint Shadow Price | US2011$/Lb | 0 | 0 | 0 | 0 | 0 | 0 | 0
IL MPS- Dynegy NOx rate Annual v5.12 | 677 | 5760 | Rate Constraint in lbs/MMBtu | FALSE | L | Annual | Seasons Included | Seasons | Winter, Summer | Winter, Summer | Winter, Summer | Winter, Summer | Winter, Summer | Winter, Summer | Winter, Summer
IL MPS- Dynegy NOx rate Annual v5.12 | 677 | 5760 | Rate Constraint in lbs/MMBtu | FALSE | L | Annual | Standard | lb/MMBtu | 0.11 | 0.11 | 0.11 | 0.11 | 0.11 | 0.11 | 0.11
IL MPS- Dynegy NOx rate Annual v5.12 | 677 | 5760 | Rate Constraint in lbs/MMBtu | FALSE | L | Annual | Emissions at Affected Plants NOX | Thousand Tons | 3.6352 | 3.4955 | 3.6352 | 3.5739 | 2.6984 | 3.0851 | 3.0078
IL MPS- Dynegy NOx rate Annual v5.12 | 677 | 5760 | Rate Constraint in lbs/MMBtu | FALSE | L | Annual | Allowances Purchased NOX | Thousand Tons | 0 | 0 | 0 | 0 | 0 | 0 | 0
IL MPS- Dynegy NOx rate Annual v5.12 | 677 | 5760 | Rate Constraint in lbs/MMBtu | FALSE | L | Annual | Allowances Sold NOX | Thousand Tons | 0 | 0 | 0 | 0 | 0 | 0 | 0
IL MPS- Dynegy NOx rate Annual v5.12 | 677 | 5760 | Rate Constraint in lbs/MMBtu | FALSE | L | Annual | Allowances Banked | Thousand Tons | 0 | 0 | 0 | 0 | 0 | 0 | 0
IL MPS- Dynegy NOx rate Annual v5.12 | 677 | 5760 | Rate Constraint in lbs/MMBtu | FALSE | L | Annual | Allowances Withdrawn (1:1) | Thousand Tons | 0 | 0 | 0 | 0 | 0 | 0 | 0
IL MPS- Dynegy NOx rate Annual v5.12 | 677 | 5760 | Rate Constraint in lbs/MMBtu | FALSE | L | Annual | Allowances Withdrawn (n:1) | Thousand Tons | 0 | 0 | 0 | 0 | 0 | 0 | 0
IL MPS- Dynegy NOx rate Annual v5.12 | 677 | 5760 | Rate Constraint in lbs/MMBtu | FALSE | L | Annual | Net Emissions Allowance Position | Thousand Tons | 3.6352 | 3.4955 | 3.6352 | 3.5739 | 2.6984 | 3.0851 | 3.0078
IL MPS- Dynegy NOx rate Annual v5.12 | 677 | 5760 | Rate Constraint in lbs/MMBtu | FALSE | L | Annual | Fuel Consumed | TBtu | 121.9426 | 117.1206 | 121.9426 | 119.9626 | 90.4899 | 103.334 | 100.8431
IL MPS- Dynegy NOx rate Annual v5.12 | 677 | 5760 | Rate Constraint in lbs/MMBtu | FALSE | L | Annual | Rate | lb/MMBtu | 0.059622 | 0.05969 | 0.059622 | 0.059583 | 0.059639 | 0.059712 | 0.059653
IL MPS- Dynegy NOx rate Annual v5.12 | 677 | 5760 | Rate Constraint in lbs/MMBtu | FALSE | L | Annual | Generation | TWh | 11.5151 | 11.1276 | 11.5151 | 11.3449 | 8.6132 | 9.8105 | 9.5936
IL MPS- Dynegy NOx rate Annual v5.12 | 677 | 5760 | Rate Constraint in lbs/MMBtu | FALSE | L | Annual | Qualifying Generation | TWh | 11.5151 | 11.1276 | 11.5151 | 11.3449 | 8.6132 | 9.8105 | 9.5936
IL MPS- Dynegy NOx rate Annual v5.12 | 677 | 5760 | Rate Constraint in lbs/MMBtu | FALSE | L | Annual | Rate | lb/MWh | 0.31569 | 0.31413 | 0.31569 | 0.31502 | 0.31328 | 0.31448 | 0.31352
IL MPS- Dynegy NOx rate Annual v5.12 | 677 | 5760 | Rate Constraint in lbs/MMBtu | FALSE | L | Annual | Constraint Shadow Price | US2011$/Ton | 0 | 0 | 0 | 0 | 0 | 0 | 0
IL MPS- Dynegy NOX rate Summer v5.12 | 678 | 5761 | Rate Constraint in lbs/MMBtu | FALSE | L | Annual | Seasons Included | Seasons | Summer | Summer | Summer | Summer | Summer | Summer | Summer
IL MPS- Dynegy NOX rate Summer v5.12 | 678 | 5761 | Rate Constraint in lbs/MMBtu | FALSE | L | Annual | Standard | lb/MMBtu | 0.11 | 0.11 | 0.11 | 0.11 | 0.11 | 0.11 | 0.11
IL MPS- Dynegy NOX rate Summer v5.12 | 678 | 5761 | Rate Constraint in lbs/MMBtu | FALSE | L | Annual | Emissions at Affected Plants NOX | Thousand Tons | 1.5963 | 1.535 | 1.5963 | 1.535 | 1.3208 | 1.3983 | 1.3209
IL MPS- Dynegy NOX rate Summer v5.12 | 678 | 5761 | Rate Constraint in lbs/MMBtu | FALSE | L | Annual | Allowances Purchased NOX | Thousand Tons | 0 | 0 | 0 | 0 | 0 | 0 | 0
IL MPS- Dynegy NOX rate Summer v5.12 | 678 | 5761 | Rate Constraint in lbs/MMBtu | FALSE | L | Annual | Allowances Sold NOX | Thousand Tons | 0 | 0 | 0 | 0 | 0 | 0 | 0
IL MPS- Dynegy NOX rate Summer v5.12 | 678 | 5761 | Rate Constraint in lbs/MMBtu | FALSE | L | Annual | Allowances Banked | Thousand Tons | 0 | 0 | 0 | 0 | 0 | 0 | 0
IL MPS- Dynegy NOX rate Summer v5.12 | 678 | 5761 | Rate Constraint in lbs/MMBtu | FALSE | L | Annual | Allowances Withdrawn (1:1) | Thousand Tons | 0 | 0 | 0 | 0 | 0 | 0 | 0
IL MPS- Dynegy NOX rate Summer v5.12 | 678 | 5761 | Rate Constraint in lbs/MMBtu | FALSE | L | Annual | Allowances Withdrawn (n:1) | Thousand Tons | 0 | 0 | 0 | 0 | 0 | 0 | 0
IL MPS- Dynegy NOX rate Summer v5.12 | 678 | 5761 | Rate Constraint in lbs/MMBtu | FALSE | L | Annual | Net Emissions Allowance Position | Thousand Tons | 1.5963 | 1.535 | 1.5963 | 1.535 | 1.3208 | 1.3983 | 1.3209
IL MPS- Dynegy NOX rate Summer v5.12 | 678 | 5761 | Rate Constraint in lbs/MMBtu | FALSE | L | Annual | Fuel Consumed | TBtu | 53.6022 | 51.4316 | 53.6022 | 51.6222 | 44.2819 | 46.7769 | 44.286
IL MPS- Dynegy NOX rate Summer v5.12 | 678 | 5761 | Rate Constraint in lbs/MMBtu | FALSE | L | Annual | Rate | lb/MMBtu | 0.059563 | 0.05969 | 0.059563 | 0.05947 | 0.059652 | 0.059785 | 0.059655
IL MPS- Dynegy NOX rate Summer v5.12 | 678 | 5761 | Rate Constraint in lbs/MMBtu | FALSE | L | Annual | Generation | TWh | 5.0567 | 4.8865 | 5.0567 | 4.8865 | 4.2127 | 4.4299 | 4.2131
IL MPS- Dynegy NOX rate Summer v5.12 | 678 | 5761 | Rate Constraint in lbs/MMBtu | FALSE | L | Annual | Qualifying Generation | TWh | 5.0567 | 4.8865 | 5.0567 | 4.8865 | 4.2127 | 4.4299 | 4.2131
IL MPS- Dynegy NOX rate Summer v5.12 | 678 | 5761 | Rate Constraint in lbs/MMBtu | FALSE | L | Annual | Rate | lb/MWh | 0.31569 | 0.31413 | 0.31569 | 0.31413 | 0.31352 | 0.31564 | 0.31353
IL MPS- Dynegy NOX rate Summer v5.12 | 678 | 5761 | Rate Constraint in lbs/MMBtu | FALSE | L | Annual | Constraint Shadow Price | US2011$/Ton | 0 | 0 | 0 | 0 | 0 | 0 | 0
IL MPS- Dynegy SO2 Rate Annual v5.12 | 679 | 5762 | Rate Constraint in lbs/MMBtu | FALSE | L | Annual | Seasons Included | Seasons | Winter, Summer | Winter, Summer | Winter, Summer | Winter, Summer | Winter, Summer | Winter, Summer | Winter, Summer
IL MPS- Dynegy SO2 Rate Annual v5.12 | 679 | 5762 | Rate Constraint in lbs/MMBtu | FALSE | L | Annual | Standard | lb/MMBtu | 0.25 | 0.25 | 0.25 | 0.25 | 0.25 | 0.25 | 0.25
IL MPS- Dynegy SO2 Rate Annual v5.12 | 679 | 5762 | Rate Constraint in lbs/MMBtu | FALSE | L | Annual | Emissions at Affected Plants SO2 | Thousand Tons | 4.2945 | 4.16 | 4.2945 | 4.2355 | 3.2243 | 3.6657 | 3.5904
IL MPS- Dynegy SO2 Rate Annual v5.12 | 679 | 5762 | Rate Constraint in lbs/MMBtu | FALSE | L | Annual | Allowances Purchased SO2 | Thousand Tons | 0 | 0 | 0 | 0 | 0 | 0 | 0
IL MPS- Dynegy SO2 Rate Annual v5.12 | 679 | 5762 | Rate Constraint in lbs/MMBtu | FALSE | L | Annual | Allowances Sold SO2 | Thousand Tons | 0 | 0 | 0 | 0 | 0 | 0 | 0
IL MPS- Dynegy SO2 Rate Annual v5.12 | 679 | 5762 | Rate Constraint in lbs/MMBtu | FALSE | L | Annual | Allowances Banked | Thousand Tons | 0 | 0 | 0 | 0 | 0 | 0 | 0
IL MPS- Dynegy SO2 Rate Annual v5.12 | 679 | 5762 | Rate Constraint in lbs/MMBtu | FALSE | L | Annual | Allowances Withdrawn (1:1) | Thousand Tons | 0 | 0 | 0 | 0 | 0 | 0 | 0
IL MPS- Dynegy SO2 Rate Annual v5.12 | 679 | 5762 | Rate Constraint in lbs/MMBtu | FALSE | L | Annual | Allowances Withdrawn (n:1) | Thousand Tons | 0 | 0 | 0 | 0 | 0 | 0 | 0
IL MPS- Dynegy SO2 Rate Annual v5.12 | 679 | 5762 | Rate Constraint in lbs/MMBtu | FALSE | L | Annual | Net Emissions Allowance Position | Thousand Tons | 4.2945 | 4.16 | 4.2945 | 4.2355 | 3.2243 | 3.6657 | 3.5904
IL MPS- Dynegy SO2 Rate Annual v5.12 | 679 | 5762 | Rate Constraint in lbs/MMBtu | FALSE | L | Annual | Fuel Consumed | TBtu | 121.9426 | 117.1206 | 121.9426 | 119.9626 | 90.4899 | 103.334 | 100.8431
IL MPS- Dynegy SO2 Rate Annual v5.12 | 679 | 5762 | Rate Constraint in lbs/MMBtu | FALSE | L | Annual | Rate | lb/MMBtu | 0.070435 | 0.071038 | 0.070435 | 0.070613 | 0.071264 | 0.070948 | 0.071209
IL MPS- Dynegy SO2 Rate Annual v5.12 | 679 | 5762 | Rate Constraint in lbs/MMBtu | FALSE | L | Annual | Generation | TWh | 11.5151 | 11.1276 | 11.5151 | 11.3449 | 8.6132 | 9.8105 | 9.5936
IL MPS- Dynegy SO2 Rate Annual v5.12 | 679 | 5762 | Rate Constraint in lbs/MMBtu | FALSE | L | Annual | Qualifying Generation | TWh | 11.5151 | 11.1276 | 11.5151 | 11.3449 | 8.6132 | 9.8105 | 9.5936
IL MPS- Dynegy SO2 Rate Annual v5.12 | 679 | 5762 | Rate Constraint in lbs/MMBtu | FALSE | L | Annual | Rate | lb/MWh | 0.37295 | 0.37385 | 0.37295 | 0.37334 | 0.37435 | 0.37365 | 0.37425
IL MPS- Dynegy SO2 Rate Annual v5.12 | 679 | 5762 | Rate Constraint in lbs/MMBtu | FALSE | L | Annual | Constraint Shadow Price | US2011$/Ton | 0 | 0 | 0 | 0 | 0 | 0 | 0
Kansas Nearman Unit 1NOx Rate Annual v4.10 | 680 | 2260 | Rate Constraint in lbs/MMBtu | FALSE | L | Annual | Seasons Included | Seasons | Winter, Summer | Winter, Summer | Winter, Summer | Winter, Summer | Winter, Summer | Winter, Summer | Winter, Summer
Kansas Nearman Unit 1NOx Rate Annual v4.10 | 680 | 2260 | Rate Constraint in lbs/MMBtu | FALSE | L | Annual | Standard | lb/MMBtu | 0.26 | 0.26 | 0.26 | 0.26 | 0.26 | 0.26 | 0.26
Kansas Nearman Unit 1NOx Rate Annual v4.10 | 680 | 2260 | Rate Constraint in lbs/MMBtu | FALSE | L | Annual | Emissions at Affected Plants NOX | Thousand Tons | 2.3825 | 2.3825 | 2.3825 | 2.3825 | 2.3825 | 2.3825 | 2.3825
Kansas Nearman Unit 1NOx Rate Annual v4.10 | 680 | 2260 | Rate Constraint in lbs/MMBtu | FALSE | L | Annual | Allowances Purchased NOX | Thousand Tons | 0 | 0 | 0 | 0 | 0 | 0 | 0
Kansas Nearman Unit 1NOx Rate Annual v4.10 | 680 | 2260 | Rate Constraint in lbs/MMBtu | FALSE | L | Annual | Allowances Sold NOX | Thousand Tons | 0 | 0 | 0 | 0 | 0 | 0 | 0
Kansas Nearman Unit 1NOx Rate Annual v4.10 | 680 | 2260 | Rate Constraint in lbs/MMBtu | FALSE | L | Annual | Allowances Banked | Thousand Tons | 0 | 0 | 0 | 0 | 0 | 0 | 0
Kansas Nearman Unit 1NOx Rate Annual v4.10 | 680 | 2260 | Rate Constraint in lbs/MMBtu | FALSE | L | Annual | Allowances Withdrawn (1:1) | Thousand Tons | 0 | 0 | 0 | 0 | 0 | 0 | 0
Kansas Nearman Unit 1NOx Rate Annual v4.10 | 680 | 2260 | Rate Constraint in lbs/MMBtu | FALSE | L | Annual | Allowances Withdrawn (n:1) | Thousand Tons | 0 | 0 | 0 | 0 | 0 | 0 | 0
Kansas Nearman Unit 1NOx Rate Annual v4.10 | 680 | 2260 | Rate Constraint in lbs/MMBtu | FALSE | L | Annual | Net Emissions Allowance Position | Thousand Tons | 2.3825 | 2.3825 | 2.3825 | 2.3825 | 2.3825 | 2.3825 | 2.3825
Kansas Nearman Unit 1NOx Rate Annual v4.10 | 680 | 2260 | Rate Constraint in lbs/MMBtu | FALSE | L | Annual | Fuel Consumed | TBtu | 18.3267 | 18.3267 | 18.3267 | 18.3267 | 18.3267 | 18.3267 | 18.3267
Kansas Nearman Unit 1NOx Rate Annual v4.10 | 680 | 2260 | Rate Constraint in lbs/MMBtu | FALSE | L | Annual | Rate | lb/MMBtu | 0.26 | 0.26 | 0.26 | 0.26 | 0.26 | 0.26 | 0.26
Kansas Nearman Unit 1NOx Rate Annual v4.10 | 680 | 2260 | Rate Constraint in lbs/MMBtu | FALSE | L | Annual | Generation | TWh | 1.65 | 1.65 | 1.65 | 1.65 | 1.65 | 1.65 | 1.65
Kansas Nearman Unit 1NOx Rate Annual v4.10 | 680 | 2260 | Rate Constraint in lbs/MMBtu | FALSE | L | Annual | Qualifying Generation | TWh | 1.65 | 1.65 | 1.65 | 1.65 | 1.65 | 1.65 | 1.65
Kansas Nearman Unit 1NOx Rate Annual v4.10 | 680 | 2260 | Rate Constraint in lbs/MMBtu | FALSE | L | Annual | Rate | lb/MWh | 1.4439 | 1.4439 | 1.4439 | 1.4439 | 1.4439 | 1.4439 | 1.4439
Kansas Nearman Unit 1NOx Rate Annual v4.10 | 680 | 2260 | Rate Constraint in lbs/MMBtu | FALSE | L | Annual | Constraint Shadow Price | US2011$/Ton | 0 | 0 | 0 | 0 | 0 | 0 | 0
Kansas Quindaro Unit 2 Nox Rate Annual v4.10 | 681 | 2259 | Rate Constraint in lbs/MMBtu | FALSE | L | Annual | Seasons Included | Seasons | Winter, Summer | Winter, Summer | Winter, Summer | Winter, Summer | Winter, Summer | Winter, Summer | Winter, Summer
Kansas Quindaro Unit 2 Nox Rate Annual v4.10 | 681 | 2259 | Rate Constraint in lbs/MMBtu | FALSE | L | Annual | Standard | lb/MMBtu | 0.2 | 0.2 | 0.2 | 0.2 | 0.2 | 0.2 | 0.2
Kansas Quindaro Unit 2 Nox Rate Annual v4.10 | 681 | 2259 | Rate Constraint in lbs/MMBtu | FALSE | L | Annual | Emissions at Affected Plants NOX | Thousand Tons | 0 | 0 | 0 | 0 | 0 | 0 | 0
Kansas Quindaro Unit 2 Nox Rate Annual v4.10 | 681 | 2259 | Rate Constraint in lbs/MMBtu | FALSE | L | Annual | Allowances Purchased NOX | Thousand Tons | 0 | 0 | 0 | 0 | 0 | 0 | 0
Kansas Quindaro Unit 2 Nox Rate Annual v4.10 | 681 | 2259 | Rate Constraint in lbs/MMBtu | FALSE | L | Annual | Allowances Sold NOX | Thousand Tons | 0 | 0 | 0 | 0 | 0 | 0 | 0
Kansas Quindaro Unit 2 Nox Rate Annual v4.10 | 681 | 2259 | Rate Constraint in lbs/MMBtu | FALSE | L | Annual | Allowances Banked | Thousand Tons | 0 | 0 | 0 | 0 | 0 | 0 | 0
Kansas Quindaro Unit 2 Nox Rate Annual v4.10 | 681 | 2259 | Rate Constraint in lbs/MMBtu | FALSE | L | Annual | Allowances Withdrawn (1:1) | Thousand Tons | 0 | 0 | 0 | 0 | 0 | 0 | 0
Kansas Quindaro Unit 2 Nox Rate Annual v4.10 | 681 | 2259 | Rate Constraint in lbs/MMBtu | FALSE | L | Annual | Allowances Withdrawn (n:1) | Thousand Tons | 0 | 0 | 0 | 0 | 0 | 0 | 0
Kansas Quindaro Unit 2 Nox Rate Annual v4.10 | 681 | 2259 | Rate Constraint in lbs/MMBtu | FALSE | L | Annual | Net Emissions Allowance Position | Thousand Tons | 0 | 0 | 0 | 0 | 0 | 0 | 0
Kansas Quindaro Unit 2 Nox Rate Annual v4.10 | 681 | 2259 | Rate Constraint in lbs/MMBtu | FALSE | L | Annual | Fuel Consumed | TBtu | 0 | 0 | 0 | 0 | 0 | 0 | 0
Kansas Quindaro Unit 2 Nox Rate Annual v4.10 | 681 | 2259 | Rate Constraint in lbs/MMBtu | FALSE | L | Annual | Rate | lb/MMBtu | 0 | 0 | 0 | 0 | 0 | 0 | 0
Kansas Quindaro Unit 2 Nox Rate Annual v4.10 | 681 | 2259 | Rate Constraint in lbs/MMBtu | FALSE | L | Annual | Generation | TWh | 0 | 0 | 0 | 0 | 0 | 0 | 0
Kansas Quindaro Unit 2 Nox Rate Annual v4.10 | 681 | 2259 | Rate Constraint in lbs/MMBtu | FALSE | L | Annual | Qualifying Generation | TWh | 0 | 0 | 0 | 0 | 0 | 0 | 0
Kansas Quindaro Unit 2 Nox Rate Annual v4.10 | 681 | 2259 | Rate Constraint in lbs/MMBtu | FALSE | L | Annual | Rate | lb/MWh | 0 | 0 | 0 | 0 | 0 | 0 | 0
Kansas Quindaro Unit 2 Nox Rate Annual v4.10 | 681 | 2259 | Rate Constraint in lbs/MMBtu | FALSE | L | Annual | Constraint Shadow Price | US2011$/Ton | 0 | 0 | 0 | 0 | 0 | 0 | 0
KS La Cygne NOX Rate Annual v5.14 | 682 | 6150 | Rate Constraint in lbs/MMBtu | FALSE | L | Annual | Seasons Included | Seasons | Winter, Summer | Winter, Summer | Winter, Summer | Winter, Summer | Winter, Summer | Winter, Summer | Winter, Summer
KS La Cygne NOX Rate Annual v5.14 | 682 | 6150 | Rate Constraint in lbs/MMBtu | FALSE | L | Annual | Standard | lb/MMBtu | 0.13 | 0.13 | 0.13 | 0.13 | 0.13 | 0.13 | 0.13
KS La Cygne NOX Rate Annual v5.14 | 682 | 6150 | Rate Constraint in lbs/MMBtu | FALSE | L | Annual | Emissions at Affected Plants NOX | Thousand Tons | 4.0026 | 4.0026 | 3.9957 | 4.0026 | 4.0026 | 4.0026 | 4.0026
KS La Cygne NOX Rate Annual v5.14 | 682 | 6150 | Rate Constraint in lbs/MMBtu | FALSE | L | Annual | Allowances Purchased NOX | Thousand Tons | 0 | 0 | 0 | 0 | 0 | 0 | 0
KS La Cygne NOX Rate Annual v5.14 | 682 | 6150 | Rate Constraint in lbs/MMBtu | FALSE | L | Annual | Allowances Sold NOX | Thousand Tons | 0 | 0 | 0 | 0 | 0 | 0 | 0
KS La Cygne NOX Rate Annual v5.14 | 682 | 6150 | Rate Constraint in lbs/MMBtu | FALSE | L | Annual | Allowances Banked | Thousand Tons | 0 | 0 | 0 | 0 | 0 | 0 | 0
KS La Cygne NOX Rate Annual v5.14 | 682 | 6150 | Rate Constraint in lbs/MMBtu | FALSE | L | Annual | Allowances Withdrawn (1:1) | Thousand Tons | 0 | 0 | 0 | 0 | 0 | 0 | 0
KS La Cygne NOX Rate Annual v5.14 | 682 | 6150 | Rate Constraint in lbs/MMBtu | FALSE | L | Annual | Allowances Withdrawn (n:1) | Thousand Tons | 0 | 0 | 0 | 0 | 0 | 0 | 0
KS La Cygne NOX Rate Annual v5.14 | 682 | 6150 | Rate Constraint in lbs/MMBtu | FALSE | L | Annual | Net Emissions Allowance Position | Thousand Tons | 4.0026 | 4.0026 | 3.9957 | 4.0026 | 4.0026 | 4.0026 | 4.0026
KS La Cygne NOX Rate Annual v5.14 | 682 | 6150 | Rate Constraint in lbs/MMBtu | FALSE | L | Annual | Fuel Consumed | TBtu | 108.8679 | 108.8679 | 108.6797 | 108.8679 | 108.8679 | 108.8679 | 108.8888
KS La Cygne NOX Rate Annual v5.14 | 682 | 6150 | Rate Constraint in lbs/MMBtu | FALSE | L | Annual | Rate | lb/MMBtu | 0.073531 | 0.073531 | 0.073531 | 0.073531 | 0.073531 | 0.073531 | 0.073517
KS La Cygne NOX Rate Annual v5.14 | 682 | 6150 | Rate Constraint in lbs/MMBtu | FALSE | L | Annual | Generation | TWh | 10.3388 | 10.3388 | 10.3209 | 10.3388 | 10.3388 | 10.3388 | 10.3388
KS La Cygne NOX Rate Annual v5.14 | 682 | 6150 | Rate Constraint in lbs/MMBtu | FALSE | L | Annual | Qualifying Generation | TWh | 10.3388 | 10.3388 | 10.3209 | 10.3388 | 10.3388 | 10.3388 | 10.3388
KS La Cygne NOX Rate Annual v5.14 | 682 | 6150 | Rate Constraint in lbs/MMBtu | FALSE | L | Annual | Rate | lb/MWh | 0.38714 | 0.38714 | 0.38714 | 0.38714 | 0.38714 | 0.38714 | 0.38714
KS La Cygne NOX Rate Annual v5.14 | 682 | 6150 | Rate Constraint in lbs/MMBtu | FALSE | L | Annual | Constraint Shadow Price | US2011$/Ton | 0 | 0 | 0 | 0 | 0 | 0 | 0
KS La Cygne SO2 Rate Annual v5.14 | 683 | 6151 | Rate Constraint in lbs/MMBtu | FALSE | L | Annual | Seasons Included | Seasons | Winter, Summer | Winter, Summer | Winter, Summer | Winter, Summer | Winter, Summer | Winter, Summer | Winter, Summer
KS La Cygne SO2 Rate Annual v5.14 | 683 | 6151 | Rate Constraint in lbs/MMBtu | FALSE | L | Annual | Standard | lb/MMBtu | 0.1 | 0.1 | 0.1 | 0.1 | 0.1 | 0.1 | 0.1
KS La Cygne SO2 Rate Annual v5.14 | 683 | 6151 | Rate Constraint in lbs/MMBtu | FALSE | L | Annual | Emissions at Affected Plants SO2 | Thousand Tons | 4.0474 | 4.0474 | 4.0404 | 4.0474 | 4.0474 | 4.0474 | 4.0406
KS La Cygne SO2 Rate Annual v5.14 | 683 | 6151 | Rate Constraint in lbs/MMBtu | FALSE | L | Annual | Allowances Purchased SO2 | Thousand Tons | 0 | 0 | 0 | 0 | 0 | 0 | 0
KS La Cygne SO2 Rate Annual v5.14 | 683 | 6151 | Rate Constraint in lbs/MMBtu | FALSE | L | Annual | Allowances Sold SO2 | Thousand Tons | 0 | 0 | 0 | 0 | 0 | 0 | 0
KS La Cygne SO2 Rate Annual v5.14 | 683 | 6151 | Rate Constraint in lbs/MMBtu | FALSE | L | Annual | Allowances Banked | Thousand Tons | 0 | 0 | 0 | 0 | 0 | 0 | 0
KS La Cygne SO2 Rate Annual v5.14 | 683 | 6151 | Rate Constraint in lbs/MMBtu | FALSE | L | Annual | Allowances Withdrawn (1:1) | Thousand Tons | 0 | 0 | 0 | 0 | 0 | 0 | 0
KS La Cygne SO2 Rate Annual v5.14 | 683 | 6151 | Rate Constraint in lbs/MMBtu | FALSE | L | Annual | Allowances Withdrawn (n:1) | Thousand Tons | 0 | 0 | 0 | 0 | 0 | 0 | 0
KS La Cygne SO2 Rate Annual v5.14 | 683 | 6151 | Rate Constraint in lbs/MMBtu | FALSE | L | Annual | Net Emissions Allowance Position | Thousand Tons | 4.0474 | 4.0474 | 4.0404 | 4.0474 | 4.0474 | 4.0474 | 4.0406
KS La Cygne SO2 Rate Annual v5.14 | 683 | 6151 | Rate Constraint in lbs/MMBtu | FALSE | L | Annual | Fuel Consumed | TBtu | 108.8679 | 108.8679 | 108.6797 | 108.8679 | 108.8679 | 108.8679 | 108.8888
KS La Cygne SO2 Rate Annual v5.14 | 683 | 6151 | Rate Constraint in lbs/MMBtu | FALSE | L | Annual | Rate | lb/MMBtu | 0.074354 | 0.074354 | 0.074354 | 0.074354 | 0.074354 | 0.074354 | 0.074216
KS La Cygne SO2 Rate Annual v5.14 | 683 | 6151 | Rate Constraint in lbs/MMBtu | FALSE | L | Annual | Generation | TWh | 10.3388 | 10.3388 | 10.3209 | 10.3388 | 10.3388 | 10.3388 | 10.3388
KS La Cygne SO2 Rate Annual v5.14 | 683 | 6151 | Rate Constraint in lbs/MMBtu | FALSE | L | Annual | Qualifying Generation | TWh | 10.3388 | 10.3388 | 10.3209 | 10.3388 | 10.3388 | 10.3388 | 10.3388
KS La Cygne SO2 Rate Annual v5.14 | 683 | 6151 | Rate Constraint in lbs/MMBtu | FALSE | L | Annual | Rate | lb/MWh | 0.39148 | 0.39148 | 0.39148 | 0.39148 | 0.39148 | 0.39148 | 0.39082
KS La Cygne SO2 Rate Annual v5.14 | 683 | 6151 | Rate Constraint in lbs/MMBtu | FALSE | L | Annual | Constraint Shadow Price | US2011$/Ton | 0 | 0 | 0 | 0 | 0 | 0 | 0
LA Big Cajun 1 CT- NOx Summer v4.10 | 684 | 2425 | Rate Constraint in lbs/MMBtu | FALSE | L | Annual | Seasons Included | Seasons | Summer | Summer | Summer | Summer | Summer | Summer | Summer
LA Big Cajun 1 CT- NOx Summer v4.10 | 684 | 2425 | Rate Constraint in lbs/MMBtu | FALSE | L | Annual | Standard | lb/MMBtu | 0.2 | 0.2 | 0.2 | 0.2 | 0.2 | 0.2 | 0.2
LA Big Cajun 1 CT- NOx Summer v4.10 | 684 | 2425 | Rate Constraint in lbs/MMBtu | FALSE | L | Annual | Emissions at Affected Plants NOX | Thousand Tons | 0 | 0 | 0 | 0 | 0.0027651 | 0.014056 | 0
LA Big Cajun 1 CT- NOx Summer v4.10 | 684 | 2425 | Rate Constraint in lbs/MMBtu | FALSE | L | Annual | Allowances Purchased NOX | Thousand Tons | 0 | 0 | 0 | 0 | 0 | 0 | 0
LA Big Cajun 1 CT- NOx Summer v4.10 | 684 | 2425 | Rate Constraint in lbs/MMBtu | FALSE | L | Annual | Allowances Sold NOX | Thousand Tons | 0 | 0 | 0 | 0 | 0 | 0 | 0
LA Big Cajun 1 CT- NOx Summer v4.10 | 684 | 2425 | Rate Constraint in lbs/MMBtu | FALSE | L | Annual | Allowances Banked | Thousand Tons | 0 | 0 | 0 | 0 | 0 | 0 | 0
LA Big Cajun 1 CT- NOx Summer v4.10 | 684 | 2425 | Rate Constraint in lbs/MMBtu | FALSE | L | Annual | Allowances Withdrawn (1:1) | Thousand Tons | 0 | 0 | 0 | 0 | 0 | 0 | 0
LA Big Cajun 1 CT- NOx Summer v4.10 | 684 | 2425 | Rate Constraint in lbs/MMBtu | FALSE | L | Annual | Allowances Withdrawn (n:1) | Thousand Tons | 0 | 0 | 0 | 0 | 0 | 0 | 0
LA Big Cajun 1 CT- NOx Summer v4.10 | 684 | 2425 | Rate Constraint in lbs/MMBtu | FALSE | L | Annual | Net Emissions Allowance Position | Thousand Tons | 0 | 0 | 0 | 0 | 0.0027651 | 0.014056 | 0
LA Big Cajun 1 CT- NOx Summer v4.10 | 684 | 2425 | Rate Constraint in lbs/MMBtu | FALSE | L | Annual | Fuel Consumed | TBtu | 0 | 0 | 0 | 0 | 0.086864 | 0.44156 | 0
LA Big Cajun 1 CT- NOx Summer v4.10 | 684 | 2425 | Rate Constraint in lbs/MMBtu | FALSE | L | Annual | Rate | lb/MMBtu | 0 | 0 | 0 | 0 | 0.063666 | 0.063666 | 0
LA Big Cajun 1 CT- NOx Summer v4.10 | 684 | 2425 | Rate Constraint in lbs/MMBtu | FALSE | L | Annual | Generation | TWh | 0 | 0 | 0 | 0 | 0.0070007 | 0.035587 | 0
LA Big Cajun 1 CT- NOx Summer v4.10 | 684 | 2425 | Rate Constraint in lbs/MMBtu | FALSE | L | Annual | Qualifying Generation | TWh | 0 | 0 | 0 | 0 | 0.0070007 | 0.035587 | 0
LA Big Cajun 1 CT- NOx Summer v4.10 | 684 | 2425 | Rate Constraint in lbs/MMBtu | FALSE | L | Annual | Rate | lb/MWh | 0 | 0 | 0 | 0 | 0.39498 | 0.39498 | 0
LA Big Cajun 1 CT- NOx Summer v4.10 | 684 | 2425 | Rate Constraint in lbs/MMBtu | FALSE | L | Annual | Constraint Shadow Price | US2011$/Ton | 0 | 0 | 0 | 0 | 0 | 0 | 0
LA Big Cajun 1 OGS- NOx Summer v4.10 | 685 | 2426 | Rate Constraint in lbs/MMBtu | FALSE | L | Annual | Seasons Included | Seasons | Summer | Summer | Summer | Summer | Summer | Summer | Summer
LA Big Cajun 1 OGS- NOx Summer v4.10 | 685 | 2426 | Rate Constraint in lbs/MMBtu | FALSE | L | Annual | Standard | lb/MMBtu | 0.1 | 0.1 | 0.1 | 0.1 | 0.1 | 0.1 | 0.1
LA Big Cajun 1 OGS- NOx Summer v4.10 | 685 | 2426 | Rate Constraint in lbs/MMBtu | FALSE | L | Annual | Emissions at Affected Plants NOX | Thousand Tons | 0 | 0 | 0 | 0 | 0 | 0 | 0
LA Big Cajun 1 OGS- NOx Summer v4.10 | 685 | 2426 | Rate Constraint in lbs/MMBtu | FALSE | L | Annual | Allowances Purchased NOX | Thousand Tons | 0 | 0 | 0 | 0 | 0 | 0 | 0
LA Big Cajun 1 OGS- NOx Summer v4.10 | 685 | 2426 | Rate Constraint in lbs/MMBtu | FALSE | L | Annual | Allowances Sold NOX | Thousand Tons | 0 | 0 | 0 | 0 | 0 | 0 | 0
LA Big Cajun 1 OGS- NOx Summer v4.10 | 685 | 2426 | Rate Constraint in lbs/MMBtu | FALSE | L | Annual | Allowances Banked | Thousand Tons | 0 | 0 | 0 | 0 | 0 | 0 | 0
LA Big Cajun 1 OGS- NOx Summer v4.10 | 685 | 2426 | Rate Constraint in lbs/MMBtu | FALSE | L | Annual | Allowances Withdrawn (1:1) | Thousand Tons | 0 | 0 | 0 | 0 | 0 | 0 | 0
LA Big Cajun 1 OGS- NOx Summer v4.10 | 685 | 2426 | Rate Constraint in lbs/MMBtu | FALSE | L | Annual | Allowances Withdrawn (n:1) | Thousand Tons | 0 | 0 | 0 | 0 | 0 | 0 | 0
LA Big Cajun 1 OGS- NOx Summer v4.10 | 685 | 2426 | Rate Constraint in lbs/MMBtu | FALSE | L | Annual | Net Emissions Allowance Position | Thousand Tons | 0 | 0 | 0 | 0 | 0 | 0 | 0
LA Big Cajun 1 OGS- NOx Summer v4.10 | 685 | 2426 | Rate Constraint in lbs/MMBtu | FALSE | L | Annual | Fuel Consumed | TBtu | 0 | 0 | 0 | 0 | 0 | 0 | 0
LA Big Cajun 1 OGS- NOx Summer v4.10 | 685 | 2426 | Rate Constraint in lbs/MMBtu | FALSE | L | Annual | Rate | lb/MMBtu | 0 | 0 | 0 | 0 | 0 | 0 | 0
LA Big Cajun 1 OGS- NOx Summer v4.10 | 685 | 2426 | Rate Constraint in lbs/MMBtu | FALSE | L | Annual | Generation | TWh | 0 | 0 | 0 | 0 | 0 | 0 | 0
LA Big Cajun 1 OGS- NOx Summer v4.10 | 685 | 2426 | Rate Constraint in lbs/MMBtu | FALSE | L | Annual | Qualifying Generation | TWh | 0 | 0 | 0 | 0 | 0 | 0 | 0
LA Big Cajun 1 OGS- NOx Summer v4.10 | 685 | 2426 | Rate Constraint in lbs/MMBtu | FALSE | L | Annual | Rate | lb/MWh | 0 | 0 | 0 | 0 | 0 | 0 | 0
LA Big Cajun 1 OGS- NOx Summer v4.10 | 685 | 2426 | Rate Constraint in lbs/MMBtu | FALSE | L | Annual | Constraint Shadow Price | US2011$/Ton | 33511.685 | 38278.6157 | 0 | 0 | 0 | 22536.3592 | 0
LA Big Cajun 2- NOx Summer v4.10 | 686 | 2427 | Rate Constraint in lbs/MMBtu | FALSE | L | Annual | Seasons Included | Seasons | Summer | Summer | Summer | Summer | Summer | Summer | Summer
LA Big Cajun 2- NOx Summer v4.10 | 686 | 2427 | Rate Constraint in lbs/MMBtu | FALSE | L | Annual | Standard | lb/MMBtu | 0.21 | 0.21 | 0.21 | 0.21 | 0.21 | 0.21 | 0.21
LA Big Cajun 2- NOx Summer v4.10 | 686 | 2427 | Rate Constraint in lbs/MMBtu | FALSE | L | Annual | Emissions at Affected Plants NOX | Thousand Tons | 0 | 0 | 0 | 0 | 0 | 0 | 0
LA Big Cajun 2- NOx Summer v4.10 | 686 | 2427 | Rate Constraint in lbs/MMBtu | FALSE | L | Annual | Allowances Purchased NOX | Thousand Tons | 0 | 0 | 0 | 0 | 0 | 0 | 0
LA Big Cajun 2- NOx Summer v4.10 | 686 | 2427 | Rate Constraint in lbs/MMBtu | FALSE | L | Annual | Allowances Sold NOX | Thousand Tons | 0 | 0 | 0 | 0 | 0 | 0 | 0
LA Big Cajun 2- NOx Summer v4.10 | 686 | 2427 | Rate Constraint in lbs/MMBtu | FALSE | L | Annual | Allowances Banked | Thousand Tons | 0 | 0 | 0 | 0 | 0 | 0 | 0
LA Big Cajun 2- NOx Summer v4.10 | 686 | 2427 | Rate Constraint in lbs/MMBtu | FALSE | L | Annual | Allowances Withdrawn (1:1) | Thousand Tons | 0 | 0 | 0 | 0 | 0 | 0 | 0
LA Big Cajun 2- NOx Summer v4.10 | 686 | 2427 | Rate Constraint in lbs/MMBtu | FALSE | L | Annual | Allowances Withdrawn (n:1) | Thousand Tons | 0 | 0 | 0 | 0 | 0 | 0 | 0
LA Big Cajun 2- NOx Summer v4.10 | 686 | 2427 | Rate Constraint in lbs/MMBtu | FALSE | L | Annual | Net Emissions Allowance Position | Thousand Tons | 0 | 0 | 0 | 0 | 0 | 0 | 0
LA Big Cajun 2- NOx Summer v4.10 | 686 | 2427 | Rate Constraint in lbs/MMBtu | FALSE | L | Annual | Fuel Consumed | TBtu | 0 | 0 | 0 | 0 | 0 | 0 | 0
LA Big Cajun 2- NOx Summer v4.10 | 686 | 2427 | Rate Constraint in lbs/MMBtu | FALSE | L | Annual | Rate | lb/MMBtu | 0 | 0 | 0 | 0 | 0 | 0 | 0
LA Big Cajun 2- NOx Summer v4.10 | 686 | 2427 | Rate Constraint in lbs/MMBtu | FALSE | L | Annual | Generation | TWh | 0 | 0 | 0 | 0 | 0 | 0 | 0
LA Big Cajun 2- NOx Summer v4.10 | 686 | 2427 | Rate Constraint in lbs/MMBtu | FALSE | L | Annual | Qualifying Generation | TWh | 0 | 0 | 0 | 0 | 0 | 0 | 0
LA Big Cajun 2- NOx Summer v4.10 | 686 | 2427 | Rate Constraint in lbs/MMBtu | FALSE | L | Annual | Rate | lb/MWh | 0 | 0 | 0 | 0 | 0 | 0 | 0
LA Big Cajun 2- NOx Summer v4.10 | 686 | 2427 | Rate Constraint in lbs/MMBtu | FALSE | L | Annual | Constraint Shadow Price | US2011$/Ton | 0 | 0 | 0 | 0 | 0 | 0 | 0
LA Carville Energy LLC -Nox Summer v5.12 | 687 | 2522 | Rate Constraint in lbs/MMBtu | FALSE | L | Annual | Seasons Included | Seasons | Summer | Summer | Summer | Summer | Summer | Summer | Summer
LA Carville Energy LLC -Nox Summer v5.12 | 687 | 2522 | Rate Constraint in lbs/MMBtu | FALSE | L | Annual | Standard | lb/MMBtu | 0.2 | 0.2 | 0.2 | 0.2 | 0.2 | 0.2 | 0.2
LA Carville Energy LLC -Nox Summer v5.12 | 687 | 2522 | Rate Constraint in lbs/MMBtu | FALSE | L | Annual | Emissions at Affected Plants NOX | Thousand Tons | 0.19862 | 0.19862 | 0.19862 | 0.19862 | 0.19862 | 0.19862 | 0.19862
LA Carville Energy LLC -Nox Summer v5.12 | 687 | 2522 | Rate Constraint in lbs/MMBtu | FALSE | L | Annual | Allowances Purchased NOX | Thousand Tons | 0 | 0 | 0 | 0 | 0 | 0 | 0
LA Carville Energy LLC -Nox Summer v5.12 | 687 | 2522 | Rate Constraint in lbs/MMBtu | FALSE | L | Annual | Allowances Sold NOX | Thousand Tons | 0 | 0 | 0 | 0 | 0 | 0 | 0
LA Carville Energy LLC -Nox Summer v5.12 | 687 | 2522 | Rate Constraint in lbs/MMBtu | FALSE | L | Annual | Allowances Banked | Thousand Tons | 0 | 0 | 0 | 0 | 0 | 0 | 0
LA Carville Energy LLC -Nox Summer v5.12 | 687 | 2522 | Rate Constraint in lbs/MMBtu | FALSE | L | Annual | Allowances Withdrawn (1:1) | Thousand Tons | 0 | 0 | 0 | 0 | 0 | 0 | 0
LA Carville Energy LLC -Nox Summer v5.12 | 687 | 2522 | Rate Constraint in lbs/MMBtu | FALSE | L | Annual | Allowances Withdrawn (n:1) | Thousand Tons | 0 | 0 | 0 | 0 | 0 | 0 | 0
LA Carville Energy LLC -Nox Summer v5.12 | 687 | 2522 | Rate Constraint in lbs/MMBtu | FALSE | L | Annual | Net Emissions Allowance Position | Thousand Tons | 0.19862 | 0.19862 | 0.19862 | 0.19862 | 0.19862 | 0.19862 | 0.19862
LA Carville Energy LLC -Nox Summer v5.12 | 687 | 2522 | Rate Constraint in lbs/MMBtu | FALSE | L | Annual | Fuel Consumed | TBtu | 9.3529 | 9.3529 | 9.3529 | 9.3529 | 9.3529 | 9.3529 | 9.3529
LA Carville Energy LLC -Nox Summer v5.12 | 687 | 2522 | Rate Constraint in lbs/MMBtu | FALSE | L | Annual | Rate | lb/MMBtu | 0.042472 | 0.042472 | 0.042472 | 0.042472 | 0.042472 | 0.042472 | 0.042472
LA Carville Energy LLC -Nox Summer v5.12 | 687 | 2522 | Rate Constraint in lbs/MMBtu | FALSE | L | Annual | Generation | TWh | 1.5656 | 1.5656 | 1.5656 | 1.5656 | 1.5656 | 1.5656 | 1.5656
LA Carville Energy LLC -Nox Summer v5.12 | 687 | 2522 | Rate Constraint in lbs/MMBtu | FALSE | L | Annual | Qualifying Generation | TWh | 1.5656 | 1.5656 | 1.5656 | 1.5656 | 1.5656 | 1.5656 | 1.5656
LA Carville Energy LLC -Nox Summer v5.12 | 687 | 2522 | Rate Constraint in lbs/MMBtu | FALSE | L | Annual | Rate | lb/MWh | 0.12686 | 0.12686 | 0.12686 | 0.12686 | 0.12686 | 0.12686 | 0.12686
LA Carville Energy LLC -Nox Summer v5.12 | 687 | 2522 | Rate Constraint in lbs/MMBtu | FALSE | L | Annual | Constraint Shadow Price | US2011$/Ton | 0 | 0 | 0 | 0 | 0 | 0 | 0
LA Formosa Plastics High - NOx Summer v4.10 | 688 | 2421 | Rate Constraint in lbs/MMBtu | FALSE | L | Annual | Seasons Included | Seasons | Summer | Summer | Summer | Summer | Summer | Summer | Summer
LA Formosa Plastics High - NOx Summer v4.10 | 688 | 2421 | Rate Constraint in lbs/MMBtu | FALSE | L | Annual | Standard | lb/MMBtu | 0.1 | 0.1 | 0.1 | 0.1 | 0.1 | 0.1 | 0.1
LA Formosa Plastics High - NOx Summer v4.10 | 688 | 2421 | Rate Constraint in lbs/MMBtu | FALSE | L | Annual | Emissions at Affected Plants NOX | Thousand Tons | 0.034041 | 0.02461 | 0.015186 | 0.027074 | 0.027724 | 0.028849 | 0.012043
LA Formosa Plastics High - NOx Summer v4.10 | 688 | 2421 | Rate Constraint in lbs/MMBtu | FALSE | L | Annual | Allowances Purchased NOX | Thousand Tons | 0 | 0 | 0 | 0 | 0 | 0 | 0
LA Formosa Plastics High - NOx Summer v4.10 | 688 | 2421 | Rate Constraint in lbs/MMBtu | FALSE | L | Annual | Allowances Sold NOX | Thousand Tons | 0 | 0 | 0 | 0 | 0 | 0 | 0
LA Formosa Plastics High - NOx Summer v4.10 | 688 | 2421 | Rate Constraint in lbs/MMBtu | FALSE | L | Annual | Allowances Banked | Thousand Tons | 0 | 0 | 0 | 0 | 0 | 0 | 0
LA Formosa Plastics High - NOx Summer v4.10 | 688 | 2421 | Rate Constraint in lbs/MMBtu | FALSE | L | Annual | Allowances Withdrawn (1:1) | Thousand Tons | 0 | 0 | 0 | 0 | 0 | 0 | 0
LA Formosa Plastics High - NOx Summer v4.10 | 688 | 2421 | Rate Constraint in lbs/MMBtu | FALSE | L | Annual | Allowances Withdrawn (n:1) | Thousand Tons | 0 | 0 | 0 | 0 | 0 | 0 | 0
LA Formosa Plastics High - NOx Summer v4.10 | 688 | 2421 | Rate Constraint in lbs/MMBtu | FALSE | L | Annual | Net Emissions Allowance Position | Thousand Tons | 0.034041 | 0.02461 | 0.015186 | 0.027074 | 0.027724 | 0.028849 | 0.012043
LA Formosa Plastics High - NOx Summer v4.10 | 688 | 2421 | Rate Constraint in lbs/MMBtu | FALSE | L | Annual | Fuel Consumed | TBtu | 0.19811 | 0.14323 | 0.08838 | 0.15757 | 0.17056 | 0.21473 | 0.070085
LA Formosa Plastics High - NOx Summer v4.10 | 688 | 2421 | Rate Constraint in lbs/MMBtu | FALSE | L | Annual | Rate | lb/MMBtu | 0.34366 | 0.34366 | 0.34366 | 0.34366 | 0.32509 | 0.26869 | 0.34366
LA Formosa Plastics High - NOx Summer v4.10 | 688 | 2421 | Rate Constraint in lbs/MMBtu | FALSE | L | Annual | Generation | TWh | 0.023868 | 0.017256 | 0.010648 | 0.018984 | 0.019594 | 0.021013 | 0.008444
LA Formosa Plastics High - NOx Summer v4.10 | 688 | 2421 | Rate Constraint in lbs/MMBtu | FALSE | L | Annual | Qualifying Generation | TWh | 0.023868 | 0.017256 | 0.010648 | 0.018984 | 0.019594 | 0.021013 | 0.008444
LA Formosa Plastics High - NOx Summer v4.10 | 688 | 2421 | Rate Constraint in lbs/MMBtu | FALSE | L | Annual | Rate | lb/MWh | 1.4262 | 1.4262 | 1.4262 | 1.4262 | 1.4149 | 1.3729 | 1.4262
LA Formosa Plastics High - NOx Summer v4.10 | 688 | 2421 | Rate Constraint in lbs/MMBtu | FALSE | L | Annual | Constraint Shadow Price | US2011$/Ton | 5211.1555 | 5099.1529 | 4320.719 | 4576.3604 | 9015.0912 | 9265.5233 | 4200.7734
LA Formosa Plastics Low - NOx Summer v4.10 | 689 | 2422 | Rate Constraint in lbs/MMBtu | FALSE | L | Annual | Seasons Included | Seasons | Summer | Summer | Summer | Summer | Summer | Summer | Summer
LA Formosa Plastics Low - NOx Summer v4.10 | 689 | 2422 | Rate Constraint in lbs/MMBtu | FALSE | L | Annual | Standard | lb/MMBtu | 0.2 | 0.2 | 0.2 | 0.2 | 0.2 | 0.2 | 0.2
LA Formosa Plastics Low - NOx Summer v4.10 | 689 | 2422 | Rate Constraint in lbs/MMBtu | FALSE | L | Annual | Emissions at Affected Plants NOX | Thousand Tons | 0 | 0 | 0 | 0 | 0.0028283 | 0.014377 | 0
LA Formosa Plastics Low - NOx Summer v4.10 | 689 | 2422 | Rate Constraint in lbs/MMBtu | FALSE | L | Annual | Allowances Purchased NOX | Thousand Tons | 0 | 0 | 0 | 0 | 0 | 0 | 0
LA Formosa Plastics Low - NOx Summer v4.10 | 689 | 2422 | Rate Constraint in lbs/MMBtu | FALSE | L | Annual | Allowances Sold NOX | Thousand Tons | 0 | 0 | 0 | 0 | 0 | 0 | 0
LA Formosa Plastics Low - NOx Summer v4.10 | 689 | 2422 | Rate Constraint in lbs/MMBtu | FALSE | L | Annual | Allowances Banked | Thousand Tons | 0 | 0 | 0 | 0 | 0 | 0 | 0
LA Formosa Plastics Low - NOx Summer v4.10 | 689 | 2422 | Rate Constraint in lbs/MMBtu | FALSE | L | Annual | Allowances Withdrawn (1:1) | Thousand Tons | 0 | 0 | 0 | 0 | 0 | 0 | 0
LA Formosa Plastics Low - NOx Summer v4.10 | 689 | 2422 | Rate Constraint in lbs/MMBtu | FALSE | L | Annual | Allowances Withdrawn (n:1) | Thousand Tons | 0 | 0 | 0 | 0 | 0 | 0 | 0
LA Formosa Plastics Low - NOx Summer v4.10 | 689 | 2422 | Rate Constraint in lbs/MMBtu | FALSE | L | Annual | Net Emissions Allowance Position | Thousand Tons | 0 | 0 | 0 | 0 | 0.0028283 | 0.014377 | 0
LA Formosa Plastics Low - NOx Summer v4.10 | 689 | 2422 | Rate Constraint in lbs/MMBtu | FALSE | L | Annual | Fuel Consumed | TBtu | 0 | 0 | 0 | 0 | 0.025675 | 0.13051 | 0
LA Formosa Plastics Low - NOx Summer v4.10 | 689 | 2422 | Rate Constraint in lbs/MMBtu | FALSE | L | Annual | Rate | lb/MMBtu | 0 | 0 | 0 | 0 | 0.22032 | 0.22032 | 0
LA Formosa Plastics Low - NOx Summer v4.10 | 689 | 2422 | Rate Constraint in lbs/MMBtu | FALSE | L | Annual | Generation | TWh | 0 | 0 | 0 | 0 | 0.0021376 | 0.010866 | 0
LA Formosa Plastics Low - NOx Summer v4.10 | 689 | 2422 | Rate Constraint in lbs/MMBtu | FALSE | L | Annual | Qualifying Generation | TWh | 0 | 0 | 0 | 0 | 0.0021376 | 0.010866 | 0
LA Formosa Plastics Low - NOx Summer v4.10 | 689 | 2422 | Rate Constraint in lbs/MMBtu | FALSE | L | Annual | Rate | lb/MWh | 0 | 0 | 0 | 0 | 1.3231 | 1.3231 | 0
LA Formosa Plastics Low - NOx Summer v4.10 | 689 | 2422 | Rate Constraint in lbs/MMBtu | FALSE | L | Annual | Constraint Shadow Price | US2011$/Ton | 0 | 0 | 0 | 0 | 0 | 7373.8842 | 0
LA Geismar Cogen -Nox Summer v5.12 | 690 | 2524 | Rate Constraint in lbs/MMBtu | FALSE | L | Annual | Seasons Included | Seasons | Summer | Summer | Summer | Summer | Summer | Summer | Summer
LA Geismar Cogen -Nox Summer v5.12 | 690 | 2524 | Rate Constraint in lbs/MMBtu | FALSE | L | Annual | Standard | lb/MMBtu | 0.2 | 0.2 | 0.2 | 0.2 | 0.2 | 0.2 | 0.2
LA Geismar Cogen -Nox Summer v5.12 | 690 | 2524 | Rate Constraint in lbs/MMBtu | FALSE | L | Annual | Emissions at Affected Plants NOX | Thousand Tons | 0 | 0 | 0 | 0.00090807 | 0.004616 | 0.004616 | 0.004616
LA Geismar Cogen -Nox Summer v5.12 | 690 | 2524 | Rate Constraint in lbs/MMBtu | FALSE | L | Annual | Allowances Purchased NOX | Thousand Tons | 0 | 0 | 0 | 0 | 0 | 0 | 0
LA Geismar Cogen -Nox Summer v5.12 | 690 | 2524 | Rate Constraint in lbs/MMBtu | FALSE | L | Annual | Allowances Sold NOX | Thousand Tons | 0 | 0 | 0 | 0 | 0 | 0 | 0
LA Geismar Cogen -Nox Summer v5.12 | 690 | 2524 | Rate Constraint in lbs/MMBtu | FALSE | L | Annual | Allowances Banked | Thousand Tons | 0 | 0 | 0 | 0 | 0 | 0 | 0
LA Geismar Cogen -Nox Summer v5.12 | 690 | 2524 | Rate Constraint in lbs/MMBtu | FALSE | L | Annual | Allowances Withdrawn (1:1) | Thousand Tons | 0 | 0 | 0 | 0 | 0 | 0 | 0
LA Geismar Cogen -Nox Summer v5.12 | 690 | 2524 | Rate Constraint in lbs/MMBtu | FALSE | L | Annual | Allowances Withdrawn (n:1) | Thousand Tons | 0 | 0 | 0 | 0 | 0 | 0 | 0
LA Geismar Cogen -Nox Summer v5.12 | 690 | 2524 | Rate Constraint in lbs/MMBtu | FALSE | L | Annual | Net Emissions Allowance Position | Thousand Tons | 0 | 0 | 0 | 0.00090807 | 0.004616 | 0.004616 | 0.004616
LA Geismar Cogen -Nox Summer v5.12 | 690 | 2524 | Rate Constraint in lbs/MMBtu | FALSE | L | Annual | Fuel Consumed | TBtu | 0 | 0 | 0 | 0.027624 | 0.14042 | 0.14042 | 0.14042
LA Geismar Cogen -Nox Summer v5.12 | 690 | 2524 | Rate Constraint in lbs/MMBtu | FALSE | L | Annual | Rate | lb/MMBtu | 0 | 0 | 0 | 0.065745 | 0.065745 | 0.065745 | 0.065745
LA Geismar Cogen -Nox Summer v5.12 | 690 | 2524 | Rate Constraint in lbs/MMBtu | FALSE | L | Annual | Generation | TWh | 0 | 0 | 0 | 0.0024002 | 0.012201 | 0.012201 | 0.012201
LA Geismar Cogen -Nox Summer v5.12 | 690 | 2524 | Rate Constraint in lbs/MMBtu | FALSE | L | Annual | Qualifying Generation | TWh | 0 | 0 | 0 | 0.0024002 | 0.012201 | 0.012201 | 0.012201
LA Geismar Cogen -Nox Summer v5.12 | 690 | 2524 | Rate Constraint in lbs/MMBtu | FALSE | L | Annual | Rate | lb/MWh | 0 | 0 | 0 | 0.37833 | 0.37833 | 0.37833 | 0.37833
LA Geismar Cogen -Nox Summer v5.12 | 690 | 2524 | Rate Constraint in lbs/MMBtu | FALSE | L | Annual | Constraint Shadow Price | US2011$/Ton | 0 | 0 | 0 | 0 | 0 | 0 | 0
LA Georgia Gulf Plaquemine -Nox Summer v5.12 | 691 | 2521 | Rate Constraint in lbs/MMBtu | FALSE | L | Annual | Seasons Included | Seasons | Summer | Summer | Summer | Summer | Summer | Summer | Summer
LA Georgia Gulf Plaquemine -Nox Summer v5.12 | 691 | 2521 | Rate Constraint in lbs/MMBtu | FALSE | L | Annual | Standard | lb/MMBtu | 0.2 | 0.2 | 0.2 | 0.2 | 0.2 | 0.2 | 0.2
LA Georgia Gulf Plaquemine -Nox Summer v5.12 | 691 | 2521 | Rate Constraint in lbs/MMBtu | FALSE | L | Annual | Emissions at Affected Plants NOX | Thousand Tons | 0.043508 | 0.043508 | 0.043508 | 0.043508 | 0.064591 | 0.014476 | 0.014476
LA Georgia Gulf Plaquemine -Nox Summer v5.12 | 691 | 2521 | Rate Constraint in lbs/MMBtu | FALSE | L | Annual | Allowances Purchased NOX | Thousand Tons | 0 | 0 | 0 | 0 | 0 | 0 | 0
LA Georgia Gulf Plaquemine -Nox Summer v5.12 | 691 | 2521 | Rate Constraint in lbs/MMBtu | FALSE | L | Annual | Allowances Sold NOX | Thousand Tons | 0 | 0 | 0 | 0 | 0 | 0 | 0
LA Georgia Gulf Plaquemine -Nox Summer v5.12 | 691 | 2521 | Rate Constraint in lbs/MMBtu | FALSE | L | Annual | Allowances Banked | Thousand Tons | 0 | 0 | 0 | 0 | 0 | 0 | 0
LA Georgia Gulf Plaquemine -Nox Summer v5.12 | 691 | 2521 | Rate Constraint in lbs/MMBtu | FALSE | L | Annual | Allowances Withdrawn (1:1) | Thousand Tons | 0 | 0 | 0 | 0 | 0 | 0 | 0
LA Georgia Gulf Plaquemine -Nox Summer v5.12 | 691 | 2521 | Rate Constraint in lbs/MMBtu | FALSE | L | Annual | Allowances Withdrawn (n:1) | Thousand Tons | 0 | 0 | 0 | 0 | 0 | 0 | 0
LA Georgia Gulf Plaquemine -Nox Summer v5.12 | 691 | 2521 | Rate Constraint in lbs/MMBtu | FALSE | L | Annual | Net Emissions Allowance Position | Thousand Tons | 0.043508 | 0.043508 | 0.043508 | 0.043508 | 0.064591 | 0.014476 | 0.014476
LA Georgia Gulf Plaquemine -Nox Summer v5.12 | 691 | 2521 | Rate Constraint in lbs/MMBtu | FALSE | L | Annual | Fuel Consumed | TBtu | 1.0634 | 1.0634 | 1.0634 | 1.0634 | 1.5788 | 0.35383 | 0.35383
LA Georgia Gulf Plaquemine -Nox Summer v5.12 | 691 | 2521 | Rate Constraint in lbs/MMBtu | FALSE | L | Annual | Rate | lb/MMBtu | 0.081825 | 0.081825 | 0.081825 | 0.081825 | 0.081825 | 0.081825 | 0.081825
LA Georgia Gulf Plaquemine -Nox Summer v5.12 | 691 | 2521 | Rate Constraint in lbs/MMBtu | FALSE | L | Annual | Generation | TWh | 0.12223 | 0.12223 | 0.12223 | 0.12223 | 0.18147 | 0.040671 | 0.040671
LA Georgia Gulf Plaquemine -Nox Summer v5.12 | 691 | 2521 | Rate Constraint in lbs/MMBtu | FALSE | L | Annual | Qualifying Generation | TWh | 0.12223 | 0.12223 | 0.12223 | 0.12223 | 0.18147 | 0.040671 | 0.040671
LA Georgia Gulf Plaquemine -Nox Summer v5.12 | 691 | 2521 | Rate Constraint in lbs/MMBtu | FALSE | L | Annual | Rate | lb/MWh | 0.35594 | 0.35594 | 0.35594 | 0.35594 | 0.35594 | 0.35594 | 0.35594
LA Georgia Gulf Plaquemine -Nox Summer v5.12 | 691 | 2521 | Rate Constraint in lbs/MMBtu | FALSE | L | Annual | Constraint Shadow Price | US2011$/Ton | 0 | 0 | 0 | 0 | 0 | 0 | 0
LA Louisiana 1 - NOx Summer v4.10 | 692 | 2419 | Rate Constraint in lbs/MMBtu | FALSE | L | Annual | Seasons Included | Seasons | Summer | Summer | Summer | Summer | Summer | Summer | Summer
LA Louisiana 1 - NOx Summer v4.10 | 692 | 2419 | Rate Constraint in lbs/MMBtu | FALSE | L | Annual | Standard | lb/MMBtu | 0.2 | 0.2 | 0.2 | 0.2 | 0.2 | 0.2 | 0.2
LA Louisiana 1 - NOx Summer v4.10 | 692 | 2419 | Rate Constraint in lbs/MMBtu | FALSE | L | Annual | Emissions at Affected Plants NOX | Thousand Tons | 0 | 0 | 0 | 0 | 0 | 0 | 0
LA Louisiana 1 - NOx Summer v4.10 | 692 | 2419 | Rate Constraint in lbs/MMBtu | FALSE | L | Annual | Allowances Purchased NOX | Thousand Tons | 0 | 0 | 0 | 0 | 0 | 0 | 0
LA Louisiana 1 - NOx Summer v4.10 | 692 | 2419 | Rate Constraint in lbs/MMBtu | FALSE | L | Annual | Allowances Sold NOX | Thousand Tons | 0 | 0 | 0 | 0 | 0 | 0 | 0
LA Louisiana 1 - NOx Summer v4.10 | 692 | 2419 | Rate Constraint in lbs/MMBtu | FALSE | L | Annual | Allowances Banked | Thousand Tons | 0 | 0 | 0 | 0 | 0 | 0 | 0
LA Louisiana 1 - NOx Summer v4.10 | 692 | 2419 | Rate Constraint in lbs/MMBtu | FALSE | L | Annual | Allowances Withdrawn (1:1) | Thousand Tons | 0 | 0 | 0 | 0 | 0 | 0 | 0
LA Louisiana 1 - NOx Summer v4.10 | 692 | 2419 | Rate Constraint in lbs/MMBtu | FALSE | L | Annual | Allowances Withdrawn (n:1) | Thousand Tons | 0 | 0 | 0 | 0 | 0 | 0 | 0
LA Louisiana 1 - NOx Summer v4.10 | 692 | 2419 | Rate Constraint in lbs/MMBtu | FALSE | L | Annual | Net Emissions Allowance Position | Thousand Tons | 0 | 0 | 0 | 0 | 0 | 0 | 0
LA Louisiana 1 - NOx Summer v4.10 | 692 | 2419 | Rate Constraint in lbs/MMBtu | FALSE | L | Annual | Fuel Consumed | TBtu | 0 | 0 | 0 | 0 | 0 | 0 | 0
LA Louisiana 1 - NOx Summer v4.10 | 692 | 2419 | Rate Constraint in lbs/MMBtu | FALSE | L | Annual | Rate | lb/MMBtu | 0 | 0 | 0 | 0 | 0 | 0 | 0
LA Louisiana 1 - NOx Summer v4.10 | 692 | 2419 | Rate Constraint in lbs/MMBtu | FALSE | L | Annual | Generation | TWh | 0 | 0 | 0 | 0 | 0 | 0 | 0
LA Louisiana 1 - NOx Summer v4.10 | 692 | 2419 | Rate Constraint in lbs/MMBtu | FALSE | L | Annual | Qualifying Generation | TWh | 0 | 0 | 0 | 0 | 0 | 0 | 0
LA Louisiana 1 - NOx Summer v4.10 | 692 | 2419 | Rate Constraint in lbs/MMBtu | FALSE | L | Annual | Rate | lb/MWh | 0 | 0 | 0 | 0 | 0 | 0 | 0
LA Louisiana 1 - NOx Summer v4.10 | 692 | 2419 | Rate Constraint in lbs/MMBtu | FALSE | L | Annual | Constraint Shadow Price | US2011$/Ton | 0 | 0 | 0 | 0 | 0 | 0 | 0
LA Louisiana 2 - NOx Summer v4.10 | 693 | 2420 | Rate Constraint in lbs/MMBtu | FALSE | L | Annual | Seasons Included | Seasons | Summer | Summer | Summer | Summer | Summer | Summer | Summer
LA Louisiana 2 - NOx Summer v4.10 | 693 | 2420 | Rate Constraint in lbs/MMBtu | FALSE | L | Annual | Standard | lb/MMBtu | 0.1 | 0.1 | 0.1 | 0.1 | 0.1 | 0.1 | 0.1
LA Louisiana 2 - NOx Summer v4.10 | 693 | 2420 | Rate Constraint in lbs/MMBtu | FALSE | L | Annual | Emissions at Affected Plants NOX | Thousand Tons | 0 | 0 | 0 | 0 | 0 | 0 | 0
LA Louisiana 2 - NOx Summer v4.10 | 693 | 2420 | Rate Constraint in lbs/MMBtu | FALSE | L | Annual | Allowances Purchased NOX | Thousand Tons | 0 | 0 | 0 | 0 | 0 | 0 | 0
LA Louisiana 2 - NOx Summer v4.10 | 693 | 2420 | Rate Constraint in lbs/MMBtu | FALSE | L | Annual | Allowances Sold NOX | Thousand Tons | 0 | 0 | 0 | 0 | 0 | 0 | 0
LA Louisiana 2 - NOx Summer v4.10 | 693 | 2420 | Rate Constraint in lbs/MMBtu | FALSE | L | Annual | Allowances Banked | Thousand Tons | 0 | 0 | 0 | 0 | 0 | 0 | 0
LA Louisiana 2 - NOx Summer v4.10 | 693 | 2420 | Rate Constraint in lbs/MMBtu | FALSE | L | Annual | Allowances Withdrawn (1:1) | Thousand Tons | 0 | 0 | 0 | 0 | 0 | 0 | 0
LA Louisiana 2 - NOx Summer v4.10 | 693 | 2420 | Rate Constraint in lbs/MMBtu | FALSE | L | Annual | Allowances Withdrawn (n:1) | Thousand Tons | 0 | 0 | 0 | 0 | 0 | 0 | 0
LA Louisiana 2 - NOx Summer v4.10 | 693 | 2420 | Rate Constraint in lbs/MMBtu | FALSE | L | Annual | Net Emissions Allowance Position | Thousand Tons | 0 | 0 | 0 | 0 | 0 | 0 | 0
LA Louisiana 2 - NOx Summer v4.10 | 693 | 2420 | Rate Constraint in lbs/MMBtu | FALSE | L | Annual | Fuel Consumed | TBtu | 0 | 0 | 0 | 0 | 0 | 0 | 0
LA Louisiana 2 - NOx Summer v4.10 | 693 | 2420 | Rate Constraint in lbs/MMBtu | FALSE | L | Annual | Rate | lb/MMBtu | 0 | 0 | 0 | 0 | 0 | 0 | 0
LA Louisiana 2 - NOx Summer v4.10 | 693 | 2420 | Rate Constraint in lbs/MMBtu | FALSE | L | Annual | Generation | TWh | 0 | 0 | 0 | 0 | 0 | 0 | 0
LA Louisiana 2 - NOx Summer v4.10 | 693 | 2420 | Rate Constraint in lbs/MMBtu | FALSE | L | Annual | Qualifying Generation | TWh | 0 | 0 | 0 | 0 | 0 | 0 | 0
LA Louisiana 2 - NOx Summer v4.10 | 693 | 2420 | Rate Constraint in lbs/MMBtu | FALSE | L | Annual | Rate | lb/MWh | 0 | 0 | 0 | 0 | 0 | 0 | 0
LA Louisiana 2 - NOx Summer v4.10 | 693 | 2420 | Rate Constraint in lbs/MMBtu | FALSE | L | Annual | Constraint Shadow Price | US2011$/Ton | 2274.8388 | 0 | 0 | 0 | 0 | 0 | 0
LA New Roads - NOx Summer v4.10 | 694 | 2424 | Rate Constraint in lbs/MMBtu | FALSE | L | Annual | Seasons Included | Seasons | Summer | Summer | Summer | Summer | Summer | Summer | Summer
LA New Roads - NOx Summer v4.10 | 694 | 2424 | Rate Constraint in lbs/MMBtu | FALSE | L | Annual | Standard | lb/MMBtu | 0.2 | 0.2 | 0.2 | 0.2 | 0.2 | 0.2 | 0.2
LA New Roads - NOx Summer v4.10 | 694 | 2424 | Rate Constraint in lbs/MMBtu | FALSE | L | Annual | Emissions at Affected Plants NOX | Thousand Tons | 0 | 0 | 0 | 0 | 0 | 0 | 0
LA New Roads - NOx Summer v4.10 | 694 | 2424 | Rate Constraint in lbs/MMBtu | FALSE | L | Annual | Allowances Purchased NOX | Thousand Tons | 0 | 0 | 0 | 0 | 0 | 0 | 0
LA New Roads - NOx Summer v4.10 | 694 | 2424 | Rate Constraint in lbs/MMBtu | FALSE | L | Annual | Allowances Sold NOX | Thousand Tons | 0 | 0 | 0 | 0 | 0 | 0 | 0
LA New Roads - NOx Summer v4.10 | 694 | 2424 | Rate Constraint in lbs/MMBtu | FALSE | L | Annual | Allowances Banked | Thousand Tons | 0 | 0 | 0 | 0 | 0 | 0 | 0
LA New Roads - NOx Summer v4.10 | 694 | 2424 | Rate Constraint in lbs/MMBtu | FALSE | L | Annual | Allowances Withdrawn (1:1) | Thousand Tons | 0 | 0 | 0 | 0 | 0 | 0 | 0
LA New Roads - NOx Summer v4.10 | 694 | 2424 | Rate Constraint in lbs/MMBtu | FALSE | L | Annual | Allowances Withdrawn (n:1) | Thousand Tons | 0 | 0 | 0 | 0 | 0 | 0 | 0
LA New Roads - NOx Summer v4.10 | 694 | 2424 | Rate Constraint in lbs/MMBtu | FALSE | L | Annual | Net Emissions Allowance Position | Thousand Tons | 0 | 0 | 0 | 0 | 0 | 0 | 0
LA New Roads - NOx Summer v4.10 | 694 | 2424 | Rate Constraint in lbs/MMBtu | FALSE | L | Annual | Fuel Consumed | TBtu | 0 | 0 | 0 | 0 | 0 | 0 | 0
LA New Roads - NOx Summer v4.10 | 694 | 2424 | Rate Constraint in lbs/MMBtu | FALSE | L | Annual | Rate | lb/MMBtu | 0 | 0 | 0 | 0 | 0 | 0 | 0
LA New Roads - NOx Summer v4.10 | 694 | 2424 | Rate Constraint in lbs/MMBtu | FALSE | L | Annual | Generation | TWh | 0 | 0 | 0 | 0 | 0 | 0 | 0
LA New Roads - NOx Summer v4.10 | 694 | 2424 | Rate Constraint in lbs/MMBtu | FALSE | L | Annual | Qualifying Generation | TWh | 0 | 0 | 0 | 0 | 0 | 0 | 0
LA New Roads - NOx Summer v4.10 | 694 | 2424 | Rate Constraint in lbs/MMBtu | FALSE | L | Annual | Rate | lb/MWh | 0 | 0 | 0 | 0 | 0 | 0 | 0
LA New Roads - NOx Summer v4.10 | 694 | 2424 | Rate Constraint in lbs/MMBtu | FALSE | L | Annual | Constraint Shadow Price | US2011$/Ton | 17390.8412 | 20809.6337 | 24652.3198 | 17985.0765 | 9119.3106 | 24609.5511 | 11118.2913
LA Plaquemine Cogeneration Plant -Nox Summer v5.12 | 695 | 2523 | Rate Constraint in lbs/MMBtu | FALSE | L | Annual | Seasons Included | Seasons | Summer | Summer | Summer | Summer | Summer | Summer | Summer
LA Plaquemine Cogeneration Plant -Nox Summer v5.12 | 695 | 2523 | Rate Constraint in lbs/MMBtu | FALSE | L | Annual | Standard | lb/MMBtu | 0.2 | 0.2 | 0.2 | 0.2 | 0.2 | 0.2 | 0.2
LA Plaquemine Cogeneration Plant -Nox Summer v5.12 | 695 | 2523 | Rate Constraint in lbs/MMBtu | FALSE | L | Annual | Emissions at Affected Plants NOX | Thousand Tons | 0.1456 | 0.1456 | 0.1456 | 0.1456 | 0.1456 | 0.1456 | 0.1456
LA Plaquemine Cogeneration Plant -Nox Summer v5.12 | 695 | 2523 | Rate Constraint in lbs/MMBtu | FALSE | L | Annual | Allowances Purchased NOX | Thousand Tons | 0 | 0 | 0 | 0 | 0 | 0 | 0
LA Plaquemine Cogeneration Plant -Nox Summer v5.12 | 695 | 2523 | Rate Constraint in lbs/MMBtu | FALSE | L | Annual | Allowances Sold NOX | Thousand Tons | 0 | 0 | 0 | 0 | 0 | 0 | 0
LA Plaquemine Cogeneration Plant -Nox Summer v5.12 | 695 | 2523 | Rate Constraint in lbs/MMBtu | FALSE | L | Annual | Allowances Banked | Thousand Tons | 0 | 0 | 0 | 0 | 0 | 0 | 0
LA Plaquemine Cogeneration Plant -Nox Summer v5.12 | 695 | 2523 | Rate Constraint in lbs/MMBtu | FALSE | L | Annual | Allowances Withdrawn (1:1) | Thousand Tons | 0 | 0 | 0 | 0 | 0 | 0 | 0
LA Plaquemine Cogeneration Plant -Nox Summer v5.12 | 695 | 2523 | Rate Constraint in lbs/MMBtu | FALSE | L | Annual | Allowances Withdrawn (n:1) | Thousand Tons | 0 | 0 | 0 | 0 | 0 | 0 | 0
LA Plaquemine Cogeneration Plant -Nox Summer v5.12 | 695 | 2523 | Rate Constraint in lbs/MMBtu | FALSE | L | Annual | Net Emissions Allowance Position | Thousand Tons | 0.1456 | 0.1456 | 0.1456 | 0.1456 | 0.1456 | 0.1456 | 0.1456
LA Plaquemine Cogeneration Plant -Nox Summer v5.12 | 695 | 2523 | Rate Constraint in lbs/MMBtu | FALSE | L | Annual | Fuel Consumed | TBtu | 16.754 | 16.754 | 16.754 | 16.754 | 16.754 | 16.754 | 16.754
LA Plaquemine Cogeneration Plant -Nox Summer v5.12 | 695 | 2523 | Rate Constraint in lbs/MMBtu | FALSE | L | Annual | Rate | lb/MMBtu | 0.017381 | 0.017381 | 0.017381 | 0.017381 | 0.017381 | 0.017381 | 0.017381
LA Plaquemine Cogeneration Plant -Nox Summer v5.12 | 695 | 2523 | Rate Constraint in lbs/MMBtu | FALSE | L | Annual | Generation | TWh | 2.6248 | 2.6248 | 2.6248 | 2.6248 | 2.6248 | 2.6248 | 2.6248
LA Plaquemine Cogeneration Plant -Nox Summer v5.12 | 695 | 2523 | Rate Constraint in lbs/MMBtu | FALSE | L | Annual | Qualifying Generation | TWh | 2.6248 | 2.6248 | 2.6248 | 2.6248 | 2.6248 | 2.6248 | 2.6248
LA Plaquemine Cogeneration Plant -Nox Summer v5.12 | 695 | 2523 | Rate Constraint in lbs/MMBtu | FALSE | L | Annual | Rate | lb/MWh | 0.055472 | 0.055472 | 0.055472 | 0.055472 | 0.055472 | 0.055472 | 0.055472
LA Plaquemine Cogeneration Plant -Nox Summer v5.12 | 695 | 2523 | Rate Constraint in lbs/MMBtu | FALSE | L | Annual | Constraint Shadow Price | US2011$/Ton | 0 | 0 | 0 | 0 | 0 | 0 | 0
LA Plaquemine -Nox Summer v5.12 | 696 | 2526 | Rate Constraint in lbs/MMBtu | FALSE | L | Annual | Seasons Included | Seasons | Summer | Summer | Summer | Summer | Summer | Summer | Summer
LA Plaquemine -Nox Summer v5.12 | 696 | 2526 | Rate Constraint in lbs/MMBtu | FALSE | L | Annual | Standard | lb/MMBtu | 0.1 | 0.1 | 0.1 | 0.1 | 0.1 | 0.1 | 0.1
LA Plaquemine -Nox Summer v5.12 | 696 | 2526 | Rate Constraint in lbs/MMBtu | FALSE | L | Annual | Emissions at Affected Plants NOX | Thousand Tons | 0 | 0 | 0 | 0 | 0 | 0 | 0
LA Plaquemine -Nox Summer v5.12 | 696 | 2526 | Rate Constraint in lbs/MMBtu | FALSE | L | Annual | Allowances Purchased NOX | Thousand Tons | 0 | 0 | 0 | 0 | 0 | 0 | 0
LA Plaquemine -Nox Summer v5.12 | 696 | 2526 | Rate Constraint in lbs/MMBtu | FALSE | L | Annual | Allowances Sold NOX | Thousand Tons | 0 | 0 | 0 | 0 | 0 | 0 | 0
LA Plaquemine -Nox Summer v5.12 | 696 | 2526 | Rate Constraint in lbs/MMBtu | FALSE | L | Annual | Allowances Banked | Thousand Tons | 0 | 0 | 0 | 0 | 0 | 0 | 0
LA Plaquemine -Nox Summer v5.12 | 696 | 2526 | Rate Constraint in lbs/MMBtu | FALSE | L | Annual | Allowances Withdrawn (1:1) | Thousand Tons | 0 | 0 | 0 | 0 | 0 | 0 | 0
LA Plaquemine -Nox Summer v5.12 | 696 | 2526 | Rate Constraint in lbs/MMBtu | FALSE | L | Annual | Allowances Withdrawn (n:1) | Thousand Tons | 0 | 0 | 0 | 0 | 0 | 0 | 0
LA Plaquemine -Nox Summer v5.12 | 696 | 2526 | Rate Constraint in lbs/MMBtu | FALSE | L | Annual | Net Emissions Allowance Position | Thousand Tons | 0 | 0 | 0 | 0 | 0 | 0 | 0
LA Plaquemine -Nox Summer v5.12 | 696 | 2526 | Rate Constraint in lbs/MMBtu | FALSE | L | Annual | Fuel Consumed | TBtu | 0 | 0 | 0 | 0 | 0 | 0 | 0
LA Plaquemine -Nox Summer v5.12 | 696 | 2526 | Rate Constraint in lbs/MMBtu | FALSE | L | Annual | Rate | lb/MMBtu | 0 | 0 | 0 | 0 | 0 | 0 | 0
LA Plaquemine -Nox Summer v5.12 | 696 | 2526 | Rate Constraint in lbs/MMBtu | FALSE | L | Annual | Generation | TWh | 0 | 0 | 0 | 0 | 0 | 0 | 0
LA Plaquemine -Nox Summer v5.12 | 696 | 2526 | Rate Constraint in lbs/MMBtu | FALSE | L | Annual | Qualifying Generation | TWh | 0 | 0 | 0 | 0 | 0 | 0 | 0
LA Plaquemine -Nox Summer v5.12 | 696 | 2526 | Rate Constraint in lbs/MMBtu | FALSE | L | Annual | Rate | lb/MWh | 0 | 0 | 0 | 0 | 0 | 0 | 0
LA Plaquemine -Nox Summer v5.12 | 696 | 2526 | Rate Constraint in lbs/MMBtu | FALSE | L | Annual | Constraint Shadow Price | US2011$/Ton | 0 | 0 | 0 | 0 | 0 | 30927.1793 | 26514.696
LA Shell Chemical - NOx Summer v4.10 | 697 | 2423 | Rate Constraint in lbs/MMBtu | FALSE | L | Annual | Seasons Included | Seasons | Summer | Summer | Summer | Summer | Summer | Summer | Summer
LA Shell Chemical - NOx Summer v4.10 | 697 | 2423 | Rate Constraint in lbs/MMBtu | FALSE | L | Annual | Standard | lb/MMBtu | 0.2 | 0.2 | 0.2 | 0.2 | 0.2 | 0.2 | 0.2
LA Shell Chemical - NOx Summer v4.10 | 697 | 2423 | Rate Constraint in lbs/MMBtu | FALSE | L | Annual | Emissions at Affected Plants NOX | Thousand Tons | 0 | 0 | 0 | 0.0025735 | 0.013082 | 0.013082 | 0.013082
LA Shell Chemical - NOx Summer v4.10 | 697 | 2423 | Rate Constraint in lbs/MMBtu | FALSE | L | Annual | Allowances Purchased NOX | Thousand Tons | 0 | 0 | 0 | 0 | 0 | 0 | 0
LA Shell Chemical - NOx Summer v4.10 | 697 | 2423 | Rate Constraint in lbs/MMBtu | FALSE | L | Annual | Allowances Sold NOX | Thousand Tons | 0 | 0 | 0 | 0 | 0 | 0 | 0
LA Shell Chemical - NOx Summer v4.10 | 697 | 2423 | Rate Constraint in lbs/MMBtu | FALSE | L | Annual | Allowances Banked | Thousand Tons | 0 | 0 | 0 | 0 | 0 | 0 | 0
LA Shell Chemical - NOx Summer v4.10 | 697 | 2423 | Rate Constraint in lbs/MMBtu | FALSE | L | Annual | Allowances Withdrawn (1:1) | Thousand Tons | 0 | 0 | 0 | 0 | 0 | 0 | 0
LA Shell Chemical - NOx Summer v4.10 | 697 | 2423 | Rate Constraint in lbs/MMBtu | FALSE | L | Annual | Allowances Withdrawn (n:1) | Thousand Tons | 0 | 0 | 0 | 0 | 0 | 0 | 0
LA Shell Chemical - NOx Summer v4.10 | 697 | 2423 | Rate Constraint in lbs/MMBtu | FALSE | L | Annual | Net Emissions Allowance Position | Thousand Tons | 0 | 0 | 0 | 0.0025735 | 0.013082 | 0.013082 | 0.013082
LA Shell Chemical - NOx Summer v4.10 | 697 | 2423 | Rate Constraint in lbs/MMBtu | FALSE | L | Annual | Fuel Consumed | TBtu | 0 | 0 | 0 | 0.024962 | 0.12689 | 0.12689 | 0.12689
LA Shell Chemical - NOx Summer v4.10 | 697 | 2423 | Rate Constraint in lbs/MMBtu | FALSE | L | Annual | Rate | lb/MMBtu | 0 | 0 | 0 | 0.20619 | 0.20619 | 0.20619 | 0.20619
LA Shell Chemical - NOx Summer v4.10 | 697 | 2423 | Rate Constraint in lbs/MMBtu | FALSE | L | Annual | Generation | TWh | 0 | 0 | 0 | 0.0022024 | 0.011196 | 0.011196 | 0.011196
LA Shell Chemical - NOx Summer v4.10 | 697 | 2423 | Rate Constraint in lbs/MMBtu | FALSE | L | Annual | Qualifying Generation | TWh | 0 | 0 | 0 | 0.0022024 | 0.011196 | 0.011196 | 0.011196
LA Shell Chemical - NOx Summer v4.10 | 697 | 2423 | Rate Constraint in lbs/MMBtu | FALSE | L | Annual | Rate | lb/MWh | 0 | 0 | 0 | 1.1685 | 1.1685 | 1.1685 | 1.1685
LA Shell Chemical - NOx Summer v4.10 | 697 | 2423 | Rate Constraint in lbs/MMBtu | FALSE | L | Annual | Constraint Shadow Price | US2011$/Ton | 0 | 0 | 0 | 0 | 0 | 9157.1471 | 17187.6112
LA Willow Glen -Nox Summer v5.12 | 698 | 2525 | Rate Constraint in lbs/MMBtu | FALSE | L | Annual | Seasons Included | Seasons | Summer | Summer | Summer | Summer | Summer | Summer | Summer
LA Willow Glen -Nox Summer v5.12 | 698 | 2525 | Rate Constraint in lbs/MMBtu | FALSE | L | Annual | Standard | lb/MMBtu | 0.1 | 0.1 | 0.1 | 0.1 | 0.1 | 0.1 | 0.1
LA Willow Glen -Nox Summer v5.12 | 698 | 2525 | Rate Constraint in lbs/MMBtu | FALSE | L | Annual | Emissions at Affected Plants NOX | Thousand Tons | 0.11274 | 0.095442 | 0 | 0 | 0 | 0 | 0
LA Willow Glen -Nox Summer v5.12 | 698 | 2525 | Rate Constraint in lbs/MMBtu | FALSE | L | Annual | Allowances Purchased NOX | Thousand Tons | 0 | 0 | 0 | 0 | 0 | 0 | 0
LA Willow Glen -Nox Summer v5.12 | 698 | 2525 | Rate Constraint in lbs/MMBtu | FALSE | L | Annual | Allowances Sold NOX | Thousand Tons | 0 | 0 | 0 | 0 | 0 | 0 | 0
LA Willow Glen -Nox Summer v5.12 | 698 | 2525 | Rate Constraint in lbs/MMBtu | FALSE | L | Annual | Allowances Banked | Thousand Tons | 0 | 0 | 0 | 0 | 0 | 0 | 0
LA Willow Glen -Nox Summer v5.12 | 698 | 2525 | Rate Constraint in lbs/MMBtu | FALSE | L | Annual | Allowances Withdrawn (1:1) | Thousand Tons | 0 | 0 | 0 | 0 | 0 | 0 | 0
LA Willow Glen -Nox Summer v5.12 | 698 | 2525 | Rate Constraint in lbs/MMBtu | FALSE | L | Annual | Allowances Withdrawn (n:1) | Thousand Tons | 0 | 0 | 0 | 0 | 0 | 0 | 0
LA Willow Glen -Nox Summer v5.12 | 698 | 2525 | Rate Constraint in lbs/MMBtu | FALSE | L | Annual | Net Emissions Allowance Position | Thousand Tons | 0.11274 | 0.095442 | 0 | 0 | 0 | 0 | 0
LA Willow Glen -Nox Summer v5.12 | 698 | 2525 | Rate Constraint in lbs/MMBtu | FALSE | L | Annual | Fuel Consumed | TBtu | 0.92935 | 0.73145 | 0 | 0 | 0 | 0 | 0
LA Willow Glen -Nox Summer v5.12 | 698 | 2525 | Rate Constraint in lbs/MMBtu | FALSE | L | Annual | Rate | lb/MMBtu | 0.24262 | 0.26096 | 0 | 0 | 0 | 0 | 0
LA Willow Glen -Nox Summer v5.12 | 698 | 2525 | Rate Constraint in lbs/MMBtu | FALSE | L | Annual | Generation | TWh | 0.076667 | 0.05996 | 0 | 0 | 0 | 0 | 0
LA Willow Glen -Nox Summer v5.12 | 698 | 2525 | Rate Constraint in lbs/MMBtu | FALSE | L | Annual | Qualifying Generation | TWh | 0.076667 | 0.05996 | 0 | 0 | 0 | 0 | 0
LA Willow Glen -Nox Summer v5.12 | 698 | 2525 | Rate Constraint in lbs/MMBtu | FALSE | L | Annual | Rate | lb/MWh | 1.4705 | 1.5918 | 0 | 0 | 0 | 0 | 0
LA Willow Glen -Nox Summer v5.12 | 698 | 2525 | Rate Constraint in lbs/MMBtu | FALSE | L | Annual | Constraint Shadow Price | US2011$/Ton | 24006.8792 | 29497.7995 | 0 | 0 | 10831.7067 | 1574.8731 | 3431.9414
Louisiana Coal Units - SO2 Rate Annual v3.1, Unit 3566 and retrofits | 699 | 2199 | Rate Constraint in lbs/MMBtu | FALSE | L | Annual | Seasons Included | Seasons | Winter, Summer | Winter, Summer | Winter, Summer | Winter, Summer | Winter, Summer | Winter, Summer | Winter, Summer
Louisiana Coal Units - SO2 Rate Annual v3.1, Unit 3566 and retrofits | 699 | 2199 | Rate Constraint in lbs/MMBtu | FALSE | L | Annual | Standard | lb/MMBtu | 1.2 | 1.2 | 1.2 | 1.2 | 1.2 | 1.2 | 1.2
Louisiana Coal Units - SO2 Rate Annual v3.1, Unit 3566 and retrofits | 699 | 2199 | Rate Constraint in lbs/MMBtu | FALSE | L | Annual | Emissions at Affected Plants SO2 | Thousand Tons | 0 | 0 | 0 | 0 | 0 | 0 | 0
Louisiana Coal Units - SO2 Rate Annual v3.1, Unit 3566 and retrofits | 699 | 2199 | Rate Constraint in lbs/MMBtu | FALSE | L | Annual | Allowances Purchased SO2 | Thousand Tons | 0 | 0 | 0 | 0 | 0 | 0 | 0
Louisiana Coal Units - SO2 Rate Annual v3.1, Unit 3566 and retrofits | 699 | 2199 | Rate Constraint in lbs/MMBtu | FALSE | L | Annual | Allowances Sold SO2 | Thousand Tons | 0 | 0 | 0 | 0 | 0 | 0 | 0
Louisiana Coal Units - SO2 Rate Annual v3.1, Unit 3566 and retrofits | 699 | 2199 | Rate Constraint in lbs/MMBtu | FALSE | L | Annual | Allowances Banked | Thousand Tons | 0 | 0 | 0 | 0 | 0 | 0 | 0
Louisiana Coal Units - SO2 Rate Annual v3.1, Unit 3566 and retrofits | 699 | 2199 | Rate Constraint in lbs/MMBtu | FALSE | L | Annual | Allowances Withdrawn (1:1) | Thousand Tons | 0 | 0 | 0 | 0 | 0 | 0 | 0
Louisiana Coal Units - SO2 Rate Annual v3.1, Unit 3566 and retrofits | 699 | 2199 | Rate Constraint in lbs/MMBtu | FALSE | L | Annual | Allowances Withdrawn (n:1) | Thousand Tons | 0 | 0 | 0 | 0 | 0 | 0 | 0
Louisiana Coal Units - SO2 Rate Annual v3.1, Unit 3566 and retrofits | 699 | 2199 | Rate Constraint in lbs/MMBtu | FALSE | L | Annual | Net Emissions Allowance Position | Thousand Tons | 0 | 0 | 0 | 0 | 0 | 0 | 0
Louisiana Coal Units - SO2 Rate Annual v3.1, Unit 3566 and retrofits | 699 | 2199 | Rate Constraint in lbs/MMBtu | FALSE | L | Annual | Fuel Consumed | TBtu | 0 | 0 | 0 | 0 | 0 | 0 | 0
Louisiana Coal Units - SO2 Rate Annual v3.1, Unit 3566 and retrofits | 699 | 2199 | Rate Constraint in lbs/MMBtu | FALSE | L | Annual | Rate | lb/MMBtu | 0 | 0 | 0 | 0 | 0 | 0 | 0
Louisiana Coal Units - SO2 Rate Annual v3.1, Unit 3566 and retrofits | 699 | 2199 | Rate Constraint in lbs/MMBtu | FALSE | L | Annual | Generation | TWh | 0 | 0 | 0 | 0 | 0 | 0 | 0
Louisiana Coal Units - SO2 Rate Annual v3.1, Unit 3566 and retrofits | 699 | 2199 | Rate Constraint in lbs/MMBtu | FALSE | L | Annual | Qualifying Generation | TWh | 0 | 0 | 0 | 0 | 0 | 0 | 0
Louisiana Coal Units - SO2 Rate Annual v3.1, Unit 3566 and retrofits | 699 | 2199 | Rate Constraint in lbs/MMBtu | FALSE | L | Annual | Rate | lb/MWh | 0 | 0 | 0 | 0 | 0 | 0 | 0
Louisiana Coal Units - SO2 Rate Annual v3.1, Unit 3566 and retrofits | 699 | 2199 | Rate Constraint in lbs/MMBtu | FALSE | L | Annual | Constraint Shadow Price | US2011$/Ton | 0 | 0 | 0 | 0 | 0 | 0 | 0
Louisiana Coal Units - SO2 Rate Annual v3.1, Unit 3771 and retrofits | 700 | 2199 | Rate Constraint in lbs/MMBtu | FALSE | L | Annual | Seasons Included | Seasons | Winter, Summer | Winter, Summer | Winter, Summer | Winter, Summer | Winter, Summer | Winter, Summer | Winter, Summer
Louisiana Coal Units - SO2 Rate Annual v3.1, Unit 3771 and retrofits | 700 | 2199 | Rate Constraint in lbs/MMBtu | FALSE | L | Annual | Standard | lb/MMBtu | 1.2 | 1.2 | 1.2 | 1.2 | 1.2 | 1.2 | 1.2
Louisiana Coal Units - SO2 Rate Annual v3.1, Unit 3771 and retrofits | 700 | 2199 | Rate Constraint in lbs/MMBtu | FALSE | L | Annual | Emissions at Affected Plants SO2 | Thousand Tons | 0 | 0 | 0 | 0 | 0 | 0 | 0
Louisiana Coal Units - SO2 Rate Annual v3.1, Unit 3771 and retrofits | 700 | 2199 | Rate Constraint in lbs/MMBtu | FALSE | L | Annual | Allowances Purchased SO2 | Thousand Tons | 0 | 0 | 0 | 0 | 0 | 0 | 0
Louisiana Coal Units - SO2 Rate Annual v3.1, Unit 3771 and retrofits | 700 | 2199 | Rate Constraint in lbs/MMBtu | FALSE | L | Annual | Allowances Sold SO2 | Thousand Tons | 0 | 0 | 0 | 0 | 0 | 0 | 0
Louisiana Coal Units - SO2 Rate Annual v3.1, Unit 3771 and retrofits | 700 | 2199 | Rate Constraint in lbs/MMBtu | FALSE | L | Annual | Allowances Banked | Thousand Tons | 0 | 0 | 0 | 0 | 0 | 0 | 0
Louisiana Coal Units - SO2 Rate Annual v3.1, Unit 3771 and retrofits | 700 | 2199 | Rate Constraint in lbs/MMBtu | FALSE | L | Annual | Allowances Withdrawn (1:1) | Thousand Tons | 0 | 0 | 0 | 0 | 0 | 0 | 0
Louisiana Coal Units - SO2 Rate Annual v3.1, Unit 3771 and retrofits | 700 | 2199 | Rate Constraint in lbs/MMBtu | FALSE | L | Annual | Allowances Withdrawn (n:1) | Thousand Tons | 0 | 0 | 0 | 0 | 0 | 0 | 0
Louisiana Coal Units - SO2 Rate Annual v3.1, Unit 3771 and retrofits | 700 | 2199 | Rate Constraint in lbs/MMBtu | FALSE | L | Annual | Net Emissions Allowance Position | Thousand Tons | 0 | 0 | 0 | 0 | 0 | 0 | 0
Louisiana Coal Units - SO2 Rate Annual v3.1, Unit 3771 and retrofits | 700 | 2199 | Rate Constraint in lbs/MMBtu | FALSE | L | Annual | Fuel Consumed | TBtu | 0 | 0 | 0 | 0 | 0 | 0 | 0
Louisiana Coal Units - SO2 Rate Annual v3.1, Unit 3771 and retrofits | 700 | 2199 | Rate Constraint in lbs/MMBtu | FALSE | L | Annual | Rate | lb/MMBtu | 0 | 0 | 0 | 0 | 0 | 0 | 0
Louisiana Coal Units - SO2 Rate Annual v3.1, Unit 3771 and retrofits | 700 | 2199 | Rate Constraint in lbs/MMBtu | FALSE | L | Annual | Generation | TWh | 0 | 0 | 0 | 0 | 0 | 0 | 0
Louisiana Coal Units - SO2 Rate Annual v3.1, Unit 3771 and retrofits | 700 | 2199 | Rate Constraint in lbs/MMBtu | FALSE | L | Annual | Qualifying Generation | TWh | 0 | 0 | 0 | 0 | 0 | 0 | 0
Louisiana Coal Units - SO2 Rate Annual v3.1, Unit 3771 and retrofits | 700 | 2199 | Rate Constraint in lbs/MMBtu | FALSE | L | Annual | Rate | lb/MWh | 0 | 0 | 0 | 0 | 0 | 0 | 0
Louisiana Coal Units - SO2 Rate Annual v3.1, Unit 3771 and retrofits | 700 | 2199 | Rate Constraint in lbs/MMBtu | FALSE | L | Annual | Constraint Shadow Price | US2011$/Ton | 0 | 0 | 0 | 0 | 0 | 0 | 0
Louisiana Coal Units - SO2 Rate Annual v3.1, Unit 3789 and retrofits | 701 | 2199 | Rate Constraint in lbs/MMBtu | FALSE | L | Annual | Seasons Included | Seasons | Winter, Summer | Winter, Summer | Winter, Summer | Winter, Summer | Winter, Summer | Winter, Summer | Winter, Summer
Louisiana Coal Units - SO2 Rate Annual v3.1, Unit 3789 and retrofits | 701 | 2199 | Rate Constraint in lbs/MMBtu | FALSE | L | Annual | Standard | lb/MMBtu | 1.2 | 1.2 | 1.2 | 1.2 | 1.2 | 1.2 | 1.2
Louisiana Coal Units - SO2 Rate Annual v3.1, Unit 3789 and retrofits | 701 | 2199 | Rate Constraint in lbs/MMBtu | FALSE | L | Annual | Emissions at Affected Plants SO2 | Thousand Tons | 2.0925 | 2.2637 | 2.5915 | 2.5915 | 2.5915 | 2.5915 | 2.5915
Louisiana Coal Units - SO2 Rate Annual v3.1, Unit 3789 and retrofits | 701 | 2199 | Rate Constraint in lbs/MMBtu | FALSE | L | Annual | Allowances Purchased SO2 | Thousand Tons | 0 | 0 | 0 | 0 | 0 | 0 | 0
Louisiana Coal Units - SO2 Rate Annual v3.1, Unit 3789 and retrofits | 701 | 2199 | Rate Constraint in lbs/MMBtu | FALSE | L | Annual | Allowances Sold SO2 | Thousand Tons | 0 | 0 | 0 | 0 | 0 | 0 | 0
Louisiana Coal Units - SO2 Rate Annual v3.1, Unit 3789 and retrofits | 701 | 2199 | Rate Constraint in lbs/MMBtu | FALSE | L | Annual | Allowances Banked | Thousand Tons | 0 | 0 | 0 | 0 | 0 | 0 | 0
Louisiana Coal Units - SO2 Rate Annual v3.1, Unit 3789 and retrofits | 701 | 2199 | Rate Constraint in lbs/MMBtu | FALSE | L | Annual | Allowances Withdrawn (1:1) | Thousand Tons | 0 | 0 | 0 | 0 | 0 | 0 | 0
Louisiana Coal Units - SO2 Rate Annual v3.1, Unit 3789 and retrofits | 701 | 2199 | Rate Constraint in lbs/MMBtu | FALSE | L | Annual | Allowances Withdrawn (n:1) | Thousand Tons | 0 | 0 | 0 | 0 | 0 | 0 | 0
Louisiana Coal Units - SO2 Rate Annual v3.1, Unit 3789 and retrofits | 701 | 2199 | Rate Constraint in lbs/MMBtu | FALSE | L | Annual | Net Emissions Allowance Position | Thousand Tons | 2.0925 | 2.2637 | 2.5915 | 2.5915 | 2.5915 | 2.5915 | 2.5915
Louisiana Coal Units - SO2 Rate Annual v3.1, Unit 3789 and retrofits | 701 | 2199 | Rate Constraint in lbs/MMBtu | FALSE | L | Annual | Fuel Consumed | TBtu | 7.3281 | 7.9277 | 9.0758 | 9.0758 | 9.0758 | 9.0758 | 9.0758
Louisiana Coal Units - SO2 Rate Annual v3.1, Unit 3789 and retrofits | 701 | 2199 | Rate Constraint in lbs/MMBtu | FALSE | L | Annual | Rate | lb/MMBtu | 0.57108 | 0.57108 | 0.57108 | 0.57108 | 0.57108 | 0.57108 | 0.57108
Louisiana Coal Units - SO2 Rate Annual v3.1, Unit 3789 and retrofits | 701 | 2199 | Rate Constraint in lbs/MMBtu | FALSE | L | Annual | Generation | TWh | 0.6432 | 0.69583 | 0.79659 | 0.79659 | 0.79659 | 0.79659 | 0.79659
Louisiana Coal Units - SO2 Rate Annual v3.1, Unit 3789 and retrofits | 701 | 2199 | Rate Constraint in lbs/MMBtu | FALSE | L | Annual | Qualifying Generation | TWh | 0.6432 | 0.69583 | 0.79659 | 0.79659 | 0.79659 | 0.79659 | 0.79659
Louisiana Coal Units - SO2 Rate Annual v3.1, Unit 3789 and retrofits | 701 | 2199 | Rate Constraint in lbs/MMBtu | FALSE | L | Annual | Rate | lb/MWh | 3.2532 | 3.2532 | 3.2532 | 3.2532 | 3.2532 | 3.2532 | 3.2532
Louisiana Coal Units - SO2 Rate Annual v3.1, Unit 3789 and retrofits | 701 | 2199 | Rate Constraint in lbs/MMBtu | FALSE | L | Annual | Constraint Shadow Price | US2011$/Ton | 0 | 0 | 0 | 0 | 0 | 0 | 0
Louisiana Coal Units - SO2 Rate Annual v3.1, Unit 3790 and retrofits | 702 | 2199 | Rate Constraint in lbs/MMBtu | FALSE | L | Annual | Seasons Included | Seasons | Winter, Summer | Winter, Summer | Winter, Summer | Winter, Summer | Winter, Summer | Winter, Summer | Winter, Summer
Louisiana Coal Units - SO2 Rate Annual v3.1, Unit 3790 and retrofits | 702 | 2199 | Rate Constraint in lbs/MMBtu | FALSE | L | Annual | Standard | lb/MMBtu | 1.2 | 1.2 | 1.2 | 1.2 | 1.2 | 1.2 | 1.2
Louisiana Coal Units - SO2 Rate Annual v3.1, Unit 3790 and retrofits | 702 | 2199 | Rate Constraint in lbs/MMBtu | FALSE | L | Annual | Emissions at Affected Plants SO2 | Thousand Tons | 2.0867 | 2.2342 | 2.5578 | 2.5578 | 2.5578 | 2.5578 | 2.5578
Louisiana Coal Units - SO2 Rate Annual v3.1, Unit 3790 and retrofits | 702 | 2199 | Rate Constraint in lbs/MMBtu | FALSE | L | Annual | Allowances Purchased SO2 | Thousand Tons | 0 | 0 | 0 | 0 | 0 | 0 | 0
Louisiana Coal Units - SO2 Rate Annual v3.1, Unit 3790 and retrofits | 702 | 2199 | Rate Constraint in lbs/MMBtu | FALSE | L | Annual | Allowances Sold SO2 | Thousand Tons | 0 | 0 | 0 | 0 | 0 | 0 | 0
Louisiana Coal Units - SO2 Rate Annual v3.1, Unit 3790 and retrofits | 702 | 2199 | Rate Constraint in lbs/MMBtu | FALSE | L | Annual | Allowances Banked | Thousand Tons | 0 | 0 | 0 | 0 | 0 | 0 | 0
Louisiana Coal Units - SO2 Rate Annual v3.1, Unit 3790 and retrofits | 702 | 2199 | Rate Constraint in lbs/MMBtu | FALSE | L | Annual | Allowances Withdrawn (1:1) | Thousand Tons | 0 | 0 | 0 | 0 | 0 | 0 | 0
Louisiana Coal Units - SO2 Rate Annual v3.1, Unit 3790 and retrofits | 702 | 2199 | Rate Constraint in lbs/MMBtu | FALSE | L | Annual | Allowances Withdrawn (n:1) | Thousand Tons | 0 | 0 | 0 | 0 | 0 | 0 | 0
Louisiana Coal Units - SO2 Rate Annual v3.1, Unit 3790 and retrofits | 702 | 2199 | Rate Constraint in lbs/MMBtu | FALSE | L | Annual | Net Emissions Allowance Position | Thousand Tons | 2.0867 | 2.2342 | 2.5578 | 2.5578 | 2.5578 | 2.5578 | 2.5578
Louisiana Coal Units - SO2 Rate Annual v3.1, Unit 3790 and retrofits | 702 | 2199 | Rate Constraint in lbs/MMBtu | FALSE | L | Annual | Fuel Consumed | TBtu | 7.3078 | 7.8246 | 8.9577 | 8.9577 | 8.9577 | 8.9577 | 8.9577
Louisiana Coal Units - SO2 Rate Annual v3.1, Unit 3790 and retrofits | 702 | 2199 | Rate Constraint in lbs/MMBtu | FALSE | L | Annual | Rate | lb/MMBtu | 0.57108 | 0.57108 | 0.57108 | 0.57108 | 0.57108 | 0.57108 | 0.57108
Louisiana Coal Units - SO2 Rate Annual v3.1, Unit 3790 and retrofits | 702 | 2199 | Rate Constraint in lbs/MMBtu | FALSE | L | Annual | Generation | TWh | 0.6438 | 0.68932 | 0.78915 | 0.78915 | 0.78915 | 0.78915 | 0.78915
Louisiana Coal Units - SO2 Rate Annual v3.1, Unit 3790 and retrofits | 702 | 2199 | Rate Constraint in lbs/MMBtu | FALSE | L | Annual | Qualifying Generation | TWh | 0.6438 | 0.68932 | 0.78915 | 0.78915 | 0.78915 | 0.78915 | 0.78915
Louisiana Coal Units - SO2 Rate Annual v3.1, Unit 3790 and retrofits | 702 | 2199 | Rate Constraint in lbs/MMBtu | FALSE | L | Annual | Rate | lb/MWh | 3.2412 | 3.2412 | 3.2412 | 3.2412 | 3.2412 | 3.2412 | 3.2412
Louisiana Coal Units - SO2 Rate Annual v3.1, Unit 3790 and retrofits | 702 | 2199 | Rate Constraint in lbs/MMBtu | FALSE | L | Annual | Constraint Shadow Price | US2011$/Ton | 0 | 0 | 0 | 0 | 0 | 0 | 0
Louisiana Coal Units - SO2 Rate Annual v3.1, Unit 4703 and retrofits | 703 | 2199 | Rate Constraint in lbs/MMBtu | FALSE | L | Annual | Seasons Included | Seasons | Winter, Summer | Winter, Summer | Winter, Summer | Winter, Summer | Winter, Summer | Winter, Summer | Winter, Summer
Louisiana Coal Units - SO2 Rate Annual v3.1, Unit 4703 and retrofits | 703 | 2199 | Rate Constraint in lbs/MMBtu | FALSE | L | Annual | Standard | lb/MMBtu | 1.2 | 1.2 | 1.2 | 1.2 | 1.2 | 1.2 | 1.2
Louisiana Coal Units - SO2 Rate Annual v3.1, Unit 4703 and retrofits | 703 | 2199 | Rate Constraint in lbs/MMBtu | FALSE | L | Annual | Emissions at Affected Plants SO2 | Thousand Tons | 0.34244 | 0.61299 | 0.79665 | 0.73799 | 1.2607 | 1.5029 | 1.5029
Louisiana Coal Units - SO2 Rate Annual v3.1, Unit 4703 and retrofits | 703 | 2199 | Rate Constraint in lbs/MMBtu | FALSE | L | Annual | Allowances Purchased SO2 | Thousand Tons | 0 | 0 | 0 | 0 | 0 | 0 | 0
Louisiana Coal Units - SO2 Rate Annual v3.1, Unit 4703 and retrofits | 703 | 2199 | Rate Constraint in lbs/MMBtu | FALSE | L | Annual | Allowances Sold SO2 | Thousand Tons | 0 | 0 | 0 | 0 | 0 | 0 | 0
Louisiana Coal Units - SO2 Rate Annual v3.1, Unit 4703 and retrofits | 703 | 2199 | Rate Constraint in lbs/MMBtu | FALSE | L | Annual | Allowances Banked | Thousand Tons | 0 | 0 | 0 | 0 | 0 | 0 | 0
Louisiana Coal Units - SO2 Rate Annual v3.1, Unit 4703 and retrofits | 703 | 2199 | Rate Constraint in lbs/MMBtu | FALSE | L | Annual | Allowances Withdrawn (1:1) | Thousand Tons | 0 | 0 | 0 | 0 | 0 | 0 | 0
Louisiana Coal Units - SO2 Rate Annual v3.1, Unit 4703 and retrofits | 703 | 2199 | Rate Constraint in lbs/MMBtu | FALSE | L | Annual | Allowances Withdrawn (n:1) | Thousand Tons | 0 | 0 | 0 | 0 | 0 | 0 | 0
Louisiana Coal Units - SO2 Rate Annual v3.1, Unit 4703 and retrofits | 703 | 2199 | Rate Constraint in lbs/MMBtu | FALSE | L | Annual | Net Emissions Allowance Position | Thousand Tons | 0.34244 | 0.61299 | 0.79665 | 0.73799 | 1.2607 | 1.5029 | 1.5029
Louisiana Coal Units - SO2 Rate Annual v3.1, Unit 4703 and retrofits | 703 | 2199 | Rate Constraint in lbs/MMBtu | FALSE | L | Annual | Fuel Consumed | TBtu | 8.5611 | 15.3682 | 19.9728 | 18.5021 | 17.7677 | 21.1816 | 21.1816
Louisiana Coal Units - SO2 Rate Annual v3.1, Unit 4703 and retrofits | 703 | 2199 | Rate Constraint in lbs/MMBtu | FALSE | L | Annual | Rate | lb/MMBtu | 0.08 | 0.079774 | 0.079774 | 0.079774 | 0.14191 | 0.14191 | 0.14191
Louisiana Coal Units - SO2 Rate Annual v3.1, Unit 4703 and retrofits | 703 | 2199 | Rate Constraint in lbs/MMBtu | FALSE | L | Annual | Generation | TWh | 0.75668 | 1.3545 | 1.7603 | 1.6307 | 1.566 | 1.8669 | 1.8669
Louisiana Coal Units - SO2 Rate Annual v3.1, Unit 4703 and retrofits | 703 | 2199 | Rate Constraint in lbs/MMBtu | FALSE | L | Annual | Qualifying Generation | TWh | 0.75668 | 1.3545 | 1.7603 | 1.6307 | 1.566 | 1.8669 | 1.8669
Louisiana Coal Units - SO2 Rate Annual v3.1, Unit 4703 and retrofits | 703 | 2199 | Rate Constraint in lbs/MMBtu | FALSE | L | Annual | Rate | lb/MWh | 0.45256 | 0.45256 | 0.45256 | 0.45256 | 0.80506 | 0.80506 | 0.80506
Louisiana Coal Units - SO2 Rate Annual v3.1, Unit 4703 and retrofits | 703 | 2199 | Rate Constraint in lbs/MMBtu | FALSE | L | Annual | Constraint Shadow Price | US2011$/Ton | 0 | 0 | 0 | 0 | 0 | 0 | 0
Louisiana Coal Units - SO2 Rate Annual v3.1, Unit 4704 and retrofits | 704 | 2199 | Rate Constraint in lbs/MMBtu | FALSE | L | Annual | Seasons Included | Seasons | Winter, Summer | Winter, Summer | Winter, Summer | Winter, Summer | Winter, Summer | Winter, Summer | Winter, Summer
Louisiana Coal Units - SO2 Rate Annual v3.1, Unit 4704 and retrofits | 704 | 2199 | Rate Constraint in lbs/MMBtu | FALSE | L | Annual | Standard | lb/MMBtu | 1.2 | 1.2 | 1.2 | 1.2 | 1.2 | 1.2 | 1.2
Louisiana Coal Units - SO2 Rate Annual v3.1, Unit 4704 and retrofits | 704 | 2199 | Rate Constraint in lbs/MMBtu | FALSE | L | Annual | Emissions at Affected Plants SO2 | Thousand Tons | 0.050599 | 0.39109 | 0.73671 | 0.73799 | 1.1846 | 1.5029 | 1.5029
Louisiana Coal Units - SO2 Rate Annual v3.1, Unit 4704 and retrofits | 704 | 2199 | Rate Constraint in lbs/MMBtu | FALSE | L | Annual | Allowances Purchased SO2 | Thousand Tons | 0 | 0 | 0 | 0 | 0 | 0 | 0
Louisiana Coal Units - SO2 Rate Annual v3.1, Unit 4704 and retrofits | 704 | 2199 | Rate Constraint in lbs/MMBtu | FALSE | L | Annual | Allowances Sold SO2 | Thousand Tons | 0 | 0 | 0 | 0 | 0 | 0 | 0
Louisiana Coal Units - SO2 Rate Annual v3.1, Unit 4704 and retrofits | 704 | 2199 | Rate Constraint in lbs/MMBtu | FALSE | L | Annual | Allowances Banked | Thousand Tons | 0 | 0 | 0 | 0 | 0 | 0 | 0
Louisiana Coal Units - SO2 Rate Annual v3.1, Unit 4704 and retrofits | 704 | 2199 | Rate Constraint in lbs/MMBtu | FALSE | L | Annual | Allowances Withdrawn (1:1) | Thousand Tons | 0 | 0 | 0 | 0 | 0 | 0 | 0
Louisiana Coal Units - SO2 Rate Annual v3.1, Unit 4704 and retrofits | 704 | 2199 | Rate Constraint in lbs/MMBtu | FALSE | L | Annual | Allowances Withdrawn (n:1) | Thousand Tons | 0 | 0 | 0 | 0 | 0 | 0 | 0
Louisiana Coal Units - SO2 Rate Annual v3.1, Unit 4704 and retrofits | 704 | 2199 | Rate Constraint in lbs/MMBtu | FALSE | L | Annual | Net Emissions Allowance Position | Thousand Tons | 0.050599 | 0.39109 | 0.73671 | 0.73799 | 1.1846 | 1.5029 | 1.5029
Louisiana Coal Units - SO2 Rate Annual v3.1, Unit 4704 and retrofits | 704 | 2199 | Rate Constraint in lbs/MMBtu | FALSE | L | Annual | Fuel Consumed | TBtu | 1.265 | 9.8051 | 18.4699 | 18.5021 | 16.6954 | 21.1816 | 21.1816
Louisiana Coal Units - SO2 Rate Annual v3.1, Unit 4704 and retrofits | 704 | 2199 | Rate Constraint in lbs/MMBtu | FALSE | L | Annual | Rate | lb/MMBtu | 0.08 | 0.079774 | 0.079774 | 0.079774 | 0.14191 | 0.14191 | 0.14191
Louisiana Coal Units - SO2 Rate Annual v3.1, Unit 4704 and retrofits | 704 | 2199 | Rate Constraint in lbs/MMBtu | FALSE | L | Annual | Generation | TWh | 0.11181 | 0.86418 | 1.6279 | 1.6307 | 1.4715 | 1.8669 | 1.8669
Louisiana Coal Units - SO2 Rate Annual v3.1, Unit 4704 and retrofits | 704 | 2199 | Rate Constraint in lbs/MMBtu | FALSE | L | Annual | Qualifying Generation | TWh | 0.11181 | 0.86418 | 1.6279 | 1.6307 | 1.4715 | 1.8669 | 1.8669
Louisiana Coal Units - SO2 Rate Annual v3.1, Unit 4704 and retrofits | 704 | 2199 | Rate Constraint in lbs/MMBtu | FALSE | L | Annual | Rate | lb/MWh | 0.45256 | 0.45256 | 0.45256 | 0.45256 | 0.80506 | 0.80506 | 0.80506
Louisiana Coal Units - SO2 Rate Annual v3.1, Unit 4704 and retrofits | 704 | 2199 | Rate Constraint in lbs/MMBtu | FALSE | L | Annual | Constraint Shadow Price | US2011$/Ton | 0 | 0 | 0 | 0 | 0 | 0 | 0
Louisiana Coal Units - SO2 Rate Annual v3.1, Unit 5018 and retrofits | 705 | 2199 | Rate Constraint in lbs/MMBtu | FALSE | L | Annual | Seasons Included | Seasons | Winter, Summer | Winter, Summer | Winter, Summer | Winter, Summer | Winter, Summer | Winter, Summer | Winter, Summer
Louisiana Coal Units - SO2 Rate Annual v3.1, Unit 5018 and retrofits | 705 | 2199 | Rate Constraint in lbs/MMBtu | FALSE | L | Annual | Standard | lb/MMBtu | 1.2 | 1.2 | 1.2 | 1.2 | 1.2 | 1.2 | 1.2
Louisiana Coal Units - SO2 Rate Annual v3.1, Unit 5018 and retrofits | 705 | 2199 | Rate Constraint in lbs/MMBtu | FALSE | L | Annual | Emissions at Affected Plants SO2 | Thousand Tons | 0 | 0 | 0 | 0 | 0 | 0 | 0
Louisiana Coal Units - SO2 Rate Annual v3.1, Unit 5018 and retrofits | 705 | 2199 | Rate Constraint in lbs/MMBtu | FALSE | L | Annual | Allowances Purchased SO2 | Thousand Tons | 0 | 0 | 0 | 0 | 0 | 0 | 0
Louisiana Coal Units - SO2 Rate Annual v3.1, Unit 5018 and retrofits | 705 | 2199 | Rate Constraint in lbs/MMBtu | FALSE | L | Annual | Allowances Sold SO2 | Thousand Tons | 0 | 0 | 0 | 0 | 0 | 0 | 0
Louisiana Coal Units - SO2 Rate Annual v3.1, Unit 5018 and retrofits | 705 | 2199 | Rate Constraint in lbs/MMBtu | FALSE | L | Annual | Allowances Banked | Thousand Tons | 0 | 0 | 0 | 0 | 0 | 0 | 0
Louisiana Coal Units - SO2 Rate Annual v3.1, Unit 5018 and retrofits | 705 | 2199 | Rate Constraint in lbs/MMBtu | FALSE | L | Annual | Allowances Withdrawn (1:1) | Thousand Tons | 0 | 0 | 0 | 0 | 0 | 0 | 0
Louisiana Coal Units - SO2 Rate Annual v3.1, Unit 5018 and retrofits | 705 | 2199 | Rate Constraint in lbs/MMBtu | FALSE | L | Annual | Allowances Withdrawn (n:1) | Thousand Tons | 0 | 0 | 0 | 0 | 0 | 0 | 0
Louisiana Coal Units - SO2 Rate Annual v3.1, Unit 5018 and retrofits | 705 | 2199 | Rate Constraint in lbs/MMBtu | FALSE | L | Annual | Net Emissions Allowance Position | Thousand Tons | 0 | 0 | 0 | 0 | 0 | 0 | 0
Louisiana Coal Units - SO2 Rate Annual v3.1, Unit 5018 and retrofits | 705 | 2199 | Rate Constraint in lbs/MMBtu | FALSE | L | Annual | Fuel Consumed | TBtu | 0 | 0 | 0 | 0 | 0 | 0 | 0
Louisiana Coal Units - SO2 Rate Annual v3.1, Unit 5018 and retrofits | 705 | 2199 | Rate Constraint in lbs/MMBtu | FALSE | L | Annual | Rate | lb/MMBtu | 0 | 0 | 0 | 0 | 0 | 0 | 0
Louisiana Coal Units - SO2 Rate Annual v3.1, Unit 5018 and retrofits | 705 | 2199 | Rate Constraint in lbs/MMBtu | FALSE | L | Annual | Generation | TWh | 0 | 0 | 0 | 0 | 0 | 0 | 0
Louisiana Coal Units - SO2 Rate Annual v3.1, Unit 5018 and retrofits | 705 | 2199 | Rate Constraint in lbs/MMBtu | FALSE | L | Annual | Qualifying Generation | TWh | 0 | 0 | 0 | 0 | 0 | 0 | 0
Louisiana Coal Units - SO2 Rate Annual v3.1, Unit 5018 and retrofits | 705 | 2199 | Rate Constraint in lbs/MMBtu | FALSE | L | Annual | Rate | lb/MWh | 0 | 0 | 0 | 0 | 0 | 0 | 0
Louisiana Coal Units - SO2 Rate Annual v3.1, Unit 5018 and retrofits | 705 | 2199 | Rate Constraint in lbs/MMBtu | FALSE | L | Annual | Constraint Shadow Price | US2011$/Ton | 0 | 0 | 0 | 0 | 0 | 0 | 0
Louisiana Coal Units - SO2 Rate Annual v3.1, Unit 5314 and retrofits | 706 | 2199 | Rate Constraint in lbs/MMBtu | FALSE | L | Annual | Seasons Included | Seasons | Winter, Summer | Winter, Summer | Winter, Summer | Winter, Summer | Winter, Summer | Winter, Summer | Winter, Summer
Louisiana Coal Units - SO2 Rate Annual v3.1, Unit 5314 and retrofits | 706 | 2199 | Rate Constraint in lbs/MMBtu | FALSE | L | Annual | Standard | lb/MMBtu | 1.2 | 1.2 | 1.2 | 1.2 | 1.2 | 1.2 | 1.2
Louisiana Coal Units - SO2 Rate Annual v3.1, Unit 5314 and retrofits | 706 | 2199 | Rate Constraint in lbs/MMBtu | FALSE | L | Annual | Emissions at Affected Plants SO2 | Thousand Tons | 0 | 0 | 0 | 0 | 0 | 0 | 0
Louisiana Coal Units - SO2 Rate Annual v3.1, Unit 5314 and retrofits | 706 | 2199 | Rate Constraint in lbs/MMBtu | FALSE | L | Annual | Allowances Purchased SO2 | Thousand Tons | 0 | 0 | 0 | 0 | 0 | 0 | 0
Louisiana Coal Units - SO2 Rate Annual v3.1, Unit 5314 and retrofits | 706 | 2199 | Rate Constraint in lbs/MMBtu | FALSE | L | Annual | Allowances Sold SO2 | Thousand Tons | 0 | 0 | 0 | 0 | 0 | 0 | 0
Louisiana Coal Units - SO2 Rate Annual v3.1, Unit 5314 and retrofits | 706 | 2199 | Rate Constraint in lbs/MMBtu | FALSE | L | Annual | Allowances Banked | Thousand Tons | 0 | 0 | 0 | 0 | 0 | 0 | 0
Louisiana Coal Units - SO2 Rate Annual v3.1, Unit 5314 and retrofits | 706 | 2199 | Rate Constraint in lbs/MMBtu | FALSE | L | Annual | Allowances Withdrawn (1:1) | Thousand Tons | 0 | 0 | 0 | 0 | 0 | 0 | 0
Louisiana Coal Units - SO2 Rate Annual v3.1, Unit 5314 and retrofits | 706 | 2199 | Rate Constraint in lbs/MMBtu | FALSE | L | Annual | Allowances Withdrawn (n:1) | Thousand Tons | 0 | 0 | 0 | 0 | 0 | 0 | 0
Louisiana Coal Units - SO2 Rate Annual v3.1, Unit 5314 and retrofits | 706 | 2199 | Rate Constraint in lbs/MMBtu | FALSE | L | Annual | Net Emissions Allowance Position | Thousand Tons | 0 | 0 | 0 | 0 | 0 | 0 | 0
Louisiana Coal Units - SO2 Rate Annual v3.1, Unit 5314 and retrofits | 706 | 2199 | Rate Constraint in lbs/MMBtu | FALSE | L | Annual | Fuel Consumed | TBtu | 0 | 0 | 0 | 0 | 0 | 0 | 0
Louisiana Coal Units - SO2 Rate Annual v3.1, Unit 5314 and retrofits | 706 | 2199 | Rate Constraint in lbs/MMBtu | FALSE | L | Annual | Rate | lb/MMBtu | 0 | 0 | 0 | 0 | 0 | 0 | 0
Louisiana Coal Units - SO2 Rate Annual v3.1, Unit 5314 and retrofits | 706 | 2199 | Rate Constraint in lbs/MMBtu | FALSE | L | Annual | Generation | TWh | 0 | 0 | 0 | 0 | 0 | 0 | 0
Louisiana Coal Units - SO2 Rate Annual v3.1, Unit 5314 and retrofits | 706 | 2199 | Rate Constraint in lbs/MMBtu | FALSE | L | Annual | Qualifying Generation | TWh | 0 | 0 | 0 | 0 | 0 | 0 | 0
Louisiana Coal Units - SO2 Rate Annual v3.1, Unit 5314 and retrofits | 706 | 2199 | Rate Constraint in lbs/MMBtu | FALSE | L | Annual | Rate | lb/MWh | 0 | 0 | 0 | 0 | 0 | 0 | 0
Louisiana Coal Units - SO2 Rate Annual v3.1, Unit 5314 and retrofits | 706 | 2199 | Rate Constraint in lbs/MMBtu | FALSE | L | Annual | Constraint Shadow Price | US2011$/Ton | 0 | 0 | 0 | 0 | 0 | 0 | 0
Louisiana Coal Units - SO2 Rate Annual v3.1, Unit 5327 and retrofits | 707 | 2199 | Rate Constraint in lbs/MMBtu | FALSE | L | Annual | Seasons Included | Seasons | Winter, Summer | Winter, Summer | Winter, Summer | Winter, Summer | Winter, Summer | Winter, Summer | Winter, Summer
Louisiana Coal Units - SO2 Rate Annual v3.1, Unit 5327 and retrofits | 707 | 2199 | Rate Constraint in lbs/MMBtu | FALSE | L | Annual | Standard | lb/MMBtu | 1.2 | 1.2 | 1.2 | 1.2 | 1.2 | 1.2 | 1.2
Louisiana Coal Units - SO2 Rate Annual v3.1, Unit 5327 and retrofits | 707 | 2199 | Rate Constraint in lbs/MMBtu | FALSE | L | Annual | Emissions at Affected Plants SO2 | Thousand Tons | 0 | 0 | 0 | 0 | 0 | 0 | 0
Louisiana Coal Units - SO2 Rate Annual v3.1, Unit 5327 and retrofits | 707 | 2199 | Rate Constraint in lbs/MMBtu | FALSE | L | Annual | Allowances Purchased SO2 | Thousand Tons | 0 | 0 | 0 | 0 | 0 | 0 | 0
Louisiana Coal Units - SO2 Rate Annual v3.1, Unit 5327 and retrofits | 707 | 2199 | Rate Constraint in lbs/MMBtu | FALSE | L | Annual | Allowances Sold SO2 | Thousand Tons | 0 | 0 | 0 | 0 | 0 | 0 | 0
Louisiana Coal Units - SO2 Rate Annual v3.1, Unit 5327 and retrofits | 707 | 2199 | Rate Constraint in lbs/MMBtu | FALSE | L | Annual | Allowances Banked | Thousand Tons | 0 | 0 | 0 | 0 | 0 | 0 | 0
Louisiana Coal Units - SO2 Rate Annual v3.1, Unit 5327 and retrofits | 707 | 2199 | Rate Constraint in lbs/MMBtu | FALSE | L | Annual | Allowances Withdrawn (1:1) | Thousand Tons | 0 | 0 | 0 | 0 | 0 | 0 | 0
Louisiana Coal Units - SO2 Rate Annual v3.1, Unit 5327 and retrofits | 707 | 2199 | Rate Constraint in lbs/MMBtu | FALSE | L | Annual | Allowances Withdrawn (n:1) | Thousand Tons | 0 | 0 | 0 | 0 | 0 | 0 | 0
Louisiana Coal Units - SO2 Rate Annual v3.1, Unit 5327 and retrofits | 707 | 2199 | Rate Constraint in lbs/MMBtu | FALSE | L | Annual | Net Emissions Allowance Position | Thousand Tons | 0 | 0 | 0 | 0 | 0 | 0 | 0
Louisiana Coal Units - SO2 Rate Annual v3.1, Unit 5327 and retrofits | 707 | 2199 | Rate Constraint in lbs/MMBtu | FALSE | L | Annual | Fuel Consumed | TBtu | 0 | 0 | 0 | 0 | 0 | 0 | 0
Louisiana Coal Units - SO2 Rate Annual v3.1, Unit 5327 and retrofits | 707 | 2199 | Rate Constraint in lbs/MMBtu | FALSE | L | Annual | Rate | lb/MMBtu | 0 | 0 | 0 | 0 | 0 | 0 | 0
Louisiana Coal Units - SO2 Rate Annual v3.1, Unit 5327 and retrofits | 707 | 2199 | Rate Constraint in lbs/MMBtu | FALSE | L | Annual | Generation | TWh | 0 | 0 | 0 | 0 | 0 | 0 | 0
Louisiana Coal Units - SO2 Rate Annual v3.1, Unit 5327 and retrofits | 707 | 2199 | Rate Constraint in lbs/MMBtu | FALSE | L | Annual | Qualifying Generation | TWh | 0 | 0 | 0 | 0 | 0 | 0 | 0
Louisiana Coal Units - SO2 Rate Annual v3.1, Unit 5327 and retrofits | 707 | 2199 | Rate Constraint in lbs/MMBtu | FALSE | L | Annual | Rate | lb/MWh | 0 | 0 | 0 | 0 | 0 | 0 | 0
Louisiana Coal Units - SO2 Rate Annual v3.1, Unit 5327 and retrofits | 707 | 2199 | Rate Constraint in lbs/MMBtu | FALSE | L | Annual | Constraint Shadow Price | US2011$/Ton | 0 | 0 | 0 | 0 | 0 | 0 | 0
Louisiana Coal Units - SO2 Rate Annual v3.1, Unit 5711 and retrofits | 708 | 2199 | Rate Constraint in lbs/MMBtu | FALSE | L | Annual | Seasons Included | Seasons | Winter, Summer | Winter, Summer | Winter, Summer | Winter, Summer | Winter, Summer | Winter, Summer | Winter, Summer
Louisiana Coal Units - SO2 Rate Annual v3.1, Unit 5711 and retrofits | 708 | 2199 | Rate Constraint in lbs/MMBtu | FALSE | L | Annual | Standard | lb/MMBtu | 1.2 | 1.2 | 1.2 | 1.2 | 1.2 | 1.2 | 1.2
Louisiana Coal Units - SO2 Rate Annual v3.1, Unit 5711 and retrofits | 708 | 2199 | Rate Constraint in lbs/MMBtu | FALSE | L | Annual | Emissions at Affected Plants SO2 | Thousand Tons | 6.6149 | 6.6149 | 6.6149 | 6.6149 | 6.6149 | 6.6149 | 6.6149
Louisiana Coal Units - SO2 Rate Annual v3.1, Unit 5711 and retrofits | 708 | 2199 | Rate Constraint in lbs/MMBtu | FALSE | L | Annual | Allowances Purchased SO2 | Thousand Tons | 0 | 0 | 0 | 0 | 0 | 0 | 0
Louisiana Coal Units - SO2 Rate Annual v3.1, Unit 5711 and retrofits | 708 | 2199 | Rate Constraint in lbs/MMBtu | FALSE | L | Annual | Allowances Sold SO2 | Thousand Tons | 0 | 0 | 0 | 0 | 0 | 0 | 0
Louisiana Coal Units - SO2 Rate Annual v3.1, Unit 5711 and retrofits | 708 | 2199 | Rate Constraint in lbs/MMBtu | FALSE | L | Annual | Allowances Banked | Thousand Tons | 0 | 0 | 0 | 0 | 0 | 0 | 0
Louisiana Coal Units - SO2 Rate Annual v3.1, Unit 5711 and retrofits | 708 | 2199 | Rate Constraint in lbs/MMBtu | FALSE | L | Annual | Allowances Withdrawn (1:1) | Thousand Tons | 0 | 0 | 0 | 0 | 0 | 0 | 0
Louisiana Coal Units - SO2 Rate Annual v3.1, Unit 5711 and retrofits | 708 | 2199 | Rate Constraint in lbs/MMBtu | FALSE | L | Annual | Allowances Withdrawn (n:1) | Thousand Tons | 0 | 0 | 0 | 0 | 0 | 0 | 0
Louisiana Coal Units - SO2 Rate Annual v3.1, Unit 5711 and retrofits | 708 | 2199 | Rate Constraint in lbs/MMBtu | FALSE | L | Annual | Net Emissions Allowance Position | Thousand Tons | 6.6149 | 6.6149 | 6.6149 | 6.6149 | 6.6149 | 6.6149 | 6.6149
Louisiana Coal Units - SO2 Rate Annual v3.1, Unit 5711 and retrofits | 708 | 2199 | Rate Constraint in lbs/MMBtu | FALSE | L | Annual | Fuel Consumed | TBtu | 53.132 | 53.132 | 53.132 | 53.132 | 53.132 | 53.132 | 53.132
Louisiana Coal Units - SO2 Rate Annual v3.1, Unit 5711 and retrofits | 708 | 2199 | Rate Constraint in lbs/MMBtu | FALSE | L | Annual | Rate | lb/MMBtu | 0.249 | 0.249 | 0.249 | 0.249 | 0.249 | 0.249 | 0.249
Louisiana Coal Units - SO2 Rate Annual v3.1, Unit 5711 and retrofits | 708 | 2199 | Rate Constraint in lbs/MMBtu | FALSE | L | Annual | Generation | TWh | 4.6517 | 4.6517 | 4.6517 | 4.6517 | 4.6517 | 4.6517 | 4.6517
Louisiana Coal Units - SO2 Rate Annual v3.1, Unit 5711 and retrofits | 708 | 2199 | Rate Constraint in lbs/MMBtu | FALSE | L | Annual | Qualifying Generation | TWh | 4.6517 | 4.6517 | 4.6517 | 4.6517 | 4.6517 | 4.6517 | 4.6517
Louisiana Coal Units - SO2 Rate Annual v3.1, Unit 5711 and retrofits | 708 | 2199 | Rate Constraint in lbs/MMBtu | FALSE | L | Annual | Rate | lb/MWh | 1.422 | 1.422 | 1.422 | 1.422 | 1.422 | 1.422 | 1.422
Louisiana Coal Units - SO2 Rate Annual v3.1, Unit 5711 and retrofits | 708 | 2199 | Rate Constraint in lbs/MMBtu | FALSE | L | Annual | Constraint Shadow Price | US2011$/Ton | 0 | 0 | 0 | 0 | 0 | 0 | 0
MA Brayton 1-3 - MER Cap Annual v3.1, Unit 4248 and retrofits | 709 | 1810 | Rate Constraint in MTons | FALSE | L | Annual | Seasons Included | Seasons | Winter, Summer | Winter, Summer | Winter, Summer | Winter, Summer | Winter, Summer | Winter, Summer | Winter, Summer
MA Brayton 1-3 - MER Cap Annual v3.1, Unit 4248 and retrofits | 709 | 1810 | Rate Constraint in MTons | FALSE | L | Annual | Standard | Lb | 146.6 | 146.6 | 146.6 | 146.6 | 146.6 | 146.6 | 146.6
MA Brayton 1-3 - MER Cap Annual v3.1, Unit 4248 and retrofits | 709 | 1810 | Rate Constraint in MTons | FALSE | L | Annual | Standard MER | lbs | 146.6 | 146.6 | 146.6 | 146.6 | 146.6 | 146.6 | 146.6
MA Brayton 1-3 - MER Cap Annual v3.1, Unit 4248 and retrofits | 709 | 1810 | Rate Constraint in MTons | FALSE | L | Annual | Emissions at Affected Plants MER | lbs | 0.038422 | 0 | 0 | 0 | 0 | 0 | 0
MA Brayton 1-3 - MER Cap Annual v3.1, Unit 4248 and retrofits | 709 | 1810 | Rate Constraint in MTons | FALSE | L | Annual | Allowances Purchased MER | lbs | 0 | 0 | 0 | 0 | 0 | 0 | 0
MA Brayton 1-3 - MER Cap Annual v3.1, Unit 4248 and retrofits | 709 | 1810 | Rate Constraint in MTons | FALSE | L | Annual | Allowances Sold MER | lbs | 0 | 0 | 0 | 0 | 0 | 0 | 0
MA Brayton 1-3 - MER Cap Annual v3.1, Unit 4248 and retrofits | 709 | 1810 | Rate Constraint in MTons | FALSE | L | Annual | Allowances Banked | lbs | 0 | 0 | 0 | 0 | 0 | 0 | 0
MA Brayton 1-3 - MER Cap Annual v3.1, Unit 4248 and retrofits | 709 | 1810 | Rate Constraint in MTons | FALSE | L | Annual | Allowances Withdrawn (1:1) | lbs | 0 | 0 | 0 | 0 | 0 | 0 | 0
MA Brayton 1-3 - MER Cap Annual v3.1, Unit 4248 and retrofits | 709 | 1810 | Rate Constraint in MTons | FALSE | L | Annual | Allowances Withdrawn (n:1) | lbs | 0 | 0 | 0 | 0 | 0 | 0 | 0
MA Brayton 1-3 - MER Cap Annual v3.1, Unit 4248 and retrofits | 709 | 1810 | Rate Constraint in MTons | FALSE | L | Annual | Net Emissions Allowance Position | lbs | 0.038422 | 0 | 0 | 0 | 0 | 0 | 0
MA Brayton 1-3 - MER Cap Annual v3.1, Unit 4248 and retrofits | 709 | 1810 | Rate Constraint in MTons | FALSE | L | Annual | Fuel Consumed | TBtu | 0.047706 | 0 | 0 | 0 | 0 | 0 | 0
MA Brayton 1-3 - MER Cap Annual v3.1, Unit 4248 and retrofits | 709 | 1810 | Rate Constraint in MTons | FALSE | L | Annual | Rate | lb/MMBtu | 8.0539e-07 | 0 | 0 | 0 | 0 | 0 | 0
MA Brayton 1-3 - MER Cap Annual v3.1, Unit 4248 and retrofits | 709 | 1810 | Rate Constraint in MTons | FALSE | L | Annual | Generation | TWh | 0.0049431 | 0 | 0 | 0 | 0 | 0 | 0
MA Brayton 1-3 - MER Cap Annual v3.1, Unit 4248 and retrofits | 709 | 1810 | Rate Constraint in MTons | FALSE | L | Annual | Qualifying Generation | TWh | 0.0049431 | 0 | 0 | 0 | 0 | 0 | 0
MA Brayton 1-3 - MER Cap Annual v3.1, Unit 4248 and retrofits | 709 | 1810 | Rate Constraint in MTons | FALSE | L | Annual | Rate | lb/MWh | 7.7729 | 0 | 0 | 0 | 0 | 0 | 0
MA Brayton 1-3 - MER Cap Annual v3.1, Unit 4248 and retrofits | 709 | 1810 | Rate Constraint in MTons | FALSE | L | Annual | Constraint Shadow Price | US2011$/Lb | 0 | 0 | 0 | 0 | 0 | 0 | 0
MA Brayton 1-3 - MER Cap Annual v3.1, Unit 4249 and retrofits | 710 | 1810 | Rate Constraint in MTons | FALSE | L | Annual | Seasons Included | Seasons | Winter, Summer | Winter, Summer | Winter, Summer | Winter, Summer | Winter, Summer | Winter, Summer | Winter, Summer
MA Brayton 1-3 - MER Cap Annual v3.1, Unit 4249 and retrofits | 710 | 1810 | Rate Constraint in MTons | FALSE | L | Annual | Standard | Lb | 146.6 | 146.6 | 146.6 | 146.6 | 146.6 | 146.6 | 146.6
MA Brayton 1-3 - MER Cap Annual v3.1, Unit 4249 and retrofits | 710 | 1810 | Rate Constraint in MTons | FALSE | L | Annual | Standard MER | lbs | 146.6 | 146.6 | 146.6 | 146.6 | 146.6 | 146.6 | 146.6
MA Brayton 1-3 - MER Cap Annual v3.1, Unit 4249 and retrofits | 710 | 1810 | Rate Constraint in MTons | FALSE | L | Annual | Emissions at Affected Plants MER | lbs | 0 | 0 | 0 | 0 | 0 | 0 | 0
MA Brayton 1-3 - MER Cap Annual v3.1, Unit 4249 and retrofits | 710 | 1810 | Rate Constraint in MTons | FALSE | L | Annual | Allowances Purchased MER | lbs | 0 | 0 | 0 | 0 | 0 | 0 | 0
MA Brayton 1-3 - MER Cap Annual v3.1, Unit 4249 and retrofits | 710 | 1810 | Rate Constraint in MTons | FALSE | L | Annual | Allowances Sold MER | lbs | 0 | 0 | 0 | 0 | 0 | 0 | 0
MA Brayton 1-3 - MER Cap Annual v3.1, Unit 4249 and retrofits | 710 | 1810 | Rate Constraint in MTons | FALSE | L | Annual | Allowances Banked | lbs | 0 | 0 | 0 | 0 | 0 | 0 | 0
MA Brayton 1-3 - MER Cap Annual v3.1, Unit 4249 and retrofits | 710 | 1810 | Rate Constraint in MTons | FALSE | L | Annual | Allowances Withdrawn (1:1) | lbs | 0 | 0 | 0 | 0 | 0 | 0 | 0
MA Brayton 1-3 - MER Cap Annual v3.1, Unit 4249 and retrofits | 710 | 1810 | Rate Constraint in MTons | FALSE | L | Annual | Allowances Withdrawn (n:1) | lbs | 0 | 0 | 0 | 0 | 0 | 0 | 0
MA Brayton 1-3 - MER Cap Annual v3.1, Unit 4249 and retrofits | 710 | 1810 | Rate Constraint in MTons | FALSE | L | Annual | Net Emissions Allowance Position | lbs | 0 | 0 | 0 | 0 | 0 | 0 | 0
MA Brayton 1-3 - MER Cap Annual v3.1, Unit 4249 and retrofits | 710 | 1810 | Rate Constraint in MTons | FALSE | L | Annual | Fuel Consumed | TBtu | 0 | 0 | 0 | 0 | 0 | 0 | 0
MA Brayton 1-3 - MER Cap Annual v3.1, Unit 4249 and retrofits | 710 | 1810 | Rate Constraint in MTons | FALSE | L | Annual | Rate | lb/MMBtu | 0 | 0 | 0 | 0 | 0 | 0 | 0
MA Brayton 1-3 - MER Cap Annual v3.1, Unit 4249 and retrofits | 710 | 1810 | Rate Constraint in MTons | FALSE | L | Annual | Generation | TWh | 0 | 0 | 0 | 0 | 0 | 0 | 0
MA Brayton 1-3 - MER Cap Annual v3.1, Unit 4249 and retrofits | 710 | 1810 | Rate Constraint in MTons | FALSE | L | Annual | Qualifying Generation | TWh | 0 | 0 | 0 | 0 | 0 | 0 | 0
MA Brayton 1-3 - MER Cap Annual v3.1, Unit 4249 and retrofits | 710 | 1810 | Rate Constraint in MTons | FALSE | L | Annual | Rate | lb/MWh | 0 | 0 | 0 | 0 | 0 | 0 | 0
MA Brayton 1-3 - MER Cap Annual v3.1, Unit 4249 and retrofits | 710 | 1810 | Rate Constraint in MTons | FALSE | L | Annual | Constraint Shadow Price | US2011$/Lb | 0 | 0 | 0 | 0 | 0 | 0 | 0
MA Brayton 1-3 - MER Cap Annual v3.1, Unit 4280 and retrofits | 711 | 1810 | Rate Constraint in MTons | FALSE | L | Annual | Seasons Included | Seasons | Winter, Summer | Winter, Summer | Winter, Summer | Winter, Summer | Winter, Summer | Winter, Summer | Winter, Summer
MA Brayton 1-3 - MER Cap Annual v3.1, Unit 4280 and retrofits | 711 | 1810 | Rate Constraint in MTons | FALSE | L | Annual | Standard | Lb | 146.6 | 146.6 | 146.6 | 146.6 | 146.6 | 146.6 | 146.6
MA Brayton 1-3 - MER Cap Annual v3.1, Unit 4280 and retrofits | 711 | 1810 | Rate Constraint in MTons | FALSE | L | Annual | Standard MER | lbs | 146.6 | 146.6 | 146.6 | 146.6 | 146.6 | 146.6 | 146.6
MA Brayton 1-3 - MER Cap Annual v3.1, Unit 4280 and retrofits | 711 | 1810 | Rate Constraint in MTons | FALSE | L | Annual | Emissions at Affected Plants MER | lbs | 0 | 0 | 0 | 0 | 0 | 0 | 0
MA Brayton 1-3 - MER Cap Annual v3.1, Unit 4280 and retrofits | 711 | 1810 | Rate Constraint in MTons | FALSE | L | Annual | Allowances Purchased MER | lbs | 0 | 0 | 0 | 0 | 0 | 0 | 0
MA Brayton 1-3 - MER Cap Annual v3.1, Unit 4280 and retrofits | 711 | 1810 | Rate Constraint in MTons | FALSE | L | Annual | Allowances Sold MER | lbs | 0 | 0 | 0 | 0 | 0 | 0 | 0
MA Brayton 1-3 - MER Cap Annual v3.1, Unit 4280 and retrofits | 711 | 1810 | Rate Constraint in MTons | FALSE | L | Annual | Allowances Banked | lbs | 0 | 0 | 0 | 0 | 0 | 0 | 0
MA Brayton 1-3 - MER Cap Annual v3.1, Unit 4280 and retrofits | 711 | 1810 | Rate Constraint in MTons | FALSE | L | Annual | Allowances Withdrawn (1:1) | lbs | 0 | 0 | 0 | 0 | 0 | 0 | 0
MA Brayton 1-3 - MER Cap Annual v3.1, Unit 4280 and retrofits | 711 | 1810 | Rate Constraint in MTons | FALSE | L | Annual | Allowances Withdrawn (n:1) | lbs | 0 | 0 | 0 | 0 | 0 | 0 | 0
MA Brayton 1-3 - MER Cap Annual v3.1, Unit 4280 and retrofits | 711 | 1810 | Rate Constraint in MTons | FALSE | L | Annual | Net Emissions Allowance Position | lbs | 0 | 0 | 0 | 0 | 0 | 0 | 0
MA Brayton 1-3 - MER Cap Annual v3.1, Unit 4280 and retrofits | 711 | 1810 | Rate Constraint in MTons | FALSE | L | Annual | Fuel Consumed | TBtu | 0 | 0 | 0 | 0 | 0 | 0 | 0
MA Brayton 1-3 - MER Cap Annual v3.1, Unit 4280 and retrofits | 711 | 1810 | Rate Constraint in MTons | FALSE | L | Annual | Rate | lb/MMBtu | 0 | 0 | 0 | 0 | 0 | 0 | 0
MA Brayton 1-3 - MER Cap Annual v3.1, Unit 4280 and retrofits | 711 | 1810 | Rate Constraint in MTons | FALSE | L | Annual | Generation | TWh | 0 | 0 | 0 | 0 | 0 | 0 | 0
MA Brayton 1-3 - MER Cap Annual v3.1, Unit 4280 and retrofits | 711 | 1810 | Rate Constraint in MTons | FALSE | L | Annual | Qualifying Generation | TWh | 0 | 0 | 0 | 0 | 0 | 0 | 0
MA Brayton 1-3 - MER Cap Annual v3.1, Unit 4280 and retrofits | 711 | 1810 | Rate Constraint in MTons | FALSE | L | Annual | Rate | lb/MWh | 0 | 0 | 0 | 0 | 0 | 0 | 0
MA Brayton 1-3 - MER Cap Annual v3.1, Unit 4280 and retrofits | 711 | 1810 | Rate Constraint in MTons | FALSE | L | Annual | Constraint Shadow Price | US2011$/Lb | 0 | 0 | 0 | 0 | 0 | 0 | 0
MA Fac. Spec. - Brayton Point NOx v3.1 | 712 | 2100 | Rate Constraint in lbs/MWh | FALSE | L | Annual | Seasons Included | Seasons | Winter, Summer | Winter, Summer | Winter, Summer | Winter, Summer | Winter, Summer | Winter, Summer | Winter, Summer
MA Fac. Spec. - Brayton Point NOx v3.1 | 712 | 2100 | Rate Constraint in lbs/MWh | FALSE | L | Annual | Standard | lb/MWh | 1.5 | 1.5 | 1.5 | 1.5 | 1.5 | 1.5 | 1.5
MA Fac. Spec. - Brayton Point NOx v3.1 | 712 | 2100 | Rate Constraint in lbs/MWh | FALSE | L | Annual | Emissions at Affected Plants NOX | Thousand Tons | 0.10805 | 0 | 0 | 0 | 0 | 0 | 0
MA Fac. Spec. - Brayton Point NOx v3.1 | 712 | 2100 | Rate Constraint in lbs/MWh | FALSE | L | Annual | Allowances Purchased NOX | Thousand Tons | 0 | 0 | 0 | 0 | 0 | 0 | 0
MA Fac. Spec. - Brayton Point NOx v3.1 | 712 | 2100 | Rate Constraint in lbs/MWh | FALSE | L | Annual | Allowances Sold NOX | Thousand Tons | 0 | 0 | 0 | 0 | 0 | 0 | 0
MA Fac. Spec. - Brayton Point NOx v3.1 | 712 | 2100 | Rate Constraint in lbs/MWh | FALSE | L | Annual | Allowances Banked | Thousand Tons | 0 | 0 | 0 | 0 | 0 | 0 | 0
MA Fac. Spec. - Brayton Point NOx v3.1 | 712 | 2100 | Rate Constraint in lbs/MWh | FALSE | L | Annual | Allowances Withdrawn (1:1) | Thousand Tons | 0 | 0 | 0 | 0 | 0 | 0 | 0
MA Fac. Spec. - Brayton Point NOx v3.1 | 712 | 2100 | Rate Constraint in lbs/MWh | FALSE | L | Annual | Allowances Withdrawn (n:1) | Thousand Tons | 0 | 0 | 0 | 0 | 0 | 0 | 0
MA Fac. Spec. - Brayton Point NOx v3.1 | 712 | 2100 | Rate Constraint in lbs/MWh | FALSE | L | Annual | Net Emissions Allowance Position | Thousand Tons | 0.10805 | 0 | 0 | 0 | 0 | 0 | 0
MA Fac. Spec. - Brayton Point NOx v3.1 | 712 | 2100 | Rate Constraint in lbs/MWh | FALSE | L | Annual | Fuel Consumed | TBtu | 1.4133 | 0 | 0 | 0 | 0 | 0 | 0
MA Fac. Spec. - Brayton Point NOx v3.1 | 712 | 2100 | Rate Constraint in lbs/MWh | FALSE | L | Annual | Rate | lb/MMBtu | 0.1529 | 0 | 0 | 0 | 0 | 0 | 0
MA Fac. Spec. - Brayton Point NOx v3.1 | 712 | 2100 | Rate Constraint in lbs/MWh | FALSE | L | Annual | Generation | TWh | 0.14407 | 0 | 0 | 0 | 0 | 0 | 0
MA Fac. Spec. - Brayton Point NOx v3.1 | 712 | 2100 | Rate Constraint in lbs/MWh | FALSE | L | Annual | Qualifying Generation | TWh | 0.14407 | 0 | 0 | 0 | 0 | 0 | 0
MA Fac. Spec. - Brayton Point NOx v3.1 | 712 | 2100 | Rate Constraint in lbs/MWh | FALSE | L | Annual | Constraint Shadow Price | US2011$/Ton | 13195.8063 | 0 | 0 | 0 | 0 | 0 | 0
MA Fac. Spec. - Brayton Point SO2 Annual v3.1 | 713 | 2105 | Rate Constraint in lbs/MWh | FALSE | L | Annual | Seasons Included | Seasons | Winter, Summer | Winter, Summer | Winter, Summer | Winter, Summer | Winter, Summer | Winter, Summer | Winter, Summer
MA Fac. Spec. - Brayton Point SO2 Annual v3.1 | 713 | 2105 | Rate Constraint in lbs/MWh | FALSE | L | Annual | Standard | lb/MWh | 3 | 3 | 3 | 3 | 3 | 3 | 3
MA Fac. Spec. - Brayton Point SO2 Annual v3.1 | 713 | 2105 | Rate Constraint in lbs/MWh | FALSE | L | Annual | Emissions at Affected Plants SO2 | Thousand Tons | 0.0019011 | 0 | 0 | 0 | 0 | 0 | 0
MA Fac. Spec. - Brayton Point SO2 Annual v3.1 | 713 | 2105 | Rate Constraint in lbs/MWh | FALSE | L | Annual | Allowances Purchased SO2 | Thousand Tons | 0 | 0 | 0 | 0 | 0 | 0 | 0
MA Fac. Spec. - Brayton Point SO2 Annual v3.1 | 713 | 2105 | Rate Constraint in lbs/MWh | FALSE | L | Annual | Allowances Sold SO2 | Thousand Tons | 0 | 0 | 0 | 0 | 0 | 0 | 0
MA Fac. Spec. - Brayton Point SO2 Annual v3.1 | 713 | 2105 | Rate Constraint in lbs/MWh | FALSE | L | Annual | Allowances Banked | Thousand Tons | 0 | 0 | 0 | 0 | 0 | 0 | 0
MA Fac. Spec. - Brayton Point SO2 Annual v3.1 | 713 | 2105 | Rate Constraint in lbs/MWh | FALSE | L | Annual | Allowances Withdrawn (1:1) | Thousand Tons | 0 | 0 | 0 | 0 | 0 | 0 | 0
MA Fac. Spec. - Brayton Point SO2 Annual v3.1 | 713 | 2105 | Rate Constraint in lbs/MWh | FALSE | L | Annual | Allowances Withdrawn (n:1) | Thousand Tons | 0 | 0 | 0 | 0 | 0 | 0 | 0
MA Fac. Spec. - Brayton Point SO2 Annual v3.1 | 713 | 2105 | Rate Constraint in lbs/MWh | FALSE | L | Annual | Net Emissions Allowance Position | Thousand Tons | 0.0019011 | 0 | 0 | 0 | 0 | 0 | 0
MA Fac. Spec. - Brayton Point SO2 Annual v3.1 | 713 | 2105 | Rate Constraint in lbs/MWh | FALSE | L | Annual | Fuel Consumed | TBtu | 1.4133 | 0 | 0 | 0 | 0 | 0 | 0
MA Fac. Spec. - Brayton Point SO2 Annual v3.1 | 713 | 2105 | Rate Constraint in lbs/MWh | FALSE | L | Annual | Rate | lb/MMBtu | 0.0026902 | 0 | 0 | 0 | 0 | 0 | 0
MA Fac. Spec. - Brayton Point SO2 Annual v3.1 | 713 | 2105 | Rate Constraint in lbs/MWh | FALSE | L | Annual | Generation | TWh | 0.14407 | 0 | 0 | 0 | 0 | 0 | 0
MA Fac. Spec. - Brayton Point SO2 Annual v3.1 | 713 | 2105 | Rate Constraint in lbs/MWh | FALSE | L | Annual | Qualifying Generation | TWh | 0.14407 | 0 | 0 | 0 | 0 | 0 | 0
MA Fac. Spec. - Brayton Point SO2 Annual v3.1 | 713 | 2105 | Rate Constraint in lbs/MWh | FALSE | L | Annual | Constraint Shadow Price | US2011$/Ton | 0 | 0 | 0 | 0 | 0 | 0 | 0
MA Fac. Spec. - Canal NOx v3.1 | 714 | 2103 | Rate Constraint in lbs/MWh | FALSE | L | Annual | Seasons Included | Seasons | Winter, Summer | Winter, Summer | Winter, Summer | Winter, Summer | Winter, Summer | Winter, Summer | Winter, Summer
MA Fac. Spec. - Canal NOx v3.1 | 714 | 2103 | Rate Constraint in lbs/MWh | FALSE | L | Annual | Standard | lb/MWh | 1.5 | 1.5 | 1.5 | 1.5 | 1.5 | 1.5 | 1.5
MA Fac. Spec. - Canal NOx v3.1 | 714 | 2103 | Rate Constraint in lbs/MWh | FALSE | L | Annual | Emissions at Affected Plants NOX | Thousand Tons | 0.017217 | 0 | 0 | 0 | 0 | 0 | 0
MA Fac. Spec. - Canal NOx v3.1 | 714 | 2103 | Rate Constraint in lbs/MWh | FALSE | L | Annual | Allowances Purchased NOX | Thousand Tons | 0 | 0 | 0 | 0 | 0 | 0 | 0
MA Fac. Spec. - Canal NOx v3.1 | 714 | 2103 | Rate Constraint in lbs/MWh | FALSE | L | Annual | Allowances Sold NOX | Thousand Tons | 0 | 0 | 0 | 0 | 0 | 0 | 0
MA Fac. Spec. - Canal NOx v3.1 | 714 | 2103 | Rate Constraint in lbs/MWh | FALSE | L | Annual | Allowances Banked | Thousand Tons | 0 | 0 | 0 | 0 | 0 | 0 | 0
MA Fac. Spec. - Canal NOx v3.1 | 714 | 2103 | Rate Constraint in lbs/MWh | FALSE | L | Annual | Allowances Withdrawn (1:1) | Thousand Tons | 0 | 0 | 0 | 0 | 0 | 0 | 0
MA Fac. Spec. - Canal NOx v3.1 | 714 | 2103 | Rate Constraint in lbs/MWh | FALSE | L | Annual | Allowances Withdrawn (n:1) | Thousand Tons | 0 | 0 | 0 | 0 | 0 | 0 | 0
MA Fac. Spec. - Canal NOx v3.1 | 714 | 2103 | Rate Constraint in lbs/MWh | FALSE | L | Annual | Net Emissions Allowance Position | Thousand Tons | 0.017217 | 0 | 0 | 0 | 0 | 0 | 0
MA Fac. Spec. - Canal NOx v3.1 | 714 | 2103 | Rate Constraint in lbs/MWh | FALSE | L | Annual | Fuel Consumed | TBtu | 0.337 | 0 | 0 | 0 | 0 | 0 | 0
MA Fac. Spec. - Canal NOx v3.1 | 714 | 2103 | Rate Constraint in lbs/MWh | FALSE | L | Annual | Rate | lb/MMBtu | 0.10217 | 0 | 0 | 0 | 0 | 0 | 0
MA Fac. Spec. - Canal NOx v3.1 | 714 | 2103 | Rate Constraint in lbs/MWh | FALSE | L | Annual | Generation | TWh | 0.030261 | 0 | 0 | 0 | 0 | 0 | 0
MA Fac. Spec. - Canal NOx v3.1 | 714 | 2103 | Rate Constraint in lbs/MWh | FALSE | L | Annual | Qualifying Generation | TWh | 0.030261 | 0 | 0 | 0 | 0 | 0 | 0
MA Fac. Spec. - Canal NOx v3.1 | 714 | 2103 | Rate Constraint in lbs/MWh | FALSE | L | Annual | Constraint Shadow Price | US2011$/Ton | 0 | 249248.8603 | 0 | 0 | 0 | 0 | 61868.6902
MA Fac. Spec. - Canal SO2 Annual v3.1 | 715 | 2107 | Rate Constraint in lbs/MWh | FALSE | L | Annual | Seasons Included | Seasons | Winter, Summer | Winter, Summer | Winter, Summer | Winter, Summer | Winter, Summer | Winter, Summer | Winter, Summer
MA Fac. Spec. - Canal SO2 Annual v3.1 | 715 | 2107 | Rate Constraint in lbs/MWh | FALSE | L | Annual | Standard | lb/MWh | 3 | 3 | 3 | 3 | 3 | 3 | 3
MA Fac. Spec. - Canal SO2 Annual v3.1 | 715 | 2107 | Rate Constraint in lbs/MWh | FALSE | L | Annual | Emissions at Affected Plants SO2 | Thousand Tons | 0.045391 | 0 | 0 | 0 | 0 | 0 | 0
MA Fac. Spec. - Canal SO2 Annual v3.1 | 715 | 2107 | Rate Constraint in lbs/MWh | FALSE | L | Annual | Allowances Purchased SO2 | Thousand Tons | 0 | 0 | 0 | 0 | 0 | 0 | 0
MA Fac. Spec. - Canal SO2 Annual v3.1 | 715 | 2107 | Rate Constraint in lbs/MWh | FALSE | L | Annual | Allowances Sold SO2 | Thousand Tons | 0 | 0 | 0 | 0 | 0 | 0 | 0
MA Fac. Spec. - Canal SO2 Annual v3.1 | 715 | 2107 | Rate Constraint in lbs/MWh | FALSE | L | Annual | Allowances Banked | Thousand Tons | 0 | 0 | 0 | 0 | 0 | 0 | 0
MA Fac. Spec. - Canal SO2 Annual v3.1 | 715 | 2107 | Rate Constraint in lbs/MWh | FALSE | L | Annual | Allowances Withdrawn (1:1) | Thousand Tons | 0 | 0 | 0 | 0 | 0 | 0 | 0
MA Fac. Spec. - Canal SO2 Annual v3.1 | 715 | 2107 | Rate Constraint in lbs/MWh | FALSE | L | Annual | Allowances Withdrawn (n:1) | Thousand Tons | 0 | 0 | 0 | 0 | 0 | 0 | 0
MA Fac. Spec. - Canal SO2 Annual v3.1 | 715 | 2107 | Rate Constraint in lbs/MWh | FALSE | L | Annual | Net Emissions Allowance Position | Thousand Tons | 0.045391 | 0 | 0 | 0 | 0 | 0 | 0
MA Fac. Spec. - Canal SO2 Annual v3.1 | 715 | 2107 | Rate Constraint in lbs/MWh | FALSE | L | Annual | Fuel Consumed | TBtu | 0.337 | 0 | 0 | 0 | 0 | 0 | 0
MA Fac. Spec. - Canal SO2 Annual v3.1 | 715 | 2107 | Rate Constraint in lbs/MWh | FALSE | L | Annual | Rate | lb/MMBtu | 0.26938 | 0 | 0 | 0 | 0 | 0 | 0
MA Fac. Spec. - Canal SO2 Annual v3.1 | 715 | 2107 | Rate Constraint in lbs/MWh | FALSE | L | Annual | Generation | TWh | 0.030261 | 0 | 0 | 0 | 0 | 0 | 0
MA Fac. Spec. - Canal SO2 Annual v3.1 | 715 | 2107 | Rate Constraint in lbs/MWh | FALSE | L | Annual | Qualifying Generation | TWh | 0.030261 | 0 | 0 | 0 | 0 | 0 | 0
MA Fac. Spec. - Canal SO2 Annual v3.1 | 715 | 2107 | Rate Constraint in lbs/MWh | FALSE | L | Annual | Constraint Shadow Price | US2011$/Ton | 7851.2081 | 0 | 0 | 0 | 0 | 0 | 0
MA Fac. Spec. - Mystic Gen NOx v3.1 | 719 | 2101 | Rate Constraint in lbs/MWh | FALSE | L | Annual | Seasons Included | Seasons | Winter, Summer | Winter, Summer | Winter, Summer | Winter, Summer | Winter, Summer | Winter, Summer | Winter, Summer
MA Fac. Spec. - Mystic Gen NOx v3.1 | 719 | 2101 | Rate Constraint in lbs/MWh | FALSE | L | Annual | Standard | lb/MWh | 1.5 | 1.5 | 1.5 | 1.5 | 1.5 | 1.5 | 1.5
MA Fac. Spec. - Mystic Gen NOx v3.1 | 719 | 2101 | Rate Constraint in lbs/MWh | FALSE | L | Annual | Emissions at Affected Plants NOX | Thousand Tons | 0.32169 | 0.32169 | 0.27966 | 0.27966 | 0.27966 | 0.27966 | 0.27861
MA Fac. Spec. - Mystic Gen NOx v3.1 | 719 | 2101 | Rate Constraint in lbs/MWh | FALSE | L | Annual | Allowances Purchased NOX | Thousand Tons | 0 | 0 | 0 | 0 | 0 | 0 | 0
MA Fac. Spec. - Mystic Gen NOx v3.1 | 719 | 2101 | Rate Constraint in lbs/MWh | FALSE | L | Annual | Allowances Sold NOX | Thousand Tons | 0 | 0 | 0 | 0 | 0 | 0 | 0
MA Fac. Spec. - Mystic Gen NOx v3.1 | 719 | 2101 | Rate Constraint in lbs/MWh | FALSE | L | Annual | Allowances Banked | Thousand Tons | 0 | 0 | 0 | 0 | 0 | 0 | 0
MA Fac. Spec. - Mystic Gen NOx v3.1 | 719 | 2101 | Rate Constraint in lbs/MWh | FALSE | L | Annual | Allowances Withdrawn (1:1) | Thousand Tons | 0 | 0 | 0 | 0 | 0 | 0 | 0
MA Fac. Spec. - Mystic Gen NOx v3.1 | 719 | 2101 | Rate Constraint in lbs/MWh | FALSE | L | Annual | Allowances Withdrawn (n:1) | Thousand Tons | 0 | 0 | 0 | 0 | 0 | 0 | 0
MA Fac. Spec. - Mystic Gen NOx v3.1 | 719 | 2101 | Rate Constraint in lbs/MWh | FALSE | L | Annual | Net Emissions Allowance Position | Thousand Tons | 0.32169 | 0.32169 | 0.27966 | 0.27966 | 0.27966 | 0.27966 | 0.27861
MA Fac. Spec. - Mystic Gen NOx v3.1 | 719 | 2101 | Rate Constraint in lbs/MWh | FALSE | L | Annual | Fuel Consumed | TBtu | 78.6328 | 78.6328 | 77.8647 | 77.8647 | 77.8647 | 77.8647 | 77.5708
MA Fac. Spec. - Mystic Gen NOx v3.1 | 719 | 2101 | Rate Constraint in lbs/MWh | FALSE | L | Annual | Rate | lb/MMBtu | 0.008182 | 0.008182 | 0.0071834 | 0.0071834 | 0.0071834 | 0.0071834 | 0.0071834
MA Fac. Spec. - Mystic Gen NOx v3.1 | 719 | 2101 | Rate Constraint in lbs/MWh | FALSE | L | Annual | Generation | TWh | 10.5775 | 10.5775 | 10.5152 | 10.5152 | 10.5152 | 10.5152 | 10.4755
MA Fac. Spec. - Mystic Gen NOx v3.1 | 719 | 2101 | Rate Constraint in lbs/MWh | FALSE | L | Annual | Qualifying Generation | TWh | 10.5775 | 10.5775 | 10.5152 | 10.5152 | 10.5152 | 10.5152 | 10.4755
MA Fac. Spec. - Mystic Gen NOx v3.1 | 719 | 2101 | Rate Constraint in lbs/MWh | FALSE | L | Annual | Constraint Shadow Price | US2011$/Ton | 0 | 0 | 0 | 0 | 0 | 0 | 0
MA Fac. Spec. - Mystic Gen SO2 Annual v3.1 | 720 | 2106 | Rate Constraint in lbs/MWh | FALSE | L | Annual | Seasons Included | Seasons | Winter, Summer | Winter, Summer | Winter, Summer | Winter, Summer | Winter, Summer | Winter, Summer | Winter, Summer
MA Fac. Spec. - Mystic Gen SO2 Annual v3.1 | 720 | 2106 | Rate Constraint in lbs/MWh | FALSE | L | Annual | Standard | lb/MWh | 3 | 3 | 3 | 3 | 3 | 3 | 3
MA Fac. Spec. - Mystic Gen SO2 Annual v3.1 | 720 | 2106 | Rate Constraint in lbs/MWh | FALSE | L | Annual | Emissions at Affected Plants SO2 | Thousand Tons | 0 | 0 | 0 | 0 | 0 | 0 | 0
MA Fac. Spec. - Mystic Gen SO2 Annual v3.1 | 720 | 2106 | Rate Constraint in lbs/MWh | FALSE | L | Annual | Allowances Purchased SO2 | Thousand Tons | 0 | 0 | 0 | 0 | 0 | 0 | 0
MA Fac. Spec. - Mystic Gen SO2 Annual v3.1 | 720 | 2106 | Rate Constraint in lbs/MWh | FALSE | L | Annual | Allowances Sold SO2 | Thousand Tons | 0 | 0 | 0 | 0 | 0 | 0 | 0
MA Fac. Spec. - Mystic Gen SO2 Annual v3.1 | 720 | 2106 | Rate Constraint in lbs/MWh | FALSE | L | Annual | Allowances Banked | Thousand Tons | 0 | 0 | 0 | 0 | 0 | 0 | 0
MA Fac. Spec. - Mystic Gen SO2 Annual v3.1 | 720 | 2106 | Rate Constraint in lbs/MWh | FALSE | L | Annual | Allowances Withdrawn (1:1) | Thousand Tons | 0 | 0 | 0 | 0 | 0 | 0 | 0
MA Fac. Spec. - Mystic Gen SO2 Annual v3.1 | 720 | 2106 | Rate Constraint in lbs/MWh | FALSE | L | Annual | Allowances Withdrawn (n:1) | Thousand Tons | 0 | 0 | 0 | 0 | 0 | 0 | 0
MA Fac. Spec. - Mystic Gen SO2 Annual v3.1 | 720 | 2106 | Rate Constraint in lbs/MWh | FALSE | L | Annual | Net Emissions Allowance Position | Thousand Tons | 0 | 0 | 0 | 0 | 0 | 0 | 0
MA Fac. Spec. - Mystic Gen SO2 Annual v3.1 | 720 | 2106 | Rate Constraint in lbs/MWh | FALSE | L | Annual | Fuel Consumed | TBtu | 78.6328 | 78.6328 | 77.8647 | 77.8647 | 77.8647 | 77.8647 | 77.5708
MA Fac. Spec. - Mystic Gen SO2 Annual v3.1 | 720 | 2106 | Rate Constraint in lbs/MWh | FALSE | L | Annual | Rate | lb/MMBtu | 0 | 0 | 0 | 0 | 0 | 0 | 0
MA Fac. Spec. - Mystic Gen SO2 Annual v3.1 | 720 | 2106 | Rate Constraint in lbs/MWh | FALSE | L | Annual | Generation | TWh | 10.5775 | 10.5775 | 10.5152 | 10.5152 | 10.5152 | 10.5152 | 10.4755
MA Fac. Spec. - Mystic Gen SO2 Annual v3.1 | 720 | 2106 | Rate Constraint in lbs/MWh | FALSE | L | Annual | Qualifying Generation | TWh | 10.5775 | 10.5775 | 10.5152 | 10.5152 | 10.5152 | 10.5152 | 10.4755
MA Fac. Spec. - Mystic Gen SO2 Annual v3.1 | 720 | 2106 | Rate Constraint in lbs/MWh | FALSE | L | Annual | Constraint Shadow Price | US2011$/Ton | 0 | 0 | 0 | 0 | 0 | 0 | 0
MD Healthy Air Act - Constellation NOx Cap Ann 4.1 | 721 | 2433 | Rate Constraint in MTons | FALSE | L | Annual | Seasons Included | Seasons | Winter, Summer | Winter, Summer | Winter, Summer | Winter, Summer | Winter, Summer | Winter, Summer | Winter, Summer
MD Healthy Air Act - Constellation NOx Cap Ann 4.1 | 721 | 2433 | Rate Constraint in MTons | FALSE | L | Annual | Standard | Thousand Tons | 8.026 | 8.026 | 8.026 | 8.026 | 8.026 | 8.026 | 8.026
MD Healthy Air Act - Constellation NOx Cap Ann 4.1 | 721 | 2433 | Rate Constraint in MTons | FALSE | L | Annual | Standard NOX | Thousand Tons | 8.026 | 8.026 | 8.026 | 8.026 | 8.026 | 8.026 | 8.026
MD Healthy Air Act - Constellation NOx Cap Ann 4.1 | 721 | 2433 | Rate Constraint in MTons | FALSE | L | Annual | Emissions at Affected Plants NOX | Thousand Tons | 3.5665 | 3.5665 | 3.63 | 1.8962 | 0 | 0 | 0
MD Healthy Air Act - Constellation NOx Cap Ann 4.1 | 721 | 2433 | Rate Constraint in MTons | FALSE | L | Annual | Allowances Purchased NOX | Thousand Tons | 0 | 0 | 0 | 0 | 0 | 0 | 0
MD Healthy Air Act - Constellation NOx Cap Ann 4.1 | 721 | 2433 | Rate Constraint in MTons | FALSE | L | Annual | Allowances Sold NOX | Thousand Tons | 0 | 0 | 0 | 0 | 0 | 0 | 0
MD Healthy Air Act - Constellation NOx Cap Ann 4.1 | 721 | 2433 | Rate Constraint in MTons | FALSE | L | Annual | Allowances Banked | Thousand Tons | 0 | 0 | 0 | 0 | 0 | 0 | 0
MD Healthy Air Act - Constellation NOx Cap Ann 4.1 | 721 | 2433 | Rate Constraint in MTons | FALSE | L | Annual | Allowances Withdrawn (1:1) | Thousand Tons | 0 | 0 | 0 | 0 | 0 | 0 | 0
MD Healthy Air Act - Constellation NOx Cap Ann 4.1 | 721 | 2433 | Rate Constraint in MTons | FALSE | L | Annual | Allowances Withdrawn (n:1) | Thousand Tons | 0 | 0 | 0 | 0 | 0 | 0 | 0
MD Healthy Air Act - Constellation NOx Cap Ann 4.1 | 721 | 2433 | Rate Constraint in MTons | FALSE | L | Annual | Net Emissions Allowance Position | Thousand Tons | 3.5665 | 3.5665 | 3.63 | 1.8962 | 0 | 0 | 0
MD Healthy Air Act - Constellation NOx Cap Ann 4.1 | 721 | 2433 | Rate Constraint in MTons | FALSE | L | Annual | Fuel Consumed | TBtu | 47.3299 | 47.3299 | 52.9029 | 31.4842 | 0 | 0 | 0
MD Healthy Air Act - Constellation NOx Cap Ann 4.1 | 721 | 2433 | Rate Constraint in MTons | FALSE | L | Annual | Rate | lb/MMBtu | 0.15071 | 0.15071 | 0.13723 | 0.12045 | 0 | 0 | 0
MD Healthy Air Act - Constellation NOx Cap Ann 4.1 | 721 | 2433 | Rate Constraint in MTons | FALSE | L | Annual | Generation | TWh | 4.4305 | 4.4305 | 4.9471 | 2.9453 | 0 | 0 | 0
MD Healthy Air Act - Constellation NOx Cap Ann 4.1 | 721 | 2433 | Rate Constraint in MTons | FALSE | L | Annual | Qualifying Generation | TWh | 4.4305 | 4.4305 | 4.9471 | 2.9453 | 0 | 0 | 0
MD Healthy Air Act - Constellation NOx Cap Ann 4.1 | 721 | 2433 | Rate Constraint in MTons | FALSE | L | Annual | Rate | lb/MWh | 0.80499 | 0.80499 | 0.73377 | 0.6438 | 0 | 0 | 0
MD Healthy Air Act - Constellation NOx Cap Ann 4.1 | 721 | 2433 | Rate Constraint in MTons | FALSE | L | Annual | Constraint Shadow Price | US2011$/Ton | 0 | 0 | 0 | 0 | 0 | 0 | 0
MD Healthy Air Act - Constellation NOx Cap Sum 4.1 | 722 | 2435 | Rate Constraint in MTons | FALSE | L | Annual | Seasons Included | Seasons | Winter, Summer | Winter, Summer | Winter, Summer | Winter, Summer | Winter, Summer | Winter, Summer | Winter, Summer
MD Healthy Air Act - Constellation NOx Cap Sum 4.1 | 722 | 2435 | Rate Constraint in MTons | FALSE | L | Annual | Standard | Thousand Tons | 3.63 | 3.63 | 3.63 | 3.63 | 3.63 | 3.63 | 3.63
MD Healthy Air Act - Constellation NOx Cap Sum 4.1 | 722 | 2435 | Rate Constraint in MTons | FALSE | L | Annual | Standard NOX | Thousand Tons | 3.63 | 3.63 | 3.63 | 3.63 | 3.63 | 3.63 | 3.63
MD Healthy Air Act - Constellation NOx Cap Sum 4.1 | 722 | 2435 | Rate Constraint in MTons | FALSE | L | Annual | Emissions at Affected Plants NOX | Thousand Tons | 3.5665 | 3.5665 | 3.63 | 1.8962 | 0 | 0 | 0
MD Healthy Air Act - Constellation NOx Cap Sum 4.1 | 722 | 2435 | Rate Constraint in MTons | FALSE | L | Annual | Allowances Purchased NOX | Thousand Tons | 0 | 0 | 0 | 0 | 0 | 0 | 0
MD Healthy Air Act - Constellation NOx Cap Sum 4.1 | 722 | 2435 | Rate Constraint in MTons | FALSE | L | Annual | Allowances Sold NOX | Thousand Tons | 0 | 0 | 0 | 0 | 0 | 0 | 0
MD Healthy Air Act - Constellation NOx Cap Sum 4.1 | 722 | 2435 | Rate Constraint in MTons | FALSE | L | Annual | Allowances Banked | Thousand Tons | 0 | 0 | 0 | 0 | 0 | 0 | 0
MD Healthy Air Act - Constellation NOx Cap Sum 4.1 | 722 | 2435 | Rate Constraint in MTons | FALSE | L | Annual | Allowances Withdrawn (1:1) | Thousand Tons | 0 | 0 | 0 | 0 | 0 | 0 | 0
MD Healthy Air Act - Constellation NOx Cap Sum 4.1 | 722 | 2435 | Rate Constraint in MTons | FALSE | L | Annual | Allowances Withdrawn (n:1) | Thousand Tons | 0 | 0 | 0 | 0 | 0 | 0 | 0
MD Healthy Air Act - Constellation NOx Cap Sum 4.1 | 722 | 2435 | Rate Constraint in MTons | FALSE | L | Annual | Net Emissions Allowance Position | Thousand Tons | 3.5665 | 3.5665 | 3.63 | 1.8962 | 0 | 0 | 0
MD Healthy Air Act - Constellation NOx Cap Sum 4.1 | 722 | 2435 | Rate Constraint in MTons | FALSE | L | Annual | Fuel Consumed | TBtu | 47.3299 | 47.3299 | 52.9029 | 31.4842 | 0 | 0 | 0
MD Healthy Air Act - Constellation NOx Cap Sum 4.1 | 722 | 2435 | Rate Constraint in MTons | FALSE | L | Annual | Rate | lb/MMBtu | 0.15071 | 0.15071 | 0.13723 | 0.12045 | 0 | 0 | 0
MD Healthy Air Act - Constellation NOx Cap Sum 4.1 | 722 | 2435 | Rate Constraint in MTons | FALSE | L | Annual | Generation | TWh | 4.4305 | 4.4305 | 4.9471 | 2.9453 | 0 | 0 | 0
MD Healthy Air Act - Constellation NOx Cap Sum 4.1 | 722 | 2435 | Rate Constraint in MTons | FALSE | L | Annual | Qualifying Generation | TWh | 4.4305 | 4.4305 | 4.9471 | 2.9453 | 0 | 0 | 0
MD Healthy Air Act - Constellation NOx Cap Sum 4.1 | 722 | 2435 | Rate Constraint in MTons | FALSE | L | Annual | Rate | lb/MWh | 0.80499 | 0.80499 | 0.73377 | 0.6438 | 0 | 0 | 0
MD Healthy Air Act - Constellation NOx Cap Sum 4.1 | 722 | 2435 | Rate Constraint in MTons | FALSE | L | Annual | Constraint Shadow Price | US2011$/Ton | 0 | 0 | 2649.6203 | 0 | 0 | 0 | 0
MD Healthy Air Act - Constellation SO2 Cap Ann 4.1 | 723 | 2434 | Rate Constraint in MTons | FALSE | L | Annual | Seasons Included | Seasons | Winter, Summer | Winter, Summer | Winter, Summer | Winter, Summer | Winter, Summer | Winter, Summer | Winter, Summer
MD Healthy Air Act - Constellation SO2 Cap Ann 4.1 | 723 | 2434 | Rate Constraint in MTons | FALSE | L | Annual | Standard | Thousand Tons | 17.926 | 17.926 | 17.926 | 17.926 | 17.926 | 17.926 | 17.926
MD Healthy Air Act - Constellation SO2 Cap Ann 4.1 | 723 | 2434 | Rate Constraint in MTons | FALSE | L | Annual | Standard SO2 | Thousand Tons | 17.926 | 17.926 | 17.926 | 17.926 | 17.926 | 17.926 | 17.926
MD Healthy Air Act - Constellation SO2 Cap Ann 4.1 | 723 | 2434 | Rate Constraint in MTons | FALSE | L | Annual | Emissions at Affected Plants SO2 | Thousand Tons | 1.4167 | 1.4167 | 1.5836 | 0.94243 | 0 | 0 | 0
MD Healthy Air Act - Constellation SO2 Cap Ann 4.1 | 723 | 2434 | Rate Constraint in MTons | FALSE | L | Annual | Allowances Purchased SO2 | Thousand Tons | 0 | 0 | 0 | 0 | 0 | 0 | 0
MD Healthy Air Act - Constellation SO2 Cap Ann 4.1 | 723 | 2434 | Rate Constraint in MTons | FALSE | L | Annual | Allowances Sold SO2 | Thousand Tons | 0 | 0 | 0 | 0 | 0 | 0 | 0
MD Healthy Air Act - Constellation SO2 Cap Ann 4.1 | 723 | 2434 | Rate Constraint in MTons | FALSE | L | Annual | Allowances Banked | Thousand Tons | 0 | 0 | 0 | 0 | 0 | 0 | 0
MD Healthy Air Act - Constellation SO2 Cap Ann 4.1 | 723 | 2434 | Rate Constraint in MTons | FALSE | L | Annual | Allowances Withdrawn (1:1) | Thousand Tons | 0 | 0 | 0 | 0 | 0 | 0 | 0
MD Healthy Air Act - Constellation SO2 Cap Ann 4.1 | 723 | 2434 | Rate Constraint in MTons | FALSE | L | Annual | Allowances Withdrawn (n:1) | Thousand Tons | 0 | 0 | 0 | 0 | 0 | 0 | 0
MD Healthy Air Act - Constellation SO2 Cap Ann 4.1 | 723 | 2434 | Rate Constraint in MTons | FALSE | L | Annual | Net Emissions Allowance Position | Thousand Tons | 1.4167 | 1.4167 | 1.5836 | 0.94243 | 0 | 0 | 0
MD Healthy Air Act - Constellation SO2 Cap Ann 4.1 | 723 | 2434 | Rate Constraint in MTons | FALSE | L | Annual | Fuel Consumed | TBtu | 47.3299 | 47.3299 | 52.9029 | 31.4842 | 0 | 0 | 0
MD Healthy Air Act - Constellation SO2 Cap Ann 4.1 | 723 | 2434 | Rate Constraint in MTons | FALSE | L | Annual | Rate | lb/MMBtu | 0.059867 | 0.059867 | 0.059867 | 0.059867 | 0 | 0 | 0
MD Healthy Air Act - Constellation SO2 Cap Ann 4.1 | 723 | 2434 | Rate Constraint in MTons | FALSE | L | Annual | Generation | TWh | 4.4305 | 4.4305 | 4.9471 | 2.9453 | 0 | 0 | 0
MD Healthy Air Act - Constellation SO2 Cap Ann 4.1 | 723 | 2434 | Rate Constraint in MTons | FALSE | L | Annual | Qualifying Generation | TWh | 4.4305 | 4.4305 | 4.9471 | 2.9453 | 0 | 0 | 0
MD Healthy Air Act - Constellation SO2 Cap Ann 4.1 | 723 | 2434 | Rate Constraint in MTons | FALSE | L | Annual | Rate | lb/MWh | 0.31977 | 0.31977 | 0.3201 | 0.31998 | 0 | 0 | 0
MD Healthy Air Act - Constellation SO2 Cap Ann 4.1 | 723 | 2434 | Rate Constraint in MTons | FALSE | L | Annual | Constraint Shadow Price | US2011$/Ton | 0 | 0 | 0 | 0 | 0 | 0 | 0
MD Healthy Air Act - MER Removal Annual v3.1 | 724 | 1800 | MACT Fuel Choice Floor in lbs/MMBtu | FALSE | L | Annual | Seasons Included | Seasons | Winter, Summer | Winter, Summer | Winter, Summer | Winter, Summer | Winter, Summer | Winter, Summer | Winter, Summer
MD Healthy Air Act - MER Removal Annual v3.1 | 724 | 1800 | MACT Fuel Choice Floor in lbs/MMBtu | FALSE | L | Annual | Emission Floor | lbs/MMBtu | 0 | 0 | 0 | 0 | 0 | 0 | 0
MD Healthy Air Act - MER Removal Annual v3.1 | 724 | 1800 | MACT Fuel Choice Floor in lbs/MMBtu | FALSE | L | Annual | Emissions at Affected Plants MER | lbs | 123.9713 | 111.855 | 126.8716 | 99.034 | 60.7712 | 53.3013 | 10.7409
MD Healthy Air Act - MER Removal Annual v3.1 | 724 | 1800 | MACT Fuel Choice Floor in lbs/MMBtu | FALSE | L | Annual | Allowances Purchased MER | lbs | 0 | 0 | 0 | 0 | 0 | 0 | 0
MD Healthy Air Act - MER Removal Annual v3.1 | 724 | 1800 | MACT Fuel Choice Floor in lbs/MMBtu | FALSE | L | Annual | Allowances Sold MER | lbs | 0 | 0 | 0 | 0 | 0 | 0 | 0
MD Healthy Air Act - MER Removal Annual v3.1 | 724 | 1800 | MACT Fuel Choice Floor in lbs/MMBtu | FALSE | L | Annual | Allowances Banked | lbs | 0 | 0 | 0 | 0 | 0 | 0 | 0
MD Healthy Air Act - MER Removal Annual v3.1 | 724 | 1800 | MACT Fuel Choice Floor in lbs/MMBtu | FALSE | L | Annual | Allowances Withdrawn (1:1) | lbs | 0 | 0 | 0 | 0 | 0 | 0 | 0
MD Healthy Air Act - MER Removal Annual v3.1 | 724 | 1800 | MACT Fuel Choice Floor in lbs/MMBtu | FALSE | L | Annual | Allowances Withdrawn (n:1) | lbs | 0 | 0 | 0 | 0 | 0 | 0 | 0
MD Healthy Air Act - MER Removal Annual v3.1 | 724 | 1800 | MACT Fuel Choice Floor in lbs/MMBtu | FALSE | L | Annual | Net Emissions Allowance Position | lbs | 123.9713 | 111.855 | 126.8716 | 99.034 | 60.7712 | 53.3013 | 10.7409
MD Healthy Air Act - MER Removal Annual v3.1 | 724 | 1800 | MACT Fuel Choice Floor in lbs/MMBtu | FALSE | L | Annual | Fuel Consumed | TBtu | 133.7763 | 121.4273 | 137.5845 | 105.5816 | 61.2156 | 56.0304 | 26.9181
MD Healthy Air Act - MER Removal Annual v3.1 | 724 | 1800 | MACT Fuel Choice Floor in lbs/MMBtu | FALSE | L | Annual | Rate | lb/MMBtu | 9.2671e-07 | 9.2117e-07 | 9.2214e-07 | 9.3798e-07 | 9.9274e-07 | 9.5129e-07 | 3.9902e-07
MD Healthy Air Act - MER Removal Annual v3.1 | 724 | 1800 | MACT Fuel Choice Floor in lbs/MMBtu | FALSE | L | Annual | Generation | TWh | 13.4257 | 12.2578 | 13.8924 | 10.7725 | 6.4665 | 5.9203 | 2.8435
MD Healthy Air Act - MER Removal Annual v3.1 | 724 | 1800 | MACT Fuel Choice Floor in lbs/MMBtu | FALSE | L | Annual | Qualifying Generation | TWh | 13.4257 | 12.2578 | 13.8924 | 10.7725 | 6.4665 | 5.9203 | 2.8435
MD Healthy Air Act - MER Removal Annual v3.1 | 724 | 1800 | MACT Fuel Choice Floor in lbs/MMBtu | FALSE | L | Annual | Constraint Shadow Price | US2011$/Lb | 0 | 0 | 0 | 0 | 0 | 0 | 0
MD Healthy Air Act - Mirant NOx Cap Annual v4.10 | 725 | 2262 | Rate Constraint in MTons | FALSE | L | Annual | Seasons Included | Seasons | Winter, Summer | Winter, Summer | Winter, Summer | Winter, Summer | Winter, Summer | Winter, Summer | Winter, Summer
MD Healthy Air Act - Mirant NOx Cap Annual v4.10 | 725 | 2262 | Rate Constraint in MTons | FALSE | L | Annual | Standard | Thousand Tons | 8.298 | 8.298 | 8.298 | 8.298 | 8.298 | 8.298 | 8.298
MD Healthy Air Act - Mirant NOx Cap Annual v4.10 | 725 | 2262 | Rate Constraint in MTons | FALSE | L | Annual | Standard NOX | Thousand Tons | 8.298 | 8.298 | 8.298 | 8.298 | 8.298 | 8.298 | 8.298
MD Healthy Air Act - Mirant NOx Cap Annual v4.10 | 725 | 2262 | Rate Constraint in MTons | FALSE | L | Annual | Emissions at Affected Plants NOX | Thousand Tons | 2.5632 | 1.3188 | 1.5071 | 1.3188 | 1.0895 | 0.98997 | 0.47908
MD Healthy Air Act - Mirant NOx Cap Annual v4.10 | 725 | 2262 | Rate Constraint in MTons | FALSE | L | Annual | Allowances Purchased NOX | Thousand Tons | 0 | 0 | 0 | 0 | 0 | 0 | 0
MD Healthy Air Act - Mirant NOx Cap Annual v4.10 | 725 | 2262 | Rate Constraint in MTons | FALSE | L | Annual | Allowances Sold NOX | Thousand Tons | 0 | 0 | 0 | 0 | 0 | 0 | 0
MD Healthy Air Act - Mirant NOx Cap Annual v4.10 | 725 | 2262 | Rate Constraint in MTons | FALSE | L | Annual | Allowances Banked | Thousand Tons | 0 | 0 | 0 | 0 | 0 | 0 | 0
MD Healthy Air Act - Mirant NOx Cap Annual v4.10 | 725 | 2262 | Rate Constraint in MTons | FALSE | L | Annual | Allowances Withdrawn (1:1) | Thousand Tons | 0 | 0 | 0 | 0 | 0 | 0 | 0
MD Healthy Air Act - Mirant NOx Cap Annual v4.10 | 725 | 2262 | Rate Constraint in MTons | FALSE | L | Annual | Allowances Withdrawn (n:1) | Thousand Tons | 0 | 0 | 0 | 0 | 0 | 0 | 0
MD Healthy Air Act - Mirant NOx Cap Annual v4.10 | 725 | 2262 | Rate Constraint in MTons | FALSE | L | Annual | Net Emissions Allowance Position | Thousand Tons | 2.5632 | 1.3188 | 1.5071 | 1.3188 | 1.0895 | 0.98997 | 0.47908
MD Healthy Air Act - Mirant NOx Cap Annual v4.10 | 725 | 2262 | Rate Constraint in MTons | FALSE | L | Annual | Fuel Consumed | TBtu | 86.4463 | 74.0974 | 84.6816 | 74.0974 | 61.2156 | 56.0304 | 26.9181
MD Healthy Air Act - Mirant NOx Cap Annual v4.10 | 725 | 2262 | Rate Constraint in MTons | FALSE | L | Annual | Rate | lb/MMBtu | 0.059302 | 0.035595 | 0.035595 | 0.035595 | 0.035595 | 0.035337 | 0.035595
MD Healthy Air Act - Mirant NOx Cap Annual v4.10 | 725 | 2262 | Rate Constraint in MTons | FALSE | L | Annual | Generation | TWh | 8.9952 | 7.8272 | 8.9453 | 7.8272 | 6.4665 | 5.9203 | 2.8435
MD Healthy Air Act - Mirant NOx Cap Annual v4.10 | 725 | 2262 | Rate Constraint in MTons | FALSE | L | Annual | Qualifying Generation | TWh | 8.9952 | 7.8272 | 8.9453 | 7.8272 | 6.4665 | 5.9203 | 2.8435
MD Healthy Air Act - Mirant NOx Cap Annual v4.10 | 725 | 2262 | Rate Constraint in MTons | FALSE | L | Annual | Rate | lb/MWh | 0.28495 | 0.16848 | 0.16848 | 0.16848 | 0.16848 | 0.16722 | 0.16848
MD Healthy Air Act - Mirant NOx Cap Annual v4.10 | 725 | 2262 | Rate Constraint in MTons | FALSE | L | Annual | Constraint Shadow Price | US2011$/Ton | 0 | 0 | 0 | 0 | 0 | 0 | 0
MD Healthy Air Act - Mirant NOx Cap Summer v4.10 | 726 | 2265 | Rate Constraint in MTons | FALSE | L | Annual | Seasons Included | Seasons | Summer | Summer | Summer | Summer | Summer | Summer | Summer
MD Healthy Air Act - Mirant NOx Cap Summer v4.10 | 726 | 2265 | Rate Constraint in MTons | FALSE | L | Annual | Standard | Thousand Tons | 3.567 | 3.567 | 3.567 | 3.567 | 3.567 | 3.567 | 3.567
MD Healthy Air Act - Mirant NOx Cap Summer v4.10 | 726 | 2265 | Rate Constraint in MTons | FALSE | L | Annual | Standard NOX | Thousand Tons | 3.567 | 3.567 | 3.567 | 3.567 | 3.567 | 3.567 | 3.567
MD Healthy Air Act - Mirant NOx Cap Summer v4.10 | 726 | 2265 | Rate Constraint in MTons | FALSE | L | Annual | Emissions at Affected Plants NOX | Thousand Tons | 1.0656 | 0.57989 | 0.66329 | 0.57989 | 0.47908 | 0.47908 | 0.47908
MD Healthy Air Act - Mirant NOx Cap Summer v4.10 | 726 | 2265 | Rate Constraint in MTons | FALSE | L | Annual | Allowances Purchased NOX | Thousand Tons | 0 | 0 | 0 | 0 | 0 | 0 | 0
MD Healthy Air Act - Mirant NOx Cap Summer v4.10 | 726 | 2265 | Rate Constraint in MTons | FALSE | L | Annual | Allowances Sold NOX | Thousand Tons | 0 | 0 | 0 | 0 | 0 | 0 | 0
MD Healthy Air Act - Mirant NOx Cap Summer v4.10 | 726 | 2265 | Rate Constraint in MTons | FALSE | L | Annual | Allowances Banked | Thousand Tons | 0 | 0 | 0 | 0 | 0 | 0 | 0
MD Healthy Air Act - Mirant NOx Cap Summer v4.10 | 726 | 2265 | Rate Constraint in MTons | FALSE | L | Annual | Allowances Withdrawn (1:1) | Thousand Tons | 0 | 0 | 0 | 0 | 0 | 0 | 0
MD Healthy Air Act - Mirant NOx Cap Summer v4.10 | 726 | 2265 | Rate Constraint in MTons | FALSE | L | Annual | Allowances Withdrawn (n:1) | Thousand Tons | 0 | 0 | 0 | 0 | 0 | 0 | 0
MD Healthy Air Act - Mirant NOx Cap Summer v4.10 | 726 | 2265 | Rate Constraint in MTons | FALSE | L | Annual | Net Emissions Allowance Position | Thousand Tons | 1.0656 | 0.57989 | 0.66329 | 0.57989 | 0.47908 | 0.47908 | 0.47908
MD Healthy Air Act - Mirant NOx Cap Summer v4.10 | 726 | 2265 | Rate Constraint in MTons | FALSE | L | Annual | Fuel Consumed | TBtu | 34.9109 | 32.6781 | 37.1825 | 32.6781 | 26.9263 | 26.9144 | 26.9181
MD Healthy Air Act - Mirant NOx Cap Summer v4.10 | 726 | 2265 | Rate Constraint in MTons | FALSE | L | Annual | Rate | lb/MMBtu | 0.061049 | 0.035491 | 0.035677 | 0.035491 | 0.035584 | 0.0356 | 0.035595
MD Healthy Air Act - Mirant NOx Cap Summer v4.10 | 726 | 2265 | Rate Constraint in MTons | FALSE | L | Annual | Generation | TWh | 3.6136 | 3.4418 | 3.9368 | 3.4418 | 2.8435 | 2.8435 | 2.8435
MD Healthy Air Act - Mirant NOx Cap Summer v4.10 | 726 | 2265 | Rate Constraint in MTons | FALSE | L | Annual | Qualifying Generation | TWh | 3.6136 | 3.4418 | 3.9368 | 3.4418 | 2.8435 | 2.8435 | 2.8435
MD Healthy Air Act - Mirant NOx Cap Summer v4.10 | 726 | 2265 | Rate Constraint in MTons | FALSE | L | Annual | Rate | lb/MWh | 0.29489 | 0.16848 | 0.16848 | 0.16848 | 0.16848 | 0.16848 | 0.16848
MD Healthy Air Act - Mirant NOx Cap Summer v4.10 | 726 | 2265 | Rate Constraint in MTons | FALSE | L | Annual | Constraint Shadow Price | US2011$/Ton | 0 | 0 | 0 | 0 | 0 | 0 | 0
MD Healthy Air Act - Mirant SO2 Cap Annual v4.10 | 727 | 2268 | Rate Constraint in MTons | FALSE | L | Annual | Seasons Included | Seasons | Winter, Summer | Winter, Summer | Winter, Summer | Winter, Summer | Winter, Summer | Winter, Summer | Winter, Summer
MD Healthy Air Act - Mirant SO2 Cap Annual v4.10 | 727 | 2268 | Rate Constraint in MTons | FALSE | L | Annual | Standard | Thousand Tons | 18.541 | 18.541 | 18.541 | 18.541 | 18.541 | 18.541 | 18.541
MD Healthy Air Act - Mirant SO2 Cap Annual v4.10 | 727 | 2268 | Rate Constraint in MTons | FALSE | L | Annual | Standard SO2 | Thousand Tons | 18.541 | 18.541 | 18.541 | 18.541 | 18.541 | 18.541 | 18.541
MD Healthy Air Act - Mirant SO2 Cap Annual v4.10 | 727 | 2268 | Rate Constraint in MTons | FALSE | L | Annual | Emissions at Affected Plants SO2 | Thousand Tons | 2.5864 | 2.2178 | 2.5346 | 2.2178 | 1.8322 | 2.1685 | 0.80568
MD Healthy Air Act - Mirant SO2 Cap Annual v4.10 | 727 | 2268 | Rate Constraint in MTons | FALSE | L | Annual | Allowances Purchased SO2 | Thousand Tons | 0 | 0 | 0 | 0 | 0 | 0 | 0
MD Healthy Air Act - Mirant SO2 Cap Annual v4.10 | 727 | 2268 | Rate Constraint in MTons | FALSE | L | Annual | Allowances Sold SO2 | Thousand Tons | 0 | 0 | 0 | 0 | 0 | 0 | 0
MD Healthy Air Act - Mirant SO2 Cap Annual v4.10 | 727 | 2268 | Rate Constraint in MTons | FALSE | L | Annual | Allowances Banked | Thousand Tons | 0 | 0 | 0 | 0 | 0 | 0 | 0
MD Healthy Air Act - Mirant SO2 Cap Annual v4.10 | 727 | 2268 | Rate Constraint in MTons | FALSE | L | Annual | Allowances Withdrawn (1:1) | Thousand Tons | 0 | 0 | 0 | 0 | 0 | 0 | 0
MD Healthy Air Act - Mirant SO2 Cap Annual v4.10 | 727 | 2268 | Rate Constraint in MTons | FALSE | L | Annual | Allowances Withdrawn (n:1) | Thousand Tons | 0 | 0 | 0 | 0 | 0 | 0 | 0
MD Healthy Air Act - Mirant SO2 Cap Annual v4.10 | 727 | 2268 | Rate Constraint in MTons | FALSE | L | Annual | Net Emissions Allowance Position | Thousand Tons | 2.5864 | 2.2178 | 2.5346 | 2.2178 | 1.8322 | 2.1685 | 0.80568
MD Healthy Air Act - Mirant SO2 Cap Annual v4.10 | 727 | 2268 | Rate Constraint in MTons | FALSE | L | Annual | Fuel Consumed | TBtu | 86.4463 | 74.0974 | 84.6816 | 74.0974 | 61.2156 | 56.0304 | 26.9181
MD Healthy Air Act - Mirant SO2 Cap Annual v4.10 | 727 | 2268 | Rate Constraint in MTons | FALSE | L | Annual | Rate | lb/MMBtu | 0.059838 | 0.059862 | 0.059862 | 0.059862 | 0.059862 | 0.077406 | 0.059862
MD Healthy Air Act - Mirant SO2 Cap Annual v4.10 | 727 | 2268 | Rate Constraint in MTons | FALSE | L | Annual | Generation | TWh | 8.9952 | 7.8272 | 8.9453 | 7.8272 | 6.4665 | 5.9203 | 2.8435
MD Healthy Air Act - Mirant SO2 Cap Annual v4.10 | 727 | 2268 | Rate Constraint in MTons | FALSE | L | Annual | Qualifying Generation | TWh | 8.9952 | 7.8272 | 8.9453 | 7.8272 | 6.4665 | 5.9203 | 2.8435
MD Healthy Air Act - Mirant SO2 Cap Annual v4.10 | 727 | 2268 | Rate Constraint in MTons | FALSE | L | Annual | Rate | lb/MWh | 0.28753 | 0.28334 | 0.28334 | 0.28334 | 0.28334 | 0.36629 | 0.28334
MD Healthy Air Act - Mirant SO2 Cap Annual v4.10 | 727 | 2268 | Rate Constraint in MTons | FALSE | L | Annual | Constraint Shadow Price | US2011$/Ton | 0 | 0 | 0 | 0 | 0 | 0 | 0
ME Fac. Spec. - NOX 0.15 Rate Annual v3.1, Unit 4097 and retrofits | 728 | 1798 | Rate Constraint in lbs/MMBtu | FALSE | L | Annual | Seasons Included | Seasons | Winter, Summer | Winter, Summer | Winter, Summer | Winter, Summer | Winter, Summer | Winter, Summer | Winter, Summer
ME Fac. Spec. - NOX 0.15 Rate Annual v3.1, Unit 4097 and retrofits | 728 | 1798 | Rate Constraint in lbs/MMBtu | FALSE | L | Annual | Standard | lb/MMBtu | 0.15 | 0.15 | 0.15 | 0.15 | 0.15 | 0.15 | 0.15
ME Fac. Spec. - NOX 0.15 Rate Annual v3.1, Unit 4097 and retrofits | 728 | 1798 | Rate Constraint in lbs/MMBtu | FALSE | L | Annual | Emissions at Affected Plants NOX | Thousand Tons | 0.051254 | 0 | 0 | 0 | 0 | 0 | 0
ME Fac. Spec. - NOX 0.15 Rate Annual v3.1, Unit 4097 and retrofits | 728 | 1798 | Rate Constraint in lbs/MMBtu | FALSE | L | Annual | Allowances Purchased NOX | Thousand Tons | 0 | 0 | 0 | 0 | 0 | 0 | 0
ME Fac. Spec. - NOX 0.15 Rate Annual v3.1, Unit 4097 and retrofits | 728 | 1798 | Rate Constraint in lbs/MMBtu | FALSE | L | Annual | Allowances Sold NOX | Thousand Tons | 0 | 0 | 0 | 0 | 0 | 0 | 0
ME Fac. Spec. - NOX 0.15 Rate Annual v3.1, Unit 4097 and retrofits | 728 | 1798 | Rate Constraint in lbs/MMBtu | FALSE | L | Annual | Allowances Banked | Thousand Tons | 0 | 0 | 0 | 0 | 0 | 0 | 0
ME Fac. Spec. - NOX 0.15 Rate Annual v3.1, Unit 4097 and retrofits | 728 | 1798 | Rate Constraint in lbs/MMBtu | FALSE | L | Annual | Allowances Withdrawn (1:1) | Thousand Tons | 0 | 0 | 0 | 0 | 0 | 0 | 0
ME Fac. Spec. - NOX 0.15 Rate Annual v3.1, Unit 4097 and retrofits | 728 | 1798 | Rate Constraint in lbs/MMBtu | FALSE | L | Annual | Allowances Withdrawn (n:1) | Thousand Tons | 0 | 0 | 0 | 0 | 0 | 0 | 0
ME Fac. Spec. - NOX 0.15 Rate Annual v3.1, Unit 4097 and retrofits | 728 | 1798 | Rate Constraint in lbs/MMBtu | FALSE | L | Annual | Net Emissions Allowance Position | Thousand Tons | 0.051254 | 0 | 0 | 0 | 0 | 0 | 0
ME Fac. Spec. - NOX 0.15 Rate Annual v3.1, Unit 4097 and retrofits | 728 | 1798 | Rate Constraint in lbs/MMBtu | FALSE | L | Annual | Fuel Consumed | TBtu | 0.68338 | 0 | 0 | 0 | 0 | 0 | 0
ME Fac. Spec. - NOX 0.15 Rate Annual v3.1, Unit 4097 and retrofits | 728 | 1798 | Rate Constraint in lbs/MMBtu | FALSE | L | Annual | Rate | lb/MMBtu | 0.15 | 0 | 0 | 0 | 0 | 0 | 0
ME Fac. Spec. - NOX 0.15 Rate Annual v3.1, Unit 4097 and retrofits | 728 | 1798 | Rate Constraint in lbs/MMBtu | FALSE | L | Annual | Generation | TWh | 0.051921 | 0 | 0 | 0 | 0 | 0 | 0
ME Fac. Spec. - NOX 0.15 Rate Annual v3.1, Unit 4097 and retrofits | 728 | 1798 | Rate Constraint in lbs/MMBtu | FALSE | L | Annual | Qualifying Generation | TWh | 0.051921 | 0 | 0 | 0 | 0 | 0 | 0
ME Fac. Spec. - NOX 0.15 Rate Annual v3.1, Unit 4097 and retrofits | 728 | 1798 | Rate Constraint in lbs/MMBtu | FALSE | L | Annual | Rate | lb/MWh | 0.98715 | 0 | 0 | 0 | 0 | 0 | 0
ME Fac. Spec. - NOX 0.15 Rate Annual v3.1, Unit 4097 and retrofits | 728 | 1798 | Rate Constraint in lbs/MMBtu | FALSE | L | Annual | Constraint Shadow Price | US2011$/Ton | 141540.5217 | 0 | 0 | 0 | 0 | 0 | 0
ME Fac. Spec. - NOX 0.15 Rate Annual v3.1, Unit 4098 and retrofits | 729 | 1798 | Rate Constraint in lbs/MMBtu | FALSE | L | Annual | Seasons Included | Seasons | Winter, Summer | Winter, Summer | Winter, Summer | Winter, Summer | Winter, Summer | Winter, Summer | Winter, Summer
ME Fac. Spec. - NOX 0.15 Rate Annual v3.1, Unit 4098 and retrofits | 729 | 1798 | Rate Constraint in lbs/MMBtu | FALSE | L | Annual | Standard | lb/MMBtu | 0.15 | 0.15 | 0.15 | 0.15 | 0.15 | 0.15 | 0.15
ME Fac. Spec. - NOX 0.15 Rate Annual v3.1, Unit 4098 and retrofits | 729 | 1798 | Rate Constraint in lbs/MMBtu | FALSE | L | Annual | Emissions at Affected Plants NOX | Thousand Tons | 0.012681 | 0 | 0 | 0 | 0 | 0 | 0
ME Fac. Spec. - NOX 0.15 Rate Annual v3.1, Unit 4098 and retrofits | 729 | 1798 | Rate Constraint in lbs/MMBtu | FALSE | L | Annual | Allowances Purchased NOX | Thousand Tons | 0 | 0 | 0 | 0 | 0 | 0 | 0
ME Fac. Spec. - NOX 0.15 Rate Annual v3.1, Unit 4098 and retrofits | 729 | 1798 | Rate Constraint in lbs/MMBtu | FALSE | L | Annual | Allowances Sold NOX | Thousand Tons | 0 | 0 | 0 | 0 | 0 | 0 | 0
ME Fac. Spec. - NOX 0.15 Rate Annual v3.1, Unit 4098 and retrofits | 729 | 1798 | Rate Constraint in lbs/MMBtu | FALSE | L | Annual | Allowances Banked | Thousand Tons | 0 | 0 | 0 | 0 | 0 | 0 | 0
ME Fac. Spec. - NOX 0.15 Rate Annual v3.1, Unit 4098 and retrofits | 729 | 1798 | Rate Constraint in lbs/MMBtu | FALSE | L | Annual | Allowances Withdrawn (1:1) | Thousand Tons | 0 | 0 | 0 | 0 | 0 | 0 | 0
ME Fac. Spec. - NOX 0.15 Rate Annual v3.1, Unit 4098 and retrofits | 729 | 1798 | Rate Constraint in lbs/MMBtu | FALSE | L | Annual | Allowances Withdrawn (n:1) | Thousand Tons | 0 | 0 | 0 | 0 | 0 | 0 | 0
ME Fac. Spec. - NOX 0.15 Rate Annual v3.1, Unit 4098 and retrofits | 729 | 1798 | Rate Constraint in lbs/MMBtu | FALSE | L | Annual | Net Emissions Allowance Position | Thousand Tons | 0.012681 | 0 | 0 | 0 | 0 | 0 | 0
ME Fac. Spec. - NOX 0.15 Rate Annual v3.1, Unit 4098 and retrofits | 729 | 1798 | Rate Constraint in lbs/MMBtu | FALSE | L | Annual | Fuel Consumed | TBtu | 0.16908 | 0 | 0 | 0 | 0 | 0 | 0
ME Fac. Spec. - NOX 0.15 Rate Annual v3.1, Unit 4098 and retrofits | 729 | 1798 | Rate Constraint in lbs/MMBtu | FALSE | L | Annual | Rate | lb/MMBtu | 0.15 | 0 | 0 | 0 | 0 | 0 | 0
ME Fac. Spec. - NOX 0.15 Rate Annual v3.1, Unit 4098 and retrofits | 729 | 1798 | Rate Constraint in lbs/MMBtu | FALSE | L | Annual | Generation | TWh | 0.011661 | 0 | 0 | 0 | 0 | 0 | 0
ME Fac. Spec. - NOX 0.15 Rate Annual v3.1, Unit 4098 and retrofits | 729 | 1798 | Rate Constraint in lbs/MMBtu | FALSE | L | Annual | Qualifying Generation | TWh | 0.011661 | 0 | 0 | 0 | 0 | 0 | 0
ME Fac. Spec. - NOX 0.15 Rate Annual v3.1, Unit 4098 and retrofits | 729 | 1798 | Rate Constraint in lbs/MMBtu | FALSE | L | Annual | Rate | lb/MWh | 1.0875 | 0 | 0 | 0 | 0 | 0 | 0
ME Fac. Spec. - NOX 0.15 Rate Annual v3.1, Unit 4098 and retrofits | 729 | 1798 | Rate Constraint in lbs/MMBtu | FALSE | L | Annual | Constraint Shadow Price | US2011$/Ton | 165373.2285 | 0 | 0 | 0 | 0 | 0 | 0
ME Fac. Spec. - NOX 0.15 Rate Annual v3.1, Unit 4099 and retrofits | 730 | 1798 | Rate Constraint in lbs/MMBtu | FALSE | L | Annual | Seasons Included | Seasons | Winter, Summer | Winter, Summer | Winter, Summer | Winter, Summer | Winter, Summer | Winter, Summer | Winter, Summer
ME Fac. Spec. - NOX 0.15 Rate Annual v3.1, Unit 4099 and retrofits | 730 | 1798 | Rate Constraint in lbs/MMBtu | FALSE | L | Annual | Standard | lb/MMBtu | 0.15 | 0.15 | 0.15 | 0.15 | 0.15 | 0.15 | 0.15
ME Fac. Spec. - NOX 0.15 Rate Annual v3.1, Unit 4099 and retrofits | 730 | 1798 | Rate Constraint in lbs/MMBtu | FALSE | L | Annual | Emissions at Affected Plants NOX | Thousand Tons | 0.010687 | 0 | 0 | 0 | 0 | 0 | 0
ME Fac. Spec. - NOX 0.15 Rate Annual v3.1, Unit 4099 and retrofits | 730 | 1798 | Rate Constraint in lbs/MMBtu | FALSE | L | Annual | Allowances Purchased NOX | Thousand Tons | 0 | 0 | 0 | 0 | 0 | 0 | 0
ME Fac. Spec. - NOX 0.15 Rate Annual v3.1, Unit 4099 and retrofits | 730 | 1798 | Rate Constraint in lbs/MMBtu | FALSE | L | Annual | Allowances Sold NOX | Thousand Tons | 0 | 0 | 0 | 0 | 0 | 0 | 0
ME Fac. Spec. - NOX 0.15 Rate Annual v3.1, Unit 4099 and retrofits | 730 | 1798 | Rate Constraint in lbs/MMBtu | FALSE | L | Annual | Allowances Banked | Thousand Tons | 0 | 0 | 0 | 0 | 0 | 0 | 0
ME Fac. Spec. - NOX 0.15 Rate Annual v3.1, Unit 4099 and retrofits | 730 | 1798 | Rate Constraint in lbs/MMBtu | FALSE | L | Annual | Allowances Withdrawn (1:1) | Thousand Tons | 0 | 0 | 0 | 0 | 0 | 0 | 0
ME Fac. Spec. - NOX 0.15 Rate Annual v3.1, Unit 4099 and retrofits | 730 | 1798 | Rate Constraint in lbs/MMBtu | FALSE | L | Annual | Allowances Withdrawn (n:1) | Thousand Tons | 0 | 0 | 0 | 0 | 0 | 0 | 0
ME Fac. Spec. - NOX 0.15 Rate Annual v3.1, Unit 4099 and retrofits | 730 | 1798 | Rate Constraint in lbs/MMBtu | FALSE | L | Annual | Net Emissions Allowance Position | Thousand Tons | 0.010687 | 0 | 0 | 0 | 0 | 0 | 0
ME Fac. Spec. - NOX 0.15 Rate Annual v3.1, Unit 4099 and retrofits | 730 | 1798 | Rate Constraint in lbs/MMBtu | FALSE | L | Annual | Fuel Consumed | TBtu | 0.14249 | 0 | 0 | 0 | 0 | 0 | 0
ME Fac. Spec. - NOX 0.15 Rate Annual v3.1, Unit 4099 and retrofits | 730 | 1798 | Rate Constraint in lbs/MMBtu | FALSE | L | Annual | Rate | lb/MMBtu | 0.15 | 0 | 0 | 0 | 0 | 0 | 0
ME Fac. Spec. - NOX 0.15 Rate Annual v3.1, Unit 4099 and retrofits | 730 | 1798 | Rate Constraint in lbs/MMBtu | FALSE | L | Annual | Generation | TWh | 0.010848 | 0 | 0 | 0 | 0 | 0 | 0
ME Fac. Spec. - NOX 0.15 Rate Annual v3.1, Unit 4099 and retrofits | 730 | 1798 | Rate Constraint in lbs/MMBtu | FALSE | L | Annual | Qualifying Generation | TWh | 0.010848 | 0 | 0 | 0 | 0 | 0 | 0
ME Fac. Spec. - NOX 0.15 Rate Annual v3.1, Unit 4099 and retrofits | 730 | 1798 | Rate Constraint in lbs/MMBtu | FALSE | L | Annual | Rate | lb/MWh | 0.9852 | 0 | 0 | 0 | 0 | 0 | 0
ME Fac. Spec. - NOX 0.15 Rate Annual v3.1, Unit 4099 and retrofits | 730 | 1798 | Rate Constraint in lbs/MMBtu | FALSE | L | Annual | Constraint Shadow Price | US2011$/Ton | 143277.5169 | 0 | 0 | 0 | 0 | 0 | 0
ME Fac. Spec. - NOx 0.20 Rate Annual v3.1, Unit 2462 and retrofits | 731 | 1818 | Rate Constraint in lbs/MMBtu | FALSE | L | Annual | Seasons Included | Seasons | Winter, Summer | Winter, Summer | Winter, Summer | Winter, Summer | Winter, Summer | Winter, Summer | Winter, Summer
ME Fac. Spec. - NOx 0.20 Rate Annual v3.1, Unit 2462 and retrofits | 731 | 1818 | Rate Constraint in lbs/MMBtu | FALSE | L | Annual | Standard | lb/MMBtu | 0.2 | 0.2 | 0.2 | 0.2 | 0.2 | 0.2 | 0.2
ME Fac. Spec. - NOx 0.20 Rate Annual v3.1, Unit 2462 and retrofits | 731 | 1818 | Rate Constraint in lbs/MMBtu | FALSE | L | Annual | Emissions at Affected Plants NOX | Thousand Tons | 0 | 0 | 0 | 0 | 0 | 0 | 0
ME Fac. Spec. - NOx 0.20 Rate Annual v3.1, Unit 2462 and retrofits | 731 | 1818 | Rate Constraint in lbs/MMBtu | FALSE | L | Annual | Allowances Purchased NOX | Thousand Tons | 0 | 0 | 0 | 0 | 0 | 0 | 0
ME Fac. Spec. - NOx 0.20 Rate Annual v3.1, Unit 2462 and retrofits | 731 | 1818 | Rate Constraint in lbs/MMBtu | FALSE | L | Annual | Allowances Sold NOX | Thousand Tons | 0 | 0 | 0 | 0 | 0 | 0 | 0
ME Fac. Spec. - NOx 0.20 Rate Annual v3.1, Unit 2462 and retrofits | 731 | 1818 | Rate Constraint in lbs/MMBtu | FALSE | L | Annual | Allowances Banked | Thousand Tons | 0 | 0 | 0 | 0 | 0 | 0 | 0
ME Fac. Spec. - NOx 0.20 Rate Annual v3.1, Unit 2462 and retrofits | 731 | 1818 | Rate Constraint in lbs/MMBtu | FALSE | L | Annual | Allowances Withdrawn (1:1) | Thousand Tons | 0 | 0 | 0 | 0 | 0 | 0 | 0
ME Fac. Spec. - NOx 0.20 Rate Annual v3.1, Unit 2462 and retrofits | 731 | 1818 | Rate Constraint in lbs/MMBtu | FALSE | L | Annual | Allowances Withdrawn (n:1) | Thousand Tons | 0 | 0 | 0 | 0 | 0 | 0 | 0
ME Fac. Spec. - NOx 0.20 Rate Annual v3.1, Unit 2462 and retrofits | 731 | 1818 | Rate Constraint in lbs/MMBtu | FALSE | L | Annual | Net Emissions Allowance Position | Thousand Tons | 0 | 0 | 0 | 0 | 0 | 0 | 0
ME Fac. Spec. - NOx 0.20 Rate Annual v3.1, Unit 2462 and retrofits | 731 | 1818 | Rate Constraint in lbs/MMBtu | FALSE | L | Annual | Fuel Consumed | TBtu | 0 | 0 | 0 | 0 | 0 | 0 | 0
ME Fac. Spec. - NOx 0.20 Rate Annual v3.1, Unit 2462 and retrofits | 731 | 1818 | Rate Constraint in lbs/MMBtu | FALSE | L | Annual | Rate | lb/MMBtu | 0 | 0 | 0 | 0 | 0 | 0 | 0
ME Fac. Spec. - NOx 0.20 Rate Annual v3.1, Unit 2462 and retrofits | 731 | 1818 | Rate Constraint in lbs/MMBtu | FALSE | L | Annual | Generation | TWh | 0 | 0 | 0 | 0 | 0 | 0 | 0
ME Fac. Spec. - NOx 0.20 Rate Annual v3.1, Unit 2462 and retrofits | 731 | 1818 | Rate Constraint in lbs/MMBtu | FALSE | L | Annual | Qualifying Generation | TWh | 0 | 0 | 0 | 0 | 0 | 0 | 0
ME Fac. Spec. - NOx 0.20 Rate Annual v3.1, Unit 2462 and retrofits | 731 | 1818 | Rate Constraint in lbs/MMBtu | FALSE | L | Annual | Rate | lb/MWh | 0 | 0 | 0 | 0 | 0 | 0 | 0
ME Fac. Spec. - NOx 0.20 Rate Annual v3.1, Unit 2462 and retrofits | 731 | 1818 | Rate Constraint in lbs/MMBtu | FALSE | L | Annual | Constraint Shadow Price | US2011$/Ton | 0 | 0 | 0 | 0 | 0 | 0 | 0
ME Fac. Spec. - NOx 0.20 Rate Annual v3.1, Unit 2463 and retrofits | 732 | 1818 | Rate Constraint in lbs/MMBtu | FALSE | L | Annual | Seasons Included | Seasons | Winter, Summer | Winter, Summer | Winter, Summer | Winter, Summer | Winter, Summer | Winter, Summer | Winter, Summer
ME Fac. Spec. - NOx 0.20 Rate Annual v3.1, Unit 2463 and retrofits | 732 | 1818 | Rate Constraint in lbs/MMBtu | FALSE | L | Annual | Standard | lb/MMBtu | 0.2 | 0.2 | 0.2 | 0.2 | 0.2 | 0.2 | 0.2
ME Fac. Spec. - NOx 0.20 Rate Annual v3.1, Unit 2463 and retrofits | 732 | 1818 | Rate Constraint in lbs/MMBtu | FALSE | L | Annual | Emissions at Affected Plants NOX | Thousand Tons | 0 | 0 | 0 | 0 | 0 | 0 | 0
ME Fac. Spec. - NOx 0.20 Rate Annual v3.1, Unit 2463 and retrofits | 732 | 1818 | Rate Constraint in lbs/MMBtu | FALSE | L | Annual | Allowances Purchased NOX | Thousand Tons | 0 | 0 | 0 | 0 | 0 | 0 | 0
ME Fac. Spec. - NOx 0.20 Rate Annual v3.1, Unit 2463 and retrofits | 732 | 1818 | Rate Constraint in lbs/MMBtu | FALSE | L | Annual | Allowances Sold NOX | Thousand Tons | 0 | 0 | 0 | 0 | 0 | 0 | 0
ME Fac. Spec. - NOx 0.20 Rate Annual v3.1, Unit 2463 and retrofits | 732 | 1818 | Rate Constraint in lbs/MMBtu | FALSE | L | Annual | Allowances Banked | Thousand Tons | 0 | 0 | 0 | 0 | 0 | 0 | 0
ME Fac. Spec. - NOx 0.20 Rate Annual v3.1, Unit 2463 and retrofits | 732 | 1818 | Rate Constraint in lbs/MMBtu | FALSE | L | Annual | Allowances Withdrawn (1:1) | Thousand Tons | 0 | 0 | 0 | 0 | 0 | 0 | 0
ME Fac. Spec. - NOx 0.20 Rate Annual v3.1, Unit 2463 and retrofits | 732 | 1818 | Rate Constraint in lbs/MMBtu | FALSE | L | Annual | Allowances Withdrawn (n:1) | Thousand Tons | 0 | 0 | 0 | 0 | 0 | 0 | 0
ME Fac. Spec. - NOx 0.20 Rate Annual v3.1, Unit 2463 and retrofits | 732 | 1818 | Rate Constraint in lbs/MMBtu | FALSE | L | Annual | Net Emissions Allowance Position | Thousand Tons | 0 | 0 | 0 | 0 | 0 | 0 | 0
ME Fac. Spec. - NOx 0.20 Rate Annual v3.1, Unit 2463 and retrofits | 732 | 1818 | Rate Constraint in lbs/MMBtu | FALSE | L | Annual | Fuel Consumed | TBtu | 0 | 0 | 0 | 0 | 0 | 0 | 0
ME Fac. Spec. - NOx 0.20 Rate Annual v3.1, Unit 2463 and retrofits | 732 | 1818 | Rate Constraint in lbs/MMBtu | FALSE | L | Annual | Rate | lb/MMBtu | 0 | 0 | 0 | 0 | 0 | 0 | 0
ME Fac. Spec. - NOx 0.20 Rate Annual v3.1, Unit 2463 and retrofits | 732 | 1818 | Rate Constraint in lbs/MMBtu | FALSE | L | Annual | Generation | TWh | 0 | 0 | 0 | 0 | 0 | 0 | 0
ME Fac. Spec. - NOx 0.20 Rate Annual v3.1, Unit 2463 and retrofits | 732 | 1818 | Rate Constraint in lbs/MMBtu | FALSE | L | Annual | Qualifying Generation | TWh | 0 | 0 | 0 | 0 | 0 | 0 | 0
ME Fac. Spec. - NOx 0.20 Rate Annual v3.1, Unit 2463 and retrofits | 732 | 1818 | Rate Constraint in lbs/MMBtu | FALSE | L | Annual | Rate | lb/MWh | 0 | 0 | 0 | 0 | 0 | 0 | 0
ME Fac. Spec. - NOx 0.20 Rate Annual v3.1, Unit 2463 and retrofits | 732 | 1818 | Rate Constraint in lbs/MMBtu | FALSE | L | Annual | Constraint Shadow Price | US2011$/Ton | 0 | 0 | 0 | 0 | 0 | 0 | 0
ME Fac. Spec. - NOx 0.20 Rate Annual v3.1, Unit 4097 and retrofits | 733 | 1818 | Rate Constraint in lbs/MMBtu | FALSE | L | Annual | Seasons Included | Seasons | Winter, Summer | Winter, Summer | Winter, Summer | Winter, Summer | Winter, Summer | Winter, Summer | Winter, Summer
ME Fac. Spec. - NOx 0.20 Rate Annual v3.1, Unit 4097 and retrofits | 733 | 1818 | Rate Constraint in lbs/MMBtu | FALSE | L | Annual | Standard | lb/MMBtu | 0.2 | 0.2 | 0.2 | 0.2 | 0.2 | 0.2 | 0.2
ME Fac. Spec. - NOx 0.20 Rate Annual v3.1, Unit 4097 and retrofits | 733 | 1818 | Rate Constraint in lbs/MMBtu | FALSE | L | Annual | Emissions at Affected Plants NOX | Thousand Tons | 0.051254 | 0 | 0 | 0 | 0 | 0 | 0
ME Fac. Spec. - NOx 0.20 Rate Annual v3.1, Unit 4097 and retrofits | 733 | 1818 | Rate Constraint in lbs/MMBtu | FALSE | L | Annual | Allowances Purchased NOX | Thousand Tons | 0 | 0 | 0 | 0 | 0 | 0 | 0
ME Fac. Spec. - NOx 0.20 Rate Annual v3.1, Unit 4097 and retrofits | 733 | 1818 | Rate Constraint in lbs/MMBtu | FALSE | L | Annual | Allowances Sold NOX | Thousand Tons | 0 | 0 | 0 | 0 | 0 | 0 | 0
ME Fac. Spec. - NOx 0.20 Rate Annual v3.1, Unit 4097 and retrofits | 733 | 1818 | Rate Constraint in lbs/MMBtu | FALSE | L | Annual | Allowances Banked | Thousand Tons | 0 | 0 | 0 | 0 | 0 | 0 | 0
ME Fac. Spec. - NOx 0.20 Rate Annual v3.1, Unit 4097 and retrofits | 733 | 1818 | Rate Constraint in lbs/MMBtu | FALSE | L | Annual | Allowances Withdrawn (1:1) | Thousand Tons | 0 | 0 | 0 | 0 | 0 | 0 | 0
ME Fac. Spec. - NOx 0.20 Rate Annual v3.1, Unit 4097 and retrofits | 733 | 1818 | Rate Constraint in lbs/MMBtu | FALSE | L | Annual | Allowances Withdrawn (n:1) | Thousand Tons | 0 | 0 | 0 | 0 | 0 | 0 | 0
ME Fac. Spec. - NOx 0.20 Rate Annual v3.1, Unit 4097 and retrofits | 733 | 1818 | Rate Constraint in lbs/MMBtu | FALSE | L | Annual | Net Emissions Allowance Position | Thousand Tons | 0.051254 | 0 | 0 | 0 | 0 | 0 | 0
ME Fac. Spec. - NOx 0.20 Rate Annual v3.1, Unit 4097 and retrofits | 733 | 1818 | Rate Constraint in lbs/MMBtu | FALSE | L | Annual | Fuel Consumed | TBtu | 0.68338 | 0 | 0 | 0 | 0 | 0 | 0
ME Fac. Spec. - NOx 0.20 Rate Annual v3.1, Unit 4097 and retrofits | 733 | 1818 | Rate Constraint in lbs/MMBtu | FALSE | L | Annual | Rate | lb/MMBtu | 0.15 | 0 | 0 | 0 | 0 | 0 | 0
ME Fac. Spec. - NOx 0.20 Rate Annual v3.1, Unit 4097 and retrofits | 733 | 1818 | Rate Constraint in lbs/MMBtu | FALSE | L | Annual | Generation | TWh | 0.051921 | 0 | 0 | 0 | 0 | 0 | 0
ME Fac. Spec. - NOx 0.20 Rate Annual v3.1, Unit 4097 and retrofits | 733 | 1818 | Rate Constraint in lbs/MMBtu | FALSE | L | Annual | Qualifying Generation | TWh | 0.051921 | 0 | 0 | 0 | 0 | 0 | 0
ME Fac. Spec. - NOx 0.20 Rate Annual v3.1, Unit 4097 and retrofits | 733 | 1818 | Rate Constraint in lbs/MMBtu | FALSE | L | Annual | Rate | lb/MWh | 0.98715 | 0 | 0 | 0 | 0 | 0 | 0
ME Fac. Spec. - NOx 0.20 Rate Annual v3.1, Unit 4097 and retrofits | 733 | 1818 | Rate Constraint in lbs/MMBtu | FALSE | L | Annual | Constraint Shadow Price | US2011$/Ton | 0 | 0 | 0 | 0 | 0 | 0 | 0
ME Fac. Spec. - NOx 0.20 Rate Annual v3.1, Unit 4098 and retrofits | 734 | 1818 | Rate Constraint in lbs/MMBtu | FALSE | L | Annual | Seasons Included | Seasons | Winter, Summer | Winter, Summer | Winter, Summer | Winter, Summer | Winter, Summer | Winter, Summer | Winter, Summer
ME Fac. Spec. - NOx 0.20 Rate Annual v3.1, Unit 4098 and retrofits | 734 | 1818 | Rate Constraint in lbs/MMBtu | FALSE | L | Annual | Standard | lb/MMBtu | 0.2 | 0.2 | 0.2 | 0.2 | 0.2 | 0.2 | 0.2
ME Fac. Spec. - NOx 0.20 Rate Annual v3.1, Unit 4098 and retrofits | 734 | 1818 | Rate Constraint in lbs/MMBtu | FALSE | L | Annual | Emissions at Affected Plants NOX | Thousand Tons | 0.012681 | 0 | 0 | 0 | 0 | 0 | 0
ME Fac. Spec. - NOx 0.20 Rate Annual v3.1, Unit 4098 and retrofits | 734 | 1818 | Rate Constraint in lbs/MMBtu | FALSE | L | Annual | Allowances Purchased NOX | Thousand Tons | 0 | 0 | 0 | 0 | 0 | 0 | 0
ME Fac. Spec. - NOx 0.20 Rate Annual v3.1, Unit 4098 and retrofits | 734 | 1818 | Rate Constraint in lbs/MMBtu | FALSE | L | Annual | Allowances Sold NOX | Thousand Tons | 0 | 0 | 0 | 0 | 0 | 0 | 0
ME Fac. Spec. - NOx 0.20 Rate Annual v3.1, Unit 4098 and retrofits | 734 | 1818 | Rate Constraint in lbs/MMBtu | FALSE | L | Annual | Allowances Banked | Thousand Tons | 0 | 0 | 0 | 0 | 0 | 0 | 0
ME Fac. Spec. - NOx 0.20 Rate Annual v3.1, Unit 4098 and retrofits | 734 | 1818 | Rate Constraint in lbs/MMBtu | FALSE | L | Annual | Allowances Withdrawn (1:1) | Thousand Tons | 0 | 0 | 0 | 0 | 0 | 0 | 0
ME Fac. Spec. - NOx 0.20 Rate Annual v3.1, Unit 4098 and retrofits | 734 | 1818 | Rate Constraint in lbs/MMBtu | FALSE | L | Annual | Allowances Withdrawn (n:1) | Thousand Tons | 0 | 0 | 0 | 0 | 0 | 0 | 0
ME Fac. Spec. - NOx 0.20 Rate Annual v3.1, Unit 4098 and retrofits | 734 | 1818 | Rate Constraint in lbs/MMBtu | FALSE | L | Annual | Net Emissions Allowance Position | Thousand Tons | 0.012681 | 0 | 0 | 0 | 0 | 0 | 0
ME Fac. Spec. - NOx 0.20 Rate Annual v3.1, Unit 4098 and retrofits | 734 | 1818 | Rate Constraint in lbs/MMBtu | FALSE | L | Annual | Fuel Consumed | TBtu | 0.16908 | 0 | 0 | 0 | 0 | 0 | 0
ME Fac. Spec. - NOx 0.20 Rate Annual v3.1, Unit 4098 and retrofits | 734 | 1818 | Rate Constraint in lbs/MMBtu | FALSE | L | Annual | Rate | lb/MMBtu | 0.15 | 0 | 0 | 0 | 0 | 0 | 0
ME Fac. Spec. - NOx 0.20 Rate Annual v3.1, Unit 4098 and retrofits | 734 | 1818 | Rate Constraint in lbs/MMBtu | FALSE | L | Annual | Generation | TWh | 0.011661 | 0 | 0 | 0 | 0 | 0 | 0
ME Fac. Spec. - NOx 0.20 Rate Annual v3.1, Unit 4098 and retrofits | 734 | 1818 | Rate Constraint in lbs/MMBtu | FALSE | L | Annual | Qualifying Generation | TWh | 0.011661 | 0 | 0 | 0 | 0 | 0 | 0
ME Fac. Spec. - NOx 0.20 Rate Annual v3.1, Unit 4098 and retrofits | 734 | 1818 | Rate Constraint in lbs/MMBtu | FALSE | L | Annual | Rate | lb/MWh | 1.0875 | 0 | 0 | 0 | 0 | 0 | 0
ME Fac. Spec. - NOx 0.20 Rate Annual v3.1, Unit 4098 and retrofits | 734 | 1818 | Rate Constraint in lbs/MMBtu | FALSE | L | Annual | Constraint Shadow Price | US2011$/Ton | 0 | 0 | 0 | 0 | 0 | 0 | 0
ME Fac. Spec. - NOx 0.20 Rate Annual v3.1, Unit 4099 and retrofits | 735 | 1818 | Rate Constraint in lbs/MMBtu | FALSE | L | Annual | Seasons Included | Seasons | Winter, Summer | Winter, Summer | Winter, Summer | Winter, Summer | Winter, Summer | Winter, Summer | Winter, Summer
ME Fac. Spec. - NOx 0.20 Rate Annual v3.1, Unit 4099 and retrofits | 735 | 1818 | Rate Constraint in lbs/MMBtu | FALSE | L | Annual | Standard | lb/MMBtu | 0.2 | 0.2 | 0.2 | 0.2 | 0.2 | 0.2 | 0.2
ME Fac. Spec. - NOx 0.20 Rate Annual v3.1, Unit 4099 and retrofits | 735 | 1818 | Rate Constraint in lbs/MMBtu | FALSE | L | Annual | Emissions at Affected Plants NOX | Thousand Tons | 0.010687 | 0 | 0 | 0 | 0 | 0 | 0
ME Fac. Spec. - NOx 0.20 Rate Annual v3.1, Unit 4099 and retrofits | 735 | 1818 | Rate Constraint in lbs/MMBtu | FALSE | L | Annual | Allowances Purchased NOX | Thousand Tons | 0 | 0 | 0 | 0 | 0 | 0 | 0
ME Fac. Spec. - NOx 0.20 Rate Annual v3.1, Unit 4099 and retrofits | 735 | 1818 | Rate Constraint in lbs/MMBtu | FALSE | L | Annual | Allowances Sold NOX | Thousand Tons | 0 | 0 | 0 | 0 | 0 | 0 | 0
ME Fac. Spec. - NOx 0.20 Rate Annual v3.1, Unit 4099 and retrofits | 735 | 1818 | Rate Constraint in lbs/MMBtu | FALSE | L | Annual | Allowances Banked | Thousand Tons | 0 | 0 | 0 | 0 | 0 | 0 | 0
ME Fac. Spec. - NOx 0.20 Rate Annual v3.1, Unit 4099 and retrofits | 735 | 1818 | Rate Constraint in lbs/MMBtu | FALSE | L | Annual | Allowances Withdrawn (1:1) | Thousand Tons | 0 | 0 | 0 | 0 | 0 | 0 | 0
ME Fac. Spec. - NOx 0.20 Rate Annual v3.1, Unit 4099 and retrofits | 735 | 1818 | Rate Constraint in lbs/MMBtu | FALSE | L | Annual | Allowances Withdrawn (n:1) | Thousand Tons | 0 | 0 | 0 | 0 | 0 | 0 | 0
ME Fac. Spec. - NOx 0.20 Rate Annual v3.1, Unit 4099 and retrofits | 735 | 1818 | Rate Constraint in lbs/MMBtu | FALSE | L | Annual | Net Emissions Allowance Position | Thousand Tons | 0.010687 | 0 | 0 | 0 | 0 | 0 | 0
ME Fac. Spec. - NOx 0.20 Rate Annual v3.1, Unit 4099 and retrofits | 735 | 1818 | Rate Constraint in lbs/MMBtu | FALSE | L | Annual | Fuel Consumed | TBtu | 0.14249 | 0 | 0 | 0 | 0 | 0 | 0
ME Fac. Spec. - NOx 0.20 Rate Annual v3.1, Unit 4099 and retrofits | 735 | 1818 | Rate Constraint in lbs/MMBtu | FALSE | L | Annual | Rate | lb/MMBtu | 0.15 | 0 | 0 | 0 | 0 | 0 | 0
ME Fac. Spec. - NOx 0.20 Rate Annual v3.1, Unit 4099 and retrofits | 735 | 1818 | Rate Constraint in lbs/MMBtu | FALSE | L | Annual | Generation | TWh | 0.010848 | 0 | 0 | 0 | 0 | 0 | 0
ME Fac. Spec. - NOx 0.20 Rate Annual v3.1, Unit 4099 and retrofits | 735 | 1818 | Rate Constraint in lbs/MMBtu | FALSE | L | Annual | Qualifying Generation | TWh | 0.010848 | 0 | 0 | 0 | 0 | 0 | 0
ME Fac. Spec. - NOx 0.20 Rate Annual v3.1, Unit 4099 and retrofits | 735 | 1818 | Rate Constraint in lbs/MMBtu | FALSE | L | Annual | Rate | lb/MWh | 0.9852 | 0 | 0 | 0 | 0 | 0 | 0
ME Fac. Spec. - NOx 0.20 Rate Annual v3.1, Unit 4099 and retrofits | 735 | 1818 | Rate Constraint in lbs/MMBtu | FALSE | L | Annual | Constraint Shadow Price | US2011$/Ton | 0 | 0 | 0 | 0 | 0 | 0 | 0
ME Fac. Spec. - NOx 0.20 Rate Annual v3.1, Unit 4100 and retrofits | 736 | 1818 | Rate Constraint in lbs/MMBtu | FALSE | L | Annual | Seasons Included | Seasons | Winter, Summer | Winter, Summer | Winter, Summer | Winter, Summer | Winter, Summer | Winter, Summer | Winter, Summer
ME Fac. Spec. - NOx 0.20 Rate Annual v3.1, Unit 4100 and retrofits | 736 | 1818 | Rate Constraint in lbs/MMBtu | FALSE | L | Annual | Standard | lb/MMBtu | 0.2 | 0.2 | 0.2 | 0.2 | 0.2 | 0.2 | 0.2
ME Fac. Spec. - NOx 0.20 Rate Annual v3.1, Unit 4100 and retrofits | 736 | 1818 | Rate Constraint in lbs/MMBtu | FALSE | L | Annual | Emissions at Affected Plants NOX | Thousand Tons | 0.011583 | 0 | 0 | 0 | 0 | 0 | 0
ME Fac. Spec. - NOx 0.20 Rate Annual v3.1, Unit 4100 and retrofits | 736 | 1818 | Rate Constraint in lbs/MMBtu | FALSE | L | Annual | Allowances Purchased NOX | Thousand Tons | 0 | 0 | 0 | 0 | 0 | 0 | 0
ME Fac. Spec. - NOx 0.20 Rate Annual v3.1, Unit 4100 and retrofits | 736 | 1818 | Rate Constraint in lbs/MMBtu | FALSE | L | Annual | Allowances Sold NOX | Thousand Tons | 0 | 0 | 0 | 0 | 0 | 0 | 0
ME Fac. Spec. - NOx 0.20 Rate Annual v3.1, Unit 4100 and retrofits | 736 | 1818 | Rate Constraint in lbs/MMBtu | FALSE | L | Annual | Allowances Banked | Thousand Tons | 0 | 0 | 0 | 0 | 0 | 0 | 0
ME Fac. Spec. - NOx 0.20 Rate Annual v3.1, Unit 4100 and retrofits | 736 | 1818 | Rate Constraint in lbs/MMBtu | FALSE | L | Annual | Allowances Withdrawn (1:1) | Thousand Tons | 0 | 0 | 0 | 0 | 0 | 0 | 0
ME Fac. Spec. - NOx 0.20 Rate Annual v3.1, Unit 4100 and retrofits | 736 | 1818 | Rate Constraint in lbs/MMBtu | FALSE | L | Annual | Allowances Withdrawn (n:1) | Thousand Tons | 0 | 0 | 0 | 0 | 0 | 0 | 0
ME Fac. Spec. - NOx 0.20 Rate Annual v3.1, Unit 4100 and retrofits | 736 | 1818 | Rate Constraint in lbs/MMBtu | FALSE | L | Annual | Net Emissions Allowance Position | Thousand Tons | 0.011583 | 0 | 0 | 0 | 0 | 0 | 0
ME Fac. Spec. - NOx 0.20 Rate Annual v3.1, Unit 4100 and retrofits | 736 | 1818 | Rate Constraint in lbs/MMBtu | FALSE | L | Annual | Fuel Consumed | TBtu | 0.11583 | 0 | 0 | 0 | 0 | 0 | 0
ME Fac. Spec. - NOx 0.20 Rate Annual v3.1, Unit 4100 and retrofits | 736 | 1818 | Rate Constraint in lbs/MMBtu | FALSE | L | Annual | Rate | lb/MMBtu | 0.2 | 0 | 0 | 0 | 0 | 0 | 0
ME Fac. Spec. - NOx 0.20 Rate Annual v3.1, Unit 4100 and retrofits | 736 | 1818 | Rate Constraint in lbs/MMBtu | FALSE | L | Annual | Generation | TWh | 0.0079881 | 0 | 0 | 0 | 0 | 0 | 0
ME Fac. Spec. - NOx 0.20 Rate Annual v3.1, Unit 4100 and retrofits | 736 | 1818 | Rate Constraint in lbs/MMBtu | FALSE | L | Annual | Qualifying Generation | TWh | 0.0079881 | 0 | 0 | 0 | 0 | 0 | 0
ME Fac. Spec. - NOx 0.20 Rate Annual v3.1, Unit 4100 and retrofits | 736 | 1818 | Rate Constraint in lbs/MMBtu | FALSE | L | Annual | Rate | lb/MWh | 1.45 | 0 | 0 | 0 | 0 | 0 | 0
ME Fac. Spec. - NOx 0.20 Rate Annual v3.1, Unit 4100 and retrofits | 736 | 1818 | Rate Constraint in lbs/MMBtu | FALSE | L | Annual | Constraint Shadow Price | US2011$/Ton | 118551.0519 | 0 | 0 | 0 | 0 | 0 | 0
ME Fac. Spec. - NOX 0.22 Rate Annual v3.1, Unit 4100 and retrofits | 737 | 1799 | Rate Constraint in lbs/MMBtu | FALSE | L | Annual | Seasons Included | Seasons | Winter, Summer | Winter, Summer | Winter, Summer | Winter, Summer | Winter, Summer | Winter, Summer | Winter, Summer
ME Fac. Spec. - NOX 0.22 Rate Annual v3.1, Unit 4100 and retrofits | 737 | 1799 | Rate Constraint in lbs/MMBtu | FALSE | L | Annual | Standard | lb/MMBtu | 0.22 | 0.22 | 0.22 | 0.22 | 0.22 | 0.22 | 0.22
ME Fac. Spec. - NOX 0.22 Rate Annual v3.1, Unit 4100 and retrofits | 737 | 1799 | Rate Constraint in lbs/MMBtu | FALSE | L | Annual | Emissions at Affected Plants NOX | Thousand Tons | 0.011583 | 0 | 0 | 0 | 0 | 0 | 0
ME Fac. Spec. - NOX 0.22 Rate Annual v3.1, Unit 4100 and retrofits | 737 | 1799 | Rate Constraint in lbs/MMBtu | FALSE | L | Annual | Allowances Purchased NOX | Thousand Tons | 0 | 0 | 0 | 0 | 0 | 0 | 0
ME Fac. Spec. - NOX 0.22 Rate Annual v3.1, Unit 4100 and retrofits | 737 | 1799 | Rate Constraint in lbs/MMBtu | FALSE | L | Annual | Allowances Sold NOX | Thousand Tons | 0 | 0 | 0 | 0 | 0 | 0 | 0
ME Fac. Spec. - NOX 0.22 Rate Annual v3.1, Unit 4100 and retrofits | 737 | 1799 | Rate Constraint in lbs/MMBtu | FALSE | L | Annual | Allowances Banked | Thousand Tons | 0 | 0 | 0 | 0 | 0 | 0 | 0
ME Fac. Spec. - NOX 0.22 Rate Annual v3.1, Unit 4100 and retrofits | 737 | 1799 | Rate Constraint in lbs/MMBtu | FALSE | L | Annual | Allowances Withdrawn (1:1) | Thousand Tons | 0 | 0 | 0 | 0 | 0 | 0 | 0
ME Fac. Spec. - NOX 0.22 Rate Annual v3.1, Unit 4100 and retrofits | 737 | 1799 | Rate Constraint in lbs/MMBtu | FALSE | L | Annual | Allowances Withdrawn (n:1) | Thousand Tons | 0 | 0 | 0 | 0 | 0 | 0 | 0
ME Fac. Spec. - NOX 0.22 Rate Annual v3.1, Unit 4100 and retrofits | 737 | 1799 | Rate Constraint in lbs/MMBtu | FALSE | L | Annual | Net Emissions Allowance Position | Thousand Tons | 0.011583 | 0 | 0 | 0 | 0 | 0 | 0
ME Fac. Spec. - NOX 0.22 Rate Annual v3.1, Unit 4100 and retrofits | 737 | 1799 | Rate Constraint in lbs/MMBtu | FALSE | L | Annual | Fuel Consumed | TBtu | 0.11583 | 0 | 0 | 0 | 0 | 0 | 0
ME Fac. Spec. - NOX 0.22 Rate Annual v3.1, Unit 4100 and retrofits | 737 | 1799 | Rate Constraint in lbs/MMBtu | FALSE | L | Annual | Rate | lb/MMBtu | 0.2 | 0 | 0 | 0 | 0 | 0 | 0
ME Fac. Spec. - NOX 0.22 Rate Annual v3.1, Unit 4100 and retrofits | 737 | 1799 | Rate Constraint in lbs/MMBtu | FALSE | L | Annual | Generation | TWh | 0.0079881 | 0 | 0 | 0 | 0 | 0 | 0
ME Fac. Spec. - NOX 0.22 Rate Annual v3.1, Unit 4100 and retrofits | 737 | 1799 | Rate Constraint in lbs/MMBtu | FALSE | L | Annual | Qualifying Generation | TWh | 0.0079881 | 0 | 0 | 0 | 0 | 0 | 0
ME Fac. Spec. - NOX 0.22 Rate Annual v3.1, Unit 4100 and retrofits | 737 | 1799 | Rate Constraint in lbs/MMBtu | FALSE | L | Annual | Rate | lb/MWh | 1.45 | 0 | 0 | 0 | 0 | 0 | 0
ME Fac. Spec. - NOX 0.22 Rate Annual v3.1, Unit 4100 and retrofits | 737 | 1799 | Rate Constraint in lbs/MMBtu | FALSE | L | Annual | Constraint Shadow Price | US2011$/Ton | 0 | 0 | 0 | 0 | 0 | 0 | 0
ME Mercury Cap Annual v3.1 | 738 | 1509 | Rate Constraint in MTons | FALSE | L | Annual | Seasons Included | Seasons | Winter, Summer | Winter, Summer | Winter, Summer | Winter, Summer | Winter, Summer | Winter, Summer | Winter, Summer
ME Mercury Cap Annual v3.1 | 738 | 1509 | Rate Constraint in MTons | FALSE | L | Annual | Standard | Lb | 26 | 26 | 26 | 26 | 26 | 26 | 26
ME Mercury Cap Annual v3.1 | 738 | 1509 | Rate Constraint in MTons | FALSE | L | Annual | Standard MER | lbs | 26 | 26 | 26 | 26 | 26 | 26 | 26
ME Mercury Cap Annual v3.1 | 738 | 1509 | Rate Constraint in MTons | FALSE | L | Annual | Emissions at Affected Plants MER | lbs | 0 | 0 | 0 | 0 | 0 | 0 | 0
ME Mercury Cap Annual v3.1 | 738 | 1509 | Rate Constraint in MTons | FALSE | L | Annual | Allowances Purchased MER | lbs | 0 | 0 | 0 | 0 | 0 | 0 | 0
ME Mercury Cap Annual v3.1 | 738 | 1509 | Rate Constraint in MTons | FALSE | L | Annual | Allowances Sold MER | lbs | 0 | 0 | 0 | 0 | 0 | 0 | 0
ME Mercury Cap Annual v3.1 | 738 | 1509 | Rate Constraint in MTons | FALSE | L | Annual | Allowances Banked | lbs | 0 | 0 | 0 | 0 | 0 | 0 | 0
ME Mercury Cap Annual v3.1 | 738 | 1509 | Rate Constraint in MTons | FALSE | L | Annual | Allowances Withdrawn (1:1) | lbs | 0 | 0 | 0 | 0 | 0 | 0 | 0
ME Mercury Cap Annual v3.1 | 738 | 1509 | Rate Constraint in MTons | FALSE | L | Annual | Allowances Withdrawn (n:1) | lbs | 0 | 0 | 0 | 0 | 0 | 0 | 0
ME Mercury Cap Annual v3.1 | 738 | 1509 | Rate Constraint in MTons | FALSE | L | Annual | Net Emissions Allowance Position | lbs | 0 | 0 | 0 | 0 | 0 | 0 | 0
ME Mercury Cap Annual v3.1 | 738 | 1509 | Rate Constraint in MTons | FALSE | L | Annual | Fuel Consumed | TBtu | 0 | 0 | 0 | 0 | 0 | 0 | 0
ME Mercury Cap Annual v3.1 | 738 | 1509 | Rate Constraint in MTons | FALSE | L | Annual | Rate | lb/MMBtu | 0 | 0 | 0 | 0 | 0 | 0 | 0
ME Mercury Cap Annual v3.1 | 738 | 1509 | Rate Constraint in MTons | FALSE | L | Annual | Generation | TWh | 0 | 0 | 0 | 0 | 0 | 0 | 0
ME Mercury Cap Annual v3.1 | 738 | 1509 | Rate Constraint in MTons | FALSE | L | Annual | Qualifying Generation | TWh | 0 | 0 | 0 | 0 | 0 | 0 | 0
ME Mercury Cap Annual v3.1 | 738 | 1509 | Rate Constraint in MTons | FALSE | L | Annual | Rate | lb/MWh | 0 | 0 | 0 | 0 | 0 | 0 | 0
ME Mercury Cap Annual v3.1 | 738 | 1509 | Rate Constraint in MTons | FALSE | L | Annual | Constraint Shadow Price | US2011$/Lb | 0 | 0 | 0 | 0 | 0 | 0 | 0
MI Hg Rule - MER Annual Reduction v4.10 | 739 | 2216 | MACT Fuel Choice Floor in lbs/MMBtu | FALSE | L | Annual | Seasons Included | Seasons | Winter, Summer | Winter, Summer | Winter, Summer | Winter, Summer | Winter, Summer | Winter, Summer | Winter, Summer
MI Hg Rule - MER Annual Reduction v4.10 | 739 | 2216 | MACT Fuel Choice Floor in lbs/MMBtu | FALSE | L | Annual | Emission Floor | lbs/MMBtu | 8.07e-07 | 8.07e-07 | 8.07e-07 | 8.07e-07 | 8.07e-07 | 8.07e-07 | 8.07e-07
MI Hg Rule - MER Annual Reduction v4.10 | 739 | 2216 | MACT Fuel Choice Floor in lbs/MMBtu | FALSE | L | Annual | Emissions at Affected Plants MER | lbs | 165.8514 | 161.8793 | 169.567 | 170.076 | 161.4073 | 145.5272 | 135.9287
MI Hg Rule - MER Annual Reduction v4.10 | 739 | 2216 | MACT Fuel Choice Floor in lbs/MMBtu | FALSE | L | Annual | Allowances Purchased MER | lbs | 0 | 0 | 0 | 0 | 0 | 0 | 0
MI Hg Rule - MER Annual Reduction v4.10 | 739 | 2216 | MACT Fuel Choice Floor in lbs/MMBtu | FALSE | L | Annual | Allowances Sold MER | lbs | 0 | 0 | 0 | 0 | 0 | 0 | 0
MI Hg Rule - MER Annual Reduction v4.10 | 739 | 2216 | MACT Fuel Choice Floor in lbs/MMBtu | FALSE | L | Annual | Allowances Banked | lbs | 0 | 0 | 0 | 0 | 0 | 0 | 0
MI Hg Rule - MER Annual Reduction v4.10 | 739 | 2216 | MACT Fuel Choice Floor in lbs/MMBtu | FALSE | L | Annual | Allowances Withdrawn (1:1) | lbs | 0 | 0 | 0 | 0 | 0 | 0 | 0
MI Hg Rule - MER Annual Reduction v4.10 | 739 | 2216 | MACT Fuel Choice Floor in lbs/MMBtu | FALSE | L | Annual | Allowances Withdrawn (n:1) | lbs | 0 | 0 | 0 | 0 | 0 | 0 | 0
MI Hg Rule - MER Annual Reduction v4.10 | 739 | 2216 | MACT Fuel Choice Floor in lbs/MMBtu | FALSE | L | Annual | Net Emissions Allowance Position | lbs | 165.8514 | 161.8793 | 169.567 | 170.076 | 161.4073 | 145.5272 | 135.9287
MI Hg Rule - MER Annual Reduction v4.10 | 739 | 2216 | MACT Fuel Choice Floor in lbs/MMBtu | FALSE | L | Annual | Fuel Consumed | TBtu | 378.5997 | 361.3228 | 381.8357 | 380.7958 | 358.0587 | 318.028 | 295.8157
MI Hg Rule - MER Annual Reduction v4.10 | 739 | 2216 | MACT Fuel Choice Floor in lbs/MMBtu | FALSE | L | Annual | Rate | lb/MMBtu | 4.3807e-07 | 4.4802e-07 | 4.4408e-07 | 4.4663e-07 | 4.5078e-07 | 4.5759e-07 | 4.595e-07
MI Hg Rule - MER Annual Reduction v4.10 | 739 | 2216 | MACT Fuel Choice Floor in lbs/MMBtu | FALSE | L | Annual | Generation | TWh | 36.8415 | 35.4885 | 37.3565 | 37.2975 | 35.2254 | 31.5988 | 29.492
MI Hg Rule - MER Annual Reduction v4.10 | 739 | 2216 | MACT Fuel Choice Floor in lbs/MMBtu | FALSE | L | Annual | Qualifying Generation | TWh | 36.8415 | 35.4885 | 37.3565 | 37.2975 | 35.2254 | 31.5988 | 29.492
MI Hg Rule - MER Annual Reduction v4.10 | 739 | 2216 | MACT Fuel Choice Floor in lbs/MMBtu | FALSE | L | Annual | Constraint Shadow Price | US2011$/Lb | 0 | 0 | 0 | 0 | 0 | 0 | 0
Minimum Incremental Renewables Generation | 740 | 6537 | Generation Constraint in GWh | FALSE | G | Annual | Seasons Included | Seasons |  |  |  | Winter, Summer | Winter, Summer
Minimum Incremental Renewables Generation | 740 | 6537 | Generation Constraint in GWh | FALSE | G | Annual | Standard | GWh | 0 | 0 | 0 | 400000 | 720000 | 0 | 0
Minimum Incremental Renewables Generation | 740 | 6537 | Generation Constraint in GWh | FALSE | G | Annual | Emissions at Affected Plants | GWh | 0 | 0 | 0 | 406978.0043 | 720000 | 0 | 0
Minimum Incremental Renewables Generation | 740 | 6537 | Generation Constraint in GWh | FALSE | G | Annual | Allowances Purchased | GWh | 0 | 0 | 0 | 0 | 0 | 0 | 0
Minimum Incremental Renewables Generation | 740 | 6537 | Generation Constraint in GWh | FALSE | G | Annual | Allowances Sold | GWh | 0 | 0 | 0 | 0 | 0 | 0 | 0
Minimum Incremental Renewables Generation | 740 | 6537 | Generation Constraint in GWh | FALSE | G | Annual | Allowances Banked | GWh | 0 | 0 | 0 | 0 | 0 | 0 | 0
Minimum Incremental Renewables Generation | 740 | 6537 | Generation Constraint in GWh | FALSE | G | Annual | Allowances Withdrawn (1:1) | GWh | 0 | 0 | 0 | 0 | 0 | 0 | 0
Minimum Incremental Renewables Generation | 740 | 6537 | Generation Constraint in GWh | FALSE | G | Annual | Allowances Withdrawn (n:1) | GWh | 0 | 0 | 0 | 0 | 0 | 0 | 0
Minimum Incremental Renewables Generation | 740 | 6537 | Generation Constraint in GWh | FALSE | G | Annual | Net Emissions Allowance Position | GWh | 0 | 0 | 0 | 406978.0043 | 720000 | 0 | 0
Minimum Incremental Renewables Generation | 740 | 6537 | Generation Constraint in GWh | FALSE | G | Annual | Fuel Consumed | TBtu | 0 | 0 | 0 | 302.5658 | 660.6501 | 0 | 0
Minimum Incremental Renewables Generation | 740 | 6537 | Generation Constraint in GWh | FALSE | G | Annual | Heat Rate | MMBtu/MWh | 0 | 0 | 0 | 0.74345 | 0.91757 | 0 | 0
Minimum Incremental Renewables Generation | 740 | 6537 | Generation Constraint in GWh | FALSE | G | Annual | Generation | TWh | 0 | 0 | 0 | 406.978 | 720 | 0 | 0
Minimum Incremental Renewables Generation | 740 | 6537 | Generation Constraint in GWh | FALSE | G | Annual | Qualifying Generation | TWh | 0 | 0 | 0 | 406.978 | 720 | 0 | 0
Minimum Incremental Renewables Generation | 740 | 6537 | Generation Constraint in GWh | FALSE | G | Annual | Rate | lb/MWh | 0 | 0 | 0 | 0 | 0 | 0 | 0
Minimum Incremental Renewables Generation | 740 | 6537 | Generation Constraint in GWh | FALSE | G | Annual | Constraint Shadow Price | US2011$/MWh | 0 | 0 | 0 | 0 | 78.1585 | 0 | 0
Missouri - NOX .18 Rate Annual v3.1 | 741 | 1820 | Rate Constraint in lbs/MMBtu | FALSE | L | Annual | Seasons Included | Seasons | Winter, Summer | Winter, Summer | Winter, Summer | Winter, Summer | Winter, Summer | Winter, Summer | Winter, Summer
Missouri - NOX .18 Rate Annual v3.1 | 741 | 1820 | Rate Constraint in lbs/MMBtu | FALSE | L | Annual | Standard | lb/MMBtu | 0.18 | 0.18 | 0.18 | 0.18 | 0.18 | 0.18 | 0.18
Missouri - NOX .18 Rate Annual v3.1 | 741 | 1820 | Rate Constraint in lbs/MMBtu | FALSE | L | Annual | Emissions at Affected Plants NOX | Thousand Tons | 15.0719 | 14.5439 | 15.0652 | 15.0719 | 12.7064 | 14.1791 | 14.0098
Missouri - NOX .18 Rate Annual v3.1 | 741 | 1820 | Rate Constraint in lbs/MMBtu | FALSE | L | Annual | Allowances Purchased NOX | Thousand Tons | 0 | 0 | 0 | 0 | 0 | 0 | 0
Missouri - NOX .18 Rate Annual v3.1 | 741 | 1820 | Rate Constraint in lbs/MMBtu | FALSE | L | Annual | Allowances Sold NOX | Thousand Tons | 0 | 0 | 0 | 0 | 0 | 0 | 0
Missouri - NOX .18 Rate Annual v3.1 | 741 | 1820 | Rate Constraint in lbs/MMBtu | FALSE | L | Annual | Allowances Banked | Thousand Tons | 0 | 11.363 | 14.4089 | 0 | 0 | 0 | 0
Missouri - NOX .18 Rate Annual v3.1 | 741 | 1820 | Rate Constraint in lbs/MMBtu | FALSE | L | Annual | Allowances Withdrawn (1:1) | Thousand Tons | 0 | 0 | -2.8408 | 0 | 0 | 0 | 0
Missouri - NOX .18 Rate Annual v3.1 | 741 | 1820 | Rate Constraint in lbs/MMBtu | FALSE | L | Annual | Allowances Withdrawn (n:1) | Thousand Tons | 0 | 0 | 0 | 0 | -9605.9031 | 0 | 0
Missouri - NOX .18 Rate Annual v3.1 | 741 | 1820 | Rate Constraint in lbs/MMBtu | FALSE | L | Annual | Net Emissions Allowance Position | Thousand Tons | 15.0719 | 25.907 | 26.6333 | 15.0719 | -9593.1967 | 14.1791 | 14.0098
Missouri - NOX .18 Rate Annual v3.1 | 741 | 1820 | Rate Constraint in lbs/MMBtu | FALSE | L | Annual | Fuel Consumed | TBtu | 296.3065 | 287.8553 | 295.926 | 296.2394 | 251.801 | 281.329 | 277.9142
Missouri - NOX .18 Rate Annual v3.1 | 741 | 1820 | Rate Constraint in lbs/MMBtu | FALSE | L | Annual | Rate | lb/MMBtu | 0.10173 | 0.10105 | 0.10182 | 0.10175 | 0.10092 | 0.1008 | 0.10082
Missouri - NOX .18 Rate Annual v3.1 | 741 | 1820 | Rate Constraint in lbs/MMBtu | FALSE | L | Annual | Generation | TWh | 28.485 | 27.7063 | 28.47 | 28.485 | 24.237 | 27.0685 | 26.7397
Missouri - NOX .18 Rate Annual v3.1 | 741 | 1820 | Rate Constraint in lbs/MMBtu | FALSE | L | Annual | Qualifying Generation | TWh | 28.485 | 27.7063 | 28.47 | 28.485 | 24.237 | 27.0685 | 26.7397
Missouri - NOX .18 Rate Annual v3.1 | 741 | 1820 | Rate Constraint in lbs/MMBtu | FALSE | L | Annual | Rate | lb/MWh | 0.52912 | 0.52493 | 0.52916 | 0.52912 | 0.52426 | 0.52382 | 0.52393
Missouri - NOX .18 Rate Annual v3.1 | 741 | 1820 | Rate Constraint in lbs/MMBtu | FALSE | L | Annual | Constraint Shadow Price | US2011$/Ton | 0 | 0 | 0 | 0 | 0 | 0 | 0
Missouri - NOX .25 Rate Annual v3.1 | 742 | 1821 | Rate Constraint in lbs/MMBtu | FALSE | L | Annual | Seasons Included | Seasons | Winter, Summer | Winter, Summer | Winter, Summer | Winter, Summer | Winter, Summer | Winter, Summer | Winter, Summer
Missouri - NOX .25 Rate Annual v3.1 | 742 | 1821 | Rate Constraint in lbs/MMBtu | FALSE | L | Annual | Standard | lb/MMBtu | 0.25 | 0.25 | 0.25 | 0.25 | 0.25 | 0.25 | 0.25
Missouri - NOX .25 Rate Annual v3.1 | 742 | 1821 | Rate Constraint in lbs/MMBtu | FALSE | L | Annual | Emissions at Affected Plants NOX | Thousand Tons | 20.4924 | 7.2598 | 7.5032 | 7.4546 | 7.4882 | 7.486 | 7.486
Missouri - NOX .25 Rate Annual v3.1 | 742 | 1821 | Rate Constraint in lbs/MMBtu | FALSE | L | Annual | Allowances Purchased NOX | Thousand Tons | 0 | 0 | 0 | 0 | 0 | 0 | 0
Missouri - NOX .25 Rate Annual v3.1 | 742 | 1821 | Rate Constraint in lbs/MMBtu | FALSE | L | Annual | Allowances Sold NOX | Thousand Tons | 0 | 0 | 0 | 0 | 0 | 0 | 0
Missouri - NOX .25 Rate Annual v3.1 | 742 | 1821 | Rate Constraint in lbs/MMBtu | FALSE | L | Annual | Allowances Banked | Thousand Tons | 0 | 0 | 14.7487 | 0 | 24.4927 | 0 | 0
Missouri - NOX .25 Rate Annual v3.1 | 742 | 1821 | Rate Constraint in lbs/MMBtu | FALSE | L | Annual | Allowances Withdrawn (1:1) | Thousand Tons | 0 | 0 | 0 | 0 | -9.8325 | -12.2463 | 0
Missouri - NOX .25 Rate Annual v3.1 | 742 | 1821 | Rate Constraint in lbs/MMBtu | FALSE | L | Annual | Allowances Withdrawn (n:1) | Thousand Tons | 0 | 0 | 0 | 0 | 0 | 0 | 0
Missouri - NOX .25 Rate Annual v3.1 | 742 | 1821 | Rate Constraint in lbs/MMBtu | FALSE | L | Annual | Net Emissions Allowance Position | Thousand Tons | 20.4924 | 7.2598 | 22.2519 | 7.4546 | 22.1484 | -4.7603 | 7.486
Missouri - NOX .25 Rate Annual v3.1 | 742 | 1821 | Rate Constraint in lbs/MMBtu | FALSE | L | Annual | Fuel Consumed | TBtu | 174.9733 | 173.8048 | 178.0155 | 177.3887 | 177.1871 | 177.1449 | 177.1449
Missouri - NOX .25 Rate Annual v3.1 | 742 | 1821 | Rate Constraint in lbs/MMBtu | FALSE | L | Annual | Rate | lb/MMBtu | 0.23423 | 0.083539 | 0.084299 | 0.084048 | 0.084523 | 0.084518 | 0.084518
Missouri - NOX .25 Rate Annual v3.1 | 742 | 1821 | Rate Constraint in lbs/MMBtu | FALSE | L | Annual | Generation | TWh | 17.9823 | 17.8393 | 18.2625 | 18.1855 | 18.1855 | 18.182 | 18.182
Missouri - NOX .25 Rate Annual v3.1 | 742 | 1821 | Rate Constraint in lbs/MMBtu | FALSE | L | Annual | Qualifying Generation | TWh | 17.9823 | 17.8393 | 18.2625 | 18.1855 | 18.1855 | 18.182 | 18.182
Missouri - NOX .25 Rate Annual v3.1 | 742 | 1821 | Rate Constraint in lbs/MMBtu | FALSE | L | Annual | Rate | lb/MWh | 1.1396 | 0.40695 | 0.41085 | 0.40992 | 0.41177 | 0.41173 | 0.41173
Missouri - NOX .25 Rate Annual v3.1 | 742 | 1821 | Rate Constraint in lbs/MMBtu | FALSE | L | Annual | Constraint Shadow Price | US2011$/Ton | 0 | 0 | 0 | 0 | 0 | 0 | 0
Missouri - NOX .35 Rate Annual v3.1 | 743 | 1822 | Rate Constraint in lbs/MMBtu | FALSE | L | Annual | Seasons Included | Seasons | Winter, Summer | Winter, Summer | Winter, Summer | Winter, Summer | Winter, Summer | Winter, Summer | Winter, Summer
Missouri - NOX .35 Rate Annual v3.1 | 743 | 1822 | Rate Constraint in lbs/MMBtu | FALSE | L | Annual | Standard | lb/MMBtu | 0.35 | 0.35 | 0.35 | 0.35 | 0.35 | 0.35 | 0.35
Missouri - NOX .35 Rate Annual v3.1 | 743 | 1822 | Rate Constraint in lbs/MMBtu | FALSE | L | Annual | Emissions at Affected Plants NOX | Thousand Tons | 20.7166 | 16.106 | 16.1908 | 16.2055 | 16.1933 | 16.3208 | 16.3299
Missouri - NOX .35 Rate Annual v3.1 | 743 | 1822 | Rate Constraint in lbs/MMBtu | FALSE | L | Annual | Allowances Purchased NOX | Thousand Tons | 0 | 0 | 0 | 0 | 0 | 0 | 0
Missouri - NOX .35 Rate Annual v3.1 | 743 | 1822 | Rate Constraint in lbs/MMBtu | FALSE | L | Annual | Allowances Sold NOX | Thousand Tons | 0 | 0 | 0 | 0 | 0 | 0 | 0
Missouri - NOX .35 Rate Annual v3.1 | 743 | 1822 | Rate Constraint in lbs/MMBtu | FALSE | L | Annual | Allowances Banked | Thousand Tons | 0 | 40.0458 | 0 | 0 | 0 | 0 | 0
Missouri - NOX .35 Rate Annual v3.1 | 743 | 1822 | Rate Constraint in lbs/MMBtu | FALSE | L | Annual | Allowances Withdrawn (1:1) | Thousand Tons | 0 | 0 | -10.0114 | 0 | 0 | 0 | 0
Missouri - NOX .35 Rate Annual v3.1 | 743 | 1822 | Rate Constraint in lbs/MMBtu | FALSE | L | Annual | Allowances Withdrawn (n:1) | Thousand Tons | 0 | 0 | 0 | 0 | 0 | 0 | 0
Missouri - NOX .35 Rate Annual v3.1 | 743 | 1822 | Rate Constraint in lbs/MMBtu | FALSE | L | Annual | Net Emissions Allowance Position | Thousand Tons | 20.7166 | 56.1518 | 6.1794 | 16.2055 | 16.1933 | 16.3208 | 16.3299
Missouri - NOX .35 Rate Annual v3.1 | 743 | 1822 | Rate Constraint in lbs/MMBtu | FALSE | L | Annual | Fuel Consumed | TBtu | 323.5624 | 320.8673 | 326.6 | 327.1723 | 326.9693 | 333.9829 | 334.3882
Missouri - NOX .35 Rate Annual v3.1 | 743 | 1822 | Rate Constraint in lbs/MMBtu | FALSE | L | Annual | Rate | lb/MMBtu | 0.12805 | 0.10039 | 0.099148 | 0.099064 | 0.099051 | 0.097735 | 0.09767
Missouri - NOX .35 Rate Annual v3.1 | 743 | 1822 | Rate Constraint in lbs/MMBtu | FALSE | L | Annual | Generation | TWh | 31.733 | 31.3258 | 32.0153 | 32.0732 | 32.0563 | 32.9564 | 32.984
Missouri - NOX .35 Rate Annual v3.1 | 743 | 1822 | Rate Constraint in lbs/MMBtu | FALSE | L | Annual | Qualifying Generation | TWh | 31.733 | 31.3258 | 32.0153 | 32.0732 | 32.0563 | 32.9564 | 32.984
Missouri - NOX .35 Rate Annual v3.1 | 743 | 1822 | Rate Constraint in lbs/MMBtu | FALSE | L | Annual | Rate | lb/MWh | 0.65284 | 0.51414 | 0.50572 | 0.50527 | 0.50515 | 0.49522 | 0.49509
Missouri - NOX .35 Rate Annual v3.1 | 743 | 1822 | Rate Constraint in lbs/MMBtu | FALSE | L | Annual | Constraint Shadow Price | US2011$/Ton | 0 | 0 | 0 | 0 | 0 | 0 | 0
MN Hg Emis Red Act - MER Removal Annual v3.1 | 744 | 1511 | MACT Fuel Choice Floor in lbs/MMBtu | FALSE | L | Annual | Seasons Included | Seasons | Winter, Summer | Winter, Summer | Winter, Summer | Winter, Summer | Winter, Summer | Winter, Summer | Winter, Summer
MN Hg Emis Red Act - MER Removal Annual v3.1 | 744 | 1511 | MACT Fuel Choice Floor in lbs/MMBtu | FALSE | L | Annual | Emission Floor | lbs/MMBtu | 0 | 0 | 0 | 0 | 0 | 0 | 0
MN Hg Emis Red Act - MER Removal Annual v3.1 | 744 | 1511 | MACT Fuel Choice Floor in lbs/MMBtu | FALSE | L | Annual | Emissions at Affected Plants MER | lbs | 104.8589 | 118.2838 | 118.2498 | 118.2838 | 118.2838 | 118.0394 | 117.0141
MN Hg Emis Red Act - MER Removal Annual v3.1 | 744 | 1511 | MACT Fuel Choice Floor in lbs/MMBtu | FALSE | L | Annual | Allowances Purchased MER | lbs | 0 | 0 | 0 | 0 | 0 | 0 | 0
MN Hg Emis Red Act - MER Removal Annual v3.1 | 744 | 1511 | MACT Fuel Choice Floor in lbs/MMBtu | FALSE | L | Annual | Allowances Sold MER | lbs | 0 | 0 | 0 | 0 | 0 | 0 | 0
MN Hg Emis Red Act - MER Removal Annual v3.1 | 744 | 1511 | MACT Fuel Choice Floor in lbs/MMBtu | FALSE | L | Annual | Allowances Banked | lbs | 0 | 0 | 0 | 0 | 0 | 0 | 0
MN Hg Emis Red Act - MER Removal Annual v3.1 | 744 | 1511 | MACT Fuel Choice Floor in lbs/MMBtu | FALSE | L | Annual | Allowances Withdrawn (1:1) | lbs | 0 | 0 | 0 | 0 | 0 | 0 | 0
MN Hg Emis Red Act - MER Removal Annual v3.1 | 744 | 1511 | MACT Fuel Choice Floor in lbs/MMBtu | FALSE | L | Annual | Allowances Withdrawn (n:1) | lbs | 0 | 0 | 0 | 0 | 0 | 0 | 0
MN Hg Emis Red Act - MER Removal Annual v3.1 | 744 | 1511 | MACT Fuel Choice Floor in lbs/MMBtu | FALSE | L | Annual | Net Emissions Allowance Position | lbs | 104.8589 | 118.2838 | 118.2498 | 118.2838 | 118.2838 | 118.0394 | 117.0141
MN Hg Emis Red Act - MER Removal Annual v3.1 | 744 | 1511 | MACT Fuel Choice Floor in lbs/MMBtu | FALSE | L | Annual | Fuel Consumed | TBtu | 237.8676 | 270.5855 | 270.5218 | 270.5855 | 270.5855 | 270.2261 | 268.8101
MN Hg Emis Red Act - MER Removal Annual v3.1 | 744 | 1511 | MACT Fuel Choice Floor in lbs/MMBtu | FALSE | L | Annual | Rate | lb/MMBtu | 4.4083e-07 | 4.3714e-07 | 4.3712e-07 | 4.3714e-07 | 4.3714e-07 | 4.3682e-07 | 4.353e-07
MN Hg Emis Red Act - MER Removal Annual v3.1 | 744 | 1511 | MACT Fuel Choice Floor in lbs/MMBtu | FALSE | L | Annual | Generation | TWh | 23.2603 | 26.2381 | 26.2317 | 26.2381 | 26.2381 | 26.2381 | 26.0688
MN Hg Emis Red Act - MER Removal Annual v3.1 | 744 | 1511 | MACT Fuel Choice Floor in lbs/MMBtu | FALSE | L | Annual | Qualifying Generation | TWh | 23.2603 | 26.2381 | 26.2317 | 26.2381 | 26.2381 | 26.2381 | 26.0688
MN Hg Emis Red Act - MER Removal Annual v3.1 | 744 | 1511 | MACT Fuel Choice Floor in lbs/MMBtu | FALSE | L | Annual | Constraint Shadow Price | US2011$/Lb | 0 | 0 | 0 | 0 | 0 | 0 | 0
MT Hg Rate Lignite Annual v3.1 | 745 | 1517 | Rate Constraint in lbs/MMBtu | FALSE | L | Annual | Seasons Included | Seasons | Winter, Summer | Winter, Summer | Winter, Summer | Winter, Summer | Winter, Summer | Winter, Summer | Winter, Summer
MT Hg Rate Lignite Annual v3.1 | 745 | 1517 | Rate Constraint in lbs/MMBtu | FALSE | L | Annual | Standard | lb/MMBtu | 1.5e-06 | 1.5e-06 | 1.5e-06 | 1.5e-06 | 1.5e-06 | 1.5e-06 | 1.5e-06
MT Hg Rate Lignite Annual v3.1 | 745 | 1517 | Rate Constraint in lbs/MMBtu | FALSE | L | Annual | Emissions at Affected Plants MER | lbs | 0 | 0 | 0 | 0 | 0 | 0 | 0
MT Hg Rate Lignite Annual v3.1 | 745 | 1517 | Rate Constraint in lbs/MMBtu | FALSE | L | Annual | Allowances Purchased MER | lbs | 0 | 0 | 0 | 0 | 0 | 0 | 0
MT Hg Rate Lignite Annual v3.1 | 745 | 1517 | Rate Constraint in lbs/MMBtu | FALSE | L | Annual | Allowances Sold MER | lbs | 0 | 0 | 0 | 0 | 0 | 0 | 0
MT Hg Rate Lignite Annual v3.1 | 745 | 1517 | Rate Constraint in lbs/MMBtu | FALSE | L | Annual | Allowances Banked | lbs | 0 | 0 | 0 | 0 | 0 | 0 | 0
MT Hg Rate Lignite Annual v3.1 | 745 | 1517 | Rate Constraint in lbs/MMBtu | FALSE | L | Annual | Allowances Withdrawn (1:1) | lbs | 0 | 0 | 0 | 0 | 0 | 0 | 0
MT Hg Rate Lignite Annual v3.1 | 745 | 1517 | Rate Constraint in lbs/MMBtu | FALSE | L | Annual | Allowances Withdrawn (n:1) | lbs | 0 | 0 | 0 | 0 | 0 | 0 | 0
MT Hg Rate Lignite Annual v3.1 | 745 | 1517 | Rate Constraint in lbs/MMBtu | FALSE | L | Annual | Net Emissions Allowance Position | lbs | 0 | 0 | 0 | 0 | 0 | 0 | 0
MT Hg Rate Lignite Annual v3.1 | 745 | 1517 | Rate Constraint in lbs/MMBtu | FALSE | L | Annual | Fuel Consumed | TBtu | 0 | 0 | 0 | 0 | 0 | 0 | 0
MT Hg Rate Lignite Annual v3.1 | 745 | 1517 | Rate Constraint in lbs/MMBtu | FALSE | L | Annual | Rate | lb/MMBtu | 0 | 0 | 0 | 0 | 0 | 0 | 0
MT Hg Rate Lignite Annual v3.1 | 745 | 1517 | Rate Constraint in lbs/MMBtu | FALSE | L | Annual | Generation | TWh | 0 | 0 | 0 | 0 | 0 | 0 | 0
MT Hg Rate Lignite Annual v3.1 | 745 | 1517 | Rate Constraint in lbs/MMBtu | FALSE | L | Annual | Qualifying Generation | TWh | 0 | 0 | 0 | 0 | 0 | 0 | 0
MT Hg Rate Lignite Annual v3.1 | 745 | 1517 | Rate Constraint in lbs/MMBtu | FALSE | L | Annual | Rate | lb/MWh | 0 | 0 | 0 | 0 | 0 | 0 | 0
MT Hg Rate Lignite Annual v3.1 | 745 | 1517 | Rate Constraint in lbs/MMBtu | FALSE | L | Annual | Constraint Shadow Price | US2011$/Lb | 0 | 0 | 0 | 0 | 0 | 0 | 0
MT Hg Rate Non Lignite Annual v3.1 | 746 | 1518 | Rate Constraint in lbs/MMBtu | FALSE | L | Annual | Seasons Included | Seasons | Winter, Summer | Winter, Summer | Winter, Summer | Winter, Summer | Winter, Summer | Winter, Summer | Winter, Summer
MT Hg Rate Non Lignite Annual v3.1 | 746 | 1518 | Rate Constraint in lbs/MMBtu | FALSE | L | Annual | Standard | lb/MMBtu | 9e-07 | 9e-07 | 9e-07 | 9e-07 | 9e-07 | 9e-07 | 9e-07
MT Hg Rate Non Lignite Annual v3.1 | 746 | 1518 | Rate Constraint in lbs/MMBtu | FALSE | L | Annual | Emissions at Affected Plants MER | lbs | 82.9529 | 87.9052 | 88.3542 | 88.3639 | 88.3639 | 88.3639 | 88.3639
MT Hg Rate Non Lignite Annual v3.1 | 746 | 1518 | Rate Constraint in lbs/MMBtu | FALSE | L | Annual | Allowances Purchased MER | lbs | 0 | 0 | 0 | 0 | 0 | 0 | 0
MT Hg Rate Non Lignite Annual v3.1 | 746 | 1518 | Rate Constraint in lbs/MMBtu | FALSE | L | Annual | Allowances Sold MER | lbs | 0 | 0 | 0 | 0 | 0 | 0 | 0
MT Hg Rate Non Lignite Annual v3.1 | 746 | 1518 | Rate Constraint in lbs/MMBtu | FALSE | L | Annual | Allowances Banked | lbs | 0 | 82.222 | 0 | 82.7376 | 0 | 82.7378 | 0
MT Hg Rate Non Lignite Annual v3.1 | 746 | 1518 | Rate Constraint in lbs/MMBtu | FALSE | L | Annual | Allowances Withdrawn (1:1) | lbs | 0 | 0 | -20.5555 | 0 | -68.948 | 0 | -110.3171
MT Hg Rate Non Lignite Annual v3.1 | 746 | 1518 | Rate Constraint in lbs/MMBtu | FALSE | L | Annual | Allowances Withdrawn (n:1) | lbs | 0 | 0 | 0 | 0 | 0 | 0 | 0
MT Hg Rate Non Lignite Annual v3.1 | 746 | 1518 | Rate Constraint in lbs/MMBtu | FALSE | L | Annual | Net Emissions Allowance Position | lbs | 82.9529 | 170.1272 | 67.7987 | 171.1015 | 19.4159 | 171.1018 | -21.9532
MT Hg Rate Non Lignite Annual v3.1 | 746 | 1518 | Rate Constraint in lbs/MMBtu | FALSE | L | Annual | Fuel Consumed | TBtu | 183.4714 | 189.0311 | 190.0916 | 190.113 | 190.113 | 190.113 | 190.113
MT Hg Rate Non Lignite Annual v3.1 | 746 | 1518 | Rate Constraint in lbs/MMBtu | FALSE | L | Annual | Rate | lb/MMBtu | 4.5213e-07 | 4.6503e-07 | 4.648e-07 | 4.648e-07 | 4.648e-07 | 4.648e-07 | 4.648e-07
MT Hg Rate Non Lignite Annual v3.1 | 746 | 1518 | Rate Constraint in lbs/MMBtu | FALSE | L | Annual | Generation | TWh | 16.9277 | 17.3931 | 17.4796 | 17.4815 | 17.4815 | 17.4815 | 17.4815
MT Hg Rate Non Lignite Annual v3.1 | 746 | 1518 | Rate Constraint in lbs/MMBtu | FALSE | L | Annual | Qualifying Generation | TWh | 16.9277 | 17.3931 | 17.4796 | 17.4815 | 17.4815 | 17.4815 | 17.4815
MT Hg Rate Non Lignite Annual v3.1 | 746 | 1518 | Rate Constraint in lbs/MMBtu | FALSE | L | Annual | Rate | lb/MWh | 4.9004 | 5.054 | 5.0547 | 5.0547 | 5.0547 | 5.0547 | 5.0547
MT Hg Rate Non Lignite Annual v3.1 | 746 | 1518 | Rate Constraint in lbs/MMBtu | FALSE | L | Annual | Constraint Shadow Price | US2011$/Lb | 0 | 0 | 0 | 0 | 0 | 0 | 0
New Hampshire MER Removal Annual v3.1 | 747 | 1966 | MACT Fuel Choice Floor in lbs/MMBtu | FALSE | L | Annual | Seasons Included | Seasons | Winter, Summer | Winter, Summer | Winter, Summer | Winter, Summer | Winter, Summer | Winter, Summer | Winter, Summer
New Hampshire MER Removal Annual v3.1 | 747 | 1966 | MACT Fuel Choice Floor in lbs/MMBtu | FALSE | L | Annual | Emission Floor | lbs/MMBtu | 0 | 0 | 0 | 0 | 0 | 0 | 0
New Hampshire MER Removal Annual v3.1 | 747 | 1966 | MACT Fuel Choice Floor in lbs/MMBtu | FALSE | L | Annual | Emissions at Affected Plants MER | lbs | 0 | 0 | 0 | 0 | 0 | 0 | 0
New Hampshire MER Removal Annual v3.1 | 747 | 1966 | MACT Fuel Choice Floor in lbs/MMBtu | FALSE | L | Annual | Allowances Purchased MER | lbs | 0 | 0 | 0 | 0 | 0 | 0 | 0
New Hampshire MER Removal Annual v3.1 | 747 | 1966 | MACT Fuel Choice Floor in lbs/MMBtu | FALSE | L | Annual | Allowances Sold MER | lbs | 0 | 0 | 0 | 0 | 0 | 0 | 0
New Hampshire MER Removal Annual v3.1 | 747 | 1966 | MACT Fuel Choice Floor in lbs/MMBtu | FALSE | L | Annual | Allowances Banked | lbs | 0 | 0 | 0 | 0 | 0 | 0 | 0
New Hampshire MER Removal Annual v3.1 | 747 | 1966 | MACT Fuel Choice Floor in lbs/MMBtu | FALSE | L | Annual | Allowances Withdrawn (1:1) | lbs | 0 | 0 | 0 | 0 | 0 | 0 | 0
New Hampshire MER Removal Annual v3.1 | 747 | 1966 | MACT Fuel Choice Floor in lbs/MMBtu | FALSE | L | Annual | Allowances Withdrawn (n:1) | lbs | 0 | 0 | 0 | 0 | 0 | 0 | 0
New Hampshire MER Removal Annual v3.1 | 747 | 1966 | MACT Fuel Choice Floor in lbs/MMBtu | FALSE | L | Annual | Net Emissions Allowance Position | lbs | 0 | 0 | 0 | 0 | 0 | 0 | 0
New Hampshire MER Removal Annual v3.1 | 747 | 1966 | MACT Fuel Choice Floor in lbs/MMBtu | FALSE | L | Annual | Fuel Consumed | TBtu | 0 | 0 | 0 | 0 | 0 | 0 | 0
New Hampshire MER Removal Annual v3.1 | 747 | 1966 | MACT Fuel Choice Floor in lbs/MMBtu | FALSE | L | Annual | Rate | lb/MMBtu | 0 | 0 | 0 | 0 | 0 | 0 | 0
New Hampshire MER Removal Annual v3.1 | 747 | 1966 | MACT Fuel Choice Floor in lbs/MMBtu | FALSE | L | Annual | Generation | TWh | 0 | 0 | 0 | 0 | 0 | 0 | 0
New Hampshire MER Removal Annual v3.1 | 747 | 1966 | MACT Fuel Choice Floor in lbs/MMBtu | FALSE | L | Annual | Qualifying Generation | TWh | 0 | 0 | 0 | 0 | 0 | 0 | 0
New Hampshire MER Removal Annual v3.1 | 747 | 1966 | MACT Fuel Choice Floor in lbs/MMBtu | FALSE | L | Annual | Constraint Shadow Price | US2011$/Lb | 0 | 0 | 0 | 0 | 0 | 0 | 0
New Hampshire 6 Unit - NOX Cap Annual v3.1 | 748 | 1830 | Rate Constraint in MTons | FALSE | L | Annual | Seasons Included | Seasons | Winter, Summer | Winter, Summer | Winter, Summer | Winter, Summer | Winter, Summer | Winter, Summer | Winter, Summer
New Hampshire 6 Unit - NOX Cap Annual v3.1 | 748 | 1830 | Rate Constraint in MTons | FALSE | L | Annual | Standard | Thousand Tons | 3.64 | 3.64 | 3.64 | 3.64 | 3.64 | 3.64 | 3.64
New Hampshire 6 Unit - NOX Cap Annual v3.1 | 748 | 1830 | Rate Constraint in MTons | FALSE | L | Annual | Standard NOX | Thousand Tons | 3.64 | 3.64 | 3.64 | 3.64 | 3.64 | 3.64 | 3.64
New Hampshire 6 Unit - NOX Cap Annual v3.1 | 748 | 1830 | Rate Constraint in MTons | FALSE | L | Annual | Emissions at Affected Plants NOX | Thousand Tons | 0.032273 | 0 | 0 | 0 | 0 | 0 | 0
New Hampshire 6 Unit - NOX Cap Annual v3.1 | 748 | 1830 | Rate Constraint in MTons | FALSE | L | Annual | Allowances Purchased NOX | Thousand Tons | 0 | 0 | 0 | 0 | 0 | 0 | 0
New Hampshire 6 Unit - NOX Cap Annual v3.1 | 748 | 1830 | Rate Constraint in MTons | FALSE | L | Annual | Allowances Sold NOX | Thousand Tons | 0 | 0 | 0 | 0 | 0 | 0 | 0
New Hampshire 6 Unit - NOX Cap Annual v3.1 | 748 | 1830 | Rate Constraint in MTons | FALSE | L | Annual | Allowances Banked | Thousand Tons | 0 | 0 | 3.64 | 0 | 0 | 3.64 | 0
New Hampshire 6 Unit - NOX Cap Annual v3.1 | 748 | 1830 | Rate Constraint in MTons | FALSE | L | Annual | Allowances Withdrawn (1:1) | Thousand Tons | 0 | 0 | 0 | -2.912 | 0 | 0 | 0
New Hampshire 6 Unit - NOX Cap Annual v3.1 | 748 | 1830 | Rate Constraint in MTons | FALSE | L | Annual | Allowances Withdrawn (n:1) | Thousand Tons | 0 | 0 | 0 | 0 | 0 | 0 | 0
New Hampshire 6 Unit - NOX Cap Annual v3.1 | 748 | 1830 | Rate Constraint in MTons | FALSE | L | Annual | Net Emissions Allowance Position | Thousand Tons | 0.032273 | 0 | 3.64 | -2.912 | 0 | 3.64 | 0
New Hampshire 6 Unit - NOX Cap Annual v3.1 | 748 | 1830 | Rate Constraint in MTons | FALSE | L | Annual | Fuel Consumed | TBtu | 0.51191 | 0 | 0 | 0 | 0 | 0 | 0
New Hampshire 6 Unit - NOX Cap Annual v3.1 | 748 | 1830 | Rate Constraint in MTons | FALSE | L | Annual | Rate | lb/MMBtu | 0.12609 | 0 | 0 | 0 | 0 | 0 | 0
New Hampshire 6 Unit - NOX Cap Annual v3.1 | 748 | 1830 | Rate Constraint in MTons | FALSE | L | Annual | Generation | TWh | 0.038182 | 0 | 0 | 0 | 0 | 0 | 0
New Hampshire 6 Unit - NOX Cap Annual v3.1 | 748 | 1830 | Rate Constraint in MTons | FALSE | L | Annual | Qualifying Generation | TWh | 0.038182 | 0 | 0 | 0 | 0 | 0 | 0
New Hampshire 6 Unit - NOX Cap Annual v3.1 | 748 | 1830 | Rate Constraint in MTons | FALSE | L | Annual | Rate | lb/MWh | 0.84523 | 0 | 0 | 0 | 0 | 0 | 0
New Hampshire 6 Unit - NOX Cap Annual v3.1 | 748 | 1830 | Rate Constraint in MTons | FALSE | L | Annual | Constraint Shadow Price | US2011$/Ton | 0 | 0 | 0 | 0 | 0 | 0 | 0
New Hampshire 6 Unit - SO2 Cap Annual v3.1 | 749 | 1831 | Rate Constraint in MTons | FALSE | L | Annual | Seasons Included | Seasons | Winter, Summer | Winter, Summer | Winter, Summer | Winter, Summer | Winter, Summer | Winter, Summer | Winter, Summer
New Hampshire 6 Unit - SO2 Cap Annual v3.1 | 749 | 1831 | Rate Constraint in MTons | FALSE | L | Annual | Standard | Thousand Tons | 7.29 | 7.29 | 7.29 | 7.29 | 7.29 | 7.29 | 7.29
New Hampshire 6 Unit - SO2 Cap Annual v3.1 | 749 | 1831 | Rate Constraint in MTons | FALSE | L | Annual | Standard SO2 | Thousand Tons | 7.29 | 7.29 | 7.29 | 7.29 | 7.29 | 7.29 | 7.29
New Hampshire 6 Unit - SO2 Cap Annual v3.1 | 749 | 1831 | Rate Constraint in MTons | FALSE | L | Annual | Emissions at Affected Plants SO2 | Thousand Tons | 0 | 0 | 0 | 0 | 0 | 0 | 0
New Hampshire 6 Unit - SO2 Cap Annual v3.1 | 749 | 1831 | Rate Constraint in MTons | FALSE | L | Annual | Allowances Purchased SO2 | Thousand Tons | 0 | 0 | 0 | 0 | 0 | 0 | 0
New Hampshire 6 Unit - SO2 Cap Annual v3.1 | 749 | 1831 | Rate Constraint in MTons | FALSE | L | Annual | Allowances Sold SO2 | Thousand Tons | 0 | 0 | 0 | 0 | 0 | 0 | 0
New Hampshire 6 Unit - SO2 Cap Annual v3.1 | 749 | 1831 | Rate Constraint in MTons | FALSE | L | Annual | Allowances Banked | Thousand Tons | 0 | 7.29 | 0 | 8.748 | 7.29 | 0 | 0
New Hampshire 6 Unit - SO2 Cap Annual v3.1 | 749 | 1831 | Rate Constraint in MTons | FALSE | L | Annual | Allowances Withdrawn (1:1) | Thousand Tons | 0 | 0 | 0 | -1.458 | 0 | 0 | 0
New Hampshire 6 Unit - SO2 Cap Annual v3.1 | 749 | 1831 | Rate Constraint in MTons | FALSE | L | Annual | Allowances Withdrawn (n:1) | Thousand Tons | 0 | 0 | 0 | 0 | 0 | 0 | -9720.0001
New Hampshire 6 Unit - SO2 Cap Annual v3.1 | 749 | 1831 | Rate Constraint in MTons | FALSE | L | Annual | Net Emissions Allowance Position | Thousand Tons | 0 | 7.29 | 0 | 7.29 | 7.29 | 0 | -9720.0001
New Hampshire 6 Unit - SO2 Cap Annual v3.1 | 749 | 1831 | Rate Constraint in MTons | FALSE | L | Annual | Fuel Consumed | TBtu | 0.51191 | 0 | 0 | 0 | 0 | 0 | 0
New Hampshire 6 Unit - SO2 Cap Annual v3.1 | 749 | 1831 | Rate Constraint in MTons | FALSE | L | Annual | Rate | lb/MMBtu | 0 | 0 | 0 | 0 | 0 | 0 | 0
New Hampshire 6 Unit - SO2 Cap Annual v3.1 | 749 | 1831 | Rate Constraint in MTons | FALSE | L | Annual | Generation | TWh | 0.038182 | 0 | 0 | 0 | 0 | 0 | 0
New Hampshire 6 Unit - SO2 Cap Annual v3.1 | 749 | 1831 | Rate Constraint in MTons | FALSE | L | Annual | Qualifying Generation | TWh | 0.038182 | 0 | 0 | 0 | 0 | 0 | 0
New Hampshire 6 Unit - SO2 Cap Annual v3.1 | 749 | 1831 | Rate Constraint in MTons | FALSE | L | Annual | Rate | lb/MWh | 0 | 0 | 0 | 0 | 0 | 0 | 0
New Hampshire 6 Unit - SO2 Cap Annual v3.1 | 749 | 1831 | Rate Constraint in MTons | FALSE | L | Annual | Constraint Shadow Price | US2011$/Ton | 0 | 0 | 0 | 0 | 0 | 0 | 0
New Hampshire State - NOX Cap Summer v3.1 | 750 | 1832 | Rate Constraint in MTons | FALSE | L | Annual | Seasons Included | Seasons | Summer | Summer | Summer | Summer | Summer | Summer | Summer
New Hampshire State - NOX Cap Summer v3.1 | 750 | 1832 | Rate Constraint in MTons | FALSE | L | Annual | Standard | Thousand Tons | 2.9 | 2.9 | 2.9 | 2.9 | 2.9 | 2.9 | 2.9
New Hampshire State - NOX Cap Summer v3.1 | 750 | 1832 | Rate Constraint in MTons | FALSE | L | Annual | Standard NOX | Thousand Tons | 2.9 | 2.9 | 2.9 | 2.9 | 2.9 | 2.9 | 2.9
New Hampshire State - NOX Cap Summer v3.1 | 750 | 1832 | Rate Constraint in MTons | FALSE | L | Annual | Emissions at Affected Plants NOX | Thousand Tons | 0.086045 | 0.069548 | 0.069548 | 0.074224 | 0.074224 | 0.069548 | 0.069548
New Hampshire State - NOX Cap Summer v3.1 | 750 | 1832 | Rate Constraint in MTons | FALSE | L | Annual | Allowances Purchased NOX | Thousand Tons | 0 | 0 | 0 | 0 | 0 | 0 | 0
New Hampshire State - NOX Cap Summer v3.1 | 750 | 1832 | Rate Constraint in MTons | FALSE | L | Annual | Allowances Sold NOX | Thousand Tons | 0 | 0 | 0 | 0 | 0 | 0 | 0
New Hampshire State - NOX Cap Summer v3.1 | 750 | 1832 | Rate Constraint in MTons | FALSE | L | Annual | Allowances Banked | Thousand Tons | 0 | 2.8305 | 0 | 0 | 3.2975 | 0 | 0
New Hampshire State - NOX Cap Summer v3.1 | 750 | 1832 | Rate Constraint in MTons | FALSE | L | Annual | Allowances Withdrawn (1:1) | Thousand Tons | 0 | 0 | 0 | 0 | 0 | 0 | 0
New Hampshire State - NOX Cap Summer v3.1 | 750 | 1832 | Rate Constraint in MTons | FALSE | L | Annual | Allowances Withdrawn (n:1) | Thousand Tons | 0 | 0 | 0 | 0 | -471.7421 | 0 | 0
New Hampshire State - NOX Cap Summer v3.1 | 750 | 1832 | Rate Constraint in MTons | FALSE | L | Annual | Net Emissions Allowance Position | Thousand Tons | 0.086045 | 2.9 | 0.069548 | 0.074224 | -468.3704 | 0.069548 | 0.069548
New Hampshire State - NOX Cap Summer v3.1 | 750 | 1832 | Rate Constraint in MTons | FALSE | L | Annual | Fuel Consumed | TBtu | 13.2928 | 13.0312 | 13.0312 | 13.0415 | 13.0415 | 13.0312 | 13.0312
New Hampshire State - NOX Cap Summer v3.1 | 750 | 1832 | Rate Constraint in MTons | FALSE | L | Annual | Rate | lb/MMBtu | 0.012946 | 0.010674 | 0.010674 | 0.011383 | 0.011383 | 0.010674 | 0.010674
New Hampshire State - NOX Cap Summer v3.1 | 750 | 1832 | Rate Constraint in MTons | FALSE | L | Annual | Generation | TWh | 1.7572 | 1.7377 | 1.7377 | 1.7383 | 1.7383 | 1.7377 | 1.7377
New Hampshire State - NOX Cap Summer v3.1 | 750 | 1832 | Rate Constraint in MTons | FALSE | L | Annual | Qualifying Generation | TWh | 1.7572 | 1.7377 | 1.7377 | 1.7383 | 1.7383 | 1.7377 | 1.7377
New Hampshire State - NOX Cap Summer v3.1 | 750 | 1832 | Rate Constraint in MTons | FALSE | L | Annual | Rate | lb/MWh | 0.048966 | 0.040022 | 0.040022 | 0.0427 | 0.0427 | 0.040022 | 0.040022
New Hampshire State - NOX Cap Summer v3.1 | 750 | 1832 | Rate Constraint in MTons | FALSE | L | Annual | Constraint Shadow Price | US2011$/Ton | 0 | 0 | 0 | 0 | 0 | 0 | 0
New Jersey - MER Removal Annual v3.1 | 751 | 1833 | MACT Fuel Choice Floor in lbs/MMBtu | FALSE | L | Annual | Seasons Included | Seasons | Winter, Summer | Winter, Summer | Winter, Summer | Winter, Summer | Winter, Summer | Winter, Summer | Winter, Summer
New Jersey - MER Removal Annual v3.1 | 751 | 1833 | MACT Fuel Choice Floor in lbs/MMBtu | FALSE | L | Annual | Emission Floor | lbs/MMBtu | 0 | 0 | 0 | 0 | 0 | 0 | 0
New Jersey - MER Removal Annual v3.1 | 751 | 1833 | MACT Fuel Choice Floor in lbs/MMBtu | FALSE | L | Annual | Emissions at Affected Plants MER | lbs | 8.3073 | 8.0314 | 5.8511 | 5.4998 | 2.0339 | 0 | 0
New Jersey - MER Removal Annual v3.1 | 751 | 1833 | MACT Fuel Choice Floor in lbs/MMBtu | FALSE | L | Annual | Allowances Purchased MER | lbs | 0 | 0 | 0 | 0 | 0 | 0 | 0
New Jersey - MER Removal Annual v3.1 | 751 | 1833 | MACT Fuel Choice Floor in lbs/MMBtu | FALSE | L | Annual | Allowances Sold MER | lbs | 0 | 0 | 0 | 0 | 0 | 0 | 0
New Jersey - MER Removal Annual v3.1 | 751 | 1833 | MACT Fuel Choice Floor in lbs/MMBtu | FALSE | L | Annual | Allowances Banked | lbs | 0 | 0 | 0 | 0 | 0 | 0 | 0
New Jersey - MER Removal Annual v3.1 | 751 | 1833 | MACT Fuel Choice Floor in lbs/MMBtu | FALSE | L | Annual | Allowances Withdrawn (1:1) | lbs | 0 | 0 | 0 | 0 | 0 | 0 | 0
New Jersey - MER Removal Annual v3.1 | 751 | 1833 | MACT Fuel Choice Floor in lbs/MMBtu | FALSE | L | Annual | Allowances Withdrawn (n:1) | lbs | 0 | 0 | 0 | 0 | 0 | 0 | 0
New Jersey - MER Removal Annual v3.1 | 751 | 1833 | MACT Fuel Choice Floor in lbs/MMBtu | FALSE | L | Annual | Net Emissions Allowance Position | lbs | 8.3073 | 8.0314 | 5.8511 | 5.4998 | 2.0339 | 0 | 0
New Jersey - MER Removal Annual v3.1 | 751 | 1833 | MACT Fuel Choice Floor in lbs/MMBtu | FALSE | L | Annual | Fuel Consumed | TBtu | 13.7814 | 13.7814 | 13.7814 | 9.0845 | 4.7487 | 0 | 0
New Jersey - MER Removal Annual v3.1 | 751 | 1833 | MACT Fuel Choice Floor in lbs/MMBtu | FALSE | L | Annual | Rate | lb/MMBtu | 6.0279e-07 | 5.8277e-07 | 4.2457e-07 | 6.054e-07 | 4.2831e-07 | 0 | 0
New Jersey - MER Removal Annual v3.1 | 751 | 1833 | MACT Fuel Choice Floor in lbs/MMBtu | FALSE | L | Annual | Generation | TWh | 1.3086 | 1.3086 | 1.3086 | 0.86477 | 0.45092 | 0 | 0
New Jersey - MER Removal Annual v3.1 | 751 | 1833 | MACT Fuel Choice Floor in lbs/MMBtu | FALSE | L | Annual | Qualifying Generation | TWh | 1.3086 | 1.3086 | 1.3086 | 0.86477 | 0.45092 | 0 | 0
New Jersey - MER Removal Annual v3.1 | 751 | 1833 | MACT Fuel Choice Floor in lbs/MMBtu | FALSE | L | Annual | Constraint Shadow Price | US2011$/Lb | 0 | 0 | 0 | 0 | 0 | 0 | 0
New York - NOX Cap Winter v3.1 | 752 | 1834 | Rate Constraint in MTons | FALSE | L | Annual | Seasons Included | Seasons | Winter | Winter | Winter | Winter | Winter | Winter | Winter
New York - NOX Cap Winter v3.1 | 752 | 1834 | Rate Constraint in MTons | FALSE | L | Annual | Standard | Thousand Tons | 39.91 | 39.91 | 39.91 | 39.91 | 39.91 | 39.91 | 39.91
New York - NOX Cap Winter v3.1 | 752 | 1834 | Rate Constraint in MTons | FALSE | L | Annual | Standard NOX | Thousand Tons | 39.91 | 39.91 | 39.91 | 39.91 | 39.91 | 39.91 | 39.91
New York - NOX Cap Winter v3.1 | 752 | 1834 | Rate Constraint in MTons | FALSE | L | Annual | Emissions at Affected Plants NOX | Thousand Tons | 3.8961 | 2.8559 | 2.7477 | 1.8386 | 1.5529 | 2.1389 | 2.098
New York - NOX Cap Winter v3.1 | 752 | 1834 | Rate Constraint in MTons | FALSE | L | Annual | Allowances Purchased NOX | Thousand Tons | 0 | 0 | 0 | 0 | 0 | 0 | 0
New York - NOX Cap Winter v3.1 | 752 | 1834 | Rate Constraint in MTons | FALSE | L | Annual | Allowances Sold NOX | Thousand Tons | 0 | 0 | 0 | 0 | 0 | 0 | 0
New York - NOX Cap Winter v3.1 | 752 | 1834 | Rate Constraint in MTons | FALSE | L | Annual | Allowances Banked | Thousand Tons | 0 | 37.0541 | 0 | 0 | 38.3571 | 0 | 0
New York - NOX Cap Winter v3.1 | 752 | 1834 | Rate Constraint in MTons | FALSE | L | Annual | Allowances Withdrawn (1:1) | Thousand Tons | 0 | 0 | 0 | 0 | 0 | -19.1786 | 0
New York - NOX Cap Winter v3.1 | 752 | 1834 | Rate Constraint in MTons | FALSE | L | Annual | Allowances Withdrawn (n:1) | Thousand Tons | 0 | 0 | -9263.5162 | 0 | 0 | 0 | 0
New York - NOX Cap Winter v3.1 | 752 | 1834 | Rate Constraint in MTons | FALSE | L | Annual | Net Emissions Allowance Position | Thousand Tons | 3.8961 | 39.91 | -9260.7685 | 1.8386 | 39.91 | -17.0397 | 2.098
New York - NOX Cap Winter v3.1 | 752 | 1834 | Rate Constraint in MTons | FALSE | L | Annual | Fuel Consumed | TBtu | 268.3467 | 221.483 | 217.5752 | 201.9465 | 208.7135 | 324.7046 | 347.4472
New York - NOX Cap Winter v3.1 | 752 | 1834 | Rate Constraint in MTons | FALSE | L | Annual | Rate | lb/MMBtu | 0.029038 | 0.025789 | 0.025258 | 0.018209 | 0.01488 | 0.013174 | 0.012077
New York - NOX Cap Winter v3.1 | 752 | 1834 | Rate Constraint in MTons | FALSE | L | Annual | Generation | TWh | 35.0077 | 29.5303 | 29.1317 | 27.2855 | 29.2833 | 48.0421 | 51.9418
New York - NOX Cap Winter v3.1 | 752 | 1834 | Rate Constraint in MTons | FALSE | L | Annual | Qualifying Generation | TWh | 35.0077 | 29.5303 | 29.1317 | 27.2855 | 29.2833 | 48.0421 | 51.9418
New York - NOX Cap Winter v3.1 | 752 | 1834 | Rate Constraint in MTons | FALSE | L | Annual | Rate | lb/MWh | 0.11129 | 0.096712 | 0.094322 | 0.067383 | 0.053029 | 0.044521 | 0.040392
New York - NOX Cap Winter v3.1 | 752 | 1834 | Rate Constraint in MTons | FALSE | L | Annual | Constraint Shadow Price | US2011$/Ton | 0 | 0 | 0 | 0 | 0 | 0 | 0
New York - SO2 Cap Annual v3.1 | 753 | 1835 | Rate Constraint in MTons | FALSE | L | Annual | Seasons Included | Seasons | Winter, Summer | Winter, Summer | Winter, Summer | Winter, Summer | Winter, Summer | Winter, Summer | Winter, Summer
New York - SO2 Cap Annual v3.1 | 753 | 1835 | Rate Constraint in MTons | FALSE | L | Annual | Standard | Thousand Tons | 131.36 | 131.36 | 131.36 | 131.36 | 131.36 | 131.36 | 131.36
New York - SO2 Cap Annual v3.1 | 753 | 1835 | Rate Constraint in MTons | FALSE | L | Annual | Standard SO2 | Thousand Tons | 131.36 | 131.36 | 131.36 | 131.36 | 131.36 | 131.36 | 131.36
New York - SO2 Cap Annual v3.1 | 753 | 1835 | Rate Constraint in MTons | FALSE | L | Annual | Emissions at Affected Plants SO2 | Thousand Tons | 0 | 0 | 0 | 0 | 0 | 0 | 0
New York - SO2 Cap Annual v3.1 | 753 | 1835 | Rate Constraint in MTons | FALSE | L | Annual | Allowances Purchased SO2 | Thousand Tons | 0 | 0 | 0 | 0 | 0 | 0 | 0
New York - SO2 Cap Annual v3.1 | 753 | 1835 | Rate Constraint in MTons | FALSE | L | Annual | Allowances Sold SO2 | Thousand Tons | 0 | 0 | 0 | 0 | 0 | 0 | 0
New York - SO2 Cap Annual v3.1 | 753 | 1835 | Rate Constraint in MTons | FALSE | L | Annual | Allowances Banked | Thousand Tons | 0 | 0 | 0 | 131.36 | 131.36 | 0 | 0
New York - SO2 Cap Annual v3.1 | 753 | 1835 | Rate Constraint in MTons | FALSE | L | Annual | Allowances Withdrawn (1:1) | Thousand Tons | 0 | 0 | 0 | 0 | 0 | 0 | 0
New York - SO2 Cap Annual v3.1 | 753 | 1835 | Rate Constraint in MTons | FALSE | L | Annual | Allowances Withdrawn (n:1) | Thousand Tons | 0 | 0 | 0 | 0 | 0 | 0 | -160551.1123
New York - SO2 Cap Annual v3.1 | 753 | 1835 | Rate Constraint in MTons | FALSE | L | Annual | Net Emissions Allowance Position | Thousand Tons | 0 | 0 | 0 | 131.36 | 131.36 | 0 | -160551.1123
New York - SO2 Cap Annual v3.1 | 753 | 1835 | Rate Constraint in MTons | FALSE | L | Annual | Fuel Consumed | TBtu | 546.9261 | 465.1901 | 443.3183 | 415.2829 | 439.5601 | 623.7304 | 670.3689
New York - SO2 Cap Annual v3.1 | 753 | 1835 | Rate Constraint in MTons | FALSE | L | Annual | Rate | lb/MMBtu | 0 | 0 | 0 | 0 | 0 | 0 | 0
New York - SO2 Cap Annual v3.1 | 753 | 1835 | Rate Constraint in MTons | FALSE | L | Annual | Generation | TWh | 68.394 | 59.4156 | 57.3486 | 54.2669 | 59.0699 | 90.2861 | 98.0497
New York - SO2 Cap Annual v3.1 | 753 | 1835 | Rate Constraint in MTons | FALSE | L | Annual | Qualifying Generation | TWh | 68.394 | 59.4156 | 57.3486 | 54.2669 | 59.0699 | 90.2861 | 98.0497
New York - SO2 Cap Annual v3.1 | 753 | 1835 | Rate Constraint in MTons | FALSE | L | Annual | Rate | lb/MWh | 0 | 0 | 0 | 0 | 0 | 0 | 0
New York - SO2 Cap Annual v3.1 | 753 | 1835 | Rate Constraint in MTons | FALSE | L | Annual | Constraint Shadow Price | US2011$/Ton | 0 | 0 | 0 | 0 | 0 | 0 | 0
NJ BLEngland - NOx Annual GPS v4.10, Unit 4210 and retrofits | 754 | 2271 | Rate Constraint in lbs/MWh | FALSE | L | Annual | Seasons Included | Seasons | Winter, Summer | Winter, Summer | Winter, Summer | Winter, Summer | Winter, Summer | Winter, Summer | Winter, Summer
NJ BLEngland - NOx Annual GPS v4.10, Unit 4210 and retrofits | 754 | 2271 | Rate Constraint in lbs/MWh | FALSE | L | Annual | Standard | lb/MWh | 1.8124 | 1.8124 | 1.8124 | 1.8124 | 1.8124 | 1.8124 | 1.8124
NJ BLEngland - NOx Annual GPS v4.10, Unit 4210 and retrofits | 754 | 2271 | Rate Constraint in lbs/MWh | FALSE | L | Annual | Emissions at Affected Plants NOX | Thousand Tons | 0 | 0 | 0 | 0 | 0 | 0 | 0
NJ BLEngland - NOx Annual GPS v4.10, Unit 4210 and retrofits | 754 | 2271 | Rate Constraint in lbs/MWh | FALSE | L | Annual | Allowances Purchased NOX | Thousand Tons | 0 | 0 | 0 | 0 | 0 | 0 | 0
NJ BLEngland - NOx Annual GPS v4.10, Unit 4210 and retrofits | 754 | 2271 | Rate Constraint in lbs/MWh | FALSE | L | Annual | Allowances Sold NOX | Thousand Tons | 0 | 0 | 0 | 0 | 0 | 0 | 0
NJ BLEngland - NOx Annual GPS v4.10, Unit 4210 and retrofits | 754 | 2271 | Rate Constraint in lbs/MWh | FALSE | L | Annual | Allowances Banked | Thousand Tons | 0 | 0 | 0 | 0 | 0 | 0 | 0
NJ BLEngland - NOx Annual GPS v4.10, Unit 4210 and retrofits | 754 | 2271 | Rate Constraint in lbs/MWh | FALSE | L | Annual | Allowances Withdrawn (1:1) | Thousand Tons | 0 | 0 | 0 | 0 | 0 | 0 | 0
NJ BLEngland - NOx Annual GPS v4.10, Unit 4210 and retrofits | 754 | 2271 | Rate Constraint in lbs/MWh | FALSE | L | Annual | Allowances Withdrawn (n:1) | Thousand Tons | 0 | 0 | 0 | 0 | 0 | 0 | 0
NJ BLEngland - NOx Annual GPS v4.10, Unit 4210 and retrofits | 754 | 2271 | Rate Constraint in lbs/MWh | FALSE | L | Annual | Net Emissions Allowance Position | Thousand Tons | 0 | 0 | 0 | 0 | 0 | 0 | 0
NJ BLEngland - NOx Annual GPS v4.10, Unit 4210 and retrofits | 754 | 2271 | Rate Constraint in lbs/MWh | FALSE | L | Annual | Fuel Consumed | TBtu | 0 | 0 | 0 | 0 | 0 | 0 | 0
NJ BLEngland - NOx Annual GPS v4.10, Unit 4210 and retrofits | 754 | 2271 | Rate Constraint in lbs/MWh | FALSE | L | Annual | Rate | lb/MMBtu | 0 | 0 | 0 | 0 | 0 | 0 | 0
NJ BLEngland - NOx Annual GPS v4.10, Unit 4210 and retrofits | 754 | 2271 | Rate Constraint in lbs/MWh | FALSE | L | Annual | Generation | TWh | 0 | 0 | 0 | 0 | 0 | 0 | 0
NJ BLEngland - NOx Annual GPS v4.10, Unit 4210 and retrofits | 754 | 2271 | Rate Constraint in lbs/MWh | FALSE | L | Annual | Qualifying Generation | TWh | 0 | 0 | 0 | 0 | 0 | 0 | 0
NJ BLEngland - NOx Annual GPS v4.10, Unit 4210 and retrofits | 754 | 2271 | Rate Constraint in lbs/MWh | FALSE | L | Annual | Constraint Shadow Price | US2011$/Ton | 1858.1748 | 7483.4397 | 0 | 17917.0674 | 17821.5235 | 3441.6355 | 3451.2718
NJ BLEngland 3- NOx AnnualGPS v4.10, Unit 4161 and retrofits | 755 | 2272 | Rate Constraint in lbs/MWh | FALSE | L | Annual | Seasons Included | Seasons | Winter, Summer | Winter, Summer | Winter, Summer | Winter, Summer | Winter, Summer | Winter, Summer | Winter, Summer
NJ BLEngland 3- NOx AnnualGPS v4.10, Unit 4161 and retrofits | 755 | 2272 | Rate Constraint in lbs/MWh | FALSE | L | Annual | Standard | lb/MWh | 2 | 2 | 2 | 2 | 2 | 2 | 2
NJ BLEngland 3- NOx AnnualGPS v4.10, Unit 4161 and retrofits | 755 | 2272 | Rate Constraint in lbs/MWh | FALSE | L | Annual | Emissions at Affected Plants NOX | Thousand Tons | 0.177 | 0.177 | 0 | 0 | 0.177 | 0 | 0
NJ BLEngland 3- NOx AnnualGPS v4.10, Unit 4161 and retrofits | 755 | 2272 | Rate Constraint in lbs/MWh | FALSE | L | Annual | Allowances Purchased NOX | Thousand Tons | 0 | 0 | 0 | 0 | 0 | 0 | 0
NJ BLEngland 3- NOx AnnualGPS v4.10, Unit 4161 and retrofits | 755 | 2272 | Rate Constraint in lbs/MWh | FALSE | L | Annual | Allowances Sold NOX | Thousand Tons | 0 | 0 | 0 | 0 | 0 | 0 | 0
NJ BLEngland 3- NOx AnnualGPS v4.10, Unit 4161 and retrofits | 755 | 2272 | Rate Constraint in lbs/MWh | FALSE | L | Annual | Allowances Banked | Thousand Tons | 0 | 0 | 0 | 0 | 0 | 0 | 0
NJ BLEngland 3- NOx AnnualGPS v4.10, Unit 4161 and retrofits | 755 | 2272 | Rate Constraint in lbs/MWh | FALSE | L | Annual | Allowances Withdrawn (1:1) | Thousand Tons | 0 | 0 | 0 | 0 | 0 | 0 | 0
NJ BLEngland 3- NOx AnnualGPS v4.10, Unit 4161 and retrofits | 755 | 2272 | Rate Constraint in lbs/MWh | FALSE | L | Annual | Allowances Withdrawn (n:1) | Thousand Tons | 0 | 0 | 0 | 0 | 0 | 0 | 0
NJ BLEngland 3- NOx AnnualGPS v4.10, Unit 4161 and retrofits | 755 | 2272 | Rate Constraint in lbs/MWh | FALSE | L | Annual | Net Emissions Allowance Position | Thousand Tons | 0.177 | 0.177 | 0 | 0 | 0.177 | 0 | 0
NJ BLEngland 3- NOx AnnualGPS v4.10, Unit 4161 and retrofits | 755 | 2272 | Rate Constraint in lbs/MWh | FALSE | L | Annual | Fuel Consumed | TBtu | 1.8951 | 1.8951 | 0 | 0 | 1.8951 | 0 | 0
NJ BLEngland 3- NOx AnnualGPS v4.10, Unit 4161 and retrofits | 755 | 2272 | Rate Constraint in lbs/MWh | FALSE | L | Annual | Rate | lb/MMBtu | 0.1868 | 0.1868 | 0 | 0 | 0.1868 | 0 | 0
NJ BLEngland 3- NOx AnnualGPS v4.10, Unit 4161 and retrofits | 755 | 2272 | Rate Constraint in lbs/MWh | FALSE | L | Annual | Generation | TWh | 0.17857 | 0.17857 | 0 | 0 | 0.17857 | 0 | 0
NJ BLEngland 3- NOx AnnualGPS v4.10, Unit 4161 and retrofits | 755 | 2272 | Rate Constraint in lbs/MWh | FALSE | L | Annual | Qualifying Generation | TWh | 0.17857 | 0.17857 | 0 | 0 | 0.17857 | 0 | 0
NJ BLEngland 3- NOx AnnualGPS v4.10, Unit 4161 and retrofits | 755 | 2272 | Rate Constraint in lbs/MWh | FALSE | L | Annual | Constraint Shadow Price | US2011$/Ton | 0 | 0 | 0 | 0 | 0 | 0 | 0
NJ ChambersCogen- NOx Annual GPS v4.10, Unit 3720 and retrofits | 756 | 2273 | Rate Constraint in lbs/MWh | FALSE | L | Annual | Seasons Included | Seasons | Winter, Summer | Winter, Summer | Winter, Summer | Winter, Summer | Winter, Summer | Winter, Summer | Winter, Summer
NJ ChambersCogen- NOx Annual GPS v4.10, Unit 3720 and retrofits | 756 | 2273 | Rate Constraint in lbs/MWh | FALSE | L | Annual | Standard | lb/MWh | 1.8124 | 1.8124 | 1.8124 | 1.8124 | 1.8124 | 1.8124 | 1.8124
NJ ChambersCogen- NOx Annual GPS v4.10, Unit 3720 and retrofits | 756 | 2273 | Rate Constraint in lbs/MWh | FALSE | L | Annual | Emissions at Affected Plants NOX | Thousand Tons | 0.4441 | 0.4441 | 0.4441 | 0.19321 | 0.15256 | 0 | 0
NJ ChambersCogen- NOx Annual GPS v4.10, Unit 3720 and retrofits | 756 | 2273 | Rate Constraint in lbs/MWh | FALSE | L | Annual | Allowances Purchased NOX | Thousand Tons | 0 | 0 | 0 | 0 | 0 | 0 | 0
NJ ChambersCogen- NOx Annual GPS v4.10, Unit 3720 and retrofits | 756 | 2273 | Rate Constraint in lbs/MWh | FALSE | L | Annual | Allowances Sold NOX | Thousand Tons | 0 | 0 | 0 | 0 | 0 | 0 | 0
NJ ChambersCogen- NOx Annual GPS v4.10, Unit 3720 and retrofits | 756 | 2273 | Rate Constraint in lbs/MWh | FALSE | L | Annual | Allowances Banked | Thousand Tons | 0 | 0 | 0 | 0 | 0 | 0 | 0
NJ ChambersCogen- NOx Annual GPS v4.10, Unit 3720 and retrofits | 756 | 2273 | Rate Constraint in lbs/MWh | FALSE | L | Annual | Allowances Withdrawn (1:1) | Thousand Tons | 0 | 0 | 0 | 0 | 0 | 0 | 0
NJ ChambersCogen- NOx Annual GPS v4.10, Unit 3720 and retrofits | 756 | 2273 | Rate Constraint in lbs/MWh | FALSE | L | Annual | Allowances Withdrawn (n:1) | Thousand Tons | 0 | 0 | 0 | 0 | 0 | 0 | 0
NJ ChambersCogen- NOx Annual GPS v4.10, Unit 3720 and retrofits | 756 | 2273 | Rate Constraint in lbs/MWh | FALSE | L | Annual | Net Emissions Allowance Position | Thousand Tons | 0.4441 | 0.4441 | 0.4441 | 0.19321 | 0.15256 | 0 | 0
NJ ChambersCogen- NOx Annual GPS v4.10, Unit 3720 and retrofits | 756 | 2273 | Rate Constraint in lbs/MWh | FALSE | L | Annual | Fuel Consumed | TBtu | 5.5262 | 5.5262 | 5.5262 | 2.4043 | 1.8984 | 0 | 0
NJ ChambersCogen- NOx Annual GPS v4.10, Unit 3720 and retrofits | 756 | 2273 | Rate Constraint in lbs/MWh | FALSE | L | Annual | Rate | lb/MMBtu | 0.16072 | 0.16072 | 0.16072 | 0.16072 | 0.16072 | 0 | 0
NJ ChambersCogen- NOx Annual GPS v4.10, Unit 3720 and retrofits | 756 | 2273 | Rate Constraint in lbs/MWh | FALSE | L | Annual | Generation | TWh | 0.51854 | 0.51854 | 0.51854 | 0.2256 | 0.17813 | 0 | 0
NJ ChambersCogen- NOx Annual GPS v4.10, Unit 3720 and retrofits | 756 | 2273 | Rate Constraint in lbs/MWh | FALSE | L | Annual | Qualifying Generation | TWh | 0.51854 | 0.51854 | 0.51854 | 0.2256 | 0.17813 | 0 | 0
NJ ChambersCogen- NOx Annual GPS v4.10, Unit 3720 and retrofits | 756 | 2273 | Rate Constraint in lbs/MWh | FALSE | L | Annual | Constraint Shadow Price | US2011$/Ton | 0 | 0 | 0 | 0 | 0 | 0 | 0
NJ ChambersCogen- NOx Annual GPS v4.10, Unit 3721 and retrofits | 757 | 2273 | Rate Constraint in lbs/MWh | FALSE | L | Annual | Seasons Included | Seasons | Winter, Summer | Winter, Summer | Winter, Summer | Winter, Summer | Winter, Summer | Winter, Summer | Winter, Summer
NJ ChambersCogen- NOx Annual GPS v4.10, Unit 3721 and retrofits | 757 | 2273 | Rate Constraint in lbs/MWh | FALSE | L | Annual | Standard | lb/MWh | 1.8124 | 1.8124 | 1.8124 | 1.8124 | 1.8124 | 1.8124 | 1.8124
NJ ChambersCogen- NOx Annual GPS v4.10, Unit 3721 and retrofits | 757 | 2273 | Rate Constraint in lbs/MWh | FALSE | L | Annual | Emissions at Affected Plants NOX | Thousand Tons | 0.19516 | 0.19516 | 0.19516 | 0.16185 | 0.067042 | 0 | 0
NJ ChambersCogen- NOx Annual GPS v4.10, Unit 3721 and retrofits | 757 | 2273 | Rate Constraint in lbs/MWh | FALSE | L | Annual | Allowances Purchased NOX | Thousand Tons | 0 | 0 | 0 | 0 | 0 | 0 | 0
NJ ChambersCogen- NOx Annual GPS v4.10, Unit 3721 and retrofits | 757 | 2273 | Rate Constraint in lbs/MWh | FALSE | L | Annual | Allowances Sold NOX | Thousand Tons | 0 | 0 | 0 | 0 | 0 | 0 | 0
NJ ChambersCogen- NOx Annual GPS v4.10, Unit 3721 and retrofits | 757 | 2273 | Rate Constraint in lbs/MWh | FALSE | L | Annual | Allowances Banked | Thousand Tons | 0 | 0 | 0 | 0 | 0 | 0 | 0
NJ ChambersCogen- NOx Annual GPS v4.10, Unit 3721 and retrofits | 757 | 2273 | Rate Constraint in lbs/MWh | FALSE | L | Annual | Allowances Withdrawn (1:1) | Thousand Tons | 0 | 0 | 0 | 0 | 0 | 0 | 0
NJ ChambersCogen- NOx Annual GPS v4.10, Unit 3721 and retrofits | 757 | 2273 | Rate Constraint in lbs/MWh | FALSE | L | Annual | Allowances Withdrawn (n:1) | Thousand Tons | 0 | 0 | 0 | 0 | 0 | 0 | 0
NJ ChambersCogen- NOx Annual GPS v4.10, Unit 3721 and retrofits | 757 | 2273 | Rate Constraint in lbs/MWh | FALSE | L | Annual | Net Emissions Allowance Position | Thousand Tons | 0.19516 | 0.19516 | 0.19516 | 0.16185 | 0.067042 | 0 | 0
NJ ChambersCogen- NOx Annual GPS v4.10, Unit 3721 and retrofits | 757 | 2273 | Rate Constraint in lbs/MWh | FALSE | L | Annual | Fuel Consumed | TBtu | 2.6286 | 2.6286 | 2.6286 | 2.1799 | 0.90296 | 0 | 0
NJ ChambersCogen- NOx Annual GPS v4.10, Unit 3721 and retrofits | 757 | 2273 | Rate Constraint in lbs/MWh | FALSE | L | Annual | Rate | lb/MMBtu | 0.14849 | 0.14849 | 0.14849 | 0.14849 | 0.14849 | 0 | 0
NJ ChambersCogen- NOx Annual GPS v4.10, Unit 3721 and retrofits | 757 | 2273 | Rate Constraint in lbs/MWh | FALSE | L | Annual | Generation | TWh | 0.24664 | 0.24664 | 0.24664 | 0.20455 | 0.084727 | 0 | 0
NJ ChambersCogen- NOx Annual GPS v4.10, Unit 3721 and retrofits | 757 | 2273 | Rate Constraint in lbs/MWh | FALSE | L | Annual | Qualifying Generation | TWh | 0.24664 | 0.24664 | 0.24664 | 0.20455 | 0.084727 | 0 | 0
NJ ChambersCogen- NOx Annual GPS v4.10, Unit 3721 and retrofits | 757 | 2273 | Rate Constraint in lbs/MWh | FALSE | L | Annual | Constraint Shadow Price | US2011$/Ton | 0 | 0 | 0 | 0 | 0 | 0 | 0
NJ HEDD CC Ngas Units - Nox Rate Annual v5.12, Unit 2990 and retrofits | 758 | 5788 | Rate Constraint in lbs/MWh | FALSE | L | Annual | Seasons Included | Seasons | Winter, Summer | Winter, Summer | Winter, Summer | Winter, Summer | Winter, Summer | Winter, Summer | Winter, Summer
NJ HEDD CC Ngas Units - Nox Rate Annual v5.12, Unit 2990 and retrofits | 758 | 5788 | Rate Constraint in lbs/MWh | FALSE | L | Annual | Standard | lb/MWh | 0.75 | 0.75 | 0.75 | 0.75 | 0.75 | 0.75 | 0.75
NJ HEDD CC Ngas Units - Nox Rate Annual v5.12, Unit 2990 and retrofits | 758 | 5788 | Rate Constraint in lbs/MWh | FALSE | L | Annual | Emissions at Affected Plants NOX | Thousand Tons | 0.013943 | 0.0086911 | 0.0086911 | 0.0086911 | 0.0086911 | 0.0069394 | 0.0069394
NJ HEDD CC Ngas Units - Nox Rate Annual v5.12, Unit 2990 and retrofits | 758 | 5788 | Rate Constraint in lbs/MWh | FALSE | L | Annual | Allowances Purchased NOX | Thousand Tons | 0 | 0 | 0 | 0 | 0 | 0 | 0
NJ HEDD CC Ngas Units - Nox Rate Annual v5.12, Unit 2990 and retrofits | 758 | 5788 | Rate Constraint in lbs/MWh | FALSE | L | Annual | Allowances Sold NOX | Thousand Tons | 0 | 0 | 0 | 0 | 0 | 0 | 0
NJ HEDD CC Ngas Units - Nox Rate Annual v5.12, Unit 2990 and retrofits | 758 | 5788 | Rate Constraint in lbs/MWh | FALSE | L | Annual | Allowances Banked | Thousand Tons | 0 | 0 | 0 | 0 | 0 | 0 | 0
NJ HEDD CC Ngas Units - Nox Rate Annual v5.12, Unit 2990 and retrofits | 758 | 5788 | Rate Constraint in lbs/MWh | FALSE | L | Annual | Allowances Withdrawn (1:1) | Thousand Tons | 0 | 0 | 0 | 0 | 0 | 0 | 0
NJ HEDD CC Ngas Units - Nox Rate Annual v5.12, Unit 2990 and retrofits | 758 | 5788 | Rate Constraint in lbs/MWh | FALSE | L | Annual | Allowances Withdrawn (n:1) | Thousand Tons | 0 | 0 | 0 | 0 | 0 | 0 | 0
NJ HEDD CC Ngas Units - Nox Rate Annual v5.12, Unit 2990 and retrofits | 758 | 5788 | Rate Constraint in lbs/MWh | FALSE | L | Annual | Net Emissions Allowance Position | Thousand Tons | 0.013943 | 0.0086911 | 0.0086911 | 0.0086911 | 0.0086911 | 0.0069394 | 0.0069394
NJ HEDD CC Ngas Units - Nox Rate Annual v5.12, Unit 2990 and retrofits | 758 | 5788 | Rate Constraint in lbs/MWh | FALSE | L | Annual | Fuel Consumed | TBtu | 4.4579 | 2.7788 | 2.7788 | 2.7788 | 2.7788 | 2.2187 | 2.2187
NJ HEDD CC Ngas Units - Nox Rate Annual v5.12, Unit 2990 and retrofits | 758 | 5788 | Rate Constraint in lbs/MWh | FALSE | L | Annual | Rate | lb/MMBtu | 0.0062553 | 0.0062553 | 0.0062553 | 0.0062553 | 0.0062553 | 0.0062553 | 0.0062553
NJ HEDD CC Ngas Units - Nox Rate Annual v5.12, Unit 2990 and retrofits | 758 | 5788 | Rate Constraint in lbs/MWh | FALSE | L | Annual | Generation | TWh | 0.55453 | 0.34566 | 0.34566 | 0.34566 | 0.34566 | 0.27599 | 0.27599
NJ HEDD CC Ngas Units - Nox Rate Annual v5.12, Unit 2990 and retrofits | 758 | 5788 | Rate Constraint in lbs/MWh | FALSE | L | Annual | Qualifying Generation | TWh | 0.55453 | 0.34566 | 0.34566 | 0.34566 | 0.34566 | 0.27599 | 0.27599
NJ HEDD CC Ngas Units - Nox Rate Annual v5.12, Unit 2990 and retrofits | 758 | 5788 | Rate Constraint in lbs/MWh | FALSE | L | Annual | Constraint Shadow Price | US2011$/Ton | 0 | 0 | 0 | 0 | 0 | 0 | 0
NJ HEDD CC Ngas Units - Nox Rate Annual v5.12, Unit 2991 and retrofits | 759 | 5788 | Rate Constraint in lbs/MWh | FALSE | L | Annual | Seasons Included | Seasons | Winter, Summer | Winter, Summer | Winter, Summer | Winter, Summer | Winter, Summer | Winter, Summer | Winter, Summer
NJ HEDD CC Ngas Units - Nox Rate Annual v5.12, Unit 2991 and retrofits | 759 | 5788 | Rate Constraint in lbs/MWh | FALSE | L | Annual | Standard | lb/MWh | 0.75 | 0.75 | 0.75 | 0.75 | 0.75 | 0.75 | 0.75
NJ HEDD CC Ngas Units - Nox Rate Annual v5.12, Unit 2991 and retrofits | 759 | 5788 | Rate Constraint in lbs/MWh | FALSE | L | Annual | Emissions at Affected Plants NOX | Thousand Tons | 0.013943 | 0.0086911 | 0.0086911 | 0.0086911 | 0.0086911 | 0.0069394 | 0.0069394
NJ HEDD CC Ngas Units - Nox Rate Annual v5.12, Unit 2991 and retrofits | 759 | 5788 | Rate Constraint in lbs/MWh | FALSE | L | Annual | Allowances Purchased NOX | Thousand Tons | 0 | 0 | 0 | 0 | 0 | 0 | 0
NJ HEDD CC Ngas Units - Nox Rate Annual v5.12, Unit 2991 and retrofits | 759 | 5788 | Rate Constraint in lbs/MWh | FALSE | L | Annual | Allowances Sold NOX | Thousand Tons | 0 | 0 | 0 | 0 | 0 | 0 | 0
NJ HEDD CC Ngas Units - Nox Rate Annual v5.12, Unit 2991 and retrofits | 759 | 5788 | Rate Constraint in lbs/MWh | FALSE | L | Annual | Allowances Banked | Thousand Tons | 0 | 0 | 0 | 0 | 0 | 0 | 0
NJ HEDD CC Ngas Units - Nox Rate Annual v5.12, Unit 2991 and retrofits | 759 | 5788 | Rate Constraint in lbs/MWh | FALSE | L | Annual | Allowances Withdrawn (1:1) | Thousand Tons | 0 | 0 | 0 | 0 | 0 | 0 | 0
NJ HEDD CC Ngas Units - Nox Rate Annual v5.12, Unit 2991 and retrofits | 759 | 5788 | Rate Constraint in lbs/MWh | FALSE | L | Annual | Allowances Withdrawn (n:1) | Thousand Tons | 0 | 0 | 0 | 0 | 0 | 0 | 0
NJ HEDD CC Ngas Units - Nox Rate Annual v5.12, Unit 2991 and retrofits | 759 | 5788 | Rate Constraint in lbs/MWh | FALSE | L | Annual | Net Emissions Allowance Position | Thousand Tons | 0.013943 | 0.0086911 | 0.0086911 | 0.0086911 | 0.0086911 | 0.0069394 | 0.0069394
NJ HEDD CC Ngas Units - Nox Rate Annual v5.12, Unit 2991 and retrofits | 759 | 5788 | Rate Constraint in lbs/MWh | FALSE | L | Annual | Fuel Consumed | TBtu | 4.4579 | 2.7788 | 2.7788 | 2.7788 | 2.7788 | 2.2187 | 2.2187
NJ HEDD CC Ngas Units - Nox Rate Annual v5.12, Unit 2991 and retrofits | 759 | 5788 | Rate Constraint in lbs/MWh | FALSE | L | Annual | Rate | lb/MMBtu | 0.0062553 | 0.0062553 | 0.0062553 | 0.0062553 | 0.0062553 | 0.0062553 | 0.0062553
NJ HEDD CC Ngas Units - Nox Rate Annual v5.12, Unit 2991 and retrofits | 759 | 5788 | Rate Constraint in lbs/MWh | FALSE | L | Annual | Generation | TWh | 0.55453 | 0.34566 | 0.34566 | 0.34566 | 0.34566 | 0.27599 | 0.27599
NJ HEDD CC Ngas Units - Nox Rate Annual v5.12, Unit 2991 and retrofits | 759 | 5788 | Rate Constraint in lbs/MWh | FALSE | L | Annual | Qualifying Generation | TWh | 0.55453 | 0.34566 | 0.34566 | 0.34566 | 0.34566 | 0.27599 | 0.27599
NJ HEDD CC Ngas Units - Nox Rate Annual v5.12, Unit 2991 and retrofits | 759 | 5788 | Rate Constraint in lbs/MWh | FALSE | L | Annual | Constraint Shadow Price | US2011$/Ton | 0 | 0 | 0 | 0 | 0 | 0 | 0
NJ HEDD CC Ngas Units - Nox Rate Annual v5.12, Unit 2992 and retrofits | 760 | 5788 | Rate Constraint in lbs/MWh | FALSE | L | Annual | Seasons Included | Seasons | Winter, Summer | Winter, Summer | Winter, Summer | Winter, Summer | Winter, Summer | Winter, Summer | Winter, Summer
NJ HEDD CC Ngas Units - Nox Rate Annual v5.12, Unit 2992 and retrofits | 760 | 5788 | Rate Constraint in lbs/MWh | FALSE | L | Annual | Standard | lb/MWh | 0.75 | 0.75 | 0.75 | 0.75 | 0.75 | 0.75 | 0.75
NJ HEDD CC Ngas Units - Nox Rate Annual v5.12, Unit 2992 and retrofits | 760 | 5788 | Rate Constraint in lbs/MWh | FALSE | L | Annual | Emissions at Affected Plants NOX | Thousand Tons | 0.020045 | 0.012495 | 0.012495 | 0.012495 | 0.012495 | 0.0099765 | 0.0099765
NJ HEDD CC Ngas Units - Nox Rate Annual v5.12, Unit 2992 and retrofits | 760 | 5788 | Rate Constraint in lbs/MWh | FALSE | L | Annual | Allowances Purchased NOX | Thousand Tons | 0 | 0 | 0 | 0 | 0 | 0 | 0
NJ HEDD CC Ngas Units - Nox Rate Annual v5.12, Unit 2992 and retrofits | 760 | 5788 | Rate Constraint in lbs/MWh | FALSE | L | Annual | Allowances Sold NOX | Thousand Tons | 0 | 0 | 0 | 0 | 0 | 0 | 0
NJ HEDD CC Ngas Units - Nox Rate Annual v5.12, Unit 2992 and retrofits | 760 | 5788 | Rate Constraint in lbs/MWh | FALSE | L | Annual | Allowances Banked | Thousand Tons | 0 | 0 | 0 | 0 | 0 | 0 | 0
NJ HEDD CC Ngas Units - Nox Rate Annual v5.12, Unit 2992 and retrofits | 760 | 5788 | Rate Constraint in lbs/MWh | FALSE | L | Annual | Allowances Withdrawn (1:1) | Thousand Tons | 0 | 0 | 0 | 0 | 0 | 0 | 0
NJ HEDD CC Ngas Units - Nox Rate Annual v5.12, Unit 2992 and retrofits | 760 | 5788 | Rate Constraint in lbs/MWh | FALSE | L | Annual | Allowances Withdrawn (n:1) | Thousand Tons | 0 | 0 | 0 | 0 | 0 | 0 | 0
NJ HEDD CC Ngas Units - Nox Rate Annual v5.12, Unit 2992 and retrofits | 760 | 5788 | Rate Constraint in lbs/MWh | FALSE | L | Annual | Net Emissions Allowance Position | Thousand Tons | 0.020045 | 0.012495 | 0.012495 | 0.012495 | 0.012495 | 0.0099765 | 0.0099765
NJ HEDD CC Ngas Units - Nox Rate Annual v5.12, Unit 2992 and retrofits | 760 | 5788 | Rate Constraint in lbs/MWh | FALSE | L | Annual | Fuel Consumed | TBtu | 6.4089 | 3.9949 | 3.9949 | 3.9949 | 3.9949 | 3.1897 | 3.1897
NJ HEDD CC Ngas Units - Nox Rate Annual v5.12, Unit 2992 and retrofits | 760 | 5788 | Rate Constraint in lbs/MWh | FALSE | L | Annual | Rate | lb/MMBtu | 0.0062553 | 0.0062553 | 0.0062553 | 0.0062553 | 0.0062553 | 0.0062553 | 0.0062553
NJ HEDD CC Ngas Units - Nox Rate Annual v5.12, Unit 2992 and retrofits | 760 | 5788 | Rate Constraint in lbs/MWh | FALSE | L | Annual | Generation | TWh | 0.79722 | 0.49694 | 0.49694 | 0.49694 | 0.49694 | 0.39678 | 0.39678
NJ HEDD CC Ngas Units - Nox Rate Annual v5.12, Unit 2992 and retrofits | 760 | 5788 | Rate Constraint in lbs/MWh | FALSE | L | Annual | Qualifying Generation | TWh | 0.79722 | 0.49694 | 0.49694 | 0.49694 | 0.49694 | 0.39678 | 0.39678
NJ HEDD CC Ngas Units - Nox Rate Annual v5.12, Unit 2992 and retrofits | 760 | 5788 | Rate Constraint in lbs/MWh | FALSE | L | Annual | Constraint Shadow Price | US2011$/Ton | 0 | 0 | 0 | 0 | 0 | 0 | 0
NJ HEDD CC Ngas Units - Nox Rate Annual v5.12, Unit 2999 and retrofits | 761 | 5788 | Rate Constraint in lbs/MWh | FALSE | L | Annual | Seasons Included | Seasons | Winter, Summer | Winter, Summer | Winter, Summer | Winter, Summer | Winter, Summer | Winter, Summer | Winter, Summer
NJ HEDD CC Ngas Units - Nox Rate Annual v5.12, Unit 2999 and retrofits | 761 | 5788 | Rate Constraint in lbs/MWh | FALSE | L | Annual | Standard | lb/MWh | 0.75 | 0.75 | 0.75 | 0.75 | 0.75 | 0.75 | 0.75
NJ HEDD CC Ngas Units - Nox Rate Annual v5.12, Unit 2999 and retrofits | 761 | 5788 | Rate Constraint in lbs/MWh | FALSE | L | Annual | Emissions at Affected Plants NOX | Thousand Tons | 0.001554 | 0.001554 | 0.001554 | 0.001554 | 0.0012371 | 0.0012371 | 0.0012371
NJ HEDD CC Ngas Units - Nox Rate Annual v5.12, Unit 2999 and retrofits | 761 | 5788 | Rate Constraint in lbs/MWh | FALSE | L | Annual | Allowances Purchased NOX | Thousand Tons | 0 | 0 | 0 | 0 | 0 | 0 | 0
NJ HEDD CC Ngas Units - Nox Rate Annual v5.12, Unit 2999 and retrofits | 761 | 5788 | Rate Constraint in lbs/MWh | FALSE | L | Annual | Allowances Sold NOX | Thousand Tons | 0 | 0 | 0 | 0 | 0 | 0 | 0
NJ HEDD CC Ngas Units - Nox Rate Annual v5.12, Unit 2999 and retrofits | 761 | 5788 | Rate Constraint in lbs/MWh | FALSE | L | Annual | Allowances Banked | Thousand Tons | 0 | 0 | 0 | 0 | 0 | 0 | 0
NJ HEDD CC Ngas Units - Nox Rate Annual v5.12, Unit 2999 and retrofits | 761 | 5788 | Rate Constraint in lbs/MWh | FALSE | L | Annual | Allowances Withdrawn (1:1) | Thousand Tons | 0 | 0 | 0 | 0 | 0 | 0 | 0
NJ HEDD CC Ngas Units - Nox Rate Annual v5.12, Unit 2999 and retrofits | 761 | 5788 | Rate Constraint in lbs/MWh | FALSE | L | Annual | Allowances Withdrawn (n:1) | Thousand Tons | 0 | 0 | 0 | 0 | 0 | 0 | 0
NJ HEDD CC Ngas Units - Nox Rate Annual v5.12, Unit 2999 and retrofits | 761 | 5788 | Rate Constraint in lbs/MWh | FALSE | L | Annual | Net Emissions Allowance Position | Thousand Tons | 0.001554 | 0.001554 | 0.001554 | 0.001554 | 0.0012371 | 0.0012371 | 0.0012371
NJ HEDD CC Ngas Units - Nox Rate Annual v5.12, Unit 2999 and retrofits | 761 | 5788 | Rate Constraint in lbs/MWh | FALSE | L | Annual | Fuel Consumed | TBtu | 0.043159 | 0.043159 | 0.043159 | 0.043159 | 0.034359 | 0.034359 | 0.034359
NJ HEDD CC Ngas Units - Nox Rate Annual v5.12, Unit 2999 and retrofits | 761 | 5788 | Rate Constraint in lbs/MWh | FALSE | L | Annual | Rate | lb/MMBtu | 0.072012 | 0.072012 | 0.072012 | 0.072012 | 0.072012 | 0.072012 | 0.072012
NJ HEDD CC Ngas Units - Nox Rate Annual v5.12, Unit 2999 and retrofits | 761 | 5788 | Rate Constraint in lbs/MWh | FALSE | L | Annual | Generation | TWh | 0.0041439 | 0.0041439 | 0.0041439 | 0.0041439 | 0.003299 | 0.003299 | 0.003299
NJ HEDD CC Ngas Units - Nox Rate Annual v5.12, Unit 2999 and retrofits | 761 | 5788 | Rate Constraint in lbs/MWh | FALSE | L | Annual | Qualifying Generation | TWh | 0.0041439 | 0.0041439 | 0.0041439 | 0.0041439 | 0.003299 | 0.003299 | 0.003299
NJ HEDD CC Ngas Units - Nox Rate Annual v5.12, Unit 2999 and retrofits | 761 | 5788 | Rate Constraint in lbs/MWh | FALSE | L | Annual | Constraint Shadow Price | US2011$/Ton | 870421745720.223 | 768146379259.402 | 198624605839.951 | 509978363413.681 | 815630989196.427 | 0 | 0
NJ HEDD CC Ngas Units - Nox Rate Annual v5.12, Unit 3003 and retrofits | 762 | 5788 | Rate Constraint in lbs/MWh | FALSE | L | Annual | Seasons Included | Seasons | Winter, Summer | Winter, Summer | Winter, Summer | Winter, Summer | Winter, Summer | Winter, Summer | Winter, Summer
NJ HEDD CC Ngas Units - Nox Rate Annual v5.12, Unit 3003 and retrofits | 762 | 5788 | Rate Constraint in lbs/MWh | FALSE | L | Annual | Standard | lb/MWh | 0.75 | 0.75 | 0.75 | 0.75 | 0.75 | 0.75 | 0.75
NJ HEDD CC Ngas Units - Nox Rate Annual v5.12, Unit 3003 and retrofits | 762 | 5788 | Rate Constraint in lbs/MWh | FALSE | L | Annual | Emissions at Affected Plants NOX | Thousand Tons | 0.044797 | 0.027924 | 0.027924 | 0.027924 | 0.027924 | 0.022296 | 0.022296
NJ HEDD CC Ngas Units - Nox Rate Annual v5.12, Unit 3003 and retrofits | 762 | 5788 | Rate Constraint in lbs/MWh | FALSE | L | Annual | Allowances Purchased NOX | Thousand Tons | 0 | 0 | 0 | 0 | 0 | 0 | 0
NJ HEDD CC Ngas Units - Nox Rate Annual v5.12, Unit 3003 and retrofits | 762 | 5788 | Rate Constraint in lbs/MWh | FALSE | L | Annual | Allowances Sold NOX | Thousand Tons | 0 | 0 | 0 | 0 | 0 | 0 | 0
NJ HEDD CC Ngas Units - Nox Rate Annual v5.12, Unit 3003 and retrofits | 762 | 5788 | Rate Constraint in lbs/MWh | FALSE | L | Annual | Allowances Banked | Thousand Tons | 0 | 0 | 0 | 0 | 0 | 0 | 0
NJ HEDD CC Ngas Units - Nox Rate Annual v5.12, Unit 3003 and retrofits | 762 | 5788 | Rate Constraint in lbs/MWh | FALSE | L | Annual | Allowances Withdrawn (1:1) | Thousand Tons | 0 | 0 | 0 | 0 | 0 | 0 | 0
NJ HEDD CC Ngas Units - Nox Rate Annual v5.12, Unit 3003 and retrofits | 762 | 5788 | Rate Constraint in lbs/MWh | FALSE | L | Annual | Allowances Withdrawn (n:1) | Thousand Tons | 0 | 0 | 0 | 0 | 0 | 0 | 0
NJ HEDD CC Ngas Units - Nox Rate Annual v5.12, Unit 3003 and retrofits | 762 | 5788 | Rate Constraint in lbs/MWh | FALSE | L | Annual | Net Emissions Allowance Position | Thousand Tons | 0.044797 | 0.027924 | 0.027924 | 0.027924 | 0.027924 | 0.022296 | 0.022296
NJ HEDD CC Ngas Units - Nox Rate Annual v5.12, Unit 3003 and retrofits | 762 | 5788 | Rate Constraint in lbs/MWh | FALSE | L | Annual | Fuel Consumed | TBtu | 3.0297 | 1.8885 | 1.8885 | 1.8885 | 1.8885 | 1.5079 | 1.5079
NJ HEDD CC Ngas Units - Nox Rate Annual v5.12, Unit 3003 and retrofits | 762 | 5788 | Rate Constraint in lbs/MWh | FALSE | L | Annual | Rate | lb/MMBtu | 0.029572 | 0.029572 | 0.029572 | 0.029572 | 0.029572 | 0.029572 | 0.029572
NJ HEDD CC Ngas Units - Nox Rate Annual v5.12, Unit 3003 and retrofits | 762 | 5788 | Rate Constraint in lbs/MWh | FALSE | L | Annual | Generation | TWh | 0.37688 | 0.23492 | 0.23492 | 0.23492 | 0.23492 | 0.18757 | 0.18757
NJ HEDD CC Ngas Units - Nox Rate Annual v5.12, Unit 3003 and retrofits | 762 | 5788 | Rate Constraint in lbs/MWh | FALSE | L | Annual | Qualifying Generation | TWh | 0.37688 | 0.23492 | 0.23492 | 0.23492 | 0.23492 | 0.18757 | 0.18757
NJ HEDD CC Ngas Units - Nox Rate Annual v5.12, Unit 3003 and retrofits | 762 | 5788 | Rate Constraint in lbs/MWh | FALSE | L | Annual | Constraint Shadow Price | US2011$/Ton | 0 | 0 | 0 | 0 | 0 | 0 | 0
NJ HEDD CC Ngas Units - Nox Rate Annual v5.12, Unit 3004 and retrofits | 763 | 5788 | Rate Constraint in lbs/MWh | FALSE | L | Annual | Seasons Included | Seasons | Winter, Summer | Winter, Summer | Winter, Summer | Winter, Summer | Winter, Summer | Winter, Summer | Winter, Summer
NJ HEDD CC Ngas Units - Nox Rate Annual v5.12, Unit 3004 and retrofits | 763 | 5788 | Rate Constraint in lbs/MWh | FALSE | L | Annual | Standard | lb/MWh | 0.75 | 0.75 | 0.75 | 0.75 | 0.75 | 0.75 | 0.75
NJ HEDD CC Ngas Units - Nox Rate Annual v5.12, Unit 3004 and retrofits | 763 | 5788 | Rate Constraint in lbs/MWh | FALSE | L | Annual | Emissions at Affected Plants NOX | Thousand Tons | 0.044797 | 0.027924 | 0.027924 | 0.027924 | 0.027924 | 0.022296 | 0.022296
NJ HEDD CC Ngas Units - Nox Rate Annual v5.12, Unit 3004 and retrofits | 763 | 5788 | Rate Constraint in lbs/MWh | FALSE | L | Annual | Allowances Purchased NOX | Thousand Tons | 0 | 0 | 0 | 0 | 0 | 0 | 0
NJ HEDD CC Ngas Units - Nox Rate Annual v5.12, Unit 3004 and retrofits | 763 | 5788 | Rate Constraint in lbs/MWh | FALSE | L | Annual | Allowances Sold NOX | Thousand Tons | 0 | 0 | 0 | 0 | 0 | 0 | 0
NJ HEDD CC Ngas Units - Nox Rate Annual v5.12, Unit 3004 and retrofits | 763 | 5788 | Rate Constraint in lbs/MWh | FALSE | L | Annual | Allowances Banked | Thousand Tons | 0 | 0 | 0 | 0 | 0 | 0 | 0
NJ HEDD CC Ngas Units - Nox Rate Annual v5.12, Unit 3004 and retrofits | 763 | 5788 | Rate Constraint in lbs/MWh | FALSE | L | Annual | Allowances Withdrawn (1:1) | Thousand Tons | 0 | 0 | 0 | 0 | 0 | 0 | 0
NJ HEDD CC Ngas Units - Nox Rate Annual v5.12, Unit 3004 and retrofits | 763 | 5788 | Rate Constraint in lbs/MWh | FALSE | L | Annual | Allowances Withdrawn (n:1) | Thousand Tons | 0 | 0 | 0 | 0 | 0 | 0 | 0
NJ HEDD CC Ngas Units - Nox Rate Annual v5.12, Unit 3004 and retrofits | 763 | 5788 | Rate Constraint in lbs/MWh | FALSE | L | Annual | Net Emissions Allowance Position | Thousand Tons | 0.044797 | 0.027924 | 0.027924 | 0.027924 | 0.027924 | 0.022296 | 0.022296
NJ HEDD CC Ngas Units - Nox Rate Annual v5.12, Unit 3004 and retrofits | 763 | 5788 | Rate Constraint in lbs/MWh | FALSE | L | Annual | Fuel Consumed | TBtu | 3.0297 | 1.8885 | 1.8885 | 1.8885 | 1.8885 | 1.5079 | 1.5079
NJ HEDD CC Ngas Units - Nox Rate Annual v5.12, Unit 3004 and retrofits | 763 | 5788 | Rate Constraint in lbs/MWh | FALSE | L | Annual | Rate | lb/MMBtu | 0.029572 | 0.029572 | 0.029572 | 0.029572 | 0.029572 | 0.029572 | 0.029572
NJ HEDD CC Ngas Units - Nox Rate Annual v5.12, Unit 3004 and retrofits | 763 | 5788 | Rate Constraint in lbs/MWh | FALSE | L | Annual | Generation | TWh | 0.37688 | 0.23492 | 0.23492 | 0.23492 | 0.23492 | 0.18757 | 0.18757
NJ HEDD CC Ngas Units - Nox Rate Annual v5.12, Unit 3004 and retrofits | 763 | 5788 | Rate Constraint in lbs/MWh | FALSE | L | Annual | Qualifying Generation | TWh | 0.37688 | 0.23492 | 0.23492 | 0.23492 | 0.23492 | 0.18757 | 0.18757
NJ HEDD CC Ngas Units - Nox Rate Annual v5.12, Unit 3004 and retrofits | 763 | 5788 | Rate Constraint in lbs/MWh | FALSE | L | Annual | Constraint Shadow Price | US2011$/Ton | 0 | 0 | 0 | 0 | 0 | 0 | 0
NJ HEDD CC Ngas Units - Nox Rate Annual v5.12, Unit 3005 and retrofits | 764 | 5788 | Rate Constraint in lbs/MWh | FALSE | L | Annual | Seasons Included | Seasons | Winter, Summer | Winter, Summer | Winter, Summer | Winter, Summer | Winter, Summer | Winter, Summer | Winter, Summer
NJ HEDD CC Ngas Units - Nox Rate Annual v5.12, Unit 3005 and retrofits | 764 | 5788 | Rate Constraint in lbs/MWh | FALSE | L | Annual | Standard | lb/MWh | 0.75 | 0.75 | 0.75 | 0.75 | 0.75 | 0.75 | 0.75
NJ HEDD CC Ngas Units - Nox Rate Annual v5.12, Unit 3005 and retrofits | 764 | 5788 | Rate Constraint in lbs/MWh | FALSE | L | Annual | Emissions at Affected Plants NOX | Thousand Tons | 0.051459 | 0.027924 | 0.027924 | 0.027924 | 0.027924 | 0.022296 | 0.022296
NJ HEDD CC Ngas Units - Nox Rate Annual v5.12, Unit 3005 and retrofits | 764 | 5788 | Rate Constraint in lbs/MWh | FALSE | L | Annual | Allowances Purchased NOX | Thousand Tons | 0 | 0 | 0 | 0 | 0 | 0 | 0
NJ HEDD CC Ngas Units - Nox Rate Annual v5.12, Unit 3005 and retrofits | 764 | 5788 | Rate Constraint in lbs/MWh | FALSE | L | Annual | Allowances Sold NOX | Thousand Tons | 0 | 0 | 0 | 0 | 0 | 0 | 0
NJ HEDD CC Ngas Units - Nox Rate Annual v5.12, Unit 3005 and retrofits | 764 | 5788 | Rate Constraint in lbs/MWh | FALSE | L | Annual | Allowances Banked | Thousand Tons | 0 | 0 | 0 | 0 | 0 | 0 | 0
NJ HEDD CC Ngas Units - Nox Rate Annual v5.12, Unit 3005 and retrofits | 764 | 5788 | Rate Constraint in lbs/MWh | FALSE | L | Annual | Allowances Withdrawn (1:1) | Thousand Tons | 0 | 0 | 0 | 0 | 0 | 0 | 0
NJ HEDD CC Ngas Units - Nox Rate Annual v5.12, Unit 3005 and retrofits | 764 | 5788 | Rate Constraint in lbs/MWh | FALSE | L | Annual | Allowances Withdrawn (n:1) | Thousand Tons | 0 | 0 | 0 | 0 | 0 | 0 | 0
NJ HEDD CC Ngas Units - Nox Rate Annual v5.12, Unit 3005 and retrofits | 764 | 5788 | Rate Constraint in lbs/MWh | FALSE | L | Annual | Net Emissions Allowance Position | Thousand Tons | 0.051459 | 0.027924 | 0.027924 | 0.027924 | 0.027924 | 0.022296 | 0.022296
NJ HEDD CC Ngas Units - Nox Rate Annual v5.12, Unit 3005 and retrofits | 764 | 5788 | Rate Constraint in lbs/MWh | FALSE | L | Annual | Fuel Consumed | TBtu | 3.4802 | 1.8885 | 1.8885 | 1.8885 | 1.8885 | 1.5079 | 1.5079
NJ HEDD CC Ngas Units - Nox Rate Annual v5.12, Unit 3005 and retrofits | 764 | 5788 | Rate Constraint in lbs/MWh | FALSE | L | Annual | Rate | lb/MMBtu | 0.029572 | 0.029572 | 0.029572 | 0.029572 | 0.029572 | 0.029572 | 0.029572
NJ HEDD CC Ngas Units - Nox Rate Annual v5.12, Unit 3005 and retrofits | 764 | 5788 | Rate Constraint in lbs/MWh | FALSE | L | Annual | Generation | TWh | 0.43292 | 0.23492 | 0.23492 | 0.23492 | 0.23492 | 0.18757 | 0.18757
NJ HEDD CC Ngas Units - Nox Rate Annual v5.12, Unit 3005 and retrofits | 764 | 5788 | Rate Constraint in lbs/MWh | FALSE | L | Annual | Qualifying Generation | TWh | 0.43292 | 0.23492 | 0.23492 | 0.23492 | 0.23492 | 0.18757 | 0.18757
NJ HEDD CC Ngas Units - Nox Rate Annual v5.12, Unit 3005 and retrofits | 764 | 5788 | Rate Constraint in lbs/MWh | FALSE | L | Annual | Constraint Shadow Price | US2011$/Ton | 0 | 0 | 0 | 0 | 0 | 0 | 0
NJ HEDD CC Ngas Units - Nox Rate Annual v5.12, Unit 3006 and retrofits | 765 | 5788 | Rate Constraint in lbs/MWh | FALSE | L | Annual | Seasons Included | Seasons | Winter, Summer | Winter, Summer | Winter, Summer | Winter, Summer | Winter, Summer | Winter, Summer | Winter, Summer
NJ HEDD CC Ngas Units - Nox Rate Annual v5.12, Unit 3006 and retrofits | 765 | 5788 | Rate Constraint in lbs/MWh | FALSE | L | Annual | Standard | lb/MWh | 0.75 | 0.75 | 0.75 | 0.75 | 0.75 | 0.75 | 0.75
NJ HEDD CC Ngas Units - Nox Rate Annual v5.12, Unit 3006 and retrofits | 765 | 5788 | Rate Constraint in lbs/MWh | FALSE | L | Annual | Emissions at Affected Plants NOX | Thousand Tons | 0.044797 | 0.027924 | 0.027924 | 0.027924 | 0.027924 | 0.022296 | 0.022296
NJ HEDD CC Ngas Units - Nox Rate Annual v5.12, Unit 3006 and retrofits | 765 | 5788 | Rate Constraint in lbs/MWh | FALSE | L | Annual | Allowances Purchased NOX | Thousand Tons | 0 | 0 | 0 | 0 | 0 | 0 | 0
NJ HEDD CC Ngas Units - Nox Rate Annual v5.12, Unit 3006 and retrofits | 765 | 5788 | Rate Constraint in lbs/MWh | FALSE | L | Annual | Allowances Sold NOX | Thousand Tons | 0 | 0 | 0 | 0 | 0 | 0 | 0
NJ HEDD CC Ngas Units - Nox Rate Annual v5.12, Unit 3006 and retrofits | 765 | 5788 | Rate Constraint in lbs/MWh | FALSE | L | Annual | Allowances Banked | Thousand Tons | 0 | 0 | 0 | 0 | 0 | 0 | 0
NJ HEDD CC Ngas Units - Nox Rate Annual v5.12, Unit 3006 and retrofits | 765 | 5788 | Rate Constraint in lbs/MWh | FALSE | L | Annual | Allowances Withdrawn (1:1) | Thousand Tons | 0 | 0 | 0 | 0 | 0 | 0 | 0
NJ HEDD CC Ngas Units - Nox Rate Annual v5.12, Unit 3006 and retrofits | 765 | 5788 | Rate Constraint in lbs/MWh | FALSE | L | Annual | Allowances Withdrawn (n:1) | Thousand Tons | 0 | 0 | 0 | 0 | 0 | 0 | 0
NJ HEDD CC Ngas Units - Nox Rate Annual v5.12, Unit 3006 and retrofits | 765 | 5788 | Rate Constraint in lbs/MWh | FALSE | L | Annual | Net Emissions Allowance Position | Thousand Tons | 0.044797 | 0.027924 | 0.027924 | 0.027924 | 0.027924 | 0.022296 | 0.022296
NJ HEDD CC Ngas Units - Nox Rate Annual v5.12, Unit 3006 and retrofits | 765 | 5788 | Rate Constraint in lbs/MWh | FALSE | L | Annual | Fuel Consumed | TBtu | 3.0297 | 1.8885 | 1.8885 | 1.8885 | 1.8885 | 1.5079 | 1.5079
NJ HEDD CC Ngas Units - Nox Rate Annual v5.12, Unit 3006 and retrofits | 765 | 5788 | Rate Constraint in lbs/MWh | FALSE | L | Annual | Rate | lb/MMBtu | 0.029572 | 0.029572 | 0.029572 | 0.029572 | 0.029572 | 0.029572 | 0.029572
NJ HEDD CC Ngas Units - Nox Rate Annual v5.12, Unit 3006 and retrofits | 765 | 5788 | Rate Constraint in lbs/MWh | FALSE | L | Annual | Generation | TWh | 0.37688 | 0.23492 | 0.23492 | 0.23492 | 0.23492 | 0.18757 | 0.18757
NJ HEDD CC Ngas Units - Nox Rate Annual v5.12, Unit 3006 and retrofits | 765 | 5788 | Rate Constraint in lbs/MWh | FALSE | L | Annual | Qualifying Generation | TWh | 0.37688 | 0.23492 | 0.23492 | 0.23492 | 0.23492 | 0.18757 | 0.18757
NJ HEDD CC Ngas Units - Nox Rate Annual v5.12, Unit 3006 and retrofits | 765 | 5788 | Rate Constraint in lbs/MWh | FALSE | L | Annual | Constraint Shadow Price | US2011$/Ton | 0 | 0 | 0 | 0 | 0 | 0 | 0
NJ HEDD CC Ngas Units - Nox Rate Annual v5.12, Unit 3007 and retrofits | 766 | 5788 | Rate Constraint in lbs/MWh | FALSE | L | Annual | Seasons Included | Seasons | Winter, Summer | Winter, Summer | Winter, Summer | Winter, Summer | Winter, Summer | Winter, Summer | Winter, Summer
NJ HEDD CC Ngas Units - Nox Rate Annual v5.12, Unit 3007 and retrofits | 766 | 5788 | Rate Constraint in lbs/MWh | FALSE | L | Annual | Standard | lb/MWh | 0.75 | 0.75 | 0.75 | 0.75 | 0.75 | 0.75 | 0.75
NJ HEDD CC Ngas Units - Nox Rate Annual v5.12, Unit 3007 and retrofits | 766 | 5788 | Rate Constraint in lbs/MWh | FALSE | L | Annual | Emissions at Affected Plants NOX | Thousand Tons | 0.098743 | 0.058011 | 0.047707 | 0.047707 | 0.047707 | 0.038092 | 0.038092
NJ HEDD CC Ngas Units - Nox Rate Annual v5.12, Unit 3007 and retrofits | 766 | 5788 | Rate Constraint in lbs/MWh | FALSE | L | Annual | Allowances Purchased NOX | Thousand Tons | 0 | 0 | 0 | 0 | 0 | 0 | 0
NJ HEDD CC Ngas Units - Nox Rate Annual v5.12, Unit 3007 and retrofits | 766 | 5788 | Rate Constraint in lbs/MWh | FALSE | L | Annual | Allowances Sold NOX | Thousand Tons | 0 | 0 | 0 | 0 | 0 | 0 | 0
NJ HEDD CC Ngas Units - Nox Rate Annual v5.12, Unit 3007 and retrofits | 766 | 5788 | Rate Constraint in lbs/MWh | FALSE | L | Annual | Allowances Banked | Thousand Tons | 0 | 0 | 0 | 0 | 0 | 0 | 0
NJ HEDD CC Ngas Units - Nox Rate Annual v5.12, Unit 3007 and retrofits | 766 | 5788 | Rate Constraint in lbs/MWh | FALSE | L | Annual | Allowances Withdrawn (1:1) | Thousand Tons | 0 | 0 | 0 | 0 | 0 | 0 | 0
NJ HEDD CC Ngas Units - Nox Rate Annual v5.12, Unit 3007 and retrofits | 766 | 5788 | Rate Constraint in lbs/MWh | FALSE | L | Annual | Allowances Withdrawn (n:1) | Thousand Tons | 0 | 0 | 0 | 0 | 0 | 0 | 0
NJ HEDD CC Ngas Units - Nox Rate Annual v5.12, Unit 3007 and retrofits | 766 | 5788 | Rate Constraint in lbs/MWh | FALSE | L | Annual | Net Emissions Allowance Position | Thousand Tons | 0.098743 | 0.058011 | 0.047707 | 0.047707 | 0.047707 | 0.038092 | 0.038092
NJ HEDD CC Ngas Units - Nox Rate Annual v5.12, Unit 3007 and retrofits | 766 | 5788 | Rate Constraint in lbs/MWh | FALSE | L | Annual | Fuel Consumed | TBtu | 6.6781 | 3.9234 | 3.2265 | 3.2265 | 3.2265 | 2.5762 | 2.5762
NJ HEDD CC Ngas Units - Nox Rate Annual v5.12, Unit 3007 and retrofits | 766 | 5788 | Rate Constraint in lbs/MWh | FALSE | L | Annual | Rate | lb/MMBtu | 0.029572 | 0.029572 | 0.029572 | 0.029572 | 0.029572 | 0.029572 | 0.029572
NJ HEDD CC Ngas Units - Nox Rate Annual v5.12, Unit 3007 and retrofits | 766 | 5788 | Rate Constraint in lbs/MWh | FALSE | L | Annual | Generation | TWh | 0.83071 | 0.48804 | 0.40135 | 0.40135 | 0.40135 | 0.32046 | 0.32046
NJ HEDD CC Ngas Units - Nox Rate Annual v5.12, Unit 3007 and retrofits | 766 | 5788 | Rate Constraint in lbs/MWh | FALSE | L | Annual | Qualifying Generation | TWh | 0.83071 | 0.48804 | 0.40135 | 0.40135 | 0.40135 | 0.32046 | 0.32046
NJ HEDD CC Ngas Units - Nox Rate Annual v5.12, Unit 3007 and retrofits | 766 | 5788 | Rate Constraint in lbs/MWh | FALSE | L | Annual | Constraint Shadow Price | US2011$/Ton | 0 | 0 | 0 | 0 | 0 | 0 | 0
NJ HEDD CC Ngas Units - Nox Rate Annual v5.12, Unit 3080 and retrofits | 767 | 5788 | Rate Constraint in lbs/MWh | FALSE | L | Annual | Seasons Included | Seasons | Winter, Summer | Winter, Summer | Winter, Summer | Winter, Summer | Winter, Summer | Winter, Summer | Winter, Summer
NJ HEDD CC Ngas Units - Nox Rate Annual v5.12, Unit 3080 and retrofits | 767 | 5788 | Rate Constraint in lbs/MWh | FALSE | L | Annual | Standard | lb/MWh | 0.75 | 0.75 | 0.75 | 0.75 | 0.75 | 0.75 | 0.75
NJ HEDD CC Ngas Units - Nox Rate Annual v5.12, Unit 3080 and retrofits | 767 | 5788 | Rate Constraint in lbs/MWh | FALSE | L | Annual | Emissions at Affected Plants NOX | Thousand Tons | 0.035688 | 0.035688 | 0.035688 | 0.035688 | 0.035688 | 0.035688 | 0.035688
NJ HEDD CC Ngas Units - Nox Rate Annual v5.12, Unit 3080 and retrofits | 767 | 5788 | Rate Constraint in lbs/MWh | FALSE | L | Annual | Allowances Purchased NOX | Thousand Tons | 0 | 0 | 0 | 0 | 0 | 0 | 0
NJ HEDD CC Ngas Units - Nox Rate Annual v5.12, Unit 3080 and retrofits | 767 | 5788 | Rate Constraint in lbs/MWh | FALSE | L | Annual | Allowances Sold NOX | Thousand Tons | 0 | 0 | 0 | 0 | 0 | 0 | 0
NJ HEDD CC Ngas Units - Nox Rate Annual v5.12, Unit 3080 and retrofits | 767 | 5788 | Rate Constraint in lbs/MWh | FALSE | L | Annual | Allowances Banked | Thousand Tons | 0 | 0 | 0 | 0 | 0 | 0 | 0
NJ HEDD CC Ngas Units - Nox Rate Annual v5.12, Unit 3080 and retrofits | 767 | 5788 | Rate Constraint in lbs/MWh | FALSE | L | Annual | Allowances Withdrawn (1:1) | Thousand Tons | 0 | 0 | 0 | 0 | 0 | 0 | 0
NJ HEDD CC Ngas Units - Nox Rate Annual v5.12, Unit 3080 and retrofits | 767 | 5788 | Rate Constraint in lbs/MWh | FALSE | L | Annual | Allowances Withdrawn (n:1) | Thousand Tons | 0 | 0 | 0 | 0 | 0 | 0 | 0
NJ HEDD CC Ngas Units - Nox Rate Annual v5.12, Unit 3080 and retrofits | 767 | 5788 | Rate Constraint in lbs/MWh | FALSE | L | Annual | Net Emissions Allowance Position | Thousand Tons | 0.035688 | 0.035688 | 0.035688 | 0.035688 | 0.035688 | 0.035688 | 0.035688
NJ HEDD CC Ngas Units - Nox Rate Annual v5.12, Unit 3080 and retrofits | 767 | 5788 | Rate Constraint in lbs/MWh | FALSE | L | Annual | Fuel Consumed | TBtu | 4.8649 | 4.8649 | 4.8649 | 4.8649 | 4.8649 | 4.8649 | 4.8649
NJ HEDD CC Ngas Units - Nox Rate Annual v5.12, Unit 3080 and retrofits | 767 | 5788 | Rate Constraint in lbs/MWh | FALSE | L | Annual | Rate | lb/MMBtu | 0.014672 | 0.014672 | 0.014672 | 0.014672 | 0.014672 | 0.014672 | 0.014672
NJ HEDD CC Ngas Units - Nox Rate Annual v5.12, Unit 3080 and retrofits | 767 | 5788 | Rate Constraint in lbs/MWh | FALSE | L | Annual | Generation | TWh | 0.71521 | 0.71521 | 0.71521 | 0.71521 | 0.71521 | 0.71521 | 0.71521
NJ HEDD CC Ngas Units - Nox Rate Annual v5.12, Unit 3080 and retrofits | 767 | 5788 | Rate Constraint in lbs/MWh | FALSE | L | Annual | Qualifying Generation | TWh | 0.71521 | 0.71521 | 0.71521 | 0.71521 | 0.71521 | 0.71521 | 0.71521
NJ HEDD CC Ngas Units - Nox Rate Annual v5.12, Unit 3080 and retrofits | 767 | 5788 | Rate Constraint in lbs/MWh | FALSE | L | Annual | Constraint Shadow Price | US2011$/Ton | 0 | 0 | 0 | 0 | 0 | 0 | 0
NJ HEDD CC Ngas Units - Nox Rate Annual v5.12, Unit 3081 and retrofits | 768 | 5788 | Rate Constraint in lbs/MWh | FALSE | L | Annual | Seasons Included | Seasons | Winter, Summer | Winter, Summer | Winter, Summer | Winter, Summer | Winter, Summer | Winter, Summer | Winter, Summer
NJ HEDD CC Ngas Units - Nox Rate Annual v5.12, Unit 3081 and retrofits | 768 | 5788 | Rate Constraint in lbs/MWh | FALSE | L | Annual | Standard | lb/MWh | 0.75 | 0.75 | 0.75 | 0.75 | 0.75 | 0.75 | 0.75
NJ HEDD CC Ngas Units - Nox Rate Annual v5.12, Unit 3081 and retrofits | 768 | 5788 | Rate Constraint in lbs/MWh | FALSE | L | Annual | Emissions at Affected Plants NOX | Thousand Tons | 0.073843 | 0.073843 | 0.073843 | 0.073843 | 0.073843 | 0.073843 | 0.073843
NJ HEDD CC Ngas Units - Nox Rate Annual v5.12, Unit 3081 and retrofits | 768 | 5788 | Rate Constraint in lbs/MWh | FALSE | L | Annual | Allowances Purchased NOX | Thousand Tons | 0 | 0 | 0 | 0 | 0 | 0 | 0
NJ HEDD CC Ngas Units - Nox Rate Annual v5.12, Unit 3081 and retrofits | 768 | 5788 | Rate Constraint in lbs/MWh | FALSE | L | Annual | Allowances Sold NOX | Thousand Tons | 0 | 0 | 0 | 0 | 0 | 0 | 0
NJ HEDD CC Ngas Units - Nox Rate Annual v5.12, Unit 3081 and retrofits | 768 | 5788 | Rate Constraint in lbs/MWh | FALSE | L | Annual | Allowances Banked | Thousand Tons | 0 | 0 | 0 | 0 | 0 | 0 | 0
NJ HEDD CC Ngas Units - Nox Rate Annual v5.12, Unit 3081 and retrofits | 768 | 5788 | Rate Constraint in lbs/MWh | FALSE | L | Annual | Allowances Withdrawn (1:1) | Thousand Tons | 0 | 0 | 0 | 0 | 0 | 0 | 0
NJ HEDD CC Ngas Units - Nox Rate Annual v5.12, Unit 3081 and retrofits | 768 | 5788 | Rate Constraint in lbs/MWh | FALSE | L | Annual | Allowances Withdrawn (n:1) | Thousand Tons | 0 | 0 | 0 | 0 | 0 | 0 | 0
NJ HEDD CC Ngas Units - Nox Rate Annual v5.12, Unit 3081 and retrofits | 768 | 5788 | Rate Constraint in lbs/MWh | FALSE | L | Annual | Net Emissions Allowance Position | Thousand Tons | 0.073843 | 0.073843 | 0.073843 | 0.073843 | 0.073843 | 0.073843 | 0.073843
NJ HEDD CC Ngas Units - Nox Rate Annual v5.12, Unit 3081 and retrofits | 768 | 5788 | Rate Constraint in lbs/MWh | FALSE | L | Annual | Fuel Consumed | TBtu | 4.6061 | 4.6061 | 4.6061 | 4.6061 | 4.6061 | 4.6061 | 4.6061
NJ HEDD CC Ngas Units - Nox Rate Annual v5.12, Unit 3081 and retrofits | 768 | 5788 | Rate Constraint in lbs/MWh | FALSE | L | Annual | Rate | lb/MMBtu | 0.032063 | 0.032063 | 0.032063 | 0.032063 | 0.032063 | 0.032063 | 0.032063
NJ HEDD CC Ngas Units - Nox Rate Annual v5.12, Unit 3081 and retrofits | 768 | 5788 | Rate Constraint in lbs/MWh | FALSE | L | Annual | Generation | TWh | 0.67717 | 0.67717 | 0.67717 | 0.67717 | 0.67717 | 0.67717 | 0.67717
NJ HEDD CC Ngas Units - Nox Rate Annual v5.12, Unit 3081 and retrofits | 768 | 5788 | Rate Constraint in lbs/MWh | FALSE | L | Annual | Qualifying Generation | TWh | 0.67717 | 0.67717 | 0.67717 | 0.67717 | 0.67717 | 0.67717 | 0.67717
NJ HEDD CC Ngas Units - Nox Rate Annual v5.12, Unit 3081 and retrofits | 768 | 5788 | Rate Constraint in lbs/MWh | FALSE | L | Annual | Constraint Shadow Price | US2011$/Ton | 0 | 0 | 0 | 0 | 0 | 0 | 0
NJ HEDD CC Ngas Units - Nox Rate Annual v5.12, Unit 3082 and retrofits | 769 | 5788 | Rate Constraint in lbs/MWh | FALSE | L | Annual | Seasons Included | Seasons | Winter, Summer | Winter, Summer | Winter, Summer | Winter, Summer | Winter, Summer | Winter, Summer | Winter, Summer
NJ HEDD CC Ngas Units - Nox Rate Annual v5.12, Unit 3082 and retrofits | 769 | 5788 | Rate Constraint in lbs/MWh | FALSE | L | Annual | Standard | lb/MWh | 0.75 | 0.75 | 0.75 | 0.75 | 0.75 | 0.75 | 0.75
NJ HEDD CC Ngas Units - Nox Rate Annual v5.12, Unit 3082 and retrofits | 769 | 5788 | Rate Constraint in lbs/MWh | FALSE | L | Annual | Emissions at Affected Plants NOX | Thousand Tons | 0.077992 | 0.077992 | 0.077992 | 0.077992 | 0.077992 | 0.077992 | 0.077992
NJ HEDD CC Ngas Units - Nox Rate Annual v5.12, Unit 3082 and retrofits | 769 | 5788 | Rate Constraint in lbs/MWh | FALSE | L | Annual | Allowances Purchased NOX | Thousand Tons | 0 | 0 | 0 | 0 | 0 | 0 | 0
NJ HEDD CC Ngas Units - Nox Rate Annual v5.12, Unit 3082 and retrofits | 769 | 5788 | Rate Constraint in lbs/MWh | FALSE | L | Annual | Allowances Sold NOX | Thousand Tons | 0 | 0 | 0 | 0 | 0 | 0 | 0
NJ HEDD CC Ngas Units - Nox Rate Annual v5.12, Unit 3082 and retrofits | 769 | 5788 | Rate Constraint in lbs/MWh | FALSE | L | Annual | Allowances Banked | Thousand Tons | 0 | 0 | 0 | 0 | 0 | 0 | 0
NJ HEDD CC Ngas Units - Nox Rate Annual v5.12, Unit 3082 and retrofits | 769 | 5788 | Rate Constraint in lbs/MWh | FALSE | L | Annual | Allowances Withdrawn (1:1) | Thousand Tons | 0 | 0 | 0 | 0 | 0 | 0 | 0
NJ HEDD CC Ngas Units - Nox Rate Annual v5.12, Unit 3082 and retrofits | 769 | 5788 | Rate Constraint in lbs/MWh | FALSE | L | Annual | Allowances Withdrawn (n:1) | Thousand Tons | 0 | 0 | 0 | 0 | 0 | 0 | 0
NJ HEDD CC Ngas Units - Nox Rate Annual v5.12, Unit 3082 and retrofits | 769 | 5788 | Rate Constraint in lbs/MWh | FALSE | L | Annual | Net Emissions Allowance Position | Thousand Tons | 0.077992 | 0.077992 | 0.077992 | 0.077992 | 0.077992 | 0.077992 | 0.077992
NJ HEDD CC Ngas Units - Nox Rate Annual v5.12, Unit 3082 and retrofits | 769 | 5788 | Rate Constraint in lbs/MWh | FALSE | L | Annual | Fuel Consumed | TBtu | 4.8649 | 4.8649 | 4.8649 | 4.8649 | 4.8649 | 4.8649 | 4.8649
NJ HEDD CC Ngas Units - Nox Rate Annual v5.12, Unit 3082 and retrofits | 769 | 5788 | Rate Constraint in lbs/MWh | FALSE | L | Annual | Rate | lb/MMBtu | 0.032063 | 0.032063 | 0.032063 | 0.032063 | 0.032063 | 0.032063 | 0.032063
NJ HEDD CC Ngas Units - Nox Rate Annual v5.12, Unit 3082 and retrofits | 769 | 5788 | Rate Constraint in lbs/MWh | FALSE | L | Annual | Generation | TWh | 0.71521 | 0.71521 | 0.71521 | 0.71521 | 0.71521 | 0.71521 | 0.71521
NJ HEDD CC Ngas Units - Nox Rate Annual v5.12, Unit 3082 and retrofits | 769 | 5788 | Rate Constraint in lbs/MWh | FALSE | L | Annual | Qualifying Generation | TWh | 0.71521 | 0.71521 | 0.71521 | 0.71521 | 0.71521 | 0.71521 | 0.71521
NJ HEDD CC Ngas Units - Nox Rate Annual v5.12, Unit 3082 and retrofits | 769 | 5788 | Rate Constraint in lbs/MWh | FALSE | L | Annual | Constraint Shadow Price | US2011$/Ton | 0 | 0 | 0 | 0 | 0 | 0 | 0
NJ HEDD CC Ngas Units - Nox Rate Annual v5.12, Unit 3083 and retrofits | 770 | 5788 | Rate Constraint in lbs/MWh | FALSE | L | Annual | Seasons Included | Seasons | Winter, Summer | Winter, Summer | Winter, Summer | Winter, Summer | Winter, Summer | Winter, Summer | Winter, Summer
NJ HEDD CC Ngas Units - Nox Rate Annual v5.12, Unit 3083 and retrofits | 770 | 5788 | Rate Constraint in lbs/MWh | FALSE | L | Annual | Standard | lb/MWh | 0.75 | 0.75 | 0.75 | 0.75 | 0.75 | 0.75 | 0.75
NJ HEDD CC Ngas Units - Nox Rate Annual v5.12, Unit 3083 and retrofits | 770 | 5788 | Rate Constraint in lbs/MWh | FALSE | L | Annual | Emissions at Affected Plants NOX | Thousand Tons | 0.074439 | 0.074439 | 0.074439 | 0.074439 | 0.074439 | 0.074439 | 0.074439
NJ HEDD CC Ngas Units - Nox Rate Annual v5.12, Unit 3083 and retrofits | 770 | 5788 | Rate Constraint in lbs/MWh | FALSE | L | Annual | Allowances Purchased NOX | Thousand Tons | 0 | 0 | 0 | 0 | 0 | 0 | 0
NJ HEDD CC Ngas Units - Nox Rate Annual v5.12, Unit 3083 and retrofits | 770 | 5788 | Rate Constraint in lbs/MWh | FALSE | L | Annual | Allowances Sold NOX | Thousand Tons | 0 | 0 | 0 | 0 | 0 | 0 | 0
NJ HEDD CC Ngas Units - Nox Rate Annual v5.12, Unit 3083 and retrofits | 770 | 5788 | Rate Constraint in lbs/MWh | FALSE | L | Annual | Allowances Banked | Thousand Tons | 0 | 0 | 0 | 0 | 0 | 0 | 0
NJ HEDD CC Ngas Units - Nox Rate Annual v5.12, Unit 3083 and retrofits | 770 | 5788 | Rate Constraint in lbs/MWh | FALSE | L | Annual | Allowances Withdrawn (1:1) | Thousand Tons | 0 | 0 | 0 | 0 | 0 | 0 | 0
NJ HEDD CC Ngas Units - Nox Rate Annual v5.12, Unit 3083 and retrofits | 770 | 5788 | Rate Constraint in lbs/MWh | FALSE | L | Annual | Allowances Withdrawn (n:1) | Thousand Tons | 0 | 0 | 0 | 0 | 0 | 0 | 0
NJ HEDD CC Ngas Units - Nox Rate Annual v5.12, Unit 3083 and retrofits | 770 | 5788 | Rate Constraint in lbs/MWh | FALSE | L | Annual | Net Emissions Allowance Position | Thousand Tons | 0.074439 | 0.074439 | 0.074439 | 0.074439 | 0.074439 | 0.074439 | 0.074439
NJ HEDD CC Ngas Units - Nox Rate Annual v5.12, Unit 3083 and retrofits | 770 | 5788 | Rate Constraint in lbs/MWh | FALSE | L | Annual | Fuel Consumed | TBtu | 4.6061 | 4.6061 | 4.6061 | 4.6061 | 4.6061 | 4.6061 | 4.6061
NJ HEDD CC Ngas Units - Nox Rate Annual v5.12, Unit 3083 and retrofits | 770 | 5788 | Rate Constraint in lbs/MWh | FALSE | L | Annual | Rate | lb/MMBtu | 0.032322 | 0.032322 | 0.032322 | 0.032322 | 0.032322 | 0.032322 | 0.032322
NJ HEDD CC Ngas Units - Nox Rate Annual v5.12, Unit 3083 and retrofits | 770 | 5788 | Rate Constraint in lbs/MWh | FALSE | L | Annual | Generation | TWh | 0.67717 | 0.67717 | 0.67717 | 0.67717 | 0.67717 | 0.67717 | 0.67717
NJ HEDD CC Ngas Units - Nox Rate Annual v5.12, Unit 3083 and retrofits | 770 | 5788 | Rate Constraint in lbs/MWh | FALSE | L | Annual | Qualifying Generation | TWh | 0.67717 | 0.67717 | 0.67717 | 0.67717 | 0.67717 | 0.67717 | 0.67717
NJ HEDD CC Ngas Units - Nox Rate Annual v5.12, Unit 3083 and retrofits | 770 | 5788 | Rate Constraint in lbs/MWh | FALSE | L | Annual | Constraint Shadow Price | US2011$/Ton | 0 | 0 | 0 | 0 | 0 | 0 | 0
NJ HEDD CC Ngas Units - Nox Rate Annual v5.12, Unit 3084 and retrofits | 771 | 5788 | Rate Constraint in lbs/MWh | FALSE | L | Annual | Seasons Included | Seasons | Winter, Summer | Winter, Summer | Winter, Summer | Winter, Summer | Winter, Summer | Winter, Summer | Winter, Summer
NJ HEDD CC Ngas Units - Nox Rate Annual v5.12, Unit 3084 and retrofits | 771 | 5788 | Rate Constraint in lbs/MWh | FALSE | L | Annual | Standard | lb/MWh | 0.75 | 0.75 | 0.75 | 0.75 | 0.75 | 0.75 | 0.75
NJ HEDD CC Ngas Units - Nox Rate Annual v5.12, Unit 3084 and retrofits | 771 | 5788 | Rate Constraint in lbs/MWh | FALSE | L | Annual | Emissions at Affected Plants NOX | Thousand Tons | 0.033789 | 0.033789 | 0.033789 | 0.033789 | 0.033789 | 0.033789 | 0.033789
NJ HEDD CC Ngas Units - Nox Rate Annual v5.12, Unit 3084 and retrofits | 771 | 5788 | Rate Constraint in lbs/MWh | FALSE | L | Annual | Allowances Purchased NOX | Thousand Tons | 0 | 0 | 0 | 0 | 0 | 0 | 0
NJ HEDD CC Ngas Units - Nox Rate Annual v5.12, Unit 3084 and retrofits | 771 | 5788 | Rate Constraint in lbs/MWh | FALSE | L | Annual | Allowances Sold NOX | Thousand Tons | 0 | 0 | 0 | 0 | 0 | 0 | 0
NJ HEDD CC Ngas Units - Nox Rate Annual v5.12, Unit 3084 and retrofits | 771 | 5788 | Rate Constraint in lbs/MWh | FALSE | L | Annual | Allowances Banked | Thousand Tons | 0 | 0 | 0 | 0 | 0 | 0 | 0
NJ HEDD CC Ngas Units - Nox Rate Annual v5.12, Unit 3084 and retrofits | 771 | 5788 | Rate Constraint in lbs/MWh | FALSE | L | Annual | Allowances Withdrawn (1:1) | Thousand Tons | 0 | 0 | 0 | 0 | 0 | 0 | 0
NJ HEDD CC Ngas Units - Nox Rate Annual v5.12, Unit 3084 and retrofits | 771 | 5788 | Rate Constraint in lbs/MWh | FALSE | L | Annual | Allowances Withdrawn (n:1) | Thousand Tons | 0 | 0 | 0 | 0 | 0 | 0 | 0
NJ HEDD CC Ngas Units - Nox Rate Annual v5.12, Unit 3084 and retrofits | 771 | 5788 | Rate Constraint in lbs/MWh | FALSE | L | Annual | Net Emissions Allowance Position | Thousand Tons | 0.033789 | 0.033789 | 0.033789 | 0.033789 | 0.033789 | 0.033789 | 0.033789
NJ HEDD CC Ngas Units - Nox Rate Annual v5.12, Unit 3084 and retrofits | 771 | 5788 | Rate Constraint in lbs/MWh | FALSE | L | Annual | Fuel Consumed | TBtu | 4.6061 | 4.6061 | 4.6061 | 4.6061 | 4.6061 | 4.6061 | 4.6061
NJ HEDD CC Ngas Units - Nox Rate Annual v5.12, Unit 3084 and retrofits | 771 | 5788 | Rate Constraint in lbs/MWh | FALSE | L | Annual | Rate | lb/MMBtu | 0.014672 | 0.014672 | 0.014672 | 0.014672 | 0.014672 | 0.014672 | 0.014672
NJ HEDD CC Ngas Units - Nox Rate Annual v5.12, Unit 3084 and retrofits | 771 | 5788 | Rate Constraint in lbs/MWh | FALSE | L | Annual | Generation | TWh | 0.67717 | 0.67717 | 0.67717 | 0.67717 | 0.67717 | 0.67717 | 0.67717
NJ HEDD CC Ngas Units - Nox Rate Annual v5.12, Unit 3084 and retrofits | 771 | 5788 | Rate Constraint in lbs/MWh | FALSE | L | Annual | Qualifying Generation | TWh | 0.67717 | 0.67717 | 0.67717 | 0.67717 | 0.67717 | 0.67717 | 0.67717
NJ HEDD CC Ngas Units - Nox Rate Annual v5.12, Unit 3084 and retrofits | 771 | 5788 | Rate Constraint in lbs/MWh | FALSE | L | Annual | Constraint Shadow Price | US2011$/Ton | 0 | 0 | 0 | 0 | 0 | 0 | 0
NJ HEDD CC Ngas Units - Nox Rate Annual v5.12, Unit 3085 and retrofits | 772 | 5788 | Rate Constraint in lbs/MWh | FALSE | L | Annual | Seasons Included | Seasons | Winter, Summer | Winter, Summer | Winter, Summer | Winter, Summer | Winter, Summer | Winter, Summer | Winter, Summer
NJ HEDD CC Ngas Units - Nox Rate Annual v5.12, Unit 3085 and retrofits | 772 | 5788 | Rate Constraint in lbs/MWh | FALSE | L | Annual | Standard | lb/MWh | 0.75 | 0.75 | 0.75 | 0.75 | 0.75 | 0.75 | 0.75
NJ HEDD CC Ngas Units - Nox Rate Annual v5.12, Unit 3085 and retrofits | 772 | 5788 | Rate Constraint in lbs/MWh | FALSE | L | Annual | Emissions at Affected Plants NOX | Thousand Tons | 0.078621 | 0.078621 | 0.078621 | 0.078621 | 0.078621 | 0.078621 | 0.078621
NJ HEDD CC Ngas Units - Nox Rate Annual v5.12, Unit 3085 and retrofits | 772 | 5788 | Rate Constraint in lbs/MWh | FALSE | L | Annual | Allowances Purchased NOX | Thousand Tons | 0 | 0 | 0 | 0 | 0 | 0 | 0
NJ HEDD CC Ngas Units - Nox Rate Annual v5.12, Unit 3085 and retrofits | 772 | 5788 | Rate Constraint in lbs/MWh | FALSE | L | Annual | Allowances Sold NOX | Thousand Tons | 0 | 0 | 0 | 0 | 0 | 0 | 0
NJ HEDD CC Ngas Units - Nox Rate Annual v5.12, Unit 3085 and retrofits | 772 | 5788 | Rate Constraint in lbs/MWh | FALSE | L | Annual | Allowances Banked | Thousand Tons | 0 | 0 | 0 | 0 | 0 | 0 | 0
NJ HEDD CC Ngas Units - Nox Rate Annual v5.12, Unit 3085 and retrofits | 772 | 5788 | Rate Constraint in lbs/MWh | FALSE | L | Annual | Allowances Withdrawn (1:1) | Thousand Tons | 0 | 0 | 0 | 0 | 0 | 0 | 0
NJ HEDD CC Ngas Units - Nox Rate Annual v5.12, Unit 3085 and retrofits | 772 | 5788 | Rate Constraint in lbs/MWh | FALSE | L | Annual | Allowances Withdrawn (n:1) | Thousand Tons | 0 | 0 | 0 | 0 | 0 | 0 | 0
NJ HEDD CC Ngas Units - Nox Rate Annual v5.12, Unit 3085 and retrofits | 772 | 5788 | Rate Constraint in lbs/MWh | FALSE | L | Annual | Net Emissions Allowance Position | Thousand Tons | 0.078621 | 0.078621 | 0.078621 | 0.078621 | 0.078621 | 0.078621 | 0.078621
NJ HEDD CC Ngas Units - Nox Rate Annual v5.12, Unit 3085 and retrofits | 772 | 5788 | Rate Constraint in lbs/MWh | FALSE | L | Annual | Fuel Consumed | TBtu | 4.8649 | 4.8649 | 4.8649 | 4.8649 | 4.8649 | 4.8649 | 4.8649
NJ HEDD CC Ngas Units - Nox Rate Annual v5.12, Unit 3085 and retrofits | 772 | 5788 | Rate Constraint in lbs/MWh | FALSE | L | Annual | Rate | lb/MMBtu | 0.032322 | 0.032322 | 0.032322 | 0.032322 | 0.032322 | 0.032322 | 0.032322
NJ HEDD CC Ngas Units - Nox Rate Annual v5.12, Unit 3085 and retrofits | 772 | 5788 | Rate Constraint in lbs/MWh | FALSE | L | Annual | Generation | TWh | 0.71521 | 0.71521 | 0.71521 | 0.71521 | 0.71521 | 0.71521 | 0.71521
NJ HEDD CC Ngas Units - Nox Rate Annual v5.12, Unit 3085 and retrofits | 772 | 5788 | Rate Constraint in lbs/MWh | FALSE | L | Annual | Qualifying Generation | TWh | 0.71521 | 0.71521 | 0.71521 | 0.71521 | 0.71521 | 0.71521 | 0.71521
NJ HEDD CC Ngas Units - Nox Rate Annual v5.12, Unit 3085 and retrofits | 772 | 5788 | Rate Constraint in lbs/MWh | FALSE | L | Annual | Constraint Shadow Price | US2011$/Ton | 0 | 0 | 0 | 0 | 0 | 0 | 0
NJ HEDD CC Ngas Units - Nox Rate Annual v5.12, Unit 3086 and retrofits | 773 | 5788 | Rate Constraint in lbs/MWh | FALSE | L | Annual | Seasons Included | Seasons | Winter, Summer | Winter, Summer | Winter, Summer | Winter, Summer | Winter, Summer | Winter, Summer | Winter, Summer
NJ HEDD CC Ngas Units - Nox Rate Annual v5.12, Unit 3086 and retrofits | 773 | 5788 | Rate Constraint in lbs/MWh | FALSE | L | Annual | Standard | lb/MWh | 0.75 | 0.75 | 0.75 | 0.75 | 0.75 | 0.75 | 0.75
NJ HEDD CC Ngas Units - Nox Rate Annual v5.12, Unit 3086 and retrofits | 773 | 5788 | Rate Constraint in lbs/MWh | FALSE | L | Annual | Emissions at Affected Plants NOX | Thousand Tons | 0.078621 | 0.078621 | 0.078621 | 0.078621 | 0.078621 | 0.078621 | 0.078621
NJ HEDD CC Ngas Units - Nox Rate Annual v5.12, Unit 3086 and retrofits | 773 | 5788 | Rate Constraint in lbs/MWh | FALSE | L | Annual | Allowances Purchased NOX | Thousand Tons | 0 | 0 | 0 | 0 | 0 | 0 | 0
NJ HEDD CC Ngas Units - Nox Rate Annual v5.12, Unit 3086 and retrofits | 773 | 5788 | Rate Constraint in lbs/MWh | FALSE | L | Annual | Allowances Sold NOX | Thousand Tons | 0 | 0 | 0 | 0 | 0 | 0 | 0
NJ HEDD CC Ngas Units - Nox Rate Annual v5.12, Unit 3086 and retrofits | 773 | 5788 | Rate Constraint in lbs/MWh | FALSE | L | Annual | Allowances Banked | Thousand Tons | 0 | 0 | 0 | 0 | 0 | 0 | 0
NJ HEDD CC Ngas Units - Nox Rate Annual v5.12, Unit 3086 and retrofits | 773 | 5788 | Rate Constraint in lbs/MWh | FALSE | L | Annual | Allowances Withdrawn (1:1) | Thousand Tons | 0 | 0 | 0 | 0 | 0 | 0 | 0
NJ HEDD CC Ngas Units - Nox Rate Annual v5.12, Unit 3086 and retrofits | 773 | 5788 | Rate Constraint in lbs/MWh | FALSE | L | Annual | Allowances Withdrawn (n:1) | Thousand Tons | 0 | 0 | 0 | 0 | 0 | 0 | 0
NJ HEDD CC Ngas Units - Nox Rate Annual v5.12, Unit 3086 and retrofits | 773 | 5788 | Rate Constraint in lbs/MWh | FALSE | L | Annual | Net Emissions Allowance Position | Thousand Tons | 0.078621 | 0.078621 | 0.078621 | 0.078621 | 0.078621 | 0.078621 | 0.078621
NJ HEDD CC Ngas Units - Nox Rate Annual v5.12, Unit 3086 and retrofits | 773 | 5788 | Rate Constraint in lbs/MWh | FALSE | L | Annual | Fuel Consumed | TBtu | 4.8649 | 4.8649 | 4.8649 | 4.8649 | 4.8649 | 4.8649 | 4.8649
NJ HEDD CC Ngas Units - Nox Rate Annual v5.12, Unit 3086 and retrofits | 773 | 5788 | Rate Constraint in lbs/MWh | FALSE | L | Annual | Rate | lb/MMBtu | 0.032322 | 0.032322 | 0.032322 | 0.032322 | 0.032322 | 0.032322 | 0.032322
NJ HEDD CC Ngas Units - Nox Rate Annual v5.12, Unit 3086 and retrofits | 773 | 5788 | Rate Constraint in lbs/MWh | FALSE | L | Annual | Generation | TWh | 0.71521 | 0.71521 | 0.71521 | 0.71521 | 0.71521 | 0.71521 | 0.71521
NJ HEDD CC Ngas Units - Nox Rate Annual v5.12, Unit 3086 and retrofits | 773 | 5788 | Rate Constraint in lbs/MWh | FALSE | L | Annual | Qualifying Generation | TWh | 0.71521 | 0.71521 | 0.71521 | 0.71521 | 0.71521 | 0.71521 | 0.71521
NJ HEDD CC Ngas Units - Nox Rate Annual v5.12, Unit 3086 and retrofits | 773 | 5788 | Rate Constraint in lbs/MWh | FALSE | L | Annual | Constraint Shadow Price | US2011$/Ton | 0 | 0 | 0 | 0 | 0 | 0 | 0
NJ HEDD CC Ngas Units - Nox Rate Annual v5.12, Unit 3087 and retrofits | 774 | 5788 | Rate Constraint in lbs/MWh | FALSE | L | Annual | Seasons Included | Seasons | Winter, Summer | Winter, Summer | Winter, Summer | Winter, Summer | Winter, Summer | Winter, Summer | Winter, Summer
NJ HEDD CC Ngas Units - Nox Rate Annual v5.12, Unit 3087 and retrofits | 774 | 5788 | Rate Constraint in lbs/MWh | FALSE | L | Annual | Standard | lb/MWh | 0.75 | 0.75 | 0.75 | 0.75 | 0.75 | 0.75 | 0.75
NJ HEDD CC Ngas Units - Nox Rate Annual v5.12, Unit 3087 and retrofits | 774 | 5788 | Rate Constraint in lbs/MWh | FALSE | L | Annual | Emissions at Affected Plants NOX | Thousand Tons | 0.077992 | 0.077992 | 0.077992 | 0.077992 | 0.077992 | 0.077992 | 0.077992
NJ HEDD CC Ngas Units - Nox Rate Annual v5.12, Unit 3087 and retrofits | 774 | 5788 | Rate Constraint in lbs/MWh | FALSE | L | Annual | Allowances Purchased NOX | Thousand Tons | 0 | 0 | 0 | 0 | 0 | 0 | 0
NJ HEDD CC Ngas Units - Nox Rate Annual v5.12, Unit 3087 and retrofits | 774 | 5788 | Rate Constraint in lbs/MWh | FALSE | L | Annual | Allowances Sold NOX | Thousand Tons | 0 | 0 | 0 | 0 | 0 | 0 | 0
NJ HEDD CC Ngas Units - Nox Rate Annual v5.12, Unit 3087 and retrofits | 774 | 5788 | Rate Constraint in lbs/MWh | FALSE | L | Annual | Allowances Banked | Thousand Tons | 0 | 0 | 0 | 0 | 0 | 0 | 0
NJ HEDD CC Ngas Units - Nox Rate Annual v5.12, Unit 3087 and retrofits | 774 | 5788 | Rate Constraint in lbs/MWh | FALSE | L | Annual | Allowances Withdrawn (1:1) | Thousand Tons | 0 | 0 | 0 | 0 | 0 | 0 | 0
NJ HEDD CC Ngas Units - Nox Rate Annual v5.12, Unit 3087 and retrofits | 774 | 5788 | Rate Constraint in lbs/MWh | FALSE | L | Annual | Allowances Withdrawn (n:1) | Thousand Tons | 0 | 0 | 0 | 0 | 0 | 0 | 0
NJ HEDD CC Ngas Units - Nox Rate Annual v5.12, Unit 3087 and retrofits | 774 | 5788 | Rate Constraint in lbs/MWh | FALSE | L | Annual | Net Emissions Allowance Position | Thousand Tons | 0.077992 | 0.077992 | 0.077992 | 0.077992 | 0.077992 | 0.077992 | 0.077992
NJ HEDD CC Ngas Units - Nox Rate Annual v5.12, Unit 3087 and retrofits | 774 | 5788 | Rate Constraint in lbs/MWh | FALSE | L | Annual | Fuel Consumed | TBtu | 4.8649 | 4.8649 | 4.8649 | 4.8649 | 4.8649 | 4.8649 | 4.8649
NJ HEDD CC Ngas Units - Nox Rate Annual v5.12, Unit 3087 and retrofits | 774 | 5788 | Rate Constraint in lbs/MWh | FALSE | L | Annual | Rate | lb/MMBtu | 0.032063 | 0.032063 | 0.032063 | 0.032063 | 0.032063 | 0.032063 | 0.032063
NJ HEDD CC Ngas Units - Nox Rate Annual v5.12, Unit 3087 and retrofits | 774 | 5788 | Rate Constraint in lbs/MWh | FALSE | L | Annual | Generation | TWh | 0.71521 | 0.71521 | 0.71521 | 0.71521 | 0.71521 | 0.71521 | 0.71521
NJ HEDD CC Ngas Units - Nox Rate Annual v5.12, Unit 3087 and retrofits | 774 | 5788 | Rate Constraint in lbs/MWh | FALSE | L | Annual | Qualifying Generation | TWh | 0.71521 | 0.71521 | 0.71521 | 0.71521 | 0.71521 | 0.71521 | 0.71521
NJ HEDD CC Ngas Units - Nox Rate Annual v5.12, Unit 3087 and retrofits | 774 | 5788 | Rate Constraint in lbs/MWh | FALSE | L | Annual | Constraint Shadow Price | US2011$/Ton | 0 | 0 | 0 | 0 | 0 | 0 | 0
NJ HEDD CC Ngas Units - Nox Rate Annual v5.12, Unit 3088 and retrofits | 775 | 5788 | Rate Constraint in lbs/MWh | FALSE | L | Annual | Seasons Included | Seasons | Winter, Summer | Winter, Summer | Winter, Summer | Winter, Summer | Winter, Summer | Winter, Summer | Winter, Summer
NJ HEDD CC Ngas Units - Nox Rate Annual v5.12, Unit 3088 and retrofits | 775 | 5788 | Rate Constraint in lbs/MWh | FALSE | L | Annual | Standard | lb/MWh | 0.75 | 0.75 | 0.75 | 0.75 | 0.75 | 0.75 | 0.75
NJ HEDD CC Ngas Units - Nox Rate Annual v5.12, Unit 3088 and retrofits | 775 | 5788 | Rate Constraint in lbs/MWh | FALSE | L | Annual | Emissions at Affected Plants NOX | Thousand Tons | 0.060365 | 0.060365 | 0.060365 | 0.060365 | 0.060365 | 0.060365 | 0.060365
NJ HEDD CC Ngas Units - Nox Rate Annual v5.12, Unit 3088 and retrofits | 775 | 5788 | Rate Constraint in lbs/MWh | FALSE | L | Annual | Allowances Purchased NOX | Thousand Tons | 0 | 0 | 0 | 0 | 0 | 0 | 0
NJ HEDD CC Ngas Units - Nox Rate Annual v5.12, Unit 3088 and retrofits | 775 | 5788 | Rate Constraint in lbs/MWh | FALSE | L | Annual | Allowances Sold NOX | Thousand Tons | 0 | 0 | 0 | 0 | 0 | 0 | 0
NJ HEDD CC Ngas Units - Nox Rate Annual v5.12, Unit 3088 and retrofits | 775 | 5788 | Rate Constraint in lbs/MWh | FALSE | L | Annual | Allowances Banked | Thousand Tons | 0 | 0 | 0 | 0 | 0 | 0 | 0
NJ HEDD CC Ngas Units - Nox Rate Annual v5.12, Unit 3088 and retrofits | 775 | 5788 | Rate Constraint in lbs/MWh | FALSE | L | Annual | Allowances Withdrawn (1:1) | Thousand Tons | 0 | 0 | 0 | 0 | 0 | 0 | 0
NJ HEDD CC Ngas Units - Nox Rate Annual v5.12, Unit 3088 and retrofits | 775 | 5788 | Rate Constraint in lbs/MWh | FALSE | L | Annual | Allowances Withdrawn (n:1) | Thousand Tons | 0 | 0 | 0 | 0 | 0 | 0 | 0
NJ HEDD CC Ngas Units - Nox Rate Annual v5.12, Unit 3088 and retrofits | 775 | 5788 | Rate Constraint in lbs/MWh | FALSE | L | Annual | Net Emissions Allowance Position | Thousand Tons | 0.060365 | 0.060365 | 0.060365 | 0.060365 | 0.060365 | 0.060365 | 0.060365
NJ HEDD CC Ngas Units - Nox Rate Annual v5.12, Unit 3088 and retrofits | 775 | 5788 | Rate Constraint in lbs/MWh | FALSE | L | Annual | Fuel Consumed | TBtu | 8.2289 | 8.2289 | 8.2289 | 8.2289 | 8.2289 | 8.2289 | 8.2289
NJ HEDD CC Ngas Units - Nox Rate Annual v5.12, Unit 3088 and retrofits | 775 | 5788 | Rate Constraint in lbs/MWh | FALSE | L | Annual | Rate | lb/MMBtu | 0.014672 | 0.014672 | 0.014672 | 0.014672 | 0.014672 | 0.014672 | 0.014672
NJ HEDD CC Ngas Units - Nox Rate Annual v5.12, Unit 3088 and retrofits | 775 | 5788 | Rate Constraint in lbs/MWh | FALSE | L | Annual | Generation | TWh | 1.2098 | 1.2098 | 1.2098 | 1.2098 | 1.2098 | 1.2098 | 1.2098
NJ HEDD CC Ngas Units - Nox Rate Annual v5.12, Unit 3088 and retrofits | 775 | 5788 | Rate Constraint in lbs/MWh | FALSE | L | Annual | Qualifying Generation | TWh | 1.2098 | 1.2098 | 1.2098 | 1.2098 | 1.2098 | 1.2098 | 1.2098
NJ HEDD CC Ngas Units - Nox Rate Annual v5.12, Unit 3088 and retrofits | 775 | 5788 | Rate Constraint in lbs/MWh | FALSE | L | Annual | Constraint Shadow Price | US2011$/Ton | 0 | 0 | 0 | 0 | 0 | 0 | 0
NJ LoganGen- NOx Annual GPS v4.10, Unit 3722 and retrofits | 776 | 2278 | Rate Constraint in lbs/MWh | FALSE | L | Annual | Seasons Included | Seasons | Winter, Summer | Winter, Summer | Winter, Summer | Winter, Summer | Winter, Summer | Winter, Summer | Winter, Summer
NJ LoganGen- NOx Annual GPS v4.10, Unit 3722 and retrofits | 776 | 2278 | Rate Constraint in lbs/MWh | FALSE | L | Annual | Standard | lb/MWh | 1.5414 | 1.5414 | 1.5414 | 1.5414 | 1.5414 | 1.5414 | 1.5414
NJ LoganGen- NOx Annual GPS v4.10, Unit 3722 and retrofits | 776 | 2278 | Rate Constraint in lbs/MWh | FALSE | L | Annual | Emissions at Affected Plants NOX | Thousand Tons | 0.37521 | 0.37521 | 0.37521 | 0.3001 | 0.12986 | 0 | 0
NJ LoganGen- NOx Annual GPS v4.10, Unit 3722 and retrofits | 776 | 2278 | Rate Constraint in lbs/MWh | FALSE | L | Annual | Allowances Purchased NOX | Thousand Tons | 0 | 0 | 0 | 0 | 0 | 0 | 0
NJ LoganGen- NOx Annual GPS v4.10, Unit 3722 and retrofits | 776 | 2278 | Rate Constraint in lbs/MWh | FALSE | L | Annual | Allowances Sold NOX | Thousand Tons | 0 | 0 | 0 | 0 | 0 | 0 | 0
NJ LoganGen- NOx Annual GPS v4.10, Unit 3722 and retrofits | 776 | 2278 | Rate Constraint in lbs/MWh | FALSE | L | Annual | Allowances Banked | Thousand Tons | 0 | 0 | 0 | 0 | 0 | 0 | 0
NJ LoganGen- NOx Annual GPS v4.10, Unit 3722 and retrofits | 776 | 2278 | Rate Constraint in lbs/MWh | FALSE | L | Annual | Allowances Withdrawn (1:1) | Thousand Tons | 0 | 0 | 0 | 0 | 0 | 0 | 0
NJ LoganGen- NOx Annual GPS v4.10, Unit 3722 and retrofits | 776 | 2278 | Rate Constraint in lbs/MWh | FALSE | L | Annual | Allowances Withdrawn (n:1) | Thousand Tons | 0 | 0 | 0 | 0 | 0 | 0 | 0
NJ LoganGen- NOx Annual GPS v4.10, Unit 3722 and retrofits | 776 | 2278 | Rate Constraint in lbs/MWh | FALSE | L | Annual | Net Emissions Allowance Position | Thousand Tons | 0.37521 | 0.37521 | 0.37521 | 0.3001 | 0.12986 | 0 | 0
NJ LoganGen- NOx Annual GPS v4.10, Unit 3722 and retrofits | 776 | 2278 | Rate Constraint in lbs/MWh | FALSE | L | Annual | Fuel Consumed | TBtu | 5.6266 | 5.6266 | 5.6266 | 4.5003 | 1.9473 | 0 | 0
NJ LoganGen- NOx Annual GPS v4.10, Unit 3722 and retrofits | 776 | 2278 | Rate Constraint in lbs/MWh | FALSE | L | Annual | Rate | lb/MMBtu | 0.13337 | 0.13337 | 0.13337 | 0.13337 | 0.13337 | 0 | 0
NJ LoganGen- NOx Annual GPS v4.10, Unit 3722 and retrofits | 776 | 2278 | Rate Constraint in lbs/MWh | FALSE | L | Annual | Generation | TWh | 0.54339 | 0.54339 | 0.54339 | 0.43462 | 0.18806 | 0 | 0
NJ LoganGen- NOx Annual GPS v4.10, Unit 3722 and retrofits | 776 | 2278 | Rate Constraint in lbs/MWh | FALSE | L | Annual | Qualifying Generation | TWh | 0.54339 | 0.54339 | 0.54339 | 0.43462 | 0.18806 | 0 | 0
NJ LoganGen- NOx Annual GPS v4.10, Unit 3722 and retrofits | 776 | 2278 | Rate Constraint in lbs/MWh | FALSE | L | Annual | Constraint Shadow Price | US2011$/Ton | 0 | 0 | 0 | 0 | 0 | 0 | 0
NJ Non-HEDD CC Ngas Units - Nox Rate Annual v5.12, Unit 2966 and retrofits | 777 | 5789 | Rate Constraint in lbs/MWh | FALSE | L | Annual | Seasons Included | Seasons | Winter, Summer | Winter, Summer | Winter, Summer | Winter, Summer | Winter, Summer | Winter, Summer | Winter, Summer
NJ Non-HEDD CC Ngas Units - Nox Rate Annual v5.12, Unit 2966 and retrofits | 777 | 5789 | Rate Constraint in lbs/MWh | FALSE | L | Annual | Standard | lb/MWh | 1.3 | 1.3 | 1.3 | 1.3 | 1.3 | 1.3 | 1.3
NJ Non-HEDD CC Ngas Units - Nox Rate Annual v5.12, Unit 2966 and retrofits | 777 | 5789 | Rate Constraint in lbs/MWh | FALSE | L | Annual | Emissions at Affected Plants NOX | Thousand Tons | 0.0031176 | 0.0031176 | 0.0031176 | 0.0031176 | 0.0031176 | 0.00095587 | 0.00095587
NJ Non-HEDD CC Ngas Units - Nox Rate Annual v5.12, Unit 2966 and retrofits | 777 | 5789 | Rate Constraint in lbs/MWh | FALSE | L | Annual | Allowances Purchased NOX | Thousand Tons | 0 | 0 | 0 | 0 | 0 | 0 | 0
NJ Non-HEDD CC Ngas Units - Nox Rate Annual v5.12, Unit 2966 and retrofits | 777 | 5789 | Rate Constraint in lbs/MWh | FALSE | L | Annual | Allowances Sold NOX | Thousand Tons | 0 | 0 | 0 | 0 | 0 | 0 | 0
NJ Non-HEDD CC Ngas Units - Nox Rate Annual v5.12, Unit 2966 and retrofits | 777 | 5789 | Rate Constraint in lbs/MWh | FALSE | L | Annual | Allowances Banked | Thousand Tons | 0 | 0 | 0 | 0 | 0 | 0 | 0
NJ Non-HEDD CC Ngas Units - Nox Rate Annual v5.12, Unit 2966 and retrofits | 777 | 5789 | Rate Constraint in lbs/MWh | FALSE | L | Annual | Allowances Withdrawn (1:1) | Thousand Tons | 0 | 0 | 0 | 0 | 0 | 0 | 0
NJ Non-HEDD CC Ngas Units - Nox Rate Annual v5.12, Unit 2966 and retrofits | 777 | 5789 | Rate Constraint in lbs/MWh | FALSE | L | Annual | Allowances Withdrawn (n:1) | Thousand Tons | 0 | 0 | 0 | 0 | 0 | 0 | 0
NJ Non-HEDD CC Ngas Units - Nox Rate Annual v5.12, Unit 2966 and retrofits | 777 | 5789 | Rate Constraint in lbs/MWh | FALSE | L | Annual | Net Emissions Allowance Position | Thousand Tons | 0.0031176 | 0.0031176 | 0.0031176 | 0.0031176 | 0.0031176 | 0.00095587 | 0.00095587
NJ Non-HEDD CC Ngas Units - Nox Rate Annual v5.12, Unit 2966 and retrofits | 777 | 5789 | Rate Constraint in lbs/MWh | FALSE | L | Annual | Fuel Consumed | TBtu | 0.12041 | 0.12041 | 0.12041 | 0.12041 | 0.12041 | 0.036917 | 0.036917
NJ Non-HEDD CC Ngas Units - Nox Rate Annual v5.12, Unit 2966 and retrofits | 777 | 5789 | Rate Constraint in lbs/MWh | FALSE | L | Annual | Rate | lb/MMBtu | 0.051785 | 0.051785 | 0.051785 | 0.051785 | 0.051785 | 0.051785 | 0.051785
NJ Non-HEDD CC Ngas Units - Nox Rate Annual v5.12, Unit 2966 and retrofits | 777 | 5789 | Rate Constraint in lbs/MWh | FALSE | L | Annual | Generation | TWh | 0.011836 | 0.011836 | 0.011836 | 0.011836 | 0.011836 | 0.0036289 | 0.0036289
NJ Non-HEDD CC Ngas Units - Nox Rate Annual v5.12, Unit 2966 and retrofits | 777 | 5789 | Rate Constraint in lbs/MWh | FALSE | L | Annual | Qualifying Generation | TWh | 0.011836 | 0.011836 | 0.011836 | 0.011836 | 0.011836 | 0.0036289 | 0.0036289
NJ Non-HEDD CC Ngas Units - Nox Rate Annual v5.12, Unit 2966 and retrofits | 777 | 5789 | Rate Constraint in lbs/MWh | FALSE | L | Annual | Constraint Shadow Price | US2011$/Ton | 0 | 0 | 0 | 0 | 0 | 0 | 0
NJ Non-HEDD CC Ngas Units - Nox Rate Annual v5.12, Unit 2967 and retrofits | 778 | 5789 | Rate Constraint in lbs/MWh | FALSE | L | Annual | Seasons Included | Seasons | Winter, Summer | Winter, Summer | Winter, Summer | Winter, Summer | Winter, Summer | Winter, Summer | Winter, Summer
NJ Non-HEDD CC Ngas Units - Nox Rate Annual v5.12, Unit 2967 and retrofits | 778 | 5789 | Rate Constraint in lbs/MWh | FALSE | L | Annual | Standard | lb/MWh | 1.3 | 1.3 | 1.3 | 1.3 | 1.3 | 1.3 | 1.3
NJ Non-HEDD CC Ngas Units - Nox Rate Annual v5.12, Unit 2967 and retrofits | 778 | 5789 | Rate Constraint in lbs/MWh | FALSE | L | Annual | Emissions at Affected Plants NOX | Thousand Tons | 0.062618 | 0.062618 | 0.036292 | 0.028171 | 0.01756 | 0.036346 | 0.027418
NJ Non-HEDD CC Ngas Units - Nox Rate Annual v5.12, Unit 2967 and retrofits | 778 | 5789 | Rate Constraint in lbs/MWh | FALSE | L | Annual | Allowances Purchased NOX | Thousand Tons | 0 | 0 | 0 | 0 | 0 | 0 | 0
NJ Non-HEDD CC Ngas Units - Nox Rate Annual v5.12, Unit 2967 and retrofits | 778 | 5789 | Rate Constraint in lbs/MWh | FALSE | L | Annual | Allowances Sold NOX | Thousand Tons | 0 | 0 | 0 | 0 | 0 | 0 | 0
NJ Non-HEDD CC Ngas Units - Nox Rate Annual v5.12, Unit 2967 and retrofits | 778 | 5789 | Rate Constraint in lbs/MWh | FALSE | L | Annual | Allowances Banked | Thousand Tons | 0 | 0 | 0 | 0 | 0 | 0 | 0
NJ Non-HEDD CC Ngas Units - Nox Rate Annual v5.12, Unit 2967 and retrofits | 778 | 5789 | Rate Constraint in lbs/MWh | FALSE | L | Annual | Allowances Withdrawn (1:1) | Thousand Tons | 0 | 0 | 0 | 0 | 0 | 0 | 0
NJ Non-HEDD CC Ngas Units - Nox Rate Annual v5.12, Unit 2967 and retrofits | 778 | 5789 | Rate Constraint in lbs/MWh | FALSE | L | Annual | Allowances Withdrawn (n:1) | Thousand Tons | 0 | 0 | 0 | 0 | 0 | 0 | 0
NJ Non-HEDD CC Ngas Units - Nox Rate Annual v5.12, Unit 2967 and retrofits | 778 | 5789 | Rate Constraint in lbs/MWh | FALSE | L | Annual | Net Emissions Allowance Position | Thousand Tons | 0.062618 | 0.062618 | 0.036292 | 0.028171 | 0.01756 | 0.036346 | 0.027418
NJ Non-HEDD CC Ngas Units - Nox Rate Annual v5.12, Unit 2967 and retrofits | 778 | 5789 | Rate Constraint in lbs/MWh | FALSE | L | Annual | Fuel Consumed | TBtu | 15.9555 | 15.9555 | 9.2475 | 7.1781 | 4.4744 | 9.2611 | 6.9863
NJ Non-HEDD CC Ngas Units - Nox Rate Annual v5.12, Unit 2967 and retrofits | 778 | 5789 | Rate Constraint in lbs/MWh | FALSE | L | Annual | Rate | lb/MMBtu | 0.0078491 | 0.0078491 | 0.0078491 | 0.0078491 | 0.0078491 | 0.0078491 | 0.0078491
NJ Non-HEDD CC Ngas Units - Nox Rate Annual v5.12, Unit 2967 and retrofits | 778 | 5789 | Rate Constraint in lbs/MWh | FALSE | L | Annual | Generation | TWh | 2.1091 | 2.1091 | 1.2224 | 0.94886 | 0.59147 | 1.2242 | 0.92351
NJ Non-HEDD CC Ngas Units - Nox Rate Annual v5.12, Unit 2967 and retrofits | 778 | 5789 | Rate Constraint in lbs/MWh | FALSE | L | Annual | Qualifying Generation | TWh | 2.1091 | 2.1091 | 1.2224 | 0.94886 | 0.59147 | 1.2242 | 0.92351
NJ Non-HEDD CC Ngas Units - Nox Rate Annual v5.12, Unit 2967 and retrofits | 778 | 5789 | Rate Constraint in lbs/MWh | FALSE | L | Annual | Constraint Shadow Price | US2011$/Ton | 0 | 0 | 0 | 0 | 0 | 0 | 0
NJ Non-HEDD CC Ngas Units - Nox Rate Annual v5.12, Unit 2968 and retrofits | 779 | 5789 | Rate Constraint in lbs/MWh | FALSE | L | Annual | Seasons Included | Seasons | Winter, Summer | Winter, Summer | Winter, Summer | Winter, Summer | Winter, Summer | Winter, Summer | Winter, Summer
NJ Non-HEDD CC Ngas Units - Nox Rate Annual v5.12, Unit 2968 and retrofits | 779 | 5789 | Rate Constraint in lbs/MWh | FALSE | L | Annual | Standard | lb/MWh | 1.3 | 1.3 | 1.3 | 1.3 | 1.3 | 1.3 | 1.3
NJ Non-HEDD CC Ngas Units - Nox Rate Annual v5.12, Unit 2968 and retrofits | 779 | 5789 | Rate Constraint in lbs/MWh | FALSE | L | Annual | Emissions at Affected Plants NOX | Thousand Tons | 0.038718 | 0.026684 | 0.02244 | 0.017419 | 0.010858 | 0.022474 | 0.013724
NJ Non-HEDD CC Ngas Units - Nox Rate Annual v5.12, Unit 2968 and retrofits | 779 | 5789 | Rate Constraint in lbs/MWh | FALSE | L | Annual | Allowances Purchased NOX | Thousand Tons | 0 | 0 | 0 | 0 | 0 | 0 | 0
NJ Non-HEDD CC Ngas Units - Nox Rate Annual v5.12, Unit 2968 and retrofits | 779 | 5789 | Rate Constraint in lbs/MWh | FALSE | L | Annual | Allowances Sold NOX | Thousand Tons | 0 | 0 | 0 | 0 | 0 | 0 | 0
NJ Non-HEDD CC Ngas Units - Nox Rate Annual v5.12, Unit 2968 and retrofits | 779 | 5789 | Rate Constraint in lbs/MWh | FALSE | L | Annual | Allowances Banked | Thousand Tons | 0 | 0 | 0 | 0 | 0 | 0 | 0
NJ Non-HEDD CC Ngas Units - Nox Rate Annual v5.12, Unit 2968 and retrofits | 779 | 5789 | Rate Constraint in lbs/MWh | FALSE | L | Annual | Allowances Withdrawn (1:1) | Thousand Tons | 0 | 0 | 0 | 0 | 0 | 0 | 0
NJ Non-HEDD CC Ngas Units - Nox Rate Annual v5.12, Unit 2968 and retrofits | 779 | 5789 | Rate Constraint in lbs/MWh | FALSE | L | Annual | Allowances Withdrawn (n:1) | Thousand Tons | 0 | 0 | 0 | 0 | 0 | 0 | 0
NJ Non-HEDD CC Ngas Units - Nox Rate Annual v5.12, Unit 2968 and retrofits | 779 | 5789 | Rate Constraint in lbs/MWh | FALSE | L | Annual | Net Emissions Allowance Position | Thousand Tons | 0.038718 | 0.026684 | 0.02244 | 0.017419 | 0.010858 | 0.022474 | 0.013724
NJ Non-HEDD CC Ngas Units - Nox Rate Annual v5.12, Unit 2968 and retrofits | 779 | 5789 | Rate Constraint in lbs/MWh | FALSE | L | Annual | Fuel Consumed | TBtu | 9.8657 | 6.7993 | 5.718 | 4.4384 | 2.7667 | 5.7264 | 3.497
NJ Non-HEDD CC Ngas Units - Nox Rate Annual v5.12, Unit 2968 and retrofits | 779 | 5789 | Rate Constraint in lbs/MWh | FALSE | L | Annual | Rate | lb/MMBtu | 0.0078491 | 0.0078491 | 0.0078491 | 0.0078491 | 0.0078491 | 0.0078491 | 0.0078491
NJ Non-HEDD CC Ngas Units - Nox Rate Annual v5.12, Unit 2968 and retrofits | 779 | 5789 | Rate Constraint in lbs/MWh | FALSE | L | Annual | Generation | TWh | 1.3041 | 0.89879 | 0.75584 | 0.58671 | 0.36572 | 0.75696 | 0.46226
NJ Non-HEDD CC Ngas Units - Nox Rate Annual v5.12, Unit 2968 and retrofits | 779 | 5789 | Rate Constraint in lbs/MWh | FALSE | L | Annual | Qualifying Generation | TWh | 1.3041 | 0.89879 | 0.75584 | 0.58671 | 0.36572 | 0.75696 | 0.46226
NJ Non-HEDD CC Ngas Units - Nox Rate Annual v5.12, Unit 2968 and retrofits | 779 | 5789 | Rate Constraint in lbs/MWh | FALSE | L | Annual | Constraint Shadow Price | US2011$/Ton | 0 | 0 | 0 | 0 | 0 | 0 | 0
NJ Non-HEDD CC Ngas Units - Nox Rate Annual v5.12, Unit 2969 and retrofits | 780 | 5789 | Rate Constraint in lbs/MWh | FALSE | L | Annual | Seasons Included | Seasons | Winter, Summer | Winter, Summer | Winter, Summer | Winter, Summer | Winter, Summer | Winter, Summer | Winter, Summer
NJ Non-HEDD CC Ngas Units - Nox Rate Annual v5.12, Unit 2969 and retrofits | 780 | 5789 | Rate Constraint in lbs/MWh | FALSE | L | Annual | Standard | lb/MWh | 1.3 | 1.3 | 1.3 | 1.3 | 1.3 | 1.3 | 1.3
NJ Non-HEDD CC Ngas Units - Nox Rate Annual v5.12, Unit 2969 and retrofits | 780 | 5789 | Rate Constraint in lbs/MWh | FALSE | L | Annual | Emissions at Affected Plants NOX | Thousand Tons | 0.038718 | 0.026684 | 0.02244 | 0.017419 | 0.010858 | 0.022474 | 0.013724
NJ Non-HEDD CC Ngas Units - Nox Rate Annual v5.12, Unit 2969 and retrofits | 780 | 5789 | Rate Constraint in lbs/MWh | FALSE | L | Annual | Allowances Purchased NOX | Thousand Tons | 0 | 0 | 0 | 0 | 0 | 0 | 0
NJ Non-HEDD CC Ngas Units - Nox Rate Annual v5.12, Unit 2969 and retrofits | 780 | 5789 | Rate Constraint in lbs/MWh | FALSE | L | Annual | Allowances Sold NOX | Thousand Tons | 0 | 0 | 0 | 0 | 0 | 0 | 0
NJ Non-HEDD CC Ngas Units - Nox Rate Annual v5.12, Unit 2969 and retrofits | 780 | 5789 | Rate Constraint in lbs/MWh | FALSE | L | Annual | Allowances Banked | Thousand Tons | 0 | 0 | 0 | 0 | 0 | 0 | 0
NJ Non-HEDD CC Ngas Units - Nox Rate Annual v5.12, Unit 2969 and retrofits | 780 | 5789 | Rate Constraint in lbs/MWh | FALSE | L | Annual | Allowances Withdrawn (1:1) | Thousand Tons | 0 | 0 | 0 | 0 | 0 | 0 | 0
NJ Non-HEDD CC Ngas Units - Nox Rate Annual v5.12, Unit 2969 and retrofits | 780 | 5789 | Rate Constraint in lbs/MWh | FALSE | L | Annual | Allowances Withdrawn (n:1) | Thousand Tons | 0 | 0 | 0 | 0 | 0 | 0 | 0
NJ Non-HEDD CC Ngas Units - Nox Rate Annual v5.12, Unit 2969 and retrofits | 780 | 5789 | Rate Constraint in lbs/MWh | FALSE | L | Annual | Net Emissions Allowance Position | Thousand Tons | 0.038718 | 0.026684 | 0.02244 | 0.017419 | 0.010858 | 0.022474 | 0.013724
NJ Non-HEDD CC Ngas Units - Nox Rate Annual v5.12, Unit 2969 and retrofits | 780 | 5789 | Rate Constraint in lbs/MWh | FALSE | L | Annual | Fuel Consumed | TBtu | 9.8657 | 6.7993 | 5.718 | 4.4384 | 2.7667 | 5.7264 | 3.497
NJ Non-HEDD CC Ngas Units - Nox Rate Annual v5.12, Unit 2969 and retrofits | 780 | 5789 | Rate Constraint in lbs/MWh | FALSE | L | Annual | Rate | lb/MMBtu | 0.0078491 | 0.0078491 | 0.0078491 | 0.0078491 | 0.0078491 | 0.0078491 | 0.0078491
NJ Non-HEDD CC Ngas Units - Nox Rate Annual v5.12, Unit 2969 and retrofits | 780 | 5789 | Rate Constraint in lbs/MWh | FALSE | L | Annual | Generation | TWh | 1.3041 | 0.89879 | 0.75584 | 0.58671 | 0.36572 | 0.75696 | 0.46226
NJ Non-HEDD CC Ngas Units - Nox Rate Annual v5.12, Unit 2969 and retrofits | 780 | 5789 | Rate Constraint in lbs/MWh | FALSE | L | Annual | Qualifying Generation | TWh | 1.3041 | 0.89879 | 0.75584 | 0.58671 | 0.36572 | 0.75696 | 0.46226
NJ Non-HEDD CC Ngas Units - Nox Rate Annual v5.12, Unit 2969 and retrofits | 780 | 5789 | Rate Constraint in lbs/MWh | FALSE | L | Annual | Constraint Shadow Price | US2011$/Ton | 0 | 0 | 0 | 0 | 0 | 0 | 0
NJ Non-HEDD CC Ngas Units - Nox Rate Annual v5.12, Unit 2970 and retrofits | 781 | 5789 | Rate Constraint in lbs/MWh | FALSE | L | Annual | Seasons Included | Seasons | Winter, Summer | Winter, Summer | Winter, Summer | Winter, Summer | Winter, Summer | Winter, Summer | Winter, Summer
NJ Non-HEDD CC Ngas Units - Nox Rate Annual v5.12, Unit 2970 and retrofits | 781 | 5789 | Rate Constraint in lbs/MWh | FALSE | L | Annual | Standard | lb/MWh | 1.3 | 1.3 | 1.3 | 1.3 | 1.3 | 1.3 | 1.3
NJ Non-HEDD CC Ngas Units - Nox Rate Annual v5.12, Unit 2970 and retrofits | 781 | 5789 | Rate Constraint in lbs/MWh | FALSE | L | Annual | Emissions at Affected Plants NOX | Thousand Tons | 0.06567 | 0.060997 | 0.038061 | 0.029544 | 0.018416 | 0.038117 | 0.023278
NJ Non-HEDD CC Ngas Units - Nox Rate Annual v5.12, Unit 2970 and retrofits | 781 | 5789 | Rate Constraint in lbs/MWh | FALSE | L | Annual | Allowances Purchased NOX | Thousand Tons | 0 | 0 | 0 | 0 | 0 | 0 | 0
NJ Non-HEDD CC Ngas Units - Nox Rate Annual v5.12, Unit 2970 and retrofits | 781 | 5789 | Rate Constraint in lbs/MWh | FALSE | L | Annual | Allowances Sold NOX | Thousand Tons | 0 | 0 | 0 | 0 | 0 | 0 | 0
NJ Non-HEDD CC Ngas Units - Nox Rate Annual v5.12, Unit 2970 and retrofits | 781 | 5789 | Rate Constraint in lbs/MWh | FALSE | L | Annual | Allowances Banked | Thousand Tons | 0 | 0 | 0 | 0 | 0 | 0 | 0
NJ Non-HEDD CC Ngas Units - Nox Rate Annual v5.12, Unit 2970 and retrofits | 781 | 5789 | Rate Constraint in lbs/MWh | FALSE | L | Annual | Allowances Withdrawn (1:1) | Thousand Tons | 0 | 0 | 0 | 0 | 0 | 0 | 0
NJ Non-HEDD CC Ngas Units - Nox Rate Annual v5.12, Unit 2970 and retrofits | 781 | 5789 | Rate Constraint in lbs/MWh | FALSE | L | Annual | Allowances Withdrawn (n:1) | Thousand Tons | 0 | 0 | 0 | 0 | 0 | 0 | 0
NJ Non-HEDD CC Ngas Units - Nox Rate Annual v5.12, Unit 2970 and retrofits | 781 | 5789 | Rate Constraint in lbs/MWh | FALSE | L | Annual | Net Emissions Allowance Position | Thousand Tons | 0.06567 | 0.060997 | 0.038061 | 0.029544 | 0.018416 | 0.038117 | 0.023278
NJ Non-HEDD CC Ngas Units - Nox Rate Annual v5.12, Unit 2970 and retrofits | 781 | 5789 | Rate Constraint in lbs/MWh | FALSE | L | Annual | Fuel Consumed | TBtu | 16.1109 | 14.9643 | 9.3375 | 7.2481 | 4.518 | 9.3513 | 5.7107
NJ Non-HEDD CC Ngas Units - Nox Rate Annual v5.12, Unit 2970 and retrofits | 781 | 5789 | Rate Constraint in lbs/MWh | FALSE | L | Annual | Rate | lb/MMBtu | 0.0081523 | 0.0081523 | 0.0081523 | 0.0081523 | 0.0081523 | 0.0081523 | 0.0081523
NJ Non-HEDD CC Ngas Units - Nox Rate Annual v5.12, Unit 2970 and retrofits | 781 | 5789 | Rate Constraint in lbs/MWh | FALSE | L | Annual | Generation | TWh | 2.1297 | 1.9781 | 1.2343 | 0.9581 | 0.59723 | 1.2361 | 0.75488
NJ Non-HEDD CC Ngas Units - Nox Rate Annual v5.12, Unit 2970 and retrofits | 781 | 5789 | Rate Constraint in lbs/MWh | FALSE | L | Annual | Qualifying Generation | TWh | 2.1297 | 1.9781 | 1.2343 | 0.9581 | 0.59723 | 1.2361 | 0.75488
NJ Non-HEDD CC Ngas Units - Nox Rate Annual v5.12, Unit 2970 and retrofits | 781 | 5789 | Rate Constraint in lbs/MWh | FALSE | L | Annual | Constraint Shadow Price | US2011$/Ton | 0 | 0 | 0 | 0 | 0 | 0 | 0
NJ Non-HEDD CC Ngas Units - Nox Rate Annual v5.12, Unit 2971 and retrofits | 782 | 5789 | Rate Constraint in lbs/MWh | FALSE | L | Annual | Seasons Included | Seasons | Winter, Summer | Winter, Summer | Winter, Summer | Winter, Summer | Winter, Summer | Winter, Summer | Winter, Summer
NJ Non-HEDD CC Ngas Units - Nox Rate Annual v5.12, Unit 2971 and retrofits | 782 | 5789 | Rate Constraint in lbs/MWh | FALSE | L | Annual | Standard | lb/MWh | 1.3 | 1.3 | 1.3 | 1.3 | 1.3 | 1.3 | 1.3
NJ Non-HEDD CC Ngas Units - Nox Rate Annual v5.12, Unit 2971 and retrofits | 782 | 5789 | Rate Constraint in lbs/MWh | FALSE | L | Annual | Emissions at Affected Plants NOX | Thousand Tons | 0.040589 | 0.027625 | 0.023525 | 0.018261 | 0.011383 | 0.014387 | 0.014387
NJ Non-HEDD CC Ngas Units - Nox Rate Annual v5.12, Unit 2971 and retrofits | 782 | 5789 | Rate Constraint in lbs/MWh | FALSE | L | Annual | Allowances Purchased NOX | Thousand Tons | 0 | 0 | 0 | 0 | 0 | 0 | 0
NJ Non-HEDD CC Ngas Units - Nox Rate Annual v5.12, Unit 2971 and retrofits | 782 | 5789 | Rate Constraint in lbs/MWh | FALSE | L | Annual | Allowances Sold NOX | Thousand Tons | 0 | 0 | 0 | 0 | 0 | 0 | 0
NJ Non-HEDD CC Ngas Units - Nox Rate Annual v5.12, Unit 2971 and retrofits | 782 | 5789 | Rate Constraint in lbs/MWh | FALSE | L | Annual | Allowances Banked | Thousand Tons | 0 | 0 | 0 | 0 | 0 | 0 | 0
NJ Non-HEDD CC Ngas Units - Nox Rate Annual v5.12, Unit 2971 and retrofits | 782 | 5789 | Rate Constraint in lbs/MWh | FALSE | L | Annual | Allowances Withdrawn (1:1) | Thousand Tons | 0 | 0 | 0 | 0 | 0 | 0 | 0
NJ Non-HEDD CC Ngas Units - Nox Rate Annual v5.12, Unit 2971 and retrofits | 782 | 5789 | Rate Constraint in lbs/MWh | FALSE | L | Annual | Allowances Withdrawn (n:1) | Thousand Tons | 0 | 0 | 0 | 0 | 0 | 0 | 0
NJ Non-HEDD CC Ngas Units - Nox Rate Annual v5.12, Unit 2971 and retrofits | 782 | 5789 | Rate Constraint in lbs/MWh | FALSE | L | Annual | Net Emissions Allowance Position | Thousand Tons | 0.040589 | 0.027625 | 0.023525 | 0.018261 | 0.011383 | 0.014387 | 0.014387
NJ Non-HEDD CC Ngas Units - Nox Rate Annual v5.12, Unit 2971 and retrofits | 782 | 5789 | Rate Constraint in lbs/MWh | FALSE | L | Annual | Fuel Consumed | TBtu | 9.9578 | 6.7771 | 5.7713 | 4.4799 | 2.7925 | 3.5297 | 3.5297
NJ Non-HEDD CC Ngas Units - Nox Rate Annual v5.12, Unit 2971 and retrofits | 782 | 5789 | Rate Constraint in lbs/MWh | FALSE | L | Annual | Rate | lb/MMBtu | 0.0081523 | 0.0081523 | 0.0081523 | 0.0081523 | 0.0081523 | 0.0081523 | 0.0081523
NJ Non-HEDD CC Ngas Units - Nox Rate Annual v5.12, Unit 2971 and retrofits | 782 | 5789 | Rate Constraint in lbs/MWh | FALSE | L | Annual | Generation | TWh | 1.3163 | 0.89585 | 0.7629 | 0.59218 | 0.36913 | 0.46658 | 0.46658
NJ Non-HEDD CC Ngas Units - Nox Rate Annual v5.12, Unit 2971 and retrofits | 782 | 5789 | Rate Constraint in lbs/MWh | FALSE | L | Annual | Qualifying Generation | TWh | 1.3163 | 0.89585 | 0.7629 | 0.59218 | 0.36913 | 0.46658 | 0.46658
NJ Non-HEDD CC Ngas Units - Nox Rate Annual v5.12, Unit 2971 and retrofits | 782 | 5789 | Rate Constraint in lbs/MWh | FALSE | L | Annual | Constraint Shadow Price | US2011$/Ton | 0 | 0 | 0 | 0 | 0 | 0 | 0
NJ Non-HEDD CC Ngas Units - Nox Rate Annual v5.12, Unit 2972 and retrofits | 783 | 5789 | Rate Constraint in lbs/MWh | FALSE | L | Annual | Seasons Included | Seasons | Winter, Summer | Winter, Summer | Winter, Summer | Winter, Summer | Winter, Summer | Winter, Summer | Winter, Summer
NJ Non-HEDD CC Ngas Units - Nox Rate Annual v5.12, Unit 2972 and retrofits | 783 | 5789 | Rate Constraint in lbs/MWh | FALSE | L | Annual | Standard | lb/MWh | 1.3 | 1.3 | 1.3 | 1.3 | 1.3 | 1.3 | 1.3
NJ Non-HEDD CC Ngas Units - Nox Rate Annual v5.12, Unit 2972 and retrofits | 783 | 5789 | Rate Constraint in lbs/MWh | FALSE | L | Annual | Emissions at Affected Plants NOX | Thousand Tons | 0.040589 | 0.027974 | 0.023525 | 0.017706 | 0.016252 | 0.017599 | 0.014387
NJ Non-HEDD CC Ngas Units - Nox Rate Annual v5.12, Unit 2972 and retrofits | 783 | 5789 | Rate Constraint in lbs/MWh | FALSE | L | Annual | Allowances Purchased NOX | Thousand Tons | 0 | 0 | 0 | 0 | 0 | 0 | 0
NJ Non-HEDD CC Ngas Units - Nox Rate Annual v5.12, Unit 2972 and retrofits | 783 | 5789 | Rate Constraint in lbs/MWh | FALSE | L | Annual | Allowances Sold NOX | Thousand Tons | 0 | 0 | 0 | 0 | 0 | 0 | 0
NJ Non-HEDD CC Ngas Units - Nox Rate Annual v5.12, Unit 2972 and retrofits | 783 | 5789 | Rate Constraint in lbs/MWh | FALSE | L | Annual | Allowances Banked | Thousand Tons | 0 | 0 | 0 | 0 | 0 | 0 | 0
NJ Non-HEDD CC Ngas Units - Nox Rate Annual v5.12, Unit 2972 and retrofits | 783 | 5789 | Rate Constraint in lbs/MWh | FALSE | L | Annual | Allowances Withdrawn (1:1) | Thousand Tons | 0 | 0 | 0 | 0 | 0 | 0 | 0
NJ Non-HEDD CC Ngas Units - Nox Rate Annual v5.12, Unit 2972 and retrofits | 783 | 5789 | Rate Constraint in lbs/MWh | FALSE | L | Annual | Allowances Withdrawn (n:1) | Thousand Tons | 0 | 0 | 0 | 0 | 0 | 0 | 0
NJ Non-HEDD CC Ngas Units - Nox Rate Annual v5.12, Unit 2972 and retrofits | 783 | 5789 | Rate Constraint in lbs/MWh | FALSE | L | Annual | Net Emissions Allowance Position | Thousand Tons | 0.040589 | 0.027974 | 0.023525 | 0.017706 | 0.016252 | 0.017599 | 0.014387
NJ Non-HEDD CC Ngas Units - Nox Rate Annual v5.12, Unit 2972 and retrofits | 783 | 5789 | Rate Constraint in lbs/MWh | FALSE | L | Annual | Fuel Consumed | TBtu | 9.9578 | 6.8628 | 5.7713 | 4.3439 | 3.987 | 4.3176 | 3.5297
NJ Non-HEDD CC Ngas Units - Nox Rate Annual v5.12, Unit 2972 and retrofits | 783 | 5789 | Rate Constraint in lbs/MWh | FALSE | L | Annual | Rate | lb/MMBtu | 0.0081523 | 0.0081523 | 0.0081523 | 0.0081523 | 0.0081523 | 0.0081523 | 0.0081523
NJ Non-HEDD CC Ngas Units - Nox Rate Annual v5.12, Unit 2972 and retrofits | 783 | 5789 | Rate Constraint in lbs/MWh | FALSE | L | Annual | Generation | TWh | 1.3163 | 0.90718 | 0.7629 | 0.57421 | 0.52703 | 0.57074 | 0.46658
NJ Non-HEDD CC Ngas Units - Nox Rate Annual v5.12, Unit 2972 and retrofits | 783 | 5789 | Rate Constraint in lbs/MWh | FALSE | L | Annual | Qualifying Generation | TWh | 1.3163 | 0.90718 | 0.7629 | 0.57421 | 0.52703 | 0.57074 | 0.46658
NJ Non-HEDD CC Ngas Units - Nox Rate Annual v5.12, Unit 2972 and retrofits | 783 | 5789 | Rate Constraint in lbs/MWh | FALSE | L | Annual | Constraint Shadow Price | US2011$/Ton | 0 | 0 | 0 | 0 | 0 | 0 | 0
NJ Non-HEDD CC Ngas Units - Nox Rate Annual v5.12, Unit 2973 and retrofits | 784 | 5789 | Rate Constraint in lbs/MWh | FALSE | L | Annual | Seasons Included | Seasons | Winter, Summer | Winter, Summer | Winter, Summer | Winter, Summer | Winter, Summer | Winter, Summer | Winter, Summer
NJ Non-HEDD CC Ngas Units - Nox Rate Annual v5.12, Unit 2973 and retrofits | 784 | 5789 | Rate Constraint in lbs/MWh | FALSE | L | Annual | Standard | lb/MWh | 1.3 | 1.3 | 1.3 | 1.3 | 1.3 | 1.3 | 1.3
NJ Non-HEDD CC Ngas Units - Nox Rate Annual v5.12, Unit 2973 and retrofits | 784 | 5789 | Rate Constraint in lbs/MWh | FALSE | L | Annual | Emissions at Affected Plants NOX | Thousand Tons | 0.016697 | 0.015008 | 0.0052727 | 0.0052727 | 0.0052727 | 0.014594 | 0.014594
NJ Non-HEDD CC Ngas Units - Nox Rate Annual v5.12, Unit 2973 and retrofits | 784 | 5789 | Rate Constraint in lbs/MWh | FALSE | L | Annual | Allowances Purchased NOX | Thousand Tons | 0 | 0 | 0 | 0 | 0 | 0 | 0
NJ Non-HEDD CC Ngas Units - Nox Rate Annual v5.12, Unit 2973 and retrofits | 784 | 5789 | Rate Constraint in lbs/MWh | FALSE | L | Annual | Allowances Sold NOX | Thousand Tons | 0 | 0 | 0 | 0 | 0 | 0 | 0
NJ Non-HEDD CC Ngas Units - Nox Rate Annual v5.12, Unit 2973 and retrofits | 784 | 5789 | Rate Constraint in lbs/MWh | FALSE | L | Annual | Allowances Banked | Thousand Tons | 0 | 0 | 0 | 0 | 0 | 0 | 0
NJ Non-HEDD CC Ngas Units - Nox Rate Annual v5.12, Unit 2973 and retrofits | 784 | 5789 | Rate Constraint in lbs/MWh | FALSE | L | Annual | Allowances Withdrawn (1:1) | Thousand Tons | 0 | 0 | 0 | 0 | 0 | 0 | 0
NJ Non-HEDD CC Ngas Units - Nox Rate Annual v5.12, Unit 2973 and retrofits | 784 | 5789 | Rate Constraint in lbs/MWh | FALSE | L | Annual | Allowances Withdrawn (n:1) | Thousand Tons | 0 | 0 | 0 | 0 | 0 | 0 | 0
NJ Non-HEDD CC Ngas Units - Nox Rate Annual v5.12, Unit 2973 and retrofits | 784 | 5789 | Rate Constraint in lbs/MWh | FALSE | L | Annual | Net Emissions Allowance Position | Thousand Tons | 0.016697 | 0.015008 | 0.0052727 | 0.0052727 | 0.0052727 | 0.014594 | 0.014594
NJ Non-HEDD CC Ngas Units - Nox Rate Annual v5.12, Unit 2973 and retrofits | 784 | 5789 | Rate Constraint in lbs/MWh | FALSE | L | Annual | Fuel Consumed | TBtu | 1.2403 | 1.1148 | 0.39167 | 0.39167 | 0.39167 | 1.0841 | 1.0841
NJ Non-HEDD CC Ngas Units - Nox Rate Annual v5.12, Unit 2973 and retrofits | 784 | 5789 | Rate Constraint in lbs/MWh | FALSE | L | Annual | Rate | lb/MMBtu | 0.026924 | 0.026924 | 0.026924 | 0.026924 | 0.026924 | 0.026924 | 0.026924
NJ Non-HEDD CC Ngas Units - Nox Rate Annual v5.12, Unit 2973 and retrofits | 784 | 5789 | Rate Constraint in lbs/MWh | FALSE | L | Annual | Generation | TWh | 0.1363 | 0.12251 | 0.043041 | 0.043041 | 0.043041 | 0.11913 | 0.11913
NJ Non-HEDD CC Ngas Units - Nox Rate Annual v5.12, Unit 2973 and retrofits | 784 | 5789 | Rate Constraint in lbs/MWh | FALSE | L | Annual | Qualifying Generation | TWh | 0.1363 | 0.12251 | 0.043041 | 0.043041 | 0.043041 | 0.11913 | 0.11913
NJ Non-HEDD CC Ngas Units - Nox Rate Annual v5.12, Unit 2973 and retrofits | 784 | 5789 | Rate Constraint in lbs/MWh | FALSE | L | Annual | Constraint Shadow Price | US2011$/Ton | 0 | 0 | 0 | 0 | 0 | 0 | 0
NJ Non-HEDD CC Ngas Units - Nox Rate Annual v5.12, Unit 2974 and retrofits | 785 | 5789 | Rate Constraint in lbs/MWh | FALSE | L | Annual | Seasons Included | Seasons | Winter, Summer | Winter, Summer | Winter, Summer | Winter, Summer | Winter, Summer | Winter, Summer | Winter, Summer
NJ Non-HEDD CC Ngas Units - Nox Rate Annual v5.12, Unit 2974 and retrofits | 785 | 5789 | Rate Constraint in lbs/MWh | FALSE | L | Annual | Standard | lb/MWh | 1.3 | 1.3 | 1.3 | 1.3 | 1.3 | 1.3 | 1.3
NJ Non-HEDD CC Ngas Units - Nox Rate Annual v5.12, Unit 2974 and retrofits | 785 | 5789 | Rate Constraint in lbs/MWh | FALSE | L | Annual | Emissions at Affected Plants NOX | Thousand Tons | 0.0065992 | 0.0052537 | 0.0052537 | 0.0052537 | 0.0052537 | 0.0052537 | 0.0052537
NJ Non-HEDD CC Ngas Units - Nox Rate Annual v5.12, Unit 2974 and retrofits | 785 | 5789 | Rate Constraint in lbs/MWh | FALSE | L | Annual | Allowances Purchased NOX | Thousand Tons | 0 | 0 | 0 | 0 | 0 | 0 | 0
NJ Non-HEDD CC Ngas Units - Nox Rate Annual v5.12, Unit 2974 and retrofits | 785 | 5789 | Rate Constraint in lbs/MWh | FALSE | L | Annual | Allowances Sold NOX | Thousand Tons | 0 | 0 | 0 | 0 | 0 | 0 | 0
NJ Non-HEDD CC Ngas Units - Nox Rate Annual v5.12, Unit 2974 and retrofits | 785 | 5789 | Rate Constraint in lbs/MWh | FALSE | L | Annual | Allowances Banked | Thousand Tons | 0 | 0 | 0 | 0 | 0 | 0 | 0
NJ Non-HEDD CC Ngas Units - Nox Rate Annual v5.12, Unit 2974 and retrofits | 785 | 5789 | Rate Constraint in lbs/MWh | FALSE | L | Annual | Allowances Withdrawn (1:1) | Thousand Tons | 0 | 0 | 0 | 0 | 0 | 0 | 0
NJ Non-HEDD CC Ngas Units - Nox Rate Annual v5.12, Unit 2974 and retrofits | 785 | 5789 | Rate Constraint in lbs/MWh | FALSE | L | Annual | Allowances Withdrawn (n:1) | Thousand Tons | 0 | 0 | 0 | 0 | 0 | 0 | 0
NJ Non-HEDD CC Ngas Units - Nox Rate Annual v5.12, Unit 2974 and retrofits | 785 | 5789 | Rate Constraint in lbs/MWh | FALSE | L | Annual | Net Emissions Allowance Position | Thousand Tons | 0.0065992 | 0.0052537 | 0.0052537 | 0.0052537 | 0.0052537 | 0.0052537 | 0.0052537
NJ Non-HEDD CC Ngas Units - Nox Rate Annual v5.12, Unit 2974 and retrofits | 785 | 5789 | Rate Constraint in lbs/MWh | FALSE | L | Annual | Fuel Consumed | TBtu | 0.11474 | 0.091349 | 0.091349 | 0.091349 | 0.091349 | 0.091349 | 0.091349
NJ Non-HEDD CC Ngas Units - Nox Rate Annual v5.12, Unit 2974 and retrofits | 785 | 5789 | Rate Constraint in lbs/MWh | FALSE | L | Annual | Rate | lb/MMBtu | 0.11502 | 0.11502 | 0.11502 | 0.11502 | 0.11502 | 0.11502 | 0.11502
NJ Non-HEDD CC Ngas Units - Nox Rate Annual v5.12, Unit 2974 and retrofits | 785 | 5789 | Rate Constraint in lbs/MWh | FALSE | L | Annual | Generation | TWh | 0.010153 | 0.0080826 | 0.0080826 | 0.0080826 | 0.0080826 | 0.0080826 | 0.0080826
NJ Non-HEDD CC Ngas Units - Nox Rate Annual v5.12, Unit 2974 and retrofits | 785 | 5789 | Rate Constraint in lbs/MWh | FALSE | L | Annual | Qualifying Generation | TWh | 0.010153 | 0.0080826 | 0.0080826 | 0.0080826 | 0.0080826 | 0.0080826 | 0.0080826
NJ Non-HEDD CC Ngas Units - Nox Rate Annual v5.12, Unit 2974 and retrofits | 785 | 5789 | Rate Constraint in lbs/MWh | FALSE | L | Annual | Constraint Shadow Price | US2011$/Ton | 0 | 0 | 0 | 0 | 0 | 0 | 0
NJ Non-HEDD CC Ngas Units - Nox Rate Annual v5.12, Unit 2975 and retrofits | 786 | 5789 | Rate Constraint in lbs/MWh | FALSE | L | Annual | Seasons Included | Seasons | Winter, Summer | Winter, Summer | Winter, Summer | Winter, Summer | Winter, Summer | Winter, Summer | Winter, Summer
NJ Non-HEDD CC Ngas Units - Nox Rate Annual v5.12, Unit 2975 and retrofits | 786 | 5789 | Rate Constraint in lbs/MWh | FALSE | L | Annual | Standard | lb/MWh | 1.3 | 1.3 | 1.3 | 1.3 | 1.3 | 1.3 | 1.3
NJ Non-HEDD CC Ngas Units - Nox Rate Annual v5.12, Unit 2975 and retrofits | 786 | 5789 | Rate Constraint in lbs/MWh | FALSE | L | Annual | Emissions at Affected Plants NOX | Thousand Tons | 0.0065992 | 0.0052537 | 0.0052537 | 0.0052537 | 0.0052537 | 0.0052537 | 0.0052537
NJ Non-HEDD CC Ngas Units - Nox Rate Annual v5.12, Unit 2975 and retrofits | 786 | 5789 | Rate Constraint in lbs/MWh | FALSE | L | Annual | Allowances Purchased NOX | Thousand Tons | 0 | 0 | 0 | 0 | 0 | 0 | 0
NJ Non-HEDD CC Ngas Units - Nox Rate Annual v5.12, Unit 2975 and retrofits | 786 | 5789 | Rate Constraint in lbs/MWh | FALSE | L | Annual | Allowances Sold NOX | Thousand Tons | 0 | 0 | 0 | 0 | 0 | 0 | 0
NJ Non-HEDD CC Ngas Units - Nox Rate Annual v5.12, Unit 2975 and retrofits | 786 | 5789 | Rate Constraint in lbs/MWh | FALSE | L | Annual | Allowances Banked | Thousand Tons | 0 | 0 | 0 | 0 | 0 | 0 | 0
NJ Non-HEDD CC Ngas Units - Nox Rate Annual v5.12, Unit 2975 and retrofits | 786 | 5789 | Rate Constraint in lbs/MWh | FALSE | L | Annual | Allowances Withdrawn (1:1) | Thousand Tons | 0 | 0 | 0 | 0 | 0 | 0 | 0
NJ Non-HEDD CC Ngas Units - Nox Rate Annual v5.12, Unit 2975 and retrofits | 786 | 5789 | Rate Constraint in lbs/MWh | FALSE | L | Annual | Allowances Withdrawn (n:1) | Thousand Tons | 0 | 0 | 0 | 0 | 0 | 0 | 0
NJ Non-HEDD CC Ngas Units - Nox Rate Annual v5.12, Unit 2975 and retrofits | 786 | 5789 | Rate Constraint in lbs/MWh | FALSE | L | Annual | Net Emissions Allowance Position | Thousand Tons | 0.0065992 | 0.0052537 | 0.0052537 | 0.0052537 | 0.0052537 | 0.0052537 | 0.0052537
NJ Non-HEDD CC Ngas Units - Nox Rate Annual v5.12, Unit 2975 and retrofits | 786 | 5789 | Rate Constraint in lbs/MWh | FALSE | L | Annual | Fuel Consumed | TBtu | 0.11474 | 0.091349 | 0.091349 | 0.091349 | 0.091349 | 0.091349 | 0.091349
NJ Non-HEDD CC Ngas Units - Nox Rate Annual v5.12, Unit 2975 and retrofits | 786 | 5789 | Rate Constraint in lbs/MWh | FALSE | L | Annual | Rate | lb/MMBtu | 0.11502 | 0.11502 | 0.11502 | 0.11502 | 0.11502 | 0.11502 | 0.11502
NJ Non-HEDD CC Ngas Units - Nox Rate Annual v5.12, Unit 2975 and retrofits | 786 | 5789 | Rate Constraint in lbs/MWh | FALSE | L | Annual | Generation | TWh | 0.010153 | 0.0080826 | 0.0080826 | 0.0080826 | 0.0080826 | 0.0080826 | 0.0080826
NJ Non-HEDD CC Ngas Units - Nox Rate Annual v5.12, Unit 2975 and retrofits | 786 | 5789 | Rate Constraint in lbs/MWh | FALSE | L | Annual | Qualifying Generation | TWh | 0.010153 | 0.0080826 | 0.0080826 | 0.0080826 | 0.0080826 | 0.0080826 | 0.0080826
NJ Non-HEDD CC Ngas Units - Nox Rate Annual v5.12, Unit 2975 and retrofits | 786 | 5789 | Rate Constraint in lbs/MWh | FALSE | L | Annual | Constraint Shadow Price | US2011$/Ton | 0 | 0 | 0 | 0 | 0 | 0 | 0
NJ Non-HEDD CC Ngas Units - Nox Rate Annual v5.12, Unit 2976 and retrofits | 787 | 5789 | Rate Constraint in lbs/MWh | FALSE | L | Annual | Seasons Included | Seasons | Winter, Summer | Winter, Summer | Winter, Summer | Winter, Summer | Winter, Summer | Winter, Summer | Winter, Summer
NJ Non-HEDD CC Ngas Units - Nox Rate Annual v5.12, Unit 2976 and retrofits | 787 | 5789 | Rate Constraint in lbs/MWh | FALSE | L | Annual | Standard | lb/MWh | 1.3 | 1.3 | 1.3 | 1.3 | 1.3 | 1.3 | 1.3
NJ Non-HEDD CC Ngas Units - Nox Rate Annual v5.12, Unit 2976 and retrofits | 787 | 5789 | Rate Constraint in lbs/MWh | FALSE | L | Annual | Emissions at Affected Plants NOX | Thousand Tons | 0.012121 | 0.0096496 | 0.0096496 | 0.0096496 | 0.0096496 | 0.0096496 | 0.0096496
NJ Non-HEDD CC Ngas Units - Nox Rate Annual v5.12, Unit 2976 and retrofits | 787 | 5789 | Rate Constraint in lbs/MWh | FALSE | L | Annual | Allowances Purchased NOX | Thousand Tons | 0 | 0 | 0 | 0 | 0 | 0 | 0
NJ Non-HEDD CC Ngas Units - Nox Rate Annual v5.12, Unit 2976 and retrofits | 787 | 5789 | Rate Constraint in lbs/MWh | FALSE | L | Annual | Allowances Sold NOX | Thousand Tons | 0 | 0 | 0 | 0 | 0 | 0 | 0
NJ Non-HEDD CC Ngas Units - Nox Rate Annual v5.12, Unit 2976 and retrofits | 787 | 5789 | Rate Constraint in lbs/MWh | FALSE | L | Annual | Allowances Banked | Thousand Tons | 0 | 0 | 0 | 0 | 0 | 0 | 0
NJ Non-HEDD CC Ngas Units - Nox Rate Annual v5.12, Unit 2976 and retrofits | 787 | 5789 | Rate Constraint in lbs/MWh | FALSE | L | Annual | Allowances Withdrawn (1:1) | Thousand Tons | 0 | 0 | 0 | 0 | 0 | 0 | 0
NJ Non-HEDD CC Ngas Units - Nox Rate Annual v5.12, Unit 2976 and retrofits | 787 | 5789 | Rate Constraint in lbs/MWh | FALSE | L | Annual | Allowances Withdrawn (n:1) | Thousand Tons | 0 | 0 | 0 | 0 | 0 | 0 | 0
NJ Non-HEDD CC Ngas Units - Nox Rate Annual v5.12, Unit 2976 and retrofits | 787 | 5789 | Rate Constraint in lbs/MWh | FALSE | L | Annual | Net Emissions Allowance Position | Thousand Tons | 0.012121 | 0.0096496 | 0.0096496 | 0.0096496 | 0.0096496 | 0.0096496 | 0.0096496
NJ Non-HEDD CC Ngas Units - Nox Rate Annual v5.12, Unit 2976 and retrofits | 787 | 5789 | Rate Constraint in lbs/MWh | FALSE | L | Annual | Fuel Consumed | TBtu | 0.21076 | 0.16778 | 0.16778 | 0.16778 | 0.16778 | 0.16778 | 0.16778
NJ Non-HEDD CC Ngas Units - Nox Rate Annual v5.12, Unit 2976 and retrofits | 787 | 5789 | Rate Constraint in lbs/MWh | FALSE | L | Annual | Rate | lb/MMBtu | 0.11502 | 0.11502 | 0.11502 | 0.11502 | 0.11502 | 0.11502 | 0.11502
NJ Non-HEDD CC Ngas Units - Nox Rate Annual v5.12, Unit 2976 and retrofits | 787 | 5789 | Rate Constraint in lbs/MWh | FALSE | L | Annual | Generation | TWh | 0.018648 | 0.014846 | 0.014846 | 0.014846 | 0.014846 | 0.014846 | 0.014846
NJ Non-HEDD CC Ngas Units - Nox Rate Annual v5.12, Unit 2976 and retrofits | 787 | 5789 | Rate Constraint in lbs/MWh | FALSE | L | Annual | Qualifying Generation | TWh | 0.018648 | 0.014846 | 0.014846 | 0.014846 | 0.014846 | 0.014846 | 0.014846
NJ Non-HEDD CC Ngas Units - Nox Rate Annual v5.12, Unit 2976 and retrofits | 787 | 5789 | Rate Constraint in lbs/MWh | FALSE | L | Annual | Constraint Shadow Price | US2011$/Ton | 0 | 0 | 0 | 0 | 0 | 0 | 0
NJ Non-HEDD CC Ngas Units - Nox Rate Annual v5.12, Unit 2977 and retrofits | 788 | 5789 | Rate Constraint in lbs/MWh | FALSE | L | Annual | Seasons Included | Seasons | Winter, Summer | Winter, Summer | Winter, Summer | Winter, Summer | Winter, Summer | Winter, Summer | Winter, Summer
NJ Non-HEDD CC Ngas Units - Nox Rate Annual v5.12, Unit 2977 and retrofits | 788 | 5789 | Rate Constraint in lbs/MWh | FALSE | L | Annual | Standard | lb/MWh | 1.3 | 1.3 | 1.3 | 1.3 | 1.3 | 1.3 | 1.3
NJ Non-HEDD CC Ngas Units - Nox Rate Annual v5.12, Unit 2977 and retrofits | 788 | 5789 | Rate Constraint in lbs/MWh | FALSE | L | Annual | Emissions at Affected Plants NOX | Thousand Tons | 0.0065992 | 0.0052537 | 0.0052537 | 0.0052537 | 0.0052537 | 0.0052537 | 0.0052537
NJ Non-HEDD CC Ngas Units - Nox Rate Annual v5.12, Unit 2977 and retrofits | 788 | 5789 | Rate Constraint in lbs/MWh | FALSE | L | Annual | Allowances Purchased NOX | Thousand Tons | 0 | 0 | 0 | 0 | 0 | 0 | 0
NJ Non-HEDD CC Ngas Units - Nox Rate Annual v5.12, Unit 2977 and retrofits | 788 | 5789 | Rate Constraint in lbs/MWh | FALSE | L | Annual | Allowances Sold NOX | Thousand Tons | 0 | 0 | 0 | 0 | 0 | 0 | 0
NJ Non-HEDD CC Ngas Units - Nox Rate Annual v5.12, Unit 2977 and retrofits | 788 | 5789 | Rate Constraint in lbs/MWh | FALSE | L | Annual | Allowances Banked | Thousand Tons | 0 | 0 | 0 | 0 | 0 | 0 | 0
NJ Non-HEDD CC Ngas Units - Nox Rate Annual v5.12, Unit 2977 and retrofits | 788 | 5789 | Rate Constraint in lbs/MWh | FALSE | L | Annual | Allowances Withdrawn (1:1) | Thousand Tons | 0 | 0 | 0 | 0 | 0 | 0 | 0
NJ Non-HEDD CC Ngas Units - Nox Rate Annual v5.12, Unit 2977 and retrofits | 788 | 5789 | Rate Constraint in lbs/MWh | FALSE | L | Annual | Allowances Withdrawn (n:1) | Thousand Tons | 0 | 0 | 0 | 0 | 0 | 0 | 0
NJ Non-HEDD CC Ngas Units - Nox Rate Annual v5.12, Unit 2977 and retrofits | 788 | 5789 | Rate Constraint in lbs/MWh | FALSE | L | Annual | Net Emissions Allowance Position | Thousand Tons | 0.0065992 | 0.0052537 | 0.0052537 | 0.0052537 | 0.0052537 | 0.0052537 | 0.0052537
NJ Non-HEDD CC Ngas Units - Nox Rate Annual v5.12, Unit 2977 and retrofits | 788 | 5789 | Rate Constraint in lbs/MWh | FALSE | L | Annual | Fuel Consumed | TBtu | 0.11474 | 0.091349 | 0.091349 | 0.091349 | 0.091349 | 0.091349 | 0.091349
NJ Non-HEDD CC Ngas Units - Nox Rate Annual v5.12, Unit 2977 and retrofits | 788 | 5789 | Rate Constraint in lbs/MWh | FALSE | L | Annual | Rate | lb/MMBtu | 0.11502 | 0.11502 | 0.11502 | 0.11502 | 0.11502 | 0.11502 | 0.11502
NJ Non-HEDD CC Ngas Units - Nox Rate Annual v5.12, Unit 2977 and retrofits | 788 | 5789 | Rate Constraint in lbs/MWh | FALSE | L | Annual | Generation | TWh | 0.010153 | 0.0080826 | 0.0080826 | 0.0080826 | 0.0080826 | 0.0080826 | 0.0080826
NJ Non-HEDD CC Ngas Units - Nox Rate Annual v5.12, Unit 2977 and retrofits | 788 | 5789 | Rate Constraint in lbs/MWh | FALSE | L | Annual | Qualifying Generation | TWh | 0.010153 | 0.0080826 | 0.0080826 | 0.0080826 | 0.0080826 | 0.0080826 | 0.0080826
NJ Non-HEDD CC Ngas Units - Nox Rate Annual v5.12, Unit 2977 and retrofits | 788 | 5789 | Rate Constraint in lbs/MWh | FALSE | L | Annual | Constraint Shadow Price | US2011$/Ton | 0 | 0 | 0 | 0 | 0 | 0 | 0
NJ Non-HEDD CC Ngas Units - Nox Rate Annual v5.12, Unit 2978 and retrofits | 789 | 5789 | Rate Constraint in lbs/MWh | FALSE | L | Annual | Seasons Included | Seasons | Winter, Summer | Winter, Summer | Winter, Summer | Winter, Summer | Winter, Summer | Winter, Summer | Winter, Summer
NJ Non-HEDD CC Ngas Units - Nox Rate Annual v5.12, Unit 2978 and retrofits | 789 | 5789 | Rate Constraint in lbs/MWh | FALSE | L | Annual | Standard | lb/MWh | 1.3 | 1.3 | 1.3 | 1.3 | 1.3 | 1.3 | 1.3
NJ Non-HEDD CC Ngas Units - Nox Rate Annual v5.12, Unit 2978 and retrofits | 789 | 5789 | Rate Constraint in lbs/MWh | FALSE | L | Annual | Emissions at Affected Plants NOX | Thousand Tons | 0.0068685 | 0.0054681 | 0.0054681 | 0.0054681 | 0.0054681 | 0.0054681 | 0.0054681
NJ Non-HEDD CC Ngas Units - Nox Rate Annual v5.12, Unit 2978 and retrofits | 789 | 5789 | Rate Constraint in lbs/MWh | FALSE | L | Annual | Allowances Purchased NOX | Thousand Tons | 0 | 0 | 0 | 0 | 0 | 0 | 0
NJ Non-HEDD CC Ngas Units - Nox Rate Annual v5.12, Unit 2978 and retrofits | 789 | 5789 | Rate Constraint in lbs/MWh | FALSE | L | Annual | Allowances Sold NOX | Thousand Tons | 0 | 0 | 0 | 0 | 0 | 0 | 0
NJ Non-HEDD CC Ngas Units - Nox Rate Annual v5.12, Unit 2978 and retrofits | 789 | 5789 | Rate Constraint in lbs/MWh | FALSE | L | Annual | Allowances Banked | Thousand Tons | 0 | 0 | 0 | 0 | 0 | 0 | 0
NJ Non-HEDD CC Ngas Units - Nox Rate Annual v5.12, Unit 2978 and retrofits | 789 | 5789 | Rate Constraint in lbs/MWh | FALSE | L | Annual | Allowances Withdrawn (1:1) | Thousand Tons | 0 | 0 | 0 | 0 | 0 | 0 | 0
NJ Non-HEDD CC Ngas Units - Nox Rate Annual v5.12, Unit 2978 and retrofits | 789 | 5789 | Rate Constraint in lbs/MWh | FALSE | L | Annual | Allowances Withdrawn (n:1) | Thousand Tons | 0 | 0 | 0 | 0 | 0 | 0 | 0
NJ Non-HEDD CC Ngas Units - Nox Rate Annual v5.12, Unit 2978 and retrofits | 789 | 5789 | Rate Constraint in lbs/MWh | FALSE | L | Annual | Net Emissions Allowance Position | Thousand Tons | 0.0068685 | 0.0054681 | 0.0054681 | 0.0054681 | 0.0054681 | 0.0054681 | 0.0054681
NJ Non-HEDD CC Ngas Units - Nox Rate Annual v5.12, Unit 2978 and retrofits | 789 | 5789 | Rate Constraint in lbs/MWh | FALSE | L | Annual | Fuel Consumed | TBtu | 0.11943 | 0.095078 | 0.095078 | 0.095078 | 0.095078 | 0.095078 | 0.095078
NJ Non-HEDD CC Ngas Units - Nox Rate Annual v5.12, Unit 2978 and retrofits | 789 | 5789 | Rate Constraint in lbs/MWh | FALSE | L | Annual | Rate | lb/MMBtu | 0.11502 | 0.11502 | 0.11502 | 0.11502 | 0.11502 | 0.11502 | 0.11502
NJ Non-HEDD CC Ngas Units - Nox Rate Annual v5.12, Unit 2978 and retrofits | 789 | 5789 | Rate Constraint in lbs/MWh | FALSE | L | Annual | Generation | TWh | 0.010567 | 0.0084125 | 0.0084125 | 0.0084125 | 0.0084125 | 0.0084125 | 0.0084125
NJ Non-HEDD CC Ngas Units - Nox Rate Annual v5.12, Unit 2978 and retrofits | 789 | 5789 | Rate Constraint in lbs/MWh | FALSE | L | Annual | Qualifying Generation | TWh | 0.010567 | 0.0084125 | 0.0084125 | 0.0084125 | 0.0084125 | 0.0084125 | 0.0084125
NJ Non-HEDD CC Ngas Units - Nox Rate Annual v5.12, Unit 2978 and retrofits | 789 | 5789 | Rate Constraint in lbs/MWh | FALSE | L | Annual | Constraint Shadow Price | US2011$/Ton | 0 | 0 | 0 | 0 | 0 | 0 | 0
NJ Non-HEDD CC Ngas Units - Nox Rate Annual v5.12, Unit 2979 and retrofits | 790 | 5789 | Rate Constraint in lbs/MWh | FALSE | L | Annual | Seasons Included | Seasons | Winter, Summer | Winter, Summer | Winter, Summer | Winter, Summer | Winter, Summer | Winter, Summer | Winter, Summer
NJ Non-HEDD CC Ngas Units - Nox Rate Annual v5.12, Unit 2979 and retrofits | 790 | 5789 | Rate Constraint in lbs/MWh | FALSE | L | Annual | Standard | lb/MWh | 1.3 | 1.3 | 1.3 | 1.3 | 1.3 | 1.3 | 1.3
NJ Non-HEDD CC Ngas Units - Nox Rate Annual v5.12, Unit 2979 and retrofits | 790 | 5789 | Rate Constraint in lbs/MWh | FALSE | L | Annual | Emissions at Affected Plants NOX | Thousand Tons | 0.014329 | 0.012879 | 0.004525 | 0.004525 | 0.004525 | 0.012524 | 0.012524
NJ Non-HEDD CC Ngas Units - Nox Rate Annual v5.12, Unit 2979 and retrofits | 790 | 5789 | Rate Constraint in lbs/MWh | FALSE | L | Annual | Allowances Purchased NOX | Thousand Tons | 0 | 0 | 0 | 0 | 0 | 0 | 0
NJ Non-HEDD CC Ngas Units - Nox Rate Annual v5.12, Unit 2979 and retrofits | 790 | 5789 | Rate Constraint in lbs/MWh | FALSE | L | Annual | Allowances Sold NOX | Thousand Tons | 0 | 0 | 0 | 0 | 0 | 0 | 0
NJ Non-HEDD CC Ngas Units - Nox Rate Annual v5.12, Unit 2979 and retrofits | 790 | 5789 | Rate Constraint in lbs/MWh | FALSE | L | Annual | Allowances Banked | Thousand Tons | 0 | 0 | 0 | 0 | 0 | 0 | 0
NJ Non-HEDD CC Ngas Units - Nox Rate Annual v5.12, Unit 2979 and retrofits | 790 | 5789 | Rate Constraint in lbs/MWh | FALSE | L | Annual | Allowances Withdrawn (1:1) | Thousand Tons | 0 | 0 | 0 | 0 | 0 | 0 | 0
NJ Non-HEDD CC Ngas Units - Nox Rate Annual v5.12, Unit 2979 and retrofits | 790 | 5789 | Rate Constraint in lbs/MWh | FALSE | L | Annual | Allowances Withdrawn (n:1) | Thousand Tons | 0 | 0 | 0 | 0 | 0 | 0 | 0
NJ Non-HEDD CC Ngas Units - Nox Rate Annual v5.12, Unit 2979 and retrofits | 790 | 5789 | Rate Constraint in lbs/MWh | FALSE | L | Annual | Net Emissions Allowance Position | Thousand Tons | 0.014329 | 0.012879 | 0.004525 | 0.004525 | 0.004525 | 0.012524 | 0.012524
NJ Non-HEDD CC Ngas Units - Nox Rate Annual v5.12, Unit 2979 and retrofits | 790 | 5789 | Rate Constraint in lbs/MWh | FALSE | L | Annual | Fuel Consumed | TBtu | 0.77142 | 0.69338 | 0.24361 | 0.24361 | 0.24361 | 0.67425 | 0.67425
NJ Non-HEDD CC Ngas Units - Nox Rate Annual v5.12, Unit 2979 and retrofits | 790 | 5789 | Rate Constraint in lbs/MWh | FALSE | L | Annual | Rate | lb/MMBtu | 0.03715 | 0.03715 | 0.03715 | 0.03715 | 0.03715 | 0.03715 | 0.03715
NJ Non-HEDD CC Ngas Units - Nox Rate Annual v5.12, Unit 2979 and retrofits | 790 | 5789 | Rate Constraint in lbs/MWh | FALSE | L | Annual | Generation | TWh | 0.085183 | 0.076565 | 0.0269 | 0.0269 | 0.0269 | 0.074453 | 0.074453
NJ Non-HEDD CC Ngas Units - Nox Rate Annual v5.12, Unit 2979 and retrofits | 790 | 5789 | Rate Constraint in lbs/MWh | FALSE | L | Annual | Qualifying Generation | TWh | 0.085183 | 0.076565 | 0.0269 | 0.0269 | 0.0269 | 0.074453 | 0.074453
NJ Non-HEDD CC Ngas Units - Nox Rate Annual v5.12, Unit 2979 and retrofits | 790 | 5789 | Rate Constraint in lbs/MWh | FALSE | L | Annual | Constraint Shadow Price | US2011$/Ton | 0 | 0 | 0 | 0 | 0 | 0 | 0
NJ Non-HEDD CC Ngas Units - Nox Rate Annual v5.12, Unit 2980 and retrofits | 791 | 5789 | Rate Constraint in lbs/MWh | FALSE | L | Annual | Seasons Included | Seasons | Winter, Summer | Winter, Summer | Winter, Summer | Winter, Summer | Winter, Summer | Winter, Summer | Winter, Summer
NJ Non-HEDD CC Ngas Units - Nox Rate Annual v5.12, Unit 2980 and retrofits | 791 | 5789 | Rate Constraint in lbs/MWh | FALSE | L | Annual | Standard | lb/MWh | 1.3 | 1.3 | 1.3 | 1.3 | 1.3 | 1.3 | 1.3
NJ Non-HEDD CC Ngas Units - Nox Rate Annual v5.12, Unit 2980 and retrofits | 791 | 5789 | Rate Constraint in lbs/MWh | FALSE | L | Annual | Emissions at Affected Plants NOX | Thousand Tons | 0.0031485 | 0.0031485 | 0.0031485 | 0.0031485 | 0.0031485 | 0.00096534 | 0.00096534
NJ Non-HEDD CC Ngas Units - Nox Rate Annual v5.12, Unit 2980 and retrofits | 791 | 5789 | Rate Constraint in lbs/MWh | FALSE | L | Annual | Allowances Purchased NOX | Thousand Tons | 0 | 0 | 0 | 0 | 0 | 0 | 0
NJ Non-HEDD CC Ngas Units - Nox Rate Annual v5.12, Unit 2980 and retrofits | 791 | 5789 | Rate Constraint in lbs/MWh | FALSE | L | Annual | Allowances Sold NOX | Thousand Tons | 0 | 0 | 0 | 0 | 0 | 0 | 0
NJ Non-HEDD CC Ngas Units - Nox Rate Annual v5.12, Unit 2980 and retrofits | 791 | 5789 | Rate Constraint in lbs/MWh | FALSE | L | Annual | Allowances Banked | Thousand Tons | 0 | 0 | 0 | 0 | 0 | 0 | 0
NJ Non-HEDD CC Ngas Units - Nox Rate Annual v5.12, Unit 2980 and retrofits | 791 | 5789 | Rate Constraint in lbs/MWh | FALSE | L | Annual | Allowances Withdrawn (1:1) | Thousand Tons | 0 | 0 | 0 | 0 | 0 | 0 | 0
NJ Non-HEDD CC Ngas Units - Nox Rate Annual v5.12, Unit 2980 and retrofits | 791 | 5789 | Rate Constraint in lbs/MWh | FALSE | L | Annual | Allowances Withdrawn (n:1) | Thousand Tons | 0 | 0 | 0 | 0 | 0 | 0 | 0
NJ Non-HEDD CC Ngas Units - Nox Rate Annual v5.12, Unit 2980 and retrofits | 791 | 5789 | Rate Constraint in lbs/MWh | FALSE | L | Annual | Net Emissions Allowance Position | Thousand Tons | 0.0031485 | 0.0031485 | 0.0031485 | 0.0031485 | 0.0031485 | 0.00096534 | 0.00096534
NJ Non-HEDD CC Ngas Units - Nox Rate Annual v5.12, Unit 2980 and retrofits | 791 | 5789 | Rate Constraint in lbs/MWh | FALSE | L | Annual | Fuel Consumed | TBtu | 0.12041 | 0.12041 | 0.12041 | 0.12041 | 0.12041 | 0.036917 | 0.036917
NJ Non-HEDD CC Ngas Units - Nox Rate Annual v5.12, Unit 2980 and retrofits | 791 | 5789 | Rate Constraint in lbs/MWh | FALSE | L | Annual | Rate | lb/MMBtu | 0.052298 | 0.052298 | 0.052298 | 0.052298 | 0.052298 | 0.052298 | 0.052298
NJ Non-HEDD CC Ngas Units - Nox Rate Annual v5.12, Unit 2980 and retrofits | 791 | 5789 | Rate Constraint in lbs/MWh | FALSE | L | Annual | Generation | TWh | 0.011836 | 0.011836 | 0.011836 | 0.011836 | 0.011836 | 0.0036289 | 0.0036289
NJ Non-HEDD CC Ngas Units - Nox Rate Annual v5.12, Unit 2980 and retrofits | 791 | 5789 | Rate Constraint in lbs/MWh | FALSE | L | Annual | Qualifying Generation | TWh | 0.011836 | 0.011836 | 0.011836 | 0.011836 | 0.011836 | 0.0036289 | 0.0036289
NJ Non-HEDD CC Ngas Units - Nox Rate Annual v5.12, Unit 2980 and retrofits | 791 | 5789 | Rate Constraint in lbs/MWh | FALSE | L | Annual | Constraint Shadow Price | US2011$/Ton | 0 | 0 | 0 | 0 | 0 | 0 | 0
NJ Non-HEDD CC Ngas Units - Nox Rate Annual v5.12, Unit 2981 and retrofits | 792 | 5789 | Rate Constraint in lbs/MWh | FALSE | L | Annual | Seasons Included | Seasons | Winter, Summer | Winter, Summer | Winter, Summer | Winter, Summer | Winter, Summer | Winter, Summer | Winter, Summer
NJ Non-HEDD CC Ngas Units - Nox Rate Annual v5.12, Unit 2981 and retrofits | 792 | 5789 | Rate Constraint in lbs/MWh | FALSE | L | Annual | Standard | lb/MWh | 1.3 | 1.3 | 1.3 | 1.3 | 1.3 | 1.3 | 1.3
NJ Non-HEDD CC Ngas Units - Nox Rate Annual v5.12, Unit 2981 and retrofits | 792 | 5789 | Rate Constraint in lbs/MWh | FALSE | L | Annual | Emissions at Affected Plants NOX | Thousand Tons | 0.021769 | 0.027264 | 0.027264 | 0.027264 | 0.019566 | 0.019026 | 0.019026
NJ Non-HEDD CC Ngas Units - Nox Rate Annual v5.12, Unit 2981 and retrofits | 792 | 5789 | Rate Constraint in lbs/MWh | FALSE | L | Annual | Allowances Purchased NOX | Thousand Tons | 0 | 0 | 0 | 0 | 0 | 0 | 0
NJ Non-HEDD CC Ngas Units - Nox Rate Annual v5.12, Unit 2981 and retrofits | 792 | 5789 | Rate Constraint in lbs/MWh | FALSE | L | Annual | Allowances Sold NOX | Thousand Tons | 0 | 0 | 0 | 0 | 0 | 0 | 0
NJ Non-HEDD CC Ngas Units - Nox Rate Annual v5.12, Unit 2981 and retrofits | 792 | 5789 | Rate Constraint in lbs/MWh | FALSE | L | Annual | Allowances Banked | Thousand Tons | 0 | 0 | 0 | 0 | 0 | 0 | 0
NJ Non-HEDD CC Ngas Units - Nox Rate Annual v5.12, Unit 2981 and retrofits | 792 | 5789 | Rate Constraint in lbs/MWh | FALSE | L | Annual | Allowances Withdrawn (1:1) | Thousand Tons | 0 | 0 | 0 | 0 | 0 | 0 | 0
NJ Non-HEDD CC Ngas Units - Nox Rate Annual v5.12, Unit 2981 and retrofits | 792 | 5789 | Rate Constraint in lbs/MWh | FALSE | L | Annual | Allowances Withdrawn (n:1) | Thousand Tons | 0 | 0 | 0 | 0 | 0 | 0 | 0
NJ Non-HEDD CC Ngas Units - Nox Rate Annual v5.12, Unit 2981 and retrofits | 792 | 5789 | Rate Constraint in lbs/MWh | FALSE | L | Annual | Net Emissions Allowance Position | Thousand Tons | 0.021769 | 0.027264 | 0.027264 | 0.027264 | 0.019566 | 0.019026 | 0.019026
NJ Non-HEDD CC Ngas Units - Nox Rate Annual v5.12, Unit 2981 and retrofits | 792 | 5789 | Rate Constraint in lbs/MWh | FALSE | L | Annual | Fuel Consumed | TBtu | 1.0883 | 1.363 | 1.363 | 1.363 | 0.97816 | 0.95118 | 0.95118
NJ Non-HEDD CC Ngas Units - Nox Rate Annual v5.12, Unit 2981 and retrofits | 792 | 5789 | Rate Constraint in lbs/MWh | FALSE | L | Annual | Rate | lb/MMBtu | 0.040006 | 0.040006 | 0.040006 | 0.040006 | 0.040006 | 0.040006 | 0.040006
NJ Non-HEDD CC Ngas Units - Nox Rate Annual v5.12, Unit 2981 and retrofits | 792 | 5789 | Rate Constraint in lbs/MWh | FALSE | L | Annual | Generation | TWh | 0.12778 | 0.16003 | 0.16003 | 0.16003 | 0.11485 | 0.11168 | 0.11168
NJ Non-HEDD CC Ngas Units - Nox Rate Annual v5.12, Unit 2981 and retrofits | 792 | 5789 | Rate Constraint in lbs/MWh | FALSE | L | Annual | Qualifying Generation | TWh | 0.12778 | 0.16003 | 0.16003 | 0.16003 | 0.11485 | 0.11168 | 0.11168
NJ Non-HEDD CC Ngas Units - Nox Rate Annual v5.12, Unit 2981 and retrofits | 792 | 5789 | Rate Constraint in lbs/MWh | FALSE | L | Annual | Constraint Shadow Price | US2011$/Ton | 0 | 0 | 0 | 0 | 0 | 0 | 0
NJ Non-HEDD CC Ngas Units - Nox Rate Annual v5.12, Unit 2982 and retrofits | 793 | 5789 | Rate Constraint in lbs/MWh | FALSE | L | Annual | Seasons Included | Seasons | Winter, Summer | Winter, Summer | Winter, Summer | Winter, Summer | Winter, Summer | Winter, Summer | Winter, Summer
NJ Non-HEDD CC Ngas Units - Nox Rate Annual v5.12, Unit 2982 and retrofits | 793 | 5789 | Rate Constraint in lbs/MWh | FALSE | L | Annual | Standard | lb/MWh | 1.3 | 1.3 | 1.3 | 1.3 | 1.3 | 1.3 | 1.3
NJ Non-HEDD CC Ngas Units - Nox Rate Annual v5.12, Unit 2982 and retrofits | 793 | 5789 | Rate Constraint in lbs/MWh | FALSE | L | Annual | Emissions at Affected Plants NOX | Thousand Tons | 0.021769 | 0.027264 | 0.027264 | 0.027264 | 0.019566 | 0.019026 | 0.019026
NJ Non-HEDD CC Ngas Units - Nox Rate Annual v5.12, Unit 2982 and retrofits | 793 | 5789 | Rate Constraint in lbs/MWh | FALSE | L | Annual | Allowances Purchased NOX | Thousand Tons | 0 | 0 | 0 | 0 | 0 | 0 | 0
NJ Non-HEDD CC Ngas Units - Nox Rate Annual v5.12, Unit 2982 and retrofits | 793 | 5789 | Rate Constraint in lbs/MWh | FALSE | L | Annual | Allowances Sold NOX | Thousand Tons | 0 | 0 | 0 | 0 | 0 | 0 | 0
NJ Non-HEDD CC Ngas Units - Nox Rate Annual v5.12, Unit 2982 and retrofits | 793 | 5789 | Rate Constraint in lbs/MWh | FALSE | L | Annual | Allowances Banked | Thousand Tons | 0 | 0 | 0 | 0 | 0 | 0 | 0
NJ Non-HEDD CC Ngas Units - Nox Rate Annual v5.12, Unit 2982 and retrofits | 793 | 5789 | Rate Constraint in lbs/MWh | FALSE | L | Annual | Allowances Withdrawn (1:1) | Thousand Tons | 0 | 0 | 0 | 0 | 0 | 0 | 0
NJ Non-HEDD CC Ngas Units - Nox Rate Annual v5.12, Unit 2982 and retrofits | 793 | 5789 | Rate Constraint in lbs/MWh | FALSE | L | Annual | Allowances Withdrawn (n:1) | Thousand Tons | 0 | 0 | 0 | 0 | 0 | 0 | 0
NJ Non-HEDD CC Ngas Units - Nox Rate Annual v5.12, Unit 2982 and retrofits | 793 | 5789 | Rate Constraint in lbs/MWh | FALSE | L | Annual | Net Emissions Allowance Position | Thousand Tons | 0.021769 | 0.027264 | 0.027264 | 0.027264 | 0.019566 | 0.019026 | 0.019026
NJ Non-HEDD CC Ngas Units - Nox Rate Annual v5.12, Unit 2982 and retrofits | 793 | 5789 | Rate Constraint in lbs/MWh | FALSE | L | Annual | Fuel Consumed | TBtu | 1.0883 | 1.363 | 1.363 | 1.363 | 0.97816 | 0.95118 | 0.95118
NJ Non-HEDD CC Ngas Units - Nox Rate Annual v5.12, Unit 2982 and retrofits | 793 | 5789 | Rate Constraint in lbs/MWh | FALSE | L | Annual | Rate | lb/MMBtu | 0.040006 | 0.040006 | 0.040006 | 0.040006 | 0.040006 | 0.040006 | 0.040006
NJ Non-HEDD CC Ngas Units - Nox Rate Annual v5.12, Unit 2982 and retrofits | 793 | 5789 | Rate Constraint in lbs/MWh | FALSE | L | Annual | Generation | TWh | 0.12778 | 0.16003 | 0.16003 | 0.16003 | 0.11485 | 0.11168 | 0.11168
NJ Non-HEDD CC Ngas Units - Nox Rate Annual v5.12, Unit 2982 and retrofits | 793 | 5789 | Rate Constraint in lbs/MWh | FALSE | L | Annual | Qualifying Generation | TWh | 0.12778 | 0.16003 | 0.16003 | 0.16003 | 0.11485 | 0.11168 | 0.11168
NJ Non-HEDD CC Ngas Units - Nox Rate Annual v5.12, Unit 2982 and retrofits | 793 | 5789 | Rate Constraint in lbs/MWh | FALSE | L | Annual | Constraint Shadow Price | US2011$/Ton | 0 | 0 | 0 | 0 | 0 | 0 | 0
NJ Non-HEDD CC Ngas Units - Nox Rate Annual v5.12, Unit 2983 and retrofits | 794 | 5789 | Rate Constraint in lbs/MWh | FALSE | L | Annual | Seasons Included | Seasons | Winter, Summer | Winter, Summer | Winter, Summer | Winter, Summer | Winter, Summer | Winter, Summer | Winter, Summer
NJ Non-HEDD CC Ngas Units - Nox Rate Annual v5.12, Unit 2983 and retrofits | 794 | 5789 | Rate Constraint in lbs/MWh | FALSE | L | Annual | Standard | lb/MWh | 1.3 | 1.3 | 1.3 | 1.3 | 1.3 | 1.3 | 1.3
NJ Non-HEDD CC Ngas Units - Nox Rate Annual v5.12, Unit 2983 and retrofits | 794 | 5789 | Rate Constraint in lbs/MWh | FALSE | L | Annual | Emissions at Affected Plants NOX | Thousand Tons | 0.018153 | 0.011316 | 0.011316 | 0.011316 | 0.011316 | 0.0090349 | 0.0090349
NJ Non-HEDD CC Ngas Units - Nox Rate Annual v5.12, Unit 2983 and retrofits | 794 | 5789 | Rate Constraint in lbs/MWh | FALSE | L | Annual | Allowances Purchased NOX | Thousand Tons | 0 | 0 | 0 | 0 | 0 | 0 | 0
NJ Non-HEDD CC Ngas Units - Nox Rate Annual v5.12, Unit 2983 and retrofits | 794 | 5789 | Rate Constraint in lbs/MWh | FALSE | L | Annual | Allowances Sold NOX | Thousand Tons | 0 | 0 | 0 | 0 | 0 | 0 | 0
NJ Non-HEDD CC Ngas Units - Nox Rate Annual v5.12, Unit 2983 and retrofits | 794 | 5789 | Rate Constraint in lbs/MWh | FALSE | L | Annual | Allowances Banked | Thousand Tons | 0 | 0 | 0 | 0 | 0 | 0 | 0
NJ Non-HEDD CC Ngas Units - Nox Rate Annual v5.12, Unit 2983 and retrofits | 794 | 5789 | Rate Constraint in lbs/MWh | FALSE | L | Annual | Allowances Withdrawn (1:1) | Thousand Tons | 0 | 0 | 0 | 0 | 0 | 0 | 0
NJ Non-HEDD CC Ngas Units - Nox Rate Annual v5.12, Unit 2983 and retrofits | 794 | 5789 | Rate Constraint in lbs/MWh | FALSE | L | Annual | Allowances Withdrawn (n:1) | Thousand Tons | 0 | 0 | 0 | 0 | 0 | 0 | 0
NJ Non-HEDD CC Ngas Units - Nox Rate Annual v5.12, Unit 2983 and retrofits | 794 | 5789 | Rate Constraint in lbs/MWh | FALSE | L | Annual | Net Emissions Allowance Position | Thousand Tons | 0.018153 | 0.011316 | 0.011316 | 0.011316 | 0.011316 | 0.0090349 | 0.0090349
NJ Non-HEDD CC Ngas Units - Nox Rate Annual v5.12, Unit 2983 and retrofits | 794 | 5789 | Rate Constraint in lbs/MWh | FALSE | L | Annual | Fuel Consumed | TBtu | 0.99535 | 0.62044 | 0.62044 | 0.62044 | 0.62044 | 0.49539 | 0.49539
NJ Non-HEDD CC Ngas Units - Nox Rate Annual v5.12, Unit 2983 and retrofits | 794 | 5789 | Rate Constraint in lbs/MWh | FALSE | L | Annual | Rate | lb/MMBtu | 0.036476 | 0.036476 | 0.036476 | 0.036476 | 0.036476 | 0.036476 | 0.036476
NJ Non-HEDD CC Ngas Units - Nox Rate Annual v5.12, Unit 2983 and retrofits | 794 | 5789 | Rate Constraint in lbs/MWh | FALSE | L | Annual | Generation | TWh | 0.11981 | 0.07468 | 0.07468 | 0.07468 | 0.07468 | 0.059628 | 0.059628
NJ Non-HEDD CC Ngas Units - Nox Rate Annual v5.12, Unit 2983 and retrofits | 794 | 5789 | Rate Constraint in lbs/MWh | FALSE | L | Annual | Qualifying Generation | TWh | 0.11981 | 0.07468 | 0.07468 | 0.07468 | 0.07468 | 0.059628 | 0.059628
NJ Non-HEDD CC Ngas Units - Nox Rate Annual v5.12, Unit 2983 and retrofits | 794 | 5789 | Rate Constraint in lbs/MWh | FALSE | L | Annual | Constraint Shadow Price | US2011$/Ton | 0 | 0 | 0 | 0 | 0 | 0 | 0
NJ Non-HEDD CC Ngas Units - Nox Rate Annual v5.12, Unit 2984 and retrofits | 795 | 5789 | Rate Constraint in lbs/MWh | FALSE | L | Annual | Seasons Included | Seasons | Winter, Summer | Winter, Summer | Winter, Summer | Winter, Summer | Winter, Summer | Winter, Summer | Winter, Summer
NJ Non-HEDD CC Ngas Units - Nox Rate Annual v5.12, Unit 2984 and retrofits | 795 | 5789 | Rate Constraint in lbs/MWh | FALSE | L | Annual | Standard | lb/MWh | 1.3 | 1.3 | 1.3 | 1.3 | 1.3 | 1.3 | 1.3
NJ Non-HEDD CC Ngas Units - Nox Rate Annual v5.12, Unit 2984 and retrofits | 795 | 5789 | Rate Constraint in lbs/MWh | FALSE | L | Annual | Emissions at Affected Plants NOX | Thousand Tons | 0.0021386 | 0.0021386 | 0.00065571 | 0.0019707 | 0.0019707 | 0.00065571 | 0.00065571
NJ Non-HEDD CC Ngas Units - Nox Rate Annual v5.12, Unit 2984 and retrofits | 795 | 5789 | Rate Constraint in lbs/MWh | FALSE | L | Annual | Allowances Purchased NOX | Thousand Tons | 0 | 0 | 0 | 0 | 0 | 0 | 0
NJ Non-HEDD CC Ngas Units - Nox Rate Annual v5.12, Unit 2984 and retrofits | 795 | 5789 | Rate Constraint in lbs/MWh | FALSE | L | Annual | Allowances Sold NOX | Thousand Tons | 0 | 0 | 0 | 0 | 0 | 0 | 0
NJ Non-HEDD CC Ngas Units - Nox Rate Annual v5.12, Unit 2984 and retrofits | 795 | 5789 | Rate Constraint in lbs/MWh | FALSE | L | Annual | Allowances Banked | Thousand Tons | 0 | 0 | 0 | 0 | 0 | 0 | 0
NJ Non-HEDD CC Ngas Units - Nox Rate Annual v5.12, Unit 2984 and retrofits | 795 | 5789 | Rate Constraint in lbs/MWh | FALSE | L | Annual | Allowances Withdrawn (1:1) | Thousand Tons | 0 | 0 | 0 | 0 | 0 | 0 | 0
NJ Non-HEDD CC Ngas Units - Nox Rate Annual v5.12, Unit 2984 and retrofits | 795 | 5789 | Rate Constraint in lbs/MWh | FALSE | L | Annual | Allowances Withdrawn (n:1) | Thousand Tons | 0 | 0 | 0 | 0 | 0 | 0 | 0
NJ Non-HEDD CC Ngas Units - Nox Rate Annual v5.12, Unit 2984 and retrofits | 795 | 5789 | Rate Constraint in lbs/MWh | FALSE | L | Annual | Net Emissions Allowance Position | Thousand Tons | 0.0021386 | 0.0021386 | 0.00065571 | 0.0019707 | 0.0019707 | 0.00065571 | 0.00065571
NJ Non-HEDD CC Ngas Units - Nox Rate Annual v5.12, Unit 2984 and retrofits | 795 | 5789 | Rate Constraint in lbs/MWh | FALSE | L | Annual | Fuel Consumed | TBtu | 0.080794 | 0.080794 | 0.024772 | 0.07445 | 0.07445 | 0.024772 | 0.024772
NJ Non-HEDD CC Ngas Units - Nox Rate Annual v5.12, Unit 2984 and retrofits | 795 | 5789 | Rate Constraint in lbs/MWh | FALSE | L | Annual | Rate | lb/MMBtu | 0.052941 | 0.052941 | 0.052941 | 0.052941 | 0.052941 | 0.052941 | 0.052941
NJ Non-HEDD CC Ngas Units - Nox Rate Annual v5.12, Unit 2984 and retrofits | 795 | 5789 | Rate Constraint in lbs/MWh | FALSE | L | Annual | Generation | TWh | 0.0074782 | 0.0074782 | 0.0022928 | 0.006891 | 0.006891 | 0.0022928 | 0.0022928
NJ Non-HEDD CC Ngas Units - Nox Rate Annual v5.12, Unit 2984 and retrofits | 795 | 5789 | Rate Constraint in lbs/MWh | FALSE | L | Annual | Qualifying Generation | TWh | 0.0074782 | 0.0074782 | 0.0022928 | 0.006891 | 0.006891 | 0.0022928 | 0.0022928
NJ Non-HEDD CC Ngas Units - Nox Rate Annual v5.12, Unit 2984 and retrofits | 795 | 5789 | Rate Constraint in lbs/MWh | FALSE | L | Annual | Constraint Shadow Price | US2011$/Ton | 0 | 0 | 0 | 0 | 0 | 0 | 0
NJ Non-HEDD CC Ngas Units - Nox Rate Annual v5.12, Unit 2985 and retrofits | 796 | 5789 | Rate Constraint in lbs/MWh | FALSE | L | Annual | Seasons Included | Seasons | Winter, Summer | Winter, Summer | Winter, Summer | Winter, Summer | Winter, Summer | Winter, Summer | Winter, Summer
NJ Non-HEDD CC Ngas Units - Nox Rate Annual v5.12, Unit 2985 and retrofits | 796 | 5789 | Rate Constraint in lbs/MWh | FALSE | L | Annual | Standard | lb/MWh | 1.3 | 1.3 | 1.3 | 1.3 | 1.3 | 1.3 | 1.3
NJ Non-HEDD CC Ngas Units - Nox Rate Annual v5.12, Unit 2985 and retrofits | 796 | 5789 | Rate Constraint in lbs/MWh | FALSE | L | Annual | Emissions at Affected Plants NOX | Thousand Tons | 0.0027327 | 0.0027327 | 0.0027327 | 0.0027327 | 0.0027327 | 0.00083785 | 0.00083785
NJ Non-HEDD CC Ngas Units - Nox Rate Annual v5.12, Unit 2985 and retrofits | 796 | 5789 | Rate Constraint in lbs/MWh | FALSE | L | Annual | Allowances Purchased NOX | Thousand Tons | 0 | 0 | 0 | 0 | 0 | 0 | 0
NJ Non-HEDD CC Ngas Units - Nox Rate Annual v5.12, Unit 2985 and retrofits | 796 | 5789 | Rate Constraint in lbs/MWh | FALSE | L | Annual | Allowances Sold NOX | Thousand Tons | 0 | 0 | 0 | 0 | 0 | 0 | 0
NJ Non-HEDD CC Ngas Units - Nox Rate Annual v5.12, Unit 2985 and retrofits | 796 | 5789 | Rate Constraint in lbs/MWh | FALSE | L | Annual | Allowances Banked | Thousand Tons | 0 | 0 | 0 | 0 | 0 | 0 | 0
NJ Non-HEDD CC Ngas Units - Nox Rate Annual v5.12, Unit 2985 and retrofits | 796 | 5789 | Rate Constraint in lbs/MWh | FALSE | L | Annual | Allowances Withdrawn (1:1) | Thousand Tons | 0 | 0 | 0 | 0 | 0 | 0 | 0
NJ Non-HEDD CC Ngas Units - Nox Rate Annual v5.12, Unit 2985 and retrofits | 796 | 5789 | Rate Constraint in lbs/MWh | FALSE | L | Annual | Allowances Withdrawn (n:1) | Thousand Tons | 0 | 0 | 0 | 0 | 0 | 0 | 0
NJ Non-HEDD CC Ngas Units - Nox Rate Annual v5.12, Unit 2985 and retrofits | 796 | 5789 | Rate Constraint in lbs/MWh | FALSE | L | Annual | Net Emissions Allowance Position | Thousand Tons | 0.0027327 | 0.0027327 | 0.0027327 | 0.0027327 | 0.0027327 | 0.00083785 | 0.00083785
NJ Non-HEDD CC Ngas Units - Nox Rate Annual v5.12, Unit 2985 and retrofits | 796 | 5789 | Rate Constraint in lbs/MWh | FALSE | L | Annual | Fuel Consumed | TBtu | 0.21175 | 0.21175 | 0.21175 | 0.21175 | 0.21175 | 0.064922 | 0.064922
NJ Non-HEDD CC Ngas Units - Nox Rate Annual v5.12, Unit 2985 and retrofits | 796 | 5789 | Rate Constraint in lbs/MWh | FALSE | L | Annual | Rate | lb/MMBtu | 0.025811 | 0.025811 | 0.025811 | 0.025811 | 0.025811 | 0.025811 | 0.025811
NJ Non-HEDD CC Ngas Units - Nox Rate Annual v5.12, Unit 2985 and retrofits | 796 | 5789 | Rate Constraint in lbs/MWh | FALSE | L | Annual | Generation | TWh | 0.022596 | 0.022596 | 0.022596 | 0.022596 | 0.022596 | 0.0069279 | 0.0069279
NJ Non-HEDD CC Ngas Units - Nox Rate Annual v5.12, Unit 2985 and retrofits | 796 | 5789 | Rate Constraint in lbs/MWh | FALSE | L | Annual | Qualifying Generation | TWh | 0.022596 | 0.022596 | 0.022596 | 0.022596 | 0.022596 | 0.0069279 | 0.0069279
NJ Non-HEDD CC Ngas Units - Nox Rate Annual v5.12, Unit 2985 and retrofits | 796 | 5789 | Rate Constraint in lbs/MWh | FALSE | L | Annual | Constraint Shadow Price | US2011$/Ton | 0 | 0 | 0 | 0 | 0 | 0 | 0
NJ Non-HEDD CC Ngas Units - Nox Rate Annual v5.12, Unit 2986 and retrofits | 797 | 5789 | Rate Constraint in lbs/MWh | FALSE | L | Annual | Seasons Included | Seasons | Winter, Summer | Winter, Summer | Winter, Summer | Winter, Summer | Winter, Summer | Winter, Summer | Winter, Summer
NJ Non-HEDD CC Ngas Units - Nox Rate Annual v5.12, Unit 2986 and retrofits | 797 | 5789 | Rate Constraint in lbs/MWh | FALSE | L | Annual | Standard | lb/MWh | 1.3 | 1.3 | 1.3 | 1.3 | 1.3 | 1.3 | 1.3
NJ Non-HEDD CC Ngas Units - Nox Rate Annual v5.12, Unit 2986 and retrofits | 797 | 5789 | Rate Constraint in lbs/MWh | FALSE | L | Annual | Emissions at Affected Plants NOX | Thousand Tons | 0.0027327 | 0.0027327 | 0.0027327 | 0.0027327 | 0.0027327 | 0.00083785 | 0.00083785
NJ Non-HEDD CC Ngas Units - Nox Rate Annual v5.12, Unit 2986 and retrofits | 797 | 5789 | Rate Constraint in lbs/MWh | FALSE | L | Annual | Allowances Purchased NOX | Thousand Tons | 0 | 0 | 0 | 0 | 0 | 0 | 0
NJ Non-HEDD CC Ngas Units - Nox Rate Annual v5.12, Unit 2986 and retrofits | 797 | 5789 | Rate Constraint in lbs/MWh | FALSE | L | Annual | Allowances Sold NOX | Thousand Tons | 0 | 0 | 0 | 0 | 0 | 0 | 0
NJ Non-HEDD CC Ngas Units - Nox Rate Annual v5.12, Unit 2986 and retrofits | 797 | 5789 | Rate Constraint in lbs/MWh | FALSE | L | Annual | Allowances Banked | Thousand Tons | 0 | 0 | 0 | 0 | 0 | 0 | 0
NJ Non-HEDD CC Ngas Units - Nox Rate Annual v5.12, Unit 2986 and retrofits | 797 | 5789 | Rate Constraint in lbs/MWh | FALSE | L | Annual | Allowances Withdrawn (1:1) | Thousand Tons | 0 | 0 | 0 | 0 | 0 | 0 | 0
NJ Non-HEDD CC Ngas Units - Nox Rate Annual v5.12, Unit 2986 and retrofits | 797 | 5789 | Rate Constraint in lbs/MWh | FALSE | L | Annual | Allowances Withdrawn (n:1) | Thousand Tons | 0 | 0 | 0 | 0 | 0 | 0 | 0
NJ Non-HEDD CC Ngas Units - Nox Rate Annual v5.12, Unit 2986 and retrofits | 797 | 5789 | Rate Constraint in lbs/MWh | FALSE | L | Annual | Net Emissions Allowance Position | Thousand Tons | 0.0027327 | 0.0027327 | 0.0027327 | 0.0027327 | 0.0027327 | 0.00083785 | 0.00083785
NJ Non-HEDD CC Ngas Units - Nox Rate Annual v5.12, Unit 2986 and retrofits | 797 | 5789 | Rate Constraint in lbs/MWh | FALSE | L | Annual | Fuel Consumed | TBtu | 0.21175 | 0.21175 | 0.21175 | 0.21175 | 0.21175 | 0.064922 | 0.064922
NJ Non-HEDD CC Ngas Units - Nox Rate Annual v5.12, Unit 2986 and retrofits | 797 | 5789 | Rate Constraint in lbs/MWh | FALSE | L | Annual | Rate | lb/MMBtu | 0.025811 | 0.025811 | 0.025811 | 0.025811 | 0.025811 | 0.025811 | 0.025811
NJ Non-HEDD CC Ngas Units - Nox Rate Annual v5.12, Unit 2986 and retrofits | 797 | 5789 | Rate Constraint in lbs/MWh | FALSE | L | Annual | Generation | TWh | 0.022596 | 0.022596 | 0.022596 | 0.022596 | 0.022596 | 0.0069279 | 0.0069279
NJ Non-HEDD CC Ngas Units - Nox Rate Annual v5.12, Unit 2986 and retrofits | 797 | 5789 | Rate Constraint in lbs/MWh | FALSE | L | Annual | Qualifying Generation | TWh | 0.022596 | 0.022596 | 0.022596 | 0.022596 | 0.022596 | 0.0069279 | 0.0069279
NJ Non-HEDD CC Ngas Units - Nox Rate Annual v5.12, Unit 2986 and retrofits | 797 | 5789 | Rate Constraint in lbs/MWh | FALSE | L | Annual | Constraint Shadow Price | US2011$/Ton | 0 | 0 | 0 | 0 | 0 | 0 | 0
NJ Non-HEDD CC Ngas Units - Nox Rate Annual v5.12, Unit 2987 and retrofits | 798 | 5789 | Rate Constraint in lbs/MWh | FALSE | L | Annual | Seasons Included | Seasons | Winter, Summer | Winter, Summer | Winter, Summer | Winter, Summer | Winter, Summer | Winter, Summer | Winter, Summer
NJ Non-HEDD CC Ngas Units - Nox Rate Annual v5.12, Unit 2987 and retrofits | 798 | 5789 | Rate Constraint in lbs/MWh | FALSE | L | Annual | Standard | lb/MWh | 1.3 | 1.3 | 1.3 | 1.3 | 1.3 | 1.3 | 1.3
NJ Non-HEDD CC Ngas Units - Nox Rate Annual v5.12, Unit 2987 and retrofits | 798 | 5789 | Rate Constraint in lbs/MWh | FALSE | L | Annual | Emissions at Affected Plants NOX | Thousand Tons | 0.0023423 | 0.0023423 | 0.0023423 | 0.0023423 | 0.0023423 | 0.00071816 | 0.00071816
NJ Non-HEDD CC Ngas Units - Nox Rate Annual v5.12, Unit 2987 and retrofits | 798 | 5789 | Rate Constraint in lbs/MWh | FALSE | L | Annual | Allowances Purchased NOX | Thousand Tons | 0 | 0 | 0 | 0 | 0 | 0 | 0
NJ Non-HEDD CC Ngas Units - Nox Rate Annual v5.12, Unit 2987 and retrofits | 798 | 5789 | Rate Constraint in lbs/MWh | FALSE | L | Annual | Allowances Sold NOX | Thousand Tons | 0 | 0 | 0 | 0 | 0 | 0 | 0
NJ Non-HEDD CC Ngas Units - Nox Rate Annual v5.12, Unit 2987 and retrofits | 798 | 5789 | Rate Constraint in lbs/MWh | FALSE | L | Annual | Allowances Banked | Thousand Tons | 0 | 0 | 0 | 0 | 0 | 0 | 0
NJ Non-HEDD CC Ngas Units - Nox Rate Annual v5.12, Unit 2987 and retrofits | 798 | 5789 | Rate Constraint in lbs/MWh | FALSE | L | Annual | Allowances Withdrawn (1:1) | Thousand Tons | 0 | 0 | 0 | 0 | 0 | 0 | 0
NJ Non-HEDD CC Ngas Units - Nox Rate Annual v5.12, Unit 2987 and retrofits | 798 | 5789 | Rate Constraint in lbs/MWh | FALSE | L | Annual | Allowances Withdrawn (n:1) | Thousand Tons | 0 | 0 | 0 | 0 | 0 | 0 | 0
NJ Non-HEDD CC Ngas Units - Nox Rate Annual v5.12, Unit 2987 and retrofits | 798 | 5789 | Rate Constraint in lbs/MWh | FALSE | L | Annual | Net Emissions Allowance Position | Thousand Tons | 0.0023423 | 0.0023423 | 0.0023423 | 0.0023423 | 0.0023423 | 0.00071816 | 0.00071816
NJ Non-HEDD CC Ngas Units - Nox Rate Annual v5.12, Unit 2987 and retrofits | 798 | 5789 | Rate Constraint in lbs/MWh | FALSE | L | Annual | Fuel Consumed | TBtu | 0.1815 | 0.1815 | 0.1815 | 0.1815 | 0.1815 | 0.055647 | 0.055647
NJ Non-HEDD CC Ngas Units - Nox Rate Annual v5.12, Unit 2987 and retrofits | 798 | 5789 | Rate Constraint in lbs/MWh | FALSE | L | Annual | Rate | lb/MMBtu | 0.025811 | 0.025811 | 0.025811 | 0.025811 | 0.025811 | 0.025811 | 0.025811
NJ Non-HEDD CC Ngas Units - Nox Rate Annual v5.12, Unit 2987 and retrofits | 798 | 5789 | Rate Constraint in lbs/MWh | FALSE | L | Annual | Generation | TWh | 0.019368 | 0.019368 | 0.019368 | 0.019368 | 0.019368 | 0.0059382 | 0.0059382
NJ Non-HEDD CC Ngas Units - Nox Rate Annual v5.12, Unit 2987 and retrofits | 798 | 5789 | Rate Constraint in lbs/MWh | FALSE | L | Annual | Qualifying Generation | TWh | 0.019368 | 0.019368 | 0.019368 | 0.019368 | 0.019368 | 0.0059382 | 0.0059382
NJ Non-HEDD CC Ngas Units - Nox Rate Annual v5.12, Unit 2987 and retrofits | 798 | 5789 | Rate Constraint in lbs/MWh | FALSE | L | Annual | Constraint Shadow Price | US2011$/Ton | 0 | 0 | 0 | 0 | 0 | 0 | 0
NJ Non-HEDD CC Ngas Units - Nox Rate Annual v5.12, Unit 2988 and retrofits | 799 | 5789 | Rate Constraint in lbs/MWh | FALSE | L | Annual | Seasons Included | Seasons | Winter, Summer | Winter, Summer | Winter, Summer | Winter, Summer | Winter, Summer | Winter, Summer | Winter, Summer
NJ Non-HEDD CC Ngas Units - Nox Rate Annual v5.12, Unit 2988 and retrofits | 799 | 5789 | Rate Constraint in lbs/MWh | FALSE | L | Annual | Standard | lb/MWh | 1.3 | 1.3 | 1.3 | 1.3 | 1.3 | 1.3 | 1.3
NJ Non-HEDD CC Ngas Units - Nox Rate Annual v5.12, Unit 2988 and retrofits | 799 | 5789 | Rate Constraint in lbs/MWh | FALSE | L | Annual | Emissions at Affected Plants NOX | Thousand Tons | 0.0052433 | 0.0052433 | 0.0052433 | 0.0052433 | 0.0052433 | 0.0016076 | 0.0016076
NJ Non-HEDD CC Ngas Units - Nox Rate Annual v5.12, Unit 2988 and retrofits | 799 | 5789 | Rate Constraint in lbs/MWh | FALSE | L | Annual | Allowances Purchased NOX | Thousand Tons | 0 | 0 | 0 | 0 | 0 | 0 | 0
NJ Non-HEDD CC Ngas Units - Nox Rate Annual v5.12, Unit 2988 and retrofits | 799 | 5789 | Rate Constraint in lbs/MWh | FALSE | L | Annual | Allowances Sold NOX | Thousand Tons | 0 | 0 | 0 | 0 | 0 | 0 | 0
NJ Non-HEDD CC Ngas Units - Nox Rate Annual v5.12, Unit 2988 and retrofits | 799 | 5789 | Rate Constraint in lbs/MWh | FALSE | L | Annual | Allowances Banked | Thousand Tons | 0 | 0 | 0 | 0 | 0 | 0 | 0
NJ Non-HEDD CC Ngas Units - Nox Rate Annual v5.12, Unit 2988 and retrofits | 799 | 5789 | Rate Constraint in lbs/MWh | FALSE | L | Annual | Allowances Withdrawn (1:1) | Thousand Tons | 0 | 0 | 0 | 0 | 0 | 0 | 0
NJ Non-HEDD CC Ngas Units - Nox Rate Annual v5.12, Unit 2988 and retrofits | 799 | 5789 | Rate Constraint in lbs/MWh | FALSE | L | Annual | Allowances Withdrawn (n:1) | Thousand Tons | 0 | 0 | 0 | 0 | 0 | 0 | 0
NJ Non-HEDD CC Ngas Units - Nox Rate Annual v5.12, Unit 2988 and retrofits | 799 | 5789 | Rate Constraint in lbs/MWh | FALSE | L | Annual | Net Emissions Allowance Position | Thousand Tons | 0.0052433 | 0.0052433 | 0.0052433 | 0.0052433 | 0.0052433 | 0.0016076 | 0.0016076
NJ Non-HEDD CC Ngas Units - Nox Rate Annual v5.12, Unit 2988 and retrofits | 799 | 5789 | Rate Constraint in lbs/MWh | FALSE | L | Annual | Fuel Consumed | TBtu | 0.2025 | 0.2025 | 0.2025 | 0.2025 | 0.2025 | 0.062088 | 0.062088
NJ Non-HEDD CC Ngas Units - Nox Rate Annual v5.12, Unit 2988 and retrofits | 799 | 5789 | Rate Constraint in lbs/MWh | FALSE | L | Annual | Rate | lb/MMBtu | 0.051785 | 0.051785 | 0.051785 | 0.051785 | 0.051785 | 0.051785 | 0.051785
NJ Non-HEDD CC Ngas Units - Nox Rate Annual v5.12, Unit 2988 and retrofits | 799 | 5789 | Rate Constraint in lbs/MWh | FALSE | L | Annual | Generation | TWh | 0.019906 | 0.019906 | 0.019906 | 0.019906 | 0.019906 | 0.0061032 | 0.0061032
NJ Non-HEDD CC Ngas Units - Nox Rate Annual v5.12, Unit 2988 and retrofits | 799 | 5789 | Rate Constraint in lbs/MWh | FALSE | L | Annual | Qualifying Generation | TWh | 0.019906 | 0.019906 | 0.019906 | 0.019906 | 0.019906 | 0.0061032 | 0.0061032
NJ Non-HEDD CC Ngas Units - Nox Rate Annual v5.12, Unit 2988 and retrofits | 799 | 5789 | Rate Constraint in lbs/MWh | FALSE | L | Annual | Constraint Shadow Price | US2011$/Ton | 0 | 0 | 0 | 0 | 0 | 0 | 0
NJ Non-HEDD CC Ngas Units - Nox Rate Annual v5.12, Unit 2989 and retrofits | 800 | 5789 | Rate Constraint in lbs/MWh | FALSE | L | Annual | Seasons Included | Seasons | Winter, Summer | Winter, Summer | Winter, Summer | Winter, Summer | Winter, Summer | Winter, Summer | Winter, Summer
NJ Non-HEDD CC Ngas Units - Nox Rate Annual v5.12, Unit 2989 and retrofits | 800 | 5789 | Rate Constraint in lbs/MWh | FALSE | L | Annual | Standard | lb/MWh | 1.3 | 1.3 | 1.3 | 1.3 | 1.3 | 1.3 | 1.3
NJ Non-HEDD CC Ngas Units - Nox Rate Annual v5.12, Unit 2989 and retrofits | 800 | 5789 | Rate Constraint in lbs/MWh | FALSE | L | Annual | Emissions at Affected Plants NOX | Thousand Tons | 0.0052952 | 0.0052952 | 0.0052952 | 0.0052952 | 0.0052952 | 0.0016235 | 0.0016235
NJ Non-HEDD CC Ngas Units - Nox Rate Annual v5.12, Unit 2989 and retrofits | 800 | 5789 | Rate Constraint in lbs/MWh | FALSE | L | Annual | Allowances Purchased NOX | Thousand Tons | 0 | 0 | 0 | 0 | 0 | 0 | 0
NJ Non-HEDD CC Ngas Units - Nox Rate Annual v5.12, Unit 2989 and retrofits | 800 | 5789 | Rate Constraint in lbs/MWh | FALSE | L | Annual | Allowances Sold NOX | Thousand Tons | 0 | 0 | 0 | 0 | 0 | 0 | 0
NJ Non-HEDD CC Ngas Units - Nox Rate Annual v5.12, Unit 2989 and retrofits | 800 | 5789 | Rate Constraint in lbs/MWh | FALSE | L | Annual | Allowances Banked | Thousand Tons | 0 | 0 | 0 | 0 | 0 | 0 | 0
NJ Non-HEDD CC Ngas Units - Nox Rate Annual v5.12, Unit 2989 and retrofits | 800 | 5789 | Rate Constraint in lbs/MWh | FALSE | L | Annual | Allowances Withdrawn (1:1) | Thousand Tons | 0 | 0 | 0 | 0 | 0 | 0 | 0
NJ Non-HEDD CC Ngas Units - Nox Rate Annual v5.12, Unit 2989 and retrofits | 800 | 5789 | Rate Constraint in lbs/MWh | FALSE | L | Annual | Allowances Withdrawn (n:1) | Thousand Tons | 0 | 0 | 0 | 0 | 0 | 0 | 0
NJ Non-HEDD CC Ngas Units - Nox Rate Annual v5.12, Unit 2989 and retrofits | 800 | 5789 | Rate Constraint in lbs/MWh | FALSE | L | Annual | Net Emissions Allowance Position | Thousand Tons | 0.0052952 | 0.0052952 | 0.0052952 | 0.0052952 | 0.0052952 | 0.0016235 | 0.0016235
NJ Non-HEDD CC Ngas Units - Nox Rate Annual v5.12, Unit 2989 and retrofits | 800 | 5789 | Rate Constraint in lbs/MWh | FALSE | L | Annual | Fuel Consumed | TBtu | 0.2025 | 0.2025 | 0.2025 | 0.2025 | 0.2025 | 0.062088 | 0.062088
NJ Non-HEDD CC Ngas Units - Nox Rate Annual v5.12, Unit 2989 and retrofits | 800 | 5789 | Rate Constraint in lbs/MWh | FALSE | L | Annual | Rate | lb/MMBtu | 0.052298 | 0.052298 | 0.052298 | 0.052298 | 0.052298 | 0.052298 | 0.052298
NJ Non-HEDD CC Ngas Units - Nox Rate Annual v5.12, Unit 2989 and retrofits | 800 | 5789 | Rate Constraint in lbs/MWh | FALSE | L | Annual | Generation | TWh | 0.019906 | 0.019906 | 0.019906 | 0.019906 | 0.019906 | 0.0061032 | 0.0061032
NJ Non-HEDD CC Ngas Units - Nox Rate Annual v5.12, Unit 2989 and retrofits | 800 | 5789 | Rate Constraint in lbs/MWh | FALSE | L | Annual | Qualifying Generation | TWh | 0.019906 | 0.019906 | 0.019906 | 0.019906 | 0.019906 | 0.0061032 | 0.0061032
NJ Non-HEDD CC Ngas Units - Nox Rate Annual v5.12, Unit 2989 and retrofits | 800 | 5789 | Rate Constraint in lbs/MWh | FALSE | L | Annual | Constraint Shadow Price | US2011$/Ton | 0 | 0 | 0 | 0 | 0 | 0 | 0
NJ Non-HEDD CC Ngas Units - Nox Rate Annual v5.12, Unit 2993 and retrofits | 801 | 5789 | Rate Constraint in lbs/MWh | FALSE | L | Annual | Seasons Included | Seasons | Winter, Summer | Winter, Summer | Winter, Summer | Winter, Summer | Winter, Summer | Winter, Summer | Winter, Summer
NJ Non-HEDD CC Ngas Units - Nox Rate Annual v5.12, Unit 2993 and retrofits | 801 | 5789 | Rate Constraint in lbs/MWh | FALSE | L | Annual | Standard | lb/MWh | 1.3 | 1.3 | 1.3 | 1.3 | 1.3 | 1.3 | 1.3
NJ Non-HEDD CC Ngas Units - Nox Rate Annual v5.12, Unit 2993 and retrofits | 801 | 5789 | Rate Constraint in lbs/MWh | FALSE | L | Annual | Emissions at Affected Plants NOX | Thousand Tons | 0.085622 | 0.085622 | 0.085622 | 0.085622 | 0.085622 | 0.085622 | 0.085622
NJ Non-HEDD CC Ngas Units - Nox Rate Annual v5.12, Unit 2993 and retrofits | 801 | 5789 | Rate Constraint in lbs/MWh | FALSE | L | Annual | Allowances Purchased NOX | Thousand Tons | 0 | 0 | 0 | 0 | 0 | 0 | 0
NJ Non-HEDD CC Ngas Units - Nox Rate Annual v5.12, Unit 2993 and retrofits | 801 | 5789 | Rate Constraint in lbs/MWh | FALSE | L | Annual | Allowances Sold NOX | Thousand Tons | 0 | 0 | 0 | 0 | 0 | 0 | 0
NJ Non-HEDD CC Ngas Units - Nox Rate Annual v5.12, Unit 2993 and retrofits | 801 | 5789 | Rate Constraint in lbs/MWh | FALSE | L | Annual | Allowances Banked | Thousand Tons | 0 | 0 | 0 | 0 | 0 | 0 | 0
NJ Non-HEDD CC Ngas Units - Nox Rate Annual v5.12, Unit 2993 and retrofits | 801 | 5789 | Rate Constraint in lbs/MWh | FALSE | L | Annual | Allowances Withdrawn (1:1) | Thousand Tons | 0 | 0 | 0 | 0 | 0 | 0 | 0
NJ Non-HEDD CC Ngas Units - Nox Rate Annual v5.12, Unit 2993 and retrofits | 801 | 5789 | Rate Constraint in lbs/MWh | FALSE | L | Annual | Allowances Withdrawn (n:1) | Thousand Tons | 0 | 0 | 0 | 0 | 0 | 0 | 0
NJ Non-HEDD CC Ngas Units - Nox Rate Annual v5.12, Unit 2993 and retrofits | 801 | 5789 | Rate Constraint in lbs/MWh | FALSE | L | Annual | Net Emissions Allowance Position | Thousand Tons | 0.085622 | 0.085622 | 0.085622 | 0.085622 | 0.085622 | 0.085622 | 0.085622
NJ Non-HEDD CC Ngas Units - Nox Rate Annual v5.12, Unit 2993 and retrofits | 801 | 5789 | Rate Constraint in lbs/MWh | FALSE | L | Annual | Fuel Consumed | TBtu | 1.757 | 1.757 | 1.757 | 1.757 | 1.757 | 1.757 | 1.757
NJ Non-HEDD CC Ngas Units - Nox Rate Annual v5.12, Unit 2993 and retrofits | 801 | 5789 | Rate Constraint in lbs/MWh | FALSE | L | Annual | Rate | lb/MMBtu | 0.097465 | 0.097465 | 0.097465 | 0.097465 | 0.097465 | 0.097465 | 0.097465
NJ Non-HEDD CC Ngas Units - Nox Rate Annual v5.12, Unit 2993 and retrofits | 801 | 5789 | Rate Constraint in lbs/MWh | FALSE | L | Annual | Generation | TWh | 0.30435 | 0.30435 | 0.30435 | 0.30435 | 0.30435 | 0.30435 | 0.30435
NJ Non-HEDD CC Ngas Units - Nox Rate Annual v5.12, Unit 2993 and retrofits | 801 | 5789 | Rate Constraint in lbs/MWh | FALSE | L | Annual | Qualifying Generation | TWh | 0.30435 | 0.30435 | 0.30435 | 0.30435 | 0.30435 | 0.30435 | 0.30435
NJ Non-HEDD CC Ngas Units - Nox Rate Annual v5.12, Unit 2993 and retrofits | 801 | 5789 | Rate Constraint in lbs/MWh | FALSE | L | Annual | Constraint Shadow Price | US2011$/Ton | 0 | 0 | 0 | 0 | 0 | 0 | 0
NJ Non-HEDD CC Ngas Units - Nox Rate Annual v5.12, Unit 2994 and retrofits | 802 | 5789 | Rate Constraint in lbs/MWh | FALSE | L | Annual | Seasons Included | Seasons | Winter, Summer | Winter, Summer | Winter, Summer | Winter, Summer | Winter, Summer | Winter, Summer | Winter, Summer
NJ Non-HEDD CC Ngas Units - Nox Rate Annual v5.12, Unit 2994 and retrofits | 802 | 5789 | Rate Constraint in lbs/MWh | FALSE | L | Annual | Standard | lb/MWh | 1.3 | 1.3 | 1.3 | 1.3 | 1.3 | 1.3 | 1.3
NJ Non-HEDD CC Ngas Units - Nox Rate Annual v5.12, Unit 2994 and retrofits | 802 | 5789 | Rate Constraint in lbs/MWh | FALSE | L | Annual | Emissions at Affected Plants NOX | Thousand Tons | 0.085622 | 0.085622 | 0.085622 | 0.085622 | 0.085622 | 0.085622 | 0.085622
NJ Non-HEDD CC Ngas Units - Nox Rate Annual v5.12, Unit 2994 and retrofits | 802 | 5789 | Rate Constraint in lbs/MWh | FALSE | L | Annual | Allowances Purchased NOX | Thousand Tons | 0 | 0 | 0 | 0 | 0 | 0 | 0
NJ Non-HEDD CC Ngas Units - Nox Rate Annual v5.12, Unit 2994 and retrofits | 802 | 5789 | Rate Constraint in lbs/MWh | FALSE | L | Annual | Allowances Sold NOX | Thousand Tons | 0 | 0 | 0 | 0 | 0 | 0 | 0
NJ Non-HEDD CC Ngas Units - Nox Rate Annual v5.12, Unit 2994 and retrofits | 802 | 5789 | Rate Constraint in lbs/MWh | FALSE | L | Annual | Allowances Banked | Thousand Tons | 0 | 0 | 0 | 0 | 0 | 0 | 0
NJ Non-HEDD CC Ngas Units - Nox Rate Annual v5.12, Unit 2994 and retrofits | 802 | 5789 | Rate Constraint in lbs/MWh | FALSE | L | Annual | Allowances Withdrawn (1:1) | Thousand Tons | 0 | 0 | 0 | 0 | 0 | 0 | 0
NJ Non-HEDD CC Ngas Units - Nox Rate Annual v5.12, Unit 2994 and retrofits | 802 | 5789 | Rate Constraint in lbs/MWh | FALSE | L | Annual | Allowances Withdrawn (n:1) | Thousand Tons | 0 | 0 | 0 | 0 | 0 | 0 | 0
NJ Non-HEDD CC Ngas Units - Nox Rate Annual v5.12, Unit 2994 and retrofits | 802 | 5789 | Rate Constraint in lbs/MWh | FALSE | L | Annual | Net Emissions Allowance Position | Thousand Tons | 0.085622 | 0.085622 | 0.085622 | 0.085622 | 0.085622 | 0.085622 | 0.085622
NJ Non-HEDD CC Ngas Units - Nox Rate Annual v5.12, Unit 2994 and retrofits | 802 | 5789 | Rate Constraint in lbs/MWh | FALSE | L | Annual | Fuel Consumed | TBtu | 1.757 | 1.757 | 1.757 | 1.757 | 1.757 | 1.757 | 1.757
NJ Non-HEDD CC Ngas Units - Nox Rate Annual v5.12, Unit 2994 and retrofits | 802 | 5789 | Rate Constraint in lbs/MWh | FALSE | L | Annual | Rate | lb/MMBtu | 0.097465 | 0.097465 | 0.097465 | 0.097465 | 0.097465 | 0.097465 | 0.097465
NJ Non-HEDD CC Ngas Units - Nox Rate Annual v5.12, Unit 2994 and retrofits | 802 | 5789 | Rate Constraint in lbs/MWh | FALSE | L | Annual | Generation | TWh | 0.30435 | 0.30435 | 0.30435 | 0.30435 | 0.30435 | 0.30435 | 0.30435
NJ Non-HEDD CC Ngas Units - Nox Rate Annual v5.12, Unit 2994 and retrofits | 802 | 5789 | Rate Constraint in lbs/MWh | FALSE | L | Annual | Qualifying Generation | TWh | 0.30435 | 0.30435 | 0.30435 | 0.30435 | 0.30435 | 0.30435 | 0.30435
NJ Non-HEDD CC Ngas Units - Nox Rate Annual v5.12, Unit 2994 and retrofits | 802 | 5789 | Rate Constraint in lbs/MWh | FALSE | L | Annual | Constraint Shadow Price | US2011$/Ton | 0 | 0 | 0 | 0 | 0 | 0 | 0
NJ Non-HEDD CC Ngas Units - Nox Rate Annual v5.12, Unit 2995 and retrofits | 803 | 5789 | Rate Constraint in lbs/MWh | FALSE | L | Annual | Seasons Included | Seasons | Winter, Summer | Winter, Summer | Winter, Summer | Winter, Summer | Winter, Summer | Winter, Summer | Winter, Summer
NJ Non-HEDD CC Ngas Units - Nox Rate Annual v5.12, Unit 2995 and retrofits | 803 | 5789 | Rate Constraint in lbs/MWh | FALSE | L | Annual | Standard | lb/MWh | 1.3 | 1.3 | 1.3 | 1.3 | 1.3 | 1.3 | 1.3
NJ Non-HEDD CC Ngas Units - Nox Rate Annual v5.12, Unit 2995 and retrofits | 803 | 5789 | Rate Constraint in lbs/MWh | FALSE | L | Annual | Emissions at Affected Plants NOX | Thousand Tons | 0.085622 | 0.085622 | 0.085622 | 0.085622 | 0.085622 | 0.085622 | 0.085622
NJ Non-HEDD CC Ngas Units - Nox Rate Annual v5.12, Unit 2995 and retrofits | 803 | 5789 | Rate Constraint in lbs/MWh | FALSE | L | Annual | Allowances Purchased NOX | Thousand Tons | 0 | 0 | 0 | 0 | 0 | 0 | 0
NJ Non-HEDD CC Ngas Units - Nox Rate Annual v5.12, Unit 2995 and retrofits | 803 | 5789 | Rate Constraint in lbs/MWh | FALSE | L | Annual | Allowances Sold NOX | Thousand Tons | 0 | 0 | 0 | 0 | 0 | 0 | 0
NJ Non-HEDD CC Ngas Units - Nox Rate Annual v5.12, Unit 2995 and retrofits | 803 | 5789 | Rate Constraint in lbs/MWh | FALSE | L | Annual | Allowances Banked | Thousand Tons | 0 | 0 | 0 | 0 | 0 | 0 | 0
NJ Non-HEDD CC Ngas Units - Nox Rate Annual v5.12, Unit 2995 and retrofits | 803 | 5789 | Rate Constraint in lbs/MWh | FALSE | L | Annual | Allowances Withdrawn (1:1) | Thousand Tons | 0 | 0 | 0 | 0 | 0 | 0 | 0
NJ Non-HEDD CC Ngas Units - Nox Rate Annual v5.12, Unit 2995 and retrofits | 803 | 5789 | Rate Constraint in lbs/MWh | FALSE | L | Annual | Allowances Withdrawn (n:1) | Thousand Tons | 0 | 0 | 0 | 0 | 0 | 0 | 0
NJ Non-HEDD CC Ngas Units - Nox Rate Annual v5.12, Unit 2995 and retrofits | 803 | 5789 | Rate Constraint in lbs/MWh | FALSE | L | Annual | Net Emissions Allowance Position | Thousand Tons | 0.085622 | 0.085622 | 0.085622 | 0.085622 | 0.085622 | 0.085622 | 0.085622
NJ Non-HEDD CC Ngas Units - Nox Rate Annual v5.12, Unit 2995 and retrofits | 803 | 5789 | Rate Constraint in lbs/MWh | FALSE | L | Annual | Fuel Consumed | TBtu | 1.757 | 1.757 | 1.757 | 1.757 | 1.757 | 1.757 | 1.757
NJ Non-HEDD CC Ngas Units - Nox Rate Annual v5.12, Unit 2995 and retrofits | 803 | 5789 | Rate Constraint in lbs/MWh | FALSE | L | Annual | Rate | lb/MMBtu | 0.097465 | 0.097465 | 0.097465 | 0.097465 | 0.097465 | 0.097465 | 0.097465
NJ Non-HEDD CC Ngas Units - Nox Rate Annual v5.12, Unit 2995 and retrofits | 803 | 5789 | Rate Constraint in lbs/MWh | FALSE | L | Annual | Generation | TWh | 0.30435 | 0.30435 | 0.30435 | 0.30435 | 0.30435 | 0.30435 | 0.30435
NJ Non-HEDD CC Ngas Units - Nox Rate Annual v5.12, Unit 2995 and retrofits | 803 | 5789 | Rate Constraint in lbs/MWh | FALSE | L | Annual | Qualifying Generation | TWh | 0.30435 | 0.30435 | 0.30435 | 0.30435 | 0.30435 | 0.30435 | 0.30435
NJ Non-HEDD CC Ngas Units - Nox Rate Annual v5.12, Unit 2995 and retrofits | 803 | 5789 | Rate Constraint in lbs/MWh | FALSE | L | Annual | Constraint Shadow Price | US2011$/Ton | 0 | 0 | 0 | 0 | 0 | 0 | 0
NJ Non-HEDD CC Ngas Units - Nox Rate Annual v5.12, Unit 2996 and retrofits | 804 | 5789 | Rate Constraint in lbs/MWh | FALSE | L | Annual | Seasons Included | Seasons | Winter, Summer | Winter, Summer | Winter, Summer | Winter, Summer | Winter, Summer | Winter, Summer | Winter, Summer
NJ Non-HEDD CC Ngas Units - Nox Rate Annual v5.12, Unit 2996 and retrofits | 804 | 5789 | Rate Constraint in lbs/MWh | FALSE | L | Annual | Standard | lb/MWh | 1.3 | 1.3 | 1.3 | 1.3 | 1.3 | 1.3 | 1.3
NJ Non-HEDD CC Ngas Units - Nox Rate Annual v5.12, Unit 2996 and retrofits | 804 | 5789 | Rate Constraint in lbs/MWh | FALSE | L | Annual | Emissions at Affected Plants NOX | Thousand Tons | 0.085622 | 0.085622 | 0.085622 | 0.085622 | 0.085622 | 0.085622 | 0.085622
NJ Non-HEDD CC Ngas Units - Nox Rate Annual v5.12, Unit 2996 and retrofits | 804 | 5789 | Rate Constraint in lbs/MWh | FALSE | L | Annual | Allowances Purchased NOX | Thousand Tons | 0 | 0 | 0 | 0 | 0 | 0 | 0
NJ Non-HEDD CC Ngas Units - Nox Rate Annual v5.12, Unit 2996 and retrofits | 804 | 5789 | Rate Constraint in lbs/MWh | FALSE | L | Annual | Allowances Sold NOX | Thousand Tons | 0 | 0 | 0 | 0 | 0 | 0 | 0
NJ Non-HEDD CC Ngas Units - Nox Rate Annual v5.12, Unit 2996 and retrofits | 804 | 5789 | Rate Constraint in lbs/MWh | FALSE | L | Annual | Allowances Banked | Thousand Tons | 0 | 0 | 0 | 0 | 0 | 0 | 0
NJ Non-HEDD CC Ngas Units - Nox Rate Annual v5.12, Unit 2996 and retrofits | 804 | 5789 | Rate Constraint in lbs/MWh | FALSE | L | Annual | Allowances Withdrawn (1:1) | Thousand Tons | 0 | 0 | 0 | 0 | 0 | 0 | 0
NJ Non-HEDD CC Ngas Units - Nox Rate Annual v5.12, Unit 2996 and retrofits | 804 | 5789 | Rate Constraint in lbs/MWh | FALSE | L | Annual | Allowances Withdrawn (n:1) | Thousand Tons | 0 | 0 | 0 | 0 | 0 | 0 | 0
NJ Non-HEDD CC Ngas Units - Nox Rate Annual v5.12, Unit 2996 and retrofits | 804 | 5789 | Rate Constraint in lbs/MWh | FALSE | L | Annual | Net Emissions Allowance Position | Thousand Tons | 0.085622 | 0.085622 | 0.085622 | 0.085622 | 0.085622 | 0.085622 | 0.085622
NJ Non-HEDD CC Ngas Units - Nox Rate Annual v5.12, Unit 2996 and retrofits | 804 | 5789 | Rate Constraint in lbs/MWh | FALSE | L | Annual | Fuel Consumed | TBtu | 1.757 | 1.757 | 1.757 | 1.757 | 1.757 | 1.757 | 1.757
NJ Non-HEDD CC Ngas Units - Nox Rate Annual v5.12, Unit 2996 and retrofits | 804 | 5789 | Rate Constraint in lbs/MWh | FALSE | L | Annual | Rate | lb/MMBtu | 0.097465 | 0.097465 | 0.097465 | 0.097465 | 0.097465 | 0.097465 | 0.097465
NJ Non-HEDD CC Ngas Units - Nox Rate Annual v5.12, Unit 2996 and retrofits | 804 | 5789 | Rate Constraint in lbs/MWh | FALSE | L | Annual | Generation | TWh | 0.30435 | 0.30435 | 0.30435 | 0.30435 | 0.30435 | 0.30435 | 0.30435
NJ Non-HEDD CC Ngas Units - Nox Rate Annual v5.12, Unit 2996 and retrofits | 804 | 5789 | Rate Constraint in lbs/MWh | FALSE | L | Annual | Qualifying Generation | TWh | 0.30435 | 0.30435 | 0.30435 | 0.30435 | 0.30435 | 0.30435 | 0.30435
NJ Non-HEDD CC Ngas Units - Nox Rate Annual v5.12, Unit 2996 and retrofits | 804 | 5789 | Rate Constraint in lbs/MWh | FALSE | L | Annual | Constraint Shadow Price | US2011$/Ton | 0 | 0 | 0 | 0 | 0 | 0 | 0
NJ Non-HEDD CC Ngas Units - Nox Rate Annual v5.12, Unit 2997 and retrofits | 805 | 5789 | Rate Constraint in lbs/MWh | FALSE | L | Annual | Seasons Included | Seasons | Winter, Summer | Winter, Summer | Winter, Summer | Winter, Summer | Winter, Summer | Winter, Summer | Winter, Summer
NJ Non-HEDD CC Ngas Units - Nox Rate Annual v5.12, Unit 2997 and retrofits | 805 | 5789 | Rate Constraint in lbs/MWh | FALSE | L | Annual | Standard | lb/MWh | 1.3 | 1.3 | 1.3 | 1.3 | 1.3 | 1.3 | 1.3
NJ Non-HEDD CC Ngas Units - Nox Rate Annual v5.12, Unit 2997 and retrofits | 805 | 5789 | Rate Constraint in lbs/MWh | FALSE | L | Annual | Emissions at Affected Plants NOX | Thousand Tons | 0.027225 | 0.024471 | 0.0085975 | 0.0085975 | 0.0085975 | 0.023796 | 0.023796
NJ Non-HEDD CC Ngas Units - Nox Rate Annual v5.12, Unit 2997 and retrofits | 805 | 5789 | Rate Constraint in lbs/MWh | FALSE | L | Annual | Allowances Purchased NOX | Thousand Tons | 0 | 0 | 0 | 0 | 0 | 0 | 0
NJ Non-HEDD CC Ngas Units - Nox Rate Annual v5.12, Unit 2997 and retrofits | 805 | 5789 | Rate Constraint in lbs/MWh | FALSE | L | Annual | Allowances Sold NOX | Thousand Tons | 0 | 0 | 0 | 0 | 0 | 0 | 0
NJ Non-HEDD CC Ngas Units - Nox Rate Annual v5.12, Unit 2997 and retrofits | 805 | 5789 | Rate Constraint in lbs/MWh | FALSE | L | Annual | Allowances Banked | Thousand Tons | 0 | 0 | 0 | 0 | 0 | 0 | 0
NJ Non-HEDD CC Ngas Units - Nox Rate Annual v5.12, Unit 2997 and retrofits | 805 | 5789 | Rate Constraint in lbs/MWh | FALSE | L | Annual | Allowances Withdrawn (1:1) | Thousand Tons | 0 | 0 | 0 | 0 | 0 | 0 | 0
NJ Non-HEDD CC Ngas Units - Nox Rate Annual v5.12, Unit 2997 and retrofits | 805 | 5789 | Rate Constraint in lbs/MWh | FALSE | L | Annual | Allowances Withdrawn (n:1) | Thousand Tons | 0 | 0 | 0 | 0 | 0 | 0 | 0
NJ Non-HEDD CC Ngas Units - Nox Rate Annual v5.12, Unit 2997 and retrofits | 805 | 5789 | Rate Constraint in lbs/MWh | FALSE | L | Annual | Net Emissions Allowance Position | Thousand Tons | 0.027225 | 0.024471 | 0.0085975 | 0.0085975 | 0.0085975 | 0.023796 | 0.023796
NJ Non-HEDD CC Ngas Units - Nox Rate Annual v5.12, Unit 2997 and retrofits | 805 | 5789 | Rate Constraint in lbs/MWh | FALSE | L | Annual | Fuel Consumed | TBtu | 1.4657 | 1.3174 | 0.46285 | 0.46285 | 0.46285 | 1.2811 | 1.2811
NJ Non-HEDD CC Ngas Units - Nox Rate Annual v5.12, Unit 2997 and retrofits | 805 | 5789 | Rate Constraint in lbs/MWh | FALSE | L | Annual | Rate | lb/MMBtu | 0.03715 | 0.03715 | 0.03715 | 0.03715 | 0.03715 | 0.03715 | 0.03715
NJ Non-HEDD CC Ngas Units - Nox Rate Annual v5.12, Unit 2997 and retrofits | 805 | 5789 | Rate Constraint in lbs/MWh | FALSE | L | Annual | Generation | TWh | 0.16185 | 0.14547 | 0.05111 | 0.05111 | 0.05111 | 0.14146 | 0.14146
NJ Non-HEDD CC Ngas Units - Nox Rate Annual v5.12, Unit 2997 and retrofits | 805 | 5789 | Rate Constraint in lbs/MWh | FALSE | L | Annual | Qualifying Generation | TWh | 0.16185 | 0.14547 | 0.05111 | 0.05111 | 0.05111 | 0.14146 | 0.14146
NJ Non-HEDD CC Ngas Units - Nox Rate Annual v5.12, Unit 2997 and retrofits | 805 | 5789 | Rate Constraint in lbs/MWh | FALSE | L | Annual | Constraint Shadow Price | US2011$/Ton | 0 | 0 | 0 | 0 | 0 | 0 | 0
NJ Non-HEDD CC Ngas Units - Nox Rate Annual v5.12, Unit 2998 and retrofits | 806 | 5789 | Rate Constraint in lbs/MWh | FALSE | L | Annual | Seasons Included | Seasons | Winter, Summer | Winter, Summer | Winter, Summer | Winter, Summer | Winter, Summer | Winter, Summer | Winter, Summer
NJ Non-HEDD CC Ngas Units - Nox Rate Annual v5.12, Unit 2998 and retrofits | 806 | 5789 | Rate Constraint in lbs/MWh | FALSE | L | Annual | Standard | lb/MWh | 1.3 | 1.3 | 1.3 | 1.3 | 1.3 | 1.3 | 1.3
NJ Non-HEDD CC Ngas Units - Nox Rate Annual v5.12, Unit 2998 and retrofits | 806 | 5789 | Rate Constraint in lbs/MWh | FALSE | L | Annual | Emissions at Affected Plants NOX | Thousand Tons | 0.013061 | 0.016358 | 0.016358 | 0.016358 | 0.01174 | 0.011416 | 0.011416
NJ Non-HEDD CC Ngas Units - Nox Rate Annual v5.12, Unit 2998 and retrofits | 806 | 5789 | Rate Constraint in lbs/MWh | FALSE | L | Annual | Allowances Purchased NOX | Thousand Tons | 0 | 0 | 0 | 0 | 0 | 0 | 0
NJ Non-HEDD CC Ngas Units - Nox Rate Annual v5.12, Unit 2998 and retrofits | 806 | 5789 | Rate Constraint in lbs/MWh | FALSE | L | Annual | Allowances Sold NOX | Thousand Tons | 0 | 0 | 0 | 0 | 0 | 0 | 0
NJ Non-HEDD CC Ngas Units - Nox Rate Annual v5.12, Unit 2998 and retrofits | 806 | 5789 | Rate Constraint in lbs/MWh | FALSE | L | Annual | Allowances Banked | Thousand Tons | 0 | 0 | 0 | 0 | 0 | 0 | 0
NJ Non-HEDD CC Ngas Units - Nox Rate Annual v5.12, Unit 2998 and retrofits | 806 | 5789 | Rate Constraint in lbs/MWh | FALSE | L | Annual | Allowances Withdrawn (1:1) | Thousand Tons | 0 | 0 | 0 | 0 | 0 | 0 | 0
NJ Non-HEDD CC Ngas Units - Nox Rate Annual v5.12, Unit 2998 and retrofits | 806 | 5789 | Rate Constraint in lbs/MWh | FALSE | L | Annual | Allowances Withdrawn (n:1) | Thousand Tons | 0 | 0 | 0 | 0 | 0 | 0 | 0
NJ Non-HEDD CC Ngas Units - Nox Rate Annual v5.12, Unit 2998 and retrofits | 806 | 5789 | Rate Constraint in lbs/MWh | FALSE | L | Annual | Net Emissions Allowance Position | Thousand Tons | 0.013061 | 0.016358 | 0.016358 | 0.016358 | 0.01174 | 0.011416 | 0.011416
NJ Non-HEDD CC Ngas Units - Nox Rate Annual v5.12, Unit 2998 and retrofits | 806 | 5789 | Rate Constraint in lbs/MWh | FALSE | L | Annual | Fuel Consumed | TBtu | 0.65296 | 0.81778 | 0.81778 | 0.81778 | 0.5869 | 0.57071 | 0.57071
NJ Non-HEDD CC Ngas Units - Nox Rate Annual v5.12, Unit 2998 and retrofits | 806 | 5789 | Rate Constraint in lbs/MWh | FALSE | L | Annual | Rate | lb/MMBtu | 0.040006 | 0.040006 | 0.040006 | 0.040006 | 0.040006 | 0.040006 | 0.040006
NJ Non-HEDD CC Ngas Units - Nox Rate Annual v5.12, Unit 2998 and retrofits | 806 | 5789 | Rate Constraint in lbs/MWh | FALSE | L | Annual | Generation | TWh | 0.076665 | 0.096017 | 0.096017 | 0.096017 | 0.068909 | 0.067008 | 0.067008
NJ Non-HEDD CC Ngas Units - Nox Rate Annual v5.12, Unit 2998 and retrofits | 806 | 5789 | Rate Constraint in lbs/MWh | FALSE | L | Annual | Qualifying Generation | TWh | 0.076665 | 0.096017 | 0.096017 | 0.096017 | 0.068909 | 0.067008 | 0.067008
NJ Non-HEDD CC Ngas Units - Nox Rate Annual v5.12, Unit 2998 and retrofits | 806 | 5789 | Rate Constraint in lbs/MWh | FALSE | L | Annual | Constraint Shadow Price | US2011$/Ton | 0 | 0 | 0 | 0 | 0 | 0 | 0
NJ Non-HEDD CC Ngas Units - Nox Rate Annual v5.12, Unit 3000 and retrofits | 807 | 5789 | Rate Constraint in lbs/MWh | FALSE | L | Annual | Seasons Included | Seasons | Winter, Summer | Winter, Summer | Winter, Summer | Winter, Summer | Winter, Summer | Winter, Summer | Winter, Summer
NJ Non-HEDD CC Ngas Units - Nox Rate Annual v5.12, Unit 3000 and retrofits | 807 | 5789 | Rate Constraint in lbs/MWh | FALSE | L | Annual | Standard | lb/MWh | 1.3 | 1.3 | 1.3 | 1.3 | 1.3 | 1.3 | 1.3
NJ Non-HEDD CC Ngas Units - Nox Rate Annual v5.12, Unit 3000 and retrofits | 807 | 5789 | Rate Constraint in lbs/MWh | FALSE | L | Annual | Emissions at Affected Plants NOX | Thousand Tons | 0.00090787 | 0.00090787 | 0.00090787 | 0.00090787 | 0.00083659 | 0.00027835 | 0.00027835
NJ Non-HEDD CC Ngas Units - Nox Rate Annual v5.12, Unit 3000 and retrofits | 807 | 5789 | Rate Constraint in lbs/MWh | FALSE | L | Annual | Allowances Purchased NOX | Thousand Tons | 0 | 0 | 0 | 0 | 0 | 0 | 0
NJ Non-HEDD CC Ngas Units - Nox Rate Annual v5.12, Unit 3000 and retrofits | 807 | 5789 | Rate Constraint in lbs/MWh | FALSE | L | Annual | Allowances Sold NOX | Thousand Tons | 0 | 0 | 0 | 0 | 0 | 0 | 0
NJ Non-HEDD CC Ngas Units - Nox Rate Annual v5.12, Unit 3000 and retrofits | 807 | 5789 | Rate Constraint in lbs/MWh | FALSE | L | Annual | Allowances Banked | Thousand Tons | 0 | 0 | 0 | 0 | 0 | 0 | 0
NJ Non-HEDD CC Ngas Units - Nox Rate Annual v5.12, Unit 3000 and retrofits | 807 | 5789 | Rate Constraint in lbs/MWh | FALSE | L | Annual | Allowances Withdrawn (1:1) | Thousand Tons | 0 | 0 | 0 | 0 | 0 | 0 | 0
NJ Non-HEDD CC Ngas Units - Nox Rate Annual v5.12, Unit 3000 and retrofits | 807 | 5789 | Rate Constraint in lbs/MWh | FALSE | L | Annual | Allowances Withdrawn (n:1) | Thousand Tons | 0 | 0 | 0 | 0 | 0 | 0 | 0
NJ Non-HEDD CC Ngas Units - Nox Rate Annual v5.12, Unit 3000 and retrofits | 807 | 5789 | Rate Constraint in lbs/MWh | FALSE | L | Annual | Net Emissions Allowance Position | Thousand Tons | 0.00090787 | 0.00090787 | 0.00090787 | 0.00090787 | 0.00083659 | 0.00027835 | 0.00027835
NJ Non-HEDD CC Ngas Units - Nox Rate Annual v5.12, Unit 3000 and retrofits | 807 | 5789 | Rate Constraint in lbs/MWh | FALSE | L | Annual | Fuel Consumed | TBtu | 0.025215 | 0.025215 | 0.025215 | 0.025215 | 0.023235 | 0.0077308 | 0.0077308
NJ Non-HEDD CC Ngas Units - Nox Rate Annual v5.12, Unit 3000 and retrofits | 807 | 5789 | Rate Constraint in lbs/MWh | FALSE | L | Annual | Rate | lb/MMBtu | 0.072012 | 0.072012 | 0.072012 | 0.072012 | 0.072012 | 0.072012 | 0.072012
NJ Non-HEDD CC Ngas Units - Nox Rate Annual v5.12, Unit 3000 and retrofits | 807 | 5789 | Rate Constraint in lbs/MWh | FALSE | L | Annual | Generation | TWh | 0.002421 | 0.002421 | 0.002421 | 0.002421 | 0.0022309 | 0.00074228 | 0.00074228
NJ Non-HEDD CC Ngas Units - Nox Rate Annual v5.12, Unit 3000 and retrofits | 807 | 5789 | Rate Constraint in lbs/MWh | FALSE | L | Annual | Qualifying Generation | TWh | 0.002421 | 0.002421 | 0.002421 | 0.002421 | 0.0022309 | 0.00074228 | 0.00074228
NJ Non-HEDD CC Ngas Units - Nox Rate Annual v5.12, Unit 3000 and retrofits | 807 | 5789 | Rate Constraint in lbs/MWh | FALSE | L | Annual | Constraint Shadow Price | US2011$/Ton | 0 | 0 | 0 | 0 | 0 | 0 | 0
NJ Non-HEDD CC Ngas Units - Nox Rate Annual v5.12, Unit 3001 and retrofits | 808 | 5789 | Rate Constraint in lbs/MWh | FALSE | L | Annual | Seasons Included | Seasons | Winter, Summer | Winter, Summer | Winter, Summer | Winter, Summer | Winter, Summer | Winter, Summer | Winter, Summer
NJ Non-HEDD CC Ngas Units - Nox Rate Annual v5.12, Unit 3001 and retrofits | 808 | 5789 | Rate Constraint in lbs/MWh | FALSE | L | Annual | Standard | lb/MWh | 1.3 | 1.3 | 1.3 | 1.3 | 1.3 | 1.3 | 1.3
NJ Non-HEDD CC Ngas Units - Nox Rate Annual v5.12, Unit 3001 and retrofits | 808 | 5789 | Rate Constraint in lbs/MWh | FALSE | L | Annual | Emissions at Affected Plants NOX | Thousand Tons | 0.039418 | 0.024571 | 0.024571 | 0.024571 | 0.024571 | 0.019619 | 0.019619
NJ Non-HEDD CC Ngas Units - Nox Rate Annual v5.12, Unit 3001 and retrofits | 808 | 5789 | Rate Constraint in lbs/MWh | FALSE | L | Annual | Allowances Purchased NOX | Thousand Tons | 0 | 0 | 0 | 0 | 0 | 0 | 0
NJ Non-HEDD CC Ngas Units - Nox Rate Annual v5.12, Unit 3001 and retrofits | 808 | 5789 | Rate Constraint in lbs/MWh | FALSE | L | Annual | Allowances Sold NOX | Thousand Tons | 0 | 0 | 0 | 0 | 0 | 0 | 0
NJ Non-HEDD CC Ngas Units - Nox Rate Annual v5.12, Unit 3001 and retrofits | 808 | 5789 | Rate Constraint in lbs/MWh | FALSE | L | Annual | Allowances Banked | Thousand Tons | 0 | 0 | 0 | 0 | 0 | 0 | 0
NJ Non-HEDD CC Ngas Units - Nox Rate Annual v5.12, Unit 3001 and retrofits | 808 | 5789 | Rate Constraint in lbs/MWh | FALSE | L | Annual | Allowances Withdrawn (1:1) | Thousand Tons | 0 | 0 | 0 | 0 | 0 | 0 | 0
NJ Non-HEDD CC Ngas Units - Nox Rate Annual v5.12, Unit 3001 and retrofits | 808 | 5789 | Rate Constraint in lbs/MWh | FALSE | L | Annual | Allowances Withdrawn (n:1) | Thousand Tons | 0 | 0 | 0 | 0 | 0 | 0 | 0
NJ Non-HEDD CC Ngas Units - Nox Rate Annual v5.12, Unit 3001 and retrofits | 808 | 5789 | Rate Constraint in lbs/MWh | FALSE | L | Annual | Net Emissions Allowance Position | Thousand Tons | 0.039418 | 0.024571 | 0.024571 | 0.024571 | 0.024571 | 0.019619 | 0.019619
NJ Non-HEDD CC Ngas Units - Nox Rate Annual v5.12, Unit 3001 and retrofits | 808 | 5789 | Rate Constraint in lbs/MWh | FALSE | L | Annual | Fuel Consumed | TBtu | 2.1613 | 1.3472 | 1.3472 | 1.3472 | 1.3472 | 1.0757 | 1.0757
NJ Non-HEDD CC Ngas Units - Nox Rate Annual v5.12, Unit 3001 and retrofits | 808 | 5789 | Rate Constraint in lbs/MWh | FALSE | L | Annual | Rate | lb/MMBtu | 0.036476 | 0.036476 | 0.036476 | 0.036476 | 0.036476 | 0.036476 | 0.036476
NJ Non-HEDD CC Ngas Units - Nox Rate Annual v5.12, Unit 3001 and retrofits | 808 | 5789 | Rate Constraint in lbs/MWh | FALSE | L | Annual | Generation | TWh | 0.26015 | 0.16216 | 0.16216 | 0.16216 | 0.16216 | 0.12948 | 0.12948
NJ Non-HEDD CC Ngas Units - Nox Rate Annual v5.12, Unit 3001 and retrofits | 808 | 5789 | Rate Constraint in lbs/MWh | FALSE | L | Annual | Qualifying Generation | TWh | 0.26015 | 0.16216 | 0.16216 | 0.16216 | 0.16216 | 0.12948 | 0.12948
NJ Non-HEDD CC Ngas Units - Nox Rate Annual v5.12, Unit 3001 and retrofits | 808 | 5789 | Rate Constraint in lbs/MWh | FALSE | L | Annual | Constraint Shadow Price | US2011$/Ton | 0 | 0 | 0 | 0 | 0 | 0 | 0
NJ Non-HEDD CC Ngas Units - Nox Rate Annual v5.12, Unit 3002 and retrofits | 809 | 5789 | Rate Constraint in lbs/MWh | FALSE | L | Annual | Seasons Included | Seasons | Winter, Summer | Winter, Summer | Winter, Summer | Winter, Summer | Winter, Summer | Winter, Summer | Winter, Summer
NJ Non-HEDD CC Ngas Units - Nox Rate Annual v5.12, Unit 3002 and retrofits | 809 | 5789 | Rate Constraint in lbs/MWh | FALSE | L | Annual | Standard | lb/MWh | 1.3 | 1.3 | 1.3 | 1.3 | 1.3 | 1.3 | 1.3
NJ Non-HEDD CC Ngas Units - Nox Rate Annual v5.12, Unit 3002 and retrofits | 809 | 5789 | Rate Constraint in lbs/MWh | FALSE | L | Annual | Emissions at Affected Plants NOX | Thousand Tons | 0.0078468 | 0.0078468 | 0.0024058 | 0.0072307 | 0.0072307 | 0.0024058 | 0.0024058
NJ Non-HEDD CC Ngas Units - Nox Rate Annual v5.12, Unit 3002 and retrofits | 809 | 5789 | Rate Constraint in lbs/MWh | FALSE | L | Annual | Allowances Purchased NOX | Thousand Tons | 0 | 0 | 0 | 0 | 0 | 0 | 0
NJ Non-HEDD CC Ngas Units - Nox Rate Annual v5.12, Unit 3002 and retrofits | 809 | 5789 | Rate Constraint in lbs/MWh | FALSE | L | Annual | Allowances Sold NOX | Thousand Tons | 0 | 0 | 0 | 0 | 0 | 0 | 0
NJ Non-HEDD CC Ngas Units - Nox Rate Annual v5.12, Unit 3002 and retrofits | 809 | 5789 | Rate Constraint in lbs/MWh | FALSE | L | Annual | Allowances Banked | Thousand Tons | 0 | 0 | 0 | 0 | 0 | 0 | 0
NJ Non-HEDD CC Ngas Units - Nox Rate Annual v5.12, Unit 3002 and retrofits | 809 | 5789 | Rate Constraint in lbs/MWh | FALSE | L | Annual | Allowances Withdrawn (1:1) | Thousand Tons | 0 | 0 | 0 | 0 | 0 | 0 | 0
NJ Non-HEDD CC Ngas Units - Nox Rate Annual v5.12, Unit 3002 and retrofits | 809 | 5789 | Rate Constraint in lbs/MWh | FALSE | L | Annual | Allowances Withdrawn (n:1) | Thousand Tons | 0 | 0 | 0 | 0 | 0 | 0 | 0
NJ Non-HEDD CC Ngas Units - Nox Rate Annual v5.12, Unit 3002 and retrofits | 809 | 5789 | Rate Constraint in lbs/MWh | FALSE | L | Annual | Net Emissions Allowance Position | Thousand Tons | 0.0078468 | 0.0078468 | 0.0024058 | 0.0072307 | 0.0072307 | 0.0024058 | 0.0024058
NJ Non-HEDD CC Ngas Units - Nox Rate Annual v5.12, Unit 3002 and retrofits | 809 | 5789 | Rate Constraint in lbs/MWh | FALSE | L | Annual | Fuel Consumed | TBtu | 0.29644 | 0.29644 | 0.090889 | 0.27316 | 0.27316 | 0.090889 | 0.090889
NJ Non-HEDD CC Ngas Units - Nox Rate Annual v5.12, Unit 3002 and retrofits | 809 | 5789 | Rate Constraint in lbs/MWh | FALSE | L | Annual | Rate | lb/MMBtu | 0.052941 | 0.052941 | 0.052941 | 0.052941 | 0.052941 | 0.052941 | 0.052941
NJ Non-HEDD CC Ngas Units - Nox Rate Annual v5.12, Unit 3002 and retrofits | 809 | 5789 | Rate Constraint in lbs/MWh | FALSE | L | Annual | Generation | TWh | 0.027438 | 0.027438 | 0.0084125 | 0.025283 | 0.025283 | 0.0084125 | 0.0084125
NJ Non-HEDD CC Ngas Units - Nox Rate Annual v5.12, Unit 3002 and retrofits | 809 | 5789 | Rate Constraint in lbs/MWh | FALSE | L | Annual | Qualifying Generation | TWh | 0.027438 | 0.027438 | 0.0084125 | 0.025283 | 0.025283 | 0.0084125 | 0.0084125
NJ Non-HEDD CC Ngas Units - Nox Rate Annual v5.12, Unit 3002 and retrofits | 809 | 5789 | Rate Constraint in lbs/MWh | FALSE | L | Annual | Constraint Shadow Price | US2011$/Ton | 0 | 0 | 0 | 0 | 0 | 0 | 0
NJ Non-HEDD CC Ngas Units - Nox Rate Annual v5.12, Unit 3008 and retrofits | 810 | 5789 | Rate Constraint in lbs/MWh | FALSE | L | Annual | Seasons Included | Seasons | Winter, Summer | Winter, Summer | Winter, Summer | Winter, Summer | Winter, Summer | Winter, Summer | Winter, Summer
NJ Non-HEDD CC Ngas Units - Nox Rate Annual v5.12, Unit 3008 and retrofits | 810 | 5789 | Rate Constraint in lbs/MWh | FALSE | L | Annual | Standard | lb/MWh | 1.3 | 1.3 | 1.3 | 1.3 | 1.3 | 1.3 | 1.3
NJ Non-HEDD CC Ngas Units - Nox Rate Annual v5.12, Unit 3008 and retrofits | 810 | 5789 | Rate Constraint in lbs/MWh | FALSE | L | Annual | Emissions at Affected Plants NOX | Thousand Tons | 0.014401 | 0.012944 | 0.0045477 | 0.0045477 | 0.0045477 | 0.012587 | 0.012587
NJ Non-HEDD CC Ngas Units - Nox Rate Annual v5.12, Unit 3008 and retrofits | 810 | 5789 | Rate Constraint in lbs/MWh | FALSE | L | Annual | Allowances Purchased NOX | Thousand Tons | 0 | 0 | 0 | 0 | 0 | 0 | 0
NJ Non-HEDD CC Ngas Units - Nox Rate Annual v5.12, Unit 3008 and retrofits | 810 | 5789 | Rate Constraint in lbs/MWh | FALSE | L | Annual | Allowances Sold NOX | Thousand Tons | 0 | 0 | 0 | 0 | 0 | 0 | 0
NJ Non-HEDD CC Ngas Units - Nox Rate Annual v5.12, Unit 3008 and retrofits | 810 | 5789 | Rate Constraint in lbs/MWh | FALSE | L | Annual | Allowances Banked | Thousand Tons | 0 | 0 | 0 | 0 | 0 | 0 | 0
NJ Non-HEDD CC Ngas Units - Nox Rate Annual v5.12, Unit 3008 and retrofits | 810 | 5789 | Rate Constraint in lbs/MWh | FALSE | L | Annual | Allowances Withdrawn (1:1) | Thousand Tons | 0 | 0 | 0 | 0 | 0 | 0 | 0
NJ Non-HEDD CC Ngas Units - Nox Rate Annual v5.12, Unit 3008 and retrofits | 810 | 5789 | Rate Constraint in lbs/MWh | FALSE | L | Annual | Allowances Withdrawn (n:1) | Thousand Tons | 0 | 0 | 0 | 0 | 0 | 0 | 0
NJ Non-HEDD CC Ngas Units - Nox Rate Annual v5.12, Unit 3008 and retrofits | 810 | 5789 | Rate Constraint in lbs/MWh | FALSE | L | Annual | Net Emissions Allowance Position | Thousand Tons | 0.014401 | 0.012944 | 0.0045477 | 0.0045477 | 0.0045477 | 0.012587 | 0.012587
NJ Non-HEDD CC Ngas Units - Nox Rate Annual v5.12, Unit 3008 and retrofits | 810 | 5789 | Rate Constraint in lbs/MWh | FALSE | L | Annual | Fuel Consumed | TBtu | 1.0698 | 0.96154 | 0.33782 | 0.33782 | 0.33782 | 0.93501 | 0.93501
NJ Non-HEDD CC Ngas Units - Nox Rate Annual v5.12, Unit 3008 and retrofits | 810 | 5789 | Rate Constraint in lbs/MWh | FALSE | L | Annual | Rate | lb/MMBtu | 0.026924 | 0.026924 | 0.026924 | 0.026924 | 0.026924 | 0.026924 | 0.026924
NJ Non-HEDD CC Ngas Units - Nox Rate Annual v5.12, Unit 3008 and retrofits | 810 | 5789 | Rate Constraint in lbs/MWh | FALSE | L | Annual | Generation | TWh | 0.11756 | 0.10566 | 0.037123 | 0.037123 | 0.037123 | 0.10275 | 0.10275
NJ Non-HEDD CC Ngas Units - Nox Rate Annual v5.12, Unit 3008 and retrofits | 810 | 5789 | Rate Constraint in lbs/MWh | FALSE | L | Annual | Qualifying Generation | TWh | 0.11756 | 0.10566 | 0.037123 | 0.037123 | 0.037123 | 0.10275 | 0.10275
NJ Non-HEDD CC Ngas Units - Nox Rate Annual v5.12, Unit 3008 and retrofits | 810 | 5789 | Rate Constraint in lbs/MWh | FALSE | L | Annual | Constraint Shadow Price | US2011$/Ton | 0 | 0 | 0 | 0 | 0 | 0 | 0
NJ Non-HEDD CC Ngas Units - Nox Rate Annual v5.12, Unit 3009 and retrofits | 811 | 5789 | Rate Constraint in lbs/MWh | FALSE | L | Annual | Seasons Included | Seasons | Winter, Summer | Winter, Summer | Winter, Summer | Winter, Summer | Winter, Summer | Winter, Summer | Winter, Summer
NJ Non-HEDD CC Ngas Units - Nox Rate Annual v5.12, Unit 3009 and retrofits | 811 | 5789 | Rate Constraint in lbs/MWh | FALSE | L | Annual | Standard | lb/MWh | 1.3 | 1.3 | 1.3 | 1.3 | 1.3 | 1.3 | 1.3
NJ Non-HEDD CC Ngas Units - Nox Rate Annual v5.12, Unit 3009 and retrofits | 811 | 5789 | Rate Constraint in lbs/MWh | FALSE | L | Annual | Emissions at Affected Plants NOX | Thousand Tons | 0.014401 | 0.012944 | 0.0045477 | 0.0045477 | 0.0045477 | 0.012587 | 0.012587
NJ Non-HEDD CC Ngas Units - Nox Rate Annual v5.12, Unit 3009 and retrofits | 811 | 5789 | Rate Constraint in lbs/MWh | FALSE | L | Annual | Allowances Purchased NOX | Thousand Tons | 0 | 0 | 0 | 0 | 0 | 0 | 0
NJ Non-HEDD CC Ngas Units - Nox Rate Annual v5.12, Unit 3009 and retrofits | 811 | 5789 | Rate Constraint in lbs/MWh | FALSE | L | Annual | Allowances Sold NOX | Thousand Tons | 0 | 0 | 0 | 0 | 0 | 0 | 0
NJ Non-HEDD CC Ngas Units - Nox Rate Annual v5.12, Unit 3009 and retrofits | 811 | 5789 | Rate Constraint in lbs/MWh | FALSE | L | Annual | Allowances Banked | Thousand Tons | 0 | 0 | 0 | 0 | 0 | 0 | 0
NJ Non-HEDD CC Ngas Units - Nox Rate Annual v5.12, Unit 3009 and retrofits | 811 | 5789 | Rate Constraint in lbs/MWh | FALSE | L | Annual | Allowances Withdrawn (1:1) | Thousand Tons | 0 | 0 | 0 | 0 | 0 | 0 | 0
NJ Non-HEDD CC Ngas Units - Nox Rate Annual v5.12, Unit 3009 and retrofits | 811 | 5789 | Rate Constraint in lbs/MWh | FALSE | L | Annual | Allowances Withdrawn (n:1) | Thousand Tons | 0 | 0 | 0 | 0 | 0 | 0 | 0
NJ Non-HEDD CC Ngas Units - Nox Rate Annual v5.12, Unit 3009 and retrofits | 811 | 5789 | Rate Constraint in lbs/MWh | FALSE | L | Annual | Net Emissions Allowance Position | Thousand Tons | 0.014401 | 0.012944 | 0.0045477 | 0.0045477 | 0.0045477 | 0.012587 | 0.012587
NJ Non-HEDD CC Ngas Units - Nox Rate Annual v5.12, Unit 3009 and retrofits | 811 | 5789 | Rate Constraint in lbs/MWh | FALSE | L | Annual | Fuel Consumed | TBtu | 1.0698 | 0.96154 | 0.33782 | 0.33782 | 0.33782 | 0.93501 | 0.93501
NJ Non-HEDD CC Ngas Units - Nox Rate Annual v5.12, Unit 3009 and retrofits | 811 | 5789 | Rate Constraint in lbs/MWh | FALSE | L | Annual | Rate | lb/MMBtu | 0.026924 | 0.026924 | 0.026924 | 0.026924 | 0.026924 | 0.026924 | 0.026924
NJ Non-HEDD CC Ngas Units - Nox Rate Annual v5.12, Unit 3009 and retrofits | 811 | 5789 | Rate Constraint in lbs/MWh | FALSE | L | Annual | Generation | TWh | 0.11756 | 0.10566 | 0.037123 | 0.037123 | 0.037123 | 0.10275 | 0.10275
NJ Non-HEDD CC Ngas Units - Nox Rate Annual v5.12, Unit 3009 and retrofits | 811 | 5789 | Rate Constraint in lbs/MWh | FALSE | L | Annual | Qualifying Generation | TWh | 0.11756 | 0.10566 | 0.037123 | 0.037123 | 0.037123 | 0.10275 | 0.10275
NJ Non-HEDD CC Ngas Units - Nox Rate Annual v5.12, Unit 3009 and retrofits | 811 | 5789 | Rate Constraint in lbs/MWh | FALSE | L | Annual | Constraint Shadow Price | US2011$/Ton | 0 | 0 | 0 | 0 | 0 | 0 | 0
NJ Non-HEDD CC Ngas Units - Nox Rate Annual v5.12, Unit 3018 and retrofits | 812 | 5789 | Rate Constraint in lbs/MWh | FALSE | L | Annual | Seasons Included | Seasons | Winter, Summer | Winter, Summer | Winter, Summer | Winter, Summer | Winter, Summer | Winter, Summer | Winter, Summer
NJ Non-HEDD CC Ngas Units - Nox Rate Annual v5.12, Unit 3018 and retrofits | 812 | 5789 | Rate Constraint in lbs/MWh | FALSE | L | Annual | Standard | lb/MWh | 1.3 | 1.3 | 1.3 | 1.3 | 1.3 | 1.3 | 1.3
NJ Non-HEDD CC Ngas Units - Nox Rate Annual v5.12, Unit 3018 and retrofits | 812 | 5789 | Rate Constraint in lbs/MWh | FALSE | L | Annual | Emissions at Affected Plants NOX | Thousand Tons | 0.40767 | 0.40767 | 0.40767 | 0.40767 | 0.40767 | 0.40767 | 0.40767
NJ Non-HEDD CC Ngas Units - Nox Rate Annual v5.12, Unit 3018 and retrofits | 812 | 5789 | Rate Constraint in lbs/MWh | FALSE | L | Annual | Allowances Purchased NOX | Thousand Tons | 0 | 0 | 0 | 0 | 0 | 0 | 0
NJ Non-HEDD CC Ngas Units - Nox Rate Annual v5.12, Unit 3018 and retrofits | 812 | 5789 | Rate Constraint in lbs/MWh | FALSE | L | Annual | Allowances Sold NOX | Thousand Tons | 0 | 0 | 0 | 0 | 0 | 0 | 0
NJ Non-HEDD CC Ngas Units - Nox Rate Annual v5.12, Unit 3018 and retrofits | 812 | 5789 | Rate Constraint in lbs/MWh | FALSE | L | Annual | Allowances Banked | Thousand Tons | 0 | 0 | 0 | 0 | 0 | 0 | 0
NJ Non-HEDD CC Ngas Units - Nox Rate Annual v5.12, Unit 3018 and retrofits | 812 | 5789 | Rate Constraint in lbs/MWh | FALSE | L | Annual | Allowances Withdrawn (1:1) | Thousand Tons | 0 | 0 | 0 | 0 | 0 | 0 | 0
NJ Non-HEDD CC Ngas Units - Nox Rate Annual v5.12, Unit 3018 and retrofits | 812 | 5789 | Rate Constraint in lbs/MWh | FALSE | L | Annual | Allowances Withdrawn (n:1) | Thousand Tons | 0 | 0 | 0 | 0 | 0 | 0 | 0
NJ Non-HEDD CC Ngas Units - Nox Rate Annual v5.12, Unit 3018 and retrofits | 812 | 5789 | Rate Constraint in lbs/MWh | FALSE | L | Annual | Net Emissions Allowance Position | Thousand Tons | 0.40767 | 0.40767 | 0.40767 | 0.40767 | 0.40767 | 0.40767 | 0.40767
NJ Non-HEDD CC Ngas Units - Nox Rate Annual v5.12, Unit 3018 and retrofits | 812 | 5789 | Rate Constraint in lbs/MWh | FALSE | L | Annual | Fuel Consumed | TBtu | 16.3069 | 16.3069 | 16.3069 | 16.3069 | 16.3069 | 16.3069 | 16.3069
NJ Non-HEDD CC Ngas Units - Nox Rate Annual v5.12, Unit 3018 and retrofits | 812 | 5789 | Rate Constraint in lbs/MWh | FALSE | L | Annual | Rate | lb/MMBtu | 0.05 | 0.05 | 0.05 | 0.05 | 0.05 | 0.05 | 0.05
NJ Non-HEDD CC Ngas Units - Nox Rate Annual v5.12, Unit 3018 and retrofits | 812 | 5789 | Rate Constraint in lbs/MWh | FALSE | L | Annual | Generation | TWh | 2.313 | 2.313 | 2.313 | 2.313 | 2.313 | 2.313 | 2.313
NJ Non-HEDD CC Ngas Units - Nox Rate Annual v5.12, Unit 3018 and retrofits | 812 | 5789 | Rate Constraint in lbs/MWh | FALSE | L | Annual | Qualifying Generation | TWh | 2.313 | 2.313 | 2.313 | 2.313 | 2.313 | 2.313 | 2.313
NJ Non-HEDD CC Ngas Units - Nox Rate Annual v5.12, Unit 3018 and retrofits | 812 | 5789 | Rate Constraint in lbs/MWh | FALSE | L | Annual | Constraint Shadow Price | US2011$/Ton | 0 | 0 | 0 | 0 | 0 | 0 | 0
NJ Non-HEDD CC Ngas Units - Nox Rate Annual v5.12, Unit 3019 and retrofits | 813 | 5789 | Rate Constraint in lbs/MWh | FALSE | L | Annual | Seasons Included | Seasons | Winter, Summer | Winter, Summer | Winter, Summer | Winter, Summer | Winter, Summer | Winter, Summer | Winter, Summer
NJ Non-HEDD CC Ngas Units - Nox Rate Annual v5.12, Unit 3019 and retrofits | 813 | 5789 | Rate Constraint in lbs/MWh | FALSE | L | Annual | Standard | lb/MWh | 1.3 | 1.3 | 1.3 | 1.3 | 1.3 | 1.3 | 1.3
NJ Non-HEDD CC Ngas Units - Nox Rate Annual v5.12, Unit 3019 and retrofits | 813 | 5789 | Rate Constraint in lbs/MWh | FALSE | L | Annual | Emissions at Affected Plants NOX | Thousand Tons | 0.40767 | 0.40767 | 0.40767 | 0.40767 | 0.40767 | 0.40767 | 0.40767
NJ Non-HEDD CC Ngas Units - Nox Rate Annual v5.12, Unit 3019 and retrofits | 813 | 5789 | Rate Constraint in lbs/MWh | FALSE | L | Annual | Allowances Purchased NOX | Thousand Tons | 0 | 0 | 0 | 0 | 0 | 0 | 0
NJ Non-HEDD CC Ngas Units - Nox Rate Annual v5.12, Unit 3019 and retrofits | 813 | 5789 | Rate Constraint in lbs/MWh | FALSE | L | Annual | Allowances Sold NOX | Thousand Tons | 0 | 0 | 0 | 0 | 0 | 0 | 0
NJ Non-HEDD CC Ngas Units - Nox Rate Annual v5.12, Unit 3019 and retrofits | 813 | 5789 | Rate Constraint in lbs/MWh | FALSE | L | Annual | Allowances Banked | Thousand Tons | 0 | 0 | 0 | 0 | 0 | 0 | 0
NJ Non-HEDD CC Ngas Units - Nox Rate Annual v5.12, Unit 3019 and retrofits | 813 | 5789 | Rate Constraint in lbs/MWh | FALSE | L | Annual | Allowances Withdrawn (1:1) | Thousand Tons | 0 | 0 | 0 | 0 | 0 | 0 | 0
NJ Non-HEDD CC Ngas Units - Nox Rate Annual v5.12, Unit 3019 and retrofits | 813 | 5789 | Rate Constraint in lbs/MWh | FALSE | L | Annual | Allowances Withdrawn (n:1) | Thousand Tons | 0 | 0 | 0 | 0 | 0 | 0 | 0
NJ Non-HEDD CC Ngas Units - Nox Rate Annual v5.12, Unit 3019 and retrofits | 813 | 5789 | Rate Constraint in lbs/MWh | FALSE | L | Annual | Net Emissions Allowance Position | Thousand Tons | 0.40767 | 0.40767 | 0.40767 | 0.40767 | 0.40767 | 0.40767 | 0.40767
NJ Non-HEDD CC Ngas Units - Nox Rate Annual v5.12, Unit 3019 and retrofits | 813 | 5789 | Rate Constraint in lbs/MWh | FALSE | L | Annual | Fuel Consumed | TBtu | 16.3069 | 16.3069 | 16.3069 | 16.3069 | 16.3069 | 16.3069 | 16.3069
NJ Non-HEDD CC Ngas Units - Nox Rate Annual v5.12, Unit 3019 and retrofits | 813 | 5789 | Rate Constraint in lbs/MWh | FALSE | L | Annual | Rate | lb/MMBtu | 0.05 | 0.05 | 0.05 | 0.05 | 0.05 | 0.05 | 0.05
NJ Non-HEDD CC Ngas Units - Nox Rate Annual v5.12, Unit 3019 and retrofits | 813 | 5789 | Rate Constraint in lbs/MWh | FALSE | L | Annual | Generation | TWh | 2.313 | 2.313 | 2.313 | 2.313 | 2.313 | 2.313 | 2.313
NJ Non-HEDD CC Ngas Units - Nox Rate Annual v5.12, Unit 3019 and retrofits | 813 | 5789 | Rate Constraint in lbs/MWh | FALSE | L | Annual | Qualifying Generation | TWh | 2.313 | 2.313 | 2.313 | 2.313 | 2.313 | 2.313 | 2.313
NJ Non-HEDD CC Ngas Units - Nox Rate Annual v5.12, Unit 3019 and retrofits | 813 | 5789 | Rate Constraint in lbs/MWh | FALSE | L | Annual | Constraint Shadow Price | US2011$/Ton | 0 | 0 | 0 | 0 | 0 | 0 | 0
NJ Non-HEDD CC Ngas Units - Nox Rate Annual v5.12, Unit 3020 and retrofits | 814 | 5789 | Rate Constraint in lbs/MWh | FALSE | L | Annual | Seasons Included | Seasons | Winter, Summer | Winter, Summer | Winter, Summer | Winter, Summer | Winter, Summer | Winter, Summer | Winter, Summer
NJ Non-HEDD CC Ngas Units - Nox Rate Annual v5.12, Unit 3020 and retrofits | 814 | 5789 | Rate Constraint in lbs/MWh | FALSE | L | Annual | Standard | lb/MWh | 1.3 | 1.3 | 1.3 | 1.3 | 1.3 | 1.3 | 1.3
NJ Non-HEDD CC Ngas Units - Nox Rate Annual v5.12, Unit 3020 and retrofits | 814 | 5789 | Rate Constraint in lbs/MWh | FALSE | L | Annual | Emissions at Affected Plants NOX | Thousand Tons | 0.36693 | 0.36693 | 0.36693 | 0.36693 | 0.36693 | 0.36693 | 0.36693
NJ Non-HEDD CC Ngas Units - Nox Rate Annual v5.12, Unit 3020 and retrofits | 814 | 5789 | Rate Constraint in lbs/MWh | FALSE | L | Annual | Allowances Purchased NOX | Thousand Tons | 0 | 0 | 0 | 0 | 0 | 0 | 0
NJ Non-HEDD CC Ngas Units - Nox Rate Annual v5.12, Unit 3020 and retrofits | 814 | 5789 | Rate Constraint in lbs/MWh | FALSE | L | Annual | Allowances Sold NOX | Thousand Tons | 0 | 0 | 0 | 0 | 0 | 0 | 0
NJ Non-HEDD CC Ngas Units - Nox Rate Annual v5.12, Unit 3020 and retrofits | 814 | 5789 | Rate Constraint in lbs/MWh | FALSE | L | Annual | Allowances Banked | Thousand Tons | 0 | 0 | 0 | 0 | 0 | 0 | 0
NJ Non-HEDD CC Ngas Units - Nox Rate Annual v5.12, Unit 3020 and retrofits | 814 | 5789 | Rate Constraint in lbs/MWh | FALSE | L | Annual | Allowances Withdrawn (1:1) | Thousand Tons | 0 | 0 | 0 | 0 | 0 | 0 | 0
NJ Non-HEDD CC Ngas Units - Nox Rate Annual v5.12, Unit 3020 and retrofits | 814 | 5789 | Rate Constraint in lbs/MWh | FALSE | L | Annual | Allowances Withdrawn (n:1) | Thousand Tons | 0 | 0 | 0 | 0 | 0 | 0 | 0
NJ Non-HEDD CC Ngas Units - Nox Rate Annual v5.12, Unit 3020 and retrofits | 814 | 5789 | Rate Constraint in lbs/MWh | FALSE | L | Annual | Net Emissions Allowance Position | Thousand Tons | 0.36693 | 0.36693 | 0.36693 | 0.36693 | 0.36693 | 0.36693 | 0.36693
NJ Non-HEDD CC Ngas Units - Nox Rate Annual v5.12, Unit 3020 and retrofits | 814 | 5789 | Rate Constraint in lbs/MWh | FALSE | L | Annual | Fuel Consumed | TBtu | 14.6771 | 14.6771 | 14.6771 | 14.6771 | 14.6771 | 14.6771 | 14.6771
NJ Non-HEDD CC Ngas Units - Nox Rate Annual v5.12, Unit 3020 and retrofits | 814 | 5789 | Rate Constraint in lbs/MWh | FALSE | L | Annual | Rate | lb/MMBtu | 0.05 | 0.05 | 0.05 | 0.05 | 0.05 | 0.05 | 0.05
NJ Non-HEDD CC Ngas Units - Nox Rate Annual v5.12, Unit 3020 and retrofits | 814 | 5789 | Rate Constraint in lbs/MWh | FALSE | L | Annual | Generation | TWh | 2.2826 | 2.2826 | 2.2826 | 2.2826 | 2.2826 | 2.2826 | 2.2826
NJ Non-HEDD CC Ngas Units - Nox Rate Annual v5.12, Unit 3020 and retrofits | 814 | 5789 | Rate Constraint in lbs/MWh | FALSE | L | Annual | Qualifying Generation | TWh | 2.2826 | 2.2826 | 2.2826 | 2.2826 | 2.2826 | 2.2826 | 2.2826
NJ Non-HEDD CC Ngas Units - Nox Rate Annual v5.12, Unit 3020 and retrofits | 814 | 5789 | Rate Constraint in lbs/MWh | FALSE | L | Annual | Constraint Shadow Price | US2011$/Ton | 0 | 0 | 0 | 0 | 0 | 0 | 0
NJ Non-HEDD CC Ngas Units - Nox Rate Annual v5.12, Unit 3021 and retrofits | 815 | 5789 | Rate Constraint in lbs/MWh | FALSE | L | Annual | Seasons Included | Seasons | Winter, Summer | Winter, Summer | Winter, Summer | Winter, Summer | Winter, Summer | Winter, Summer | Winter, Summer
NJ Non-HEDD CC Ngas Units - Nox Rate Annual v5.12, Unit 3021 and retrofits | 815 | 5789 | Rate Constraint in lbs/MWh | FALSE | L | Annual | Standard | lb/MWh | 1.3 | 1.3 | 1.3 | 1.3 | 1.3 | 1.3 | 1.3
NJ Non-HEDD CC Ngas Units - Nox Rate Annual v5.12, Unit 3021 and retrofits | 815 | 5789 | Rate Constraint in lbs/MWh | FALSE | L | Annual | Emissions at Affected Plants NOX | Thousand Tons | 0.36693 | 0.36693 | 0.36693 | 0.36693 | 0.36693 | 0.36693 | 0.36693
NJ Non-HEDD CC Ngas Units - Nox Rate Annual v5.12, Unit 3021 and retrofits | 815 | 5789 | Rate Constraint in lbs/MWh | FALSE | L | Annual | Allowances Purchased NOX | Thousand Tons | 0 | 0 | 0 | 0 | 0 | 0 | 0
NJ Non-HEDD CC Ngas Units - Nox Rate Annual v5.12, Unit 3021 and retrofits | 815 | 5789 | Rate Constraint in lbs/MWh | FALSE | L | Annual | Allowances Sold NOX | Thousand Tons | 0 | 0 | 0 | 0 | 0 | 0 | 0
NJ Non-HEDD CC Ngas Units - Nox Rate Annual v5.12, Unit 3021 and retrofits | 815 | 5789 | Rate Constraint in lbs/MWh | FALSE | L | Annual | Allowances Banked | Thousand Tons | 0 | 0 | 0 | 0 | 0 | 0 | 0
NJ Non-HEDD CC Ngas Units - Nox Rate Annual v5.12, Unit 3021 and retrofits | 815 | 5789 | Rate Constraint in lbs/MWh | FALSE | L | Annual | Allowances Withdrawn (1:1) | Thousand Tons | 0 | 0 | 0 | 0 | 0 | 0 | 0
NJ Non-HEDD CC Ngas Units - Nox Rate Annual v5.12, Unit 3021 and retrofits | 815 | 5789 | Rate Constraint in lbs/MWh | FALSE | L | Annual | Allowances Withdrawn (n:1) | Thousand Tons | 0 | 0 | 0 | 0 | 0 | 0 | 0
NJ Non-HEDD CC Ngas Units - Nox Rate Annual v5.12, Unit 3021 and retrofits | 815 | 5789 | Rate Constraint in lbs/MWh | FALSE | L | Annual | Net Emissions Allowance Position | Thousand Tons | 0.36693 | 0.36693 | 0.36693 | 0.36693 | 0.36693 | 0.36693 | 0.36693
NJ Non-HEDD CC Ngas Units - Nox Rate Annual v5.12, Unit 3021 and retrofits | 815 | 5789 | Rate Constraint in lbs/MWh | FALSE | L | Annual | Fuel Consumed | TBtu | 14.6771 | 14.6771 | 14.6771 | 14.6771 | 14.6771 | 14.6771 | 14.6771
NJ Non-HEDD CC Ngas Units - Nox Rate Annual v5.12, Unit 3021 and retrofits | 815 | 5789 | Rate Constraint in lbs/MWh | FALSE | L | Annual | Rate | lb/MMBtu | 0.05 | 0.05 | 0.05 | 0.05 | 0.05 | 0.05 | 0.05
NJ Non-HEDD CC Ngas Units - Nox Rate Annual v5.12, Unit 3021 and retrofits | 815 | 5789 | Rate Constraint in lbs/MWh | FALSE | L | Annual | Generation | TWh | 2.2826 | 2.2826 | 2.2826 | 2.2826 | 2.2826 | 2.2826 | 2.2826
NJ Non-HEDD CC Ngas Units - Nox Rate Annual v5.12, Unit 3021 and retrofits | 815 | 5789 | Rate Constraint in lbs/MWh | FALSE | L | Annual | Qualifying Generation | TWh | 2.2826 | 2.2826 | 2.2826 | 2.2826 | 2.2826 | 2.2826 | 2.2826
NJ Non-HEDD CC Ngas Units - Nox Rate Annual v5.12, Unit 3021 and retrofits | 815 | 5789 | Rate Constraint in lbs/MWh | FALSE | L | Annual | Constraint Shadow Price | US2011$/Ton | 0 | 0 | 0 | 0 | 0 | 0 | 0
NJ Non-HEDD CC Ngas Units - Nox Rate Annual v5.12, Unit 3022 and retrofits | 816 | 5789 | Rate Constraint in lbs/MWh | FALSE | L | Annual | Seasons Included | Seasons | Winter, Summer | Winter, Summer | Winter, Summer | Winter, Summer | Winter, Summer | Winter, Summer | Winter, Summer
NJ Non-HEDD CC Ngas Units - Nox Rate Annual v5.12, Unit 3022 and retrofits | 816 | 5789 | Rate Constraint in lbs/MWh | FALSE | L | Annual | Standard | lb/MWh | 1.3 | 1.3 | 1.3 | 1.3 | 1.3 | 1.3 | 1.3
NJ Non-HEDD CC Ngas Units - Nox Rate Annual v5.12, Unit 3022 and retrofits | 816 | 5789 | Rate Constraint in lbs/MWh | FALSE | L | Annual | Emissions at Affected Plants NOX | Thousand Tons | 0.24462 | 0.24462 | 0.24462 | 0.24462 | 0.24462 | 0.24462 | 0.24462
NJ Non-HEDD CC Ngas Units - Nox Rate Annual v5.12, Unit 3022 and retrofits | 816 | 5789 | Rate Constraint in lbs/MWh | FALSE | L | Annual | Allowances Purchased NOX | Thousand Tons | 0 | 0 | 0 | 0 | 0 | 0 | 0
NJ Non-HEDD CC Ngas Units - Nox Rate Annual v5.12, Unit 3022 and retrofits | 816 | 5789 | Rate Constraint in lbs/MWh | FALSE | L | Annual | Allowances Sold NOX | Thousand Tons | 0 | 0 | 0 | 0 | 0 | 0 | 0
NJ Non-HEDD CC Ngas Units - Nox Rate Annual v5.12, Unit 3022 and retrofits | 816 | 5789 | Rate Constraint in lbs/MWh | FALSE | L | Annual | Allowances Banked | Thousand Tons | 0 | 0 | 0 | 0 | 0 | 0 | 0
NJ Non-HEDD CC Ngas Units - Nox Rate Annual v5.12, Unit 3022 and retrofits | 816 | 5789 | Rate Constraint in lbs/MWh | FALSE | L | Annual | Allowances Withdrawn (1:1) | Thousand Tons | 0 | 0 | 0 | 0 | 0 | 0 | 0
NJ Non-HEDD CC Ngas Units - Nox Rate Annual v5.12, Unit 3022 and retrofits | 816 | 5789 | Rate Constraint in lbs/MWh | FALSE | L | Annual | Allowances Withdrawn (n:1) | Thousand Tons | 0 | 0 | 0 | 0 | 0 | 0 | 0
NJ Non-HEDD CC Ngas Units - Nox Rate Annual v5.12, Unit 3022 and retrofits | 816 | 5789 | Rate Constraint in lbs/MWh | FALSE | L | Annual | Net Emissions Allowance Position | Thousand Tons | 0.24462 | 0.24462 | 0.24462 | 0.24462 | 0.24462 | 0.24462 | 0.24462
NJ Non-HEDD CC Ngas Units - Nox Rate Annual v5.12, Unit 3022 and retrofits | 816 | 5789 | Rate Constraint in lbs/MWh | FALSE | L | Annual | Fuel Consumed | TBtu | 9.7847 | 9.7847 | 9.7847 | 9.7847 | 9.7847 | 9.7847 | 9.7847
NJ Non-HEDD CC Ngas Units - Nox Rate Annual v5.12, Unit 3022 and retrofits | 816 | 5789 | Rate Constraint in lbs/MWh | FALSE | L | Annual | Rate | lb/MMBtu | 0.05 | 0.05 | 0.05 | 0.05 | 0.05 | 0.05 | 0.05
NJ Non-HEDD CC Ngas Units - Nox Rate Annual v5.12, Unit 3022 and retrofits | 816 | 5789 | Rate Constraint in lbs/MWh | FALSE | L | Annual | Generation | TWh | 1.5217 | 1.5217 | 1.5217 | 1.5217 | 1.5217 | 1.5217 | 1.5217
NJ Non-HEDD CC Ngas Units - Nox Rate Annual v5.12, Unit 3022 and retrofits | 816 | 5789 | Rate Constraint in lbs/MWh | FALSE | L | Annual | Qualifying Generation | TWh | 1.5217 | 1.5217 | 1.5217 | 1.5217 | 1.5217 | 1.5217 | 1.5217
NJ Non-HEDD CC Ngas Units - Nox Rate Annual v5.12, Unit 3022 and retrofits | 816 | 5789 | Rate Constraint in lbs/MWh | FALSE | L | Annual | Constraint Shadow Price | US2011$/Ton | 0 | 0 | 0 | 0 | 0 | 0 | 0
NJ Non-HEDD CC Ngas Units - Nox Rate Annual v5.12, Unit 3023 and retrofits | 817 | 5789 | Rate Constraint in lbs/MWh | FALSE | L | Annual | Seasons Included | Seasons | Winter, Summer | Winter, Summer | Winter, Summer | Winter, Summer | Winter, Summer | Winter, Summer | Winter, Summer
NJ Non-HEDD CC Ngas Units - Nox Rate Annual v5.12, Unit 3023 and retrofits | 817 | 5789 | Rate Constraint in lbs/MWh | FALSE | L | Annual | Standard | lb/MWh | 1.3 | 1.3 | 1.3 | 1.3 | 1.3 | 1.3 | 1.3
NJ Non-HEDD CC Ngas Units - Nox Rate Annual v5.12, Unit 3023 and retrofits | 817 | 5789 | Rate Constraint in lbs/MWh | FALSE | L | Annual | Emissions at Affected Plants NOX | Thousand Tons | 0.24462 | 0.24462 | 0.24462 | 0.24462 | 0.24462 | 0.24462 | 0.24462
NJ Non-HEDD CC Ngas Units - Nox Rate Annual v5.12, Unit 3023 and retrofits | 817 | 5789 | Rate Constraint in lbs/MWh | FALSE | L | Annual | Allowances Purchased NOX | Thousand Tons | 0 | 0 | 0 | 0 | 0 | 0 | 0
NJ Non-HEDD CC Ngas Units - Nox Rate Annual v5.12, Unit 3023 and retrofits | 817 | 5789 | Rate Constraint in lbs/MWh | FALSE | L | Annual | Allowances Sold NOX | Thousand Tons | 0 | 0 | 0 | 0 | 0 | 0 | 0
NJ Non-HEDD CC Ngas Units - Nox Rate Annual v5.12, Unit 3023 and retrofits | 817 | 5789 | Rate Constraint in lbs/MWh | FALSE | L | Annual | Allowances Banked | Thousand Tons | 0 | 0 | 0 | 0 | 0 | 0 | 0
NJ Non-HEDD CC Ngas Units - Nox Rate Annual v5.12, Unit 3023 and retrofits | 817 | 5789 | Rate Constraint in lbs/MWh | FALSE | L | Annual | Allowances Withdrawn (1:1) | Thousand Tons | 0 | 0 | 0 | 0 | 0 | 0 | 0
NJ Non-HEDD CC Ngas Units - Nox Rate Annual v5.12, Unit 3023 and retrofits | 817 | 5789 | Rate Constraint in lbs/MWh | FALSE | L | Annual | Allowances Withdrawn (n:1) | Thousand Tons | 0 | 0 | 0 | 0 | 0 | 0 | 0
NJ Non-HEDD CC Ngas Units - Nox Rate Annual v5.12, Unit 3023 and retrofits | 817 | 5789 | Rate Constraint in lbs/MWh | FALSE | L | Annual | Net Emissions Allowance Position | Thousand Tons | 0.24462 | 0.24462 | 0.24462 | 0.24462 | 0.24462 | 0.24462 | 0.24462
NJ Non-HEDD CC Ngas Units - Nox Rate Annual v5.12, Unit 3023 and retrofits | 817 | 5789 | Rate Constraint in lbs/MWh | FALSE | L | Annual | Fuel Consumed | TBtu | 9.7847 | 9.7847 | 9.7847 | 9.7847 | 9.7847 | 9.7847 | 9.7847
NJ Non-HEDD CC Ngas Units - Nox Rate Annual v5.12, Unit 3023 and retrofits | 817 | 5789 | Rate Constraint in lbs/MWh | FALSE | L | Annual | Rate | lb/MMBtu | 0.05 | 0.05 | 0.05 | 0.05 | 0.05 | 0.05 | 0.05
NJ Non-HEDD CC Ngas Units - Nox Rate Annual v5.12, Unit 3023 and retrofits | 817 | 5789 | Rate Constraint in lbs/MWh | FALSE | L | Annual | Generation | TWh | 1.5217 | 1.5217 | 1.5217 | 1.5217 | 1.5217 | 1.5217 | 1.5217
NJ Non-HEDD CC Ngas Units - Nox Rate Annual v5.12, Unit 3023 and retrofits | 817 | 5789 | Rate Constraint in lbs/MWh | FALSE | L | Annual | Qualifying Generation | TWh | 1.5217 | 1.5217 | 1.5217 | 1.5217 | 1.5217 | 1.5217 | 1.5217
NJ Non-HEDD CC Ngas Units - Nox Rate Annual v5.12, Unit 3023 and retrofits | 817 | 5789 | Rate Constraint in lbs/MWh | FALSE | L | Annual | Constraint Shadow Price | US2011$/Ton | 0 | 0 | 0 | 0 | 0 | 0 | 0
NJ Non-HEDD CC Ngas Units - Nox Rate Annual v5.12, Unit 3024 and retrofits | 818 | 5789 | Rate Constraint in lbs/MWh | FALSE | L | Annual | Seasons Included | Seasons | Winter, Summer | Winter, Summer | Winter, Summer | Winter, Summer | Winter, Summer | Winter, Summer | Winter, Summer
NJ Non-HEDD CC Ngas Units - Nox Rate Annual v5.12, Unit 3024 and retrofits | 818 | 5789 | Rate Constraint in lbs/MWh | FALSE | L | Annual | Standard | lb/MWh | 1.3 | 1.3 | 1.3 | 1.3 | 1.3 | 1.3 | 1.3
NJ Non-HEDD CC Ngas Units - Nox Rate Annual v5.12, Unit 3024 and retrofits | 818 | 5789 | Rate Constraint in lbs/MWh | FALSE | L | Annual | Emissions at Affected Plants NOX | Thousand Tons | 0.34858 | 0.34858 | 0.34858 | 0.34858 | 0.34858 | 0.34858 | 0.34858
NJ Non-HEDD CC Ngas Units - Nox Rate Annual v5.12, Unit 3024 and retrofits | 818 | 5789 | Rate Constraint in lbs/MWh | FALSE | L | Annual | Allowances Purchased NOX | Thousand Tons | 0 | 0 | 0 | 0 | 0 | 0 | 0
NJ Non-HEDD CC Ngas Units - Nox Rate Annual v5.12, Unit 3024 and retrofits | 818 | 5789 | Rate Constraint in lbs/MWh | FALSE | L | Annual | Allowances Sold NOX | Thousand Tons | 0 | 0 | 0 | 0 | 0 | 0 | 0
NJ Non-HEDD CC Ngas Units - Nox Rate Annual v5.12, Unit 3024 and retrofits | 818 | 5789 | Rate Constraint in lbs/MWh | FALSE | L | Annual | Allowances Banked | Thousand Tons | 0 | 0 | 0 | 0 | 0 | 0 | 0
NJ Non-HEDD CC Ngas Units - Nox Rate Annual v5.12, Unit 3024 and retrofits | 818 | 5789 | Rate Constraint in lbs/MWh | FALSE | L | Annual | Allowances Withdrawn (1:1) | Thousand Tons | 0 | 0 | 0 | 0 | 0 | 0 | 0
NJ Non-HEDD CC Ngas Units - Nox Rate Annual v5.12, Unit 3024 and retrofits | 818 | 5789 | Rate Constraint in lbs/MWh | FALSE | L | Annual | Allowances Withdrawn (n:1) | Thousand Tons | 0 | 0 | 0 | 0 | 0 | 0 | 0
NJ Non-HEDD CC Ngas Units - Nox Rate Annual v5.12, Unit 3024 and retrofits | 818 | 5789 | Rate Constraint in lbs/MWh | FALSE | L | Annual | Net Emissions Allowance Position | Thousand Tons | 0.34858 | 0.34858 | 0.34858 | 0.34858 | 0.34858 | 0.34858 | 0.34858
NJ Non-HEDD CC Ngas Units - Nox Rate Annual v5.12, Unit 3024 and retrofits | 818 | 5789 | Rate Constraint in lbs/MWh | FALSE | L | Annual | Fuel Consumed | TBtu | 13.9432 | 13.9432 | 13.9432 | 13.9432 | 13.9432 | 13.9432 | 13.9432
NJ Non-HEDD CC Ngas Units - Nox Rate Annual v5.12, Unit 3024 and retrofits | 818 | 5789 | Rate Constraint in lbs/MWh | FALSE | L | Annual | Rate | lb/MMBtu | 0.05 | 0.05 | 0.05 | 0.05 | 0.05 | 0.05 | 0.05
NJ Non-HEDD CC Ngas Units - Nox Rate Annual v5.12, Unit 3024 and retrofits | 818 | 5789 | Rate Constraint in lbs/MWh | FALSE | L | Annual | Generation | TWh | 2.1685 | 2.1685 | 2.1685 | 2.1685 | 2.1685 | 2.1685 | 2.1685
NJ Non-HEDD CC Ngas Units - Nox Rate Annual v5.12, Unit 3024 and retrofits | 818 | 5789 | Rate Constraint in lbs/MWh | FALSE | L | Annual | Qualifying Generation | TWh | 2.1685 | 2.1685 | 2.1685 | 2.1685 | 2.1685 | 2.1685 | 2.1685
NJ Non-HEDD CC Ngas Units - Nox Rate Annual v5.12, Unit 3024 and retrofits | 818 | 5789 | Rate Constraint in lbs/MWh | FALSE | L | Annual | Constraint Shadow Price | US2011$/Ton | 0 | 0 | 0 | 0 | 0 | 0 | 0
NJ Non-HEDD CC Ngas Units - Nox Rate Annual v5.12, Unit 3025 and retrofits | 819 | 5789 | Rate Constraint in lbs/MWh | FALSE | L | Annual | Seasons Included | Seasons | Winter, Summer | Winter, Summer | Winter, Summer | Winter, Summer | Winter, Summer | Winter, Summer | Winter, Summer
NJ Non-HEDD CC Ngas Units - Nox Rate Annual v5.12, Unit 3025 and retrofits | 819 | 5789 | Rate Constraint in lbs/MWh | FALSE | L | Annual | Standard | lb/MWh | 1.3 | 1.3 | 1.3 | 1.3 | 1.3 | 1.3 | 1.3
NJ Non-HEDD CC Ngas Units - Nox Rate Annual v5.12, Unit 3025 and retrofits | 819 | 5789 | Rate Constraint in lbs/MWh | FALSE | L | Annual | Emissions at Affected Plants NOX | Thousand Tons | 0.3465 | 0.3465 | 0.3465 | 0.3465 | 0.3465 | 0.3465 | 0.3465
NJ Non-HEDD CC Ngas Units - Nox Rate Annual v5.12, Unit 3025 and retrofits | 819 | 5789 | Rate Constraint in lbs/MWh | FALSE | L | Annual | Allowances Purchased NOX | Thousand Tons | 0 | 0 | 0 | 0 | 0 | 0 | 0
NJ Non-HEDD CC Ngas Units - Nox Rate Annual v5.12, Unit 3025 and retrofits | 819 | 5789 | Rate Constraint in lbs/MWh | FALSE | L | Annual | Allowances Sold NOX | Thousand Tons | 0 | 0 | 0 | 0 | 0 | 0 | 0
NJ Non-HEDD CC Ngas Units - Nox Rate Annual v5.12, Unit 3025 and retrofits | 819 | 5789 | Rate Constraint in lbs/MWh | FALSE | L | Annual | Allowances Banked | Thousand Tons | 0 | 0 | 0 | 0 | 0 | 0 | 0
NJ Non-HEDD CC Ngas Units - Nox Rate Annual v5.12, Unit 3025 and retrofits | 819 | 5789 | Rate Constraint in lbs/MWh | FALSE | L | Annual | Allowances Withdrawn (1:1) | Thousand Tons | 0 | 0 | 0 | 0 | 0 | 0 | 0
NJ Non-HEDD CC Ngas Units - Nox Rate Annual v5.12, Unit 3025 and retrofits | 819 | 5789 | Rate Constraint in lbs/MWh | FALSE | L | Annual | Allowances Withdrawn (n:1) | Thousand Tons | 0 | 0 | 0 | 0 | 0 | 0 | 0
NJ Non-HEDD CC Ngas Units - Nox Rate Annual v5.12, Unit 3025 and retrofits | 819 | 5789 | Rate Constraint in lbs/MWh | FALSE | L | Annual | Net Emissions Allowance Position | Thousand Tons | 0.3465 | 0.3465 | 0.3465 | 0.3465 | 0.3465 | 0.3465 | 0.3465
NJ Non-HEDD CC Ngas Units - Nox Rate Annual v5.12, Unit 3025 and retrofits | 819 | 5789 | Rate Constraint in lbs/MWh | FALSE | L | Annual | Fuel Consumed | TBtu | 13.8601 | 13.8601 | 13.8601 | 13.8601 | 13.8601 | 13.8601 | 13.8601
NJ Non-HEDD CC Ngas Units - Nox Rate Annual v5.12, Unit 3025 and retrofits | 819 | 5789 | Rate Constraint in lbs/MWh | FALSE | L | Annual | Rate | lb/MMBtu | 0.05 | 0.05 | 0.05 | 0.05 | 0.05 | 0.05 | 0.05
NJ Non-HEDD CC Ngas Units - Nox Rate Annual v5.12, Unit 3025 and retrofits | 819 | 5789 | Rate Constraint in lbs/MWh | FALSE | L | Annual | Generation | TWh | 2.1555 | 2.1555 | 2.1555 | 2.1555 | 2.1555 | 2.1555 | 2.1555
NJ Non-HEDD CC Ngas Units - Nox Rate Annual v5.12, Unit 3025 and retrofits | 819 | 5789 | Rate Constraint in lbs/MWh | FALSE | L | Annual | Qualifying Generation | TWh | 2.1555 | 2.1555 | 2.1555 | 2.1555 | 2.1555 | 2.1555 | 2.1555
NJ Non-HEDD CC Ngas Units - Nox Rate Annual v5.12, Unit 3025 and retrofits | 819 | 5789 | Rate Constraint in lbs/MWh | FALSE | L | Annual | Constraint Shadow Price | US2011$/Ton | 0 | 0 | 0 | 0 | 0 | 0 | 0
NJ Non-HEDD CC Ngas Units - Nox Rate Annual v5.12, Unit 3026 and retrofits | 820 | 5789 | Rate Constraint in lbs/MWh | FALSE | L | Annual | Seasons Included | Seasons | Winter, Summer | Winter, Summer | Winter, Summer | Winter, Summer | Winter, Summer | Winter, Summer | Winter, Summer
NJ Non-HEDD CC Ngas Units - Nox Rate Annual v5.12, Unit 3026 and retrofits | 820 | 5789 | Rate Constraint in lbs/MWh | FALSE | L | Annual | Standard | lb/MWh | 1.3 | 1.3 | 1.3 | 1.3 | 1.3 | 1.3 | 1.3
NJ Non-HEDD CC Ngas Units - Nox Rate Annual v5.12, Unit 3026 and retrofits | 820 | 5789 | Rate Constraint in lbs/MWh | FALSE | L | Annual | Emissions at Affected Plants NOX | Thousand Tons | 0.077499 | 0.077499 | 0.077499 | 0.077499 | 0.077499 | 0.054085 | 0.054085
NJ Non-HEDD CC Ngas Units - Nox Rate Annual v5.12, Unit 3026 and retrofits | 820 | 5789 | Rate Constraint in lbs/MWh | FALSE | L | Annual | Allowances Purchased NOX | Thousand Tons | 0 | 0 | 0 | 0 | 0 | 0 | 0
NJ Non-HEDD CC Ngas Units - Nox Rate Annual v5.12, Unit 3026 and retrofits | 820 | 5789 | Rate Constraint in lbs/MWh | FALSE | L | Annual | Allowances Sold NOX | Thousand Tons | 0 | 0 | 0 | 0 | 0 | 0 | 0
NJ Non-HEDD CC Ngas Units - Nox Rate Annual v5.12, Unit 3026 and retrofits | 820 | 5789 | Rate Constraint in lbs/MWh | FALSE | L | Annual | Allowances Banked | Thousand Tons | 0 | 0 | 0 | 0 | 0 | 0 | 0
NJ Non-HEDD CC Ngas Units - Nox Rate Annual v5.12, Unit 3026 and retrofits | 820 | 5789 | Rate Constraint in lbs/MWh | FALSE | L | Annual | Allowances Withdrawn (1:1) | Thousand Tons | 0 | 0 | 0 | 0 | 0 | 0 | 0
NJ Non-HEDD CC Ngas Units - Nox Rate Annual v5.12, Unit 3026 and retrofits | 820 | 5789 | Rate Constraint in lbs/MWh | FALSE | L | Annual | Allowances Withdrawn (n:1) | Thousand Tons | 0 | 0 | 0 | 0 | 0 | 0 | 0
NJ Non-HEDD CC Ngas Units - Nox Rate Annual v5.12, Unit 3026 and retrofits | 820 | 5789 | Rate Constraint in lbs/MWh | FALSE | L | Annual | Net Emissions Allowance Position | Thousand Tons | 0.077499 | 0.077499 | 0.077499 | 0.077499 | 0.077499 | 0.054085 | 0.054085
NJ Non-HEDD CC Ngas Units - Nox Rate Annual v5.12, Unit 3026 and retrofits | 820 | 5789 | Rate Constraint in lbs/MWh | FALSE | L | Annual | Fuel Consumed | TBtu | 1.7755 | 1.7755 | 1.7755 | 1.7755 | 1.7755 | 1.2391 | 1.2391
NJ Non-HEDD CC Ngas Units - Nox Rate Annual v5.12, Unit 3026 and retrofits | 820 | 5789 | Rate Constraint in lbs/MWh | FALSE | L | Annual | Rate | lb/MMBtu | 0.087298 | 0.087298 | 0.087298 | 0.087298 | 0.087298 | 0.087298 | 0.087298
NJ Non-HEDD CC Ngas Units - Nox Rate Annual v5.12, Unit 3026 and retrofits | 820 | 5789 | Rate Constraint in lbs/MWh | FALSE | L | Annual | Generation | TWh | 0.2091 | 0.2091 | 0.2091 | 0.2091 | 0.2091 | 0.14593 | 0.14593
NJ Non-HEDD CC Ngas Units - Nox Rate Annual v5.12, Unit 3026 and retrofits | 820 | 5789 | Rate Constraint in lbs/MWh | FALSE | L | Annual | Qualifying Generation | TWh | 0.2091 | 0.2091 | 0.2091 | 0.2091 | 0.2091 | 0.14593 | 0.14593
NJ Non-HEDD CC Ngas Units - Nox Rate Annual v5.12, Unit 3026 and retrofits | 820 | 5789 | Rate Constraint in lbs/MWh | FALSE | L | Annual | Constraint Shadow Price | US2011$/Ton | 0 | 0 | 0 | 0 | 0 | 0 | 0
NJ Non-HEDD CC Ngas Units - Nox Rate Annual v5.12, Unit 3027 and retrofits | 821 | 5789 | Rate Constraint in lbs/MWh | FALSE | L | Annual | Seasons Included | Seasons | Winter, Summer | Winter, Summer | Winter, Summer | Winter, Summer | Winter, Summer | Winter, Summer | Winter, Summer
NJ Non-HEDD CC Ngas Units - Nox Rate Annual v5.12, Unit 3027 and retrofits | 821 | 5789 | Rate Constraint in lbs/MWh | FALSE | L | Annual | Standard | lb/MWh | 1.3 | 1.3 | 1.3 | 1.3 | 1.3 | 1.3 | 1.3
NJ Non-HEDD CC Ngas Units - Nox Rate Annual v5.12, Unit 3027 and retrofits | 821 | 5789 | Rate Constraint in lbs/MWh | FALSE | L | Annual | Emissions at Affected Plants NOX | Thousand Tons | 0.064409 | 0.077499 | 0.077499 | 0.077499 | 0.077499 | 0.054085 | 0.054085
NJ Non-HEDD CC Ngas Units - Nox Rate Annual v5.12, Unit 3027 and retrofits | 821 | 5789 | Rate Constraint in lbs/MWh | FALSE | L | Annual | Allowances Purchased NOX | Thousand Tons | 0 | 0 | 0 | 0 | 0 | 0 | 0
NJ Non-HEDD CC Ngas Units - Nox Rate Annual v5.12, Unit 3027 and retrofits | 821 | 5789 | Rate Constraint in lbs/MWh | FALSE | L | Annual | Allowances Sold NOX | Thousand Tons | 0 | 0 | 0 | 0 | 0 | 0 | 0
NJ Non-HEDD CC Ngas Units - Nox Rate Annual v5.12, Unit 3027 and retrofits | 821 | 5789 | Rate Constraint in lbs/MWh | FALSE | L | Annual | Allowances Banked | Thousand Tons | 0 | 0 | 0 | 0 | 0 | 0 | 0
NJ Non-HEDD CC Ngas Units - Nox Rate Annual v5.12, Unit 3027 and retrofits | 821 | 5789 | Rate Constraint in lbs/MWh | FALSE | L | Annual | Allowances Withdrawn (1:1) | Thousand Tons | 0 | 0 | 0 | 0 | 0 | 0 | 0
NJ Non-HEDD CC Ngas Units - Nox Rate Annual v5.12, Unit 3027 and retrofits | 821 | 5789 | Rate Constraint in lbs/MWh | FALSE | L | Annual | Allowances Withdrawn (n:1) | Thousand Tons | 0 | 0 | 0 | 0 | 0 | 0 | 0
NJ Non-HEDD CC Ngas Units - Nox Rate Annual v5.12, Unit 3027 and retrofits | 821 | 5789 | Rate Constraint in lbs/MWh | FALSE | L | Annual | Net Emissions Allowance Position | Thousand Tons | 0.064409 | 0.077499 | 0.077499 | 0.077499 | 0.077499 | 0.054085 | 0.054085
NJ Non-HEDD CC Ngas Units - Nox Rate Annual v5.12, Unit 3027 and retrofits | 821 | 5789 | Rate Constraint in lbs/MWh | FALSE | L | Annual | Fuel Consumed | TBtu | 1.4756 | 1.7755 | 1.7755 | 1.7755 | 1.7755 | 1.2391 | 1.2391
NJ Non-HEDD CC Ngas Units - Nox Rate Annual v5.12, Unit 3027 and retrofits | 821 | 5789 | Rate Constraint in lbs/MWh | FALSE | L | Annual | Rate | lb/MMBtu | 0.087298 | 0.087298 | 0.087298 | 0.087298 | 0.087298 | 0.087298 | 0.087298
NJ Non-HEDD CC Ngas Units - Nox Rate Annual v5.12, Unit 3027 and retrofits | 821 | 5789 | Rate Constraint in lbs/MWh | FALSE | L | Annual | Generation | TWh | 0.17379 | 0.2091 | 0.2091 | 0.2091 | 0.2091 | 0.14593 | 0.14593
NJ Non-HEDD CC Ngas Units - Nox Rate Annual v5.12, Unit 3027 and retrofits | 821 | 5789 | Rate Constraint in lbs/MWh | FALSE | L | Annual | Qualifying Generation | TWh | 0.17379 | 0.2091 | 0.2091 | 0.2091 | 0.2091 | 0.14593 | 0.14593
NJ Non-HEDD CC Ngas Units - Nox Rate Annual v5.12, Unit 3027 and retrofits | 821 | 5789 | Rate Constraint in lbs/MWh | FALSE | L | Annual | Constraint Shadow Price | US2011$/Ton | 0 | 0 | 0 | 0 | 0 | 0 | 0
NJ Non-HEDD CC Ngas Units - Nox Rate Annual v5.12, Unit 3028 and retrofits | 822 | 5789 | Rate Constraint in lbs/MWh | FALSE | L | Annual | Seasons Included | Seasons | Winter, Summer | Winter, Summer | Winter, Summer | Winter, Summer | Winter, Summer | Winter, Summer | Winter, Summer
NJ Non-HEDD CC Ngas Units - Nox Rate Annual v5.12, Unit 3028 and retrofits | 822 | 5789 | Rate Constraint in lbs/MWh | FALSE | L | Annual | Standard | lb/MWh | 1.3 | 1.3 | 1.3 | 1.3 | 1.3 | 1.3 | 1.3
NJ Non-HEDD CC Ngas Units - Nox Rate Annual v5.12, Unit 3028 and retrofits | 822 | 5789 | Rate Constraint in lbs/MWh | FALSE | L | Annual | Emissions at Affected Plants NOX | Thousand Tons | 0.059311 | 0.059311 | 0.059311 | 0.059311 | 0.059311 | 0.041391 | 0.041391
NJ Non-HEDD CC Ngas Units - Nox Rate Annual v5.12, Unit 3028 and retrofits | 822 | 5789 | Rate Constraint in lbs/MWh | FALSE | L | Annual | Allowances Purchased NOX | Thousand Tons | 0 | 0 | 0 | 0 | 0 | 0 | 0
NJ Non-HEDD CC Ngas Units - Nox Rate Annual v5.12, Unit 3028 and retrofits | 822 | 5789 | Rate Constraint in lbs/MWh | FALSE | L | Annual | Allowances Sold NOX | Thousand Tons | 0 | 0 | 0 | 0 | 0 | 0 | 0
NJ Non-HEDD CC Ngas Units - Nox Rate Annual v5.12, Unit 3028 and retrofits | 822 | 5789 | Rate Constraint in lbs/MWh | FALSE | L | Annual | Allowances Banked | Thousand Tons | 0 | 0 | 0 | 0 | 0 | 0 | 0
NJ Non-HEDD CC Ngas Units - Nox Rate Annual v5.12, Unit 3028 and retrofits | 822 | 5789 | Rate Constraint in lbs/MWh | FALSE | L | Annual | Allowances Withdrawn (1:1) | Thousand Tons | 0 | 0 | 0 | 0 | 0 | 0 | 0
NJ Non-HEDD CC Ngas Units - Nox Rate Annual v5.12, Unit 3028 and retrofits | 822 | 5789 | Rate Constraint in lbs/MWh | FALSE | L | Annual | Allowances Withdrawn (n:1) | Thousand Tons | 0 | 0 | 0 | 0 | 0 | 0 | 0
NJ Non-HEDD CC Ngas Units - Nox Rate Annual v5.12, Unit 3028 and retrofits | 822 | 5789 | Rate Constraint in lbs/MWh | FALSE | L | Annual | Net Emissions Allowance Position | Thousand Tons | 0.059311 | 0.059311 | 0.059311 | 0.059311 | 0.059311 | 0.041391 | 0.041391
NJ Non-HEDD CC Ngas Units - Nox Rate Annual v5.12, Unit 3028 and retrofits | 822 | 5789 | Rate Constraint in lbs/MWh | FALSE | L | Annual | Fuel Consumed | TBtu | 1.3588 | 1.3588 | 1.3588 | 1.3588 | 1.3588 | 0.94827 | 0.94827
NJ Non-HEDD CC Ngas Units - Nox Rate Annual v5.12, Unit 3028 and retrofits | 822 | 5789 | Rate Constraint in lbs/MWh | FALSE | L | Annual | Rate | lb/MMBtu | 0.087298 | 0.087298 | 0.087298 | 0.087298 | 0.087298 | 0.087298 | 0.087298
NJ Non-HEDD CC Ngas Units - Nox Rate Annual v5.12, Unit 3028 and retrofits | 822 | 5789 | Rate Constraint in lbs/MWh | FALSE | L | Annual | Generation | TWh | 0.16003 | 0.16003 | 0.16003 | 0.16003 | 0.16003 | 0.11168 | 0.11168
NJ Non-HEDD CC Ngas Units - Nox Rate Annual v5.12, Unit 3028 and retrofits | 822 | 5789 | Rate Constraint in lbs/MWh | FALSE | L | Annual | Qualifying Generation | TWh | 0.16003 | 0.16003 | 0.16003 | 0.16003 | 0.16003 | 0.11168 | 0.11168
NJ Non-HEDD CC Ngas Units - Nox Rate Annual v5.12, Unit 3028 and retrofits | 822 | 5789 | Rate Constraint in lbs/MWh | FALSE | L | Annual | Constraint Shadow Price | US2011$/Ton | 0 | 0 | 0 | 0 | 0 | 0 | 0
NJ Non-HEDD CC Ngas Units - Nox Rate Annual v5.12, Unit 3029 and retrofits | 823 | 5789 | Rate Constraint in lbs/MWh | FALSE | L | Annual | Seasons Included | Seasons | Winter, Summer | Winter, Summer | Winter, Summer | Winter, Summer | Winter, Summer | Winter, Summer | Winter, Summer
NJ Non-HEDD CC Ngas Units - Nox Rate Annual v5.12, Unit 3029 and retrofits | 823 | 5789 | Rate Constraint in lbs/MWh | FALSE | L | Annual | Standard | lb/MWh | 1.3 | 1.3 | 1.3 | 1.3 | 1.3 | 1.3 | 1.3
NJ Non-HEDD CC Ngas Units - Nox Rate Annual v5.12, Unit 3029 and retrofits | 823 | 5789 | Rate Constraint in lbs/MWh | FALSE | L | Annual | Emissions at Affected Plants NOX | Thousand Tons | 0.050283 | 0.050283 | 0.044815 | 0.044815 | 0.034135 | 0.029186 | 0.034655
NJ Non-HEDD CC Ngas Units - Nox Rate Annual v5.12, Unit 3029 and retrofits | 823 | 5789 | Rate Constraint in lbs/MWh | FALSE | L | Annual | Allowances Purchased NOX | Thousand Tons | 0 | 0 | 0 | 0 | 0 | 0 | 0
NJ Non-HEDD CC Ngas Units - Nox Rate Annual v5.12, Unit 3029 and retrofits | 823 | 5789 | Rate Constraint in lbs/MWh | FALSE | L | Annual | Allowances Sold NOX | Thousand Tons | 0 | 0 | 0 | 0 | 0 | 0 | 0
NJ Non-HEDD CC Ngas Units - Nox Rate Annual v5.12, Unit 3029 and retrofits | 823 | 5789 | Rate Constraint in lbs/MWh | FALSE | L | Annual | Allowances Banked | Thousand Tons | 0 | 0 | 0 | 0 | 0 | 0 | 0
NJ Non-HEDD CC Ngas Units - Nox Rate Annual v5.12, Unit 3029 and retrofits | 823 | 5789 | Rate Constraint in lbs/MWh | FALSE | L | Annual | Allowances Withdrawn (1:1) | Thousand Tons | 0 | 0 | 0 | 0 | 0 | 0 | 0
NJ Non-HEDD CC Ngas Units - Nox Rate Annual v5.12, Unit 3029 and retrofits | 823 | 5789 | Rate Constraint in lbs/MWh | FALSE | L | Annual | Allowances Withdrawn (n:1) | Thousand Tons | 0 | 0 | 0 | 0 | 0 | 0 | 0
NJ Non-HEDD CC Ngas Units - Nox Rate Annual v5.12, Unit 3029 and retrofits | 823 | 5789 | Rate Constraint in lbs/MWh | FALSE | L | Annual | Net Emissions Allowance Position | Thousand Tons | 0.050283 | 0.050283 | 0.044815 | 0.044815 | 0.034135 | 0.029186 | 0.034655
NJ Non-HEDD CC Ngas Units - Nox Rate Annual v5.12, Unit 3029 and retrofits | 823 | 5789 | Rate Constraint in lbs/MWh | FALSE | L | Annual | Fuel Consumed | TBtu | 9.2564 | 9.2564 | 8.2498 | 8.2498 | 6.2838 | 5.3728 | 6.3795
NJ Non-HEDD CC Ngas Units - Nox Rate Annual v5.12, Unit 3029 and retrofits | 823 | 5789 | Rate Constraint in lbs/MWh | FALSE | L | Annual | Rate | lb/MMBtu | 0.010864 | 0.010864 | 0.010864 | 0.010864 | 0.010864 | 0.010864 | 0.010864
NJ Non-HEDD CC Ngas Units - Nox Rate Annual v5.12, Unit 3029 and retrofits | 823 | 5789 | Rate Constraint in lbs/MWh | FALSE | L | Annual | Generation | TWh | 1.2555 | 1.2555 | 1.1189 | 1.1189 | 0.85227 | 0.72871 | 0.86525
NJ Non-HEDD CC Ngas Units - Nox Rate Annual v5.12, Unit 3029 and retrofits | 823 | 5789 | Rate Constraint in lbs/MWh | FALSE | L | Annual | Qualifying Generation | TWh | 1.2555 | 1.2555 | 1.1189 | 1.1189 | 0.85227 | 0.72871 | 0.86525
NJ Non-HEDD CC Ngas Units - Nox Rate Annual v5.12, Unit 3029 and retrofits | 823 | 5789 | Rate Constraint in lbs/MWh | FALSE | L | Annual | Constraint Shadow Price | US2011$/Ton | 0 | 0 | 0 | 0 | 0 | 0 | 0
NJ Non-HEDD CC Ngas Units - Nox Rate Annual v5.12, Unit 3030 and retrofits | 824 | 5789 | Rate Constraint in lbs/MWh | FALSE | L | Annual | Seasons Included | Seasons | Winter, Summer | Winter, Summer | Winter, Summer | Winter, Summer | Winter, Summer | Winter, Summer | Winter, Summer
NJ Non-HEDD CC Ngas Units - Nox Rate Annual v5.12, Unit 3030 and retrofits | 824 | 5789 | Rate Constraint in lbs/MWh | FALSE | L | Annual | Standard | lb/MWh | 1.3 | 1.3 | 1.3 | 1.3 | 1.3 | 1.3 | 1.3
NJ Non-HEDD CC Ngas Units - Nox Rate Annual v5.12, Unit 3030 and retrofits | 824 | 5789 | Rate Constraint in lbs/MWh | FALSE | L | Annual | Emissions at Affected Plants NOX | Thousand Tons | 0.050283 | 0.050283 | 0.029186 | 0.044815 | 0.029186 | 0.029186 | 0.034655
NJ Non-HEDD CC Ngas Units - Nox Rate Annual v5.12, Unit 3030 and retrofits | 824 | 5789 | Rate Constraint in lbs/MWh | FALSE | L | Annual | Allowances Purchased NOX | Thousand Tons | 0 | 0 | 0 | 0 | 0 | 0 | 0
NJ Non-HEDD CC Ngas Units - Nox Rate Annual v5.12, Unit 3030 and retrofits | 824 | 5789 | Rate Constraint in lbs/MWh | FALSE | L | Annual | Allowances Sold NOX | Thousand Tons | 0 | 0 | 0 | 0 | 0 | 0 | 0
NJ Non-HEDD CC Ngas Units - Nox Rate Annual v5.12, Unit 3030 and retrofits | 824 | 5789 | Rate Constraint in lbs/MWh | FALSE | L | Annual | Allowances Banked | Thousand Tons | 0 | 0 | 0 | 0 | 0 | 0 | 0
NJ Non-HEDD CC Ngas Units - Nox Rate Annual v5.12, Unit 3030 and retrofits | 824 | 5789 | Rate Constraint in lbs/MWh | FALSE | L | Annual | Allowances Withdrawn (1:1) | Thousand Tons | 0 | 0 | 0 | 0 | 0 | 0 | 0
NJ Non-HEDD CC Ngas Units - Nox Rate Annual v5.12, Unit 3030 and retrofits | 824 | 5789 | Rate Constraint in lbs/MWh | FALSE | L | Annual | Allowances Withdrawn (n:1) | Thousand Tons | 0 | 0 | 0 | 0 | 0 | 0 | 0
NJ Non-HEDD CC Ngas Units - Nox Rate Annual v5.12, Unit 3030 and retrofits | 824 | 5789 | Rate Constraint in lbs/MWh | FALSE | L | Annual | Net Emissions Allowance Position | Thousand Tons | 0.050283 | 0.050283 | 0.029186 | 0.044815 | 0.029186 | 0.029186 | 0.034655
NJ Non-HEDD CC Ngas Units - Nox Rate Annual v5.12, Unit 3030 and retrofits | 824 | 5789 | Rate Constraint in lbs/MWh | FALSE | L | Annual | Fuel Consumed | TBtu | 9.2564 | 9.2564 | 5.3728 | 8.2498 | 5.3728 | 5.3728 | 6.3795
NJ Non-HEDD CC Ngas Units - Nox Rate Annual v5.12, Unit 3030 and retrofits | 824 | 5789 | Rate Constraint in lbs/MWh | FALSE | L | Annual | Rate | lb/MMBtu | 0.010864 | 0.010864 | 0.010864 | 0.010864 | 0.010864 | 0.010864 | 0.010864
NJ Non-HEDD CC Ngas Units - Nox Rate Annual v5.12, Unit 3030 and retrofits | 824 | 5789 | Rate Constraint in lbs/MWh | FALSE | L | Annual | Generation | TWh | 1.2555 | 1.2555 | 0.72871 | 1.1189 | 0.72871 | 0.72871 | 0.86525
NJ Non-HEDD CC Ngas Units - Nox Rate Annual v5.12, Unit 3030 and retrofits | 824 | 5789 | Rate Constraint in lbs/MWh | FALSE | L | Annual | Qualifying Generation | TWh | 1.2555 | 1.2555 | 0.72871 | 1.1189 | 0.72871 | 0.72871 | 0.86525
NJ Non-HEDD CC Ngas Units - Nox Rate Annual v5.12, Unit 3030 and retrofits | 824 | 5789 | Rate Constraint in lbs/MWh | FALSE | L | Annual | Constraint Shadow Price | US2011$/Ton | 0 | 0 | 0 | 0 | 0 | 0 | 0
NJ Non-HEDD CC Ngas Units - Nox Rate Annual v5.12, Unit 3031 and retrofits | 825 | 5789 | Rate Constraint in lbs/MWh | FALSE | L | Annual | Seasons Included | Seasons | Winter, Summer | Winter, Summer | Winter, Summer | Winter, Summer | Winter, Summer | Winter, Summer | Winter, Summer
NJ Non-HEDD CC Ngas Units - Nox Rate Annual v5.12, Unit 3031 and retrofits | 825 | 5789 | Rate Constraint in lbs/MWh | FALSE | L | Annual | Standard | lb/MWh | 1.3 | 1.3 | 1.3 | 1.3 | 1.3 | 1.3 | 1.3
NJ Non-HEDD CC Ngas Units - Nox Rate Annual v5.12, Unit 3031 and retrofits | 825 | 5789 | Rate Constraint in lbs/MWh | FALSE | L | Annual | Emissions at Affected Plants NOX | Thousand Tons | 0.050283 | 0.050283 | 0.034266 | 0.043935 | 0.029186 | 0.029186 | 0.034655
NJ Non-HEDD CC Ngas Units - Nox Rate Annual v5.12, Unit 3031 and retrofits | 825 | 5789 | Rate Constraint in lbs/MWh | FALSE | L | Annual | Allowances Purchased NOX | Thousand Tons | 0 | 0 | 0 | 0 | 0 | 0 | 0
NJ Non-HEDD CC Ngas Units - Nox Rate Annual v5.12, Unit 3031 and retrofits | 825 | 5789 | Rate Constraint in lbs/MWh | FALSE | L | Annual | Allowances Sold NOX | Thousand Tons | 0 | 0 | 0 | 0 | 0 | 0 | 0
NJ Non-HEDD CC Ngas Units - Nox Rate Annual v5.12, Unit 3031 and retrofits | 825 | 5789 | Rate Constraint in lbs/MWh | FALSE | L | Annual | Allowances Banked | Thousand Tons | 0 | 0 | 0 | 0 | 0 | 0 | 0
NJ Non-HEDD CC Ngas Units - Nox Rate Annual v5.12, Unit 3031 and retrofits | 825 | 5789 | Rate Constraint in lbs/MWh | FALSE | L | Annual | Allowances Withdrawn (1:1) | Thousand Tons | 0 | 0 | 0 | 0 | 0 | 0 | 0
NJ Non-HEDD CC Ngas Units - Nox Rate Annual v5.12, Unit 3031 and retrofits | 825 | 5789 | Rate Constraint in lbs/MWh | FALSE | L | Annual | Allowances Withdrawn (n:1) | Thousand Tons | 0 | 0 | 0 | 0 | 0 | 0 | 0
NJ Non-HEDD CC Ngas Units - Nox Rate Annual v5.12, Unit 3031 and retrofits | 825 | 5789 | Rate Constraint in lbs/MWh | FALSE | L | Annual | Net Emissions Allowance Position | Thousand Tons | 0.050283 | 0.050283 | 0.034266 | 0.043935 | 0.029186 | 0.029186 | 0.034655
NJ Non-HEDD CC Ngas Units - Nox Rate Annual v5.12, Unit 3031 and retrofits | 825 | 5789 | Rate Constraint in lbs/MWh | FALSE | L | Annual | Fuel Consumed | TBtu | 9.2564 | 9.2564 | 6.3078 | 8.0878 | 5.3728 | 5.3728 | 6.3795
NJ Non-HEDD CC Ngas Units - Nox Rate Annual v5.12, Unit 3031 and retrofits | 825 | 5789 | Rate Constraint in lbs/MWh | FALSE | L | Annual | Rate | lb/MMBtu | 0.010864 | 0.010864 | 0.010864 | 0.010864 | 0.010864 | 0.010864 | 0.010864
NJ Non-HEDD CC Ngas Units - Nox Rate Annual v5.12, Unit 3031 and retrofits | 825 | 5789 | Rate Constraint in lbs/MWh | FALSE | L | Annual | Generation | TWh | 1.2555 | 1.2555 | 0.85553 | 1.0969 | 0.72871 | 0.72871 | 0.86525
NJ Non-HEDD CC Ngas Units - Nox Rate Annual v5.12, Unit 3031 and retrofits | 825 | 5789 | Rate Constraint in lbs/MWh | FALSE | L | Annual | Qualifying Generation | TWh | 1.2555 | 1.2555 | 0.85553 | 1.0969 | 0.72871 | 0.72871 | 0.86525
NJ Non-HEDD CC Ngas Units - Nox Rate Annual v5.12, Unit 3031 and retrofits | 825 | 5789 | Rate Constraint in lbs/MWh | FALSE | L | Annual | Constraint Shadow Price | US2011$/Ton | 0 | 0 | 0 | 0 | 0 | 0 | 0
NJ Non-HEDD CC Ngas Units - Nox Rate Annual v5.12, Unit 3032 and retrofits | 826 | 5789 | Rate Constraint in lbs/MWh | FALSE | L | Annual | Seasons Included | Seasons | Winter, Summer | Winter, Summer | Winter, Summer | Winter, Summer | Winter, Summer | Winter, Summer | Winter, Summer
NJ Non-HEDD CC Ngas Units - Nox Rate Annual v5.12, Unit 3032 and retrofits | 826 | 5789 | Rate Constraint in lbs/MWh | FALSE | L | Annual | Standard | lb/MWh | 1.3 | 1.3 | 1.3 | 1.3 | 1.3 | 1.3 | 1.3
NJ Non-HEDD CC Ngas Units - Nox Rate Annual v5.12, Unit 3032 and retrofits | 826 | 5789 | Rate Constraint in lbs/MWh | FALSE | L | Annual | Emissions at Affected Plants NOX | Thousand Tons | 0.082282 | 0.082282 | 0.079848 | 0.073333 | 0.047759 | 0.047759 | 0.056708
NJ Non-HEDD CC Ngas Units - Nox Rate Annual v5.12, Unit 3032 and retrofits | 826 | 5789 | Rate Constraint in lbs/MWh | FALSE | L | Annual | Allowances Purchased NOX | Thousand Tons | 0 | 0 | 0 | 0 | 0 | 0 | 0
NJ Non-HEDD CC Ngas Units - Nox Rate Annual v5.12, Unit 3032 and retrofits | 826 | 5789 | Rate Constraint in lbs/MWh | FALSE | L | Annual | Allowances Sold NOX | Thousand Tons | 0 | 0 | 0 | 0 | 0 | 0 | 0
NJ Non-HEDD CC Ngas Units - Nox Rate Annual v5.12, Unit 3032 and retrofits | 826 | 5789 | Rate Constraint in lbs/MWh | FALSE | L | Annual | Allowances Banked | Thousand Tons | 0 | 0 | 0 | 0 | 0 | 0 | 0
NJ Non-HEDD CC Ngas Units - Nox Rate Annual v5.12, Unit 3032 and retrofits | 826 | 5789 | Rate Constraint in lbs/MWh | FALSE | L | Annual | Allowances Withdrawn (1:1) | Thousand Tons | 0 | 0 | 0 | 0 | 0 | 0 | 0
NJ Non-HEDD CC Ngas Units - Nox Rate Annual v5.12, Unit 3032 and retrofits | 826 | 5789 | Rate Constraint in lbs/MWh | FALSE | L | Annual | Allowances Withdrawn (n:1) | Thousand Tons | 0 | 0 | 0 | 0 | 0 | 0 | 0
NJ Non-HEDD CC Ngas Units - Nox Rate Annual v5.12, Unit 3032 and retrofits | 826 | 5789 | Rate Constraint in lbs/MWh | FALSE | L | Annual | Net Emissions Allowance Position | Thousand Tons | 0.082282 | 0.082282 | 0.079848 | 0.073333 | 0.047759 | 0.047759 | 0.056708
NJ Non-HEDD CC Ngas Units - Nox Rate Annual v5.12, Unit 3032 and retrofits | 826 | 5789 | Rate Constraint in lbs/MWh | FALSE | L | Annual | Fuel Consumed | TBtu | 15.1469 | 15.1469 | 14.6989 | 13.4996 | 8.7918 | 8.7918 | 10.4391
NJ Non-HEDD CC Ngas Units - Nox Rate Annual v5.12, Unit 3032 and retrofits | 826 | 5789 | Rate Constraint in lbs/MWh | FALSE | L | Annual | Rate | lb/MMBtu | 0.010864 | 0.010864 | 0.010864 | 0.010864 | 0.010864 | 0.010864 | 0.010864
NJ Non-HEDD CC Ngas Units - Nox Rate Annual v5.12, Unit 3032 and retrofits | 826 | 5789 | Rate Constraint in lbs/MWh | FALSE | L | Annual | Generation | TWh | 2.0544 | 2.0544 | 1.9936 | 1.831 | 1.1924 | 1.1924 | 1.4159
NJ Non-HEDD CC Ngas Units - Nox Rate Annual v5.12, Unit 3032 and retrofits | 826 | 5789 | Rate Constraint in lbs/MWh | FALSE | L | Annual | Qualifying Generation | TWh | 2.0544 | 2.0544 | 1.9936 | 1.831 | 1.1924 | 1.1924 | 1.4159
NJ Non-HEDD CC Ngas Units - Nox Rate Annual v5.12, Unit 3032 and retrofits | 826 | 5789 | Rate Constraint in lbs/MWh | FALSE | L | Annual | Constraint Shadow Price | US2011$/Ton | 0 | 0 | 0 | 0 | 0 | 0 | 0
NJ Non-HEDD CT NGas Units - Nox Rate Annual v5.12, Unit 897 and retrofits | 827 | 2455 | Rate Constraint in lbs/MWh | FALSE | L | Annual | Seasons Included | Seasons | Winter, Summer | Winter, Summer | Winter, Summer | Winter, Summer | Winter, Summer | Winter, Summer | Winter, Summer
NJ Non-HEDD CT NGas Units - Nox Rate Annual v5.12, Unit 897 and retrofits | 827 | 2455 | Rate Constraint in lbs/MWh | FALSE | L | Annual | Standard | lb/MWh | 2.2 | 2.2 | 2.2 | 2.2 | 2.2 | 2.2 | 2.2
NJ Non-HEDD CT NGas Units - Nox Rate Annual v5.12, Unit 897 and retrofits | 827 | 2455 | Rate Constraint in lbs/MWh | FALSE | L | Annual | Emissions at Affected Plants NOX | Thousand Tons | 0 | 0 | 0 | 0 | 0 | 0 | 0
NJ Non-HEDD CT NGas Units - Nox Rate Annual v5.12, Unit 897 and retrofits | 827 | 2455 | Rate Constraint in lbs/MWh | FALSE | L | Annual | Allowances Purchased NOX | Thousand Tons | 0 | 0 | 0 | 0 | 0 | 0 | 0
NJ Non-HEDD CT NGas Units - Nox Rate Annual v5.12, Unit 897 and retrofits | 827 | 2455 | Rate Constraint in lbs/MWh | FALSE | L | Annual | Allowances Sold NOX | Thousand Tons | 0 | 0 | 0 | 0 | 0 | 0 | 0
NJ Non-HEDD CT NGas Units - Nox Rate Annual v5.12, Unit 897 and retrofits | 827 | 2455 | Rate Constraint in lbs/MWh | FALSE | L | Annual | Allowances Banked | Thousand Tons | 0 | 0 | 0 | 0 | 0 | 0 | 0
NJ Non-HEDD CT NGas Units - Nox Rate Annual v5.12, Unit 897 and retrofits | 827 | 2455 | Rate Constraint in lbs/MWh | FALSE | L | Annual | Allowances Withdrawn (1:1) | Thousand Tons | 0 | 0 | 0 | 0 | 0 | 0 | 0
NJ Non-HEDD CT NGas Units - Nox Rate Annual v5.12, Unit 897 and retrofits | 827 | 2455 | Rate Constraint in lbs/MWh | FALSE | L | Annual | Allowances Withdrawn (n:1) | Thousand Tons | 0 | 0 | 0 | 0 | 0 | 0 | 0
NJ Non-HEDD CT NGas Units - Nox Rate Annual v5.12, Unit 897 and retrofits | 827 | 2455 | Rate Constraint in lbs/MWh | FALSE | L | Annual | Net Emissions Allowance Position | Thousand Tons | 0 | 0 | 0 | 0 | 0 | 0 | 0
NJ Non-HEDD CT NGas Units - Nox Rate Annual v5.12, Unit 897 and retrofits | 827 | 2455 | Rate Constraint in lbs/MWh | FALSE | L | Annual | Fuel Consumed | TBtu | 0 | 0 | 0 | 0 | 0 | 0 | 0
NJ Non-HEDD CT NGas Units - Nox Rate Annual v5.12, Unit 897 and retrofits | 827 | 2455 | Rate Constraint in lbs/MWh | FALSE | L | Annual | Rate | lb/MMBtu | 0 | 0 | 0 | 0 | 0 | 0 | 0
NJ Non-HEDD CT NGas Units - Nox Rate Annual v5.12, Unit 897 and retrofits | 827 | 2455 | Rate Constraint in lbs/MWh | FALSE | L | Annual | Generation | TWh | 0 | 0 | 0 | 0 | 0 | 0 | 0
NJ Non-HEDD CT NGas Units - Nox Rate Annual v5.12, Unit 897 and retrofits | 827 | 2455 | Rate Constraint in lbs/MWh | FALSE | L | Annual | Qualifying Generation | TWh | 0 | 0 | 0 | 0 | 0 | 0 | 0
NJ Non-HEDD CT NGas Units - Nox Rate Annual v5.12, Unit 897 and retrofits | 827 | 2455 | Rate Constraint in lbs/MWh | FALSE | L | Annual | Constraint Shadow Price | US2011$/Ton | 0 | 0 | 0 | 0 | 0 | 0 | 0
NJ Non-HEDD CT NGas Units - Nox Rate Annual v5.12, Unit 898 and retrofits | 828 | 2455 | Rate Constraint in lbs/MWh | FALSE | L | Annual | Seasons Included | Seasons | Winter, Summer | Winter, Summer | Winter, Summer | Winter, Summer | Winter, Summer | Winter, Summer | Winter, Summer
NJ Non-HEDD CT NGas Units - Nox Rate Annual v5.12, Unit 898 and retrofits | 828 | 2455 | Rate Constraint in lbs/MWh | FALSE | L | Annual | Standard | lb/MWh | 2.2 | 2.2 | 2.2 | 2.2 | 2.2 | 2.2 | 2.2
NJ Non-HEDD CT NGas Units - Nox Rate Annual v5.12, Unit 898 and retrofits | 828 | 2455 | Rate Constraint in lbs/MWh | FALSE | L | Annual | Emissions at Affected Plants NOX | Thousand Tons | 0.0056142 | 0.0056142 | 0.0056142 | 0.0056142 | 0.0056142 | 0.0056142 | 0.0056142
NJ Non-HEDD CT NGas Units - Nox Rate Annual v5.12, Unit 898 and retrofits | 828 | 2455 | Rate Constraint in lbs/MWh | FALSE | L | Annual | Allowances Purchased NOX | Thousand Tons | 0 | 0 | 0 | 0 | 0 | 0 | 0
NJ Non-HEDD CT NGas Units - Nox Rate Annual v5.12, Unit 898 and retrofits | 828 | 2455 | Rate Constraint in lbs/MWh | FALSE | L | Annual | Allowances Sold NOX | Thousand Tons | 0 | 0 | 0 | 0 | 0 | 0 | 0
NJ Non-HEDD CT NGas Units - Nox Rate Annual v5.12, Unit 898 and retrofits | 828 | 2455 | Rate Constraint in lbs/MWh | FALSE | L | Annual | Allowances Banked | Thousand Tons | 0 | 0 | 0 | 0 | 0 | 0 | 0
NJ Non-HEDD CT NGas Units - Nox Rate Annual v5.12, Unit 898 and retrofits | 828 | 2455 | Rate Constraint in lbs/MWh | FALSE | L | Annual | Allowances Withdrawn (1:1) | Thousand Tons | 0 | 0 | 0 | 0 | 0 | 0 | 0
NJ Non-HEDD CT NGas Units - Nox Rate Annual v5.12, Unit 898 and retrofits | 828 | 2455 | Rate Constraint in lbs/MWh | FALSE | L | Annual | Allowances Withdrawn (n:1) | Thousand Tons | 0 | 0 | 0 | 0 | 0 | 0 | 0
NJ Non-HEDD CT NGas Units - Nox Rate Annual v5.12, Unit 898 and retrofits | 828 | 2455 | Rate Constraint in lbs/MWh | FALSE | L | Annual | Net Emissions Allowance Position | Thousand Tons | 0.0056142 | 0.0056142 | 0.0056142 | 0.0056142 | 0.0056142 | 0.0056142 | 0.0056142
NJ Non-HEDD CT NGas Units - Nox Rate Annual v5.12, Unit 898 and retrofits | 828 | 2455 | Rate Constraint in lbs/MWh | FALSE | L | Annual | Fuel Consumed | TBtu | 0.05798 | 0.05798 | 0.05798 | 0.05798 | 0.05798 | 0.05798 | 0.05798
NJ Non-HEDD CT NGas Units - Nox Rate Annual v5.12, Unit 898 and retrofits | 828 | 2455 | Rate Constraint in lbs/MWh | FALSE | L | Annual | Rate | lb/MMBtu | 0.19366 | 0.19366 | 0.19366 | 0.19366 | 0.19366 | 0.19366 | 0.19366
NJ Non-HEDD CT NGas Units - Nox Rate Annual v5.12, Unit 898 and retrofits | 828 | 2455 | Rate Constraint in lbs/MWh | FALSE | L | Annual | Generation | TWh | 0.0051038 | 0.0051038 | 0.0051038 | 0.0051038 | 0.0051038 | 0.0051038 | 0.0051038
NJ Non-HEDD CT NGas Units - Nox Rate Annual v5.12, Unit 898 and retrofits | 828 | 2455 | Rate Constraint in lbs/MWh | FALSE | L | Annual | Qualifying Generation | TWh | 0.0051038 | 0.0051038 | 0.0051038 | 0.0051038 | 0.0051038 | 0.0051038 | 0.0051038
NJ Non-HEDD CT NGas Units - Nox Rate Annual v5.12, Unit 898 and retrofits | 828 | 2455 | Rate Constraint in lbs/MWh | FALSE | L | Annual | Constraint Shadow Price | US2011$/Ton | 0 | 0 | 0 | 0 | 0 | 0 | 0
NJ Non-HEDD CT NGas Units - Nox Rate Annual v5.12, Unit 899 and retrofits | 829 | 2455 | Rate Constraint in lbs/MWh | FALSE | L | Annual | Seasons Included | Seasons | Winter, Summer | Winter, Summer | Winter, Summer | Winter, Summer | Winter, Summer | Winter, Summer | Winter, Summer
NJ Non-HEDD CT NGas Units - Nox Rate Annual v5.12, Unit 899 and retrofits | 829 | 2455 | Rate Constraint in lbs/MWh | FALSE | L | Annual | Standard | lb/MWh | 2.2 | 2.2 | 2.2 | 2.2 | 2.2 | 2.2 | 2.2
NJ Non-HEDD CT NGas Units - Nox Rate Annual v5.12, Unit 899 and retrofits | 829 | 2455 | Rate Constraint in lbs/MWh | FALSE | L | Annual | Emissions at Affected Plants NOX | Thousand Tons | 0.0059709 | 0.0059709 | 0.0059709 | 0.0059709 | 0.0059709 | 0.0059709 | 0.0059709
NJ Non-HEDD CT NGas Units - Nox Rate Annual v5.12, Unit 899 and retrofits | 829 | 2455 | Rate Constraint in lbs/MWh | FALSE | L | Annual | Allowances Purchased NOX | Thousand Tons | 0 | 0 | 0 | 0 | 0 | 0 | 0
NJ Non-HEDD CT NGas Units - Nox Rate Annual v5.12, Unit 899 and retrofits | 829 | 2455 | Rate Constraint in lbs/MWh | FALSE | L | Annual | Allowances Sold NOX | Thousand Tons | 0 | 0 | 0 | 0 | 0 | 0 | 0
NJ Non-HEDD CT NGas Units - Nox Rate Annual v5.12, Unit 899 and retrofits | 829 | 2455 | Rate Constraint in lbs/MWh | FALSE | L | Annual | Allowances Banked | Thousand Tons | 0 | 0 | 0 | 0 | 0 | 0 | 0
NJ Non-HEDD CT NGas Units - Nox Rate Annual v5.12, Unit 899 and retrofits | 829 | 2455 | Rate Constraint in lbs/MWh | FALSE | L | Annual | Allowances Withdrawn (1:1) | Thousand Tons | 0 | 0 | 0 | 0 | 0 | 0 | 0
NJ Non-HEDD CT NGas Units - Nox Rate Annual v5.12, Unit 899 and retrofits | 829 | 2455 | Rate Constraint in lbs/MWh | FALSE | L | Annual | Allowances Withdrawn (n:1) | Thousand Tons | 0 | 0 | 0 | 0 | 0 | 0 | 0
NJ Non-HEDD CT NGas Units - Nox Rate Annual v5.12, Unit 899 and retrofits | 829 | 2455 | Rate Constraint in lbs/MWh | FALSE | L | Annual | Net Emissions Allowance Position | Thousand Tons | 0.0059709 | 0.0059709 | 0.0059709 | 0.0059709 | 0.0059709 | 0.0059709 | 0.0059709
NJ Non-HEDD CT NGas Units - Nox Rate Annual v5.12, Unit 899 and retrofits | 829 | 2455 | Rate Constraint in lbs/MWh | FALSE | L | Annual | Fuel Consumed | TBtu | 0.063686 | 0.063686 | 0.063686 | 0.063686 | 0.063686 | 0.063686 | 0.063686
NJ Non-HEDD CT NGas Units - Nox Rate Annual v5.12, Unit 899 and retrofits | 829 | 2455 | Rate Constraint in lbs/MWh | FALSE | L | Annual | Rate | lb/MMBtu | 0.18751 | 0.18751 | 0.18751 | 0.18751 | 0.18751 | 0.18751 | 0.18751
NJ Non-HEDD CT NGas Units - Nox Rate Annual v5.12, Unit 899 and retrofits | 829 | 2455 | Rate Constraint in lbs/MWh | FALSE | L | Annual | Generation | TWh | 0.0055978 | 0.0055978 | 0.0055978 | 0.0055978 | 0.0055978 | 0.0055978 | 0.0055978
NJ Non-HEDD CT NGas Units - Nox Rate Annual v5.12, Unit 899 and retrofits | 829 | 2455 | Rate Constraint in lbs/MWh | FALSE | L | Annual | Qualifying Generation | TWh | 0.0055978 | 0.0055978 | 0.0055978 | 0.0055978 | 0.0055978 | 0.0055978 | 0.0055978
NJ Non-HEDD CT NGas Units - Nox Rate Annual v5.12, Unit 899 and retrofits | 829 | 2455 | Rate Constraint in lbs/MWh | FALSE | L | Annual | Constraint Shadow Price | US2011$/Ton | 0 | 0 | 0 | 0 | 0 | 0 | 0
NJ Non-HEDD CT NGas Units - Nox Rate Annual v5.12, Unit 900 and retrofits | 830 | 2455 | Rate Constraint in lbs/MWh | FALSE | L | Annual | Seasons Included | Seasons | Winter, Summer | Winter, Summer | Winter, Summer | Winter, Summer | Winter, Summer | Winter, Summer | Winter, Summer
NJ Non-HEDD CT NGas Units - Nox Rate Annual v5.12, Unit 900 and retrofits | 830 | 2455 | Rate Constraint in lbs/MWh | FALSE | L | Annual | Standard | lb/MWh | 2.2 | 2.2 | 2.2 | 2.2 | 2.2 | 2.2 | 2.2
NJ Non-HEDD CT NGas Units - Nox Rate Annual v5.12, Unit 900 and retrofits | 830 | 2455 | Rate Constraint in lbs/MWh | FALSE | L | Annual | Emissions at Affected Plants NOX | Thousand Tons | 0 | 0 | 0 | 0 | 0 | 0 | 0
NJ Non-HEDD CT NGas Units - Nox Rate Annual v5.12, Unit 900 and retrofits | 830 | 2455 | Rate Constraint in lbs/MWh | FALSE | L | Annual | Allowances Purchased NOX | Thousand Tons | 0 | 0 | 0 | 0 | 0 | 0 | 0
NJ Non-HEDD CT NGas Units - Nox Rate Annual v5.12, Unit 900 and retrofits | 830 | 2455 | Rate Constraint in lbs/MWh | FALSE | L | Annual | Allowances Sold NOX | Thousand Tons | 0 | 0 | 0 | 0 | 0 | 0 | 0
NJ Non-HEDD CT NGas Units - Nox Rate Annual v5.12, Unit 900 and retrofits | 830 | 2455 | Rate Constraint in lbs/MWh | FALSE | L | Annual | Allowances Banked | Thousand Tons | 0 | 0 | 0 | 0 | 0 | 0 | 0
NJ Non-HEDD CT NGas Units - Nox Rate Annual v5.12, Unit 900 and retrofits | 830 | 2455 | Rate Constraint in lbs/MWh | FALSE | L | Annual | Allowances Withdrawn (1:1) | Thousand Tons | 0 | 0 | 0 | 0 | 0 | 0 | 0
NJ Non-HEDD CT NGas Units - Nox Rate Annual v5.12, Unit 900 and retrofits | 830 | 2455 | Rate Constraint in lbs/MWh | FALSE | L | Annual | Allowances Withdrawn (n:1) | Thousand Tons | 0 | 0 | 0 | 0 | 0 | 0 | 0
NJ Non-HEDD CT NGas Units - Nox Rate Annual v5.12, Unit 900 and retrofits | 830 | 2455 | Rate Constraint in lbs/MWh | FALSE | L | Annual | Net Emissions Allowance Position | Thousand Tons | 0 | 0 | 0 | 0 | 0 | 0 | 0
NJ Non-HEDD CT NGas Units - Nox Rate Annual v5.12, Unit 900 and retrofits | 830 | 2455 | Rate Constraint in lbs/MWh | FALSE | L | Annual | Fuel Consumed | TBtu | 0 | 0 | 0 | 0 | 0 | 0 | 0
NJ Non-HEDD CT NGas Units - Nox Rate Annual v5.12, Unit 900 and retrofits | 830 | 2455 | Rate Constraint in lbs/MWh | FALSE | L | Annual | Rate | lb/MMBtu | 0 | 0 | 0 | 0 | 0 | 0 | 0
NJ Non-HEDD CT NGas Units - Nox Rate Annual v5.12, Unit 900 and retrofits | 830 | 2455 | Rate Constraint in lbs/MWh | FALSE | L | Annual | Generation | TWh | 0 | 0 | 0 | 0 | 0 | 0 | 0
NJ Non-HEDD CT NGas Units - Nox Rate Annual v5.12, Unit 900 and retrofits | 830 | 2455 | Rate Constraint in lbs/MWh | FALSE | L | Annual | Qualifying Generation | TWh | 0 | 0 | 0 | 0 | 0 | 0 | 0
NJ Non-HEDD CT NGas Units - Nox Rate Annual v5.12, Unit 900 and retrofits | 830 | 2455 | Rate Constraint in lbs/MWh | FALSE | L | Annual | Constraint Shadow Price | US2011$/Ton | 967285.6834 | 973027.003 | 879983.0361 | 1388608.9822 | 1669456.6989 | 412183.8608 | 488097.5774
NJ Non-HEDD CT NGas Units - Nox Rate Annual v5.12, Unit 901 and retrofits | 831 | 2455 | Rate Constraint in lbs/MWh | FALSE | L | Annual | Seasons Included | Seasons | Winter, Summer | Winter, Summer | Winter, Summer | Winter, Summer | Winter, Summer | Winter, Summer | Winter, Summer
NJ Non-HEDD CT NGas Units - Nox Rate Annual v5.12, Unit 901 and retrofits | 831 | 2455 | Rate Constraint in lbs/MWh | FALSE | L | Annual | Standard | lb/MWh | 2.2 | 2.2 | 2.2 | 2.2 | 2.2 | 2.2 | 2.2
NJ Non-HEDD CT NGas Units - Nox Rate Annual v5.12, Unit 901 and retrofits | 831 | 2455 | Rate Constraint in lbs/MWh | FALSE | L | Annual | Emissions at Affected Plants NOX | Thousand Tons | 0.009464 | 0.0031489 | 0.0031489 | 0.0031489 | 0.009464 | 0.0031489 | 0.0031489
NJ Non-HEDD CT NGas Units - Nox Rate Annual v5.12, Unit 901 and retrofits | 831 | 2455 | Rate Constraint in lbs/MWh | FALSE | L | Annual | Allowances Purchased NOX | Thousand Tons | 0 | 0 | 0 | 0 | 0 | 0 | 0
NJ Non-HEDD CT NGas Units - Nox Rate Annual v5.12, Unit 901 and retrofits | 831 | 2455 | Rate Constraint in lbs/MWh | FALSE | L | Annual | Allowances Sold NOX | Thousand Tons | 0 | 0 | 0 | 0 | 0 | 0 | 0
NJ Non-HEDD CT NGas Units - Nox Rate Annual v5.12, Unit 901 and retrofits | 831 | 2455 | Rate Constraint in lbs/MWh | FALSE | L | Annual | Allowances Banked | Thousand Tons | 0 | 0 | 0 | 0 | 0 | 0 | 0
NJ Non-HEDD CT NGas Units - Nox Rate Annual v5.12, Unit 901 and retrofits | 831 | 2455 | Rate Constraint in lbs/MWh | FALSE | L | Annual | Allowances Withdrawn (1:1) | Thousand Tons | 0 | 0 | 0 | 0 | 0 | 0 | 0
NJ Non-HEDD CT NGas Units - Nox Rate Annual v5.12, Unit 901 and retrofits | 831 | 2455 | Rate Constraint in lbs/MWh | FALSE | L | Annual | Allowances Withdrawn (n:1) | Thousand Tons | 0 | 0 | 0 | 0 | 0 | 0 | 0
NJ Non-HEDD CT NGas Units - Nox Rate Annual v5.12, Unit 901 and retrofits | 831 | 2455 | Rate Constraint in lbs/MWh | FALSE | L | Annual | Net Emissions Allowance Position | Thousand Tons | 0.009464 | 0.0031489 | 0.0031489 | 0.0031489 | 0.009464 | 0.0031489 | 0.0031489
NJ Non-HEDD CT NGas Units - Nox Rate Annual v5.12, Unit 901 and retrofits | 831 | 2455 | Rate Constraint in lbs/MWh | FALSE | L | Annual | Fuel Consumed | TBtu | 0.2366 | 0.078723 | 0.078723 | 0.078723 | 0.2366 | 0.078723 | 0.078723
NJ Non-HEDD CT NGas Units - Nox Rate Annual v5.12, Unit 901 and retrofits | 831 | 2455 | Rate Constraint in lbs/MWh | FALSE | L | Annual | Rate | lb/MMBtu | 0.08 | 0.08 | 0.08 | 0.08 | 0.08 | 0.08 | 0.08
NJ Non-HEDD CT NGas Units - Nox Rate Annual v5.12, Unit 901 and retrofits | 831 | 2455 | Rate Constraint in lbs/MWh | FALSE | L | Annual | Generation | TWh | 0.022019 | 0.0073265 | 0.0073265 | 0.0073265 | 0.022019 | 0.0073265 | 0.0073265
NJ Non-HEDD CT NGas Units - Nox Rate Annual v5.12, Unit 901 and retrofits | 831 | 2455 | Rate Constraint in lbs/MWh | FALSE | L | Annual | Qualifying Generation | TWh | 0.022019 | 0.0073265 | 0.0073265 | 0.0073265 | 0.022019 | 0.0073265 | 0.0073265
NJ Non-HEDD CT NGas Units - Nox Rate Annual v5.12, Unit 901 and retrofits | 831 | 2455 | Rate Constraint in lbs/MWh | FALSE | L | Annual | Constraint Shadow Price | US2011$/Ton | 0 | 0 | 0 | 0 | 0 | 0 | 0
NJ Non-HEDD CT NGas Units - Nox Rate Annual v5.12, Unit 902 and retrofits | 832 | 2455 | Rate Constraint in lbs/MWh | FALSE | L | Annual | Seasons Included | Seasons | Winter, Summer | Winter, Summer | Winter, Summer | Winter, Summer | Winter, Summer | Winter, Summer | Winter, Summer
NJ Non-HEDD CT NGas Units - Nox Rate Annual v5.12, Unit 902 and retrofits | 832 | 2455 | Rate Constraint in lbs/MWh | FALSE | L | Annual | Standard | lb/MWh | 2.2 | 2.2 | 2.2 | 2.2 | 2.2 | 2.2 | 2.2
NJ Non-HEDD CT NGas Units - Nox Rate Annual v5.12, Unit 902 and retrofits | 832 | 2455 | Rate Constraint in lbs/MWh | FALSE | L | Annual | Emissions at Affected Plants NOX | Thousand Tons | 0.009464 | 0.0031489 | 0.0031489 | 0.0031489 | 0.0031489 | 0.0031489 | 0.0031489
NJ Non-HEDD CT NGas Units - Nox Rate Annual v5.12, Unit 902 and retrofits | 832 | 2455 | Rate Constraint in lbs/MWh | FALSE | L | Annual | Allowances Purchased NOX | Thousand Tons | 0 | 0 | 0 | 0 | 0 | 0 | 0
NJ Non-HEDD CT NGas Units - Nox Rate Annual v5.12, Unit 902 and retrofits | 832 | 2455 | Rate Constraint in lbs/MWh | FALSE | L | Annual | Allowances Sold NOX | Thousand Tons | 0 | 0 | 0 | 0 | 0 | 0 | 0
NJ Non-HEDD CT NGas Units - Nox Rate Annual v5.12, Unit 902 and retrofits | 832 | 2455 | Rate Constraint in lbs/MWh | FALSE | L | Annual | Allowances Banked | Thousand Tons | 0 | 0 | 0 | 0 | 0 | 0 | 0
NJ Non-HEDD CT NGas Units - Nox Rate Annual v5.12, Unit 902 and retrofits | 832 | 2455 | Rate Constraint in lbs/MWh | FALSE | L | Annual | Allowances Withdrawn (1:1) | Thousand Tons | 0 | 0 | 0 | 0 | 0 | 0 | 0
NJ Non-HEDD CT NGas Units - Nox Rate Annual v5.12, Unit 902 and retrofits | 832 | 2455 | Rate Constraint in lbs/MWh | FALSE | L | Annual | Allowances Withdrawn (n:1) | Thousand Tons | 0 | 0 | 0 | 0 | 0 | 0 | 0
NJ Non-HEDD CT NGas Units - Nox Rate Annual v5.12, Unit 902 and retrofits | 832 | 2455 | Rate Constraint in lbs/MWh | FALSE | L | Annual | Net Emissions Allowance Position | Thousand Tons | 0.009464 | 0.0031489 | 0.0031489 | 0.0031489 | 0.0031489 | 0.0031489 | 0.0031489
NJ Non-HEDD CT NGas Units - Nox Rate Annual v5.12, Unit 902 and retrofits | 832 | 2455 | Rate Constraint in lbs/MWh | FALSE | L | Annual | Fuel Consumed | TBtu | 0.2366 | 0.078723 | 0.078723 | 0.078723 | 0.078723 | 0.078723 | 0.078723
NJ Non-HEDD CT NGas Units - Nox Rate Annual v5.12, Unit 902 and retrofits | 832 | 2455 | Rate Constraint in lbs/MWh | FALSE | L | Annual | Rate | lb/MMBtu | 0.08 | 0.08 | 0.08 | 0.08 | 0.08 | 0.08 | 0.08
NJ Non-HEDD CT NGas Units - Nox Rate Annual v5.12, Unit 902 and retrofits | 832 | 2455 | Rate Constraint in lbs/MWh | FALSE | L | Annual | Generation | TWh | 0.022019 | 0.0073265 | 0.0073265 | 0.0073265 | 0.0073265 | 0.0073265 | 0.0073265
NJ Non-HEDD CT NGas Units - Nox Rate Annual v5.12, Unit 902 and retrofits | 832 | 2455 | Rate Constraint in lbs/MWh | FALSE | L | Annual | Qualifying Generation | TWh | 0.022019 | 0.0073265 | 0.0073265 | 0.0073265 | 0.0073265 | 0.0073265 | 0.0073265
NJ Non-HEDD CT NGas Units - Nox Rate Annual v5.12, Unit 902 and retrofits | 832 | 2455 | Rate Constraint in lbs/MWh | FALSE | L | Annual | Constraint Shadow Price | US2011$/Ton | 0 | 0 | 0 | 0 | 0 | 0 | 0
NJ Non-HEDD CT NGas Units - Nox Rate Annual v5.12, Unit 903 and retrofits | 833 | 2455 | Rate Constraint in lbs/MWh | FALSE | L | Annual | Seasons Included | Seasons | Winter, Summer | Winter, Summer | Winter, Summer | Winter, Summer | Winter, Summer | Winter, Summer | Winter, Summer
NJ Non-HEDD CT NGas Units - Nox Rate Annual v5.12, Unit 903 and retrofits | 833 | 2455 | Rate Constraint in lbs/MWh | FALSE | L | Annual | Standard | lb/MWh | 2.2 | 2.2 | 2.2 | 2.2 | 2.2 | 2.2 | 2.2
NJ Non-HEDD CT NGas Units - Nox Rate Annual v5.12, Unit 903 and retrofits | 833 | 2455 | Rate Constraint in lbs/MWh | FALSE | L | Annual | Emissions at Affected Plants NOX | Thousand Tons | 0.009464 | 0.0031489 | 0.0031489 | 0.0031489 | 0.009464 | 0.0031489 | 0.0031489
NJ Non-HEDD CT NGas Units - Nox Rate Annual v5.12, Unit 903 and retrofits | 833 | 2455 | Rate Constraint in lbs/MWh | FALSE | L | Annual | Allowances Purchased NOX | Thousand Tons | 0 | 0 | 0 | 0 | 0 | 0 | 0
NJ Non-HEDD CT NGas Units - Nox Rate Annual v5.12, Unit 903 and retrofits | 833 | 2455 | Rate Constraint in lbs/MWh | FALSE | L | Annual | Allowances Sold NOX | Thousand Tons | 0 | 0 | 0 | 0 | 0 | 0 | 0
NJ Non-HEDD CT NGas Units - Nox Rate Annual v5.12, Unit 903 and retrofits | 833 | 2455 | Rate Constraint in lbs/MWh | FALSE | L | Annual | Allowances Banked | Thousand Tons | 0 | 0 | 0 | 0 | 0 | 0 | 0
NJ Non-HEDD CT NGas Units - Nox Rate Annual v5.12, Unit 903 and retrofits | 833 | 2455 | Rate Constraint in lbs/MWh | FALSE | L | Annual | Allowances Withdrawn (1:1) | Thousand Tons | 0 | 0 | 0 | 0 | 0 | 0 | 0
NJ Non-HEDD CT NGas Units - Nox Rate Annual v5.12, Unit 903 and retrofits | 833 | 2455 | Rate Constraint in lbs/MWh | FALSE | L | Annual | Allowances Withdrawn (n:1) | Thousand Tons | 0 | 0 | 0 | 0 | 0 | 0 | 0
NJ Non-HEDD CT NGas Units - Nox Rate Annual v5.12, Unit 903 and retrofits | 833 | 2455 | Rate Constraint in lbs/MWh | FALSE | L | Annual | Net Emissions Allowance Position | Thousand Tons | 0.009464 | 0.0031489 | 0.0031489 | 0.0031489 | 0.009464 | 0.0031489 | 0.0031489
NJ Non-HEDD CT NGas Units - Nox Rate Annual v5.12, Unit 903 and retrofits | 833 | 2455 | Rate Constraint in lbs/MWh | FALSE | L | Annual | Fuel Consumed | TBtu | 0.2366 | 0.078723 | 0.078723 | 0.078723 | 0.2366 | 0.078723 | 0.078723
NJ Non-HEDD CT NGas Units - Nox Rate Annual v5.12, Unit 903 and retrofits | 833 | 2455 | Rate Constraint in lbs/MWh | FALSE | L | Annual | Rate | lb/MMBtu | 0.08 | 0.08 | 0.08 | 0.08 | 0.08 | 0.08 | 0.08
NJ Non-HEDD CT NGas Units - Nox Rate Annual v5.12, Unit 903 and retrofits | 833 | 2455 | Rate Constraint in lbs/MWh | FALSE | L | Annual | Generation | TWh | 0.022019 | 0.0073265 | 0.0073265 | 0.0073265 | 0.022019 | 0.0073265 | 0.0073265
NJ Non-HEDD CT NGas Units - Nox Rate Annual v5.12, Unit 903 and retrofits | 833 | 2455 | Rate Constraint in lbs/MWh | FALSE | L | Annual | Qualifying Generation | TWh | 0.022019 | 0.0073265 | 0.0073265 | 0.0073265 | 0.022019 | 0.0073265 | 0.0073265
NJ Non-HEDD CT NGas Units - Nox Rate Annual v5.12, Unit 903 and retrofits | 833 | 2455 | Rate Constraint in lbs/MWh | FALSE | L | Annual | Constraint Shadow Price | US2011$/Ton | 0 | 0 | 0 | 0 | 0 | 0 | 0
NJ Non-HEDD CT NGas Units - Nox Rate Annual v5.12, Unit 904 and retrofits | 834 | 2455 | Rate Constraint in lbs/MWh | FALSE | L | Annual | Seasons Included | Seasons | Winter, Summer | Winter, Summer | Winter, Summer | Winter, Summer | Winter, Summer | Winter, Summer | Winter, Summer
NJ Non-HEDD CT NGas Units - Nox Rate Annual v5.12, Unit 904 and retrofits | 834 | 2455 | Rate Constraint in lbs/MWh | FALSE | L | Annual | Standard | lb/MWh | 2.2 | 2.2 | 2.2 | 2.2 | 2.2 | 2.2 | 2.2
NJ Non-HEDD CT NGas Units - Nox Rate Annual v5.12, Unit 904 and retrofits | 834 | 2455 | Rate Constraint in lbs/MWh | FALSE | L | Annual | Emissions at Affected Plants NOX | Thousand Tons | 0.009464 | 0.0031489 | 0.0031489 | 0.0031489 | 0.009464 | 0.0031489 | 0.0031489
NJ Non-HEDD CT NGas Units - Nox Rate Annual v5.12, Unit 904 and retrofits | 834 | 2455 | Rate Constraint in lbs/MWh | FALSE | L | Annual | Allowances Purchased NOX | Thousand Tons | 0 | 0 | 0 | 0 | 0 | 0 | 0
NJ Non-HEDD CT NGas Units - Nox Rate Annual v5.12, Unit 904 and retrofits | 834 | 2455 | Rate Constraint in lbs/MWh | FALSE | L | Annual | Allowances Sold NOX | Thousand Tons | 0 | 0 | 0 | 0 | 0 | 0 | 0
NJ Non-HEDD CT NGas Units - Nox Rate Annual v5.12, Unit 904 and retrofits | 834 | 2455 | Rate Constraint in lbs/MWh | FALSE | L | Annual | Allowances Banked | Thousand Tons | 0 | 0 | 0 | 0 | 0 | 0 | 0
NJ Non-HEDD CT NGas Units - Nox Rate Annual v5.12, Unit 904 and retrofits | 834 | 2455 | Rate Constraint in lbs/MWh | FALSE | L | Annual | Allowances Withdrawn (1:1) | Thousand Tons | 0 | 0 | 0 | 0 | 0 | 0 | 0
NJ Non-HEDD CT NGas Units - Nox Rate Annual v5.12, Unit 904 and retrofits | 834 | 2455 | Rate Constraint in lbs/MWh | FALSE | L | Annual | Allowances Withdrawn (n:1) | Thousand Tons | 0 | 0 | 0 | 0 | 0 | 0 | 0
NJ Non-HEDD CT NGas Units - Nox Rate Annual v5.12, Unit 904 and retrofits | 834 | 2455 | Rate Constraint in lbs/MWh | FALSE | L | Annual | Net Emissions Allowance Position | Thousand Tons | 0.009464 | 0.0031489 | 0.0031489 | 0.0031489 | 0.009464 | 0.0031489 | 0.0031489
NJ Non-HEDD CT NGas Units - Nox Rate Annual v5.12, Unit 904 and retrofits | 834 | 2455 | Rate Constraint in lbs/MWh | FALSE | L | Annual | Fuel Consumed | TBtu | 0.2366 | 0.078723 | 0.078723 | 0.078723 | 0.2366 | 0.078723 | 0.078723
NJ Non-HEDD CT NGas Units - Nox Rate Annual v5.12, Unit 904 and retrofits | 834 | 2455 | Rate Constraint in lbs/MWh | FALSE | L | Annual | Rate | lb/MMBtu | 0.08 | 0.08 | 0.08 | 0.08 | 0.08 | 0.08 | 0.08
NJ Non-HEDD CT NGas Units - Nox Rate Annual v5.12, Unit 904 and retrofits | 834 | 2455 | Rate Constraint in lbs/MWh | FALSE | L | Annual | Generation | TWh | 0.022019 | 0.0073265 | 0.0073265 | 0.0073265 | 0.022019 | 0.0073265 | 0.0073265
NJ Non-HEDD CT NGas Units - Nox Rate Annual v5.12, Unit 904 and retrofits | 834 | 2455 | Rate Constraint in lbs/MWh | FALSE | L | Annual | Qualifying Generation | TWh | 0.022019 | 0.0073265 | 0.0073265 | 0.0073265 | 0.022019 | 0.0073265 | 0.0073265
NJ Non-HEDD CT NGas Units - Nox Rate Annual v5.12, Unit 904 and retrofits | 834 | 2455 | Rate Constraint in lbs/MWh | FALSE | L | Annual | Constraint Shadow Price | US2011$/Ton | 0 | 0 | 0 | 0 | 0 | 0 | 0
NJ Non-HEDD CT NGas Units - Nox Rate Annual v5.12, Unit 905 and retrofits | 835 | 2455 | Rate Constraint in lbs/MWh | FALSE | L | Annual | Seasons Included | Seasons | Winter, Summer | Winter, Summer | Winter, Summer | Winter, Summer | Winter, Summer | Winter, Summer | Winter, Summer
NJ Non-HEDD CT NGas Units - Nox Rate Annual v5.12, Unit 905 and retrofits | 835 | 2455 | Rate Constraint in lbs/MWh | FALSE | L | Annual | Standard | lb/MWh | 2.2 | 2.2 | 2.2 | 2.2 | 2.2 | 2.2 | 2.2
NJ Non-HEDD CT NGas Units - Nox Rate Annual v5.12, Unit 905 and retrofits | 835 | 2455 | Rate Constraint in lbs/MWh | FALSE | L | Annual | Emissions at Affected Plants NOX | Thousand Tons | 0.009464 | 0.0031489 | 0.0031489 | 0.0031489 | 0.0031489 | 0.0031489 | 0.0031489
NJ Non-HEDD CT NGas Units - Nox Rate Annual v5.12, Unit 905 and retrofits | 835 | 2455 | Rate Constraint in lbs/MWh | FALSE | L | Annual | Allowances Purchased NOX | Thousand Tons | 0 | 0 | 0 | 0 | 0 | 0 | 0
NJ Non-HEDD CT NGas Units - Nox Rate Annual v5.12, Unit 905 and retrofits | 835 | 2455 | Rate Constraint in lbs/MWh | FALSE | L | Annual | Allowances Sold NOX | Thousand Tons | 0 | 0 | 0 | 0 | 0 | 0 | 0
NJ Non-HEDD CT NGas Units - Nox Rate Annual v5.12, Unit 905 and retrofits | 835 | 2455 | Rate Constraint in lbs/MWh | FALSE | L | Annual | Allowances Banked | Thousand Tons | 0 | 0 | 0 | 0 | 0 | 0 | 0
NJ Non-HEDD CT NGas Units - Nox Rate Annual v5.12, Unit 905 and retrofits | 835 | 2455 | Rate Constraint in lbs/MWh | FALSE | L | Annual | Allowances Withdrawn (1:1) | Thousand Tons | 0 | 0 | 0 | 0 | 0 | 0 | 0
NJ Non-HEDD CT NGas Units - Nox Rate Annual v5.12, Unit 905 and retrofits | 835 | 2455 | Rate Constraint in lbs/MWh | FALSE | L | Annual | Allowances Withdrawn (n:1) | Thousand Tons | 0 | 0 | 0 | 0 | 0 | 0 | 0
NJ Non-HEDD CT NGas Units - Nox Rate Annual v5.12, Unit 905 and retrofits | 835 | 2455 | Rate Constraint in lbs/MWh | FALSE | L | Annual | Net Emissions Allowance Position | Thousand Tons | 0.009464 | 0.0031489 | 0.0031489 | 0.0031489 | 0.0031489 | 0.0031489 | 0.0031489
NJ Non-HEDD CT NGas Units - Nox Rate Annual v5.12, Unit 905 and retrofits | 835 | 2455 | Rate Constraint in lbs/MWh | FALSE | L | Annual | Fuel Consumed | TBtu | 0.2366 | 0.078723 | 0.078723 | 0.078723 | 0.078723 | 0.078723 | 0.078723
NJ Non-HEDD CT NGas Units - Nox Rate Annual v5.12, Unit 905 and retrofits | 835 | 2455 | Rate Constraint in lbs/MWh | FALSE | L | Annual | Rate | lb/MMBtu | 0.08 | 0.08 | 0.08 | 0.08 | 0.08 | 0.08 | 0.08
NJ Non-HEDD CT NGas Units - Nox Rate Annual v5.12, Unit 905 and retrofits | 835 | 2455 | Rate Constraint in lbs/MWh | FALSE | L | Annual | Generation | TWh | 0.022019 | 0.0073265 | 0.0073265 | 0.0073265 | 0.0073265 | 0.0073265 | 0.0073265
NJ Non-HEDD CT NGas Units - Nox Rate Annual v5.12, Unit 905 and retrofits | 835 | 2455 | Rate Constraint in lbs/MWh | FALSE | L | Annual | Qualifying Generation | TWh | 0.022019 | 0.0073265 | 0.0073265 | 0.0073265 | 0.0073265 | 0.0073265 | 0.0073265
NJ Non-HEDD CT NGas Units - Nox Rate Annual v5.12, Unit 905 and retrofits | 835 | 2455 | Rate Constraint in lbs/MWh | FALSE | L | Annual | Constraint Shadow Price | US2011$/Ton | 0 | 0 | 0 | 0 | 0 | 0 | 0
NJ Non-HEDD CT NGas Units - Nox Rate Annual v5.12, Unit 906 and retrofits | 836 | 2455 | Rate Constraint in lbs/MWh | FALSE | L | Annual | Seasons Included | Seasons | Winter, Summer | Winter, Summer | Winter, Summer | Winter, Summer | Winter, Summer | Winter, Summer | Winter, Summer
NJ Non-HEDD CT NGas Units - Nox Rate Annual v5.12, Unit 906 and retrofits | 836 | 2455 | Rate Constraint in lbs/MWh | FALSE | L | Annual | Standard | lb/MWh | 2.2 | 2.2 | 2.2 | 2.2 | 2.2 | 2.2 | 2.2
NJ Non-HEDD CT NGas Units - Nox Rate Annual v5.12, Unit 906 and retrofits | 836 | 2455 | Rate Constraint in lbs/MWh | FALSE | L | Annual | Emissions at Affected Plants NOX | Thousand Tons | 0.009464 | 0.0031489 | 0.0031489 | 0.0031489 | 0.0031489 | 0.0031489 | 0.0031489
NJ Non-HEDD CT NGas Units - Nox Rate Annual v5.12, Unit 906 and retrofits | 836 | 2455 | Rate Constraint in lbs/MWh | FALSE | L | Annual | Allowances Purchased NOX | Thousand Tons | 0 | 0 | 0 | 0 | 0 | 0 | 0
NJ Non-HEDD CT NGas Units - Nox Rate Annual v5.12, Unit 906 and retrofits | 836 | 2455 | Rate Constraint in lbs/MWh | FALSE | L | Annual | Allowances Sold NOX | Thousand Tons | 0 | 0 | 0 | 0 | 0 | 0 | 0
NJ Non-HEDD CT NGas Units - Nox Rate Annual v5.12, Unit 906 and retrofits | 836 | 2455 | Rate Constraint in lbs/MWh | FALSE | L | Annual | Allowances Banked | Thousand Tons | 0 | 0 | 0 | 0 | 0 | 0 | 0
NJ Non-HEDD CT NGas Units - Nox Rate Annual v5.12, Unit 906 and retrofits | 836 | 2455 | Rate Constraint in lbs/MWh | FALSE | L | Annual | Allowances Withdrawn (1:1) | Thousand Tons | 0 | 0 | 0 | 0 | 0 | 0 | 0
NJ Non-HEDD CT NGas Units - Nox Rate Annual v5.12, Unit 906 and retrofits | 836 | 2455 | Rate Constraint in lbs/MWh | FALSE | L | Annual | Allowances Withdrawn (n:1) | Thousand Tons | 0 | 0 | 0 | 0 | 0 | 0 | 0
NJ Non-HEDD CT NGas Units - Nox Rate Annual v5.12, Unit 906 and retrofits | 836 | 2455 | Rate Constraint in lbs/MWh | FALSE | L | Annual | Net Emissions Allowance Position | Thousand Tons | 0.009464 | 0.0031489 | 0.0031489 | 0.0031489 | 0.0031489 | 0.0031489 | 0.0031489
NJ Non-HEDD CT NGas Units - Nox Rate Annual v5.12, Unit 906 and retrofits | 836 | 2455 | Rate Constraint in lbs/MWh | FALSE | L | Annual | Fuel Consumed | TBtu | 0.2366 | 0.078723 | 0.078723 | 0.078723 | 0.078723 | 0.078723 | 0.078723
NJ Non-HEDD CT NGas Units - Nox Rate Annual v5.12, Unit 906 and retrofits | 836 | 2455 | Rate Constraint in lbs/MWh | FALSE | L | Annual | Rate | lb/MMBtu | 0.08 | 0.08 | 0.08 | 0.08 | 0.08 | 0.08 | 0.08
NJ Non-HEDD CT NGas Units - Nox Rate Annual v5.12, Unit 906 and retrofits | 836 | 2455 | Rate Constraint in lbs/MWh | FALSE | L | Annual | Generation | TWh | 0.022019 | 0.0073265 | 0.0073265 | 0.0073265 | 0.0073265 | 0.0073265 | 0.0073265
NJ Non-HEDD CT NGas Units - Nox Rate Annual v5.12, Unit 906 and retrofits | 836 | 2455 | Rate Constraint in lbs/MWh | FALSE | L | Annual | Qualifying Generation | TWh | 0.022019 | 0.0073265 | 0.0073265 | 0.0073265 | 0.0073265 | 0.0073265 | 0.0073265
NJ Non-HEDD CT NGas Units - Nox Rate Annual v5.12, Unit 906 and retrofits | 836 | 2455 | Rate Constraint in lbs/MWh | FALSE | L | Annual | Constraint Shadow Price | US2011$/Ton | 0 | 0 | 0 | 0 | 0 | 0 | 0
NJ Non-HEDD CT NGas Units - Nox Rate Annual v5.12, Unit 907 and retrofits | 837 | 2455 | Rate Constraint in lbs/MWh | FALSE | L | Annual | Seasons Included | Seasons | Winter, Summer | Winter, Summer | Winter, Summer | Winter, Summer | Winter, Summer | Winter, Summer | Winter, Summer
NJ Non-HEDD CT NGas Units - Nox Rate Annual v5.12, Unit 907 and retrofits | 837 | 2455 | Rate Constraint in lbs/MWh | FALSE | L | Annual | Standard | lb/MWh | 2.2 | 2.2 | 2.2 | 2.2 | 2.2 | 2.2 | 2.2
NJ Non-HEDD CT NGas Units - Nox Rate Annual v5.12, Unit 907 and retrofits | 837 | 2455 | Rate Constraint in lbs/MWh | FALSE | L | Annual | Emissions at Affected Plants NOX | Thousand Tons | 0.00086675 | 0.00086675 | 0.00086675 | 0.00086675 | 0.00086675 | 0.00086675 | 0.00086675
NJ Non-HEDD CT NGas Units - Nox Rate Annual v5.12, Unit 907 and retrofits | 837 | 2455 | Rate Constraint in lbs/MWh | FALSE | L | Annual | Allowances Purchased NOX | Thousand Tons | 0 | 0 | 0 | 0 | 0 | 0 | 0
NJ Non-HEDD CT NGas Units - Nox Rate Annual v5.12, Unit 907 and retrofits | 837 | 2455 | Rate Constraint in lbs/MWh | FALSE | L | Annual | Allowances Sold NOX | Thousand Tons | 0 | 0 | 0 | 0 | 0 | 0 | 0
NJ Non-HEDD CT NGas Units - Nox Rate Annual v5.12, Unit 907 and retrofits | 837 | 2455 | Rate Constraint in lbs/MWh | FALSE | L | Annual | Allowances Banked | Thousand Tons | 0 | 0 | 0 | 0 | 0 | 0 | 0
NJ Non-HEDD CT NGas Units - Nox Rate Annual v5.12, Unit 907 and retrofits | 837 | 2455 | Rate Constraint in lbs/MWh | FALSE | L | Annual | Allowances Withdrawn (1:1) | Thousand Tons | 0 | 0 | 0 | 0 | 0 | 0 | 0
NJ Non-HEDD CT NGas Units - Nox Rate Annual v5.12, Unit 907 and retrofits | 837 | 2455 | Rate Constraint in lbs/MWh | FALSE | L | Annual | Allowances Withdrawn (n:1) | Thousand Tons | 0 | 0 | 0 | 0 | 0 | 0 | 0
NJ Non-HEDD CT NGas Units - Nox Rate Annual v5.12, Unit 907 and retrofits | 837 | 2455 | Rate Constraint in lbs/MWh | FALSE | L | Annual | Net Emissions Allowance Position | Thousand Tons | 0.00086675 | 0.00086675 | 0.00086675 | 0.00086675 | 0.00086675 | 0.00086675 | 0.00086675
NJ Non-HEDD CT NGas Units - Nox Rate Annual v5.12, Unit 907 and retrofits | 837 | 2455 | Rate Constraint in lbs/MWh | FALSE | L | Annual | Fuel Consumed | TBtu | 0.18137 | 0.18137 | 0.18137 | 0.18137 | 0.18137 | 0.18137 | 0.18137
NJ Non-HEDD CT NGas Units - Nox Rate Annual v5.12, Unit 907 and retrofits | 837 | 2455 | Rate Constraint in lbs/MWh | FALSE | L | Annual | Rate | lb/MMBtu | 0.0095576 | 0.0095576 | 0.0095576 | 0.0095576 | 0.0095576 | 0.0095576 | 0.0095576
NJ Non-HEDD CT NGas Units - Nox Rate Annual v5.12, Unit 907 and retrofits | 837 | 2455 | Rate Constraint in lbs/MWh | FALSE | L | Annual | Generation | TWh | 0.016268 | 0.016268 | 0.016268 | 0.016268 | 0.016268 | 0.016268 | 0.016268
NJ Non-HEDD CT NGas Units - Nox Rate Annual v5.12, Unit 907 and retrofits | 837 | 2455 | Rate Constraint in lbs/MWh | FALSE | L | Annual | Qualifying Generation | TWh | 0.016268 | 0.016268 | 0.016268 | 0.016268 | 0.016268 | 0.016268 | 0.016268
NJ Non-HEDD CT NGas Units - Nox Rate Annual v5.12, Unit 907 and retrofits | 837 | 2455 | Rate Constraint in lbs/MWh | FALSE | L | Annual | Constraint Shadow Price | US2011$/Ton | 0 | 0 | 0 | 0 | 0 | 0 | 0
NJ Non-HEDD CT NGas Units - Nox Rate Annual v5.12, Unit 908 and retrofits | 838 | 2455 | Rate Constraint in lbs/MWh | FALSE | L | Annual | Seasons Included | Seasons | Winter, Summer | Winter, Summer | Winter, Summer | Winter, Summer | Winter, Summer | Winter, Summer | Winter, Summer
NJ Non-HEDD CT NGas Units - Nox Rate Annual v5.12, Unit 908 and retrofits | 838 | 2455 | Rate Constraint in lbs/MWh | FALSE | L | Annual | Standard | lb/MWh | 2.2 | 2.2 | 2.2 | 2.2 | 2.2 | 2.2 | 2.2
NJ Non-HEDD CT NGas Units - Nox Rate Annual v5.12, Unit 908 and retrofits | 838 | 2455 | Rate Constraint in lbs/MWh | FALSE | L | Annual | Emissions at Affected Plants NOX | Thousand Tons | 0.0030055 | 0.0030055 | 0.0030055 | 0.0030055 | 0.0030055 | 0 | 0
NJ Non-HEDD CT NGas Units - Nox Rate Annual v5.12, Unit 908 and retrofits | 838 | 2455 | Rate Constraint in lbs/MWh | FALSE | L | Annual | Allowances Purchased NOX | Thousand Tons | 0 | 0 | 0 | 0 | 0 | 0 | 0
NJ Non-HEDD CT NGas Units - Nox Rate Annual v5.12, Unit 908 and retrofits | 838 | 2455 | Rate Constraint in lbs/MWh | FALSE | L | Annual | Allowances Sold NOX | Thousand Tons | 0 | 0 | 0 | 0 | 0 | 0 | 0
NJ Non-HEDD CT NGas Units - Nox Rate Annual v5.12, Unit 908 and retrofits | 838 | 2455 | Rate Constraint in lbs/MWh | FALSE | L | Annual | Allowances Banked | Thousand Tons | 0 | 0 | 0 | 0 | 0 | 0 | 0
NJ Non-HEDD CT NGas Units - Nox Rate Annual v5.12, Unit 908 and retrofits | 838 | 2455 | Rate Constraint in lbs/MWh | FALSE | L | Annual | Allowances Withdrawn (1:1) | Thousand Tons | 0 | 0 | 0 | 0 | 0 | 0 | 0
NJ Non-HEDD CT NGas Units - Nox Rate Annual v5.12, Unit 908 and retrofits | 838 | 2455 | Rate Constraint in lbs/MWh | FALSE | L | Annual | Allowances Withdrawn (n:1) | Thousand Tons | 0 | 0 | 0 | 0 | 0 | 0 | 0
NJ Non-HEDD CT NGas Units - Nox Rate Annual v5.12, Unit 908 and retrofits | 838 | 2455 | Rate Constraint in lbs/MWh | FALSE | L | Annual | Net Emissions Allowance Position | Thousand Tons | 0.0030055 | 0.0030055 | 0.0030055 | 0.0030055 | 0.0030055 | 0 | 0
NJ Non-HEDD CT NGas Units - Nox Rate Annual v5.12, Unit 908 and retrofits | 838 | 2455 | Rate Constraint in lbs/MWh | FALSE | L | Annual | Fuel Consumed | TBtu | 0.040725 | 0.040725 | 0.040725 | 0.040725 | 0.040725 | 0 | 0
NJ Non-HEDD CT NGas Units - Nox Rate Annual v5.12, Unit 908 and retrofits | 838 | 2455 | Rate Constraint in lbs/MWh | FALSE | L | Annual | Rate | lb/MMBtu | 0.1476 | 0.1476 | 0.1476 | 0.1476 | 0.1476 | 0 | 0
NJ Non-HEDD CT NGas Units - Nox Rate Annual v5.12, Unit 908 and retrofits | 838 | 2455 | Rate Constraint in lbs/MWh | FALSE | L | Annual | Generation | TWh | 0.0027336 | 0.0027336 | 0.0027336 | 0.0027336 | 0.0027336 | 0 | 0
NJ Non-HEDD CT NGas Units - Nox Rate Annual v5.12, Unit 908 and retrofits | 838 | 2455 | Rate Constraint in lbs/MWh | FALSE | L | Annual | Qualifying Generation | TWh | 0.0027336 | 0.0027336 | 0.0027336 | 0.0027336 | 0.0027336 | 0 | 0
NJ Non-HEDD CT NGas Units - Nox Rate Annual v5.12, Unit 908 and retrofits | 838 | 2455 | Rate Constraint in lbs/MWh | FALSE | L | Annual | Constraint Shadow Price | US2011$/Ton | 0 | 0 | 0 | 0 | 0 | 0 | 0
NJ Non-HEDD CT NGas Units - Nox Rate Annual v5.12, Unit 909 and retrofits | 839 | 2455 | Rate Constraint in lbs/MWh | FALSE | L | Annual | Seasons Included | Seasons | Winter, Summer | Winter, Summer | Winter, Summer | Winter, Summer | Winter, Summer | Winter, Summer | Winter, Summer
NJ Non-HEDD CT NGas Units - Nox Rate Annual v5.12, Unit 909 and retrofits | 839 | 2455 | Rate Constraint in lbs/MWh | FALSE | L | Annual | Standard | lb/MWh | 2.2 | 2.2 | 2.2 | 2.2 | 2.2 | 2.2 | 2.2
NJ Non-HEDD CT NGas Units - Nox Rate Annual v5.12, Unit 909 and retrofits | 839 | 2455 | Rate Constraint in lbs/MWh | FALSE | L | Annual | Emissions at Affected Plants NOX | Thousand Tons | 0.0039767 | 0.0039767 | 0.0039767 | 0.00078231 | 0.0039767 | 0.0039767 | 0.0039767
NJ Non-HEDD CT NGas Units - Nox Rate Annual v5.12, Unit 909 and retrofits | 839 | 2455 | Rate Constraint in lbs/MWh | FALSE | L | Annual | Allowances Purchased NOX | Thousand Tons | 0 | 0 | 0 | 0 | 0 | 0 | 0
NJ Non-HEDD CT NGas Units - Nox Rate Annual v5.12, Unit 909 and retrofits | 839 | 2455 | Rate Constraint in lbs/MWh | FALSE | L | Annual | Allowances Sold NOX | Thousand Tons | 0 | 0 | 0 | 0 | 0 | 0 | 0
NJ Non-HEDD CT NGas Units - Nox Rate Annual v5.12, Unit 909 and retrofits | 839 | 2455 | Rate Constraint in lbs/MWh | FALSE | L | Annual | Allowances Banked | Thousand Tons | 0 | 0 | 0 | 0 | 0 | 0 | 0
NJ Non-HEDD CT NGas Units - Nox Rate Annual v5.12, Unit 909 and retrofits | 839 | 2455 | Rate Constraint in lbs/MWh | FALSE | L | Annual | Allowances Withdrawn (1:1) | Thousand Tons | 0 | 0 | 0 | 0 | 0 | 0 | 0
NJ Non-HEDD CT NGas Units - Nox Rate Annual v5.12, Unit 909 and retrofits | 839 | 2455 | Rate Constraint in lbs/MWh | FALSE | L | Annual | Allowances Withdrawn (n:1) | Thousand Tons | 0 | 0 | 0 | 0 | 0 | 0 | 0
NJ Non-HEDD CT NGas Units - Nox Rate Annual v5.12, Unit 909 and retrofits | 839 | 2455 | Rate Constraint in lbs/MWh | FALSE | L | Annual | Net Emissions Allowance Position | Thousand Tons | 0.0039767 | 0.0039767 | 0.0039767 | 0.00078231 | 0.0039767 | 0.0039767 | 0.0039767
NJ Non-HEDD CT NGas Units - Nox Rate Annual v5.12, Unit 909 and retrofits | 839 | 2455 | Rate Constraint in lbs/MWh | FALSE | L | Annual | Fuel Consumed | TBtu | 0.17904 | 0.17904 | 0.17904 | 0.035221 | 0.17904 | 0.17904 | 0.17904
NJ Non-HEDD CT NGas Units - Nox Rate Annual v5.12, Unit 909 and retrofits | 839 | 2455 | Rate Constraint in lbs/MWh | FALSE | L | Annual | Rate | lb/MMBtu | 0.044422 | 0.044422 | 0.044422 | 0.044422 | 0.044422 | 0.044422 | 0.044422
NJ Non-HEDD CT NGas Units - Nox Rate Annual v5.12, Unit 909 and retrofits | 839 | 2455 | Rate Constraint in lbs/MWh | FALSE | L | Annual | Generation | TWh | 0.014286 | 0.014286 | 0.014286 | 0.0028103 | 0.014286 | 0.014286 | 0.014286
NJ Non-HEDD CT NGas Units - Nox Rate Annual v5.12, Unit 909 and retrofits | 839 | 2455 | Rate Constraint in lbs/MWh | FALSE | L | Annual | Qualifying Generation | TWh | 0.014286 | 0.014286 | 0.014286 | 0.0028103 | 0.014286 | 0.014286 | 0.014286
NJ Non-HEDD CT NGas Units - Nox Rate Annual v5.12, Unit 909 and retrofits | 839 | 2455 | Rate Constraint in lbs/MWh | FALSE | L | Annual | Constraint Shadow Price | US2011$/Ton | 0 | 0 | 0 | 0 | 0 | 0 | 0
NJ Non-HEDD CT NGas Units - Nox Rate Annual v5.12, Unit 910 and retrofits | 840 | 2455 | Rate Constraint in lbs/MWh | FALSE | L | Annual | Seasons Included | Seasons | Winter, Summer | Winter, Summer | Winter, Summer | Winter, Summer | Winter, Summer | Winter, Summer | Winter, Summer
NJ Non-HEDD CT NGas Units - Nox Rate Annual v5.12, Unit 910 and retrofits | 840 | 2455 | Rate Constraint in lbs/MWh | FALSE | L | Annual | Standard | lb/MWh | 2.2 | 2.2 | 2.2 | 2.2 | 2.2 | 2.2 | 2.2
NJ Non-HEDD CT NGas Units - Nox Rate Annual v5.12, Unit 910 and retrofits | 840 | 2455 | Rate Constraint in lbs/MWh | FALSE | L | Annual | Emissions at Affected Plants NOX | Thousand Tons | 0.0036706 | 0.0036706 | 0.0036706 | 0.00072209 | 0.0036706 | 0.0036706 | 0.0036706
NJ Non-HEDD CT NGas Units - Nox Rate Annual v5.12, Unit 910 and retrofits | 840 | 2455 | Rate Constraint in lbs/MWh | FALSE | L | Annual | Allowances Purchased NOX | Thousand Tons | 0 | 0 | 0 | 0 | 0 | 0 | 0
NJ Non-HEDD CT NGas Units - Nox Rate Annual v5.12, Unit 910 and retrofits | 840 | 2455 | Rate Constraint in lbs/MWh | FALSE | L | Annual | Allowances Sold NOX | Thousand Tons | 0 | 0 | 0 | 0 | 0 | 0 | 0
NJ Non-HEDD CT NGas Units - Nox Rate Annual v5.12, Unit 910 and retrofits | 840 | 2455 | Rate Constraint in lbs/MWh | FALSE | L | Annual | Allowances Banked | Thousand Tons | 0 | 0 | 0 | 0 | 0 | 0 | 0
NJ Non-HEDD CT NGas Units - Nox Rate Annual v5.12, Unit 910 and retrofits | 840 | 2455 | Rate Constraint in lbs/MWh | FALSE | L | Annual | Allowances Withdrawn (1:1) | Thousand Tons | 0 | 0 | 0 | 0 | 0 | 0 | 0
NJ Non-HEDD CT NGas Units - Nox Rate Annual v5.12, Unit 910 and retrofits | 840 | 2455 | Rate Constraint in lbs/MWh | FALSE | L | Annual | Allowances Withdrawn (n:1) | Thousand Tons | 0 | 0 | 0 | 0 | 0 | 0 | 0
NJ Non-HEDD CT NGas Units - Nox Rate Annual v5.12, Unit 910 and retrofits | 840 | 2455 | Rate Constraint in lbs/MWh | FALSE | L | Annual | Net Emissions Allowance Position | Thousand Tons | 0.0036706 | 0.0036706 | 0.0036706 | 0.00072209 | 0.0036706 | 0.0036706 | 0.0036706
NJ Non-HEDD CT NGas Units - Nox Rate Annual v5.12, Unit 910 and retrofits | 840 | 2455 | Rate Constraint in lbs/MWh | FALSE | L | Annual | Fuel Consumed | TBtu | 0.18265 | 0.18265 | 0.18265 | 0.035931 | 0.18265 | 0.18265 | 0.18265
NJ Non-HEDD CT NGas Units - Nox Rate Annual v5.12, Unit 910 and retrofits | 840 | 2455 | Rate Constraint in lbs/MWh | FALSE | L | Annual | Rate | lb/MMBtu | 0.040193 | 0.040193 | 0.040193 | 0.040193 | 0.040193 | 0.040193 | 0.040193
NJ Non-HEDD CT NGas Units - Nox Rate Annual v5.12, Unit 910 and retrofits | 840 | 2455 | Rate Constraint in lbs/MWh | FALSE | L | Annual | Generation | TWh | 0.014574 | 0.014574 | 0.014574 | 0.0028669 | 0.014574 | 0.014574 | 0.014574
NJ Non-HEDD CT NGas Units - Nox Rate Annual v5.12, Unit 910 and retrofits | 840 | 2455 | Rate Constraint in lbs/MWh | FALSE | L | Annual | Qualifying Generation | TWh | 0.014574 | 0.014574 | 0.014574 | 0.0028669 | 0.014574 | 0.014574 | 0.014574
NJ Non-HEDD CT NGas Units - Nox Rate Annual v5.12, Unit 910 and retrofits | 840 | 2455 | Rate Constraint in lbs/MWh | FALSE | L | Annual | Constraint Shadow Price | US2011$/Ton | 0 | 0 | 0 | 0 | 0 | 0 | 0
NJ Non-HEDD CT NGas Units - Nox Rate Annual v5.12, Unit 911 and retrofits | 841 | 2455 | Rate Constraint in lbs/MWh | FALSE | L | Annual | Seasons Included | Seasons | Winter, Summer | Winter, Summer | Winter, Summer | Winter, Summer | Winter, Summer | Winter, Summer | Winter, Summer
NJ Non-HEDD CT NGas Units - Nox Rate Annual v5.12, Unit 911 and retrofits | 841 | 2455 | Rate Constraint in lbs/MWh | FALSE | L | Annual | Standard | lb/MWh | 2.2 | 2.2 | 2.2 | 2.2 | 2.2 | 2.2 | 2.2
NJ Non-HEDD CT NGas Units - Nox Rate Annual v5.12, Unit 911 and retrofits | 841 | 2455 | Rate Constraint in lbs/MWh | FALSE | L | Annual | Emissions at Affected Plants NOX | Thousand Tons | 0.0038639 | 0.0038639 | 0.0038639 | 0.0007601 | 0.0038639 | 0.0038639 | 0.0038639
NJ Non-HEDD CT NGas Units - Nox Rate Annual v5.12, Unit 911 and retrofits | 841 | 2455 | Rate Constraint in lbs/MWh | FALSE | L | Annual | Allowances Purchased NOX | Thousand Tons | 0 | 0 | 0 | 0 | 0 | 0 | 0
NJ Non-HEDD CT NGas Units - Nox Rate Annual v5.12, Unit 911 and retrofits | 841 | 2455 | Rate Constraint in lbs/MWh | FALSE | L | Annual | Allowances Sold NOX | Thousand Tons | 0 | 0 | 0 | 0 | 0 | 0 | 0
NJ Non-HEDD CT NGas Units - Nox Rate Annual v5.12, Unit 911 and retrofits | 841 | 2455 | Rate Constraint in lbs/MWh | FALSE | L | Annual | Allowances Banked | Thousand Tons | 0 | 0 | 0 | 0 | 0 | 0 | 0
NJ Non-HEDD CT NGas Units - Nox Rate Annual v5.12, Unit 911 and retrofits | 841 | 2455 | Rate Constraint in lbs/MWh | FALSE | L | Annual | Allowances Withdrawn (1:1) | Thousand Tons | 0 | 0 | 0 | 0 | 0 | 0 | 0
NJ Non-HEDD CT NGas Units - Nox Rate Annual v5.12, Unit 911 and retrofits | 841 | 2455 | Rate Constraint in lbs/MWh | FALSE | L | Annual | Allowances Withdrawn (n:1) | Thousand Tons | 0 | 0 | 0 | 0 | 0 | 0 | 0
NJ Non-HEDD CT NGas Units - Nox Rate Annual v5.12, Unit 911 and retrofits | 841 | 2455 | Rate Constraint in lbs/MWh | FALSE | L | Annual | Net Emissions Allowance Position | Thousand Tons | 0.0038639 | 0.0038639 | 0.0038639 | 0.0007601 | 0.0038639 | 0.0038639 | 0.0038639
NJ Non-HEDD CT NGas Units - Nox Rate Annual v5.12, Unit 911 and retrofits | 841 | 2455 | Rate Constraint in lbs/MWh | FALSE | L | Annual | Fuel Consumed | TBtu | 0.17883 | 0.17883 | 0.17883 | 0.035179 | 0.17883 | 0.17883 | 0.17883
NJ Non-HEDD CT NGas Units - Nox Rate Annual v5.12, Unit 911 and retrofits | 841 | 2455 | Rate Constraint in lbs/MWh | FALSE | L | Annual | Rate | lb/MMBtu | 0.043213 | 0.043213 | 0.043213 | 0.043213 | 0.043213 | 0.043213 | 0.043213
NJ Non-HEDD CT NGas Units - Nox Rate Annual v5.12, Unit 911 and retrofits | 841 | 2455 | Rate Constraint in lbs/MWh | FALSE | L | Annual | Generation | TWh | 0.014269 | 0.014269 | 0.014269 | 0.0028069 | 0.014269 | 0.014269 | 0.014269
NJ Non-HEDD CT NGas Units - Nox Rate Annual v5.12, Unit 911 and retrofits | 841 | 2455 | Rate Constraint in lbs/MWh | FALSE | L | Annual | Qualifying Generation | TWh | 0.014269 | 0.014269 | 0.014269 | 0.0028069 | 0.014269 | 0.014269 | 0.014269
NJ Non-HEDD CT NGas Units - Nox Rate Annual v5.12, Unit 911 and retrofits | 841 | 2455 | Rate Constraint in lbs/MWh | FALSE | L | Annual | Constraint Shadow Price | US2011$/Ton | 0 | 0 | 0 | 0 | 0 | 0 | 0
NJ Non-HEDD CT NGas Units - Nox Rate Annual v5.12, Unit 912 and retrofits | 842 | 2455 | Rate Constraint in lbs/MWh | FALSE | L | Annual | Seasons Included | Seasons | Winter, Summer | Winter, Summer | Winter, Summer | Winter, Summer | Winter, Summer | Winter, Summer | Winter, Summer
NJ Non-HEDD CT NGas Units - Nox Rate Annual v5.12, Unit 912 and retrofits | 842 | 2455 | Rate Constraint in lbs/MWh | FALSE | L | Annual | Standard | lb/MWh | 2.2 | 2.2 | 2.2 | 2.2 | 2.2 | 2.2 | 2.2
NJ Non-HEDD CT NGas Units - Nox Rate Annual v5.12, Unit 912 and retrofits | 842 | 2455 | Rate Constraint in lbs/MWh | FALSE | L | Annual | Emissions at Affected Plants NOX | Thousand Tons | 0.0045652 | 0.0045652 | 0.0045652 | 0.00089807 | 0.0045652 | 0.0045652 | 0.0045652
NJ Non-HEDD CT NGas Units - Nox Rate Annual v5.12, Unit 912 and retrofits | 842 | 2455 | Rate Constraint in lbs/MWh | FALSE | L | Annual | Allowances Purchased NOX | Thousand Tons | 0 | 0 | 0 | 0 | 0 | 0 | 0
NJ Non-HEDD CT NGas Units - Nox Rate Annual v5.12, Unit 912 and retrofits | 842 | 2455 | Rate Constraint in lbs/MWh | FALSE | L | Annual | Allowances Sold NOX | Thousand Tons | 0 | 0 | 0 | 0 | 0 | 0 | 0
NJ Non-HEDD CT NGas Units - Nox Rate Annual v5.12, Unit 912 and retrofits | 842 | 2455 | Rate Constraint in lbs/MWh | FALSE | L | Annual | Allowances Banked | Thousand Tons | 0 | 0 | 0 | 0 | 0 | 0 | 0
NJ Non-HEDD CT NGas Units - Nox Rate Annual v5.12, Unit 912 and retrofits | 842 | 2455 | Rate Constraint in lbs/MWh | FALSE | L | Annual | Allowances Withdrawn (1:1) | Thousand Tons | 0 | 0 | 0 | 0 | 0 | 0 | 0
NJ Non-HEDD CT NGas Units - Nox Rate Annual v5.12, Unit 912 and retrofits | 842 | 2455 | Rate Constraint in lbs/MWh | FALSE | L | Annual | Allowances Withdrawn (n:1) | Thousand Tons | 0 | 0 | 0 | 0 | 0 | 0 | 0
NJ Non-HEDD CT NGas Units - Nox Rate Annual v5.12, Unit 912 and retrofits | 842 | 2455 | Rate Constraint in lbs/MWh | FALSE | L | Annual | Net Emissions Allowance Position | Thousand Tons | 0.0045652 | 0.0045652 | 0.0045652 | 0.00089807 | 0.0045652 | 0.0045652 | 0.0045652
NJ Non-HEDD CT NGas Units - Nox Rate Annual v5.12, Unit 912 and retrofits | 842 | 2455 | Rate Constraint in lbs/MWh | FALSE | L | Annual | Fuel Consumed | TBtu | 0.18265 | 0.18265 | 0.18265 | 0.035931 | 0.18265 | 0.18265 | 0.18265
NJ Non-HEDD CT NGas Units - Nox Rate Annual v5.12, Unit 912 and retrofits | 842 | 2455 | Rate Constraint in lbs/MWh | FALSE | L | Annual | Rate | lb/MMBtu | 0.049988 | 0.049988 | 0.049988 | 0.049988 | 0.049988 | 0.049988 | 0.049988
NJ Non-HEDD CT NGas Units - Nox Rate Annual v5.12, Unit 912 and retrofits | 842 | 2455 | Rate Constraint in lbs/MWh | FALSE | L | Annual | Generation | TWh | 0.014574 | 0.014574 | 0.014574 | 0.0028669 | 0.014574 | 0.014574 | 0.014574
NJ Non-HEDD CT NGas Units - Nox Rate Annual v5.12, Unit 912 and retrofits | 842 | 2455 | Rate Constraint in lbs/MWh | FALSE | L | Annual | Qualifying Generation | TWh | 0.014574 | 0.014574 | 0.014574 | 0.0028669 | 0.014574 | 0.014574 | 0.014574
NJ Non-HEDD CT NGas Units - Nox Rate Annual v5.12, Unit 912 and retrofits | 842 | 2455 | Rate Constraint in lbs/MWh | FALSE | L | Annual | Constraint Shadow Price | US2011$/Ton | 0 | 0 | 0 | 0 | 0 | 0 | 0
NJ Non-HEDD CT NGas Units - Nox Rate Annual v5.12, Unit 913 and retrofits | 843 | 2455 | Rate Constraint in lbs/MWh | FALSE | L | Annual | Seasons Included | Seasons | Winter, Summer | Winter, Summer | Winter, Summer | Winter, Summer | Winter, Summer | Winter, Summer | Winter, Summer
NJ Non-HEDD CT NGas Units - Nox Rate Annual v5.12, Unit 913 and retrofits | 843 | 2455 | Rate Constraint in lbs/MWh | FALSE | L | Annual | Standard | lb/MWh | 2.2 | 2.2 | 2.2 | 2.2 | 2.2 | 2.2 | 2.2
NJ Non-HEDD CT NGas Units - Nox Rate Annual v5.12, Unit 913 and retrofits | 843 | 2455 | Rate Constraint in lbs/MWh | FALSE | L | Annual | Emissions at Affected Plants NOX | Thousand Tons | 0.0019435 | 0.0019435 | 0.0019435 | 0.0019435 | 0.0019435 | 0 | 0
NJ Non-HEDD CT NGas Units - Nox Rate Annual v5.12, Unit 913 and retrofits | 843 | 2455 | Rate Constraint in lbs/MWh | FALSE | L | Annual | Allowances Purchased NOX | Thousand Tons | 0 | 0 | 0 | 0 | 0 | 0 | 0
NJ Non-HEDD CT NGas Units - Nox Rate Annual v5.12, Unit 913 and retrofits | 843 | 2455 | Rate Constraint in lbs/MWh | FALSE | L | Annual | Allowances Sold NOX | Thousand Tons | 0 | 0 | 0 | 0 | 0 | 0 | 0
NJ Non-HEDD CT NGas Units - Nox Rate Annual v5.12, Unit 913 and retrofits | 843 | 2455 | Rate Constraint in lbs/MWh | FALSE | L | Annual | Allowances Banked | Thousand Tons | 0 | 0 | 0 | 0 | 0 | 0 | 0
NJ Non-HEDD CT NGas Units - Nox Rate Annual v5.12, Unit 913 and retrofits | 843 | 2455 | Rate Constraint in lbs/MWh | FALSE | L | Annual | Allowances Withdrawn (1:1) | Thousand Tons | 0 | 0 | 0 | 0 | 0 | 0 | 0
NJ Non-HEDD CT NGas Units - Nox Rate Annual v5.12, Unit 913 and retrofits | 843 | 2455 | Rate Constraint in lbs/MWh | FALSE | L | Annual | Allowances Withdrawn (n:1) | Thousand Tons | 0 | 0 | 0 | 0 | 0 | 0 | 0
NJ Non-HEDD CT NGas Units - Nox Rate Annual v5.12, Unit 913 and retrofits | 843 | 2455 | Rate Constraint in lbs/MWh | FALSE | L | Annual | Net Emissions Allowance Position | Thousand Tons | 0.0019435 | 0.0019435 | 0.0019435 | 0.0019435 | 0.0019435 | 0 | 0
NJ Non-HEDD CT NGas Units - Nox Rate Annual v5.12, Unit 913 and retrofits | 843 | 2455 | Rate Constraint in lbs/MWh | FALSE | L | Annual | Fuel Consumed | TBtu | 0.028768 | 0.028768 | 0.028768 | 0.028768 | 0.028768 | 0 | 0
NJ Non-HEDD CT NGas Units - Nox Rate Annual v5.12, Unit 913 and retrofits | 843 | 2455 | Rate Constraint in lbs/MWh | FALSE | L | Annual | Rate | lb/MMBtu | 0.13512 | 0.13512 | 0.13512 | 0.13512 | 0.13512 | 0 | 0
NJ Non-HEDD CT NGas Units - Nox Rate Annual v5.12, Unit 913 and retrofits | 843 | 2455 | Rate Constraint in lbs/MWh | FALSE | L | Annual | Generation | TWh | 0.0017668 | 0.0017668 | 0.0017668 | 0.0017668 | 0.0017668 | 0 | 0
NJ Non-HEDD CT NGas Units - Nox Rate Annual v5.12, Unit 913 and retrofits | 843 | 2455 | Rate Constraint in lbs/MWh | FALSE | L | Annual | Qualifying Generation | TWh | 0.0017668 | 0.0017668 | 0.0017668 | 0.0017668 | 0.0017668 | 0 | 0
NJ Non-HEDD CT NGas Units - Nox Rate Annual v5.12, Unit 913 and retrofits | 843 | 2455 | Rate Constraint in lbs/MWh | FALSE | L | Annual | Constraint Shadow Price | US2011$/Ton | 0 | 0 | 0 | 0 | 0 | 0 | 0
NJ Non-HEDD CT NGas Units - Nox Rate Annual v5.12, Unit 914 and retrofits | 844 | 2455 | Rate Constraint in lbs/MWh | FALSE | L | Annual | Seasons Included | Seasons | Winter, Summer | Winter, Summer | Winter, Summer | Winter, Summer | Winter, Summer | Winter, Summer | Winter, Summer
NJ Non-HEDD CT NGas Units - Nox Rate Annual v5.12, Unit 914 and retrofits | 844 | 2455 | Rate Constraint in lbs/MWh | FALSE | L | Annual | Standard | lb/MWh | 2.2 | 2.2 | 2.2 | 2.2 | 2.2 | 2.2 | 2.2
NJ Non-HEDD CT NGas Units - Nox Rate Annual v5.12, Unit 914 and retrofits | 844 | 2455 | Rate Constraint in lbs/MWh | FALSE | L | Annual | Emissions at Affected Plants NOX | Thousand Tons | 0.0020899 | 0.0020899 | 0.0020899 | 0.0020899 | 0.0020899 | 0 | 0
NJ Non-HEDD CT NGas Units - Nox Rate Annual v5.12, Unit 914 and retrofits | 844 | 2455 | Rate Constraint in lbs/MWh | FALSE | L | Annual | Allowances Purchased NOX | Thousand Tons | 0 | 0 | 0 | 0 | 0 | 0 | 0
NJ Non-HEDD CT NGas Units - Nox Rate Annual v5.12, Unit 914 and retrofits | 844 | 2455 | Rate Constraint in lbs/MWh | FALSE | L | Annual | Allowances Sold NOX | Thousand Tons | 0 | 0 | 0 | 0 | 0 | 0 | 0
NJ Non-HEDD CT NGas Units - Nox Rate Annual v5.12, Unit 914 and retrofits | 844 | 2455 | Rate Constraint in lbs/MWh | FALSE | L | Annual | Allowances Banked | Thousand Tons | 0 | 0 | 0 | 0 | 0 | 0 | 0
NJ Non-HEDD CT NGas Units - Nox Rate Annual v5.12, Unit 914 and retrofits | 844 | 2455 | Rate Constraint in lbs/MWh | FALSE | L | Annual | Allowances Withdrawn (1:1) | Thousand Tons | 0 | 0 | 0 | 0 | 0 | 0 | 0
NJ Non-HEDD CT NGas Units - Nox Rate Annual v5.12, Unit 914 and retrofits | 844 | 2455 | Rate Constraint in lbs/MWh | FALSE | L | Annual | Allowances Withdrawn (n:1) | Thousand Tons | 0 | 0 | 0 | 0 | 0 | 0 | 0
NJ Non-HEDD CT NGas Units - Nox Rate Annual v5.12, Unit 914 and retrofits | 844 | 2455 | Rate Constraint in lbs/MWh | FALSE | L | Annual | Net Emissions Allowance Position | Thousand Tons | 0.0020899 | 0.0020899 | 0.0020899 | 0.0020899 | 0.0020899 | 0 | 0
NJ Non-HEDD CT NGas Units - Nox Rate Annual v5.12, Unit 914 and retrofits | 844 | 2455 | Rate Constraint in lbs/MWh | FALSE | L | Annual | Fuel Consumed | TBtu | 0.030939 | 0.030939 | 0.030939 | 0.030939 | 0.030939 | 0 | 0
NJ Non-HEDD CT NGas Units - Nox Rate Annual v5.12, Unit 914 and retrofits | 844 | 2455 | Rate Constraint in lbs/MWh | FALSE | L | Annual | Rate | lb/MMBtu | 0.1351 | 0.1351 | 0.1351 | 0.1351 | 0.1351 | 0 | 0
NJ Non-HEDD CT NGas Units - Nox Rate Annual v5.12, Unit 914 and retrofits | 844 | 2455 | Rate Constraint in lbs/MWh | FALSE | L | Annual | Generation | TWh | 0.0019002 | 0.0019002 | 0.0019002 | 0.0019002 | 0.0019002 | 0 | 0
NJ Non-HEDD CT NGas Units - Nox Rate Annual v5.12, Unit 914 and retrofits | 844 | 2455 | Rate Constraint in lbs/MWh | FALSE | L | Annual | Qualifying Generation | TWh | 0.0019002 | 0.0019002 | 0.0019002 | 0.0019002 | 0.0019002 | 0 | 0
NJ Non-HEDD CT NGas Units - Nox Rate Annual v5.12, Unit 914 and retrofits | 844 | 2455 | Rate Constraint in lbs/MWh | FALSE | L | Annual | Constraint Shadow Price | US2011$/Ton | 0 | 0 | 0 | 0 | 0 | 0 | 0
NJ Non-HEDD CT NGas Units - Nox Rate Annual v5.12, Unit 915 and retrofits | 845 | 2455 | Rate Constraint in lbs/MWh | FALSE | L | Annual | Seasons Included | Seasons | Winter, Summer | Winter, Summer | Winter, Summer | Winter, Summer | Winter, Summer | Winter, Summer | Winter, Summer
NJ Non-HEDD CT NGas Units - Nox Rate Annual v5.12, Unit 915 and retrofits | 845 | 2455 | Rate Constraint in lbs/MWh | FALSE | L | Annual | Standard | lb/MWh | 2.2 | 2.2 | 2.2 | 2.2 | 2.2 | 2.2 | 2.2
NJ Non-HEDD CT NGas Units - Nox Rate Annual v5.12, Unit 915 and retrofits | 845 | 2455 | Rate Constraint in lbs/MWh | FALSE | L | Annual | Emissions at Affected Plants NOX | Thousand Tons | 0.0020899 | 0.0020899 | 0.0020899 | 0.0020899 | 0.0020899 | 0 | 0
NJ Non-HEDD CT NGas Units - Nox Rate Annual v5.12, Unit 915 and retrofits | 845 | 2455 | Rate Constraint in lbs/MWh | FALSE | L | Annual | Allowances Purchased NOX | Thousand Tons | 0 | 0 | 0 | 0 | 0 | 0 | 0
NJ Non-HEDD CT NGas Units - Nox Rate Annual v5.12, Unit 915 and retrofits | 845 | 2455 | Rate Constraint in lbs/MWh | FALSE | L | Annual | Allowances Sold NOX | Thousand Tons | 0 | 0 | 0 | 0 | 0 | 0 | 0
NJ Non-HEDD CT NGas Units - Nox Rate Annual v5.12, Unit 915 and retrofits | 845 | 2455 | Rate Constraint in lbs/MWh | FALSE | L | Annual | Allowances Banked | Thousand Tons | 0 | 0 | 0 | 0 | 0 | 0 | 0
NJ Non-HEDD CT NGas Units - Nox Rate Annual v5.12, Unit 915 and retrofits | 845 | 2455 | Rate Constraint in lbs/MWh | FALSE | L | Annual | Allowances Withdrawn (1:1) | Thousand Tons | 0 | 0 | 0 | 0 | 0 | 0 | 0
NJ Non-HEDD CT NGas Units - Nox Rate Annual v5.12, Unit 915 and retrofits | 845 | 2455 | Rate Constraint in lbs/MWh | FALSE | L | Annual | Allowances Withdrawn (n:1) | Thousand Tons | 0 | 0 | 0 | 0 | 0 | 0 | 0
NJ Non-HEDD CT NGas Units - Nox Rate Annual v5.12, Unit 915 and retrofits | 845 | 2455 | Rate Constraint in lbs/MWh | FALSE | L | Annual | Net Emissions Allowance Position | Thousand Tons | 0.0020899 | 0.0020899 | 0.0020899 | 0.0020899 | 0.0020899 | 0 | 0
NJ Non-HEDD CT NGas Units - Nox Rate Annual v5.12, Unit 915 and retrofits | 845 | 2455 | Rate Constraint in lbs/MWh | FALSE | L | Annual | Fuel Consumed | TBtu | 0.030939 | 0.030939 | 0.030939 | 0.030939 | 0.030939 | 0 | 0
NJ Non-HEDD CT NGas Units - Nox Rate Annual v5.12, Unit 915 and retrofits | 845 | 2455 | Rate Constraint in lbs/MWh | FALSE | L | Annual | Rate | lb/MMBtu | 0.1351 | 0.1351 | 0.1351 | 0.1351 | 0.1351 | 0 | 0
NJ Non-HEDD CT NGas Units - Nox Rate Annual v5.12, Unit 915 and retrofits | 845 | 2455 | Rate Constraint in lbs/MWh | FALSE | L | Annual | Generation | TWh | 0.0019002 | 0.0019002 | 0.0019002 | 0.0019002 | 0.0019002 | 0 | 0
NJ Non-HEDD CT NGas Units - Nox Rate Annual v5.12, Unit 915 and retrofits | 845 | 2455 | Rate Constraint in lbs/MWh | FALSE | L | Annual | Qualifying Generation | TWh | 0.0019002 | 0.0019002 | 0.0019002 | 0.0019002 | 0.0019002 | 0 | 0
NJ Non-HEDD CT NGas Units - Nox Rate Annual v5.12, Unit 915 and retrofits | 845 | 2455 | Rate Constraint in lbs/MWh | FALSE | L | Annual | Constraint Shadow Price | US2011$/Ton | 0 | 0 | 0 | 0 | 0 | 0 | 0
NJ Non-HEDD CT NGas Units - Nox Rate Annual v5.12, Unit 916 and retrofits | 846 | 2455 | Rate Constraint in lbs/MWh | FALSE | L | Annual | Seasons Included | Seasons | Winter, Summer | Winter, Summer | Winter, Summer | Winter, Summer | Winter, Summer | Winter, Summer | Winter, Summer
NJ Non-HEDD CT NGas Units - Nox Rate Annual v5.12, Unit 916 and retrofits | 846 | 2455 | Rate Constraint in lbs/MWh | FALSE | L | Annual | Standard | lb/MWh | 2.2 | 2.2 | 2.2 | 2.2 | 2.2 | 2.2 | 2.2
NJ Non-HEDD CT NGas Units - Nox Rate Annual v5.12, Unit 916 and retrofits | 846 | 2455 | Rate Constraint in lbs/MWh | FALSE | L | Annual | Emissions at Affected Plants NOX | Thousand Tons | 0 | 0 | 0 | 0 | 0 | 0 | 0
NJ Non-HEDD CT NGas Units - Nox Rate Annual v5.12, Unit 916 and retrofits | 846 | 2455 | Rate Constraint in lbs/MWh | FALSE | L | Annual | Allowances Purchased NOX | Thousand Tons | 0 | 0 | 0 | 0 | 0 | 0 | 0
NJ Non-HEDD CT NGas Units - Nox Rate Annual v5.12, Unit 916 and retrofits | 846 | 2455 | Rate Constraint in lbs/MWh | FALSE | L | Annual | Allowances Sold NOX | Thousand Tons | 0 | 0 | 0 | 0 | 0 | 0 | 0
NJ Non-HEDD CT NGas Units - Nox Rate Annual v5.12, Unit 916 and retrofits | 846 | 2455 | Rate Constraint in lbs/MWh | FALSE | L | Annual | Allowances Banked | Thousand Tons | 0 | 0 | 0 | 0 | 0 | 0 | 0
NJ Non-HEDD CT NGas Units - Nox Rate Annual v5.12, Unit 916 and retrofits | 846 | 2455 | Rate Constraint in lbs/MWh | FALSE | L | Annual | Allowances Withdrawn (1:1) | Thousand Tons | 0 | 0 | 0 | 0 | 0 | 0 | 0
NJ Non-HEDD CT NGas Units - Nox Rate Annual v5.12, Unit 916 and retrofits | 846 | 2455 | Rate Constraint in lbs/MWh | FALSE | L | Annual | Allowances Withdrawn (n:1) | Thousand Tons | 0 | 0 | 0 | 0 | 0 | 0 | 0
NJ Non-HEDD CT NGas Units - Nox Rate Annual v5.12, Unit 916 and retrofits | 846 | 2455 | Rate Constraint in lbs/MWh | FALSE | L | Annual | Net Emissions Allowance Position | Thousand Tons | 0 | 0 | 0 | 0 | 0 | 0 | 0
NJ Non-HEDD CT NGas Units - Nox Rate Annual v5.12, Unit 916 and retrofits | 846 | 2455 | Rate Constraint in lbs/MWh | FALSE | L | Annual | Fuel Consumed | TBtu | 0 | 0 | 0 | 0 | 0 | 0 | 0
NJ Non-HEDD CT NGas Units - Nox Rate Annual v5.12, Unit 916 and retrofits | 846 | 2455 | Rate Constraint in lbs/MWh | FALSE | L | Annual | Rate | lb/MMBtu | 0 | 0 | 0 | 0 | 0 | 0 | 0
NJ Non-HEDD CT NGas Units - Nox Rate Annual v5.12, Unit 916 and retrofits | 846 | 2455 | Rate Constraint in lbs/MWh | FALSE | L | Annual | Generation | TWh | 0 | 0 | 0 | 0 | 0 | 0 | 0
NJ Non-HEDD CT NGas Units - Nox Rate Annual v5.12, Unit 916 and retrofits | 846 | 2455 | Rate Constraint in lbs/MWh | FALSE | L | Annual | Qualifying Generation | TWh | 0 | 0 | 0 | 0 | 0 | 0 | 0
NJ Non-HEDD CT NGas Units - Nox Rate Annual v5.12, Unit 916 and retrofits | 846 | 2455 | Rate Constraint in lbs/MWh | FALSE | L | Annual | Constraint Shadow Price | US2011$/Ton | 89011.9274 | 82907.0996 | 54931.3729 | 143627.9667 | 195665.4523 | 0 | 0
NJ Non-HEDD CT NGas Units - Nox Rate Annual v5.12, Unit 917 and retrofits | 847 | 2455 | Rate Constraint in lbs/MWh | FALSE | L | Annual | Seasons Included | Seasons | Winter, Summer | Winter, Summer | Winter, Summer | Winter, Summer | Winter, Summer | Winter, Summer | Winter, Summer
NJ Non-HEDD CT NGas Units - Nox Rate Annual v5.12, Unit 917 and retrofits | 847 | 2455 | Rate Constraint in lbs/MWh | FALSE | L | Annual | Standard | lb/MWh | 2.2 | 2.2 | 2.2 | 2.2 | 2.2 | 2.2 | 2.2
NJ Non-HEDD CT NGas Units - Nox Rate Annual v5.12, Unit 917 and retrofits | 847 | 2455 | Rate Constraint in lbs/MWh | FALSE | L | Annual | Emissions at Affected Plants NOX | Thousand Tons | 0.010058 | 0.0033465 | 0.0033465 | 0.0033465 | 0.0056973 | 0.0033465 | 0.0033465
NJ Non-HEDD CT NGas Units - Nox Rate Annual v5.12, Unit 917 and retrofits | 847 | 2455 | Rate Constraint in lbs/MWh | FALSE | L | Annual | Allowances Purchased NOX | Thousand Tons | 0 | 0 | 0 | 0 | 0 | 0 | 0
NJ Non-HEDD CT NGas Units - Nox Rate Annual v5.12, Unit 917 and retrofits | 847 | 2455 | Rate Constraint in lbs/MWh | FALSE | L | Annual | Allowances Sold NOX | Thousand Tons | 0 | 0 | 0 | 0 | 0 | 0 | 0
NJ Non-HEDD CT NGas Units - Nox Rate Annual v5.12, Unit 917 and retrofits | 847 | 2455 | Rate Constraint in lbs/MWh | FALSE | L | Annual | Allowances Banked | Thousand Tons | 0 | 0 | 0 | 0 | 0 | 0 | 0
NJ Non-HEDD CT NGas Units - Nox Rate Annual v5.12, Unit 917 and retrofits | 847 | 2455 | Rate Constraint in lbs/MWh | FALSE | L | Annual | Allowances Withdrawn (1:1) | Thousand Tons | 0 | 0 | 0 | 0 | 0 | 0 | 0
NJ Non-HEDD CT NGas Units - Nox Rate Annual v5.12, Unit 917 and retrofits | 847 | 2455 | Rate Constraint in lbs/MWh | FALSE | L | Annual | Allowances Withdrawn (n:1) | Thousand Tons | 0 | 0 | 0 | 0 | 0 | 0 | 0
NJ Non-HEDD CT NGas Units - Nox Rate Annual v5.12, Unit 917 and retrofits | 847 | 2455 | Rate Constraint in lbs/MWh | FALSE | L | Annual | Net Emissions Allowance Position | Thousand Tons | 0.010058 | 0.0033465 | 0.0033465 | 0.0033465 | 0.0056973 | 0.0033465 | 0.0033465
NJ Non-HEDD CT NGas Units - Nox Rate Annual v5.12, Unit 917 and retrofits | 847 | 2455 | Rate Constraint in lbs/MWh | FALSE | L | Annual | Fuel Consumed | TBtu | 0.23394 | 0.077839 | 0.077839 | 0.077839 | 0.13252 | 0.077839 | 0.077839
NJ Non-HEDD CT NGas Units - Nox Rate Annual v5.12, Unit 917 and retrofits | 847 | 2455 | Rate Constraint in lbs/MWh | FALSE | L | Annual | Rate | lb/MMBtu | 0.085986 | 0.085986 | 0.085986 | 0.085986 | 0.085986 | 0.085986 | 0.085986
NJ Non-HEDD CT NGas Units - Nox Rate Annual v5.12, Unit 917 and retrofits | 847 | 2455 | Rate Constraint in lbs/MWh | FALSE | L | Annual | Generation | TWh | 0.021772 | 0.0072442 | 0.0072442 | 0.0072442 | 0.012333 | 0.0072442 | 0.0072442
NJ Non-HEDD CT NGas Units - Nox Rate Annual v5.12, Unit 917 and retrofits | 847 | 2455 | Rate Constraint in lbs/MWh | FALSE | L | Annual | Qualifying Generation | TWh | 0.021772 | 0.0072442 | 0.0072442 | 0.0072442 | 0.012333 | 0.0072442 | 0.0072442
NJ Non-HEDD CT NGas Units - Nox Rate Annual v5.12, Unit 917 and retrofits | 847 | 2455 | Rate Constraint in lbs/MWh | FALSE | L | Annual | Constraint Shadow Price | US2011$/Ton | 0 | 0 | 0 | 0 | 0 | 0 | 0
NJ Non-HEDD CT NGas Units - Nox Rate Annual v5.12, Unit 918 and retrofits | 848 | 2455 | Rate Constraint in lbs/MWh | FALSE | L | Annual | Seasons Included | Seasons | Winter, Summer | Winter, Summer | Winter, Summer | Winter, Summer | Winter, Summer | Winter, Summer | Winter, Summer
NJ Non-HEDD CT NGas Units - Nox Rate Annual v5.12, Unit 918 and retrofits | 848 | 2455 | Rate Constraint in lbs/MWh | FALSE | L | Annual | Standard | lb/MWh | 2.2 | 2.2 | 2.2 | 2.2 | 2.2 | 2.2 | 2.2
NJ Non-HEDD CT NGas Units - Nox Rate Annual v5.12, Unit 918 and retrofits | 848 | 2455 | Rate Constraint in lbs/MWh | FALSE | L | Annual | Emissions at Affected Plants NOX | Thousand Tons | 0.0099865 | 0.0033228 | 0.0033228 | 0.0033228 | 0.0033228 | 0.0033228 | 0.0033228
NJ Non-HEDD CT NGas Units - Nox Rate Annual v5.12, Unit 918 and retrofits | 848 | 2455 | Rate Constraint in lbs/MWh | FALSE | L | Annual | Allowances Purchased NOX | Thousand Tons | 0 | 0 | 0 | 0 | 0 | 0 | 0
NJ Non-HEDD CT NGas Units - Nox Rate Annual v5.12, Unit 918 and retrofits | 848 | 2455 | Rate Constraint in lbs/MWh | FALSE | L | Annual | Allowances Sold NOX | Thousand Tons | 0 | 0 | 0 | 0 | 0 | 0 | 0
NJ Non-HEDD CT NGas Units - Nox Rate Annual v5.12, Unit 918 and retrofits | 848 | 2455 | Rate Constraint in lbs/MWh | FALSE | L | Annual | Allowances Banked | Thousand Tons | 0 | 0 | 0 | 0 | 0 | 0 | 0
NJ Non-HEDD CT NGas Units - Nox Rate Annual v5.12, Unit 918 and retrofits | 848 | 2455 | Rate Constraint in lbs/MWh | FALSE | L | Annual | Allowances Withdrawn (1:1) | Thousand Tons | 0 | 0 | 0 | 0 | 0 | 0 | 0
NJ Non-HEDD CT NGas Units - Nox Rate Annual v5.12, Unit 918 and retrofits | 848 | 2455 | Rate Constraint in lbs/MWh | FALSE | L | Annual | Allowances Withdrawn (n:1) | Thousand Tons | 0 | 0 | 0 | 0 | 0 | 0 | 0
NJ Non-HEDD CT NGas Units - Nox Rate Annual v5.12, Unit 918 and retrofits | 848 | 2455 | Rate Constraint in lbs/MWh | FALSE | L | Annual | Net Emissions Allowance Position | Thousand Tons | 0.0099865 | 0.0033228 | 0.0033228 | 0.0033228 | 0.0033228 | 0.0033228 | 0.0033228
NJ Non-HEDD CT NGas Units - Nox Rate Annual v5.12, Unit 918 and retrofits | 848 | 2455 | Rate Constraint in lbs/MWh | FALSE | L | Annual | Fuel Consumed | TBtu | 0.22543 | 0.075008 | 0.075008 | 0.075008 | 0.075008 | 0.075008 | 0.075008
NJ Non-HEDD CT NGas Units - Nox Rate Annual v5.12, Unit 918 and retrofits | 848 | 2455 | Rate Constraint in lbs/MWh | FALSE | L | Annual | Rate | lb/MMBtu | 0.088598 | 0.088598 | 0.088598 | 0.088598 | 0.088598 | 0.088598 | 0.088598
NJ Non-HEDD CT NGas Units - Nox Rate Annual v5.12, Unit 918 and retrofits | 848 | 2455 | Rate Constraint in lbs/MWh | FALSE | L | Annual | Generation | TWh | 0.02098 | 0.0069807 | 0.0069807 | 0.0069807 | 0.0069807 | 0.0069807 | 0.0069807
NJ Non-HEDD CT NGas Units - Nox Rate Annual v5.12, Unit 918 and retrofits | 848 | 2455 | Rate Constraint in lbs/MWh | FALSE | L | Annual | Qualifying Generation | TWh | 0.02098 | 0.0069807 | 0.0069807 | 0.0069807 | 0.0069807 | 0.0069807 | 0.0069807
NJ Non-HEDD CT NGas Units - Nox Rate Annual v5.12, Unit 918 and retrofits | 848 | 2455 | Rate Constraint in lbs/MWh | FALSE | L | Annual | Constraint Shadow Price | US2011$/Ton | 0 | 0 | 0 | 0 | 0 | 0 | 0
NJ Non-HEDD CT NGas Units - Nox Rate Annual v5.12, Unit 919 and retrofits | 849 | 2455 | Rate Constraint in lbs/MWh | FALSE | L | Annual | Seasons Included | Seasons | Winter, Summer | Winter, Summer | Winter, Summer | Winter, Summer | Winter, Summer | Winter, Summer | Winter, Summer
NJ Non-HEDD CT NGas Units - Nox Rate Annual v5.12, Unit 919 and retrofits | 849 | 2455 | Rate Constraint in lbs/MWh | FALSE | L | Annual | Standard | lb/MWh | 2.2 | 2.2 | 2.2 | 2.2 | 2.2 | 2.2 | 2.2
NJ Non-HEDD CT NGas Units - Nox Rate Annual v5.12, Unit 919 and retrofits | 849 | 2455 | Rate Constraint in lbs/MWh | FALSE | L | Annual | Emissions at Affected Plants NOX | Thousand Tons | 0.0097113 | 0.0032312 | 0.0032312 | 0.0032312 | 0.0097113 | 0.0032312 | 0.0032312
NJ Non-HEDD CT NGas Units - Nox Rate Annual v5.12, Unit 919 and retrofits | 849 | 2455 | Rate Constraint in lbs/MWh | FALSE | L | Annual | Allowances Purchased NOX | Thousand Tons | 0 | 0 | 0 | 0 | 0 | 0 | 0
NJ Non-HEDD CT NGas Units - Nox Rate Annual v5.12, Unit 919 and retrofits | 849 | 2455 | Rate Constraint in lbs/MWh | FALSE | L | Annual | Allowances Sold NOX | Thousand Tons | 0 | 0 | 0 | 0 | 0 | 0 | 0
NJ Non-HEDD CT NGas Units - Nox Rate Annual v5.12, Unit 919 and retrofits | 849 | 2455 | Rate Constraint in lbs/MWh | FALSE | L | Annual | Allowances Banked | Thousand Tons | 0 | 0 | 0 | 0 | 0 | 0 | 0
NJ Non-HEDD CT NGas Units - Nox Rate Annual v5.12, Unit 919 and retrofits | 849 | 2455 | Rate Constraint in lbs/MWh | FALSE | L | Annual | Allowances Withdrawn (1:1) | Thousand Tons | 0 | 0 | 0 | 0 | 0 | 0 | 0
NJ Non-HEDD CT NGas Units - Nox Rate Annual v5.12, Unit 919 and retrofits | 849 | 2455 | Rate Constraint in lbs/MWh | FALSE | L | Annual | Allowances Withdrawn (n:1) | Thousand Tons | 0 | 0 | 0 | 0 | 0 | 0 | 0
NJ Non-HEDD CT NGas Units - Nox Rate Annual v5.12, Unit 919 and retrofits | 849 | 2455 | Rate Constraint in lbs/MWh | FALSE | L | Annual | Net Emissions Allowance Position | Thousand Tons | 0.0097113 | 0.0032312 | 0.0032312 | 0.0032312 | 0.0097113 | 0.0032312 | 0.0032312
NJ Non-HEDD CT NGas Units - Nox Rate Annual v5.12, Unit 919 and retrofits | 849 | 2455 | Rate Constraint in lbs/MWh | FALSE | L | Annual | Fuel Consumed | TBtu | 0.22437 | 0.074654 | 0.074654 | 0.074654 | 0.22437 | 0.074654 | 0.074654
NJ Non-HEDD CT NGas Units - Nox Rate Annual v5.12, Unit 919 and retrofits | 849 | 2455 | Rate Constraint in lbs/MWh | FALSE | L | Annual | Rate | lb/MMBtu | 0.086565 | 0.086565 | 0.086565 | 0.086565 | 0.086565 | 0.086565 | 0.086565
NJ Non-HEDD CT NGas Units - Nox Rate Annual v5.12, Unit 919 and retrofits | 849 | 2455 | Rate Constraint in lbs/MWh | FALSE | L | Annual | Generation | TWh | 0.020881 | 0.0069478 | 0.0069478 | 0.0069478 | 0.020881 | 0.0069478 | 0.0069478
NJ Non-HEDD CT NGas Units - Nox Rate Annual v5.12, Unit 919 and retrofits | 849 | 2455 | Rate Constraint in lbs/MWh | FALSE | L | Annual | Qualifying Generation | TWh | 0.020881 | 0.0069478 | 0.0069478 | 0.0069478 | 0.020881 | 0.0069478 | 0.0069478
NJ Non-HEDD CT NGas Units - Nox Rate Annual v5.12, Unit 919 and retrofits | 849 | 2455 | Rate Constraint in lbs/MWh | FALSE | L | Annual | Constraint Shadow Price | US2011$/Ton | 0 | 0 | 0 | 0 | 0 | 0 | 0
NJ Non-HEDD CT NGas Units - Nox Rate Annual v5.12, Unit 920 and retrofits | 850 | 2455 | Rate Constraint in lbs/MWh | FALSE | L | Annual | Seasons Included | Seasons | Winter, Summer | Winter, Summer | Winter, Summer | Winter, Summer | Winter, Summer | Winter, Summer | Winter, Summer
NJ Non-HEDD CT NGas Units - Nox Rate Annual v5.12, Unit 920 and retrofits | 850 | 2455 | Rate Constraint in lbs/MWh | FALSE | L | Annual | Standard | lb/MWh | 2.2 | 2.2 | 2.2 | 2.2 | 2.2 | 2.2 | 2.2
NJ Non-HEDD CT NGas Units - Nox Rate Annual v5.12, Unit 920 and retrofits | 850 | 2455 | Rate Constraint in lbs/MWh | FALSE | L | Annual | Emissions at Affected Plants NOX | Thousand Tons | 0.010387 | 0.003456 | 0.003456 | 0.003456 | 0.010387 | 0.003456 | 0.003456
NJ Non-HEDD CT NGas Units - Nox Rate Annual v5.12, Unit 920 and retrofits | 850 | 2455 | Rate Constraint in lbs/MWh | FALSE | L | Annual | Allowances Purchased NOX | Thousand Tons | 0 | 0 | 0 | 0 | 0 | 0 | 0
NJ Non-HEDD CT NGas Units - Nox Rate Annual v5.12, Unit 920 and retrofits | 850 | 2455 | Rate Constraint in lbs/MWh | FALSE | L | Annual | Allowances Sold NOX | Thousand Tons | 0 | 0 | 0 | 0 | 0 | 0 | 0
NJ Non-HEDD CT NGas Units - Nox Rate Annual v5.12, Unit 920 and retrofits | 850 | 2455 | Rate Constraint in lbs/MWh | FALSE | L | Annual | Allowances Banked | Thousand Tons | 0 | 0 | 0 | 0 | 0 | 0 | 0
NJ Non-HEDD CT NGas Units - Nox Rate Annual v5.12, Unit 920 and retrofits | 850 | 2455 | Rate Constraint in lbs/MWh | FALSE | L | Annual | Allowances Withdrawn (1:1) | Thousand Tons | 0 | 0 | 0 | 0 | 0 | 0 | 0
NJ Non-HEDD CT NGas Units - Nox Rate Annual v5.12, Unit 920 and retrofits | 850 | 2455 | Rate Constraint in lbs/MWh | FALSE | L | Annual | Allowances Withdrawn (n:1) | Thousand Tons | 0 | 0 | 0 | 0 | 0 | 0 | 0
NJ Non-HEDD CT NGas Units - Nox Rate Annual v5.12, Unit 920 and retrofits | 850 | 2455 | Rate Constraint in lbs/MWh | FALSE | L | Annual | Net Emissions Allowance Position | Thousand Tons | 0.010387 | 0.003456 | 0.003456 | 0.003456 | 0.010387 | 0.003456 | 0.003456
NJ Non-HEDD CT NGas Units - Nox Rate Annual v5.12, Unit 920 and retrofits | 850 | 2455 | Rate Constraint in lbs/MWh | FALSE | L | Annual | Fuel Consumed | TBtu | 0.23075 | 0.076777 | 0.076777 | 0.076777 | 0.23075 | 0.076777 | 0.076777
NJ Non-HEDD CT NGas Units - Nox Rate Annual v5.12, Unit 920 and retrofits | 850 | 2455 | Rate Constraint in lbs/MWh | FALSE | L | Annual | Rate | lb/MMBtu | 0.090027 | 0.090027 | 0.090027 | 0.090027 | 0.090027 | 0.090027 | 0.090027
NJ Non-HEDD CT NGas Units - Nox Rate Annual v5.12, Unit 920 and retrofits | 850 | 2455 | Rate Constraint in lbs/MWh | FALSE | L | Annual | Generation | TWh | 0.021475 | 0.0071454 | 0.0071454 | 0.0071454 | 0.021475 | 0.0071454 | 0.0071454
NJ Non-HEDD CT NGas Units - Nox Rate Annual v5.12, Unit 920 and retrofits | 850 | 2455 | Rate Constraint in lbs/MWh | FALSE | L | Annual | Qualifying Generation | TWh | 0.021475 | 0.0071454 | 0.0071454 | 0.0071454 | 0.021475 | 0.0071454 | 0.0071454
NJ Non-HEDD CT NGas Units - Nox Rate Annual v5.12, Unit 920 and retrofits | 850 | 2455 | Rate Constraint in lbs/MWh | FALSE | L | Annual | Constraint Shadow Price | US2011$/Ton | 0 | 0 | 0 | 0 | 0 | 0 | 0
NJ Non-HEDD CT NGas Units - Nox Rate Annual v5.12, Unit 921 and retrofits | 851 | 2455 | Rate Constraint in lbs/MWh | FALSE | L | Annual | Seasons Included | Seasons | Winter, Summer | Winter, Summer | Winter, Summer | Winter, Summer | Winter, Summer | Winter, Summer | Winter, Summer
NJ Non-HEDD CT NGas Units - Nox Rate Annual v5.12, Unit 921 and retrofits | 851 | 2455 | Rate Constraint in lbs/MWh | FALSE | L | Annual | Standard | lb/MWh | 2.2 | 2.2 | 2.2 | 2.2 | 2.2 | 2.2 | 2.2
NJ Non-HEDD CT NGas Units - Nox Rate Annual v5.12, Unit 921 and retrofits | 851 | 2455 | Rate Constraint in lbs/MWh | FALSE | L | Annual | Emissions at Affected Plants NOX | Thousand Tons | 0.011987 | 0.011987 | 0.0043915 | 0.0023581 | 0.011987 | 0.011987 | 0.011987
NJ Non-HEDD CT NGas Units - Nox Rate Annual v5.12, Unit 921 and retrofits | 851 | 2455 | Rate Constraint in lbs/MWh | FALSE | L | Annual | Allowances Purchased NOX | Thousand Tons | 0 | 0 | 0 | 0 | 0 | 0 | 0
NJ Non-HEDD CT NGas Units - Nox Rate Annual v5.12, Unit 921 and retrofits | 851 | 2455 | Rate Constraint in lbs/MWh | FALSE | L | Annual | Allowances Sold NOX | Thousand Tons | 0 | 0 | 0 | 0 | 0 | 0 | 0
NJ Non-HEDD CT NGas Units - Nox Rate Annual v5.12, Unit 921 and retrofits | 851 | 2455 | Rate Constraint in lbs/MWh | FALSE | L | Annual | Allowances Banked | Thousand Tons | 0 | 0 | 0 | 0 | 0 | 0 | 0
NJ Non-HEDD CT NGas Units - Nox Rate Annual v5.12, Unit 921 and retrofits | 851 | 2455 | Rate Constraint in lbs/MWh | FALSE | L | Annual | Allowances Withdrawn (1:1) | Thousand Tons | 0 | 0 | 0 | 0 | 0 | 0 | 0
NJ Non-HEDD CT NGas Units - Nox Rate Annual v5.12, Unit 921 and retrofits | 851 | 2455 | Rate Constraint in lbs/MWh | FALSE | L | Annual | Allowances Withdrawn (n:1) | Thousand Tons | 0 | 0 | 0 | 0 | 0 | 0 | 0
NJ Non-HEDD CT NGas Units - Nox Rate Annual v5.12, Unit 921 and retrofits | 851 | 2455 | Rate Constraint in lbs/MWh | FALSE | L | Annual | Net Emissions Allowance Position | Thousand Tons | 0.011987 | 0.011987 | 0.0043915 | 0.0023581 | 0.011987 | 0.011987 | 0.011987
NJ Non-HEDD CT NGas Units - Nox Rate Annual v5.12, Unit 921 and retrofits | 851 | 2455 | Rate Constraint in lbs/MWh | FALSE | L | Annual | Fuel Consumed | TBtu | 0.17645 | 0.17645 | 0.064642 | 0.034711 | 0.17645 | 0.17645 | 0.17645
NJ Non-HEDD CT NGas Units - Nox Rate Annual v5.12, Unit 921 and retrofits | 851 | 2455 | Rate Constraint in lbs/MWh | FALSE | L | Annual | Rate | lb/MMBtu | 0.13587 | 0.13587 | 0.13587 | 0.13587 | 0.13587 | 0.13587 | 0.13587
NJ Non-HEDD CT NGas Units - Nox Rate Annual v5.12, Unit 921 and retrofits | 851 | 2455 | Rate Constraint in lbs/MWh | FALSE | L | Annual | Generation | TWh | 0.014065 | 0.014065 | 0.0051528 | 0.0027669 | 0.014065 | 0.014065 | 0.014065
NJ Non-HEDD CT NGas Units - Nox Rate Annual v5.12, Unit 921 and retrofits | 851 | 2455 | Rate Constraint in lbs/MWh | FALSE | L | Annual | Qualifying Generation | TWh | 0.014065 | 0.014065 | 0.0051528 | 0.0027669 | 0.014065 | 0.014065 | 0.014065
NJ Non-HEDD CT NGas Units - Nox Rate Annual v5.12, Unit 921 and retrofits | 851 | 2455 | Rate Constraint in lbs/MWh | FALSE | L | Annual | Constraint Shadow Price | US2011$/Ton | 0 | 0 | 0 | 0 | 0 | 0 | 0
NJ Non-HEDD CT NGas Units - Nox Rate Annual v5.12, Unit 922 and retrofits | 852 | 2455 | Rate Constraint in lbs/MWh | FALSE | L | Annual | Seasons Included | Seasons | Winter, Summer | Winter, Summer | Winter, Summer | Winter, Summer | Winter, Summer | Winter, Summer | Winter, Summer
NJ Non-HEDD CT NGas Units - Nox Rate Annual v5.12, Unit 922 and retrofits | 852 | 2455 | Rate Constraint in lbs/MWh | FALSE | L | Annual | Standard | lb/MWh | 2.2 | 2.2 | 2.2 | 2.2 | 2.2 | 2.2 | 2.2
NJ Non-HEDD CT NGas Units - Nox Rate Annual v5.12, Unit 922 and retrofits | 852 | 2455 | Rate Constraint in lbs/MWh | FALSE | L | Annual | Emissions at Affected Plants NOX | Thousand Tons | 0.0050992 | 0.0050992 | 0.0050992 | 0.0050992 | 0.0050992 | 0 | 0
NJ Non-HEDD CT NGas Units - Nox Rate Annual v5.12, Unit 922 and retrofits | 852 | 2455 | Rate Constraint in lbs/MWh | FALSE | L | Annual | Allowances Purchased NOX | Thousand Tons | 0 | 0 | 0 | 0 | 0 | 0 | 0
NJ Non-HEDD CT NGas Units - Nox Rate Annual v5.12, Unit 922 and retrofits | 852 | 2455 | Rate Constraint in lbs/MWh | FALSE | L | Annual | Allowances Sold NOX | Thousand Tons | 0 | 0 | 0 | 0 | 0 | 0 | 0
NJ Non-HEDD CT NGas Units - Nox Rate Annual v5.12, Unit 922 and retrofits | 852 | 2455 | Rate Constraint in lbs/MWh | FALSE | L | Annual | Allowances Banked | Thousand Tons | 0 | 0 | 0 | 0 | 0 | 0 | 0
NJ Non-HEDD CT NGas Units - Nox Rate Annual v5.12, Unit 922 and retrofits | 852 | 2455 | Rate Constraint in lbs/MWh | FALSE | L | Annual | Allowances Withdrawn (1:1) | Thousand Tons | 0 | 0 | 0 | 0 | 0 | 0 | 0
NJ Non-HEDD CT NGas Units - Nox Rate Annual v5.12, Unit 922 and retrofits | 852 | 2455 | Rate Constraint in lbs/MWh | FALSE | L | Annual | Allowances Withdrawn (n:1) | Thousand Tons | 0 | 0 | 0 | 0 | 0 | 0 | 0
NJ Non-HEDD CT NGas Units - Nox Rate Annual v5.12, Unit 922 and retrofits | 852 | 2455 | Rate Constraint in lbs/MWh | FALSE | L | Annual | Net Emissions Allowance Position | Thousand Tons | 0.0050992 | 0.0050992 | 0.0050992 | 0.0050992 | 0.0050992 | 0 | 0
NJ Non-HEDD CT NGas Units - Nox Rate Annual v5.12, Unit 922 and retrofits | 852 | 2455 | Rate Constraint in lbs/MWh | FALSE | L | Annual | Fuel Consumed | TBtu | 0.093509 | 0.093509 | 0.093509 | 0.093509 | 0.093509 | 0 | 0
NJ Non-HEDD CT NGas Units - Nox Rate Annual v5.12, Unit 922 and retrofits | 852 | 2455 | Rate Constraint in lbs/MWh | FALSE | L | Annual | Rate | lb/MMBtu | 0.10906 | 0.10906 | 0.10906 | 0.10906 | 0.10906 | 0 | 0
NJ Non-HEDD CT NGas Units - Nox Rate Annual v5.12, Unit 922 and retrofits | 852 | 2455 | Rate Constraint in lbs/MWh | FALSE | L | Annual | Generation | TWh | 0.0050005 | 0.0050005 | 0.0050005 | 0.0050005 | 0.0050005 | 0 | 0
NJ Non-HEDD CT NGas Units - Nox Rate Annual v5.12, Unit 922 and retrofits | 852 | 2455 | Rate Constraint in lbs/MWh | FALSE | L | Annual | Qualifying Generation | TWh | 0.0050005 | 0.0050005 | 0.0050005 | 0.0050005 | 0.0050005 | 0 | 0
NJ Non-HEDD CT NGas Units - Nox Rate Annual v5.12, Unit 922 and retrofits | 852 | 2455 | Rate Constraint in lbs/MWh | FALSE | L | Annual | Constraint Shadow Price | US2011$/Ton | 0 | 0 | 0 | 0 | 0 | 0 | 0
NJ Non-HEDD CT NGas Units - Nox Rate Annual v5.12, Unit 923 and retrofits | 853 | 2455 | Rate Constraint in lbs/MWh | FALSE | L | Annual | Seasons Included | Seasons | Winter, Summer | Winter, Summer | Winter, Summer | Winter, Summer | Winter, Summer | Winter, Summer | Winter, Summer
NJ Non-HEDD CT NGas Units - Nox Rate Annual v5.12, Unit 923 and retrofits | 853 | 2455 | Rate Constraint in lbs/MWh | FALSE | L | Annual | Standard | lb/MWh | 2.2 | 2.2 | 2.2 | 2.2 | 2.2 | 2.2 | 2.2
NJ Non-HEDD CT NGas Units - Nox Rate Annual v5.12, Unit 923 and retrofits | 853 | 2455 | Rate Constraint in lbs/MWh | FALSE | L | Annual | Emissions at Affected Plants NOX | Thousand Tons | 0.0037514 | 0.0037514 | 0.0037514 | 0.0037514 | 0.0037514 | 0.0037514 | 0.0037514
NJ Non-HEDD CT NGas Units - Nox Rate Annual v5.12, Unit 923 and retrofits | 853 | 2455 | Rate Constraint in lbs/MWh | FALSE | L | Annual | Allowances Purchased NOX | Thousand Tons | 0 | 0 | 0 | 0 | 0 | 0 | 0
NJ Non-HEDD CT NGas Units - Nox Rate Annual v5.12, Unit 923 and retrofits | 853 | 2455 | Rate Constraint in lbs/MWh | FALSE | L | Annual | Allowances Sold NOX | Thousand Tons | 0 | 0 | 0 | 0 | 0 | 0 | 0
NJ Non-HEDD CT NGas Units - Nox Rate Annual v5.12, Unit 923 and retrofits | 853 | 2455 | Rate Constraint in lbs/MWh | FALSE | L | Annual | Allowances Banked | Thousand Tons | 0 | 0 | 0 | 0 | 0 | 0 | 0
NJ Non-HEDD CT NGas Units - Nox Rate Annual v5.12, Unit 923 and retrofits | 853 | 2455 | Rate Constraint in lbs/MWh | FALSE | L | Annual | Allowances Withdrawn (1:1) | Thousand Tons | 0 | 0 | 0 | 0 | 0 | 0 | 0
NJ Non-HEDD CT NGas Units - Nox Rate Annual v5.12, Unit 923 and retrofits | 853 | 2455 | Rate Constraint in lbs/MWh | FALSE | L | Annual | Allowances Withdrawn (n:1) | Thousand Tons | 0 | 0 | 0 | 0 | 0 | 0 | 0
NJ Non-HEDD CT NGas Units - Nox Rate Annual v5.12, Unit 923 and retrofits | 853 | 2455 | Rate Constraint in lbs/MWh | FALSE | L | Annual | Net Emissions Allowance Position | Thousand Tons | 0.0037514 | 0.0037514 | 0.0037514 | 0.0037514 | 0.0037514 | 0.0037514 | 0.0037514
NJ Non-HEDD CT NGas Units - Nox Rate Annual v5.12, Unit 923 and retrofits | 853 | 2455 | Rate Constraint in lbs/MWh | FALSE | L | Annual | Fuel Consumed | TBtu | 0.081115 | 0.081115 | 0.081115 | 0.081115 | 0.081115 | 0.081115 | 0.081115
NJ Non-HEDD CT NGas Units - Nox Rate Annual v5.12, Unit 923 and retrofits | 853 | 2455 | Rate Constraint in lbs/MWh | FALSE | L | Annual | Rate | lb/MMBtu | 0.092495 | 0.092495 | 0.092495 | 0.092495 | 0.092495 | 0.092495 | 0.092495
NJ Non-HEDD CT NGas Units - Nox Rate Annual v5.12, Unit 923 and retrofits | 853 | 2455 | Rate Constraint in lbs/MWh | FALSE | L | Annual | Generation | TWh | 0.0074747 | 0.0074747 | 0.0074747 | 0.0074747 | 0.0074747 | 0.0074747 | 0.0074747
NJ Non-HEDD CT NGas Units - Nox Rate Annual v5.12, Unit 923 and retrofits | 853 | 2455 | Rate Constraint in lbs/MWh | FALSE | L | Annual | Qualifying Generation | TWh | 0.0074747 | 0.0074747 | 0.0074747 | 0.0074747 | 0.0074747 | 0.0074747 | 0.0074747
NJ Non-HEDD CT NGas Units - Nox Rate Annual v5.12, Unit 923 and retrofits | 853 | 2455 | Rate Constraint in lbs/MWh | FALSE | L | Annual | Constraint Shadow Price | US2011$/Ton | 0 | 0 | 0 | 0 | 0 | 0 | 0
NJ Non-HEDD CT NGas Units - Nox Rate Annual v5.12, Unit 924 and retrofits | 854 | 2455 | Rate Constraint in lbs/MWh | FALSE | L | Annual | Seasons Included | Seasons | Winter, Summer | Winter, Summer | Winter, Summer | Winter, Summer | Winter, Summer | Winter, Summer | Winter, Summer
NJ Non-HEDD CT NGas Units - Nox Rate Annual v5.12, Unit 924 and retrofits | 854 | 2455 | Rate Constraint in lbs/MWh | FALSE | L | Annual | Standard | lb/MWh | 2.2 | 2.2 | 2.2 | 2.2 | 2.2 | 2.2 | 2.2
NJ Non-HEDD CT NGas Units - Nox Rate Annual v5.12, Unit 924 and retrofits | 854 | 2455 | Rate Constraint in lbs/MWh | FALSE | L | Annual | Emissions at Affected Plants NOX | Thousand Tons | 0.0036329 | 0.0036329 | 0.0036329 | 0.0036329 | 0.0036329 | 0.0036329 | 0.0036329
NJ Non-HEDD CT NGas Units - Nox Rate Annual v5.12, Unit 924 and retrofits | 854 | 2455 | Rate Constraint in lbs/MWh | FALSE | L | Annual | Allowances Purchased NOX | Thousand Tons | 0 | 0 | 0 | 0 | 0 | 0 | 0
NJ Non-HEDD CT NGas Units - Nox Rate Annual v5.12, Unit 924 and retrofits | 854 | 2455 | Rate Constraint in lbs/MWh | FALSE | L | Annual | Allowances Sold NOX | Thousand Tons | 0 | 0 | 0 | 0 | 0 | 0 | 0
NJ Non-HEDD CT NGas Units - Nox Rate Annual v5.12, Unit 924 and retrofits | 854 | 2455 | Rate Constraint in lbs/MWh | FALSE | L | Annual | Allowances Banked | Thousand Tons | 0 | 0 | 0 | 0 | 0 | 0 | 0
NJ Non-HEDD CT NGas Units - Nox Rate Annual v5.12, Unit 924 and retrofits | 854 | 2455 | Rate Constraint in lbs/MWh | FALSE | L | Annual | Allowances Withdrawn (1:1) | Thousand Tons | 0 | 0 | 0 | 0 | 0 | 0 | 0
NJ Non-HEDD CT NGas Units - Nox Rate Annual v5.12, Unit 924 and retrofits | 854 | 2455 | Rate Constraint in lbs/MWh | FALSE | L | Annual | Allowances Withdrawn (n:1) | Thousand Tons | 0 | 0 | 0 | 0 | 0 | 0 | 0
NJ Non-HEDD CT NGas Units - Nox Rate Annual v5.12, Unit 924 and retrofits | 854 | 2455 | Rate Constraint in lbs/MWh | FALSE | L | Annual | Net Emissions Allowance Position | Thousand Tons | 0.0036329 | 0.0036329 | 0.0036329 | 0.0036329 | 0.0036329 | 0.0036329 | 0.0036329
NJ Non-HEDD CT NGas Units - Nox Rate Annual v5.12, Unit 924 and retrofits | 854 | 2455 | Rate Constraint in lbs/MWh | FALSE | L | Annual | Fuel Consumed | TBtu | 0.079864 | 0.079864 | 0.079864 | 0.079864 | 0.079864 | 0.079864 | 0.079864
NJ Non-HEDD CT NGas Units - Nox Rate Annual v5.12, Unit 924 and retrofits | 854 | 2455 | Rate Constraint in lbs/MWh | FALSE | L | Annual | Rate | lb/MMBtu | 0.090976 | 0.090976 | 0.090976 | 0.090976 | 0.090976 | 0.090976 | 0.090976
NJ Non-HEDD CT NGas Units - Nox Rate Annual v5.12, Unit 924 and retrofits | 854 | 2455 | Rate Constraint in lbs/MWh | FALSE | L | Annual | Generation | TWh | 0.0073594 | 0.0073594 | 0.0073594 | 0.0073594 | 0.0073594 | 0.0073594 | 0.0073594
NJ Non-HEDD CT NGas Units - Nox Rate Annual v5.12, Unit 924 and retrofits | 854 | 2455 | Rate Constraint in lbs/MWh | FALSE | L | Annual | Qualifying Generation | TWh | 0.0073594 | 0.0073594 | 0.0073594 | 0.0073594 | 0.0073594 | 0.0073594 | 0.0073594
NJ Non-HEDD CT NGas Units - Nox Rate Annual v5.12, Unit 924 and retrofits | 854 | 2455 | Rate Constraint in lbs/MWh | FALSE | L | Annual | Constraint Shadow Price | US2011$/Ton | 0 | 0 | 0 | 0 | 0 | 0 | 0
NJ Non-HEDD CT NGas Units - Nox Rate Annual v5.12, Unit 925 and retrofits | 855 | 2455 | Rate Constraint in lbs/MWh | FALSE | L | Annual | Seasons Included | Seasons | Winter, Summer | Winter, Summer | Winter, Summer | Winter, Summer | Winter, Summer | Winter, Summer | Winter, Summer
NJ Non-HEDD CT NGas Units - Nox Rate Annual v5.12, Unit 925 and retrofits | 855 | 2455 | Rate Constraint in lbs/MWh | FALSE | L | Annual | Standard | lb/MWh | 2.2 | 2.2 | 2.2 | 2.2 | 2.2 | 2.2 | 2.2
NJ Non-HEDD CT NGas Units - Nox Rate Annual v5.12, Unit 925 and retrofits | 855 | 2455 | Rate Constraint in lbs/MWh | FALSE | L | Annual | Emissions at Affected Plants NOX | Thousand Tons | 0.0036254 | 0.0036254 | 0.0036254 | 0.0036254 | 0.0036254 | 0.0036254 | 0.0036254
NJ Non-HEDD CT NGas Units - Nox Rate Annual v5.12, Unit 925 and retrofits | 855 | 2455 | Rate Constraint in lbs/MWh | FALSE | L | Annual | Allowances Purchased NOX | Thousand Tons | 0 | 0 | 0 | 0 | 0 | 0 | 0
NJ Non-HEDD CT NGas Units - Nox Rate Annual v5.12, Unit 925 and retrofits | 855 | 2455 | Rate Constraint in lbs/MWh | FALSE | L | Annual | Allowances Sold NOX | Thousand Tons | 0 | 0 | 0 | 0 | 0 | 0 | 0
NJ Non-HEDD CT NGas Units - Nox Rate Annual v5.12, Unit 925 and retrofits | 855 | 2455 | Rate Constraint in lbs/MWh | FALSE | L | Annual | Allowances Banked | Thousand Tons | 0 | 0 | 0 | 0 | 0 | 0 | 0
NJ Non-HEDD CT NGas Units - Nox Rate Annual v5.12, Unit 925 and retrofits | 855 | 2455 | Rate Constraint in lbs/MWh | FALSE | L | Annual | Allowances Withdrawn (1:1) | Thousand Tons | 0 | 0 | 0 | 0 | 0 | 0 | 0
NJ Non-HEDD CT NGas Units - Nox Rate Annual v5.12, Unit 925 and retrofits | 855 | 2455 | Rate Constraint in lbs/MWh | FALSE | L | Annual | Allowances Withdrawn (n:1) | Thousand Tons | 0 | 0 | 0 | 0 | 0 | 0 | 0
NJ Non-HEDD CT NGas Units - Nox Rate Annual v5.12, Unit 925 and retrofits | 855 | 2455 | Rate Constraint in lbs/MWh | FALSE | L | Annual | Net Emissions Allowance Position | Thousand Tons | 0.0036254 | 0.0036254 | 0.0036254 | 0.0036254 | 0.0036254 | 0.0036254 | 0.0036254
NJ Non-HEDD CT NGas Units - Nox Rate Annual v5.12, Unit 925 and retrofits | 855 | 2455 | Rate Constraint in lbs/MWh | FALSE | L | Annual | Fuel Consumed | TBtu | 0.079507 | 0.079507 | 0.079507 | 0.079507 | 0.079507 | 0.079507 | 0.079507
NJ Non-HEDD CT NGas Units - Nox Rate Annual v5.12, Unit 925 and retrofits | 855 | 2455 | Rate Constraint in lbs/MWh | FALSE | L | Annual | Rate | lb/MMBtu | 0.091198 | 0.091198 | 0.091198 | 0.091198 | 0.091198 | 0.091198 | 0.091198
NJ Non-HEDD CT NGas Units - Nox Rate Annual v5.12, Unit 925 and retrofits | 855 | 2455 | Rate Constraint in lbs/MWh | FALSE | L | Annual | Generation | TWh | 0.0073265 | 0.0073265 | 0.0073265 | 0.0073265 | 0.0073265 | 0.0073265 | 0.0073265
NJ Non-HEDD CT NGas Units - Nox Rate Annual v5.12, Unit 925 and retrofits | 855 | 2455 | Rate Constraint in lbs/MWh | FALSE | L | Annual | Qualifying Generation | TWh | 0.0073265 | 0.0073265 | 0.0073265 | 0.0073265 | 0.0073265 | 0.0073265 | 0.0073265
NJ Non-HEDD CT NGas Units - Nox Rate Annual v5.12, Unit 925 and retrofits | 855 | 2455 | Rate Constraint in lbs/MWh | FALSE | L | Annual | Constraint Shadow Price | US2011$/Ton | 0 | 0 | 0 | 0 | 0 | 0 | 0
NJ Non-HEDD CT NGas Units - Nox Rate Annual v5.12, Unit 926 and retrofits | 856 | 2455 | Rate Constraint in lbs/MWh | FALSE | L | Annual | Seasons Included | Seasons | Winter, Summer | Winter, Summer | Winter, Summer | Winter, Summer | Winter, Summer | Winter, Summer | Winter, Summer
NJ Non-HEDD CT NGas Units - Nox Rate Annual v5.12, Unit 926 and retrofits | 856 | 2455 | Rate Constraint in lbs/MWh | FALSE | L | Annual | Standard | lb/MWh | 2.2 | 2.2 | 2.2 | 2.2 | 2.2 | 2.2 | 2.2
NJ Non-HEDD CT NGas Units - Nox Rate Annual v5.12, Unit 926 and retrofits | 856 | 2455 | Rate Constraint in lbs/MWh | FALSE | L | Annual | Emissions at Affected Plants NOX | Thousand Tons | 0.0037972 | 0.0037972 | 0.0037972 | 0.0037972 | 0.0037972 | 0.0037972 | 0.0037972
NJ Non-HEDD CT NGas Units - Nox Rate Annual v5.12, Unit 926 and retrofits | 856 | 2455 | Rate Constraint in lbs/MWh | FALSE | L | Annual | Allowances Purchased NOX | Thousand Tons | 0 | 0 | 0 | 0 | 0 | 0 | 0
NJ Non-HEDD CT NGas Units - Nox Rate Annual v5.12, Unit 926 and retrofits | 856 | 2455 | Rate Constraint in lbs/MWh | FALSE | L | Annual | Allowances Sold NOX | Thousand Tons | 0 | 0 | 0 | 0 | 0 | 0 | 0
NJ Non-HEDD CT NGas Units - Nox Rate Annual v5.12, Unit 926 and retrofits | 856 | 2455 | Rate Constraint in lbs/MWh | FALSE | L | Annual | Allowances Banked | Thousand Tons | 0 | 0 | 0 | 0 | 0 | 0 | 0
NJ Non-HEDD CT NGas Units - Nox Rate Annual v5.12, Unit 926 and retrofits | 856 | 2455 | Rate Constraint in lbs/MWh | FALSE | L | Annual | Allowances Withdrawn (1:1) | Thousand Tons | 0 | 0 | 0 | 0 | 0 | 0 | 0
NJ Non-HEDD CT NGas Units - Nox Rate Annual v5.12, Unit 926 and retrofits | 856 | 2455 | Rate Constraint in lbs/MWh | FALSE | L | Annual | Allowances Withdrawn (n:1) | Thousand Tons | 0 | 0 | 0 | 0 | 0 | 0 | 0
NJ Non-HEDD CT NGas Units - Nox Rate Annual v5.12, Unit 926 and retrofits | 856 | 2455 | Rate Constraint in lbs/MWh | FALSE | L | Annual | Net Emissions Allowance Position | Thousand Tons | 0.0037972 | 0.0037972 | 0.0037972 | 0.0037972 | 0.0037972 | 0.0037972 | 0.0037972
NJ Non-HEDD CT NGas Units - Nox Rate Annual v5.12, Unit 926 and retrofits | 856 | 2455 | Rate Constraint in lbs/MWh | FALSE | L | Annual | Fuel Consumed | TBtu | 0.081115 | 0.081115 | 0.081115 | 0.081115 | 0.081115 | 0.081115 | 0.081115
NJ Non-HEDD CT NGas Units - Nox Rate Annual v5.12, Unit 926 and retrofits | 856 | 2455 | Rate Constraint in lbs/MWh | FALSE | L | Annual | Rate | lb/MMBtu | 0.093624 | 0.093624 | 0.093624 | 0.093624 | 0.093624 | 0.093624 | 0.093624
NJ Non-HEDD CT NGas Units - Nox Rate Annual v5.12, Unit 926 and retrofits | 856 | 2455 | Rate Constraint in lbs/MWh | FALSE | L | Annual | Generation | TWh | 0.0074747 | 0.0074747 | 0.0074747 | 0.0074747 | 0.0074747 | 0.0074747 | 0.0074747
NJ Non-HEDD CT NGas Units - Nox Rate Annual v5.12, Unit 926 and retrofits | 856 | 2455 | Rate Constraint in lbs/MWh | FALSE | L | Annual | Qualifying Generation | TWh | 0.0074747 | 0.0074747 | 0.0074747 | 0.0074747 | 0.0074747 | 0.0074747 | 0.0074747
NJ Non-HEDD CT NGas Units - Nox Rate Annual v5.12, Unit 926 and retrofits | 856 | 2455 | Rate Constraint in lbs/MWh | FALSE | L | Annual | Constraint Shadow Price | US2011$/Ton | 0 | 0 | 0 | 0 | 0 | 0 | 0
NJ Non-HEDD CT NGas Units - Nox Rate Annual v5.12, Unit 927 and retrofits | 857 | 2455 | Rate Constraint in lbs/MWh | FALSE | L | Annual | Seasons Included | Seasons | Winter, Summer | Winter, Summer | Winter, Summer | Winter, Summer | Winter, Summer | Winter, Summer | Winter, Summer
NJ Non-HEDD CT NGas Units - Nox Rate Annual v5.12, Unit 927 and retrofits | 857 | 2455 | Rate Constraint in lbs/MWh | FALSE | L | Annual | Standard | lb/MWh | 2.2 | 2.2 | 2.2 | 2.2 | 2.2 | 2.2 | 2.2
NJ Non-HEDD CT NGas Units - Nox Rate Annual v5.12, Unit 927 and retrofits | 857 | 2455 | Rate Constraint in lbs/MWh | FALSE | L | Annual | Emissions at Affected Plants NOX | Thousand Tons | 0.0031536 | 0.0031536 | 0.0031536 | 0.0031536 | 0.0031536 | 0 | 0.016031
NJ Non-HEDD CT NGas Units - Nox Rate Annual v5.12, Unit 927 and retrofits | 857 | 2455 | Rate Constraint in lbs/MWh | FALSE | L | Annual | Allowances Purchased NOX | Thousand Tons | 0 | 0 | 0 | 0 | 0 | 0 | 0
NJ Non-HEDD CT NGas Units - Nox Rate Annual v5.12, Unit 927 and retrofits | 857 | 2455 | Rate Constraint in lbs/MWh | FALSE | L | Annual | Allowances Sold NOX | Thousand Tons | 0 | 0 | 0 | 0 | 0 | 0 | 0
NJ Non-HEDD CT NGas Units - Nox Rate Annual v5.12, Unit 927 and retrofits | 857 | 2455 | Rate Constraint in lbs/MWh | FALSE | L | Annual | Allowances Banked | Thousand Tons | 0 | 0 | 0 | 0 | 0 | 0 | 0
NJ Non-HEDD CT NGas Units - Nox Rate Annual v5.12, Unit 927 and retrofits | 857 | 2455 | Rate Constraint in lbs/MWh | FALSE | L | Annual | Allowances Withdrawn (1:1) | Thousand Tons | 0 | 0 | 0 | 0 | 0 | 0 | 0
NJ Non-HEDD CT NGas Units - Nox Rate Annual v5.12, Unit 927 and retrofits | 857 | 2455 | Rate Constraint in lbs/MWh | FALSE | L | Annual | Allowances Withdrawn (n:1) | Thousand Tons | 0 | 0 | 0 | 0 | 0 | 0 | 0
NJ Non-HEDD CT NGas Units - Nox Rate Annual v5.12, Unit 927 and retrofits | 857 | 2455 | Rate Constraint in lbs/MWh | FALSE | L | Annual | Net Emissions Allowance Position | Thousand Tons | 0.0031536 | 0.0031536 | 0.0031536 | 0.0031536 | 0.0031536 | 0 | 0.016031
NJ Non-HEDD CT NGas Units - Nox Rate Annual v5.12, Unit 927 and retrofits | 857 | 2455 | Rate Constraint in lbs/MWh | FALSE | L | Annual | Fuel Consumed | TBtu | 0.041539 | 0.041539 | 0.041539 | 0.041539 | 0.041539 | 0 | 0.21116
NJ Non-HEDD CT NGas Units - Nox Rate Annual v5.12, Unit 927 and retrofits | 857 | 2455 | Rate Constraint in lbs/MWh | FALSE | L | Annual | Rate | lb/MMBtu | 0.15184 | 0.15184 | 0.15184 | 0.15184 | 0.15184 | 0 | 0.15184
NJ Non-HEDD CT NGas Units - Nox Rate Annual v5.12, Unit 927 and retrofits | 857 | 2455 | Rate Constraint in lbs/MWh | FALSE | L | Annual | Generation | TWh | 0.0028669 | 0.0028669 | 0.0028669 | 0.0028669 | 0.0028669 | 0 | 0.014574
NJ Non-HEDD CT NGas Units - Nox Rate Annual v5.12, Unit 927 and retrofits | 857 | 2455 | Rate Constraint in lbs/MWh | FALSE | L | Annual | Qualifying Generation | TWh | 0.0028669 | 0.0028669 | 0.0028669 | 0.0028669 | 0.0028669 | 0 | 0.014574
NJ Non-HEDD CT NGas Units - Nox Rate Annual v5.12, Unit 927 and retrofits | 857 | 2455 | Rate Constraint in lbs/MWh | FALSE | L | Annual | Constraint Shadow Price | US2011$/Ton | 0 | 0 | 0 | 0 | 0 | 0 | 0
NJ Non-HEDD CT NGas Units - Nox Rate Annual v5.12, Unit 928 and retrofits | 858 | 2455 | Rate Constraint in lbs/MWh | FALSE | L | Annual | Seasons Included | Seasons | Winter, Summer | Winter, Summer | Winter, Summer | Winter, Summer | Winter, Summer | Winter, Summer | Winter, Summer
NJ Non-HEDD CT NGas Units - Nox Rate Annual v5.12, Unit 928 and retrofits | 858 | 2455 | Rate Constraint in lbs/MWh | FALSE | L | Annual | Standard | lb/MWh | 2.2 | 2.2 | 2.2 | 2.2 | 2.2 | 2.2 | 2.2
NJ Non-HEDD CT NGas Units - Nox Rate Annual v5.12, Unit 928 and retrofits | 858 | 2455 | Rate Constraint in lbs/MWh | FALSE | L | Annual | Emissions at Affected Plants NOX | Thousand Tons | 0.0016026 | 0.0016026 | 0.0016026 | 0.0016026 | 0.0016026 | 0 | 0
NJ Non-HEDD CT NGas Units - Nox Rate Annual v5.12, Unit 928 and retrofits | 858 | 2455 | Rate Constraint in lbs/MWh | FALSE | L | Annual | Allowances Purchased NOX | Thousand Tons | 0 | 0 | 0 | 0 | 0 | 0 | 0
NJ Non-HEDD CT NGas Units - Nox Rate Annual v5.12, Unit 928 and retrofits | 858 | 2455 | Rate Constraint in lbs/MWh | FALSE | L | Annual | Allowances Sold NOX | Thousand Tons | 0 | 0 | 0 | 0 | 0 | 0 | 0
NJ Non-HEDD CT NGas Units - Nox Rate Annual v5.12, Unit 928 and retrofits | 858 | 2455 | Rate Constraint in lbs/MWh | FALSE | L | Annual | Allowances Banked | Thousand Tons | 0 | 0 | 0 | 0 | 0 | 0 | 0
NJ Non-HEDD CT NGas Units - Nox Rate Annual v5.12, Unit 928 and retrofits | 858 | 2455 | Rate Constraint in lbs/MWh | FALSE | L | Annual | Allowances Withdrawn (1:1) | Thousand Tons | 0 | 0 | 0 | 0 | 0 | 0 | 0
NJ Non-HEDD CT NGas Units - Nox Rate Annual v5.12, Unit 928 and retrofits | 858 | 2455 | Rate Constraint in lbs/MWh | FALSE | L | Annual | Allowances Withdrawn (n:1) | Thousand Tons | 0 | 0 | 0 | 0 | 0 | 0 | 0
NJ Non-HEDD CT NGas Units - Nox Rate Annual v5.12, Unit 928 and retrofits | 858 | 2455 | Rate Constraint in lbs/MWh | FALSE | L | Annual | Net Emissions Allowance Position | Thousand Tons | 0.0016026 | 0.0016026 | 0.0016026 | 0.0016026 | 0.0016026 | 0 | 0
NJ Non-HEDD CT NGas Units - Nox Rate Annual v5.12, Unit 928 and retrofits | 858 | 2455 | Rate Constraint in lbs/MWh | FALSE | L | Annual | Fuel Consumed | TBtu | 0.024982 | 0.024982 | 0.024982 | 0.024982 | 0.024982 | 0 | 0
NJ Non-HEDD CT NGas Units - Nox Rate Annual v5.12, Unit 928 and retrofits | 858 | 2455 | Rate Constraint in lbs/MWh | FALSE | L | Annual | Rate | lb/MMBtu | 0.1283 | 0.1283 | 0.1283 | 0.1283 | 0.1283 | 0 | 0
NJ Non-HEDD CT NGas Units - Nox Rate Annual v5.12, Unit 928 and retrofits | 858 | 2455 | Rate Constraint in lbs/MWh | FALSE | L | Annual | Generation | TWh | 0.0014575 | 0.0014575 | 0.0014575 | 0.0014575 | 0.0014575 | 0 | 0
NJ Non-HEDD CT NGas Units - Nox Rate Annual v5.12, Unit 928 and retrofits | 858 | 2455 | Rate Constraint in lbs/MWh | FALSE | L | Annual | Qualifying Generation | TWh | 0.0014575 | 0.0014575 | 0.0014575 | 0.0014575 | 0.0014575 | 0 | 0
NJ Non-HEDD CT NGas Units - Nox Rate Annual v5.12, Unit 928 and retrofits | 858 | 2455 | Rate Constraint in lbs/MWh | FALSE | L | Annual | Constraint Shadow Price | US2011$/Ton | 0 | 0 | 0 | 0 | 0 | 0 | 0
NJ Non-HEDD CT NGas Units - Nox Rate Annual v5.12, Unit 929 and retrofits | 859 | 2455 | Rate Constraint in lbs/MWh | FALSE | L | Annual | Seasons Included | Seasons | Winter, Summer | Winter, Summer | Winter, Summer | Winter, Summer | Winter, Summer | Winter, Summer | Winter, Summer
NJ Non-HEDD CT NGas Units - Nox Rate Annual v5.12, Unit 929 and retrofits | 859 | 2455 | Rate Constraint in lbs/MWh | FALSE | L | Annual | Standard | lb/MWh | 2.2 | 2.2 | 2.2 | 2.2 | 2.2 | 2.2 | 2.2
NJ Non-HEDD CT NGas Units - Nox Rate Annual v5.12, Unit 929 and retrofits | 859 | 2455 | Rate Constraint in lbs/MWh | FALSE | L | Annual | Emissions at Affected Plants NOX | Thousand Tons | 0.0017093 | 0.0017093 | 0.0017093 | 0.0017093 | 0.0017093 | 0 | 0
NJ Non-HEDD CT NGas Units - Nox Rate Annual v5.12, Unit 929 and retrofits | 859 | 2455 | Rate Constraint in lbs/MWh | FALSE | L | Annual | Allowances Purchased NOX | Thousand Tons | 0 | 0 | 0 | 0 | 0 | 0 | 0
NJ Non-HEDD CT NGas Units - Nox Rate Annual v5.12, Unit 929 and retrofits | 859 | 2455 | Rate Constraint in lbs/MWh | FALSE | L | Annual | Allowances Sold NOX | Thousand Tons | 0 | 0 | 0 | 0 | 0 | 0 | 0
NJ Non-HEDD CT NGas Units - Nox Rate Annual v5.12, Unit 929 and retrofits | 859 | 2455 | Rate Constraint in lbs/MWh | FALSE | L | Annual | Allowances Banked | Thousand Tons | 0 | 0 | 0 | 0 | 0 | 0 | 0
NJ Non-HEDD CT NGas Units - Nox Rate Annual v5.12, Unit 929 and retrofits | 859 | 2455 | Rate Constraint in lbs/MWh | FALSE | L | Annual | Allowances Withdrawn (1:1) | Thousand Tons | 0 | 0 | 0 | 0 | 0 | 0 | 0
NJ Non-HEDD CT NGas Units - Nox Rate Annual v5.12, Unit 929 and retrofits | 859 | 2455 | Rate Constraint in lbs/MWh | FALSE | L | Annual | Allowances Withdrawn (n:1) | Thousand Tons | 0 | 0 | 0 | 0 | 0 | 0 | 0
NJ Non-HEDD CT NGas Units - Nox Rate Annual v5.12, Unit 929 and retrofits | 859 | 2455 | Rate Constraint in lbs/MWh | FALSE | L | Annual | Net Emissions Allowance Position | Thousand Tons | 0.0017093 | 0.0017093 | 0.0017093 | 0.0017093 | 0.0017093 | 0 | 0
NJ Non-HEDD CT NGas Units - Nox Rate Annual v5.12, Unit 929 and retrofits | 859 | 2455 | Rate Constraint in lbs/MWh | FALSE | L | Annual | Fuel Consumed | TBtu | 0.026625 | 0.026625 | 0.026625 | 0.026625 | 0.026625 | 0 | 0
NJ Non-HEDD CT NGas Units - Nox Rate Annual v5.12, Unit 929 and retrofits | 859 | 2455 | Rate Constraint in lbs/MWh | FALSE | L | Annual | Rate | lb/MMBtu | 0.1284 | 0.1284 | 0.1284 | 0.1284 | 0.1284 | 0 | 0
NJ Non-HEDD CT NGas Units - Nox Rate Annual v5.12, Unit 929 and retrofits | 859 | 2455 | Rate Constraint in lbs/MWh | FALSE | L | Annual | Generation | TWh | 0.0015546 | 0.0015546 | 0.0015546 | 0.0015546 | 0.0015546 | 0 | 0
NJ Non-HEDD CT NGas Units - Nox Rate Annual v5.12, Unit 929 and retrofits | 859 | 2455 | Rate Constraint in lbs/MWh | FALSE | L | Annual | Qualifying Generation | TWh | 0.0015546 | 0.0015546 | 0.0015546 | 0.0015546 | 0.0015546 | 0 | 0
NJ Non-HEDD CT NGas Units - Nox Rate Annual v5.12, Unit 929 and retrofits | 859 | 2455 | Rate Constraint in lbs/MWh | FALSE | L | Annual | Constraint Shadow Price | US2011$/Ton | 0 | 0 | 0 | 0 | 0 | 0 | 0
NJ Non-HEDD CT NGas Units - Nox Rate Annual v5.12, Unit 942 and retrofits | 860 | 2455 | Rate Constraint in lbs/MWh | FALSE | L | Annual | Seasons Included | Seasons | Winter, Summer | Winter, Summer | Winter, Summer | Winter, Summer | Winter, Summer | Winter, Summer | Winter, Summer
NJ Non-HEDD CT NGas Units - Nox Rate Annual v5.12, Unit 942 and retrofits | 860 | 2455 | Rate Constraint in lbs/MWh | FALSE | L | Annual | Standard | lb/MWh | 2.2 | 2.2 | 2.2 | 2.2 | 2.2 | 2.2 | 2.2
NJ Non-HEDD CT NGas Units - Nox Rate Annual v5.12, Unit 942 and retrofits | 860 | 2455 | Rate Constraint in lbs/MWh | FALSE | L | Annual | Emissions at Affected Plants NOX | Thousand Tons | 0.012274 | 0.0066725 | 0.0040838 | 0.0040838 | 0.012274 | 0.0040838 | 0.0040838
NJ Non-HEDD CT NGas Units - Nox Rate Annual v5.12, Unit 942 and retrofits | 860 | 2455 | Rate Constraint in lbs/MWh | FALSE | L | Annual | Allowances Purchased NOX | Thousand Tons | 0 | 0 | 0 | 0 | 0 | 0 | 0
NJ Non-HEDD CT NGas Units - Nox Rate Annual v5.12, Unit 942 and retrofits | 860 | 2455 | Rate Constraint in lbs/MWh | FALSE | L | Annual | Allowances Sold NOX | Thousand Tons | 0 | 0 | 0 | 0 | 0 | 0 | 0
NJ Non-HEDD CT NGas Units - Nox Rate Annual v5.12, Unit 942 and retrofits | 860 | 2455 | Rate Constraint in lbs/MWh | FALSE | L | Annual | Allowances Banked | Thousand Tons | 0 | 0 | 0 | 0 | 0 | 0 | 0
NJ Non-HEDD CT NGas Units - Nox Rate Annual v5.12, Unit 942 and retrofits | 860 | 2455 | Rate Constraint in lbs/MWh | FALSE | L | Annual | Allowances Withdrawn (1:1) | Thousand Tons | 0 | 0 | 0 | 0 | 0 | 0 | 0
NJ Non-HEDD CT NGas Units - Nox Rate Annual v5.12, Unit 942 and retrofits | 860 | 2455 | Rate Constraint in lbs/MWh | FALSE | L | Annual | Allowances Withdrawn (n:1) | Thousand Tons | 0 | 0 | 0 | 0 | 0 | 0 | 0
NJ Non-HEDD CT NGas Units - Nox Rate Annual v5.12, Unit 942 and retrofits | 860 | 2455 | Rate Constraint in lbs/MWh | FALSE | L | Annual | Net Emissions Allowance Position | Thousand Tons | 0.012274 | 0.0066725 | 0.0040838 | 0.0040838 | 0.012274 | 0.0040838 | 0.0040838
NJ Non-HEDD CT NGas Units - Nox Rate Annual v5.12, Unit 942 and retrofits | 860 | 2455 | Rate Constraint in lbs/MWh | FALSE | L | Annual | Fuel Consumed | TBtu | 0.30684 | 0.16681 | 0.10209 | 0.10209 | 0.30684 | 0.10209 | 0.10209
NJ Non-HEDD CT NGas Units - Nox Rate Annual v5.12, Unit 942 and retrofits | 860 | 2455 | Rate Constraint in lbs/MWh | FALSE | L | Annual | Rate | lb/MMBtu | 0.08 | 0.08 | 0.08 | 0.08 | 0.08 | 0.08 | 0.08
NJ Non-HEDD CT NGas Units - Nox Rate Annual v5.12, Unit 942 and retrofits | 860 | 2455 | Rate Constraint in lbs/MWh | FALSE | L | Annual | Generation | TWh | 0.028623 | 0.015561 | 0.0095237 | 0.0095237 | 0.028623 | 0.0095237 | 0.0095237
NJ Non-HEDD CT NGas Units - Nox Rate Annual v5.12, Unit 942 and retrofits | 860 | 2455 | Rate Constraint in lbs/MWh | FALSE | L | Annual | Qualifying Generation | TWh | 0.028623 | 0.015561 | 0.0095237 | 0.0095237 | 0.028623 | 0.0095237 | 0.0095237
NJ Non-HEDD CT NGas Units - Nox Rate Annual v5.12, Unit 942 and retrofits | 860 | 2455 | Rate Constraint in lbs/MWh | FALSE | L | Annual | Constraint Shadow Price | US2011$/Ton | 0 | 0 | 0 | 0 | 0 | 0 | 0
NJ Non-HEDD CT NGas Units - Nox Rate Annual v5.12, Unit 945 and retrofits | 861 | 2455 | Rate Constraint in lbs/MWh | FALSE | L | Annual | Seasons Included | Seasons | Winter, Summer | Winter, Summer | Winter, Summer | Winter, Summer | Winter, Summer | Winter, Summer | Winter, Summer
NJ Non-HEDD CT NGas Units - Nox Rate Annual v5.12, Unit 945 and retrofits | 861 | 2455 | Rate Constraint in lbs/MWh | FALSE | L | Annual | Standard | lb/MWh | 2.2 | 2.2 | 2.2 | 2.2 | 2.2 | 2.2 | 2.2
NJ Non-HEDD CT NGas Units - Nox Rate Annual v5.12, Unit 945 and retrofits | 861 | 2455 | Rate Constraint in lbs/MWh | FALSE | L | Annual | Emissions at Affected Plants NOX | Thousand Tons | 0.00057951 | 0.00057951 | 0.00057951 | 0.00057951 | 0.00057951 | 0.00019282 | 0.00019282
NJ Non-HEDD CT NGas Units - Nox Rate Annual v5.12, Unit 945 and retrofits | 861 | 2455 | Rate Constraint in lbs/MWh | FALSE | L | Annual | Allowances Purchased NOX | Thousand Tons | 0 | 0 | 0 | 0 | 0 | 0 | 0
NJ Non-HEDD CT NGas Units - Nox Rate Annual v5.12, Unit 945 and retrofits | 861 | 2455 | Rate Constraint in lbs/MWh | FALSE | L | Annual | Allowances Sold NOX | Thousand Tons | 0 | 0 | 0 | 0 | 0 | 0 | 0
NJ Non-HEDD CT NGas Units - Nox Rate Annual v5.12, Unit 945 and retrofits | 861 | 2455 | Rate Constraint in lbs/MWh | FALSE | L | Annual | Allowances Banked | Thousand Tons | 0 | 0 | 0 | 0 | 0 | 0 | 0
NJ Non-HEDD CT NGas Units - Nox Rate Annual v5.12, Unit 945 and retrofits | 861 | 2455 | Rate Constraint in lbs/MWh | FALSE | L | Annual | Allowances Withdrawn (1:1) | Thousand Tons | 0 | 0 | 0 | 0 | 0 | 0 | 0
NJ Non-HEDD CT NGas Units - Nox Rate Annual v5.12, Unit 945 and retrofits | 861 | 2455 | Rate Constraint in lbs/MWh | FALSE | L | Annual | Allowances Withdrawn (n:1) | Thousand Tons | 0 | 0 | 0 | 0 | 0 | 0 | 0
NJ Non-HEDD CT NGas Units - Nox Rate Annual v5.12, Unit 945 and retrofits | 861 | 2455 | Rate Constraint in lbs/MWh | FALSE | L | Annual | Net Emissions Allowance Position | Thousand Tons | 0.00057951 | 0.00057951 | 0.00057951 | 0.00057951 | 0.00057951 | 0.00019282 | 0.00019282
NJ Non-HEDD CT NGas Units - Nox Rate Annual v5.12, Unit 945 and retrofits | 861 | 2455 | Rate Constraint in lbs/MWh | FALSE | L | Annual | Fuel Consumed | TBtu | 0.0052688 | 0.0052688 | 0.0052688 | 0.0052688 | 0.0052688 | 0.0017531 | 0.0017531
NJ Non-HEDD CT NGas Units - Nox Rate Annual v5.12, Unit 945 and retrofits | 861 | 2455 | Rate Constraint in lbs/MWh | FALSE | L | Annual | Rate | lb/MMBtu | 0.21998 | 0.21998 | 0.21998 | 0.21998 | 0.21998 | 0.21998 | 0.21998
NJ Non-HEDD CT NGas Units - Nox Rate Annual v5.12, Unit 945 and retrofits | 861 | 2455 | Rate Constraint in lbs/MWh | FALSE | L | Annual | Generation | TWh | 0.00052688 | 0.00052688 | 0.00052688 | 0.00052688 | 0.00052688 | 0.00017531 | 0.00017531
NJ Non-HEDD CT NGas Units - Nox Rate Annual v5.12, Unit 945 and retrofits | 861 | 2455 | Rate Constraint in lbs/MWh | FALSE | L | Annual | Qualifying Generation | TWh | 0.00052688 | 0.00052688 | 0.00052688 | 0.00052688 | 0.00052688 | 0.00017531 | 0.00017531
NJ Non-HEDD CT NGas Units - Nox Rate Annual v5.12, Unit 945 and retrofits | 861 | 2455 | Rate Constraint in lbs/MWh | FALSE | L | Annual | Constraint Shadow Price | US2011$/Ton | 0 | 0 | 0 | 0 | 0 | 0 | 0
NJ Non-HEDD CT NGas Units - Nox Rate Annual v5.12, Unit 946 and retrofits | 862 | 2455 | Rate Constraint in lbs/MWh | FALSE | L | Annual | Seasons Included | Seasons | Winter, Summer | Winter, Summer | Winter, Summer | Winter, Summer | Winter, Summer | Winter, Summer | Winter, Summer
NJ Non-HEDD CT NGas Units - Nox Rate Annual v5.12, Unit 946 and retrofits | 862 | 2455 | Rate Constraint in lbs/MWh | FALSE | L | Annual | Standard | lb/MWh | 2.2 | 2.2 | 2.2 | 2.2 | 2.2 | 2.2 | 2.2
NJ Non-HEDD CT NGas Units - Nox Rate Annual v5.12, Unit 946 and retrofits | 862 | 2455 | Rate Constraint in lbs/MWh | FALSE | L | Annual | Emissions at Affected Plants NOX | Thousand Tons | 0.00057954 | 0.00057954 | 0.00057954 | 0.00057954 | 0.00057954 | 0.00019283 | 0.00019283
NJ Non-HEDD CT NGas Units - Nox Rate Annual v5.12, Unit 946 and retrofits | 862 | 2455 | Rate Constraint in lbs/MWh | FALSE | L | Annual | Allowances Purchased NOX | Thousand Tons | 0 | 0 | 0 | 0 | 0 | 0 | 0
NJ Non-HEDD CT NGas Units - Nox Rate Annual v5.12, Unit 946 and retrofits | 862 | 2455 | Rate Constraint in lbs/MWh | FALSE | L | Annual | Allowances Sold NOX | Thousand Tons | 0 | 0 | 0 | 0 | 0 | 0 | 0
NJ Non-HEDD CT NGas Units - Nox Rate Annual v5.12, Unit 946 and retrofits | 862 | 2455 | Rate Constraint in lbs/MWh | FALSE | L | Annual | Allowances Banked | Thousand Tons | 0 | 0 | 0 | 0 | 0 | 0 | 0
NJ Non-HEDD CT NGas Units - Nox Rate Annual v5.12, Unit 946 and retrofits | 862 | 2455 | Rate Constraint in lbs/MWh | FALSE | L | Annual | Allowances Withdrawn (1:1) | Thousand Tons | 0 | 0 | 0 | 0 | 0 | 0 | 0
NJ Non-HEDD CT NGas Units - Nox Rate Annual v5.12, Unit 946 and retrofits | 862 | 2455 | Rate Constraint in lbs/MWh | FALSE | L | Annual | Allowances Withdrawn (n:1) | Thousand Tons | 0 | 0 | 0 | 0 | 0 | 0 | 0
NJ Non-HEDD CT NGas Units - Nox Rate Annual v5.12, Unit 946 and retrofits | 862 | 2455 | Rate Constraint in lbs/MWh | FALSE | L | Annual | Net Emissions Allowance Position | Thousand Tons | 0.00057954 | 0.00057954 | 0.00057954 | 0.00057954 | 0.00057954 | 0.00019283 | 0.00019283
NJ Non-HEDD CT NGas Units - Nox Rate Annual v5.12, Unit 946 and retrofits | 862 | 2455 | Rate Constraint in lbs/MWh | FALSE | L | Annual | Fuel Consumed | TBtu | 0.0052688 | 0.0052688 | 0.0052688 | 0.0052688 | 0.0052688 | 0.0017531 | 0.0017531
NJ Non-HEDD CT NGas Units - Nox Rate Annual v5.12, Unit 946 and retrofits | 862 | 2455 | Rate Constraint in lbs/MWh | FALSE | L | Annual | Rate | lb/MMBtu | 0.21999 | 0.21999 | 0.21999 | 0.21999 | 0.21999 | 0.21999 | 0.21999
NJ Non-HEDD CT NGas Units - Nox Rate Annual v5.12, Unit 946 and retrofits | 862 | 2455 | Rate Constraint in lbs/MWh | FALSE | L | Annual | Generation | TWh | 0.00052688 | 0.00052688 | 0.00052688 | 0.00052688 | 0.00052688 | 0.00017531 | 0.00017531
NJ Non-HEDD CT NGas Units - Nox Rate Annual v5.12, Unit 946 and retrofits | 862 | 2455 | Rate Constraint in lbs/MWh | FALSE | L | Annual | Qualifying Generation | TWh | 0.00052688 | 0.00052688 | 0.00052688 | 0.00052688 | 0.00052688 | 0.00017531 | 0.00017531
NJ Non-HEDD CT NGas Units - Nox Rate Annual v5.12, Unit 946 and retrofits | 862 | 2455 | Rate Constraint in lbs/MWh | FALSE | L | Annual | Constraint Shadow Price | US2011$/Ton | 0 | 0 | 0 | 0 | 0 | 0 | 0
NJ Non-HEDD CT NGas Units - Nox Rate Annual v5.12, Unit 947 and retrofits | 863 | 2455 | Rate Constraint in lbs/MWh | FALSE | L | Annual | Seasons Included | Seasons | Winter, Summer | Winter, Summer | Winter, Summer | Winter, Summer | Winter, Summer | Winter, Summer | Winter, Summer
NJ Non-HEDD CT NGas Units - Nox Rate Annual v5.12, Unit 947 and retrofits | 863 | 2455 | Rate Constraint in lbs/MWh | FALSE | L | Annual | Standard | lb/MWh | 2.2 | 2.2 | 2.2 | 2.2 | 2.2 | 2.2 | 2.2
NJ Non-HEDD CT NGas Units - Nox Rate Annual v5.12, Unit 947 and retrofits | 863 | 2455 | Rate Constraint in lbs/MWh | FALSE | L | Annual | Emissions at Affected Plants NOX | Thousand Tons | 0.012514 | 0.012514 | 0.012514 | 0.012514 | 0.012514 | 0.0041637 | 0.0041637
NJ Non-HEDD CT NGas Units - Nox Rate Annual v5.12, Unit 947 and retrofits | 863 | 2455 | Rate Constraint in lbs/MWh | FALSE | L | Annual | Allowances Purchased NOX | Thousand Tons | 0 | 0 | 0 | 0 | 0 | 0 | 0
NJ Non-HEDD CT NGas Units - Nox Rate Annual v5.12, Unit 947 and retrofits | 863 | 2455 | Rate Constraint in lbs/MWh | FALSE | L | Annual | Allowances Sold NOX | Thousand Tons | 0 | 0 | 0 | 0 | 0 | 0 | 0
NJ Non-HEDD CT NGas Units - Nox Rate Annual v5.12, Unit 947 and retrofits | 863 | 2455 | Rate Constraint in lbs/MWh | FALSE | L | Annual | Allowances Banked | Thousand Tons | 0 | 0 | 0 | 0 | 0 | 0 | 0
NJ Non-HEDD CT NGas Units - Nox Rate Annual v5.12, Unit 947 and retrofits | 863 | 2455 | Rate Constraint in lbs/MWh | FALSE | L | Annual | Allowances Withdrawn (1:1) | Thousand Tons | 0 | 0 | 0 | 0 | 0 | 0 | 0
NJ Non-HEDD CT NGas Units - Nox Rate Annual v5.12, Unit 947 and retrofits | 863 | 2455 | Rate Constraint in lbs/MWh | FALSE | L | Annual | Allowances Withdrawn (n:1) | Thousand Tons | 0 | 0 | 0 | 0 | 0 | 0 | 0
NJ Non-HEDD CT NGas Units - Nox Rate Annual v5.12, Unit 947 and retrofits | 863 | 2455 | Rate Constraint in lbs/MWh | FALSE | L | Annual | Net Emissions Allowance Position | Thousand Tons | 0.012514 | 0.012514 | 0.012514 | 0.012514 | 0.012514 | 0.0041637 | 0.0041637
NJ Non-HEDD CT NGas Units - Nox Rate Annual v5.12, Unit 947 and retrofits | 863 | 2455 | Rate Constraint in lbs/MWh | FALSE | L | Annual | Fuel Consumed | TBtu | 0.31284 | 0.31284 | 0.31284 | 0.31284 | 0.31284 | 0.10409 | 0.10409
NJ Non-HEDD CT NGas Units - Nox Rate Annual v5.12, Unit 947 and retrofits | 863 | 2455 | Rate Constraint in lbs/MWh | FALSE | L | Annual | Rate | lb/MMBtu | 0.08 | 0.08 | 0.08 | 0.08 | 0.08 | 0.08 | 0.08
NJ Non-HEDD CT NGas Units - Nox Rate Annual v5.12, Unit 947 and retrofits | 863 | 2455 | Rate Constraint in lbs/MWh | FALSE | L | Annual | Generation | TWh | 0.032086 | 0.032086 | 0.032086 | 0.032086 | 0.032086 | 0.010676 | 0.010676
NJ Non-HEDD CT NGas Units - Nox Rate Annual v5.12, Unit 947 and retrofits | 863 | 2455 | Rate Constraint in lbs/MWh | FALSE | L | Annual | Qualifying Generation | TWh | 0.032086 | 0.032086 | 0.032086 | 0.032086 | 0.032086 | 0.010676 | 0.010676
NJ Non-HEDD CT NGas Units - Nox Rate Annual v5.12, Unit 947 and retrofits | 863 | 2455 | Rate Constraint in lbs/MWh | FALSE | L | Annual | Constraint Shadow Price | US2011$/Ton | 0 | 0 | 0 | 0 | 0 | 0 | 0
NJ Non-HEDD CT NGas Units - Nox Rate Annual v5.12, Unit 948 and retrofits | 864 | 2455 | Rate Constraint in lbs/MWh | FALSE | L | Annual | Seasons Included | Seasons | Winter, Summer | Winter, Summer | Winter, Summer | Winter, Summer | Winter, Summer | Winter, Summer | Winter, Summer
NJ Non-HEDD CT NGas Units - Nox Rate Annual v5.12, Unit 948 and retrofits | 864 | 2455 | Rate Constraint in lbs/MWh | FALSE | L | Annual | Standard | lb/MWh | 2.2 | 2.2 | 2.2 | 2.2 | 2.2 | 2.2 | 2.2
NJ Non-HEDD CT NGas Units - Nox Rate Annual v5.12, Unit 948 and retrofits | 864 | 2455 | Rate Constraint in lbs/MWh | FALSE | L | Annual | Emissions at Affected Plants NOX | Thousand Tons | 0.001544 | 0.00051373 | 0.00051373 | 0.00051373 | 0.00051373 | 0.00051373 | 0.00051373
NJ Non-HEDD CT NGas Units - Nox Rate Annual v5.12, Unit 948 and retrofits | 864 | 2455 | Rate Constraint in lbs/MWh | FALSE | L | Annual | Allowances Purchased NOX | Thousand Tons | 0 | 0 | 0 | 0 | 0 | 0 | 0
NJ Non-HEDD CT NGas Units - Nox Rate Annual v5.12, Unit 948 and retrofits | 864 | 2455 | Rate Constraint in lbs/MWh | FALSE | L | Annual | Allowances Sold NOX | Thousand Tons | 0 | 0 | 0 | 0 | 0 | 0 | 0
NJ Non-HEDD CT NGas Units - Nox Rate Annual v5.12, Unit 948 and retrofits | 864 | 2455 | Rate Constraint in lbs/MWh | FALSE | L | Annual | Allowances Banked | Thousand Tons | 0 | 0 | 0 | 0 | 0 | 0 | 0
NJ Non-HEDD CT NGas Units - Nox Rate Annual v5.12, Unit 948 and retrofits | 864 | 2455 | Rate Constraint in lbs/MWh | FALSE | L | Annual | Allowances Withdrawn (1:1) | Thousand Tons | 0 | 0 | 0 | 0 | 0 | 0 | 0
NJ Non-HEDD CT NGas Units - Nox Rate Annual v5.12, Unit 948 and retrofits | 864 | 2455 | Rate Constraint in lbs/MWh | FALSE | L | Annual | Allowances Withdrawn (n:1) | Thousand Tons | 0 | 0 | 0 | 0 | 0 | 0 | 0
NJ Non-HEDD CT NGas Units - Nox Rate Annual v5.12, Unit 948 and retrofits | 864 | 2455 | Rate Constraint in lbs/MWh | FALSE | L | Annual | Net Emissions Allowance Position | Thousand Tons | 0.001544 | 0.00051373 | 0.00051373 | 0.00051373 | 0.00051373 | 0.00051373 | 0.00051373
NJ Non-HEDD CT NGas Units - Nox Rate Annual v5.12, Unit 948 and retrofits | 864 | 2455 | Rate Constraint in lbs/MWh | FALSE | L | Annual | Fuel Consumed | TBtu | 0.0386 | 0.012843 | 0.012843 | 0.012843 | 0.012843 | 0.012843 | 0.012843
NJ Non-HEDD CT NGas Units - Nox Rate Annual v5.12, Unit 948 and retrofits | 864 | 2455 | Rate Constraint in lbs/MWh | FALSE | L | Annual | Rate | lb/MMBtu | 0.08 | 0.08 | 0.08 | 0.08 | 0.08 | 0.08 | 0.08
NJ Non-HEDD CT NGas Units - Nox Rate Annual v5.12, Unit 948 and retrofits | 864 | 2455 | Rate Constraint in lbs/MWh | FALSE | L | Annual | Generation | TWh | 0.0035923 | 0.0011953 | 0.0011953 | 0.0011953 | 0.0011953 | 0.0011953 | 0.0011953
NJ Non-HEDD CT NGas Units - Nox Rate Annual v5.12, Unit 948 and retrofits | 864 | 2455 | Rate Constraint in lbs/MWh | FALSE | L | Annual | Qualifying Generation | TWh | 0.0035923 | 0.0011953 | 0.0011953 | 0.0011953 | 0.0011953 | 0.0011953 | 0.0011953
NJ Non-HEDD CT NGas Units - Nox Rate Annual v5.12, Unit 948 and retrofits | 864 | 2455 | Rate Constraint in lbs/MWh | FALSE | L | Annual | Constraint Shadow Price | US2011$/Ton | 0 | 0 | 0 | 0 | 0 | 0 | 0
NJ Non-HEDD CT NGas Units - Nox Rate Annual v5.12, Unit 949 and retrofits | 865 | 2455 | Rate Constraint in lbs/MWh | FALSE | L | Annual | Seasons Included | Seasons | Winter, Summer | Winter, Summer | Winter, Summer | Winter, Summer | Winter, Summer | Winter, Summer | Winter, Summer
NJ Non-HEDD CT NGas Units - Nox Rate Annual v5.12, Unit 949 and retrofits | 865 | 2455 | Rate Constraint in lbs/MWh | FALSE | L | Annual | Standard | lb/MWh | 2.2 | 2.2 | 2.2 | 2.2 | 2.2 | 2.2 | 2.2
NJ Non-HEDD CT NGas Units - Nox Rate Annual v5.12, Unit 949 and retrofits | 865 | 2455 | Rate Constraint in lbs/MWh | FALSE | L | Annual | Emissions at Affected Plants NOX | Thousand Tons | 0 | 0 | 0 | 0 | 0 | 0 | 0
NJ Non-HEDD CT NGas Units - Nox Rate Annual v5.12, Unit 949 and retrofits | 865 | 2455 | Rate Constraint in lbs/MWh | FALSE | L | Annual | Allowances Purchased NOX | Thousand Tons | 0 | 0 | 0 | 0 | 0 | 0 | 0
NJ Non-HEDD CT NGas Units - Nox Rate Annual v5.12, Unit 949 and retrofits | 865 | 2455 | Rate Constraint in lbs/MWh | FALSE | L | Annual | Allowances Sold NOX | Thousand Tons | 0 | 0 | 0 | 0 | 0 | 0 | 0
NJ Non-HEDD CT NGas Units - Nox Rate Annual v5.12, Unit 949 and retrofits | 865 | 2455 | Rate Constraint in lbs/MWh | FALSE | L | Annual | Allowances Banked | Thousand Tons | 0 | 0 | 0 | 0 | 0 | 0 | 0
NJ Non-HEDD CT NGas Units - Nox Rate Annual v5.12, Unit 949 and retrofits | 865 | 2455 | Rate Constraint in lbs/MWh | FALSE | L | Annual | Allowances Withdrawn (1:1) | Thousand Tons | 0 | 0 | 0 | 0 | 0 | 0 | 0
NJ Non-HEDD CT NGas Units - Nox Rate Annual v5.12, Unit 949 and retrofits | 865 | 2455 | Rate Constraint in lbs/MWh | FALSE | L | Annual | Allowances Withdrawn (n:1) | Thousand Tons | 0 | 0 | 0 | 0 | 0 | 0 | 0
NJ Non-HEDD CT NGas Units - Nox Rate Annual v5.12, Unit 949 and retrofits | 865 | 2455 | Rate Constraint in lbs/MWh | FALSE | L | Annual | Net Emissions Allowance Position | Thousand Tons | 0 | 0 | 0 | 0 | 0 | 0 | 0
NJ Non-HEDD CT NGas Units - Nox Rate Annual v5.12, Unit 949 and retrofits | 865 | 2455 | Rate Constraint in lbs/MWh | FALSE | L | Annual | Fuel Consumed | TBtu | 0 | 0 | 0 | 0 | 0 | 0 | 0
NJ Non-HEDD CT NGas Units - Nox Rate Annual v5.12, Unit 949 and retrofits | 865 | 2455 | Rate Constraint in lbs/MWh | FALSE | L | Annual | Rate | lb/MMBtu | 0 | 0 | 0 | 0 | 0 | 0 | 0
NJ Non-HEDD CT NGas Units - Nox Rate Annual v5.12, Unit 949 and retrofits | 865 | 2455 | Rate Constraint in lbs/MWh | FALSE | L | Annual | Generation | TWh | 0 | 0 | 0 | 0 | 0 | 0 | 0
NJ Non-HEDD CT NGas Units - Nox Rate Annual v5.12, Unit 949 and retrofits | 865 | 2455 | Rate Constraint in lbs/MWh | FALSE | L | Annual | Qualifying Generation | TWh | 0 | 0 | 0 | 0 | 0 | 0 | 0
NJ Non-HEDD CT NGas Units - Nox Rate Annual v5.12, Unit 949 and retrofits | 865 | 2455 | Rate Constraint in lbs/MWh | FALSE | L | Annual | Constraint Shadow Price | US2011$/Ton | 153690.7078 | 154602.9379 | 139819.3087 | 220634.1939 | 265257.7061 | 65491.3336 | 77553.1609
NJ Non-HEDD CT NGas Units - Nox Rate Annual v5.12, Unit 950 and retrofits | 866 | 2455 | Rate Constraint in lbs/MWh | FALSE | L | Annual | Seasons Included | Seasons | Winter, Summer | Winter, Summer | Winter, Summer | Winter, Summer | Winter, Summer | Winter, Summer | Winter, Summer
NJ Non-HEDD CT NGas Units - Nox Rate Annual v5.12, Unit 950 and retrofits | 866 | 2455 | Rate Constraint in lbs/MWh | FALSE | L | Annual | Standard | lb/MWh | 2.2 | 2.2 | 2.2 | 2.2 | 2.2 | 2.2 | 2.2
NJ Non-HEDD CT NGas Units - Nox Rate Annual v5.12, Unit 950 and retrofits | 866 | 2455 | Rate Constraint in lbs/MWh | FALSE | L | Annual | Emissions at Affected Plants NOX | Thousand Tons | 0 | 0 | 0 | 0 | 0 | 0 | 0
NJ Non-HEDD CT NGas Units - Nox Rate Annual v5.12, Unit 950 and retrofits | 866 | 2455 | Rate Constraint in lbs/MWh | FALSE | L | Annual | Allowances Purchased NOX | Thousand Tons | 0 | 0 | 0 | 0 | 0 | 0 | 0
NJ Non-HEDD CT NGas Units - Nox Rate Annual v5.12, Unit 950 and retrofits | 866 | 2455 | Rate Constraint in lbs/MWh | FALSE | L | Annual | Allowances Sold NOX | Thousand Tons | 0 | 0 | 0 | 0 | 0 | 0 | 0
NJ Non-HEDD CT NGas Units - Nox Rate Annual v5.12, Unit 950 and retrofits | 866 | 2455 | Rate Constraint in lbs/MWh | FALSE | L | Annual | Allowances Banked | Thousand Tons | 0 | 0 | 0 | 0 | 0 | 0 | 0
NJ Non-HEDD CT NGas Units - Nox Rate Annual v5.12, Unit 950 and retrofits | 866 | 2455 | Rate Constraint in lbs/MWh | FALSE | L | Annual | Allowances Withdrawn (1:1) | Thousand Tons | 0 | 0 | 0 | 0 | 0 | 0 | 0
NJ Non-HEDD CT NGas Units - Nox Rate Annual v5.12, Unit 950 and retrofits | 866 | 2455 | Rate Constraint in lbs/MWh | FALSE | L | Annual | Allowances Withdrawn (n:1) | Thousand Tons | 0 | 0 | 0 | 0 | 0 | 0 | 0
NJ Non-HEDD CT NGas Units - Nox Rate Annual v5.12, Unit 950 and retrofits | 866 | 2455 | Rate Constraint in lbs/MWh | FALSE | L | Annual | Net Emissions Allowance Position | Thousand Tons | 0 | 0 | 0 | 0 | 0 | 0 | 0
NJ Non-HEDD CT NGas Units - Nox Rate Annual v5.12, Unit 950 and retrofits | 866 | 2455 | Rate Constraint in lbs/MWh | FALSE | L | Annual | Fuel Consumed | TBtu | 0 | 0 | 0 | 0 | 0 | 0 | 0
NJ Non-HEDD CT NGas Units - Nox Rate Annual v5.12, Unit 950 and retrofits | 866 | 2455 | Rate Constraint in lbs/MWh | FALSE | L | Annual | Rate | lb/MMBtu | 0 | 0 | 0 | 0 | 0 | 0 | 0
NJ Non-HEDD CT NGas Units - Nox Rate Annual v5.12, Unit 950 and retrofits | 866 | 2455 | Rate Constraint in lbs/MWh | FALSE | L | Annual | Generation | TWh | 0 | 0 | 0 | 0 | 0 | 0 | 0
NJ Non-HEDD CT NGas Units - Nox Rate Annual v5.12, Unit 950 and retrofits | 866 | 2455 | Rate Constraint in lbs/MWh | FALSE | L | Annual | Qualifying Generation | TWh | 0 | 0 | 0 | 0 | 0 | 0 | 0
NJ Non-HEDD CT NGas Units - Nox Rate Annual v5.12, Unit 950 and retrofits | 866 | 2455 | Rate Constraint in lbs/MWh | FALSE | L | Annual | Constraint Shadow Price | US2011$/Ton | 144336.3897 | 145193.0978 | 131309.2674 | 207205.39 | 249112.9113 | 61505.232 | 72832.9213
NJ Non-HEDD CT NGas Units - Nox Rate Annual v5.12, Unit 951 and retrofits | 867 | 2455 | Rate Constraint in lbs/MWh | FALSE | L | Annual | Seasons Included | Seasons | Winter, Summer | Winter, Summer | Winter, Summer | Winter, Summer | Winter, Summer | Winter, Summer | Winter, Summer
NJ Non-HEDD CT NGas Units - Nox Rate Annual v5.12, Unit 951 and retrofits | 867 | 2455 | Rate Constraint in lbs/MWh | FALSE | L | Annual | Standard | lb/MWh | 2.2 | 2.2 | 2.2 | 2.2 | 2.2 | 2.2 | 2.2
NJ Non-HEDD CT NGas Units - Nox Rate Annual v5.12, Unit 951 and retrofits | 867 | 2455 | Rate Constraint in lbs/MWh | FALSE | L | Annual | Emissions at Affected Plants NOX | Thousand Tons | 0.00070114 | 0.00070114 | 0.00070114 | 0.00070114 | 0.00070114 | 0.00070114 | 0.00070114
NJ Non-HEDD CT NGas Units - Nox Rate Annual v5.12, Unit 951 and retrofits | 867 | 2455 | Rate Constraint in lbs/MWh | FALSE | L | Annual | Allowances Purchased NOX | Thousand Tons | 0 | 0 | 0 | 0 | 0 | 0 | 0
NJ Non-HEDD CT NGas Units - Nox Rate Annual v5.12, Unit 951 and retrofits | 867 | 2455 | Rate Constraint in lbs/MWh | FALSE | L | Annual | Allowances Sold NOX | Thousand Tons | 0 | 0 | 0 | 0 | 0 | 0 | 0
NJ Non-HEDD CT NGas Units - Nox Rate Annual v5.12, Unit 951 and retrofits | 867 | 2455 | Rate Constraint in lbs/MWh | FALSE | L | Annual | Allowances Banked | Thousand Tons | 0 | 0 | 0 | 0 | 0 | 0 | 0
NJ Non-HEDD CT NGas Units - Nox Rate Annual v5.12, Unit 951 and retrofits | 867 | 2455 | Rate Constraint in lbs/MWh | FALSE | L | Annual | Allowances Withdrawn (1:1) | Thousand Tons | 0 | 0 | 0 | 0 | 0 | 0 | 0
NJ Non-HEDD CT NGas Units - Nox Rate Annual v5.12, Unit 951 and retrofits | 867 | 2455 | Rate Constraint in lbs/MWh | FALSE | L | Annual | Allowances Withdrawn (n:1) | Thousand Tons | 0 | 0 | 0 | 0 | 0 | 0 | 0
NJ Non-HEDD CT NGas Units - Nox Rate Annual v5.12, Unit 951 and retrofits | 867 | 2455 | Rate Constraint in lbs/MWh | FALSE | L | Annual | Net Emissions Allowance Position | Thousand Tons | 0.00070114 | 0.00070114 | 0.00070114 | 0.00070114 | 0.00070114 | 0.00070114 | 0.00070114
NJ Non-HEDD CT NGas Units - Nox Rate Annual v5.12, Unit 951 and retrofits | 867 | 2455 | Rate Constraint in lbs/MWh | FALSE | L | Annual | Fuel Consumed | TBtu | 0.0069402 | 0.0069402 | 0.0069402 | 0.0069402 | 0.0069402 | 0.0069402 | 0.0069402
NJ Non-HEDD CT NGas Units - Nox Rate Annual v5.12, Unit 951 and retrofits | 867 | 2455 | Rate Constraint in lbs/MWh | FALSE | L | Annual | Rate | lb/MMBtu | 0.20205 | 0.20205 | 0.20205 | 0.20205 | 0.20205 | 0.20205 | 0.20205
NJ Non-HEDD CT NGas Units - Nox Rate Annual v5.12, Unit 951 and retrofits | 867 | 2455 | Rate Constraint in lbs/MWh | FALSE | L | Annual | Generation | TWh | 0.00063748 | 0.00063748 | 0.00063748 | 0.00063748 | 0.00063748 | 0.00063748 | 0.00063748
NJ Non-HEDD CT NGas Units - Nox Rate Annual v5.12, Unit 951 and retrofits | 867 | 2455 | Rate Constraint in lbs/MWh | FALSE | L | Annual | Qualifying Generation | TWh | 0.00063748 | 0.00063748 | 0.00063748 | 0.00063748 | 0.00063748 | 0.00063748 | 0.00063748
NJ Non-HEDD CT NGas Units - Nox Rate Annual v5.12, Unit 951 and retrofits | 867 | 2455 | Rate Constraint in lbs/MWh | FALSE | L | Annual | Constraint Shadow Price | US2011$/Ton | 0 | 0 | 0 | 0 | 0 | 0 | 0
NJ Non-HEDD CT NGas Units - Nox Rate Annual v5.12, Unit 952 and retrofits | 868 | 2455 | Rate Constraint in lbs/MWh | FALSE | L | Annual | Seasons Included | Seasons | Winter, Summer | Winter, Summer | Winter, Summer | Winter, Summer | Winter, Summer | Winter, Summer | Winter, Summer
NJ Non-HEDD CT NGas Units - Nox Rate Annual v5.12, Unit 952 and retrofits | 868 | 2455 | Rate Constraint in lbs/MWh | FALSE | L | Annual | Standard | lb/MWh | 2.2 | 2.2 | 2.2 | 2.2 | 2.2 | 2.2 | 2.2
NJ Non-HEDD CT NGas Units - Nox Rate Annual v5.12, Unit 952 and retrofits | 868 | 2455 | Rate Constraint in lbs/MWh | FALSE | L | Annual | Emissions at Affected Plants NOX | Thousand Tons | 0.00070122 | 0.00070122 | 0.00070122 | 0.00070122 | 0.00070122 | 0.00070122 | 0.00070122
NJ Non-HEDD CT NGas Units - Nox Rate Annual v5.12, Unit 952 and retrofits | 868 | 2455 | Rate Constraint in lbs/MWh | FALSE | L | Annual | Allowances Purchased NOX | Thousand Tons | 0 | 0 | 0 | 0 | 0 | 0 | 0
NJ Non-HEDD CT NGas Units - Nox Rate Annual v5.12, Unit 952 and retrofits | 868 | 2455 | Rate Constraint in lbs/MWh | FALSE | L | Annual | Allowances Sold NOX | Thousand Tons | 0 | 0 | 0 | 0 | 0 | 0 | 0
NJ Non-HEDD CT NGas Units - Nox Rate Annual v5.12, Unit 952 and retrofits | 868 | 2455 | Rate Constraint in lbs/MWh | FALSE | L | Annual | Allowances Banked | Thousand Tons | 0 | 0 | 0 | 0 | 0 | 0 | 0
NJ Non-HEDD CT NGas Units - Nox Rate Annual v5.12, Unit 952 and retrofits | 868 | 2455 | Rate Constraint in lbs/MWh | FALSE | L | Annual | Allowances Withdrawn (1:1) | Thousand Tons | 0 | 0 | 0 | 0 | 0 | 0 | 0
NJ Non-HEDD CT NGas Units - Nox Rate Annual v5.12, Unit 952 and retrofits | 868 | 2455 | Rate Constraint in lbs/MWh | FALSE | L | Annual | Allowances Withdrawn (n:1) | Thousand Tons | 0 | 0 | 0 | 0 | 0 | 0 | 0
NJ Non-HEDD CT NGas Units - Nox Rate Annual v5.12, Unit 952 and retrofits | 868 | 2455 | Rate Constraint in lbs/MWh | FALSE | L | Annual | Net Emissions Allowance Position | Thousand Tons | 0.00070122 | 0.00070122 | 0.00070122 | 0.00070122 | 0.00070122 | 0.00070122 | 0.00070122
NJ Non-HEDD CT NGas Units - Nox Rate Annual v5.12, Unit 952 and retrofits | 868 | 2455 | Rate Constraint in lbs/MWh | FALSE | L | Annual | Fuel Consumed | TBtu | 0.0069428 | 0.0069428 | 0.0069428 | 0.0069428 | 0.0069428 | 0.0069428 | 0.0069428
NJ Non-HEDD CT NGas Units - Nox Rate Annual v5.12, Unit 952 and retrofits | 868 | 2455 | Rate Constraint in lbs/MWh | FALSE | L | Annual | Rate | lb/MMBtu | 0.202 | 0.202 | 0.202 | 0.202 | 0.202 | 0.202 | 0.202
NJ Non-HEDD CT NGas Units - Nox Rate Annual v5.12, Unit 952 and retrofits | 868 | 2455 | Rate Constraint in lbs/MWh | FALSE | L | Annual | Generation | TWh | 0.00063748 | 0.00063748 | 0.00063748 | 0.00063748 | 0.00063748 | 0.00063748 | 0.00063748
NJ Non-HEDD CT NGas Units - Nox Rate Annual v5.12, Unit 952 and retrofits | 868 | 2455 | Rate Constraint in lbs/MWh | FALSE | L | Annual | Qualifying Generation | TWh | 0.00063748 | 0.00063748 | 0.00063748 | 0.00063748 | 0.00063748 | 0.00063748 | 0.00063748
NJ Non-HEDD CT NGas Units - Nox Rate Annual v5.12, Unit 952 and retrofits | 868 | 2455 | Rate Constraint in lbs/MWh | FALSE | L | Annual | Constraint Shadow Price | US2011$/Ton | 0 | 0 | 0 | 0 | 0 | 0 | 0
NJ Non-HEDD CT NGas Units - Nox Rate Annual v5.12, Unit 953 and retrofits | 869 | 2455 | Rate Constraint in lbs/MWh | FALSE | L | Annual | Seasons Included | Seasons | Winter, Summer | Winter, Summer | Winter, Summer | Winter, Summer | Winter, Summer | Winter, Summer | Winter, Summer
NJ Non-HEDD CT NGas Units - Nox Rate Annual v5.12, Unit 953 and retrofits | 869 | 2455 | Rate Constraint in lbs/MWh | FALSE | L | Annual | Standard | lb/MWh | 2.2 | 2.2 | 2.2 | 2.2 | 2.2 | 2.2 | 2.2
NJ Non-HEDD CT NGas Units - Nox Rate Annual v5.12, Unit 953 and retrofits | 869 | 2455 | Rate Constraint in lbs/MWh | FALSE | L | Annual | Emissions at Affected Plants NOX | Thousand Tons | 0.0018334 | 0.0018334 | 0.0018334 | 0.0018334 | 0.0018334 | 0 | 0
NJ Non-HEDD CT NGas Units - Nox Rate Annual v5.12, Unit 953 and retrofits | 869 | 2455 | Rate Constraint in lbs/MWh | FALSE | L | Annual | Allowances Purchased NOX | Thousand Tons | 0 | 0 | 0 | 0 | 0 | 0 | 0
NJ Non-HEDD CT NGas Units - Nox Rate Annual v5.12, Unit 953 and retrofits | 869 | 2455 | Rate Constraint in lbs/MWh | FALSE | L | Annual | Allowances Sold NOX | Thousand Tons | 0 | 0 | 0 | 0 | 0 | 0 | 0
NJ Non-HEDD CT NGas Units - Nox Rate Annual v5.12, Unit 953 and retrofits | 869 | 2455 | Rate Constraint in lbs/MWh | FALSE | L | Annual | Allowances Banked | Thousand Tons | 0 | 0 | 0 | 0 | 0 | 0 | 0
NJ Non-HEDD CT NGas Units - Nox Rate Annual v5.12, Unit 953 and retrofits | 869 | 2455 | Rate Constraint in lbs/MWh | FALSE | L | Annual | Allowances Withdrawn (1:1) | Thousand Tons | 0 | 0 | 0 | 0 | 0 | 0 | 0
NJ Non-HEDD CT NGas Units - Nox Rate Annual v5.12, Unit 953 and retrofits | 869 | 2455 | Rate Constraint in lbs/MWh | FALSE | L | Annual | Allowances Withdrawn (n:1) | Thousand Tons | 0 | 0 | 0 | 0 | 0 | 0 | 0
NJ Non-HEDD CT NGas Units - Nox Rate Annual v5.12, Unit 953 and retrofits | 869 | 2455 | Rate Constraint in lbs/MWh | FALSE | L | Annual | Net Emissions Allowance Position | Thousand Tons | 0.0018334 | 0.0018334 | 0.0018334 | 0.0018334 | 0.0018334 | 0 | 0
NJ Non-HEDD CT NGas Units - Nox Rate Annual v5.12, Unit 953 and retrofits | 869 | 2455 | Rate Constraint in lbs/MWh | FALSE | L | Annual | Fuel Consumed | TBtu | 0.025271 | 0.025271 | 0.025271 | 0.025271 | 0.025271 | 0 | 0
NJ Non-HEDD CT NGas Units - Nox Rate Annual v5.12, Unit 953 and retrofits | 869 | 2455 | Rate Constraint in lbs/MWh | FALSE | L | Annual | Rate | lb/MMBtu | 0.1451 | 0.1451 | 0.1451 | 0.1451 | 0.1451 | 0 | 0
NJ Non-HEDD CT NGas Units - Nox Rate Annual v5.12, Unit 953 and retrofits | 869 | 2455 | Rate Constraint in lbs/MWh | FALSE | L | Annual | Generation | TWh | 0.0016668 | 0.0016668 | 0.0016668 | 0.0016668 | 0.0016668 | 0 | 0
NJ Non-HEDD CT NGas Units - Nox Rate Annual v5.12, Unit 953 and retrofits | 869 | 2455 | Rate Constraint in lbs/MWh | FALSE | L | Annual | Qualifying Generation | TWh | 0.0016668 | 0.0016668 | 0.0016668 | 0.0016668 | 0.0016668 | 0 | 0
NJ Non-HEDD CT NGas Units - Nox Rate Annual v5.12, Unit 953 and retrofits | 869 | 2455 | Rate Constraint in lbs/MWh | FALSE | L | Annual | Constraint Shadow Price | US2011$/Ton | 0 | 0 | 0 | 0 | 0 | 0 | 0
NJ Non-HEDD CT NGas Units - Nox Rate Annual v5.12, Unit 954 and retrofits | 870 | 2455 | Rate Constraint in lbs/MWh | FALSE | L | Annual | Seasons Included | Seasons | Winter, Summer | Winter, Summer | Winter, Summer | Winter, Summer | Winter, Summer | Winter, Summer | Winter, Summer
NJ Non-HEDD CT NGas Units - Nox Rate Annual v5.12, Unit 954 and retrofits | 870 | 2455 | Rate Constraint in lbs/MWh | FALSE | L | Annual | Standard | lb/MWh | 2.2 | 2.2 | 2.2 | 2.2 | 2.2 | 2.2 | 2.2
NJ Non-HEDD CT NGas Units - Nox Rate Annual v5.12, Unit 954 and retrofits | 870 | 2455 | Rate Constraint in lbs/MWh | FALSE | L | Annual | Emissions at Affected Plants NOX | Thousand Tons | 0.0048155 | 0.0048155 | 0.0048155 | 0.0048155 | 0.0048155 | 0.0048155 | 0.0048155
NJ Non-HEDD CT NGas Units - Nox Rate Annual v5.12, Unit 954 and retrofits | 870 | 2455 | Rate Constraint in lbs/MWh | FALSE | L | Annual | Allowances Purchased NOX | Thousand Tons | 0 | 0 | 0 | 0 | 0 | 0 | 0
NJ Non-HEDD CT NGas Units - Nox Rate Annual v5.12, Unit 954 and retrofits | 870 | 2455 | Rate Constraint in lbs/MWh | FALSE | L | Annual | Allowances Sold NOX | Thousand Tons | 0 | 0 | 0 | 0 | 0 | 0 | 0
NJ Non-HEDD CT NGas Units - Nox Rate Annual v5.12, Unit 954 and retrofits | 870 | 2455 | Rate Constraint in lbs/MWh | FALSE | L | Annual | Allowances Banked | Thousand Tons | 0 | 0 | 0 | 0 | 0 | 0 | 0
NJ Non-HEDD CT NGas Units - Nox Rate Annual v5.12, Unit 954 and retrofits | 870 | 2455 | Rate Constraint in lbs/MWh | FALSE | L | Annual | Allowances Withdrawn (1:1) | Thousand Tons | 0 | 0 | 0 | 0 | 0 | 0 | 0
NJ Non-HEDD CT NGas Units - Nox Rate Annual v5.12, Unit 954 and retrofits | 870 | 2455 | Rate Constraint in lbs/MWh | FALSE | L | Annual | Allowances Withdrawn (n:1) | Thousand Tons | 0 | 0 | 0 | 0 | 0 | 0 | 0
NJ Non-HEDD CT NGas Units - Nox Rate Annual v5.12, Unit 954 and retrofits | 870 | 2455 | Rate Constraint in lbs/MWh | FALSE | L | Annual | Net Emissions Allowance Position | Thousand Tons | 0.0048155 | 0.0048155 | 0.0048155 | 0.0048155 | 0.0048155 | 0.0048155 | 0.0048155
NJ Non-HEDD CT NGas Units - Nox Rate Annual v5.12, Unit 954 and retrofits | 870 | 2455 | Rate Constraint in lbs/MWh | FALSE | L | Annual | Fuel Consumed | TBtu | 0.29962 | 0.29962 | 0.29962 | 0.29962 | 0.29962 | 0.29962 | 0.29962
NJ Non-HEDD CT NGas Units - Nox Rate Annual v5.12, Unit 954 and retrofits | 870 | 2455 | Rate Constraint in lbs/MWh | FALSE | L | Annual | Rate | lb/MMBtu | 0.032144 | 0.032144 | 0.032144 | 0.032144 | 0.032144 | 0.032144 | 0.032144
NJ Non-HEDD CT NGas Units - Nox Rate Annual v5.12, Unit 954 and retrofits | 870 | 2455 | Rate Constraint in lbs/MWh | FALSE | L | Annual | Generation | TWh | 0.027622 | 0.027622 | 0.027622 | 0.027622 | 0.027622 | 0.027622 | 0.027622
NJ Non-HEDD CT NGas Units - Nox Rate Annual v5.12, Unit 954 and retrofits | 870 | 2455 | Rate Constraint in lbs/MWh | FALSE | L | Annual | Qualifying Generation | TWh | 0.027622 | 0.027622 | 0.027622 | 0.027622 | 0.027622 | 0.027622 | 0.027622
NJ Non-HEDD CT NGas Units - Nox Rate Annual v5.12, Unit 954 and retrofits | 870 | 2455 | Rate Constraint in lbs/MWh | FALSE | L | Annual | Constraint Shadow Price | US2011$/Ton | 0 | 0 | 0 | 0 | 0 | 0 | 0
NJ Non-HEDD CT NGas Units - Nox Rate Annual v5.12, Unit 955 and retrofits | 871 | 2455 | Rate Constraint in lbs/MWh | FALSE | L | Annual | Seasons Included | Seasons | Winter, Summer | Winter, Summer | Winter, Summer | Winter, Summer | Winter, Summer | Winter, Summer | Winter, Summer
NJ Non-HEDD CT NGas Units - Nox Rate Annual v5.12, Unit 955 and retrofits | 871 | 2455 | Rate Constraint in lbs/MWh | FALSE | L | Annual | Standard | lb/MWh | 2.2 | 2.2 | 2.2 | 2.2 | 2.2 | 2.2 | 2.2
NJ Non-HEDD CT NGas Units - Nox Rate Annual v5.12, Unit 955 and retrofits | 871 | 2455 | Rate Constraint in lbs/MWh | FALSE | L | Annual | Emissions at Affected Plants NOX | Thousand Tons | 0.012976 | 0.0048634 | 0.0048634 | 0.0048634 | 0.0048634 | 0.0048634 | 0.0048634
NJ Non-HEDD CT NGas Units - Nox Rate Annual v5.12, Unit 955 and retrofits | 871 | 2455 | Rate Constraint in lbs/MWh | FALSE | L | Annual | Allowances Purchased NOX | Thousand Tons | 0 | 0 | 0 | 0 | 0 | 0 | 0
NJ Non-HEDD CT NGas Units - Nox Rate Annual v5.12, Unit 955 and retrofits | 871 | 2455 | Rate Constraint in lbs/MWh | FALSE | L | Annual | Allowances Sold NOX | Thousand Tons | 0 | 0 | 0 | 0 | 0 | 0 | 0
NJ Non-HEDD CT NGas Units - Nox Rate Annual v5.12, Unit 955 and retrofits | 871 | 2455 | Rate Constraint in lbs/MWh | FALSE | L | Annual | Allowances Banked | Thousand Tons | 0 | 0 | 0 | 0 | 0 | 0 | 0
NJ Non-HEDD CT NGas Units - Nox Rate Annual v5.12, Unit 955 and retrofits | 871 | 2455 | Rate Constraint in lbs/MWh | FALSE | L | Annual | Allowances Withdrawn (1:1) | Thousand Tons | 0 | 0 | 0 | 0 | 0 | 0 | 0
NJ Non-HEDD CT NGas Units - Nox Rate Annual v5.12, Unit 955 and retrofits | 871 | 2455 | Rate Constraint in lbs/MWh | FALSE | L | Annual | Allowances Withdrawn (n:1) | Thousand Tons | 0 | 0 | 0 | 0 | 0 | 0 | 0
NJ Non-HEDD CT NGas Units - Nox Rate Annual v5.12, Unit 955 and retrofits | 871 | 2455 | Rate Constraint in lbs/MWh | FALSE | L | Annual | Net Emissions Allowance Position | Thousand Tons | 0.012976 | 0.0048634 | 0.0048634 | 0.0048634 | 0.0048634 | 0.0048634 | 0.0048634
NJ Non-HEDD CT NGas Units - Nox Rate Annual v5.12, Unit 955 and retrofits | 871 | 2455 | Rate Constraint in lbs/MWh | FALSE | L | Annual | Fuel Consumed | TBtu | 0.79941 | 0.29962 | 0.29962 | 0.29962 | 0.29962 | 0.29962 | 0.29962
NJ Non-HEDD CT NGas Units - Nox Rate Annual v5.12, Unit 955 and retrofits | 871 | 2455 | Rate Constraint in lbs/MWh | FALSE | L | Annual | Rate | lb/MMBtu | 0.032464 | 0.032464 | 0.032464 | 0.032464 | 0.032464 | 0.032464 | 0.032464
NJ Non-HEDD CT NGas Units - Nox Rate Annual v5.12, Unit 955 and retrofits | 871 | 2455 | Rate Constraint in lbs/MWh | FALSE | L | Annual | Generation | TWh | 0.073699 | 0.027622 | 0.027622 | 0.027622 | 0.027622 | 0.027622 | 0.027622
NJ Non-HEDD CT NGas Units - Nox Rate Annual v5.12, Unit 955 and retrofits | 871 | 2455 | Rate Constraint in lbs/MWh | FALSE | L | Annual | Qualifying Generation | TWh | 0.073699 | 0.027622 | 0.027622 | 0.027622 | 0.027622 | 0.027622 | 0.027622
NJ Non-HEDD CT NGas Units - Nox Rate Annual v5.12, Unit 955 and retrofits | 871 | 2455 | Rate Constraint in lbs/MWh | FALSE | L | Annual | Constraint Shadow Price | US2011$/Ton | 0 | 0 | 0 | 0 | 0 | 0 | 0
NJ Non-HEDD CT NGas Units - Nox Rate Annual v5.12, Unit 956 and retrofits | 872 | 2455 | Rate Constraint in lbs/MWh | FALSE | L | Annual | Seasons Included | Seasons | Winter, Summer | Winter, Summer | Winter, Summer | Winter, Summer | Winter, Summer | Winter, Summer | Winter, Summer
NJ Non-HEDD CT NGas Units - Nox Rate Annual v5.12, Unit 956 and retrofits | 872 | 2455 | Rate Constraint in lbs/MWh | FALSE | L | Annual | Standard | lb/MWh | 2.2 | 2.2 | 2.2 | 2.2 | 2.2 | 2.2 | 2.2
NJ Non-HEDD CT NGas Units - Nox Rate Annual v5.12, Unit 956 and retrofits | 872 | 2455 | Rate Constraint in lbs/MWh | FALSE | L | Annual | Emissions at Affected Plants NOX | Thousand Tons | 0.0025218 | 0.0025218 | 0.0025218 | 0.0025218 | 0.0025218 | 0.00083908 | 0.00083908
NJ Non-HEDD CT NGas Units - Nox Rate Annual v5.12, Unit 956 and retrofits | 872 | 2455 | Rate Constraint in lbs/MWh | FALSE | L | Annual | Allowances Purchased NOX | Thousand Tons | 0 | 0 | 0 | 0 | 0 | 0 | 0
NJ Non-HEDD CT NGas Units - Nox Rate Annual v5.12, Unit 956 and retrofits | 872 | 2455 | Rate Constraint in lbs/MWh | FALSE | L | Annual | Allowances Sold NOX | Thousand Tons | 0 | 0 | 0 | 0 | 0 | 0 | 0
NJ Non-HEDD CT NGas Units - Nox Rate Annual v5.12, Unit 956 and retrofits | 872 | 2455 | Rate Constraint in lbs/MWh | FALSE | L | Annual | Allowances Banked | Thousand Tons | 0 | 0 | 0 | 0 | 0 | 0 | 0
NJ Non-HEDD CT NGas Units - Nox Rate Annual v5.12, Unit 956 and retrofits | 872 | 2455 | Rate Constraint in lbs/MWh | FALSE | L | Annual | Allowances Withdrawn (1:1) | Thousand Tons | 0 | 0 | 0 | 0 | 0 | 0 | 0
NJ Non-HEDD CT NGas Units - Nox Rate Annual v5.12, Unit 956 and retrofits | 872 | 2455 | Rate Constraint in lbs/MWh | FALSE | L | Annual | Allowances Withdrawn (n:1) | Thousand Tons | 0 | 0 | 0 | 0 | 0 | 0 | 0
NJ Non-HEDD CT NGas Units - Nox Rate Annual v5.12, Unit 956 and retrofits | 872 | 2455 | Rate Constraint in lbs/MWh | FALSE | L | Annual | Net Emissions Allowance Position | Thousand Tons | 0.0025218 | 0.0025218 | 0.0025218 | 0.0025218 | 0.0025218 | 0.00083908 | 0.00083908
NJ Non-HEDD CT NGas Units - Nox Rate Annual v5.12, Unit 956 and retrofits | 872 | 2455 | Rate Constraint in lbs/MWh | FALSE | L | Annual | Fuel Consumed | TBtu | 0.063046 | 0.063046 | 0.063046 | 0.063046 | 0.063046 | 0.020977 | 0.020977
NJ Non-HEDD CT NGas Units - Nox Rate Annual v5.12, Unit 956 and retrofits | 872 | 2455 | Rate Constraint in lbs/MWh | FALSE | L | Annual | Rate | lb/MMBtu | 0.08 | 0.08 | 0.08 | 0.08 | 0.08 | 0.08 | 0.08
NJ Non-HEDD CT NGas Units - Nox Rate Annual v5.12, Unit 956 and retrofits | 872 | 2455 | Rate Constraint in lbs/MWh | FALSE | L | Annual | Generation | TWh | 0.0064662 | 0.0064662 | 0.0064662 | 0.0064662 | 0.0064662 | 0.0021515 | 0.0021515
NJ Non-HEDD CT NGas Units - Nox Rate Annual v5.12, Unit 956 and retrofits | 872 | 2455 | Rate Constraint in lbs/MWh | FALSE | L | Annual | Qualifying Generation | TWh | 0.0064662 | 0.0064662 | 0.0064662 | 0.0064662 | 0.0064662 | 0.0021515 | 0.0021515
NJ Non-HEDD CT NGas Units - Nox Rate Annual v5.12, Unit 956 and retrofits | 872 | 2455 | Rate Constraint in lbs/MWh | FALSE | L | Annual | Constraint Shadow Price | US2011$/Ton | 0 | 0 | 0 | 0 | 0 | 0 | 0
NJ Non-HEDD CT NGas Units - Nox Rate Annual v5.12, Unit 1218 and retrofits | 873 | 2455 | Rate Constraint in lbs/MWh | FALSE | L | Annual | Seasons Included | Seasons | Winter, Summer | Winter, Summer | Winter, Summer | Winter, Summer | Winter, Summer | Winter, Summer | Winter, Summer
NJ Non-HEDD CT NGas Units - Nox Rate Annual v5.12, Unit 1218 and retrofits | 873 | 2455 | Rate Constraint in lbs/MWh | FALSE | L | Annual | Standard | lb/MWh | 2.2 | 2.2 | 2.2 | 2.2 | 2.2 | 2.2 | 2.2
NJ Non-HEDD CT NGas Units - Nox Rate Annual v5.12, Unit 1218 and retrofits | 873 | 2455 | Rate Constraint in lbs/MWh | FALSE | L | Annual | Emissions at Affected Plants NOX | Thousand Tons | 0.0099036 | 0.0099036 | 0.0099036 | 0.0099036 | 0.0099036 | 0.0099036 | 0.0099036
NJ Non-HEDD CT NGas Units - Nox Rate Annual v5.12, Unit 1218 and retrofits | 873 | 2455 | Rate Constraint in lbs/MWh | FALSE | L | Annual | Allowances Purchased NOX | Thousand Tons | 0 | 0 | 0 | 0 | 0 | 0 | 0
NJ Non-HEDD CT NGas Units - Nox Rate Annual v5.12, Unit 1218 and retrofits | 873 | 2455 | Rate Constraint in lbs/MWh | FALSE | L | Annual | Allowances Sold NOX | Thousand Tons | 0 | 0 | 0 | 0 | 0 | 0 | 0
NJ Non-HEDD CT NGas Units - Nox Rate Annual v5.12, Unit 1218 and retrofits | 873 | 2455 | Rate Constraint in lbs/MWh | FALSE | L | Annual | Allowances Banked | Thousand Tons | 0 | 0 | 0 | 0 | 0 | 0 | 0
NJ Non-HEDD CT NGas Units - Nox Rate Annual v5.12, Unit 1218 and retrofits | 873 | 2455 | Rate Constraint in lbs/MWh | FALSE | L | Annual | Allowances Withdrawn (1:1) | Thousand Tons | 0 | 0 | 0 | 0 | 0 | 0 | 0
NJ Non-HEDD CT NGas Units - Nox Rate Annual v5.12, Unit 1218 and retrofits | 873 | 2455 | Rate Constraint in lbs/MWh | FALSE | L | Annual | Allowances Withdrawn (n:1) | Thousand Tons | 0 | 0 | 0 | 0 | 0 | 0 | 0
NJ Non-HEDD CT NGas Units - Nox Rate Annual v5.12, Unit 1218 and retrofits | 873 | 2455 | Rate Constraint in lbs/MWh | FALSE | L | Annual | Net Emissions Allowance Position | Thousand Tons | 0.0099036 | 0.0099036 | 0.0099036 | 0.0099036 | 0.0099036 | 0.0099036 | 0.0099036
NJ Non-HEDD CT NGas Units - Nox Rate Annual v5.12, Unit 1218 and retrofits | 873 | 2455 | Rate Constraint in lbs/MWh | FALSE | L | Annual | Fuel Consumed | TBtu | 0.24759 | 0.24759 | 0.24759 | 0.24759 | 0.24759 | 0.24759 | 0.24759
NJ Non-HEDD CT NGas Units - Nox Rate Annual v5.12, Unit 1218 and retrofits | 873 | 2455 | Rate Constraint in lbs/MWh | FALSE | L | Annual | Rate | lb/MMBtu | 0.08 | 0.08 | 0.08 | 0.08 | 0.08 | 0.08 | 0.08
NJ Non-HEDD CT NGas Units - Nox Rate Annual v5.12, Unit 1218 and retrofits | 873 | 2455 | Rate Constraint in lbs/MWh | FALSE | L | Annual | Generation | TWh | 0.023042 | 0.023042 | 0.023042 | 0.023042 | 0.023042 | 0.023042 | 0.023042
NJ Non-HEDD CT NGas Units - Nox Rate Annual v5.12, Unit 1218 and retrofits | 873 | 2455 | Rate Constraint in lbs/MWh | FALSE | L | Annual | Qualifying Generation | TWh | 0.023042 | 0.023042 | 0.023042 | 0.023042 | 0.023042 | 0.023042 | 0.023042
NJ Non-HEDD CT NGas Units - Nox Rate Annual v5.12, Unit 1218 and retrofits | 873 | 2455 | Rate Constraint in lbs/MWh | FALSE | L | Annual | Constraint Shadow Price | US2011$/Ton | 0 | 0 | 0 | 0 | 0 | 0 | 0
NJ Non-HEDD CT NGas Units - Nox Rate Annual v5.12, Unit 1219 and retrofits | 874 | 2455 | Rate Constraint in lbs/MWh | FALSE | L | Annual | Seasons Included | Seasons | Winter, Summer | Winter, Summer | Winter, Summer | Winter, Summer | Winter, Summer | Winter, Summer | Winter, Summer
NJ Non-HEDD CT NGas Units - Nox Rate Annual v5.12, Unit 1219 and retrofits | 874 | 2455 | Rate Constraint in lbs/MWh | FALSE | L | Annual | Standard | lb/MWh | 2.2 | 2.2 | 2.2 | 2.2 | 2.2 | 2.2 | 2.2
NJ Non-HEDD CT NGas Units - Nox Rate Annual v5.12, Unit 1219 and retrofits | 874 | 2455 | Rate Constraint in lbs/MWh | FALSE | L | Annual | Emissions at Affected Plants NOX | Thousand Tons | 0.0099036 | 0.0099036 | 0.0099036 | 0.0053423 | 0.0053423 | 0.0099036 | 0.0042244
NJ Non-HEDD CT NGas Units - Nox Rate Annual v5.12, Unit 1219 and retrofits | 874 | 2455 | Rate Constraint in lbs/MWh | FALSE | L | Annual | Allowances Purchased NOX | Thousand Tons | 0 | 0 | 0 | 0 | 0 | 0 | 0
NJ Non-HEDD CT NGas Units - Nox Rate Annual v5.12, Unit 1219 and retrofits | 874 | 2455 | Rate Constraint in lbs/MWh | FALSE | L | Annual | Allowances Sold NOX | Thousand Tons | 0 | 0 | 0 | 0 | 0 | 0 | 0
NJ Non-HEDD CT NGas Units - Nox Rate Annual v5.12, Unit 1219 and retrofits | 874 | 2455 | Rate Constraint in lbs/MWh | FALSE | L | Annual | Allowances Banked | Thousand Tons | 0 | 0 | 0 | 0 | 0 | 0 | 0
NJ Non-HEDD CT NGas Units - Nox Rate Annual v5.12, Unit 1219 and retrofits | 874 | 2455 | Rate Constraint in lbs/MWh | FALSE | L | Annual | Allowances Withdrawn (1:1) | Thousand Tons | 0 | 0 | 0 | 0 | 0 | 0 | 0
NJ Non-HEDD CT NGas Units - Nox Rate Annual v5.12, Unit 1219 and retrofits | 874 | 2455 | Rate Constraint in lbs/MWh | FALSE | L | Annual | Allowances Withdrawn (n:1) | Thousand Tons | 0 | 0 | 0 | 0 | 0 | 0 | 0
NJ Non-HEDD CT NGas Units - Nox Rate Annual v5.12, Unit 1219 and retrofits | 874 | 2455 | Rate Constraint in lbs/MWh | FALSE | L | Annual | Net Emissions Allowance Position | Thousand Tons | 0.0099036 | 0.0099036 | 0.0099036 | 0.0053423 | 0.0053423 | 0.0099036 | 0.0042244
NJ Non-HEDD CT NGas Units - Nox Rate Annual v5.12, Unit 1219 and retrofits | 874 | 2455 | Rate Constraint in lbs/MWh | FALSE | L | Annual | Fuel Consumed | TBtu | 0.24759 | 0.24759 | 0.24759 | 0.13356 | 0.13356 | 0.24759 | 0.10561
NJ Non-HEDD CT NGas Units - Nox Rate Annual v5.12, Unit 1219 and retrofits | 874 | 2455 | Rate Constraint in lbs/MWh | FALSE | L | Annual | Rate | lb/MMBtu | 0.08 | 0.08 | 0.08 | 0.08 | 0.08 | 0.08 | 0.08
NJ Non-HEDD CT NGas Units - Nox Rate Annual v5.12, Unit 1219 and retrofits | 874 | 2455 | Rate Constraint in lbs/MWh | FALSE | L | Annual | Generation | TWh | 0.023042 | 0.023042 | 0.023042 | 0.01243 | 0.01243 | 0.023042 | 0.0098287
NJ Non-HEDD CT NGas Units - Nox Rate Annual v5.12, Unit 1219 and retrofits | 874 | 2455 | Rate Constraint in lbs/MWh | FALSE | L | Annual | Qualifying Generation | TWh | 0.023042 | 0.023042 | 0.023042 | 0.01243 | 0.01243 | 0.023042 | 0.0098287
NJ Non-HEDD CT NGas Units - Nox Rate Annual v5.12, Unit 1219 and retrofits | 874 | 2455 | Rate Constraint in lbs/MWh | FALSE | L | Annual | Constraint Shadow Price | US2011$/Ton | 0 | 0 | 0 | 0 | 0 | 0 | 0
NJ Non-HEDD CT NGas Units - Nox Rate Annual v5.12, Unit 1220 and retrofits | 875 | 2455 | Rate Constraint in lbs/MWh | FALSE | L | Annual | Seasons Included | Seasons | Winter, Summer | Winter, Summer | Winter, Summer | Winter, Summer | Winter, Summer | Winter, Summer | Winter, Summer
NJ Non-HEDD CT NGas Units - Nox Rate Annual v5.12, Unit 1220 and retrofits | 875 | 2455 | Rate Constraint in lbs/MWh | FALSE | L | Annual | Standard | lb/MWh | 2.2 | 2.2 | 2.2 | 2.2 | 2.2 | 2.2 | 2.2
NJ Non-HEDD CT NGas Units - Nox Rate Annual v5.12, Unit 1220 and retrofits | 875 | 2455 | Rate Constraint in lbs/MWh | FALSE | L | Annual | Emissions at Affected Plants NOX | Thousand Tons | 0.0099036 | 0.0099036 | 0.0053423 | 0.0053423 | 0.0099036 | 0.0099036 | 0.0099036
NJ Non-HEDD CT NGas Units - Nox Rate Annual v5.12, Unit 1220 and retrofits | 875 | 2455 | Rate Constraint in lbs/MWh | FALSE | L | Annual | Allowances Purchased NOX | Thousand Tons | 0 | 0 | 0 | 0 | 0 | 0 | 0
NJ Non-HEDD CT NGas Units - Nox Rate Annual v5.12, Unit 1220 and retrofits | 875 | 2455 | Rate Constraint in lbs/MWh | FALSE | L | Annual | Allowances Sold NOX | Thousand Tons | 0 | 0 | 0 | 0 | 0 | 0 | 0
NJ Non-HEDD CT NGas Units - Nox Rate Annual v5.12, Unit 1220 and retrofits | 875 | 2455 | Rate Constraint in lbs/MWh | FALSE | L | Annual | Allowances Banked | Thousand Tons | 0 | 0 | 0 | 0 | 0 | 0 | 0
NJ Non-HEDD CT NGas Units - Nox Rate Annual v5.12, Unit 1220 and retrofits | 875 | 2455 | Rate Constraint in lbs/MWh | FALSE | L | Annual | Allowances Withdrawn (1:1) | Thousand Tons | 0 | 0 | 0 | 0 | 0 | 0 | 0
NJ Non-HEDD CT NGas Units - Nox Rate Annual v5.12, Unit 1220 and retrofits | 875 | 2455 | Rate Constraint in lbs/MWh | FALSE | L | Annual | Allowances Withdrawn (n:1) | Thousand Tons | 0 | 0 | 0 | 0 | 0 | 0 | 0
NJ Non-HEDD CT NGas Units - Nox Rate Annual v5.12, Unit 1220 and retrofits | 875 | 2455 | Rate Constraint in lbs/MWh | FALSE | L | Annual | Net Emissions Allowance Position | Thousand Tons | 0.0099036 | 0.0099036 | 0.0053423 | 0.0053423 | 0.0099036 | 0.0099036 | 0.0099036
NJ Non-HEDD CT NGas Units - Nox Rate Annual v5.12, Unit 1220 and retrofits | 875 | 2455 | Rate Constraint in lbs/MWh | FALSE | L | Annual | Fuel Consumed | TBtu | 0.24759 | 0.24759 | 0.13356 | 0.13356 | 0.24759 | 0.24759 | 0.24759
NJ Non-HEDD CT NGas Units - Nox Rate Annual v5.12, Unit 1220 and retrofits | 875 | 2455 | Rate Constraint in lbs/MWh | FALSE | L | Annual | Rate | lb/MMBtu | 0.08 | 0.08 | 0.08 | 0.08 | 0.08 | 0.08 | 0.08
NJ Non-HEDD CT NGas Units - Nox Rate Annual v5.12, Unit 1220 and retrofits | 875 | 2455 | Rate Constraint in lbs/MWh | FALSE | L | Annual | Generation | TWh | 0.023042 | 0.023042 | 0.01243 | 0.01243 | 0.023042 | 0.023042 | 0.023042
NJ Non-HEDD CT NGas Units - Nox Rate Annual v5.12, Unit 1220 and retrofits | 875 | 2455 | Rate Constraint in lbs/MWh | FALSE | L | Annual | Qualifying Generation | TWh | 0.023042 | 0.023042 | 0.01243 | 0.01243 | 0.023042 | 0.023042 | 0.023042
NJ Non-HEDD CT NGas Units - Nox Rate Annual v5.12, Unit 1220 and retrofits | 875 | 2455 | Rate Constraint in lbs/MWh | FALSE | L | Annual | Constraint Shadow Price | US2011$/Ton | 0 | 0 | 0 | 0 | 0 | 0 | 0
NJ Non-HEDD CT NGas Units - Nox Rate Annual v5.12, Unit 1221 and retrofits | 876 | 2455 | Rate Constraint in lbs/MWh | FALSE | L | Annual | Seasons Included | Seasons | Winter, Summer | Winter, Summer | Winter, Summer | Winter, Summer | Winter, Summer | Winter, Summer | Winter, Summer
NJ Non-HEDD CT NGas Units - Nox Rate Annual v5.12, Unit 1221 and retrofits | 876 | 2455 | Rate Constraint in lbs/MWh | FALSE | L | Annual | Standard | lb/MWh | 2.2 | 2.2 | 2.2 | 2.2 | 2.2 | 2.2 | 2.2
NJ Non-HEDD CT NGas Units - Nox Rate Annual v5.12, Unit 1221 and retrofits | 876 | 2455 | Rate Constraint in lbs/MWh | FALSE | L | Annual | Emissions at Affected Plants NOX | Thousand Tons | 0.0099036 | 0.0099036 | 0.0099036 | 0.0053423 | 0.0053423 | 0.0099036 | 0.0042244
NJ Non-HEDD CT NGas Units - Nox Rate Annual v5.12, Unit 1221 and retrofits | 876 | 2455 | Rate Constraint in lbs/MWh | FALSE | L | Annual | Allowances Purchased NOX | Thousand Tons | 0 | 0 | 0 | 0 | 0 | 0 | 0
NJ Non-HEDD CT NGas Units - Nox Rate Annual v5.12, Unit 1221 and retrofits | 876 | 2455 | Rate Constraint in lbs/MWh | FALSE | L | Annual | Allowances Sold NOX | Thousand Tons | 0 | 0 | 0 | 0 | 0 | 0 | 0
NJ Non-HEDD CT NGas Units - Nox Rate Annual v5.12, Unit 1221 and retrofits | 876 | 2455 | Rate Constraint in lbs/MWh | FALSE | L | Annual | Allowances Banked | Thousand Tons | 0 | 0 | 0 | 0 | 0 | 0 | 0
NJ Non-HEDD CT NGas Units - Nox Rate Annual v5.12, Unit 1221 and retrofits | 876 | 2455 | Rate Constraint in lbs/MWh | FALSE | L | Annual | Allowances Withdrawn (1:1) | Thousand Tons | 0 | 0 | 0 | 0 | 0 | 0 | 0
NJ Non-HEDD CT NGas Units - Nox Rate Annual v5.12, Unit 1221 and retrofits | 876 | 2455 | Rate Constraint in lbs/MWh | FALSE | L | Annual | Allowances Withdrawn (n:1) | Thousand Tons | 0 | 0 | 0 | 0 | 0 | 0 | 0
NJ Non-HEDD CT NGas Units - Nox Rate Annual v5.12, Unit 1221 and retrofits | 876 | 2455 | Rate Constraint in lbs/MWh | FALSE | L | Annual | Net Emissions Allowance Position | Thousand Tons | 0.0099036 | 0.0099036 | 0.0099036 | 0.0053423 | 0.0053423 | 0.0099036 | 0.0042244
NJ Non-HEDD CT NGas Units - Nox Rate Annual v5.12, Unit 1221 and retrofits | 876 | 2455 | Rate Constraint in lbs/MWh | FALSE | L | Annual | Fuel Consumed | TBtu | 0.24759 | 0.24759 | 0.24759 | 0.13356 | 0.13356 | 0.24759 | 0.10561
NJ Non-HEDD CT NGas Units - Nox Rate Annual v5.12, Unit 1221 and retrofits | 876 | 2455 | Rate Constraint in lbs/MWh | FALSE | L | Annual | Rate | lb/MMBtu | 0.08 | 0.08 | 0.08 | 0.08 | 0.08 | 0.08 | 0.08
NJ Non-HEDD CT NGas Units - Nox Rate Annual v5.12, Unit 1221 and retrofits | 876 | 2455 | Rate Constraint in lbs/MWh | FALSE | L | Annual | Generation | TWh | 0.023042 | 0.023042 | 0.023042 | 0.01243 | 0.01243 | 0.023042 | 0.0098287
NJ Non-HEDD CT NGas Units - Nox Rate Annual v5.12, Unit 1221 and retrofits | 876 | 2455 | Rate Constraint in lbs/MWh | FALSE | L | Annual | Qualifying Generation | TWh | 0.023042 | 0.023042 | 0.023042 | 0.01243 | 0.01243 | 0.023042 | 0.0098287
NJ Non-HEDD CT NGas Units - Nox Rate Annual v5.12, Unit 1221 and retrofits | 876 | 2455 | Rate Constraint in lbs/MWh | FALSE | L | Annual | Constraint Shadow Price | US2011$/Ton | 0 | 0 | 0 | 0 | 0 | 0 | 0
NJ Non-HEDD CT NGas Units - Nox Rate Annual v5.12, Unit 1222 and retrofits | 877 | 2455 | Rate Constraint in lbs/MWh | FALSE | L | Annual | Seasons Included | Seasons | Winter, Summer | Winter, Summer | Winter, Summer | Winter, Summer | Winter, Summer | Winter, Summer | Winter, Summer
NJ Non-HEDD CT NGas Units - Nox Rate Annual v5.12, Unit 1222 and retrofits | 877 | 2455 | Rate Constraint in lbs/MWh | FALSE | L | Annual | Standard | lb/MWh | 2.2 | 2.2 | 2.2 | 2.2 | 2.2 | 2.2 | 2.2
NJ Non-HEDD CT NGas Units - Nox Rate Annual v5.12, Unit 1222 and retrofits | 877 | 2455 | Rate Constraint in lbs/MWh | FALSE | L | Annual | Emissions at Affected Plants NOX | Thousand Tons | 0.0099036 | 0.0099036 | 0.0099036 | 0.0053423 | 0.0099036 | 0.0099036 | 0.0042244
NJ Non-HEDD CT NGas Units - Nox Rate Annual v5.12, Unit 1222 and retrofits | 877 | 2455 | Rate Constraint in lbs/MWh | FALSE | L | Annual | Allowances Purchased NOX | Thousand Tons | 0 | 0 | 0 | 0 | 0 | 0 | 0
NJ Non-HEDD CT NGas Units - Nox Rate Annual v5.12, Unit 1222 and retrofits | 877 | 2455 | Rate Constraint in lbs/MWh | FALSE | L | Annual | Allowances Sold NOX | Thousand Tons | 0 | 0 | 0 | 0 | 0 | 0 | 0
NJ Non-HEDD CT NGas Units - Nox Rate Annual v5.12, Unit 1222 and retrofits | 877 | 2455 | Rate Constraint in lbs/MWh | FALSE | L | Annual | Allowances Banked | Thousand Tons | 0 | 0 | 0 | 0 | 0 | 0 | 0
NJ Non-HEDD CT NGas Units - Nox Rate Annual v5.12, Unit 1222 and retrofits | 877 | 2455 | Rate Constraint in lbs/MWh | FALSE | L | Annual | Allowances Withdrawn (1:1) | Thousand Tons | 0 | 0 | 0 | 0 | 0 | 0 | 0
NJ Non-HEDD CT NGas Units - Nox Rate Annual v5.12, Unit 1222 and retrofits | 877 | 2455 | Rate Constraint in lbs/MWh | FALSE | L | Annual | Allowances Withdrawn (n:1) | Thousand Tons | 0 | 0 | 0 | 0 | 0 | 0 | 0
NJ Non-HEDD CT NGas Units - Nox Rate Annual v5.12, Unit 1222 and retrofits | 877 | 2455 | Rate Constraint in lbs/MWh | FALSE | L | Annual | Net Emissions Allowance Position | Thousand Tons | 0.0099036 | 0.0099036 | 0.0099036 | 0.0053423 | 0.0099036 | 0.0099036 | 0.0042244
NJ Non-HEDD CT NGas Units - Nox Rate Annual v5.12, Unit 1222 and retrofits | 877 | 2455 | Rate Constraint in lbs/MWh | FALSE | L | Annual | Fuel Consumed | TBtu | 0.24759 | 0.24759 | 0.24759 | 0.13356 | 0.24759 | 0.24759 | 0.10561
NJ Non-HEDD CT NGas Units - Nox Rate Annual v5.12, Unit 1222 and retrofits | 877 | 2455 | Rate Constraint in lbs/MWh | FALSE | L | Annual | Rate | lb/MMBtu | 0.08 | 0.08 | 0.08 | 0.08 | 0.08 | 0.08 | 0.08
NJ Non-HEDD CT NGas Units - Nox Rate Annual v5.12, Unit 1222 and retrofits | 877 | 2455 | Rate Constraint in lbs/MWh | FALSE | L | Annual | Generation | TWh | 0.023042 | 0.023042 | 0.023042 | 0.01243 | 0.023042 | 0.023042 | 0.0098287
NJ Non-HEDD CT NGas Units - Nox Rate Annual v5.12, Unit 1222 and retrofits | 877 | 2455 | Rate Constraint in lbs/MWh | FALSE | L | Annual | Qualifying Generation | TWh | 0.023042 | 0.023042 | 0.023042 | 0.01243 | 0.023042 | 0.023042 | 0.0098287
NJ Non-HEDD CT NGas Units - Nox Rate Annual v5.12, Unit 1222 and retrofits | 877 | 2455 | Rate Constraint in lbs/MWh | FALSE | L | Annual | Constraint Shadow Price | US2011$/Ton | 0 | 0 | 0 | 0 | 0 | 0 | 0
NJ Non-HEDD CT NGas Units - Nox Rate Annual v5.12, Unit 1223 and retrofits | 878 | 2455 | Rate Constraint in lbs/MWh | FALSE | L | Annual | Seasons Included | Seasons | Winter, Summer | Winter, Summer | Winter, Summer | Winter, Summer | Winter, Summer | Winter, Summer | Winter, Summer
NJ Non-HEDD CT NGas Units - Nox Rate Annual v5.12, Unit 1223 and retrofits | 878 | 2455 | Rate Constraint in lbs/MWh | FALSE | L | Annual | Standard | lb/MWh | 2.2 | 2.2 | 2.2 | 2.2 | 2.2 | 2.2 | 2.2
NJ Non-HEDD CT NGas Units - Nox Rate Annual v5.12, Unit 1223 and retrofits | 878 | 2455 | Rate Constraint in lbs/MWh | FALSE | L | Annual | Emissions at Affected Plants NOX | Thousand Tons | 0.0099036 | 0.0099036 | 0.0053423 | 0.0053423 | 0.0053423 | 0.0099036 | 0.0097458
NJ Non-HEDD CT NGas Units - Nox Rate Annual v5.12, Unit 1223 and retrofits | 878 | 2455 | Rate Constraint in lbs/MWh | FALSE | L | Annual | Allowances Purchased NOX | Thousand Tons | 0 | 0 | 0 | 0 | 0 | 0 | 0
NJ Non-HEDD CT NGas Units - Nox Rate Annual v5.12, Unit 1223 and retrofits | 878 | 2455 | Rate Constraint in lbs/MWh | FALSE | L | Annual | Allowances Sold NOX | Thousand Tons | 0 | 0 | 0 | 0 | 0 | 0 | 0
NJ Non-HEDD CT NGas Units - Nox Rate Annual v5.12, Unit 1223 and retrofits | 878 | 2455 | Rate Constraint in lbs/MWh | FALSE | L | Annual | Allowances Banked | Thousand Tons | 0 | 0 | 0 | 0 | 0 | 0 | 0
NJ Non-HEDD CT NGas Units - Nox Rate Annual v5.12, Unit 1223 and retrofits | 878 | 2455 | Rate Constraint in lbs/MWh | FALSE | L | Annual | Allowances Withdrawn (1:1) | Thousand Tons | 0 | 0 | 0 | 0 | 0 | 0 | 0
NJ Non-HEDD CT NGas Units - Nox Rate Annual v5.12, Unit 1223 and retrofits | 878 | 2455 | Rate Constraint in lbs/MWh | FALSE | L | Annual | Allowances Withdrawn (n:1) | Thousand Tons | 0 | 0 | 0 | 0 | 0 | 0 | 0
NJ Non-HEDD CT NGas Units - Nox Rate Annual v5.12, Unit 1223 and retrofits | 878 | 2455 | Rate Constraint in lbs/MWh | FALSE | L | Annual | Net Emissions Allowance Position | Thousand Tons | 0.0099036 | 0.0099036 | 0.0053423 | 0.0053423 | 0.0053423 | 0.0099036 | 0.0097458
NJ Non-HEDD CT NGas Units - Nox Rate Annual v5.12, Unit 1223 and retrofits | 878 | 2455 | Rate Constraint in lbs/MWh | FALSE | L | Annual | Fuel Consumed | TBtu | 0.24759 | 0.24759 | 0.13356 | 0.13356 | 0.13356 | 0.24759 | 0.24365
NJ Non-HEDD CT NGas Units - Nox Rate Annual v5.12, Unit 1223 and retrofits | 878 | 2455 | Rate Constraint in lbs/MWh | FALSE | L | Annual | Rate | lb/MMBtu | 0.08 | 0.08 | 0.08 | 0.08 | 0.08 | 0.08 | 0.08
NJ Non-HEDD CT NGas Units - Nox Rate Annual v5.12, Unit 1223 and retrofits | 878 | 2455 | Rate Constraint in lbs/MWh | FALSE | L | Annual | Generation | TWh | 0.023042 | 0.023042 | 0.01243 | 0.01243 | 0.01243 | 0.023042 | 0.022675
NJ Non-HEDD CT NGas Units - Nox Rate Annual v5.12, Unit 1223 and retrofits | 878 | 2455 | Rate Constraint in lbs/MWh | FALSE | L | Annual | Qualifying Generation | TWh | 0.023042 | 0.023042 | 0.01243 | 0.01243 | 0.01243 | 0.023042 | 0.022675
NJ Non-HEDD CT NGas Units - Nox Rate Annual v5.12, Unit 1223 and retrofits | 878 | 2455 | Rate Constraint in lbs/MWh | FALSE | L | Annual | Constraint Shadow Price | US2011$/Ton | 0 | 0 | 0 | 0 | 0 | 0 | 0
NJ Non-HEDD CT NGas Units - Nox Rate Annual v5.12, Unit 1224 and retrofits | 879 | 2455 | Rate Constraint in lbs/MWh | FALSE | L | Annual | Seasons Included | Seasons | Winter, Summer | Winter, Summer | Winter, Summer | Winter, Summer | Winter, Summer | Winter, Summer | Winter, Summer
NJ Non-HEDD CT NGas Units - Nox Rate Annual v5.12, Unit 1224 and retrofits | 879 | 2455 | Rate Constraint in lbs/MWh | FALSE | L | Annual | Standard | lb/MWh | 2.2 | 2.2 | 2.2 | 2.2 | 2.2 | 2.2 | 2.2
NJ Non-HEDD CT NGas Units - Nox Rate Annual v5.12, Unit 1224 and retrofits | 879 | 2455 | Rate Constraint in lbs/MWh | FALSE | L | Annual | Emissions at Affected Plants NOX | Thousand Tons | 0.0099036 | 0.0099036 | 0.0098023 | 0.006279 | 0.0093617 | 0.0099036 | 0.0042244
NJ Non-HEDD CT NGas Units - Nox Rate Annual v5.12, Unit 1224 and retrofits | 879 | 2455 | Rate Constraint in lbs/MWh | FALSE | L | Annual | Allowances Purchased NOX | Thousand Tons | 0 | 0 | 0 | 0 | 0 | 0 | 0
NJ Non-HEDD CT NGas Units - Nox Rate Annual v5.12, Unit 1224 and retrofits | 879 | 2455 | Rate Constraint in lbs/MWh | FALSE | L | Annual | Allowances Sold NOX | Thousand Tons | 0 | 0 | 0 | 0 | 0 | 0 | 0
NJ Non-HEDD CT NGas Units - Nox Rate Annual v5.12, Unit 1224 and retrofits | 879 | 2455 | Rate Constraint in lbs/MWh | FALSE | L | Annual | Allowances Banked | Thousand Tons | 0 | 0 | 0 | 0 | 0 | 0 | 0
NJ Non-HEDD CT NGas Units - Nox Rate Annual v5.12, Unit 1224 and retrofits | 879 | 2455 | Rate Constraint in lbs/MWh | FALSE | L | Annual | Allowances Withdrawn (1:1) | Thousand Tons | 0 | 0 | 0 | 0 | 0 | 0 | 0
NJ Non-HEDD CT NGas Units - Nox Rate Annual v5.12, Unit 1224 and retrofits | 879 | 2455 | Rate Constraint in lbs/MWh | FALSE | L | Annual | Allowances Withdrawn (n:1) | Thousand Tons | 0 | 0 | 0 | 0 | 0 | 0 | 0
NJ Non-HEDD CT NGas Units - Nox Rate Annual v5.12, Unit 1224 and retrofits | 879 | 2455 | Rate Constraint in lbs/MWh | FALSE | L | Annual | Net Emissions Allowance Position | Thousand Tons | 0.0099036 | 0.0099036 | 0.0098023 | 0.006279 | 0.0093617 | 0.0099036 | 0.0042244
NJ Non-HEDD CT NGas Units - Nox Rate Annual v5.12, Unit 1224 and retrofits | 879 | 2455 | Rate Constraint in lbs/MWh | FALSE | L | Annual | Fuel Consumed | TBtu | 0.24759 | 0.24759 | 0.24506 | 0.15698 | 0.23404 | 0.24759 | 0.10561
NJ Non-HEDD CT NGas Units - Nox Rate Annual v5.12, Unit 1224 and retrofits | 879 | 2455 | Rate Constraint in lbs/MWh | FALSE | L | Annual | Rate | lb/MMBtu | 0.08 | 0.08 | 0.08 | 0.08 | 0.08 | 0.08 | 0.08
NJ Non-HEDD CT NGas Units - Nox Rate Annual v5.12, Unit 1224 and retrofits | 879 | 2455 | Rate Constraint in lbs/MWh | FALSE | L | Annual | Generation | TWh | 0.023042 | 0.023042 | 0.022807 | 0.014609 | 0.021782 | 0.023042 | 0.0098287
NJ Non-HEDD CT NGas Units - Nox Rate Annual v5.12, Unit 1224 and retrofits | 879 | 2455 | Rate Constraint in lbs/MWh | FALSE | L | Annual | Qualifying Generation | TWh | 0.023042 | 0.023042 | 0.022807 | 0.014609 | 0.021782 | 0.023042 | 0.0098287
NJ Non-HEDD CT NGas Units - Nox Rate Annual v5.12, Unit 1224 and retrofits | 879 | 2455 | Rate Constraint in lbs/MWh | FALSE | L | Annual | Constraint Shadow Price | US2011$/Ton | 0 | 0 | 0 | 0 | 0 | 0 | 0
NJ Non-HEDD CT NGas Units - Nox Rate Annual v5.12, Unit 1225 and retrofits | 880 | 2455 | Rate Constraint in lbs/MWh | FALSE | L | Annual | Seasons Included | Seasons | Winter, Summer | Winter, Summer | Winter, Summer | Winter, Summer | Winter, Summer | Winter, Summer | Winter, Summer
NJ Non-HEDD CT NGas Units - Nox Rate Annual v5.12, Unit 1225 and retrofits | 880 | 2455 | Rate Constraint in lbs/MWh | FALSE | L | Annual | Standard | lb/MWh | 2.2 | 2.2 | 2.2 | 2.2 | 2.2 | 2.2 | 2.2
NJ Non-HEDD CT NGas Units - Nox Rate Annual v5.12, Unit 1225 and retrofits | 880 | 2455 | Rate Constraint in lbs/MWh | FALSE | L | Annual | Emissions at Affected Plants NOX | Thousand Tons | 0.0099036 | 0.018286 | 0.0053423 | 0.0053423 | 0.0051072 | 0.0099036 | 0.0042244
NJ Non-HEDD CT NGas Units - Nox Rate Annual v5.12, Unit 1225 and retrofits | 880 | 2455 | Rate Constraint in lbs/MWh | FALSE | L | Annual | Allowances Purchased NOX | Thousand Tons | 0 | 0 | 0 | 0 | 0 | 0 | 0
NJ Non-HEDD CT NGas Units - Nox Rate Annual v5.12, Unit 1225 and retrofits | 880 | 2455 | Rate Constraint in lbs/MWh | FALSE | L | Annual | Allowances Sold NOX | Thousand Tons | 0 | 0 | 0 | 0 | 0 | 0 | 0
NJ Non-HEDD CT NGas Units - Nox Rate Annual v5.12, Unit 1225 and retrofits | 880 | 2455 | Rate Constraint in lbs/MWh | FALSE | L | Annual | Allowances Banked | Thousand Tons | 0 | 0 | 0 | 0 | 0 | 0 | 0
NJ Non-HEDD CT NGas Units - Nox Rate Annual v5.12, Unit 1225 and retrofits | 880 | 2455 | Rate Constraint in lbs/MWh | FALSE | L | Annual | Allowances Withdrawn (1:1) | Thousand Tons | 0 | 0 | 0 | 0 | 0 | 0 | 0
NJ Non-HEDD CT NGas Units - Nox Rate Annual v5.12, Unit 1225 and retrofits | 880 | 2455 | Rate Constraint in lbs/MWh | FALSE | L | Annual | Allowances Withdrawn (n:1) | Thousand Tons | 0 | 0 | 0 | 0 | 0 | 0 | 0
NJ Non-HEDD CT NGas Units - Nox Rate Annual v5.12, Unit 1225 and retrofits | 880 | 2455 | Rate Constraint in lbs/MWh | FALSE | L | Annual | Net Emissions Allowance Position | Thousand Tons | 0.0099036 | 0.018286 | 0.0053423 | 0.0053423 | 0.0051072 | 0.0099036 | 0.0042244
NJ Non-HEDD CT NGas Units - Nox Rate Annual v5.12, Unit 1225 and retrofits | 880 | 2455 | Rate Constraint in lbs/MWh | FALSE | L | Annual | Fuel Consumed | TBtu | 0.24759 | 0.45716 | 0.13356 | 0.13356 | 0.12768 | 0.24759 | 0.10561
NJ Non-HEDD CT NGas Units - Nox Rate Annual v5.12, Unit 1225 and retrofits | 880 | 2455 | Rate Constraint in lbs/MWh | FALSE | L | Annual | Rate | lb/MMBtu | 0.08 | 0.08 | 0.08 | 0.08 | 0.08 | 0.08 | 0.08
NJ Non-HEDD CT NGas Units - Nox Rate Annual v5.12, Unit 1225 and retrofits | 880 | 2455 | Rate Constraint in lbs/MWh | FALSE | L | Annual | Generation | TWh | 0.023042 | 0.042546 | 0.01243 | 0.01243 | 0.011883 | 0.023042 | 0.0098287
NJ Non-HEDD CT NGas Units - Nox Rate Annual v5.12, Unit 1225 and retrofits | 880 | 2455 | Rate Constraint in lbs/MWh | FALSE | L | Annual | Qualifying Generation | TWh | 0.023042 | 0.042546 | 0.01243 | 0.01243 | 0.011883 | 0.023042 | 0.0098287
NJ Non-HEDD CT NGas Units - Nox Rate Annual v5.12, Unit 1225 and retrofits | 880 | 2455 | Rate Constraint in lbs/MWh | FALSE | L | Annual | Constraint Shadow Price | US2011$/Ton | 0 | 0 | 0 | 0 | 0 | 0 | 0
NJ Non-HEDD CT Oil Units - Nox Rate Annual v5.12, Unit 897 and retrofits | 881 | 2454 | Rate Constraint in lbs/MWh | FALSE | L | Annual | Seasons Included | Seasons | Winter, Summer | Winter, Summer | Winter, Summer | Winter, Summer | Winter, Summer | Winter, Summer | Winter, Summer
NJ Non-HEDD CT Oil Units - Nox Rate Annual v5.12, Unit 897 and retrofits | 881 | 2454 | Rate Constraint in lbs/MWh | FALSE | L | Annual | Standard | lb/MWh | 3 | 3 | 3 | 3 | 3 | 3 | 3
NJ Non-HEDD CT Oil Units - Nox Rate Annual v5.12, Unit 897 and retrofits | 881 | 2454 | Rate Constraint in lbs/MWh | FALSE | L | Annual | Emissions at Affected Plants NOX | Thousand Tons | 0 | 0 | 0 | 0 | 0 | 0 | 0
NJ Non-HEDD CT Oil Units - Nox Rate Annual v5.12, Unit 897 and retrofits | 881 | 2454 | Rate Constraint in lbs/MWh | FALSE | L | Annual | Allowances Purchased NOX | Thousand Tons | 0 | 0 | 0 | 0 | 0 | 0 | 0
NJ Non-HEDD CT Oil Units - Nox Rate Annual v5.12, Unit 897 and retrofits | 881 | 2454 | Rate Constraint in lbs/MWh | FALSE | L | Annual | Allowances Sold NOX | Thousand Tons | 0 | 0 | 0 | 0 | 0 | 0 | 0
NJ Non-HEDD CT Oil Units - Nox Rate Annual v5.12, Unit 897 and retrofits | 881 | 2454 | Rate Constraint in lbs/MWh | FALSE | L | Annual | Allowances Banked | Thousand Tons | 0 | 0 | 0 | 0 | 0 | 0 | 0
NJ Non-HEDD CT Oil Units - Nox Rate Annual v5.12, Unit 897 and retrofits | 881 | 2454 | Rate Constraint in lbs/MWh | FALSE | L | Annual | Allowances Withdrawn (1:1) | Thousand Tons | 0 | 0 | 0 | 0 | 0 | 0 | 0
NJ Non-HEDD CT Oil Units - Nox Rate Annual v5.12, Unit 897 and retrofits | 881 | 2454 | Rate Constraint in lbs/MWh | FALSE | L | Annual | Allowances Withdrawn (n:1) | Thousand Tons | 0 | 0 | 0 | 0 | 0 | 0 | 0
NJ Non-HEDD CT Oil Units - Nox Rate Annual v5.12, Unit 897 and retrofits | 881 | 2454 | Rate Constraint in lbs/MWh | FALSE | L | Annual | Net Emissions Allowance Position | Thousand Tons | 0 | 0 | 0 | 0 | 0 | 0 | 0
NJ Non-HEDD CT Oil Units - Nox Rate Annual v5.12, Unit 897 and retrofits | 881 | 2454 | Rate Constraint in lbs/MWh | FALSE | L | Annual | Fuel Consumed | TBtu | 0 | 0 | 0 | 0 | 0 | 0 | 0
NJ Non-HEDD CT Oil Units - Nox Rate Annual v5.12, Unit 897 and retrofits | 881 | 2454 | Rate Constraint in lbs/MWh | FALSE | L | Annual | Rate | lb/MMBtu | 0 | 0 | 0 | 0 | 0 | 0 | 0
NJ Non-HEDD CT Oil Units - Nox Rate Annual v5.12, Unit 897 and retrofits | 881 | 2454 | Rate Constraint in lbs/MWh | FALSE | L | Annual | Generation | TWh | 0 | 0 | 0 | 0 | 0 | 0 | 0
NJ Non-HEDD CT Oil Units - Nox Rate Annual v5.12, Unit 897 and retrofits | 881 | 2454 | Rate Constraint in lbs/MWh | FALSE | L | Annual | Qualifying Generation | TWh | 0 | 0 | 0 | 0 | 0 | 0 | 0
NJ Non-HEDD CT Oil Units - Nox Rate Annual v5.12, Unit 897 and retrofits | 881 | 2454 | Rate Constraint in lbs/MWh | FALSE | L | Annual | Constraint Shadow Price | US2011$/Ton | 272244.7585 | 273860.6656 | 247673.2293 | 390827.1602 | 469872.3895 | 116010.0863 | 137376.1748
NJ Non-HEDD CT Oil Units - Nox Rate Annual v5.12, Unit 898 and retrofits | 882 | 2454 | Rate Constraint in lbs/MWh | FALSE | L | Annual | Seasons Included | Seasons | Winter, Summer | Winter, Summer | Winter, Summer | Winter, Summer | Winter, Summer | Winter, Summer | Winter, Summer
NJ Non-HEDD CT Oil Units - Nox Rate Annual v5.12, Unit 898 and retrofits | 882 | 2454 | Rate Constraint in lbs/MWh | FALSE | L | Annual | Standard | lb/MWh | 3 | 3 | 3 | 3 | 3 | 3 | 3
NJ Non-HEDD CT Oil Units - Nox Rate Annual v5.12, Unit 898 and retrofits | 882 | 2454 | Rate Constraint in lbs/MWh | FALSE | L | Annual | Emissions at Affected Plants NOX | Thousand Tons | 0.0056142 | 0.0056142 | 0.0056142 | 0.0056142 | 0.0056142 | 0.0056142 | 0.0056142
NJ Non-HEDD CT Oil Units - Nox Rate Annual v5.12, Unit 898 and retrofits | 882 | 2454 | Rate Constraint in lbs/MWh | FALSE | L | Annual | Allowances Purchased NOX | Thousand Tons | 0 | 0 | 0 | 0 | 0 | 0 | 0
NJ Non-HEDD CT Oil Units - Nox Rate Annual v5.12, Unit 898 and retrofits | 882 | 2454 | Rate Constraint in lbs/MWh | FALSE | L | Annual | Allowances Sold NOX | Thousand Tons | 0 | 0 | 0 | 0 | 0 | 0 | 0
NJ Non-HEDD CT Oil Units - Nox Rate Annual v5.12, Unit 898 and retrofits | 882 | 2454 | Rate Constraint in lbs/MWh | FALSE | L | Annual | Allowances Banked | Thousand Tons | 0 | 0 | 0 | 0 | 0 | 0 | 0
NJ Non-HEDD CT Oil Units - Nox Rate Annual v5.12, Unit 898 and retrofits | 882 | 2454 | Rate Constraint in lbs/MWh | FALSE | L | Annual | Allowances Withdrawn (1:1) | Thousand Tons | 0 | 0 | 0 | 0 | 0 | 0 | 0
NJ Non-HEDD CT Oil Units - Nox Rate Annual v5.12, Unit 898 and retrofits | 882 | 2454 | Rate Constraint in lbs/MWh | FALSE | L | Annual | Allowances Withdrawn (n:1) | Thousand Tons | 0 | 0 | 0 | 0 | 0 | 0 | 0
NJ Non-HEDD CT Oil Units - Nox Rate Annual v5.12, Unit 898 and retrofits | 882 | 2454 | Rate Constraint in lbs/MWh | FALSE | L | Annual | Net Emissions Allowance Position | Thousand Tons | 0.0056142 | 0.0056142 | 0.0056142 | 0.0056142 | 0.0056142 | 0.0056142 | 0.0056142
NJ Non-HEDD CT Oil Units - Nox Rate Annual v5.12, Unit 898 and retrofits | 882 | 2454 | Rate Constraint in lbs/MWh | FALSE | L | Annual | Fuel Consumed | TBtu | 0.05798 | 0.05798 | 0.05798 | 0.05798 | 0.05798 | 0.05798 | 0.05798
NJ Non-HEDD CT Oil Units - Nox Rate Annual v5.12, Unit 898 and retrofits | 882 | 2454 | Rate Constraint in lbs/MWh | FALSE | L | Annual | Rate | lb/MMBtu | 0.19366 | 0.19366 | 0.19366 | 0.19366 | 0.19366 | 0.19366 | 0.19366
NJ Non-HEDD CT Oil Units - Nox Rate Annual v5.12, Unit 898 and retrofits | 882 | 2454 | Rate Constraint in lbs/MWh | FALSE | L | Annual | Generation | TWh | 0.0051038 | 0.0051038 | 0.0051038 | 0.0051038 | 0.0051038 | 0.0051038 | 0.0051038
NJ Non-HEDD CT Oil Units - Nox Rate Annual v5.12, Unit 898 and retrofits | 882 | 2454 | Rate Constraint in lbs/MWh | FALSE | L | Annual | Qualifying Generation | TWh | 0.0051038 | 0.0051038 | 0.0051038 | 0.0051038 | 0.0051038 | 0.0051038 | 0.0051038
NJ Non-HEDD CT Oil Units - Nox Rate Annual v5.12, Unit 898 and retrofits | 882 | 2454 | Rate Constraint in lbs/MWh | FALSE | L | Annual | Constraint Shadow Price | US2011$/Ton | 0 | 0 | 0 | 0 | 0 | 0 | 0
NJ Non-HEDD CT Oil Units - Nox Rate Annual v5.12, Unit 899 and retrofits | 883 | 2454 | Rate Constraint in lbs/MWh | FALSE | L | Annual | Seasons Included | Seasons | Winter, Summer | Winter, Summer | Winter, Summer | Winter, Summer | Winter, Summer | Winter, Summer | Winter, Summer
NJ Non-HEDD CT Oil Units - Nox Rate Annual v5.12, Unit 899 and retrofits | 883 | 2454 | Rate Constraint in lbs/MWh | FALSE | L | Annual | Standard | lb/MWh | 3 | 3 | 3 | 3 | 3 | 3 | 3
NJ Non-HEDD CT Oil Units - Nox Rate Annual v5.12, Unit 899 and retrofits | 883 | 2454 | Rate Constraint in lbs/MWh | FALSE | L | Annual | Emissions at Affected Plants NOX | Thousand Tons | 0.0059709 | 0.0059709 | 0.0059709 | 0.0059709 | 0.0059709 | 0.0059709 | 0.0059709
NJ Non-HEDD CT Oil Units - Nox Rate Annual v5.12, Unit 899 and retrofits | 883 | 2454 | Rate Constraint in lbs/MWh | FALSE | L | Annual | Allowances Purchased NOX | Thousand Tons | 0 | 0 | 0 | 0 | 0 | 0 | 0
NJ Non-HEDD CT Oil Units - Nox Rate Annual v5.12, Unit 899 and retrofits | 883 | 2454 | Rate Constraint in lbs/MWh | FALSE | L | Annual | Allowances Sold NOX | Thousand Tons | 0 | 0 | 0 | 0 | 0 | 0 | 0
NJ Non-HEDD CT Oil Units - Nox Rate Annual v5.12, Unit 899 and retrofits | 883 | 2454 | Rate Constraint in lbs/MWh | FALSE | L | Annual | Allowances Banked | Thousand Tons | 0 | 0 | 0 | 0 | 0 | 0 | 0
NJ Non-HEDD CT Oil Units - Nox Rate Annual v5.12, Unit 899 and retrofits | 883 | 2454 | Rate Constraint in lbs/MWh | FALSE | L | Annual | Allowances Withdrawn (1:1) | Thousand Tons | 0 | 0 | 0 | 0 | 0 | 0 | 0
NJ Non-HEDD CT Oil Units - Nox Rate Annual v5.12, Unit 899 and retrofits | 883 | 2454 | Rate Constraint in lbs/MWh | FALSE | L | Annual | Allowances Withdrawn (n:1) | Thousand Tons | 0 | 0 | 0 | 0 | 0 | 0 | 0
NJ Non-HEDD CT Oil Units - Nox Rate Annual v5.12, Unit 899 and retrofits | 883 | 2454 | Rate Constraint in lbs/MWh | FALSE | L | Annual | Net Emissions Allowance Position | Thousand Tons | 0.0059709 | 0.0059709 | 0.0059709 | 0.0059709 | 0.0059709 | 0.0059709 | 0.0059709
NJ Non-HEDD CT Oil Units - Nox Rate Annual v5.12, Unit 899 and retrofits | 883 | 2454 | Rate Constraint in lbs/MWh | FALSE | L | Annual | Fuel Consumed | TBtu | 0.063686 | 0.063686 | 0.063686 | 0.063686 | 0.063686 | 0.063686 | 0.063686
NJ Non-HEDD CT Oil Units - Nox Rate Annual v5.12, Unit 899 and retrofits | 883 | 2454 | Rate Constraint in lbs/MWh | FALSE | L | Annual | Rate | lb/MMBtu | 0.18751 | 0.18751 | 0.18751 | 0.18751 | 0.18751 | 0.18751 | 0.18751
NJ Non-HEDD CT Oil Units - Nox Rate Annual v5.12, Unit 899 and retrofits | 883 | 2454 | Rate Constraint in lbs/MWh | FALSE | L | Annual | Generation | TWh | 0.0055978 | 0.0055978 | 0.0055978 | 0.0055978 | 0.0055978 | 0.0055978 | 0.0055978
NJ Non-HEDD CT Oil Units - Nox Rate Annual v5.12, Unit 899 and retrofits | 883 | 2454 | Rate Constraint in lbs/MWh | FALSE | L | Annual | Qualifying Generation | TWh | 0.0055978 | 0.0055978 | 0.0055978 | 0.0055978 | 0.0055978 | 0.0055978 | 0.0055978
NJ Non-HEDD CT Oil Units - Nox Rate Annual v5.12, Unit 899 and retrofits | 883 | 2454 | Rate Constraint in lbs/MWh | FALSE | L | Annual | Constraint Shadow Price | US2011$/Ton | 0 | 0 | 0 | 0 | 0 | 0 | 0
NJ Non-HEDD CT Oil Units - Nox Rate Annual v5.12, Unit 900 and retrofits | 884 | 2454 | Rate Constraint in lbs/MWh | FALSE | L | Annual | Seasons Included | Seasons | Winter, Summer | Winter, Summer | Winter, Summer | Winter, Summer | Winter, Summer | Winter, Summer | Winter, Summer
NJ Non-HEDD CT Oil Units - Nox Rate Annual v5.12, Unit 900 and retrofits | 884 | 2454 | Rate Constraint in lbs/MWh | FALSE | L | Annual | Standard | lb/MWh | 3 | 3 | 3 | 3 | 3 | 3 | 3
NJ Non-HEDD CT Oil Units - Nox Rate Annual v5.12, Unit 900 and retrofits | 884 | 2454 | Rate Constraint in lbs/MWh | FALSE | L | Annual | Emissions at Affected Plants NOX | Thousand Tons | 0 | 0 | 0 | 0 | 0 | 0 | 0
NJ Non-HEDD CT Oil Units - Nox Rate Annual v5.12, Unit 900 and retrofits | 884 | 2454 | Rate Constraint in lbs/MWh | FALSE | L | Annual | Allowances Purchased NOX | Thousand Tons | 0 | 0 | 0 | 0 | 0 | 0 | 0
NJ Non-HEDD CT Oil Units - Nox Rate Annual v5.12, Unit 900 and retrofits | 884 | 2454 | Rate Constraint in lbs/MWh | FALSE | L | Annual | Allowances Sold NOX | Thousand Tons | 0 | 0 | 0 | 0 | 0 | 0 | 0
NJ Non-HEDD CT Oil Units - Nox Rate Annual v5.12, Unit 900 and retrofits | 884 | 2454 | Rate Constraint in lbs/MWh | FALSE | L | Annual | Allowances Banked | Thousand Tons | 0 | 0 | 0 | 0 | 0 | 0 | 0
NJ Non-HEDD CT Oil Units - Nox Rate Annual v5.12, Unit 900 and retrofits | 884 | 2454 | Rate Constraint in lbs/MWh | FALSE | L | Annual | Allowances Withdrawn (1:1) | Thousand Tons | 0 | 0 | 0 | 0 | 0 | 0 | 0
NJ Non-HEDD CT Oil Units - Nox Rate Annual v5.12, Unit 900 and retrofits | 884 | 2454 | Rate Constraint in lbs/MWh | FALSE | L | Annual | Allowances Withdrawn (n:1) | Thousand Tons | 0 | 0 | 0 | 0 | 0 | 0 | 0
NJ Non-HEDD CT Oil Units - Nox Rate Annual v5.12, Unit 900 and retrofits | 884 | 2454 | Rate Constraint in lbs/MWh | FALSE | L | Annual | Net Emissions Allowance Position | Thousand Tons | 0 | 0 | 0 | 0 | 0 | 0 | 0
NJ Non-HEDD CT Oil Units - Nox Rate Annual v5.12, Unit 900 and retrofits | 884 | 2454 | Rate Constraint in lbs/MWh | FALSE | L | Annual | Fuel Consumed | TBtu | 0 | 0 | 0 | 0 | 0 | 0 | 0
NJ Non-HEDD CT Oil Units - Nox Rate Annual v5.12, Unit 900 and retrofits | 884 | 2454 | Rate Constraint in lbs/MWh | FALSE | L | Annual | Rate | lb/MMBtu | 0 | 0 | 0 | 0 | 0 | 0 | 0
NJ Non-HEDD CT Oil Units - Nox Rate Annual v5.12, Unit 900 and retrofits | 884 | 2454 | Rate Constraint in lbs/MWh | FALSE | L | Annual | Generation | TWh | 0 | 0 | 0 | 0 | 0 | 0 | 0
NJ Non-HEDD CT Oil Units - Nox Rate Annual v5.12, Unit 900 and retrofits | 884 | 2454 | Rate Constraint in lbs/MWh | FALSE | L | Annual | Qualifying Generation | TWh | 0 | 0 | 0 | 0 | 0 | 0 | 0
NJ Non-HEDD CT Oil Units - Nox Rate Annual v5.12, Unit 900 and retrofits | 884 | 2454 | Rate Constraint in lbs/MWh | FALSE | L | Annual | Constraint Shadow Price | US2011$/Ton | 0 | 0 | 0 | 0 | 0 | 0 | 0
NJ Non-HEDD CT Oil Units - Nox Rate Annual v5.12, Unit 907 and retrofits | 885 | 2454 | Rate Constraint in lbs/MWh | FALSE | L | Annual | Seasons Included | Seasons | Winter, Summer | Winter, Summer | Winter, Summer | Winter, Summer | Winter, Summer | Winter, Summer | Winter, Summer
NJ Non-HEDD CT Oil Units - Nox Rate Annual v5.12, Unit 907 and retrofits | 885 | 2454 | Rate Constraint in lbs/MWh | FALSE | L | Annual | Standard | lb/MWh | 3 | 3 | 3 | 3 | 3 | 3 | 3
NJ Non-HEDD CT Oil Units - Nox Rate Annual v5.12, Unit 907 and retrofits | 885 | 2454 | Rate Constraint in lbs/MWh | FALSE | L | Annual | Emissions at Affected Plants NOX | Thousand Tons | 0.00086675 | 0.00086675 | 0.00086675 | 0.00086675 | 0.00086675 | 0.00086675 | 0.00086675
NJ Non-HEDD CT Oil Units - Nox Rate Annual v5.12, Unit 907 and retrofits | 885 | 2454 | Rate Constraint in lbs/MWh | FALSE | L | Annual | Allowances Purchased NOX | Thousand Tons | 0 | 0 | 0 | 0 | 0 | 0 | 0
NJ Non-HEDD CT Oil Units - Nox Rate Annual v5.12, Unit 907 and retrofits | 885 | 2454 | Rate Constraint in lbs/MWh | FALSE | L | Annual | Allowances Sold NOX | Thousand Tons | 0 | 0 | 0 | 0 | 0 | 0 | 0
NJ Non-HEDD CT Oil Units - Nox Rate Annual v5.12, Unit 907 and retrofits | 885 | 2454 | Rate Constraint in lbs/MWh | FALSE | L | Annual | Allowances Banked | Thousand Tons | 0 | 0 | 0 | 0 | 0 | 0 | 0
NJ Non-HEDD CT Oil Units - Nox Rate Annual v5.12, Unit 907 and retrofits | 885 | 2454 | Rate Constraint in lbs/MWh | FALSE | L | Annual | Allowances Withdrawn (1:1) | Thousand Tons | 0 | 0 | 0 | 0 | 0 | 0 | 0
NJ Non-HEDD CT Oil Units - Nox Rate Annual v5.12, Unit 907 and retrofits | 885 | 2454 | Rate Constraint in lbs/MWh | FALSE | L | Annual | Allowances Withdrawn (n:1) | Thousand Tons | 0 | 0 | 0 | 0 | 0 | 0 | 0
NJ Non-HEDD CT Oil Units - Nox Rate Annual v5.12, Unit 907 and retrofits | 885 | 2454 | Rate Constraint in lbs/MWh | FALSE | L | Annual | Net Emissions Allowance Position | Thousand Tons | 0.00086675 | 0.00086675 | 0.00086675 | 0.00086675 | 0.00086675 | 0.00086675 | 0.00086675
NJ Non-HEDD CT Oil Units - Nox Rate Annual v5.12, Unit 907 and retrofits | 885 | 2454 | Rate Constraint in lbs/MWh | FALSE | L | Annual | Fuel Consumed | TBtu | 0.18137 | 0.18137 | 0.18137 | 0.18137 | 0.18137 | 0.18137 | 0.18137
NJ Non-HEDD CT Oil Units - Nox Rate Annual v5.12, Unit 907 and retrofits | 885 | 2454 | Rate Constraint in lbs/MWh | FALSE | L | Annual | Rate | lb/MMBtu | 0.0095576 | 0.0095576 | 0.0095576 | 0.0095576 | 0.0095576 | 0.0095576 | 0.0095576
NJ Non-HEDD CT Oil Units - Nox Rate Annual v5.12, Unit 907 and retrofits | 885 | 2454 | Rate Constraint in lbs/MWh | FALSE | L | Annual | Generation | TWh | 0.016268 | 0.016268 | 0.016268 | 0.016268 | 0.016268 | 0.016268 | 0.016268
NJ Non-HEDD CT Oil Units - Nox Rate Annual v5.12, Unit 907 and retrofits | 885 | 2454 | Rate Constraint in lbs/MWh | FALSE | L | Annual | Qualifying Generation | TWh | 0.016268 | 0.016268 | 0.016268 | 0.016268 | 0.016268 | 0.016268 | 0.016268
NJ Non-HEDD CT Oil Units - Nox Rate Annual v5.12, Unit 907 and retrofits | 885 | 2454 | Rate Constraint in lbs/MWh | FALSE | L | Annual | Constraint Shadow Price | US2011$/Ton | 0 | 0 | 0 | 0 | 0 | 0 | 0
NJ Non-HEDD CT Oil Units - Nox Rate Annual v5.12, Unit 908 and retrofits | 886 | 2454 | Rate Constraint in lbs/MWh | FALSE | L | Annual | Seasons Included | Seasons | Winter, Summer | Winter, Summer | Winter, Summer | Winter, Summer | Winter, Summer | Winter, Summer | Winter, Summer
NJ Non-HEDD CT Oil Units - Nox Rate Annual v5.12, Unit 908 and retrofits | 886 | 2454 | Rate Constraint in lbs/MWh | FALSE | L | Annual | Standard | lb/MWh | 3 | 3 | 3 | 3 | 3 | 3 | 3
NJ Non-HEDD CT Oil Units - Nox Rate Annual v5.12, Unit 908 and retrofits | 886 | 2454 | Rate Constraint in lbs/MWh | FALSE | L | Annual | Emissions at Affected Plants NOX | Thousand Tons | 0.0030055 | 0.0030055 | 0.0030055 | 0.0030055 | 0.0030055 | 0 | 0
NJ Non-HEDD CT Oil Units - Nox Rate Annual v5.12, Unit 908 and retrofits | 886 | 2454 | Rate Constraint in lbs/MWh | FALSE | L | Annual | Allowances Purchased NOX | Thousand Tons | 0 | 0 | 0 | 0 | 0 | 0 | 0
NJ Non-HEDD CT Oil Units - Nox Rate Annual v5.12, Unit 908 and retrofits | 886 | 2454 | Rate Constraint in lbs/MWh | FALSE | L | Annual | Allowances Sold NOX | Thousand Tons | 0 | 0 | 0 | 0 | 0 | 0 | 0
NJ Non-HEDD CT Oil Units - Nox Rate Annual v5.12, Unit 908 and retrofits | 886 | 2454 | Rate Constraint in lbs/MWh | FALSE | L | Annual | Allowances Banked | Thousand Tons | 0 | 0 | 0 | 0 | 0 | 0 | 0
NJ Non-HEDD CT Oil Units - Nox Rate Annual v5.12, Unit 908 and retrofits | 886 | 2454 | Rate Constraint in lbs/MWh | FALSE | L | Annual | Allowances Withdrawn (1:1) | Thousand Tons | 0 | 0 | 0 | 0 | 0 | 0 | 0
NJ Non-HEDD CT Oil Units - Nox Rate Annual v5.12, Unit 908 and retrofits | 886 | 2454 | Rate Constraint in lbs/MWh | FALSE | L | Annual | Allowances Withdrawn (n:1) | Thousand Tons | 0 | 0 | 0 | 0 | 0 | 0 | 0
NJ Non-HEDD CT Oil Units - Nox Rate Annual v5.12, Unit 908 and retrofits | 886 | 2454 | Rate Constraint in lbs/MWh | FALSE | L | Annual | Net Emissions Allowance Position | Thousand Tons | 0.0030055 | 0.0030055 | 0.0030055 | 0.0030055 | 0.0030055 | 0 | 0
NJ Non-HEDD CT Oil Units - Nox Rate Annual v5.12, Unit 908 and retrofits | 886 | 2454 | Rate Constraint in lbs/MWh | FALSE | L | Annual | Fuel Consumed | TBtu | 0.040725 | 0.040725 | 0.040725 | 0.040725 | 0.040725 | 0 | 0
NJ Non-HEDD CT Oil Units - Nox Rate Annual v5.12, Unit 908 and retrofits | 886 | 2454 | Rate Constraint in lbs/MWh | FALSE | L | Annual | Rate | lb/MMBtu | 0.1476 | 0.1476 | 0.1476 | 0.1476 | 0.1476 | 0 | 0
NJ Non-HEDD CT Oil Units - Nox Rate Annual v5.12, Unit 908 and retrofits | 886 | 2454 | Rate Constraint in lbs/MWh | FALSE | L | Annual | Generation | TWh | 0.0027336 | 0.0027336 | 0.0027336 | 0.0027336 | 0.0027336 | 0 | 0
NJ Non-HEDD CT Oil Units - Nox Rate Annual v5.12, Unit 908 and retrofits | 886 | 2454 | Rate Constraint in lbs/MWh | FALSE | L | Annual | Qualifying Generation | TWh | 0.0027336 | 0.0027336 | 0.0027336 | 0.0027336 | 0.0027336 | 0 | 0
NJ Non-HEDD CT Oil Units - Nox Rate Annual v5.12, Unit 908 and retrofits | 886 | 2454 | Rate Constraint in lbs/MWh | FALSE | L | Annual | Constraint Shadow Price | US2011$/Ton | 0 | 0 | 0 | 0 | 0 | 0 | 0
NJ Non-HEDD CT Oil Units - Nox Rate Annual v5.12, Unit 909 and retrofits | 887 | 2454 | Rate Constraint in lbs/MWh | FALSE | L | Annual | Seasons Included | Seasons | Winter, Summer | Winter, Summer | Winter, Summer | Winter, Summer | Winter, Summer | Winter, Summer | Winter, Summer
NJ Non-HEDD CT Oil Units - Nox Rate Annual v5.12, Unit 909 and retrofits | 887 | 2454 | Rate Constraint in lbs/MWh | FALSE | L | Annual | Standard | lb/MWh | 3 | 3 | 3 | 3 | 3 | 3 | 3
NJ Non-HEDD CT Oil Units - Nox Rate Annual v5.12, Unit 909 and retrofits | 887 | 2454 | Rate Constraint in lbs/MWh | FALSE | L | Annual | Emissions at Affected Plants NOX | Thousand Tons | 0.0039767 | 0.0039767 | 0.0039767 | 0.00078231 | 0.0039767 | 0.0039767 | 0.0039767
NJ Non-HEDD CT Oil Units - Nox Rate Annual v5.12, Unit 909 and retrofits | 887 | 2454 | Rate Constraint in lbs/MWh | FALSE | L | Annual | Allowances Purchased NOX | Thousand Tons | 0 | 0 | 0 | 0 | 0 | 0 | 0
NJ Non-HEDD CT Oil Units - Nox Rate Annual v5.12, Unit 909 and retrofits | 887 | 2454 | Rate Constraint in lbs/MWh | FALSE | L | Annual | Allowances Sold NOX | Thousand Tons | 0 | 0 | 0 | 0 | 0 | 0 | 0
NJ Non-HEDD CT Oil Units - Nox Rate Annual v5.12, Unit 909 and retrofits | 887 | 2454 | Rate Constraint in lbs/MWh | FALSE | L | Annual | Allowances Banked | Thousand Tons | 0 | 0 | 0 | 0 | 0 | 0 | 0
NJ Non-HEDD CT Oil Units - Nox Rate Annual v5.12, Unit 909 and retrofits | 887 | 2454 | Rate Constraint in lbs/MWh | FALSE | L | Annual | Allowances Withdrawn (1:1) | Thousand Tons | 0 | 0 | 0 | 0 | 0 | 0 | 0
NJ Non-HEDD CT Oil Units - Nox Rate Annual v5.12, Unit 909 and retrofits | 887 | 2454 | Rate Constraint in lbs/MWh | FALSE | L | Annual | Allowances Withdrawn (n:1) | Thousand Tons | 0 | 0 | 0 | 0 | 0 | 0 | 0
NJ Non-HEDD CT Oil Units - Nox Rate Annual v5.12, Unit 909 and retrofits | 887 | 2454 | Rate Constraint in lbs/MWh | FALSE | L | Annual | Net Emissions Allowance Position | Thousand Tons | 0.0039767 | 0.0039767 | 0.0039767 | 0.00078231 | 0.0039767 | 0.0039767 | 0.0039767
NJ Non-HEDD CT Oil Units - Nox Rate Annual v5.12, Unit 909 and retrofits | 887 | 2454 | Rate Constraint in lbs/MWh | FALSE | L | Annual | Fuel Consumed | TBtu | 0.17904 | 0.17904 | 0.17904 | 0.035221 | 0.17904 | 0.17904 | 0.17904
NJ Non-HEDD CT Oil Units - Nox Rate Annual v5.12, Unit 909 and retrofits | 887 | 2454 | Rate Constraint in lbs/MWh | FALSE | L | Annual | Rate | lb/MMBtu | 0.044422 | 0.044422 | 0.044422 | 0.044422 | 0.044422 | 0.044422 | 0.044422
NJ Non-HEDD CT Oil Units - Nox Rate Annual v5.12, Unit 909 and retrofits | 887 | 2454 | Rate Constraint in lbs/MWh | FALSE | L | Annual | Generation | TWh | 0.014286 | 0.014286 | 0.014286 | 0.0028103 | 0.014286 | 0.014286 | 0.014286
NJ Non-HEDD CT Oil Units - Nox Rate Annual v5.12, Unit 909 and retrofits | 887 | 2454 | Rate Constraint in lbs/MWh | FALSE | L | Annual | Qualifying Generation | TWh | 0.014286 | 0.014286 | 0.014286 | 0.0028103 | 0.014286 | 0.014286 | 0.014286
NJ Non-HEDD CT Oil Units - Nox Rate Annual v5.12, Unit 909 and retrofits | 887 | 2454 | Rate Constraint in lbs/MWh | FALSE | L | Annual | Constraint Shadow Price | US2011$/Ton | 0 | 0 | 0 | 0 | 0 | 0 | 0
NJ Non-HEDD CT Oil Units - Nox Rate Annual v5.12, Unit 910 and retrofits | 888 | 2454 | Rate Constraint in lbs/MWh | FALSE | L | Annual | Seasons Included | Seasons | Winter, Summer | Winter, Summer | Winter, Summer | Winter, Summer | Winter, Summer | Winter, Summer | Winter, Summer
NJ Non-HEDD CT Oil Units - Nox Rate Annual v5.12, Unit 910 and retrofits | 888 | 2454 | Rate Constraint in lbs/MWh | FALSE | L | Annual | Standard | lb/MWh | 3 | 3 | 3 | 3 | 3 | 3 | 3
NJ Non-HEDD CT Oil Units - Nox Rate Annual v5.12, Unit 910 and retrofits | 888 | 2454 | Rate Constraint in lbs/MWh | FALSE | L | Annual | Emissions at Affected Plants NOX | Thousand Tons | 0.0036706 | 0.0036706 | 0.0036706 | 0.00072209 | 0.0036706 | 0.0036706 | 0.0036706
NJ Non-HEDD CT Oil Units - Nox Rate Annual v5.12, Unit 910 and retrofits | 888 | 2454 | Rate Constraint in lbs/MWh | FALSE | L | Annual | Allowances Purchased NOX | Thousand Tons | 0 | 0 | 0 | 0 | 0 | 0 | 0
NJ Non-HEDD CT Oil Units - Nox Rate Annual v5.12, Unit 910 and retrofits | 888 | 2454 | Rate Constraint in lbs/MWh | FALSE | L | Annual | Allowances Sold NOX | Thousand Tons | 0 | 0 | 0 | 0 | 0 | 0 | 0
NJ Non-HEDD CT Oil Units - Nox Rate Annual v5.12, Unit 910 and retrofits | 888 | 2454 | Rate Constraint in lbs/MWh | FALSE | L | Annual | Allowances Banked | Thousand Tons | 0 | 0 | 0 | 0 | 0 | 0 | 0
NJ Non-HEDD CT Oil Units - Nox Rate Annual v5.12, Unit 910 and retrofits | 888 | 2454 | Rate Constraint in lbs/MWh | FALSE | L | Annual | Allowances Withdrawn (1:1) | Thousand Tons | 0 | 0 | 0 | 0 | 0 | 0 | 0
NJ Non-HEDD CT Oil Units - Nox Rate Annual v5.12, Unit 910 and retrofits | 888 | 2454 | Rate Constraint in lbs/MWh | FALSE | L | Annual | Allowances Withdrawn (n:1) | Thousand Tons | 0 | 0 | 0 | 0 | 0 | 0 | 0
NJ Non-HEDD CT Oil Units - Nox Rate Annual v5.12, Unit 910 and retrofits | 888 | 2454 | Rate Constraint in lbs/MWh | FALSE | L | Annual | Net Emissions Allowance Position | Thousand Tons | 0.0036706 | 0.0036706 | 0.0036706 | 0.00072209 | 0.0036706 | 0.0036706 | 0.0036706
NJ Non-HEDD CT Oil Units - Nox Rate Annual v5.12, Unit 910 and retrofits | 888 | 2454 | Rate Constraint in lbs/MWh | FALSE | L | Annual | Fuel Consumed | TBtu | 0.18265 | 0.18265 | 0.18265 | 0.035931 | 0.18265 | 0.18265 | 0.18265
NJ Non-HEDD CT Oil Units - Nox Rate Annual v5.12, Unit 910 and retrofits | 888 | 2454 | Rate Constraint in lbs/MWh | FALSE | L | Annual | Rate | lb/MMBtu | 0.040193 | 0.040193 | 0.040193 | 0.040193 | 0.040193 | 0.040193 | 0.040193
NJ Non-HEDD CT Oil Units - Nox Rate Annual v5.12, Unit 910 and retrofits | 888 | 2454 | Rate Constraint in lbs/MWh | FALSE | L | Annual | Generation | TWh | 0.014574 | 0.014574 | 0.014574 | 0.0028669 | 0.014574 | 0.014574 | 0.014574
NJ Non-HEDD CT Oil Units - Nox Rate Annual v5.12, Unit 910 and retrofits | 888 | 2454 | Rate Constraint in lbs/MWh | FALSE | L | Annual | Qualifying Generation | TWh | 0.014574 | 0.014574 | 0.014574 | 0.0028669 | 0.014574 | 0.014574 | 0.014574
NJ Non-HEDD CT Oil Units - Nox Rate Annual v5.12, Unit 910 and retrofits | 888 | 2454 | Rate Constraint in lbs/MWh | FALSE | L | Annual | Constraint Shadow Price | US2011$/Ton | 0 | 0 | 0 | 0 | 0 | 0 | 0
NJ Non-HEDD CT Oil Units - Nox Rate Annual v5.12, Unit 911 and retrofits | 889 | 2454 | Rate Constraint in lbs/MWh | FALSE | L | Annual | Seasons Included | Seasons | Winter, Summer | Winter, Summer | Winter, Summer | Winter, Summer | Winter, Summer | Winter, Summer | Winter, Summer
NJ Non-HEDD CT Oil Units - Nox Rate Annual v5.12, Unit 911 and retrofits | 889 | 2454 | Rate Constraint in lbs/MWh | FALSE | L | Annual | Standard | lb/MWh | 3 | 3 | 3 | 3 | 3 | 3 | 3
NJ Non-HEDD CT Oil Units - Nox Rate Annual v5.12, Unit 911 and retrofits | 889 | 2454 | Rate Constraint in lbs/MWh | FALSE | L | Annual | Emissions at Affected Plants NOX | Thousand Tons | 0.0038639 | 0.0038639 | 0.0038639 | 0.0007601 | 0.0038639 | 0.0038639 | 0.0038639
NJ Non-HEDD CT Oil Units - Nox Rate Annual v5.12, Unit 911 and retrofits | 889 | 2454 | Rate Constraint in lbs/MWh | FALSE | L | Annual | Allowances Purchased NOX | Thousand Tons | 0 | 0 | 0 | 0 | 0 | 0 | 0
NJ Non-HEDD CT Oil Units - Nox Rate Annual v5.12, Unit 911 and retrofits | 889 | 2454 | Rate Constraint in lbs/MWh | FALSE | L | Annual | Allowances Sold NOX | Thousand Tons | 0 | 0 | 0 | 0 | 0 | 0 | 0
NJ Non-HEDD CT Oil Units - Nox Rate Annual v5.12, Unit 911 and retrofits | 889 | 2454 | Rate Constraint in lbs/MWh | FALSE | L | Annual | Allowances Banked | Thousand Tons | 0 | 0 | 0 | 0 | 0 | 0 | 0
NJ Non-HEDD CT Oil Units - Nox Rate Annual v5.12, Unit 911 and retrofits | 889 | 2454 | Rate Constraint in lbs/MWh | FALSE | L | Annual | Allowances Withdrawn (1:1) | Thousand Tons | 0 | 0 | 0 | 0 | 0 | 0 | 0
NJ Non-HEDD CT Oil Units - Nox Rate Annual v5.12, Unit 911 and retrofits | 889 | 2454 | Rate Constraint in lbs/MWh | FALSE | L | Annual | Allowances Withdrawn (n:1) | Thousand Tons | 0 | 0 | 0 | 0 | 0 | 0 | 0
NJ Non-HEDD CT Oil Units - Nox Rate Annual v5.12, Unit 911 and retrofits | 889 | 2454 | Rate Constraint in lbs/MWh | FALSE | L | Annual | Net Emissions Allowance Position | Thousand Tons | 0.0038639 | 0.0038639 | 0.0038639 | 0.0007601 | 0.0038639 | 0.0038639 | 0.0038639
NJ Non-HEDD CT Oil Units - Nox Rate Annual v5.12, Unit 911 and retrofits | 889 | 2454 | Rate Constraint in lbs/MWh | FALSE | L | Annual | Fuel Consumed | TBtu | 0.17883 | 0.17883 | 0.17883 | 0.035179 | 0.17883 | 0.17883 | 0.17883
NJ Non-HEDD CT Oil Units - Nox Rate Annual v5.12, Unit 911 and retrofits | 889 | 2454 | Rate Constraint in lbs/MWh | FALSE | L | Annual | Rate | lb/MMBtu | 0.043213 | 0.043213 | 0.043213 | 0.043213 | 0.043213 | 0.043213 | 0.043213
NJ Non-HEDD CT Oil Units - Nox Rate Annual v5.12, Unit 911 and retrofits | 889 | 2454 | Rate Constraint in lbs/MWh | FALSE | L | Annual | Generation | TWh | 0.014269 | 0.014269 | 0.014269 | 0.0028069 | 0.014269 | 0.014269 | 0.014269
NJ Non-HEDD CT Oil Units - Nox Rate Annual v5.12, Unit 911 and retrofits | 889 | 2454 | Rate Constraint in lbs/MWh | FALSE | L | Annual | Qualifying Generation | TWh | 0.014269 | 0.014269 | 0.014269 | 0.0028069 | 0.014269 | 0.014269 | 0.014269
NJ Non-HEDD CT Oil Units - Nox Rate Annual v5.12, Unit 911 and retrofits | 889 | 2454 | Rate Constraint in lbs/MWh | FALSE | L | Annual | Constraint Shadow Price | US2011$/Ton | 0 | 0 | 0 | 0 | 0 | 0 | 0
NJ Non-HEDD CT Oil Units - Nox Rate Annual v5.12, Unit 912 and retrofits | 890 | 2454 | Rate Constraint in lbs/MWh | FALSE | L | Annual | Seasons Included | Seasons | Winter, Summer | Winter, Summer | Winter, Summer | Winter, Summer | Winter, Summer | Winter, Summer | Winter, Summer
NJ Non-HEDD CT Oil Units - Nox Rate Annual v5.12, Unit 912 and retrofits | 890 | 2454 | Rate Constraint in lbs/MWh | FALSE | L | Annual | Standard | lb/MWh | 3 | 3 | 3 | 3 | 3 | 3 | 3
NJ Non-HEDD CT Oil Units - Nox Rate Annual v5.12, Unit 912 and retrofits | 890 | 2454 | Rate Constraint in lbs/MWh | FALSE | L | Annual | Emissions at Affected Plants NOX | Thousand Tons | 0.0045652 | 0.0045652 | 0.0045652 | 0.00089807 | 0.0045652 | 0.0045652 | 0.0045652
NJ Non-HEDD CT Oil Units - Nox Rate Annual v5.12, Unit 912 and retrofits | 890 | 2454 | Rate Constraint in lbs/MWh | FALSE | L | Annual | Allowances Purchased NOX | Thousand Tons | 0 | 0 | 0 | 0 | 0 | 0 | 0
NJ Non-HEDD CT Oil Units - Nox Rate Annual v5.12, Unit 912 and retrofits | 890 | 2454 | Rate Constraint in lbs/MWh | FALSE | L | Annual | Allowances Sold NOX | Thousand Tons | 0 | 0 | 0 | 0 | 0 | 0 | 0
NJ Non-HEDD CT Oil Units - Nox Rate Annual v5.12, Unit 912 and retrofits | 890 | 2454 | Rate Constraint in lbs/MWh | FALSE | L | Annual | Allowances Banked | Thousand Tons | 0 | 0 | 0 | 0 | 0 | 0 | 0
NJ Non-HEDD CT Oil Units - Nox Rate Annual v5.12, Unit 912 and retrofits | 890 | 2454 | Rate Constraint in lbs/MWh | FALSE | L | Annual | Allowances Withdrawn (1:1) | Thousand Tons | 0 | 0 | 0 | 0 | 0 | 0 | 0
NJ Non-HEDD CT Oil Units - Nox Rate Annual v5.12, Unit 912 and retrofits | 890 | 2454 | Rate Constraint in lbs/MWh | FALSE | L | Annual | Allowances Withdrawn (n:1) | Thousand Tons | 0 | 0 | 0 | 0 | 0 | 0 | 0
NJ Non-HEDD CT Oil Units - Nox Rate Annual v5.12, Unit 912 and retrofits | 890 | 2454 | Rate Constraint in lbs/MWh | FALSE | L | Annual | Net Emissions Allowance Position | Thousand Tons | 0.0045652 | 0.0045652 | 0.0045652 | 0.00089807 | 0.0045652 | 0.0045652 | 0.0045652
NJ Non-HEDD CT Oil Units - Nox Rate Annual v5.12, Unit 912 and retrofits | 890 | 2454 | Rate Constraint in lbs/MWh | FALSE | L | Annual | Fuel Consumed | TBtu | 0.18265 | 0.18265 | 0.18265 | 0.035931 | 0.18265 | 0.18265 | 0.18265
NJ Non-HEDD CT Oil Units - Nox Rate Annual v5.12, Unit 912 and retrofits | 890 | 2454 | Rate Constraint in lbs/MWh | FALSE | L | Annual | Rate | lb/MMBtu | 0.049988 | 0.049988 | 0.049988 | 0.049988 | 0.049988 | 0.049988 | 0.049988
NJ Non-HEDD CT Oil Units - Nox Rate Annual v5.12, Unit 912 and retrofits | 890 | 2454 | Rate Constraint in lbs/MWh | FALSE | L | Annual | Generation | TWh | 0.014574 | 0.014574 | 0.014574 | 0.0028669 | 0.014574 | 0.014574 | 0.014574
NJ Non-HEDD CT Oil Units - Nox Rate Annual v5.12, Unit 912 and retrofits | 890 | 2454 | Rate Constraint in lbs/MWh | FALSE | L | Annual | Qualifying Generation | TWh | 0.014574 | 0.014574 | 0.014574 | 0.0028669 | 0.014574 | 0.014574 | 0.014574
NJ Non-HEDD CT Oil Units - Nox Rate Annual v5.12, Unit 912 and retrofits | 890 | 2454 | Rate Constraint in lbs/MWh | FALSE | L | Annual | Constraint Shadow Price | US2011$/Ton | 0 | 0 | 0 | 0 | 0 | 0 | 0
NJ Non-HEDD CT Oil Units - Nox Rate Annual v5.12, Unit 913 and retrofits | 891 | 2454 | Rate Constraint in lbs/MWh | FALSE | L | Annual | Seasons Included | Seasons | Winter, Summer | Winter, Summer | Winter, Summer | Winter, Summer | Winter, Summer | Winter, Summer | Winter, Summer
NJ Non-HEDD CT Oil Units - Nox Rate Annual v5.12, Unit 913 and retrofits | 891 | 2454 | Rate Constraint in lbs/MWh | FALSE | L | Annual | Standard | lb/MWh | 3 | 3 | 3 | 3 | 3 | 3 | 3
NJ Non-HEDD CT Oil Units - Nox Rate Annual v5.12, Unit 913 and retrofits | 891 | 2454 | Rate Constraint in lbs/MWh | FALSE | L | Annual | Emissions at Affected Plants NOX | Thousand Tons | 0.0019435 | 0.0019435 | 0.0019435 | 0.0019435 | 0.0019435 | 0 | 0
NJ Non-HEDD CT Oil Units - Nox Rate Annual v5.12, Unit 913 and retrofits | 891 | 2454 | Rate Constraint in lbs/MWh | FALSE | L | Annual | Allowances Purchased NOX | Thousand Tons | 0 | 0 | 0 | 0 | 0 | 0 | 0
NJ Non-HEDD CT Oil Units - Nox Rate Annual v5.12, Unit 913 and retrofits | 891 | 2454 | Rate Constraint in lbs/MWh | FALSE | L | Annual | Allowances Sold NOX | Thousand Tons | 0 | 0 | 0 | 0 | 0 | 0 | 0
NJ Non-HEDD CT Oil Units - Nox Rate Annual v5.12, Unit 913 and retrofits | 891 | 2454 | Rate Constraint in lbs/MWh | FALSE | L | Annual | Allowances Banked | Thousand Tons | 0 | 0 | 0 | 0 | 0 | 0 | 0
NJ Non-HEDD CT Oil Units - Nox Rate Annual v5.12, Unit 913 and retrofits | 891 | 2454 | Rate Constraint in lbs/MWh | FALSE | L | Annual | Allowances Withdrawn (1:1) | Thousand Tons | 0 | 0 | 0 | 0 | 0 | 0 | 0
NJ Non-HEDD CT Oil Units - Nox Rate Annual v5.12, Unit 913 and retrofits | 891 | 2454 | Rate Constraint in lbs/MWh | FALSE | L | Annual | Allowances Withdrawn (n:1) | Thousand Tons | 0 | 0 | 0 | 0 | 0 | 0 | 0
NJ Non-HEDD CT Oil Units - Nox Rate Annual v5.12, Unit 913 and retrofits | 891 | 2454 | Rate Constraint in lbs/MWh | FALSE | L | Annual | Net Emissions Allowance Position | Thousand Tons | 0.0019435 | 0.0019435 | 0.0019435 | 0.0019435 | 0.0019435 | 0 | 0
NJ Non-HEDD CT Oil Units - Nox Rate Annual v5.12, Unit 913 and retrofits | 891 | 2454 | Rate Constraint in lbs/MWh | FALSE | L | Annual | Fuel Consumed | TBtu | 0.028768 | 0.028768 | 0.028768 | 0.028768 | 0.028768 | 0 | 0
NJ Non-HEDD CT Oil Units - Nox Rate Annual v5.12, Unit 913 and retrofits | 891 | 2454 | Rate Constraint in lbs/MWh | FALSE | L | Annual | Rate | lb/MMBtu | 0.13512 | 0.13512 | 0.13512 | 0.13512 | 0.13512 | 0 | 0
NJ Non-HEDD CT Oil Units - Nox Rate Annual v5.12, Unit 913 and retrofits | 891 | 2454 | Rate Constraint in lbs/MWh | FALSE | L | Annual | Generation | TWh | 0.0017668 | 0.0017668 | 0.0017668 | 0.0017668 | 0.0017668 | 0 | 0
NJ Non-HEDD CT Oil Units - Nox Rate Annual v5.12, Unit 913 and retrofits | 891 | 2454 | Rate Constraint in lbs/MWh | FALSE | L | Annual | Qualifying Generation | TWh | 0.0017668 | 0.0017668 | 0.0017668 | 0.0017668 | 0.0017668 | 0 | 0
NJ Non-HEDD CT Oil Units - Nox Rate Annual v5.12, Unit 913 and retrofits | 891 | 2454 | Rate Constraint in lbs/MWh | FALSE | L | Annual | Constraint Shadow Price | US2011$/Ton | 0 | 0 | 0 | 0 | 0 | 0 | 0
NJ Non-HEDD CT Oil Units - Nox Rate Annual v5.12, Unit 914 and retrofits | 892 | 2454 | Rate Constraint in lbs/MWh | FALSE | L | Annual | Seasons Included | Seasons | Winter, Summer | Winter, Summer | Winter, Summer | Winter, Summer | Winter, Summer | Winter, Summer | Winter, Summer
NJ Non-HEDD CT Oil Units - Nox Rate Annual v5.12, Unit 914 and retrofits | 892 | 2454 | Rate Constraint in lbs/MWh | FALSE | L | Annual | Standard | lb/MWh | 3 | 3 | 3 | 3 | 3 | 3 | 3
NJ Non-HEDD CT Oil Units - Nox Rate Annual v5.12, Unit 914 and retrofits | 892 | 2454 | Rate Constraint in lbs/MWh | FALSE | L | Annual | Emissions at Affected Plants NOX | Thousand Tons | 0.0020899 | 0.0020899 | 0.0020899 | 0.0020899 | 0.0020899 | 0 | 0
NJ Non-HEDD CT Oil Units - Nox Rate Annual v5.12, Unit 914 and retrofits | 892 | 2454 | Rate Constraint in lbs/MWh | FALSE | L | Annual | Allowances Purchased NOX | Thousand Tons | 0 | 0 | 0 | 0 | 0 | 0 | 0
NJ Non-HEDD CT Oil Units - Nox Rate Annual v5.12, Unit 914 and retrofits | 892 | 2454 | Rate Constraint in lbs/MWh | FALSE | L | Annual | Allowances Sold NOX | Thousand Tons | 0 | 0 | 0 | 0 | 0 | 0 | 0
NJ Non-HEDD CT Oil Units - Nox Rate Annual v5.12, Unit 914 and retrofits | 892 | 2454 | Rate Constraint in lbs/MWh | FALSE | L | Annual | Allowances Banked | Thousand Tons | 0 | 0 | 0 | 0 | 0 | 0 | 0
NJ Non-HEDD CT Oil Units - Nox Rate Annual v5.12, Unit 914 and retrofits | 892 | 2454 | Rate Constraint in lbs/MWh | FALSE | L | Annual | Allowances Withdrawn (1:1) | Thousand Tons | 0 | 0 | 0 | 0 | 0 | 0 | 0
NJ Non-HEDD CT Oil Units - Nox Rate Annual v5.12, Unit 914 and retrofits | 892 | 2454 | Rate Constraint in lbs/MWh | FALSE | L | Annual | Allowances Withdrawn (n:1) | Thousand Tons | 0 | 0 | 0 | 0 | 0 | 0 | 0
NJ Non-HEDD CT Oil Units - Nox Rate Annual v5.12, Unit 914 and retrofits | 892 | 2454 | Rate Constraint in lbs/MWh | FALSE | L | Annual | Net Emissions Allowance Position | Thousand Tons | 0.0020899 | 0.0020899 | 0.0020899 | 0.0020899 | 0.0020899 | 0 | 0
NJ Non-HEDD CT Oil Units - Nox Rate Annual v5.12, Unit 914 and retrofits | 892 | 2454 | Rate Constraint in lbs/MWh | FALSE | L | Annual | Fuel Consumed | TBtu | 0.030939 | 0.030939 | 0.030939 | 0.030939 | 0.030939 | 0 | 0
NJ Non-HEDD CT Oil Units - Nox Rate Annual v5.12, Unit 914 and retrofits | 892 | 2454 | Rate Constraint in lbs/MWh | FALSE | L | Annual | Rate | lb/MMBtu | 0.1351 | 0.1351 | 0.1351 | 0.1351 | 0.1351 | 0 | 0
NJ Non-HEDD CT Oil Units - Nox Rate Annual v5.12, Unit 914 and retrofits | 892 | 2454 | Rate Constraint in lbs/MWh | FALSE | L | Annual | Generation | TWh | 0.0019002 | 0.0019002 | 0.0019002 | 0.0019002 | 0.0019002 | 0 | 0
NJ Non-HEDD CT Oil Units - Nox Rate Annual v5.12, Unit 914 and retrofits | 892 | 2454 | Rate Constraint in lbs/MWh | FALSE | L | Annual | Qualifying Generation | TWh | 0.0019002 | 0.0019002 | 0.0019002 | 0.0019002 | 0.0019002 | 0 | 0
NJ Non-HEDD CT Oil Units - Nox Rate Annual v5.12, Unit 914 and retrofits | 892 | 2454 | Rate Constraint in lbs/MWh | FALSE | L | Annual | Constraint Shadow Price | US2011$/Ton | 0 | 0 | 0 | 0 | 0 | 0 | 0
NJ Non-HEDD CT Oil Units - Nox Rate Annual v5.12, Unit 915 and retrofits | 893 | 2454 | Rate Constraint in lbs/MWh | FALSE | L | Annual | Seasons Included | Seasons | Winter, Summer | Winter, Summer | Winter, Summer | Winter, Summer | Winter, Summer | Winter, Summer | Winter, Summer
NJ Non-HEDD CT Oil Units - Nox Rate Annual v5.12, Unit 915 and retrofits | 893 | 2454 | Rate Constraint in lbs/MWh | FALSE | L | Annual | Standard | lb/MWh | 3 | 3 | 3 | 3 | 3 | 3 | 3
NJ Non-HEDD CT Oil Units - Nox Rate Annual v5.12, Unit 915 and retrofits | 893 | 2454 | Rate Constraint in lbs/MWh | FALSE | L | Annual | Emissions at Affected Plants NOX | Thousand Tons | 0.0020899 | 0.0020899 | 0.0020899 | 0.0020899 | 0.0020899 | 0 | 0
NJ Non-HEDD CT Oil Units - Nox Rate Annual v5.12, Unit 915 and retrofits | 893 | 2454 | Rate Constraint in lbs/MWh | FALSE | L | Annual | Allowances Purchased NOX | Thousand Tons | 0 | 0 | 0 | 0 | 0 | 0 | 0
NJ Non-HEDD CT Oil Units - Nox Rate Annual v5.12, Unit 915 and retrofits | 893 | 2454 | Rate Constraint in lbs/MWh | FALSE | L | Annual | Allowances Sold NOX | Thousand Tons | 0 | 0 | 0 | 0 | 0 | 0 | 0
NJ Non-HEDD CT Oil Units - Nox Rate Annual v5.12, Unit 915 and retrofits | 893 | 2454 | Rate Constraint in lbs/MWh | FALSE | L | Annual | Allowances Banked | Thousand Tons | 0 | 0 | 0 | 0 | 0 | 0 | 0
NJ Non-HEDD CT Oil Units - Nox Rate Annual v5.12, Unit 915 and retrofits | 893 | 2454 | Rate Constraint in lbs/MWh | FALSE | L | Annual | Allowances Withdrawn (1:1) | Thousand Tons | 0 | 0 | 0 | 0 | 0 | 0 | 0
NJ Non-HEDD CT Oil Units - Nox Rate Annual v5.12, Unit 915 and retrofits | 893 | 2454 | Rate Constraint in lbs/MWh | FALSE | L | Annual | Allowances Withdrawn (n:1) | Thousand Tons | 0 | 0 | 0 | 0 | 0 | 0 | 0
NJ Non-HEDD CT Oil Units - Nox Rate Annual v5.12, Unit 915 and retrofits | 893 | 2454 | Rate Constraint in lbs/MWh | FALSE | L | Annual | Net Emissions Allowance Position | Thousand Tons | 0.0020899 | 0.0020899 | 0.0020899 | 0.0020899 | 0.0020899 | 0 | 0
NJ Non-HEDD CT Oil Units - Nox Rate Annual v5.12, Unit 915 and retrofits | 893 | 2454 | Rate Constraint in lbs/MWh | FALSE | L | Annual | Fuel Consumed | TBtu | 0.030939 | 0.030939 | 0.030939 | 0.030939 | 0.030939 | 0 | 0
NJ Non-HEDD CT Oil Units - Nox Rate Annual v5.12, Unit 915 and retrofits | 893 | 2454 | Rate Constraint in lbs/MWh | FALSE | L | Annual | Rate | lb/MMBtu | 0.1351 | 0.1351 | 0.1351 | 0.1351 | 0.1351 | 0 | 0
NJ Non-HEDD CT Oil Units - Nox Rate Annual v5.12, Unit 915 and retrofits | 893 | 2454 | Rate Constraint in lbs/MWh | FALSE | L | Annual | Generation | TWh | 0.0019002 | 0.0019002 | 0.0019002 | 0.0019002 | 0.0019002 | 0 | 0
NJ Non-HEDD CT Oil Units - Nox Rate Annual v5.12, Unit 915 and retrofits | 893 | 2454 | Rate Constraint in lbs/MWh | FALSE | L | Annual | Qualifying Generation | TWh | 0.0019002 | 0.0019002 | 0.0019002 | 0.0019002 | 0.0019002 | 0 | 0
NJ Non-HEDD CT Oil Units - Nox Rate Annual v5.12, Unit 915 and retrofits | 893 | 2454 | Rate Constraint in lbs/MWh | FALSE | L | Annual | Constraint Shadow Price | US2011$/Ton | 0 | 0 | 0 | 0 | 0 | 0 | 0
NJ Non-HEDD CT Oil Units - Nox Rate Annual v5.12, Unit 916 and retrofits | 894 | 2454 | Rate Constraint in lbs/MWh | FALSE | L | Annual | Seasons Included | Seasons | Winter, Summer | Winter, Summer | Winter, Summer | Winter, Summer | Winter, Summer | Winter, Summer | Winter, Summer
NJ Non-HEDD CT Oil Units - Nox Rate Annual v5.12, Unit 916 and retrofits | 894 | 2454 | Rate Constraint in lbs/MWh | FALSE | L | Annual | Standard | lb/MWh | 3 | 3 | 3 | 3 | 3 | 3 | 3
NJ Non-HEDD CT Oil Units - Nox Rate Annual v5.12, Unit 916 and retrofits | 894 | 2454 | Rate Constraint in lbs/MWh | FALSE | L | Annual | Emissions at Affected Plants NOX | Thousand Tons | 0 | 0 | 0 | 0 | 0 | 0 | 0
NJ Non-HEDD CT Oil Units - Nox Rate Annual v5.12, Unit 916 and retrofits | 894 | 2454 | Rate Constraint in lbs/MWh | FALSE | L | Annual | Allowances Purchased NOX | Thousand Tons | 0 | 0 | 0 | 0 | 0 | 0 | 0
NJ Non-HEDD CT Oil Units - Nox Rate Annual v5.12, Unit 916 and retrofits | 894 | 2454 | Rate Constraint in lbs/MWh | FALSE | L | Annual | Allowances Sold NOX | Thousand Tons | 0 | 0 | 0 | 0 | 0 | 0 | 0
NJ Non-HEDD CT Oil Units - Nox Rate Annual v5.12, Unit 916 and retrofits | 894 | 2454 | Rate Constraint in lbs/MWh | FALSE | L | Annual | Allowances Banked | Thousand Tons | 0 | 0 | 0 | 0 | 0 | 0 | 0
NJ Non-HEDD CT Oil Units - Nox Rate Annual v5.12, Unit 916 and retrofits | 894 | 2454 | Rate Constraint in lbs/MWh | FALSE | L | Annual | Allowances Withdrawn (1:1) | Thousand Tons | 0 | 0 | 0 | 0 | 0 | 0 | 0
NJ Non-HEDD CT Oil Units - Nox Rate Annual v5.12, Unit 916 and retrofits | 894 | 2454 | Rate Constraint in lbs/MWh | FALSE | L | Annual | Allowances Withdrawn (n:1) | Thousand Tons | 0 | 0 | 0 | 0 | 0 | 0 | 0
NJ Non-HEDD CT Oil Units - Nox Rate Annual v5.12, Unit 916 and retrofits | 894 | 2454 | Rate Constraint in lbs/MWh | FALSE | L | Annual | Net Emissions Allowance Position | Thousand Tons | 0 | 0 | 0 | 0 | 0 | 0 | 0
NJ Non-HEDD CT Oil Units - Nox Rate Annual v5.12, Unit 916 and retrofits | 894 | 2454 | Rate Constraint in lbs/MWh | FALSE | L | Annual | Fuel Consumed | TBtu | 0 | 0 | 0 | 0 | 0 | 0 | 0
NJ Non-HEDD CT Oil Units - Nox Rate Annual v5.12, Unit 916 and retrofits | 894 | 2454 | Rate Constraint in lbs/MWh | FALSE | L | Annual | Rate | lb/MMBtu | 0 | 0 | 0 | 0 | 0 | 0 | 0
NJ Non-HEDD CT Oil Units - Nox Rate Annual v5.12, Unit 916 and retrofits | 894 | 2454 | Rate Constraint in lbs/MWh | FALSE | L | Annual | Generation | TWh | 0 | 0 | 0 | 0 | 0 | 0 | 0
NJ Non-HEDD CT Oil Units - Nox Rate Annual v5.12, Unit 916 and retrofits | 894 | 2454 | Rate Constraint in lbs/MWh | FALSE | L | Annual | Qualifying Generation | TWh | 0 | 0 | 0 | 0 | 0 | 0 | 0
NJ Non-HEDD CT Oil Units - Nox Rate Annual v5.12, Unit 916 and retrofits | 894 | 2454 | Rate Constraint in lbs/MWh | FALSE | L | Annual | Constraint Shadow Price | US2011$/Ton | 0 | 0 | 0 | 0 | 0 | 0 | 0
NJ Non-HEDD CT Oil Units - Nox Rate Annual v5.12, Unit 917 and retrofits | 895 | 2454 | Rate Constraint in lbs/MWh | FALSE | L | Annual | Seasons Included | Seasons | Winter, Summer | Winter, Summer | Winter, Summer | Winter, Summer | Winter, Summer | Winter, Summer | Winter, Summer
NJ Non-HEDD CT Oil Units - Nox Rate Annual v5.12, Unit 917 and retrofits | 895 | 2454 | Rate Constraint in lbs/MWh | FALSE | L | Annual | Standard | lb/MWh | 3 | 3 | 3 | 3 | 3 | 3 | 3
NJ Non-HEDD CT Oil Units - Nox Rate Annual v5.12, Unit 917 and retrofits | 895 | 2454 | Rate Constraint in lbs/MWh | FALSE | L | Annual | Emissions at Affected Plants NOX | Thousand Tons | 0.010058 | 0.0033465 | 0.0033465 | 0.0033465 | 0.0056973 | 0.0033465 | 0.0033465
NJ Non-HEDD CT Oil Units - Nox Rate Annual v5.12, Unit 917 and retrofits | 895 | 2454 | Rate Constraint in lbs/MWh | FALSE | L | Annual | Allowances Purchased NOX | Thousand Tons | 0 | 0 | 0 | 0 | 0 | 0 | 0
NJ Non-HEDD CT Oil Units - Nox Rate Annual v5.12, Unit 917 and retrofits | 895 | 2454 | Rate Constraint in lbs/MWh | FALSE | L | Annual | Allowances Sold NOX | Thousand Tons | 0 | 0 | 0 | 0 | 0 | 0 | 0
NJ Non-HEDD CT Oil Units - Nox Rate Annual v5.12, Unit 917 and retrofits | 895 | 2454 | Rate Constraint in lbs/MWh | FALSE | L | Annual | Allowances Banked | Thousand Tons | 0 | 0 | 0 | 0 | 0 | 0 | 0
NJ Non-HEDD CT Oil Units - Nox Rate Annual v5.12, Unit 917 and retrofits | 895 | 2454 | Rate Constraint in lbs/MWh | FALSE | L | Annual | Allowances Withdrawn (1:1) | Thousand Tons | 0 | 0 | 0 | 0 | 0 | 0 | 0
NJ Non-HEDD CT Oil Units - Nox Rate Annual v5.12, Unit 917 and retrofits | 895 | 2454 | Rate Constraint in lbs/MWh | FALSE | L | Annual | Allowances Withdrawn (n:1) | Thousand Tons | 0 | 0 | 0 | 0 | 0 | 0 | 0
NJ Non-HEDD CT Oil Units - Nox Rate Annual v5.12, Unit 917 and retrofits | 895 | 2454 | Rate Constraint in lbs/MWh | FALSE | L | Annual | Net Emissions Allowance Position | Thousand Tons | 0.010058 | 0.0033465 | 0.0033465 | 0.0033465 | 0.0056973 | 0.0033465 | 0.0033465
NJ Non-HEDD CT Oil Units - Nox Rate Annual v5.12, Unit 917 and retrofits | 895 | 2454 | Rate Constraint in lbs/MWh | FALSE | L | Annual | Fuel Consumed | TBtu | 0.23394 | 0.077839 | 0.077839 | 0.077839 | 0.13252 | 0.077839 | 0.077839
NJ Non-HEDD CT Oil Units - Nox Rate Annual v5.12, Unit 917 and retrofits | 895 | 2454 | Rate Constraint in lbs/MWh | FALSE | L | Annual | Rate | lb/MMBtu | 0.085986 | 0.085986 | 0.085986 | 0.085986 | 0.085986 | 0.085986 | 0.085986
NJ Non-HEDD CT Oil Units - Nox Rate Annual v5.12, Unit 917 and retrofits | 895 | 2454 | Rate Constraint in lbs/MWh | FALSE | L | Annual | Generation | TWh | 0.021772 | 0.0072442 | 0.0072442 | 0.0072442 | 0.012333 | 0.0072442 | 0.0072442
NJ Non-HEDD CT Oil Units - Nox Rate Annual v5.12, Unit 917 and retrofits | 895 | 2454 | Rate Constraint in lbs/MWh | FALSE | L | Annual | Qualifying Generation | TWh | 0.021772 | 0.0072442 | 0.0072442 | 0.0072442 | 0.012333 | 0.0072442 | 0.0072442
NJ Non-HEDD CT Oil Units - Nox Rate Annual v5.12, Unit 917 and retrofits | 895 | 2454 | Rate Constraint in lbs/MWh | FALSE | L | Annual | Constraint Shadow Price | US2011$/Ton | 0 | 0 | 0 | 0 | 0 | 0 | 0
NJ Non-HEDD CT Oil Units - Nox Rate Annual v5.12, Unit 918 and retrofits | 896 | 2454 | Rate Constraint in lbs/MWh | FALSE | L | Annual | Seasons Included | Seasons | Winter, Summer | Winter, Summer | Winter, Summer | Winter, Summer | Winter, Summer | Winter, Summer | Winter, Summer
NJ Non-HEDD CT Oil Units - Nox Rate Annual v5.12, Unit 918 and retrofits | 896 | 2454 | Rate Constraint in lbs/MWh | FALSE | L | Annual | Standard | lb/MWh | 3 | 3 | 3 | 3 | 3 | 3 | 3
NJ Non-HEDD CT Oil Units - Nox Rate Annual v5.12, Unit 918 and retrofits | 896 | 2454 | Rate Constraint in lbs/MWh | FALSE | L | Annual | Emissions at Affected Plants NOX | Thousand Tons | 0.0099865 | 0.0033228 | 0.0033228 | 0.0033228 | 0.0033228 | 0.0033228 | 0.0033228
NJ Non-HEDD CT Oil Units - Nox Rate Annual v5.12, Unit 918 and retrofits | 896 | 2454 | Rate Constraint in lbs/MWh | FALSE | L | Annual | Allowances Purchased NOX | Thousand Tons | 0 | 0 | 0 | 0 | 0 | 0 | 0
NJ Non-HEDD CT Oil Units - Nox Rate Annual v5.12, Unit 918 and retrofits | 896 | 2454 | Rate Constraint in lbs/MWh | FALSE | L | Annual | Allowances Sold NOX | Thousand Tons | 0 | 0 | 0 | 0 | 0 | 0 | 0
NJ Non-HEDD CT Oil Units - Nox Rate Annual v5.12, Unit 918 and retrofits | 896 | 2454 | Rate Constraint in lbs/MWh | FALSE | L | Annual | Allowances Banked | Thousand Tons | 0 | 0 | 0 | 0 | 0 | 0 | 0
NJ Non-HEDD CT Oil Units - Nox Rate Annual v5.12, Unit 918 and retrofits | 896 | 2454 | Rate Constraint in lbs/MWh | FALSE | L | Annual | Allowances Withdrawn (1:1) | Thousand Tons | 0 | 0 | 0 | 0 | 0 | 0 | 0
NJ Non-HEDD CT Oil Units - Nox Rate Annual v5.12, Unit 918 and retrofits | 896 | 2454 | Rate Constraint in lbs/MWh | FALSE | L | Annual | Allowances Withdrawn (n:1) | Thousand Tons | 0 | 0 | 0 | 0 | 0 | 0 | 0
NJ Non-HEDD CT Oil Units - Nox Rate Annual v5.12, Unit 918 and retrofits | 896 | 2454 | Rate Constraint in lbs/MWh | FALSE | L | Annual | Net Emissions Allowance Position | Thousand Tons | 0.0099865 | 0.0033228 | 0.0033228 | 0.0033228 | 0.0033228 | 0.0033228 | 0.0033228
NJ Non-HEDD CT Oil Units - Nox Rate Annual v5.12, Unit 918 and retrofits | 896 | 2454 | Rate Constraint in lbs/MWh | FALSE | L | Annual | Fuel Consumed | TBtu | 0.22543 | 0.075008 | 0.075008 | 0.075008 | 0.075008 | 0.075008 | 0.075008
NJ Non-HEDD CT Oil Units - Nox Rate Annual v5.12, Unit 918 and retrofits | 896 | 2454 | Rate Constraint in lbs/MWh | FALSE | L | Annual | Rate | lb/MMBtu | 0.088598 | 0.088598 | 0.088598 | 0.088598 | 0.088598 | 0.088598 | 0.088598
NJ Non-HEDD CT Oil Units - Nox Rate Annual v5.12, Unit 918 and retrofits | 896 | 2454 | Rate Constraint in lbs/MWh | FALSE | L | Annual | Generation | TWh | 0.02098 | 0.0069807 | 0.0069807 | 0.0069807 | 0.0069807 | 0.0069807 | 0.0069807
NJ Non-HEDD CT Oil Units - Nox Rate Annual v5.12, Unit 918 and retrofits | 896 | 2454 | Rate Constraint in lbs/MWh | FALSE | L | Annual | Qualifying Generation | TWh | 0.02098 | 0.0069807 | 0.0069807 | 0.0069807 | 0.0069807 | 0.0069807 | 0.0069807
NJ Non-HEDD CT Oil Units - Nox Rate Annual v5.12, Unit 918 and retrofits | 896 | 2454 | Rate Constraint in lbs/MWh | FALSE | L | Annual | Constraint Shadow Price | US2011$/Ton | 0 | 0 | 0 | 0 | 0 | 0 | 0
NJ Non-HEDD CT Oil Units - Nox Rate Annual v5.12, Unit 919 and retrofits | 897 | 2454 | Rate Constraint in lbs/MWh | FALSE | L | Annual | Seasons Included | Seasons | Winter, Summer | Winter, Summer | Winter, Summer | Winter, Summer | Winter, Summer | Winter, Summer | Winter, Summer
NJ Non-HEDD CT Oil Units - Nox Rate Annual v5.12, Unit 919 and retrofits | 897 | 2454 | Rate Constraint in lbs/MWh | FALSE | L | Annual | Standard | lb/MWh | 3 | 3 | 3 | 3 | 3 | 3 | 3
NJ Non-HEDD CT Oil Units - Nox Rate Annual v5.12, Unit 919 and retrofits | 897 | 2454 | Rate Constraint in lbs/MWh | FALSE | L | Annual | Emissions at Affected Plants NOX | Thousand Tons | 0.0097113 | 0.0032312 | 0.0032312 | 0.0032312 | 0.0097113 | 0.0032312 | 0.0032312
NJ Non-HEDD CT Oil Units - Nox Rate Annual v5.12, Unit 919 and retrofits | 897 | 2454 | Rate Constraint in lbs/MWh | FALSE | L | Annual | Allowances Purchased NOX | Thousand Tons | 0 | 0 | 0 | 0 | 0 | 0 | 0
NJ Non-HEDD CT Oil Units - Nox Rate Annual v5.12, Unit 919 and retrofits | 897 | 2454 | Rate Constraint in lbs/MWh | FALSE | L | Annual | Allowances Sold NOX | Thousand Tons | 0 | 0 | 0 | 0 | 0 | 0 | 0
NJ Non-HEDD CT Oil Units - Nox Rate Annual v5.12, Unit 919 and retrofits | 897 | 2454 | Rate Constraint in lbs/MWh | FALSE | L | Annual | Allowances Banked | Thousand Tons | 0 | 0 | 0 | 0 | 0 | 0 | 0
NJ Non-HEDD CT Oil Units - Nox Rate Annual v5.12, Unit 919 and retrofits | 897 | 2454 | Rate Constraint in lbs/MWh | FALSE | L | Annual | Allowances Withdrawn (1:1) | Thousand Tons | 0 | 0 | 0 | 0 | 0 | 0 | 0
NJ Non-HEDD CT Oil Units - Nox Rate Annual v5.12, Unit 919 and retrofits | 897 | 2454 | Rate Constraint in lbs/MWh | FALSE | L | Annual | Allowances Withdrawn (n:1) | Thousand Tons | 0 | 0 | 0 | 0 | 0 | 0 | 0
NJ Non-HEDD CT Oil Units - Nox Rate Annual v5.12, Unit 919 and retrofits | 897 | 2454 | Rate Constraint in lbs/MWh | FALSE | L | Annual | Net Emissions Allowance Position | Thousand Tons | 0.0097113 | 0.0032312 | 0.0032312 | 0.0032312 | 0.0097113 | 0.0032312 | 0.0032312
NJ Non-HEDD CT Oil Units - Nox Rate Annual v5.12, Unit 919 and retrofits | 897 | 2454 | Rate Constraint in lbs/MWh | FALSE | L | Annual | Fuel Consumed | TBtu | 0.22437 | 0.074654 | 0.074654 | 0.074654 | 0.22437 | 0.074654 | 0.074654
NJ Non-HEDD CT Oil Units - Nox Rate Annual v5.12, Unit 919 and retrofits | 897 | 2454 | Rate Constraint in lbs/MWh | FALSE | L | Annual | Rate | lb/MMBtu | 0.086565 | 0.086565 | 0.086565 | 0.086565 | 0.086565 | 0.086565 | 0.086565
NJ Non-HEDD CT Oil Units - Nox Rate Annual v5.12, Unit 919 and retrofits | 897 | 2454 | Rate Constraint in lbs/MWh | FALSE | L | Annual | Generation | TWh | 0.020881 | 0.0069478 | 0.0069478 | 0.0069478 | 0.020881 | 0.0069478 | 0.0069478
NJ Non-HEDD CT Oil Units - Nox Rate Annual v5.12, Unit 919 and retrofits | 897 | 2454 | Rate Constraint in lbs/MWh | FALSE | L | Annual | Qualifying Generation | TWh | 0.020881 | 0.0069478 | 0.0069478 | 0.0069478 | 0.020881 | 0.0069478 | 0.0069478
NJ Non-HEDD CT Oil Units - Nox Rate Annual v5.12, Unit 919 and retrofits | 897 | 2454 | Rate Constraint in lbs/MWh | FALSE | L | Annual | Constraint Shadow Price | US2011$/Ton | 0 | 0 | 0 | 0 | 0 | 0 | 0
NJ Non-HEDD CT Oil Units - Nox Rate Annual v5.12, Unit 920 and retrofits | 898 | 2454 | Rate Constraint in lbs/MWh | FALSE | L | Annual | Seasons Included | Seasons | Winter, Summer | Winter, Summer | Winter, Summer | Winter, Summer | Winter, Summer | Winter, Summer | Winter, Summer
NJ Non-HEDD CT Oil Units - Nox Rate Annual v5.12, Unit 920 and retrofits | 898 | 2454 | Rate Constraint in lbs/MWh | FALSE | L | Annual | Standard | lb/MWh | 3 | 3 | 3 | 3 | 3 | 3 | 3
NJ Non-HEDD CT Oil Units - Nox Rate Annual v5.12, Unit 920 and retrofits | 898 | 2454 | Rate Constraint in lbs/MWh | FALSE | L | Annual | Emissions at Affected Plants NOX | Thousand Tons | 0.010387 | 0.003456 | 0.003456 | 0.003456 | 0.010387 | 0.003456 | 0.003456
NJ Non-HEDD CT Oil Units - Nox Rate Annual v5.12, Unit 920 and retrofits | 898 | 2454 | Rate Constraint in lbs/MWh | FALSE | L | Annual | Allowances Purchased NOX | Thousand Tons | 0 | 0 | 0 | 0 | 0 | 0 | 0
NJ Non-HEDD CT Oil Units - Nox Rate Annual v5.12, Unit 920 and retrofits | 898 | 2454 | Rate Constraint in lbs/MWh | FALSE | L | Annual | Allowances Sold NOX | Thousand Tons | 0 | 0 | 0 | 0 | 0 | 0 | 0
NJ Non-HEDD CT Oil Units - Nox Rate Annual v5.12, Unit 920 and retrofits | 898 | 2454 | Rate Constraint in lbs/MWh | FALSE | L | Annual | Allowances Banked | Thousand Tons | 0 | 0 | 0 | 0 | 0 | 0 | 0
NJ Non-HEDD CT Oil Units - Nox Rate Annual v5.12, Unit 920 and retrofits | 898 | 2454 | Rate Constraint in lbs/MWh | FALSE | L | Annual | Allowances Withdrawn (1:1) | Thousand Tons | 0 | 0 | 0 | 0 | 0 | 0 | 0
NJ Non-HEDD CT Oil Units - Nox Rate Annual v5.12, Unit 920 and retrofits | 898 | 2454 | Rate Constraint in lbs/MWh | FALSE | L | Annual | Allowances Withdrawn (n:1) | Thousand Tons | 0 | 0 | 0 | 0 | 0 | 0 | 0
NJ Non-HEDD CT Oil Units - Nox Rate Annual v5.12, Unit 920 and retrofits | 898 | 2454 | Rate Constraint in lbs/MWh | FALSE | L | Annual | Net Emissions Allowance Position | Thousand Tons | 0.010387 | 0.003456 | 0.003456 | 0.003456 | 0.010387 | 0.003456 | 0.003456
NJ Non-HEDD CT Oil Units - Nox Rate Annual v5.12, Unit 920 and retrofits | 898 | 2454 | Rate Constraint in lbs/MWh | FALSE | L | Annual | Fuel Consumed | TBtu | 0.23075 | 0.076777 | 0.076777 | 0.076777 | 0.23075 | 0.076777 | 0.076777
NJ Non-HEDD CT Oil Units - Nox Rate Annual v5.12, Unit 920 and retrofits | 898 | 2454 | Rate Constraint in lbs/MWh | FALSE | L | Annual | Rate | lb/MMBtu | 0.090027 | 0.090027 | 0.090027 | 0.090027 | 0.090027 | 0.090027 | 0.090027
NJ Non-HEDD CT Oil Units - Nox Rate Annual v5.12, Unit 920 and retrofits | 898 | 2454 | Rate Constraint in lbs/MWh | FALSE | L | Annual | Generation | TWh | 0.021475 | 0.0071454 | 0.0071454 | 0.0071454 | 0.021475 | 0.0071454 | 0.0071454
NJ Non-HEDD CT Oil Units - Nox Rate Annual v5.12, Unit 920 and retrofits | 898 | 2454 | Rate Constraint in lbs/MWh | FALSE | L | Annual | Qualifying Generation | TWh | 0.021475 | 0.0071454 | 0.0071454 | 0.0071454 | 0.021475 | 0.0071454 | 0.0071454
NJ Non-HEDD CT Oil Units - Nox Rate Annual v5.12, Unit 920 and retrofits | 898 | 2454 | Rate Constraint in lbs/MWh | FALSE | L | Annual | Constraint Shadow Price | US2011$/Ton | 0 | 0 | 0 | 0 | 0 | 0 | 0
NJ Non-HEDD CT Oil Units - Nox Rate Annual v5.12, Unit 921 and retrofits | 899 | 2454 | Rate Constraint in lbs/MWh | FALSE | L | Annual | Seasons Included | Seasons | Winter, Summer | Winter, Summer | Winter, Summer | Winter, Summer | Winter, Summer | Winter, Summer | Winter, Summer
NJ Non-HEDD CT Oil Units - Nox Rate Annual v5.12, Unit 921 and retrofits | 899 | 2454 | Rate Constraint in lbs/MWh | FALSE | L | Annual | Standard | lb/MWh | 3 | 3 | 3 | 3 | 3 | 3 | 3
NJ Non-HEDD CT Oil Units - Nox Rate Annual v5.12, Unit 921 and retrofits | 899 | 2454 | Rate Constraint in lbs/MWh | FALSE | L | Annual | Emissions at Affected Plants NOX | Thousand Tons | 0.011987 | 0.011987 | 0.0043915 | 0.0023581 | 0.011987 | 0.011987 | 0.011987
NJ Non-HEDD CT Oil Units - Nox Rate Annual v5.12, Unit 921 and retrofits | 899 | 2454 | Rate Constraint in lbs/MWh | FALSE | L | Annual | Allowances Purchased NOX | Thousand Tons | 0 | 0 | 0 | 0 | 0 | 0 | 0
NJ Non-HEDD CT Oil Units - Nox Rate Annual v5.12, Unit 921 and retrofits | 899 | 2454 | Rate Constraint in lbs/MWh | FALSE | L | Annual | Allowances Sold NOX | Thousand Tons | 0 | 0 | 0 | 0 | 0 | 0 | 0
NJ Non-HEDD CT Oil Units - Nox Rate Annual v5.12, Unit 921 and retrofits | 899 | 2454 | Rate Constraint in lbs/MWh | FALSE | L | Annual | Allowances Banked | Thousand Tons | 0 | 0 | 0 | 0 | 0 | 0 | 0
NJ Non-HEDD CT Oil Units - Nox Rate Annual v5.12, Unit 921 and retrofits | 899 | 2454 | Rate Constraint in lbs/MWh | FALSE | L | Annual | Allowances Withdrawn (1:1) | Thousand Tons | 0 | 0 | 0 | 0 | 0 | 0 | 0
NJ Non-HEDD CT Oil Units - Nox Rate Annual v5.12, Unit 921 and retrofits | 899 | 2454 | Rate Constraint in lbs/MWh | FALSE | L | Annual | Allowances Withdrawn (n:1) | Thousand Tons | 0 | 0 | 0 | 0 | 0 | 0 | 0
NJ Non-HEDD CT Oil Units - Nox Rate Annual v5.12, Unit 921 and retrofits | 899 | 2454 | Rate Constraint in lbs/MWh | FALSE | L | Annual | Net Emissions Allowance Position | Thousand Tons | 0.011987 | 0.011987 | 0.0043915 | 0.0023581 | 0.011987 | 0.011987 | 0.011987
NJ Non-HEDD CT Oil Units - Nox Rate Annual v5.12, Unit 921 and retrofits | 899 | 2454 | Rate Constraint in lbs/MWh | FALSE | L | Annual | Fuel Consumed | TBtu | 0.17645 | 0.17645 | 0.064642 | 0.034711 | 0.17645 | 0.17645 | 0.17645
NJ Non-HEDD CT Oil Units - Nox Rate Annual v5.12, Unit 921 and retrofits | 899 | 2454 | Rate Constraint in lbs/MWh | FALSE | L | Annual | Rate | lb/MMBtu | 0.13587 | 0.13587 | 0.13587 | 0.13587 | 0.13587 | 0.13587 | 0.13587
NJ Non-HEDD CT Oil Units - Nox Rate Annual v5.12, Unit 921 and retrofits | 899 | 2454 | Rate Constraint in lbs/MWh | FALSE | L | Annual | Generation | TWh | 0.014065 | 0.014065 | 0.0051528 | 0.0027669 | 0.014065 | 0.014065 | 0.014065
NJ Non-HEDD CT Oil Units - Nox Rate Annual v5.12, Unit 921 and retrofits | 899 | 2454 | Rate Constraint in lbs/MWh | FALSE | L | Annual | Qualifying Generation | TWh | 0.014065 | 0.014065 | 0.0051528 | 0.0027669 | 0.014065 | 0.014065 | 0.014065
NJ Non-HEDD CT Oil Units - Nox Rate Annual v5.12, Unit 921 and retrofits | 899 | 2454 | Rate Constraint in lbs/MWh | FALSE | L | Annual | Constraint Shadow Price | US2011$/Ton | 0 | 0 | 0 | 0 | 0 | 0 | 0
NJ Non-HEDD CT Oil Units - Nox Rate Annual v5.12, Unit 922 and retrofits | 900 | 2454 | Rate Constraint in lbs/MWh | FALSE | L | Annual | Seasons Included | Seasons | Winter, Summer | Winter, Summer | Winter, Summer | Winter, Summer | Winter, Summer | Winter, Summer | Winter, Summer
NJ Non-HEDD CT Oil Units - Nox Rate Annual v5.12, Unit 922 and retrofits | 900 | 2454 | Rate Constraint in lbs/MWh | FALSE | L | Annual | Standard | lb/MWh | 3 | 3 | 3 | 3 | 3 | 3 | 3
NJ Non-HEDD CT Oil Units - Nox Rate Annual v5.12, Unit 922 and retrofits | 900 | 2454 | Rate Constraint in lbs/MWh | FALSE | L | Annual | Emissions at Affected Plants NOX | Thousand Tons | 0.0050992 | 0.0050992 | 0.0050992 | 0.0050992 | 0.0050992 | 0 | 0
NJ Non-HEDD CT Oil Units - Nox Rate Annual v5.12, Unit 922 and retrofits | 900 | 2454 | Rate Constraint in lbs/MWh | FALSE | L | Annual | Allowances Purchased NOX | Thousand Tons | 0 | 0 | 0 | 0 | 0 | 0 | 0
NJ Non-HEDD CT Oil Units - Nox Rate Annual v5.12, Unit 922 and retrofits | 900 | 2454 | Rate Constraint in lbs/MWh | FALSE | L | Annual | Allowances Sold NOX | Thousand Tons | 0 | 0 | 0 | 0 | 0 | 0 | 0
NJ Non-HEDD CT Oil Units - Nox Rate Annual v5.12, Unit 922 and retrofits | 900 | 2454 | Rate Constraint in lbs/MWh | FALSE | L | Annual | Allowances Banked | Thousand Tons | 0 | 0 | 0 | 0 | 0 | 0 | 0
NJ Non-HEDD CT Oil Units - Nox Rate Annual v5.12, Unit 922 and retrofits | 900 | 2454 | Rate Constraint in lbs/MWh | FALSE | L | Annual | Allowances Withdrawn (1:1) | Thousand Tons | 0 | 0 | 0 | 0 | 0 | 0 | 0
NJ Non-HEDD CT Oil Units - Nox Rate Annual v5.12, Unit 922 and retrofits | 900 | 2454 | Rate Constraint in lbs/MWh | FALSE | L | Annual | Allowances Withdrawn (n:1) | Thousand Tons | 0 | 0 | 0 | 0 | 0 | 0 | 0
NJ Non-HEDD CT Oil Units - Nox Rate Annual v5.12, Unit 922 and retrofits | 900 | 2454 | Rate Constraint in lbs/MWh | FALSE | L | Annual | Net Emissions Allowance Position | Thousand Tons | 0.0050992 | 0.0050992 | 0.0050992 | 0.0050992 | 0.0050992 | 0 | 0
NJ Non-HEDD CT Oil Units - Nox Rate Annual v5.12, Unit 922 and retrofits | 900 | 2454 | Rate Constraint in lbs/MWh | FALSE | L | Annual | Fuel Consumed | TBtu | 0.093509 | 0.093509 | 0.093509 | 0.093509 | 0.093509 | 0 | 0
NJ Non-HEDD CT Oil Units - Nox Rate Annual v5.12, Unit 922 and retrofits | 900 | 2454 | Rate Constraint in lbs/MWh | FALSE | L | Annual | Rate | lb/MMBtu | 0.10906 | 0.10906 | 0.10906 | 0.10906 | 0.10906 | 0 | 0
NJ Non-HEDD CT Oil Units - Nox Rate Annual v5.12, Unit 922 and retrofits | 900 | 2454 | Rate Constraint in lbs/MWh | FALSE | L | Annual | Generation | TWh | 0.0050005 | 0.0050005 | 0.0050005 | 0.0050005 | 0.0050005 | 0 | 0
NJ Non-HEDD CT Oil Units - Nox Rate Annual v5.12, Unit 922 and retrofits | 900 | 2454 | Rate Constraint in lbs/MWh | FALSE | L | Annual | Qualifying Generation | TWh | 0.0050005 | 0.0050005 | 0.0050005 | 0.0050005 | 0.0050005 | 0 | 0
NJ Non-HEDD CT Oil Units - Nox Rate Annual v5.12, Unit 922 and retrofits | 900 | 2454 | Rate Constraint in lbs/MWh | FALSE | L | Annual | Constraint Shadow Price | US2011$/Ton | 0 | 0 | 0 | 0 | 0 | 0 | 0
NJ Non-HEDD CT Oil Units - Nox Rate Annual v5.12, Unit 923 and retrofits | 901 | 2454 | Rate Constraint in lbs/MWh | FALSE | L | Annual | Seasons Included | Seasons | Winter, Summer | Winter, Summer | Winter, Summer | Winter, Summer | Winter, Summer | Winter, Summer | Winter, Summer
NJ Non-HEDD CT Oil Units - Nox Rate Annual v5.12, Unit 923 and retrofits | 901 | 2454 | Rate Constraint in lbs/MWh | FALSE | L | Annual | Standard | lb/MWh | 3 | 3 | 3 | 3 | 3 | 3 | 3
NJ Non-HEDD CT Oil Units - Nox Rate Annual v5.12, Unit 923 and retrofits | 901 | 2454 | Rate Constraint in lbs/MWh | FALSE | L | Annual | Emissions at Affected Plants NOX | Thousand Tons | 0.0037514 | 0.0037514 | 0.0037514 | 0.0037514 | 0.0037514 | 0.0037514 | 0.0037514
NJ Non-HEDD CT Oil Units - Nox Rate Annual v5.12, Unit 923 and retrofits | 901 | 2454 | Rate Constraint in lbs/MWh | FALSE | L | Annual | Allowances Purchased NOX | Thousand Tons | 0 | 0 | 0 | 0 | 0 | 0 | 0
NJ Non-HEDD CT Oil Units - Nox Rate Annual v5.12, Unit 923 and retrofits | 901 | 2454 | Rate Constraint in lbs/MWh | FALSE | L | Annual | Allowances Sold NOX | Thousand Tons | 0 | 0 | 0 | 0 | 0 | 0 | 0
NJ Non-HEDD CT Oil Units - Nox Rate Annual v5.12, Unit 923 and retrofits | 901 | 2454 | Rate Constraint in lbs/MWh | FALSE | L | Annual | Allowances Banked | Thousand Tons | 0 | 0 | 0 | 0 | 0 | 0 | 0
NJ Non-HEDD CT Oil Units - Nox Rate Annual v5.12, Unit 923 and retrofits | 901 | 2454 | Rate Constraint in lbs/MWh | FALSE | L | Annual | Allowances Withdrawn (1:1) | Thousand Tons | 0 | 0 | 0 | 0 | 0 | 0 | 0
NJ Non-HEDD CT Oil Units - Nox Rate Annual v5.12, Unit 923 and retrofits | 901 | 2454 | Rate Constraint in lbs/MWh | FALSE | L | Annual | Allowances Withdrawn (n:1) | Thousand Tons | 0 | 0 | 0 | 0 | 0 | 0 | 0
NJ Non-HEDD CT Oil Units - Nox Rate Annual v5.12, Unit 923 and retrofits | 901 | 2454 | Rate Constraint in lbs/MWh | FALSE | L | Annual | Net Emissions Allowance Position | Thousand Tons | 0.0037514 | 0.0037514 | 0.0037514 | 0.0037514 | 0.0037514 | 0.0037514 | 0.0037514
NJ Non-HEDD CT Oil Units - Nox Rate Annual v5.12, Unit 923 and retrofits | 901 | 2454 | Rate Constraint in lbs/MWh | FALSE | L | Annual | Fuel Consumed | TBtu | 0.081115 | 0.081115 | 0.081115 | 0.081115 | 0.081115 | 0.081115 | 0.081115
NJ Non-HEDD CT Oil Units - Nox Rate Annual v5.12, Unit 923 and retrofits | 901 | 2454 | Rate Constraint in lbs/MWh | FALSE | L | Annual | Rate | lb/MMBtu | 0.092495 | 0.092495 | 0.092495 | 0.092495 | 0.092495 | 0.092495 | 0.092495
NJ Non-HEDD CT Oil Units - Nox Rate Annual v5.12, Unit 923 and retrofits | 901 | 2454 | Rate Constraint in lbs/MWh | FALSE | L | Annual | Generation | TWh | 0.0074747 | 0.0074747 | 0.0074747 | 0.0074747 | 0.0074747 | 0.0074747 | 0.0074747
NJ Non-HEDD CT Oil Units - Nox Rate Annual v5.12, Unit 923 and retrofits | 901 | 2454 | Rate Constraint in lbs/MWh | FALSE | L | Annual | Qualifying Generation | TWh | 0.0074747 | 0.0074747 | 0.0074747 | 0.0074747 | 0.0074747 | 0.0074747 | 0.0074747
NJ Non-HEDD CT Oil Units - Nox Rate Annual v5.12, Unit 923 and retrofits | 901 | 2454 | Rate Constraint in lbs/MWh | FALSE | L | Annual | Constraint Shadow Price | US2011$/Ton | 0 | 0 | 0 | 0 | 0 | 0 | 0
NJ Non-HEDD CT Oil Units - Nox Rate Annual v5.12, Unit 924 and retrofits | 902 | 2454 | Rate Constraint in lbs/MWh | FALSE | L | Annual | Seasons Included | Seasons | Winter, Summer | Winter, Summer | Winter, Summer | Winter, Summer | Winter, Summer | Winter, Summer | Winter, Summer
NJ Non-HEDD CT Oil Units - Nox Rate Annual v5.12, Unit 924 and retrofits | 902 | 2454 | Rate Constraint in lbs/MWh | FALSE | L | Annual | Standard | lb/MWh | 3 | 3 | 3 | 3 | 3 | 3 | 3
NJ Non-HEDD CT Oil Units - Nox Rate Annual v5.12, Unit 924 and retrofits | 902 | 2454 | Rate Constraint in lbs/MWh | FALSE | L | Annual | Emissions at Affected Plants NOX | Thousand Tons | 0.0036329 | 0.0036329 | 0.0036329 | 0.0036329 | 0.0036329 | 0.0036329 | 0.0036329
NJ Non-HEDD CT Oil Units - Nox Rate Annual v5.12, Unit 924 and retrofits | 902 | 2454 | Rate Constraint in lbs/MWh | FALSE | L | Annual | Allowances Purchased NOX | Thousand Tons | 0 | 0 | 0 | 0 | 0 | 0 | 0
NJ Non-HEDD CT Oil Units - Nox Rate Annual v5.12, Unit 924 and retrofits | 902 | 2454 | Rate Constraint in lbs/MWh | FALSE | L | Annual | Allowances Sold NOX | Thousand Tons | 0 | 0 | 0 | 0 | 0 | 0 | 0
NJ Non-HEDD CT Oil Units - Nox Rate Annual v5.12, Unit 924 and retrofits | 902 | 2454 | Rate Constraint in lbs/MWh | FALSE | L | Annual | Allowances Banked | Thousand Tons | 0 | 0 | 0 | 0 | 0 | 0 | 0
NJ Non-HEDD CT Oil Units - Nox Rate Annual v5.12, Unit 924 and retrofits | 902 | 2454 | Rate Constraint in lbs/MWh | FALSE | L | Annual | Allowances Withdrawn (1:1) | Thousand Tons | 0 | 0 | 0 | 0 | 0 | 0 | 0
NJ Non-HEDD CT Oil Units - Nox Rate Annual v5.12, Unit 924 and retrofits | 902 | 2454 | Rate Constraint in lbs/MWh | FALSE | L | Annual | Allowances Withdrawn (n:1) | Thousand Tons | 0 | 0 | 0 | 0 | 0 | 0 | 0
NJ Non-HEDD CT Oil Units - Nox Rate Annual v5.12, Unit 924 and retrofits | 902 | 2454 | Rate Constraint in lbs/MWh | FALSE | L | Annual | Net Emissions Allowance Position | Thousand Tons | 0.0036329 | 0.0036329 | 0.0036329 | 0.0036329 | 0.0036329 | 0.0036329 | 0.0036329
NJ Non-HEDD CT Oil Units - Nox Rate Annual v5.12, Unit 924 and retrofits | 902 | 2454 | Rate Constraint in lbs/MWh | FALSE | L | Annual | Fuel Consumed | TBtu | 0.079864 | 0.079864 | 0.079864 | 0.079864 | 0.079864 | 0.079864 | 0.079864
NJ Non-HEDD CT Oil Units - Nox Rate Annual v5.12, Unit 924 and retrofits | 902 | 2454 | Rate Constraint in lbs/MWh | FALSE | L | Annual | Rate | lb/MMBtu | 0.090976 | 0.090976 | 0.090976 | 0.090976 | 0.090976 | 0.090976 | 0.090976
NJ Non-HEDD CT Oil Units - Nox Rate Annual v5.12, Unit 924 and retrofits | 902 | 2454 | Rate Constraint in lbs/MWh | FALSE | L | Annual | Generation | TWh | 0.0073594 | 0.0073594 | 0.0073594 | 0.0073594 | 0.0073594 | 0.0073594 | 0.0073594
NJ Non-HEDD CT Oil Units - Nox Rate Annual v5.12, Unit 924 and retrofits | 902 | 2454 | Rate Constraint in lbs/MWh | FALSE | L | Annual | Qualifying Generation | TWh | 0.0073594 | 0.0073594 | 0.0073594 | 0.0073594 | 0.0073594 | 0.0073594 | 0.0073594
NJ Non-HEDD CT Oil Units - Nox Rate Annual v5.12, Unit 924 and retrofits | 902 | 2454 | Rate Constraint in lbs/MWh | FALSE | L | Annual | Constraint Shadow Price | US2011$/Ton | 0 | 0 | 0 | 0 | 0 | 0 | 0
NJ Non-HEDD CT Oil Units - Nox Rate Annual v5.12, Unit 925 and retrofits | 903 | 2454 | Rate Constraint in lbs/MWh | FALSE | L | Annual | Seasons Included | Seasons | Winter, Summer | Winter, Summer | Winter, Summer | Winter, Summer | Winter, Summer | Winter, Summer | Winter, Summer
NJ Non-HEDD CT Oil Units - Nox Rate Annual v5.12, Unit 925 and retrofits | 903 | 2454 | Rate Constraint in lbs/MWh | FALSE | L | Annual | Standard | lb/MWh | 3 | 3 | 3 | 3 | 3 | 3 | 3
NJ Non-HEDD CT Oil Units - Nox Rate Annual v5.12, Unit 925 and retrofits | 903 | 2454 | Rate Constraint in lbs/MWh | FALSE | L | Annual | Emissions at Affected Plants NOX | Thousand Tons | 0.0036254 | 0.0036254 | 0.0036254 | 0.0036254 | 0.0036254 | 0.0036254 | 0.0036254
NJ Non-HEDD CT Oil Units - Nox Rate Annual v5.12, Unit 925 and retrofits | 903 | 2454 | Rate Constraint in lbs/MWh | FALSE | L | Annual | Allowances Purchased NOX | Thousand Tons | 0 | 0 | 0 | 0 | 0 | 0 | 0
NJ Non-HEDD CT Oil Units - Nox Rate Annual v5.12, Unit 925 and retrofits | 903 | 2454 | Rate Constraint in lbs/MWh | FALSE | L | Annual | Allowances Sold NOX | Thousand Tons | 0 | 0 | 0 | 0 | 0 | 0 | 0
NJ Non-HEDD CT Oil Units - Nox Rate Annual v5.12, Unit 925 and retrofits | 903 | 2454 | Rate Constraint in lbs/MWh | FALSE | L | Annual | Allowances Banked | Thousand Tons | 0 | 0 | 0 | 0 | 0 | 0 | 0
NJ Non-HEDD CT Oil Units - Nox Rate Annual v5.12, Unit 925 and retrofits | 903 | 2454 | Rate Constraint in lbs/MWh | FALSE | L | Annual | Allowances Withdrawn (1:1) | Thousand Tons | 0 | 0 | 0 | 0 | 0 | 0 | 0
NJ Non-HEDD CT Oil Units - Nox Rate Annual v5.12, Unit 925 and retrofits | 903 | 2454 | Rate Constraint in lbs/MWh | FALSE | L | Annual | Allowances Withdrawn (n:1) | Thousand Tons | 0 | 0 | 0 | 0 | 0 | 0 | 0
NJ Non-HEDD CT Oil Units - Nox Rate Annual v5.12, Unit 925 and retrofits | 903 | 2454 | Rate Constraint in lbs/MWh | FALSE | L | Annual | Net Emissions Allowance Position | Thousand Tons | 0.0036254 | 0.0036254 | 0.0036254 | 0.0036254 | 0.0036254 | 0.0036254 | 0.0036254
NJ Non-HEDD CT Oil Units - Nox Rate Annual v5.12, Unit 925 and retrofits | 903 | 2454 | Rate Constraint in lbs/MWh | FALSE | L | Annual | Fuel Consumed | TBtu | 0.079507 | 0.079507 | 0.079507 | 0.079507 | 0.079507 | 0.079507 | 0.079507
NJ Non-HEDD CT Oil Units - Nox Rate Annual v5.12, Unit 925 and retrofits | 903 | 2454 | Rate Constraint in lbs/MWh | FALSE | L | Annual | Rate | lb/MMBtu | 0.091198 | 0.091198 | 0.091198 | 0.091198 | 0.091198 | 0.091198 | 0.091198
NJ Non-HEDD CT Oil Units - Nox Rate Annual v5.12, Unit 925 and retrofits | 903 | 2454 | Rate Constraint in lbs/MWh | FALSE | L | Annual | Generation | TWh | 0.0073265 | 0.0073265 | 0.0073265 | 0.0073265 | 0.0073265 | 0.0073265 | 0.0073265
NJ Non-HEDD CT Oil Units - Nox Rate Annual v5.12, Unit 925 and retrofits | 903 | 2454 | Rate Constraint in lbs/MWh | FALSE | L | Annual | Qualifying Generation | TWh | 0.0073265 | 0.0073265 | 0.0073265 | 0.0073265 | 0.0073265 | 0.0073265 | 0.0073265
NJ Non-HEDD CT Oil Units - Nox Rate Annual v5.12, Unit 925 and retrofits | 903 | 2454 | Rate Constraint in lbs/MWh | FALSE | L | Annual | Constraint Shadow Price | US2011$/Ton | 0 | 0 | 0 | 0 | 0 | 0 | 0
NJ Non-HEDD CT Oil Units - Nox Rate Annual v5.12, Unit 926 and retrofits | 904 | 2454 | Rate Constraint in lbs/MWh | FALSE | L | Annual | Seasons Included | Seasons | Winter, Summer | Winter, Summer | Winter, Summer | Winter, Summer | Winter, Summer | Winter, Summer | Winter, Summer
NJ Non-HEDD CT Oil Units - Nox Rate Annual v5.12, Unit 926 and retrofits | 904 | 2454 | Rate Constraint in lbs/MWh | FALSE | L | Annual | Standard | lb/MWh | 3 | 3 | 3 | 3 | 3 | 3 | 3
NJ Non-HEDD CT Oil Units - Nox Rate Annual v5.12, Unit 926 and retrofits | 904 | 2454 | Rate Constraint in lbs/MWh | FALSE | L | Annual | Emissions at Affected Plants NOX | Thousand Tons | 0.0037972 | 0.0037972 | 0.0037972 | 0.0037972 | 0.0037972 | 0.0037972 | 0.0037972
NJ Non-HEDD CT Oil Units - Nox Rate Annual v5.12, Unit 926 and retrofits | 904 | 2454 | Rate Constraint in lbs/MWh | FALSE | L | Annual | Allowances Purchased NOX | Thousand Tons | 0 | 0 | 0 | 0 | 0 | 0 | 0
NJ Non-HEDD CT Oil Units - Nox Rate Annual v5.12, Unit 926 and retrofits | 904 | 2454 | Rate Constraint in lbs/MWh | FALSE | L | Annual | Allowances Sold NOX | Thousand Tons | 0 | 0 | 0 | 0 | 0 | 0 | 0
NJ Non-HEDD CT Oil Units - Nox Rate Annual v5.12, Unit 926 and retrofits | 904 | 2454 | Rate Constraint in lbs/MWh | FALSE | L | Annual | Allowances Banked | Thousand Tons | 0 | 0 | 0 | 0 | 0 | 0 | 0
NJ Non-HEDD CT Oil Units - Nox Rate Annual v5.12, Unit 926 and retrofits | 904 | 2454 | Rate Constraint in lbs/MWh | FALSE | L | Annual | Allowances Withdrawn (1:1) | Thousand Tons | 0 | 0 | 0 | 0 | 0 | 0 | 0
NJ Non-HEDD CT Oil Units - Nox Rate Annual v5.12, Unit 926 and retrofits | 904 | 2454 | Rate Constraint in lbs/MWh | FALSE | L | Annual | Allowances Withdrawn (n:1) | Thousand Tons | 0 | 0 | 0 | 0 | 0 | 0 | 0
NJ Non-HEDD CT Oil Units - Nox Rate Annual v5.12, Unit 926 and retrofits | 904 | 2454 | Rate Constraint in lbs/MWh | FALSE | L | Annual | Net Emissions Allowance Position | Thousand Tons | 0.0037972 | 0.0037972 | 0.0037972 | 0.0037972 | 0.0037972 | 0.0037972 | 0.0037972
NJ Non-HEDD CT Oil Units - Nox Rate Annual v5.12, Unit 926 and retrofits | 904 | 2454 | Rate Constraint in lbs/MWh | FALSE | L | Annual | Fuel Consumed | TBtu | 0.081115 | 0.081115 | 0.081115 | 0.081115 | 0.081115 | 0.081115 | 0.081115
NJ Non-HEDD CT Oil Units - Nox Rate Annual v5.12, Unit 926 and retrofits | 904 | 2454 | Rate Constraint in lbs/MWh | FALSE | L | Annual | Rate | lb/MMBtu | 0.093624 | 0.093624 | 0.093624 | 0.093624 | 0.093624 | 0.093624 | 0.093624
NJ Non-HEDD CT Oil Units - Nox Rate Annual v5.12, Unit 926 and retrofits | 904 | 2454 | Rate Constraint in lbs/MWh | FALSE | L | Annual | Generation | TWh | 0.0074747 | 0.0074747 | 0.0074747 | 0.0074747 | 0.0074747 | 0.0074747 | 0.0074747
NJ Non-HEDD CT Oil Units - Nox Rate Annual v5.12, Unit 926 and retrofits | 904 | 2454 | Rate Constraint in lbs/MWh | FALSE | L | Annual | Qualifying Generation | TWh | 0.0074747 | 0.0074747 | 0.0074747 | 0.0074747 | 0.0074747 | 0.0074747 | 0.0074747
NJ Non-HEDD CT Oil Units - Nox Rate Annual v5.12, Unit 926 and retrofits | 904 | 2454 | Rate Constraint in lbs/MWh | FALSE | L | Annual | Constraint Shadow Price | US2011$/Ton | 0 | 0 | 0 | 0 | 0 | 0 | 0
NJ Non-HEDD CT Oil Units - Nox Rate Annual v5.12, Unit 927 and retrofits | 905 | 2454 | Rate Constraint in lbs/MWh | FALSE | L | Annual | Seasons Included | Seasons | Winter, Summer | Winter, Summer | Winter, Summer | Winter, Summer | Winter, Summer | Winter, Summer | Winter, Summer
NJ Non-HEDD CT Oil Units - Nox Rate Annual v5.12, Unit 927 and retrofits | 905 | 2454 | Rate Constraint in lbs/MWh | FALSE | L | Annual | Standard | lb/MWh | 3 | 3 | 3 | 3 | 3 | 3 | 3
NJ Non-HEDD CT Oil Units - Nox Rate Annual v5.12, Unit 927 and retrofits | 905 | 2454 | Rate Constraint in lbs/MWh | FALSE | L | Annual | Emissions at Affected Plants NOX | Thousand Tons | 0.0031536 | 0.0031536 | 0.0031536 | 0.0031536 | 0.0031536 | 0 | 0.016031
NJ Non-HEDD CT Oil Units - Nox Rate Annual v5.12, Unit 927 and retrofits | 905 | 2454 | Rate Constraint in lbs/MWh | FALSE | L | Annual | Allowances Purchased NOX | Thousand Tons | 0 | 0 | 0 | 0 | 0 | 0 | 0
NJ Non-HEDD CT Oil Units - Nox Rate Annual v5.12, Unit 927 and retrofits | 905 | 2454 | Rate Constraint in lbs/MWh | FALSE | L | Annual | Allowances Sold NOX | Thousand Tons | 0 | 0 | 0 | 0 | 0 | 0 | 0
NJ Non-HEDD CT Oil Units - Nox Rate Annual v5.12, Unit 927 and retrofits | 905 | 2454 | Rate Constraint in lbs/MWh | FALSE | L | Annual | Allowances Banked | Thousand Tons | 0 | 0 | 0 | 0 | 0 | 0 | 0
NJ Non-HEDD CT Oil Units - Nox Rate Annual v5.12, Unit 927 and retrofits | 905 | 2454 | Rate Constraint in lbs/MWh | FALSE | L | Annual | Allowances Withdrawn (1:1) | Thousand Tons | 0 | 0 | 0 | 0 | 0 | 0 | 0
NJ Non-HEDD CT Oil Units - Nox Rate Annual v5.12, Unit 927 and retrofits | 905 | 2454 | Rate Constraint in lbs/MWh | FALSE | L | Annual | Allowances Withdrawn (n:1) | Thousand Tons | 0 | 0 | 0 | 0 | 0 | 0 | 0
NJ Non-HEDD CT Oil Units - Nox Rate Annual v5.12, Unit 927 and retrofits | 905 | 2454 | Rate Constraint in lbs/MWh | FALSE | L | Annual | Net Emissions Allowance Position | Thousand Tons | 0.0031536 | 0.0031536 | 0.0031536 | 0.0031536 | 0.0031536 | 0 | 0.016031
NJ Non-HEDD CT Oil Units - Nox Rate Annual v5.12, Unit 927 and retrofits | 905 | 2454 | Rate Constraint in lbs/MWh | FALSE | L | Annual | Fuel Consumed | TBtu | 0.041539 | 0.041539 | 0.041539 | 0.041539 | 0.041539 | 0 | 0.21116
NJ Non-HEDD CT Oil Units - Nox Rate Annual v5.12, Unit 927 and retrofits | 905 | 2454 | Rate Constraint in lbs/MWh | FALSE | L | Annual | Rate | lb/MMBtu | 0.15184 | 0.15184 | 0.15184 | 0.15184 | 0.15184 | 0 | 0.15184
NJ Non-HEDD CT Oil Units - Nox Rate Annual v5.12, Unit 927 and retrofits | 905 | 2454 | Rate Constraint in lbs/MWh | FALSE | L | Annual | Generation | TWh | 0.0028669 | 0.0028669 | 0.0028669 | 0.0028669 | 0.0028669 | 0 | 0.014574
NJ Non-HEDD CT Oil Units - Nox Rate Annual v5.12, Unit 927 and retrofits | 905 | 2454 | Rate Constraint in lbs/MWh | FALSE | L | Annual | Qualifying Generation | TWh | 0.0028669 | 0.0028669 | 0.0028669 | 0.0028669 | 0.0028669 | 0 | 0.014574
NJ Non-HEDD CT Oil Units - Nox Rate Annual v5.12, Unit 927 and retrofits | 905 | 2454 | Rate Constraint in lbs/MWh | FALSE | L | Annual | Constraint Shadow Price | US2011$/Ton | 0 | 0 | 0 | 0 | 0 | 0 | 0
NJ Non-HEDD CT Oil Units - Nox Rate Annual v5.12, Unit 928 and retrofits | 906 | 2454 | Rate Constraint in lbs/MWh | FALSE | L | Annual | Seasons Included | Seasons | Winter, Summer | Winter, Summer | Winter, Summer | Winter, Summer | Winter, Summer | Winter, Summer | Winter, Summer
NJ Non-HEDD CT Oil Units - Nox Rate Annual v5.12, Unit 928 and retrofits | 906 | 2454 | Rate Constraint in lbs/MWh | FALSE | L | Annual | Standard | lb/MWh | 3 | 3 | 3 | 3 | 3 | 3 | 3
NJ Non-HEDD CT Oil Units - Nox Rate Annual v5.12, Unit 928 and retrofits | 906 | 2454 | Rate Constraint in lbs/MWh | FALSE | L | Annual | Emissions at Affected Plants NOX | Thousand Tons | 0.0016026 | 0.0016026 | 0.0016026 | 0.0016026 | 0.0016026 | 0 | 0
NJ Non-HEDD CT Oil Units - Nox Rate Annual v5.12, Unit 928 and retrofits | 906 | 2454 | Rate Constraint in lbs/MWh | FALSE | L | Annual | Allowances Purchased NOX | Thousand Tons | 0 | 0 | 0 | 0 | 0 | 0 | 0
NJ Non-HEDD CT Oil Units - Nox Rate Annual v5.12, Unit 928 and retrofits | 906 | 2454 | Rate Constraint in lbs/MWh | FALSE | L | Annual | Allowances Sold NOX | Thousand Tons | 0 | 0 | 0 | 0 | 0 | 0 | 0
NJ Non-HEDD CT Oil Units - Nox Rate Annual v5.12, Unit 928 and retrofits | 906 | 2454 | Rate Constraint in lbs/MWh | FALSE | L | Annual | Allowances Banked | Thousand Tons | 0 | 0 | 0 | 0 | 0 | 0 | 0
NJ Non-HEDD CT Oil Units - Nox Rate Annual v5.12, Unit 928 and retrofits | 906 | 2454 | Rate Constraint in lbs/MWh | FALSE | L | Annual | Allowances Withdrawn (1:1) | Thousand Tons | 0 | 0 | 0 | 0 | 0 | 0 | 0
NJ Non-HEDD CT Oil Units - Nox Rate Annual v5.12, Unit 928 and retrofits | 906 | 2454 | Rate Constraint in lbs/MWh | FALSE | L | Annual | Allowances Withdrawn (n:1) | Thousand Tons | 0 | 0 | 0 | 0 | 0 | 0 | 0
NJ Non-HEDD CT Oil Units - Nox Rate Annual v5.12, Unit 928 and retrofits | 906 | 2454 | Rate Constraint in lbs/MWh | FALSE | L | Annual | Net Emissions Allowance Position | Thousand Tons | 0.0016026 | 0.0016026 | 0.0016026 | 0.0016026 | 0.0016026 | 0 | 0
NJ Non-HEDD CT Oil Units - Nox Rate Annual v5.12, Unit 928 and retrofits | 906 | 2454 | Rate Constraint in lbs/MWh | FALSE | L | Annual | Fuel Consumed | TBtu | 0.024982 | 0.024982 | 0.024982 | 0.024982 | 0.024982 | 0 | 0
NJ Non-HEDD CT Oil Units - Nox Rate Annual v5.12, Unit 928 and retrofits | 906 | 2454 | Rate Constraint in lbs/MWh | FALSE | L | Annual | Rate | lb/MMBtu | 0.1283 | 0.1283 | 0.1283 | 0.1283 | 0.1283 | 0 | 0
NJ Non-HEDD CT Oil Units - Nox Rate Annual v5.12, Unit 928 and retrofits | 906 | 2454 | Rate Constraint in lbs/MWh | FALSE | L | Annual | Generation | TWh | 0.0014575 | 0.0014575 | 0.0014575 | 0.0014575 | 0.0014575 | 0 | 0
NJ Non-HEDD CT Oil Units - Nox Rate Annual v5.12, Unit 928 and retrofits | 906 | 2454 | Rate Constraint in lbs/MWh | FALSE | L | Annual | Qualifying Generation | TWh | 0.0014575 | 0.0014575 | 0.0014575 | 0.0014575 | 0.0014575 | 0 | 0
NJ Non-HEDD CT Oil Units - Nox Rate Annual v5.12, Unit 928 and retrofits | 906 | 2454 | Rate Constraint in lbs/MWh | FALSE | L | Annual | Constraint Shadow Price | US2011$/Ton | 0 | 0 | 0 | 0 | 0 | 0 | 0
NJ Non-HEDD CT Oil Units - Nox Rate Annual v5.12, Unit 929 and retrofits | 907 | 2454 | Rate Constraint in lbs/MWh | FALSE | L | Annual | Seasons Included | Seasons | Winter, Summer | Winter, Summer | Winter, Summer | Winter, Summer | Winter, Summer | Winter, Summer | Winter, Summer
NJ Non-HEDD CT Oil Units - Nox Rate Annual v5.12, Unit 929 and retrofits | 907 | 2454 | Rate Constraint in lbs/MWh | FALSE | L | Annual | Standard | lb/MWh | 3 | 3 | 3 | 3 | 3 | 3 | 3
NJ Non-HEDD CT Oil Units - Nox Rate Annual v5.12, Unit 929 and retrofits | 907 | 2454 | Rate Constraint in lbs/MWh | FALSE | L | Annual | Emissions at Affected Plants NOX | Thousand Tons | 0.0017093 | 0.0017093 | 0.0017093 | 0.0017093 | 0.0017093 | 0 | 0
NJ Non-HEDD CT Oil Units - Nox Rate Annual v5.12, Unit 929 and retrofits | 907 | 2454 | Rate Constraint in lbs/MWh | FALSE | L | Annual | Allowances Purchased NOX | Thousand Tons | 0 | 0 | 0 | 0 | 0 | 0 | 0
NJ Non-HEDD CT Oil Units - Nox Rate Annual v5.12, Unit 929 and retrofits | 907 | 2454 | Rate Constraint in lbs/MWh | FALSE | L | Annual | Allowances Sold NOX | Thousand Tons | 0 | 0 | 0 | 0 | 0 | 0 | 0
NJ Non-HEDD CT Oil Units - Nox Rate Annual v5.12, Unit 929 and retrofits | 907 | 2454 | Rate Constraint in lbs/MWh | FALSE | L | Annual | Allowances Banked | Thousand Tons | 0 | 0 | 0 | 0 | 0 | 0 | 0
NJ Non-HEDD CT Oil Units - Nox Rate Annual v5.12, Unit 929 and retrofits | 907 | 2454 | Rate Constraint in lbs/MWh | FALSE | L | Annual | Allowances Withdrawn (1:1) | Thousand Tons | 0 | 0 | 0 | 0 | 0 | 0 | 0
NJ Non-HEDD CT Oil Units - Nox Rate Annual v5.12, Unit 929 and retrofits | 907 | 2454 | Rate Constraint in lbs/MWh | FALSE | L | Annual | Allowances Withdrawn (n:1) | Thousand Tons | 0 | 0 | 0 | 0 | 0 | 0 | 0
NJ Non-HEDD CT Oil Units - Nox Rate Annual v5.12, Unit 929 and retrofits | 907 | 2454 | Rate Constraint in lbs/MWh | FALSE | L | Annual | Net Emissions Allowance Position | Thousand Tons | 0.0017093 | 0.0017093 | 0.0017093 | 0.0017093 | 0.0017093 | 0 | 0
NJ Non-HEDD CT Oil Units - Nox Rate Annual v5.12, Unit 929 and retrofits | 907 | 2454 | Rate Constraint in lbs/MWh | FALSE | L | Annual | Fuel Consumed | TBtu | 0.026625 | 0.026625 | 0.026625 | 0.026625 | 0.026625 | 0 | 0
NJ Non-HEDD CT Oil Units - Nox Rate Annual v5.12, Unit 929 and retrofits | 907 | 2454 | Rate Constraint in lbs/MWh | FALSE | L | Annual | Rate | lb/MMBtu | 0.1284 | 0.1284 | 0.1284 | 0.1284 | 0.1284 | 0 | 0
NJ Non-HEDD CT Oil Units - Nox Rate Annual v5.12, Unit 929 and retrofits | 907 | 2454 | Rate Constraint in lbs/MWh | FALSE | L | Annual | Generation | TWh | 0.0015546 | 0.0015546 | 0.0015546 | 0.0015546 | 0.0015546 | 0 | 0
NJ Non-HEDD CT Oil Units - Nox Rate Annual v5.12, Unit 929 and retrofits | 907 | 2454 | Rate Constraint in lbs/MWh | FALSE | L | Annual | Qualifying Generation | TWh | 0.0015546 | 0.0015546 | 0.0015546 | 0.0015546 | 0.0015546 | 0 | 0
NJ Non-HEDD CT Oil Units - Nox Rate Annual v5.12, Unit 929 and retrofits | 907 | 2454 | Rate Constraint in lbs/MWh | FALSE | L | Annual | Constraint Shadow Price | US2011$/Ton | 0 | 0 | 0 | 0 | 0 | 0 | 0
NJ Non-HEDD CT Oil Units - Nox Rate Annual v5.12, Unit 942 and retrofits | 908 | 2454 | Rate Constraint in lbs/MWh | FALSE | L | Annual | Seasons Included | Seasons | Winter, Summer | Winter, Summer | Winter, Summer | Winter, Summer | Winter, Summer | Winter, Summer | Winter, Summer
NJ Non-HEDD CT Oil Units - Nox Rate Annual v5.12, Unit 942 and retrofits | 908 | 2454 | Rate Constraint in lbs/MWh | FALSE | L | Annual | Standard | lb/MWh | 3 | 3 | 3 | 3 | 3 | 3 | 3
NJ Non-HEDD CT Oil Units - Nox Rate Annual v5.12, Unit 942 and retrofits | 908 | 2454 | Rate Constraint in lbs/MWh | FALSE | L | Annual | Emissions at Affected Plants NOX | Thousand Tons | 0.012274 | 0.0066725 | 0.0040838 | 0.0040838 | 0.012274 | 0.0040838 | 0.0040838
NJ Non-HEDD CT Oil Units - Nox Rate Annual v5.12, Unit 942 and retrofits | 908 | 2454 | Rate Constraint in lbs/MWh | FALSE | L | Annual | Allowances Purchased NOX | Thousand Tons | 0 | 0 | 0 | 0 | 0 | 0 | 0
NJ Non-HEDD CT Oil Units - Nox Rate Annual v5.12, Unit 942 and retrofits | 908 | 2454 | Rate Constraint in lbs/MWh | FALSE | L | Annual | Allowances Sold NOX | Thousand Tons | 0 | 0 | 0 | 0 | 0 | 0 | 0
NJ Non-HEDD CT Oil Units - Nox Rate Annual v5.12, Unit 942 and retrofits | 908 | 2454 | Rate Constraint in lbs/MWh | FALSE | L | Annual | Allowances Banked | Thousand Tons | 0 | 0 | 0 | 0 | 0 | 0 | 0
NJ Non-HEDD CT Oil Units - Nox Rate Annual v5.12, Unit 942 and retrofits | 908 | 2454 | Rate Constraint in lbs/MWh | FALSE | L | Annual | Allowances Withdrawn (1:1) | Thousand Tons | 0 | 0 | 0 | 0 | 0 | 0 | 0
NJ Non-HEDD CT Oil Units - Nox Rate Annual v5.12, Unit 942 and retrofits | 908 | 2454 | Rate Constraint in lbs/MWh | FALSE | L | Annual | Allowances Withdrawn (n:1) | Thousand Tons | 0 | 0 | 0 | 0 | 0 | 0 | 0
NJ Non-HEDD CT Oil Units - Nox Rate Annual v5.12, Unit 942 and retrofits | 908 | 2454 | Rate Constraint in lbs/MWh | FALSE | L | Annual | Net Emissions Allowance Position | Thousand Tons | 0.012274 | 0.0066725 | 0.0040838 | 0.0040838 | 0.012274 | 0.0040838 | 0.0040838
NJ Non-HEDD CT Oil Units - Nox Rate Annual v5.12, Unit 942 and retrofits | 908 | 2454 | Rate Constraint in lbs/MWh | FALSE | L | Annual | Fuel Consumed | TBtu | 0.30684 | 0.16681 | 0.10209 | 0.10209 | 0.30684 | 0.10209 | 0.10209
NJ Non-HEDD CT Oil Units - Nox Rate Annual v5.12, Unit 942 and retrofits | 908 | 2454 | Rate Constraint in lbs/MWh | FALSE | L | Annual | Rate | lb/MMBtu | 0.08 | 0.08 | 0.08 | 0.08 | 0.08 | 0.08 | 0.08
NJ Non-HEDD CT Oil Units - Nox Rate Annual v5.12, Unit 942 and retrofits | 908 | 2454 | Rate Constraint in lbs/MWh | FALSE | L | Annual | Generation | TWh | 0.028623 | 0.015561 | 0.0095237 | 0.0095237 | 0.028623 | 0.0095237 | 0.0095237
NJ Non-HEDD CT Oil Units - Nox Rate Annual v5.12, Unit 942 and retrofits | 908 | 2454 | Rate Constraint in lbs/MWh | FALSE | L | Annual | Qualifying Generation | TWh | 0.028623 | 0.015561 | 0.0095237 | 0.0095237 | 0.028623 | 0.0095237 | 0.0095237
NJ Non-HEDD CT Oil Units - Nox Rate Annual v5.12, Unit 942 and retrofits | 908 | 2454 | Rate Constraint in lbs/MWh | FALSE | L | Annual | Constraint Shadow Price | US2011$/Ton | 0 | 0 | 0 | 0 | 0 | 0 | 0
NJ Non-HEDD CT Oil Units - Nox Rate Annual v5.12, Unit 963 and retrofits | 909 | 2454 | Rate Constraint in lbs/MWh | FALSE | L | Annual | Seasons Included | Seasons | Winter, Summer | Winter, Summer | Winter, Summer | Winter, Summer | Winter, Summer | Winter, Summer | Winter, Summer
NJ Non-HEDD CT Oil Units - Nox Rate Annual v5.12, Unit 963 and retrofits | 909 | 2454 | Rate Constraint in lbs/MWh | FALSE | L | Annual | Standard | lb/MWh | 3 | 3 | 3 | 3 | 3 | 3 | 3
NJ Non-HEDD CT Oil Units - Nox Rate Annual v5.12, Unit 963 and retrofits | 909 | 2454 | Rate Constraint in lbs/MWh | FALSE | L | Annual | Emissions at Affected Plants NOX | Thousand Tons | 0 | 0 | 0 | 0 | 0 | 0 | 0
NJ Non-HEDD CT Oil Units - Nox Rate Annual v5.12, Unit 963 and retrofits | 909 | 2454 | Rate Constraint in lbs/MWh | FALSE | L | Annual | Allowances Purchased NOX | Thousand Tons | 0 | 0 | 0 | 0 | 0 | 0 | 0
NJ Non-HEDD CT Oil Units - Nox Rate Annual v5.12, Unit 963 and retrofits | 909 | 2454 | Rate Constraint in lbs/MWh | FALSE | L | Annual | Allowances Sold NOX | Thousand Tons | 0 | 0 | 0 | 0 | 0 | 0 | 0
NJ Non-HEDD CT Oil Units - Nox Rate Annual v5.12, Unit 963 and retrofits | 909 | 2454 | Rate Constraint in lbs/MWh | FALSE | L | Annual | Allowances Banked | Thousand Tons | 0 | 0 | 0 | 0 | 0 | 0 | 0
NJ Non-HEDD CT Oil Units - Nox Rate Annual v5.12, Unit 963 and retrofits | 909 | 2454 | Rate Constraint in lbs/MWh | FALSE | L | Annual | Allowances Withdrawn (1:1) | Thousand Tons | 0 | 0 | 0 | 0 | 0 | 0 | 0
NJ Non-HEDD CT Oil Units - Nox Rate Annual v5.12, Unit 963 and retrofits | 909 | 2454 | Rate Constraint in lbs/MWh | FALSE | L | Annual | Allowances Withdrawn (n:1) | Thousand Tons | 0 | 0 | 0 | 0 | 0 | 0 | 0
NJ Non-HEDD CT Oil Units - Nox Rate Annual v5.12, Unit 963 and retrofits | 909 | 2454 | Rate Constraint in lbs/MWh | FALSE | L | Annual | Net Emissions Allowance Position | Thousand Tons | 0 | 0 | 0 | 0 | 0 | 0 | 0
NJ Non-HEDD CT Oil Units - Nox Rate Annual v5.12, Unit 963 and retrofits | 909 | 2454 | Rate Constraint in lbs/MWh | FALSE | L | Annual | Fuel Consumed | TBtu | 0 | 0 | 0 | 0 | 0 | 0 | 0
NJ Non-HEDD CT Oil Units - Nox Rate Annual v5.12, Unit 963 and retrofits | 909 | 2454 | Rate Constraint in lbs/MWh | FALSE | L | Annual | Rate | lb/MMBtu | 0 | 0 | 0 | 0 | 0 | 0 | 0
NJ Non-HEDD CT Oil Units - Nox Rate Annual v5.12, Unit 963 and retrofits | 909 | 2454 | Rate Constraint in lbs/MWh | FALSE | L | Annual | Generation | TWh | 0 | 0 | 0 | 0 | 0 | 0 | 0
NJ Non-HEDD CT Oil Units - Nox Rate Annual v5.12, Unit 963 and retrofits | 909 | 2454 | Rate Constraint in lbs/MWh | FALSE | L | Annual | Qualifying Generation | TWh | 0 | 0 | 0 | 0 | 0 | 0 | 0
NJ Non-HEDD CT Oil Units - Nox Rate Annual v5.12, Unit 963 and retrofits | 909 | 2454 | Rate Constraint in lbs/MWh | FALSE | L | Annual | Constraint Shadow Price | US2011$/Ton | 0 | 0 | 0 | 0 | 0 | 0 | 0
NJ Non-HEDD CT Oil Units - Nox Rate Annual v5.12, Unit 964 and retrofits | 910 | 2454 | Rate Constraint in lbs/MWh | FALSE | L | Annual | Seasons Included | Seasons | Winter, Summer | Winter, Summer | Winter, Summer | Winter, Summer | Winter, Summer | Winter, Summer | Winter, Summer
NJ Non-HEDD CT Oil Units - Nox Rate Annual v5.12, Unit 964 and retrofits | 910 | 2454 | Rate Constraint in lbs/MWh | FALSE | L | Annual | Standard | lb/MWh | 3 | 3 | 3 | 3 | 3 | 3 | 3
NJ Non-HEDD CT Oil Units - Nox Rate Annual v5.12, Unit 964 and retrofits | 910 | 2454 | Rate Constraint in lbs/MWh | FALSE | L | Annual | Emissions at Affected Plants NOX | Thousand Tons | 0 | 0 | 0 | 0 | 0 | 0 | 0
NJ Non-HEDD CT Oil Units - Nox Rate Annual v5.12, Unit 964 and retrofits | 910 | 2454 | Rate Constraint in lbs/MWh | FALSE | L | Annual | Allowances Purchased NOX | Thousand Tons | 0 | 0 | 0 | 0 | 0 | 0 | 0
NJ Non-HEDD CT Oil Units - Nox Rate Annual v5.12, Unit 964 and retrofits | 910 | 2454 | Rate Constraint in lbs/MWh | FALSE | L | Annual | Allowances Sold NOX | Thousand Tons | 0 | 0 | 0 | 0 | 0 | 0 | 0
NJ Non-HEDD CT Oil Units - Nox Rate Annual v5.12, Unit 964 and retrofits | 910 | 2454 | Rate Constraint in lbs/MWh | FALSE | L | Annual | Allowances Banked | Thousand Tons | 0 | 0 | 0 | 0 | 0 | 0 | 0
NJ Non-HEDD CT Oil Units - Nox Rate Annual v5.12, Unit 964 and retrofits | 910 | 2454 | Rate Constraint in lbs/MWh | FALSE | L | Annual | Allowances Withdrawn (1:1) | Thousand Tons | 0 | 0 | 0 | 0 | 0 | 0 | 0
NJ Non-HEDD CT Oil Units - Nox Rate Annual v5.12, Unit 964 and retrofits | 910 | 2454 | Rate Constraint in lbs/MWh | FALSE | L | Annual | Allowances Withdrawn (n:1) | Thousand Tons | 0 | 0 | 0 | 0 | 0 | 0 | 0
NJ Non-HEDD CT Oil Units - Nox Rate Annual v5.12, Unit 964 and retrofits | 910 | 2454 | Rate Constraint in lbs/MWh | FALSE | L | Annual | Net Emissions Allowance Position | Thousand Tons | 0 | 0 | 0 | 0 | 0 | 0 | 0
NJ Non-HEDD CT Oil Units - Nox Rate Annual v5.12, Unit 964 and retrofits | 910 | 2454 | Rate Constraint in lbs/MWh | FALSE | L | Annual | Fuel Consumed | TBtu | 0 | 0 | 0 | 0 | 0 | 0 | 0
NJ Non-HEDD CT Oil Units - Nox Rate Annual v5.12, Unit 964 and retrofits | 910 | 2454 | Rate Constraint in lbs/MWh | FALSE | L | Annual | Rate | lb/MMBtu | 0 | 0 | 0 | 0 | 0 | 0 | 0
NJ Non-HEDD CT Oil Units - Nox Rate Annual v5.12, Unit 964 and retrofits | 910 | 2454 | Rate Constraint in lbs/MWh | FALSE | L | Annual | Generation | TWh | 0 | 0 | 0 | 0 | 0 | 0 | 0
NJ Non-HEDD CT Oil Units - Nox Rate Annual v5.12, Unit 964 and retrofits | 910 | 2454 | Rate Constraint in lbs/MWh | FALSE | L | Annual | Qualifying Generation | TWh | 0 | 0 | 0 | 0 | 0 | 0 | 0
NJ Non-HEDD CT Oil Units - Nox Rate Annual v5.12, Unit 964 and retrofits | 910 | 2454 | Rate Constraint in lbs/MWh | FALSE | L | Annual | Constraint Shadow Price | US2011$/Ton | 0 | 0 | 0 | 0 | 0 | 0 | 0
NJ Non-HEDD CT Oil Units - Nox Rate Annual v5.12, Unit 965 and retrofits | 911 | 2454 | Rate Constraint in lbs/MWh | FALSE | L | Annual | Seasons Included | Seasons | Winter, Summer | Winter, Summer | Winter, Summer | Winter, Summer | Winter, Summer | Winter, Summer | Winter, Summer
NJ Non-HEDD CT Oil Units - Nox Rate Annual v5.12, Unit 965 and retrofits | 911 | 2454 | Rate Constraint in lbs/MWh | FALSE | L | Annual | Standard | lb/MWh | 3 | 3 | 3 | 3 | 3 | 3 | 3
NJ Non-HEDD CT Oil Units - Nox Rate Annual v5.12, Unit 965 and retrofits | 911 | 2454 | Rate Constraint in lbs/MWh | FALSE | L | Annual | Emissions at Affected Plants NOX | Thousand Tons | 0 | 0 | 0 | 0 | 0 | 0 | 0
NJ Non-HEDD CT Oil Units - Nox Rate Annual v5.12, Unit 965 and retrofits | 911 | 2454 | Rate Constraint in lbs/MWh | FALSE | L | Annual | Allowances Purchased NOX | Thousand Tons | 0 | 0 | 0 | 0 | 0 | 0 | 0
NJ Non-HEDD CT Oil Units - Nox Rate Annual v5.12, Unit 965 and retrofits | 911 | 2454 | Rate Constraint in lbs/MWh | FALSE | L | Annual | Allowances Sold NOX | Thousand Tons | 0 | 0 | 0 | 0 | 0 | 0 | 0
NJ Non-HEDD CT Oil Units - Nox Rate Annual v5.12, Unit 965 and retrofits | 911 | 2454 | Rate Constraint in lbs/MWh | FALSE | L | Annual | Allowances Banked | Thousand Tons | 0 | 0 | 0 | 0 | 0 | 0 | 0
NJ Non-HEDD CT Oil Units - Nox Rate Annual v5.12, Unit 965 and retrofits | 911 | 2454 | Rate Constraint in lbs/MWh | FALSE | L | Annual | Allowances Withdrawn (1:1) | Thousand Tons | 0 | 0 | 0 | 0 | 0 | 0 | 0
NJ Non-HEDD CT Oil Units - Nox Rate Annual v5.12, Unit 965 and retrofits | 911 | 2454 | Rate Constraint in lbs/MWh | FALSE | L | Annual | Allowances Withdrawn (n:1) | Thousand Tons | 0 | 0 | 0 | 0 | 0 | 0 | 0
NJ Non-HEDD CT Oil Units - Nox Rate Annual v5.12, Unit 965 and retrofits | 911 | 2454 | Rate Constraint in lbs/MWh | FALSE | L | Annual | Net Emissions Allowance Position | Thousand Tons | 0 | 0 | 0 | 0 | 0 | 0 | 0
NJ Non-HEDD CT Oil Units - Nox Rate Annual v5.12, Unit 965 and retrofits | 911 | 2454 | Rate Constraint in lbs/MWh | FALSE | L | Annual | Fuel Consumed | TBtu | 0 | 0 | 0 | 0 | 0 | 0 | 0
NJ Non-HEDD CT Oil Units - Nox Rate Annual v5.12, Unit 965 and retrofits | 911 | 2454 | Rate Constraint in lbs/MWh | FALSE | L | Annual | Rate | lb/MMBtu | 0 | 0 | 0 | 0 | 0 | 0 | 0
NJ Non-HEDD CT Oil Units - Nox Rate Annual v5.12, Unit 965 and retrofits | 911 | 2454 | Rate Constraint in lbs/MWh | FALSE | L | Annual | Generation | TWh | 0 | 0 | 0 | 0 | 0 | 0 | 0
NJ Non-HEDD CT Oil Units - Nox Rate Annual v5.12, Unit 965 and retrofits | 911 | 2454 | Rate Constraint in lbs/MWh | FALSE | L | Annual | Qualifying Generation | TWh | 0 | 0 | 0 | 0 | 0 | 0 | 0
NJ Non-HEDD CT Oil Units - Nox Rate Annual v5.12, Unit 965 and retrofits | 911 | 2454 | Rate Constraint in lbs/MWh | FALSE | L | Annual | Constraint Shadow Price | US2011$/Ton | 0 | 0 | 0 | 0 | 0 | 0 | 0
NJ Non-HEDD CT Oil Units - Nox Rate Annual v5.12, Unit 966 and retrofits | 912 | 2454 | Rate Constraint in lbs/MWh | FALSE | L | Annual | Seasons Included | Seasons | Winter, Summer | Winter, Summer | Winter, Summer | Winter, Summer | Winter, Summer | Winter, Summer | Winter, Summer
NJ Non-HEDD CT Oil Units - Nox Rate Annual v5.12, Unit 966 and retrofits | 912 | 2454 | Rate Constraint in lbs/MWh | FALSE | L | Annual | Standard | lb/MWh | 3 | 3 | 3 | 3 | 3 | 3 | 3
NJ Non-HEDD CT Oil Units - Nox Rate Annual v5.12, Unit 966 and retrofits | 912 | 2454 | Rate Constraint in lbs/MWh | FALSE | L | Annual | Emissions at Affected Plants NOX | Thousand Tons | 0 | 0 | 0 | 0 | 0 | 0 | 0
NJ Non-HEDD CT Oil Units - Nox Rate Annual v5.12, Unit 966 and retrofits | 912 | 2454 | Rate Constraint in lbs/MWh | FALSE | L | Annual | Allowances Purchased NOX | Thousand Tons | 0 | 0 | 0 | 0 | 0 | 0 | 0
NJ Non-HEDD CT Oil Units - Nox Rate Annual v5.12, Unit 966 and retrofits | 912 | 2454 | Rate Constraint in lbs/MWh | FALSE | L | Annual | Allowances Sold NOX | Thousand Tons | 0 | 0 | 0 | 0 | 0 | 0 | 0
NJ Non-HEDD CT Oil Units - Nox Rate Annual v5.12, Unit 966 and retrofits | 912 | 2454 | Rate Constraint in lbs/MWh | FALSE | L | Annual | Allowances Banked | Thousand Tons | 0 | 0 | 0 | 0 | 0 | 0 | 0
NJ Non-HEDD CT Oil Units - Nox Rate Annual v5.12, Unit 966 and retrofits | 912 | 2454 | Rate Constraint in lbs/MWh | FALSE | L | Annual | Allowances Withdrawn (1:1) | Thousand Tons | 0 | 0 | 0 | 0 | 0 | 0 | 0
NJ Non-HEDD CT Oil Units - Nox Rate Annual v5.12, Unit 966 and retrofits | 912 | 2454 | Rate Constraint in lbs/MWh | FALSE | L | Annual | Allowances Withdrawn (n:1) | Thousand Tons | 0 | 0 | 0 | 0 | 0 | 0 | 0
NJ Non-HEDD CT Oil Units - Nox Rate Annual v5.12, Unit 966 and retrofits | 912 | 2454 | Rate Constraint in lbs/MWh | FALSE | L | Annual | Net Emissions Allowance Position | Thousand Tons | 0 | 0 | 0 | 0 | 0 | 0 | 0
NJ Non-HEDD CT Oil Units - Nox Rate Annual v5.12, Unit 966 and retrofits | 912 | 2454 | Rate Constraint in lbs/MWh | FALSE | L | Annual | Fuel Consumed | TBtu | 0 | 0 | 0 | 0 | 0 | 0 | 0
NJ Non-HEDD CT Oil Units - Nox Rate Annual v5.12, Unit 966 and retrofits | 912 | 2454 | Rate Constraint in lbs/MWh | FALSE | L | Annual | Rate | lb/MMBtu | 0 | 0 | 0 | 0 | 0 | 0 | 0
NJ Non-HEDD CT Oil Units - Nox Rate Annual v5.12, Unit 966 and retrofits | 912 | 2454 | Rate Constraint in lbs/MWh | FALSE | L | Annual | Generation | TWh | 0 | 0 | 0 | 0 | 0 | 0 | 0
NJ Non-HEDD CT Oil Units - Nox Rate Annual v5.12, Unit 966 and retrofits | 912 | 2454 | Rate Constraint in lbs/MWh | FALSE | L | Annual | Qualifying Generation | TWh | 0 | 0 | 0 | 0 | 0 | 0 | 0
NJ Non-HEDD CT Oil Units - Nox Rate Annual v5.12, Unit 966 and retrofits | 912 | 2454 | Rate Constraint in lbs/MWh | FALSE | L | Annual | Constraint Shadow Price | US2011$/Ton | 0 | 0 | 0 | 0 | 0 | 0 | 0
NJ Non-HEDD CT Oil Units - Nox Rate Annual v5.12, Unit 1218 and retrofits | 913 | 2454 | Rate Constraint in lbs/MWh | FALSE | L | Annual | Seasons Included | Seasons | Winter, Summer | Winter, Summer | Winter, Summer | Winter, Summer | Winter, Summer | Winter, Summer | Winter, Summer
NJ Non-HEDD CT Oil Units - Nox Rate Annual v5.12, Unit 1218 and retrofits | 913 | 2454 | Rate Constraint in lbs/MWh | FALSE | L | Annual | Standard | lb/MWh | 3 | 3 | 3 | 3 | 3 | 3 | 3
NJ Non-HEDD CT Oil Units - Nox Rate Annual v5.12, Unit 1218 and retrofits | 913 | 2454 | Rate Constraint in lbs/MWh | FALSE | L | Annual | Emissions at Affected Plants NOX | Thousand Tons | 0.0099036 | 0.0099036 | 0.0099036 | 0.0099036 | 0.0099036 | 0.0099036 | 0.0099036
NJ Non-HEDD CT Oil Units - Nox Rate Annual v5.12, Unit 1218 and retrofits | 913 | 2454 | Rate Constraint in lbs/MWh | FALSE | L | Annual | Allowances Purchased NOX | Thousand Tons | 0 | 0 | 0 | 0 | 0 | 0 | 0
NJ Non-HEDD CT Oil Units - Nox Rate Annual v5.12, Unit 1218 and retrofits | 913 | 2454 | Rate Constraint in lbs/MWh | FALSE | L | Annual | Allowances Sold NOX | Thousand Tons | 0 | 0 | 0 | 0 | 0 | 0 | 0
NJ Non-HEDD CT Oil Units - Nox Rate Annual v5.12, Unit 1218 and retrofits | 913 | 2454 | Rate Constraint in lbs/MWh | FALSE | L | Annual | Allowances Banked | Thousand Tons | 0 | 0 | 0 | 0 | 0 | 0 | 0
NJ Non-HEDD CT Oil Units - Nox Rate Annual v5.12, Unit 1218 and retrofits | 913 | 2454 | Rate Constraint in lbs/MWh | FALSE | L | Annual | Allowances Withdrawn (1:1) | Thousand Tons | 0 | 0 | 0 | 0 | 0 | 0 | 0
NJ Non-HEDD CT Oil Units - Nox Rate Annual v5.12, Unit 1218 and retrofits | 913 | 2454 | Rate Constraint in lbs/MWh | FALSE | L | Annual | Allowances Withdrawn (n:1) | Thousand Tons | 0 | 0 | 0 | 0 | 0 | 0 | 0
NJ Non-HEDD CT Oil Units - Nox Rate Annual v5.12, Unit 1218 and retrofits | 913 | 2454 | Rate Constraint in lbs/MWh | FALSE | L | Annual | Net Emissions Allowance Position | Thousand Tons | 0.0099036 | 0.0099036 | 0.0099036 | 0.0099036 | 0.0099036 | 0.0099036 | 0.0099036
NJ Non-HEDD CT Oil Units - Nox Rate Annual v5.12, Unit 1218 and retrofits | 913 | 2454 | Rate Constraint in lbs/MWh | FALSE | L | Annual | Fuel Consumed | TBtu | 0.24759 | 0.24759 | 0.24759 | 0.24759 | 0.24759 | 0.24759 | 0.24759
NJ Non-HEDD CT Oil Units - Nox Rate Annual v5.12, Unit 1218 and retrofits | 913 | 2454 | Rate Constraint in lbs/MWh | FALSE | L | Annual | Rate | lb/MMBtu | 0.08 | 0.08 | 0.08 | 0.08 | 0.08 | 0.08 | 0.08
NJ Non-HEDD CT Oil Units - Nox Rate Annual v5.12, Unit 1218 and retrofits | 913 | 2454 | Rate Constraint in lbs/MWh | FALSE | L | Annual | Generation | TWh | 0.023042 | 0.023042 | 0.023042 | 0.023042 | 0.023042 | 0.023042 | 0.023042
NJ Non-HEDD CT Oil Units - Nox Rate Annual v5.12, Unit 1218 and retrofits | 913 | 2454 | Rate Constraint in lbs/MWh | FALSE | L | Annual | Qualifying Generation | TWh | 0.023042 | 0.023042 | 0.023042 | 0.023042 | 0.023042 | 0.023042 | 0.023042
NJ Non-HEDD CT Oil Units - Nox Rate Annual v5.12, Unit 1218 and retrofits | 913 | 2454 | Rate Constraint in lbs/MWh | FALSE | L | Annual | Constraint Shadow Price | US2011$/Ton | 0 | 0 | 0 | 0 | 0 | 0 | 0
NJ Non-HEDD CT Oil Units - Nox Rate Annual v5.12, Unit 1219 and retrofits | 914 | 2454 | Rate Constraint in lbs/MWh | FALSE | L | Annual | Seasons Included | Seasons | Winter, Summer | Winter, Summer | Winter, Summer | Winter, Summer | Winter, Summer | Winter, Summer | Winter, Summer
NJ Non-HEDD CT Oil Units - Nox Rate Annual v5.12, Unit 1219 and retrofits | 914 | 2454 | Rate Constraint in lbs/MWh | FALSE | L | Annual | Standard | lb/MWh | 3 | 3 | 3 | 3 | 3 | 3 | 3
NJ Non-HEDD CT Oil Units - Nox Rate Annual v5.12, Unit 1219 and retrofits | 914 | 2454 | Rate Constraint in lbs/MWh | FALSE | L | Annual | Emissions at Affected Plants NOX | Thousand Tons | 0.0099036 | 0.0099036 | 0.0099036 | 0.0053423 | 0.0053423 | 0.0099036 | 0.0042244
NJ Non-HEDD CT Oil Units - Nox Rate Annual v5.12, Unit 1219 and retrofits | 914 | 2454 | Rate Constraint in lbs/MWh | FALSE | L | Annual | Allowances Purchased NOX | Thousand Tons | 0 | 0 | 0 | 0 | 0 | 0 | 0
NJ Non-HEDD CT Oil Units - Nox Rate Annual v5.12, Unit 1219 and retrofits | 914 | 2454 | Rate Constraint in lbs/MWh | FALSE | L | Annual | Allowances Sold NOX | Thousand Tons | 0 | 0 | 0 | 0 | 0 | 0 | 0
NJ Non-HEDD CT Oil Units - Nox Rate Annual v5.12, Unit 1219 and retrofits | 914 | 2454 | Rate Constraint in lbs/MWh | FALSE | L | Annual | Allowances Banked | Thousand Tons | 0 | 0 | 0 | 0 | 0 | 0 | 0
NJ Non-HEDD CT Oil Units - Nox Rate Annual v5.12, Unit 1219 and retrofits | 914 | 2454 | Rate Constraint in lbs/MWh | FALSE | L | Annual | Allowances Withdrawn (1:1) | Thousand Tons | 0 | 0 | 0 | 0 | 0 | 0 | 0
NJ Non-HEDD CT Oil Units - Nox Rate Annual v5.12, Unit 1219 and retrofits | 914 | 2454 | Rate Constraint in lbs/MWh | FALSE | L | Annual | Allowances Withdrawn (n:1) | Thousand Tons | 0 | 0 | 0 | 0 | 0 | 0 | 0
NJ Non-HEDD CT Oil Units - Nox Rate Annual v5.12, Unit 1219 and retrofits | 914 | 2454 | Rate Constraint in lbs/MWh | FALSE | L | Annual | Net Emissions Allowance Position | Thousand Tons | 0.0099036 | 0.0099036 | 0.0099036 | 0.0053423 | 0.0053423 | 0.0099036 | 0.0042244
NJ Non-HEDD CT Oil Units - Nox Rate Annual v5.12, Unit 1219 and retrofits | 914 | 2454 | Rate Constraint in lbs/MWh | FALSE | L | Annual | Fuel Consumed | TBtu | 0.24759 | 0.24759 | 0.24759 | 0.13356 | 0.13356 | 0.24759 | 0.10561
NJ Non-HEDD CT Oil Units - Nox Rate Annual v5.12, Unit 1219 and retrofits | 914 | 2454 | Rate Constraint in lbs/MWh | FALSE | L | Annual | Rate | lb/MMBtu | 0.08 | 0.08 | 0.08 | 0.08 | 0.08 | 0.08 | 0.08
NJ Non-HEDD CT Oil Units - Nox Rate Annual v5.12, Unit 1219 and retrofits | 914 | 2454 | Rate Constraint in lbs/MWh | FALSE | L | Annual | Generation | TWh | 0.023042 | 0.023042 | 0.023042 | 0.01243 | 0.01243 | 0.023042 | 0.0098287
NJ Non-HEDD CT Oil Units - Nox Rate Annual v5.12, Unit 1219 and retrofits | 914 | 2454 | Rate Constraint in lbs/MWh | FALSE | L | Annual | Qualifying Generation | TWh | 0.023042 | 0.023042 | 0.023042 | 0.01243 | 0.01243 | 0.023042 | 0.0098287
NJ Non-HEDD CT Oil Units - Nox Rate Annual v5.12, Unit 1219 and retrofits | 914 | 2454 | Rate Constraint in lbs/MWh | FALSE | L | Annual | Constraint Shadow Price | US2011$/Ton | 0 | 0 | 0 | 0 | 0 | 0 | 0
NJ Non-HEDD CT Oil Units - Nox Rate Annual v5.12, Unit 1220 and retrofits | 915 | 2454 | Rate Constraint in lbs/MWh | FALSE | L | Annual | Seasons Included | Seasons | Winter, Summer | Winter, Summer | Winter, Summer | Winter, Summer | Winter, Summer | Winter, Summer | Winter, Summer
NJ Non-HEDD CT Oil Units - Nox Rate Annual v5.12, Unit 1220 and retrofits | 915 | 2454 | Rate Constraint in lbs/MWh | FALSE | L | Annual | Standard | lb/MWh | 3 | 3 | 3 | 3 | 3 | 3 | 3
NJ Non-HEDD CT Oil Units - Nox Rate Annual v5.12, Unit 1220 and retrofits | 915 | 2454 | Rate Constraint in lbs/MWh | FALSE | L | Annual | Emissions at Affected Plants NOX | Thousand Tons | 0.0099036 | 0.0099036 | 0.0053423 | 0.0053423 | 0.0099036 | 0.0099036 | 0.0099036
NJ Non-HEDD CT Oil Units - Nox Rate Annual v5.12, Unit 1220 and retrofits | 915 | 2454 | Rate Constraint in lbs/MWh | FALSE | L | Annual | Allowances Purchased NOX | Thousand Tons | 0 | 0 | 0 | 0 | 0 | 0 | 0
NJ Non-HEDD CT Oil Units - Nox Rate Annual v5.12, Unit 1220 and retrofits | 915 | 2454 | Rate Constraint in lbs/MWh | FALSE | L | Annual | Allowances Sold NOX | Thousand Tons | 0 | 0 | 0 | 0 | 0 | 0 | 0
NJ Non-HEDD CT Oil Units - Nox Rate Annual v5.12, Unit 1220 and retrofits | 915 | 2454 | Rate Constraint in lbs/MWh | FALSE | L | Annual | Allowances Banked | Thousand Tons | 0 | 0 | 0 | 0 | 0 | 0 | 0
NJ Non-HEDD CT Oil Units - Nox Rate Annual v5.12, Unit 1220 and retrofits | 915 | 2454 | Rate Constraint in lbs/MWh | FALSE | L | Annual | Allowances Withdrawn (1:1) | Thousand Tons | 0 | 0 | 0 | 0 | 0 | 0 | 0
NJ Non-HEDD CT Oil Units - Nox Rate Annual v5.12, Unit 1220 and retrofits | 915 | 2454 | Rate Constraint in lbs/MWh | FALSE | L | Annual | Allowances Withdrawn (n:1) | Thousand Tons | 0 | 0 | 0 | 0 | 0 | 0 | 0
NJ Non-HEDD CT Oil Units - Nox Rate Annual v5.12, Unit 1220 and retrofits | 915 | 2454 | Rate Constraint in lbs/MWh | FALSE | L | Annual | Net Emissions Allowance Position | Thousand Tons | 0.0099036 | 0.0099036 | 0.0053423 | 0.0053423 | 0.0099036 | 0.0099036 | 0.0099036
NJ Non-HEDD CT Oil Units - Nox Rate Annual v5.12, Unit 1220 and retrofits | 915 | 2454 | Rate Constraint in lbs/MWh | FALSE | L | Annual | Fuel Consumed | TBtu | 0.24759 | 0.24759 | 0.13356 | 0.13356 | 0.24759 | 0.24759 | 0.24759
NJ Non-HEDD CT Oil Units - Nox Rate Annual v5.12, Unit 1220 and retrofits | 915 | 2454 | Rate Constraint in lbs/MWh | FALSE | L | Annual | Rate | lb/MMBtu | 0.08 | 0.08 | 0.08 | 0.08 | 0.08 | 0.08 | 0.08
NJ Non-HEDD CT Oil Units - Nox Rate Annual v5.12, Unit 1220 and retrofits | 915 | 2454 | Rate Constraint in lbs/MWh | FALSE | L | Annual | Generation | TWh | 0.023042 | 0.023042 | 0.01243 | 0.01243 | 0.023042 | 0.023042 | 0.023042
NJ Non-HEDD CT Oil Units - Nox Rate Annual v5.12, Unit 1220 and retrofits | 915 | 2454 | Rate Constraint in lbs/MWh | FALSE | L | Annual | Qualifying Generation | TWh | 0.023042 | 0.023042 | 0.01243 | 0.01243 | 0.023042 | 0.023042 | 0.023042
NJ Non-HEDD CT Oil Units - Nox Rate Annual v5.12, Unit 1220 and retrofits | 915 | 2454 | Rate Constraint in lbs/MWh | FALSE | L | Annual | Constraint Shadow Price | US2011$/Ton | 0 | 0 | 0 | 0 | 0 | 0 | 0
NJ Non-HEDD CT Oil Units - Nox Rate Annual v5.12, Unit 1221 and retrofits | 916 | 2454 | Rate Constraint in lbs/MWh | FALSE | L | Annual | Seasons Included | Seasons | Winter, Summer | Winter, Summer | Winter, Summer | Winter, Summer | Winter, Summer | Winter, Summer | Winter, Summer
NJ Non-HEDD CT Oil Units - Nox Rate Annual v5.12, Unit 1221 and retrofits | 916 | 2454 | Rate Constraint in lbs/MWh | FALSE | L | Annual | Standard | lb/MWh | 3 | 3 | 3 | 3 | 3 | 3 | 3
NJ Non-HEDD CT Oil Units - Nox Rate Annual v5.12, Unit 1221 and retrofits | 916 | 2454 | Rate Constraint in lbs/MWh | FALSE | L | Annual | Emissions at Affected Plants NOX | Thousand Tons | 0.0099036 | 0.0099036 | 0.0099036 | 0.0053423 | 0.0053423 | 0.0099036 | 0.0042244
NJ Non-HEDD CT Oil Units - Nox Rate Annual v5.12, Unit 1221 and retrofits | 916 | 2454 | Rate Constraint in lbs/MWh | FALSE | L | Annual | Allowances Purchased NOX | Thousand Tons | 0 | 0 | 0 | 0 | 0 | 0 | 0
NJ Non-HEDD CT Oil Units - Nox Rate Annual v5.12, Unit 1221 and retrofits | 916 | 2454 | Rate Constraint in lbs/MWh | FALSE | L | Annual | Allowances Sold NOX | Thousand Tons | 0 | 0 | 0 | 0 | 0 | 0 | 0
NJ Non-HEDD CT Oil Units - Nox Rate Annual v5.12, Unit 1221 and retrofits | 916 | 2454 | Rate Constraint in lbs/MWh | FALSE | L | Annual | Allowances Banked | Thousand Tons | 0 | 0 | 0 | 0 | 0 | 0 | 0
NJ Non-HEDD CT Oil Units - Nox Rate Annual v5.12, Unit 1221 and retrofits | 916 | 2454 | Rate Constraint in lbs/MWh | FALSE | L | Annual | Allowances Withdrawn (1:1) | Thousand Tons | 0 | 0 | 0 | 0 | 0 | 0 | 0
NJ Non-HEDD CT Oil Units - Nox Rate Annual v5.12, Unit 1221 and retrofits | 916 | 2454 | Rate Constraint in lbs/MWh | FALSE | L | Annual | Allowances Withdrawn (n:1) | Thousand Tons | 0 | 0 | 0 | 0 | 0 | 0 | 0
NJ Non-HEDD CT Oil Units - Nox Rate Annual v5.12, Unit 1221 and retrofits | 916 | 2454 | Rate Constraint in lbs/MWh | FALSE | L | Annual | Net Emissions Allowance Position | Thousand Tons | 0.0099036 | 0.0099036 | 0.0099036 | 0.0053423 | 0.0053423 | 0.0099036 | 0.0042244
NJ Non-HEDD CT Oil Units - Nox Rate Annual v5.12, Unit 1221 and retrofits | 916 | 2454 | Rate Constraint in lbs/MWh | FALSE | L | Annual | Fuel Consumed | TBtu | 0.24759 | 0.24759 | 0.24759 | 0.13356 | 0.13356 | 0.24759 | 0.10561
NJ Non-HEDD CT Oil Units - Nox Rate Annual v5.12, Unit 1221 and retrofits | 916 | 2454 | Rate Constraint in lbs/MWh | FALSE | L | Annual | Rate | lb/MMBtu | 0.08 | 0.08 | 0.08 | 0.08 | 0.08 | 0.08 | 0.08
NJ Non-HEDD CT Oil Units - Nox Rate Annual v5.12, Unit 1221 and retrofits | 916 | 2454 | Rate Constraint in lbs/MWh | FALSE | L | Annual | Generation | TWh | 0.023042 | 0.023042 | 0.023042 | 0.01243 | 0.01243 | 0.023042 | 0.0098287
NJ Non-HEDD CT Oil Units - Nox Rate Annual v5.12, Unit 1221 and retrofits | 916 | 2454 | Rate Constraint in lbs/MWh | FALSE | L | Annual | Qualifying Generation | TWh | 0.023042 | 0.023042 | 0.023042 | 0.01243 | 0.01243 | 0.023042 | 0.0098287
NJ Non-HEDD CT Oil Units - Nox Rate Annual v5.12, Unit 1221 and retrofits | 916 | 2454 | Rate Constraint in lbs/MWh | FALSE | L | Annual | Constraint Shadow Price | US2011$/Ton | 0 | 0 | 0 | 0 | 0 | 0 | 0
NJ Non-HEDD CT Oil Units - Nox Rate Annual v5.12, Unit 1222 and retrofits | 917 | 2454 | Rate Constraint in lbs/MWh | FALSE | L | Annual | Seasons Included | Seasons | Winter, Summer | Winter, Summer | Winter, Summer | Winter, Summer | Winter, Summer | Winter, Summer | Winter, Summer
NJ Non-HEDD CT Oil Units - Nox Rate Annual v5.12, Unit 1222 and retrofits | 917 | 2454 | Rate Constraint in lbs/MWh | FALSE | L | Annual | Standard | lb/MWh | 3 | 3 | 3 | 3 | 3 | 3 | 3
NJ Non-HEDD CT Oil Units - Nox Rate Annual v5.12, Unit 1222 and retrofits | 917 | 2454 | Rate Constraint in lbs/MWh | FALSE | L | Annual | Emissions at Affected Plants NOX | Thousand Tons | 0.0099036 | 0.0099036 | 0.0099036 | 0.0053423 | 0.0099036 | 0.0099036 | 0.0042244
NJ Non-HEDD CT Oil Units - Nox Rate Annual v5.12, Unit 1222 and retrofits | 917 | 2454 | Rate Constraint in lbs/MWh | FALSE | L | Annual | Allowances Purchased NOX | Thousand Tons | 0 | 0 | 0 | 0 | 0 | 0 | 0
NJ Non-HEDD CT Oil Units - Nox Rate Annual v5.12, Unit 1222 and retrofits | 917 | 2454 | Rate Constraint in lbs/MWh | FALSE | L | Annual | Allowances Sold NOX | Thousand Tons | 0 | 0 | 0 | 0 | 0 | 0 | 0
NJ Non-HEDD CT Oil Units - Nox Rate Annual v5.12, Unit 1222 and retrofits | 917 | 2454 | Rate Constraint in lbs/MWh | FALSE | L | Annual | Allowances Banked | Thousand Tons | 0 | 0 | 0 | 0 | 0 | 0 | 0
NJ Non-HEDD CT Oil Units - Nox Rate Annual v5.12, Unit 1222 and retrofits | 917 | 2454 | Rate Constraint in lbs/MWh | FALSE | L | Annual | Allowances Withdrawn (1:1) | Thousand Tons | 0 | 0 | 0 | 0 | 0 | 0 | 0
NJ Non-HEDD CT Oil Units - Nox Rate Annual v5.12, Unit 1222 and retrofits | 917 | 2454 | Rate Constraint in lbs/MWh | FALSE | L | Annual | Allowances Withdrawn (n:1) | Thousand Tons | 0 | 0 | 0 | 0 | 0 | 0 | 0
NJ Non-HEDD CT Oil Units - Nox Rate Annual v5.12, Unit 1222 and retrofits | 917 | 2454 | Rate Constraint in lbs/MWh | FALSE | L | Annual | Net Emissions Allowance Position | Thousand Tons | 0.0099036 | 0.0099036 | 0.0099036 | 0.0053423 | 0.0099036 | 0.0099036 | 0.0042244
NJ Non-HEDD CT Oil Units - Nox Rate Annual v5.12, Unit 1222 and retrofits | 917 | 2454 | Rate Constraint in lbs/MWh | FALSE | L | Annual | Fuel Consumed | TBtu | 0.24759 | 0.24759 | 0.24759 | 0.13356 | 0.24759 | 0.24759 | 0.10561
NJ Non-HEDD CT Oil Units - Nox Rate Annual v5.12, Unit 1222 and retrofits | 917 | 2454 | Rate Constraint in lbs/MWh | FALSE | L | Annual | Rate | lb/MMBtu | 0.08 | 0.08 | 0.08 | 0.08 | 0.08 | 0.08 | 0.08
NJ Non-HEDD CT Oil Units - Nox Rate Annual v5.12, Unit 1222 and retrofits | 917 | 2454 | Rate Constraint in lbs/MWh | FALSE | L | Annual | Generation | TWh | 0.023042 | 0.023042 | 0.023042 | 0.01243 | 0.023042 | 0.023042 | 0.0098287
NJ Non-HEDD CT Oil Units - Nox Rate Annual v5.12, Unit 1222 and retrofits | 917 | 2454 | Rate Constraint in lbs/MWh | FALSE | L | Annual | Qualifying Generation | TWh | 0.023042 | 0.023042 | 0.023042 | 0.01243 | 0.023042 | 0.023042 | 0.0098287
NJ Non-HEDD CT Oil Units - Nox Rate Annual v5.12, Unit 1222 and retrofits | 917 | 2454 | Rate Constraint in lbs/MWh | FALSE | L | Annual | Constraint Shadow Price | US2011$/Ton | 0 | 0 | 0 | 0 | 0 | 0 | 0
NJ Non-HEDD CT Oil Units - Nox Rate Annual v5.12, Unit 1223 and retrofits | 918 | 2454 | Rate Constraint in lbs/MWh | FALSE | L | Annual | Seasons Included | Seasons | Winter, Summer | Winter, Summer | Winter, Summer | Winter, Summer | Winter, Summer | Winter, Summer | Winter, Summer
NJ Non-HEDD CT Oil Units - Nox Rate Annual v5.12, Unit 1223 and retrofits | 918 | 2454 | Rate Constraint in lbs/MWh | FALSE | L | Annual | Standard | lb/MWh | 3 | 3 | 3 | 3 | 3 | 3 | 3
NJ Non-HEDD CT Oil Units - Nox Rate Annual v5.12, Unit 1223 and retrofits | 918 | 2454 | Rate Constraint in lbs/MWh | FALSE | L | Annual | Emissions at Affected Plants NOX | Thousand Tons | 0.0099036 | 0.0099036 | 0.0053423 | 0.0053423 | 0.0053423 | 0.0099036 | 0.0097458
NJ Non-HEDD CT Oil Units - Nox Rate Annual v5.12, Unit 1223 and retrofits | 918 | 2454 | Rate Constraint in lbs/MWh | FALSE | L | Annual | Allowances Purchased NOX | Thousand Tons | 0 | 0 | 0 | 0 | 0 | 0 | 0
NJ Non-HEDD CT Oil Units - Nox Rate Annual v5.12, Unit 1223 and retrofits | 918 | 2454 | Rate Constraint in lbs/MWh | FALSE | L | Annual | Allowances Sold NOX | Thousand Tons | 0 | 0 | 0 | 0 | 0 | 0 | 0
NJ Non-HEDD CT Oil Units - Nox Rate Annual v5.12, Unit 1223 and retrofits | 918 | 2454 | Rate Constraint in lbs/MWh | FALSE | L | Annual | Allowances Banked | Thousand Tons | 0 | 0 | 0 | 0 | 0 | 0 | 0
NJ Non-HEDD CT Oil Units - Nox Rate Annual v5.12, Unit 1223 and retrofits | 918 | 2454 | Rate Constraint in lbs/MWh | FALSE | L | Annual | Allowances Withdrawn (1:1) | Thousand Tons | 0 | 0 | 0 | 0 | 0 | 0 | 0
NJ Non-HEDD CT Oil Units - Nox Rate Annual v5.12, Unit 1223 and retrofits | 918 | 2454 | Rate Constraint in lbs/MWh | FALSE | L | Annual | Allowances Withdrawn (n:1) | Thousand Tons | 0 | 0 | 0 | 0 | 0 | 0 | 0
NJ Non-HEDD CT Oil Units - Nox Rate Annual v5.12, Unit 1223 and retrofits | 918 | 2454 | Rate Constraint in lbs/MWh | FALSE | L | Annual | Net Emissions Allowance Position | Thousand Tons | 0.0099036 | 0.0099036 | 0.0053423 | 0.0053423 | 0.0053423 | 0.0099036 | 0.0097458
NJ Non-HEDD CT Oil Units - Nox Rate Annual v5.12, Unit 1223 and retrofits | 918 | 2454 | Rate Constraint in lbs/MWh | FALSE | L | Annual | Fuel Consumed | TBtu | 0.24759 | 0.24759 | 0.13356 | 0.13356 | 0.13356 | 0.24759 | 0.24365
NJ Non-HEDD CT Oil Units - Nox Rate Annual v5.12, Unit 1223 and retrofits | 918 | 2454 | Rate Constraint in lbs/MWh | FALSE | L | Annual | Rate | lb/MMBtu | 0.08 | 0.08 | 0.08 | 0.08 | 0.08 | 0.08 | 0.08
NJ Non-HEDD CT Oil Units - Nox Rate Annual v5.12, Unit 1223 and retrofits | 918 | 2454 | Rate Constraint in lbs/MWh | FALSE | L | Annual | Generation | TWh | 0.023042 | 0.023042 | 0.01243 | 0.01243 | 0.01243 | 0.023042 | 0.022675
NJ Non-HEDD CT Oil Units - Nox Rate Annual v5.12, Unit 1223 and retrofits | 918 | 2454 | Rate Constraint in lbs/MWh | FALSE | L | Annual | Qualifying Generation | TWh | 0.023042 | 0.023042 | 0.01243 | 0.01243 | 0.01243 | 0.023042 | 0.022675
NJ Non-HEDD CT Oil Units - Nox Rate Annual v5.12, Unit 1223 and retrofits | 918 | 2454 | Rate Constraint in lbs/MWh | FALSE | L | Annual | Constraint Shadow Price | US2011$/Ton | 0 | 0 | 0 | 0 | 0 | 0 | 0
NJ Non-HEDD CT Oil Units - Nox Rate Annual v5.12, Unit 1224 and retrofits | 919 | 2454 | Rate Constraint in lbs/MWh | FALSE | L | Annual | Seasons Included | Seasons | Winter, Summer | Winter, Summer | Winter, Summer | Winter, Summer | Winter, Summer | Winter, Summer | Winter, Summer
NJ Non-HEDD CT Oil Units - Nox Rate Annual v5.12, Unit 1224 and retrofits | 919 | 2454 | Rate Constraint in lbs/MWh | FALSE | L | Annual | Standard | lb/MWh | 3 | 3 | 3 | 3 | 3 | 3 | 3
NJ Non-HEDD CT Oil Units - Nox Rate Annual v5.12, Unit 1224 and retrofits | 919 | 2454 | Rate Constraint in lbs/MWh | FALSE | L | Annual | Emissions at Affected Plants NOX | Thousand Tons | 0.0099036 | 0.0099036 | 0.0098023 | 0.006279 | 0.0093617 | 0.0099036 | 0.0042244
NJ Non-HEDD CT Oil Units - Nox Rate Annual v5.12, Unit 1224 and retrofits | 919 | 2454 | Rate Constraint in lbs/MWh | FALSE | L | Annual | Allowances Purchased NOX | Thousand Tons | 0 | 0 | 0 | 0 | 0 | 0 | 0
NJ Non-HEDD CT Oil Units - Nox Rate Annual v5.12, Unit 1224 and retrofits | 919 | 2454 | Rate Constraint in lbs/MWh | FALSE | L | Annual | Allowances Sold NOX | Thousand Tons | 0 | 0 | 0 | 0 | 0 | 0 | 0
NJ Non-HEDD CT Oil Units - Nox Rate Annual v5.12, Unit 1224 and retrofits | 919 | 2454 | Rate Constraint in lbs/MWh | FALSE | L | Annual | Allowances Banked | Thousand Tons | 0 | 0 | 0 | 0 | 0 | 0 | 0
NJ Non-HEDD CT Oil Units - Nox Rate Annual v5.12, Unit 1224 and retrofits | 919 | 2454 | Rate Constraint in lbs/MWh | FALSE | L | Annual | Allowances Withdrawn (1:1) | Thousand Tons | 0 | 0 | 0 | 0 | 0 | 0 | 0
NJ Non-HEDD CT Oil Units - Nox Rate Annual v5.12, Unit 1224 and retrofits | 919 | 2454 | Rate Constraint in lbs/MWh | FALSE | L | Annual | Allowances Withdrawn (n:1) | Thousand Tons | 0 | 0 | 0 | 0 | 0 | 0 | 0
NJ Non-HEDD CT Oil Units - Nox Rate Annual v5.12, Unit 1224 and retrofits | 919 | 2454 | Rate Constraint in lbs/MWh | FALSE | L | Annual | Net Emissions Allowance Position | Thousand Tons | 0.0099036 | 0.0099036 | 0.0098023 | 0.006279 | 0.0093617 | 0.0099036 | 0.0042244
NJ Non-HEDD CT Oil Units - Nox Rate Annual v5.12, Unit 1224 and retrofits | 919 | 2454 | Rate Constraint in lbs/MWh | FALSE | L | Annual | Fuel Consumed | TBtu | 0.24759 | 0.24759 | 0.24506 | 0.15698 | 0.23404 | 0.24759 | 0.10561
NJ Non-HEDD CT Oil Units - Nox Rate Annual v5.12, Unit 1224 and retrofits | 919 | 2454 | Rate Constraint in lbs/MWh | FALSE | L | Annual | Rate | lb/MMBtu | 0.08 | 0.08 | 0.08 | 0.08 | 0.08 | 0.08 | 0.08
NJ Non-HEDD CT Oil Units - Nox Rate Annual v5.12, Unit 1224 and retrofits | 919 | 2454 | Rate Constraint in lbs/MWh | FALSE | L | Annual | Generation | TWh | 0.023042 | 0.023042 | 0.022807 | 0.014609 | 0.021782 | 0.023042 | 0.0098287
NJ Non-HEDD CT Oil Units - Nox Rate Annual v5.12, Unit 1224 and retrofits | 919 | 2454 | Rate Constraint in lbs/MWh | FALSE | L | Annual | Qualifying Generation | TWh | 0.023042 | 0.023042 | 0.022807 | 0.014609 | 0.021782 | 0.023042 | 0.0098287
NJ Non-HEDD CT Oil Units - Nox Rate Annual v5.12, Unit 1224 and retrofits | 919 | 2454 | Rate Constraint in lbs/MWh | FALSE | L | Annual | Constraint Shadow Price | US2011$/Ton | 0 | 0 | 0 | 0 | 0 | 0 | 0
NJ Non-HEDD CT Oil Units - Nox Rate Annual v5.12, Unit 1225 and retrofits | 920 | 2454 | Rate Constraint in lbs/MWh | FALSE | L | Annual | Seasons Included | Seasons | Winter, Summer | Winter, Summer | Winter, Summer | Winter, Summer | Winter, Summer | Winter, Summer | Winter, Summer
NJ Non-HEDD CT Oil Units - Nox Rate Annual v5.12, Unit 1225 and retrofits | 920 | 2454 | Rate Constraint in lbs/MWh | FALSE | L | Annual | Standard | lb/MWh | 3 | 3 | 3 | 3 | 3 | 3 | 3
NJ Non-HEDD CT Oil Units - Nox Rate Annual v5.12, Unit 1225 and retrofits | 920 | 2454 | Rate Constraint in lbs/MWh | FALSE | L | Annual | Emissions at Affected Plants NOX | Thousand Tons | 0.0099036 | 0.018286 | 0.0053423 | 0.0053423 | 0.0051072 | 0.0099036 | 0.0042244
NJ Non-HEDD CT Oil Units - Nox Rate Annual v5.12, Unit 1225 and retrofits | 920 | 2454 | Rate Constraint in lbs/MWh | FALSE | L | Annual | Allowances Purchased NOX | Thousand Tons | 0 | 0 | 0 | 0 | 0 | 0 | 0
NJ Non-HEDD CT Oil Units - Nox Rate Annual v5.12, Unit 1225 and retrofits | 920 | 2454 | Rate Constraint in lbs/MWh | FALSE | L | Annual | Allowances Sold NOX | Thousand Tons | 0 | 0 | 0 | 0 | 0 | 0 | 0
NJ Non-HEDD CT Oil Units - Nox Rate Annual v5.12, Unit 1225 and retrofits | 920 | 2454 | Rate Constraint in lbs/MWh | FALSE | L | Annual | Allowances Banked | Thousand Tons | 0 | 0 | 0 | 0 | 0 | 0 | 0
NJ Non-HEDD CT Oil Units - Nox Rate Annual v5.12, Unit 1225 and retrofits | 920 | 2454 | Rate Constraint in lbs/MWh | FALSE | L | Annual | Allowances Withdrawn (1:1) | Thousand Tons | 0 | 0 | 0 | 0 | 0 | 0 | 0
NJ Non-HEDD CT Oil Units - Nox Rate Annual v5.12, Unit 1225 and retrofits | 920 | 2454 | Rate Constraint in lbs/MWh | FALSE | L | Annual | Allowances Withdrawn (n:1) | Thousand Tons | 0 | 0 | 0 | 0 | 0 | 0 | 0
NJ Non-HEDD CT Oil Units - Nox Rate Annual v5.12, Unit 1225 and retrofits | 920 | 2454 | Rate Constraint in lbs/MWh | FALSE | L | Annual | Net Emissions Allowance Position | Thousand Tons | 0.0099036 | 0.018286 | 0.0053423 | 0.0053423 | 0.0051072 | 0.0099036 | 0.0042244
NJ Non-HEDD CT Oil Units - Nox Rate Annual v5.12, Unit 1225 and retrofits | 920 | 2454 | Rate Constraint in lbs/MWh | FALSE | L | Annual | Fuel Consumed | TBtu | 0.24759 | 0.45716 | 0.13356 | 0.13356 | 0.12768 | 0.24759 | 0.10561
NJ Non-HEDD CT Oil Units - Nox Rate Annual v5.12, Unit 1225 and retrofits | 920 | 2454 | Rate Constraint in lbs/MWh | FALSE | L | Annual | Rate | lb/MMBtu | 0.08 | 0.08 | 0.08 | 0.08 | 0.08 | 0.08 | 0.08
NJ Non-HEDD CT Oil Units - Nox Rate Annual v5.12, Unit 1225 and retrofits | 920 | 2454 | Rate Constraint in lbs/MWh | FALSE | L | Annual | Generation | TWh | 0.023042 | 0.042546 | 0.01243 | 0.01243 | 0.011883 | 0.023042 | 0.0098287
NJ Non-HEDD CT Oil Units - Nox Rate Annual v5.12, Unit 1225 and retrofits | 920 | 2454 | Rate Constraint in lbs/MWh | FALSE | L | Annual | Qualifying Generation | TWh | 0.023042 | 0.042546 | 0.01243 | 0.01243 | 0.011883 | 0.023042 | 0.0098287
NJ Non-HEDD CT Oil Units - Nox Rate Annual v5.12, Unit 1225 and retrofits | 920 | 2454 | Rate Constraint in lbs/MWh | FALSE | L | Annual | Constraint Shadow Price | US2011$/Ton | 0 | 0 | 0 | 0 | 0 | 0 | 0
NJ PSEGHudson2- NOx Annual GPS v4.10, Unit 4241 and retrofits | 921 | 2280 | Rate Constraint in lbs/MWh | FALSE | L | Annual | Seasons Included | Seasons | Winter, Summer | Winter, Summer | Winter, Summer | Winter, Summer | Winter, Summer | Winter, Summer | Winter, Summer
NJ PSEGHudson2- NOx Annual GPS v4.10, Unit 4241 and retrofits | 921 | 2280 | Rate Constraint in lbs/MWh | FALSE | L | Annual | Standard | lb/MWh | 1.8124 | 1.8124 | 1.8124 | 1.8124 | 1.8124 | 1.8124 | 1.8124
NJ PSEGHudson2- NOx Annual GPS v4.10, Unit 4241 and retrofits | 921 | 2280 | Rate Constraint in lbs/MWh | FALSE | L | Annual | Emissions at Affected Plants NOX | Thousand Tons | 0 | 0 | 0 | 0 | 0 | 0 | 0
NJ PSEGHudson2- NOx Annual GPS v4.10, Unit 4241 and retrofits | 921 | 2280 | Rate Constraint in lbs/MWh | FALSE | L | Annual | Allowances Purchased NOX | Thousand Tons | 0 | 0 | 0 | 0 | 0 | 0 | 0
NJ PSEGHudson2- NOx Annual GPS v4.10, Unit 4241 and retrofits | 921 | 2280 | Rate Constraint in lbs/MWh | FALSE | L | Annual | Allowances Sold NOX | Thousand Tons | 0 | 0 | 0 | 0 | 0 | 0 | 0
NJ PSEGHudson2- NOx Annual GPS v4.10, Unit 4241 and retrofits | 921 | 2280 | Rate Constraint in lbs/MWh | FALSE | L | Annual | Allowances Banked | Thousand Tons | 0 | 0 | 0 | 0 | 0 | 0 | 0
NJ PSEGHudson2- NOx Annual GPS v4.10, Unit 4241 and retrofits | 921 | 2280 | Rate Constraint in lbs/MWh | FALSE | L | Annual | Allowances Withdrawn (1:1) | Thousand Tons | 0 | 0 | 0 | 0 | 0 | 0 | 0
NJ PSEGHudson2- NOx Annual GPS v4.10, Unit 4241 and retrofits | 921 | 2280 | Rate Constraint in lbs/MWh | FALSE | L | Annual | Allowances Withdrawn (n:1) | Thousand Tons | 0 | 0 | 0 | 0 | 0 | 0 | 0
NJ PSEGHudson2- NOx Annual GPS v4.10, Unit 4241 and retrofits | 921 | 2280 | Rate Constraint in lbs/MWh | FALSE | L | Annual | Net Emissions Allowance Position | Thousand Tons | 0 | 0 | 0 | 0 | 0 | 0 | 0
NJ PSEGHudson2- NOx Annual GPS v4.10, Unit 4241 and retrofits | 921 | 2280 | Rate Constraint in lbs/MWh | FALSE | L | Annual | Fuel Consumed | TBtu | 0 | 0 | 0 | 0 | 0 | 0 | 0
NJ PSEGHudson2- NOx Annual GPS v4.10, Unit 4241 and retrofits | 921 | 2280 | Rate Constraint in lbs/MWh | FALSE | L | Annual | Rate | lb/MMBtu | 0 | 0 | 0 | 0 | 0 | 0 | 0
NJ PSEGHudson2- NOx Annual GPS v4.10, Unit 4241 and retrofits | 921 | 2280 | Rate Constraint in lbs/MWh | FALSE | L | Annual | Generation | TWh | 0 | 0 | 0 | 0 | 0 | 0 | 0
NJ PSEGHudson2- NOx Annual GPS v4.10, Unit 4241 and retrofits | 921 | 2280 | Rate Constraint in lbs/MWh | FALSE | L | Annual | Qualifying Generation | TWh | 0 | 0 | 0 | 0 | 0 | 0 | 0
NJ PSEGHudson2- NOx Annual GPS v4.10, Unit 4241 and retrofits | 921 | 2280 | Rate Constraint in lbs/MWh | FALSE | L | Annual | Constraint Shadow Price | US2011$/Ton | 0 | 0 | 0 | 0 | 0 | 0 | 0
NJ PSEGMercer1 and 2- NOx Annual GPS v4.10, Unit 4242 and retrofits | 922 | 2281 | Rate Constraint in lbs/MWh | FALSE | L | Annual | Seasons Included | Seasons | Winter, Summer | Winter, Summer | Winter, Summer | Winter, Summer | Winter, Summer | Winter, Summer | Winter, Summer
NJ PSEGMercer1 and 2- NOx Annual GPS v4.10, Unit 4242 and retrofits | 922 | 2281 | Rate Constraint in lbs/MWh | FALSE | L | Annual | Standard | lb/MWh | 1.8124 | 1.8124 | 1.8124 | 1.8124 | 1.8124 | 1.8124 | 1.8124
NJ PSEGMercer1 and 2- NOx Annual GPS v4.10, Unit 4242 and retrofits | 922 | 2281 | Rate Constraint in lbs/MWh | FALSE | L | Annual | Emissions at Affected Plants NOX | Thousand Tons | 0 | 0 | 0 | 0 | 0 | 0 | 0
NJ PSEGMercer1 and 2- NOx Annual GPS v4.10, Unit 4242 and retrofits | 922 | 2281 | Rate Constraint in lbs/MWh | FALSE | L | Annual | Allowances Purchased NOX | Thousand Tons | 0 | 0 | 0 | 0 | 0 | 0 | 0
NJ PSEGMercer1 and 2- NOx Annual GPS v4.10, Unit 4242 and retrofits | 922 | 2281 | Rate Constraint in lbs/MWh | FALSE | L | Annual | Allowances Sold NOX | Thousand Tons | 0 | 0 | 0 | 0 | 0 | 0 | 0
NJ PSEGMercer1 and 2- NOx Annual GPS v4.10, Unit 4242 and retrofits | 922 | 2281 | Rate Constraint in lbs/MWh | FALSE | L | Annual | Allowances Banked | Thousand Tons | 0 | 0 | 0 | 0 | 0 | 0 | 0
NJ PSEGMercer1 and 2- NOx Annual GPS v4.10, Unit 4242 and retrofits | 922 | 2281 | Rate Constraint in lbs/MWh | FALSE | L | Annual | Allowances Withdrawn (1:1) | Thousand Tons | 0 | 0 | 0 | 0 | 0 | 0 | 0
NJ PSEGMercer1 and 2- NOx Annual GPS v4.10, Unit 4242 and retrofits | 922 | 2281 | Rate Constraint in lbs/MWh | FALSE | L | Annual | Allowances Withdrawn (n:1) | Thousand Tons | 0 | 0 | 0 | 0 | 0 | 0 | 0
NJ PSEGMercer1 and 2- NOx Annual GPS v4.10, Unit 4242 and retrofits | 922 | 2281 | Rate Constraint in lbs/MWh | FALSE | L | Annual | Net Emissions Allowance Position | Thousand Tons | 0 | 0 | 0 | 0 | 0 | 0 | 0
NJ PSEGMercer1 and 2- NOx Annual GPS v4.10, Unit 4242 and retrofits | 922 | 2281 | Rate Constraint in lbs/MWh | FALSE | L | Annual | Fuel Consumed | TBtu | 0 | 0 | 0 | 0 | 0 | 0 | 0
NJ PSEGMercer1 and 2- NOx Annual GPS v4.10, Unit 4242 and retrofits | 922 | 2281 | Rate Constraint in lbs/MWh | FALSE | L | Annual | Rate | lb/MMBtu | 0 | 0 | 0 | 0 | 0 | 0 | 0
NJ PSEGMercer1 and 2- NOx Annual GPS v4.10, Unit 4242 and retrofits | 922 | 2281 | Rate Constraint in lbs/MWh | FALSE | L | Annual | Generation | TWh | 0 | 0 | 0 | 0 | 0 | 0 | 0
NJ PSEGMercer1 and 2- NOx Annual GPS v4.10, Unit 4242 and retrofits | 922 | 2281 | Rate Constraint in lbs/MWh | FALSE | L | Annual | Qualifying Generation | TWh | 0 | 0 | 0 | 0 | 0 | 0 | 0
NJ PSEGMercer1 and 2- NOx Annual GPS v4.10, Unit 4242 and retrofits | 922 | 2281 | Rate Constraint in lbs/MWh | FALSE | L | Annual | Constraint Shadow Price | US2011$/Ton | 0 | 0 | 0 | 0 | 0 | 0 | 0
NJ PSEGMercer1 and 2- NOx Annual GPS v4.10, Unit 4243 and retrofits | 923 | 2281 | Rate Constraint in lbs/MWh | FALSE | L | Annual | Seasons Included | Seasons | Winter, Summer | Winter, Summer | Winter, Summer | Winter, Summer | Winter, Summer | Winter, Summer | Winter, Summer
NJ PSEGMercer1 and 2- NOx Annual GPS v4.10, Unit 4243 and retrofits | 923 | 2281 | Rate Constraint in lbs/MWh | FALSE | L | Annual | Standard | lb/MWh | 1.8124 | 1.8124 | 1.8124 | 1.8124 | 1.8124 | 1.8124 | 1.8124
NJ PSEGMercer1 and 2- NOx Annual GPS v4.10, Unit 4243 and retrofits | 923 | 2281 | Rate Constraint in lbs/MWh | FALSE | L | Annual | Emissions at Affected Plants NOX | Thousand Tons | 0 | 0 | 0 | 0 | 0 | 0 | 0
NJ PSEGMercer1 and 2- NOx Annual GPS v4.10, Unit 4243 and retrofits | 923 | 2281 | Rate Constraint in lbs/MWh | FALSE | L | Annual | Allowances Purchased NOX | Thousand Tons | 0 | 0 | 0 | 0 | 0 | 0 | 0
NJ PSEGMercer1 and 2- NOx Annual GPS v4.10, Unit 4243 and retrofits | 923 | 2281 | Rate Constraint in lbs/MWh | FALSE | L | Annual | Allowances Sold NOX | Thousand Tons | 0 | 0 | 0 | 0 | 0 | 0 | 0
NJ PSEGMercer1 and 2- NOx Annual GPS v4.10, Unit 4243 and retrofits | 923 | 2281 | Rate Constraint in lbs/MWh | FALSE | L | Annual | Allowances Banked | Thousand Tons | 0 | 0 | 0 | 0 | 0 | 0 | 0
NJ PSEGMercer1 and 2- NOx Annual GPS v4.10, Unit 4243 and retrofits | 923 | 2281 | Rate Constraint in lbs/MWh | FALSE | L | Annual | Allowances Withdrawn (1:1) | Thousand Tons | 0 | 0 | 0 | 0 | 0 | 0 | 0
NJ PSEGMercer1 and 2- NOx Annual GPS v4.10, Unit 4243 and retrofits | 923 | 2281 | Rate Constraint in lbs/MWh | FALSE | L | Annual | Allowances Withdrawn (n:1) | Thousand Tons | 0 | 0 | 0 | 0 | 0 | 0 | 0
NJ PSEGMercer1 and 2- NOx Annual GPS v4.10, Unit 4243 and retrofits | 923 | 2281 | Rate Constraint in lbs/MWh | FALSE | L | Annual | Net Emissions Allowance Position | Thousand Tons | 0 | 0 | 0 | 0 | 0 | 0 | 0
NJ PSEGMercer1 and 2- NOx Annual GPS v4.10, Unit 4243 and retrofits | 923 | 2281 | Rate Constraint in lbs/MWh | FALSE | L | Annual | Fuel Consumed | TBtu | 0 | 0 | 0 | 0 | 0 | 0 | 0
NJ PSEGMercer1 and 2- NOx Annual GPS v4.10, Unit 4243 and retrofits | 923 | 2281 | Rate Constraint in lbs/MWh | FALSE | L | Annual | Rate | lb/MMBtu | 0 | 0 | 0 | 0 | 0 | 0 | 0
NJ PSEGMercer1 and 2- NOx Annual GPS v4.10, Unit 4243 and retrofits | 923 | 2281 | Rate Constraint in lbs/MWh | FALSE | L | Annual | Generation | TWh | 0 | 0 | 0 | 0 | 0 | 0 | 0
NJ PSEGMercer1 and 2- NOx Annual GPS v4.10, Unit 4243 and retrofits | 923 | 2281 | Rate Constraint in lbs/MWh | FALSE | L | Annual | Qualifying Generation | TWh | 0 | 0 | 0 | 0 | 0 | 0 | 0
NJ PSEGMercer1 and 2- NOx Annual GPS v4.10, Unit 4243 and retrofits | 923 | 2281 | Rate Constraint in lbs/MWh | FALSE | L | Annual | Constraint Shadow Price | US2011$/Ton | 0 | 0 | 0 | 0 | 0 | 0 | 0
NJ SO2 Constraint v5.14 | 924 | 6126 | Rate Constraint in lbs/MMBtu | FALSE | L | Annual | Seasons Included | Seasons | Winter, Summer | Winter, Summer | Winter, Summer | Winter, Summer | Winter, Summer | Winter, Summer | Winter, Summer
NJ SO2 Constraint v5.14 | 924 | 6126 | Rate Constraint in lbs/MMBtu | FALSE | L | Annual | Standard | lb/MMBtu | 0.15 | 0.15 | 0.15 | 0.15 | 0.15 | 0.15 | 0.15
NJ SO2 Constraint v5.14 | 924 | 6126 | Rate Constraint in lbs/MMBtu | FALSE | L | Annual | Emissions at Affected Plants SO2 | Thousand Tons | 1.0336 | 1.0336 | 1.0336 | 0.68134 | 0.35615 | 0 | 0
NJ SO2 Constraint v5.14 | 924 | 6126 | Rate Constraint in lbs/MMBtu | FALSE | L | Annual | Allowances Purchased SO2 | Thousand Tons | 0 | 0 | 0 | 0 | 0 | 0 | 0
NJ SO2 Constraint v5.14 | 924 | 6126 | Rate Constraint in lbs/MMBtu | FALSE | L | Annual | Allowances Sold SO2 | Thousand Tons | 0 | 0 | 0 | 0 | 0 | 0 | 0
NJ SO2 Constraint v5.14 | 924 | 6126 | Rate Constraint in lbs/MMBtu | FALSE | L | Annual | Allowances Banked | Thousand Tons | 0 | 0 | 0 | 0 | 0 | 0 | 0
NJ SO2 Constraint v5.14 | 924 | 6126 | Rate Constraint in lbs/MMBtu | FALSE | L | Annual | Allowances Withdrawn (1:1) | Thousand Tons | 0 | 0 | 0 | 0 | 0 | 0 | 0
NJ SO2 Constraint v5.14 | 924 | 6126 | Rate Constraint in lbs/MMBtu | FALSE | L | Annual | Allowances Withdrawn (n:1) | Thousand Tons | 0 | 0 | 0 | 0 | 0 | 0 | 0
NJ SO2 Constraint v5.14 | 924 | 6126 | Rate Constraint in lbs/MMBtu | FALSE | L | Annual | Net Emissions Allowance Position | Thousand Tons | 1.0336 | 1.0336 | 1.0336 | 0.68134 | 0.35615 | 0 | 0
NJ SO2 Constraint v5.14 | 924 | 6126 | Rate Constraint in lbs/MMBtu | FALSE | L | Annual | Fuel Consumed | TBtu | 13.7814 | 13.7814 | 13.7814 | 9.0845 | 4.7487 | 0 | 0
NJ SO2 Constraint v5.14 | 924 | 6126 | Rate Constraint in lbs/MMBtu | FALSE | L | Annual | Rate | lb/MMBtu | 0.15 | 0.15 | 0.15 | 0.15 | 0.15 | 0 | 0
NJ SO2 Constraint v5.14 | 924 | 6126 | Rate Constraint in lbs/MMBtu | FALSE | L | Annual | Generation | TWh | 1.3086 | 1.3086 | 1.3086 | 0.86477 | 0.45092 | 0 | 0
NJ SO2 Constraint v5.14 | 924 | 6126 | Rate Constraint in lbs/MMBtu | FALSE | L | Annual | Qualifying Generation | TWh | 1.3086 | 1.3086 | 1.3086 | 0.86477 | 0.45092 | 0 | 0
NJ SO2 Constraint v5.14 | 924 | 6126 | Rate Constraint in lbs/MMBtu | FALSE | L | Annual | Rate | lb/MWh | 0.78987 | 0.78987 | 0.78987 | 0.78789 | 0.78983 | 0 | 0
NJ SO2 Constraint v5.14 | 924 | 6126 | Rate Constraint in lbs/MMBtu | FALSE | L | Annual | Constraint Shadow Price | US2011$/Ton | 6959.0478 | 7232.2082 | 7057.6954 | 7988.4915 | 9281.8491 | 2691.68 | 2826.0073
North Carolina Duke - NOX Cap Annual v3.1 | 925 | 1836 | Rate Constraint in MTons | FALSE | L | Annual | Seasons Included | Seasons | Winter, Summer | Winter, Summer | Winter, Summer | Winter, Summer | Winter, Summer | Winter, Summer | Winter, Summer
North Carolina Duke - NOX Cap Annual v3.1 | 925 | 1836 | Rate Constraint in MTons | FALSE | L | Annual | Standard | Thousand Tons | 31 | 31 | 31 | 31 | 31 | 31 | 31
North Carolina Duke - NOX Cap Annual v3.1 | 925 | 1836 | Rate Constraint in MTons | FALSE | L | Annual | Standard NOX | Thousand Tons | 31 | 31 | 31 | 31 | 31 | 31 | 31
North Carolina Duke - NOX Cap Annual v3.1 | 925 | 1836 | Rate Constraint in MTons | FALSE | L | Annual | Emissions at Affected Plants NOX | Thousand Tons | 10.0406 | 10.8514 | 8.0061 | 7.3861 | 6.5386 | 3.9089 | 2.7273
North Carolina Duke - NOX Cap Annual v3.1 | 925 | 1836 | Rate Constraint in MTons | FALSE | L | Annual | Allowances Purchased NOX | Thousand Tons | 0 | 0 | 0 | 0 | 0 | 0 | 0
North Carolina Duke - NOX Cap Annual v3.1 | 925 | 1836 | Rate Constraint in MTons | FALSE | L | Annual | Allowances Sold NOX | Thousand Tons | 0 | 0 | 0 | 0 | 0 | 0 | 0
North Carolina Duke - NOX Cap Annual v3.1 | 925 | 1836 | Rate Constraint in MTons | FALSE | L | Annual | Allowances Banked | Thousand Tons | 0 | 0 | 0 | 0 | 0 | 0 | 0
North Carolina Duke - NOX Cap Annual v3.1 | 925 | 1836 | Rate Constraint in MTons | FALSE | L | Annual | Allowances Withdrawn (1:1) | Thousand Tons | 0 | 0 | 0 | 0 | 0 | 0 | 0
North Carolina Duke - NOX Cap Annual v3.1 | 925 | 1836 | Rate Constraint in MTons | FALSE | L | Annual | Allowances Withdrawn (n:1) | Thousand Tons | 0 | 0 | 0 | 0 | 0 | 0 | 0
North Carolina Duke - NOX Cap Annual v3.1 | 925 | 1836 | Rate Constraint in MTons | FALSE | L | Annual | Net Emissions Allowance Position | Thousand Tons | 10.0406 | 10.8514 | 8.0061 | 7.3861 | 6.5386 | 3.9089 | 2.7273
North Carolina Duke - NOX Cap Annual v3.1 | 925 | 1836 | Rate Constraint in MTons | FALSE | L | Annual | Fuel Consumed | TBtu | 224.244 | 240.294 | 217.6099 | 202.613 | 177.4644 | 125.2161 | 86.5511
North Carolina Duke - NOX Cap Annual v3.1 | 925 | 1836 | Rate Constraint in MTons | FALSE | L | Annual | Rate | lb/MMBtu | 0.08955 | 0.090318 | 0.073582 | 0.072908 | 0.073689 | 0.062434 | 0.063021
North Carolina Duke - NOX Cap Annual v3.1 | 925 | 1836 | Rate Constraint in MTons | FALSE | L | Annual | Generation | TWh | 25.31 | 27.1316 | 24.5696 | 22.8653 | 20.0159 | 14.1796 | 9.7464
North Carolina Duke - NOX Cap Annual v3.1 | 925 | 1836 | Rate Constraint in MTons | FALSE | L | Annual | Qualifying Generation | TWh | 25.31 | 27.1316 | 24.5696 | 22.8653 | 20.0159 | 14.1796 | 9.7464
North Carolina Duke - NOX Cap Annual v3.1 | 925 | 1836 | Rate Constraint in MTons | FALSE | L | Annual | Rate | lb/MWh | 0.3967 | 0.39995 | 0.32585 | 0.32302 | 0.32667 | 0.27567 | 0.27983
North Carolina Duke - NOX Cap Annual v3.1 | 925 | 1836 | Rate Constraint in MTons | FALSE | L | Annual | Constraint Shadow Price | US2011$/Ton | 0 | 0 | 0 | 0 | 0 | 0 | 0
North Carolina Duke - SO2 Cap Annual v3.1 | 926 | 1837 | Rate Constraint in MTons | FALSE | L | Annual | Seasons Included | Seasons | Winter, Summer | Winter, Summer | Winter, Summer | Winter, Summer | Winter, Summer | Winter, Summer | Winter, Summer
North Carolina Duke - SO2 Cap Annual v3.1 | 926 | 1837 | Rate Constraint in MTons | FALSE | L | Annual | Standard | Thousand Tons | 80 | 80 | 80 | 80 | 80 | 80 | 80
North Carolina Duke - SO2 Cap Annual v3.1 | 926 | 1837 | Rate Constraint in MTons | FALSE | L | Annual | Standard SO2 | Thousand Tons | 80 | 80 | 80 | 80 | 80 | 80 | 80
North Carolina Duke - SO2 Cap Annual v3.1 | 926 | 1837 | Rate Constraint in MTons | FALSE | L | Annual | Emissions at Affected Plants SO2 | Thousand Tons | 7.5132 | 8.1543 | 7.4735 | 7.0258 | 6.1515 | 4.4938 | 3.2262
North Carolina Duke - SO2 Cap Annual v3.1 | 926 | 1837 | Rate Constraint in MTons | FALSE | L | Annual | Allowances Purchased SO2 | Thousand Tons | 0 | 0 | 0 | 0 | 0 | 0 | 0
North Carolina Duke - SO2 Cap Annual v3.1 | 926 | 1837 | Rate Constraint in MTons | FALSE | L | Annual | Allowances Sold SO2 | Thousand Tons | 0 | 0 | 0 | 0 | 0 | 0 | 0
North Carolina Duke - SO2 Cap Annual v3.1 | 926 | 1837 | Rate Constraint in MTons | FALSE | L | Annual | Allowances Banked | Thousand Tons | 0 | 0 | 0 | 0 | 0 | 0 | 0
North Carolina Duke - SO2 Cap Annual v3.1 | 926 | 1837 | Rate Constraint in MTons | FALSE | L | Annual | Allowances Withdrawn (1:1) | Thousand Tons | 0 | 0 | 0 | 0 | 0 | 0 | 0
North Carolina Duke - SO2 Cap Annual v3.1 | 926 | 1837 | Rate Constraint in MTons | FALSE | L | Annual | Allowances Withdrawn (n:1) | Thousand Tons | 0 | 0 | 0 | 0 | 0 | 0 | 0
North Carolina Duke - SO2 Cap Annual v3.1 | 926 | 1837 | Rate Constraint in MTons | FALSE | L | Annual | Net Emissions Allowance Position | Thousand Tons | 7.5132 | 8.1543 | 7.4735 | 7.0258 | 6.1515 | 4.4938 | 3.2262
North Carolina Duke - SO2 Cap Annual v3.1 | 926 | 1837 | Rate Constraint in MTons | FALSE | L | Annual | Fuel Consumed | TBtu | 224.244 | 240.294 | 217.6099 | 202.613 | 177.4644 | 125.2161 | 86.5511
North Carolina Duke - SO2 Cap Annual v3.1 | 926 | 1837 | Rate Constraint in MTons | FALSE | L | Annual | Rate | lb/MMBtu | 0.067009 | 0.067869 | 0.068687 | 0.069352 | 0.069326 | 0.071777 | 0.07455
North Carolina Duke - SO2 Cap Annual v3.1 | 926 | 1837 | Rate Constraint in MTons | FALSE | L | Annual | Generation | TWh | 25.31 | 27.1316 | 24.5696 | 22.8653 | 20.0159 | 14.1796 | 9.7464
North Carolina Duke - SO2 Cap Annual v3.1 | 926 | 1837 | Rate Constraint in MTons | FALSE | L | Annual | Qualifying Generation | TWh | 25.31 | 27.1316 | 24.5696 | 22.8653 | 20.0159 | 14.1796 | 9.7464
North Carolina Duke - SO2 Cap Annual v3.1 | 926 | 1837 | Rate Constraint in MTons | FALSE | L | Annual | Rate | lb/MWh | 0.29685 | 0.30055 | 0.30418 | 0.30727 | 0.30733 | 0.31692 | 0.33102
North Carolina Duke - SO2 Cap Annual v3.1 | 926 | 1837 | Rate Constraint in MTons | FALSE | L | Annual | Constraint Shadow Price | US2011$/Ton | 0 | 0 | 0 | 0 | 0 | 0 | 0
North Carolina Progress - NOX Cap Annual v3.1 | 927 | 1838 | Rate Constraint in MTons | FALSE | L | Annual | Seasons Included | Seasons | Winter, Summer | Winter, Summer | Winter, Summer | Winter, Summer | Winter, Summer | Winter, Summer | Winter, Summer
North Carolina Progress - NOX Cap Annual v3.1 | 927 | 1838 | Rate Constraint in MTons | FALSE | L | Annual | Standard | Thousand Tons | 25 | 25 | 25 | 25 | 25 | 25 | 25
North Carolina Progress - NOX Cap Annual v3.1 | 927 | 1838 | Rate Constraint in MTons | FALSE | L | Annual | Standard NOX | Thousand Tons | 25 | 25 | 25 | 25 | 25 | 25 | 25
North Carolina Progress - NOX Cap Annual v3.1 | 927 | 1838 | Rate Constraint in MTons | FALSE | L | Annual | Emissions at Affected Plants NOX | Thousand Tons | 7.2828 | 7.2242 | 6.4916 | 4.8452 | 3.3408 | 3.2957 | 3.1601
North Carolina Progress - NOX Cap Annual v3.1 | 927 | 1838 | Rate Constraint in MTons | FALSE | L | Annual | Allowances Purchased NOX | Thousand Tons | 0 | 0 | 0 | 0 | 0 | 0 | 0
North Carolina Progress - NOX Cap Annual v3.1 | 927 | 1838 | Rate Constraint in MTons | FALSE | L | Annual | Allowances Sold NOX | Thousand Tons | 0 | 0 | 0 | 0 | 0 | 0 | 0
North Carolina Progress - NOX Cap Annual v3.1 | 927 | 1838 | Rate Constraint in MTons | FALSE | L | Annual | Allowances Banked | Thousand Tons | 0 | 0 | 0 | 0 | 0 | 0 | 0
North Carolina Progress - NOX Cap Annual v3.1 | 927 | 1838 | Rate Constraint in MTons | FALSE | L | Annual | Allowances Withdrawn (1:1) | Thousand Tons | 0 | 0 | 0 | 0 | 0 | 0 | 0
North Carolina Progress - NOX Cap Annual v3.1 | 927 | 1838 | Rate Constraint in MTons | FALSE | L | Annual | Allowances Withdrawn (n:1) | Thousand Tons | 0 | 0 | 0 | 0 | 0 | 0 | 0
North Carolina Progress - NOX Cap Annual v3.1 | 927 | 1838 | Rate Constraint in MTons | FALSE | L | Annual | Net Emissions Allowance Position | Thousand Tons | 7.2828 | 7.2242 | 6.4916 | 4.8452 | 3.3408 | 3.2957 | 3.1601
North Carolina Progress - NOX Cap Annual v3.1 | 927 | 1838 | Rate Constraint in MTons | FALSE | L | Annual | Fuel Consumed | TBtu | 118.2741 | 116.7487 | 107.185 | 85.1729 | 58.3098 | 57.4124 | 54.2362
North Carolina Progress - NOX Cap Annual v3.1 | 927 | 1838 | Rate Constraint in MTons | FALSE | L | Annual | Rate | lb/MMBtu | 0.12315 | 0.12376 | 0.12113 | 0.11377 | 0.11459 | 0.11481 | 0.11653
North Carolina Progress - NOX Cap Annual v3.1 | 927 | 1838 | Rate Constraint in MTons | FALSE | L | Annual | Generation | TWh | 11.4902 | 11.3392 | 10.4419 | 8.3733 | 5.763 | 5.672 | 5.3379
North Carolina Progress - NOX Cap Annual v3.1 | 927 | 1838 | Rate Constraint in MTons | FALSE | L | Annual | Qualifying Generation | TWh | 11.4902 | 11.3392 | 10.4419 | 8.3733 | 5.763 | 5.672 | 5.3379
North Carolina Progress - NOX Cap Annual v3.1 | 927 | 1838 | Rate Constraint in MTons | FALSE | L | Annual | Rate | lb/MWh | 0.63383 | 0.63711 | 0.62168 | 0.57865 | 0.57969 | 0.58105 | 0.592
North Carolina Progress - NOX Cap Annual v3.1 | 927 | 1838 | Rate Constraint in MTons | FALSE | L | Annual | Constraint Shadow Price | US2011$/Ton | 0 | 0 | 0 | 0 | 0 | 0 | 0
North Carolina Progress - SO2 Cap Annual v3.1 | 928 | 1839 | Rate Constraint in MTons | FALSE | L | Annual | Seasons Included | Seasons | Winter, Summer | Winter, Summer | Winter, Summer | Winter, Summer | Winter, Summer | Winter, Summer | Winter, Summer
North Carolina Progress - SO2 Cap Annual v3.1 | 928 | 1839 | Rate Constraint in MTons | FALSE | L | Annual | Standard | Thousand Tons | 50 | 50 | 50 | 50 | 50 | 50 | 50
North Carolina Progress - SO2 Cap Annual v3.1 | 928 | 1839 | Rate Constraint in MTons | FALSE | L | Annual | Standard SO2 | Thousand Tons | 50 | 50 | 50 | 50 | 50 | 50 | 50
North Carolina Progress - SO2 Cap Annual v3.1 | 928 | 1839 | Rate Constraint in MTons | FALSE | L | Annual | Emissions at Affected Plants SO2 | Thousand Tons | 5.3698 | 5.3121 | 8.0268 | 5.8294 | 4.1319 | 3.9156 | 3.9161
North Carolina Progress - SO2 Cap Annual v3.1 | 928 | 1839 | Rate Constraint in MTons | FALSE | L | Annual | Allowances Purchased SO2 | Thousand Tons | 0 | 0 | 0 | 0 | 0 | 0 | 0
North Carolina Progress - SO2 Cap Annual v3.1 | 928 | 1839 | Rate Constraint in MTons | FALSE | L | Annual | Allowances Sold SO2 | Thousand Tons | 0 | 0 | 0 | 0 | 0 | 0 | 0
North Carolina Progress - SO2 Cap Annual v3.1 | 928 | 1839 | Rate Constraint in MTons | FALSE | L | Annual | Allowances Banked | Thousand Tons | 0 | 0 | 0 | 0 | 0 | 0 | 0
North Carolina Progress - SO2 Cap Annual v3.1 | 928 | 1839 | Rate Constraint in MTons | FALSE | L | Annual | Allowances Withdrawn (1:1) | Thousand Tons | 0 | 0 | 0 | 0 | 0 | 0 | 0
North Carolina Progress - SO2 Cap Annual v3.1 | 928 | 1839 | Rate Constraint in MTons | FALSE | L | Annual | Allowances Withdrawn (n:1) | Thousand Tons | 0 | 0 | 0 | 0 | 0 | 0 | 0
North Carolina Progress - SO2 Cap Annual v3.1 | 928 | 1839 | Rate Constraint in MTons | FALSE | L | Annual | Net Emissions Allowance Position | Thousand Tons | 5.3698 | 5.3121 | 8.0268 | 5.8294 | 4.1319 | 3.9156 | 3.9161
North Carolina Progress - SO2 Cap Annual v3.1 | 928 | 1839 | Rate Constraint in MTons | FALSE | L | Annual | Fuel Consumed | TBtu | 118.2741 | 116.7487 | 107.185 | 85.1729 | 58.3098 | 57.4124 | 54.2362
North Carolina Progress - SO2 Cap Annual v3.1 | 928 | 1839 | Rate Constraint in MTons | FALSE | L | Annual | Rate | lb/MMBtu | 0.090803 | 0.091001 | 0.14977 | 0.13688 | 0.14172 | 0.1364 | 0.14441
North Carolina Progress - SO2 Cap Annual v3.1 | 928 | 1839 | Rate Constraint in MTons | FALSE | L | Annual | Generation | TWh | 11.4902 | 11.3392 | 10.4419 | 8.3733 | 5.763 | 5.672 | 5.3379
North Carolina Progress - SO2 Cap Annual v3.1 | 928 | 1839 | Rate Constraint in MTons | FALSE | L | Annual | Qualifying Generation | TWh | 11.4902 | 11.3392 | 10.4419 | 8.3733 | 5.763 | 5.672 | 5.3379
North Carolina Progress - SO2 Cap Annual v3.1 | 928 | 1839 | Rate Constraint in MTons | FALSE | L | Annual | Rate | lb/MWh | 0.46734 | 0.46848 | 0.76871 | 0.69618 | 0.71696 | 0.69034 | 0.73364
North Carolina Progress - SO2 Cap Annual v3.1 | 928 | 1839 | Rate Constraint in MTons | FALSE | L | Annual | Constraint Shadow Price | US2011$/Ton | 0 | 0 | 0 | 0 | 0 | 0 | 0
NSR AEP Consent - NOX Cap Annual v3.1 | 929 | 2047 | Rate Constraint in MTons | FALSE | L | Annual | Seasons Included | Seasons | Winter, Summer | Winter, Summer | Winter, Summer | Winter, Summer | Winter, Summer | Winter, Summer | Winter, Summer
NSR AEP Consent - NOX Cap Annual v3.1 | 929 | 2047 | Rate Constraint in MTons | FALSE | L | Annual | Standard | Thousand Tons | 72 | 72 | 72 | 72 | 72 | 72 | 72
NSR AEP Consent - NOX Cap Annual v3.1 | 929 | 2047 | Rate Constraint in MTons | FALSE | L | Annual | Standard NOX | Thousand Tons | 72 | 72 | 72 | 72 | 72 | 72 | 72
NSR AEP Consent - NOX Cap Annual v3.1 | 929 | 2047 | Rate Constraint in MTons | FALSE | L | Annual | Emissions at Affected Plants NOX | Thousand Tons | 46.4273 | 46.4273 | 46.4208 | 46.4273 | 29.9498 | 28.7894 | 26.93
NSR AEP Consent - NOX Cap Annual v3.1 | 929 | 2047 | Rate Constraint in MTons | FALSE | L | Annual | Allowances Purchased NOX | Thousand Tons | 0 | 0 | 0 | 0 | 0 | 0 | 0
NSR AEP Consent - NOX Cap Annual v3.1 | 929 | 2047 | Rate Constraint in MTons | FALSE | L | Annual | Allowances Sold NOX | Thousand Tons | 0 | 0 | 0 | 0 | 0 | 0 | 0
NSR AEP Consent - NOX Cap Annual v3.1 | 929 | 2047 | Rate Constraint in MTons | FALSE | L | Annual | Allowances Banked | Thousand Tons | 0 | 0 | 0 | 0 | 0 | 0 | 0
NSR AEP Consent - NOX Cap Annual v3.1 | 929 | 2047 | Rate Constraint in MTons | FALSE | L | Annual | Allowances Withdrawn (1:1) | Thousand Tons | 0 | 0 | 0 | 0 | 0 | 0 | 0
NSR AEP Consent - NOX Cap Annual v3.1 | 929 | 2047 | Rate Constraint in MTons | FALSE | L | Annual | Allowances Withdrawn (n:1) | Thousand Tons | 0 | 0 | 0 | 0 | 0 | 0 | 0
NSR AEP Consent - NOX Cap Annual v3.1 | 929 | 2047 | Rate Constraint in MTons | FALSE | L | Annual | Net Emissions Allowance Position | Thousand Tons | 46.4273 | 46.4273 | 46.4208 | 46.4273 | 29.9498 | 28.7894 | 26.93
NSR AEP Consent - NOX Cap Annual v3.1 | 929 | 2047 | Rate Constraint in MTons | FALSE | L | Annual | Fuel Consumed | TBtu | 842.1686 | 841.7731 | 841.5494 | 841.9669 | 796.6415 | 777.3597 | 727.1516
NSR AEP Consent - NOX Cap Annual v3.1 | 929 | 2047 | Rate Constraint in MTons | FALSE | L | Annual | Rate | lb/MMBtu | 0.11026 | 0.11031 | 0.11032 | 0.11028 | 0.07519 | 0.07407 | 0.07407
NSR AEP Consent - NOX Cap Annual v3.1 | 929 | 2047 | Rate Constraint in MTons | FALSE | L | Annual | Generation | TWh | 86.0844 | 86.0844 | 86.0618 | 86.0844 | 81.2267 | 79.2577 | 74.096
NSR AEP Consent - NOX Cap Annual v3.1 | 929 | 2047 | Rate Constraint in MTons | FALSE | L | Annual | Qualifying Generation | TWh | 86.0844 | 86.0844 | 86.0618 | 86.0844 | 81.2267 | 79.2577 | 74.096
NSR AEP Consent - NOX Cap Annual v3.1 | 929 | 2047 | Rate Constraint in MTons | FALSE | L | Annual | Rate | lb/MWh | 0.53932 | 0.53932 | 0.53939 | 0.53932 | 0.36872 | 0.36324 | 0.36345
NSR AEP Consent - NOX Cap Annual v3.1 | 929 | 2047 | Rate Constraint in MTons | FALSE | L | Annual | Constraint Shadow Price | US2011$/Ton | 0 | 0 | 0 | 0 | 0 | 0 | 0
NSR AEP Consent - SO2 Cap Annual v5.13 | 930 | 5897 | Rate Constraint in MTons | FALSE | L | Annual | Seasons Included | Seasons | Winter, Summer | Winter, Summer | Winter, Summer | Winter, Summer | Winter, Summer | Winter, Summer | Winter, Summer
NSR AEP Consent - SO2 Cap Annual v5.13 | 930 | 5897 | Rate Constraint in MTons | FALSE | L | Annual | Standard | Thousand Tons | 145 | 145 | 112.25 | 106.8 | 95.3333 | 94 | 94
NSR AEP Consent - SO2 Cap Annual v5.13 | 930 | 5897 | Rate Constraint in MTons | FALSE | L | Annual | Standard SO2 | Thousand Tons | 145 | 145 | 112.25 | 106.8 | 95.3333 | 94 | 94
NSR AEP Consent - SO2 Cap Annual v5.13 | 930 | 5897 | Rate Constraint in MTons | FALSE | L | Annual | Emissions at Affected Plants SO2 | Thousand Tons | 85.2012 | 83.9372 | 84.7844 | 74.697 | 71.8671 | 66.585 | 61.7057
NSR AEP Consent - SO2 Cap Annual v5.13 | 930 | 5897 | Rate Constraint in MTons | FALSE | L | Annual | Allowances Purchased SO2 | Thousand Tons | 0 | 0 | 0 | 0 | 0 | 0 | 0
NSR AEP Consent - SO2 Cap Annual v5.13 | 930 | 5897 | Rate Constraint in MTons | FALSE | L | Annual | Allowances Sold SO2 | Thousand Tons | 0 | 0 | 0 | 0 | 0 | 0 | 0
NSR AEP Consent - SO2 Cap Annual v5.13 | 930 | 5897 | Rate Constraint in MTons | FALSE | L | Annual | Allowances Banked | Thousand Tons | 0 | 0 | 0 | 0 | 0 | 0 | 0
NSR AEP Consent - SO2 Cap Annual v5.13 | 930 | 5897 | Rate Constraint in MTons | FALSE | L | Annual | Allowances Withdrawn (1:1) | Thousand Tons | 0 | 0 | 0 | 0 | 0 | 0 | 0
NSR AEP Consent - SO2 Cap Annual v5.13 | 930 | 5897 | Rate Constraint in MTons | FALSE | L | Annual | Allowances Withdrawn (n:1) | Thousand Tons | 0 | 0 | 0 | 0 | 0 | 0 | 0
NSR AEP Consent - SO2 Cap Annual v5.13 | 930 | 5897 | Rate Constraint in MTons | FALSE | L | Annual | Net Emissions Allowance Position | Thousand Tons | 85.2012 | 83.9372 | 84.7844 | 74.697 | 71.8671 | 66.585 | 61.7057
NSR AEP Consent - SO2 Cap Annual v5.13 | 930 | 5897 | Rate Constraint in MTons | FALSE | L | Annual | Fuel Consumed | TBtu | 842.1686 | 841.7731 | 841.5494 | 841.9669 | 796.6415 | 777.3597 | 727.1516
NSR AEP Consent - SO2 Cap Annual v5.13 | 930 | 5897 | Rate Constraint in MTons | FALSE | L | Annual | Rate | lb/MMBtu | 0.20234 | 0.19943 | 0.2015 | 0.17743 | 0.18043 | 0.17131 | 0.16972
NSR AEP Consent - SO2 Cap Annual v5.13 | 930 | 5897 | Rate Constraint in MTons | FALSE | L | Annual | Generation | TWh | 86.0844 | 86.0844 | 86.0618 | 86.0844 | 81.2267 | 79.2577 | 74.096
NSR AEP Consent - SO2 Cap Annual v5.13 | 930 | 5897 | Rate Constraint in MTons | FALSE | L | Annual | Qualifying Generation | TWh | 86.0844 | 86.0844 | 86.0618 | 86.0844 | 81.2267 | 79.2577 | 74.096
NSR AEP Consent - SO2 Cap Annual v5.13 | 930 | 5897 | Rate Constraint in MTons | FALSE | L | Annual | Rate | lb/MWh | 0.98974 | 0.97506 | 0.98516 | 0.86772 | 0.88477 | 0.84011 | 0.83278
NSR AEP Consent - SO2 Cap Annual v5.13 | 930 | 5897 | Rate Constraint in MTons | FALSE | L | Annual | Constraint Shadow Price | US2011$/Ton | 0 | 0 | 0 | 0 | 0 | 0 | 0
NSR Baily 7 & 8 - NOX Rate Annual v4.11 | 931 | 2302 | Rate Constraint in lbs/MMBtu | FALSE | L | Annual | Seasons Included | Seasons | Winter, Summer | Winter, Summer | Winter, Summer | Winter, Summer | Winter, Summer | Winter, Summer | Winter, Summer
NSR Baily 7 & 8 - NOX Rate Annual v4.11 | 931 | 2302 | Rate Constraint in lbs/MMBtu | FALSE | L | Annual | Standard | lb/MMBtu | 0.12 | 0.12 | 0.12 | 0.12 | 0.12 | 0.12 | 0.12
NSR Baily 7 & 8 - NOX Rate Annual v4.11 | 931 | 2302 | Rate Constraint in lbs/MMBtu | FALSE | L | Annual | Emissions at Affected Plants NOX | Thousand Tons | 0 | 0 | 0 | 0 | 0 | 0 | 0
NSR Baily 7 & 8 - NOX Rate Annual v4.11 | 931 | 2302 | Rate Constraint in lbs/MMBtu | FALSE | L | Annual | Allowances Purchased NOX | Thousand Tons | 0 | 0 | 0 | 0 | 0 | 0 | 0
NSR Baily 7 & 8 - NOX Rate Annual v4.11 | 931 | 2302 | Rate Constraint in lbs/MMBtu | FALSE | L | Annual | Allowances Sold NOX | Thousand Tons | 0 | 0 | 0 | 0 | 0 | 0 | 0
NSR Baily 7 & 8 - NOX Rate Annual v4.11 | 931 | 2302 | Rate Constraint in lbs/MMBtu | FALSE | L | Annual | Allowances Banked | Thousand Tons | 0 | 0 | 0 | 0 | 0 | 0 | 0
NSR Baily 7 & 8 - NOX Rate Annual v4.11 | 931 | 2302 | Rate Constraint in lbs/MMBtu | FALSE | L | Annual | Allowances Withdrawn (1:1) | Thousand Tons | 0 | 0 | 0 | 0 | 0 | 0 | 0
NSR Baily 7 & 8 - NOX Rate Annual v4.11 | 931 | 2302 | Rate Constraint in lbs/MMBtu | FALSE | L | Annual | Allowances Withdrawn (n:1) | Thousand Tons | 0 | 0 | 0 | 0 | 0 | 0 | 0
NSR Baily 7 & 8 - NOX Rate Annual v4.11 | 931 | 2302 | Rate Constraint in lbs/MMBtu | FALSE | L | Annual | Net Emissions Allowance Position | Thousand Tons | 0 | 0 | 0 | 0 | 0 | 0 | 0
NSR Baily 7 & 8 - NOX Rate Annual v4.11 | 931 | 2302 | Rate Constraint in lbs/MMBtu | FALSE | L | Annual | Fuel Consumed | TBtu | 0 | 0 | 0 | 0 | 0 | 0 | 0
NSR Baily 7 & 8 - NOX Rate Annual v4.11 | 931 | 2302 | Rate Constraint in lbs/MMBtu | FALSE | L | Annual | Rate | lb/MMBtu | 0 | 0 | 0 | 0 | 0 | 0 | 0
NSR Baily 7 & 8 - NOX Rate Annual v4.11 | 931 | 2302 | Rate Constraint in lbs/MMBtu | FALSE | L | Annual | Generation | TWh | 0 | 0 | 0 | 0 | 0 | 0 | 0
NSR Baily 7 & 8 - NOX Rate Annual v4.11 | 931 | 2302 | Rate Constraint in lbs/MMBtu | FALSE | L | Annual | Qualifying Generation | TWh | 0 | 0 | 0 | 0 | 0 | 0 | 0
NSR Baily 7 & 8 - NOX Rate Annual v4.11 | 931 | 2302 | Rate Constraint in lbs/MMBtu | FALSE | L | Annual | Rate | lb/MWh | 0 | 0 | 0 | 0 | 0 | 0 | 0
NSR Baily 7 & 8 - NOX Rate Annual v4.11 | 931 | 2302 | Rate Constraint in lbs/MMBtu | FALSE | L | Annual | Constraint Shadow Price | US2011$/Ton | 0 | 0 | 0 | 0 | 0 | 0 | 0
NSR Baldwin 1,2 - NOX Rate Annual v3.1, Unit 4239 and retrofits | 932 | 1944 | Rate Constraint in lbs/MMBtu | FALSE | L | Annual | Seasons Included | Seasons | Winter, Summer | Winter, Summer | Winter, Summer | Winter, Summer | Winter, Summer | Winter, Summer | Winter, Summer
NSR Baldwin 1,2 - NOX Rate Annual v3.1, Unit 4239 and retrofits | 932 | 1944 | Rate Constraint in lbs/MMBtu | FALSE | L | Annual | Standard | lb/MMBtu | 0.1 | 0.1 | 0.1 | 0.1 | 0.1 | 0.1 | 0.1
NSR Baldwin 1,2 - NOX Rate Annual v3.1, Unit 4239 and retrofits | 932 | 1944 | Rate Constraint in lbs/MMBtu | FALSE | L | Annual | Emissions at Affected Plants NOX | Thousand Tons | 1.2841 | 1.2841 | 1.2841 | 1.2841 | 1.0123 | 1.1217 | 1.1217
NSR Baldwin 1,2 - NOX Rate Annual v3.1, Unit 4239 and retrofits | 932 | 1944 | Rate Constraint in lbs/MMBtu | FALSE | L | Annual | Allowances Purchased NOX | Thousand Tons | 0 | 0 | 0 | 0 | 0 | 0 | 0
NSR Baldwin 1,2 - NOX Rate Annual v3.1, Unit 4239 and retrofits | 932 | 1944 | Rate Constraint in lbs/MMBtu | FALSE | L | Annual | Allowances Sold NOX | Thousand Tons | 0 | 0 | 0 | 0 | 0 | 0 | 0
NSR Baldwin 1,2 - NOX Rate Annual v3.1, Unit 4239 and retrofits | 932 | 1944 | Rate Constraint in lbs/MMBtu | FALSE | L | Annual | Allowances Banked | Thousand Tons | 0 | 0 | 0 | 0 | 0 | 0 | 0
NSR Baldwin 1,2 - NOX Rate Annual v3.1, Unit 4239 and retrofits | 932 | 1944 | Rate Constraint in lbs/MMBtu | FALSE | L | Annual | Allowances Withdrawn (1:1) | Thousand Tons | 0 | 0 | 0 | 0 | 0 | 0 | 0
NSR Baldwin 1,2 - NOX Rate Annual v3.1, Unit 4239 and retrofits | 932 | 1944 | Rate Constraint in lbs/MMBtu | FALSE | L | Annual | Allowances Withdrawn (n:1) | Thousand Tons | 0 | 0 | 0 | 0 | 0 | 0 | 0
NSR Baldwin 1,2 - NOX Rate Annual v3.1, Unit 4239 and retrofits | 932 | 1944 | Rate Constraint in lbs/MMBtu | FALSE | L | Annual | Net Emissions Allowance Position | Thousand Tons | 1.2841 | 1.2841 | 1.2841 | 1.2841 | 1.0123 | 1.1217 | 1.1217
NSR Baldwin 1,2 - NOX Rate Annual v3.1, Unit 4239 and retrofits | 932 | 1944 | Rate Constraint in lbs/MMBtu | FALSE | L | Annual | Fuel Consumed | TBtu | 43.0396 | 42.9714 | 43.0396 | 43.0396 | 33.8755 | 37.5355 | 37.5355
NSR Baldwin 1,2 - NOX Rate Annual v3.1, Unit 4239 and retrofits | 932 | 1944 | Rate Constraint in lbs/MMBtu | FALSE | L | Annual | Rate | lb/MMBtu | 0.059671 | 0.059766 | 0.059671 | 0.059671 | 0.059766 | 0.059766 | 0.059766
NSR Baldwin 1,2 - NOX Rate Annual v3.1, Unit 4239 and retrofits | 932 | 1944 | Rate Constraint in lbs/MMBtu | FALSE | L | Annual | Generation | TWh | 4.2042 | 4.2042 | 4.2042 | 4.2042 | 3.3143 | 3.6724 | 3.6724
NSR Baldwin 1,2 - NOX Rate Annual v3.1, Unit 4239 and retrofits | 932 | 1944 | Rate Constraint in lbs/MMBtu | FALSE | L | Annual | Qualifying Generation | TWh | 4.2042 | 4.2042 | 4.2042 | 4.2042 | 3.3143 | 3.6724 | 3.6724
NSR Baldwin 1,2 - NOX Rate Annual v3.1, Unit 4239 and retrofits | 932 | 1944 | Rate Constraint in lbs/MMBtu | FALSE | L | Annual | Rate | lb/MWh | 0.30543 | 0.30543 | 0.30543 | 0.30543 | 0.30543 | 0.30543 | 0.30543
NSR Baldwin 1,2 - NOX Rate Annual v3.1, Unit 4239 and retrofits | 932 | 1944 | Rate Constraint in lbs/MMBtu | FALSE | L | Annual | Constraint Shadow Price | US2011$/Ton | 0 | 0 | 0 | 0 | 0 | 0 | 0
NSR Baldwin 1,2 - NOX Rate Annual v3.1, Unit 4240 and retrofits | 933 | 1944 | Rate Constraint in lbs/MMBtu | FALSE | L | Annual | Seasons Included | Seasons | Winter, Summer | Winter, Summer | Winter, Summer | Winter, Summer | Winter, Summer | Winter, Summer | Winter, Summer
NSR Baldwin 1,2 - NOX Rate Annual v3.1, Unit 4240 and retrofits | 933 | 1944 | Rate Constraint in lbs/MMBtu | FALSE | L | Annual | Standard | lb/MMBtu | 0.1 | 0.1 | 0.1 | 0.1 | 0.1 | 0.1 | 0.1
NSR Baldwin 1,2 - NOX Rate Annual v3.1, Unit 4240 and retrofits | 933 | 1944 | Rate Constraint in lbs/MMBtu | FALSE | L | Annual | Emissions at Affected Plants NOX | Thousand Tons | 1.2431 | 1.2431 | 1.2431 | 1.2431 | 0.98001 | 1.0896 | 1.0859
NSR Baldwin 1,2 - NOX Rate Annual v3.1, Unit 4240 and retrofits | 933 | 1944 | Rate Constraint in lbs/MMBtu | FALSE | L | Annual | Allowances Purchased NOX | Thousand Tons | 0 | 0 | 0 | 0 | 0 | 0 | 0
NSR Baldwin 1,2 - NOX Rate Annual v3.1, Unit 4240 and retrofits | 933 | 1944 | Rate Constraint in lbs/MMBtu | FALSE | L | Annual | Allowances Sold NOX | Thousand Tons | 0 | 0 | 0 | 0 | 0 | 0 | 0
NSR Baldwin 1,2 - NOX Rate Annual v3.1, Unit 4240 and retrofits | 933 | 1944 | Rate Constraint in lbs/MMBtu | FALSE | L | Annual | Allowances Banked | Thousand Tons | 0 | 0 | 0 | 0 | 0 | 0 | 0
NSR Baldwin 1,2 - NOX Rate Annual v3.1, Unit 4240 and retrofits | 933 | 1944 | Rate Constraint in lbs/MMBtu | FALSE | L | Annual | Allowances Withdrawn (1:1) | Thousand Tons | 0 | 0 | 0 | 0 | 0 | 0 | 0
NSR Baldwin 1,2 - NOX Rate Annual v3.1, Unit 4240 and retrofits | 933 | 1944 | Rate Constraint in lbs/MMBtu | FALSE | L | Annual | Allowances Withdrawn (n:1) | Thousand Tons | 0 | 0 | 0 | 0 | 0 | 0 | 0
NSR Baldwin 1,2 - NOX Rate Annual v3.1, Unit 4240 and retrofits | 933 | 1944 | Rate Constraint in lbs/MMBtu | FALSE | L | Annual | Net Emissions Allowance Position | Thousand Tons | 1.2431 | 1.2431 | 1.2431 | 1.2431 | 0.98001 | 1.0896 | 1.0859
NSR Baldwin 1,2 - NOX Rate Annual v3.1, Unit 4240 and retrofits | 933 | 1944 | Rate Constraint in lbs/MMBtu | FALSE | L | Annual | Fuel Consumed | TBtu | 43.186 | 43.1175 | 43.186 | 43.186 | 33.9907 | 37.7906 | 37.6632
NSR Baldwin 1,2 - NOX Rate Annual v3.1, Unit 4240 and retrofits | 933 | 1944 | Rate Constraint in lbs/MMBtu | FALSE | L | Annual | Rate | lb/MMBtu | 0.057572 | 0.057663 | 0.057572 | 0.057572 | 0.057663 | 0.057663 | 0.057663
NSR Baldwin 1,2 - NOX Rate Annual v3.1, Unit 4240 and retrofits | 933 | 1944 | Rate Constraint in lbs/MMBtu | FALSE | L | Annual | Generation | TWh | 4.2401 | 4.2401 | 4.2401 | 4.2401 | 3.3426 | 3.7163 | 3.7037
NSR Baldwin 1,2 - NOX Rate Annual v3.1, Unit 4240 and retrofits | 933 | 1944 | Rate Constraint in lbs/MMBtu | FALSE | L | Annual | Qualifying Generation | TWh | 4.2401 | 4.2401 | 4.2401 | 4.2401 | 3.3426 | 3.7163 | 3.7037
NSR Baldwin 1,2 - NOX Rate Annual v3.1, Unit 4240 and retrofits | 933 | 1944 | Rate Constraint in lbs/MMBtu | FALSE | L | Annual | Rate | lb/MWh | 0.29319 | 0.29319 | 0.29319 | 0.29319 | 0.29319 | 0.29319 | 0.29319
NSR Baldwin 1,2 - NOX Rate Annual v3.1, Unit 4240 and retrofits | 933 | 1944 | Rate Constraint in lbs/MMBtu | FALSE | L | Annual | Constraint Shadow Price | US2011$/Ton | 0 | 0 | 0 | 0 | 0 | 0 | 0
NSR Baldwin 1,2 - NOX Rate Annual v3.1, Unit 4279 and retrofits | 934 | 1944 | Rate Constraint in lbs/MMBtu | FALSE | L | Annual | Seasons Included | Seasons | Winter, Summer | Winter, Summer | Winter, Summer | Winter, Summer | Winter, Summer | Winter, Summer | Winter, Summer
NSR Baldwin 1,2 - NOX Rate Annual v3.1, Unit 4279 and retrofits | 934 | 1944 | Rate Constraint in lbs/MMBtu | FALSE | L | Annual | Standard | lb/MMBtu | 0.1 | 0.1 | 0.1 | 0.1 | 0.1 | 0.1 | 0.1
NSR Baldwin 1,2 - NOX Rate Annual v3.1, Unit 4279 and retrofits | 934 | 1944 | Rate Constraint in lbs/MMBtu | FALSE | L | Annual | Emissions at Affected Plants NOX | Thousand Tons | 0.0033962 | 0.0033962 | 0.0033962 | 0.0033962 | 0.0029666 | 0.0031555 | 0.0031555
NSR Baldwin 1,2 - NOX Rate Annual v3.1, Unit 4279 and retrofits | 934 | 1944 | Rate Constraint in lbs/MMBtu | FALSE | L | Annual | Allowances Purchased NOX | Thousand Tons | 0 | 0 | 0 | 0 | 0 | 0 | 0
NSR Baldwin 1,2 - NOX Rate Annual v3.1, Unit 4279 and retrofits | 934 | 1944 | Rate Constraint in lbs/MMBtu | FALSE | L | Annual | Allowances Sold NOX | Thousand Tons | 0 | 0 | 0 | 0 | 0 | 0 | 0
NSR Baldwin 1,2 - NOX Rate Annual v3.1, Unit 4279 and retrofits | 934 | 1944 | Rate Constraint in lbs/MMBtu | FALSE | L | Annual | Allowances Banked | Thousand Tons | 0 | 0 | 0 | 0 | 0 | 0 | 0
NSR Baldwin 1,2 - NOX Rate Annual v3.1, Unit 4279 and retrofits | 934 | 1944 | Rate Constraint in lbs/MMBtu | FALSE | L | Annual | Allowances Withdrawn (1:1) | Thousand Tons | 0 | 0 | 0 | 0 | 0 | 0 | 0
NSR Baldwin 1,2 - NOX Rate Annual v3.1, Unit 4279 and retrofits | 934 | 1944 | Rate Constraint in lbs/MMBtu | FALSE | L | Annual | Allowances Withdrawn (n:1) | Thousand Tons | 0 | 0 | 0 | 0 | 0 | 0 | 0
NSR Baldwin 1,2 - NOX Rate Annual v3.1, Unit 4279 and retrofits | 934 | 1944 | Rate Constraint in lbs/MMBtu | FALSE | L | Annual | Net Emissions Allowance Position | Thousand Tons | 0.0033962 | 0.0033962 | 0.0033962 | 0.0033962 | 0.0029666 | 0.0031555 | 0.0031555
NSR Baldwin 1,2 - NOX Rate Annual v3.1, Unit 4279 and retrofits | 934 | 1944 | Rate Constraint in lbs/MMBtu | FALSE | L | Annual | Fuel Consumed | TBtu | 0.073764 | 0.073647 | 0.073764 | 0.073764 | 0.064331 | 0.068428 | 0.068428
NSR Baldwin 1,2 - NOX Rate Annual v3.1, Unit 4279 and retrofits | 934 | 1944 | Rate Constraint in lbs/MMBtu | FALSE | L | Annual | Rate | lb/MMBtu | 0.092084 | 0.09223 | 0.092084 | 0.092084 | 0.09223 | 0.09223 | 0.09223
NSR Baldwin 1,2 - NOX Rate Annual v3.1, Unit 4279 and retrofits | 934 | 1944 | Rate Constraint in lbs/MMBtu | FALSE | L | Annual | Generation | TWh | 0.0072911 | 0.0072911 | 0.0072911 | 0.0072911 | 0.0063688 | 0.0067744 | 0.0067744
NSR Baldwin 1,2 - NOX Rate Annual v3.1, Unit 4279 and retrofits | 934 | 1944 | Rate Constraint in lbs/MMBtu | FALSE | L | Annual | Qualifying Generation | TWh | 0.0072911 | 0.0072911 | 0.0072911 | 0.0072911 | 0.0063688 | 0.0067744 | 0.0067744
NSR Baldwin 1,2 - NOX Rate Annual v3.1, Unit 4279 and retrofits | 934 | 1944 | Rate Constraint in lbs/MMBtu | FALSE | L | Annual | Rate | lb/MWh | 0.46581 | 0.46581 | 0.46581 | 0.46581 | 0.46581 | 0.46581 | 0.46581
NSR Baldwin 1,2 - NOX Rate Annual v3.1, Unit 4279 and retrofits | 934 | 1944 | Rate Constraint in lbs/MMBtu | FALSE | L | Annual | Constraint Shadow Price | US2011$/Ton | 0 | 0 | 0 | 0 | 0 | 0 | 0
NSR Baldwin 1-3 - SO2 Rate Annual v3.1, Unit 4239 and retrofits | 935 | 1861 | Rate Constraint in lbs/MMBtu | FALSE | L | Annual | Seasons Included | Seasons | Winter, Summer | Winter, Summer | Winter, Summer | Winter, Summer | Winter, Summer | Winter, Summer | Winter, Summer
NSR Baldwin 1-3 - SO2 Rate Annual v3.1, Unit 4239 and retrofits | 935 | 1861 | Rate Constraint in lbs/MMBtu | FALSE | L | Annual | Standard | lb/MMBtu | 0.1 | 0.1 | 0.1 | 0.1 | 0.1 | 0.1 | 0.1
NSR Baldwin 1-3 - SO2 Rate Annual v3.1, Unit 4239 and retrofits | 935 | 1861 | Rate Constraint in lbs/MMBtu | FALSE | L | Annual | Emissions at Affected Plants SO2 | Thousand Tons | 1.6114 | 1.6114 | 1.6114 | 1.6114 | 1.2703 | 1.4076 | 1.4076
NSR Baldwin 1-3 - SO2 Rate Annual v3.1, Unit 4239 and retrofits | 935 | 1861 | Rate Constraint in lbs/MMBtu | FALSE | L | Annual | Allowances Purchased SO2 | Thousand Tons | 0 | 0 | 0 | 0 | 0 | 0 | 0
NSR Baldwin 1-3 - SO2 Rate Annual v3.1, Unit 4239 and retrofits | 935 | 1861 | Rate Constraint in lbs/MMBtu | FALSE | L | Annual | Allowances Sold SO2 | Thousand Tons | 0 | 0 | 0 | 0 | 0 | 0 | 0
NSR Baldwin 1-3 - SO2 Rate Annual v3.1, Unit 4239 and retrofits | 935 | 1861 | Rate Constraint in lbs/MMBtu | FALSE | L | Annual | Allowances Banked | Thousand Tons | 0 | 0 | 0 | 0 | 0 | 0 | 0
NSR Baldwin 1-3 - SO2 Rate Annual v3.1, Unit 4239 and retrofits | 935 | 1861 | Rate Constraint in lbs/MMBtu | FALSE | L | Annual | Allowances Withdrawn (1:1) | Thousand Tons | 0 | 0 | 0 | 0 | 0 | 0 | 0
NSR Baldwin 1-3 - SO2 Rate Annual v3.1, Unit 4239 and retrofits | 935 | 1861 | Rate Constraint in lbs/MMBtu | FALSE | L | Annual | Allowances Withdrawn (n:1) | Thousand Tons | 0 | 0 | 0 | 0 | 0 | 0 | 0
NSR Baldwin 1-3 - SO2 Rate Annual v3.1, Unit 4239 and retrofits | 935 | 1861 | Rate Constraint in lbs/MMBtu | FALSE | L | Annual | Net Emissions Allowance Position | Thousand Tons | 1.6114 | 1.6114 | 1.6114 | 1.6114 | 1.2703 | 1.4076 | 1.4076
NSR Baldwin 1-3 - SO2 Rate Annual v3.1, Unit 4239 and retrofits | 935 | 1861 | Rate Constraint in lbs/MMBtu | FALSE | L | Annual | Fuel Consumed | TBtu | 43.0396 | 42.9714 | 43.0396 | 43.0396 | 33.8755 | 37.5355 | 37.5355
NSR Baldwin 1-3 - SO2 Rate Annual v3.1, Unit 4239 and retrofits | 935 | 1861 | Rate Constraint in lbs/MMBtu | FALSE | L | Annual | Rate | lb/MMBtu | 0.074881 | 0.075 | 0.074881 | 0.074881 | 0.075 | 0.075 | 0.075
NSR Baldwin 1-3 - SO2 Rate Annual v3.1, Unit 4239 and retrofits | 935 | 1861 | Rate Constraint in lbs/MMBtu | FALSE | L | Annual | Generation | TWh | 4.2042 | 4.2042 | 4.2042 | 4.2042 | 3.3143 | 3.6724 | 3.6724
NSR Baldwin 1-3 - SO2 Rate Annual v3.1, Unit 4239 and retrofits | 935 | 1861 | Rate Constraint in lbs/MMBtu | FALSE | L | Annual | Qualifying Generation | TWh | 4.2042 | 4.2042 | 4.2042 | 4.2042 | 3.3143 | 3.6724 | 3.6724
NSR Baldwin 1-3 - SO2 Rate Annual v3.1, Unit 4239 and retrofits | 935 | 1861 | Rate Constraint in lbs/MMBtu | FALSE | L | Annual | Rate | lb/MWh | 0.38329 | 0.38329 | 0.38329 | 0.38329 | 0.38329 | 0.38329 | 0.38329
NSR Baldwin 1-3 - SO2 Rate Annual v3.1, Unit 4239 and retrofits | 935 | 1861 | Rate Constraint in lbs/MMBtu | FALSE | L | Annual | Constraint Shadow Price | US2011$/Ton | 0 | 0 | 0 | 0 | 0 | 0 | 0
NSR Baldwin 1-3 - SO2 Rate Annual v3.1, Unit 4240 and retrofits | 936 | 1861 | Rate Constraint in lbs/MMBtu | FALSE | L | Annual | Seasons Included | Seasons | Winter, Summer | Winter, Summer | Winter, Summer | Winter, Summer | Winter, Summer | Winter, Summer | Winter, Summer
NSR Baldwin 1-3 - SO2 Rate Annual v3.1, Unit 4240 and retrofits | 936 | 1861 | Rate Constraint in lbs/MMBtu | FALSE | L | Annual | Standard | lb/MMBtu | 0.1 | 0.1 | 0.1 | 0.1 | 0.1 | 0.1 | 0.1
NSR Baldwin 1-3 - SO2 Rate Annual v3.1, Unit 4240 and retrofits | 936 | 1861 | Rate Constraint in lbs/MMBtu | FALSE | L | Annual | Emissions at Affected Plants SO2 | Thousand Tons | 1.6169 | 1.6169 | 1.6169 | 1.6169 | 1.2747 | 1.4171 | 1.4124
NSR Baldwin 1-3 - SO2 Rate Annual v3.1, Unit 4240 and retrofits | 936 | 1861 | Rate Constraint in lbs/MMBtu | FALSE | L | Annual | Allowances Purchased SO2 | Thousand Tons | 0 | 0 | 0 | 0 | 0 | 0 | 0
NSR Baldwin 1-3 - SO2 Rate Annual v3.1, Unit 4240 and retrofits | 936 | 1861 | Rate Constraint in lbs/MMBtu | FALSE | L | Annual | Allowances Sold SO2 | Thousand Tons | 0 | 0 | 0 | 0 | 0 | 0 | 0
NSR Baldwin 1-3 - SO2 Rate Annual v3.1, Unit 4240 and retrofits | 936 | 1861 | Rate Constraint in lbs/MMBtu | FALSE | L | Annual | Allowances Banked | Thousand Tons | 0 | 0 | 0 | 0 | 0 | 0 | 0
NSR Baldwin 1-3 - SO2 Rate Annual v3.1, Unit 4240 and retrofits | 936 | 1861 | Rate Constraint in lbs/MMBtu | FALSE | L | Annual | Allowances Withdrawn (1:1) | Thousand Tons | 0 | 0 | 0 | 0 | 0 | 0 | 0
NSR Baldwin 1-3 - SO2 Rate Annual v3.1, Unit 4240 and retrofits | 936 | 1861 | Rate Constraint in lbs/MMBtu | FALSE | L | Annual | Allowances Withdrawn (n:1) | Thousand Tons | 0 | 0 | 0 | 0 | 0 | 0 | 0
NSR Baldwin 1-3 - SO2 Rate Annual v3.1, Unit 4240 and retrofits | 936 | 1861 | Rate Constraint in lbs/MMBtu | FALSE | L | Annual | Net Emissions Allowance Position | Thousand Tons | 1.6169 | 1.6169 | 1.6169 | 1.6169 | 1.2747 | 1.4171 | 1.4124
NSR Baldwin 1-3 - SO2 Rate Annual v3.1, Unit 4240 and retrofits | 936 | 1861 | Rate Constraint in lbs/MMBtu | FALSE | L | Annual | Fuel Consumed | TBtu | 43.186 | 43.1175 | 43.186 | 43.186 | 33.9907 | 37.7906 | 37.6632
NSR Baldwin 1-3 - SO2 Rate Annual v3.1, Unit 4240 and retrofits | 936 | 1861 | Rate Constraint in lbs/MMBtu | FALSE | L | Annual | Rate | lb/MMBtu | 0.074881 | 0.075 | 0.074881 | 0.074881 | 0.075 | 0.075 | 0.075
NSR Baldwin 1-3 - SO2 Rate Annual v3.1, Unit 4240 and retrofits | 936 | 1861 | Rate Constraint in lbs/MMBtu | FALSE | L | Annual | Generation | TWh | 4.2401 | 4.2401 | 4.2401 | 4.2401 | 3.3426 | 3.7163 | 3.7037
NSR Baldwin 1-3 - SO2 Rate Annual v3.1, Unit 4240 and retrofits | 936 | 1861 | Rate Constraint in lbs/MMBtu | FALSE | L | Annual | Qualifying Generation | TWh | 4.2401 | 4.2401 | 4.2401 | 4.2401 | 3.3426 | 3.7163 | 3.7037
NSR Baldwin 1-3 - SO2 Rate Annual v3.1, Unit 4240 and retrofits | 936 | 1861 | Rate Constraint in lbs/MMBtu | FALSE | L | Annual | Rate | lb/MWh | 0.38134 | 0.38134 | 0.38134 | 0.38134 | 0.38134 | 0.38134 | 0.38134
NSR Baldwin 1-3 - SO2 Rate Annual v3.1, Unit 4240 and retrofits | 936 | 1861 | Rate Constraint in lbs/MMBtu | FALSE | L | Annual | Constraint Shadow Price | US2011$/Ton | 0 | 0 | 0 | 0 | 0 | 0 | 0
NSR Baldwin 1-3 - SO2 Rate Annual v3.1, Unit 4279 and retrofits | 937 | 1861 | Rate Constraint in lbs/MMBtu | FALSE | L | Annual | Seasons Included | Seasons | Winter, Summer | Winter, Summer | Winter, Summer | Winter, Summer | Winter, Summer | Winter, Summer | Winter, Summer
NSR Baldwin 1-3 - SO2 Rate Annual v3.1, Unit 4279 and retrofits | 937 | 1861 | Rate Constraint in lbs/MMBtu | FALSE | L | Annual | Standard | lb/MMBtu | 0.1 | 0.1 | 0.1 | 0.1 | 0.1 | 0.1 | 0.1
NSR Baldwin 1-3 - SO2 Rate Annual v3.1, Unit 4279 and retrofits | 937 | 1861 | Rate Constraint in lbs/MMBtu | FALSE | L | Annual | Emissions at Affected Plants SO2 | Thousand Tons | 0.0029459 | 0.0029459 | 0.0029459 | 0.0029459 | 0.0025732 | 0.0027371 | 0.0032161
NSR Baldwin 1-3 - SO2 Rate Annual v3.1, Unit 4279 and retrofits | 937 | 1861 | Rate Constraint in lbs/MMBtu | FALSE | L | Annual | Allowances Purchased SO2 | Thousand Tons | 0 | 0 | 0 | 0 | 0 | 0 | 0
NSR Baldwin 1-3 - SO2 Rate Annual v3.1, Unit 4279 and retrofits | 937 | 1861 | Rate Constraint in lbs/MMBtu | FALSE | L | Annual | Allowances Sold SO2 | Thousand Tons | 0 | 0 | 0 | 0 | 0 | 0 | 0
NSR Baldwin 1-3 - SO2 Rate Annual v3.1, Unit 4279 and retrofits | 937 | 1861 | Rate Constraint in lbs/MMBtu | FALSE | L | Annual | Allowances Banked | Thousand Tons | 0 | 0 | 0 | 0 | 0 | 0 | 0
NSR Baldwin 1-3 - SO2 Rate Annual v3.1, Unit 4279 and retrofits | 937 | 1861 | Rate Constraint in lbs/MMBtu | FALSE | L | Annual | Allowances Withdrawn (1:1) | Thousand Tons | 0 | 0 | 0 | 0 | 0 | 0 | 0
NSR Baldwin 1-3 - SO2 Rate Annual v3.1, Unit 4279 and retrofits | 937 | 1861 | Rate Constraint in lbs/MMBtu | FALSE | L | Annual | Allowances Withdrawn (n:1) | Thousand Tons | 0 | 0 | 0 | 0 | 0 | 0 | 0
NSR Baldwin 1-3 - SO2 Rate Annual v3.1, Unit 4279 and retrofits | 937 | 1861 | Rate Constraint in lbs/MMBtu | FALSE | L | Annual | Net Emissions Allowance Position | Thousand Tons | 0.0029459 | 0.0029459 | 0.0029459 | 0.0029459 | 0.0025732 | 0.0027371 | 0.0032161
NSR Baldwin 1-3 - SO2 Rate Annual v3.1, Unit 4279 and retrofits | 937 | 1861 | Rate Constraint in lbs/MMBtu | FALSE | L | Annual | Fuel Consumed | TBtu | 0.073764 | 0.073647 | 0.073764 | 0.073764 | 0.064331 | 0.068428 | 0.068428
NSR Baldwin 1-3 - SO2 Rate Annual v3.1, Unit 4279 and retrofits | 937 | 1861 | Rate Constraint in lbs/MMBtu | FALSE | L | Annual | Rate | lb/MMBtu | 0.079873 | 0.08 | 0.079873 | 0.079873 | 0.08 | 0.08 | 0.094
NSR Baldwin 1-3 - SO2 Rate Annual v3.1, Unit 4279 and retrofits | 937 | 1861 | Rate Constraint in lbs/MMBtu | FALSE | L | Annual | Generation | TWh | 0.0072911 | 0.0072911 | 0.0072911 | 0.0072911 | 0.0063688 | 0.0067744 | 0.0067744
NSR Baldwin 1-3 - SO2 Rate Annual v3.1, Unit 4279 and retrofits | 937 | 1861 | Rate Constraint in lbs/MMBtu | FALSE | L | Annual | Qualifying Generation | TWh | 0.0072911 | 0.0072911 | 0.0072911 | 0.0072911 | 0.0063688 | 0.0067744 | 0.0067744
NSR Baldwin 1-3 - SO2 Rate Annual v3.1, Unit 4279 and retrofits | 937 | 1861 | Rate Constraint in lbs/MMBtu | FALSE | L | Annual | Rate | lb/MWh | 0.40404 | 0.40404 | 0.40404 | 0.40404 | 0.40404 | 0.40404 | 0.47475
NSR Baldwin 1-3 - SO2 Rate Annual v3.1, Unit 4279 and retrofits | 937 | 1861 | Rate Constraint in lbs/MMBtu | FALSE | L | Annual | Constraint Shadow Price | US2011$/Ton | 0 | 0 | 0 | 0 | 0 | 0 | 0
NSR Big Bend 1-3 - NOX Rate Annual v5.14 | 938 | 6129 | Rate Constraint in lbs/MMBtu | FALSE | L | Annual | Seasons Included | Seasons | Winter, Summer | Winter, Summer | Winter, Summer | Winter, Summer | Winter, Summer | Winter, Summer | Winter, Summer
NSR Big Bend 1-3 - NOX Rate Annual v5.14 | 938 | 6129 | Rate Constraint in lbs/MMBtu | FALSE | L | Annual | Standard | lb/MMBtu | 0.12 | 0.12 | 0.12 | 0.12 | 0.12 | 0.12 | 0.12
NSR Big Bend 1-3 - NOX Rate Annual v5.14 | 938 | 6129 | Rate Constraint in lbs/MMBtu | FALSE | L | Annual | Emissions at Affected Plants NOX | Thousand Tons | 3.0414 | 3.372 | 3.8603 | 3.8603 | 3.5849 | 3.372 | 3.372
NSR Big Bend 1-3 - NOX Rate Annual v5.14 | 938 | 6129 | Rate Constraint in lbs/MMBtu | FALSE | L | Annual | Allowances Purchased NOX | Thousand Tons | 0 | 0 | 0 | 0 | 0 | 0 | 0
NSR Big Bend 1-3 - NOX Rate Annual v5.14 | 938 | 6129 | Rate Constraint in lbs/MMBtu | FALSE | L | Annual | Allowances Sold NOX | Thousand Tons | 0 | 0 | 0 | 0 | 0 | 0 | 0
NSR Big Bend 1-3 - NOX Rate Annual v5.14 | 938 | 6129 | Rate Constraint in lbs/MMBtu | FALSE | L | Annual | Allowances Banked | Thousand Tons | 0 | 0 | 0 | 0 | 0 | 0 | 0
NSR Big Bend 1-3 - NOX Rate Annual v5.14 | 938 | 6129 | Rate Constraint in lbs/MMBtu | FALSE | L | Annual | Allowances Withdrawn (1:1) | Thousand Tons | 0 | 0 | 0 | 0 | 0 | 0 | 0
NSR Big Bend 1-3 - NOX Rate Annual v5.14 | 938 | 6129 | Rate Constraint in lbs/MMBtu | FALSE | L | Annual | Allowances Withdrawn (n:1) | Thousand Tons | 0 | 0 | 0 | 0 | 0 | 0 | 0
NSR Big Bend 1-3 - NOX Rate Annual v5.14 | 938 | 6129 | Rate Constraint in lbs/MMBtu | FALSE | L | Annual | Net Emissions Allowance Position | Thousand Tons | 3.0414 | 3.372 | 3.8603 | 3.8603 | 3.5849 | 3.372 | 3.372
NSR Big Bend 1-3 - NOX Rate Annual v5.14 | 938 | 6129 | Rate Constraint in lbs/MMBtu | FALSE | L | Annual | Fuel Consumed | TBtu | 69.4981 | 77.0532 | 88.2121 | 88.2121 | 81.9186 | 77.194 | 77.194
NSR Big Bend 1-3 - NOX Rate Annual v5.14 | 938 | 6129 | Rate Constraint in lbs/MMBtu | FALSE | L | Annual | Rate | lb/MMBtu | 0.087524 | 0.087524 | 0.087524 | 0.087524 | 0.087524 | 0.087364 | 0.087364
NSR Big Bend 1-3 - NOX Rate Annual v5.14 | 938 | 6129 | Rate Constraint in lbs/MMBtu | FALSE | L | Annual | Generation | TWh | 6.6124 | 7.3312 | 8.3929 | 8.3929 | 7.7941 | 7.3312 | 7.3312
NSR Big Bend 1-3 - NOX Rate Annual v5.14 | 938 | 6129 | Rate Constraint in lbs/MMBtu | FALSE | L | Annual | Qualifying Generation | TWh | 6.6124 | 7.3312 | 8.3929 | 8.3929 | 7.7941 | 7.3312 | 7.3312
NSR Big Bend 1-3 - NOX Rate Annual v5.14 | 938 | 6129 | Rate Constraint in lbs/MMBtu | FALSE | L | Annual | Rate | lb/MWh | 0.45995 | 0.45995 | 0.45995 | 0.45995 | 0.45995 | 0.45995 | 0.45995
NSR Big Bend 1-3 - NOX Rate Annual v5.14 | 938 | 6129 | Rate Constraint in lbs/MMBtu | FALSE | L | Annual | Constraint Shadow Price | US2011$/Ton | 0 | 0 | 0 | 0 | 0 | 0 | 0
NSR Big Cajun 2- NOx Cap Annual v5.13 | 939 | 5998 | Rate Constraint in MTons | FALSE | L | Annual | Seasons Included | Seasons | Winter, Summer | Winter, Summer | Winter, Summer | Winter, Summer | Winter, Summer | Winter, Summer | Winter, Summer
NSR Big Cajun 2- NOx Cap Annual v5.13 | 939 | 5998 | Rate Constraint in MTons | FALSE | L | Annual | Standard | Thousand Tons | 8.95 | 8.95 | 8.95 | 8.95 | 8.95 | 8.95 | 8.95
NSR Big Cajun 2- NOx Cap Annual v5.13 | 939 | 5998 | Rate Constraint in MTons | FALSE | L | Annual | Standard NOX | Thousand Tons | 8.95 | 8.95 | 8.95 | 8.95 | 8.95 | 8.95 | 8.95
NSR Big Cajun 2- NOx Cap Annual v5.13 | 939 | 5998 | Rate Constraint in MTons | FALSE | L | Annual | Emissions at Affected Plants NOX | Thousand Tons | 0 | 0 | 0 | 0 | 0 | 0 | 0
NSR Big Cajun 2- NOx Cap Annual v5.13 | 939 | 5998 | Rate Constraint in MTons | FALSE | L | Annual | Allowances Purchased NOX | Thousand Tons | 0 | 0 | 0 | 0 | 0 | 0 | 0
NSR Big Cajun 2- NOx Cap Annual v5.13 | 939 | 5998 | Rate Constraint in MTons | FALSE | L | Annual | Allowances Sold NOX | Thousand Tons | 0 | 0 | 0 | 0 | 0 | 0 | 0
NSR Big Cajun 2- NOx Cap Annual v5.13 | 939 | 5998 | Rate Constraint in MTons | FALSE | L | Annual | Allowances Banked | Thousand Tons | 0 | 0 | 0 | 0 | 0 | 0 | 0
NSR Big Cajun 2- NOx Cap Annual v5.13 | 939 | 5998 | Rate Constraint in MTons | FALSE | L | Annual | Allowances Withdrawn (1:1) | Thousand Tons | 0 | 0 | 0 | 0 | 0 | 0 | 0
NSR Big Cajun 2- NOx Cap Annual v5.13 | 939 | 5998 | Rate Constraint in MTons | FALSE | L | Annual | Allowances Withdrawn (n:1) | Thousand Tons | 0 | 0 | 0 | 0 | 0 | 0 | 0
NSR Big Cajun 2- NOx Cap Annual v5.13 | 939 | 5998 | Rate Constraint in MTons | FALSE | L | Annual | Net Emissions Allowance Position | Thousand Tons | 0 | 0 | 0 | 0 | 0 | 0 | 0
NSR Big Cajun 2- NOx Cap Annual v5.13 | 939 | 5998 | Rate Constraint in MTons | FALSE | L | Annual | Fuel Consumed | TBtu | 0 | 0 | 0 | 0 | 0 | 0 | 0
NSR Big Cajun 2- NOx Cap Annual v5.13 | 939 | 5998 | Rate Constraint in MTons | FALSE | L | Annual | Rate | lb/MMBtu | 0 | 0 | 0 | 0 | 0 | 0 | 0
NSR Big Cajun 2- NOx Cap Annual v5.13 | 939 | 5998 | Rate Constraint in MTons | FALSE | L | Annual | Generation | TWh | 0 | 0 | 0 | 0 | 0 | 0 | 0
NSR Big Cajun 2- NOx Cap Annual v5.13 | 939 | 5998 | Rate Constraint in MTons | FALSE | L | Annual | Qualifying Generation | TWh | 0 | 0 | 0 | 0 | 0 | 0 | 0
NSR Big Cajun 2- NOx Cap Annual v5.13 | 939 | 5998 | Rate Constraint in MTons | FALSE | L | Annual | Rate | lb/MWh | 0 | 0 | 0 | 0 | 0 | 0 | 0
NSR Big Cajun 2- NOx Cap Annual v5.13 | 939 | 5998 | Rate Constraint in MTons | FALSE | L | Annual | Constraint Shadow Price | US2011$/Ton | 0 | 0 | 0 | 0 | 0 | 0 | 0
NSR Big Cajun 2- SO2 Cap Annual v5.13 | 940 | 5999 | Rate Constraint in MTons | FALSE | L | Annual | Seasons Included | Seasons | Winter, Summer | Winter, Summer | Winter, Summer | Winter, Summer | Winter, Summer | Winter, Summer | Winter, Summer
NSR Big Cajun 2- SO2 Cap Annual v5.13 | 940 | 5999 | Rate Constraint in MTons | FALSE | L | Annual | Standard | Thousand Tons | 18.95 | 18.95 | 18.95 | 18.95 | 18.95 | 18.95 | 18.95
NSR Big Cajun 2- SO2 Cap Annual v5.13 | 940 | 5999 | Rate Constraint in MTons | FALSE | L | Annual | Standard SO2 | Thousand Tons | 18.95 | 18.95 | 18.95 | 18.95 | 18.95 | 18.95 | 18.95
NSR Big Cajun 2- SO2 Cap Annual v5.13 | 940 | 5999 | Rate Constraint in MTons | FALSE | L | Annual | Emissions at Affected Plants SO2 | Thousand Tons | 0 | 0 | 0 | 0 | 0 | 0 | 0
NSR Big Cajun 2- SO2 Cap Annual v5.13 | 940 | 5999 | Rate Constraint in MTons | FALSE | L | Annual | Allowances Purchased SO2 | Thousand Tons | 0 | 0 | 0 | 0 | 0 | 0 | 0
NSR Big Cajun 2- SO2 Cap Annual v5.13 | 940 | 5999 | Rate Constraint in MTons | FALSE | L | Annual | Allowances Sold SO2 | Thousand Tons | 0 | 0 | 0 | 0 | 0 | 0 | 0
NSR Big Cajun 2- SO2 Cap Annual v5.13 | 940 | 5999 | Rate Constraint in MTons | FALSE | L | Annual | Allowances Banked | Thousand Tons | 0 | 0 | 0 | 0 | 0 | 0 | 0
NSR Big Cajun 2- SO2 Cap Annual v5.13 | 940 | 5999 | Rate Constraint in MTons | FALSE | L | Annual | Allowances Withdrawn (1:1) | Thousand Tons | 0 | 0 | 0 | 0 | 0 | 0 | 0
NSR Big Cajun 2- SO2 Cap Annual v5.13 | 940 | 5999 | Rate Constraint in MTons | FALSE | L | Annual | Allowances Withdrawn (n:1) | Thousand Tons | 0 | 0 | 0 | 0 | 0 | 0 | 0
NSR Big Cajun 2- SO2 Cap Annual v5.13 | 940 | 5999 | Rate Constraint in MTons | FALSE | L | Annual | Net Emissions Allowance Position | Thousand Tons | 0 | 0 | 0 | 0 | 0 | 0 | 0
NSR Big Cajun 2- SO2 Cap Annual v5.13 | 940 | 5999 | Rate Constraint in MTons | FALSE | L | Annual | Fuel Consumed | TBtu | 0 | 0 | 0 | 0 | 0 | 0 | 0
NSR Big Cajun 2- SO2 Cap Annual v5.13 | 940 | 5999 | Rate Constraint in MTons | FALSE | L | Annual | Rate | lb/MMBtu | 0 | 0 | 0 | 0 | 0 | 0 | 0
NSR Big Cajun 2- SO2 Cap Annual v5.13 | 940 | 5999 | Rate Constraint in MTons | FALSE | L | Annual | Generation | TWh | 0 | 0 | 0 | 0 | 0 | 0 | 0
NSR Big Cajun 2- SO2 Cap Annual v5.13 | 940 | 5999 | Rate Constraint in MTons | FALSE | L | Annual | Qualifying Generation | TWh | 0 | 0 | 0 | 0 | 0 | 0 | 0
NSR Big Cajun 2- SO2 Cap Annual v5.13 | 940 | 5999 | Rate Constraint in MTons | FALSE | L | Annual | Rate | lb/MWh | 0 | 0 | 0 | 0 | 0 | 0 | 0
NSR Big Cajun 2- SO2 Cap Annual v5.13 | 940 | 5999 | Rate Constraint in MTons | FALSE | L | Annual | Constraint Shadow Price | US2011$/Ton | 0 | 0 | 0 | 0 | 0 | 0 | 0
NSR Big Cajun 2- Unit 1 - Hg Rate Annual v5.13 | 941 | 5955 | Rate Constraint in lbs/MMBtu | FALSE | L | Annual | Seasons Included | Seasons | Winter, Summer | Winter, Summer | Winter, Summer | Winter, Summer | Winter, Summer | Winter, Summer | Winter, Summer
NSR Big Cajun 2- Unit 1 - Hg Rate Annual v5.13 | 941 | 5955 | Rate Constraint in lbs/MMBtu | FALSE | L | Annual | Standard | lb/MMBtu | 0.03 | 0.03 | 0.03 | 0.03 | 0.03 | 0.03 | 0.03
NSR Big Cajun 2- Unit 1 - Hg Rate Annual v5.13 | 941 | 5955 | Rate Constraint in lbs/MMBtu | FALSE | L | Annual | Emissions at Affected Plants MER | lbs | 0 | 0 | 0 | 0 | 0 | 0 | 0
NSR Big Cajun 2- Unit 1 - Hg Rate Annual v5.13 | 941 | 5955 | Rate Constraint in lbs/MMBtu | FALSE | L | Annual | Allowances Purchased MER | lbs | 0 | 0 | 0 | 0 | 0 | 0 | 0
NSR Big Cajun 2- Unit 1 - Hg Rate Annual v5.13 | 941 | 5955 | Rate Constraint in lbs/MMBtu | FALSE | L | Annual | Allowances Sold MER | lbs | 0 | 0 | 0 | 0 | 0 | 0 | 0
NSR Big Cajun 2- Unit 1 - Hg Rate Annual v5.13 | 941 | 5955 | Rate Constraint in lbs/MMBtu | FALSE | L | Annual | Allowances Banked | lbs | 0 | 0 | 0 | 0 | 0 | 0 | 0
NSR Big Cajun 2- Unit 1 - Hg Rate Annual v5.13 | 941 | 5955 | Rate Constraint in lbs/MMBtu | FALSE | L | Annual | Allowances Withdrawn (1:1) | lbs | 0 | 0 | 0 | 0 | 0 | 0 | 0
NSR Big Cajun 2- Unit 1 - Hg Rate Annual v5.13 | 941 | 5955 | Rate Constraint in lbs/MMBtu | FALSE | L | Annual | Allowances Withdrawn (n:1) | lbs | 0 | 0 | 0 | 0 | 0 | 0 | 0
NSR Big Cajun 2- Unit 1 - Hg Rate Annual v5.13 | 941 | 5955 | Rate Constraint in lbs/MMBtu | FALSE | L | Annual | Net Emissions Allowance Position | lbs | 0 | 0 | 0 | 0 | 0 | 0 | 0
NSR Big Cajun 2- Unit 1 - Hg Rate Annual v5.13 | 941 | 5955 | Rate Constraint in lbs/MMBtu | FALSE | L | Annual | Fuel Consumed | TBtu | 0 | 0 | 0 | 0 | 0 | 0 | 0
NSR Big Cajun 2- Unit 1 - Hg Rate Annual v5.13 | 941 | 5955 | Rate Constraint in lbs/MMBtu | FALSE | L | Annual | Rate | lb/MMBtu | 0 | 0 | 0 | 0 | 0 | 0 | 0
NSR Big Cajun 2- Unit 1 - Hg Rate Annual v5.13 | 941 | 5955 | Rate Constraint in lbs/MMBtu | FALSE | L | Annual | Generation | TWh | 0 | 0 | 0 | 0 | 0 | 0 | 0
NSR Big Cajun 2- Unit 1 - Hg Rate Annual v5.13 | 941 | 5955 | Rate Constraint in lbs/MMBtu | FALSE | L | Annual | Qualifying Generation | TWh | 0 | 0 | 0 | 0 | 0 | 0 | 0
NSR Big Cajun 2- Unit 1 - Hg Rate Annual v5.13 | 941 | 5955 | Rate Constraint in lbs/MMBtu | FALSE | L | Annual | Rate | lb/MWh | 0 | 0 | 0 | 0 | 0 | 0 | 0
NSR Big Cajun 2- Unit 1 - Hg Rate Annual v5.13 | 941 | 5955 | Rate Constraint in lbs/MMBtu | FALSE | L | Annual | Constraint Shadow Price | US2011$/Lb | 0 | 0 | 0 | 0 | 0 | 0 | 0
NSR Big Cajun 2- Unit 1 - NOx Rate Annual v5.13 | 942 | 5954 | Rate Constraint in lbs/MMBtu | FALSE | L | Annual | Seasons Included | Seasons | Winter, Summer | Winter, Summer | Winter, Summer | Winter, Summer | Winter, Summer | Winter, Summer | Winter, Summer
NSR Big Cajun 2- Unit 1 - NOx Rate Annual v5.13 | 942 | 5954 | Rate Constraint in lbs/MMBtu | FALSE | L | Annual | Standard | lb/MMBtu | 0.15 | 0.15 | 0.15 | 0.15 | 0.15 | 0.15 | 0.15
NSR Big Cajun 2- Unit 1 - NOx Rate Annual v5.13 | 942 | 5954 | Rate Constraint in lbs/MMBtu | FALSE | L | Annual | Emissions at Affected Plants NOX | Thousand Tons | 0 | 0 | 0 | 0 | 0 | 0 | 0
NSR Big Cajun 2- Unit 1 - NOx Rate Annual v5.13 | 942 | 5954 | Rate Constraint in lbs/MMBtu | FALSE | L | Annual | Allowances Purchased NOX | Thousand Tons | 0 | 0 | 0 | 0 | 0 | 0 | 0
NSR Big Cajun 2- Unit 1 - NOx Rate Annual v5.13 | 942 | 5954 | Rate Constraint in lbs/MMBtu | FALSE | L | Annual | Allowances Sold NOX | Thousand Tons | 0 | 0 | 0 | 0 | 0 | 0 | 0
NSR Big Cajun 2- Unit 1 - NOx Rate Annual v5.13 | 942 | 5954 | Rate Constraint in lbs/MMBtu | FALSE | L | Annual | Allowances Banked | Thousand Tons | 0 | 0 | 0 | 0 | 0 | 0 | 0
NSR Big Cajun 2- Unit 1 - NOx Rate Annual v5.13 | 942 | 5954 | Rate Constraint in lbs/MMBtu | FALSE | L | Annual | Allowances Withdrawn (1:1) | Thousand Tons | 0 | 0 | 0 | 0 | 0 | 0 | 0
NSR Big Cajun 2- Unit 1 - NOx Rate Annual v5.13 | 942 | 5954 | Rate Constraint in lbs/MMBtu | FALSE | L | Annual | Allowances Withdrawn (n:1) | Thousand Tons | 0 | 0 | 0 | 0 | 0 | 0 | 0
NSR Big Cajun 2- Unit 1 - NOx Rate Annual v5.13 | 942 | 5954 | Rate Constraint in lbs/MMBtu | FALSE | L | Annual | Net Emissions Allowance Position | Thousand Tons | 0 | 0 | 0 | 0 | 0 | 0 | 0
NSR Big Cajun 2- Unit 1 - NOx Rate Annual v5.13 | 942 | 5954 | Rate Constraint in lbs/MMBtu | FALSE | L | Annual | Fuel Consumed | TBtu | 0 | 0 | 0 | 0 | 0 | 0 | 0
NSR Big Cajun 2- Unit 1 - NOx Rate Annual v5.13 | 942 | 5954 | Rate Constraint in lbs/MMBtu | FALSE | L | Annual | Rate | lb/MMBtu | 0 | 0 | 0 | 0 | 0 | 0 | 0
NSR Big Cajun 2- Unit 1 - NOx Rate Annual v5.13 | 942 | 5954 | Rate Constraint in lbs/MMBtu | FALSE | L | Annual | Generation | TWh | 0 | 0 | 0 | 0 | 0 | 0 | 0
NSR Big Cajun 2- Unit 1 - NOx Rate Annual v5.13 | 942 | 5954 | Rate Constraint in lbs/MMBtu | FALSE | L | Annual | Qualifying Generation | TWh | 0 | 0 | 0 | 0 | 0 | 0 | 0
NSR Big Cajun 2- Unit 1 - NOx Rate Annual v5.13 | 942 | 5954 | Rate Constraint in lbs/MMBtu | FALSE | L | Annual | Rate | lb/MWh | 0 | 0 | 0 | 0 | 0 | 0 | 0
NSR Big Cajun 2- Unit 1 - NOx Rate Annual v5.13 | 942 | 5954 | Rate Constraint in lbs/MMBtu | FALSE | L | Annual | Constraint Shadow Price | US2011$/Ton | 0 | 0 | 0 | 0 | 0 | 0 | 0
NSR Big Cajun 2- Unit 1 - SO2 Rate Annual v5.13 | 943 | 5953 | Rate Constraint in lbs/MMBtu | FALSE | L | Annual | Seasons Included | Seasons | Winter, Summer | Winter, Summer | Winter, Summer | Winter, Summer | Winter, Summer | Winter, Summer | Winter, Summer
NSR Big Cajun 2- Unit 1 - SO2 Rate Annual v5.13 | 943 | 5953 | Rate Constraint in lbs/MMBtu | FALSE | L | Annual | Standard | lb/MMBtu | 0.38 | 0.38 | 0.38 | 0.194 | 0.07 | 0.07 | 0.07
NSR Big Cajun 2- Unit 1 - SO2 Rate Annual v5.13 | 943 | 5953 | Rate Constraint in lbs/MMBtu | FALSE | L | Annual | Emissions at Affected Plants SO2 | Thousand Tons | 0 | 0 | 0 | 0 | 0 | 0 | 0
NSR Big Cajun 2- Unit 1 - SO2 Rate Annual v5.13 | 943 | 5953 | Rate Constraint in lbs/MMBtu | FALSE | L | Annual | Allowances Purchased SO2 | Thousand Tons | 0 | 0 | 0 | 0 | 0 | 0 | 0
NSR Big Cajun 2- Unit 1 - SO2 Rate Annual v5.13 | 943 | 5953 | Rate Constraint in lbs/MMBtu | FALSE | L | Annual | Allowances Sold SO2 | Thousand Tons | 0 | 0 | 0 | 0 | 0 | 0 | 0
NSR Big Cajun 2- Unit 1 - SO2 Rate Annual v5.13 | 943 | 5953 | Rate Constraint in lbs/MMBtu | FALSE | L | Annual | Allowances Banked | Thousand Tons | 0 | 0 | 0 | 0 | 0 | 0 | 0
NSR Big Cajun 2- Unit 1 - SO2 Rate Annual v5.13 | 943 | 5953 | Rate Constraint in lbs/MMBtu | FALSE | L | Annual | Allowances Withdrawn (1:1) | Thousand Tons | 0 | 0 | 0 | 0 | 0 | 0 | 0
NSR Big Cajun 2- Unit 1 - SO2 Rate Annual v5.13 | 943 | 5953 | Rate Constraint in lbs/MMBtu | FALSE | L | Annual | Allowances Withdrawn (n:1) | Thousand Tons | 0 | 0 | 0 | 0 | 0 | 0 | 0
NSR Big Cajun 2- Unit 1 - SO2 Rate Annual v5.13 | 943 | 5953 | Rate Constraint in lbs/MMBtu | FALSE | L | Annual | Net Emissions Allowance Position | Thousand Tons | 0 | 0 | 0 | 0 | 0 | 0 | 0
NSR Big Cajun 2- Unit 1 - SO2 Rate Annual v5.13 | 943 | 5953 | Rate Constraint in lbs/MMBtu | FALSE | L | Annual | Fuel Consumed | TBtu | 0 | 0 | 0 | 0 | 0 | 0 | 0
NSR Big Cajun 2- Unit 1 - SO2 Rate Annual v5.13 | 943 | 5953 | Rate Constraint in lbs/MMBtu | FALSE | L | Annual | Rate | lb/MMBtu | 0 | 0 | 0 | 0 | 0 | 0 | 0
NSR Big Cajun 2- Unit 1 - SO2 Rate Annual v5.13 | 943 | 5953 | Rate Constraint in lbs/MMBtu | FALSE | L | Annual | Generation | TWh | 0 | 0 | 0 | 0 | 0 | 0 | 0
NSR Big Cajun 2- Unit 1 - SO2 Rate Annual v5.13 | 943 | 5953 | Rate Constraint in lbs/MMBtu | FALSE | L | Annual | Qualifying Generation | TWh | 0 | 0 | 0 | 0 | 0 | 0 | 0
NSR Big Cajun 2- Unit 1 - SO2 Rate Annual v5.13 | 943 | 5953 | Rate Constraint in lbs/MMBtu | FALSE | L | Annual | Rate | lb/MWh | 0 | 0 | 0 | 0 | 0 | 0 | 0
NSR Big Cajun 2- Unit 1 - SO2 Rate Annual v5.13 | 943 | 5953 | Rate Constraint in lbs/MMBtu | FALSE | L | Annual | Constraint Shadow Price | US2011$/Ton | 0 | 0 | 0 | 0 | 59116.2641 | 48583.9432 | 75105.8281
NSR Big Cajun 2- Unit 3 - Hg Rate Annual v5.13 | 944 | 6029 | Rate Constraint in lbs/MMBtu | FALSE | L | Annual | Seasons Included | Seasons | Winter, Summer | Winter, Summer | Winter, Summer | Winter, Summer | Winter, Summer | Winter, Summer | Winter, Summer
NSR Big Cajun 2- Unit 3 - Hg Rate Annual v5.13 | 944 | 6029 | Rate Constraint in lbs/MMBtu | FALSE | L | Annual | Standard | lb/MMBtu | 0.03 | 0.03 | 0.03 | 0.03 | 0.03 | 0.03 | 0.03
NSR Big Cajun 2- Unit 3 - Hg Rate Annual v5.13 | 944 | 6029 | Rate Constraint in lbs/MMBtu | FALSE | L | Annual | Emissions at Affected Plants MER | lbs | 0 | 0 | 0 | 0 | 0 | 0 | 0
NSR Big Cajun 2- Unit 3 - Hg Rate Annual v5.13 | 944 | 6029 | Rate Constraint in lbs/MMBtu | FALSE | L | Annual | Allowances Purchased MER | lbs | 0 | 0 | 0 | 0 | 0 | 0 | 0
NSR Big Cajun 2- Unit 3 - Hg Rate Annual v5.13 | 944 | 6029 | Rate Constraint in lbs/MMBtu | FALSE | L | Annual | Allowances Sold MER | lbs | 0 | 0 | 0 | 0 | 0 | 0 | 0
NSR Big Cajun 2- Unit 3 - Hg Rate Annual v5.13 | 944 | 6029 | Rate Constraint in lbs/MMBtu | FALSE | L | Annual | Allowances Banked | lbs | 0 | 0 | 0 | 0 | 0 | 0 | 0
NSR Big Cajun 2- Unit 3 - Hg Rate Annual v5.13 | 944 | 6029 | Rate Constraint in lbs/MMBtu | FALSE | L | Annual | Allowances Withdrawn (1:1) | lbs | 0 | 0 | 0 | 0 | 0 | 0 | 0
NSR Big Cajun 2- Unit 3 - Hg Rate Annual v5.13 | 944 | 6029 | Rate Constraint in lbs/MMBtu | FALSE | L | Annual | Allowances Withdrawn (n:1) | lbs | 0 | 0 | 0 | 0 | 0 | 0 | 0
NSR Big Cajun 2- Unit 3 - Hg Rate Annual v5.13 | 944 | 6029 | Rate Constraint in lbs/MMBtu | FALSE | L | Annual | Net Emissions Allowance Position | lbs | 0 | 0 | 0 | 0 | 0 | 0 | 0
NSR Big Cajun 2- Unit 3 - Hg Rate Annual v5.13 | 944 | 6029 | Rate Constraint in lbs/MMBtu | FALSE | L | Annual | Fuel Consumed | TBtu | 0 | 0 | 0 | 0 | 0 | 0 | 0
NSR Big Cajun 2- Unit 3 - Hg Rate Annual v5.13 | 944 | 6029 | Rate Constraint in lbs/MMBtu | FALSE | L | Annual | Rate | lb/MMBtu | 0 | 0 | 0 | 0 | 0 | 0 | 0
NSR Big Cajun 2- Unit 3 - Hg Rate Annual v5.13 | 944 | 6029 | Rate Constraint in lbs/MMBtu | FALSE | L | Annual | Generation | TWh | 0 | 0 | 0 | 0 | 0 | 0 | 0
NSR Big Cajun 2- Unit 3 - Hg Rate Annual v5.13 | 944 | 6029 | Rate Constraint in lbs/MMBtu | FALSE | L | Annual | Qualifying Generation | TWh | 0 | 0 | 0 | 0 | 0 | 0 | 0
NSR Big Cajun 2- Unit 3 - Hg Rate Annual v5.13 | 944 | 6029 | Rate Constraint in lbs/MMBtu | FALSE | L | Annual | Rate | lb/MWh | 0 | 0 | 0 | 0 | 0 | 0 | 0
NSR Big Cajun 2- Unit 3 - Hg Rate Annual v5.13 | 944 | 6029 | Rate Constraint in lbs/MMBtu | FALSE | L | Annual | Constraint Shadow Price | US2011$/Lb | 0 | 0 | 0 | 0 | 0 | 0 | 0
NSR Big Cajun 2- Unit 3 - NOx Rate Annual v5.13 | 945 | 5996 | Rate Constraint in lbs/MMBtu | FALSE | L | Annual | Seasons Included | Seasons | Winter, Summer | Winter, Summer | Winter, Summer | Winter, Summer | Winter, Summer | Winter, Summer | Winter, Summer
NSR Big Cajun 2- Unit 3 - NOx Rate Annual v5.13 | 945 | 5996 | Rate Constraint in lbs/MMBtu | FALSE | L | Annual | Standard | lb/MMBtu | 0.135 | 0.135 | 0.135 | 0.135 | 0.135 | 0.135 | 0.135
NSR Big Cajun 2- Unit 3 - NOx Rate Annual v5.13 | 945 | 5996 | Rate Constraint in lbs/MMBtu | FALSE | L | Annual | Emissions at Affected Plants NOX | Thousand Tons | 0 | 0 | 0 | 0 | 0 | 0 | 0
NSR Big Cajun 2- Unit 3 - NOx Rate Annual v5.13 | 945 | 5996 | Rate Constraint in lbs/MMBtu | FALSE | L | Annual | Allowances Purchased NOX | Thousand Tons | 0 | 0 | 0 | 0 | 0 | 0 | 0
NSR Big Cajun 2- Unit 3 - NOx Rate Annual v5.13 | 945 | 5996 | Rate Constraint in lbs/MMBtu | FALSE | L | Annual | Allowances Sold NOX | Thousand Tons | 0 | 0 | 0 | 0 | 0 | 0 | 0
NSR Big Cajun 2- Unit 3 - NOx Rate Annual v5.13 | 945 | 5996 | Rate Constraint in lbs/MMBtu | FALSE | L | Annual | Allowances Banked | Thousand Tons | 0 | 0 | 0 | 0 | 0 | 0 | 0
NSR Big Cajun 2- Unit 3 - NOx Rate Annual v5.13 | 945 | 5996 | Rate Constraint in lbs/MMBtu | FALSE | L | Annual | Allowances Withdrawn (1:1) | Thousand Tons | 0 | 0 | 0 | 0 | 0 | 0 | 0
NSR Big Cajun 2- Unit 3 - NOx Rate Annual v5.13 | 945 | 5996 | Rate Constraint in lbs/MMBtu | FALSE | L | Annual | Allowances Withdrawn (n:1) | Thousand Tons | 0 | 0 | 0 | 0 | 0 | 0 | 0
NSR Big Cajun 2- Unit 3 - NOx Rate Annual v5.13 | 945 | 5996 | Rate Constraint in lbs/MMBtu | FALSE | L | Annual | Net Emissions Allowance Position | Thousand Tons | 0 | 0 | 0 | 0 | 0 | 0 | 0
NSR Big Cajun 2- Unit 3 - NOx Rate Annual v5.13 | 945 | 5996 | Rate Constraint in lbs/MMBtu | FALSE | L | Annual | Fuel Consumed | TBtu | 0 | 0 | 0 | 0 | 0 | 0 | 0
NSR Big Cajun 2- Unit 3 - NOx Rate Annual v5.13 | 945 | 5996 | Rate Constraint in lbs/MMBtu | FALSE | L | Annual | Rate | lb/MMBtu | 0 | 0 | 0 | 0 | 0 | 0 | 0
NSR Big Cajun 2- Unit 3 - NOx Rate Annual v5.13 | 945 | 5996 | Rate Constraint in lbs/MMBtu | FALSE | L | Annual | Generation | TWh | 0 | 0 | 0 | 0 | 0 | 0 | 0
NSR Big Cajun 2- Unit 3 - NOx Rate Annual v5.13 | 945 | 5996 | Rate Constraint in lbs/MMBtu | FALSE | L | Annual | Qualifying Generation | TWh | 0 | 0 | 0 | 0 | 0 | 0 | 0
NSR Big Cajun 2- Unit 3 - NOx Rate Annual v5.13 | 945 | 5996 | Rate Constraint in lbs/MMBtu | FALSE | L | Annual | Rate | lb/MWh | 0 | 0 | 0 | 0 | 0 | 0 | 0
NSR Big Cajun 2- Unit 3 - NOx Rate Annual v5.13 | 945 | 5996 | Rate Constraint in lbs/MMBtu | FALSE | L | Annual | Constraint Shadow Price | US2011$/Ton | 0 | 0 | 0 | 0 | 0 | 0 | 0
NSR Boswell 1,2 - NOX Rate Annual v5.14 | 946 | 6132 | Rate Constraint in lbs/MMBtu | FALSE | L | Annual | Seasons Included | Seasons | Winter, Summer | Winter, Summer | Winter, Summer | Winter, Summer | Winter, Summer | Winter, Summer | Winter, Summer
NSR Boswell 1,2 - NOX Rate Annual v5.14 | 946 | 6132 | Rate Constraint in lbs/MMBtu | FALSE | L | Annual | Standard | lb/MMBtu | 0.2 | 0.2 | 0.2 | 0.2 | 0.2 | 0.2 | 0.2
NSR Boswell 1,2 - NOX Rate Annual v5.14 | 946 | 6132 | Rate Constraint in lbs/MMBtu | FALSE | L | Annual | Emissions at Affected Plants NOX | Thousand Tons | 0.0078455 | 0.0078455 | 0.00050211 | 0.00050211 | 0.00050211 | 0.00050211 | 0.00050211
NSR Boswell 1,2 - NOX Rate Annual v5.14 | 946 | 6132 | Rate Constraint in lbs/MMBtu | FALSE | L | Annual | Allowances Purchased NOX | Thousand Tons | 0 | 0 | 0 | 0 | 0 | 0 | 0
NSR Boswell 1,2 - NOX Rate Annual v5.14 | 946 | 6132 | Rate Constraint in lbs/MMBtu | FALSE | L | Annual | Allowances Sold NOX | Thousand Tons | 0 | 0 | 0 | 0 | 0 | 0 | 0
NSR Boswell 1,2 - NOX Rate Annual v5.14 | 946 | 6132 | Rate Constraint in lbs/MMBtu | FALSE | L | Annual | Allowances Banked | Thousand Tons | 0 | 0 | 0 | 0 | 0 | 0 | 0
NSR Boswell 1,2 - NOX Rate Annual v5.14 | 946 | 6132 | Rate Constraint in lbs/MMBtu | FALSE | L | Annual | Allowances Withdrawn (1:1) | Thousand Tons | 0 | 0 | 0 | 0 | 0 | 0 | 0
NSR Boswell 1,2 - NOX Rate Annual v5.14 | 946 | 6132 | Rate Constraint in lbs/MMBtu | FALSE | L | Annual | Allowances Withdrawn (n:1) | Thousand Tons | 0 | 0 | 0 | 0 | 0 | 0 | 0
NSR Boswell 1,2 - NOX Rate Annual v5.14 | 946 | 6132 | Rate Constraint in lbs/MMBtu | FALSE | L | Annual | Net Emissions Allowance Position | Thousand Tons | 0.0078455 | 0.0078455 | 0.00050211 | 0.00050211 | 0.00050211 | 0.00050211 | 0.00050211
NSR Boswell 1,2 - NOX Rate Annual v5.14 | 946 | 6132 | Rate Constraint in lbs/MMBtu | FALSE | L | Annual | Fuel Consumed | TBtu | 0.078455 | 0.078455 | 0.0050211 | 0.0050211 | 0.0050211 | 0.0050211 | 0.0050211
NSR Boswell 1,2 - NOX Rate Annual v5.14 | 946 | 6132 | Rate Constraint in lbs/MMBtu | FALSE | L | Annual | Rate | lb/MMBtu | 0.2 | 0.2 | 0.2 | 0.2 | 0.2 | 0.2 | 0.2
NSR Boswell 1,2 - NOX Rate Annual v5.14 | 946 | 6132 | Rate Constraint in lbs/MMBtu | FALSE | L | Annual | Generation | TWh | 0.0073549 | 0.0073549 | 0.00046928 | 0.00046928 | 0.00046928 | 0.00046928 | 0.00046928
NSR Boswell 1,2 - NOX Rate Annual v5.14 | 946 | 6132 | Rate Constraint in lbs/MMBtu | FALSE | L | Annual | Qualifying Generation | TWh | 0.0073549 | 0.0073549 | 0.00046928 | 0.00046928 | 0.00046928 | 0.00046928 | 0.00046928
NSR Boswell 1,2 - NOX Rate Annual v5.14 | 946 | 6132 | Rate Constraint in lbs/MMBtu | FALSE | L | Annual | Rate | lb/MWh | 1.0667 | 1.0667 | 1.07 | 1.07 | 1.07 | 1.07 | 1.07
NSR Boswell 1,2 - NOX Rate Annual v5.14 | 946 | 6132 | Rate Constraint in lbs/MMBtu | FALSE | L | Annual | Constraint Shadow Price | US2011$/Ton | 25826.7275 | 23577.5043 | 123.2308 | 0 | 0 | 961.3662 | 0
NSR Boswell 1-3 - SO2 Rate Annual v5.14 | 947 | 6130 | Rate Constraint in lbs/MMBtu | FALSE | L | Annual | Seasons Included | Seasons | Winter, Summer | Winter, Summer | Winter, Summer | Winter, Summer | Winter, Summer | Winter, Summer | Winter, Summer
NSR Boswell 1-3 - SO2 Rate Annual v5.14 | 947 | 6130 | Rate Constraint in lbs/MMBtu | FALSE | L | Annual | Standard | lb/MMBtu | 0 | 0 | 0.03 | 0.03 | 0.03 | 0.03 | 0.03
NSR Boswell 1-3 - SO2 Rate Annual v5.14 | 947 | 6130 | Rate Constraint in lbs/MMBtu | FALSE | L | Annual | Emissions at Affected Plants SO2 | Thousand Tons | 0 | 0 | 0.42223 | 0.42223 | 0.42223 | 0.42223 | 0.42223
NSR Boswell 1-3 - SO2 Rate Annual v5.14 | 947 | 6130 | Rate Constraint in lbs/MMBtu | FALSE | L | Annual | Allowances Purchased SO2 | Thousand Tons | 0 | 0 | 0 | 0 | 0 | 0 | 0
NSR Boswell 1-3 - SO2 Rate Annual v5.14 | 947 | 6130 | Rate Constraint in lbs/MMBtu | FALSE | L | Annual | Allowances Sold SO2 | Thousand Tons | 0 | 0 | 0 | 0 | 0 | 0 | 0
NSR Boswell 1-3 - SO2 Rate Annual v5.14 | 947 | 6130 | Rate Constraint in lbs/MMBtu | FALSE | L | Annual | Allowances Banked | Thousand Tons | 0 | 0 | 0 | 0 | 0 | 0 | 0
NSR Boswell 1-3 - SO2 Rate Annual v5.14 | 947 | 6130 | Rate Constraint in lbs/MMBtu | FALSE | L | Annual | Allowances Withdrawn (1:1) | Thousand Tons | 0 | 0 | 0 | 0 | 0 | 0 | 0
NSR Boswell 1-3 - SO2 Rate Annual v5.14 | 947 | 6130 | Rate Constraint in lbs/MMBtu | FALSE | L | Annual | Allowances Withdrawn (n:1) | Thousand Tons | 0 | 0 | 0 | 0 | 0 | 0 | 0
NSR Boswell 1-3 - SO2 Rate Annual v5.14 | 947 | 6130 | Rate Constraint in lbs/MMBtu | FALSE | L | Annual | Net Emissions Allowance Position | Thousand Tons | 0 | 0 | 0.42223 | 0.42223 | 0.42223 | 0.42223 | 0.42223
NSR Boswell 1-3 - SO2 Rate Annual v5.14 | 947 | 6130 | Rate Constraint in lbs/MMBtu | FALSE | L | Annual | Fuel Consumed | TBtu | 0 | 0 | 28.1484 | 28.1484 | 28.1484 | 28.1484 | 28.1484
NSR Boswell 1-3 - SO2 Rate Annual v5.14 | 947 | 6130 | Rate Constraint in lbs/MMBtu | FALSE | L | Annual | Rate | lb/MMBtu | 0 | 0 | 0.03 | 0.03 | 0.03 | 0.03 | 0.03
NSR Boswell 1-3 - SO2 Rate Annual v5.14 | 947 | 6130 | Rate Constraint in lbs/MMBtu | FALSE | L | Annual | Generation | TWh | 0 | 0 | 2.6625 | 2.6625 | 2.6625 | 2.6625 | 2.6625
NSR Boswell 1-3 - SO2 Rate Annual v5.14 | 947 | 6130 | Rate Constraint in lbs/MMBtu | FALSE | L | Annual | Qualifying Generation | TWh | 0 | 0 | 2.6625 | 2.6625 | 2.6625 | 2.6625 | 2.6625
NSR Boswell 1-3 - SO2 Rate Annual v5.14 | 947 | 6130 | Rate Constraint in lbs/MMBtu | FALSE | L | Annual | Rate | lb/MWh | 0 | 0 | 0.15858 | 0.15858 | 0.15858 | 0.15858 | 0.15858
NSR Boswell 1-3 - SO2 Rate Annual v5.14 | 947 | 6130 | Rate Constraint in lbs/MMBtu | FALSE | L | Annual | Constraint Shadow Price | US2011$/Ton | 0 | 0 | 4941.3026 | 4522.7126 | 3284.2233 | 3561.7037 | 3061.7781
NSR Boswell 3 - NOX Rate Annual v5.14 | 948 | 6133 | Rate Constraint in lbs/MMBtu | FALSE | L | Annual | Seasons Included | Seasons | Winter, Summer | Winter, Summer | Winter, Summer | Winter, Summer | Winter, Summer | Winter, Summer | Winter, Summer
NSR Boswell 3 - NOX Rate Annual v5.14 | 948 | 6133 | Rate Constraint in lbs/MMBtu | FALSE | L | Annual | Standard | lb/MMBtu | 0.06 | 0.06 | 0.06 | 0.06 | 0.06 | 0.06 | 0.06
NSR Boswell 3 - NOX Rate Annual v5.14 | 948 | 6133 | Rate Constraint in lbs/MMBtu | FALSE | L | Annual | Emissions at Affected Plants NOX | Thousand Tons | 0.77563 | 1.8258 | 1.8258 | 1.8258 | 1.8258 | 1.8258 | 1.7726
NSR Boswell 3 - NOX Rate Annual v5.14 | 948 | 6133 | Rate Constraint in lbs/MMBtu | FALSE | L | Annual | Allowances Purchased NOX | Thousand Tons | 0 | 0 | 0 | 0 | 0 | 0 | 0
NSR Boswell 3 - NOX Rate Annual v5.14 | 948 | 6133 | Rate Constraint in lbs/MMBtu | FALSE | L | Annual | Allowances Sold NOX | Thousand Tons | 0 | 0 | 0 | 0 | 0 | 0 | 0
NSR Boswell 3 - NOX Rate Annual v5.14 | 948 | 6133 | Rate Constraint in lbs/MMBtu | FALSE | L | Annual | Allowances Banked | Thousand Tons | 0 | 0 | 0 | 0 | 0 | 0 | 0
NSR Boswell 3 - NOX Rate Annual v5.14 | 948 | 6133 | Rate Constraint in lbs/MMBtu | FALSE | L | Annual | Allowances Withdrawn (1:1) | Thousand Tons | 0 | 0 | 0 | 0 | 0 | 0 | 0
NSR Boswell 3 - NOX Rate Annual v5.14 | 948 | 6133 | Rate Constraint in lbs/MMBtu | FALSE | L | Annual | Allowances Withdrawn (n:1) | Thousand Tons | 0 | 0 | 0 | 0 | 0 | 0 | 0
NSR Boswell 3 - NOX Rate Annual v5.14 | 948 | 6133 | Rate Constraint in lbs/MMBtu | FALSE | L | Annual | Net Emissions Allowance Position | Thousand Tons | 0.77563 | 1.8258 | 1.8258 | 1.8258 | 1.8258 | 1.8258 | 1.7726
NSR Boswell 3 - NOX Rate Annual v5.14 | 948 | 6133 | Rate Constraint in lbs/MMBtu | FALSE | L | Annual | Fuel Consumed | TBtu | 28.1434 | 60.8614 | 60.8614 | 60.8614 | 60.8614 | 60.8614 | 59.0859
NSR Boswell 3 - NOX Rate Annual v5.14 | 948 | 6133 | Rate Constraint in lbs/MMBtu | FALSE | L | Annual | Rate | lb/MMBtu | 0.05512 | 0.06 | 0.06 | 0.06 | 0.06 | 0.06 | 0.06
NSR Boswell 3 - NOX Rate Annual v5.14 | 948 | 6133 | Rate Constraint in lbs/MMBtu | FALSE | L | Annual | Generation | TWh | 2.6621 | 5.6399 | 5.6399 | 5.6399 | 5.6399 | 5.6399 | 5.4705
NSR Boswell 3 - NOX Rate Annual v5.14 | 948 | 6133 | Rate Constraint in lbs/MMBtu | FALSE | L | Annual | Qualifying Generation | TWh | 2.6621 | 5.6399 | 5.6399 | 5.6399 | 5.6399 | 5.6399 | 5.4705
NSR Boswell 3 - NOX Rate Annual v5.14 | 948 | 6133 | Rate Constraint in lbs/MMBtu | FALSE | L | Annual | Rate | lb/MWh | 0.29136 | 0.32374 | 0.32374 | 0.32374 | 0.32374 | 0.32374 | 0.32402
NSR Boswell 3 - NOX Rate Annual v5.14 | 948 | 6133 | Rate Constraint in lbs/MMBtu | FALSE | L | Annual | Constraint Shadow Price | US2011$/Ton | 0 | 5295.6411 | 12424.8943 | 10278.562 | 3448.4496 | 2667.4852 | 3538.3961
NSR Boswell 4 - NOX Rate Annual v5.14 | 949 | 6134 | Rate Constraint in lbs/MMBtu | FALSE | L | Annual | Seasons Included | Seasons | Winter, Summer | Winter, Summer | Winter, Summer | Winter, Summer | Winter, Summer | Winter, Summer | Winter, Summer
NSR Boswell 4 - NOX Rate Annual v5.14 | 949 | 6134 | Rate Constraint in lbs/MMBtu | FALSE | L | Annual | Standard | lb/MMBtu | 0.12 | 0.12 | 0.12 | 0.12 | 0.12 | 0.12 | 0.12
NSR Boswell 4 - NOX Rate Annual v5.14 | 949 | 6134 | Rate Constraint in lbs/MMBtu | FALSE | L | Annual | Emissions at Affected Plants NOX | Thousand Tons | 0 | 1.0502 | 1.0502 | 1.0502 | 1.0502 | 1.0502 | 0.99695
NSR Boswell 4 - NOX Rate Annual v5.14 | 949 | 6134 | Rate Constraint in lbs/MMBtu | FALSE | L | Annual | Allowances Purchased NOX | Thousand Tons | 0 | 0 | 0 | 0 | 0 | 0 | 0
NSR Boswell 4 - NOX Rate Annual v5.14 | 949 | 6134 | Rate Constraint in lbs/MMBtu | FALSE | L | Annual | Allowances Sold NOX | Thousand Tons | 0 | 0 | 0 | 0 | 0 | 0 | 0
NSR Boswell 4 - NOX Rate Annual v5.14 | 949 | 6134 | Rate Constraint in lbs/MMBtu | FALSE | L | Annual | Allowances Banked | Thousand Tons | 0 | 0 | 0 | 0 | 0 | 0 | 0
NSR Boswell 4 - NOX Rate Annual v5.14 | 949 | 6134 | Rate Constraint in lbs/MMBtu | FALSE | L | Annual | Allowances Withdrawn (1:1) | Thousand Tons | 0 | 0 | 0 | 0 | 0 | 0 | 0
NSR Boswell 4 - NOX Rate Annual v5.14 | 949 | 6134 | Rate Constraint in lbs/MMBtu | FALSE | L | Annual | Allowances Withdrawn (n:1) | Thousand Tons | 0 | 0 | 0 | 0 | 0 | 0 | 0
NSR Boswell 4 - NOX Rate Annual v5.14 | 949 | 6134 | Rate Constraint in lbs/MMBtu | FALSE | L | Annual | Net Emissions Allowance Position | Thousand Tons | 0 | 1.0502 | 1.0502 | 1.0502 | 1.0502 | 1.0502 | 0.99695
NSR Boswell 4 - NOX Rate Annual v5.14 | 949 | 6134 | Rate Constraint in lbs/MMBtu | FALSE | L | Annual | Fuel Consumed | TBtu | 0 | 32.718 | 32.718 | 32.718 | 32.718 | 32.718 | 30.9425
NSR Boswell 4 - NOX Rate Annual v5.14 | 949 | 6134 | Rate Constraint in lbs/MMBtu | FALSE | L | Annual | Rate | lb/MMBtu | 0 | 0.064198 | 0.064198 | 0.064198 | 0.064198 | 0.064198 | 0.064439
NSR Boswell 4 - NOX Rate Annual v5.14 | 949 | 6134 | Rate Constraint in lbs/MMBtu | FALSE | L | Annual | Generation | TWh | 0 | 2.9778 | 2.9778 | 2.9778 | 2.9778 | 2.9778 | 2.8084
NSR Boswell 4 - NOX Rate Annual v5.14 | 949 | 6134 | Rate Constraint in lbs/MMBtu | FALSE | L | Annual | Qualifying Generation | TWh | 0 | 2.9778 | 2.9778 | 2.9778 | 2.9778 | 2.9778 | 2.8084
NSR Boswell 4 - NOX Rate Annual v5.14 | 949 | 6134 | Rate Constraint in lbs/MMBtu | FALSE | L | Annual | Rate | lb/MWh | 0 | 0.35268 | 0.35268 | 0.35268 | 0.35268 | 0.35268 | 0.35498
NSR Boswell 4 - NOX Rate Annual v5.14 | 949 | 6134 | Rate Constraint in lbs/MMBtu | FALSE | L | Annual | Constraint Shadow Price | US2011$/Ton | 0 | 0 | 0 | 0 | 0 | 0 | 0
NSR Boswell 4 - SO2 Rate Annual v5.14 | 950 | 6131 | Rate Constraint in lbs/MMBtu | FALSE | L | Annual | Seasons Included | Seasons | Winter, Summer | Winter, Summer | Winter, Summer | Winter, Summer | Winter, Summer | Winter, Summer | Winter, Summer
NSR Boswell 4 - SO2 Rate Annual v5.14 | 950 | 6131 | Rate Constraint in lbs/MMBtu | FALSE | L | Annual | Standard | lb/MMBtu | 0 | 0.03 | 0.03 | 0.03 | 0.03 | 0.03 | 0.03
NSR Boswell 4 - SO2 Rate Annual v5.14 | 950 | 6131 | Rate Constraint in lbs/MMBtu | FALSE | L | Annual | Emissions at Affected Plants SO2 | Thousand Tons | 0 | 0.49077 | 0.49077 | 0.49077 | 0.49077 | 0.49077 | 0.46414
NSR Boswell 4 - SO2 Rate Annual v5.14 | 950 | 6131 | Rate Constraint in lbs/MMBtu | FALSE | L | Annual | Allowances Purchased SO2 | Thousand Tons | 0 | 0 | 0 | 0 | 0 | 0 | 0
NSR Boswell 4 - SO2 Rate Annual v5.14 | 950 | 6131 | Rate Constraint in lbs/MMBtu | FALSE | L | Annual | Allowances Sold SO2 | Thousand Tons | 0 | 0 | 0 | 0 | 0 | 0 | 0
NSR Boswell 4 - SO2 Rate Annual v5.14 | 950 | 6131 | Rate Constraint in lbs/MMBtu | FALSE | L | Annual | Allowances Banked | Thousand Tons | 0 | 0 | 0 | 0 | 0 | 0 | 0
NSR Boswell 4 - SO2 Rate Annual v5.14 | 950 | 6131 | Rate Constraint in lbs/MMBtu | FALSE | L | Annual | Allowances Withdrawn (1:1) | Thousand Tons | 0 | 0 | 0 | 0 | 0 | 0 | 0
NSR Boswell 4 - SO2 Rate Annual v5.14 | 950 | 6131 | Rate Constraint in lbs/MMBtu | FALSE | L | Annual | Allowances Withdrawn (n:1) | Thousand Tons | 0 | 0 | 0 | 0 | 0 | 0 | 0
NSR Boswell 4 - SO2 Rate Annual v5.14 | 950 | 6131 | Rate Constraint in lbs/MMBtu | FALSE | L | Annual | Net Emissions Allowance Position | Thousand Tons | 0 | 0.49077 | 0.49077 | 0.49077 | 0.49077 | 0.49077 | 0.46414
NSR Boswell 4 - SO2 Rate Annual v5.14 | 950 | 6131 | Rate Constraint in lbs/MMBtu | FALSE | L | Annual | Fuel Consumed | TBtu | 0 | 32.718 | 32.718 | 32.718 | 32.718 | 32.718 | 30.9425
NSR Boswell 4 - SO2 Rate Annual v5.14 | 950 | 6131 | Rate Constraint in lbs/MMBtu | FALSE | L | Annual | Rate | lb/MMBtu | 0 | 0.03 | 0.03 | 0.03 | 0.03 | 0.03 | 0.03
NSR Boswell 4 - SO2 Rate Annual v5.14 | 950 | 6131 | Rate Constraint in lbs/MMBtu | FALSE | L | Annual | Generation | TWh | 0 | 2.9778 | 2.9778 | 2.9778 | 2.9778 | 2.9778 | 2.8084
NSR Boswell 4 - SO2 Rate Annual v5.14 | 950 | 6131 | Rate Constraint in lbs/MMBtu | FALSE | L | Annual | Qualifying Generation | TWh | 0 | 2.9778 | 2.9778 | 2.9778 | 2.9778 | 2.9778 | 2.8084
NSR Boswell 4 - SO2 Rate Annual v5.14 | 950 | 6131 | Rate Constraint in lbs/MMBtu | FALSE | L | Annual | Rate | lb/MWh | 0 | 0.16481 | 0.16481 | 0.16481 | 0.16481 | 0.16481 | 0.16526
NSR Boswell 4 - SO2 Rate Annual v5.14 | 950 | 6131 | Rate Constraint in lbs/MMBtu | FALSE | L | Annual | Constraint Shadow Price | US2011$/Ton | 335846.4853 | 150703.812 | 196270.3996 | 216130.6513 | 200817.1597 | 314294.4981 | 188786.0411
NSR Brayton Point 1 & 2- SO2 Rate Annual v5.13 | 951 | 5968 | Rate Constraint in lbs/MMBtu | FALSE | L | Annual | Seasons Included | Seasons | Winter, Summer | Winter, Summer | Winter, Summer | Winter, Summer | Winter, Summer | Winter, Summer | Winter, Summer
NSR Brayton Point 1 & 2- SO2 Rate Annual v5.13 | 951 | 5968 | Rate Constraint in lbs/MMBtu | FALSE | L | Annual | Standard | lb/MMBtu | 0.15 | 0.15 | 0.15 | 0.15 | 0.15 | 0.15 | 0.15
NSR Brayton Point 1 & 2- SO2 Rate Annual v5.13 | 951 | 5968 | Rate Constraint in lbs/MMBtu | FALSE | L | Annual | Emissions at Affected Plants SO2 | Thousand Tons | 0 | 0 | 0 | 0 | 0 | 0 | 0
NSR Brayton Point 1 & 2- SO2 Rate Annual v5.13 | 951 | 5968 | Rate Constraint in lbs/MMBtu | FALSE | L | Annual | Allowances Purchased SO2 | Thousand Tons | 0 | 0 | 0 | 0 | 0 | 0 | 0
NSR Brayton Point 1 & 2- SO2 Rate Annual v5.13 | 951 | 5968 | Rate Constraint in lbs/MMBtu | FALSE | L | Annual | Allowances Sold SO2 | Thousand Tons | 0 | 0 | 0 | 0 | 0 | 0 | 0
NSR Brayton Point 1 & 2- SO2 Rate Annual v5.13 | 951 | 5968 | Rate Constraint in lbs/MMBtu | FALSE | L | Annual | Allowances Banked | Thousand Tons | 0 | 0 | 0 | 0 | 0 | 0 | 0
NSR Brayton Point 1 & 2- SO2 Rate Annual v5.13 | 951 | 5968 | Rate Constraint in lbs/MMBtu | FALSE | L | Annual | Allowances Withdrawn (1:1) | Thousand Tons | 0 | 0 | 0 | 0 | 0 | 0 | 0
NSR Brayton Point 1 & 2- SO2 Rate Annual v5.13 | 951 | 5968 | Rate Constraint in lbs/MMBtu | FALSE | L | Annual | Allowances Withdrawn (n:1) | Thousand Tons | 0 | 0 | 0 | 0 | 0 | 0 | 0
NSR Brayton Point 1 & 2- SO2 Rate Annual v5.13 | 951 | 5968 | Rate Constraint in lbs/MMBtu | FALSE | L | Annual | Net Emissions Allowance Position | Thousand Tons | 0 | 0 | 0 | 0 | 0 | 0 | 0
NSR Brayton Point 1 & 2- SO2 Rate Annual v5.13 | 951 | 5968 | Rate Constraint in lbs/MMBtu | FALSE | L | Annual | Fuel Consumed | TBtu | 0 | 0 | 0 | 0 | 0 | 0 | 0
NSR Brayton Point 1 & 2- SO2 Rate Annual v5.13 | 951 | 5968 | Rate Constraint in lbs/MMBtu | FALSE | L | Annual | Rate | lb/MMBtu | 0 | 0 | 0 | 0 | 0 | 0 | 0
NSR Brayton Point 1 & 2- SO2 Rate Annual v5.13 | 951 | 5968 | Rate Constraint in lbs/MMBtu | FALSE | L | Annual | Generation | TWh | 0 | 0 | 0 | 0 | 0 | 0 | 0
NSR Brayton Point 1 & 2- SO2 Rate Annual v5.13 | 951 | 5968 | Rate Constraint in lbs/MMBtu | FALSE | L | Annual | Qualifying Generation | TWh | 0 | 0 | 0 | 0 | 0 | 0 | 0
NSR Brayton Point 1 & 2- SO2 Rate Annual v5.13 | 951 | 5968 | Rate Constraint in lbs/MMBtu | FALSE | L | Annual | Rate | lb/MWh | 0 | 0 | 0 | 0 | 0 | 0 | 0
NSR Brayton Point 1 & 2- SO2 Rate Annual v5.13 | 951 | 5968 | Rate Constraint in lbs/MMBtu | FALSE | L | Annual | Constraint Shadow Price | US2011$/Ton | 8524.5281 | 22296.6786 | 0 | 913.9559 | 23502.1935 | 0 | 30953.4552
NSR Brayton Point 1- Hg Rate Annual v5.13 | 952 | 5972 | Rate Constraint in lbs/MMBtu | FALSE | L | Annual | Seasons Included | Seasons | Winter, Summer | Winter, Summer | Winter, Summer | Winter, Summer | Winter, Summer | Winter, Summer | Winter, Summer
NSR Brayton Point 1- Hg Rate Annual v5.13 | 952 | 5972 | Rate Constraint in lbs/MMBtu | FALSE | L | Annual | Standard | lb/MMBtu | 0.01 | 0.01 | 0.01 | 0.01 | 0.01 | 0.01 | 0.01
NSR Brayton Point 1- Hg Rate Annual v5.13 | 952 | 5972 | Rate Constraint in lbs/MMBtu | FALSE | L | Annual | Emissions at Affected Plants MER | lbs | 0 | 0 | 0 | 0 | 0 | 0 | 0
NSR Brayton Point 1- Hg Rate Annual v5.13 | 952 | 5972 | Rate Constraint in lbs/MMBtu | FALSE | L | Annual | Allowances Purchased MER | lbs | 0 | 0 | 0 | 0 | 0 | 0 | 0
NSR Brayton Point 1- Hg Rate Annual v5.13 | 952 | 5972 | Rate Constraint in lbs/MMBtu | FALSE | L | Annual | Allowances Sold MER | lbs | 0 | 0 | 0 | 0 | 0 | 0 | 0
NSR Brayton Point 1- Hg Rate Annual v5.13 | 952 | 5972 | Rate Constraint in lbs/MMBtu | FALSE | L | Annual | Allowances Banked | lbs | 0 | 0 | 0 | 0 | 0 | 0 | 0
NSR Brayton Point 1- Hg Rate Annual v5.13 | 952 | 5972 | Rate Constraint in lbs/MMBtu | FALSE | L | Annual | Allowances Withdrawn (1:1) | lbs | 0 | 0 | 0 | 0 | 0 | 0 | 0
NSR Brayton Point 1- Hg Rate Annual v5.13 | 952 | 5972 | Rate Constraint in lbs/MMBtu | FALSE | L | Annual | Allowances Withdrawn (n:1) | lbs | 0 | 0 | 0 | 0 | 0 | 0 | 0
NSR Brayton Point 1- Hg Rate Annual v5.13 | 952 | 5972 | Rate Constraint in lbs/MMBtu | FALSE | L | Annual | Net Emissions Allowance Position | lbs | 0 | 0 | 0 | 0 | 0 | 0 | 0
NSR Brayton Point 1- Hg Rate Annual v5.13 | 952 | 5972 | Rate Constraint in lbs/MMBtu | FALSE | L | Annual | Fuel Consumed | TBtu | 0 | 0 | 0 | 0 | 0 | 0 | 0
NSR Brayton Point 1- Hg Rate Annual v5.13 | 952 | 5972 | Rate Constraint in lbs/MMBtu | FALSE | L | Annual | Rate | lb/MMBtu | 0 | 0 | 0 | 0 | 0 | 0 | 0
NSR Brayton Point 1- Hg Rate Annual v5.13 | 952 | 5972 | Rate Constraint in lbs/MMBtu | FALSE | L | Annual | Generation | TWh | 0 | 0 | 0 | 0 | 0 | 0 | 0
NSR Brayton Point 1- Hg Rate Annual v5.13 | 952 | 5972 | Rate Constraint in lbs/MMBtu | FALSE | L | Annual | Qualifying Generation | TWh | 0 | 0 | 0 | 0 | 0 | 0 | 0
NSR Brayton Point 1- Hg Rate Annual v5.13 | 952 | 5972 | Rate Constraint in lbs/MMBtu | FALSE | L | Annual | Rate | lb/MWh | 0 | 0 | 0 | 0 | 0 | 0 | 0
NSR Brayton Point 1- Hg Rate Annual v5.13 | 952 | 5972 | Rate Constraint in lbs/MMBtu | FALSE | L | Annual | Constraint Shadow Price | US2011$/Lb | 0 | 0 | 0 | 0 | 0 | 0 | 0
NSR Brayton Point 1- NOx Rate Annual v5.13 | 953 | 5970 | Rate Constraint in lbs/MMBtu | FALSE | L | Annual | Seasons Included | Seasons | Winter, Summer | Winter, Summer | Winter, Summer | Winter, Summer | Winter, Summer | Winter, Summer | Winter, Summer
NSR Brayton Point 1- NOx Rate Annual v5.13 | 953 | 5970 | Rate Constraint in lbs/MMBtu | FALSE | L | Annual | Standard | lb/MMBtu | 0.08 | 0.08 | 0.08 | 0.08 | 0.08 | 0.08 | 0.08
NSR Brayton Point 1- NOx Rate Annual v5.13 | 953 | 5970 | Rate Constraint in lbs/MMBtu | FALSE | L | Annual | Emissions at Affected Plants NOX | Thousand Tons | 0 | 0 | 0 | 0 | 0 | 0 | 0
NSR Brayton Point 1- NOx Rate Annual v5.13 | 953 | 5970 | Rate Constraint in lbs/MMBtu | FALSE | L | Annual | Allowances Purchased NOX | Thousand Tons | 0 | 0 | 0 | 0 | 0 | 0 | 0
NSR Brayton Point 1- NOx Rate Annual v5.13 | 953 | 5970 | Rate Constraint in lbs/MMBtu | FALSE | L | Annual | Allowances Sold NOX | Thousand Tons | 0 | 0 | 0 | 0 | 0 | 0 | 0
NSR Brayton Point 1- NOx Rate Annual v5.13 | 953 | 5970 | Rate Constraint in lbs/MMBtu | FALSE | L | Annual | Allowances Banked | Thousand Tons | 0 | 0 | 0 | 0 | 0 | 0 | 0
NSR Brayton Point 1- NOx Rate Annual v5.13 | 953 | 5970 | Rate Constraint in lbs/MMBtu | FALSE | L | Annual | Allowances Withdrawn (1:1) | Thousand Tons | 0 | 0 | 0 | 0 | 0 | 0 | 0
NSR Brayton Point 1- NOx Rate Annual v5.13 | 953 | 5970 | Rate Constraint in lbs/MMBtu | FALSE | L | Annual | Allowances Withdrawn (n:1) | Thousand Tons | 0 | 0 | 0 | 0 | 0 | 0 | 0
NSR Brayton Point 1- NOx Rate Annual v5.13 | 953 | 5970 | Rate Constraint in lbs/MMBtu | FALSE | L | Annual | Net Emissions Allowance Position | Thousand Tons | 0 | 0 | 0 | 0 | 0 | 0 | 0
NSR Brayton Point 1- NOx Rate Annual v5.13 | 953 | 5970 | Rate Constraint in lbs/MMBtu | FALSE | L | Annual | Fuel Consumed | TBtu | 0 | 0 | 0 | 0 | 0 | 0 | 0
NSR Brayton Point 1- NOx Rate Annual v5.13 | 953 | 5970 | Rate Constraint in lbs/MMBtu | FALSE | L | Annual | Rate | lb/MMBtu | 0 | 0 | 0 | 0 | 0 | 0 | 0
NSR Brayton Point 1- NOx Rate Annual v5.13 | 953 | 5970 | Rate Constraint in lbs/MMBtu | FALSE | L | Annual | Generation | TWh | 0 | 0 | 0 | 0 | 0 | 0 | 0
NSR Brayton Point 1- NOx Rate Annual v5.13 | 953 | 5970 | Rate Constraint in lbs/MMBtu | FALSE | L | Annual | Qualifying Generation | TWh | 0 | 0 | 0 | 0 | 0 | 0 | 0
NSR Brayton Point 1- NOx Rate Annual v5.13 | 953 | 5970 | Rate Constraint in lbs/MMBtu | FALSE | L | Annual | Rate | lb/MWh | 0 | 0 | 0 | 0 | 0 | 0 | 0
NSR Brayton Point 1- NOx Rate Annual v5.13 | 953 | 5970 | Rate Constraint in lbs/MMBtu | FALSE | L | Annual | Constraint Shadow Price | US2011$/Ton | 0 | 0 | 0 | 0 | 0 | 0 | 0
NSR Brayton Point 1-3 Nox Cap Annual v5.13 | 954 | 5977 | Rate Constraint in MTons | FALSE | L | Annual | Seasons Included | Seasons | Winter, Summer | Winter, Summer | Winter, Summer | Winter, Summer | Winter, Summer | Winter, Summer | Winter, Summer
NSR Brayton Point 1-3 Nox Cap Annual v5.13 | 954 | 5977 | Rate Constraint in MTons | FALSE | L | Annual | Standard | Thousand Tons | 4.6 | 4.6 | 4.6 | 4.6 | 4.6 | 4.6 | 4.6
NSR Brayton Point 1-3 Nox Cap Annual v5.13 | 954 | 5977 | Rate Constraint in MTons | FALSE | L | Annual | Standard NOX | Thousand Tons | 4.6 | 4.6 | 4.6 | 4.6 | 4.6 | 4.6 | 4.6
NSR Brayton Point 1-3 Nox Cap Annual v5.13 | 954 | 5977 | Rate Constraint in MTons | FALSE | L | Annual | Emissions at Affected Plants NOX | Thousand Tons | 0.0019035 | 0 | 0 | 0 | 0 | 0 | 0
NSR Brayton Point 1-3 Nox Cap Annual v5.13 | 954 | 5977 | Rate Constraint in MTons | FALSE | L | Annual | Allowances Purchased NOX | Thousand Tons | 0 | 0 | 0 | 0 | 0 | 0 | 0
NSR Brayton Point 1-3 Nox Cap Annual v5.13 | 954 | 5977 | Rate Constraint in MTons | FALSE | L | Annual | Allowances Sold NOX | Thousand Tons | 0 | 0 | 0 | 0 | 0 | 0 | 0
NSR Brayton Point 1-3 Nox Cap Annual v5.13 | 954 | 5977 | Rate Constraint in MTons | FALSE | L | Annual | Allowances Banked | Thousand Tons | 0 | 0 | 0 | 0 | 0 | 0 | 0
NSR Brayton Point 1-3 Nox Cap Annual v5.13 | 954 | 5977 | Rate Constraint in MTons | FALSE | L | Annual | Allowances Withdrawn (1:1) | Thousand Tons | 0 | 0 | 0 | 0 | 0 | 0 | 0
NSR Brayton Point 1-3 Nox Cap Annual v5.13 | 954 | 5977 | Rate Constraint in MTons | FALSE | L | Annual | Allowances Withdrawn (n:1) | Thousand Tons | 0 | 0 | 0 | 0 | 0 | 0 | 0
NSR Brayton Point 1-3 Nox Cap Annual v5.13 | 954 | 5977 | Rate Constraint in MTons | FALSE | L | Annual | Net Emissions Allowance Position | Thousand Tons | 0.0019035 | 0 | 0 | 0 | 0 | 0 | 0
NSR Brayton Point 1-3 Nox Cap Annual v5.13 | 954 | 5977 | Rate Constraint in MTons | FALSE | L | Annual | Fuel Consumed | TBtu | 0.047706 | 0 | 0 | 0 | 0 | 0 | 0
NSR Brayton Point 1-3 Nox Cap Annual v5.13 | 954 | 5977 | Rate Constraint in MTons | FALSE | L | Annual | Rate | lb/MMBtu | 0.079801 | 0 | 0 | 0 | 0 | 0 | 0
NSR Brayton Point 1-3 Nox Cap Annual v5.13 | 954 | 5977 | Rate Constraint in MTons | FALSE | L | Annual | Generation | TWh | 0.0049431 | 0 | 0 | 0 | 0 | 0 | 0
NSR Brayton Point 1-3 Nox Cap Annual v5.13 | 954 | 5977 | Rate Constraint in MTons | FALSE | L | Annual | Qualifying Generation | TWh | 0.0049431 | 0 | 0 | 0 | 0 | 0 | 0
NSR Brayton Point 1-3 Nox Cap Annual v5.13 | 954 | 5977 | Rate Constraint in MTons | FALSE | L | Annual | Rate | lb/MWh | 0.38508 | 0 | 0 | 0 | 0 | 0 | 0
NSR Brayton Point 1-3 Nox Cap Annual v5.13 | 954 | 5977 | Rate Constraint in MTons | FALSE | L | Annual | Constraint Shadow Price | US2011$/Ton | 0 | 0 | 0 | 0 | 0 | 0 | 0
NSR Brayton Point 1-3 SO2 Cap Annual v5.13 | 955 | 5969 | Rate Constraint in MTons | FALSE | L | Annual | Seasons Included | Seasons | Winter, Summer | Winter, Summer | Winter, Summer | Winter, Summer | Winter, Summer | Winter, Summer | Winter, Summer
NSR Brayton Point 1-3 SO2 Cap Annual v5.13 | 955 | 5969 | Rate Constraint in MTons | FALSE | L | Annual | Standard | Thousand Tons | 4.1 | 4.1 | 4.1 | 4.1 | 4.1 | 4.1 | 4.1
NSR Brayton Point 1-3 SO2 Cap Annual v5.13 | 955 | 5969 | Rate Constraint in MTons | FALSE | L | Annual | Standard SO2 | Thousand Tons | 4.1 | 4.1 | 4.1 | 4.1 | 4.1 | 4.1 | 4.1
NSR Brayton Point 1-3 SO2 Cap Annual v5.13 | 955 | 5969 | Rate Constraint in MTons | FALSE | L | Annual | Emissions at Affected Plants SO2 | Thousand Tons | 0.0019011 | 0 | 0 | 0 | 0 | 0 | 0
NSR Brayton Point 1-3 SO2 Cap Annual v5.13 | 955 | 5969 | Rate Constraint in MTons | FALSE | L | Annual | Allowances Purchased SO2 | Thousand Tons | 0 | 0 | 0 | 0 | 0 | 0 | 0
NSR Brayton Point 1-3 SO2 Cap Annual v5.13 | 955 | 5969 | Rate Constraint in MTons | FALSE | L | Annual | Allowances Sold SO2 | Thousand Tons | 0 | 0 | 0 | 0 | 0 | 0 | 0
NSR Brayton Point 1-3 SO2 Cap Annual v5.13 | 955 | 5969 | Rate Constraint in MTons | FALSE | L | Annual | Allowances Banked | Thousand Tons | 0 | 0 | 0 | 0 | 0 | 0 | 0
NSR Brayton Point 1-3 SO2 Cap Annual v5.13 | 955 | 5969 | Rate Constraint in MTons | FALSE | L | Annual | Allowances Withdrawn (1:1) | Thousand Tons | 0 | 0 | 0 | 0 | 0 | 0 | 0
NSR Brayton Point 1-3 SO2 Cap Annual v5.13 | 955 | 5969 | Rate Constraint in MTons | FALSE | L | Annual | Allowances Withdrawn (n:1) | Thousand Tons | 0 | 0 | 0 | 0 | 0 | 0 | 0
NSR Brayton Point 1-3 SO2 Cap Annual v5.13 | 955 | 5969 | Rate Constraint in MTons | FALSE | L | Annual | Net Emissions Allowance Position | Thousand Tons | 0.0019011 | 0 | 0 | 0 | 0 | 0 | 0
NSR Brayton Point 1-3 SO2 Cap Annual v5.13 | 955 | 5969 | Rate Constraint in MTons | FALSE | L | Annual | Fuel Consumed | TBtu | 0.047706 | 0 | 0 | 0 | 0 | 0 | 0
NSR Brayton Point 1-3 SO2 Cap Annual v5.13 | 955 | 5969 | Rate Constraint in MTons | FALSE | L | Annual | Rate | lb/MMBtu | 0.079701 | 0 | 0 | 0 | 0 | 0 | 0
NSR Brayton Point 1-3 SO2 Cap Annual v5.13 | 955 | 5969 | Rate Constraint in MTons | FALSE | L | Annual | Generation | TWh | 0.0049431 | 0 | 0 | 0 | 0 | 0 | 0
NSR Brayton Point 1-3 SO2 Cap Annual v5.13 | 955 | 5969 | Rate Constraint in MTons | FALSE | L | Annual | Qualifying Generation | TWh | 0.0049431 | 0 | 0 | 0 | 0 | 0 | 0
NSR Brayton Point 1-3 SO2 Cap Annual v5.13 | 955 | 5969 | Rate Constraint in MTons | FALSE | L | Annual | Rate | lb/MWh | 0.3846 | 0 | 0 | 0 | 0 | 0 | 0
NSR Brayton Point 1-3 SO2 Cap Annual v5.13 | 955 | 5969 | Rate Constraint in MTons | FALSE | L | Annual | Constraint Shadow Price | US2011$/Ton | 0 | 0 | 0 | 0 | 0 | 0 | 0
NSR Brayton Point 2- Hg Rate Annual v5.13 | 956 | 5973 | Rate Constraint in lbs/MMBtu | FALSE | L | Annual | Seasons Included | Seasons | Winter, Summer | Winter, Summer | Winter, Summer | Winter, Summer | Winter, Summer | Winter, Summer | Winter, Summer
NSR Brayton Point 2- Hg Rate Annual v5.13 | 956 | 5973 | Rate Constraint in lbs/MMBtu | FALSE | L | Annual | Standard | lb/MMBtu | 0.01 | 0.01 | 0.01 | 0.01 | 0.01 | 0.01 | 0.01
NSR Brayton Point 2- Hg Rate Annual v5.13 | 956 | 5973 | Rate Constraint in lbs/MMBtu | FALSE | L | Annual | Emissions at Affected Plants MER | lbs | 0 | 0 | 0 | 0 | 0 | 0 | 0
NSR Brayton Point 2- Hg Rate Annual v5.13 | 956 | 5973 | Rate Constraint in lbs/MMBtu | FALSE | L | Annual | Allowances Purchased MER | lbs | 0 | 0 | 0 | 0 | 0 | 0 | 0
NSR Brayton Point 2- Hg Rate Annual v5.13 | 956 | 5973 | Rate Constraint in lbs/MMBtu | FALSE | L | Annual | Allowances Sold MER | lbs | 0 | 0 | 0 | 0 | 0 | 0 | 0
NSR Brayton Point 2- Hg Rate Annual v5.13 | 956 | 5973 | Rate Constraint in lbs/MMBtu | FALSE | L | Annual | Allowances Banked | lbs | 0 | 0 | 0 | 0 | 0 | 0 | 0
NSR Brayton Point 2- Hg Rate Annual v5.13 | 956 | 5973 | Rate Constraint in lbs/MMBtu | FALSE | L | Annual | Allowances Withdrawn (1:1) | lbs | 0 | 0 | 0 | 0 | 0 | 0 | 0
NSR Brayton Point 2- Hg Rate Annual v5.13 | 956 | 5973 | Rate Constraint in lbs/MMBtu | FALSE | L | Annual | Allowances Withdrawn (n:1) | lbs | 0 | 0 | 0 | 0 | 0 | 0 | 0
NSR Brayton Point 2- Hg Rate Annual v5.13 | 956 | 5973 | Rate Constraint in lbs/MMBtu | FALSE | L | Annual | Net Emissions Allowance Position | lbs | 0 | 0 | 0 | 0 | 0 | 0 | 0
NSR Brayton Point 2- Hg Rate Annual v5.13 | 956 | 5973 | Rate Constraint in lbs/MMBtu | FALSE | L | Annual | Fuel Consumed | TBtu | 0 | 0 | 0 | 0 | 0 | 0 | 0
NSR Brayton Point 2- Hg Rate Annual v5.13 | 956 | 5973 | Rate Constraint in lbs/MMBtu | FALSE | L | Annual | Rate | lb/MMBtu | 0 | 0 | 0 | 0 | 0 | 0 | 0
NSR Brayton Point 2- Hg Rate Annual v5.13 | 956 | 5973 | Rate Constraint in lbs/MMBtu | FALSE | L | Annual | Generation | TWh | 0 | 0 | 0 | 0 | 0 | 0 | 0
NSR Brayton Point 2- Hg Rate Annual v5.13 | 956 | 5973 | Rate Constraint in lbs/MMBtu | FALSE | L | Annual | Qualifying Generation | TWh | 0 | 0 | 0 | 0 | 0 | 0 | 0
NSR Brayton Point 2- Hg Rate Annual v5.13 | 956 | 5973 | Rate Constraint in lbs/MMBtu | FALSE | L | Annual | Rate | lb/MWh | 0 | 0 | 0 | 0 | 0 | 0 | 0
NSR Brayton Point 2- Hg Rate Annual v5.13 | 956 | 5973 | Rate Constraint in lbs/MMBtu | FALSE | L | Annual | Constraint Shadow Price | US2011$/Lb | 0 | 0 | 0 | 0 | 0 | 0 | 0
NSR Brayton Point 2- NOx Rate Annual v5.13 | 957 | 5971 | Rate Constraint in lbs/MMBtu | FALSE | L | Annual | Seasons Included | Seasons | Winter, Summer | Winter, Summer | Winter, Summer | Winter, Summer | Winter, Summer | Winter, Summer | Winter, Summer
NSR Brayton Point 2- NOx Rate Annual v5.13 | 957 | 5971 | Rate Constraint in lbs/MMBtu | FALSE | L | Annual | Standard | lb/MMBtu | 0.28 | 0.28 | 0.28 | 0.28 | 0.28 | 0.28 | 0.28
NSR Brayton Point 2- NOx Rate Annual v5.13 | 957 | 5971 | Rate Constraint in lbs/MMBtu | FALSE | L | Annual | Emissions at Affected Plants NOX | Thousand Tons | 0 | 0 | 0 | 0 | 0 | 0 | 0
NSR Brayton Point 2- NOx Rate Annual v5.13 | 957 | 5971 | Rate Constraint in lbs/MMBtu | FALSE | L | Annual | Allowances Purchased NOX | Thousand Tons | 0 | 0 | 0 | 0 | 0 | 0 | 0
NSR Brayton Point 2- NOx Rate Annual v5.13 | 957 | 5971 | Rate Constraint in lbs/MMBtu | FALSE | L | Annual | Allowances Sold NOX | Thousand Tons | 0 | 0 | 0 | 0 | 0 | 0 | 0
NSR Brayton Point 2- NOx Rate Annual v5.13 | 957 | 5971 | Rate Constraint in lbs/MMBtu | FALSE | L | Annual | Allowances Banked | Thousand Tons | 0 | 0 | 0 | 0 | 0 | 0 | 0
NSR Brayton Point 2- NOx Rate Annual v5.13 | 957 | 5971 | Rate Constraint in lbs/MMBtu | FALSE | L | Annual | Allowances Withdrawn (1:1) | Thousand Tons | 0 | 0 | 0 | 0 | 0 | 0 | 0
NSR Brayton Point 2- NOx Rate Annual v5.13 | 957 | 5971 | Rate Constraint in lbs/MMBtu | FALSE | L | Annual | Allowances Withdrawn (n:1) | Thousand Tons | 0 | 0 | 0 | 0 | 0 | 0 | 0
NSR Brayton Point 2- NOx Rate Annual v5.13 | 957 | 5971 | Rate Constraint in lbs/MMBtu | FALSE | L | Annual | Net Emissions Allowance Position | Thousand Tons | 0 | 0 | 0 | 0 | 0 | 0 | 0
NSR Brayton Point 2- NOx Rate Annual v5.13 | 957 | 5971 | Rate Constraint in lbs/MMBtu | FALSE | L | Annual | Fuel Consumed | TBtu | 0 | 0 | 0 | 0 | 0 | 0 | 0
NSR Brayton Point 2- NOx Rate Annual v5.13 | 957 | 5971 | Rate Constraint in lbs/MMBtu | FALSE | L | Annual | Rate | lb/MMBtu | 0 | 0 | 0 | 0 | 0 | 0 | 0
NSR Brayton Point 2- NOx Rate Annual v5.13 | 957 | 5971 | Rate Constraint in lbs/MMBtu | FALSE | L | Annual | Generation | TWh | 0 | 0 | 0 | 0 | 0 | 0 | 0
NSR Brayton Point 2- NOx Rate Annual v5.13 | 957 | 5971 | Rate Constraint in lbs/MMBtu | FALSE | L | Annual | Qualifying Generation | TWh | 0 | 0 | 0 | 0 | 0 | 0 | 0
NSR Brayton Point 2- NOx Rate Annual v5.13 | 957 | 5971 | Rate Constraint in lbs/MMBtu | FALSE | L | Annual | Rate | lb/MWh | 0 | 0 | 0 | 0 | 0 | 0 | 0
NSR Brayton Point 2- NOx Rate Annual v5.13 | 957 | 5971 | Rate Constraint in lbs/MMBtu | FALSE | L | Annual | Constraint Shadow Price | US2011$/Ton | 0 | 0 | 0 | 0 | 0 | 0 | 0
NSR Brayton Point 3- Hg Rate Annual v5.13 | 958 | 5976 | Rate Constraint in lbs/MMBtu | FALSE | L | Annual | Seasons Included | Seasons | Winter, Summer | Winter, Summer | Winter, Summer | Winter, Summer | Winter, Summer | Winter, Summer | Winter, Summer
NSR Brayton Point 3- Hg Rate Annual v5.13 | 958 | 5976 | Rate Constraint in lbs/MMBtu | FALSE | L | Annual | Standard | lb/MMBtu | 0.01 | 0.01 | 0.01 | 0.01 | 0.01 | 0.01 | 0.01
NSR Brayton Point 3- Hg Rate Annual v5.13 | 958 | 5976 | Rate Constraint in lbs/MMBtu | FALSE | L | Annual | Emissions at Affected Plants MER | lbs | 0.038422 | 0 | 0 | 0 | 0 | 0 | 0
NSR Brayton Point 3- Hg Rate Annual v5.13 | 958 | 5976 | Rate Constraint in lbs/MMBtu | FALSE | L | Annual | Allowances Purchased MER | lbs | 0 | 0 | 0 | 0 | 0 | 0 | 0
NSR Brayton Point 3- Hg Rate Annual v5.13 | 958 | 5976 | Rate Constraint in lbs/MMBtu | FALSE | L | Annual | Allowances Sold MER | lbs | 0 | 0 | 0 | 0 | 0 | 0 | 0
NSR Brayton Point 3- Hg Rate Annual v5.13 | 958 | 5976 | Rate Constraint in lbs/MMBtu | FALSE | L | Annual | Allowances Banked | lbs | 0 | 0 | 0 | 0 | 0 | 0 | 0
NSR Brayton Point 3- Hg Rate Annual v5.13 | 958 | 5976 | Rate Constraint in lbs/MMBtu | FALSE | L | Annual | Allowances Withdrawn (1:1) | lbs | 0 | 0 | 0 | 0 | 0 | 0 | 0
NSR Brayton Point 3- Hg Rate Annual v5.13 | 958 | 5976 | Rate Constraint in lbs/MMBtu | FALSE | L | Annual | Allowances Withdrawn (n:1) | lbs | 0 | 0 | 0 | 0 | 0 | 0 | 0
NSR Brayton Point 3- Hg Rate Annual v5.13 | 958 | 5976 | Rate Constraint in lbs/MMBtu | FALSE | L | Annual | Net Emissions Allowance Position | lbs | 0.038422 | 0 | 0 | 0 | 0 | 0 | 0
NSR Brayton Point 3- Hg Rate Annual v5.13 | 958 | 5976 | Rate Constraint in lbs/MMBtu | FALSE | L | Annual | Fuel Consumed | TBtu | 0.047706 | 0 | 0 | 0 | 0 | 0 | 0
NSR Brayton Point 3- Hg Rate Annual v5.13 | 958 | 5976 | Rate Constraint in lbs/MMBtu | FALSE | L | Annual | Rate | lb/MMBtu | 8.0539e-07 | 0 | 0 | 0 | 0 | 0 | 0
NSR Brayton Point 3- Hg Rate Annual v5.13 | 958 | 5976 | Rate Constraint in lbs/MMBtu | FALSE | L | Annual | Generation | TWh | 0.0049431 | 0 | 0 | 0 | 0 | 0 | 0
NSR Brayton Point 3- Hg Rate Annual v5.13 | 958 | 5976 | Rate Constraint in lbs/MMBtu | FALSE | L | Annual | Qualifying Generation | TWh | 0.0049431 | 0 | 0 | 0 | 0 | 0 | 0
NSR Brayton Point 3- Hg Rate Annual v5.13 | 958 | 5976 | Rate Constraint in lbs/MMBtu | FALSE | L | Annual | Rate | lb/MWh | 7.7729 | 0 | 0 | 0 | 0 | 0 | 0
NSR Brayton Point 3- Hg Rate Annual v5.13 | 958 | 5976 | Rate Constraint in lbs/MMBtu | FALSE | L | Annual | Constraint Shadow Price | US2011$/Lb | 0 | 0 | 0 | 0 | 0 | 0 | 0
NSR Brayton Point 3- NOx Rate Annual v5.13 | 959 | 5975 | Rate Constraint in lbs/MMBtu | FALSE | L | Annual | Seasons Included | Seasons | Winter, Summer | Winter, Summer | Winter, Summer | Winter, Summer | Winter, Summer | Winter, Summer | Winter, Summer
NSR Brayton Point 3- NOx Rate Annual v5.13 | 959 | 5975 | Rate Constraint in lbs/MMBtu | FALSE | L | Annual | Standard | lb/MMBtu | 0.08 | 0.08 | 0.08 | 0.08 | 0.08 | 0.08 | 0.08
NSR Brayton Point 3- NOx Rate Annual v5.13 | 959 | 5975 | Rate Constraint in lbs/MMBtu | FALSE | L | Annual | Emissions at Affected Plants NOX | Thousand Tons | 0.0019035 | 0 | 0 | 0 | 0 | 0 | 0
NSR Brayton Point 3- NOx Rate Annual v5.13 | 959 | 5975 | Rate Constraint in lbs/MMBtu | FALSE | L | Annual | Allowances Purchased NOX | Thousand Tons | 0 | 0 | 0 | 0 | 0 | 0 | 0
NSR Brayton Point 3- NOx Rate Annual v5.13 | 959 | 5975 | Rate Constraint in lbs/MMBtu | FALSE | L | Annual | Allowances Sold NOX | Thousand Tons | 0 | 0 | 0 | 0 | 0 | 0 | 0
NSR Brayton Point 3- NOx Rate Annual v5.13 | 959 | 5975 | Rate Constraint in lbs/MMBtu | FALSE | L | Annual | Allowances Banked | Thousand Tons | 0 | 0 | 0 | 0 | 0 | 0 | 0
NSR Brayton Point 3- NOx Rate Annual v5.13 | 959 | 5975 | Rate Constraint in lbs/MMBtu | FALSE | L | Annual | Allowances Withdrawn (1:1) | Thousand Tons | 0 | 0 | 0 | 0 | 0 | 0 | 0
NSR Brayton Point 3- NOx Rate Annual v5.13 | 959 | 5975 | Rate Constraint in lbs/MMBtu | FALSE | L | Annual | Allowances Withdrawn (n:1) | Thousand Tons | 0 | 0 | 0 | 0 | 0 | 0 | 0
NSR Brayton Point 3- NOx Rate Annual v5.13 | 959 | 5975 | Rate Constraint in lbs/MMBtu | FALSE | L | Annual | Net Emissions Allowance Position | Thousand Tons | 0.0019035 | 0 | 0 | 0 | 0 | 0 | 0
NSR Brayton Point 3- NOx Rate Annual v5.13 | 959 | 5975 | Rate Constraint in lbs/MMBtu | FALSE | L | Annual | Fuel Consumed | TBtu | 0.047706 | 0 | 0 | 0 | 0 | 0 | 0
NSR Brayton Point 3- NOx Rate Annual v5.13 | 959 | 5975 | Rate Constraint in lbs/MMBtu | FALSE | L | Annual | Rate | lb/MMBtu | 0.079801 | 0 | 0 | 0 | 0 | 0 | 0
NSR Brayton Point 3- NOx Rate Annual v5.13 | 959 | 5975 | Rate Constraint in lbs/MMBtu | FALSE | L | Annual | Generation | TWh | 0.0049431 | 0 | 0 | 0 | 0 | 0 | 0
NSR Brayton Point 3- NOx Rate Annual v5.13 | 959 | 5975 | Rate Constraint in lbs/MMBtu | FALSE | L | Annual | Qualifying Generation | TWh | 0.0049431 | 0 | 0 | 0 | 0 | 0 | 0
NSR Brayton Point 3- NOx Rate Annual v5.13 | 959 | 5975 | Rate Constraint in lbs/MMBtu | FALSE | L | Annual | Rate | lb/MWh | 0.38508 | 0 | 0 | 0 | 0 | 0 | 0
NSR Brayton Point 3- NOx Rate Annual v5.13 | 959 | 5975 | Rate Constraint in lbs/MMBtu | FALSE | L | Annual | Constraint Shadow Price | US2011$/Ton | 0 | 0 | 0 | 0 | 0 | 0 | 0
NSR Brayton Point 3- SO2 Rate Annual v5.13 | 960 | 5974 | Rate Constraint in lbs/MMBtu | FALSE | L | Annual | Seasons Included | Seasons | Winter, Summer | Winter, Summer | Winter, Summer | Winter, Summer | Winter, Summer | Winter, Summer | Winter, Summer
NSR Brayton Point 3- SO2 Rate Annual v5.13 | 960 | 5974 | Rate Constraint in lbs/MMBtu | FALSE | L | Annual | Standard | lb/MMBtu | 0.08 | 0.08 | 0.08 | 0.08 | 0.08 | 0.08 | 0.08
NSR Brayton Point 3- SO2 Rate Annual v5.13 | 960 | 5974 | Rate Constraint in lbs/MMBtu | FALSE | L | Annual | Emissions at Affected Plants SO2 | Thousand Tons | 0.0019011 | 0 | 0 | 0 | 0 | 0 | 0
NSR Brayton Point 3- SO2 Rate Annual v5.13 | 960 | 5974 | Rate Constraint in lbs/MMBtu | FALSE | L | Annual | Allowances Purchased SO2 | Thousand Tons | 0 | 0 | 0 | 0 | 0 | 0 | 0
NSR Brayton Point 3- SO2 Rate Annual v5.13 | 960 | 5974 | Rate Constraint in lbs/MMBtu | FALSE | L | Annual | Allowances Sold SO2 | Thousand Tons | 0 | 0 | 0 | 0 | 0 | 0 | 0
NSR Brayton Point 3- SO2 Rate Annual v5.13 | 960 | 5974 | Rate Constraint in lbs/MMBtu | FALSE | L | Annual | Allowances Banked | Thousand Tons | 0 | 0 | 0 | 0 | 0 | 0 | 0
NSR Brayton Point 3- SO2 Rate Annual v5.13 | 960 | 5974 | Rate Constraint in lbs/MMBtu | FALSE | L | Annual | Allowances Withdrawn (1:1) | Thousand Tons | 0 | 0 | 0 | 0 | 0 | 0 | 0
NSR Brayton Point 3- SO2 Rate Annual v5.13 | 960 | 5974 | Rate Constraint in lbs/MMBtu | FALSE | L | Annual | Allowances Withdrawn (n:1) | Thousand Tons | 0 | 0 | 0 | 0 | 0 | 0 | 0
NSR Brayton Point 3- SO2 Rate Annual v5.13 | 960 | 5974 | Rate Constraint in lbs/MMBtu | FALSE | L | Annual | Net Emissions Allowance Position | Thousand Tons | 0.0019011 | 0 | 0 | 0 | 0 | 0 | 0
NSR Brayton Point 3- SO2 Rate Annual v5.13 | 960 | 5974 | Rate Constraint in lbs/MMBtu | FALSE | L | Annual | Fuel Consumed | TBtu | 0.047706 | 0 | 0 | 0 | 0 | 0 | 0
NSR Brayton Point 3- SO2 Rate Annual v5.13 | 960 | 5974 | Rate Constraint in lbs/MMBtu | FALSE | L | Annual | Rate | lb/MMBtu | 0.079701 | 0 | 0 | 0 | 0 | 0 | 0
NSR Brayton Point 3- SO2 Rate Annual v5.13 | 960 | 5974 | Rate Constraint in lbs/MMBtu | FALSE | L | Annual | Generation | TWh | 0.0049431 | 0 | 0 | 0 | 0 | 0 | 0
NSR Brayton Point 3- SO2 Rate Annual v5.13 | 960 | 5974 | Rate Constraint in lbs/MMBtu | FALSE | L | Annual | Qualifying Generation | TWh | 0.0049431 | 0 | 0 | 0 | 0 | 0 | 0
NSR Brayton Point 3- SO2 Rate Annual v5.13 | 960 | 5974 | Rate Constraint in lbs/MMBtu | FALSE | L | Annual | Rate | lb/MWh | 0.3846 | 0 | 0 | 0 | 0 | 0 | 0
NSR Brayton Point 3- SO2 Rate Annual v5.13 | 960 | 5974 | Rate Constraint in lbs/MMBtu | FALSE | L | Annual | Constraint Shadow Price | US2011$/Ton | 0 | 0 | 0 | 0 | 0 | 0 | 0
NSR Campbell 1 - SO2 Rate Annual v5.14 | 961 | 6141 | Rate Constraint in lbs/MMBtu | FALSE | L | Annual | Seasons Included | Seasons | Winter, Summer | Winter, Summer | Winter, Summer | Winter, Summer | Winter, Summer | Winter, Summer | Winter, Summer
NSR Campbell 1 - SO2 Rate Annual v5.14 | 961 | 6141 | Rate Constraint in lbs/MMBtu | FALSE | L | Annual | Standard | lb/MMBtu | 0.35 | 0.35 | 0.35 | 0.35 | 0.35 | 0.35 | 0.35
NSR Campbell 1 - SO2 Rate Annual v5.14 | 961 | 6141 | Rate Constraint in lbs/MMBtu | FALSE | L | Annual | Emissions at Affected Plants SO2 | Thousand Tons | 0 | 0 | 0 | 0 | 0 | 0 | 0
NSR Campbell 1 - SO2 Rate Annual v5.14 | 961 | 6141 | Rate Constraint in lbs/MMBtu | FALSE | L | Annual | Allowances Purchased SO2 | Thousand Tons | 0 | 0 | 0 | 0 | 0 | 0 | 0
NSR Campbell 1 - SO2 Rate Annual v5.14 | 961 | 6141 | Rate Constraint in lbs/MMBtu | FALSE | L | Annual | Allowances Sold SO2 | Thousand Tons | 0 | 0 | 0 | 0 | 0 | 0 | 0
NSR Campbell 1 - SO2 Rate Annual v5.14 | 961 | 6141 | Rate Constraint in lbs/MMBtu | FALSE | L | Annual | Allowances Banked | Thousand Tons | 0 | 0 | 0 | 0 | 0 | 0 | 0
NSR Campbell 1 - SO2 Rate Annual v5.14 | 961 | 6141 | Rate Constraint in lbs/MMBtu | FALSE | L | Annual | Allowances Withdrawn (1:1) | Thousand Tons | 0 | 0 | 0 | 0 | 0 | 0 | 0
NSR Campbell 1 - SO2 Rate Annual v5.14 | 961 | 6141 | Rate Constraint in lbs/MMBtu | FALSE | L | Annual | Allowances Withdrawn (n:1) | Thousand Tons | 0 | 0 | 0 | 0 | 0 | 0 | 0
NSR Campbell 1 - SO2 Rate Annual v5.14 | 961 | 6141 | Rate Constraint in lbs/MMBtu | FALSE | L | Annual | Net Emissions Allowance Position | Thousand Tons | 0 | 0 | 0 | 0 | 0 | 0 | 0
NSR Campbell 1 - SO2 Rate Annual v5.14 | 961 | 6141 | Rate Constraint in lbs/MMBtu | FALSE | L | Annual | Fuel Consumed | TBtu | 0 | 0 | 0 | 0 | 0 | 0 | 0
NSR Campbell 1 - SO2 Rate Annual v5.14 | 961 | 6141 | Rate Constraint in lbs/MMBtu | FALSE | L | Annual | Rate | lb/MMBtu | 0 | 0 | 0 | 0 | 0 | 0 | 0
NSR Campbell 1 - SO2 Rate Annual v5.14 | 961 | 6141 | Rate Constraint in lbs/MMBtu | FALSE | L | Annual | Generation | TWh | 0 | 0 | 0 | 0 | 0 | 0 | 0
NSR Campbell 1 - SO2 Rate Annual v5.14 | 961 | 6141 | Rate Constraint in lbs/MMBtu | FALSE | L | Annual | Qualifying Generation | TWh | 0 | 0 | 0 | 0 | 0 | 0 | 0
NSR Campbell 1 - SO2 Rate Annual v5.14 | 961 | 6141 | Rate Constraint in lbs/MMBtu | FALSE | L | Annual | Rate | lb/MWh | 0 | 0 | 0 | 0 | 0 | 0 | 0
NSR Campbell 1 - SO2 Rate Annual v5.14 | 961 | 6141 | Rate Constraint in lbs/MMBtu | FALSE | L | Annual | Constraint Shadow Price | US2011$/Ton | 0 | 3083.3304 | 0 | 0 | 0 | 0 | 3303.5918
NSR Campbell 3 - SO2 Rate Annual v5.14 | 962 | 6142 | Rate Constraint in lbs/MMBtu | FALSE | L | Annual | Seasons Included | Seasons | Winter, Summer | Winter, Summer | Winter, Summer | Winter, Summer | Winter, Summer | Winter, Summer | Winter, Summer
NSR Campbell 3 - SO2 Rate Annual v5.14 | 962 | 6142 | Rate Constraint in lbs/MMBtu | FALSE | L | Annual | Standard | lb/MMBtu | 0.085 | 0.07 | 0.07 | 0.07 | 0.07 | 0.07 | 0.07
NSR Campbell 3 - SO2 Rate Annual v5.14 | 962 | 6142 | Rate Constraint in lbs/MMBtu | FALSE | L | Annual | Emissions at Affected Plants SO2 | Thousand Tons | 0.0081257 | 0.0068569 | 0.0068569 | 0.0068569 | 0.0068569 | 0.0068571 | 0.0068571
NSR Campbell 3 - SO2 Rate Annual v5.14 | 962 | 6142 | Rate Constraint in lbs/MMBtu | FALSE | L | Annual | Allowances Purchased SO2 | Thousand Tons | 0 | 0 | 0 | 0 | 0 | 0 | 0
NSR Campbell 3 - SO2 Rate Annual v5.14 | 962 | 6142 | Rate Constraint in lbs/MMBtu | FALSE | L | Annual | Allowances Sold SO2 | Thousand Tons | 0 | 0 | 0 | 0 | 0 | 0 | 0
NSR Campbell 3 - SO2 Rate Annual v5.14 | 962 | 6142 | Rate Constraint in lbs/MMBtu | FALSE | L | Annual | Allowances Banked | Thousand Tons | 0 | 0 | 0 | 0 | 0 | 0 | 0
NSR Campbell 3 - SO2 Rate Annual v5.14 | 962 | 6142 | Rate Constraint in lbs/MMBtu | FALSE | L | Annual | Allowances Withdrawn (1:1) | Thousand Tons | 0 | 0 | 0 | 0 | 0 | 0 | 0
NSR Campbell 3 - SO2 Rate Annual v5.14 | 962 | 6142 | Rate Constraint in lbs/MMBtu | FALSE | L | Annual | Allowances Withdrawn (n:1) | Thousand Tons | 0 | 0 | 0 | 0 | 0 | 0 | 0
NSR Campbell 3 - SO2 Rate Annual v5.14 | 962 | 6142 | Rate Constraint in lbs/MMBtu | FALSE | L | Annual | Net Emissions Allowance Position | Thousand Tons | 0.0081257 | 0.0068569 | 0.0068569 | 0.0068569 | 0.0068569 | 0.0068571 | 0.0068571
NSR Campbell 3 - SO2 Rate Annual v5.14 | 962 | 6142 | Rate Constraint in lbs/MMBtu | FALSE | L | Annual | Fuel Consumed | TBtu | 0.21281 | 0.19591 | 0.19591 | 0.19591 | 0.19591 | 0.19592 | 0.19592
NSR Campbell 3 - SO2 Rate Annual v5.14 | 962 | 6142 | Rate Constraint in lbs/MMBtu | FALSE | L | Annual | Rate | lb/MMBtu | 0.076366 | 0.07 | 0.07 | 0.07 | 0.07 | 0.07 | 0.07
NSR Campbell 3 - SO2 Rate Annual v5.14 | 962 | 6142 | Rate Constraint in lbs/MMBtu | FALSE | L | Annual | Generation | TWh | 0.021608 | 0.019846 | 0.019846 | 0.019846 | 0.019846 | 0.019841 | 0.019841
NSR Campbell 3 - SO2 Rate Annual v5.14 | 962 | 6142 | Rate Constraint in lbs/MMBtu | FALSE | L | Annual | Qualifying Generation | TWh | 0.021608 | 0.019846 | 0.019846 | 0.019846 | 0.019846 | 0.019841 | 0.019841
NSR Campbell 3 - SO2 Rate Annual v5.14 | 962 | 6142 | Rate Constraint in lbs/MMBtu | FALSE | L | Annual | Rate | lb/MWh | 0.37606 | 0.3455 | 0.3455 | 0.3455 | 0.3455 | 0.3456 | 0.3456
NSR Campbell 3 - SO2 Rate Annual v5.14 | 962 | 6142 | Rate Constraint in lbs/MMBtu | FALSE | L | Annual | Constraint Shadow Price | US2011$/Ton | 0 | 0 | 0 | 0 | 54670.4959 | 0 | 64551.2532
NSR Chesterfield 4 - NOX Rate Annual v3.1, Unit 5825 and retrofits | 963 | 1936 | Rate Constraint in lbs/MMBtu | FALSE | L | Annual | Seasons Included | Seasons | Winter, Summer | Winter, Summer | Winter, Summer | Winter, Summer | Winter, Summer | Winter, Summer | Winter, Summer
NSR Chesterfield 4 - NOX Rate Annual v3.1, Unit 5825 and retrofits | 963 | 1936 | Rate Constraint in lbs/MMBtu | FALSE | L | Annual | Standard | lb/MMBtu | 0.1 | 0.1 | 0.1 | 0.1 | 0.1 | 0.1 | 0.1
NSR Chesterfield 4 - NOX Rate Annual v3.1, Unit 5825 and retrofits | 963 | 1936 | Rate Constraint in lbs/MMBtu | FALSE | L | Annual | Emissions at Affected Plants NOX | Thousand Tons | 0 | 0 | 0 | 0 | 0 | 0 | 0
NSR Chesterfield 4 - NOX Rate Annual v3.1, Unit 5825 and retrofits | 963 | 1936 | Rate Constraint in lbs/MMBtu | FALSE | L | Annual | Allowances Purchased NOX | Thousand Tons | 0 | 0 | 0 | 0 | 0 | 0 | 0
NSR Chesterfield 4 - NOX Rate Annual v3.1, Unit 5825 and retrofits | 963 | 1936 | Rate Constraint in lbs/MMBtu | FALSE | L | Annual | Allowances Sold NOX | Thousand Tons | 0 | 0 | 0 | 0 | 0 | 0 | 0
NSR Chesterfield 4 - NOX Rate Annual v3.1, Unit 5825 and retrofits | 963 | 1936 | Rate Constraint in lbs/MMBtu | FALSE | L | Annual | Allowances Banked | Thousand Tons | 0 | 0 | 0 | 0 | 0 | 0 | 0
NSR Chesterfield 4 - NOX Rate Annual v3.1, Unit 5825 and retrofits | 963 | 1936 | Rate Constraint in lbs/MMBtu | FALSE | L | Annual | Allowances Withdrawn (1:1) | Thousand Tons | 0 | 0 | 0 | 0 | 0 | 0 | 0
NSR Chesterfield 4 - NOX Rate Annual v3.1, Unit 5825 and retrofits | 963 | 1936 | Rate Constraint in lbs/MMBtu | FALSE | L | Annual | Allowances Withdrawn (n:1) | Thousand Tons | 0 | 0 | 0 | 0 | 0 | 0 | 0
NSR Chesterfield 4 - NOX Rate Annual v3.1, Unit 5825 and retrofits | 963 | 1936 | Rate Constraint in lbs/MMBtu | FALSE | L | Annual | Net Emissions Allowance Position | Thousand Tons | 0 | 0 | 0 | 0 | 0 | 0 | 0
NSR Chesterfield 4 - NOX Rate Annual v3.1, Unit 5825 and retrofits | 963 | 1936 | Rate Constraint in lbs/MMBtu | FALSE | L | Annual | Fuel Consumed | TBtu | 0 | 0 | 0 | 0 | 0 | 0 | 0
NSR Chesterfield 4 - NOX Rate Annual v3.1, Unit 5825 and retrofits | 963 | 1936 | Rate Constraint in lbs/MMBtu | FALSE | L | Annual | Rate | lb/MMBtu | 0 | 0 | 0 | 0 | 0 | 0 | 0
NSR Chesterfield 4 - NOX Rate Annual v3.1, Unit 5825 and retrofits | 963 | 1936 | Rate Constraint in lbs/MMBtu | FALSE | L | Annual | Generation | TWh | 0 | 0 | 0 | 0 | 0 | 0 | 0
NSR Chesterfield 4 - NOX Rate Annual v3.1, Unit 5825 and retrofits | 963 | 1936 | Rate Constraint in lbs/MMBtu | FALSE | L | Annual | Qualifying Generation | TWh | 0 | 0 | 0 | 0 | 0 | 0 | 0
NSR Chesterfield 4 - NOX Rate Annual v3.1, Unit 5825 and retrofits | 963 | 1936 | Rate Constraint in lbs/MMBtu | FALSE | L | Annual | Rate | lb/MWh | 0 | 0 | 0 | 0 | 0 | 0 | 0
NSR Chesterfield 4 - NOX Rate Annual v3.1, Unit 5825 and retrofits | 963 | 1936 | Rate Constraint in lbs/MMBtu | FALSE | L | Annual | Constraint Shadow Price | US2011$/Ton | 0 | 0 | 0 | 0 | 0 | 0 | 0
NSR Chesterfield 5,6 - NOX Rate Annual v3.1, Unit 5826 and retrofits | 964 | 1935 | Rate Constraint in lbs/MMBtu | FALSE | L | Annual | Seasons Included | Seasons | Winter, Summer | Winter, Summer | Winter, Summer | Winter, Summer | Winter, Summer | Winter, Summer | Winter, Summer
NSR Chesterfield 5,6 - NOX Rate Annual v3.1, Unit 5826 and retrofits | 964 | 1935 | Rate Constraint in lbs/MMBtu | FALSE | L | Annual | Standard | lb/MMBtu | 0.1 | 0.1 | 0.1 | 0.1 | 0.1 | 0.1 | 0.1
NSR Chesterfield 5,6 - NOX Rate Annual v3.1, Unit 5826 and retrofits | 964 | 1935 | Rate Constraint in lbs/MMBtu | FALSE | L | Annual | Emissions at Affected Plants NOX | Thousand Tons | 0 | 0 | 0 | 0 | 0 | 0 | 0
NSR Chesterfield 5,6 - NOX Rate Annual v3.1, Unit 5826 and retrofits | 964 | 1935 | Rate Constraint in lbs/MMBtu | FALSE | L | Annual | Allowances Purchased NOX | Thousand Tons | 0 | 0 | 0 | 0 | 0 | 0 | 0
NSR Chesterfield 5,6 - NOX Rate Annual v3.1, Unit 5826 and retrofits | 964 | 1935 | Rate Constraint in lbs/MMBtu | FALSE | L | Annual | Allowances Sold NOX | Thousand Tons | 0 | 0 | 0 | 0 | 0 | 0 | 0
NSR Chesterfield 5,6 - NOX Rate Annual v3.1, Unit 5826 and retrofits | 964 | 1935 | Rate Constraint in lbs/MMBtu | FALSE | L | Annual | Allowances Banked | Thousand Tons | 0 | 0 | 0 | 0 | 0 | 0 | 0
NSR Chesterfield 5,6 - NOX Rate Annual v3.1, Unit 5826 and retrofits | 964 | 1935 | Rate Constraint in lbs/MMBtu | FALSE | L | Annual | Allowances Withdrawn (1:1) | Thousand Tons | 0 | 0 | 0 | 0 | 0 | 0 | 0
NSR Chesterfield 5,6 - NOX Rate Annual v3.1, Unit 5826 and retrofits | 964 | 1935 | Rate Constraint in lbs/MMBtu | FALSE | L | Annual | Allowances Withdrawn (n:1) | Thousand Tons | 0 | 0 | 0 | 0 | 0 | 0 | 0
NSR Chesterfield 5,6 - NOX Rate Annual v3.1, Unit 5826 and retrofits | 964 | 1935 | Rate Constraint in lbs/MMBtu | FALSE | L | Annual | Net Emissions Allowance Position | Thousand Tons | 0 | 0 | 0 | 0 | 0 | 0 | 0
NSR Chesterfield 5,6 - NOX Rate Annual v3.1, Unit 5826 and retrofits | 964 | 1935 | Rate Constraint in lbs/MMBtu | FALSE | L | Annual | Fuel Consumed | TBtu | 0 | 0 | 0 | 0 | 0 | 0 | 0
NSR Chesterfield 5,6 - NOX Rate Annual v3.1, Unit 5826 and retrofits | 964 | 1935 | Rate Constraint in lbs/MMBtu | FALSE | L | Annual | Rate | lb/MMBtu | 0 | 0 | 0 | 0 | 0 | 0 | 0
NSR Chesterfield 5,6 - NOX Rate Annual v3.1, Unit 5826 and retrofits | 964 | 1935 | Rate Constraint in lbs/MMBtu | FALSE | L | Annual | Generation | TWh | 0 | 0 | 0 | 0 | 0 | 0 | 0
NSR Chesterfield 5,6 - NOX Rate Annual v3.1, Unit 5826 and retrofits | 964 | 1935 | Rate Constraint in lbs/MMBtu | FALSE | L | Annual | Qualifying Generation | TWh | 0 | 0 | 0 | 0 | 0 | 0 | 0
NSR Chesterfield 5,6 - NOX Rate Annual v3.1, Unit 5826 and retrofits | 964 | 1935 | Rate Constraint in lbs/MMBtu | FALSE | L | Annual | Rate | lb/MWh | 0 | 0 | 0 | 0 | 0 | 0 | 0
NSR Chesterfield 5,6 - NOX Rate Annual v3.1, Unit 5826 and retrofits | 964 | 1935 | Rate Constraint in lbs/MMBtu | FALSE | L | Annual | Constraint Shadow Price | US2011$/Ton | 48876.8791 | 356729.1644 | 52576.5589 | 53542.4532 | 55593.5256 | 58227.0138 | 65091.8149
NSR Chesterfield 5,6 - NOX Rate Annual v3.1, Unit 5827 and retrofits | 965 | 1935 | Rate Constraint in lbs/MMBtu | FALSE | L | Annual | Seasons Included | Seasons | Winter, Summer | Winter, Summer | Winter, Summer | Winter, Summer | Winter, Summer | Winter, Summer | Winter, Summer
NSR Chesterfield 5,6 - NOX Rate Annual v3.1, Unit 5827 and retrofits | 965 | 1935 | Rate Constraint in lbs/MMBtu | FALSE | L | Annual | Standard | lb/MMBtu | 0.1 | 0.1 | 0.1 | 0.1 | 0.1 | 0.1 | 0.1
NSR Chesterfield 5,6 - NOX Rate Annual v3.1, Unit 5827 and retrofits | 965 | 1935 | Rate Constraint in lbs/MMBtu | FALSE | L | Annual | Emissions at Affected Plants NOX | Thousand Tons | 0 | 0 | 0 | 0 | 0 | 0 | 0
NSR Chesterfield 5,6 - NOX Rate Annual v3.1, Unit 5827 and retrofits | 965 | 1935 | Rate Constraint in lbs/MMBtu | FALSE | L | Annual | Allowances Purchased NOX | Thousand Tons | 0 | 0 | 0 | 0 | 0 | 0 | 0
NSR Chesterfield 5,6 - NOX Rate Annual v3.1, Unit 5827 and retrofits | 965 | 1935 | Rate Constraint in lbs/MMBtu | FALSE | L | Annual | Allowances Sold NOX | Thousand Tons | 0 | 0 | 0 | 0 | 0 | 0 | 0
NSR Chesterfield 5,6 - NOX Rate Annual v3.1, Unit 5827 and retrofits | 965 | 1935 | Rate Constraint in lbs/MMBtu | FALSE | L | Annual | Allowances Banked | Thousand Tons | 0 | 0 | 0 | 0 | 0 | 0 | 0
NSR Chesterfield 5,6 - NOX Rate Annual v3.1, Unit 5827 and retrofits | 965 | 1935 | Rate Constraint in lbs/MMBtu | FALSE | L | Annual | Allowances Withdrawn (1:1) | Thousand Tons | 0 | 0 | 0 | 0 | 0 | 0 | 0
NSR Chesterfield 5,6 - NOX Rate Annual v3.1, Unit 5827 and retrofits | 965 | 1935 | Rate Constraint in lbs/MMBtu | FALSE | L | Annual | Allowances Withdrawn (n:1) | Thousand Tons | 0 | 0 | 0 | 0 | 0 | 0 | 0
NSR Chesterfield 5,6 - NOX Rate Annual v3.1, Unit 5827 and retrofits | 965 | 1935 | Rate Constraint in lbs/MMBtu | FALSE | L | Annual | Net Emissions Allowance Position | Thousand Tons | 0 | 0 | 0 | 0 | 0 | 0 | 0
NSR Chesterfield 5,6 - NOX Rate Annual v3.1, Unit 5827 and retrofits | 965 | 1935 | Rate Constraint in lbs/MMBtu | FALSE | L | Annual | Fuel Consumed | TBtu | 0 | 0 | 0 | 0 | 0 | 0 | 0
NSR Chesterfield 5,6 - NOX Rate Annual v3.1, Unit 5827 and retrofits | 965 | 1935 | Rate Constraint in lbs/MMBtu | FALSE | L | Annual | Rate | lb/MMBtu | 0 | 0 | 0 | 0 | 0 | 0 | 0
NSR Chesterfield 5,6 - NOX Rate Annual v3.1, Unit 5827 and retrofits | 965 | 1935 | Rate Constraint in lbs/MMBtu | FALSE | L | Annual | Generation | TWh | 0 | 0 | 0 | 0 | 0 | 0 | 0
NSR Chesterfield 5,6 - NOX Rate Annual v3.1, Unit 5827 and retrofits | 965 | 1935 | Rate Constraint in lbs/MMBtu | FALSE | L | Annual | Qualifying Generation | TWh | 0 | 0 | 0 | 0 | 0 | 0 | 0
NSR Chesterfield 5,6 - NOX Rate Annual v3.1, Unit 5827 and retrofits | 965 | 1935 | Rate Constraint in lbs/MMBtu | FALSE | L | Annual | Rate | lb/MWh | 0 | 0 | 0 | 0 | 0 | 0 | 0
NSR Chesterfield 5,6 - NOX Rate Annual v3.1, Unit 5827 and retrofits | 965 | 1935 | Rate Constraint in lbs/MMBtu | FALSE | L | Annual | Constraint Shadow Price | US2011$/Ton | 0 | 0 | 0 | 0 | 0 | 0 | 0
NSR ClinchRiver 1-3 - SO2 Cap Annual v3.1 | 966 | 2049 | Rate Constraint in MTons | FALSE | L | Annual | Seasons Included | Seasons | Winter, Summer | Winter, Summer | Winter, Summer | Winter, Summer | Winter, Summer | Winter, Summer | Winter, Summer
NSR ClinchRiver 1-3 - SO2 Cap Annual v3.1 | 966 | 2049 | Rate Constraint in MTons | FALSE | L | Annual | Standard | Thousand Tons | 16.3 | 16.3 | 16.3 | 16.3 | 16.3 | 16.3 | 16.3
NSR ClinchRiver 1-3 - SO2 Cap Annual v3.1 | 966 | 2049 | Rate Constraint in MTons | FALSE | L | Annual | Standard SO2 | Thousand Tons | 16.3 | 16.3 | 16.3 | 16.3 | 16.3 | 16.3 | 16.3
NSR ClinchRiver 1-3 - SO2 Cap Annual v3.1 | 966 | 2049 | Rate Constraint in MTons | FALSE | L | Annual | Emissions at Affected Plants SO2 | Thousand Tons | 0 | 0 | 0 | 0 | 0 | 0 | 0
NSR ClinchRiver 1-3 - SO2 Cap Annual v3.1 | 966 | 2049 | Rate Constraint in MTons | FALSE | L | Annual | Allowances Purchased SO2 | Thousand Tons | 0 | 0 | 0 | 0 | 0 | 0 | 0
NSR ClinchRiver 1-3 - SO2 Cap Annual v3.1 | 966 | 2049 | Rate Constraint in MTons | FALSE | L | Annual | Allowances Sold SO2 | Thousand Tons | 0 | 0 | 0 | 0 | 0 | 0 | 0
NSR ClinchRiver 1-3 - SO2 Cap Annual v3.1 | 966 | 2049 | Rate Constraint in MTons | FALSE | L | Annual | Allowances Banked | Thousand Tons | 0 | 0 | 0 | 0 | 0 | 0 | 0
NSR ClinchRiver 1-3 - SO2 Cap Annual v3.1 | 966 | 2049 | Rate Constraint in MTons | FALSE | L | Annual | Allowances Withdrawn (1:1) | Thousand Tons | 0 | 0 | 0 | 0 | 0 | 0 | 0
NSR ClinchRiver 1-3 - SO2 Cap Annual v3.1 | 966 | 2049 | Rate Constraint in MTons | FALSE | L | Annual | Allowances Withdrawn (n:1) | Thousand Tons | 0 | 0 | 0 | 0 | 0 | 0 | 0
NSR ClinchRiver 1-3 - SO2 Cap Annual v3.1 | 966 | 2049 | Rate Constraint in MTons | FALSE | L | Annual | Net Emissions Allowance Position | Thousand Tons | 0 | 0 | 0 | 0 | 0 | 0 | 0
NSR ClinchRiver 1-3 - SO2 Cap Annual v3.1 | 966 | 2049 | Rate Constraint in MTons | FALSE | L | Annual | Fuel Consumed | TBtu | 5.5358 | 5.5358 | 5.5358 | 5.5358 | 5.5358 | 0 | 0
NSR ClinchRiver 1-3 - SO2 Cap Annual v3.1 | 966 | 2049 | Rate Constraint in MTons | FALSE | L | Annual | Rate | lb/MMBtu | 0 | 0 | 0 | 0 | 0 | 0 | 0
NSR ClinchRiver 1-3 - SO2 Cap Annual v3.1 | 966 | 2049 | Rate Constraint in MTons | FALSE | L | Annual | Generation | TWh | 0.54257 | 0.54257 | 0.54257 | 0.54257 | 0.54257 | 0 | 0
NSR ClinchRiver 1-3 - SO2 Cap Annual v3.1 | 966 | 2049 | Rate Constraint in MTons | FALSE | L | Annual | Qualifying Generation | TWh | 0.54257 | 0.54257 | 0.54257 | 0.54257 | 0.54257 | 0 | 0
NSR ClinchRiver 1-3 - SO2 Cap Annual v3.1 | 966 | 2049 | Rate Constraint in MTons | FALSE | L | Annual | Rate | lb/MWh | 0 | 0 | 0 | 0 | 0 | 0 | 0
NSR ClinchRiver 1-3 - SO2 Cap Annual v3.1 | 966 | 2049 | Rate Constraint in MTons | FALSE | L | Annual | Constraint Shadow Price | US2011$/Ton | 0 | 0 | 0 | 0 | 0 | 0 | 0
NSR Columbia 1 & 2- NOx Cap Annual v5.13 | 967 | 5993 | Rate Constraint in MTons | FALSE | L | Annual | Seasons Included | Seasons | Winter, Summer | Winter, Summer | Winter, Summer | Winter, Summer | Winter, Summer | Winter, Summer | Winter, Summer
NSR Columbia 1 & 2- NOx Cap Annual v5.13 | 967 | 5993 | Rate Constraint in MTons | FALSE | L | Annual | Standard | Thousand Tons | 5.55 | 5.55 | 4.3 | 4.3 | 4.3 | 4.3 | 4.3
NSR Columbia 1 & 2- NOx Cap Annual v5.13 | 967 | 5993 | Rate Constraint in MTons | FALSE | L | Annual | Standard NOX | Thousand Tons | 5.55 | 5.55 | 4.3 | 4.3 | 4.3 | 4.3 | 4.3
NSR Columbia 1 & 2- NOx Cap Annual v5.13 | 967 | 5993 | Rate Constraint in MTons | FALSE | L | Annual | Emissions at Affected Plants NOX | Thousand Tons | 2.2106 | 2.3901 | 2.5307 | 2.5307 | 2.3901 | 2.2106 | 2.1245
NSR Columbia 1 & 2- NOx Cap Annual v5.13 | 967 | 5993 | Rate Constraint in MTons | FALSE | L | Annual | Allowances Purchased NOX | Thousand Tons | 0 | 0 | 0 | 0 | 0 | 0 | 0
NSR Columbia 1 & 2- NOx Cap Annual v5.13 | 967 | 5993 | Rate Constraint in MTons | FALSE | L | Annual | Allowances Sold NOX | Thousand Tons | 0 | 0 | 0 | 0 | 0 | 0 | 0
NSR Columbia 1 & 2- NOx Cap Annual v5.13 | 967 | 5993 | Rate Constraint in MTons | FALSE | L | Annual | Allowances Banked | Thousand Tons | 0 | 0 | 0 | 0 | 0 | 0 | 0
NSR Columbia 1 & 2- NOx Cap Annual v5.13 | 967 | 5993 | Rate Constraint in MTons | FALSE | L | Annual | Allowances Withdrawn (1:1) | Thousand Tons | 0 | 0 | 0 | 0 | 0 | 0 | 0
NSR Columbia 1 & 2- NOx Cap Annual v5.13 | 967 | 5993 | Rate Constraint in MTons | FALSE | L | Annual | Allowances Withdrawn (n:1) | Thousand Tons | 0 | 0 | 0 | 0 | 0 | 0 | 0
NSR Columbia 1 & 2- NOx Cap Annual v5.13 | 967 | 5993 | Rate Constraint in MTons | FALSE | L | Annual | Net Emissions Allowance Position | Thousand Tons | 2.2106 | 2.3901 | 2.5307 | 2.5307 | 2.3901 | 2.2106 | 2.1245
NSR Columbia 1 & 2- NOx Cap Annual v5.13 | 967 | 5993 | Rate Constraint in MTons | FALSE | L | Annual | Fuel Consumed | TBtu | 36.9368 | 39.8455 | 42.1789 | 42.2338 | 39.8358 | 36.8432 | 35.4085
NSR Columbia 1 & 2- NOx Cap Annual v5.13 | 967 | 5993 | Rate Constraint in MTons | FALSE | L | Annual | Rate | lb/MMBtu | 0.1197 | 0.11997 | 0.12 | 0.11984 | 0.12 | 0.12 | 0.12
NSR Columbia 1 & 2- NOx Cap Annual v5.13 | 967 | 5993 | Rate Constraint in MTons | FALSE | L | Annual | Generation | TWh | 3.4718 | 3.7538 | 3.9746 | 3.9746 | 3.7538 | 3.4718 | 3.3367
NSR Columbia 1 & 2- NOx Cap Annual v5.13 | 967 | 5993 | Rate Constraint in MTons | FALSE | L | Annual | Qualifying Generation | TWh | 3.4718 | 3.7538 | 3.9746 | 3.9746 | 3.7538 | 3.4718 | 3.3367
NSR Columbia 1 & 2- NOx Cap Annual v5.13 | 967 | 5993 | Rate Constraint in MTons | FALSE | L | Annual | Rate | lb/MWh | 0.63672 | 0.63672 | 0.63672 | 0.63672 | 0.63672 | 0.63672 | 0.63672
NSR Columbia 1 & 2- NOx Cap Annual v5.13 | 967 | 5993 | Rate Constraint in MTons | FALSE | L | Annual | Constraint Shadow Price | US2011$/Ton | 0 | 0 | 0 | 0 | 0 | 0 | 0
NSR Columbia 1 & 2- SO2 Cap Annual v5.13 | 968 | 5991 | Rate Constraint in MTons | FALSE | L | Annual | Seasons Included | Seasons | Winter, Summer | Winter, Summer | Winter, Summer | Winter, Summer | Winter, Summer | Winter, Summer | Winter, Summer
NSR Columbia 1 & 2- SO2 Cap Annual v5.13 | 968 | 5991 | Rate Constraint in MTons | FALSE | L | Annual | Standard | Thousand Tons | 3.286 | 3.286 | 3.286 | 3.286 | 3.286 | 3.286 | 3.286
NSR Columbia 1 & 2- SO2 Cap Annual v5.13 | 968 | 5991 | Rate Constraint in MTons | FALSE | L | Annual | Standard SO2 | Thousand Tons | 3.286 | 3.286 | 3.286 | 3.286 | 3.286 | 3.286 | 3.286
NSR Columbia 1 & 2- SO2 Cap Annual v5.13 | 968 | 5991 | Rate Constraint in MTons | FALSE | L | Annual | Emissions at Affected Plants SO2 | Thousand Tons | 1.3816 | 1.4938 | 1.5817 | 1.5817 | 1.4938 | 1.3816 | 1.3278
NSR Columbia 1 & 2- SO2 Cap Annual v5.13 | 968 | 5991 | Rate Constraint in MTons | FALSE | L | Annual | Allowances Purchased SO2 | Thousand Tons | 0 | 0 | 0 | 0 | 0 | 0 | 0
NSR Columbia 1 & 2- SO2 Cap Annual v5.13 | 968 | 5991 | Rate Constraint in MTons | FALSE | L | Annual | Allowances Sold SO2 | Thousand Tons | 0 | 0 | 0 | 0 | 0 | 0 | 0
NSR Columbia 1 & 2- SO2 Cap Annual v5.13 | 968 | 5991 | Rate Constraint in MTons | FALSE | L | Annual | Allowances Banked | Thousand Tons | 0 | 0 | 0 | 0 | 0 | 0 | 0
NSR Columbia 1 & 2- SO2 Cap Annual v5.13 | 968 | 5991 | Rate Constraint in MTons | FALSE | L | Annual | Allowances Withdrawn (1:1) | Thousand Tons | 0 | 0 | 0 | 0 | 0 | 0 | 0
NSR Columbia 1 & 2- SO2 Cap Annual v5.13 | 968 | 5991 | Rate Constraint in MTons | FALSE | L | Annual | Allowances Withdrawn (n:1) | Thousand Tons | 0 | 0 | 0 | 0 | 0 | 0 | 0
NSR Columbia 1 & 2- SO2 Cap Annual v5.13 | 968 | 5991 | Rate Constraint in MTons | FALSE | L | Annual | Net Emissions Allowance Position | Thousand Tons | 1.3816 | 1.4938 | 1.5817 | 1.5817 | 1.4938 | 1.3816 | 1.3278
NSR Columbia 1 & 2- SO2 Cap Annual v5.13 | 968 | 5991 | Rate Constraint in MTons | FALSE | L | Annual | Fuel Consumed | TBtu | 36.9368 | 39.8455 | 42.1789 | 42.2338 | 39.8358 | 36.8432 | 35.4085
NSR Columbia 1 & 2- SO2 Cap Annual v5.13 | 968 | 5991 | Rate Constraint in MTons | FALSE | L | Annual | Rate | lb/MMBtu | 0.07481 | 0.074982 | 0.075 | 0.074902 | 0.075 | 0.075 | 0.075
NSR Columbia 1 & 2- SO2 Cap Annual v5.13 | 968 | 5991 | Rate Constraint in MTons | FALSE | L | Annual | Generation | TWh | 3.4718 | 3.7538 | 3.9746 | 3.9746 | 3.7538 | 3.4718 | 3.3367
NSR Columbia 1 & 2- SO2 Cap Annual v5.13 | 968 | 5991 | Rate Constraint in MTons | FALSE | L | Annual | Qualifying Generation | TWh | 3.4718 | 3.7538 | 3.9746 | 3.9746 | 3.7538 | 3.4718 | 3.3367
NSR Columbia 1 & 2- SO2 Cap Annual v5.13 | 968 | 5991 | Rate Constraint in MTons | FALSE | L | Annual | Rate | lb/MWh | 0.39795 | 0.39795 | 0.39795 | 0.39795 | 0.39795 | 0.39795 | 0.39795
NSR Columbia 1 & 2- SO2 Cap Annual v5.13 | 968 | 5991 | Rate Constraint in MTons | FALSE | L | Annual | Constraint Shadow Price | US2011$/Ton | 0 | 0 | 0 | 0 | 0 | 0 | 0
NSR Columbia 1 & 2- SO2 Rate Annual v5.13 | 969 | 5992 | Rate Constraint in lbs/MMBtu | FALSE | L | Annual | Seasons Included | Seasons | Winter, Summer | Winter, Summer | Winter, Summer | Winter, Summer | Winter, Summer | Winter, Summer | Winter, Summer
NSR Columbia 1 & 2- SO2 Rate Annual v5.13 | 969 | 5992 | Rate Constraint in lbs/MMBtu | FALSE | L | Annual | Standard | lb/MMBtu | 0.075 | 0.075 | 0.075 | 0.075 | 0.075 | 0.075 | 0.075
NSR Columbia 1 & 2- SO2 Rate Annual v5.13 | 969 | 5992 | Rate Constraint in lbs/MMBtu | FALSE | L | Annual | Emissions at Affected Plants SO2 | Thousand Tons | 1.3816 | 1.4938 | 1.5817 | 1.5817 | 1.4938 | 1.3816 | 1.3278
NSR Columbia 1 & 2- SO2 Rate Annual v5.13 | 969 | 5992 | Rate Constraint in lbs/MMBtu | FALSE | L | Annual | Allowances Purchased SO2 | Thousand Tons | 0 | 0 | 0 | 0 | 0 | 0 | 0
NSR Columbia 1 & 2- SO2 Rate Annual v5.13 | 969 | 5992 | Rate Constraint in lbs/MMBtu | FALSE | L | Annual | Allowances Sold SO2 | Thousand Tons | 0 | 0 | 0 | 0 | 0 | 0 | 0
NSR Columbia 1 & 2- SO2 Rate Annual v5.13 | 969 | 5992 | Rate Constraint in lbs/MMBtu | FALSE | L | Annual | Allowances Banked | Thousand Tons | 0 | 0 | 0 | 0 | 0 | 0 | 0
NSR Columbia 1 & 2- SO2 Rate Annual v5.13 | 969 | 5992 | Rate Constraint in lbs/MMBtu | FALSE | L | Annual | Allowances Withdrawn (1:1) | Thousand Tons | 0 | 0 | 0 | 0 | 0 | 0 | 0
NSR Columbia 1 & 2- SO2 Rate Annual v5.13 | 969 | 5992 | Rate Constraint in lbs/MMBtu | FALSE | L | Annual | Allowances Withdrawn (n:1) | Thousand Tons | 0 | 0 | 0 | 0 | 0 | 0 | 0
NSR Columbia 1 & 2- SO2 Rate Annual v5.13 | 969 | 5992 | Rate Constraint in lbs/MMBtu | FALSE | L | Annual | Net Emissions Allowance Position | Thousand Tons | 1.3816 | 1.4938 | 1.5817 | 1.5817 | 1.4938 | 1.3816 | 1.3278
NSR Columbia 1 & 2- SO2 Rate Annual v5.13 | 969 | 5992 | Rate Constraint in lbs/MMBtu | FALSE | L | Annual | Fuel Consumed | TBtu | 36.9368 | 39.8455 | 42.1789 | 42.2338 | 39.8358 | 36.8432 | 35.4085
NSR Columbia 1 & 2- SO2 Rate Annual v5.13 | 969 | 5992 | Rate Constraint in lbs/MMBtu | FALSE | L | Annual | Rate | lb/MMBtu | 0.07481 | 0.074982 | 0.075 | 0.074902 | 0.075 | 0.075 | 0.075
NSR Columbia 1 & 2- SO2 Rate Annual v5.13 | 969 | 5992 | Rate Constraint in lbs/MMBtu | FALSE | L | Annual | Generation | TWh | 3.4718 | 3.7538 | 3.9746 | 3.9746 | 3.7538 | 3.4718 | 3.3367
NSR Columbia 1 & 2- SO2 Rate Annual v5.13 | 969 | 5992 | Rate Constraint in lbs/MMBtu | FALSE | L | Annual | Qualifying Generation | TWh | 3.4718 | 3.7538 | 3.9746 | 3.9746 | 3.7538 | 3.4718 | 3.3367
NSR Columbia 1 & 2- SO2 Rate Annual v5.13 | 969 | 5992 | Rate Constraint in lbs/MMBtu | FALSE | L | Annual | Rate | lb/MWh | 0.39795 | 0.39795 | 0.39795 | 0.39795 | 0.39795 | 0.39795 | 0.39795
NSR Columbia 1 & 2- SO2 Rate Annual v5.13 | 969 | 5992 | Rate Constraint in lbs/MMBtu | FALSE | L | Annual | Constraint Shadow Price | US2011$/Ton | 0 | 0 | 0 | 0 | 0 | 0 | 0
NSR Columbia 1- Hg Rate Annual v5.13 | 970 | 6002 | Rate Constraint in lbs/MMBtu | FALSE | L | Annual | Seasons Included | Seasons | Winter, Summer | Winter, Summer | Winter, Summer | Winter, Summer | Winter, Summer | Winter, Summer | Winter, Summer
NSR Columbia 1- Hg Rate Annual v5.13 | 970 | 6002 | Rate Constraint in lbs/MMBtu | FALSE | L | Annual | Standard | lb/MMBtu | 0.015 | 0.015 | 0.015 | 0.015 | 0.015 | 0.015 | 0.015
NSR Columbia 1- Hg Rate Annual v5.13 | 970 | 6002 | Rate Constraint in lbs/MMBtu | FALSE | L | Annual | Emissions at Affected Plants MER | lbs | 19.8836 | 22.2663 | 23.6624 | 23.2008 | 22.3479 | 20.6691 | 19.8642
NSR Columbia 1- Hg Rate Annual v5.13 | 970 | 6002 | Rate Constraint in lbs/MMBtu | FALSE | L | Annual | Allowances Purchased MER | lbs | 0 | 0 | 0 | 0 | 0 | 0 | 0
NSR Columbia 1- Hg Rate Annual v5.13 | 970 | 6002 | Rate Constraint in lbs/MMBtu | FALSE | L | Annual | Allowances Sold MER | lbs | 0 | 0 | 0 | 0 | 0 | 0 | 0
NSR Columbia 1- Hg Rate Annual v5.13 | 970 | 6002 | Rate Constraint in lbs/MMBtu | FALSE | L | Annual | Allowances Banked | lbs | 0 | 0 | 0 | 0 | 0 | 0 | 0
NSR Columbia 1- Hg Rate Annual v5.13 | 970 | 6002 | Rate Constraint in lbs/MMBtu | FALSE | L | Annual | Allowances Withdrawn (1:1) | lbs | 0 | 0 | 0 | 0 | 0 | 0 | 0
NSR Columbia 1- Hg Rate Annual v5.13 | 970 | 6002 | Rate Constraint in lbs/MMBtu | FALSE | L | Annual | Allowances Withdrawn (n:1) | lbs | 0 | 0 | 0 | 0 | 0 | 0 | 0
NSR Columbia 1- Hg Rate Annual v5.13 | 970 | 6002 | Rate Constraint in lbs/MMBtu | FALSE | L | Annual | Net Emissions Allowance Position | lbs | 19.8836 | 22.2663 | 23.6624 | 23.2008 | 22.3479 | 20.6691 | 19.8642
NSR Columbia 1- Hg Rate Annual v5.13 | 970 | 6002 | Rate Constraint in lbs/MMBtu | FALSE | L | Annual | Fuel Consumed | TBtu | 36.9368 | 39.8455 | 42.1789 | 42.2338 | 39.8358 | 36.8432 | 35.4085
NSR Columbia 1- Hg Rate Annual v5.13 | 970 | 6002 | Rate Constraint in lbs/MMBtu | FALSE | L | Annual | Rate | lb/MMBtu | 5.3832e-07 | 5.5881e-07 | 5.61e-07 | 5.4934e-07 | 5.61e-07 | 5.61e-07 | 5.61e-07
NSR Columbia 1- Hg Rate Annual v5.13 | 970 | 6002 | Rate Constraint in lbs/MMBtu | FALSE | L | Annual | Generation | TWh | 3.4718 | 3.7538 | 3.9746 | 3.9746 | 3.7538 | 3.4718 | 3.3367
NSR Columbia 1- Hg Rate Annual v5.13 | 970 | 6002 | Rate Constraint in lbs/MMBtu | FALSE | L | Annual | Qualifying Generation | TWh | 3.4718 | 3.7538 | 3.9746 | 3.9746 | 3.7538 | 3.4718 | 3.3367
NSR Columbia 1- Hg Rate Annual v5.13 | 970 | 6002 | Rate Constraint in lbs/MMBtu | FALSE | L | Annual | Rate | lb/MWh | 5.7271 | 5.9316 | 5.9533 | 5.8372 | 5.9533 | 5.9533 | 5.9533
NSR Columbia 1- Hg Rate Annual v5.13 | 970 | 6002 | Rate Constraint in lbs/MMBtu | FALSE | L | Annual | Constraint Shadow Price | US2011$/Lb | 0 | 0 | 0 | 0 | 0 | 0 | 0
NSR Columbia 1- NOx Rate Annual v5.13 | 971 | 5994 | Rate Constraint in lbs/MMBtu | FALSE | L | Annual | Seasons Included | Seasons | Winter, Summer | Winter, Summer | Winter, Summer | Winter, Summer | Winter, Summer | Winter, Summer | Winter, Summer
NSR Columbia 1- NOx Rate Annual v5.13 | 971 | 5994 | Rate Constraint in lbs/MMBtu | FALSE | L | Annual | Standard | lb/MMBtu | 0.15 | 0.15 | 0.15 | 0.15 | 0.15 | 0.15 | 0.15
NSR Columbia 1- NOx Rate Annual v5.13 | 971 | 5994 | Rate Constraint in lbs/MMBtu | FALSE | L | Annual | Emissions at Affected Plants NOX | Thousand Tons | 2.2106 | 2.3901 | 2.5307 | 2.5307 | 2.3901 | 2.2106 | 2.1245
NSR Columbia 1- NOx Rate Annual v5.13 | 971 | 5994 | Rate Constraint in lbs/MMBtu | FALSE | L | Annual | Allowances Purchased NOX | Thousand Tons | 0 | 0 | 0 | 0 | 0 | 0 | 0
NSR Columbia 1- NOx Rate Annual v5.13 | 971 | 5994 | Rate Constraint in lbs/MMBtu | FALSE | L | Annual | Allowances Sold NOX | Thousand Tons | 0 | 0 | 0 | 0 | 0 | 0 | 0
NSR Columbia 1- NOx Rate Annual v5.13 | 971 | 5994 | Rate Constraint in lbs/MMBtu | FALSE | L | Annual | Allowances Banked | Thousand Tons | 0 | 0 | 0 | 0 | 0 | 0 | 0
NSR Columbia 1- NOx Rate Annual v5.13 | 971 | 5994 | Rate Constraint in lbs/MMBtu | FALSE | L | Annual | Allowances Withdrawn (1:1) | Thousand Tons | 0 | 0 | 0 | 0 | 0 | 0 | 0
NSR Columbia 1- NOx Rate Annual v5.13 | 971 | 5994 | Rate Constraint in lbs/MMBtu | FALSE | L | Annual | Allowances Withdrawn (n:1) | Thousand Tons | 0 | 0 | 0 | 0 | 0 | 0 | 0
NSR Columbia 1- NOx Rate Annual v5.13 | 971 | 5994 | Rate Constraint in lbs/MMBtu | FALSE | L | Annual | Net Emissions Allowance Position | Thousand Tons | 2.2106 | 2.3901 | 2.5307 | 2.5307 | 2.3901 | 2.2106 | 2.1245
NSR Columbia 1- NOx Rate Annual v5.13 | 971 | 5994 | Rate Constraint in lbs/MMBtu | FALSE | L | Annual | Fuel Consumed | TBtu | 36.9368 | 39.8455 | 42.1789 | 42.2338 | 39.8358 | 36.8432 | 35.4085
NSR Columbia 1- NOx Rate Annual v5.13 | 971 | 5994 | Rate Constraint in lbs/MMBtu | FALSE | L | Annual | Rate | lb/MMBtu | 0.1197 | 0.11997 | 0.12 | 0.11984 | 0.12 | 0.12 | 0.12
NSR Columbia 1- NOx Rate Annual v5.13 | 971 | 5994 | Rate Constraint in lbs/MMBtu | FALSE | L | Annual | Generation | TWh | 3.4718 | 3.7538 | 3.9746 | 3.9746 | 3.7538 | 3.4718 | 3.3367
NSR Columbia 1- NOx Rate Annual v5.13 | 971 | 5994 | Rate Constraint in lbs/MMBtu | FALSE | L | Annual | Qualifying Generation | TWh | 3.4718 | 3.7538 | 3.9746 | 3.9746 | 3.7538 | 3.4718 | 3.3367
NSR Columbia 1- NOx Rate Annual v5.13 | 971 | 5994 | Rate Constraint in lbs/MMBtu | FALSE | L | Annual | Rate | lb/MWh | 0.63672 | 0.63672 | 0.63672 | 0.63672 | 0.63672 | 0.63672 | 0.63672
NSR Columbia 1- NOx Rate Annual v5.13 | 971 | 5994 | Rate Constraint in lbs/MMBtu | FALSE | L | Annual | Constraint Shadow Price | US2011$/Ton | 0 | 0 | 0 | 0 | 0 | 0 | 0
NSR Columbia 2- Hg Rate Annual v5.13 | 972 | 5995 | Rate Constraint in lbs/MMBtu | FALSE | L | Annual | Seasons Included | Seasons | Winter, Summer | Winter, Summer | Winter, Summer | Winter, Summer | Winter, Summer | Winter, Summer | Winter, Summer
NSR Columbia 2- Hg Rate Annual v5.13 | 972 | 5995 | Rate Constraint in lbs/MMBtu | FALSE | L | Annual | Standard | lb/MMBtu | 0.015 | 0.015 | 0.015 | 0.015 | 0.015 | 0.015 | 0.015
NSR Columbia 2- Hg Rate Annual v5.13 | 972 | 5995 | Rate Constraint in lbs/MMBtu | FALSE | L | Annual | Emissions at Affected Plants MER | lbs | 0 | 0 | 0 | 0 | 0 | 0 | 0
NSR Columbia 2- Hg Rate Annual v5.13 | 972 | 5995 | Rate Constraint in lbs/MMBtu | FALSE | L | Annual | Allowances Purchased MER | lbs | 0 | 0 | 0 | 0 | 0 | 0 | 0
NSR Columbia 2- Hg Rate Annual v5.13 | 972 | 5995 | Rate Constraint in lbs/MMBtu | FALSE | L | Annual | Allowances Sold MER | lbs | 0 | 0 | 0 | 0 | 0 | 0 | 0
NSR Columbia 2- Hg Rate Annual v5.13 | 972 | 5995 | Rate Constraint in lbs/MMBtu | FALSE | L | Annual | Allowances Banked | lbs | 0 | 0 | 0 | 0 | 0 | 0 | 0
NSR Columbia 2- Hg Rate Annual v5.13 | 972 | 5995 | Rate Constraint in lbs/MMBtu | FALSE | L | Annual | Allowances Withdrawn (1:1) | lbs | 0 | 0 | 0 | 0 | 0 | 0 | 0
NSR Columbia 2- Hg Rate Annual v5.13 | 972 | 5995 | Rate Constraint in lbs/MMBtu | FALSE | L | Annual | Allowances Withdrawn (n:1) | lbs | 0 | 0 | 0 | 0 | 0 | 0 | 0
NSR Columbia 2- Hg Rate Annual v5.13 | 972 | 5995 | Rate Constraint in lbs/MMBtu | FALSE | L | Annual | Net Emissions Allowance Position | lbs | 0 | 0 | 0 | 0 | 0 | 0 | 0
NSR Columbia 2- Hg Rate Annual v5.13 | 972 | 5995 | Rate Constraint in lbs/MMBtu | FALSE | L | Annual | Fuel Consumed | TBtu | 0 | 0 | 0 | 0 | 0 | 0 | 0
NSR Columbia 2- Hg Rate Annual v5.13 | 972 | 5995 | Rate Constraint in lbs/MMBtu | FALSE | L | Annual | Rate | lb/MMBtu | 0 | 0 | 0 | 0 | 0 | 0 | 0
NSR Columbia 2- Hg Rate Annual v5.13 | 972 | 5995 | Rate Constraint in lbs/MMBtu | FALSE | L | Annual | Generation | TWh | 0 | 0 | 0 | 0 | 0 | 0 | 0
NSR Columbia 2- Hg Rate Annual v5.13 | 972 | 5995 | Rate Constraint in lbs/MMBtu | FALSE | L | Annual | Qualifying Generation | TWh | 0 | 0 | 0 | 0 | 0 | 0 | 0
NSR Columbia 2- Hg Rate Annual v5.13 | 972 | 5995 | Rate Constraint in lbs/MMBtu | FALSE | L | Annual | Rate | lb/MWh | 0 | 0 | 0 | 0 | 0 | 0 | 0
NSR Columbia 2- Hg Rate Annual v5.13 | 972 | 5995 | Rate Constraint in lbs/MMBtu | FALSE | L | Annual | Constraint Shadow Price | US2011$/Lb | 0 | 0 | 0 | 0 | 0 | 0 | 0
NSR Columbia 2- NOx Rate Annual v5.13 | 973 | 5997 | Rate Constraint in lbs/MMBtu | FALSE | L | Annual | Seasons Included | Seasons | Winter, Summer | Winter, Summer | Winter, Summer | Winter, Summer | Winter, Summer | Winter, Summer | Winter, Summer
NSR Columbia 2- NOx Rate Annual v5.13 | 973 | 5997 | Rate Constraint in lbs/MMBtu | FALSE | L | Annual | Standard | lb/MMBtu | 0.15 | 0.15 | 0.07 | 0.07 | 0.07 | 0.07 | 0.07
NSR Columbia 2- NOx Rate Annual v5.13 | 973 | 5997 | Rate Constraint in lbs/MMBtu | FALSE | L | Annual | Emissions at Affected Plants NOX | Thousand Tons | 0 | 0 | 0 | 0 | 0 | 0 | 0
NSR Columbia 2- NOx Rate Annual v5.13 | 973 | 5997 | Rate Constraint in lbs/MMBtu | FALSE | L | Annual | Allowances Purchased NOX | Thousand Tons | 0 | 0 | 0 | 0 | 0 | 0 | 0
NSR Columbia 2- NOx Rate Annual v5.13 | 973 | 5997 | Rate Constraint in lbs/MMBtu | FALSE | L | Annual | Allowances Sold NOX | Thousand Tons | 0 | 0 | 0 | 0 | 0 | 0 | 0
NSR Columbia 2- NOx Rate Annual v5.13 | 973 | 5997 | Rate Constraint in lbs/MMBtu | FALSE | L | Annual | Allowances Banked | Thousand Tons | 0 | 0 | 0 | 0 | 0 | 0 | 0
NSR Columbia 2- NOx Rate Annual v5.13 | 973 | 5997 | Rate Constraint in lbs/MMBtu | FALSE | L | Annual | Allowances Withdrawn (1:1) | Thousand Tons | 0 | 0 | 0 | 0 | 0 | 0 | 0
NSR Columbia 2- NOx Rate Annual v5.13 | 973 | 5997 | Rate Constraint in lbs/MMBtu | FALSE | L | Annual | Allowances Withdrawn (n:1) | Thousand Tons | 0 | 0 | 0 | 0 | 0 | 0 | 0
NSR Columbia 2- NOx Rate Annual v5.13 | 973 | 5997 | Rate Constraint in lbs/MMBtu | FALSE | L | Annual | Net Emissions Allowance Position | Thousand Tons | 0 | 0 | 0 | 0 | 0 | 0 | 0
NSR Columbia 2- NOx Rate Annual v5.13 | 973 | 5997 | Rate Constraint in lbs/MMBtu | FALSE | L | Annual | Fuel Consumed | TBtu | 0 | 0 | 0 | 0 | 0 | 0 | 0
NSR Columbia 2- NOx Rate Annual v5.13 | 973 | 5997 | Rate Constraint in lbs/MMBtu | FALSE | L | Annual | Rate | lb/MMBtu | 0 | 0 | 0 | 0 | 0 | 0 | 0
NSR Columbia 2- NOx Rate Annual v5.13 | 973 | 5997 | Rate Constraint in lbs/MMBtu | FALSE | L | Annual | Generation | TWh | 0 | 0 | 0 | 0 | 0 | 0 | 0
NSR Columbia 2- NOx Rate Annual v5.13 | 973 | 5997 | Rate Constraint in lbs/MMBtu | FALSE | L | Annual | Qualifying Generation | TWh | 0 | 0 | 0 | 0 | 0 | 0 | 0
NSR Columbia 2- NOx Rate Annual v5.13 | 973 | 5997 | Rate Constraint in lbs/MMBtu | FALSE | L | Annual | Rate | lb/MWh | 0 | 0 | 0 | 0 | 0 | 0 | 0
NSR Columbia 2- NOx Rate Annual v5.13 | 973 | 5997 | Rate Constraint in lbs/MMBtu | FALSE | L | Annual | Constraint Shadow Price | US2011$/Ton | 0 | 0 | 7146.0867 | 24680.5919 | 5057.7032 | 16670.5837 | 18602.89
NSR Consumer Energy - NOx Cap Annual v5.14 | 974 | 6152 | Rate Constraint in MTons | FALSE | L | Annual | Seasons Included | Seasons | Winter, Summer | Winter, Summer | Winter, Summer | Winter, Summer | Winter, Summer | Winter, Summer | Winter, Summer
NSR Consumer Energy - NOx Cap Annual v5.14 | 974 | 6152 | Rate Constraint in MTons | FALSE | L | Annual | Standard | Thousand Tons | 0.0081155 | 0.006912 | 0.006912 | 0.006912 | 0.006912 | 0.006912 | 0.006912
NSR Consumer Energy - NOx Cap Annual v5.14 | 974 | 6152 | Rate Constraint in MTons | FALSE | L | Annual | Standard NOX | Thousand Tons | 0.0081155 | 0.006912 | 0.006912 | 0.006912 | 0.006912 | 0.006912 | 0.006912
NSR Consumer Energy - NOx Cap Annual v5.14 | 974 | 6152 | Rate Constraint in MTons | FALSE | L | Annual | Emissions at Affected Plants NOX | Thousand Tons | 0.0081155 | 0.006912 | 0.006912 | 0.006912 | 0.006912 | 0.006912 | 0.006912
NSR Consumer Energy - NOx Cap Annual v5.14 | 974 | 6152 | Rate Constraint in MTons | FALSE | L | Annual | Allowances Purchased NOX | Thousand Tons | 0 | 0 | 0 | 0 | 0 | 0 | 0
NSR Consumer Energy - NOx Cap Annual v5.14 | 974 | 6152 | Rate Constraint in MTons | FALSE | L | Annual | Allowances Sold NOX | Thousand Tons | 0 | 0 | 0 | 0 | 0 | 0 | 0
NSR Consumer Energy - NOx Cap Annual v5.14 | 974 | 6152 | Rate Constraint in MTons | FALSE | L | Annual | Allowances Banked | Thousand Tons | 0 | 0 | 0 | 0 | 0 | 0 | 0
NSR Consumer Energy - NOx Cap Annual v5.14 | 974 | 6152 | Rate Constraint in MTons | FALSE | L | Annual | Allowances Withdrawn (1:1) | Thousand Tons | 0 | 0 | 0 | 0 | 0 | 0 | 0
NSR Consumer Energy - NOx Cap Annual v5.14 | 974 | 6152 | Rate Constraint in MTons | FALSE | L | Annual | Allowances Withdrawn (n:1) | Thousand Tons | 0 | 0 | 0 | 0 | 0 | 0 | 0
NSR Consumer Energy - NOx Cap Annual v5.14 | 974 | 6152 | Rate Constraint in MTons | FALSE | L | Annual | Net Emissions Allowance Position | Thousand Tons | 0.0081155 | 0.006912 | 0.006912 | 0.006912 | 0.006912 | 0.006912 | 0.006912
NSR Consumer Energy - NOx Cap Annual v5.14 | 974 | 6152 | Rate Constraint in MTons | FALSE | L | Annual | Fuel Consumed | TBtu | 0.21281 | 0.19591 | 0.19591 | 0.19591 | 0.19591 | 0.19592 | 0.19592
NSR Consumer Energy - NOx Cap Annual v5.14 | 974 | 6152 | Rate Constraint in MTons | FALSE | L | Annual | Rate | lb/MMBtu | 0.076271 | 0.070562 | 0.070563 | 0.070562 | 0.070562 | 0.07056 | 0.07056
NSR Consumer Energy - NOx Cap Annual v5.14 | 974 | 6152 | Rate Constraint in MTons | FALSE | L | Annual | Generation | TWh | 0.021608 | 0.019846 | 0.019846 | 0.019846 | 0.019846 | 0.019841 | 0.019841
NSR Consumer Energy - NOx Cap Annual v5.14 | 974 | 6152 | Rate Constraint in MTons | FALSE | L | Annual | Qualifying Generation | TWh | 0.021608 | 0.019846 | 0.019846 | 0.019846 | 0.019846 | 0.019841 | 0.019841
NSR Consumer Energy - NOx Cap Annual v5.14 | 974 | 6152 | Rate Constraint in MTons | FALSE | L | Annual | Rate | lb/MWh | 0.37559 | 0.34827 | 0.34827 | 0.34827 | 0.34827 | 0.34837 | 0.34837
NSR Consumer Energy - NOx Cap Annual v5.14 | 974 | 6152 | Rate Constraint in MTons | FALSE | L | Annual | Constraint Shadow Price | US2011$/Ton | 13644.7936 | 22229.6238 | 33401.5034 | 23254.9175 | 12154.046 | 10486.4241 | 5768.7673
NSR Consumer Energy - SO2 Cap Annual v5.14 | 975 | 6153 | Rate Constraint in MTons | FALSE | L | Annual | Seasons Included | Seasons | Winter, Summer | Winter, Summer | Winter, Summer | Winter, Summer | Winter, Summer | Winter, Summer | Winter, Summer
NSR Consumer Energy - SO2 Cap Annual v5.14 | 975 | 6153 | Rate Constraint in MTons | FALSE | L | Annual | Standard | Thousand Tons | 0.02245 | 0.0109 | 0.0109 | 0.0109 | 0.0109 | 0.0109 | 0.0109
NSR Consumer Energy - SO2 Cap Annual v5.14 | 975 | 6153 | Rate Constraint in MTons | FALSE | L | Annual | Standard SO2 | Thousand Tons | 0.02245 | 0.0109 | 0.0109 | 0.0109 | 0.0109 | 0.0109 | 0.0109
NSR Consumer Energy - SO2 Cap Annual v5.14 | 975 | 6153 | Rate Constraint in MTons | FALSE | L | Annual | Emissions at Affected Plants SO2 | Thousand Tons | 0.0081257 | 0.0068569 | 0.0068569 | 0.0068569 | 0.0068569 | 0.0068571 | 0.0068571
NSR Consumer Energy - SO2 Cap Annual v5.14 | 975 | 6153 | Rate Constraint in MTons | FALSE | L | Annual | Allowances Purchased SO2 | Thousand Tons | 0 | 0 | 0 | 0 | 0 | 0 | 0
NSR Consumer Energy - SO2 Cap Annual v5.14 | 975 | 6153 | Rate Constraint in MTons | FALSE | L | Annual | Allowances Sold SO2 | Thousand Tons | 0 | 0 | 0 | 0 | 0 | 0 | 0
NSR Consumer Energy - SO2 Cap Annual v5.14 | 975 | 6153 | Rate Constraint in MTons | FALSE | L | Annual | Allowances Banked | Thousand Tons | 0 | 0 | 0 | 0 | 0 | 0 | 0
NSR Consumer Energy - SO2 Cap Annual v5.14 | 975 | 6153 | Rate Constraint in MTons | FALSE | L | Annual | Allowances Withdrawn (1:1) | Thousand Tons | 0 | 0 | 0 | 0 | 0 | 0 | 0
NSR Consumer Energy - SO2 Cap Annual v5.14 | 975 | 6153 | Rate Constraint in MTons | FALSE | L | Annual | Allowances Withdrawn (n:1) | Thousand Tons | 0 | 0 | 0 | 0 | 0 | 0 | 0
NSR Consumer Energy - SO2 Cap Annual v5.14 | 975 | 6153 | Rate Constraint in MTons | FALSE | L | Annual | Net Emissions Allowance Position | Thousand Tons | 0.0081257 | 0.0068569 | 0.0068569 | 0.0068569 | 0.0068569 | 0.0068571 | 0.0068571
NSR Consumer Energy - SO2 Cap Annual v5.14 | 975 | 6153 | Rate Constraint in MTons | FALSE | L | Annual | Fuel Consumed | TBtu | 0.21281 | 0.19591 | 0.19591 | 0.19591 | 0.19591 | 0.19592 | 0.19592
NSR Consumer Energy - SO2 Cap Annual v5.14 | 975 | 6153 | Rate Constraint in MTons | FALSE | L | Annual | Rate | lb/MMBtu | 0.076366 | 0.07 | 0.07 | 0.07 | 0.07 | 0.07 | 0.07
NSR Consumer Energy - SO2 Cap Annual v5.14 | 975 | 6153 | Rate Constraint in MTons | FALSE | L | Annual | Generation | TWh | 0.021608 | 0.019846 | 0.019846 | 0.019846 | 0.019846 | 0.019841 | 0.019841
NSR Consumer Energy - SO2 Cap Annual v5.14 | 975 | 6153 | Rate Constraint in MTons | FALSE | L | Annual | Qualifying Generation | TWh | 0.021608 | 0.019846 | 0.019846 | 0.019846 | 0.019846 | 0.019841 | 0.019841
NSR Consumer Energy - SO2 Cap Annual v5.14 | 975 | 6153 | Rate Constraint in MTons | FALSE | L | Annual | Rate | lb/MWh | 0.37606 | 0.3455 | 0.3455 | 0.3455 | 0.3455 | 0.3456 | 0.3456
NSR Consumer Energy - SO2 Cap Annual v5.14 | 975 | 6153 | Rate Constraint in MTons | FALSE | L | Annual | Constraint Shadow Price | US2011$/Ton | 0 | 0 | 0 | 0 | 0 | 0 | 0
NSR Cooper 2 - NOX Rate Annual v3.1, Unit 3732 and retrofits | 976 | 1957 | Rate Constraint in lbs/MMBtu | FALSE | L | Annual | Seasons Included | Seasons | Winter, Summer | Winter, Summer | Winter, Summer | Winter, Summer | Winter, Summer | Winter, Summer | Winter, Summer
NSR Cooper 2 - NOX Rate Annual v3.1, Unit 3732 and retrofits | 976 | 1957 | Rate Constraint in lbs/MMBtu | FALSE | L | Annual | Standard | lb/MMBtu | 0.08 | 0.08 | 0.08 | 0.08 | 0.08 | 0.08 | 0.08
NSR Cooper 2 - NOX Rate Annual v3.1, Unit 3732 and retrofits | 976 | 1957 | Rate Constraint in lbs/MMBtu | FALSE | L | Annual | Emissions at Affected Plants NOX | Thousand Tons | 0 | 0 | 0 | 0 | 0 | 0 | 0
NSR Cooper 2 - NOX Rate Annual v3.1, Unit 3732 and retrofits | 976 | 1957 | Rate Constraint in lbs/MMBtu | FALSE | L | Annual | Allowances Purchased NOX | Thousand Tons | 0 | 0 | 0 | 0 | 0 | 0 | 0
NSR Cooper 2 - NOX Rate Annual v3.1, Unit 3732 and retrofits | 976 | 1957 | Rate Constraint in lbs/MMBtu | FALSE | L | Annual | Allowances Sold NOX | Thousand Tons | 0 | 0 | 0 | 0 | 0 | 0 | 0
NSR Cooper 2 - NOX Rate Annual v3.1, Unit 3732 and retrofits | 976 | 1957 | Rate Constraint in lbs/MMBtu | FALSE | L | Annual | Allowances Banked | Thousand Tons | 0 | 0 | 0 | 0 | 0 | 0 | 0
NSR Cooper 2 - NOX Rate Annual v3.1, Unit 3732 and retrofits | 976 | 1957 | Rate Constraint in lbs/MMBtu | FALSE | L | Annual | Allowances Withdrawn (1:1) | Thousand Tons | 0 | 0 | 0 | 0 | 0 | 0 | 0
NSR Cooper 2 - NOX Rate Annual v3.1, Unit 3732 and retrofits | 976 | 1957 | Rate Constraint in lbs/MMBtu | FALSE | L | Annual | Allowances Withdrawn (n:1) | Thousand Tons | 0 | 0 | 0 | 0 | 0 | 0 | 0
NSR Cooper 2 - NOX Rate Annual v3.1, Unit 3732 and retrofits | 976 | 1957 | Rate Constraint in lbs/MMBtu | FALSE | L | Annual | Net Emissions Allowance Position | Thousand Tons | 0 | 0 | 0 | 0 | 0 | 0 | 0
NSR Cooper 2 - NOX Rate Annual v3.1, Unit 3732 and retrofits | 976 | 1957 | Rate Constraint in lbs/MMBtu | FALSE | L | Annual | Fuel Consumed | TBtu | 0 | 0 | 0 | 0 | 0 | 0 | 0
NSR Cooper 2 - NOX Rate Annual v3.1, Unit 3732 and retrofits | 976 | 1957 | Rate Constraint in lbs/MMBtu | FALSE | L | Annual | Rate | lb/MMBtu | 0 | 0 | 0 | 0 | 0 | 0 | 0
NSR Cooper 2 - NOX Rate Annual v3.1, Unit 3732 and retrofits | 976 | 1957 | Rate Constraint in lbs/MMBtu | FALSE | L | Annual | Generation | TWh | 0 | 0 | 0 | 0 | 0 | 0 | 0
NSR Cooper 2 - NOX Rate Annual v3.1, Unit 3732 and retrofits | 976 | 1957 | Rate Constraint in lbs/MMBtu | FALSE | L | Annual | Qualifying Generation | TWh | 0 | 0 | 0 | 0 | 0 | 0 | 0
NSR Cooper 2 - NOX Rate Annual v3.1, Unit 3732 and retrofits | 976 | 1957 | Rate Constraint in lbs/MMBtu | FALSE | L | Annual | Rate | lb/MWh | 0 | 0 | 0 | 0 | 0 | 0 | 0
NSR Cooper 2 - NOX Rate Annual v3.1, Unit 3732 and retrofits | 976 | 1957 | Rate Constraint in lbs/MMBtu | FALSE | L | Annual | Constraint Shadow Price | US2011$/Ton | 0 | 0 | 0 | 0 | 0 | 0 | 0
NSR Cooper 2 - SO2 Rate Annual v3.1, Unit 3732 and retrofits | 977 | 1958 | Rate Constraint in lbs/MMBtu | FALSE | L | Annual | Seasons Included | Seasons | Winter, Summer | Winter, Summer | Winter, Summer | Winter, Summer | Winter, Summer | Winter, Summer | Winter, Summer
NSR Cooper 2 - SO2 Rate Annual v3.1, Unit 3732 and retrofits | 977 | 1958 | Rate Constraint in lbs/MMBtu | FALSE | L | Annual | Standard | lb/MMBtu | 0.1 | 0.1 | 0.1 | 0.1 | 0.1 | 0.1 | 0.1
NSR Cooper 2 - SO2 Rate Annual v3.1, Unit 3732 and retrofits | 977 | 1958 | Rate Constraint in lbs/MMBtu | FALSE | L | Annual | Emissions at Affected Plants SO2 | Thousand Tons | 0 | 0 | 0 | 0 | 0 | 0 | 0
NSR Cooper 2 - SO2 Rate Annual v3.1, Unit 3732 and retrofits | 977 | 1958 | Rate Constraint in lbs/MMBtu | FALSE | L | Annual | Allowances Purchased SO2 | Thousand Tons | 0 | 0 | 0 | 0 | 0 | 0 | 0
NSR Cooper 2 - SO2 Rate Annual v3.1, Unit 3732 and retrofits | 977 | 1958 | Rate Constraint in lbs/MMBtu | FALSE | L | Annual | Allowances Sold SO2 | Thousand Tons | 0 | 0 | 0 | 0 | 0 | 0 | 0
NSR Cooper 2 - SO2 Rate Annual v3.1, Unit 3732 and retrofits | 977 | 1958 | Rate Constraint in lbs/MMBtu | FALSE | L | Annual | Allowances Banked | Thousand Tons | 0 | 0 | 0 | 0 | 0 | 0 | 0
NSR Cooper 2 - SO2 Rate Annual v3.1, Unit 3732 and retrofits | 977 | 1958 | Rate Constraint in lbs/MMBtu | FALSE | L | Annual | Allowances Withdrawn (1:1) | Thousand Tons | 0 | 0 | 0 | 0 | 0 | 0 | 0
NSR Cooper 2 - SO2 Rate Annual v3.1, Unit 3732 and retrofits | 977 | 1958 | Rate Constraint in lbs/MMBtu | FALSE | L | Annual | Allowances Withdrawn (n:1) | Thousand Tons | 0 | 0 | 0 | 0 | 0 | 0 | 0
NSR Cooper 2 - SO2 Rate Annual v3.1, Unit 3732 and retrofits | 977 | 1958 | Rate Constraint in lbs/MMBtu | FALSE | L | Annual | Net Emissions Allowance Position | Thousand Tons | 0 | 0 | 0 | 0 | 0 | 0 | 0
NSR Cooper 2 - SO2 Rate Annual v3.1, Unit 3732 and retrofits | 977 | 1958 | Rate Constraint in lbs/MMBtu | FALSE | L | Annual | Fuel Consumed | TBtu | 0 | 0 | 0 | 0 | 0 | 0 | 0
NSR Cooper 2 - SO2 Rate Annual v3.1, Unit 3732 and retrofits | 977 | 1958 | Rate Constraint in lbs/MMBtu | FALSE | L | Annual | Rate | lb/MMBtu | 0 | 0 | 0 | 0 | 0 | 0 | 0
NSR Cooper 2 - SO2 Rate Annual v3.1, Unit 3732 and retrofits | 977 | 1958 | Rate Constraint in lbs/MMBtu | FALSE | L | Annual | Generation | TWh | 0 | 0 | 0 | 0 | 0 | 0 | 0
NSR Cooper 2 - SO2 Rate Annual v3.1, Unit 3732 and retrofits | 977 | 1958 | Rate Constraint in lbs/MMBtu | FALSE | L | Annual | Qualifying Generation | TWh | 0 | 0 | 0 | 0 | 0 | 0 | 0
NSR Cooper 2 - SO2 Rate Annual v3.1, Unit 3732 and retrofits | 977 | 1958 | Rate Constraint in lbs/MMBtu | FALSE | L | Annual | Rate | lb/MWh | 0 | 0 | 0 | 0 | 0 | 0 | 0
NSR Cooper 2 - SO2 Rate Annual v3.1, Unit 3732 and retrofits | 977 | 1958 | Rate Constraint in lbs/MMBtu | FALSE | L | Annual | Constraint Shadow Price | US2011$/Ton | 0 | 0 | 0 | 0 | 0 | 0 | 0
NSR Cross 1,2 - NOX Rate Annual v3.1, Unit 5806 and retrofits | 978 | 1949 | Rate Constraint in lbs/MMBtu | FALSE | L | Annual | Seasons Included | Seasons | Winter, Summer | Winter, Summer | Winter, Summer | Winter, Summer | Winter, Summer | Winter, Summer | Winter, Summer
NSR Cross 1,2 - NOX Rate Annual v3.1, Unit 5806 and retrofits | 978 | 1949 | Rate Constraint in lbs/MMBtu | FALSE | L | Annual | Standard | lb/MMBtu | 0.1 | 0.1 | 0.1 | 0.1 | 0.1 | 0.1 | 0.1
NSR Cross 1,2 - NOX Rate Annual v3.1, Unit 5806 and retrofits | 978 | 1949 | Rate Constraint in lbs/MMBtu | FALSE | L | Annual | Emissions at Affected Plants NOX | Thousand Tons | 1.1248 | 1.2753 | 1.5436 | 1.2753 | 1.2753 | 0.56001 | 0.56001
NSR Cross 1,2 - NOX Rate Annual v3.1, Unit 5806 and retrofits | 978 | 1949 | Rate Constraint in lbs/MMBtu | FALSE | L | Annual | Allowances Purchased NOX | Thousand Tons | 0 | 0 | 0 | 0 | 0 | 0 | 0
NSR Cross 1,2 - NOX Rate Annual v3.1, Unit 5806 and retrofits | 978 | 1949 | Rate Constraint in lbs/MMBtu | FALSE | L | Annual | Allowances Sold NOX | Thousand Tons | 0 | 0 | 0 | 0 | 0 | 0 | 0
NSR Cross 1,2 - NOX Rate Annual v3.1, Unit 5806 and retrofits | 978 | 1949 | Rate Constraint in lbs/MMBtu | FALSE | L | Annual | Allowances Banked | Thousand Tons | 0 | 0 | 0 | 0 | 0 | 0 | 0
NSR Cross 1,2 - NOX Rate Annual v3.1, Unit 5806 and retrofits | 978 | 1949 | Rate Constraint in lbs/MMBtu | FALSE | L | Annual | Allowances Withdrawn (1:1) | Thousand Tons | 0 | 0 | 0 | 0 | 0 | 0 | 0
NSR Cross 1,2 - NOX Rate Annual v3.1, Unit 5806 and retrofits | 978 | 1949 | Rate Constraint in lbs/MMBtu | FALSE | L | Annual | Allowances Withdrawn (n:1) | Thousand Tons | 0 | 0 | 0 | 0 | 0 | 0 | 0
NSR Cross 1,2 - NOX Rate Annual v3.1, Unit 5806 and retrofits | 978 | 1949 | Rate Constraint in lbs/MMBtu | FALSE | L | Annual | Net Emissions Allowance Position | Thousand Tons | 1.1248 | 1.2753 | 1.5436 | 1.2753 | 1.2753 | 0.56001 | 0.56001
NSR Cross 1,2 - NOX Rate Annual v3.1, Unit 5806 and retrofits | 978 | 1949 | Rate Constraint in lbs/MMBtu | FALSE | L | Annual | Fuel Consumed | TBtu | 27.0917 | 30.7144 | 37.1778 | 30.7144 | 30.7144 | 13.4878 | 13.4878
NSR Cross 1,2 - NOX Rate Annual v3.1, Unit 5806 and retrofits | 978 | 1949 | Rate Constraint in lbs/MMBtu | FALSE | L | Annual | Rate | lb/MMBtu | 0.08304 | 0.08304 | 0.08304 | 0.08304 | 0.08304 | 0.08304 | 0.08304
NSR Cross 1,2 - NOX Rate Annual v3.1, Unit 5806 and retrofits | 978 | 1949 | Rate Constraint in lbs/MMBtu | FALSE | L | Annual | Generation | TWh | 2.6487 | 3.0029 | 3.6348 | 3.0029 | 3.0029 | 1.3187 | 1.3187
NSR Cross 1,2 - NOX Rate Annual v3.1, Unit 5806 and retrofits | 978 | 1949 | Rate Constraint in lbs/MMBtu | FALSE | L | Annual | Qualifying Generation | TWh | 2.6487 | 3.0029 | 3.6348 | 3.0029 | 3.0029 | 1.3187 | 1.3187
NSR Cross 1,2 - NOX Rate Annual v3.1, Unit 5806 and retrofits | 978 | 1949 | Rate Constraint in lbs/MMBtu | FALSE | L | Annual | Rate | lb/MWh | 0.42468 | 0.42468 | 0.42468 | 0.42468 | 0.42468 | 0.42468 | 0.42468
NSR Cross 1,2 - NOX Rate Annual v3.1, Unit 5806 and retrofits | 978 | 1949 | Rate Constraint in lbs/MMBtu | FALSE | L | Annual | Constraint Shadow Price | US2011$/Ton | 0 | 0 | 0 | 0 | 0 | 0 | 0
NSR Cross 1,2 - NOX Rate Annual v3.1, Unit 5807 and retrofits | 979 | 1949 | Rate Constraint in lbs/MMBtu | FALSE | L | Annual | Seasons Included | Seasons | Winter, Summer | Winter, Summer | Winter, Summer | Winter, Summer | Winter, Summer | Winter, Summer | Winter, Summer
NSR Cross 1,2 - NOX Rate Annual v3.1, Unit 5807 and retrofits | 979 | 1949 | Rate Constraint in lbs/MMBtu | FALSE | L | Annual | Standard | lb/MMBtu | 0.1 | 0.1 | 0.1 | 0.1 | 0.1 | 0.1 | 0.1
NSR Cross 1,2 - NOX Rate Annual v3.1, Unit 5807 and retrofits | 979 | 1949 | Rate Constraint in lbs/MMBtu | FALSE | L | Annual | Emissions at Affected Plants NOX | Thousand Tons | 1.2241 | 1.2241 | 1.2241 | 0.53754 | 0.53754 | 0.53754 | 0.53754
NSR Cross 1,2 - NOX Rate Annual v3.1, Unit 5807 and retrofits | 979 | 1949 | Rate Constraint in lbs/MMBtu | FALSE | L | Annual | Allowances Purchased NOX | Thousand Tons | 0 | 0 | 0 | 0 | 0 | 0 | 0
NSR Cross 1,2 - NOX Rate Annual v3.1, Unit 5807 and retrofits | 979 | 1949 | Rate Constraint in lbs/MMBtu | FALSE | L | Annual | Allowances Sold NOX | Thousand Tons | 0 | 0 | 0 | 0 | 0 | 0 | 0
NSR Cross 1,2 - NOX Rate Annual v3.1, Unit 5807 and retrofits | 979 | 1949 | Rate Constraint in lbs/MMBtu | FALSE | L | Annual | Allowances Banked | Thousand Tons | 0 | 0 | 0 | 0 | 0 | 0 | 0
NSR Cross 1,2 - NOX Rate Annual v3.1, Unit 5807 and retrofits | 979 | 1949 | Rate Constraint in lbs/MMBtu | FALSE | L | Annual | Allowances Withdrawn (1:1) | Thousand Tons | 0 | 0 | 0 | 0 | 0 | 0 | 0
NSR Cross 1,2 - NOX Rate Annual v3.1, Unit 5807 and retrofits | 979 | 1949 | Rate Constraint in lbs/MMBtu | FALSE | L | Annual | Allowances Withdrawn (n:1) | Thousand Tons | 0 | 0 | 0 | 0 | 0 | 0 | 0
NSR Cross 1,2 - NOX Rate Annual v3.1, Unit 5807 and retrofits | 979 | 1949 | Rate Constraint in lbs/MMBtu | FALSE | L | Annual | Net Emissions Allowance Position | Thousand Tons | 1.2241 | 1.2241 | 1.2241 | 0.53754 | 0.53754 | 0.53754 | 0.53754
NSR Cross 1,2 - NOX Rate Annual v3.1, Unit 5807 and retrofits | 979 | 1949 | Rate Constraint in lbs/MMBtu | FALSE | L | Annual | Fuel Consumed | TBtu | 29.7239 | 29.7239 | 29.7239 | 13.0528 | 13.0528 | 13.0528 | 13.0528
NSR Cross 1,2 - NOX Rate Annual v3.1, Unit 5807 and retrofits | 979 | 1949 | Rate Constraint in lbs/MMBtu | FALSE | L | Annual | Rate | lb/MMBtu | 0.082364 | 0.082364 | 0.082364 | 0.082364 | 0.082364 | 0.082364 | 0.082364
NSR Cross 1,2 - NOX Rate Annual v3.1, Unit 5807 and retrofits | 979 | 1949 | Rate Constraint in lbs/MMBtu | FALSE | L | Annual | Generation | TWh | 2.9511 | 2.9511 | 2.9511 | 1.2959 | 1.2959 | 1.2959 | 1.2959
NSR Cross 1,2 - NOX Rate Annual v3.1, Unit 5807 and retrofits | 979 | 1949 | Rate Constraint in lbs/MMBtu | FALSE | L | Annual | Qualifying Generation | TWh | 2.9511 | 2.9511 | 2.9511 | 1.2959 | 1.2959 | 1.2959 | 1.2959
NSR Cross 1,2 - NOX Rate Annual v3.1, Unit 5807 and retrofits | 979 | 1949 | Rate Constraint in lbs/MMBtu | FALSE | L | Annual | Rate | lb/MWh | 0.41479 | 0.41479 | 0.41479 | 0.41479 | 0.41479 | 0.41479 | 0.41479
NSR Cross 1,2 - NOX Rate Annual v3.1, Unit 5807 and retrofits | 979 | 1949 | Rate Constraint in lbs/MMBtu | FALSE | L | Annual | Constraint Shadow Price | US2011$/Ton | 0 | 0 | 0 | 0 | 0 | 0 | 0
NSR Dairyland- NOx Cap Annual v5.13 | 980 | 6001 | Rate Constraint in MTons | FALSE | L | Annual | Seasons Included | Seasons | Winter, Summer | Winter, Summer | Winter, Summer | Winter, Summer | Winter, Summer | Winter, Summer | Winter, Summer
NSR Dairyland- NOx Cap Annual v5.13 | 980 | 6001 | Rate Constraint in MTons | FALSE | L | Annual | Standard | Thousand Tons | 5.2825 | 3.748 | 3.364 | 3.236 | 3.236 | 3.236 | 3.236
NSR Dairyland- NOx Cap Annual v5.13 | 980 | 6001 | Rate Constraint in MTons | FALSE | L | Annual | Standard NOX | Thousand Tons | 5.2825 | 3.748 | 3.364 | 3.236 | 3.236 | 3.236 | 3.236
NSR Dairyland- NOx Cap Annual v5.13 | 980 | 6001 | Rate Constraint in MTons | FALSE | L | Annual | Emissions at Affected Plants NOX | Thousand Tons | 2.1129 | 2.1129 | 2.1093 | 2.1129 | 2.1129 | 2.1288 | 2.1129
NSR Dairyland- NOx Cap Annual v5.13 | 980 | 6001 | Rate Constraint in MTons | FALSE | L | Annual | Allowances Purchased NOX | Thousand Tons | 0 | 0 | 0 | 0 | 0 | 0 | 0
NSR Dairyland- NOx Cap Annual v5.13 | 980 | 6001 | Rate Constraint in MTons | FALSE | L | Annual | Allowances Sold NOX | Thousand Tons | 0 | 0 | 0 | 0 | 0 | 0 | 0
NSR Dairyland- NOx Cap Annual v5.13 | 980 | 6001 | Rate Constraint in MTons | FALSE | L | Annual | Allowances Banked | Thousand Tons | 0 | 0 | 0 | 0 | 0 | 0 | 0
NSR Dairyland- NOx Cap Annual v5.13 | 980 | 6001 | Rate Constraint in MTons | FALSE | L | Annual | Allowances Withdrawn (1:1) | Thousand Tons | 0 | 0 | 0 | 0 | 0 | 0 | 0
NSR Dairyland- NOx Cap Annual v5.13 | 980 | 6001 | Rate Constraint in MTons | FALSE | L | Annual | Allowances Withdrawn (n:1) | Thousand Tons | 0 | 0 | 0 | 0 | 0 | 0 | 0
NSR Dairyland- NOx Cap Annual v5.13 | 980 | 6001 | Rate Constraint in MTons | FALSE | L | Annual | Net Emissions Allowance Position | Thousand Tons | 2.1129 | 2.1129 | 2.1093 | 2.1129 | 2.1129 | 2.1288 | 2.1129
NSR Dairyland- NOx Cap Annual v5.13 | 980 | 6001 | Rate Constraint in MTons | FALSE | L | Annual | Fuel Consumed | TBtu | 51.8786 | 51.8786 | 51.7902 | 51.8786 | 51.8786 | 52.2145 | 51.8786
NSR Dairyland- NOx Cap Annual v5.13 | 980 | 6001 | Rate Constraint in MTons | FALSE | L | Annual | Rate | lb/MMBtu | 0.081456 | 0.081456 | 0.081456 | 0.081456 | 0.081456 | 0.081541 | 0.081456
NSR Dairyland- NOx Cap Annual v5.13 | 980 | 6001 | Rate Constraint in MTons | FALSE | L | Annual | Generation | TWh | 5.0967 | 5.0967 | 5.088 | 5.0967 | 5.0967 | 5.1302 | 5.0967
NSR Dairyland- NOx Cap Annual v5.13 | 980 | 6001 | Rate Constraint in MTons | FALSE | L | Annual | Qualifying Generation | TWh | 5.0967 | 5.0967 | 5.088 | 5.0967 | 5.0967 | 5.1302 | 5.0967
NSR Dairyland- NOx Cap Annual v5.13 | 980 | 6001 | Rate Constraint in MTons | FALSE | L | Annual | Rate | lb/MWh | 0.41457 | 0.41457 | 0.41457 | 0.41457 | 0.41457 | 0.41496 | 0.41457
NSR Dairyland- NOx Cap Annual v5.13 | 980 | 6001 | Rate Constraint in MTons | FALSE | L | Annual | Constraint Shadow Price | US2011$/Ton | 0 | 0 | 0 | 0 | 0 | 0 | 0
NSR Dairyland- SO2 Cap Annual v5.13 | 981 | 6000 | Rate Constraint in MTons | FALSE | L | Annual | Seasons Included | Seasons | Winter, Summer | Winter, Summer | Winter, Summer | Winter, Summer | Winter, Summer | Winter, Summer | Winter, Summer
NSR Dairyland- SO2 Cap Annual v5.13 | 981 | 6000 | Rate Constraint in MTons | FALSE | L | Annual | Standard | Thousand Tons | 6.065 | 6.057 | 4.9478 | 4.578 | 4.578 | 4.578 | 4.578
NSR Dairyland- SO2 Cap Annual v5.13 | 981 | 6000 | Rate Constraint in MTons | FALSE | L | Annual | Standard SO2 | Thousand Tons | 6.065 | 6.057 | 4.9478 | 4.578 | 4.578 | 4.578 | 4.578
NSR Dairyland- SO2 Cap Annual v5.13 | 981 | 6000 | Rate Constraint in MTons | FALSE | L | Annual | Emissions at Affected Plants SO2 | Thousand Tons | 2.1929 | 2.1929 | 2.1891 | 2.1929 | 2.1929 | 2.208 | 2.1929
NSR Dairyland- SO2 Cap Annual v5.13 | 981 | 6000 | Rate Constraint in MTons | FALSE | L | Annual | Allowances Purchased SO2 | Thousand Tons | 0 | 0 | 0 | 0 | 0 | 0 | 0
NSR Dairyland- SO2 Cap Annual v5.13 | 981 | 6000 | Rate Constraint in MTons | FALSE | L | Annual | Allowances Sold SO2 | Thousand Tons | 0 | 0 | 0 | 0 | 0 | 0 | 0
NSR Dairyland- SO2 Cap Annual v5.13 | 981 | 6000 | Rate Constraint in MTons | FALSE | L | Annual | Allowances Banked | Thousand Tons | 0 | 0 | 0 | 0 | 0 | 0 | 0
NSR Dairyland- SO2 Cap Annual v5.13 | 981 | 6000 | Rate Constraint in MTons | FALSE | L | Annual | Allowances Withdrawn (1:1) | Thousand Tons | 0 | 0 | 0 | 0 | 0 | 0 | 0
NSR Dairyland- SO2 Cap Annual v5.13 | 981 | 6000 | Rate Constraint in MTons | FALSE | L | Annual | Allowances Withdrawn (n:1) | Thousand Tons | 0 | 0 | 0 | 0 | 0 | 0 | 0
NSR Dairyland- SO2 Cap Annual v5.13 | 981 | 6000 | Rate Constraint in MTons | FALSE | L | Annual | Net Emissions Allowance Position | Thousand Tons | 2.1929 | 2.1929 | 2.1891 | 2.1929 | 2.1929 | 2.208 | 2.1929
NSR Dairyland- SO2 Cap Annual v5.13 | 981 | 6000 | Rate Constraint in MTons | FALSE | L | Annual | Fuel Consumed | TBtu | 51.8786 | 51.8786 | 51.7902 | 51.8786 | 51.8786 | 52.2145 | 51.8786
NSR Dairyland- SO2 Cap Annual v5.13 | 981 | 6000 | Rate Constraint in MTons | FALSE | L | Annual | Rate | lb/MMBtu | 0.084539 | 0.084539 | 0.084539 | 0.084539 | 0.084539 | 0.084574 | 0.084539
NSR Dairyland- SO2 Cap Annual v5.13 | 981 | 6000 | Rate Constraint in MTons | FALSE | L | Annual | Generation | TWh | 5.0967 | 5.0967 | 5.088 | 5.0967 | 5.0967 | 5.1302 | 5.0967
NSR Dairyland- SO2 Cap Annual v5.13 | 981 | 6000 | Rate Constraint in MTons | FALSE | L | Annual | Qualifying Generation | TWh | 5.0967 | 5.0967 | 5.088 | 5.0967 | 5.0967 | 5.1302 | 5.0967
NSR Dairyland- SO2 Cap Annual v5.13 | 981 | 6000 | Rate Constraint in MTons | FALSE | L | Annual | Rate | lb/MWh | 0.43026 | 0.43026 | 0.43026 | 0.43026 | 0.43026 | 0.43039 | 0.43026
NSR Dairyland- SO2 Cap Annual v5.13 | 981 | 6000 | Rate Constraint in MTons | FALSE | L | Annual | Constraint Shadow Price | US2011$/Ton | 0 | 0 | 0 | 0 | 0 | 0 | 0
NSR Dominion Consent - NOX Cap Annual v3.1 | 982 | 1840 | Rate Constraint in MTons | FALSE | L | Annual | Seasons Included | Seasons | Winter, Summer | Winter, Summer | Winter, Summer | Winter, Summer | Winter, Summer | Winter, Summer | Winter, Summer
NSR Dominion Consent - NOX Cap Annual v3.1 | 982 | 1840 | Rate Constraint in MTons | FALSE | L | Annual | Standard | Thousand Tons | 30.25 | 30.25 | 30.25 | 30.25 | 30.25 | 30.25 | 30.25
NSR Dominion Consent - NOX Cap Annual v3.1 | 982 | 1840 | Rate Constraint in MTons | FALSE | L | Annual | Standard NOX | Thousand Tons | 30.25 | 30.25 | 30.25 | 30.25 | 30.25 | 30.25 | 30.25
NSR Dominion Consent - NOX Cap Annual v3.1 | 982 | 1840 | Rate Constraint in MTons | FALSE | L | Annual | Emissions at Affected Plants NOX | Thousand Tons | 6.0392 | 6.3425 | 9.4116 | 5.9305 | 5.3561 | 3.1906 | 3.0388
NSR Dominion Consent - NOX Cap Annual v3.1 | 982 | 1840 | Rate Constraint in MTons | FALSE | L | Annual | Allowances Purchased NOX | Thousand Tons | 0 | 0 | 0 | 0 | 0 | 0 | 0
NSR Dominion Consent - NOX Cap Annual v3.1 | 982 | 1840 | Rate Constraint in MTons | FALSE | L | Annual | Allowances Sold NOX | Thousand Tons | 0 | 0 | 0 | 0 | 0 | 0 | 0
NSR Dominion Consent - NOX Cap Annual v3.1 | 982 | 1840 | Rate Constraint in MTons | FALSE | L | Annual | Allowances Banked | Thousand Tons | 0 | 0 | 0 | 0 | 0 | 0 | 0
NSR Dominion Consent - NOX Cap Annual v3.1 | 982 | 1840 | Rate Constraint in MTons | FALSE | L | Annual | Allowances Withdrawn (1:1) | Thousand Tons | 0 | 0 | 0 | 0 | 0 | 0 | 0
NSR Dominion Consent - NOX Cap Annual v3.1 | 982 | 1840 | Rate Constraint in MTons | FALSE | L | Annual | Allowances Withdrawn (n:1) | Thousand Tons | 0 | 0 | 0 | 0 | 0 | 0 | 0
NSR Dominion Consent - NOX Cap Annual v3.1 | 982 | 1840 | Rate Constraint in MTons | FALSE | L | Annual | Net Emissions Allowance Position | Thousand Tons | 6.0392 | 6.3425 | 9.4116 | 5.9305 | 5.3561 | 3.1906 | 3.0388
NSR Dominion Consent - NOX Cap Annual v3.1 | 982 | 1840 | Rate Constraint in MTons | FALSE | L | Annual | Fuel Consumed | TBtu | 128.1437 | 115.4659 | 133.5079 | 108.5981 | 104.4689 | 87.2191 | 87.0312
NSR Dominion Consent - NOX Cap Annual v3.1 | 982 | 1840 | Rate Constraint in MTons | FALSE | L | Annual | Rate | lb/MMBtu | 0.094256 | 0.10986 | 0.14099 | 0.10922 | 0.10254 | 0.073162 | 0.069831
NSR Dominion Consent - NOX Cap Annual v3.1 | 982 | 1840 | Rate Constraint in MTons | FALSE | L | Annual | Generation | TWh | 13.707 | 11.9341 | 13.61 | 11.1137 | 10.6999 | 8.9071 | 9.0194
NSR Dominion Consent - NOX Cap Annual v3.1 | 982 | 1840 | Rate Constraint in MTons | FALSE | L | Annual | Qualifying Generation | TWh | 13.707 | 11.9341 | 13.61 | 11.1137 | 10.6999 | 8.9071 | 9.0194
NSR Dominion Consent - NOX Cap Annual v3.1 | 982 | 1840 | Rate Constraint in MTons | FALSE | L | Annual | Rate | lb/MWh | 0.44059 | 0.53146 | 0.69152 | 0.53362 | 0.50057 | 0.3582 | 0.33691
NSR Dominion Consent - NOX Cap Annual v3.1 | 982 | 1840 | Rate Constraint in MTons | FALSE | L | Annual | Constraint Shadow Price | US2011$/Ton | 0 | 0 | 0 | 0 | 0 | 0 | 0
NSR Dominion Consent - NOX Rate Annual v3.1 | 983 | 1841 | Rate Constraint in lbs/MMBtu | FALSE | L | Annual | Seasons Included | Seasons | Winter, Summer | Winter, Summer | Winter, Summer | Winter, Summer | Winter, Summer | Winter, Summer | Winter, Summer
NSR Dominion Consent - NOX Rate Annual v3.1 | 983 | 1841 | Rate Constraint in lbs/MMBtu | FALSE | L | Annual | Standard | lb/MMBtu | 0.15 | 0.15 | 0.15 | 0.15 | 0.15 | 0.15 | 0.15
NSR Dominion Consent - NOX Rate Annual v3.1 | 983 | 1841 | Rate Constraint in lbs/MMBtu | FALSE | L | Annual | Emissions at Affected Plants NOX | Thousand Tons | 6.0392 | 6.3425 | 9.4116 | 5.9305 | 5.3561 | 3.1906 | 3.0388
NSR Dominion Consent - NOX Rate Annual v3.1 | 983 | 1841 | Rate Constraint in lbs/MMBtu | FALSE | L | Annual | Allowances Purchased NOX | Thousand Tons | 0 | 0 | 0 | 0 | 0 | 0 | 0
NSR Dominion Consent - NOX Rate Annual v3.1 | 983 | 1841 | Rate Constraint in lbs/MMBtu | FALSE | L | Annual | Allowances Sold NOX | Thousand Tons | 0 | 0 | 0 | 0 | 0 | 0 | 0
NSR Dominion Consent - NOX Rate Annual v3.1 | 983 | 1841 | Rate Constraint in lbs/MMBtu | FALSE | L | Annual | Allowances Banked | Thousand Tons | 0 | 0 | 0 | 0 | 0 | 0 | 0
NSR Dominion Consent - NOX Rate Annual v3.1 | 983 | 1841 | Rate Constraint in lbs/MMBtu | FALSE | L | Annual | Allowances Withdrawn (1:1) | Thousand Tons | 0 | 0 | 0 | 0 | 0 | 0 | 0
NSR Dominion Consent - NOX Rate Annual v3.1 | 983 | 1841 | Rate Constraint in lbs/MMBtu | FALSE | L | Annual | Allowances Withdrawn (n:1) | Thousand Tons | 0 | 0 | 0 | 0 | 0 | 0 | 0
NSR Dominion Consent - NOX Rate Annual v3.1 | 983 | 1841 | Rate Constraint in lbs/MMBtu | FALSE | L | Annual | Net Emissions Allowance Position | Thousand Tons | 6.0392 | 6.3425 | 9.4116 | 5.9305 | 5.3561 | 3.1906 | 3.0388
NSR Dominion Consent - NOX Rate Annual v3.1 | 983 | 1841 | Rate Constraint in lbs/MMBtu | FALSE | L | Annual | Fuel Consumed | TBtu | 128.1437 | 115.4659 | 133.5079 | 108.5981 | 104.4689 | 87.2191 | 87.0312
NSR Dominion Consent - NOX Rate Annual v3.1 | 983 | 1841 | Rate Constraint in lbs/MMBtu | FALSE | L | Annual | Rate | lb/MMBtu | 0.094256 | 0.10986 | 0.14099 | 0.10922 | 0.10254 | 0.073162 | 0.069831
NSR Dominion Consent - NOX Rate Annual v3.1 | 983 | 1841 | Rate Constraint in lbs/MMBtu | FALSE | L | Annual | Generation | TWh | 13.707 | 11.9341 | 13.61 | 11.1137 | 10.6999 | 8.9071 | 9.0194
NSR Dominion Consent - NOX Rate Annual v3.1 | 983 | 1841 | Rate Constraint in lbs/MMBtu | FALSE | L | Annual | Qualifying Generation | TWh | 13.707 | 11.9341 | 13.61 | 11.1137 | 10.6999 | 8.9071 | 9.0194
NSR Dominion Consent - NOX Rate Annual v3.1 | 983 | 1841 | Rate Constraint in lbs/MMBtu | FALSE | L | Annual | Rate | lb/MWh | 0.44059 | 0.53146 | 0.69152 | 0.53362 | 0.50057 | 0.3582 | 0.33691
NSR Dominion Consent - NOX Rate Annual v3.1 | 983 | 1841 | Rate Constraint in lbs/MMBtu | FALSE | L | Annual | Constraint Shadow Price | US2011$/Ton | 0 | 0 | 0 | 0 | 0 | 0 | 0
NSR Edgewater 3-5- NOx Cap Annual v5.13 | 984 | 5986 | Rate Constraint in MTons | FALSE | L | Annual | Seasons Included | Seasons | Winter, Summer | Winter, Summer | Winter, Summer | Winter, Summer | Winter, Summer | Winter, Summer | Winter, Summer
NSR Edgewater 3-5- NOx Cap Annual v5.13 | 984 | 5986 | Rate Constraint in MTons | FALSE | L | Annual | Standard | Thousand Tons | 2.5 | 2.5 | 1.1 | 1.1 | 1.1 | 1.1 | 1.1
NSR Edgewater 3-5- NOx Cap Annual v5.13 | 984 | 5986 | Rate Constraint in MTons | FALSE | L | Annual | Standard NOX | Thousand Tons | 2.5 | 2.5 | 1.1 | 1.1 | 1.1 | 1.1 | 1.1
NSR Edgewater 3-5- NOx Cap Annual v5.13 | 984 | 5986 | Rate Constraint in MTons | FALSE | L | Annual | Emissions at Affected Plants NOX | Thousand Tons | 1.0267 | 1.0267 | 1.0249 | 1.0267 | 1.0267 | 1.0267 | 1.0267
NSR Edgewater 3-5- NOx Cap Annual v5.13 | 984 | 5986 | Rate Constraint in MTons | FALSE | L | Annual | Allowances Purchased NOX | Thousand Tons | 0 | 0 | 0 | 0 | 0 | 0 | 0
NSR Edgewater 3-5- NOx Cap Annual v5.13 | 984 | 5986 | Rate Constraint in MTons | FALSE | L | Annual | Allowances Sold NOX | Thousand Tons | 0 | 0 | 0 | 0 | 0 | 0 | 0
NSR Edgewater 3-5- NOx Cap Annual v5.13 | 984 | 5986 | Rate Constraint in MTons | FALSE | L | Annual | Allowances Banked | Thousand Tons | 0 | 0 | 0 | 0 | 0 | 0 | 0
NSR Edgewater 3-5- NOx Cap Annual v5.13 | 984 | 5986 | Rate Constraint in MTons | FALSE | L | Annual | Allowances Withdrawn (1:1) | Thousand Tons | 0 | 0 | 0 | 0 | 0 | 0 | 0
NSR Edgewater 3-5- NOx Cap Annual v5.13 | 984 | 5986 | Rate Constraint in MTons | FALSE | L | Annual | Allowances Withdrawn (n:1) | Thousand Tons | 0 | 0 | 0 | 0 | 0 | 0 | 0
NSR Edgewater 3-5- NOx Cap Annual v5.13 | 984 | 5986 | Rate Constraint in MTons | FALSE | L | Annual | Net Emissions Allowance Position | Thousand Tons | 1.0267 | 1.0267 | 1.0249 | 1.0267 | 1.0267 | 1.0267 | 1.0267
NSR Edgewater 3-5- NOx Cap Annual v5.13 | 984 | 5986 | Rate Constraint in MTons | FALSE | L | Annual | Fuel Consumed | TBtu | 29.4396 | 29.3333 | 29.2818 | 29.3333 | 29.3333 | 29.3333 | 29.3333
NSR Edgewater 3-5- NOx Cap Annual v5.13 | 984 | 5986 | Rate Constraint in MTons | FALSE | L | Annual | Rate | lb/MMBtu | 0.069747 | 0.07 | 0.07 | 0.07 | 0.07 | 0.07 | 0.07
NSR Edgewater 3-5- NOx Cap Annual v5.13 | 984 | 5986 | Rate Constraint in MTons | FALSE | L | Annual | Generation | TWh | 2.8119 | 2.8119 | 2.8069 | 2.8119 | 2.8119 | 2.8119 | 2.8119
NSR Edgewater 3-5- NOx Cap Annual v5.13 | 984 | 5986 | Rate Constraint in MTons | FALSE | L | Annual | Qualifying Generation | TWh | 2.8119 | 2.8119 | 2.8069 | 2.8119 | 2.8119 | 2.8119 | 2.8119
NSR Edgewater 3-5- NOx Cap Annual v5.13 | 984 | 5986 | Rate Constraint in MTons | FALSE | L | Annual | Rate | lb/MWh | 0.36512 | 0.36512 | 0.36512 | 0.36512 | 0.36512 | 0.36512 | 0.36512
NSR Edgewater 3-5- NOx Cap Annual v5.13 | 984 | 5986 | Rate Constraint in MTons | FALSE | L | Annual | Constraint Shadow Price | US2011$/Ton | 0 | 0 | 0 | 0 | 0 | 0 | 0
NSR Edgewater 3-5- SO2 Cap Annual v5.13 | 985 | 5984 | Rate Constraint in MTons | FALSE | L | Annual | Seasons Included | Seasons | Winter, Summer | Winter, Summer | Winter, Summer | Winter, Summer | Winter, Summer | Winter, Summer | Winter, Summer
NSR Edgewater 3-5- SO2 Cap Annual v5.13 | 985 | 5984 | Rate Constraint in MTons | FALSE | L | Annual | Standard | Thousand Tons | 9.25 | 6 | 1.1 | 1.1 | 1.1 | 1.1 | 1.1
NSR Edgewater 3-5- SO2 Cap Annual v5.13 | 985 | 5984 | Rate Constraint in MTons | FALSE | L | Annual | Standard SO2 | Thousand Tons | 9.25 | 6 | 1.1 | 1.1 | 1.1 | 1.1 | 1.1
NSR Edgewater 3-5- SO2 Cap Annual v5.13 | 985 | 5984 | Rate Constraint in MTons | FALSE | L | Annual | Emissions at Affected Plants SO2 | Thousand Tons | 1.1 | 1.1 | 1.0981 | 1.1 | 1.1 | 1.1 | 1.1
NSR Edgewater 3-5- SO2 Cap Annual v5.13 | 985 | 5984 | Rate Constraint in MTons | FALSE | L | Annual | Allowances Purchased SO2 | Thousand Tons | 0 | 0 | 0 | 0 | 0 | 0 | 0
NSR Edgewater 3-5- SO2 Cap Annual v5.13 | 985 | 5984 | Rate Constraint in MTons | FALSE | L | Annual | Allowances Sold SO2 | Thousand Tons | 0 | 0 | 0 | 0 | 0 | 0 | 0
NSR Edgewater 3-5- SO2 Cap Annual v5.13 | 985 | 5984 | Rate Constraint in MTons | FALSE | L | Annual | Allowances Banked | Thousand Tons | 0 | 0 | 0 | 0 | 0 | 0 | 0
NSR Edgewater 3-5- SO2 Cap Annual v5.13 | 985 | 5984 | Rate Constraint in MTons | FALSE | L | Annual | Allowances Withdrawn (1:1) | Thousand Tons | 0 | 0 | 0 | 0 | 0 | 0 | 0
NSR Edgewater 3-5- SO2 Cap Annual v5.13 | 985 | 5984 | Rate Constraint in MTons | FALSE | L | Annual | Allowances Withdrawn (n:1) | Thousand Tons | 0 | 0 | 0 | 0 | 0 | 0 | 0
NSR Edgewater 3-5- SO2 Cap Annual v5.13 | 985 | 5984 | Rate Constraint in MTons | FALSE | L | Annual | Net Emissions Allowance Position | Thousand Tons | 1.1 | 1.1 | 1.0981 | 1.1 | 1.1 | 1.1 | 1.1
NSR Edgewater 3-5- SO2 Cap Annual v5.13 | 985 | 5984 | Rate Constraint in MTons | FALSE | L | Annual | Fuel Consumed | TBtu | 29.4396 | 29.3333 | 29.2818 | 29.3333 | 29.3333 | 29.3333 | 29.3333
NSR Edgewater 3-5- SO2 Cap Annual v5.13 | 985 | 5984 | Rate Constraint in MTons | FALSE | L | Annual | Rate | lb/MMBtu | 0.074729 | 0.075 | 0.075 | 0.075 | 0.075 | 0.075 | 0.075
NSR Edgewater 3-5- SO2 Cap Annual v5.13 | 985 | 5984 | Rate Constraint in MTons | FALSE | L | Annual | Generation | TWh | 2.8119 | 2.8119 | 2.8069 | 2.8119 | 2.8119 | 2.8119 | 2.8119
NSR Edgewater 3-5- SO2 Cap Annual v5.13 | 985 | 5984 | Rate Constraint in MTons | FALSE | L | Annual | Qualifying Generation | TWh | 2.8119 | 2.8119 | 2.8069 | 2.8119 | 2.8119 | 2.8119 | 2.8119
NSR Edgewater 3-5- SO2 Cap Annual v5.13 | 985 | 5984 | Rate Constraint in MTons | FALSE | L | Annual | Rate | lb/MWh | 0.3912 | 0.3912 | 0.3912 | 0.3912 | 0.3912 | 0.3912 | 0.3912
NSR Edgewater 3-5- SO2 Cap Annual v5.13 | 985 | 5984 | Rate Constraint in MTons | FALSE | L | Annual | Constraint Shadow Price | US2011$/Ton | 0 | 0 | 0 | 10284.1129 | 4103.5038 | 4183.0653 | 2551.4434
NSR Edgewater 4- Hg Rate Annual v5.13 | 986 | 5987 | Rate Constraint in lbs/MMBtu | FALSE | L | Annual | Seasons Included | Seasons | Winter, Summer | Winter, Summer | Winter, Summer | Winter, Summer | Winter, Summer | Winter, Summer | Winter, Summer
NSR Edgewater 4- Hg Rate Annual v5.13 | 986 | 5987 | Rate Constraint in lbs/MMBtu | FALSE | L | Annual | Standard | lb/MMBtu | 0.03 | 0.03 | 0.03 | 0.03 | 0.03 | 0.03 | 0.03
NSR Edgewater 4- Hg Rate Annual v5.13 | 986 | 5987 | Rate Constraint in lbs/MMBtu | FALSE | L | Annual | Emissions at Affected Plants MER | lbs | 0 | 0 | 0 | 0 | 0 | 0 | 0
NSR Edgewater 4- Hg Rate Annual v5.13 | 986 | 5987 | Rate Constraint in lbs/MMBtu | FALSE | L | Annual | Allowances Purchased MER | lbs | 0 | 0 | 0 | 0 | 0 | 0 | 0
NSR Edgewater 4- Hg Rate Annual v5.13 | 986 | 5987 | Rate Constraint in lbs/MMBtu | FALSE | L | Annual | Allowances Sold MER | lbs | 0 | 0 | 0 | 0 | 0 | 0 | 0
NSR Edgewater 4- Hg Rate Annual v5.13 | 986 | 5987 | Rate Constraint in lbs/MMBtu | FALSE | L | Annual | Allowances Banked | lbs | 0 | 0 | 0 | 0 | 0 | 0 | 0
NSR Edgewater 4- Hg Rate Annual v5.13 | 986 | 5987 | Rate Constraint in lbs/MMBtu | FALSE | L | Annual | Allowances Withdrawn (1:1) | lbs | 0 | 0 | 0 | 0 | 0 | 0 | 0
NSR Edgewater 4- Hg Rate Annual v5.13 | 986 | 5987 | Rate Constraint in lbs/MMBtu | FALSE | L | Annual | Allowances Withdrawn (n:1) | lbs | 0 | 0 | 0 | 0 | 0 | 0 | 0
NSR Edgewater 4- Hg Rate Annual v5.13 | 986 | 5987 | Rate Constraint in lbs/MMBtu | FALSE | L | Annual | Net Emissions Allowance Position | lbs | 0 | 0 | 0 | 0 | 0 | 0 | 0
NSR Edgewater 4- Hg Rate Annual v5.13 | 986 | 5987 | Rate Constraint in lbs/MMBtu | FALSE | L | Annual | Fuel Consumed | TBtu | 0 | 0 | 0 | 0 | 0 | 0 | 0
NSR Edgewater 4- Hg Rate Annual v5.13 | 986 | 5987 | Rate Constraint in lbs/MMBtu | FALSE | L | Annual | Rate | lb/MMBtu | 0 | 0 | 0 | 0 | 0 | 0 | 0
NSR Edgewater 4- Hg Rate Annual v5.13 | 986 | 5987 | Rate Constraint in lbs/MMBtu | FALSE | L | Annual | Generation | TWh | 0 | 0 | 0 | 0 | 0 | 0 | 0
NSR Edgewater 4- Hg Rate Annual v5.13 | 986 | 5987 | Rate Constraint in lbs/MMBtu | FALSE | L | Annual | Qualifying Generation | TWh | 0 | 0 | 0 | 0 | 0 | 0 | 0
NSR Edgewater 4- Hg Rate Annual v5.13 | 986 | 5987 | Rate Constraint in lbs/MMBtu | FALSE | L | Annual | Rate | lb/MWh | 0 | 0 | 0 | 0 | 0 | 0 | 0
NSR Edgewater 4- Hg Rate Annual v5.13 | 986 | 5987 | Rate Constraint in lbs/MMBtu | FALSE | L | Annual | Constraint Shadow Price | US2011$/Lb | 0 | 0 | 0 | 0 | 0 | 0 | 0
NSR Edgewater 4- NOx Rate Annual v5.13 | 987 | 5985 | Rate Constraint in lbs/MMBtu | FALSE | L | Annual | Seasons Included | Seasons | Winter, Summer | Winter, Summer | Winter, Summer | Winter, Summer | Winter, Summer | Winter, Summer | Winter, Summer
NSR Edgewater 4- NOx Rate Annual v5.13 | 987 | 5985 | Rate Constraint in lbs/MMBtu | FALSE | L | Annual | Standard | lb/MMBtu | 0.15 | 0.15 | 0.15 | 0.15 | 0.15 | 0.15 | 0.15
NSR Edgewater 4- NOx Rate Annual v5.13 | 987 | 5985 | Rate Constraint in lbs/MMBtu | FALSE | L | Annual | Emissions at Affected Plants NOX | Thousand Tons | 0 | 0 | 0 | 0 | 0 | 0 | 0
NSR Edgewater 4- NOx Rate Annual v5.13 | 987 | 5985 | Rate Constraint in lbs/MMBtu | FALSE | L | Annual | Allowances Purchased NOX | Thousand Tons | 0 | 0 | 0 | 0 | 0 | 0 | 0
NSR Edgewater 4- NOx Rate Annual v5.13 | 987 | 5985 | Rate Constraint in lbs/MMBtu | FALSE | L | Annual | Allowances Sold NOX | Thousand Tons | 0 | 0 | 0 | 0 | 0 | 0 | 0
NSR Edgewater 4- NOx Rate Annual v5.13 | 987 | 5985 | Rate Constraint in lbs/MMBtu | FALSE | L | Annual | Allowances Banked | Thousand Tons | 0 | 0 | 0 | 0 | 0 | 0 | 0
NSR Edgewater 4- NOx Rate Annual v5.13 | 987 | 5985 | Rate Constraint in lbs/MMBtu | FALSE | L | Annual | Allowances Withdrawn (1:1) | Thousand Tons | 0 | 0 | 0 | 0 | 0 | 0 | 0
NSR Edgewater 4- NOx Rate Annual v5.13 | 987 | 5985 | Rate Constraint in lbs/MMBtu | FALSE | L | Annual | Allowances Withdrawn (n:1) | Thousand Tons | 0 | 0 | 0 | 0 | 0 | 0 | 0
NSR Edgewater 4- NOx Rate Annual v5.13 | 987 | 5985 | Rate Constraint in lbs/MMBtu | FALSE | L | Annual | Net Emissions Allowance Position | Thousand Tons | 0 | 0 | 0 | 0 | 0 | 0 | 0
NSR Edgewater 4- NOx Rate Annual v5.13 | 987 | 5985 | Rate Constraint in lbs/MMBtu | FALSE | L | Annual | Fuel Consumed | TBtu | 0 | 0 | 0 | 0 | 0 | 0 | 0
NSR Edgewater 4- NOx Rate Annual v5.13 | 987 | 5985 | Rate Constraint in lbs/MMBtu | FALSE | L | Annual | Rate | lb/MMBtu | 0 | 0 | 0 | 0 | 0 | 0 | 0
NSR Edgewater 4- NOx Rate Annual v5.13 | 987 | 5985 | Rate Constraint in lbs/MMBtu | FALSE | L | Annual | Generation | TWh | 0 | 0 | 0 | 0 | 0 | 0 | 0
NSR Edgewater 4- NOx Rate Annual v5.13 | 987 | 5985 | Rate Constraint in lbs/MMBtu | FALSE | L | Annual | Qualifying Generation | TWh | 0 | 0 | 0 | 0 | 0 | 0 | 0
NSR Edgewater 4- NOx Rate Annual v5.13 | 987 | 5985 | Rate Constraint in lbs/MMBtu | FALSE | L | Annual | Rate | lb/MWh | 0 | 0 | 0 | 0 | 0 | 0 | 0
NSR Edgewater 4- NOx Rate Annual v5.13 | 987 | 5985 | Rate Constraint in lbs/MMBtu | FALSE | L | Annual | Constraint Shadow Price | US2011$/Ton | 0 | 0 | 0 | 0 | 0 | 0 | 0
NSR Edgewater 4- SO2 Rate Annual v5.13 | 988 | 5983 | Rate Constraint in lbs/MMBtu | FALSE | L | Annual | Seasons Included | Seasons | Winter, Summer | Winter, Summer | Winter, Summer | Winter, Summer | Winter, Summer | Winter, Summer | Winter, Summer
NSR Edgewater 4- SO2 Rate Annual v5.13 | 988 | 5983 | Rate Constraint in lbs/MMBtu | FALSE | L | Annual | Standard | lb/MMBtu | 0.7 | 0.7 | 0.7 | 0.7 | 0.7 | 0.7 | 0.7
NSR Edgewater 4- SO2 Rate Annual v5.13 | 988 | 5983 | Rate Constraint in lbs/MMBtu | FALSE | L | Annual | Emissions at Affected Plants SO2 | Thousand Tons | 0 | 0 | 0 | 0 | 0 | 0 | 0
NSR Edgewater 4- SO2 Rate Annual v5.13 | 988 | 5983 | Rate Constraint in lbs/MMBtu | FALSE | L | Annual | Allowances Purchased SO2 | Thousand Tons | 0 | 0 | 0 | 0 | 0 | 0 | 0
NSR Edgewater 4- SO2 Rate Annual v5.13 | 988 | 5983 | Rate Constraint in lbs/MMBtu | FALSE | L | Annual | Allowances Sold SO2 | Thousand Tons | 0 | 0 | 0 | 0 | 0 | 0 | 0
NSR Edgewater 4- SO2 Rate Annual v5.13 | 988 | 5983 | Rate Constraint in lbs/MMBtu | FALSE | L | Annual | Allowances Banked | Thousand Tons | 0 | 0 | 0 | 0 | 0 | 0 | 0
NSR Edgewater 4- SO2 Rate Annual v5.13 | 988 | 5983 | Rate Constraint in lbs/MMBtu | FALSE | L | Annual | Allowances Withdrawn (1:1) | Thousand Tons | 0 | 0 | 0 | 0 | 0 | 0 | 0
NSR Edgewater 4- SO2 Rate Annual v5.13 | 988 | 5983 | Rate Constraint in lbs/MMBtu | FALSE | L | Annual | Allowances Withdrawn (n:1) | Thousand Tons | 0 | 0 | 0 | 0 | 0 | 0 | 0
NSR Edgewater 4- SO2 Rate Annual v5.13 | 988 | 5983 | Rate Constraint in lbs/MMBtu | FALSE | L | Annual | Net Emissions Allowance Position | Thousand Tons | 0 | 0 | 0 | 0 | 0 | 0 | 0
NSR Edgewater 4- SO2 Rate Annual v5.13 | 988 | 5983 | Rate Constraint in lbs/MMBtu | FALSE | L | Annual | Fuel Consumed | TBtu | 0 | 0 | 0 | 0 | 0 | 0 | 0
NSR Edgewater 4- SO2 Rate Annual v5.13 | 988 | 5983 | Rate Constraint in lbs/MMBtu | FALSE | L | Annual | Rate | lb/MMBtu | 0 | 0 | 0 | 0 | 0 | 0 | 0
NSR Edgewater 4- SO2 Rate Annual v5.13 | 988 | 5983 | Rate Constraint in lbs/MMBtu | FALSE | L | Annual | Generation | TWh | 0 | 0 | 0 | 0 | 0 | 0 | 0
NSR Edgewater 4- SO2 Rate Annual v5.13 | 988 | 5983 | Rate Constraint in lbs/MMBtu | FALSE | L | Annual | Qualifying Generation | TWh | 0 | 0 | 0 | 0 | 0 | 0 | 0
NSR Edgewater 4- SO2 Rate Annual v5.13 | 988 | 5983 | Rate Constraint in lbs/MMBtu | FALSE | L | Annual | Rate | lb/MWh | 0 | 0 | 0 | 0 | 0 | 0 | 0
NSR Edgewater 4- SO2 Rate Annual v5.13 | 988 | 5983 | Rate Constraint in lbs/MMBtu | FALSE | L | Annual | Constraint Shadow Price | US2011$/Ton | 0 | 0 | 0 | 0 | 0 | 0 | 0
NSR Edgewater 5- Hg Rate Annual v5.13 | 989 | 5990 | Rate Constraint in lbs/MMBtu | FALSE | L | Annual | Seasons Included | Seasons |  | Winter, Summer | Winter, Summer | Winter, Summer | Winter, Summer | Winter, Summer | Winter, Summer
NSR Edgewater 5- Hg Rate Annual v5.13 | 989 | 5990 | Rate Constraint in lbs/MMBtu | FALSE | L | Annual | Standard | lb/MMBtu | 0.015 | 0.015 | 0.015 | 0.015 | 0.015 | 0.015 | 0.015
NSR Edgewater 5- Hg Rate Annual v5.13 | 989 | 5990 | Rate Constraint in lbs/MMBtu | FALSE | L | Annual | Emissions at Affected Plants MER | lbs | 0 | 16.456 | 16.4271 | 16.456 | 16.456 | 16.456 | 16.456
NSR Edgewater 5- Hg Rate Annual v5.13 | 989 | 5990 | Rate Constraint in lbs/MMBtu | FALSE | L | Annual | Allowances Purchased MER | lbs | 0 | 0 | 0 | 0 | 0 | 0 | 0
NSR Edgewater 5- Hg Rate Annual v5.13 | 989 | 5990 | Rate Constraint in lbs/MMBtu | FALSE | L | Annual | Allowances Sold MER | lbs | 0 | 0 | 0 | 0 | 0 | 0 | 0
NSR Edgewater 5- Hg Rate Annual v5.13 | 989 | 5990 | Rate Constraint in lbs/MMBtu | FALSE | L | Annual | Allowances Banked | lbs | 0 | 0 | 0 | 0 | 0 | 0 | 0
NSR Edgewater 5- Hg Rate Annual v5.13 | 989 | 5990 | Rate Constraint in lbs/MMBtu | FALSE | L | Annual | Allowances Withdrawn (1:1) | lbs | 0 | 0 | 0 | 0 | 0 | 0 | 0
NSR Edgewater 5- Hg Rate Annual v5.13 | 989 | 5990 | Rate Constraint in lbs/MMBtu | FALSE | L | Annual | Allowances Withdrawn (n:1) | lbs | 0 | 0 | 0 | 0 | 0 | 0 | 0
NSR Edgewater 5- Hg Rate Annual v5.13 | 989 | 5990 | Rate Constraint in lbs/MMBtu | FALSE | L | Annual | Net Emissions Allowance Position | lbs | 0 | 16.456 | 16.4271 | 16.456 | 16.456 | 16.456 | 16.456
NSR Edgewater 5- Hg Rate Annual v5.13 | 989 | 5990 | Rate Constraint in lbs/MMBtu | FALSE | L | Annual | Fuel Consumed | TBtu | 0 | 29.3333 | 29.2818 | 29.3333 | 29.3333 | 29.3333 | 29.3333
NSR Edgewater 5- Hg Rate Annual v5.13 | 989 | 5990 | Rate Constraint in lbs/MMBtu | FALSE | L | Annual | Rate | lb/MMBtu | 0 | 5.61e-07 | 5.61e-07 | 5.61e-07 | 5.61e-07 | 5.61e-07 | 5.61e-07
NSR Edgewater 5- Hg Rate Annual v5.13 | 989 | 5990 | Rate Constraint in lbs/MMBtu | FALSE | L | Annual | Generation | TWh | 0 | 2.8119 | 2.8069 | 2.8119 | 2.8119 | 2.8119 | 2.8119
NSR Edgewater 5- Hg Rate Annual v5.13 | 989 | 5990 | Rate Constraint in lbs/MMBtu | FALSE | L | Annual | Qualifying Generation | TWh | 0 | 2.8119 | 2.8069 | 2.8119 | 2.8119 | 2.8119 | 2.8119
NSR Edgewater 5- Hg Rate Annual v5.13 | 989 | 5990 | Rate Constraint in lbs/MMBtu | FALSE | L | Annual | Rate | lb/MWh | 0 | 5.8523 | 5.8523 | 5.8523 | 5.8523 | 5.8523 | 5.8523
NSR Edgewater 5- Hg Rate Annual v5.13 | 989 | 5990 | Rate Constraint in lbs/MMBtu | FALSE | L | Annual | Constraint Shadow Price | US2011$/Lb | 0 | 0 | 0 | 0 | 0 | 0 | 0
NSR Edgewater 5- NOx Rate Annual v5.13 | 990 | 5989 | Rate Constraint in lbs/MMBtu | FALSE | L | Annual | Seasons Included | Seasons | Winter, Summer | Winter, Summer | Winter, Summer | Winter, Summer | Winter, Summer | Winter, Summer | Winter, Summer
NSR Edgewater 5- NOx Rate Annual v5.13 | 990 | 5989 | Rate Constraint in lbs/MMBtu | FALSE | L | Annual | Standard | lb/MMBtu | 0.07 | 0.07 | 0.07 | 0.07 | 0.07 | 0.07 | 0.07
NSR Edgewater 5- NOx Rate Annual v5.13 | 990 | 5989 | Rate Constraint in lbs/MMBtu | FALSE | L | Annual | Emissions at Affected Plants NOX | Thousand Tons | 1.0267 | 1.0267 | 1.0249 | 1.0267 | 1.0267 | 1.0267 | 1.0267
NSR Edgewater 5- NOx Rate Annual v5.13 | 990 | 5989 | Rate Constraint in lbs/MMBtu | FALSE | L | Annual | Allowances Purchased NOX | Thousand Tons | 0 | 0 | 0 | 0 | 0 | 0 | 0
NSR Edgewater 5- NOx Rate Annual v5.13 | 990 | 5989 | Rate Constraint in lbs/MMBtu | FALSE | L | Annual | Allowances Sold NOX | Thousand Tons | 0 | 0 | 0 | 0 | 0 | 0 | 0
NSR Edgewater 5- NOx Rate Annual v5.13 | 990 | 5989 | Rate Constraint in lbs/MMBtu | FALSE | L | Annual | Allowances Banked | Thousand Tons | 0 | 0 | 0 | 0 | 0 | 0 | 0
NSR Edgewater 5- NOx Rate Annual v5.13 | 990 | 5989 | Rate Constraint in lbs/MMBtu | FALSE | L | Annual | Allowances Withdrawn (1:1) | Thousand Tons | 0 | 0 | 0 | 0 | 0 | 0 | 0
NSR Edgewater 5- NOx Rate Annual v5.13 | 990 | 5989 | Rate Constraint in lbs/MMBtu | FALSE | L | Annual | Allowances Withdrawn (n:1) | Thousand Tons | 0 | 0 | 0 | 0 | 0 | 0 | 0
NSR Edgewater 5- NOx Rate Annual v5.13 | 990 | 5989 | Rate Constraint in lbs/MMBtu | FALSE | L | Annual | Net Emissions Allowance Position | Thousand Tons | 1.0267 | 1.0267 | 1.0249 | 1.0267 | 1.0267 | 1.0267 | 1.0267
NSR Edgewater 5- NOx Rate Annual v5.13 | 990 | 5989 | Rate Constraint in lbs/MMBtu | FALSE | L | Annual | Fuel Consumed | TBtu | 29.4396 | 29.3333 | 29.2818 | 29.3333 | 29.3333 | 29.3333 | 29.3333
NSR Edgewater 5- NOx Rate Annual v5.13 | 990 | 5989 | Rate Constraint in lbs/MMBtu | FALSE | L | Annual | Rate | lb/MMBtu | 0.069747 | 0.07 | 0.07 | 0.07 | 0.07 | 0.07 | 0.07
NSR Edgewater 5- NOx Rate Annual v5.13 | 990 | 5989 | Rate Constraint in lbs/MMBtu | FALSE | L | Annual | Generation | TWh | 2.8119 | 2.8119 | 2.8069 | 2.8119 | 2.8119 | 2.8119 | 2.8119
NSR Edgewater 5- NOx Rate Annual v5.13 | 990 | 5989 | Rate Constraint in lbs/MMBtu | FALSE | L | Annual | Qualifying Generation | TWh | 2.8119 | 2.8119 | 2.8069 | 2.8119 | 2.8119 | 2.8119 | 2.8119
NSR Edgewater 5- NOx Rate Annual v5.13 | 990 | 5989 | Rate Constraint in lbs/MMBtu | FALSE | L | Annual | Rate | lb/MWh | 0.36512 | 0.36512 | 0.36512 | 0.36512 | 0.36512 | 0.36512 | 0.36512
NSR Edgewater 5- NOx Rate Annual v5.13 | 990 | 5989 | Rate Constraint in lbs/MMBtu | FALSE | L | Annual | Constraint Shadow Price | US2011$/Ton | 0 | 0 | 0 | 0 | 0 | 0 | 0
NSR Edgewater 5- SO2 Rate Annual v5.13 | 991 | 5988 | Rate Constraint in lbs/MMBtu | FALSE | L | Annual | Seasons Included | Seasons |  | Winter, Summer | Winter, Summer | Winter, Summer | Winter, Summer | Winter, Summer | Winter, Summer
NSR Edgewater 5- SO2 Rate Annual v5.13 | 991 | 5988 | Rate Constraint in lbs/MMBtu | FALSE | L | Annual | Standard | lb/MMBtu | 0.075 | 0.075 | 0.075 | 0.075 | 0.075 | 0.075 | 0.075
NSR Edgewater 5- SO2 Rate Annual v5.13 | 991 | 5988 | Rate Constraint in lbs/MMBtu | FALSE | L | Annual | Emissions at Affected Plants SO2 | Thousand Tons | 0 | 1.1 | 1.0981 | 1.1 | 1.1 | 1.1 | 1.1
NSR Edgewater 5- SO2 Rate Annual v5.13 | 991 | 5988 | Rate Constraint in lbs/MMBtu | FALSE | L | Annual | Allowances Purchased SO2 | Thousand Tons | 0 | 0 | 0 | 0 | 0 | 0 | 0
NSR Edgewater 5- SO2 Rate Annual v5.13 | 991 | 5988 | Rate Constraint in lbs/MMBtu | FALSE | L | Annual | Allowances Sold SO2 | Thousand Tons | 0 | 0 | 0 | 0 | 0 | 0 | 0
NSR Edgewater 5- SO2 Rate Annual v5.13 | 991 | 5988 | Rate Constraint in lbs/MMBtu | FALSE | L | Annual | Allowances Banked | Thousand Tons | 0 | 0 | 0 | 0 | 0 | 0 | 0
NSR Edgewater 5- SO2 Rate Annual v5.13 | 991 | 5988 | Rate Constraint in lbs/MMBtu | FALSE | L | Annual | Allowances Withdrawn (1:1) | Thousand Tons | 0 | 0 | 0 | 0 | 0 | 0 | 0
NSR Edgewater 5- SO2 Rate Annual v5.13 | 991 | 5988 | Rate Constraint in lbs/MMBtu | FALSE | L | Annual | Allowances Withdrawn (n:1) | Thousand Tons | 0 | 0 | 0 | 0 | 0 | 0 | 0
NSR Edgewater 5- SO2 Rate Annual v5.13 | 991 | 5988 | Rate Constraint in lbs/MMBtu | FALSE | L | Annual | Net Emissions Allowance Position | Thousand Tons | 0 | 1.1 | 1.0981 | 1.1 | 1.1 | 1.1 | 1.1
NSR Edgewater 5- SO2 Rate Annual v5.13 | 991 | 5988 | Rate Constraint in lbs/MMBtu | FALSE | L | Annual | Fuel Consumed | TBtu | 0 | 29.3333 | 29.2818 | 29.3333 | 29.3333 | 29.3333 | 29.3333
NSR Edgewater 5- SO2 Rate Annual v5.13 | 991 | 5988 | Rate Constraint in lbs/MMBtu | FALSE | L | Annual | Rate | lb/MMBtu | 0 | 0.075 | 0.075 | 0.075 | 0.075 | 0.075 | 0.075
NSR Edgewater 5- SO2 Rate Annual v5.13 | 991 | 5988 | Rate Constraint in lbs/MMBtu | FALSE | L | Annual | Generation | TWh | 0 | 2.8119 | 2.8069 | 2.8119 | 2.8119 | 2.8119 | 2.8119
NSR Edgewater 5- SO2 Rate Annual v5.13 | 991 | 5988 | Rate Constraint in lbs/MMBtu | FALSE | L | Annual | Qualifying Generation | TWh | 0 | 2.8119 | 2.8069 | 2.8119 | 2.8119 | 2.8119 | 2.8119
NSR Edgewater 5- SO2 Rate Annual v5.13 | 991 | 5988 | Rate Constraint in lbs/MMBtu | FALSE | L | Annual | Rate | lb/MWh | 0 | 0.3912 | 0.3912 | 0.3912 | 0.3912 | 0.3912 | 0.3912
NSR Edgewater 5- SO2 Rate Annual v5.13 | 991 | 5988 | Rate Constraint in lbs/MMBtu | FALSE | L | Annual | Constraint Shadow Price | US2011$/Ton | 0 | 0 | 0 | 0 | 0 | 0 | 0
NSR EKPC Consent - NOX Cap Annual v3.1 | 992 | 1842 | Rate Constraint in MTons | FALSE | L | Annual | Seasons Included | Seasons | Winter, Summer | Winter, Summer | Winter, Summer | Winter, Summer | Winter, Summer | Winter, Summer | Winter, Summer
NSR EKPC Consent - NOX Cap Annual v3.1 | 992 | 1842 | Rate Constraint in MTons | FALSE | L | Annual | Standard | Thousand Tons | 8 | 8 | 8 | 8 | 8 | 8 | 8
NSR EKPC Consent - NOX Cap Annual v3.1 | 992 | 1842 | Rate Constraint in MTons | FALSE | L | Annual | Standard NOX | Thousand Tons | 8 | 8 | 8 | 8 | 8 | 8 | 8
NSR EKPC Consent - NOX Cap Annual v3.1 | 992 | 1842 | Rate Constraint in MTons | FALSE | L | Annual | Emissions at Affected Plants NOX | Thousand Tons | 3.8008 | 3.6174 | 3.7198 | 3.4865 | 3.4865 | 3.4865 | 3.4647
NSR EKPC Consent - NOX Cap Annual v3.1 | 992 | 1842 | Rate Constraint in MTons | FALSE | L | Annual | Allowances Purchased NOX | Thousand Tons | 0 | 0 | 0 | 0 | 0 | 0 | 0
NSR EKPC Consent - NOX Cap Annual v3.1 | 992 | 1842 | Rate Constraint in MTons | FALSE | L | Annual | Allowances Sold NOX | Thousand Tons | 0 | 0 | 0 | 0 | 0 | 0 | 0
NSR EKPC Consent - NOX Cap Annual v3.1 | 992 | 1842 | Rate Constraint in MTons | FALSE | L | Annual | Allowances Banked | Thousand Tons | 0 | 0 | 0 | 0 | 0 | 0 | 0
NSR EKPC Consent - NOX Cap Annual v3.1 | 992 | 1842 | Rate Constraint in MTons | FALSE | L | Annual | Allowances Withdrawn (1:1) | Thousand Tons | 0 | 0 | 0 | 0 | 0 | 0 | 0
NSR EKPC Consent - NOX Cap Annual v3.1 | 992 | 1842 | Rate Constraint in MTons | FALSE | L | Annual | Allowances Withdrawn (n:1) | Thousand Tons | 0 | 0 | 0 | 0 | 0 | 0 | 0
NSR EKPC Consent - NOX Cap Annual v3.1 | 992 | 1842 | Rate Constraint in MTons | FALSE | L | Annual | Net Emissions Allowance Position | Thousand Tons | 3.8008 | 3.6174 | 3.7198 | 3.4865 | 3.4865 | 3.4865 | 3.4647
NSR EKPC Consent - NOX Cap Annual v3.1 | 992 | 1842 | Rate Constraint in MTons | FALSE | L | Annual | Fuel Consumed | TBtu | 99.0446 | 94.5816 | 97.0742 | 91.398 | 91.398 | 91.5317 | 90.9056
NSR EKPC Consent - NOX Cap Annual v3.1 | 992 | 1842 | Rate Constraint in MTons | FALSE | L | Annual | Rate | lb/MMBtu | 0.076749 | 0.076492 | 0.076639 | 0.076294 | 0.076294 | 0.076182 | 0.076226
NSR EKPC Consent - NOX Cap Annual v3.1 | 992 | 1842 | Rate Constraint in MTons | FALSE | L | Annual | Generation | TWh | 9.5586 | 9.1218 | 9.3658 | 8.8101 | 8.8101 | 8.8101 | 8.751
NSR EKPC Consent - NOX Cap Annual v3.1 | 992 | 1842 | Rate Constraint in MTons | FALSE | L | Annual | Qualifying Generation | TWh | 9.5586 | 9.1218 | 9.3658 | 8.8101 | 8.8101 | 8.8101 | 8.751
NSR EKPC Consent - NOX Cap Annual v3.1 | 992 | 1842 | Rate Constraint in MTons | FALSE | L | Annual | Rate | lb/MWh | 0.39763 | 0.39657 | 0.39717 | 0.39574 | 0.39574 | 0.39574 | 0.39592
NSR EKPC Consent - NOX Cap Annual v3.1 | 992 | 1842 | Rate Constraint in MTons | FALSE | L | Annual | Constraint Shadow Price | US2011$/Ton | 0 | 0 | 0 | 0 | 0 | 0 | 0
NSR EKPC Consent - SO2 Cap Annual v3.1 | 993 | 1843 | Rate Constraint in MTons | FALSE | L | Annual | Seasons Included | Seasons | Winter, Summer | Winter, Summer | Winter, Summer | Winter, Summer | Winter, Summer | Winter, Summer | Winter, Summer
NSR EKPC Consent - SO2 Cap Annual v3.1 | 993 | 1843 | Rate Constraint in MTons | FALSE | L | Annual | Standard | Thousand Tons | 28 | 28 | 28 | 28 | 28 | 28 | 28
NSR EKPC Consent - SO2 Cap Annual v3.1 | 993 | 1843 | Rate Constraint in MTons | FALSE | L | Annual | Standard SO2 | Thousand Tons | 28 | 28 | 28 | 28 | 28 | 28 | 28
NSR EKPC Consent - SO2 Cap Annual v3.1 | 993 | 1843 | Rate Constraint in MTons | FALSE | L | Annual | Emissions at Affected Plants SO2 | Thousand Tons | 7.2205 | 6.9973 | 7.1219 | 6.8381 | 6.7785 | 6.6646 | 6.6032
NSR EKPC Consent - SO2 Cap Annual v3.1 | 993 | 1843 | Rate Constraint in MTons | FALSE | L | Annual | Allowances Purchased SO2 | Thousand Tons | 0 | 0 | 0 | 0 | 0 | 0 | 0
NSR EKPC Consent - SO2 Cap Annual v3.1 | 993 | 1843 | Rate Constraint in MTons | FALSE | L | Annual | Allowances Sold SO2 | Thousand Tons | 0 | 0 | 0 | 0 | 0 | 0 | 0
NSR EKPC Consent - SO2 Cap Annual v3.1 | 993 | 1843 | Rate Constraint in MTons | FALSE | L | Annual | Allowances Banked | Thousand Tons | 0 | 0 | 0 | 0 | 0 | 0 | 0
NSR EKPC Consent - SO2 Cap Annual v3.1 | 993 | 1843 | Rate Constraint in MTons | FALSE | L | Annual | Allowances Withdrawn (1:1) | Thousand Tons | 0 | 0 | 0 | 0 | 0 | 0 | 0
NSR EKPC Consent - SO2 Cap Annual v3.1 | 993 | 1843 | Rate Constraint in MTons | FALSE | L | Annual | Allowances Withdrawn (n:1) | Thousand Tons | 0 | 0 | 0 | 0 | 0 | 0 | 0
NSR EKPC Consent - SO2 Cap Annual v3.1 | 993 | 1843 | Rate Constraint in MTons | FALSE | L | Annual | Net Emissions Allowance Position | Thousand Tons | 7.2205 | 6.9973 | 7.1219 | 6.8381 | 6.7785 | 6.6646 | 6.6032
NSR EKPC Consent - SO2 Cap Annual v3.1 | 993 | 1843 | Rate Constraint in MTons | FALSE | L | Annual | Fuel Consumed | TBtu | 99.0446 | 94.5816 | 97.0742 | 91.398 | 91.398 | 91.5317 | 90.9056
NSR EKPC Consent - SO2 Cap Annual v3.1 | 993 | 1843 | Rate Constraint in MTons | FALSE | L | Annual | Rate | lb/MMBtu | 0.1458 | 0.14796 | 0.14673 | 0.14963 | 0.14833 | 0.14562 | 0.14528
NSR EKPC Consent - SO2 Cap Annual v3.1 | 993 | 1843 | Rate Constraint in MTons | FALSE | L | Annual | Generation | TWh | 9.5586 | 9.1218 | 9.3658 | 8.8101 | 8.8101 | 8.8101 | 8.751
NSR EKPC Consent - SO2 Cap Annual v3.1 | 993 | 1843 | Rate Constraint in MTons | FALSE | L | Annual | Qualifying Generation | TWh | 9.5586 | 9.1218 | 9.3658 | 8.8101 | 8.8101 | 8.8101 | 8.751
NSR EKPC Consent - SO2 Cap Annual v3.1 | 993 | 1843 | Rate Constraint in MTons | FALSE | L | Annual | Rate | lb/MWh | 0.75539 | 0.7671 | 0.76042 | 0.77617 | 0.7694 | 0.75647 | 0.75456
NSR EKPC Consent - SO2 Cap Annual v3.1 | 993 | 1843 | Rate Constraint in MTons | FALSE | L | Annual | Constraint Shadow Price | US2011$/Ton | 0 | 0 | 0 | 0 | 0 | 0 | 0
NSR FB Culley 3 - NOX Rate Annual v3.1, Unit 5749 and retrofits | 994 | 1946 | Rate Constraint in lbs/MMBtu | FALSE | L | Annual | Seasons Included | Seasons | Winter, Summer | Winter, Summer | Winter, Summer | Winter, Summer | Winter, Summer | Winter, Summer | Winter, Summer
NSR FB Culley 3 - NOX Rate Annual v3.1, Unit 5749 and retrofits | 994 | 1946 | Rate Constraint in lbs/MMBtu | FALSE | L | Annual | Standard | lb/MMBtu | 0.1 | 0.1 | 0.1 | 0.1 | 0.1 | 0.1 | 0.1
NSR FB Culley 3 - NOX Rate Annual v3.1, Unit 5749 and retrofits | 994 | 1946 | Rate Constraint in lbs/MMBtu | FALSE | L | Annual | Emissions at Affected Plants NOX | Thousand Tons | 1.0566 | 1.0566 | 1.0548 | 1.0566 | 1.0566 | 1.0566 | 1.0566
NSR FB Culley 3 - NOX Rate Annual v3.1, Unit 5749 and retrofits | 994 | 1946 | Rate Constraint in lbs/MMBtu | FALSE | L | Annual | Allowances Purchased NOX | Thousand Tons | 0 | 0 | 0 | 0 | 0 | 0 | 0
NSR FB Culley 3 - NOX Rate Annual v3.1, Unit 5749 and retrofits | 994 | 1946 | Rate Constraint in lbs/MMBtu | FALSE | L | Annual | Allowances Sold NOX | Thousand Tons | 0 | 0 | 0 | 0 | 0 | 0 | 0
NSR FB Culley 3 - NOX Rate Annual v3.1, Unit 5749 and retrofits | 994 | 1946 | Rate Constraint in lbs/MMBtu | FALSE | L | Annual | Allowances Banked | Thousand Tons | 0 | 0 | 0 | 0 | 0 | 0 | 0
NSR FB Culley 3 - NOX Rate Annual v3.1, Unit 5749 and retrofits | 994 | 1946 | Rate Constraint in lbs/MMBtu | FALSE | L | Annual | Allowances Withdrawn (1:1) | Thousand Tons | 0 | 0 | 0 | 0 | 0 | 0 | 0
NSR FB Culley 3 - NOX Rate Annual v3.1, Unit 5749 and retrofits | 994 | 1946 | Rate Constraint in lbs/MMBtu | FALSE | L | Annual | Allowances Withdrawn (n:1) | Thousand Tons | 0 | 0 | 0 | 0 | 0 | 0 | 0
NSR FB Culley 3 - NOX Rate Annual v3.1, Unit 5749 and retrofits | 994 | 1946 | Rate Constraint in lbs/MMBtu | FALSE | L | Annual | Net Emissions Allowance Position | Thousand Tons | 1.0566 | 1.0566 | 1.0548 | 1.0566 | 1.0566 | 1.0566 | 1.0566
NSR FB Culley 3 - NOX Rate Annual v3.1, Unit 5749 and retrofits | 994 | 1946 | Rate Constraint in lbs/MMBtu | FALSE | L | Annual | Fuel Consumed | TBtu | 21.3637 | 21.3637 | 21.3265 | 21.3637 | 21.3637 | 21.3637 | 21.3637
NSR FB Culley 3 - NOX Rate Annual v3.1, Unit 5749 and retrofits | 994 | 1946 | Rate Constraint in lbs/MMBtu | FALSE | L | Annual | Rate | lb/MMBtu | 0.098919 | 0.098919 | 0.098919 | 0.098919 | 0.098919 | 0.098919 | 0.098919
NSR FB Culley 3 - NOX Rate Annual v3.1, Unit 5749 and retrofits | 994 | 1946 | Rate Constraint in lbs/MMBtu | FALSE | L | Annual | Generation | TWh | 1.9537 | 1.9537 | 1.9503 | 1.9537 | 1.9537 | 1.9537 | 1.9537
NSR FB Culley 3 - NOX Rate Annual v3.1, Unit 5749 and retrofits | 994 | 1946 | Rate Constraint in lbs/MMBtu | FALSE | L | Annual | Qualifying Generation | TWh | 1.9537 | 1.9537 | 1.9503 | 1.9537 | 1.9537 | 1.9537 | 1.9537
NSR FB Culley 3 - NOX Rate Annual v3.1, Unit 5749 and retrofits | 994 | 1946 | Rate Constraint in lbs/MMBtu | FALSE | L | Annual | Rate | lb/MWh | 0.54084 | 0.54084 | 0.54084 | 0.54084 | 0.54084 | 0.54084 | 0.54084
NSR FB Culley 3 - NOX Rate Annual v3.1, Unit 5749 and retrofits | 994 | 1946 | Rate Constraint in lbs/MMBtu | FALSE | L | Annual | Constraint Shadow Price | US2011$/Ton | 0 | 0 | 0 | 0 | 0 | 0 | 0
NSR Genoa 1 - Hg Rate Annual v5.13 | 995 | 5967 | Rate Constraint in lbs/MMBtu | FALSE | L | Annual | Seasons Included | Seasons | Winter, Summer | Winter, Summer | Winter, Summer | Winter, Summer | Winter, Summer | Winter, Summer | Winter, Summer
NSR Genoa 1 - Hg Rate Annual v5.13 | 995 | 5967 | Rate Constraint in lbs/MMBtu | FALSE | L | Annual | Standard | lb/MMBtu | 0.015 | 0.015 | 0.015 | 0.015 | 0.015 | 0.015 | 0.015
NSR Genoa 1 - Hg Rate Annual v5.13 | 995 | 5967 | Rate Constraint in lbs/MMBtu | FALSE | L | Annual | Emissions at Affected Plants MER | lbs | 12.5814 | 12.5814 | 12.56 | 12.5814 | 12.5814 | 12.6754 | 12.5814
NSR Genoa 1 - Hg Rate Annual v5.13 | 995 | 5967 | Rate Constraint in lbs/MMBtu | FALSE | L | Annual | Allowances Purchased MER | lbs | 0 | 0 | 0 | 0 | 0 | 0 | 0
NSR Genoa 1 - Hg Rate Annual v5.13 | 995 | 5967 | Rate Constraint in lbs/MMBtu | FALSE | L | Annual | Allowances Sold MER | lbs | 0 | 0 | 0 | 0 | 0 | 0 | 0
NSR Genoa 1 - Hg Rate Annual v5.13 | 995 | 5967 | Rate Constraint in lbs/MMBtu | FALSE | L | Annual | Allowances Banked | lbs | 0 | 0 | 0 | 0 | 0 | 0 | 0
NSR Genoa 1 - Hg Rate Annual v5.13 | 995 | 5967 | Rate Constraint in lbs/MMBtu | FALSE | L | Annual | Allowances Withdrawn (1:1) | lbs | 0 | 0 | 0 | 0 | 0 | 0 | 0
NSR Genoa 1 - Hg Rate Annual v5.13 | 995 | 5967 | Rate Constraint in lbs/MMBtu | FALSE | L | Annual | Allowances Withdrawn (n:1) | lbs | 0 | 0 | 0 | 0 | 0 | 0 | 0
NSR Genoa 1 - Hg Rate Annual v5.13 | 995 | 5967 | Rate Constraint in lbs/MMBtu | FALSE | L | Annual | Net Emissions Allowance Position | lbs | 12.5814 | 12.5814 | 12.56 | 12.5814 | 12.5814 | 12.6754 | 12.5814
NSR Genoa 1 - Hg Rate Annual v5.13 | 995 | 5967 | Rate Constraint in lbs/MMBtu | FALSE | L | Annual | Fuel Consumed | TBtu | 23.5481 | 23.5481 | 23.508 | 23.5481 | 23.5481 | 23.8839 | 23.5481
NSR Genoa 1 - Hg Rate Annual v5.13 | 995 | 5967 | Rate Constraint in lbs/MMBtu | FALSE | L | Annual | Rate | lb/MMBtu | 5.3429e-07 | 5.3429e-07 | 5.3429e-07 | 5.3429e-07 | 5.3429e-07 | 5.3071e-07 | 5.3429e-07
NSR Genoa 1 - Hg Rate Annual v5.13 | 995 | 5967 | Rate Constraint in lbs/MMBtu | FALSE | L | Annual | Generation | TWh | 2.3459 | 2.3459 | 2.3419 | 2.3459 | 2.3459 | 2.3794 | 2.3459
NSR Genoa 1 - Hg Rate Annual v5.13 | 995 | 5967 | Rate Constraint in lbs/MMBtu | FALSE | L | Annual | Qualifying Generation | TWh | 2.3459 | 2.3459 | 2.3419 | 2.3459 | 2.3459 | 2.3794 | 2.3459
NSR Genoa 1 - Hg Rate Annual v5.13 | 995 | 5967 | Rate Constraint in lbs/MMBtu | FALSE | L | Annual | Rate | lb/MWh | 5.3633 | 5.3633 | 5.3633 | 5.3633 | 5.3633 | 5.3272 | 5.3633
NSR Genoa 1 - Hg Rate Annual v5.13 | 995 | 5967 | Rate Constraint in lbs/MMBtu | FALSE | L | Annual | Constraint Shadow Price | US2011$/Lb | 0 | 0 | 0 | 0 | 0 | 0 | 0
NSR Genoa 1 - NOx Cap Annual v5.13 | 996 | 5966 | Rate Constraint in MTons | FALSE | L | Annual | Seasons Included | Seasons | Winter, Summer | Winter, Summer | Winter, Summer | Winter, Summer | Winter, Summer | Winter, Summer | Winter, Summer
NSR Genoa 1 - NOx Cap Annual v5.13 | 996 | 5966 | Rate Constraint in MTons | FALSE | L | Annual | Standard | Thousand Tons | 1.14 | 1.14 | 1.14 | 1.14 | 1.14 | 1.14 | 1.14
NSR Genoa 1 - NOx Cap Annual v5.13 | 996 | 5966 | Rate Constraint in MTons | FALSE | L | Annual | Standard NOX | Thousand Tons | 1.14 | 1.14 | 1.14 | 1.14 | 1.14 | 1.14 | 1.14
NSR Genoa 1 - NOx Cap Annual v5.13 | 996 | 5966 | Rate Constraint in MTons | FALSE | L | Annual | Emissions at Affected Plants NOX | Thousand Tons | 1.1213 | 1.1213 | 1.1194 | 1.1213 | 1.1213 | 1.1372 | 1.1213
NSR Genoa 1 - NOx Cap Annual v5.13 | 996 | 5966 | Rate Constraint in MTons | FALSE | L | Annual | Allowances Purchased NOX | Thousand Tons | 0 | 0 | 0 | 0 | 0 | 0 | 0
NSR Genoa 1 - NOx Cap Annual v5.13 | 996 | 5966 | Rate Constraint in MTons | FALSE | L | Annual | Allowances Sold NOX | Thousand Tons | 0 | 0 | 0 | 0 | 0 | 0 | 0
NSR Genoa 1 - NOx Cap Annual v5.13 | 996 | 5966 | Rate Constraint in MTons | FALSE | L | Annual | Allowances Banked | Thousand Tons | 0 | 0 | 0 | 0 | 0 | 0 | 0
NSR Genoa 1 - NOx Cap Annual v5.13 | 996 | 5966 | Rate Constraint in MTons | FALSE | L | Annual | Allowances Withdrawn (1:1) | Thousand Tons | 0 | 0 | 0 | 0 | 0 | 0 | 0
NSR Genoa 1 - NOx Cap Annual v5.13 | 996 | 5966 | Rate Constraint in MTons | FALSE | L | Annual | Allowances Withdrawn (n:1) | Thousand Tons | 0 | 0 | 0 | 0 | 0 | 0 | 0
NSR Genoa 1 - NOx Cap Annual v5.13 | 996 | 5966 | Rate Constraint in MTons | FALSE | L | Annual | Net Emissions Allowance Position | Thousand Tons | 1.1213 | 1.1213 | 1.1194 | 1.1213 | 1.1213 | 1.1372 | 1.1213
NSR Genoa 1 - NOx Cap Annual v5.13 | 996 | 5966 | Rate Constraint in MTons | FALSE | L | Annual | Fuel Consumed | TBtu | 23.5481 | 23.5481 | 23.508 | 23.5481 | 23.5481 | 23.8839 | 23.5481
NSR Genoa 1 - NOx Cap Annual v5.13 | 996 | 5966 | Rate Constraint in MTons | FALSE | L | Annual | Rate | lb/MMBtu | 0.095238 | 0.095238 | 0.095238 | 0.095238 | 0.095238 | 0.095231 | 0.095238
NSR Genoa 1 - NOx Cap Annual v5.13 | 996 | 5966 | Rate Constraint in MTons | FALSE | L | Annual | Generation | TWh | 2.3459 | 2.3459 | 2.3419 | 2.3459 | 2.3459 | 2.3794 | 2.3459
NSR Genoa 1 - NOx Cap Annual v5.13 | 996 | 5966 | Rate Constraint in MTons | FALSE | L | Annual | Qualifying Generation | TWh | 2.3459 | 2.3459 | 2.3419 | 2.3459 | 2.3459 | 2.3794 | 2.3459
NSR Genoa 1 - NOx Cap Annual v5.13 | 996 | 5966 | Rate Constraint in MTons | FALSE | L | Annual | Rate | lb/MWh | 0.47801 | 0.47801 | 0.47801 | 0.47801 | 0.47801 | 0.47796 | 0.47801
NSR Genoa 1 - NOx Cap Annual v5.13 | 996 | 5966 | Rate Constraint in MTons | FALSE | L | Annual | Constraint Shadow Price | US2011$/Ton | 0 | 0 | 0 | 0 | 0 | 0 | 0
NSR Genoa 1 - NOx Rate Annual v5.13 | 997 | 5965 | Rate Constraint in lbs/MMBtu | FALSE | L | Annual | Seasons Included | Seasons | Winter, Summer | Winter, Summer | Winter, Summer | Winter, Summer | Winter, Summer | Winter, Summer | Winter, Summer
NSR Genoa 1 - NOx Rate Annual v5.13 | 997 | 5965 | Rate Constraint in lbs/MMBtu | FALSE | L | Annual | Standard | lb/MMBtu | 0.14 | 0.14 | 0.14 | 0.14 | 0.14 | 0.14 | 0.14
NSR Genoa 1 - NOx Rate Annual v5.13 | 997 | 5965 | Rate Constraint in lbs/MMBtu | FALSE | L | Annual | Emissions at Affected Plants NOX | Thousand Tons | 1.1213 | 1.1213 | 1.1194 | 1.1213 | 1.1213 | 1.1372 | 1.1213
NSR Genoa 1 - NOx Rate Annual v5.13 | 997 | 5965 | Rate Constraint in lbs/MMBtu | FALSE | L | Annual | Allowances Purchased NOX | Thousand Tons | 0 | 0 | 0 | 0 | 0 | 0 | 0
NSR Genoa 1 - NOx Rate Annual v5.13 | 997 | 5965 | Rate Constraint in lbs/MMBtu | FALSE | L | Annual | Allowances Sold NOX | Thousand Tons | 0 | 0 | 0 | 0 | 0 | 0 | 0
NSR Genoa 1 - NOx Rate Annual v5.13 | 997 | 5965 | Rate Constraint in lbs/MMBtu | FALSE | L | Annual | Allowances Banked | Thousand Tons | 0 | 0 | 0 | 0 | 0 | 0 | 0
NSR Genoa 1 - NOx Rate Annual v5.13 | 997 | 5965 | Rate Constraint in lbs/MMBtu | FALSE | L | Annual | Allowances Withdrawn (1:1) | Thousand Tons | 0 | 0 | 0 | 0 | 0 | 0 | 0
NSR Genoa 1 - NOx Rate Annual v5.13 | 997 | 5965 | Rate Constraint in lbs/MMBtu | FALSE | L | Annual | Allowances Withdrawn (n:1) | Thousand Tons | 0 | 0 | 0 | 0 | 0 | 0 | 0
NSR Genoa 1 - NOx Rate Annual v5.13 | 997 | 5965 | Rate Constraint in lbs/MMBtu | FALSE | L | Annual | Net Emissions Allowance Position | Thousand Tons | 1.1213 | 1.1213 | 1.1194 | 1.1213 | 1.1213 | 1.1372 | 1.1213
NSR Genoa 1 - NOx Rate Annual v5.13 | 997 | 5965 | Rate Constraint in lbs/MMBtu | FALSE | L | Annual | Fuel Consumed | TBtu | 23.5481 | 23.5481 | 23.508 | 23.5481 | 23.5481 | 23.8839 | 23.5481
NSR Genoa 1 - NOx Rate Annual v5.13 | 997 | 5965 | Rate Constraint in lbs/MMBtu | FALSE | L | Annual | Rate | lb/MMBtu | 0.095238 | 0.095238 | 0.095238 | 0.095238 | 0.095238 | 0.095231 | 0.095238
NSR Genoa 1 - NOx Rate Annual v5.13 | 997 | 5965 | Rate Constraint in lbs/MMBtu | FALSE | L | Annual | Generation | TWh | 2.3459 | 2.3459 | 2.3419 | 2.3459 | 2.3459 | 2.3794 | 2.3459
NSR Genoa 1 - NOx Rate Annual v5.13 | 997 | 5965 | Rate Constraint in lbs/MMBtu | FALSE | L | Annual | Qualifying Generation | TWh | 2.3459 | 2.3459 | 2.3419 | 2.3459 | 2.3459 | 2.3794 | 2.3459
NSR Genoa 1 - NOx Rate Annual v5.13 | 997 | 5965 | Rate Constraint in lbs/MMBtu | FALSE | L | Annual | Rate | lb/MWh | 0.47801 | 0.47801 | 0.47801 | 0.47801 | 0.47801 | 0.47796 | 0.47801
NSR Genoa 1 - NOx Rate Annual v5.13 | 997 | 5965 | Rate Constraint in lbs/MMBtu | FALSE | L | Annual | Constraint Shadow Price | US2011$/Ton | 0 | 0 | 0 | 0 | 0 | 0 | 0
NSR Genoa 1 - SO2 Rate Annual v5.13 | 998 | 5964 | Rate Constraint in lbs/MMBtu | FALSE | L | Annual | Seasons Included | Seasons | Winter, Summer | Winter, Summer | Winter, Summer | Winter, Summer | Winter, Summer | Winter, Summer | Winter, Summer
NSR Genoa 1 - SO2 Rate Annual v5.13 | 998 | 5964 | Rate Constraint in lbs/MMBtu | FALSE | L | Annual | Standard | lb/MMBtu | 0.09 | 0.09 | 0.09 | 0.09 | 0.09 | 0.09 | 0.09
NSR Genoa 1 - SO2 Rate Annual v5.13 | 998 | 5964 | Rate Constraint in lbs/MMBtu | FALSE | L | Annual | Emissions at Affected Plants SO2 | Thousand Tons | 1.0597 | 1.0597 | 1.0579 | 1.0597 | 1.0597 | 1.0748 | 1.0597
NSR Genoa 1 - SO2 Rate Annual v5.13 | 998 | 5964 | Rate Constraint in lbs/MMBtu | FALSE | L | Annual | Allowances Purchased SO2 | Thousand Tons | 0 | 0 | 0 | 0 | 0 | 0 | 0
NSR Genoa 1 - SO2 Rate Annual v5.13 | 998 | 5964 | Rate Constraint in lbs/MMBtu | FALSE | L | Annual | Allowances Sold SO2 | Thousand Tons | 0 | 0 | 0 | 0 | 0 | 0 | 0
NSR Genoa 1 - SO2 Rate Annual v5.13 | 998 | 5964 | Rate Constraint in lbs/MMBtu | FALSE | L | Annual | Allowances Banked | Thousand Tons | 0 | 0 | 0 | 0 | 0 | 0 | 0
NSR Genoa 1 - SO2 Rate Annual v5.13 | 998 | 5964 | Rate Constraint in lbs/MMBtu | FALSE | L | Annual | Allowances Withdrawn (1:1) | Thousand Tons | 0 | 0 | 0 | 0 | 0 | 0 | 0
NSR Genoa 1 - SO2 Rate Annual v5.13 | 998 | 5964 | Rate Constraint in lbs/MMBtu | FALSE | L | Annual | Allowances Withdrawn (n:1) | Thousand Tons | 0 | 0 | 0 | 0 | 0 | 0 | 0
NSR Genoa 1 - SO2 Rate Annual v5.13 | 998 | 5964 | Rate Constraint in lbs/MMBtu | FALSE | L | Annual | Net Emissions Allowance Position | Thousand Tons | 1.0597 | 1.0597 | 1.0579 | 1.0597 | 1.0597 | 1.0748 | 1.0597
NSR Genoa 1 - SO2 Rate Annual v5.13 | 998 | 5964 | Rate Constraint in lbs/MMBtu | FALSE | L | Annual | Fuel Consumed | TBtu | 23.5481 | 23.5481 | 23.508 | 23.5481 | 23.5481 | 23.8839 | 23.5481
NSR Genoa 1 - SO2 Rate Annual v5.13 | 998 | 5964 | Rate Constraint in lbs/MMBtu | FALSE | L | Annual | Rate | lb/MMBtu | 0.09 | 0.09 | 0.09 | 0.09 | 0.09 | 0.09 | 0.09
NSR Genoa 1 - SO2 Rate Annual v5.13 | 998 | 5964 | Rate Constraint in lbs/MMBtu | FALSE | L | Annual | Generation | TWh | 2.3459 | 2.3459 | 2.3419 | 2.3459 | 2.3459 | 2.3794 | 2.3459
NSR Genoa 1 - SO2 Rate Annual v5.13 | 998 | 5964 | Rate Constraint in lbs/MMBtu | FALSE | L | Annual | Qualifying Generation | TWh | 2.3459 | 2.3459 | 2.3419 | 2.3459 | 2.3459 | 2.3794 | 2.3459
NSR Genoa 1 - SO2 Rate Annual v5.13 | 998 | 5964 | Rate Constraint in lbs/MMBtu | FALSE | L | Annual | Rate | lb/MWh | 0.45172 | 0.45172 | 0.45172 | 0.45172 | 0.45172 | 0.4517 | 0.45172
NSR Genoa 1 - SO2 Rate Annual v5.13 | 998 | 5964 | Rate Constraint in lbs/MMBtu | FALSE | L | Annual | Constraint Shadow Price | US2011$/Ton | 3554.9525 | 6647.4963 | 11202.5183 | 11181.3059 | 6627.0035 | 6155.2227 | 3747.9507
NSR Hennepin 1,2 - SO2 Rate Annual v3.1, Unit 4315 and retrofits | 999 | 1869 | Rate Constraint in lbs/MMBtu | FALSE | L | Annual | Seasons Included | Seasons | Winter, Summer | Winter, Summer | Winter, Summer | Winter, Summer | Winter, Summer | Winter, Summer | Winter, Summer
NSR Hennepin 1,2 - SO2 Rate Annual v3.1, Unit 4315 and retrofits | 999 | 1869 | Rate Constraint in lbs/MMBtu | FALSE | L | Annual | Standard | lb/MMBtu | 1.2 | 1.2 | 1.2 | 1.2 | 1.2 | 1.2 | 1.2
NSR Hennepin 1,2 - SO2 Rate Annual v3.1, Unit 4315 and retrofits | 999 | 1869 | Rate Constraint in lbs/MMBtu | FALSE | L | Annual | Emissions at Affected Plants SO2 | Thousand Tons | 0 | 0 | 0 | 0 | 0 | 0 | 0
NSR Hennepin 1,2 - SO2 Rate Annual v3.1, Unit 4315 and retrofits | 999 | 1869 | Rate Constraint in lbs/MMBtu | FALSE | L | Annual | Allowances Purchased SO2 | Thousand Tons | 0 | 0 | 0 | 0 | 0 | 0 | 0
NSR Hennepin 1,2 - SO2 Rate Annual v3.1, Unit 4315 and retrofits | 999 | 1869 | Rate Constraint in lbs/MMBtu | FALSE | L | Annual | Allowances Sold SO2 | Thousand Tons | 0 | 0 | 0 | 0 | 0 | 0 | 0
NSR Hennepin 1,2 - SO2 Rate Annual v3.1, Unit 4315 and retrofits | 999 | 1869 | Rate Constraint in lbs/MMBtu | FALSE | L | Annual | Allowances Banked | Thousand Tons | 0 | 0 | 0 | 0 | 0 | 0 | 0
NSR Hennepin 1,2 - SO2 Rate Annual v3.1, Unit 4315 and retrofits | 999 | 1869 | Rate Constraint in lbs/MMBtu | FALSE | L | Annual | Allowances Withdrawn (1:1) | Thousand Tons | 0 | 0 | 0 | 0 | 0 | 0 | 0
NSR Hennepin 1,2 - SO2 Rate Annual v3.1, Unit 4315 and retrofits | 999 | 1869 | Rate Constraint in lbs/MMBtu | FALSE | L | Annual | Allowances Withdrawn (n:1) | Thousand Tons | 0 | 0 | 0 | 0 | 0 | 0 | 0
NSR Hennepin 1,2 - SO2 Rate Annual v3.1, Unit 4315 and retrofits | 999 | 1869 | Rate Constraint in lbs/MMBtu | FALSE | L | Annual | Net Emissions Allowance Position | Thousand Tons | 0 | 0 | 0 | 0 | 0 | 0 | 0
NSR Hennepin 1,2 - SO2 Rate Annual v3.1, Unit 4315 and retrofits | 999 | 1869 | Rate Constraint in lbs/MMBtu | FALSE | L | Annual | Fuel Consumed | TBtu | 0 | 0 | 0 | 0 | 0 | 0 | 0
NSR Hennepin 1,2 - SO2 Rate Annual v3.1, Unit 4315 and retrofits | 999 | 1869 | Rate Constraint in lbs/MMBtu | FALSE | L | Annual | Rate | lb/MMBtu | 0 | 0 | 0 | 0 | 0 | 0 | 0
NSR Hennepin 1,2 - SO2 Rate Annual v3.1, Unit 4315 and retrofits | 999 | 1869 | Rate Constraint in lbs/MMBtu | FALSE | L | Annual | Generation | TWh | 0 | 0 | 0 | 0 | 0 | 0 | 0
NSR Hennepin 1,2 - SO2 Rate Annual v3.1, Unit 4315 and retrofits | 999 | 1869 | Rate Constraint in lbs/MMBtu | FALSE | L | Annual | Qualifying Generation | TWh | 0 | 0 | 0 | 0 | 0 | 0 | 0
NSR Hennepin 1,2 - SO2 Rate Annual v3.1, Unit 4315 and retrofits | 999 | 1869 | Rate Constraint in lbs/MMBtu | FALSE | L | Annual | Rate | lb/MWh | 0 | 0 | 0 | 0 | 0 | 0 | 0
NSR Hennepin 1,2 - SO2 Rate Annual v3.1, Unit 4315 and retrofits | 999 | 1869 | Rate Constraint in lbs/MMBtu | FALSE | L | Annual | Constraint Shadow Price | US2011$/Ton | 0 | 0 | 0 | 0 | 0 | 0 | 0
NSR Hennepin 1,2 - SO2 Rate Annual v3.1, Unit 4316 and retrofits | 1000 | 1869 | Rate Constraint in lbs/MMBtu | FALSE | L | Annual | Seasons Included | Seasons | Winter, Summer | Winter, Summer | Winter, Summer | Winter, Summer | Winter, Summer | Winter, Summer | Winter, Summer
NSR Hennepin 1,2 - SO2 Rate Annual v3.1, Unit 4316 and retrofits | 1000 | 1869 | Rate Constraint in lbs/MMBtu | FALSE | L | Annual | Standard | lb/MMBtu | 1.2 | 1.2 | 1.2 | 1.2 | 1.2 | 1.2 | 1.2
NSR Hennepin 1,2 - SO2 Rate Annual v3.1, Unit 4316 and retrofits | 1000 | 1869 | Rate Constraint in lbs/MMBtu | FALSE | L | Annual | Emissions at Affected Plants SO2 | Thousand Tons | 0 | 0 | 0 | 0 | 0 | 0 | 0
NSR Hennepin 1,2 - SO2 Rate Annual v3.1, Unit 4316 and retrofits | 1000 | 1869 | Rate Constraint in lbs/MMBtu | FALSE | L | Annual | Allowances Purchased SO2 | Thousand Tons | 0 | 0 | 0 | 0 | 0 | 0 | 0
NSR Hennepin 1,2 - SO2 Rate Annual v3.1, Unit 4316 and retrofits | 1000 | 1869 | Rate Constraint in lbs/MMBtu | FALSE | L | Annual | Allowances Sold SO2 | Thousand Tons | 0 | 0 | 0 | 0 | 0 | 0 | 0
NSR Hennepin 1,2 - SO2 Rate Annual v3.1, Unit 4316 and retrofits | 1000 | 1869 | Rate Constraint in lbs/MMBtu | FALSE | L | Annual | Allowances Banked | Thousand Tons | 0 | 0 | 0 | 0 | 0 | 0 | 0
NSR Hennepin 1,2 - SO2 Rate Annual v3.1, Unit 4316 and retrofits | 1000 | 1869 | Rate Constraint in lbs/MMBtu | FALSE | L | Annual | Allowances Withdrawn (1:1) | Thousand Tons | 0 | 0 | 0 | 0 | 0 | 0 | 0
NSR Hennepin 1,2 - SO2 Rate Annual v3.1, Unit 4316 and retrofits | 1000 | 1869 | Rate Constraint in lbs/MMBtu | FALSE | L | Annual | Allowances Withdrawn (n:1) | Thousand Tons | 0 | 0 | 0 | 0 | 0 | 0 | 0
NSR Hennepin 1,2 - SO2 Rate Annual v3.1, Unit 4316 and retrofits | 1000 | 1869 | Rate Constraint in lbs/MMBtu | FALSE | L | Annual | Net Emissions Allowance Position | Thousand Tons | 0 | 0 | 0 | 0 | 0 | 0 | 0
NSR Hennepin 1,2 - SO2 Rate Annual v3.1, Unit 4316 and retrofits | 1000 | 1869 | Rate Constraint in lbs/MMBtu | FALSE | L | Annual | Fuel Consumed | TBtu | 0 | 0 | 0 | 0 | 0 | 0 | 0
NSR Hennepin 1,2 - SO2 Rate Annual v3.1, Unit 4316 and retrofits | 1000 | 1869 | Rate Constraint in lbs/MMBtu | FALSE | L | Annual | Rate | lb/MMBtu | 0 | 0 | 0 | 0 | 0 | 0 | 0
NSR Hennepin 1,2 - SO2 Rate Annual v3.1, Unit 4316 and retrofits | 1000 | 1869 | Rate Constraint in lbs/MMBtu | FALSE | L | Annual | Generation | TWh | 0 | 0 | 0 | 0 | 0 | 0 | 0
NSR Hennepin 1,2 - SO2 Rate Annual v3.1, Unit 4316 and retrofits | 1000 | 1869 | Rate Constraint in lbs/MMBtu | FALSE | L | Annual | Qualifying Generation | TWh | 0 | 0 | 0 | 0 | 0 | 0 | 0
NSR Hennepin 1,2 - SO2 Rate Annual v3.1, Unit 4316 and retrofits | 1000 | 1869 | Rate Constraint in lbs/MMBtu | FALSE | L | Annual | Rate | lb/MWh | 0 | 0 | 0 | 0 | 0 | 0 | 0
NSR Hennepin 1,2 - SO2 Rate Annual v3.1, Unit 4316 and retrofits | 1000 | 1869 | Rate Constraint in lbs/MMBtu | FALSE | L | Annual | Constraint Shadow Price | US2011$/Ton | 0 | 0 | 0 | 0 | 0 | 0 | 0
NSR HL Spurlock 1 - NOX Rate Annual v3.1, Unit 5797 and retrofits | 1001 | 1955 | Rate Constraint in lbs/MMBtu | FALSE | L | Annual | Seasons Included | Seasons | Winter, Summer | Winter, Summer | Winter, Summer | Winter, Summer | Winter, Summer | Winter, Summer | Winter, Summer
NSR HL Spurlock 1 - NOX Rate Annual v3.1, Unit 5797 and retrofits | 1001 | 1955 | Rate Constraint in lbs/MMBtu | FALSE | L | Annual | Standard | lb/MMBtu | 0.1 | 0.1 | 0.1 | 0.1 | 0.1 | 0.1 | 0.1
NSR HL Spurlock 1 - NOX Rate Annual v3.1, Unit 5797 and retrofits | 1001 | 1955 | Rate Constraint in lbs/MMBtu | FALSE | L | Annual | Emissions at Affected Plants NOX | Thousand Tons | 1.0141 | 1.0141 | 1.0141 | 1.0141 | 1.0141 | 1.0141 | 1.0141
NSR HL Spurlock 1 - NOX Rate Annual v3.1, Unit 5797 and retrofits | 1001 | 1955 | Rate Constraint in lbs/MMBtu | FALSE | L | Annual | Allowances Purchased NOX | Thousand Tons | 0 | 0 | 0 | 0 | 0 | 0 | 0
NSR HL Spurlock 1 - NOX Rate Annual v3.1, Unit 5797 and retrofits | 1001 | 1955 | Rate Constraint in lbs/MMBtu | FALSE | L | Annual | Allowances Sold NOX | Thousand Tons | 0 | 0 | 0 | 0 | 0 | 0 | 0
NSR HL Spurlock 1 - NOX Rate Annual v3.1, Unit 5797 and retrofits | 1001 | 1955 | Rate Constraint in lbs/MMBtu | FALSE | L | Annual | Allowances Banked | Thousand Tons | 0 | 0 | 0 | 0 | 0 | 0 | 0
NSR HL Spurlock 1 - NOX Rate Annual v3.1, Unit 5797 and retrofits | 1001 | 1955 | Rate Constraint in lbs/MMBtu | FALSE | L | Annual | Allowances Withdrawn (1:1) | Thousand Tons | 0 | 0 | 0 | 0 | 0 | 0 | 0
NSR HL Spurlock 1 - NOX Rate Annual v3.1, Unit 5797 and retrofits | 1001 | 1955 | Rate Constraint in lbs/MMBtu | FALSE | L | Annual | Allowances Withdrawn (n:1) | Thousand Tons | 0 | 0 | 0 | 0 | 0 | 0 | 0
NSR HL Spurlock 1 - NOX Rate Annual v3.1, Unit 5797 and retrofits | 1001 | 1955 | Rate Constraint in lbs/MMBtu | FALSE | L | Annual | Net Emissions Allowance Position | Thousand Tons | 1.0141 | 1.0141 | 1.0141 | 1.0141 | 1.0141 | 1.0141 | 1.0141
NSR HL Spurlock 1 - NOX Rate Annual v3.1, Unit 5797 and retrofits | 1001 | 1955 | Rate Constraint in lbs/MMBtu | FALSE | L | Annual | Fuel Consumed | TBtu | 22.7895 | 22.7895 | 22.7895 | 22.7895 | 22.7895 | 22.8376 | 22.8376
NSR HL Spurlock 1 - NOX Rate Annual v3.1, Unit 5797 and retrofits | 1001 | 1955 | Rate Constraint in lbs/MMBtu | FALSE | L | Annual | Rate | lb/MMBtu | 0.089 | 0.089 | 0.089 | 0.089 | 0.089 | 0.088813 | 0.088813
NSR HL Spurlock 1 - NOX Rate Annual v3.1, Unit 5797 and retrofits | 1001 | 1955 | Rate Constraint in lbs/MMBtu | FALSE | L | Annual | Generation | TWh | 2.2184 | 2.2184 | 2.2184 | 2.2184 | 2.2184 | 2.2184 | 2.2184
NSR HL Spurlock 1 - NOX Rate Annual v3.1, Unit 5797 and retrofits | 1001 | 1955 | Rate Constraint in lbs/MMBtu | FALSE | L | Annual | Qualifying Generation | TWh | 2.2184 | 2.2184 | 2.2184 | 2.2184 | 2.2184 | 2.2184 | 2.2184
NSR HL Spurlock 1 - NOX Rate Annual v3.1, Unit 5797 and retrofits | 1001 | 1955 | Rate Constraint in lbs/MMBtu | FALSE | L | Annual | Rate | lb/MWh | 0.45715 | 0.45715 | 0.45715 | 0.45715 | 0.45715 | 0.45715 | 0.45715
NSR HL Spurlock 1 - NOX Rate Annual v3.1, Unit 5797 and retrofits | 1001 | 1955 | Rate Constraint in lbs/MMBtu | FALSE | L | Annual | Constraint Shadow Price | US2011$/Ton | 0 | 0 | 0 | 0 | 0 | 0 | 0
NSR HL Spurlock 2 - NOX Rate Annual v3.1, Unit 5798 and retrofits | 1002 | 1956 | Rate Constraint in lbs/MMBtu | FALSE | L | Annual | Seasons Included | Seasons | Winter, Summer | Winter, Summer | Winter, Summer | Winter, Summer | Winter, Summer | Winter, Summer | Winter, Summer
NSR HL Spurlock 2 - NOX Rate Annual v3.1, Unit 5798 and retrofits | 1002 | 1956 | Rate Constraint in lbs/MMBtu | FALSE | L | Annual | Standard | lb/MMBtu | 0.1 | 0.1 | 0.1 | 0.1 | 0.1 | 0.1 | 0.1
NSR HL Spurlock 2 - NOX Rate Annual v3.1, Unit 5798 and retrofits | 1002 | 1956 | Rate Constraint in lbs/MMBtu | FALSE | L | Annual | Emissions at Affected Plants NOX | Thousand Tons | 1.4228 | 1.2394 | 1.3419 | 1.1086 | 1.1086 | 1.1086 | 1.1086
NSR HL Spurlock 2 - NOX Rate Annual v3.1, Unit 5798 and retrofits | 1002 | 1956 | Rate Constraint in lbs/MMBtu | FALSE | L | Annual | Allowances Purchased NOX | Thousand Tons | 0 | 0 | 0 | 0 | 0 | 0 | 0
NSR HL Spurlock 2 - NOX Rate Annual v3.1, Unit 5798 and retrofits | 1002 | 1956 | Rate Constraint in lbs/MMBtu | FALSE | L | Annual | Allowances Sold NOX | Thousand Tons | 0 | 0 | 0 | 0 | 0 | 0 | 0
NSR HL Spurlock 2 - NOX Rate Annual v3.1, Unit 5798 and retrofits | 1002 | 1956 | Rate Constraint in lbs/MMBtu | FALSE | L | Annual | Allowances Banked | Thousand Tons | 0 | 0 | 0 | 0 | 0 | 0 | 0
NSR HL Spurlock 2 - NOX Rate Annual v3.1, Unit 5798 and retrofits | 1002 | 1956 | Rate Constraint in lbs/MMBtu | FALSE | L | Annual | Allowances Withdrawn (1:1) | Thousand Tons | 0 | 0 | 0 | 0 | 0 | 0 | 0
NSR HL Spurlock 2 - NOX Rate Annual v3.1, Unit 5798 and retrofits | 1002 | 1956 | Rate Constraint in lbs/MMBtu | FALSE | L | Annual | Allowances Withdrawn (n:1) | Thousand Tons | 0 | 0 | 0 | 0 | 0 | 0 | 0
NSR HL Spurlock 2 - NOX Rate Annual v3.1, Unit 5798 and retrofits | 1002 | 1956 | Rate Constraint in lbs/MMBtu | FALSE | L | Annual | Net Emissions Allowance Position | Thousand Tons | 1.4228 | 1.2394 | 1.3419 | 1.1086 | 1.1086 | 1.1086 | 1.1086
NSR HL Spurlock 2 - NOX Rate Annual v3.1, Unit 5798 and retrofits | 1002 | 1956 | Rate Constraint in lbs/MMBtu | FALSE | L | Annual | Fuel Consumed | TBtu | 34.6202 | 30.1572 | 32.6497 | 26.9736 | 26.9736 | 26.9736 | 26.9736
NSR HL Spurlock 2 - NOX Rate Annual v3.1, Unit 5798 and retrofits | 1002 | 1956 | Rate Constraint in lbs/MMBtu | FALSE | L | Annual | Rate | lb/MMBtu | 0.082197 | 0.082197 | 0.082197 | 0.082197 | 0.082197 | 0.082197 | 0.082197
NSR HL Spurlock 2 - NOX Rate Annual v3.1, Unit 5798 and retrofits | 1002 | 1956 | Rate Constraint in lbs/MMBtu | FALSE | L | Annual | Generation | TWh | 3.389 | 2.9521 | 3.1961 | 2.6405 | 2.6405 | 2.6405 | 2.6405
NSR HL Spurlock 2 - NOX Rate Annual v3.1, Unit 5798 and retrofits | 1002 | 1956 | Rate Constraint in lbs/MMBtu | FALSE | L | Annual | Qualifying Generation | TWh | 3.389 | 2.9521 | 3.1961 | 2.6405 | 2.6405 | 2.6405 | 2.6405
NSR HL Spurlock 2 - NOX Rate Annual v3.1, Unit 5798 and retrofits | 1002 | 1956 | Rate Constraint in lbs/MMBtu | FALSE | L | Annual | Rate | lb/MWh | 0.41984 | 0.41984 | 0.41984 | 0.41984 | 0.41984 | 0.41984 | 0.41984
NSR HL Spurlock 2 - NOX Rate Annual v3.1, Unit 5798 and retrofits | 1002 | 1956 | Rate Constraint in lbs/MMBtu | FALSE | L | Annual | Constraint Shadow Price | US2011$/Ton | 0 | 0 | 0 | 0 | 0 | 0 | 0
NSR HL Spurlock 2 - SO2 Rate Annual v3.1, Unit 5798 and retrofits | 1003 | 1959 | Rate Constraint in lbs/MMBtu | FALSE | L | Annual | Seasons Included | Seasons | Winter, Summer | Winter, Summer | Winter, Summer | Winter, Summer | Winter, Summer | Winter, Summer | Winter, Summer
NSR HL Spurlock 2 - SO2 Rate Annual v3.1, Unit 5798 and retrofits | 1003 | 1959 | Rate Constraint in lbs/MMBtu | FALSE | L | Annual | Standard | lb/MMBtu | 0.1 | 0.1 | 0.1 | 0.1 | 0.1 | 0.1 | 0.1
NSR HL Spurlock 2 - SO2 Rate Annual v3.1, Unit 5798 and retrofits | 1003 | 1959 | Rate Constraint in lbs/MMBtu | FALSE | L | Annual | Emissions at Affected Plants SO2 | Thousand Tons | 1.731 | 1.5079 | 1.6325 | 1.3487 | 1.3487 | 1.3487 | 1.3487
NSR HL Spurlock 2 - SO2 Rate Annual v3.1, Unit 5798 and retrofits | 1003 | 1959 | Rate Constraint in lbs/MMBtu | FALSE | L | Annual | Allowances Purchased SO2 | Thousand Tons | 0 | 0 | 0 | 0 | 0 | 0 | 0
NSR HL Spurlock 2 - SO2 Rate Annual v3.1, Unit 5798 and retrofits | 1003 | 1959 | Rate Constraint in lbs/MMBtu | FALSE | L | Annual | Allowances Sold SO2 | Thousand Tons | 0 | 0 | 0 | 0 | 0 | 0 | 0
NSR HL Spurlock 2 - SO2 Rate Annual v3.1, Unit 5798 and retrofits | 1003 | 1959 | Rate Constraint in lbs/MMBtu | FALSE | L | Annual | Allowances Banked | Thousand Tons | 0 | 0 | 0 | 0 | 0 | 0 | 0
NSR HL Spurlock 2 - SO2 Rate Annual v3.1, Unit 5798 and retrofits | 1003 | 1959 | Rate Constraint in lbs/MMBtu | FALSE | L | Annual | Allowances Withdrawn (1:1) | Thousand Tons | 0 | 0 | 0 | 0 | 0 | 0 | 0
NSR HL Spurlock 2 - SO2 Rate Annual v3.1, Unit 5798 and retrofits | 1003 | 1959 | Rate Constraint in lbs/MMBtu | FALSE | L | Annual | Allowances Withdrawn (n:1) | Thousand Tons | 0 | 0 | 0 | 0 | 0 | 0 | 0
NSR HL Spurlock 2 - SO2 Rate Annual v3.1, Unit 5798 and retrofits | 1003 | 1959 | Rate Constraint in lbs/MMBtu | FALSE | L | Annual | Net Emissions Allowance Position | Thousand Tons | 1.731 | 1.5079 | 1.6325 | 1.3487 | 1.3487 | 1.3487 | 1.3487
NSR HL Spurlock 2 - SO2 Rate Annual v3.1, Unit 5798 and retrofits | 1003 | 1959 | Rate Constraint in lbs/MMBtu | FALSE | L | Annual | Fuel Consumed | TBtu | 34.6202 | 30.1572 | 32.6497 | 26.9736 | 26.9736 | 26.9736 | 26.9736
NSR HL Spurlock 2 - SO2 Rate Annual v3.1, Unit 5798 and retrofits | 1003 | 1959 | Rate Constraint in lbs/MMBtu | FALSE | L | Annual | Rate | lb/MMBtu | 0.1 | 0.1 | 0.1 | 0.1 | 0.1 | 0.1 | 0.1
NSR HL Spurlock 2 - SO2 Rate Annual v3.1, Unit 5798 and retrofits | 1003 | 1959 | Rate Constraint in lbs/MMBtu | FALSE | L | Annual | Generation | TWh | 3.389 | 2.9521 | 3.1961 | 2.6405 | 2.6405 | 2.6405 | 2.6405
NSR HL Spurlock 2 - SO2 Rate Annual v3.1, Unit 5798 and retrofits | 1003 | 1959 | Rate Constraint in lbs/MMBtu | FALSE | L | Annual | Qualifying Generation | TWh | 3.389 | 2.9521 | 3.1961 | 2.6405 | 2.6405 | 2.6405 | 2.6405
NSR HL Spurlock 2 - SO2 Rate Annual v3.1, Unit 5798 and retrofits | 1003 | 1959 | Rate Constraint in lbs/MMBtu | FALSE | L | Annual | Rate | lb/MWh | 0.51077 | 0.51077 | 0.51077 | 0.51077 | 0.51077 | 0.51077 | 0.51077
NSR HL Spurlock 2 - SO2 Rate Annual v3.1, Unit 5798 and retrofits | 1003 | 1959 | Rate Constraint in lbs/MMBtu | FALSE | L | Annual | Constraint Shadow Price | US2011$/Ton | 22044.2087 | 23333.254 | 25309.7369 | 26612.7952 | 29407.6116 | 35872.6424 | 37780.7906
NSR Hoosier - NOX Cap Annual v4.10 Final | 1004 | 2415 | Rate Constraint in MTons | FALSE | L | Annual | Seasons Included | Seasons | Winter, Summer | Winter, Summer | Winter, Summer | Winter, Summer | Winter, Summer | Winter, Summer | Winter, Summer
NSR Hoosier - NOX Cap Annual v4.10 Final | 1004 | 2415 | Rate Constraint in MTons | FALSE | L | Annual | Standard | Thousand Tons | 4.8 | 4.8 | 4.8 | 4.8 | 4.8 | 4.8 | 4.8
NSR Hoosier - NOX Cap Annual v4.10 Final | 1004 | 2415 | Rate Constraint in MTons | FALSE | L | Annual | Standard NOX | Thousand Tons | 4.8 | 4.8 | 4.8 | 4.8 | 4.8 | 4.8 | 4.8
NSR Hoosier - NOX Cap Annual v4.10 Final | 1004 | 2415 | Rate Constraint in MTons | FALSE | L | Annual | Emissions at Affected Plants NOX | Thousand Tons | 2.7252 | 2.8036 | 3.209 | 2.9505 | 2.15 | 2.6628 | 2.4375
NSR Hoosier - NOX Cap Annual v4.10 Final | 1004 | 2415 | Rate Constraint in MTons | FALSE | L | Annual | Allowances Purchased NOX | Thousand Tons | 0 | 0 | 0 | 0 | 0 | 0 | 0
NSR Hoosier - NOX Cap Annual v4.10 Final | 1004 | 2415 | Rate Constraint in MTons | FALSE | L | Annual | Allowances Sold NOX | Thousand Tons | 0 | 0 | 0 | 0 | 0 | 0 | 0
NSR Hoosier - NOX Cap Annual v4.10 Final | 1004 | 2415 | Rate Constraint in MTons | FALSE | L | Annual | Allowances Banked | Thousand Tons | 0 | 0 | 0 | 0 | 0 | 0 | 0
NSR Hoosier - NOX Cap Annual v4.10 Final | 1004 | 2415 | Rate Constraint in MTons | FALSE | L | Annual | Allowances Withdrawn (1:1) | Thousand Tons | 0 | 0 | 0 | 0 | 0 | 0 | 0
NSR Hoosier - NOX Cap Annual v4.10 Final | 1004 | 2415 | Rate Constraint in MTons | FALSE | L | Annual | Allowances Withdrawn (n:1) | Thousand Tons | 0 | 0 | 0 | 0 | 0 | 0 | 0
NSR Hoosier - NOX Cap Annual v4.10 Final | 1004 | 2415 | Rate Constraint in MTons | FALSE | L | Annual | Net Emissions Allowance Position | Thousand Tons | 2.7252 | 2.8036 | 3.209 | 2.9505 | 2.15 | 2.6628 | 2.4375
NSR Hoosier - NOX Cap Annual v4.10 Final | 1004 | 2415 | Rate Constraint in MTons | FALSE | L | Annual | Fuel Consumed | TBtu | 60.4766 | 62.2164 | 71.2128 | 65.4751 | 47.7121 | 59.0907 | 54.0923
NSR Hoosier - NOX Cap Annual v4.10 Final | 1004 | 2415 | Rate Constraint in MTons | FALSE | L | Annual | Rate | lb/MMBtu | 0.090125 | 0.090125 | 0.090125 | 0.090125 | 0.090125 | 0.090125 | 0.090125
NSR Hoosier - NOX Cap Annual v4.10 Final | 1004 | 2415 | Rate Constraint in MTons | FALSE | L | Annual | Generation | TWh | 5.8174 | 5.9847 | 6.8501 | 6.2982 | 4.5895 | 5.6841 | 5.2033
NSR Hoosier - NOX Cap Annual v4.10 Final | 1004 | 2415 | Rate Constraint in MTons | FALSE | L | Annual | Qualifying Generation | TWh | 5.8174 | 5.9847 | 6.8501 | 6.2982 | 4.5895 | 5.6841 | 5.2033
NSR Hoosier - NOX Cap Annual v4.10 Final | 1004 | 2415 | Rate Constraint in MTons | FALSE | L | Annual | Rate | lb/MWh | 0.46846 | 0.46846 | 0.46846 | 0.46846 | 0.46846 | 0.46846 | 0.46846
NSR Hoosier - NOX Cap Annual v4.10 Final | 1004 | 2415 | Rate Constraint in MTons | FALSE | L | Annual | Constraint Shadow Price | US2011$/Ton | 0 | 0 | 0 | 0 | 0 | 0 | 0
NSR Hoosier Ratts - SO2 Cap Annual v4.10 Final | 1005 | 2416 | Rate Constraint in MTons | FALSE | L | Annual | Seasons Included | Seasons | Winter, Summer | Winter, Summer | Winter, Summer | Winter, Summer | Winter, Summer | Winter, Summer | Winter, Summer
NSR Hoosier Ratts - SO2 Cap Annual v4.10 Final | 1005 | 2416 | Rate Constraint in MTons | FALSE | L | Annual | Standard | Thousand Tons | 6.75 | 6.75 | 6.75 | 6.75 | 6.75 | 6.75 | 6.75
NSR Hoosier Ratts - SO2 Cap Annual v4.10 Final | 1005 | 2416 | Rate Constraint in MTons | FALSE | L | Annual | Standard SO2 | Thousand Tons | 6.75 | 6.75 | 6.75 | 6.75 | 6.75 | 6.75 | 6.75
NSR Hoosier Ratts - SO2 Cap Annual v4.10 Final | 1005 | 2416 | Rate Constraint in MTons | FALSE | L | Annual | Emissions at Affected Plants SO2 | Thousand Tons | 0 | 0 | 0 | 0 | 0 | 0 | 0
NSR Hoosier Ratts - SO2 Cap Annual v4.10 Final | 1005 | 2416 | Rate Constraint in MTons | FALSE | L | Annual | Allowances Purchased SO2 | Thousand Tons | 0 | 0 | 0 | 0 | 0 | 0 | 0
NSR Hoosier Ratts - SO2 Cap Annual v4.10 Final | 1005 | 2416 | Rate Constraint in MTons | FALSE | L | Annual | Allowances Sold SO2 | Thousand Tons | 0 | 0 | 0 | 0 | 0 | 0 | 0
NSR Hoosier Ratts - SO2 Cap Annual v4.10 Final | 1005 | 2416 | Rate Constraint in MTons | FALSE | L | Annual | Allowances Banked | Thousand Tons | 0 | 0 | 0 | 0 | 0 | 0 | 0
NSR Hoosier Ratts - SO2 Cap Annual v4.10 Final | 1005 | 2416 | Rate Constraint in MTons | FALSE | L | Annual | Allowances Withdrawn (1:1) | Thousand Tons | 0 | 0 | 0 | 0 | 0 | 0 | 0
NSR Hoosier Ratts - SO2 Cap Annual v4.10 Final | 1005 | 2416 | Rate Constraint in MTons | FALSE | L | Annual | Allowances Withdrawn (n:1) | Thousand Tons | 0 | 0 | 0 | 0 | 0 | 0 | 0
NSR Hoosier Ratts - SO2 Cap Annual v4.10 Final | 1005 | 2416 | Rate Constraint in MTons | FALSE | L | Annual | Net Emissions Allowance Position | Thousand Tons | 0 | 0 | 0 | 0 | 0 | 0 | 0
NSR Hoosier Ratts - SO2 Cap Annual v4.10 Final | 1005 | 2416 | Rate Constraint in MTons | FALSE | L | Annual | Fuel Consumed | TBtu | 0 | 0 | 0 | 0 | 0 | 0 | 0
NSR Hoosier Ratts - SO2 Cap Annual v4.10 Final | 1005 | 2416 | Rate Constraint in MTons | FALSE | L | Annual | Rate | lb/MMBtu | 0 | 0 | 0 | 0 | 0 | 0 | 0
NSR Hoosier Ratts - SO2 Cap Annual v4.10 Final | 1005 | 2416 | Rate Constraint in MTons | FALSE | L | Annual | Generation | TWh | 0 | 0 | 0 | 0 | 0 | 0 | 0
NSR Hoosier Ratts - SO2 Cap Annual v4.10 Final | 1005 | 2416 | Rate Constraint in MTons | FALSE | L | Annual | Qualifying Generation | TWh | 0 | 0 | 0 | 0 | 0 | 0 | 0
NSR Hoosier Ratts - SO2 Cap Annual v4.10 Final | 1005 | 2416 | Rate Constraint in MTons | FALSE | L | Annual | Rate | lb/MWh | 0 | 0 | 0 | 0 | 0 | 0 | 0
NSR Hoosier Ratts - SO2 Cap Annual v4.10 Final | 1005 | 2416 | Rate Constraint in MTons | FALSE | L | Annual | Constraint Shadow Price | US2011$/Ton | 0 | 0 | 0 | 0 | 0 | 0 | 0
NSR Hoosier System - SO2 Cap Annual v4.10 Final | 1006 | 2417 | Rate Constraint in MTons | FALSE | L | Annual | Seasons Included | Seasons | Winter, Summer | Winter, Summer | Winter, Summer | Winter, Summer | Winter, Summer | Winter, Summer | Winter, Summer
NSR Hoosier System - SO2 Cap Annual v4.10 Final | 1006 | 2417 | Rate Constraint in MTons | FALSE | L | Annual | Standard | Thousand Tons | 18.75 | 18.75 | 18.75 | 18.75 | 18.75 | 18.75 | 18.75
NSR Hoosier System - SO2 Cap Annual v4.10 Final | 1006 | 2417 | Rate Constraint in MTons | FALSE | L | Annual | Standard SO2 | Thousand Tons | 18.75 | 18.75 | 18.75 | 18.75 | 18.75 | 18.75 | 18.75
NSR Hoosier System - SO2 Cap Annual v4.10 Final | 1006 | 2417 | Rate Constraint in MTons | FALSE | L | Annual | Emissions at Affected Plants SO2 | Thousand Tons | 3.2785 | 3.8263 | 3.9948 | 4.0267 | 2.6623 | 3.2973 | 3.1468
NSR Hoosier System - SO2 Cap Annual v4.10 Final | 1006 | 2417 | Rate Constraint in MTons | FALSE | L | Annual | Allowances Purchased SO2 | Thousand Tons | 0 | 0 | 0 | 0 | 0 | 0 | 0
NSR Hoosier System - SO2 Cap Annual v4.10 Final | 1006 | 2417 | Rate Constraint in MTons | FALSE | L | Annual | Allowances Sold SO2 | Thousand Tons | 0 | 0 | 0 | 0 | 0 | 0 | 0
NSR Hoosier System - SO2 Cap Annual v4.10 Final | 1006 | 2417 | Rate Constraint in MTons | FALSE | L | Annual | Allowances Banked | Thousand Tons | 0 | 0 | 0 | 0 | 0 | 0 | 0
NSR Hoosier System - SO2 Cap Annual v4.10 Final | 1006 | 2417 | Rate Constraint in MTons | FALSE | L | Annual | Allowances Withdrawn (1:1) | Thousand Tons | 0 | 0 | 0 | 0 | 0 | 0 | 0
NSR Hoosier System - SO2 Cap Annual v4.10 Final | 1006 | 2417 | Rate Constraint in MTons | FALSE | L | Annual | Allowances Withdrawn (n:1) | Thousand Tons | 0 | 0 | 0 | 0 | 0 | 0 | 0
NSR Hoosier System - SO2 Cap Annual v4.10 Final | 1006 | 2417 | Rate Constraint in MTons | FALSE | L | Annual | Net Emissions Allowance Position | Thousand Tons | 3.2785 | 3.8263 | 3.9948 | 4.0267 | 2.6623 | 3.2973 | 3.1468
NSR Hoosier System - SO2 Cap Annual v4.10 Final | 1006 | 2417 | Rate Constraint in MTons | FALSE | L | Annual | Fuel Consumed | TBtu | 60.4766 | 62.2164 | 71.2128 | 65.4751 | 47.7121 | 59.0907 | 54.0923
NSR Hoosier System - SO2 Cap Annual v4.10 Final | 1006 | 2417 | Rate Constraint in MTons | FALSE | L | Annual | Rate | lb/MMBtu | 0.10842 | 0.123 | 0.11219 | 0.123 | 0.1116 | 0.1116 | 0.11635
NSR Hoosier System - SO2 Cap Annual v4.10 Final | 1006 | 2417 | Rate Constraint in MTons | FALSE | L | Annual | Generation | TWh | 5.8174 | 5.9847 | 6.8501 | 6.2982 | 4.5895 | 5.6841 | 5.2033
NSR Hoosier System - SO2 Cap Annual v4.10 Final | 1006 | 2417 | Rate Constraint in MTons | FALSE | L | Annual | Qualifying Generation | TWh | 5.8174 | 5.9847 | 6.8501 | 6.2982 | 4.5895 | 5.6841 | 5.2033
NSR Hoosier System - SO2 Cap Annual v4.10 Final | 1006 | 2417 | Rate Constraint in MTons | FALSE | L | Annual | Rate | lb/MWh | 0.56357 | 0.63934 | 0.58316 | 0.63934 | 0.58009 | 0.58009 | 0.60476
NSR Hoosier System - SO2 Cap Annual v4.10 Final | 1006 | 2417 | Rate Constraint in MTons | FALSE | L | Annual | Constraint Shadow Price | US2011$/Ton | 0 | 0 | 0 | 0 | 0 | 0 | 0
NSR Hudson 2 - MER Removal v5.14 | 1007 | 6127 | MACT Fuel Choice Floor in lbs/MMBtu | FALSE | L | Annual | Seasons Included | Seasons | Winter, Summer | Winter, Summer | Winter, Summer | Winter, Summer | Winter, Summer | Winter, Summer | Winter, Summer
NSR Hudson 2 - MER Removal v5.14 | 1007 | 6127 | MACT Fuel Choice Floor in lbs/MMBtu | FALSE | L | Annual | Emission Floor | lbs/MMBtu | 0 | 0 | 0 | 0 | 0 | 0 | 0
NSR Hudson 2 - MER Removal v5.14 | 1007 | 6127 | MACT Fuel Choice Floor in lbs/MMBtu | FALSE | L | Annual | Emissions at Affected Plants MER | lbs | 0 | 0 | 0 | 0 | 0 | 0 | 0
NSR Hudson 2 - MER Removal v5.14 | 1007 | 6127 | MACT Fuel Choice Floor in lbs/MMBtu | FALSE | L | Annual | Allowances Purchased MER | lbs | 0 | 0 | 0 | 0 | 0 | 0 | 0
NSR Hudson 2 - MER Removal v5.14 | 1007 | 6127 | MACT Fuel Choice Floor in lbs/MMBtu | FALSE | L | Annual | Allowances Sold MER | lbs | 0 | 0 | 0 | 0 | 0 | 0 | 0
NSR Hudson 2 - MER Removal v5.14 | 1007 | 6127 | MACT Fuel Choice Floor in lbs/MMBtu | FALSE | L | Annual | Allowances Banked | lbs | 0 | 0 | 0 | 0 | 0 | 0 | 0
NSR Hudson 2 - MER Removal v5.14 | 1007 | 6127 | MACT Fuel Choice Floor in lbs/MMBtu | FALSE | L | Annual | Allowances Withdrawn (1:1) | lbs | 0 | 0 | 0 | 0 | 0 | 0 | 0
NSR Hudson 2 - MER Removal v5.14 | 1007 | 6127 | MACT Fuel Choice Floor in lbs/MMBtu | FALSE | L | Annual | Allowances Withdrawn (n:1) | lbs | 0 | 0 | 0 | 0 | 0 | 0 | 0
NSR Hudson 2 - MER Removal v5.14 | 1007 | 6127 | MACT Fuel Choice Floor in lbs/MMBtu | FALSE | L | Annual | Net Emissions Allowance Position | lbs | 0 | 0 | 0 | 0 | 0 | 0 | 0
NSR Hudson 2 - MER Removal v5.14 | 1007 | 6127 | MACT Fuel Choice Floor in lbs/MMBtu | FALSE | L | Annual | Fuel Consumed | TBtu | 0 | 0 | 0 | 0 | 0 | 0 | 0
NSR Hudson 2 - MER Removal v5.14 | 1007 | 6127 | MACT Fuel Choice Floor in lbs/MMBtu | FALSE | L | Annual | Rate | lb/MMBtu | 0 | 0 | 0 | 0 | 0 | 0 | 0
NSR Hudson 2 - MER Removal v5.14 | 1007 | 6127 | MACT Fuel Choice Floor in lbs/MMBtu | FALSE | L | Annual | Generation | TWh | 0 | 0 | 0 | 0 | 0 | 0 | 0
NSR Hudson 2 - MER Removal v5.14 | 1007 | 6127 | MACT Fuel Choice Floor in lbs/MMBtu | FALSE | L | Annual | Qualifying Generation | TWh | 0 | 0 | 0 | 0 | 0 | 0 | 0
NSR Hudson 2 - MER Removal v5.14 | 1007 | 6127 | MACT Fuel Choice Floor in lbs/MMBtu | FALSE | L | Annual | Constraint Shadow Price | US2011$/Lb | 0 | 0 | 0 | 0 | 0 | 0 | 0
NSR IL Power - NOX Cap Annual v3.1 | 1008 | 1844 | Rate Constraint in MTons | FALSE | L | Annual | Seasons Included | Seasons | Winter, Summer | Winter, Summer | Winter, Summer | Winter, Summer | Winter, Summer | Winter, Summer | Winter, Summer
NSR IL Power - NOX Cap Annual v3.1 | 1008 | 1844 | Rate Constraint in MTons | FALSE | L | Annual | Standard | Thousand Tons | 13.8 | 13.8 | 13.8 | 13.8 | 13.8 | 13.8 | 13.8
NSR IL Power - NOX Cap Annual v3.1 | 1008 | 1844 | Rate Constraint in MTons | FALSE | L | Annual | Standard NOX | Thousand Tons | 13.8 | 13.8 | 13.8 | 13.8 | 13.8 | 13.8 | 13.8
NSR IL Power - NOX Cap Annual v3.1 | 1008 | 1844 | Rate Constraint in MTons | FALSE | L | Annual | Emissions at Affected Plants NOX | Thousand Tons | 3.6352 | 3.4955 | 3.6352 | 3.5739 | 2.6984 | 3.0851 | 3.0078
NSR IL Power - NOX Cap Annual v3.1 | 1008 | 1844 | Rate Constraint in MTons | FALSE | L | Annual | Allowances Purchased NOX | Thousand Tons | 0 | 0 | 0 | 0 | 0 | 0 | 0
NSR IL Power - NOX Cap Annual v3.1 | 1008 | 1844 | Rate Constraint in MTons | FALSE | L | Annual | Allowances Sold NOX | Thousand Tons | 0 | 0 | 0 | 0 | 0 | 0 | 0
NSR IL Power - NOX Cap Annual v3.1 | 1008 | 1844 | Rate Constraint in MTons | FALSE | L | Annual | Allowances Banked | Thousand Tons | 0 | 0 | 0 | 0 | 0 | 0 | 0
NSR IL Power - NOX Cap Annual v3.1 | 1008 | 1844 | Rate Constraint in MTons | FALSE | L | Annual | Allowances Withdrawn (1:1) | Thousand Tons | 0 | 0 | 0 | 0 | 0 | 0 | 0
NSR IL Power - NOX Cap Annual v3.1 | 1008 | 1844 | Rate Constraint in MTons | FALSE | L | Annual | Allowances Withdrawn (n:1) | Thousand Tons | 0 | 0 | 0 | 0 | 0 | 0 | 0
NSR IL Power - NOX Cap Annual v3.1 | 1008 | 1844 | Rate Constraint in MTons | FALSE | L | Annual | Net Emissions Allowance Position | Thousand Tons | 3.6352 | 3.4955 | 3.6352 | 3.5739 | 2.6984 | 3.0851 | 3.0078
NSR IL Power - NOX Cap Annual v3.1 | 1008 | 1844 | Rate Constraint in MTons | FALSE | L | Annual | Fuel Consumed | TBtu | 121.9426 | 117.1206 | 121.9426 | 119.9626 | 90.4899 | 103.334 | 100.8431
NSR IL Power - NOX Cap Annual v3.1 | 1008 | 1844 | Rate Constraint in MTons | FALSE | L | Annual | Rate | lb/MMBtu | 0.059622 | 0.05969 | 0.059622 | 0.059583 | 0.059639 | 0.059712 | 0.059653
NSR IL Power - NOX Cap Annual v3.1 | 1008 | 1844 | Rate Constraint in MTons | FALSE | L | Annual | Generation | TWh | 11.5151 | 11.1276 | 11.5151 | 11.3449 | 8.6132 | 9.8105 | 9.5936
NSR IL Power - NOX Cap Annual v3.1 | 1008 | 1844 | Rate Constraint in MTons | FALSE | L | Annual | Qualifying Generation | TWh | 11.5151 | 11.1276 | 11.5151 | 11.3449 | 8.6132 | 9.8105 | 9.5936
NSR IL Power - NOX Cap Annual v3.1 | 1008 | 1844 | Rate Constraint in MTons | FALSE | L | Annual | Rate | lb/MWh | 0.31569 | 0.31413 | 0.31569 | 0.31502 | 0.31328 | 0.31448 | 0.31352
NSR IL Power - NOX Cap Annual v3.1 | 1008 | 1844 | Rate Constraint in MTons | FALSE | L | Annual | Constraint Shadow Price | US2011$/Ton | 0 | 0 | 0 | 0 | 0 | 0 | 0
NSR IL Power - SO2 Cap Annual v3.1 | 1009 | 1845 | Rate Constraint in MTons | FALSE | L | Annual | Seasons Included | Seasons | Winter, Summer | Winter, Summer | Winter, Summer | Winter, Summer | Winter, Summer | Winter, Summer | Winter, Summer
NSR IL Power - SO2 Cap Annual v3.1 | 1009 | 1845 | Rate Constraint in MTons | FALSE | L | Annual | Standard | Thousand Tons | 29 | 29 | 29 | 29 | 29 | 29 | 29
NSR IL Power - SO2 Cap Annual v3.1 | 1009 | 1845 | Rate Constraint in MTons | FALSE | L | Annual | Standard SO2 | Thousand Tons | 29 | 29 | 29 | 29 | 29 | 29 | 29
NSR IL Power - SO2 Cap Annual v3.1 | 1009 | 1845 | Rate Constraint in MTons | FALSE | L | Annual | Emissions at Affected Plants SO2 | Thousand Tons | 4.2945 | 4.16 | 4.2945 | 4.2355 | 3.2243 | 3.6657 | 3.5904
NSR IL Power - SO2 Cap Annual v3.1 | 1009 | 1845 | Rate Constraint in MTons | FALSE | L | Annual | Allowances Purchased SO2 | Thousand Tons | 0 | 0 | 0 | 0 | 0 | 0 | 0
NSR IL Power - SO2 Cap Annual v3.1 | 1009 | 1845 | Rate Constraint in MTons | FALSE | L | Annual | Allowances Sold SO2 | Thousand Tons | 0 | 0 | 0 | 0 | 0 | 0 | 0
NSR IL Power - SO2 Cap Annual v3.1 | 1009 | 1845 | Rate Constraint in MTons | FALSE | L | Annual | Allowances Banked | Thousand Tons | 0 | 0 | 0 | 0 | 0 | 0 | 0
NSR IL Power - SO2 Cap Annual v3.1 | 1009 | 1845 | Rate Constraint in MTons | FALSE | L | Annual | Allowances Withdrawn (1:1) | Thousand Tons | 0 | 0 | 0 | 0 | 0 | 0 | 0
NSR IL Power - SO2 Cap Annual v3.1 | 1009 | 1845 | Rate Constraint in MTons | FALSE | L | Annual | Allowances Withdrawn (n:1) | Thousand Tons | 0 | 0 | 0 | 0 | 0 | 0 | 0
NSR IL Power - SO2 Cap Annual v3.1 | 1009 | 1845 | Rate Constraint in MTons | FALSE | L | Annual | Net Emissions Allowance Position | Thousand Tons | 4.2945 | 4.16 | 4.2945 | 4.2355 | 3.2243 | 3.6657 | 3.5904
NSR IL Power - SO2 Cap Annual v3.1 | 1009 | 1845 | Rate Constraint in MTons | FALSE | L | Annual | Fuel Consumed | TBtu | 121.9426 | 117.1206 | 121.9426 | 119.9626 | 90.4899 | 103.334 | 100.8431
NSR IL Power - SO2 Cap Annual v3.1 | 1009 | 1845 | Rate Constraint in MTons | FALSE | L | Annual | Rate | lb/MMBtu | 0.070435 | 0.071038 | 0.070435 | 0.070613 | 0.071264 | 0.070948 | 0.071209
NSR IL Power - SO2 Cap Annual v3.1 | 1009 | 1845 | Rate Constraint in MTons | FALSE | L | Annual | Generation | TWh | 11.5151 | 11.1276 | 11.5151 | 11.3449 | 8.6132 | 9.8105 | 9.5936
NSR IL Power - SO2 Cap Annual v3.1 | 1009 | 1845 | Rate Constraint in MTons | FALSE | L | Annual | Qualifying Generation | TWh | 11.5151 | 11.1276 | 11.5151 | 11.3449 | 8.6132 | 9.8105 | 9.5936
NSR IL Power - SO2 Cap Annual v3.1 | 1009 | 1845 | Rate Constraint in MTons | FALSE | L | Annual | Rate | lb/MWh | 0.37295 | 0.37385 | 0.37295 | 0.37334 | 0.37435 | 0.37365 | 0.37425
NSR IL Power - SO2 Cap Annual v3.1 | 1009 | 1845 | Rate Constraint in MTons | FALSE | L | Annual | Constraint Shadow Price | US2011$/Ton | 0 | 0 | 0 | 0 | 0 | 0 | 0
NSR J P Madgett 1 - Hg Rate Annual v5.13 | 1010 | 5963 | Rate Constraint in lbs/MMBtu | FALSE | L | Annual | Seasons Included | Seasons | Winter, Summer | Winter, Summer | Winter, Summer | Winter, Summer | Winter, Summer | Winter, Summer | Winter, Summer
NSR J P Madgett 1 - Hg Rate Annual v5.13 | 1010 | 5963 | Rate Constraint in lbs/MMBtu | FALSE | L | Annual | Standard | lb/MMBtu | 0.015 | 0.015 | 0.015 | 0.015 | 0.015 | 0.015 | 0.015
NSR J P Madgett 1 - Hg Rate Annual v5.13 | 1010 | 5963 | Rate Constraint in lbs/MMBtu | FALSE | L | Annual | Emissions at Affected Plants MER | lbs | 15.8934 | 15.8934 | 15.8664 | 15.8934 | 15.8934 | 17.091 | 18.2449
NSR J P Madgett 1 - Hg Rate Annual v5.13 | 1010 | 5963 | Rate Constraint in lbs/MMBtu | FALSE | L | Annual | Allowances Purchased MER | lbs | 0 | 0 | 0 | 0 | 0 | 0 | 0
NSR J P Madgett 1 - Hg Rate Annual v5.13 | 1010 | 5963 | Rate Constraint in lbs/MMBtu | FALSE | L | Annual | Allowances Sold MER | lbs | 0 | 0 | 0 | 0 | 0 | 0 | 0
NSR J P Madgett 1 - Hg Rate Annual v5.13 | 1010 | 5963 | Rate Constraint in lbs/MMBtu | FALSE | L | Annual | Allowances Banked | lbs | 0 | 0 | 0 | 0 | 0 | 0 | 0
NSR J P Madgett 1 - Hg Rate Annual v5.13 | 1010 | 5963 | Rate Constraint in lbs/MMBtu | FALSE | L | Annual | Allowances Withdrawn (1:1) | lbs | 0 | 0 | 0 | 0 | 0 | 0 | 0
NSR J P Madgett 1 - Hg Rate Annual v5.13 | 1010 | 5963 | Rate Constraint in lbs/MMBtu | FALSE | L | Annual | Allowances Withdrawn (n:1) | lbs | 0 | 0 | 0 | 0 | 0 | 0 | 0
NSR J P Madgett 1 - Hg Rate Annual v5.13 | 1010 | 5963 | Rate Constraint in lbs/MMBtu | FALSE | L | Annual | Net Emissions Allowance Position | lbs | 15.8934 | 15.8934 | 15.8664 | 15.8934 | 15.8934 | 17.091 | 18.2449
NSR J P Madgett 1 - Hg Rate Annual v5.13 | 1010 | 5963 | Rate Constraint in lbs/MMBtu | FALSE | L | Annual | Fuel Consumed | TBtu | 28.3306 | 28.3306 | 28.2823 | 28.3306 | 28.3306 | 28.3306 | 28.3306
NSR J P Madgett 1 - Hg Rate Annual v5.13 | 1010 | 5963 | Rate Constraint in lbs/MMBtu | FALSE | L | Annual | Rate | lb/MMBtu | 5.61e-07 | 5.61e-07 | 5.61e-07 | 5.61e-07 | 5.61e-07 | 6.0327e-07 | 6.44e-07
NSR J P Madgett 1 - Hg Rate Annual v5.13 | 1010 | 5963 | Rate Constraint in lbs/MMBtu | FALSE | L | Annual | Generation | TWh | 2.7508 | 2.7508 | 2.7461 | 2.7508 | 2.7508 | 2.7508 | 2.7508
NSR J P Madgett 1 - Hg Rate Annual v5.13 | 1010 | 5963 | Rate Constraint in lbs/MMBtu | FALSE | L | Annual | Qualifying Generation | TWh | 2.7508 | 2.7508 | 2.7461 | 2.7508 | 2.7508 | 2.7508 | 2.7508
NSR J P Madgett 1 - Hg Rate Annual v5.13 | 1010 | 5963 | Rate Constraint in lbs/MMBtu | FALSE | L | Annual | Rate | lb/MWh | 5.7777 | 5.7777 | 5.7777 | 5.7777 | 5.7777 | 6.2131 | 6.6326
NSR J P Madgett 1 - Hg Rate Annual v5.13 | 1010 | 5963 | Rate Constraint in lbs/MMBtu | FALSE | L | Annual | Constraint Shadow Price | US2011$/Lb | 0 | 0 | 0 | 0 | 0 | 0 | 0
NSR J P Madgett 1 - NOx Rate Annual v5.13 | 1011 | 5962 | Rate Constraint in lbs/MMBtu | FALSE | L | Annual | Seasons Included | Seasons | Winter, Summer | Winter, Summer | Winter, Summer | Winter, Summer | Winter, Summer | Winter, Summer | Winter, Summer
NSR J P Madgett 1 - NOx Rate Annual v5.13 | 1011 | 5962 | Rate Constraint in lbs/MMBtu | FALSE | L | Annual | Standard | lb/MMBtu | 0.08 | 0.08 | 0.08 | 0.08 | 0.08 | 0.08 | 0.08
NSR J P Madgett 1 - NOx Rate Annual v5.13 | 1011 | 5962 | Rate Constraint in lbs/MMBtu | FALSE | L | Annual | Emissions at Affected Plants NOX | Thousand Tons | 0.99157 | 0.99157 | 0.98988 | 0.99157 | 0.99157 | 0.99157 | 0.99157
NSR J P Madgett 1 - NOx Rate Annual v5.13 | 1011 | 5962 | Rate Constraint in lbs/MMBtu | FALSE | L | Annual | Allowances Purchased NOX | Thousand Tons | 0 | 0 | 0 | 0 | 0 | 0 | 0
NSR J P Madgett 1 - NOx Rate Annual v5.13 | 1011 | 5962 | Rate Constraint in lbs/MMBtu | FALSE | L | Annual | Allowances Sold NOX | Thousand Tons | 0 | 0 | 0 | 0 | 0 | 0 | 0
NSR J P Madgett 1 - NOx Rate Annual v5.13 | 1011 | 5962 | Rate Constraint in lbs/MMBtu | FALSE | L | Annual | Allowances Banked | Thousand Tons | 0 | 0 | 0 | 0 | 0 | 0 | 0
NSR J P Madgett 1 - NOx Rate Annual v5.13 | 1011 | 5962 | Rate Constraint in lbs/MMBtu | FALSE | L | Annual | Allowances Withdrawn (1:1) | Thousand Tons | 0 | 0 | 0 | 0 | 0 | 0 | 0
NSR J P Madgett 1 - NOx Rate Annual v5.13 | 1011 | 5962 | Rate Constraint in lbs/MMBtu | FALSE | L | Annual | Allowances Withdrawn (n:1) | Thousand Tons | 0 | 0 | 0 | 0 | 0 | 0 | 0
NSR J P Madgett 1 - NOx Rate Annual v5.13 | 1011 | 5962 | Rate Constraint in lbs/MMBtu | FALSE | L | Annual | Net Emissions Allowance Position | Thousand Tons | 0.99157 | 0.99157 | 0.98988 | 0.99157 | 0.99157 | 0.99157 | 0.99157
NSR J P Madgett 1 - NOx Rate Annual v5.13 | 1011 | 5962 | Rate Constraint in lbs/MMBtu | FALSE | L | Annual | Fuel Consumed | TBtu | 28.3306 | 28.3306 | 28.2823 | 28.3306 | 28.3306 | 28.3306 | 28.3306
NSR J P Madgett 1 - NOx Rate Annual v5.13 | 1011 | 5962 | Rate Constraint in lbs/MMBtu | FALSE | L | Annual | Rate | lb/MMBtu | 0.07 | 0.07 | 0.07 | 0.07 | 0.07 | 0.07 | 0.07
NSR J P Madgett 1 - NOx Rate Annual v5.13 | 1011 | 5962 | Rate Constraint in lbs/MMBtu | FALSE | L | Annual | Generation | TWh | 2.7508 | 2.7508 | 2.7461 | 2.7508 | 2.7508 | 2.7508 | 2.7508
NSR J P Madgett 1 - NOx Rate Annual v5.13 | 1011 | 5962 | Rate Constraint in lbs/MMBtu | FALSE | L | Annual | Qualifying Generation | TWh | 2.7508 | 2.7508 | 2.7461 | 2.7508 | 2.7508 | 2.7508 | 2.7508
NSR J P Madgett 1 - NOx Rate Annual v5.13 | 1011 | 5962 | Rate Constraint in lbs/MMBtu | FALSE | L | Annual | Rate | lb/MWh | 0.36047 | 0.36047 | 0.36047 | 0.36047 | 0.36047 | 0.36047 | 0.36047
NSR J P Madgett 1 - NOx Rate Annual v5.13 | 1011 | 5962 | Rate Constraint in lbs/MMBtu | FALSE | L | Annual | Constraint Shadow Price | US2011$/Ton | 0 | 0 | 0 | 0 | 0 | 0 | 0
NSR J P Madgett 1 - SO2 Rate Annual v5.13 | 1012 | 5961 | Rate Constraint in lbs/MMBtu | FALSE | L | Annual | Seasons Included | Seasons | Winter, Summer | Winter, Summer | Winter, Summer | Winter, Summer | Winter, Summer | Winter, Summer | Winter, Summer
NSR J P Madgett 1 - SO2 Rate Annual v5.13 | 1012 | 5961 | Rate Constraint in lbs/MMBtu | FALSE | L | Annual | Standard | lb/MMBtu | 0.09 | 0.09 | 0.09 | 0.09 | 0.09 | 0.09 | 0.09
NSR J P Madgett 1 - SO2 Rate Annual v5.13 | 1012 | 5961 | Rate Constraint in lbs/MMBtu | FALSE | L | Annual | Emissions at Affected Plants SO2 | Thousand Tons | 1.1332 | 1.1332 | 1.1313 | 1.1332 | 1.1332 | 1.1332 | 1.1332
NSR J P Madgett 1 - SO2 Rate Annual v5.13 | 1012 | 5961 | Rate Constraint in lbs/MMBtu | FALSE | L | Annual | Allowances Purchased SO2 | Thousand Tons | 0 | 0 | 0 | 0 | 0 | 0 | 0
NSR J P Madgett 1 - SO2 Rate Annual v5.13 | 1012 | 5961 | Rate Constraint in lbs/MMBtu | FALSE | L | Annual | Allowances Sold SO2 | Thousand Tons | 0 | 0 | 0 | 0 | 0 | 0 | 0
NSR J P Madgett 1 - SO2 Rate Annual v5.13 | 1012 | 5961 | Rate Constraint in lbs/MMBtu | FALSE | L | Annual | Allowances Banked | Thousand Tons | 0 | 0 | 0 | 0 | 0 | 0 | 0
NSR J P Madgett 1 - SO2 Rate Annual v5.13 | 1012 | 5961 | Rate Constraint in lbs/MMBtu | FALSE | L | Annual | Allowances Withdrawn (1:1) | Thousand Tons | 0 | 0 | 0 | 0 | 0 | 0 | 0
NSR J P Madgett 1 - SO2 Rate Annual v5.13 | 1012 | 5961 | Rate Constraint in lbs/MMBtu | FALSE | L | Annual | Allowances Withdrawn (n:1) | Thousand Tons | 0 | 0 | 0 | 0 | 0 | 0 | 0
NSR J P Madgett 1 - SO2 Rate Annual v5.13 | 1012 | 5961 | Rate Constraint in lbs/MMBtu | FALSE | L | Annual | Net Emissions Allowance Position | Thousand Tons | 1.1332 | 1.1332 | 1.1313 | 1.1332 | 1.1332 | 1.1332 | 1.1332
NSR J P Madgett 1 - SO2 Rate Annual v5.13 | 1012 | 5961 | Rate Constraint in lbs/MMBtu | FALSE | L | Annual | Fuel Consumed | TBtu | 28.3306 | 28.3306 | 28.2823 | 28.3306 | 28.3306 | 28.3306 | 28.3306
NSR J P Madgett 1 - SO2 Rate Annual v5.13 | 1012 | 5961 | Rate Constraint in lbs/MMBtu | FALSE | L | Annual | Rate | lb/MMBtu | 0.08 | 0.08 | 0.08 | 0.08 | 0.08 | 0.08 | 0.08
NSR J P Madgett 1 - SO2 Rate Annual v5.13 | 1012 | 5961 | Rate Constraint in lbs/MMBtu | FALSE | L | Annual | Generation | TWh | 2.7508 | 2.7508 | 2.7461 | 2.7508 | 2.7508 | 2.7508 | 2.7508
NSR J P Madgett 1 - SO2 Rate Annual v5.13 | 1012 | 5961 | Rate Constraint in lbs/MMBtu | FALSE | L | Annual | Qualifying Generation | TWh | 2.7508 | 2.7508 | 2.7461 | 2.7508 | 2.7508 | 2.7508 | 2.7508
NSR J P Madgett 1 - SO2 Rate Annual v5.13 | 1012 | 5961 | Rate Constraint in lbs/MMBtu | FALSE | L | Annual | Rate | lb/MWh | 0.41196 | 0.41196 | 0.41196 | 0.41196 | 0.41196 | 0.41196 | 0.41196
NSR J P Madgett 1 - SO2 Rate Annual v5.13 | 1012 | 5961 | Rate Constraint in lbs/MMBtu | FALSE | L | Annual | Constraint Shadow Price | US2011$/Ton | 0 | 0 | 0 | 0 | 0 | 0 | 0
NSR James Miller 3,4 - NOX Rate Annual v3.1, Unit 5781 and retrofits | 1013 | 1871 | Rate Constraint in lbs/MMBtu | FALSE | L | Annual | Seasons Included | Seasons | Winter, Summer | Winter, Summer | Winter, Summer | Winter, Summer | Winter, Summer | Winter, Summer | Winter, Summer
NSR James Miller 3,4 - NOX Rate Annual v3.1, Unit 5781 and retrofits | 1013 | 1871 | Rate Constraint in lbs/MMBtu | FALSE | L | Annual | Standard | lb/MMBtu | 0.1 | 0.1 | 0.1 | 0.1 | 0.1 | 0.1 | 0.1
NSR James Miller 3,4 - NOX Rate Annual v3.1, Unit 5781 and retrofits | 1013 | 1871 | Rate Constraint in lbs/MMBtu | FALSE | L | Annual | Emissions at Affected Plants NOX | Thousand Tons | 2.0128 | 2.1794 | 2.495 | 2.495 | 2.3562 | 1.9671 | 1.9671
NSR James Miller 3,4 - NOX Rate Annual v3.1, Unit 5781 and retrofits | 1013 | 1871 | Rate Constraint in lbs/MMBtu | FALSE | L | Annual | Allowances Purchased NOX | Thousand Tons | 0 | 0 | 0 | 0 | 0 | 0 | 0
NSR James Miller 3,4 - NOX Rate Annual v3.1, Unit 5781 and retrofits | 1013 | 1871 | Rate Constraint in lbs/MMBtu | FALSE | L | Annual | Allowances Sold NOX | Thousand Tons | 0 | 0 | 0 | 0 | 0 | 0 | 0
NSR James Miller 3,4 - NOX Rate Annual v3.1, Unit 5781 and retrofits | 1013 | 1871 | Rate Constraint in lbs/MMBtu | FALSE | L | Annual | Allowances Banked | Thousand Tons | 0 | 0 | 0 | 0 | 0 | 0 | 0
NSR James Miller 3,4 - NOX Rate Annual v3.1, Unit 5781 and retrofits | 1013 | 1871 | Rate Constraint in lbs/MMBtu | FALSE | L | Annual | Allowances Withdrawn (1:1) | Thousand Tons | 0 | 0 | 0 | 0 | 0 | 0 | 0
NSR James Miller 3,4 - NOX Rate Annual v3.1, Unit 5781 and retrofits | 1013 | 1871 | Rate Constraint in lbs/MMBtu | FALSE | L | Annual | Allowances Withdrawn (n:1) | Thousand Tons | 0 | 0 | 0 | 0 | 0 | 0 | 0
NSR James Miller 3,4 - NOX Rate Annual v3.1, Unit 5781 and retrofits | 1013 | 1871 | Rate Constraint in lbs/MMBtu | FALSE | L | Annual | Net Emissions Allowance Position | Thousand Tons | 2.0128 | 2.1794 | 2.495 | 2.495 | 2.3562 | 1.9671 | 1.9671
NSR James Miller 3,4 - NOX Rate Annual v3.1, Unit 5781 and retrofits | 1013 | 1871 | Rate Constraint in lbs/MMBtu | FALSE | L | Annual | Fuel Consumed | TBtu | 40.2551 | 43.5871 | 49.9522 | 49.9522 | 47.1736 | 39.3832 | 39.3832
NSR James Miller 3,4 - NOX Rate Annual v3.1, Unit 5781 and retrofits | 1013 | 1871 | Rate Constraint in lbs/MMBtu | FALSE | L | Annual | Rate | lb/MMBtu | 0.1 | 0.1 | 0.099894 | 0.099894 | 0.099894 | 0.099894 | 0.099894
NSR James Miller 3,4 - NOX Rate Annual v3.1, Unit 5781 and retrofits | 1013 | 1871 | Rate Constraint in lbs/MMBtu | FALSE | L | Annual | Generation | TWh | 3.9302 | 4.2555 | 4.8718 | 4.8718 | 4.6008 | 3.841 | 3.841
NSR James Miller 3,4 - NOX Rate Annual v3.1, Unit 5781 and retrofits | 1013 | 1871 | Rate Constraint in lbs/MMBtu | FALSE | L | Annual | Qualifying Generation | TWh | 3.9302 | 4.2555 | 4.8718 | 4.8718 | 4.6008 | 3.841 | 3.841
NSR James Miller 3,4 - NOX Rate Annual v3.1, Unit 5781 and retrofits | 1013 | 1871 | Rate Constraint in lbs/MMBtu | FALSE | L | Annual | Rate | lb/MWh | 0.51213 | 0.51213 | 0.51213 | 0.51213 | 0.51213 | 0.51213 | 0.51213
NSR James Miller 3,4 - NOX Rate Annual v3.1, Unit 5781 and retrofits | 1013 | 1871 | Rate Constraint in lbs/MMBtu | FALSE | L | Annual | Constraint Shadow Price | US2011$/Ton | 0 | 0 | 0 | 0 | 0 | 0 | 0
NSR James Miller 3,4 - NOX Rate Annual v3.1, Unit 5782 and retrofits | 1014 | 1871 | Rate Constraint in lbs/MMBtu | FALSE | L | Annual | Seasons Included | Seasons | Winter, Summer | Winter, Summer | Winter, Summer | Winter, Summer | Winter, Summer | Winter, Summer | Winter, Summer
NSR James Miller 3,4 - NOX Rate Annual v3.1, Unit 5782 and retrofits | 1014 | 1871 | Rate Constraint in lbs/MMBtu | FALSE | L | Annual | Standard | lb/MMBtu | 0.1 | 0.1 | 0.1 | 0.1 | 0.1 | 0.1 | 0.1
NSR James Miller 3,4 - NOX Rate Annual v3.1, Unit 5782 and retrofits | 1014 | 1871 | Rate Constraint in lbs/MMBtu | FALSE | L | Annual | Emissions at Affected Plants NOX | Thousand Tons | 1.5342 | 1.6612 | 1.9017 | 1.9017 | 1.7959 | 1.739 | 1.4994
NSR James Miller 3,4 - NOX Rate Annual v3.1, Unit 5782 and retrofits | 1014 | 1871 | Rate Constraint in lbs/MMBtu | FALSE | L | Annual | Allowances Purchased NOX | Thousand Tons | 0 | 0 | 0 | 0 | 0 | 0 | 0
NSR James Miller 3,4 - NOX Rate Annual v3.1, Unit 5782 and retrofits | 1014 | 1871 | Rate Constraint in lbs/MMBtu | FALSE | L | Annual | Allowances Sold NOX | Thousand Tons | 0 | 0 | 0 | 0 | 0 | 0 | 0
NSR James Miller 3,4 - NOX Rate Annual v3.1, Unit 5782 and retrofits | 1014 | 1871 | Rate Constraint in lbs/MMBtu | FALSE | L | Annual | Allowances Banked | Thousand Tons | 0 | 0 | 0 | 0 | 0 | 0 | 0
NSR James Miller 3,4 - NOX Rate Annual v3.1, Unit 5782 and retrofits | 1014 | 1871 | Rate Constraint in lbs/MMBtu | FALSE | L | Annual | Allowances Withdrawn (1:1) | Thousand Tons | 0 | 0 | 0 | 0 | 0 | 0 | 0
NSR James Miller 3,4 - NOX Rate Annual v3.1, Unit 5782 and retrofits | 1014 | 1871 | Rate Constraint in lbs/MMBtu | FALSE | L | Annual | Allowances Withdrawn (n:1) | Thousand Tons | 0 | 0 | 0 | 0 | 0 | 0 | 0
NSR James Miller 3,4 - NOX Rate Annual v3.1, Unit 5782 and retrofits | 1014 | 1871 | Rate Constraint in lbs/MMBtu | FALSE | L | Annual | Net Emissions Allowance Position | Thousand Tons | 1.5342 | 1.6612 | 1.9017 | 1.9017 | 1.7959 | 1.739 | 1.4994
NSR James Miller 3,4 - NOX Rate Annual v3.1, Unit 5782 and retrofits | 1014 | 1871 | Rate Constraint in lbs/MMBtu | FALSE | L | Annual | Fuel Consumed | TBtu | 39.9403 | 43.2463 | 49.5616 | 49.5616 | 46.8047 | 45.3215 | 39.0752
NSR James Miller 3,4 - NOX Rate Annual v3.1, Unit 5782 and retrofits | 1014 | 1871 | Rate Constraint in lbs/MMBtu | FALSE | L | Annual | Rate | lb/MMBtu | 0.076823 | 0.076823 | 0.076742 | 0.076742 | 0.076742 | 0.076742 | 0.076742
NSR James Miller 3,4 - NOX Rate Annual v3.1, Unit 5782 and retrofits | 1014 | 1871 | Rate Constraint in lbs/MMBtu | FALSE | L | Annual | Generation | TWh | 3.9302 | 4.2555 | 4.8718 | 4.8718 | 4.6008 | 4.455 | 3.841
NSR James Miller 3,4 - NOX Rate Annual v3.1, Unit 5782 and retrofits | 1014 | 1871 | Rate Constraint in lbs/MMBtu | FALSE | L | Annual | Qualifying Generation | TWh | 3.9302 | 4.2555 | 4.8718 | 4.8718 | 4.6008 | 4.455 | 3.841
NSR James Miller 3,4 - NOX Rate Annual v3.1, Unit 5782 and retrofits | 1014 | 1871 | Rate Constraint in lbs/MMBtu | FALSE | L | Annual | Rate | lb/MWh | 0.39035 | 0.39035 | 0.39035 | 0.39035 | 0.39035 | 0.39035 | 0.39035
NSR James Miller 3,4 - NOX Rate Annual v3.1, Unit 5782 and retrofits | 1014 | 1871 | Rate Constraint in lbs/MMBtu | FALSE | L | Annual | Constraint Shadow Price | US2011$/Ton | 0 | 0 | 0 | 0 | 0 | 0 | 0
NSR Karn 1,2 - SO2 Rate Annual v5.14 | 1015 | 6143 | Rate Constraint in lbs/MMBtu | FALSE | L | Annual | Seasons Included | Seasons | Winter, Summer | Winter, Summer | Winter, Summer | Winter, Summer | Winter, Summer | Winter, Summer | Winter, Summer
NSR Karn 1,2 - SO2 Rate Annual v5.14 | 1015 | 6143 | Rate Constraint in lbs/MMBtu | FALSE | L | Annual | Standard | lb/MMBtu | 0.09 | 0.09 | 0.09 | 0.09 | 0.09 | 0.09 | 0.09
NSR Karn 1,2 - SO2 Rate Annual v5.14 | 1015 | 6143 | Rate Constraint in lbs/MMBtu | FALSE | L | Annual | Emissions at Affected Plants SO2 | Thousand Tons | 0 | 0 | 0 | 0 | 0 | 0 | 0
NSR Karn 1,2 - SO2 Rate Annual v5.14 | 1015 | 6143 | Rate Constraint in lbs/MMBtu | FALSE | L | Annual | Allowances Purchased SO2 | Thousand Tons | 0 | 0 | 0 | 0 | 0 | 0 | 0
NSR Karn 1,2 - SO2 Rate Annual v5.14 | 1015 | 6143 | Rate Constraint in lbs/MMBtu | FALSE | L | Annual | Allowances Sold SO2 | Thousand Tons | 0 | 0 | 0 | 0 | 0 | 0 | 0
NSR Karn 1,2 - SO2 Rate Annual v5.14 | 1015 | 6143 | Rate Constraint in lbs/MMBtu | FALSE | L | Annual | Allowances Banked | Thousand Tons | 0 | 0 | 0 | 0 | 0 | 0 | 0
NSR Karn 1,2 - SO2 Rate Annual v5.14 | 1015 | 6143 | Rate Constraint in lbs/MMBtu | FALSE | L | Annual | Allowances Withdrawn (1:1) | Thousand Tons | 0 | 0 | 0 | 0 | 0 | 0 | 0
NSR Karn 1,2 - SO2 Rate Annual v5.14 | 1015 | 6143 | Rate Constraint in lbs/MMBtu | FALSE | L | Annual | Allowances Withdrawn (n:1) | Thousand Tons | 0 | 0 | 0 | 0 | 0 | 0 | 0
NSR Karn 1,2 - SO2 Rate Annual v5.14 | 1015 | 6143 | Rate Constraint in lbs/MMBtu | FALSE | L | Annual | Net Emissions Allowance Position | Thousand Tons | 0 | 0 | 0 | 0 | 0 | 0 | 0
NSR Karn 1,2 - SO2 Rate Annual v5.14 | 1015 | 6143 | Rate Constraint in lbs/MMBtu | FALSE | L | Annual | Fuel Consumed | TBtu | 0 | 0 | 0 | 0 | 0 | 0 | 0
NSR Karn 1,2 - SO2 Rate Annual v5.14 | 1015 | 6143 | Rate Constraint in lbs/MMBtu | FALSE | L | Annual | Rate | lb/MMBtu | 0 | 0 | 0 | 0 | 0 | 0 | 0
NSR Karn 1,2 - SO2 Rate Annual v5.14 | 1015 | 6143 | Rate Constraint in lbs/MMBtu | FALSE | L | Annual | Generation | TWh | 0 | 0 | 0 | 0 | 0 | 0 | 0
NSR Karn 1,2 - SO2 Rate Annual v5.14 | 1015 | 6143 | Rate Constraint in lbs/MMBtu | FALSE | L | Annual | Qualifying Generation | TWh | 0 | 0 | 0 | 0 | 0 | 0 | 0
NSR Karn 1,2 - SO2 Rate Annual v5.14 | 1015 | 6143 | Rate Constraint in lbs/MMBtu | FALSE | L | Annual | Rate | lb/MWh | 0 | 0 | 0 | 0 | 0 | 0 | 0
NSR Karn 1,2 - SO2 Rate Annual v5.14 | 1015 | 6143 | Rate Constraint in lbs/MMBtu | FALSE | L | Annual | Constraint Shadow Price | US2011$/Ton | 0 | 0 | 0 | 0 | 0 | 0 | 0
NSR Kincaid 1 & 2- Hg Rate Annual v5.13 | 1016 | 5982 | Rate Constraint in lbs/MMBtu | FALSE | L | Annual | Seasons Included | Seasons | Winter, Summer | Winter, Summer | Winter, Summer | Winter, Summer | Winter, Summer | Winter, Summer | Winter, Summer
NSR Kincaid 1 & 2- Hg Rate Annual v5.13 | 1016 | 5982 | Rate Constraint in lbs/MMBtu | FALSE | L | Annual | Standard | lb/MMBtu | 0.015 | 0.015 | 0.015 | 0.015 | 0.015 | 0.015 | 0.015
NSR Kincaid 1 & 2- Hg Rate Annual v5.13 | 1016 | 5982 | Rate Constraint in lbs/MMBtu | FALSE | L | Annual | Emissions at Affected Plants MER | lbs | 40.6677 | 43.9601 | 46.464 | 46.5457 | 40.6577 | 37.171 | 32.2982
NSR Kincaid 1 & 2- Hg Rate Annual v5.13 | 1016 | 5982 | Rate Constraint in lbs/MMBtu | FALSE | L | Annual | Allowances Purchased MER | lbs | 0 | 0 | 0 | 0 | 0 | 0 | 0
NSR Kincaid 1 & 2- Hg Rate Annual v5.13 | 1016 | 5982 | Rate Constraint in lbs/MMBtu | FALSE | L | Annual | Allowances Sold MER | lbs | 0 | 0 | 0 | 0 | 0 | 0 | 0
NSR Kincaid 1 & 2- Hg Rate Annual v5.13 | 1016 | 5982 | Rate Constraint in lbs/MMBtu | FALSE | L | Annual | Allowances Banked | lbs | 0 | 0 | 0 | 0 | 0 | 0 | 0
NSR Kincaid 1 & 2- Hg Rate Annual v5.13 | 1016 | 5982 | Rate Constraint in lbs/MMBtu | FALSE | L | Annual | Allowances Withdrawn (1:1) | lbs | 0 | 0 | 0 | 0 | 0 | 0 | 0
NSR Kincaid 1 & 2- Hg Rate Annual v5.13 | 1016 | 5982 | Rate Constraint in lbs/MMBtu | FALSE | L | Annual | Allowances Withdrawn (n:1) | lbs | 0 | 0 | 0 | 0 | 0 | 0 | 0
NSR Kincaid 1 & 2- Hg Rate Annual v5.13 | 1016 | 5982 | Rate Constraint in lbs/MMBtu | FALSE | L | Annual | Net Emissions Allowance Position | lbs | 40.6677 | 43.9601 | 46.464 | 46.5457 | 40.6577 | 37.171 | 32.2982
NSR Kincaid 1 & 2- Hg Rate Annual v5.13 | 1016 | 5982 | Rate Constraint in lbs/MMBtu | FALSE | L | Annual | Fuel Consumed | TBtu | 79.1912 | 82.2783 | 86.9647 | 87.1177 | 76.0973 | 72.3821 | 62.8934
NSR Kincaid 1 & 2- Hg Rate Annual v5.13 | 1016 | 5982 | Rate Constraint in lbs/MMBtu | FALSE | L | Annual | Rate | lb/MMBtu | 5.1354e-07 | 5.3429e-07 | 5.3429e-07 | 5.3429e-07 | 5.3429e-07 | 5.1354e-07 | 5.1354e-07
NSR Kincaid 1 & 2- Hg Rate Annual v5.13 | 1016 | 5982 | Rate Constraint in lbs/MMBtu | FALSE | L | Annual | Generation | TWh | 7.5518 | 7.8465 | 8.2934 | 8.308 | 7.257 | 6.9032 | 5.9954
NSR Kincaid 1 & 2- Hg Rate Annual v5.13 | 1016 | 5982 | Rate Constraint in lbs/MMBtu | FALSE | L | Annual | Qualifying Generation | TWh | 7.5518 | 7.8465 | 8.2934 | 8.308 | 7.257 | 6.9032 | 5.9954
NSR Kincaid 1 & 2- Hg Rate Annual v5.13 | 1016 | 5982 | Rate Constraint in lbs/MMBtu | FALSE | L | Annual | Rate | lb/MWh | 5.3852 | 5.6025 | 5.6025 | 5.6025 | 5.6025 | 5.3846 | 5.3872
NSR Kincaid 1 & 2- Hg Rate Annual v5.13 | 1016 | 5982 | Rate Constraint in lbs/MMBtu | FALSE | L | Annual | Constraint Shadow Price | US2011$/Lb | 0 | 0 | 0 | 0 | 0 | 0 | 0
NSR Kincaid 1 & 2- NOx Cap Annual v5.13 | 1017 | 5981 | Rate Constraint in MTons | FALSE | L | Annual | Seasons Included | Seasons | Winter, Summer | Winter, Summer | Winter, Summer | Winter, Summer | Winter, Summer | Winter, Summer | Winter, Summer
NSR Kincaid 1 & 2- NOx Cap Annual v5.13 | 1017 | 5981 | Rate Constraint in MTons | FALSE | L | Annual | Standard | Thousand Tons | 3.5 | 3.5 | 3.5 | 3.5 | 3.5 | 3.5 | 3.5
NSR Kincaid 1 & 2- NOx Cap Annual v5.13 | 1017 | 5981 | Rate Constraint in MTons | FALSE | L | Annual | Standard NOX | Thousand Tons | 3.5 | 3.5 | 3.5 | 3.5 | 3.5 | 3.5 | 3.5
NSR Kincaid 1 & 2- NOx Cap Annual v5.13 | 1017 | 5981 | Rate Constraint in MTons | FALSE | L | Annual | Emissions at Affected Plants NOX | Thousand Tons | 2.6386 | 2.7426 | 2.8988 | 2.9039 | 2.5366 | 2.4118 | 2.0956
NSR Kincaid 1 & 2- NOx Cap Annual v5.13 | 1017 | 5981 | Rate Constraint in MTons | FALSE | L | Annual | Allowances Purchased NOX | Thousand Tons | 0 | 0 | 0 | 0 | 0 | 0 | 0
NSR Kincaid 1 & 2- NOx Cap Annual v5.13 | 1017 | 5981 | Rate Constraint in MTons | FALSE | L | Annual | Allowances Sold NOX | Thousand Tons | 0 | 0 | 0 | 0 | 0 | 0 | 0
NSR Kincaid 1 & 2- NOx Cap Annual v5.13 | 1017 | 5981 | Rate Constraint in MTons | FALSE | L | Annual | Allowances Banked | Thousand Tons | 0 | 0 | 0 | 0 | 0 | 0 | 0
NSR Kincaid 1 & 2- NOx Cap Annual v5.13 | 1017 | 5981 | Rate Constraint in MTons | FALSE | L | Annual | Allowances Withdrawn (1:1) | Thousand Tons | 0 | 0 | 0 | 0 | 0 | 0 | 0
NSR Kincaid 1 & 2- NOx Cap Annual v5.13 | 1017 | 5981 | Rate Constraint in MTons | FALSE | L | Annual | Allowances Withdrawn (n:1) | Thousand Tons | 0 | 0 | 0 | 0 | 0 | 0 | 0
NSR Kincaid 1 & 2- NOx Cap Annual v5.13 | 1017 | 5981 | Rate Constraint in MTons | FALSE | L | Annual | Net Emissions Allowance Position | Thousand Tons | 2.6386 | 2.7426 | 2.8988 | 2.9039 | 2.5366 | 2.4118 | 2.0956
NSR Kincaid 1 & 2- NOx Cap Annual v5.13 | 1017 | 5981 | Rate Constraint in MTons | FALSE | L | Annual | Fuel Consumed | TBtu | 79.1912 | 82.2783 | 86.9647 | 87.1177 | 76.0973 | 72.3821 | 62.8934
NSR Kincaid 1 & 2- NOx Cap Annual v5.13 | 1017 | 5981 | Rate Constraint in MTons | FALSE | L | Annual | Rate | lb/MMBtu | 0.06664 | 0.066667 | 0.066667 | 0.066667 | 0.066667 | 0.06664 | 0.06664
NSR Kincaid 1 & 2- NOx Cap Annual v5.13 | 1017 | 5981 | Rate Constraint in MTons | FALSE | L | Annual | Generation | TWh | 7.5518 | 7.8465 | 8.2934 | 8.308 | 7.257 | 6.9032 | 5.9954
NSR Kincaid 1 & 2- NOx Cap Annual v5.13 | 1017 | 5981 | Rate Constraint in MTons | FALSE | L | Annual | Qualifying Generation | TWh | 7.5518 | 7.8465 | 8.2934 | 8.308 | 7.257 | 6.9032 | 5.9954
NSR Kincaid 1 & 2- NOx Cap Annual v5.13 | 1017 | 5981 | Rate Constraint in MTons | FALSE | L | Annual | Rate | lb/MWh | 0.34941 | 0.34953 | 0.34953 | 0.34953 | 0.34953 | 0.34937 | 0.34953
NSR Kincaid 1 & 2- NOx Cap Annual v5.13 | 1017 | 5981 | Rate Constraint in MTons | FALSE | L | Annual | Constraint Shadow Price | US2011$/Ton | 0 | 0 | 0 | 0 | 0 | 0 | 0
NSR Kincaid 1 & 2- NOx Rate Annual v5.13 | 1018 | 5980 | Rate Constraint in lbs/MMBtu | FALSE | L | Annual | Seasons Included | Seasons | Winter, Summer | Winter, Summer | Winter, Summer | Winter, Summer | Winter, Summer | Winter, Summer | Winter, Summer
NSR Kincaid 1 & 2- NOx Rate Annual v5.13 | 1018 | 5980 | Rate Constraint in lbs/MMBtu | FALSE | L | Annual | Standard | lb/MMBtu | 0.08 | 0.08 | 0.08 | 0.08 | 0.08 | 0.08 | 0.08
NSR Kincaid 1 & 2- NOx Rate Annual v5.13 | 1018 | 5980 | Rate Constraint in lbs/MMBtu | FALSE | L | Annual | Emissions at Affected Plants NOX | Thousand Tons | 2.6386 | 2.7426 | 2.8988 | 2.9039 | 2.5366 | 2.4118 | 2.0956
NSR Kincaid 1 & 2- NOx Rate Annual v5.13 | 1018 | 5980 | Rate Constraint in lbs/MMBtu | FALSE | L | Annual | Allowances Purchased NOX | Thousand Tons | 0 | 0 | 0 | 0 | 0 | 0 | 0
NSR Kincaid 1 & 2- NOx Rate Annual v5.13 | 1018 | 5980 | Rate Constraint in lbs/MMBtu | FALSE | L | Annual | Allowances Sold NOX | Thousand Tons | 0 | 0 | 0 | 0 | 0 | 0 | 0
NSR Kincaid 1 & 2- NOx Rate Annual v5.13 | 1018 | 5980 | Rate Constraint in lbs/MMBtu | FALSE | L | Annual | Allowances Banked | Thousand Tons | 0 | 0 | 0 | 0 | 0 | 0 | 0
NSR Kincaid 1 & 2- NOx Rate Annual v5.13 | 1018 | 5980 | Rate Constraint in lbs/MMBtu | FALSE | L | Annual | Allowances Withdrawn (1:1) | Thousand Tons | 0 | 0 | 0 | 0 | 0 | 0 | 0
NSR Kincaid 1 & 2- NOx Rate Annual v5.13 | 1018 | 5980 | Rate Constraint in lbs/MMBtu | FALSE | L | Annual | Allowances Withdrawn (n:1) | Thousand Tons | 0 | 0 | 0 | 0 | 0 | 0 | 0
NSR Kincaid 1 & 2- NOx Rate Annual v5.13 | 1018 | 5980 | Rate Constraint in lbs/MMBtu | FALSE | L | Annual | Net Emissions Allowance Position | Thousand Tons | 2.6386 | 2.7426 | 2.8988 | 2.9039 | 2.5366 | 2.4118 | 2.0956
NSR Kincaid 1 & 2- NOx Rate Annual v5.13 | 1018 | 5980 | Rate Constraint in lbs/MMBtu | FALSE | L | Annual | Fuel Consumed | TBtu | 79.1912 | 82.2783 | 86.9647 | 87.1177 | 76.0973 | 72.3821 | 62.8934
NSR Kincaid 1 & 2- NOx Rate Annual v5.13 | 1018 | 5980 | Rate Constraint in lbs/MMBtu | FALSE | L | Annual | Rate | lb/MMBtu | 0.06664 | 0.066667 | 0.066667 | 0.066667 | 0.066667 | 0.06664 | 0.06664
NSR Kincaid 1 & 2- NOx Rate Annual v5.13 | 1018 | 5980 | Rate Constraint in lbs/MMBtu | FALSE | L | Annual | Generation | TWh | 7.5518 | 7.8465 | 8.2934 | 8.308 | 7.257 | 6.9032 | 5.9954
NSR Kincaid 1 & 2- NOx Rate Annual v5.13 | 1018 | 5980 | Rate Constraint in lbs/MMBtu | FALSE | L | Annual | Qualifying Generation | TWh | 7.5518 | 7.8465 | 8.2934 | 8.308 | 7.257 | 6.9032 | 5.9954
NSR Kincaid 1 & 2- NOx Rate Annual v5.13 | 1018 | 5980 | Rate Constraint in lbs/MMBtu | FALSE | L | Annual | Rate | lb/MWh | 0.34941 | 0.34953 | 0.34953 | 0.34953 | 0.34953 | 0.34937 | 0.34953
NSR Kincaid 1 & 2- NOx Rate Annual v5.13 | 1018 | 5980 | Rate Constraint in lbs/MMBtu | FALSE | L | Annual | Constraint Shadow Price | US2011$/Ton | 0 | 0 | 0 | 0 | 0 | 0 | 0
NSR Kincaid 1 & 2- SO2 Cap Annual v5.13 | 1019 | 5979 | Rate Constraint in MTons | FALSE | L | Annual | Seasons Included | Seasons | Winter, Summer | Winter, Summer | Winter, Summer | Winter, Summer | Winter, Summer | Winter, Summer | Winter, Summer
NSR Kincaid 1 & 2- SO2 Cap Annual v5.13 | 1019 | 5979 | Rate Constraint in MTons | FALSE | L | Annual | Standard | Thousand Tons | 4.4 | 4.4 | 4.4 | 4.4 | 4.4 | 4.4 | 4.4
NSR Kincaid 1 & 2- SO2 Cap Annual v5.13 | 1019 | 5979 | Rate Constraint in MTons | FALSE | L | Annual | Standard SO2 | Thousand Tons | 4.4 | 4.4 | 4.4 | 4.4 | 4.4 | 4.4 | 4.4
NSR Kincaid 1 & 2- SO2 Cap Annual v5.13 | 1019 | 5979 | Rate Constraint in MTons | FALSE | L | Annual | Emissions at Affected Plants SO2 | Thousand Tons | 3.0156 | 3.1344 | 3.3129 | 3.3188 | 2.8989 | 2.7563 | 2.395
NSR Kincaid 1 & 2- SO2 Cap Annual v5.13 | 1019 | 5979 | Rate Constraint in MTons | FALSE | L | Annual | Allowances Purchased SO2 | Thousand Tons | 0 | 0 | 0 | 0 | 0 | 0 | 0
NSR Kincaid 1 & 2- SO2 Cap Annual v5.13 | 1019 | 5979 | Rate Constraint in MTons | FALSE | L | Annual | Allowances Sold SO2 | Thousand Tons | 0 | 0 | 0 | 0 | 0 | 0 | 0
NSR Kincaid 1 & 2- SO2 Cap Annual v5.13 | 1019 | 5979 | Rate Constraint in MTons | FALSE | L | Annual | Allowances Banked | Thousand Tons | 0 | 0 | 0 | 0 | 0 | 0 | 0
NSR Kincaid 1 & 2- SO2 Cap Annual v5.13 | 1019 | 5979 | Rate Constraint in MTons | FALSE | L | Annual | Allowances Withdrawn (1:1) | Thousand Tons | 0 | 0 | 0 | 0 | 0 | 0 | 0
NSR Kincaid 1 & 2- SO2 Cap Annual v5.13 | 1019 | 5979 | Rate Constraint in MTons | FALSE | L | Annual | Allowances Withdrawn (n:1) | Thousand Tons | 0 | 0 | 0 | 0 | 0 | 0 | 0
NSR Kincaid 1 & 2- SO2 Cap Annual v5.13 | 1019 | 5979 | Rate Constraint in MTons | FALSE | L | Annual | Net Emissions Allowance Position | Thousand Tons | 3.0156 | 3.1344 | 3.3129 | 3.3188 | 2.8989 | 2.7563 | 2.395
NSR Kincaid 1 & 2- SO2 Cap Annual v5.13 | 1019 | 5979 | Rate Constraint in MTons | FALSE | L | Annual | Fuel Consumed | TBtu | 79.1912 | 82.2783 | 86.9647 | 87.1177 | 76.0973 | 72.3821 | 62.8934
NSR Kincaid 1 & 2- SO2 Cap Annual v5.13 | 1019 | 5979 | Rate Constraint in MTons | FALSE | L | Annual | Rate | lb/MMBtu | 0.076159 | 0.07619 | 0.07619 | 0.07619 | 0.07619 | 0.076159 | 0.076159
NSR Kincaid 1 & 2- SO2 Cap Annual v5.13 | 1019 | 5979 | Rate Constraint in MTons | FALSE | L | Annual | Generation | TWh | 7.5518 | 7.8465 | 8.2934 | 8.308 | 7.257 | 6.9032 | 5.9954
NSR Kincaid 1 & 2- SO2 Cap Annual v5.13 | 1019 | 5979 | Rate Constraint in MTons | FALSE | L | Annual | Qualifying Generation | TWh | 7.5518 | 7.8465 | 8.2934 | 8.308 | 7.257 | 6.9032 | 5.9954
NSR Kincaid 1 & 2- SO2 Cap Annual v5.13 | 1019 | 5979 | Rate Constraint in MTons | FALSE | L | Annual | Rate | lb/MWh | 0.39932 | 0.39947 | 0.39947 | 0.39947 | 0.39947 | 0.39928 | 0.39947
NSR Kincaid 1 & 2- SO2 Cap Annual v5.13 | 1019 | 5979 | Rate Constraint in MTons | FALSE | L | Annual | Constraint Shadow Price | US2011$/Ton | 0 | 0 | 0 | 0 | 0 | 0 | 0
NSR Kincaid 1 & 2- SO2 Rate Annual v5.13 | 1020 | 5978 | Rate Constraint in lbs/MMBtu | FALSE | L | Annual | Seasons Included | Seasons | Winter, Summer | Winter, Summer | Winter, Summer | Winter, Summer | Winter, Summer | Winter, Summer | Winter, Summer
NSR Kincaid 1 & 2- SO2 Rate Annual v5.13 | 1020 | 5978 | Rate Constraint in lbs/MMBtu | FALSE | L | Annual | Standard | lb/MMBtu | 0.1 | 0.1 | 0.1 | 0.1 | 0.1 | 0.1 | 0.1
NSR Kincaid 1 & 2- SO2 Rate Annual v5.13 | 1020 | 5978 | Rate Constraint in lbs/MMBtu | FALSE | L | Annual | Emissions at Affected Plants SO2 | Thousand Tons | 3.0156 | 3.1344 | 3.3129 | 3.3188 | 2.8989 | 2.7563 | 2.395
NSR Kincaid 1 & 2- SO2 Rate Annual v5.13 | 1020 | 5978 | Rate Constraint in lbs/MMBtu | FALSE | L | Annual | Allowances Purchased SO2 | Thousand Tons | 0 | 0 | 0 | 0 | 0 | 0 | 0
NSR Kincaid 1 & 2- SO2 Rate Annual v5.13 | 1020 | 5978 | Rate Constraint in lbs/MMBtu | FALSE | L | Annual | Allowances Sold SO2 | Thousand Tons | 0 | 0 | 0 | 0 | 0 | 0 | 0
NSR Kincaid 1 & 2- SO2 Rate Annual v5.13 | 1020 | 5978 | Rate Constraint in lbs/MMBtu | FALSE | L | Annual | Allowances Banked | Thousand Tons | 0 | 0 | 0 | 0 | 0 | 0 | 0
NSR Kincaid 1 & 2- SO2 Rate Annual v5.13 | 1020 | 5978 | Rate Constraint in lbs/MMBtu | FALSE | L | Annual | Allowances Withdrawn (1:1) | Thousand Tons | 0 | 0 | 0 | 0 | 0 | 0 | 0
NSR Kincaid 1 & 2- SO2 Rate Annual v5.13 | 1020 | 5978 | Rate Constraint in lbs/MMBtu | FALSE | L | Annual | Allowances Withdrawn (n:1) | Thousand Tons | 0 | 0 | 0 | 0 | 0 | 0 | 0
NSR Kincaid 1 & 2- SO2 Rate Annual v5.13 | 1020 | 5978 | Rate Constraint in lbs/MMBtu | FALSE | L | Annual | Net Emissions Allowance Position | Thousand Tons | 3.0156 | 3.1344 | 3.3129 | 3.3188 | 2.8989 | 2.7563 | 2.395
NSR Kincaid 1 & 2- SO2 Rate Annual v5.13 | 1020 | 5978 | Rate Constraint in lbs/MMBtu | FALSE | L | Annual | Fuel Consumed | TBtu | 79.1912 | 82.2783 | 86.9647 | 87.1177 | 76.0973 | 72.3821 | 62.8934
NSR Kincaid 1 & 2- SO2 Rate Annual v5.13 | 1020 | 5978 | Rate Constraint in lbs/MMBtu | FALSE | L | Annual | Rate | lb/MMBtu | 0.076159 | 0.07619 | 0.07619 | 0.07619 | 0.07619 | 0.076159 | 0.076159
NSR Kincaid 1 & 2- SO2 Rate Annual v5.13 | 1020 | 5978 | Rate Constraint in lbs/MMBtu | FALSE | L | Annual | Generation | TWh | 7.5518 | 7.8465 | 8.2934 | 8.308 | 7.257 | 6.9032 | 5.9954
NSR Kincaid 1 & 2- SO2 Rate Annual v5.13 | 1020 | 5978 | Rate Constraint in lbs/MMBtu | FALSE | L | Annual | Qualifying Generation | TWh | 7.5518 | 7.8465 | 8.2934 | 8.308 | 7.257 | 6.9032 | 5.9954
NSR Kincaid 1 & 2- SO2 Rate Annual v5.13 | 1020 | 5978 | Rate Constraint in lbs/MMBtu | FALSE | L | Annual | Rate | lb/MWh | 0.39932 | 0.39947 | 0.39947 | 0.39947 | 0.39947 | 0.39928 | 0.39947
NSR Kincaid 1 & 2- SO2 Rate Annual v5.13 | 1020 | 5978 | Rate Constraint in lbs/MMBtu | FALSE | L | Annual | Constraint Shadow Price | US2011$/Ton | 0 | 0 | 0 | 0 | 0 | 0 | 0
NSR KU Brown Unit 3 - SO2 Cap Annual v3.1 | 1021 | 2113 | Rate Constraint in MTons | FALSE | L | Annual | Seasons Included | Seasons | Winter, Summer | Winter, Summer | Winter, Summer | Winter, Summer | Winter, Summer | Winter, Summer | Winter, Summer
NSR KU Brown Unit 3 - SO2 Cap Annual v3.1 | 1021 | 2113 | Rate Constraint in MTons | FALSE | L | Annual | Standard | Thousand Tons | 2.3 | 2.3 | 2.3 | 2.3 | 2.3 | 2.3 | 2.3
NSR KU Brown Unit 3 - SO2 Cap Annual v3.1 | 1021 | 2113 | Rate Constraint in MTons | FALSE | L | Annual | Standard SO2 | Thousand Tons | 2.3 | 2.3 | 2.3 | 2.3 | 2.3 | 2.3 | 2.3
NSR KU Brown Unit 3 - SO2 Cap Annual v3.1 | 1021 | 2113 | Rate Constraint in MTons | FALSE | L | Annual | Emissions at Affected Plants SO2 | Thousand Tons | 0 | 0 | 0 | 0 | 0 | 0 | 0
NSR KU Brown Unit 3 - SO2 Cap Annual v3.1 | 1021 | 2113 | Rate Constraint in MTons | FALSE | L | Annual | Allowances Purchased SO2 | Thousand Tons | 0 | 0 | 0 | 0 | 0 | 0 | 0
NSR KU Brown Unit 3 - SO2 Cap Annual v3.1 | 1021 | 2113 | Rate Constraint in MTons | FALSE | L | Annual | Allowances Sold SO2 | Thousand Tons | 0 | 0 | 0 | 0 | 0 | 0 | 0
NSR KU Brown Unit 3 - SO2 Cap Annual v3.1 | 1021 | 2113 | Rate Constraint in MTons | FALSE | L | Annual | Allowances Banked | Thousand Tons | 0 | 0 | 0 | 0 | 0 | 0 | 0
NSR KU Brown Unit 3 - SO2 Cap Annual v3.1 | 1021 | 2113 | Rate Constraint in MTons | FALSE | L | Annual | Allowances Withdrawn (1:1) | Thousand Tons | 0 | 0 | 0 | 0 | 0 | 0 | 0
NSR KU Brown Unit 3 - SO2 Cap Annual v3.1 | 1021 | 2113 | Rate Constraint in MTons | FALSE | L | Annual | Allowances Withdrawn (n:1) | Thousand Tons | 0 | 0 | 0 | 0 | 0 | 0 | 0
NSR KU Brown Unit 3 - SO2 Cap Annual v3.1 | 1021 | 2113 | Rate Constraint in MTons | FALSE | L | Annual | Net Emissions Allowance Position | Thousand Tons | 0 | 0 | 0 | 0 | 0 | 0 | 0
NSR KU Brown Unit 3 - SO2 Cap Annual v3.1 | 1021 | 2113 | Rate Constraint in MTons | FALSE | L | Annual | Fuel Consumed | TBtu | 0 | 0 | 0 | 0 | 0 | 0 | 0
NSR KU Brown Unit 3 - SO2 Cap Annual v3.1 | 1021 | 2113 | Rate Constraint in MTons | FALSE | L | Annual | Rate | lb/MMBtu | 0 | 0 | 0 | 0 | 0 | 0 | 0
NSR KU Brown Unit 3 - SO2 Cap Annual v3.1 | 1021 | 2113 | Rate Constraint in MTons | FALSE | L | Annual | Generation | TWh | 0 | 0 | 0 | 0 | 0 | 0 | 0
NSR KU Brown Unit 3 - SO2 Cap Annual v3.1 | 1021 | 2113 | Rate Constraint in MTons | FALSE | L | Annual | Qualifying Generation | TWh | 0 | 0 | 0 | 0 | 0 | 0 | 0
NSR KU Brown Unit 3 - SO2 Cap Annual v3.1 | 1021 | 2113 | Rate Constraint in MTons | FALSE | L | Annual | Rate | lb/MWh | 0 | 0 | 0 | 0 | 0 | 0 | 0
NSR KU Brown Unit 3 - SO2 Cap Annual v3.1 | 1021 | 2113 | Rate Constraint in MTons | FALSE | L | Annual | Constraint Shadow Price | US2011$/Ton | 0 | 0 | 0 | 0 | 0 | 0 | 0
NSR KU Brown Unit 3 - SO2 Rate Annual v3.1 | 1022 | 2114 | Rate Constraint in lbs/MMBtu | FALSE | L | Annual | Seasons Included | Seasons | Winter, Summer | Winter, Summer | Winter, Summer | Winter, Summer | Winter, Summer | Winter, Summer | Winter, Summer
NSR KU Brown Unit 3 - SO2 Rate Annual v3.1 | 1022 | 2114 | Rate Constraint in lbs/MMBtu | FALSE | L | Annual | Standard | lb/MMBtu | 0.1 | 0.1 | 0.1 | 0.1 | 0.1 | 0.1 | 0.1
NSR KU Brown Unit 3 - SO2 Rate Annual v3.1 | 1022 | 2114 | Rate Constraint in lbs/MMBtu | FALSE | L | Annual | Emissions at Affected Plants SO2 | Thousand Tons | 0 | 0 | 0 | 0 | 0 | 0 | 0
NSR KU Brown Unit 3 - SO2 Rate Annual v3.1 | 1022 | 2114 | Rate Constraint in lbs/MMBtu | FALSE | L | Annual | Allowances Purchased SO2 | Thousand Tons | 0 | 0 | 0 | 0 | 0 | 0 | 0
NSR KU Brown Unit 3 - SO2 Rate Annual v3.1 | 1022 | 2114 | Rate Constraint in lbs/MMBtu | FALSE | L | Annual | Allowances Sold SO2 | Thousand Tons | 0 | 0 | 0 | 0 | 0 | 0 | 0
NSR KU Brown Unit 3 - SO2 Rate Annual v3.1 | 1022 | 2114 | Rate Constraint in lbs/MMBtu | FALSE | L | Annual | Allowances Banked | Thousand Tons | 0 | 0 | 0 | 0 | 0 | 0 | 0
NSR KU Brown Unit 3 - SO2 Rate Annual v3.1 | 1022 | 2114 | Rate Constraint in lbs/MMBtu | FALSE | L | Annual | Allowances Withdrawn (1:1) | Thousand Tons | 0 | 0 | 0 | 0 | 0 | 0 | 0
NSR KU Brown Unit 3 - SO2 Rate Annual v3.1 | 1022 | 2114 | Rate Constraint in lbs/MMBtu | FALSE | L | Annual | Allowances Withdrawn (n:1) | Thousand Tons | 0 | 0 | 0 | 0 | 0 | 0 | 0
NSR KU Brown Unit 3 - SO2 Rate Annual v3.1 | 1022 | 2114 | Rate Constraint in lbs/MMBtu | FALSE | L | Annual | Net Emissions Allowance Position | Thousand Tons | 0 | 0 | 0 | 0 | 0 | 0 | 0
NSR KU Brown Unit 3 - SO2 Rate Annual v3.1 | 1022 | 2114 | Rate Constraint in lbs/MMBtu | FALSE | L | Annual | Fuel Consumed | TBtu | 0 | 0 | 0 | 0 | 0 | 0 | 0
NSR KU Brown Unit 3 - SO2 Rate Annual v3.1 | 1022 | 2114 | Rate Constraint in lbs/MMBtu | FALSE | L | Annual | Rate | lb/MMBtu | 0 | 0 | 0 | 0 | 0 | 0 | 0
NSR KU Brown Unit 3 - SO2 Rate Annual v3.1 | 1022 | 2114 | Rate Constraint in lbs/MMBtu | FALSE | L | Annual | Generation | TWh | 0 | 0 | 0 | 0 | 0 | 0 | 0
NSR KU Brown Unit 3 - SO2 Rate Annual v3.1 | 1022 | 2114 | Rate Constraint in lbs/MMBtu | FALSE | L | Annual | Qualifying Generation | TWh | 0 | 0 | 0 | 0 | 0 | 0 | 0
NSR KU Brown Unit 3 - SO2 Rate Annual v3.1 | 1022 | 2114 | Rate Constraint in lbs/MMBtu | FALSE | L | Annual | Rate | lb/MWh | 0 | 0 | 0 | 0 | 0 | 0 | 0
NSR KU Brown Unit 3 - SO2 Rate Annual v3.1 | 1022 | 2114 | Rate Constraint in lbs/MMBtu | FALSE | L | Annual | Constraint Shadow Price | US2011$/Ton | 0 | 0 | 0 | 0 | 0 | 0 | 0
NSR Laskin 1,2 - NOX Rate Annual v5.14 | 1023 | 6138 | Rate Constraint in lbs/MMBtu | FALSE | L | Annual | Seasons Included | Seasons | Winter, Summer | Winter, Summer | Winter, Summer | Winter, Summer | Winter, Summer | Winter, Summer | Winter, Summer
NSR Laskin 1,2 - NOX Rate Annual v5.14 | 1023 | 6138 | Rate Constraint in lbs/MMBtu | FALSE | L | Annual | Standard | lb/MMBtu | 0.19 | 0.19 | 0.19 | 0.19 | 0.19 | 0.19 | 0.19
NSR Laskin 1,2 - NOX Rate Annual v5.14 | 1023 | 6138 | Rate Constraint in lbs/MMBtu | FALSE | L | Annual | Emissions at Affected Plants NOX | Thousand Tons | 0 | 0 | 0 | 0 | 0 | 0 | 0
NSR Laskin 1,2 - NOX Rate Annual v5.14 | 1023 | 6138 | Rate Constraint in lbs/MMBtu | FALSE | L | Annual | Allowances Purchased NOX | Thousand Tons | 0 | 0 | 0 | 0 | 0 | 0 | 0
NSR Laskin 1,2 - NOX Rate Annual v5.14 | 1023 | 6138 | Rate Constraint in lbs/MMBtu | FALSE | L | Annual | Allowances Sold NOX | Thousand Tons | 0 | 0 | 0 | 0 | 0 | 0 | 0
NSR Laskin 1,2 - NOX Rate Annual v5.14 | 1023 | 6138 | Rate Constraint in lbs/MMBtu | FALSE | L | Annual | Allowances Banked | Thousand Tons | 0 | 0 | 0 | 0 | 0 | 0 | 0
NSR Laskin 1,2 - NOX Rate Annual v5.14 | 1023 | 6138 | Rate Constraint in lbs/MMBtu | FALSE | L | Annual | Allowances Withdrawn (1:1) | Thousand Tons | 0 | 0 | 0 | 0 | 0 | 0 | 0
NSR Laskin 1,2 - NOX Rate Annual v5.14 | 1023 | 6138 | Rate Constraint in lbs/MMBtu | FALSE | L | Annual | Allowances Withdrawn (n:1) | Thousand Tons | 0 | 0 | 0 | 0 | 0 | 0 | 0
NSR Laskin 1,2 - NOX Rate Annual v5.14 | 1023 | 6138 | Rate Constraint in lbs/MMBtu | FALSE | L | Annual | Net Emissions Allowance Position | Thousand Tons | 0 | 0 | 0 | 0 | 0 | 0 | 0
NSR Laskin 1,2 - NOX Rate Annual v5.14 | 1023 | 6138 | Rate Constraint in lbs/MMBtu | FALSE | L | Annual | Fuel Consumed | TBtu | 0 | 0 | 0 | 0 | 0 | 0 | 0
NSR Laskin 1,2 - NOX Rate Annual v5.14 | 1023 | 6138 | Rate Constraint in lbs/MMBtu | FALSE | L | Annual | Rate | lb/MMBtu | 0 | 0 | 0 | 0 | 0 | 0 | 0
NSR Laskin 1,2 - NOX Rate Annual v5.14 | 1023 | 6138 | Rate Constraint in lbs/MMBtu | FALSE | L | Annual | Generation | TWh | 0 | 0 | 0 | 0 | 0 | 0 | 0
NSR Laskin 1,2 - NOX Rate Annual v5.14 | 1023 | 6138 | Rate Constraint in lbs/MMBtu | FALSE | L | Annual | Qualifying Generation | TWh | 0 | 0 | 0 | 0 | 0 | 0 | 0
NSR Laskin 1,2 - NOX Rate Annual v5.14 | 1023 | 6138 | Rate Constraint in lbs/MMBtu | FALSE | L | Annual | Rate | lb/MWh | 0 | 0 | 0 | 0 | 0 | 0 | 0
NSR Laskin 1,2 - NOX Rate Annual v5.14 | 1023 | 6138 | Rate Constraint in lbs/MMBtu | FALSE | L | Annual | Constraint Shadow Price | US2011$/Ton | 0 | 0 | 0 | 0 | 0 | 0 | 0
NSR Laskin 1,2 - SO2 Rate Annual v5.14 | 1024 | 6137 | Rate Constraint in lbs/MMBtu | FALSE | L | Annual | Seasons Included | Seasons | Winter, Summer | Winter, Summer | Winter, Summer | Winter, Summer | Winter, Summer | Winter, Summer | Winter, Summer
NSR Laskin 1,2 - SO2 Rate Annual v5.14 | 1024 | 6137 | Rate Constraint in lbs/MMBtu | FALSE | L | Annual | Standard | lb/MMBtu | 0.2 | 0.2 | 0.2 | 0.2 | 0.2 | 0.2 | 0.2
NSR Laskin 1,2 - SO2 Rate Annual v5.14 | 1024 | 6137 | Rate Constraint in lbs/MMBtu | FALSE | L | Annual | Emissions at Affected Plants SO2 | Thousand Tons | 0 | 0 | 0 | 0 | 0 | 0 | 0
NSR Laskin 1,2 - SO2 Rate Annual v5.14 | 1024 | 6137 | Rate Constraint in lbs/MMBtu | FALSE | L | Annual | Allowances Purchased SO2 | Thousand Tons | 0 | 0 | 0 | 0 | 0 | 0 | 0
NSR Laskin 1,2 - SO2 Rate Annual v5.14 | 1024 | 6137 | Rate Constraint in lbs/MMBtu | FALSE | L | Annual | Allowances Sold SO2 | Thousand Tons | 0 | 0 | 0 | 0 | 0 | 0 | 0
NSR Laskin 1,2 - SO2 Rate Annual v5.14 | 1024 | 6137 | Rate Constraint in lbs/MMBtu | FALSE | L | Annual | Allowances Banked | Thousand Tons | 0 | 0 | 0 | 0 | 0 | 0 | 0
NSR Laskin 1,2 - SO2 Rate Annual v5.14 | 1024 | 6137 | Rate Constraint in lbs/MMBtu | FALSE | L | Annual | Allowances Withdrawn (1:1) | Thousand Tons | 0 | 0 | 0 | 0 | 0 | 0 | 0
NSR Laskin 1,2 - SO2 Rate Annual v5.14 | 1024 | 6137 | Rate Constraint in lbs/MMBtu | FALSE | L | Annual | Allowances Withdrawn (n:1) | Thousand Tons | 0 | 0 | 0 | 0 | 0 | 0 | 0
NSR Laskin 1,2 - SO2 Rate Annual v5.14 | 1024 | 6137 | Rate Constraint in lbs/MMBtu | FALSE | L | Annual | Net Emissions Allowance Position | Thousand Tons | 0 | 0 | 0 | 0 | 0 | 0 | 0
NSR Laskin 1,2 - SO2 Rate Annual v5.14 | 1024 | 6137 | Rate Constraint in lbs/MMBtu | FALSE | L | Annual | Fuel Consumed | TBtu | 0 | 0 | 0 | 0 | 0 | 0 | 0
NSR Laskin 1,2 - SO2 Rate Annual v5.14 | 1024 | 6137 | Rate Constraint in lbs/MMBtu | FALSE | L | Annual | Rate | lb/MMBtu | 0 | 0 | 0 | 0 | 0 | 0 | 0
NSR Laskin 1,2 - SO2 Rate Annual v5.14 | 1024 | 6137 | Rate Constraint in lbs/MMBtu | FALSE | L | Annual | Generation | TWh | 0 | 0 | 0 | 0 | 0 | 0 | 0
NSR Laskin 1,2 - SO2 Rate Annual v5.14 | 1024 | 6137 | Rate Constraint in lbs/MMBtu | FALSE | L | Annual | Qualifying Generation | TWh | 0 | 0 | 0 | 0 | 0 | 0 | 0
NSR Laskin 1,2 - SO2 Rate Annual v5.14 | 1024 | 6137 | Rate Constraint in lbs/MMBtu | FALSE | L | Annual | Rate | lb/MWh | 0 | 0 | 0 | 0 | 0 | 0 | 0
NSR Laskin 1,2 - SO2 Rate Annual v5.14 | 1024 | 6137 | Rate Constraint in lbs/MMBtu | FALSE | L | Annual | Constraint Shadow Price | US2011$/Ton | 0 | 3411.5649 | 0 | 0 | 0 | 0 | 17340.6371
NSR Level Baldwin 3 - NOX Rate Annual v3.1, Unit 4279 and retrofits | 1025 | 1862 | Rate Constraint in lbs/MMBtu | FALSE | L | Annual | Seasons Included | Seasons | Winter, Summer | Winter, Summer | Winter, Summer | Winter, Summer | Winter, Summer | Winter, Summer | Winter, Summer
NSR Level Baldwin 3 - NOX Rate Annual v3.1, Unit 4279 and retrofits | 1025 | 1862 | Rate Constraint in lbs/MMBtu | FALSE | L | Annual | Standard | lb/MMBtu | 0.1 | 0.1 | 0.1 | 0.1 | 0.1 | 0.1 | 0.1
NSR Level Baldwin 3 - NOX Rate Annual v3.1, Unit 4279 and retrofits | 1025 | 1862 | Rate Constraint in lbs/MMBtu | FALSE | L | Annual | Emissions at Affected Plants NOX | Thousand Tons | 0.0033962 | 0.0033962 | 0.0033962 | 0.0033962 | 0.0029666 | 0.0031555 | 0.0031555
NSR Level Baldwin 3 - NOX Rate Annual v3.1, Unit 4279 and retrofits | 1025 | 1862 | Rate Constraint in lbs/MMBtu | FALSE | L | Annual | Allowances Purchased NOX | Thousand Tons | 0 | 0 | 0 | 0 | 0 | 0 | 0
NSR Level Baldwin 3 - NOX Rate Annual v3.1, Unit 4279 and retrofits | 1025 | 1862 | Rate Constraint in lbs/MMBtu | FALSE | L | Annual | Allowances Sold NOX | Thousand Tons | 0 | 0 | 0 | 0 | 0 | 0 | 0
NSR Level Baldwin 3 - NOX Rate Annual v3.1, Unit 4279 and retrofits | 1025 | 1862 | Rate Constraint in lbs/MMBtu | FALSE | L | Annual | Allowances Banked | Thousand Tons | 0 | 0 | 0 | 0 | 0 | 0 | 0
NSR Level Baldwin 3 - NOX Rate Annual v3.1, Unit 4279 and retrofits | 1025 | 1862 | Rate Constraint in lbs/MMBtu | FALSE | L | Annual | Allowances Withdrawn (1:1) | Thousand Tons | 0 | 0 | 0 | 0 | 0 | 0 | 0
NSR Level Baldwin 3 - NOX Rate Annual v3.1, Unit 4279 and retrofits | 1025 | 1862 | Rate Constraint in lbs/MMBtu | FALSE | L | Annual | Allowances Withdrawn (n:1) | Thousand Tons | 0 | 0 | 0 | 0 | 0 | 0 | 0
NSR Level Baldwin 3 - NOX Rate Annual v3.1, Unit 4279 and retrofits | 1025 | 1862 | Rate Constraint in lbs/MMBtu | FALSE | L | Annual | Net Emissions Allowance Position | Thousand Tons | 0.0033962 | 0.0033962 | 0.0033962 | 0.0033962 | 0.0029666 | 0.0031555 | 0.0031555
NSR Level Baldwin 3 - NOX Rate Annual v3.1, Unit 4279 and retrofits | 1025 | 1862 | Rate Constraint in lbs/MMBtu | FALSE | L | Annual | Fuel Consumed | TBtu | 0.073764 | 0.073647 | 0.073764 | 0.073764 | 0.064331 | 0.068428 | 0.068428
NSR Level Baldwin 3 - NOX Rate Annual v3.1, Unit 4279 and retrofits | 1025 | 1862 | Rate Constraint in lbs/MMBtu | FALSE | L | Annual | Rate | lb/MMBtu | 0.092084 | 0.09223 | 0.092084 | 0.092084 | 0.09223 | 0.09223 | 0.09223
NSR Level Baldwin 3 - NOX Rate Annual v3.1, Unit 4279 and retrofits | 1025 | 1862 | Rate Constraint in lbs/MMBtu | FALSE | L | Annual | Generation | TWh | 0.0072911 | 0.0072911 | 0.0072911 | 0.0072911 | 0.0063688 | 0.0067744 | 0.0067744
NSR Level Baldwin 3 - NOX Rate Annual v3.1, Unit 4279 and retrofits | 1025 | 1862 | Rate Constraint in lbs/MMBtu | FALSE | L | Annual | Qualifying Generation | TWh | 0.0072911 | 0.0072911 | 0.0072911 | 0.0072911 | 0.0063688 | 0.0067744 | 0.0067744
NSR Level Baldwin 3 - NOX Rate Annual v3.1, Unit 4279 and retrofits | 1025 | 1862 | Rate Constraint in lbs/MMBtu | FALSE | L | Annual | Rate | lb/MWh | 0.46581 | 0.46581 | 0.46581 | 0.46581 | 0.46581 | 0.46581 | 0.46581
NSR Level Baldwin 3 - NOX Rate Annual v3.1, Unit 4279 and retrofits | 1025 | 1862 | Rate Constraint in lbs/MMBtu | FALSE | L | Annual | Constraint Shadow Price | US2011$/Ton | 0 | 0 | 0 | 0 | 0 | 0 | 0
NSR Level Havana 9 - SO2 Rate Annual v3.1, Unit 4238 and retrofits | 1026 | 1868 | Rate Constraint in lbs/MMBtu | FALSE | L | Annual | Seasons Included | Seasons | Winter, Summer | Winter, Summer | Winter, Summer | Winter, Summer | Winter, Summer | Winter, Summer | Winter, Summer
NSR Level Havana 9 - SO2 Rate Annual v3.1, Unit 4238 and retrofits | 1026 | 1868 | Rate Constraint in lbs/MMBtu | FALSE | L | Annual | Standard | lb/MMBtu | 0.1 | 0.1 | 0.1 | 0.1 | 0.1 | 0.1 | 0.1
NSR Level Havana 9 - SO2 Rate Annual v3.1, Unit 4238 and retrofits | 1026 | 1868 | Rate Constraint in lbs/MMBtu | FALSE | L | Annual | Emissions at Affected Plants SO2 | Thousand Tons | 1.0632 | 0.92874 | 1.0632 | 1.0042 | 0.67678 | 0.83818 | 0.76728
NSR Level Havana 9 - SO2 Rate Annual v3.1, Unit 4238 and retrofits | 1026 | 1868 | Rate Constraint in lbs/MMBtu | FALSE | L | Annual | Allowances Purchased SO2 | Thousand Tons | 0 | 0 | 0 | 0 | 0 | 0 | 0
NSR Level Havana 9 - SO2 Rate Annual v3.1, Unit 4238 and retrofits | 1026 | 1868 | Rate Constraint in lbs/MMBtu | FALSE | L | Annual | Allowances Sold SO2 | Thousand Tons | 0 | 0 | 0 | 0 | 0 | 0 | 0
NSR Level Havana 9 - SO2 Rate Annual v3.1, Unit 4238 and retrofits | 1026 | 1868 | Rate Constraint in lbs/MMBtu | FALSE | L | Annual | Allowances Banked | Thousand Tons | 0 | 0 | 0 | 0 | 0 | 0 | 0
NSR Level Havana 9 - SO2 Rate Annual v3.1, Unit 4238 and retrofits | 1026 | 1868 | Rate Constraint in lbs/MMBtu | FALSE | L | Annual | Allowances Withdrawn (1:1) | Thousand Tons | 0 | 0 | 0 | 0 | 0 | 0 | 0
NSR Level Havana 9 - SO2 Rate Annual v3.1, Unit 4238 and retrofits | 1026 | 1868 | Rate Constraint in lbs/MMBtu | FALSE | L | Annual | Allowances Withdrawn (n:1) | Thousand Tons | 0 | 0 | 0 | 0 | 0 | 0 | 0
NSR Level Havana 9 - SO2 Rate Annual v3.1, Unit 4238 and retrofits | 1026 | 1868 | Rate Constraint in lbs/MMBtu | FALSE | L | Annual | Net Emissions Allowance Position | Thousand Tons | 1.0632 | 0.92874 | 1.0632 | 1.0042 | 0.67678 | 0.83818 | 0.76728
NSR Level Havana 9 - SO2 Rate Annual v3.1, Unit 4238 and retrofits | 1026 | 1868 | Rate Constraint in lbs/MMBtu | FALSE | L | Annual | Fuel Consumed | TBtu | 35.6432 | 30.9581 | 35.6432 | 33.6632 | 22.5594 | 27.9395 | 25.5761
NSR Level Havana 9 - SO2 Rate Annual v3.1, Unit 4238 and retrofits | 1026 | 1868 | Rate Constraint in lbs/MMBtu | FALSE | L | Annual | Rate | lb/MMBtu | 0.05966 | 0.06 | 0.05966 | 0.05966 | 0.06 | 0.06 | 0.06
NSR Level Havana 9 - SO2 Rate Annual v3.1, Unit 4238 and retrofits | 1026 | 1868 | Rate Constraint in lbs/MMBtu | FALSE | L | Annual | Generation | TWh | 3.0635 | 2.676 | 3.0635 | 2.8933 | 1.95 | 2.415 | 2.2107
NSR Level Havana 9 - SO2 Rate Annual v3.1, Unit 4238 and retrofits | 1026 | 1868 | Rate Constraint in lbs/MMBtu | FALSE | L | Annual | Qualifying Generation | TWh | 3.0635 | 2.676 | 3.0635 | 2.8933 | 1.95 | 2.415 | 2.2107
NSR Level Havana 9 - SO2 Rate Annual v3.1, Unit 4238 and retrofits | 1026 | 1868 | Rate Constraint in lbs/MMBtu | FALSE | L | Annual | Rate | lb/MWh | 0.34707 | 0.34707 | 0.34707 | 0.34707 | 0.34707 | 0.34707 | 0.34707
NSR Level Havana 9 - SO2 Rate Annual v3.1, Unit 4238 and retrofits | 1026 | 1868 | Rate Constraint in lbs/MMBtu | FALSE | L | Annual | Constraint Shadow Price | US2011$/Ton | 0 | 0 | 0 | 0 | 0 | 0 | 0
NSR Level Hudson 2 - NOX Rate Annual v3.1, Unit 4241 and retrofits | 1027 | 1945 | Rate Constraint in lbs/MMBtu | FALSE | L | Annual | Seasons Included | Seasons | Winter, Summer | Winter, Summer | Winter, Summer | Winter, Summer | Winter, Summer | Winter, Summer | Winter, Summer
NSR Level Hudson 2 - NOX Rate Annual v3.1, Unit 4241 and retrofits | 1027 | 1945 | Rate Constraint in lbs/MMBtu | FALSE | L | Annual | Standard | lb/MMBtu | 0.1 | 0.1 | 0.1 | 0.1 | 0.1 | 0.1 | 0.1
NSR Level Hudson 2 - NOX Rate Annual v3.1, Unit 4241 and retrofits | 1027 | 1945 | Rate Constraint in lbs/MMBtu | FALSE | L | Annual | Emissions at Affected Plants NOX | Thousand Tons | 0 | 0 | 0 | 0 | 0 | 0 | 0
NSR Level Hudson 2 - NOX Rate Annual v3.1, Unit 4241 and retrofits | 1027 | 1945 | Rate Constraint in lbs/MMBtu | FALSE | L | Annual | Allowances Purchased NOX | Thousand Tons | 0 | 0 | 0 | 0 | 0 | 0 | 0
NSR Level Hudson 2 - NOX Rate Annual v3.1, Unit 4241 and retrofits | 1027 | 1945 | Rate Constraint in lbs/MMBtu | FALSE | L | Annual | Allowances Sold NOX | Thousand Tons | 0 | 0 | 0 | 0 | 0 | 0 | 0
NSR Level Hudson 2 - NOX Rate Annual v3.1, Unit 4241 and retrofits | 1027 | 1945 | Rate Constraint in lbs/MMBtu | FALSE | L | Annual | Allowances Banked | Thousand Tons | 0 | 0 | 0 | 0 | 0 | 0 | 0
NSR Level Hudson 2 - NOX Rate Annual v3.1, Unit 4241 and retrofits | 1027 | 1945 | Rate Constraint in lbs/MMBtu | FALSE | L | Annual | Allowances Withdrawn (1:1) | Thousand Tons | 0 | 0 | 0 | 0 | 0 | 0 | 0
NSR Level Hudson 2 - NOX Rate Annual v3.1, Unit 4241 and retrofits | 1027 | 1945 | Rate Constraint in lbs/MMBtu | FALSE | L | Annual | Allowances Withdrawn (n:1) | Thousand Tons | 0 | 0 | 0 | 0 | 0 | 0 | 0
NSR Level Hudson 2 - NOX Rate Annual v3.1, Unit 4241 and retrofits | 1027 | 1945 | Rate Constraint in lbs/MMBtu | FALSE | L | Annual | Net Emissions Allowance Position | Thousand Tons | 0 | 0 | 0 | 0 | 0 | 0 | 0
NSR Level Hudson 2 - NOX Rate Annual v3.1, Unit 4241 and retrofits | 1027 | 1945 | Rate Constraint in lbs/MMBtu | FALSE | L | Annual | Fuel Consumed | TBtu | 0 | 0 | 0 | 0 | 0 | 0 | 0
NSR Level Hudson 2 - NOX Rate Annual v3.1, Unit 4241 and retrofits | 1027 | 1945 | Rate Constraint in lbs/MMBtu | FALSE | L | Annual | Rate | lb/MMBtu | 0 | 0 | 0 | 0 | 0 | 0 | 0
NSR Level Hudson 2 - NOX Rate Annual v3.1, Unit 4241 and retrofits | 1027 | 1945 | Rate Constraint in lbs/MMBtu | FALSE | L | Annual | Generation | TWh | 0 | 0 | 0 | 0 | 0 | 0 | 0
NSR Level Hudson 2 - NOX Rate Annual v3.1, Unit 4241 and retrofits | 1027 | 1945 | Rate Constraint in lbs/MMBtu | FALSE | L | Annual | Qualifying Generation | TWh | 0 | 0 | 0 | 0 | 0 | 0 | 0
NSR Level Hudson 2 - NOX Rate Annual v3.1, Unit 4241 and retrofits | 1027 | 1945 | Rate Constraint in lbs/MMBtu | FALSE | L | Annual | Rate | lb/MWh | 0 | 0 | 0 | 0 | 0 | 0 | 0
NSR Level Hudson 2 - NOX Rate Annual v3.1, Unit 4241 and retrofits | 1027 | 1945 | Rate Constraint in lbs/MMBtu | FALSE | L | Annual | Constraint Shadow Price | US2011$/Ton | 0 | 0 | 0 | 0 | 0 | 0 | 0
NSR Level Hudson 2 - SO2 Rate Annual v3.1, Unit 4241 and retrofits | 1028 | 1870 | Rate Constraint in lbs/MMBtu | FALSE | L | Annual | Seasons Included | Seasons | Winter, Summer | Winter, Summer | Winter, Summer | Winter, Summer | Winter, Summer | Winter, Summer | Winter, Summer
NSR Level Hudson 2 - SO2 Rate Annual v3.1, Unit 4241 and retrofits | 1028 | 1870 | Rate Constraint in lbs/MMBtu | FALSE | L | Annual | Standard | lb/MMBtu | 0.15 | 0.15 | 0.15 | 0.15 | 0.15 | 0.15 | 0.15
NSR Level Hudson 2 - SO2 Rate Annual v3.1, Unit 4241 and retrofits | 1028 | 1870 | Rate Constraint in lbs/MMBtu | FALSE | L | Annual | Emissions at Affected Plants SO2 | Thousand Tons | 0 | 0 | 0 | 0 | 0 | 0 | 0
NSR Level Hudson 2 - SO2 Rate Annual v3.1, Unit 4241 and retrofits | 1028 | 1870 | Rate Constraint in lbs/MMBtu | FALSE | L | Annual | Allowances Purchased SO2 | Thousand Tons | 0 | 0 | 0 | 0 | 0 | 0 | 0
NSR Level Hudson 2 - SO2 Rate Annual v3.1, Unit 4241 and retrofits | 1028 | 1870 | Rate Constraint in lbs/MMBtu | FALSE | L | Annual | Allowances Sold SO2 | Thousand Tons | 0 | 0 | 0 | 0 | 0 | 0 | 0
NSR Level Hudson 2 - SO2 Rate Annual v3.1, Unit 4241 and retrofits | 1028 | 1870 | Rate Constraint in lbs/MMBtu | FALSE | L | Annual | Allowances Banked | Thousand Tons | 0 | 0 | 0 | 0 | 0 | 0 | 0
NSR Level Hudson 2 - SO2 Rate Annual v3.1, Unit 4241 and retrofits | 1028 | 1870 | Rate Constraint in lbs/MMBtu | FALSE | L | Annual | Allowances Withdrawn (1:1) | Thousand Tons | 0 | 0 | 0 | 0 | 0 | 0 | 0
NSR Level Hudson 2 - SO2 Rate Annual v3.1, Unit 4241 and retrofits | 1028 | 1870 | Rate Constraint in lbs/MMBtu | FALSE | L | Annual | Allowances Withdrawn (n:1) | Thousand Tons | 0 | 0 | 0 | 0 | 0 | 0 | 0
NSR Level Hudson 2 - SO2 Rate Annual v3.1, Unit 4241 and retrofits | 1028 | 1870 | Rate Constraint in lbs/MMBtu | FALSE | L | Annual | Net Emissions Allowance Position | Thousand Tons | 0 | 0 | 0 | 0 | 0 | 0 | 0
NSR Level Hudson 2 - SO2 Rate Annual v3.1, Unit 4241 and retrofits | 1028 | 1870 | Rate Constraint in lbs/MMBtu | FALSE | L | Annual | Fuel Consumed | TBtu | 0 | 0 | 0 | 0 | 0 | 0 | 0
NSR Level Hudson 2 - SO2 Rate Annual v3.1, Unit 4241 and retrofits | 1028 | 1870 | Rate Constraint in lbs/MMBtu | FALSE | L | Annual | Rate | lb/MMBtu | 0 | 0 | 0 | 0 | 0 | 0 | 0
NSR Level Hudson 2 - SO2 Rate Annual v3.1, Unit 4241 and retrofits | 1028 | 1870 | Rate Constraint in lbs/MMBtu | FALSE | L | Annual | Generation | TWh | 0 | 0 | 0 | 0 | 0 | 0 | 0
NSR Level Hudson 2 - SO2 Rate Annual v3.1, Unit 4241 and retrofits | 1028 | 1870 | Rate Constraint in lbs/MMBtu | FALSE | L | Annual | Qualifying Generation | TWh | 0 | 0 | 0 | 0 | 0 | 0 | 0
NSR Level Hudson 2 - SO2 Rate Annual v3.1, Unit 4241 and retrofits | 1028 | 1870 | Rate Constraint in lbs/MMBtu | FALSE | L | Annual | Rate | lb/MWh | 0 | 0 | 0 | 0 | 0 | 0 | 0
NSR Level Hudson 2 - SO2 Rate Annual v3.1, Unit 4241 and retrofits | 1028 | 1870 | Rate Constraint in lbs/MMBtu | FALSE | L | Annual | Constraint Shadow Price | US2011$/Ton | 0 | 0 | 0 | 0 | 0 | 0 | 0
NSR Level Mercer 1 - SO2 Rate Annual v3.1, Unit 4242 and retrofits | 1029 | 1932 | Rate Constraint in lbs/MMBtu | FALSE | L | Annual | Seasons Included | Seasons | Winter, Summer | Winter, Summer | Winter, Summer | Winter, Summer | Winter, Summer | Winter, Summer | Winter, Summer
NSR Level Mercer 1 - SO2 Rate Annual v3.1, Unit 4242 and retrofits | 1029 | 1932 | Rate Constraint in lbs/MMBtu | FALSE | L | Annual | Standard | lb/MMBtu | 0.15 | 0.15 | 0.15 | 0.15 | 0.15 | 0.15 | 0.15
NSR Level Mercer 1 - SO2 Rate Annual v3.1, Unit 4242 and retrofits | 1029 | 1932 | Rate Constraint in lbs/MMBtu | FALSE | L | Annual | Emissions at Affected Plants SO2 | Thousand Tons | 0 | 0 | 0 | 0 | 0 | 0 | 0
NSR Level Mercer 1 - SO2 Rate Annual v3.1, Unit 4242 and retrofits | 1029 | 1932 | Rate Constraint in lbs/MMBtu | FALSE | L | Annual | Allowances Purchased SO2 | Thousand Tons | 0 | 0 | 0 | 0 | 0 | 0 | 0
NSR Level Mercer 1 - SO2 Rate Annual v3.1, Unit 4242 and retrofits | 1029 | 1932 | Rate Constraint in lbs/MMBtu | FALSE | L | Annual | Allowances Sold SO2 | Thousand Tons | 0 | 0 | 0 | 0 | 0 | 0 | 0
NSR Level Mercer 1 - SO2 Rate Annual v3.1, Unit 4242 and retrofits | 1029 | 1932 | Rate Constraint in lbs/MMBtu | FALSE | L | Annual | Allowances Banked | Thousand Tons | 0 | 0 | 0 | 0 | 0 | 0 | 0
NSR Level Mercer 1 - SO2 Rate Annual v3.1, Unit 4242 and retrofits | 1029 | 1932 | Rate Constraint in lbs/MMBtu | FALSE | L | Annual | Allowances Withdrawn (1:1) | Thousand Tons | 0 | 0 | 0 | 0 | 0 | 0 | 0
NSR Level Mercer 1 - SO2 Rate Annual v3.1, Unit 4242 and retrofits | 1029 | 1932 | Rate Constraint in lbs/MMBtu | FALSE | L | Annual | Allowances Withdrawn (n:1) | Thousand Tons | 0 | 0 | 0 | 0 | 0 | 0 | 0
NSR Level Mercer 1 - SO2 Rate Annual v3.1, Unit 4242 and retrofits | 1029 | 1932 | Rate Constraint in lbs/MMBtu | FALSE | L | Annual | Net Emissions Allowance Position | Thousand Tons | 0 | 0 | 0 | 0 | 0 | 0 | 0
NSR Level Mercer 1 - SO2 Rate Annual v3.1, Unit 4242 and retrofits | 1029 | 1932 | Rate Constraint in lbs/MMBtu | FALSE | L | Annual | Fuel Consumed | TBtu | 0 | 0 | 0 | 0 | 0 | 0 | 0
NSR Level Mercer 1 - SO2 Rate Annual v3.1, Unit 4242 and retrofits | 1029 | 1932 | Rate Constraint in lbs/MMBtu | FALSE | L | Annual | Rate | lb/MMBtu | 0 | 0 | 0 | 0 | 0 | 0 | 0
NSR Level Mercer 1 - SO2 Rate Annual v3.1, Unit 4242 and retrofits | 1029 | 1932 | Rate Constraint in lbs/MMBtu | FALSE | L | Annual | Generation | TWh | 0 | 0 | 0 | 0 | 0 | 0 | 0
NSR Level Mercer 1 - SO2 Rate Annual v3.1, Unit 4242 and retrofits | 1029 | 1932 | Rate Constraint in lbs/MMBtu | FALSE | L | Annual | Qualifying Generation | TWh | 0 | 0 | 0 | 0 | 0 | 0 | 0
NSR Level Mercer 1 - SO2 Rate Annual v3.1, Unit 4242 and retrofits | 1029 | 1932 | Rate Constraint in lbs/MMBtu | FALSE | L | Annual | Rate | lb/MWh | 0 | 0 | 0 | 0 | 0 | 0 | 0
NSR Level Mercer 1 - SO2 Rate Annual v3.1, Unit 4242 and retrofits | 1029 | 1932 | Rate Constraint in lbs/MMBtu | FALSE | L | Annual | Constraint Shadow Price | US2011$/Ton | 0 | 0 | 0 | 0 | 0 | 0 | 0
NSR Level Mercer 1,2 - NOX Rate Annual v3.1, Unit 4242 and retrofits | 1030 | 1934 | Rate Constraint in lbs/MMBtu | FALSE | L | Annual | Seasons Included | Seasons | Winter, Summer | Winter, Summer | Winter, Summer | Winter, Summer | Winter, Summer | Winter, Summer | Winter, Summer
NSR Level Mercer 1,2 - NOX Rate Annual v3.1, Unit 4242 and retrofits | 1030 | 1934 | Rate Constraint in lbs/MMBtu | FALSE | L | Annual | Standard | lb/MMBtu | 0.1 | 0.1 | 0.1 | 0.1 | 0.1 | 0.1 | 0.1
NSR Level Mercer 1,2 - NOX Rate Annual v3.1, Unit 4242 and retrofits | 1030 | 1934 | Rate Constraint in lbs/MMBtu | FALSE | L | Annual | Emissions at Affected Plants NOX | Thousand Tons | 0 | 0 | 0 | 0 | 0 | 0 | 0
NSR Level Mercer 1,2 - NOX Rate Annual v3.1, Unit 4242 and retrofits | 1030 | 1934 | Rate Constraint in lbs/MMBtu | FALSE | L | Annual | Allowances Purchased NOX | Thousand Tons | 0 | 0 | 0 | 0 | 0 | 0 | 0
NSR Level Mercer 1,2 - NOX Rate Annual v3.1, Unit 4242 and retrofits | 1030 | 1934 | Rate Constraint in lbs/MMBtu | FALSE | L | Annual | Allowances Sold NOX | Thousand Tons | 0 | 0 | 0 | 0 | 0 | 0 | 0
NSR Level Mercer 1,2 - NOX Rate Annual v3.1, Unit 4242 and retrofits | 1030 | 1934 | Rate Constraint in lbs/MMBtu | FALSE | L | Annual | Allowances Banked | Thousand Tons | 0 | 0 | 0 | 0 | 0 | 0 | 0
NSR Level Mercer 1,2 - NOX Rate Annual v3.1, Unit 4242 and retrofits | 1030 | 1934 | Rate Constraint in lbs/MMBtu | FALSE | L | Annual | Allowances Withdrawn (1:1) | Thousand Tons | 0 | 0 | 0 | 0 | 0 | 0 | 0
NSR Level Mercer 1,2 - NOX Rate Annual v3.1, Unit 4242 and retrofits | 1030 | 1934 | Rate Constraint in lbs/MMBtu | FALSE | L | Annual | Allowances Withdrawn (n:1) | Thousand Tons | 0 | 0 | 0 | 0 | 0 | 0 | 0
NSR Level Mercer 1,2 - NOX Rate Annual v3.1, Unit 4242 and retrofits | 1030 | 1934 | Rate Constraint in lbs/MMBtu | FALSE | L | Annual | Net Emissions Allowance Position | Thousand Tons | 0 | 0 | 0 | 0 | 0 | 0 | 0
NSR Level Mercer 1,2 - NOX Rate Annual v3.1, Unit 4242 and retrofits | 1030 | 1934 | Rate Constraint in lbs/MMBtu | FALSE | L | Annual | Fuel Consumed | TBtu | 0 | 0 | 0 | 0 | 0 | 0 | 0
NSR Level Mercer 1,2 - NOX Rate Annual v3.1, Unit 4242 and retrofits | 1030 | 1934 | Rate Constraint in lbs/MMBtu | FALSE | L | Annual | Rate | lb/MMBtu | 0 | 0 | 0 | 0 | 0 | 0 | 0
NSR Level Mercer 1,2 - NOX Rate Annual v3.1, Unit 4242 and retrofits | 1030 | 1934 | Rate Constraint in lbs/MMBtu | FALSE | L | Annual | Generation | TWh | 0 | 0 | 0 | 0 | 0 | 0 | 0
NSR Level Mercer 1,2 - NOX Rate Annual v3.1, Unit 4242 and retrofits | 1030 | 1934 | Rate Constraint in lbs/MMBtu | FALSE | L | Annual | Qualifying Generation | TWh | 0 | 0 | 0 | 0 | 0 | 0 | 0
NSR Level Mercer 1,2 - NOX Rate Annual v3.1, Unit 4242 and retrofits | 1030 | 1934 | Rate Constraint in lbs/MMBtu | FALSE | L | Annual | Rate | lb/MWh | 0 | 0 | 0 | 0 | 0 | 0 | 0
NSR Level Mercer 1,2 - NOX Rate Annual v3.1, Unit 4242 and retrofits | 1030 | 1934 | Rate Constraint in lbs/MMBtu | FALSE | L | Annual | Constraint Shadow Price | US2011$/Ton | 0 | 0 | 0 | 0 | 0 | 0 | 0
NSR Level Mercer 1,2 - NOX Rate Annual v3.1, Unit 4243 and retrofits | 1031 | 1934 | Rate Constraint in lbs/MMBtu | FALSE | L | Annual | Seasons Included | Seasons | Winter, Summer | Winter, Summer | Winter, Summer | Winter, Summer | Winter, Summer | Winter, Summer | Winter, Summer
NSR Level Mercer 1,2 - NOX Rate Annual v3.1, Unit 4243 and retrofits | 1031 | 1934 | Rate Constraint in lbs/MMBtu | FALSE | L | Annual | Standard | lb/MMBtu | 0.1 | 0.1 | 0.1 | 0.1 | 0.1 | 0.1 | 0.1
NSR Level Mercer 1,2 - NOX Rate Annual v3.1, Unit 4243 and retrofits | 1031 | 1934 | Rate Constraint in lbs/MMBtu | FALSE | L | Annual | Emissions at Affected Plants NOX | Thousand Tons | 0 | 0 | 0 | 0 | 0 | 0 | 0
NSR Level Mercer 1,2 - NOX Rate Annual v3.1, Unit 4243 and retrofits | 1031 | 1934 | Rate Constraint in lbs/MMBtu | FALSE | L | Annual | Allowances Purchased NOX | Thousand Tons | 0 | 0 | 0 | 0 | 0 | 0 | 0
NSR Level Mercer 1,2 - NOX Rate Annual v3.1, Unit 4243 and retrofits | 1031 | 1934 | Rate Constraint in lbs/MMBtu | FALSE | L | Annual | Allowances Sold NOX | Thousand Tons | 0 | 0 | 0 | 0 | 0 | 0 | 0
NSR Level Mercer 1,2 - NOX Rate Annual v3.1, Unit 4243 and retrofits | 1031 | 1934 | Rate Constraint in lbs/MMBtu | FALSE | L | Annual | Allowances Banked | Thousand Tons | 0 | 0 | 0 | 0 | 0 | 0 | 0
NSR Level Mercer 1,2 - NOX Rate Annual v3.1, Unit 4243 and retrofits | 1031 | 1934 | Rate Constraint in lbs/MMBtu | FALSE | L | Annual | Allowances Withdrawn (1:1) | Thousand Tons | 0 | 0 | 0 | 0 | 0 | 0 | 0
NSR Level Mercer 1,2 - NOX Rate Annual v3.1, Unit 4243 and retrofits | 1031 | 1934 | Rate Constraint in lbs/MMBtu | FALSE | L | Annual | Allowances Withdrawn (n:1) | Thousand Tons | 0 | 0 | 0 | 0 | 0 | 0 | 0
NSR Level Mercer 1,2 - NOX Rate Annual v3.1, Unit 4243 and retrofits | 1031 | 1934 | Rate Constraint in lbs/MMBtu | FALSE | L | Annual | Net Emissions Allowance Position | Thousand Tons | 0 | 0 | 0 | 0 | 0 | 0 | 0
NSR Level Mercer 1,2 - NOX Rate Annual v3.1, Unit 4243 and retrofits | 1031 | 1934 | Rate Constraint in lbs/MMBtu | FALSE | L | Annual | Fuel Consumed | TBtu | 0 | 0 | 0 | 0 | 0 | 0 | 0
NSR Level Mercer 1,2 - NOX Rate Annual v3.1, Unit 4243 and retrofits | 1031 | 1934 | Rate Constraint in lbs/MMBtu | FALSE | L | Annual | Rate | lb/MMBtu | 0 | 0 | 0 | 0 | 0 | 0 | 0
NSR Level Mercer 1,2 - NOX Rate Annual v3.1, Unit 4243 and retrofits | 1031 | 1934 | Rate Constraint in lbs/MMBtu | FALSE | L | Annual | Generation | TWh | 0 | 0 | 0 | 0 | 0 | 0 | 0
NSR Level Mercer 1,2 - NOX Rate Annual v3.1, Unit 4243 and retrofits | 1031 | 1934 | Rate Constraint in lbs/MMBtu | FALSE | L | Annual | Qualifying Generation | TWh | 0 | 0 | 0 | 0 | 0 | 0 | 0
NSR Level Mercer 1,2 - NOX Rate Annual v3.1, Unit 4243 and retrofits | 1031 | 1934 | Rate Constraint in lbs/MMBtu | FALSE | L | Annual | Rate | lb/MWh | 0 | 0 | 0 | 0 | 0 | 0 | 0
NSR Level Mercer 1,2 - NOX Rate Annual v3.1, Unit 4243 and retrofits | 1031 | 1934 | Rate Constraint in lbs/MMBtu | FALSE | L | Annual | Constraint Shadow Price | US2011$/Ton | 0 | 0 | 0 | 0 | 0 | 0 | 0
NSR Level Mercer 2 - SO2 Rate Annual v3.1, Unit 4243 and retrofits | 1032 | 1933 | Rate Constraint in lbs/MMBtu | FALSE | L | Annual | Seasons Included | Seasons | Winter, Summer | Winter, Summer | Winter, Summer | Winter, Summer | Winter, Summer | Winter, Summer | Winter, Summer
NSR Level Mercer 2 - SO2 Rate Annual v3.1, Unit 4243 and retrofits | 1032 | 1933 | Rate Constraint in lbs/MMBtu | FALSE | L | Annual | Standard | lb/MMBtu | 0.15 | 0.15 | 0.15 | 0.15 | 0.15 | 0.15 | 0.15
NSR Level Mercer 2 - SO2 Rate Annual v3.1, Unit 4243 and retrofits | 1032 | 1933 | Rate Constraint in lbs/MMBtu | FALSE | L | Annual | Emissions at Affected Plants SO2 | Thousand Tons | 0 | 0 | 0 | 0 | 0 | 0 | 0
NSR Level Mercer 2 - SO2 Rate Annual v3.1, Unit 4243 and retrofits | 1032 | 1933 | Rate Constraint in lbs/MMBtu | FALSE | L | Annual | Allowances Purchased SO2 | Thousand Tons | 0 | 0 | 0 | 0 | 0 | 0 | 0
NSR Level Mercer 2 - SO2 Rate Annual v3.1, Unit 4243 and retrofits | 1032 | 1933 | Rate Constraint in lbs/MMBtu | FALSE | L | Annual | Allowances Sold SO2 | Thousand Tons | 0 | 0 | 0 | 0 | 0 | 0 | 0
NSR Level Mercer 2 - SO2 Rate Annual v3.1, Unit 4243 and retrofits | 1032 | 1933 | Rate Constraint in lbs/MMBtu | FALSE | L | Annual | Allowances Banked | Thousand Tons | 0 | 0 | 0 | 0 | 0 | 0 | 0
NSR Level Mercer 2 - SO2 Rate Annual v3.1, Unit 4243 and retrofits | 1032 | 1933 | Rate Constraint in lbs/MMBtu | FALSE | L | Annual | Allowances Withdrawn (1:1) | Thousand Tons | 0 | 0 | 0 | 0 | 0 | 0 | 0
NSR Level Mercer 2 - SO2 Rate Annual v3.1, Unit 4243 and retrofits | 1032 | 1933 | Rate Constraint in lbs/MMBtu | FALSE | L | Annual | Allowances Withdrawn (n:1) | Thousand Tons | 0 | 0 | 0 | 0 | 0 | 0 | 0
NSR Level Mercer 2 - SO2 Rate Annual v3.1, Unit 4243 and retrofits | 1032 | 1933 | Rate Constraint in lbs/MMBtu | FALSE | L | Annual | Net Emissions Allowance Position | Thousand Tons | 0 | 0 | 0 | 0 | 0 | 0 | 0
NSR Level Mercer 2 - SO2 Rate Annual v3.1, Unit 4243 and retrofits | 1032 | 1933 | Rate Constraint in lbs/MMBtu | FALSE | L | Annual | Fuel Consumed | TBtu | 0 | 0 | 0 | 0 | 0 | 0 | 0
NSR Level Mercer 2 - SO2 Rate Annual v3.1, Unit 4243 and retrofits | 1032 | 1933 | Rate Constraint in lbs/MMBtu | FALSE | L | Annual | Rate | lb/MMBtu | 0 | 0 | 0 | 0 | 0 | 0 | 0
NSR Level Mercer 2 - SO2 Rate Annual v3.1, Unit 4243 and retrofits | 1032 | 1933 | Rate Constraint in lbs/MMBtu | FALSE | L | Annual | Generation | TWh | 0 | 0 | 0 | 0 | 0 | 0 | 0
NSR Level Mercer 2 - SO2 Rate Annual v3.1, Unit 4243 and retrofits | 1032 | 1933 | Rate Constraint in lbs/MMBtu | FALSE | L | Annual | Qualifying Generation | TWh | 0 | 0 | 0 | 0 | 0 | 0 | 0
NSR Level Mercer 2 - SO2 Rate Annual v3.1, Unit 4243 and retrofits | 1032 | 1933 | Rate Constraint in lbs/MMBtu | FALSE | L | Annual | Rate | lb/MWh | 0 | 0 | 0 | 0 | 0 | 0 | 0
NSR Level Mercer 2 - SO2 Rate Annual v3.1, Unit 4243 and retrofits | 1032 | 1933 | Rate Constraint in lbs/MMBtu | FALSE | L | Annual | Constraint Shadow Price | US2011$/Ton | 0 | 0 | 0 | 0 | 0 | 0 | 0
NSR Mercer1, 2 - MER Removal v5.14 | 1033 | 6128 | MACT Fuel Choice Floor in lbs/MMBtu | FALSE | L | Annual | Seasons Included | Seasons | Winter, Summer | Winter, Summer | Winter, Summer | Winter, Summer | Winter, Summer | Winter, Summer | Winter, Summer
NSR Mercer1, 2 - MER Removal v5.14 | 1033 | 6128 | MACT Fuel Choice Floor in lbs/MMBtu | FALSE | L | Annual | Emission Floor | lbs/MMBtu | 0 | 0 | 0 | 0 | 0 | 0 | 0
NSR Mercer1, 2 - MER Removal v5.14 | 1033 | 6128 | MACT Fuel Choice Floor in lbs/MMBtu | FALSE | L | Annual | Emissions at Affected Plants MER | lbs | 0 | 0 | 0 | 0 | 0 | 0 | 0
NSR Mercer1, 2 - MER Removal v5.14 | 1033 | 6128 | MACT Fuel Choice Floor in lbs/MMBtu | FALSE | L | Annual | Allowances Purchased MER | lbs | 0 | 0 | 0 | 0 | 0 | 0 | 0
NSR Mercer1, 2 - MER Removal v5.14 | 1033 | 6128 | MACT Fuel Choice Floor in lbs/MMBtu | FALSE | L | Annual | Allowances Sold MER | lbs | 0 | 0 | 0 | 0 | 0 | 0 | 0
NSR Mercer1, 2 - MER Removal v5.14 | 1033 | 6128 | MACT Fuel Choice Floor in lbs/MMBtu | FALSE | L | Annual | Allowances Banked | lbs | 0 | 0 | 0 | 0 | 0 | 0 | 0
NSR Mercer1, 2 - MER Removal v5.14 | 1033 | 6128 | MACT Fuel Choice Floor in lbs/MMBtu | FALSE | L | Annual | Allowances Withdrawn (1:1) | lbs | 0 | 0 | 0 | 0 | 0 | 0 | 0
NSR Mercer1, 2 - MER Removal v5.14 | 1033 | 6128 | MACT Fuel Choice Floor in lbs/MMBtu | FALSE | L | Annual | Allowances Withdrawn (n:1) | lbs | 0 | 0 | 0 | 0 | 0 | 0 | 0
NSR Mercer1, 2 - MER Removal v5.14 | 1033 | 6128 | MACT Fuel Choice Floor in lbs/MMBtu | FALSE | L | Annual | Net Emissions Allowance Position | lbs | 0 | 0 | 0 | 0 | 0 | 0 | 0
NSR Mercer1, 2 - MER Removal v5.14 | 1033 | 6128 | MACT Fuel Choice Floor in lbs/MMBtu | FALSE | L | Annual | Fuel Consumed | TBtu | 0 | 0 | 0 | 0 | 0 | 0 | 0
NSR Mercer1, 2 - MER Removal v5.14 | 1033 | 6128 | MACT Fuel Choice Floor in lbs/MMBtu | FALSE | L | Annual | Rate | lb/MMBtu | 0 | 0 | 0 | 0 | 0 | 0 | 0
NSR Mercer1, 2 - MER Removal v5.14 | 1033 | 6128 | MACT Fuel Choice Floor in lbs/MMBtu | FALSE | L | Annual | Generation | TWh | 0 | 0 | 0 | 0 | 0 | 0 | 0
NSR Mercer1, 2 - MER Removal v5.14 | 1033 | 6128 | MACT Fuel Choice Floor in lbs/MMBtu | FALSE | L | Annual | Qualifying Generation | TWh | 0 | 0 | 0 | 0 | 0 | 0 | 0
NSR Mercer1, 2 - MER Removal v5.14 | 1033 | 6128 | MACT Fuel Choice Floor in lbs/MMBtu | FALSE | L | Annual | Constraint Shadow Price | US2011$/Lb | 0 | 0 | 0 | 0 | 0 | 0 | 0
NSR Michigan City 12 - NOX Rate Annual v4.11, Unit 4296 and retrofits | 1034 | 2303 | Rate Constraint in lbs/MMBtu | FALSE | L | Annual | Seasons Included | Seasons | Winter, Summer | Winter, Summer | Winter, Summer | Winter, Summer | Winter, Summer | Winter, Summer | Winter, Summer
NSR Michigan City 12 - NOX Rate Annual v4.11, Unit 4296 and retrofits | 1034 | 2303 | Rate Constraint in lbs/MMBtu | FALSE | L | Annual | Standard | lb/MMBtu | 0.1 | 0.1 | 0.1 | 0.1 | 0.1 | 0.1 | 0.1
NSR Michigan City 12 - NOX Rate Annual v4.11, Unit 4296 and retrofits | 1034 | 2303 | Rate Constraint in lbs/MMBtu | FALSE | L | Annual | Emissions at Affected Plants NOX | Thousand Tons | 0 | 0 | 0 | 0 | 0 | 0 | 0
NSR Michigan City 12 - NOX Rate Annual v4.11, Unit 4296 and retrofits | 1034 | 2303 | Rate Constraint in lbs/MMBtu | FALSE | L | Annual | Allowances Purchased NOX | Thousand Tons | 0 | 0 | 0 | 0 | 0 | 0 | 0
NSR Michigan City 12 - NOX Rate Annual v4.11, Unit 4296 and retrofits | 1034 | 2303 | Rate Constraint in lbs/MMBtu | FALSE | L | Annual | Allowances Sold NOX | Thousand Tons | 0 | 0 | 0 | 0 | 0 | 0 | 0
NSR Michigan City 12 - NOX Rate Annual v4.11, Unit 4296 and retrofits | 1034 | 2303 | Rate Constraint in lbs/MMBtu | FALSE | L | Annual | Allowances Banked | Thousand Tons | 0 | 0 | 0 | 0 | 0 | 0 | 0
NSR Michigan City 12 - NOX Rate Annual v4.11, Unit 4296 and retrofits | 1034 | 2303 | Rate Constraint in lbs/MMBtu | FALSE | L | Annual | Allowances Withdrawn (1:1) | Thousand Tons | 0 | 0 | 0 | 0 | 0 | 0 | 0
NSR Michigan City 12 - NOX Rate Annual v4.11, Unit 4296 and retrofits | 1034 | 2303 | Rate Constraint in lbs/MMBtu | FALSE | L | Annual | Allowances Withdrawn (n:1) | Thousand Tons | 0 | 0 | 0 | 0 | 0 | 0 | 0
NSR Michigan City 12 - NOX Rate Annual v4.11, Unit 4296 and retrofits | 1034 | 2303 | Rate Constraint in lbs/MMBtu | FALSE | L | Annual | Net Emissions Allowance Position | Thousand Tons | 0 | 0 | 0 | 0 | 0 | 0 | 0
NSR Michigan City 12 - NOX Rate Annual v4.11, Unit 4296 and retrofits | 1034 | 2303 | Rate Constraint in lbs/MMBtu | FALSE | L | Annual | Fuel Consumed | TBtu | 0 | 0 | 0 | 0 | 0 | 0 | 0
NSR Michigan City 12 - NOX Rate Annual v4.11, Unit 4296 and retrofits | 1034 | 2303 | Rate Constraint in lbs/MMBtu | FALSE | L | Annual | Rate | lb/MMBtu | 0 | 0 | 0 | 0 | 0 | 0 | 0
NSR Michigan City 12 - NOX Rate Annual v4.11, Unit 4296 and retrofits | 1034 | 2303 | Rate Constraint in lbs/MMBtu | FALSE | L | Annual | Generation | TWh | 0 | 0 | 0 | 0 | 0 | 0 | 0
NSR Michigan City 12 - NOX Rate Annual v4.11, Unit 4296 and retrofits | 1034 | 2303 | Rate Constraint in lbs/MMBtu | FALSE | L | Annual | Qualifying Generation | TWh | 0 | 0 | 0 | 0 | 0 | 0 | 0
NSR Michigan City 12 - NOX Rate Annual v4.11, Unit 4296 and retrofits | 1034 | 2303 | Rate Constraint in lbs/MMBtu | FALSE | L | Annual | Rate | lb/MWh | 0 | 0 | 0 | 0 | 0 | 0 | 0
NSR Michigan City 12 - NOX Rate Annual v4.11, Unit 4296 and retrofits | 1034 | 2303 | Rate Constraint in lbs/MMBtu | FALSE | L | Annual | Constraint Shadow Price | US2011$/Ton | 0 | 0 | 0 | 0 | 0 | 0 | 0
NSR Michigan City 12 - SO2 Rate Annual v4.11, Unit 4296 and retrofits | 1035 | 2297 | Rate Constraint in lbs/MMBtu | FALSE | L | Annual | Seasons Included | Seasons |  |  | Winter, Summer | Winter, Summer | Winter, Summer | Winter, Summer | Winter, Summer
NSR Michigan City 12 - SO2 Rate Annual v4.11, Unit 4296 and retrofits | 1035 | 2297 | Rate Constraint in lbs/MMBtu | FALSE | L | Annual | Standard | lb/MMBtu | 0 | 0 | 0.1 | 0.1 | 0.1 | 0.1 | 0.1
NSR Michigan City 12 - SO2 Rate Annual v4.11, Unit 4296 and retrofits | 1035 | 2297 | Rate Constraint in lbs/MMBtu | FALSE | L | Annual | Emissions at Affected Plants SO2 | Thousand Tons | 0 | 0 | 0 | 0 | 0 | 0 | 0
NSR Michigan City 12 - SO2 Rate Annual v4.11, Unit 4296 and retrofits | 1035 | 2297 | Rate Constraint in lbs/MMBtu | FALSE | L | Annual | Allowances Purchased SO2 | Thousand Tons | 0 | 0 | 0 | 0 | 0 | 0 | 0
NSR Michigan City 12 - SO2 Rate Annual v4.11, Unit 4296 and retrofits | 1035 | 2297 | Rate Constraint in lbs/MMBtu | FALSE | L | Annual | Allowances Sold SO2 | Thousand Tons | 0 | 0 | 0 | 0 | 0 | 0 | 0
NSR Michigan City 12 - SO2 Rate Annual v4.11, Unit 4296 and retrofits | 1035 | 2297 | Rate Constraint in lbs/MMBtu | FALSE | L | Annual | Allowances Banked | Thousand Tons | 0 | 0 | 0 | 0 | 0 | 0 | 0
NSR Michigan City 12 - SO2 Rate Annual v4.11, Unit 4296 and retrofits | 1035 | 2297 | Rate Constraint in lbs/MMBtu | FALSE | L | Annual | Allowances Withdrawn (1:1) | Thousand Tons | 0 | 0 | 0 | 0 | 0 | 0 | 0
NSR Michigan City 12 - SO2 Rate Annual v4.11, Unit 4296 and retrofits | 1035 | 2297 | Rate Constraint in lbs/MMBtu | FALSE | L | Annual | Allowances Withdrawn (n:1) | Thousand Tons | 0 | 0 | 0 | 0 | 0 | 0 | 0
NSR Michigan City 12 - SO2 Rate Annual v4.11, Unit 4296 and retrofits | 1035 | 2297 | Rate Constraint in lbs/MMBtu | FALSE | L | Annual | Net Emissions Allowance Position | Thousand Tons | 0 | 0 | 0 | 0 | 0 | 0 | 0
NSR Michigan City 12 - SO2 Rate Annual v4.11, Unit 4296 and retrofits | 1035 | 2297 | Rate Constraint in lbs/MMBtu | FALSE | L | Annual | Fuel Consumed | TBtu | 0 | 0 | 0 | 0 | 0 | 0 | 0
NSR Michigan City 12 - SO2 Rate Annual v4.11, Unit 4296 and retrofits | 1035 | 2297 | Rate Constraint in lbs/MMBtu | FALSE | L | Annual | Rate | lb/MMBtu | 0 | 0 | 0 | 0 | 0 | 0 | 0
NSR Michigan City 12 - SO2 Rate Annual v4.11, Unit 4296 and retrofits | 1035 | 2297 | Rate Constraint in lbs/MMBtu | FALSE | L | Annual | Generation | TWh | 0 | 0 | 0 | 0 | 0 | 0 | 0
NSR Michigan City 12 - SO2 Rate Annual v4.11, Unit 4296 and retrofits | 1035 | 2297 | Rate Constraint in lbs/MMBtu | FALSE | L | Annual | Qualifying Generation | TWh | 0 | 0 | 0 | 0 | 0 | 0 | 0
NSR Michigan City 12 - SO2 Rate Annual v4.11, Unit 4296 and retrofits | 1035 | 2297 | Rate Constraint in lbs/MMBtu | FALSE | L | Annual | Rate | lb/MWh | 0 | 0 | 0 | 0 | 0 | 0 | 0
NSR Michigan City 12 - SO2 Rate Annual v4.11, Unit 4296 and retrofits | 1035 | 2297 | Rate Constraint in lbs/MMBtu | FALSE | L | Annual | Constraint Shadow Price | US2011$/Ton | 0 | 0 | 0 | 0 | 0 | 0 | 0
NSR Milton Young 1,2 - NOX Rate Annual v3.1, Unit 5858 and retrofits | 1036 | 1873 | Rate Constraint in lbs/MMBtu | FALSE | L | Annual | Seasons Included | Seasons | Winter, Summer | Winter, Summer | Winter, Summer | Winter, Summer | Winter, Summer | Winter, Summer | Winter, Summer
NSR Milton Young 1,2 - NOX Rate Annual v3.1, Unit 5858 and retrofits | 1036 | 1873 | Rate Constraint in lbs/MMBtu | FALSE | L | Annual | Standard | lb/MMBtu | 0.36 | 0.36 | 0.36 | 0.36 | 0.36 | 0.36 | 0.36
NSR Milton Young 1,2 - NOX Rate Annual v3.1, Unit 5858 and retrofits | 1036 | 1873 | Rate Constraint in lbs/MMBtu | FALSE | L | Annual | Emissions at Affected Plants NOX | Thousand Tons | 5.2714 | 5.4014 | 5.6932 | 5.9944 | 5.6658 | 5.9944 | 5.9944
NSR Milton Young 1,2 - NOX Rate Annual v3.1, Unit 5858 and retrofits | 1036 | 1873 | Rate Constraint in lbs/MMBtu | FALSE | L | Annual | Allowances Purchased NOX | Thousand Tons | 0 | 0 | 0 | 0 | 0 | 0 | 0
NSR Milton Young 1,2 - NOX Rate Annual v3.1, Unit 5858 and retrofits | 1036 | 1873 | Rate Constraint in lbs/MMBtu | FALSE | L | Annual | Allowances Sold NOX | Thousand Tons | 0 | 0 | 0 | 0 | 0 | 0 | 0
NSR Milton Young 1,2 - NOX Rate Annual v3.1, Unit 5858 and retrofits | 1036 | 1873 | Rate Constraint in lbs/MMBtu | FALSE | L | Annual | Allowances Banked | Thousand Tons | 0 | 0 | 0 | 0 | 0 | 0 | 0
NSR Milton Young 1,2 - NOX Rate Annual v3.1, Unit 5858 and retrofits | 1036 | 1873 | Rate Constraint in lbs/MMBtu | FALSE | L | Annual | Allowances Withdrawn (1:1) | Thousand Tons | 0 | 0 | 0 | 0 | 0 | 0 | 0
NSR Milton Young 1,2 - NOX Rate Annual v3.1, Unit 5858 and retrofits | 1036 | 1873 | Rate Constraint in lbs/MMBtu | FALSE | L | Annual | Allowances Withdrawn (n:1) | Thousand Tons | 0 | 0 | 0 | 0 | 0 | 0 | 0
NSR Milton Young 1,2 - NOX Rate Annual v3.1, Unit 5858 and retrofits | 1036 | 1873 | Rate Constraint in lbs/MMBtu | FALSE | L | Annual | Net Emissions Allowance Position | Thousand Tons | 5.2714 | 5.4014 | 5.6932 | 5.9944 | 5.6658 | 5.9944 | 5.9944
NSR Milton Young 1,2 - NOX Rate Annual v3.1, Unit 5858 and retrofits | 1036 | 1873 | Rate Constraint in lbs/MMBtu | FALSE | L | Annual | Fuel Consumed | TBtu | 32.752 | 33.56 | 35.373 | 37.2443 | 35.2028 | 37.2443 | 37.2443
NSR Milton Young 1,2 - NOX Rate Annual v3.1, Unit 5858 and retrofits | 1036 | 1873 | Rate Constraint in lbs/MMBtu | FALSE | L | Annual | Rate | lb/MMBtu | 0.3219 | 0.3219 | 0.3219 | 0.3219 | 0.3219 | 0.3219 | 0.3219
NSR Milton Young 1,2 - NOX Rate Annual v3.1, Unit 5858 and retrofits | 1036 | 1873 | Rate Constraint in lbs/MMBtu | FALSE | L | Annual | Generation | TWh | 2.953 | 3.0259 | 3.1893 | 3.3581 | 3.174 | 3.3581 | 3.3581
NSR Milton Young 1,2 - NOX Rate Annual v3.1, Unit 5858 and retrofits | 1036 | 1873 | Rate Constraint in lbs/MMBtu | FALSE | L | Annual | Qualifying Generation | TWh | 2.953 | 3.0259 | 3.1893 | 3.3581 | 3.174 | 3.3581 | 3.3581
NSR Milton Young 1,2 - NOX Rate Annual v3.1, Unit 5858 and retrofits | 1036 | 1873 | Rate Constraint in lbs/MMBtu | FALSE | L | Annual | Rate | lb/MWh | 1.7851 | 1.7851 | 1.7851 | 1.7851 | 1.7851 | 1.7851 | 1.7851
NSR Milton Young 1,2 - NOX Rate Annual v3.1, Unit 5858 and retrofits | 1036 | 1873 | Rate Constraint in lbs/MMBtu | FALSE | L | Annual | Constraint Shadow Price | US2011$/Ton | 0 | 0 | 0 | 0 | 0 | 0 | 0
NSR Milton Young 1,2 - NOX Rate Annual v3.1, Unit 5859 and retrofits | 1037 | 1873 | Rate Constraint in lbs/MMBtu | FALSE | L | Annual | Seasons Included | Seasons | Winter, Summer | Winter, Summer | Winter, Summer | Winter, Summer | Winter, Summer | Winter, Summer | Winter, Summer
NSR Milton Young 1,2 - NOX Rate Annual v3.1, Unit 5859 and retrofits | 1037 | 1873 | Rate Constraint in lbs/MMBtu | FALSE | L | Annual | Standard | lb/MMBtu | 0.36 | 0.36 | 0.36 | 0.36 | 0.36 | 0.36 | 0.36
NSR Milton Young 1,2 - NOX Rate Annual v3.1, Unit 5859 and retrofits | 1037 | 1873 | Rate Constraint in lbs/MMBtu | FALSE | L | Annual | Emissions at Affected Plants NOX | Thousand Tons | 0 | 0 | 0 | 0 | 0 | 0 | 0
NSR Milton Young 1,2 - NOX Rate Annual v3.1, Unit 5859 and retrofits | 1037 | 1873 | Rate Constraint in lbs/MMBtu | FALSE | L | Annual | Allowances Purchased NOX | Thousand Tons | 0 | 0 | 0 | 0 | 0 | 0 | 0
NSR Milton Young 1,2 - NOX Rate Annual v3.1, Unit 5859 and retrofits | 1037 | 1873 | Rate Constraint in lbs/MMBtu | FALSE | L | Annual | Allowances Sold NOX | Thousand Tons | 0 | 0 | 0 | 0 | 0 | 0 | 0
NSR Milton Young 1,2 - NOX Rate Annual v3.1, Unit 5859 and retrofits | 1037 | 1873 | Rate Constraint in lbs/MMBtu | FALSE | L | Annual | Allowances Banked | Thousand Tons | 0 | 0 | 0 | 0 | 0 | 0 | 0
NSR Milton Young 1,2 - NOX Rate Annual v3.1, Unit 5859 and retrofits | 1037 | 1873 | Rate Constraint in lbs/MMBtu | FALSE | L | Annual | Allowances Withdrawn (1:1) | Thousand Tons | 0 | 0 | 0 | 0 | 0 | 0 | 0
NSR Milton Young 1,2 - NOX Rate Annual v3.1, Unit 5859 and retrofits | 1037 | 1873 | Rate Constraint in lbs/MMBtu | FALSE | L | Annual | Allowances Withdrawn (n:1) | Thousand Tons | 0 | 0 | 0 | 0 | 0 | 0 | 0
NSR Milton Young 1,2 - NOX Rate Annual v3.1, Unit 5859 and retrofits | 1037 | 1873 | Rate Constraint in lbs/MMBtu | FALSE | L | Annual | Net Emissions Allowance Position | Thousand Tons | 0 | 0 | 0 | 0 | 0 | 0 | 0
NSR Milton Young 1,2 - NOX Rate Annual v3.1, Unit 5859 and retrofits | 1037 | 1873 | Rate Constraint in lbs/MMBtu | FALSE | L | Annual | Fuel Consumed | TBtu | 0 | 0 | 0 | 0 | 0 | 0 | 0
NSR Milton Young 1,2 - NOX Rate Annual v3.1, Unit 5859 and retrofits | 1037 | 1873 | Rate Constraint in lbs/MMBtu | FALSE | L | Annual | Rate | lb/MMBtu | 0 | 0 | 0 | 0 | 0 | 0 | 0
NSR Milton Young 1,2 - NOX Rate Annual v3.1, Unit 5859 and retrofits | 1037 | 1873 | Rate Constraint in lbs/MMBtu | FALSE | L | Annual | Generation | TWh | 0 | 0 | 0 | 0 | 0 | 0 | 0
NSR Milton Young 1,2 - NOX Rate Annual v3.1, Unit 5859 and retrofits | 1037 | 1873 | Rate Constraint in lbs/MMBtu | FALSE | L | Annual | Qualifying Generation | TWh | 0 | 0 | 0 | 0 | 0 | 0 | 0
NSR Milton Young 1,2 - NOX Rate Annual v3.1, Unit 5859 and retrofits | 1037 | 1873 | Rate Constraint in lbs/MMBtu | FALSE | L | Annual | Rate | lb/MWh | 0 | 0 | 0 | 0 | 0 | 0 | 0
NSR Milton Young 1,2 - NOX Rate Annual v3.1, Unit 5859 and retrofits | 1037 | 1873 | Rate Constraint in lbs/MMBtu | FALSE | L | Annual | Constraint Shadow Price | US2011$/Ton | 0 | 0 | 0 | 0 | 0 | 0 | 0
NSR Minnkota Power - SO2 Cap Annual v3.1 | 1038 | 1846 | Rate Constraint in MTons | FALSE | L | Annual | Seasons Included | Seasons | Winter, Summer | Winter, Summer | Winter, Summer | Winter, Summer | Winter, Summer | Winter, Summer | Winter, Summer
NSR Minnkota Power - SO2 Cap Annual v3.1 | 1038 | 1846 | Rate Constraint in MTons | FALSE | L | Annual | Standard | Thousand Tons | 8.5 | 8.5 | 8.5 | 8.5 | 8.5 | 8.5 | 8.5
NSR Minnkota Power - SO2 Cap Annual v3.1 | 1038 | 1846 | Rate Constraint in MTons | FALSE | L | Annual | Standard SO2 | Thousand Tons | 8.5 | 8.5 | 8.5 | 8.5 | 8.5 | 8.5 | 8.5
NSR Minnkota Power - SO2 Cap Annual v3.1 | 1038 | 1846 | Rate Constraint in MTons | FALSE | L | Annual | Emissions at Affected Plants SO2 | Thousand Tons | 1.8587 | 1.9045 | 2.0074 | 2.1136 | 1.9978 | 2.1136 | 2.1136
NSR Minnkota Power - SO2 Cap Annual v3.1 | 1038 | 1846 | Rate Constraint in MTons | FALSE | L | Annual | Allowances Purchased SO2 | Thousand Tons | 0 | 0 | 0 | 0 | 0 | 0 | 0
NSR Minnkota Power - SO2 Cap Annual v3.1 | 1038 | 1846 | Rate Constraint in MTons | FALSE | L | Annual | Allowances Sold SO2 | Thousand Tons | 0 | 0 | 0 | 0 | 0 | 0 | 0
NSR Minnkota Power - SO2 Cap Annual v3.1 | 1038 | 1846 | Rate Constraint in MTons | FALSE | L | Annual | Allowances Banked | Thousand Tons | 0 | 0 | 0 | 0 | 0 | 0 | 0
NSR Minnkota Power - SO2 Cap Annual v3.1 | 1038 | 1846 | Rate Constraint in MTons | FALSE | L | Annual | Allowances Withdrawn (1:1) | Thousand Tons | 0 | 0 | 0 | 0 | 0 | 0 | 0
NSR Minnkota Power - SO2 Cap Annual v3.1 | 1038 | 1846 | Rate Constraint in MTons | FALSE | L | Annual | Allowances Withdrawn (n:1) | Thousand Tons | 0 | 0 | 0 | 0 | 0 | 0 | 0
NSR Minnkota Power - SO2 Cap Annual v3.1 | 1038 | 1846 | Rate Constraint in MTons | FALSE | L | Annual | Net Emissions Allowance Position | Thousand Tons | 1.8587 | 1.9045 | 2.0074 | 2.1136 | 1.9978 | 2.1136 | 2.1136
NSR Minnkota Power - SO2 Cap Annual v3.1 | 1038 | 1846 | Rate Constraint in MTons | FALSE | L | Annual | Fuel Consumed | TBtu | 32.752 | 33.56 | 35.373 | 37.2443 | 35.2028 | 37.2443 | 37.2443
NSR Minnkota Power - SO2 Cap Annual v3.1 | 1038 | 1846 | Rate Constraint in MTons | FALSE | L | Annual | Rate | lb/MMBtu | 0.1135 | 0.1135 | 0.1135 | 0.1135 | 0.1135 | 0.1135 | 0.1135
NSR Minnkota Power - SO2 Cap Annual v3.1 | 1038 | 1846 | Rate Constraint in MTons | FALSE | L | Annual | Generation | TWh | 2.953 | 3.0259 | 3.1893 | 3.3581 | 3.174 | 3.3581 | 3.3581
NSR Minnkota Power - SO2 Cap Annual v3.1 | 1038 | 1846 | Rate Constraint in MTons | FALSE | L | Annual | Qualifying Generation | TWh | 2.953 | 3.0259 | 3.1893 | 3.3581 | 3.174 | 3.3581 | 3.3581
NSR Minnkota Power - SO2 Cap Annual v3.1 | 1038 | 1846 | Rate Constraint in MTons | FALSE | L | Annual | Rate | lb/MWh | 0.62942 | 0.62942 | 0.62942 | 0.62942 | 0.62942 | 0.62942 | 0.62942
NSR Minnkota Power - SO2 Cap Annual v3.1 | 1038 | 1846 | Rate Constraint in MTons | FALSE | L | Annual | Constraint Shadow Price | US2011$/Ton | 0 | 0 | 0 | 0 | 0 | 0 | 0
NSR Mirant Settlement - NOX Cap Annual v3.1 | 1039 | 1847 | Rate Constraint in MTons | FALSE | L | Annual | Seasons Included | Seasons | Winter, Summer | Winter, Summer | Winter, Summer | Winter, Summer | Winter, Summer | Winter, Summer | Winter, Summer
NSR Mirant Settlement - NOX Cap Annual v3.1 | 1039 | 1847 | Rate Constraint in MTons | FALSE | L | Annual | Standard | Thousand Tons | 16 | 16 | 16 | 16 | 16 | 16 | 16
NSR Mirant Settlement - NOX Cap Annual v3.1 | 1039 | 1847 | Rate Constraint in MTons | FALSE | L | Annual | Standard NOX | Thousand Tons | 16 | 16 | 16 | 16 | 16 | 16 | 16
NSR Mirant Settlement - NOX Cap Annual v3.1 | 1039 | 1847 | Rate Constraint in MTons | FALSE | L | Annual | Emissions at Affected Plants NOX | Thousand Tons | 2.5632 | 1.3188 | 1.5071 | 1.3188 | 1.0895 | 0.98997 | 0.47908
NSR Mirant Settlement - NOX Cap Annual v3.1 | 1039 | 1847 | Rate Constraint in MTons | FALSE | L | Annual | Allowances Purchased NOX | Thousand Tons | 0 | 0 | 0 | 0 | 0 | 0 | 0
NSR Mirant Settlement - NOX Cap Annual v3.1 | 1039 | 1847 | Rate Constraint in MTons | FALSE | L | Annual | Allowances Sold NOX | Thousand Tons | 0 | 0 | 0 | 0 | 0 | 0 | 0
NSR Mirant Settlement - NOX Cap Annual v3.1 | 1039 | 1847 | Rate Constraint in MTons | FALSE | L | Annual | Allowances Banked | Thousand Tons | 0 | 0 | 0 | 0 | 0 | 0 | 0
NSR Mirant Settlement - NOX Cap Annual v3.1 | 1039 | 1847 | Rate Constraint in MTons | FALSE | L | Annual | Allowances Withdrawn (1:1) | Thousand Tons | 0 | 0 | 0 | 0 | 0 | 0 | 0
NSR Mirant Settlement - NOX Cap Annual v3.1 | 1039 | 1847 | Rate Constraint in MTons | FALSE | L | Annual | Allowances Withdrawn (n:1) | Thousand Tons | 0 | 0 | 0 | 0 | 0 | 0 | 0
NSR Mirant Settlement - NOX Cap Annual v3.1 | 1039 | 1847 | Rate Constraint in MTons | FALSE | L | Annual | Net Emissions Allowance Position | Thousand Tons | 2.5632 | 1.3188 | 1.5071 | 1.3188 | 1.0895 | 0.98997 | 0.47908
NSR Mirant Settlement - NOX Cap Annual v3.1 | 1039 | 1847 | Rate Constraint in MTons | FALSE | L | Annual | Fuel Consumed | TBtu | 86.4463 | 74.0974 | 84.6816 | 74.0974 | 61.2156 | 56.0304 | 26.9181
NSR Mirant Settlement - NOX Cap Annual v3.1 | 1039 | 1847 | Rate Constraint in MTons | FALSE | L | Annual | Rate | lb/MMBtu | 0.059302 | 0.035595 | 0.035595 | 0.035595 | 0.035595 | 0.035337 | 0.035595
NSR Mirant Settlement - NOX Cap Annual v3.1 | 1039 | 1847 | Rate Constraint in MTons | FALSE | L | Annual | Generation | TWh | 8.9952 | 7.8272 | 8.9453 | 7.8272 | 6.4665 | 5.9203 | 2.8435
NSR Mirant Settlement - NOX Cap Annual v3.1 | 1039 | 1847 | Rate Constraint in MTons | FALSE | L | Annual | Qualifying Generation | TWh | 8.9952 | 7.8272 | 8.9453 | 7.8272 | 6.4665 | 5.9203 | 2.8435
NSR Mirant Settlement - NOX Cap Annual v3.1 | 1039 | 1847 | Rate Constraint in MTons | FALSE | L | Annual | Rate | lb/MWh | 0.28495 | 0.16848 | 0.16848 | 0.16848 | 0.16848 | 0.16722 | 0.16848
NSR Mirant Settlement - NOX Cap Annual v3.1 | 1039 | 1847 | Rate Constraint in MTons | FALSE | L | Annual | Constraint Shadow Price | US2011$/Ton | 0 | 0 | 0 | 0 | 0 | 0 | 0
NSR Mirant Settlement - NOX Cap Summer v3.1 | 1040 | 1848 | Rate Constraint in MTons | FALSE | L | Annual | Seasons Included | Seasons | Summer | Summer | Summer | Summer | Summer | Summer | Summer
NSR Mirant Settlement - NOX Cap Summer v3.1 | 1040 | 1848 | Rate Constraint in MTons | FALSE | L | Annual | Standard | Thousand Tons | 5.2 | 5.2 | 5.2 | 5.2 | 5.2 | 5.2 | 5.2
NSR Mirant Settlement - NOX Cap Summer v3.1 | 1040 | 1848 | Rate Constraint in MTons | FALSE | L | Annual | Standard NOX | Thousand Tons | 5.2 | 5.2 | 5.2 | 5.2 | 5.2 | 5.2 | 5.2
NSR Mirant Settlement - NOX Cap Summer v3.1 | 1040 | 1848 | Rate Constraint in MTons | FALSE | L | Annual | Emissions at Affected Plants NOX | Thousand Tons | 1.0656 | 0.57989 | 0.66329 | 0.57989 | 0.47908 | 0.47908 | 0.47908
NSR Mirant Settlement - NOX Cap Summer v3.1 | 1040 | 1848 | Rate Constraint in MTons | FALSE | L | Annual | Allowances Purchased NOX | Thousand Tons | 0 | 0 | 0 | 0 | 0 | 0 | 0
NSR Mirant Settlement - NOX Cap Summer v3.1 | 1040 | 1848 | Rate Constraint in MTons | FALSE | L | Annual | Allowances Sold NOX | Thousand Tons | 0 | 0 | 0 | 0 | 0 | 0 | 0
NSR Mirant Settlement - NOX Cap Summer v3.1 | 1040 | 1848 | Rate Constraint in MTons | FALSE | L | Annual | Allowances Banked | Thousand Tons | 0 | 0 | 0 | 0 | 0 | 0 | 0
NSR Mirant Settlement - NOX Cap Summer v3.1 | 1040 | 1848 | Rate Constraint in MTons | FALSE | L | Annual | Allowances Withdrawn (1:1) | Thousand Tons | 0 | 0 | 0 | 0 | 0 | 0 | 0
NSR Mirant Settlement - NOX Cap Summer v3.1 | 1040 | 1848 | Rate Constraint in MTons | FALSE | L | Annual | Allowances Withdrawn (n:1) | Thousand Tons | 0 | 0 | 0 | 0 | 0 | 0 | 0
NSR Mirant Settlement - NOX Cap Summer v3.1 | 1040 | 1848 | Rate Constraint in MTons | FALSE | L | Annual | Net Emissions Allowance Position | Thousand Tons | 1.0656 | 0.57989 | 0.66329 | 0.57989 | 0.47908 | 0.47908 | 0.47908
NSR Mirant Settlement - NOX Cap Summer v3.1 | 1040 | 1848 | Rate Constraint in MTons | FALSE | L | Annual | Fuel Consumed | TBtu | 34.9109 | 32.6781 | 37.1825 | 32.6781 | 26.9263 | 26.9144 | 26.9181
NSR Mirant Settlement - NOX Cap Summer v3.1 | 1040 | 1848 | Rate Constraint in MTons | FALSE | L | Annual | Rate | lb/MMBtu | 0.061049 | 0.035491 | 0.035677 | 0.035491 | 0.035584 | 0.0356 | 0.035595
NSR Mirant Settlement - NOX Cap Summer v3.1 | 1040 | 1848 | Rate Constraint in MTons | FALSE | L | Annual | Generation | TWh | 3.6136 | 3.4418 | 3.9368 | 3.4418 | 2.8435 | 2.8435 | 2.8435
NSR Mirant Settlement - NOX Cap Summer v3.1 | 1040 | 1848 | Rate Constraint in MTons | FALSE | L | Annual | Qualifying Generation | TWh | 3.6136 | 3.4418 | 3.9368 | 3.4418 | 2.8435 | 2.8435 | 2.8435
NSR Mirant Settlement - NOX Cap Summer v3.1 | 1040 | 1848 | Rate Constraint in MTons | FALSE | L | Annual | Rate | lb/MWh | 0.29489 | 0.16848 | 0.16848 | 0.16848 | 0.16848 | 0.16848 | 0.16848
NSR Mirant Settlement - NOX Cap Summer v3.1 | 1040 | 1848 | Rate Constraint in MTons | FALSE | L | Annual | Constraint Shadow Price | US2011$/Ton | 0 | 0 | 0 | 0 | 0 | 0 | 0
NSR Mirant Settlement - NOX Rate Summer v3.1 | 1041 | 1849 | Rate Constraint in lbs/MMBtu | FALSE | L | Annual | Seasons Included | Seasons | Summer | Summer | Summer | Summer | Summer | Summer | Summer
NSR Mirant Settlement - NOX Rate Summer v3.1 | 1041 | 1849 | Rate Constraint in lbs/MMBtu | FALSE | L | Annual | Standard | lb/MMBtu | 0.15 | 0.15 | 0.15 | 0.15 | 0.15 | 0.15 | 0.15
NSR Mirant Settlement - NOX Rate Summer v3.1 | 1041 | 1849 | Rate Constraint in lbs/MMBtu | FALSE | L | Annual | Emissions at Affected Plants NOX | Thousand Tons | 1.0656 | 0.57989 | 0.66329 | 0.57989 | 0.47908 | 0.47908 | 0.47908
NSR Mirant Settlement - NOX Rate Summer v3.1 | 1041 | 1849 | Rate Constraint in lbs/MMBtu | FALSE | L | Annual | Allowances Purchased NOX | Thousand Tons | 0 | 0 | 0 | 0 | 0 | 0 | 0
NSR Mirant Settlement - NOX Rate Summer v3.1 | 1041 | 1849 | Rate Constraint in lbs/MMBtu | FALSE | L | Annual | Allowances Sold NOX | Thousand Tons | 0 | 0 | 0 | 0 | 0 | 0 | 0
NSR Mirant Settlement - NOX Rate Summer v3.1 | 1041 | 1849 | Rate Constraint in lbs/MMBtu | FALSE | L | Annual | Allowances Banked | Thousand Tons | 0 | 0 | 0 | 0 | 0 | 0 | 0
NSR Mirant Settlement - NOX Rate Summer v3.1 | 1041 | 1849 | Rate Constraint in lbs/MMBtu | FALSE | L | Annual | Allowances Withdrawn (1:1) | Thousand Tons | 0 | 0 | 0 | 0 | 0 | 0 | 0
NSR Mirant Settlement - NOX Rate Summer v3.1 | 1041 | 1849 | Rate Constraint in lbs/MMBtu | FALSE | L | Annual | Allowances Withdrawn (n:1) | Thousand Tons | 0 | 0 | 0 | 0 | 0 | 0 | 0
NSR Mirant Settlement - NOX Rate Summer v3.1 | 1041 | 1849 | Rate Constraint in lbs/MMBtu | FALSE | L | Annual | Net Emissions Allowance Position | Thousand Tons | 1.0656 | 0.57989 | 0.66329 | 0.57989 | 0.47908 | 0.47908 | 0.47908
NSR Mirant Settlement - NOX Rate Summer v3.1 | 1041 | 1849 | Rate Constraint in lbs/MMBtu | FALSE | L | Annual | Fuel Consumed | TBtu | 34.9109 | 32.6781 | 37.1825 | 32.6781 | 26.9263 | 26.9144 | 26.9181
NSR Mirant Settlement - NOX Rate Summer v3.1 | 1041 | 1849 | Rate Constraint in lbs/MMBtu | FALSE | L | Annual | Rate | lb/MMBtu | 0.061049 | 0.035491 | 0.035677 | 0.035491 | 0.035584 | 0.0356 | 0.035595
NSR Mirant Settlement - NOX Rate Summer v3.1 | 1041 | 1849 | Rate Constraint in lbs/MMBtu | FALSE | L | Annual | Generation | TWh | 3.6136 | 3.4418 | 3.9368 | 3.4418 | 2.8435 | 2.8435 | 2.8435
NSR Mirant Settlement - NOX Rate Summer v3.1 | 1041 | 1849 | Rate Constraint in lbs/MMBtu | FALSE | L | Annual | Qualifying Generation | TWh | 3.6136 | 3.4418 | 3.9368 | 3.4418 | 2.8435 | 2.8435 | 2.8435
NSR Mirant Settlement - NOX Rate Summer v3.1 | 1041 | 1849 | Rate Constraint in lbs/MMBtu | FALSE | L | Annual | Rate | lb/MWh | 0.29489 | 0.16848 | 0.16848 | 0.16848 | 0.16848 | 0.16848 | 0.16848
NSR Mirant Settlement - NOX Rate Summer v3.1 | 1041 | 1849 | Rate Constraint in lbs/MMBtu | FALSE | L | Annual | Constraint Shadow Price | US2011$/Ton | 0 | 0 | 0 | 0 | 0 | 0 | 0
NSR Morgantown G P 1,2 - NOX Rate Annual v3.1, Unit 5718 and retrofits | 1042 | 1954 | Rate Constraint in lbs/MMBtu | FALSE | L | Annual | Seasons Included | Seasons | Winter, Summer | Winter, Summer | Winter, Summer | Winter, Summer | Winter, Summer | Winter, Summer | Winter, Summer
NSR Morgantown G P 1,2 - NOX Rate Annual v3.1, Unit 5718 and retrofits | 1042 | 1954 | Rate Constraint in lbs/MMBtu | FALSE | L | Annual | Standard | lb/MMBtu | 0.1 | 0.1 | 0.1 | 0.1 | 0.1 | 0.1 | 0.1
NSR Morgantown G P 1,2 - NOX Rate Annual v3.1, Unit 5718 and retrofits | 1042 | 1954 | Rate Constraint in lbs/MMBtu | FALSE | L | Annual | Emissions at Affected Plants NOX | Thousand Tons | 0.56419 | 0.61089 | 0.69815 | 0.61089 | 0.50469 | 0.50469 | 0.22193
NSR Morgantown G P 1,2 - NOX Rate Annual v3.1, Unit 5718 and retrofits | 1042 | 1954 | Rate Constraint in lbs/MMBtu | FALSE | L | Annual | Allowances Purchased NOX | Thousand Tons | 0 | 0 | 0 | 0 | 0 | 0 | 0
NSR Morgantown G P 1,2 - NOX Rate Annual v3.1, Unit 5718 and retrofits | 1042 | 1954 | Rate Constraint in lbs/MMBtu | FALSE | L | Annual | Allowances Sold NOX | Thousand Tons | 0 | 0 | 0 | 0 | 0 | 0 | 0
NSR Morgantown G P 1,2 - NOX Rate Annual v3.1, Unit 5718 and retrofits | 1042 | 1954 | Rate Constraint in lbs/MMBtu | FALSE | L | Annual | Allowances Banked | Thousand Tons | 0 | 0 | 0 | 0 | 0 | 0 | 0
NSR Morgantown G P 1,2 - NOX Rate Annual v3.1, Unit 5718 and retrofits | 1042 | 1954 | Rate Constraint in lbs/MMBtu | FALSE | L | Annual | Allowances Withdrawn (1:1) | Thousand Tons | 0 | 0 | 0 | 0 | 0 | 0 | 0
NSR Morgantown G P 1,2 - NOX Rate Annual v3.1, Unit 5718 and retrofits | 1042 | 1954 | Rate Constraint in lbs/MMBtu | FALSE | L | Annual | Allowances Withdrawn (n:1) | Thousand Tons | 0 | 0 | 0 | 0 | 0 | 0 | 0
NSR Morgantown G P 1,2 - NOX Rate Annual v3.1, Unit 5718 and retrofits | 1042 | 1954 | Rate Constraint in lbs/MMBtu | FALSE | L | Annual | Net Emissions Allowance Position | Thousand Tons | 0.56419 | 0.61089 | 0.69815 | 0.61089 | 0.50469 | 0.50469 | 0.22193
NSR Morgantown G P 1,2 - NOX Rate Annual v3.1, Unit 5718 and retrofits | 1042 | 1954 | Rate Constraint in lbs/MMBtu | FALSE | L | Annual | Fuel Consumed | TBtu | 34.3729 | 37.218 | 42.5343 | 37.218 | 30.7477 | 30.7477 | 13.5206
NSR Morgantown G P 1,2 - NOX Rate Annual v3.1, Unit 5718 and retrofits | 1042 | 1954 | Rate Constraint in lbs/MMBtu | FALSE | L | Annual | Rate | lb/MMBtu | 0.032828 | 0.032828 | 0.032828 | 0.032828 | 0.032828 | 0.032828 | 0.032828
NSR Morgantown G P 1,2 - NOX Rate Annual v3.1, Unit 5718 and retrofits | 1042 | 1954 | Rate Constraint in lbs/MMBtu | FALSE | L | Annual | Generation | TWh | 3.6409 | 3.9423 | 4.5054 | 3.9423 | 3.2569 | 3.2569 | 1.4322
NSR Morgantown G P 1,2 - NOX Rate Annual v3.1, Unit 5718 and retrofits | 1042 | 1954 | Rate Constraint in lbs/MMBtu | FALSE | L | Annual | Qualifying Generation | TWh | 3.6409 | 3.9423 | 4.5054 | 3.9423 | 3.2569 | 3.2569 | 1.4322
NSR Morgantown G P 1,2 - NOX Rate Annual v3.1, Unit 5718 and retrofits | 1042 | 1954 | Rate Constraint in lbs/MMBtu | FALSE | L | Annual | Rate | lb/MWh | 0.15496 | 0.15496 | 0.15496 | 0.15496 | 0.15496 | 0.15496 | 0.15496
NSR Morgantown G P 1,2 - NOX Rate Annual v3.1, Unit 5718 and retrofits | 1042 | 1954 | Rate Constraint in lbs/MMBtu | FALSE | L | Annual | Constraint Shadow Price | US2011$/Ton | 0 | 0 | 0 | 0 | 0 | 0 | 0
NSR Morgantown G P 1,2 - NOX Rate Annual v3.1, Unit 5719 and retrofits | 1043 | 1954 | Rate Constraint in lbs/MMBtu | FALSE | L | Annual | Seasons Included | Seasons | Winter, Summer | Winter, Summer | Winter, Summer | Winter, Summer | Winter, Summer | Winter, Summer | Winter, Summer
NSR Morgantown G P 1,2 - NOX Rate Annual v3.1, Unit 5719 and retrofits | 1043 | 1954 | Rate Constraint in lbs/MMBtu | FALSE | L | Annual | Standard | lb/MMBtu | 0.1 | 0.1 | 0.1 | 0.1 | 0.1 | 0.1 | 0.1
NSR Morgantown G P 1,2 - NOX Rate Annual v3.1, Unit 5719 and retrofits | 1043 | 1954 | Rate Constraint in lbs/MMBtu | FALSE | L | Annual | Emissions at Affected Plants NOX | Thousand Tons | 0.65375 | 0.70787 | 0.80898 | 0.70787 | 0.58481 | 0.48528 | 0.25715
NSR Morgantown G P 1,2 - NOX Rate Annual v3.1, Unit 5719 and retrofits | 1043 | 1954 | Rate Constraint in lbs/MMBtu | FALSE | L | Annual | Allowances Purchased NOX | Thousand Tons | 0 | 0 | 0 | 0 | 0 | 0 | 0
NSR Morgantown G P 1,2 - NOX Rate Annual v3.1, Unit 5719 and retrofits | 1043 | 1954 | Rate Constraint in lbs/MMBtu | FALSE | L | Annual | Allowances Sold NOX | Thousand Tons | 0 | 0 | 0 | 0 | 0 | 0 | 0
NSR Morgantown G P 1,2 - NOX Rate Annual v3.1, Unit 5719 and retrofits | 1043 | 1954 | Rate Constraint in lbs/MMBtu | FALSE | L | Annual | Allowances Banked | Thousand Tons | 0 | 0 | 0 | 0 | 0 | 0 | 0
NSR Morgantown G P 1,2 - NOX Rate Annual v3.1, Unit 5719 and retrofits | 1043 | 1954 | Rate Constraint in lbs/MMBtu | FALSE | L | Annual | Allowances Withdrawn (1:1) | Thousand Tons | 0 | 0 | 0 | 0 | 0 | 0 | 0
NSR Morgantown G P 1,2 - NOX Rate Annual v3.1, Unit 5719 and retrofits | 1043 | 1954 | Rate Constraint in lbs/MMBtu | FALSE | L | Annual | Allowances Withdrawn (n:1) | Thousand Tons | 0 | 0 | 0 | 0 | 0 | 0 | 0
NSR Morgantown G P 1,2 - NOX Rate Annual v3.1, Unit 5719 and retrofits | 1043 | 1954 | Rate Constraint in lbs/MMBtu | FALSE | L | Annual | Net Emissions Allowance Position | Thousand Tons | 0.65375 | 0.70787 | 0.80898 | 0.70787 | 0.58481 | 0.48528 | 0.25715
NSR Morgantown G P 1,2 - NOX Rate Annual v3.1, Unit 5719 and retrofits | 1043 | 1954 | Rate Constraint in lbs/MMBtu | FALSE | L | Annual | Fuel Consumed | TBtu | 34.0601 | 36.8794 | 42.1473 | 36.8794 | 30.4679 | 25.2827 | 13.3976
NSR Morgantown G P 1,2 - NOX Rate Annual v3.1, Unit 5719 and retrofits | 1043 | 1954 | Rate Constraint in lbs/MMBtu | FALSE | L | Annual | Rate | lb/MMBtu | 0.038388 | 0.038388 | 0.038388 | 0.038388 | 0.038388 | 0.038388 | 0.038388
NSR Morgantown G P 1,2 - NOX Rate Annual v3.1, Unit 5719 and retrofits | 1043 | 1954 | Rate Constraint in lbs/MMBtu | FALSE | L | Annual | Generation | TWh | 3.588 | 3.885 | 4.4399 | 3.885 | 3.2096 | 2.6633 | 1.4113
NSR Morgantown G P 1,2 - NOX Rate Annual v3.1, Unit 5719 and retrofits | 1043 | 1954 | Rate Constraint in lbs/MMBtu | FALSE | L | Annual | Qualifying Generation | TWh | 3.588 | 3.885 | 4.4399 | 3.885 | 3.2096 | 2.6633 | 1.4113
NSR Morgantown G P 1,2 - NOX Rate Annual v3.1, Unit 5719 and retrofits | 1043 | 1954 | Rate Constraint in lbs/MMBtu | FALSE | L | Annual | Rate | lb/MWh | 0.18221 | 0.18221 | 0.18221 | 0.18221 | 0.18221 | 0.18221 | 0.18221
NSR Morgantown G P 1,2 - NOX Rate Annual v3.1, Unit 5719 and retrofits | 1043 | 1954 | Rate Constraint in lbs/MMBtu | FALSE | L | Annual | Constraint Shadow Price | US2011$/Ton | 0 | 0 | 0 | 0 | 0 | 0 | 0
NSR Mt Storm 1-3 - NOX Rate Annual v3.1, Unit 5828 and retrofits | 1044 | 1948 | Rate Constraint in lbs/MMBtu | FALSE | L | Annual | Seasons Included | Seasons | Winter, Summer | Winter, Summer | Winter, Summer | Winter, Summer | Winter, Summer | Winter, Summer | Winter, Summer
NSR Mt Storm 1-3 - NOX Rate Annual v3.1, Unit 5828 and retrofits | 1044 | 1948 | Rate Constraint in lbs/MMBtu | FALSE | L | Annual | Standard | lb/MMBtu | 0.11 | 0.11 | 0.11 | 0.11 | 0.11 | 0.11 | 0.11
NSR Mt Storm 1-3 - NOX Rate Annual v3.1, Unit 5828 and retrofits | 1044 | 1948 | Rate Constraint in lbs/MMBtu | FALSE | L | Annual | Emissions at Affected Plants NOX | Thousand Tons | 1.537 | 1.537 | 1.5343 | 1.537 | 1.537 | 1.537 | 1.4516
NSR Mt Storm 1-3 - NOX Rate Annual v3.1, Unit 5828 and retrofits | 1044 | 1948 | Rate Constraint in lbs/MMBtu | FALSE | L | Annual | Allowances Purchased NOX | Thousand Tons | 0 | 0 | 0 | 0 | 0 | 0 | 0
NSR Mt Storm 1-3 - NOX Rate Annual v3.1, Unit 5828 and retrofits | 1044 | 1948 | Rate Constraint in lbs/MMBtu | FALSE | L | Annual | Allowances Sold NOX | Thousand Tons | 0 | 0 | 0 | 0 | 0 | 0 | 0
NSR Mt Storm 1-3 - NOX Rate Annual v3.1, Unit 5828 and retrofits | 1044 | 1948 | Rate Constraint in lbs/MMBtu | FALSE | L | Annual | Allowances Banked | Thousand Tons | 0 | 0 | 0 | 0 | 0 | 0 | 0
NSR Mt Storm 1-3 - NOX Rate Annual v3.1, Unit 5828 and retrofits | 1044 | 1948 | Rate Constraint in lbs/MMBtu | FALSE | L | Annual | Allowances Withdrawn (1:1) | Thousand Tons | 0 | 0 | 0 | 0 | 0 | 0 | 0
NSR Mt Storm 1-3 - NOX Rate Annual v3.1, Unit 5828 and retrofits | 1044 | 1948 | Rate Constraint in lbs/MMBtu | FALSE | L | Annual | Allowances Withdrawn (n:1) | Thousand Tons | 0 | 0 | 0 | 0 | 0 | 0 | 0
NSR Mt Storm 1-3 - NOX Rate Annual v3.1, Unit 5828 and retrofits | 1044 | 1948 | Rate Constraint in lbs/MMBtu | FALSE | L | Annual | Net Emissions Allowance Position | Thousand Tons | 1.537 | 1.537 | 1.5343 | 1.537 | 1.537 | 1.537 | 1.4516
NSR Mt Storm 1-3 - NOX Rate Annual v3.1, Unit 5828 and retrofits | 1044 | 1948 | Rate Constraint in lbs/MMBtu | FALSE | L | Annual | Fuel Consumed | TBtu | 40.0405 | 40.0405 | 39.9702 | 40.0405 | 40.0405 | 40.0926 | 37.8817
NSR Mt Storm 1-3 - NOX Rate Annual v3.1, Unit 5828 and retrofits | 1044 | 1948 | Rate Constraint in lbs/MMBtu | FALSE | L | Annual | Rate | lb/MMBtu | 0.076773 | 0.076773 | 0.076773 | 0.076773 | 0.076773 | 0.076673 | 0.07664
NSR Mt Storm 1-3 - NOX Rate Annual v3.1, Unit 5828 and retrofits | 1044 | 1948 | Rate Constraint in lbs/MMBtu | FALSE | L | Annual | Generation | TWh | 3.9746 | 3.9746 | 3.9677 | 3.9746 | 3.9746 | 3.9746 | 3.7538
NSR Mt Storm 1-3 - NOX Rate Annual v3.1, Unit 5828 and retrofits | 1044 | 1948 | Rate Constraint in lbs/MMBtu | FALSE | L | Annual | Qualifying Generation | TWh | 3.9746 | 3.9746 | 3.9677 | 3.9746 | 3.9746 | 3.9746 | 3.7538
NSR Mt Storm 1-3 - NOX Rate Annual v3.1, Unit 5828 and retrofits | 1044 | 1948 | Rate Constraint in lbs/MMBtu | FALSE | L | Annual | Rate | lb/MWh | 0.38671 | 0.38671 | 0.38671 | 0.38671 | 0.38671 | 0.38671 | 0.38671
NSR Mt Storm 1-3 - NOX Rate Annual v3.1, Unit 5828 and retrofits | 1044 | 1948 | Rate Constraint in lbs/MMBtu | FALSE | L | Annual | Constraint Shadow Price | US2011$/Ton | 0 | 0 | 0 | 0 | 0 | 0 | 0
NSR Mt Storm 1-3 - NOX Rate Annual v3.1, Unit 5829 and retrofits | 1045 | 1948 | Rate Constraint in lbs/MMBtu | FALSE | L | Annual | Seasons Included | Seasons | Winter, Summer | Winter, Summer | Winter, Summer | Winter, Summer | Winter, Summer | Winter, Summer | Winter, Summer
NSR Mt Storm 1-3 - NOX Rate Annual v3.1, Unit 5829 and retrofits | 1045 | 1948 | Rate Constraint in lbs/MMBtu | FALSE | L | Annual | Standard | lb/MMBtu | 0.11 | 0.11 | 0.11 | 0.11 | 0.11 | 0.11 | 0.11
NSR Mt Storm 1-3 - NOX Rate Annual v3.1, Unit 5829 and retrofits | 1045 | 1948 | Rate Constraint in lbs/MMBtu | FALSE | L | Annual | Emissions at Affected Plants NOX | Thousand Tons | 1.6137 | 1.6137 | 1.6109 | 1.6137 | 1.6137 | 1.6137 | 1.5241
NSR Mt Storm 1-3 - NOX Rate Annual v3.1, Unit 5829 and retrofits | 1045 | 1948 | Rate Constraint in lbs/MMBtu | FALSE | L | Annual | Allowances Purchased NOX | Thousand Tons | 0 | 0 | 0 | 0 | 0 | 0 | 0
NSR Mt Storm 1-3 - NOX Rate Annual v3.1, Unit 5829 and retrofits | 1045 | 1948 | Rate Constraint in lbs/MMBtu | FALSE | L | Annual | Allowances Sold NOX | Thousand Tons | 0 | 0 | 0 | 0 | 0 | 0 | 0
NSR Mt Storm 1-3 - NOX Rate Annual v3.1, Unit 5829 and retrofits | 1045 | 1948 | Rate Constraint in lbs/MMBtu | FALSE | L | Annual | Allowances Banked | Thousand Tons | 0 | 0 | 0 | 0 | 0 | 0 | 0
NSR Mt Storm 1-3 - NOX Rate Annual v3.1, Unit 5829 and retrofits | 1045 | 1948 | Rate Constraint in lbs/MMBtu | FALSE | L | Annual | Allowances Withdrawn (1:1) | Thousand Tons | 0 | 0 | 0 | 0 | 0 | 0 | 0
NSR Mt Storm 1-3 - NOX Rate Annual v3.1, Unit 5829 and retrofits | 1045 | 1948 | Rate Constraint in lbs/MMBtu | FALSE | L | Annual | Allowances Withdrawn (n:1) | Thousand Tons | 0 | 0 | 0 | 0 | 0 | 0 | 0
NSR Mt Storm 1-3 - NOX Rate Annual v3.1, Unit 5829 and retrofits | 1045 | 1948 | Rate Constraint in lbs/MMBtu | FALSE | L | Annual | Net Emissions Allowance Position | Thousand Tons | 1.6137 | 1.6137 | 1.6109 | 1.6137 | 1.6137 | 1.6137 | 1.5241
NSR Mt Storm 1-3 - NOX Rate Annual v3.1, Unit 5829 and retrofits | 1045 | 1948 | Rate Constraint in lbs/MMBtu | FALSE | L | Annual | Fuel Consumed | TBtu | 39.9615 | 39.9615 | 39.8913 | 39.9615 | 39.9615 | 39.9615 | 37.8069
NSR Mt Storm 1-3 - NOX Rate Annual v3.1, Unit 5829 and retrofits | 1045 | 1948 | Rate Constraint in lbs/MMBtu | FALSE | L | Annual | Rate | lb/MMBtu | 0.080763 | 0.080763 | 0.080763 | 0.080763 | 0.080763 | 0.080763 | 0.080623
NSR Mt Storm 1-3 - NOX Rate Annual v3.1, Unit 5829 and retrofits | 1045 | 1948 | Rate Constraint in lbs/MMBtu | FALSE | L | Annual | Generation | TWh | 3.9818 | 3.9818 | 3.9748 | 3.9818 | 3.9818 | 3.9818 | 3.7606
NSR Mt Storm 1-3 - NOX Rate Annual v3.1, Unit 5829 and retrofits | 1045 | 1948 | Rate Constraint in lbs/MMBtu | FALSE | L | Annual | Qualifying Generation | TWh | 3.9818 | 3.9818 | 3.9748 | 3.9818 | 3.9818 | 3.9818 | 3.7606
NSR Mt Storm 1-3 - NOX Rate Annual v3.1, Unit 5829 and retrofits | 1045 | 1948 | Rate Constraint in lbs/MMBtu | FALSE | L | Annual | Rate | lb/MWh | 0.40527 | 0.40527 | 0.40527 | 0.40527 | 0.40527 | 0.40527 | 0.40527
NSR Mt Storm 1-3 - NOX Rate Annual v3.1, Unit 5829 and retrofits | 1045 | 1948 | Rate Constraint in lbs/MMBtu | FALSE | L | Annual | Constraint Shadow Price | US2011$/Ton | 0 | 0 | 0 | 0 | 0 | 0 | 0
NSR Mt Storm 1-3 - NOX Rate Annual v3.1, Unit 5830 and retrofits | 1046 | 1948 | Rate Constraint in lbs/MMBtu | FALSE | L | Annual | Seasons Included | Seasons | Winter, Summer | Winter, Summer | Winter, Summer | Winter, Summer | Winter, Summer | Winter, Summer | Winter, Summer
NSR Mt Storm 1-3 - NOX Rate Annual v3.1, Unit 5830 and retrofits | 1046 | 1948 | Rate Constraint in lbs/MMBtu | FALSE | L | Annual | Standard | lb/MMBtu | 0.11 | 0.11 | 0.11 | 0.11 | 0.11 | 0.11 | 0.11
NSR Mt Storm 1-3 - NOX Rate Annual v3.1, Unit 5830 and retrofits | 1046 | 1948 | Rate Constraint in lbs/MMBtu | FALSE | L | Annual | Emissions at Affected Plants NOX | Thousand Tons | 0 | 0 | 0 | 0 | 0 | 0 | 0
NSR Mt Storm 1-3 - NOX Rate Annual v3.1, Unit 5830 and retrofits | 1046 | 1948 | Rate Constraint in lbs/MMBtu | FALSE | L | Annual | Allowances Purchased NOX | Thousand Tons | 0 | 0 | 0 | 0 | 0 | 0 | 0
NSR Mt Storm 1-3 - NOX Rate Annual v3.1, Unit 5830 and retrofits | 1046 | 1948 | Rate Constraint in lbs/MMBtu | FALSE | L | Annual | Allowances Sold NOX | Thousand Tons | 0 | 0 | 0 | 0 | 0 | 0 | 0
NSR Mt Storm 1-3 - NOX Rate Annual v3.1, Unit 5830 and retrofits | 1046 | 1948 | Rate Constraint in lbs/MMBtu | FALSE | L | Annual | Allowances Banked | Thousand Tons | 0 | 0 | 0 | 0 | 0 | 0 | 0
NSR Mt Storm 1-3 - NOX Rate Annual v3.1, Unit 5830 and retrofits | 1046 | 1948 | Rate Constraint in lbs/MMBtu | FALSE | L | Annual | Allowances Withdrawn (1:1) | Thousand Tons | 0 | 0 | 0 | 0 | 0 | 0 | 0
NSR Mt Storm 1-3 - NOX Rate Annual v3.1, Unit 5830 and retrofits | 1046 | 1948 | Rate Constraint in lbs/MMBtu | FALSE | L | Annual | Allowances Withdrawn (n:1) | Thousand Tons | 0 | 0 | 0 | 0 | 0 | 0 | 0
NSR Mt Storm 1-3 - NOX Rate Annual v3.1, Unit 5830 and retrofits | 1046 | 1948 | Rate Constraint in lbs/MMBtu | FALSE | L | Annual | Net Emissions Allowance Position | Thousand Tons | 0 | 0 | 0 | 0 | 0 | 0 | 0
NSR Mt Storm 1-3 - NOX Rate Annual v3.1, Unit 5830 and retrofits | 1046 | 1948 | Rate Constraint in lbs/MMBtu | FALSE | L | Annual | Fuel Consumed | TBtu | 0 | 0 | 0 | 0 | 0 | 0 | 0
NSR Mt Storm 1-3 - NOX Rate Annual v3.1, Unit 5830 and retrofits | 1046 | 1948 | Rate Constraint in lbs/MMBtu | FALSE | L | Annual | Rate | lb/MMBtu | 0 | 0 | 0 | 0 | 0 | 0 | 0
NSR Mt Storm 1-3 - NOX Rate Annual v3.1, Unit 5830 and retrofits | 1046 | 1948 | Rate Constraint in lbs/MMBtu | FALSE | L | Annual | Generation | TWh | 0 | 0 | 0 | 0 | 0 | 0 | 0
NSR Mt Storm 1-3 - NOX Rate Annual v3.1, Unit 5830 and retrofits | 1046 | 1948 | Rate Constraint in lbs/MMBtu | FALSE | L | Annual | Qualifying Generation | TWh | 0 | 0 | 0 | 0 | 0 | 0 | 0
NSR Mt Storm 1-3 - NOX Rate Annual v3.1, Unit 5830 and retrofits | 1046 | 1948 | Rate Constraint in lbs/MMBtu | FALSE | L | Annual | Rate | lb/MWh | 0 | 0 | 0 | 0 | 0 | 0 | 0
NSR Mt Storm 1-3 - NOX Rate Annual v3.1, Unit 5830 and retrofits | 1046 | 1948 | Rate Constraint in lbs/MMBtu | FALSE | L | Annual | Constraint Shadow Price | US2011$/Ton | 0 | 0 | 0 | 0 | 0 | 0 | 0
NSR NIPSCO System - SO2 Cap Annual v4.11 | 1047 | 2301 | Rate Constraint in MTons | FALSE | L | Annual | Seasons Included | Seasons | Winter, Summer | Winter, Summer | Winter, Summer | Winter, Summer | Winter, Summer | Winter, Summer | Winter, Summer
NSR NIPSCO System - SO2 Cap Annual v4.11 | 1047 | 2301 | Rate Constraint in MTons | FALSE | L | Annual | Standard | Thousand Tons | 25.3 | 25.3 | 11.6 | 11.6 | 11.6 | 11.6 | 11.6
NSR NIPSCO System - SO2 Cap Annual v4.11 | 1047 | 2301 | Rate Constraint in MTons | FALSE | L | Annual | Standard SO2 | Thousand Tons | 25.3 | 25.3 | 11.6 | 11.6 | 11.6 | 11.6 | 11.6
NSR NIPSCO System - SO2 Cap Annual v4.11 | 1047 | 2301 | Rate Constraint in MTons | FALSE | L | Annual | Emissions at Affected Plants SO2 | Thousand Tons | 3.636 | 3.7527 | 3.8777 | 3.7032 | 1.6169 | 1.6169 | 1.6169
NSR NIPSCO System - SO2 Cap Annual v4.11 | 1047 | 2301 | Rate Constraint in MTons | FALSE | L | Annual | Allowances Purchased SO2 | Thousand Tons | 0 | 0 | 0 | 0 | 0 | 0 | 0
NSR NIPSCO System - SO2 Cap Annual v4.11 | 1047 | 2301 | Rate Constraint in MTons | FALSE | L | Annual | Allowances Sold SO2 | Thousand Tons | 0 | 0 | 0 | 0 | 0 | 0 | 0
NSR NIPSCO System - SO2 Cap Annual v4.11 | 1047 | 2301 | Rate Constraint in MTons | FALSE | L | Annual | Allowances Banked | Thousand Tons | 0 | 0 | 0 | 0 | 0 | 0 | 0
NSR NIPSCO System - SO2 Cap Annual v4.11 | 1047 | 2301 | Rate Constraint in MTons | FALSE | L | Annual | Allowances Withdrawn (1:1) | Thousand Tons | 0 | 0 | 0 | 0 | 0 | 0 | 0
NSR NIPSCO System - SO2 Cap Annual v4.11 | 1047 | 2301 | Rate Constraint in MTons | FALSE | L | Annual | Allowances Withdrawn (n:1) | Thousand Tons | 0 | 0 | 0 | 0 | 0 | 0 | 0
NSR NIPSCO System - SO2 Cap Annual v4.11 | 1047 | 2301 | Rate Constraint in MTons | FALSE | L | Annual | Net Emissions Allowance Position | Thousand Tons | 3.636 | 3.7527 | 3.8777 | 3.7032 | 1.6169 | 1.6169 | 1.6169
NSR NIPSCO System - SO2 Cap Annual v4.11 | 1047 | 2301 | Rate Constraint in MTons | FALSE | L | Annual | Fuel Consumed | TBtu | 66.8697 | 68.5768 | 71.6924 | 68.6542 | 30.0097 | 30.0097 | 30.0097
NSR NIPSCO System - SO2 Cap Annual v4.11 | 1047 | 2301 | Rate Constraint in MTons | FALSE | L | Annual | Rate | lb/MMBtu | 0.10875 | 0.10945 | 0.10818 | 0.10788 | 0.10776 | 0.10776 | 0.10776
NSR NIPSCO System - SO2 Cap Annual v4.11 | 1047 | 2301 | Rate Constraint in MTons | FALSE | L | Annual | Generation | TWh | 5.9324 | 6.0794 | 6.3605 | 6.0794 | 2.6577 | 2.6577 | 2.6577
NSR NIPSCO System - SO2 Cap Annual v4.11 | 1047 | 2301 | Rate Constraint in MTons | FALSE | L | Annual | Qualifying Generation | TWh | 5.9324 | 6.0794 | 6.3605 | 6.0794 | 2.6577 | 2.6577 | 2.6577
NSR NIPSCO System - SO2 Cap Annual v4.11 | 1047 | 2301 | Rate Constraint in MTons | FALSE | L | Annual | Rate | lb/MWh | 0.6129 | 0.61728 | 0.60966 | 0.60914 | 0.60838 | 0.60838 | 0.60838
NSR NIPSCO System - SO2 Cap Annual v4.11 | 1047 | 2301 | Rate Constraint in MTons | FALSE | L | Annual | Constraint Shadow Price | US2011$/Ton | 0 | 0 | 0 | 0 | 0 | 0 | 0
NSR NIPSCO System - NOx Cap Annual 4.11 | 1048 | 2300 | Rate Constraint in MTons | FALSE | L | Annual | Seasons Included | Seasons | Winter, Summer | Winter, Summer | Winter, Summer | Winter, Summer | Winter, Summer | Winter, Summer | Winter, Summer
NSR NIPSCO System - NOx Cap Annual 4.11 | 1048 | 2300 | Rate Constraint in MTons | FALSE | L | Annual | Standard | Thousand Tons | 11.704 | 11.704 | 11.704 | 11.704 | 11.704 | 11.704 | 11.704
NSR NIPSCO System - NOx Cap Annual 4.11 | 1048 | 2300 | Rate Constraint in MTons | FALSE | L | Annual | Standard NOX | Thousand Tons | 11.704 | 11.704 | 11.704 | 11.704 | 11.704 | 11.704 | 11.704
NSR NIPSCO System - NOx Cap Annual 4.11 | 1048 | 2300 | Rate Constraint in MTons | FALSE | L | Annual | Emissions at Affected Plants NOX | Thousand Tons | 5.1315 | 5.2876 | 5.4779 | 5.2876 | 2.3092 | 2.3092 | 2.3092
NSR NIPSCO System - NOx Cap Annual 4.11 | 1048 | 2300 | Rate Constraint in MTons | FALSE | L | Annual | Allowances Purchased NOX | Thousand Tons | 0 | 0 | 0 | 0 | 0 | 0 | 0
NSR NIPSCO System - NOx Cap Annual 4.11 | 1048 | 2300 | Rate Constraint in MTons | FALSE | L | Annual | Allowances Sold NOX | Thousand Tons | 0 | 0 | 0 | 0 | 0 | 0 | 0
NSR NIPSCO System - NOx Cap Annual 4.11 | 1048 | 2300 | Rate Constraint in MTons | FALSE | L | Annual | Allowances Banked | Thousand Tons | 0 | 0 | 0 | 0 | 0 | 0 | 0
NSR NIPSCO System - NOx Cap Annual 4.11 | 1048 | 2300 | Rate Constraint in MTons | FALSE | L | Annual | Allowances Withdrawn (1:1) | Thousand Tons | 0 | 0 | 0 | 0 | 0 | 0 | 0
NSR NIPSCO System - NOx Cap Annual 4.11 | 1048 | 2300 | Rate Constraint in MTons | FALSE | L | Annual | Allowances Withdrawn (n:1) | Thousand Tons | 0 | 0 | 0 | 0 | 0 | 0 | 0
NSR NIPSCO System - NOx Cap Annual 4.11 | 1048 | 2300 | Rate Constraint in MTons | FALSE | L | Annual | Net Emissions Allowance Position | Thousand Tons | 5.1315 | 5.2876 | 5.4779 | 5.2876 | 2.3092 | 2.3092 | 2.3092
NSR NIPSCO System - NOx Cap Annual 4.11 | 1048 | 2300 | Rate Constraint in MTons | FALSE | L | Annual | Fuel Consumed | TBtu | 66.8697 | 68.5768 | 71.6924 | 68.6542 | 30.0097 | 30.0097 | 30.0097
NSR NIPSCO System - NOx Cap Annual 4.11 | 1048 | 2300 | Rate Constraint in MTons | FALSE | L | Annual | Rate | lb/MMBtu | 0.15348 | 0.15421 | 0.15282 | 0.15404 | 0.1539 | 0.1539 | 0.1539
NSR NIPSCO System - NOx Cap Annual 4.11 | 1048 | 2300 | Rate Constraint in MTons | FALSE | L | Annual | Generation | TWh | 5.9324 | 6.0794 | 6.3605 | 6.0794 | 2.6577 | 2.6577 | 2.6577
NSR NIPSCO System - NOx Cap Annual 4.11 | 1048 | 2300 | Rate Constraint in MTons | FALSE | L | Annual | Qualifying Generation | TWh | 5.9324 | 6.0794 | 6.3605 | 6.0794 | 2.6577 | 2.6577 | 2.6577
NSR NIPSCO System - NOx Cap Annual 4.11 | 1048 | 2300 | Rate Constraint in MTons | FALSE | L | Annual | Rate | lb/MWh | 0.86499 | 0.86976 | 0.86124 | 0.86976 | 0.86888 | 0.86888 | 0.86888
NSR NIPSCO System - NOx Cap Annual 4.11 | 1048 | 2300 | Rate Constraint in MTons | FALSE | L | Annual | Constraint Shadow Price | US2011$/Ton | 0 | 0 | 0 | 0 | 0 | 0 | 0
NSR NV Power Consent - NOX Cap Annual v3.1 | 1049 | 1852 | Rate Constraint in MTons | FALSE | L | Annual | Seasons Included | Seasons | Winter, Summer | Winter, Summer | Winter, Summer | Winter, Summer | Winter, Summer | Winter, Summer | Winter, Summer
NSR NV Power Consent - NOX Cap Annual v3.1 | 1049 | 1852 | Rate Constraint in MTons | FALSE | L | Annual | Standard | Thousand Tons | 0.36 | 0.36 | 0.36 | 0.36 | 0.36 | 0.36 | 0.36
NSR NV Power Consent - NOX Cap Annual v3.1 | 1049 | 1852 | Rate Constraint in MTons | FALSE | L | Annual | Standard NOX | Thousand Tons | 0.36 | 0.36 | 0.36 | 0.36 | 0.36 | 0.36 | 0.36
NSR NV Power Consent - NOX Cap Annual v3.1 | 1049 | 1852 | Rate Constraint in MTons | FALSE | L | Annual | Emissions at Affected Plants NOX | Thousand Tons | 0 | 0 | 0 | 0 | 0 | 0 | 0
NSR NV Power Consent - NOX Cap Annual v3.1 | 1049 | 1852 | Rate Constraint in MTons | FALSE | L | Annual | Allowances Purchased NOX | Thousand Tons | 0 | 0 | 0 | 0 | 0 | 0 | 0
NSR NV Power Consent - NOX Cap Annual v3.1 | 1049 | 1852 | Rate Constraint in MTons | FALSE | L | Annual | Allowances Sold NOX | Thousand Tons | 0 | 0 | 0 | 0 | 0 | 0 | 0
NSR NV Power Consent - NOX Cap Annual v3.1 | 1049 | 1852 | Rate Constraint in MTons | FALSE | L | Annual | Allowances Banked | Thousand Tons | 0 | 0 | 0 | 0 | 0 | 0 | 0
NSR NV Power Consent - NOX Cap Annual v3.1 | 1049 | 1852 | Rate Constraint in MTons | FALSE | L | Annual | Allowances Withdrawn (1:1) | Thousand Tons | 0 | 0 | 0 | 0 | 0 | 0 | 0
NSR NV Power Consent - NOX Cap Annual v3.1 | 1049 | 1852 | Rate Constraint in MTons | FALSE | L | Annual | Allowances Withdrawn (n:1) | Thousand Tons | 0 | 0 | 0 | 0 | 0 | 0 | 0
NSR NV Power Consent - NOX Cap Annual v3.1 | 1049 | 1852 | Rate Constraint in MTons | FALSE | L | Annual | Net Emissions Allowance Position | Thousand Tons | 0 | 0 | 0 | 0 | 0 | 0 | 0
NSR NV Power Consent - NOX Cap Annual v3.1 | 1049 | 1852 | Rate Constraint in MTons | FALSE | L | Annual | Fuel Consumed | TBtu | 0 | 0 | 0 | 0 | 0 | 0 | 0
NSR NV Power Consent - NOX Cap Annual v3.1 | 1049 | 1852 | Rate Constraint in MTons | FALSE | L | Annual | Rate | lb/MMBtu | 0 | 0 | 0 | 0 | 0 | 0 | 0
NSR NV Power Consent - NOX Cap Annual v3.1 | 1049 | 1852 | Rate Constraint in MTons | FALSE | L | Annual | Generation | TWh | 0 | 0 | 0 | 0 | 0 | 0 | 0
NSR NV Power Consent - NOX Cap Annual v3.1 | 1049 | 1852 | Rate Constraint in MTons | FALSE | L | Annual | Qualifying Generation | TWh | 0 | 0 | 0 | 0 | 0 | 0 | 0
NSR NV Power Consent - NOX Cap Annual v3.1 | 1049 | 1852 | Rate Constraint in MTons | FALSE | L | Annual | Rate | lb/MWh | 0 | 0 | 0 | 0 | 0 | 0 | 0
NSR NV Power Consent - NOX Cap Annual v3.1 | 1049 | 1852 | Rate Constraint in MTons | FALSE | L | Annual | Constraint Shadow Price | US2011$/Ton | 0 | 0 | 0 | 0 | 0 | 0 | 0
NSR Oak Creek 5-8 - NOX Rate Annual v3.1, Unit 5833 and retrofits | 1050 | 1874 | Rate Constraint in lbs/MMBtu | FALSE | L | Annual | Seasons Included | Seasons | Winter, Summer | Winter, Summer | Winter, Summer | Winter, Summer | Winter, Summer | Winter, Summer | Winter, Summer
NSR Oak Creek 5-8 - NOX Rate Annual v3.1, Unit 5833 and retrofits | 1050 | 1874 | Rate Constraint in lbs/MMBtu | FALSE | L | Annual | Standard | lb/MMBtu | 0.1 | 0.1 | 0.1 | 0.1 | 0.1 | 0.1 | 0.1
NSR Oak Creek 5-8 - NOX Rate Annual v3.1, Unit 5833 and retrofits | 1050 | 1874 | Rate Constraint in lbs/MMBtu | FALSE | L | Annual | Emissions at Affected Plants NOX | Thousand Tons | 0.76081 | 0.76081 | 0.76081 | 0.76081 | 0.76081 | 0.76081 | 0.71862
NSR Oak Creek 5-8 - NOX Rate Annual v3.1, Unit 5833 and retrofits | 1050 | 1874 | Rate Constraint in lbs/MMBtu | FALSE | L | Annual | Allowances Purchased NOX | Thousand Tons | 0 | 0 | 0 | 0 | 0 | 0 | 0
NSR Oak Creek 5-8 - NOX Rate Annual v3.1, Unit 5833 and retrofits | 1050 | 1874 | Rate Constraint in lbs/MMBtu | FALSE | L | Annual | Allowances Sold NOX | Thousand Tons | 0 | 0 | 0 | 0 | 0 | 0 | 0
NSR Oak Creek 5-8 - NOX Rate Annual v3.1, Unit 5833 and retrofits | 1050 | 1874 | Rate Constraint in lbs/MMBtu | FALSE | L | Annual | Allowances Banked | Thousand Tons | 0 | 0 | 0 | 0 | 0 | 0 | 0
NSR Oak Creek 5-8 - NOX Rate Annual v3.1, Unit 5833 and retrofits | 1050 | 1874 | Rate Constraint in lbs/MMBtu | FALSE | L | Annual | Allowances Withdrawn (1:1) | Thousand Tons | 0 | 0 | 0 | 0 | 0 | 0 | 0
NSR Oak Creek 5-8 - NOX Rate Annual v3.1, Unit 5833 and retrofits | 1050 | 1874 | Rate Constraint in lbs/MMBtu | FALSE | L | Annual | Allowances Withdrawn (n:1) | Thousand Tons | 0 | 0 | 0 | 0 | 0 | 0 | 0
NSR Oak Creek 5-8 - NOX Rate Annual v3.1, Unit 5833 and retrofits | 1050 | 1874 | Rate Constraint in lbs/MMBtu | FALSE | L | Annual | Net Emissions Allowance Position | Thousand Tons | 0.76081 | 0.76081 | 0.76081 | 0.76081 | 0.76081 | 0.76081 | 0.71862
NSR Oak Creek 5-8 - NOX Rate Annual v3.1, Unit 5833 and retrofits | 1050 | 1874 | Rate Constraint in lbs/MMBtu | FALSE | L | Annual | Fuel Consumed | TBtu | 21.7926 | 21.7374 | 21.7374 | 21.7374 | 21.7374 | 21.7374 | 20.5321
NSR Oak Creek 5-8 - NOX Rate Annual v3.1, Unit 5833 and retrofits | 1050 | 1874 | Rate Constraint in lbs/MMBtu | FALSE | L | Annual | Rate | lb/MMBtu | 0.069823 | 0.07 | 0.07 | 0.07 | 0.07 | 0.07 | 0.07
NSR Oak Creek 5-8 - NOX Rate Annual v3.1, Unit 5833 and retrofits | 1050 | 1874 | Rate Constraint in lbs/MMBtu | FALSE | L | Annual | Generation | TWh | 2.1248 | 2.1248 | 2.1248 | 2.1248 | 2.1248 | 2.1248 | 2.0069
NSR Oak Creek 5-8 - NOX Rate Annual v3.1, Unit 5833 and retrofits | 1050 | 1874 | Rate Constraint in lbs/MMBtu | FALSE | L | Annual | Qualifying Generation | TWh | 2.1248 | 2.1248 | 2.1248 | 2.1248 | 2.1248 | 2.1248 | 2.0069
NSR Oak Creek 5-8 - NOX Rate Annual v3.1, Unit 5833 and retrofits | 1050 | 1874 | Rate Constraint in lbs/MMBtu | FALSE | L | Annual | Rate | lb/MWh | 0.35807 | 0.35807 | 0.35807 | 0.35807 | 0.35807 | 0.35807 | 0.35807
NSR Oak Creek 5-8 - NOX Rate Annual v3.1, Unit 5833 and retrofits | 1050 | 1874 | Rate Constraint in lbs/MMBtu | FALSE | L | Annual | Constraint Shadow Price | US2011$/Ton | 0 | 0 | 0 | 0 | 0 | 0 | 0
NSR Oak Creek 5-8 - NOX Rate Annual v3.1, Unit 5834 and retrofits | 1051 | 1874 | Rate Constraint in lbs/MMBtu | FALSE | L | Annual | Seasons Included | Seasons | Winter, Summer | Winter, Summer | Winter, Summer | Winter, Summer | Winter, Summer | Winter, Summer | Winter, Summer
NSR Oak Creek 5-8 - NOX Rate Annual v3.1, Unit 5834 and retrofits | 1051 | 1874 | Rate Constraint in lbs/MMBtu | FALSE | L | Annual | Standard | lb/MMBtu | 0.1 | 0.1 | 0.1 | 0.1 | 0.1 | 0.1 | 0.1
NSR Oak Creek 5-8 - NOX Rate Annual v3.1, Unit 5834 and retrofits | 1051 | 1874 | Rate Constraint in lbs/MMBtu | FALSE | L | Annual | Emissions at Affected Plants NOX | Thousand Tons | 0.772 | 0.81707 | 0.81707 | 0.81707 | 0.80821 | 0.8124 | 0.772
NSR Oak Creek 5-8 - NOX Rate Annual v3.1, Unit 5834 and retrofits | 1051 | 1874 | Rate Constraint in lbs/MMBtu | FALSE | L | Annual | Allowances Purchased NOX | Thousand Tons | 0 | 0 | 0 | 0 | 0 | 0 | 0
NSR Oak Creek 5-8 - NOX Rate Annual v3.1, Unit 5834 and retrofits | 1051 | 1874 | Rate Constraint in lbs/MMBtu | FALSE | L | Annual | Allowances Sold NOX | Thousand Tons | 0 | 0 | 0 | 0 | 0 | 0 | 0
NSR Oak Creek 5-8 - NOX Rate Annual v3.1, Unit 5834 and retrofits | 1051 | 1874 | Rate Constraint in lbs/MMBtu | FALSE | L | Annual | Allowances Banked | Thousand Tons | 0 | 0 | 0 | 0 | 0 | 0 | 0
NSR Oak Creek 5-8 - NOX Rate Annual v3.1, Unit 5834 and retrofits | 1051 | 1874 | Rate Constraint in lbs/MMBtu | FALSE | L | Annual | Allowances Withdrawn (1:1) | Thousand Tons | 0 | 0 | 0 | 0 | 0 | 0 | 0
NSR Oak Creek 5-8 - NOX Rate Annual v3.1, Unit 5834 and retrofits | 1051 | 1874 | Rate Constraint in lbs/MMBtu | FALSE | L | Annual | Allowances Withdrawn (n:1) | Thousand Tons | 0 | 0 | 0 | 0 | 0 | 0 | 0
NSR Oak Creek 5-8 - NOX Rate Annual v3.1, Unit 5834 and retrofits | 1051 | 1874 | Rate Constraint in lbs/MMBtu | FALSE | L | Annual | Net Emissions Allowance Position | Thousand Tons | 0.772 | 0.81707 | 0.81707 | 0.81707 | 0.80821 | 0.8124 | 0.772
NSR Oak Creek 5-8 - NOX Rate Annual v3.1, Unit 5834 and retrofits | 1051 | 1874 | Rate Constraint in lbs/MMBtu | FALSE | L | Annual | Fuel Consumed | TBtu | 22.1133 | 23.3449 | 23.3449 | 23.3449 | 23.0917 | 23.2115 | 22.0573
NSR Oak Creek 5-8 - NOX Rate Annual v3.1, Unit 5834 and retrofits | 1051 | 1874 | Rate Constraint in lbs/MMBtu | FALSE | L | Annual | Rate | lb/MMBtu | 0.069823 | 0.07 | 0.07 | 0.07 | 0.07 | 0.07 | 0.07
NSR Oak Creek 5-8 - NOX Rate Annual v3.1, Unit 5834 and retrofits | 1051 | 1874 | Rate Constraint in lbs/MMBtu | FALSE | L | Annual | Generation | TWh | 2.1493 | 2.2747 | 2.2747 | 2.2747 | 2.2501 | 2.2617 | 2.1493
NSR Oak Creek 5-8 - NOX Rate Annual v3.1, Unit 5834 and retrofits | 1051 | 1874 | Rate Constraint in lbs/MMBtu | FALSE | L | Annual | Qualifying Generation | TWh | 2.1493 | 2.2747 | 2.2747 | 2.2747 | 2.2501 | 2.2617 | 2.1493
NSR Oak Creek 5-8 - NOX Rate Annual v3.1, Unit 5834 and retrofits | 1051 | 1874 | Rate Constraint in lbs/MMBtu | FALSE | L | Annual | Rate | lb/MWh | 0.35919 | 0.35919 | 0.35919 | 0.35919 | 0.35919 | 0.35919 | 0.35919
NSR Oak Creek 5-8 - NOX Rate Annual v3.1, Unit 5834 and retrofits | 1051 | 1874 | Rate Constraint in lbs/MMBtu | FALSE | L | Annual | Constraint Shadow Price | US2011$/Ton | 0 | 0 | 0 | 0 | 0 | 0 | 0
NSR Oak Creek 5-8 - NOX Rate Annual v3.1, Unit 5835 and retrofits | 1052 | 1874 | Rate Constraint in lbs/MMBtu | FALSE | L | Annual | Seasons Included | Seasons | Winter, Summer | Winter, Summer | Winter, Summer | Winter, Summer | Winter, Summer | Winter, Summer | Winter, Summer
NSR Oak Creek 5-8 - NOX Rate Annual v3.1, Unit 5835 and retrofits | 1052 | 1874 | Rate Constraint in lbs/MMBtu | FALSE | L | Annual | Standard | lb/MMBtu | 0.1 | 0.1 | 0.1 | 0.1 | 0.1 | 0.1 | 0.1
NSR Oak Creek 5-8 - NOX Rate Annual v3.1, Unit 5835 and retrofits | 1052 | 1874 | Rate Constraint in lbs/MMBtu | FALSE | L | Annual | Emissions at Affected Plants NOX | Thousand Tons | 0.65718 | 0.65718 | 0.65718 | 0.65718 | 0.65718 | 0.65718 | 0.62637
NSR Oak Creek 5-8 - NOX Rate Annual v3.1, Unit 5835 and retrofits | 1052 | 1874 | Rate Constraint in lbs/MMBtu | FALSE | L | Annual | Allowances Purchased NOX | Thousand Tons | 0 | 0 | 0 | 0 | 0 | 0 | 0
NSR Oak Creek 5-8 - NOX Rate Annual v3.1, Unit 5835 and retrofits | 1052 | 1874 | Rate Constraint in lbs/MMBtu | FALSE | L | Annual | Allowances Sold NOX | Thousand Tons | 0 | 0 | 0 | 0 | 0 | 0 | 0
NSR Oak Creek 5-8 - NOX Rate Annual v3.1, Unit 5835 and retrofits | 1052 | 1874 | Rate Constraint in lbs/MMBtu | FALSE | L | Annual | Allowances Banked | Thousand Tons | 0 | 0 | 0 | 0 | 0 | 0 | 0
NSR Oak Creek 5-8 - NOX Rate Annual v3.1, Unit 5835 and retrofits | 1052 | 1874 | Rate Constraint in lbs/MMBtu | FALSE | L | Annual | Allowances Withdrawn (1:1) | Thousand Tons | 0 | 0 | 0 | 0 | 0 | 0 | 0
NSR Oak Creek 5-8 - NOX Rate Annual v3.1, Unit 5835 and retrofits | 1052 | 1874 | Rate Constraint in lbs/MMBtu | FALSE | L | Annual | Allowances Withdrawn (n:1) | Thousand Tons | 0 | 0 | 0 | 0 | 0 | 0 | 0
NSR Oak Creek 5-8 - NOX Rate Annual v3.1, Unit 5835 and retrofits | 1052 | 1874 | Rate Constraint in lbs/MMBtu | FALSE | L | Annual | Net Emissions Allowance Position | Thousand Tons | 0.65718 | 0.65718 | 0.65718 | 0.65718 | 0.65718 | 0.65718 | 0.62637
NSR Oak Creek 5-8 - NOX Rate Annual v3.1, Unit 5835 and retrofits | 1052 | 1874 | Rate Constraint in lbs/MMBtu | FALSE | L | Annual | Fuel Consumed | TBtu | 18.8243 | 18.7766 | 18.7766 | 18.7766 | 18.7766 | 18.7766 | 17.8961
NSR Oak Creek 5-8 - NOX Rate Annual v3.1, Unit 5835 and retrofits | 1052 | 1874 | Rate Constraint in lbs/MMBtu | FALSE | L | Annual | Rate | lb/MMBtu | 0.069823 | 0.07 | 0.07 | 0.07 | 0.07 | 0.07 | 0.07
NSR Oak Creek 5-8 - NOX Rate Annual v3.1, Unit 5835 and retrofits | 1052 | 1874 | Rate Constraint in lbs/MMBtu | FALSE | L | Annual | Generation | TWh | 1.8719 | 1.8719 | 1.8719 | 1.8719 | 1.8719 | 1.8719 | 1.7841
NSR Oak Creek 5-8 - NOX Rate Annual v3.1, Unit 5835 and retrofits | 1052 | 1874 | Rate Constraint in lbs/MMBtu | FALSE | L | Annual | Qualifying Generation | TWh | 1.8719 | 1.8719 | 1.8719 | 1.8719 | 1.8719 | 1.8719 | 1.7841
NSR Oak Creek 5-8 - NOX Rate Annual v3.1, Unit 5835 and retrofits | 1052 | 1874 | Rate Constraint in lbs/MMBtu | FALSE | L | Annual | Rate | lb/MWh | 0.35109 | 0.35109 | 0.35109 | 0.35109 | 0.35109 | 0.35109 | 0.35109
NSR Oak Creek 5-8 - NOX Rate Annual v3.1, Unit 5835 and retrofits | 1052 | 1874 | Rate Constraint in lbs/MMBtu | FALSE | L | Annual | Constraint Shadow Price | US2011$/Ton | 0 | 0 | 0 | 0 | 0 | 0 | 0
NSR Oak Creek 5-8 - NOX Rate Annual v3.1, Unit 5836 and retrofits | 1053 | 1874 | Rate Constraint in lbs/MMBtu | FALSE | L | Annual | Seasons Included | Seasons | Winter, Summer | Winter, Summer | Winter, Summer | Winter, Summer | Winter, Summer | Winter, Summer | Winter, Summer
NSR Oak Creek 5-8 - NOX Rate Annual v3.1, Unit 5836 and retrofits | 1053 | 1874 | Rate Constraint in lbs/MMBtu | FALSE | L | Annual | Standard | lb/MMBtu | 0.1 | 0.1 | 0.1 | 0.1 | 0.1 | 0.1 | 0.1
NSR Oak Creek 5-8 - NOX Rate Annual v3.1, Unit 5836 and retrofits | 1053 | 1874 | Rate Constraint in lbs/MMBtu | FALSE | L | Annual | Emissions at Affected Plants NOX | Thousand Tons | 0.65041 | 0.65041 | 0.65041 | 0.65041 | 0.65041 | 0.65041 | 0.61435
NSR Oak Creek 5-8 - NOX Rate Annual v3.1, Unit 5836 and retrofits | 1053 | 1874 | Rate Constraint in lbs/MMBtu | FALSE | L | Annual | Allowances Purchased NOX | Thousand Tons | 0 | 0 | 0 | 0 | 0 | 0 | 0
NSR Oak Creek 5-8 - NOX Rate Annual v3.1, Unit 5836 and retrofits | 1053 | 1874 | Rate Constraint in lbs/MMBtu | FALSE | L | Annual | Allowances Sold NOX | Thousand Tons | 0 | 0 | 0 | 0 | 0 | 0 | 0
NSR Oak Creek 5-8 - NOX Rate Annual v3.1, Unit 5836 and retrofits | 1053 | 1874 | Rate Constraint in lbs/MMBtu | FALSE | L | Annual | Allowances Banked | Thousand Tons | 0 | 0 | 0 | 0 | 0 | 0 | 0
NSR Oak Creek 5-8 - NOX Rate Annual v3.1, Unit 5836 and retrofits | 1053 | 1874 | Rate Constraint in lbs/MMBtu | FALSE | L | Annual | Allowances Withdrawn (1:1) | Thousand Tons | 0 | 0 | 0 | 0 | 0 | 0 | 0
NSR Oak Creek 5-8 - NOX Rate Annual v3.1, Unit 5836 and retrofits | 1053 | 1874 | Rate Constraint in lbs/MMBtu | FALSE | L | Annual | Allowances Withdrawn (n:1) | Thousand Tons | 0 | 0 | 0 | 0 | 0 | 0 | 0
NSR Oak Creek 5-8 - NOX Rate Annual v3.1, Unit 5836 and retrofits | 1053 | 1874 | Rate Constraint in lbs/MMBtu | FALSE | L | Annual | Net Emissions Allowance Position | Thousand Tons | 0.65041 | 0.65041 | 0.65041 | 0.65041 | 0.65041 | 0.65041 | 0.61435
NSR Oak Creek 5-8 - NOX Rate Annual v3.1, Unit 5836 and retrofits | 1053 | 1874 | Rate Constraint in lbs/MMBtu | FALSE | L | Annual | Fuel Consumed | TBtu | 18.6304 | 18.5832 | 18.5832 | 18.5832 | 18.5832 | 18.5832 | 17.5528
NSR Oak Creek 5-8 - NOX Rate Annual v3.1, Unit 5836 and retrofits | 1053 | 1874 | Rate Constraint in lbs/MMBtu | FALSE | L | Annual | Rate | lb/MMBtu | 0.069823 | 0.07 | 0.07 | 0.07 | 0.07 | 0.07 | 0.07
NSR Oak Creek 5-8 - NOX Rate Annual v3.1, Unit 5836 and retrofits | 1053 | 1874 | Rate Constraint in lbs/MMBtu | FALSE | L | Annual | Generation | TWh | 1.8502 | 1.8502 | 1.8502 | 1.8502 | 1.8502 | 1.8502 | 1.7476
NSR Oak Creek 5-8 - NOX Rate Annual v3.1, Unit 5836 and retrofits | 1053 | 1874 | Rate Constraint in lbs/MMBtu | FALSE | L | Annual | Qualifying Generation | TWh | 1.8502 | 1.8502 | 1.8502 | 1.8502 | 1.8502 | 1.8502 | 1.7476
NSR Oak Creek 5-8 - NOX Rate Annual v3.1, Unit 5836 and retrofits | 1053 | 1874 | Rate Constraint in lbs/MMBtu | FALSE | L | Annual | Rate | lb/MWh | 0.35154 | 0.35154 | 0.35154 | 0.35154 | 0.35154 | 0.35154 | 0.35154
NSR Oak Creek 5-8 - NOX Rate Annual v3.1, Unit 5836 and retrofits | 1053 | 1874 | Rate Constraint in lbs/MMBtu | FALSE | L | Annual | Constraint Shadow Price | US2011$/Ton | 0 | 0 | 0 | 0 | 0 | 0 | 0
NSR OH Edison - NOX Cap Annual v3.1 | 1054 | 1853 | Rate Constraint in MTons | FALSE | L | Annual | Seasons Included | Seasons | Winter, Summer | Winter, Summer | Winter, Summer | Winter, Summer | Winter, Summer | Winter, Summer | Winter, Summer
NSR OH Edison - NOX Cap Annual v3.1 | 1054 | 1853 | Rate Constraint in MTons | FALSE | L | Annual | Standard | Thousand Tons | 11.86 | 11.86 | 11.86 | 11.86 | 11.86 | 11.86 | 11.86
NSR OH Edison - NOX Cap Annual v3.1 | 1054 | 1853 | Rate Constraint in MTons | FALSE | L | Annual | Standard NOX | Thousand Tons | 11.86 | 11.86 | 11.86 | 11.86 | 11.86 | 11.86 | 11.86
NSR OH Edison - NOX Cap Annual v3.1 | 1054 | 1853 | Rate Constraint in MTons | FALSE | L | Annual | Emissions at Affected Plants NOX | Thousand Tons | 11.86 | 11.86 | 11.86 | 11.86 | 11.6348 | 11.166 | 9.3465
NSR OH Edison - NOX Cap Annual v3.1 | 1054 | 1853 | Rate Constraint in MTons | FALSE | L | Annual | Allowances Purchased NOX | Thousand Tons | 0 | 0 | 0 | 0 | 0 | 0 | 0
NSR OH Edison - NOX Cap Annual v3.1 | 1054 | 1853 | Rate Constraint in MTons | FALSE | L | Annual | Allowances Sold NOX | Thousand Tons | 0 | 0 | 0 | 0 | 0 | 0 | 0
NSR OH Edison - NOX Cap Annual v3.1 | 1054 | 1853 | Rate Constraint in MTons | FALSE | L | Annual | Allowances Banked | Thousand Tons | 0 | 0 | 0 | 0 | 0 | 0 | 0
NSR OH Edison - NOX Cap Annual v3.1 | 1054 | 1853 | Rate Constraint in MTons | FALSE | L | Annual | Allowances Withdrawn (1:1) | Thousand Tons | 0 | 0 | 0 | 0 | 0 | 0 | 0
NSR OH Edison - NOX Cap Annual v3.1 | 1054 | 1853 | Rate Constraint in MTons | FALSE | L | Annual | Allowances Withdrawn (n:1) | Thousand Tons | 0 | 0 | 0 | 0 | 0 | 0 | 0
NSR OH Edison - NOX Cap Annual v3.1 | 1054 | 1853 | Rate Constraint in MTons | FALSE | L | Annual | Net Emissions Allowance Position | Thousand Tons | 11.86 | 11.86 | 11.86 | 11.86 | 11.6348 | 11.166 | 9.3465
NSR OH Edison - NOX Cap Annual v3.1 | 1054 | 1853 | Rate Constraint in MTons | FALSE | L | Annual | Fuel Consumed | TBtu | 167.4072 | 167.1704 | 167.4304 | 167.1704 | 164.9418 | 160.0322 | 135.1848
NSR OH Edison - NOX Cap Annual v3.1 | 1054 | 1853 | Rate Constraint in MTons | FALSE | L | Annual | Rate | lb/MMBtu | 0.14169 | 0.14189 | 0.14167 | 0.14189 | 0.14108 | 0.13955 | 0.13828
NSR OH Edison - NOX Cap Annual v3.1 | 1054 | 1853 | Rate Constraint in MTons | FALSE | L | Annual | Generation | TWh | 15.9746 | 15.9724 | 15.9968 | 15.9724 | 15.7618 | 15.2767 | 12.9085
NSR OH Edison - NOX Cap Annual v3.1 | 1054 | 1853 | Rate Constraint in MTons | FALSE | L | Annual | Qualifying Generation | TWh | 15.9746 | 15.9724 | 15.9968 | 15.9724 | 15.7618 | 15.2767 | 12.9085
NSR OH Edison - NOX Cap Annual v3.1 | 1054 | 1853 | Rate Constraint in MTons | FALSE | L | Annual | Rate | lb/MWh | 0.74243 | 0.74253 | 0.7414 | 0.74253 | 0.73816 | 0.73092 | 0.72406
NSR OH Edison - NOX Cap Annual v3.1 | 1054 | 1853 | Rate Constraint in MTons | FALSE | L | Annual | Constraint Shadow Price | US2011$/Ton | 215.5406 | 1436.3806 | 4332.2309 | 2297.724 | 0 | 0 | 0
NSR OH Edison - SO2 Cap Annual v3.1 | 1055 | 1854 | Rate Constraint in MTons | FALSE | L | Annual | Seasons Included | Seasons | Winter, Summer | Winter, Summer | Winter, Summer | Winter, Summer | Winter, Summer | Winter, Summer | Winter, Summer
NSR OH Edison - SO2 Cap Annual v3.1 | 1055 | 1854 | Rate Constraint in MTons | FALSE | L | Annual | Standard | Thousand Tons | 29.9 | 29.9 | 29.9 | 29.9 | 29.9 | 29.9 | 29.9
NSR OH Edison - SO2 Cap Annual v3.1 | 1055 | 1854 | Rate Constraint in MTons | FALSE | L | Annual | Standard SO2 | Thousand Tons | 29.9 | 29.9 | 29.9 | 29.9 | 29.9 | 29.9 | 29.9
NSR OH Edison - SO2 Cap Annual v3.1 | 1055 | 1854 | Rate Constraint in MTons | FALSE | L | Annual | Emissions at Affected Plants SO2 | Thousand Tons | 6.4661 | 10.3662 | 7.0402 | 9.1454 | 7.8633 | 8.2329 | 8.3248
NSR OH Edison - SO2 Cap Annual v3.1 | 1055 | 1854 | Rate Constraint in MTons | FALSE | L | Annual | Allowances Purchased SO2 | Thousand Tons | 0 | 0 | 0 | 0 | 0 | 0 | 0
NSR OH Edison - SO2 Cap Annual v3.1 | 1055 | 1854 | Rate Constraint in MTons | FALSE | L | Annual | Allowances Sold SO2 | Thousand Tons | 0 | 0 | 0 | 0 | 0 | 0 | 0
NSR OH Edison - SO2 Cap Annual v3.1 | 1055 | 1854 | Rate Constraint in MTons | FALSE | L | Annual | Allowances Banked | Thousand Tons | 0 | 0 | 0 | 0 | 0 | 0 | 0
NSR OH Edison - SO2 Cap Annual v3.1 | 1055 | 1854 | Rate Constraint in MTons | FALSE | L | Annual | Allowances Withdrawn (1:1) | Thousand Tons | 0 | 0 | 0 | 0 | 0 | 0 | 0
NSR OH Edison - SO2 Cap Annual v3.1 | 1055 | 1854 | Rate Constraint in MTons | FALSE | L | Annual | Allowances Withdrawn (n:1) | Thousand Tons | 0 | 0 | 0 | 0 | 0 | 0 | 0
NSR OH Edison - SO2 Cap Annual v3.1 | 1055 | 1854 | Rate Constraint in MTons | FALSE | L | Annual | Net Emissions Allowance Position | Thousand Tons | 6.4661 | 10.3662 | 7.0402 | 9.1454 | 7.8633 | 8.2329 | 8.3248
NSR OH Edison - SO2 Cap Annual v3.1 | 1055 | 1854 | Rate Constraint in MTons | FALSE | L | Annual | Fuel Consumed | TBtu | 167.4072 | 167.1704 | 167.4304 | 167.1704 | 164.9418 | 160.0322 | 135.1848
NSR OH Edison - SO2 Cap Annual v3.1 | 1055 | 1854 | Rate Constraint in MTons | FALSE | L | Annual | Rate | lb/MMBtu | 0.07725 | 0.12402 | 0.084097 | 0.10941 | 0.095347 | 0.10289 | 0.12316
NSR OH Edison - SO2 Cap Annual v3.1 | 1055 | 1854 | Rate Constraint in MTons | FALSE | L | Annual | Generation | TWh | 15.9746 | 15.9724 | 15.9968 | 15.9724 | 15.7618 | 15.2767 | 12.9085
NSR OH Edison - SO2 Cap Annual v3.1 | 1055 | 1854 | Rate Constraint in MTons | FALSE | L | Annual | Qualifying Generation | TWh | 15.9746 | 15.9724 | 15.9968 | 15.9724 | 15.7618 | 15.2767 | 12.9085
NSR OH Edison - SO2 Cap Annual v3.1 | 1055 | 1854 | Rate Constraint in MTons | FALSE | L | Annual | Rate | lb/MWh | 0.40478 | 0.64901 | 0.4401 | 0.57257 | 0.49888 | 0.53892 | 0.64491
NSR OH Edison - SO2 Cap Annual v3.1 | 1055 | 1854 | Rate Constraint in MTons | FALSE | L | Annual | Constraint Shadow Price | US2011$/Ton | 0 | 0 | 0 | 0 | 0 | 0 | 0
NSR Pleasant Prairie 1,2 - NOX Rate Annual v3.1, Unit 5831 and retrofits | 1056 | 1947 | Rate Constraint in lbs/MMBtu | FALSE | L | Annual | Seasons Included | Seasons | Winter, Summer | Winter, Summer | Winter, Summer | Winter, Summer | Winter, Summer | Winter, Summer | Winter, Summer
NSR Pleasant Prairie 1,2 - NOX Rate Annual v3.1, Unit 5831 and retrofits | 1056 | 1947 | Rate Constraint in lbs/MMBtu | FALSE | L | Annual | Standard | lb/MMBtu | 0.1 | 0.1 | 0.1 | 0.1 | 0.1 | 0.1 | 0.1
NSR Pleasant Prairie 1,2 - NOX Rate Annual v3.1, Unit 5831 and retrofits | 1056 | 1947 | Rate Constraint in lbs/MMBtu | FALSE | L | Annual | Emissions at Affected Plants NOX | Thousand Tons | 1.5486 | 1.5486 | 1.5486 | 1.5486 | 1.5486 | 1.5486 | 1.4625
NSR Pleasant Prairie 1,2 - NOX Rate Annual v3.1, Unit 5831 and retrofits | 1056 | 1947 | Rate Constraint in lbs/MMBtu | FALSE | L | Annual | Allowances Purchased NOX | Thousand Tons | 0 | 0 | 0 | 0 | 0 | 0 | 0
NSR Pleasant Prairie 1,2 - NOX Rate Annual v3.1, Unit 5831 and retrofits | 1056 | 1947 | Rate Constraint in lbs/MMBtu | FALSE | L | Annual | Allowances Sold NOX | Thousand Tons | 0 | 0 | 0 | 0 | 0 | 0 | 0
NSR Pleasant Prairie 1,2 - NOX Rate Annual v3.1, Unit 5831 and retrofits | 1056 | 1947 | Rate Constraint in lbs/MMBtu | FALSE | L | Annual | Allowances Banked | Thousand Tons | 0 | 0 | 0 | 0 | 0 | 0 | 0
NSR Pleasant Prairie 1,2 - NOX Rate Annual v3.1, Unit 5831 and retrofits | 1056 | 1947 | Rate Constraint in lbs/MMBtu | FALSE | L | Annual | Allowances Withdrawn (1:1) | Thousand Tons | 0 | 0 | 0 | 0 | 0 | 0 | 0
NSR Pleasant Prairie 1,2 - NOX Rate Annual v3.1, Unit 5831 and retrofits | 1056 | 1947 | Rate Constraint in lbs/MMBtu | FALSE | L | Annual | Allowances Withdrawn (n:1) | Thousand Tons | 0 | 0 | 0 | 0 | 0 | 0 | 0
NSR Pleasant Prairie 1,2 - NOX Rate Annual v3.1, Unit 5831 and retrofits | 1056 | 1947 | Rate Constraint in lbs/MMBtu | FALSE | L | Annual | Net Emissions Allowance Position | Thousand Tons | 1.5486 | 1.5486 | 1.5486 | 1.5486 | 1.5486 | 1.5486 | 1.4625
NSR Pleasant Prairie 1,2 - NOX Rate Annual v3.1, Unit 5831 and retrofits | 1056 | 1947 | Rate Constraint in lbs/MMBtu | FALSE | L | Annual | Fuel Consumed | TBtu | 46.9043 | 46.7926 | 46.7926 | 46.7926 | 46.7926 | 46.7926 | 44.1932
NSR Pleasant Prairie 1,2 - NOX Rate Annual v3.1, Unit 5831 and retrofits | 1056 | 1947 | Rate Constraint in lbs/MMBtu | FALSE | L | Annual | Rate | lb/MMBtu | 0.066031 | 0.066189 | 0.066189 | 0.066189 | 0.066189 | 0.066189 | 0.066189
NSR Pleasant Prairie 1,2 - NOX Rate Annual v3.1, Unit 5831 and retrofits | 1056 | 1947 | Rate Constraint in lbs/MMBtu | FALSE | L | Annual | Generation | TWh | 4.256 | 4.256 | 4.256 | 4.256 | 4.256 | 4.256 | 4.0196
NSR Pleasant Prairie 1,2 - NOX Rate Annual v3.1, Unit 5831 and retrofits | 1056 | 1947 | Rate Constraint in lbs/MMBtu | FALSE | L | Annual | Qualifying Generation | TWh | 4.256 | 4.256 | 4.256 | 4.256 | 4.256 | 4.256 | 4.0196
NSR Pleasant Prairie 1,2 - NOX Rate Annual v3.1, Unit 5831 and retrofits | 1056 | 1947 | Rate Constraint in lbs/MMBtu | FALSE | L | Annual | Rate | lb/MWh | 0.36385 | 0.36385 | 0.36385 | 0.36385 | 0.36385 | 0.36385 | 0.36385
NSR Pleasant Prairie 1,2 - NOX Rate Annual v3.1, Unit 5831 and retrofits | 1056 | 1947 | Rate Constraint in lbs/MMBtu | FALSE | L | Annual | Constraint Shadow Price | US2011$/Ton | 0 | 0 | 0 | 0 | 0 | 0 | 0
NSR Pleasant Prairie 1,2 - NOX Rate Annual v3.1, Unit 5832 and retrofits | 1057 | 1947 | Rate Constraint in lbs/MMBtu | FALSE | L | Annual | Seasons Included | Seasons | Winter, Summer | Winter, Summer | Winter, Summer | Winter, Summer | Winter, Summer | Winter, Summer | Winter, Summer
NSR Pleasant Prairie 1,2 - NOX Rate Annual v3.1, Unit 5832 and retrofits | 1057 | 1947 | Rate Constraint in lbs/MMBtu | FALSE | L | Annual | Standard | lb/MMBtu | 0.1 | 0.1 | 0.1 | 0.1 | 0.1 | 0.1 | 0.1
NSR Pleasant Prairie 1,2 - NOX Rate Annual v3.1, Unit 5832 and retrofits | 1057 | 1947 | Rate Constraint in lbs/MMBtu | FALSE | L | Annual | Emissions at Affected Plants NOX | Thousand Tons | 1.5313 | 1.5608 | 1.5608 | 1.5608 | 1.5608 | 1.4741 | 1.4741
NSR Pleasant Prairie 1,2 - NOX Rate Annual v3.1, Unit 5832 and retrofits | 1057 | 1947 | Rate Constraint in lbs/MMBtu | FALSE | L | Annual | Allowances Purchased NOX | Thousand Tons | 0 | 0 | 0 | 0 | 0 | 0 | 0
NSR Pleasant Prairie 1,2 - NOX Rate Annual v3.1, Unit 5832 and retrofits | 1057 | 1947 | Rate Constraint in lbs/MMBtu | FALSE | L | Annual | Allowances Sold NOX | Thousand Tons | 0 | 0 | 0 | 0 | 0 | 0 | 0
NSR Pleasant Prairie 1,2 - NOX Rate Annual v3.1, Unit 5832 and retrofits | 1057 | 1947 | Rate Constraint in lbs/MMBtu | FALSE | L | Annual | Allowances Banked | Thousand Tons | 0 | 0 | 0 | 0 | 0 | 0 | 0
NSR Pleasant Prairie 1,2 - NOX Rate Annual v3.1, Unit 5832 and retrofits | 1057 | 1947 | Rate Constraint in lbs/MMBtu | FALSE | L | Annual | Allowances Withdrawn (1:1) | Thousand Tons | 0 | 0 | 0 | 0 | 0 | 0 | 0
NSR Pleasant Prairie 1,2 - NOX Rate Annual v3.1, Unit 5832 and retrofits | 1057 | 1947 | Rate Constraint in lbs/MMBtu | FALSE | L | Annual | Allowances Withdrawn (n:1) | Thousand Tons | 0 | 0 | 0 | 0 | 0 | 0 | 0
NSR Pleasant Prairie 1,2 - NOX Rate Annual v3.1, Unit 5832 and retrofits | 1057 | 1947 | Rate Constraint in lbs/MMBtu | FALSE | L | Annual | Net Emissions Allowance Position | Thousand Tons | 1.5313 | 1.5608 | 1.5608 | 1.5608 | 1.5608 | 1.4741 | 1.4741
NSR Pleasant Prairie 1,2 - NOX Rate Annual v3.1, Unit 5832 and retrofits | 1057 | 1947 | Rate Constraint in lbs/MMBtu | FALSE | L | Annual | Fuel Consumed | TBtu | 46.2025 | 46.9801 | 46.9801 | 46.9801 | 46.9801 | 44.3703 | 44.3703
NSR Pleasant Prairie 1,2 - NOX Rate Annual v3.1, Unit 5832 and retrofits | 1057 | 1947 | Rate Constraint in lbs/MMBtu | FALSE | L | Annual | Rate | lb/MMBtu | 0.066288 | 0.066447 | 0.066447 | 0.066447 | 0.066447 | 0.066447 | 0.066447
NSR Pleasant Prairie 1,2 - NOX Rate Annual v3.1, Unit 5832 and retrofits | 1057 | 1947 | Rate Constraint in lbs/MMBtu | FALSE | L | Annual | Generation | TWh | 4.1756 | 4.256 | 4.256 | 4.256 | 4.256 | 4.0196 | 4.0196
NSR Pleasant Prairie 1,2 - NOX Rate Annual v3.1, Unit 5832 and retrofits | 1057 | 1947 | Rate Constraint in lbs/MMBtu | FALSE | L | Annual | Qualifying Generation | TWh | 4.1756 | 4.256 | 4.256 | 4.256 | 4.256 | 4.0196 | 4.0196
NSR Pleasant Prairie 1,2 - NOX Rate Annual v3.1, Unit 5832 and retrofits | 1057 | 1947 | Rate Constraint in lbs/MMBtu | FALSE | L | Annual | Rate | lb/MWh | 0.36674 | 0.36674 | 0.36674 | 0.36674 | 0.36674 | 0.36674 | 0.36674
NSR Pleasant Prairie 1,2 - NOX Rate Annual v3.1, Unit 5832 and retrofits | 1057 | 1947 | Rate Constraint in lbs/MMBtu | FALSE | L | Annual | Constraint Shadow Price | US2011$/Ton | 0 | 0 | 0 | 0 | 0 | 0 | 0
NSR PSEG Consent - NOX Cap Annual v3.1 | 1058 | 1855 | Rate Constraint in MTons | FALSE | L | Annual | Seasons Included | Seasons | Winter, Summer | Winter, Summer | Winter, Summer | Winter, Summer | Winter, Summer | Winter, Summer | Winter, Summer
NSR PSEG Consent - NOX Cap Annual v3.1 | 1058 | 1855 | Rate Constraint in MTons | FALSE | L | Annual | Standard | Thousand Tons | 3.49 | 3.49 | 3.49 | 3.49 | 3.49 | 3.49 | 3.49
NSR PSEG Consent - NOX Cap Annual v3.1 | 1058 | 1855 | Rate Constraint in MTons | FALSE | L | Annual | Standard NOX | Thousand Tons | 3.49 | 3.49 | 3.49 | 3.49 | 3.49 | 3.49 | 3.49
NSR PSEG Consent - NOX Cap Annual v3.1 | 1058 | 1855 | Rate Constraint in MTons | FALSE | L | Annual | Emissions at Affected Plants NOX | Thousand Tons | 0 | 0 | 0 | 0 | 0 | 0 | 0
NSR PSEG Consent - NOX Cap Annual v3.1 | 1058 | 1855 | Rate Constraint in MTons | FALSE | L | Annual | Allowances Purchased NOX | Thousand Tons | 0 | 0 | 0 | 0 | 0 | 0 | 0
NSR PSEG Consent - NOX Cap Annual v3.1 | 1058 | 1855 | Rate Constraint in MTons | FALSE | L | Annual | Allowances Sold NOX | Thousand Tons | 0 | 0 | 0 | 0 | 0 | 0 | 0
NSR PSEG Consent - NOX Cap Annual v3.1 | 1058 | 1855 | Rate Constraint in MTons | FALSE | L | Annual | Allowances Banked | Thousand Tons | 0 | 0 | 0 | 0 | 0 | 0 | 0
NSR PSEG Consent - NOX Cap Annual v3.1 | 1058 | 1855 | Rate Constraint in MTons | FALSE | L | Annual | Allowances Withdrawn (1:1) | Thousand Tons | 0 | 0 | 0 | 0 | 0 | 0 | 0
NSR PSEG Consent - NOX Cap Annual v3.1 | 1058 | 1855 | Rate Constraint in MTons | FALSE | L | Annual | Allowances Withdrawn (n:1) | Thousand Tons | 0 | 0 | 0 | 0 | 0 | 0 | 0
NSR PSEG Consent - NOX Cap Annual v3.1 | 1058 | 1855 | Rate Constraint in MTons | FALSE | L | Annual | Net Emissions Allowance Position | Thousand Tons | 0 | 0 | 0 | 0 | 0 | 0 | 0
NSR PSEG Consent - NOX Cap Annual v3.1 | 1058 | 1855 | Rate Constraint in MTons | FALSE | L | Annual | Fuel Consumed | TBtu | 0 | 0 | 0 | 0 | 0 | 0 | 0
NSR PSEG Consent - NOX Cap Annual v3.1 | 1058 | 1855 | Rate Constraint in MTons | FALSE | L | Annual | Rate | lb/MMBtu | 0 | 0 | 0 | 0 | 0 | 0 | 0
NSR PSEG Consent - NOX Cap Annual v3.1 | 1058 | 1855 | Rate Constraint in MTons | FALSE | L | Annual | Generation | TWh | 0 | 0 | 0 | 0 | 0 | 0 | 0
NSR PSEG Consent - NOX Cap Annual v3.1 | 1058 | 1855 | Rate Constraint in MTons | FALSE | L | Annual | Qualifying Generation | TWh | 0 | 0 | 0 | 0 | 0 | 0 | 0
NSR PSEG Consent - NOX Cap Annual v3.1 | 1058 | 1855 | Rate Constraint in MTons | FALSE | L | Annual | Rate | lb/MWh | 0 | 0 | 0 | 0 | 0 | 0 | 0
NSR PSEG Consent - NOX Cap Annual v3.1 | 1058 | 1855 | Rate Constraint in MTons | FALSE | L | Annual | Constraint Shadow Price | US2011$/Ton | 0 | 0 | 0 | 0 | 0 | 0 | 0
NSR PSEG Consent - SO2 Cap Annual v3.1 | 1059 | 1856 | Rate Constraint in MTons | FALSE | L | Annual | Seasons Included | Seasons | Winter, Summer | Winter, Summer | Winter, Summer | Winter, Summer | Winter, Summer | Winter, Summer | Winter, Summer
NSR PSEG Consent - SO2 Cap Annual v3.1 | 1059 | 1856 | Rate Constraint in MTons | FALSE | L | Annual | Standard | Thousand Tons | 5.27 | 5.27 | 5.27 | 5.27 | 5.27 | 5.27 | 5.27
NSR PSEG Consent - SO2 Cap Annual v3.1 | 1059 | 1856 | Rate Constraint in MTons | FALSE | L | Annual | Standard SO2 | Thousand Tons | 5.27 | 5.27 | 5.27 | 5.27 | 5.27 | 5.27 | 5.27
NSR PSEG Consent - SO2 Cap Annual v3.1 | 1059 | 1856 | Rate Constraint in MTons | FALSE | L | Annual | Emissions at Affected Plants SO2 | Thousand Tons | 0 | 0 | 0 | 0 | 0 | 0 | 0
NSR PSEG Consent - SO2 Cap Annual v3.1 | 1059 | 1856 | Rate Constraint in MTons | FALSE | L | Annual | Allowances Purchased SO2 | Thousand Tons | 0 | 0 | 0 | 0 | 0 | 0 | 0
NSR PSEG Consent - SO2 Cap Annual v3.1 | 1059 | 1856 | Rate Constraint in MTons | FALSE | L | Annual | Allowances Sold SO2 | Thousand Tons | 0 | 0 | 0 | 0 | 0 | 0 | 0
NSR PSEG Consent - SO2 Cap Annual v3.1 | 1059 | 1856 | Rate Constraint in MTons | FALSE | L | Annual | Allowances Banked | Thousand Tons | 0 | 0 | 0 | 0 | 0 | 0 | 0
NSR PSEG Consent - SO2 Cap Annual v3.1 | 1059 | 1856 | Rate Constraint in MTons | FALSE | L | Annual | Allowances Withdrawn (1:1) | Thousand Tons | 0 | 0 | 0 | 0 | 0 | 0 | 0
NSR PSEG Consent - SO2 Cap Annual v3.1 | 1059 | 1856 | Rate Constraint in MTons | FALSE | L | Annual | Allowances Withdrawn (n:1) | Thousand Tons | 0 | 0 | 0 | 0 | 0 | 0 | 0
NSR PSEG Consent - SO2 Cap Annual v3.1 | 1059 | 1856 | Rate Constraint in MTons | FALSE | L | Annual | Net Emissions Allowance Position | Thousand Tons | 0 | 0 | 0 | 0 | 0 | 0 | 0
NSR PSEG Consent - SO2 Cap Annual v3.1 | 1059 | 1856 | Rate Constraint in MTons | FALSE | L | Annual | Fuel Consumed | TBtu | 0 | 0 | 0 | 0 | 0 | 0 | 0
NSR PSEG Consent - SO2 Cap Annual v3.1 | 1059 | 1856 | Rate Constraint in MTons | FALSE | L | Annual | Rate | lb/MMBtu | 0 | 0 | 0 | 0 | 0 | 0 | 0
NSR PSEG Consent - SO2 Cap Annual v3.1 | 1059 | 1856 | Rate Constraint in MTons | FALSE | L | Annual | Generation | TWh | 0 | 0 | 0 | 0 | 0 | 0 | 0
NSR PSEG Consent - SO2 Cap Annual v3.1 | 1059 | 1856 | Rate Constraint in MTons | FALSE | L | Annual | Qualifying Generation | TWh | 0 | 0 | 0 | 0 | 0 | 0 | 0
NSR PSEG Consent - SO2 Cap Annual v3.1 | 1059 | 1856 | Rate Constraint in MTons | FALSE | L | Annual | Rate | lb/MWh | 0 | 0 | 0 | 0 | 0 | 0 | 0
NSR PSEG Consent - SO2 Cap Annual v3.1 | 1059 | 1856 | Rate Constraint in MTons | FALSE | L | Annual | Constraint Shadow Price | US2011$/Ton | 0 | 0 | 0 | 0 | 0 | 0 | 0
NSR Rapids 7,8 - NOX Rate Annual v5.14 | 1060 | 6140 | Rate Constraint in lbs/MMBtu | FALSE | L | Annual | Seasons Included | Seasons | Winter, Summer | Winter, Summer | Winter, Summer | Winter, Summer | Winter, Summer | Winter, Summer | Winter, Summer
NSR Rapids 7,8 - NOX Rate Annual v5.14 | 1060 | 6140 | Rate Constraint in lbs/MMBtu | FALSE | L | Annual | Standard | lb/MMBtu | 0.37 | 0.37 | 0.37 | 0.37 | 0.37 | 0.37 | 0.37
NSR Rapids 7,8 - NOX Rate Annual v5.14 | 1060 | 6140 | Rate Constraint in lbs/MMBtu | FALSE | L | Annual | Emissions at Affected Plants NOX | Thousand Tons | 0 | 0 | 0 | 0 | 0 | 0 | 0
NSR Rapids 7,8 - NOX Rate Annual v5.14 | 1060 | 6140 | Rate Constraint in lbs/MMBtu | FALSE | L | Annual | Allowances Purchased NOX | Thousand Tons | 0 | 0 | 0 | 0 | 0 | 0 | 0
NSR Rapids 7,8 - NOX Rate Annual v5.14 | 1060 | 6140 | Rate Constraint in lbs/MMBtu | FALSE | L | Annual | Allowances Sold NOX | Thousand Tons | 0 | 0 | 0 | 0 | 0 | 0 | 0
NSR Rapids 7,8 - NOX Rate Annual v5.14 | 1060 | 6140 | Rate Constraint in lbs/MMBtu | FALSE | L | Annual | Allowances Banked | Thousand Tons | 0 | 0 | 0 | 0 | 0 | 0 | 0
NSR Rapids 7,8 - NOX Rate Annual v5.14 | 1060 | 6140 | Rate Constraint in lbs/MMBtu | FALSE | L | Annual | Allowances Withdrawn (1:1) | Thousand Tons | 0 | 0 | 0 | 0 | 0 | 0 | 0
NSR Rapids 7,8 - NOX Rate Annual v5.14 | 1060 | 6140 | Rate Constraint in lbs/MMBtu | FALSE | L | Annual | Allowances Withdrawn (n:1) | Thousand Tons | 0 | 0 | 0 | 0 | 0 | 0 | 0
NSR Rapids 7,8 - NOX Rate Annual v5.14 | 1060 | 6140 | Rate Constraint in lbs/MMBtu | FALSE | L | Annual | Net Emissions Allowance Position | Thousand Tons | 0 | 0 | 0 | 0 | 0 | 0 | 0
NSR Rapids 7,8 - NOX Rate Annual v5.14 | 1060 | 6140 | Rate Constraint in lbs/MMBtu | FALSE | L | Annual | Fuel Consumed | TBtu | 0 | 0 | 0 | 0 | 0 | 0 | 0
NSR Rapids 7,8 - NOX Rate Annual v5.14 | 1060 | 6140 | Rate Constraint in lbs/MMBtu | FALSE | L | Annual | Rate | lb/MMBtu | 0 | 0 | 0 | 0 | 0 | 0 | 0
NSR Rapids 7,8 - NOX Rate Annual v5.14 | 1060 | 6140 | Rate Constraint in lbs/MMBtu | FALSE | L | Annual | Generation | TWh | 0 | 0 | 0 | 0 | 0 | 0 | 0
NSR Rapids 7,8 - NOX Rate Annual v5.14 | 1060 | 6140 | Rate Constraint in lbs/MMBtu | FALSE | L | Annual | Qualifying Generation | TWh | 0 | 0 | 0 | 0 | 0 | 0 | 0
NSR Rapids 7,8 - NOX Rate Annual v5.14 | 1060 | 6140 | Rate Constraint in lbs/MMBtu | FALSE | L | Annual | Rate | lb/MWh | 0 | 0 | 0 | 0 | 0 | 0 | 0
NSR Rapids 7,8 - NOX Rate Annual v5.14 | 1060 | 6140 | Rate Constraint in lbs/MMBtu | FALSE | L | Annual | Constraint Shadow Price | US2011$/Ton | 84511.4959 | 59507.2749 | 53797.7591 | 67307.799 | 88725.0756 | 0 | 0
NSR Rapids 7,8 - SO2 Rate Annual v5.14 | 1061 | 6139 | Rate Constraint in lbs/MMBtu | FALSE | L | Annual | Seasons Included | Seasons | Winter, Summer | Winter, Summer | Winter, Summer | Winter, Summer | Winter, Summer | Winter, Summer | Winter, Summer
NSR Rapids 7,8 - SO2 Rate Annual v5.14 | 1061 | 6139 | Rate Constraint in lbs/MMBtu | FALSE | L | Annual | Standard | lb/MMBtu | 0.15 | 0.15 | 0.15 | 0.15 | 0.15 | 0.15 | 0.15
NSR Rapids 7,8 - SO2 Rate Annual v5.14 | 1061 | 6139 | Rate Constraint in lbs/MMBtu | FALSE | L | Annual | Emissions at Affected Plants SO2 | Thousand Tons | 0 | 0 | 0 | 0 | 0 | 0 | 0
NSR Rapids 7,8 - SO2 Rate Annual v5.14 | 1061 | 6139 | Rate Constraint in lbs/MMBtu | FALSE | L | Annual | Allowances Purchased SO2 | Thousand Tons | 0 | 0 | 0 | 0 | 0 | 0 | 0
NSR Rapids 7,8 - SO2 Rate Annual v5.14 | 1061 | 6139 | Rate Constraint in lbs/MMBtu | FALSE | L | Annual | Allowances Sold SO2 | Thousand Tons | 0 | 0 | 0 | 0 | 0 | 0 | 0
NSR Rapids 7,8 - SO2 Rate Annual v5.14 | 1061 | 6139 | Rate Constraint in lbs/MMBtu | FALSE | L | Annual | Allowances Banked | Thousand Tons | 0 | 0 | 0 | 0 | 0 | 0 | 0
NSR Rapids 7,8 - SO2 Rate Annual v5.14 | 1061 | 6139 | Rate Constraint in lbs/MMBtu | FALSE | L | Annual | Allowances Withdrawn (1:1) | Thousand Tons | 0 | 0 | 0 | 0 | 0 | 0 | 0
NSR Rapids 7,8 - SO2 Rate Annual v5.14 | 1061 | 6139 | Rate Constraint in lbs/MMBtu | FALSE | L | Annual | Allowances Withdrawn (n:1) | Thousand Tons | 0 | 0 | 0 | 0 | 0 | 0 | 0
NSR Rapids 7,8 - SO2 Rate Annual v5.14 | 1061 | 6139 | Rate Constraint in lbs/MMBtu | FALSE | L | Annual | Net Emissions Allowance Position | Thousand Tons | 0 | 0 | 0 | 0 | 0 | 0 | 0
NSR Rapids 7,8 - SO2 Rate Annual v5.14 | 1061 | 6139 | Rate Constraint in lbs/MMBtu | FALSE | L | Annual | Fuel Consumed | TBtu | 0 | 0 | 0 | 0 | 0 | 0 | 0
NSR Rapids 7,8 - SO2 Rate Annual v5.14 | 1061 | 6139 | Rate Constraint in lbs/MMBtu | FALSE | L | Annual | Rate | lb/MMBtu | 0 | 0 | 0 | 0 | 0 | 0 | 0
NSR Rapids 7,8 - SO2 Rate Annual v5.14 | 1061 | 6139 | Rate Constraint in lbs/MMBtu | FALSE | L | Annual | Generation | TWh | 0 | 0 | 0 | 0 | 0 | 0 | 0
NSR Rapids 7,8 - SO2 Rate Annual v5.14 | 1061 | 6139 | Rate Constraint in lbs/MMBtu | FALSE | L | Annual | Qualifying Generation | TWh | 0 | 0 | 0 | 0 | 0 | 0 | 0
NSR Rapids 7,8 - SO2 Rate Annual v5.14 | 1061 | 6139 | Rate Constraint in lbs/MMBtu | FALSE | L | Annual | Rate | lb/MWh | 0 | 0 | 0 | 0 | 0 | 0 | 0
NSR Rapids 7,8 - SO2 Rate Annual v5.14 | 1061 | 6139 | Rate Constraint in lbs/MMBtu | FALSE | L | Annual | Constraint Shadow Price | US2011$/Ton | 0 | 0 | 0 | 0 | 0 | 0 | 0
NSR Rockport 1 & 2 - SO2 Cap Annual v5.13 | 1062 | 5898 | Rate Constraint in MTons | FALSE | L | Annual | Seasons Included | Seasons | Winter, Summer | Winter, Summer | Winter, Summer | Winter, Summer | Winter, Summer | Winter, Summer | Winter, Summer
NSR Rockport 1 & 2 - SO2 Cap Annual v5.13 | 1062 | 5898 | Rate Constraint in MTons | FALSE | L | Annual | Standard | Thousand Tons | 28 | 26 | 23 | 20.4 | 11.3333 | 10 | 10
NSR Rockport 1 & 2 - SO2 Cap Annual v5.13 | 1062 | 5898 | Rate Constraint in MTons | FALSE | L | Annual | Standard SO2 | Thousand Tons | 28 | 26 | 23 | 20.4 | 11.3333 | 10 | 10
NSR Rockport 1 & 2 - SO2 Cap Annual v5.13 | 1062 | 5898 | Rate Constraint in MTons | FALSE | L | Annual | Emissions at Affected Plants SO2 | Thousand Tons | 18.1193 | 19.0908 | 19.0908 | 19.0908 | 11.3333 | 10 | 10
NSR Rockport 1 & 2 - SO2 Cap Annual v5.13 | 1062 | 5898 | Rate Constraint in MTons | FALSE | L | Annual | Allowances Purchased SO2 | Thousand Tons | 0 | 0 | 0 | 0 | 0 | 0 | 0
NSR Rockport 1 & 2 - SO2 Cap Annual v5.13 | 1062 | 5898 | Rate Constraint in MTons | FALSE | L | Annual | Allowances Sold SO2 | Thousand Tons | 0 | 0 | 0 | 0 | 0 | 0 | 0
NSR Rockport 1 & 2 - SO2 Cap Annual v5.13 | 1062 | 5898 | Rate Constraint in MTons | FALSE | L | Annual | Allowances Banked | Thousand Tons | 0 | 0 | 0 | 0 | 0 | 0 | 0
NSR Rockport 1 & 2 - SO2 Cap Annual v5.13 | 1062 | 5898 | Rate Constraint in MTons | FALSE | L | Annual | Allowances Withdrawn (1:1) | Thousand Tons | 0 | 0 | 0 | 0 | 0 | 0 | 0
NSR Rockport 1 & 2 - SO2 Cap Annual v5.13 | 1062 | 5898 | Rate Constraint in MTons | FALSE | L | Annual | Allowances Withdrawn (n:1) | Thousand Tons | 0 | 0 | 0 | 0 | 0 | 0 | 0
NSR Rockport 1 & 2 - SO2 Cap Annual v5.13 | 1062 | 5898 | Rate Constraint in MTons | FALSE | L | Annual | Net Emissions Allowance Position | Thousand Tons | 18.1193 | 19.0908 | 19.0908 | 19.0908 | 11.3333 | 10 | 10
NSR Rockport 1 & 2 - SO2 Cap Annual v5.13 | 1062 | 5898 | Rate Constraint in MTons | FALSE | L | Annual | Fuel Consumed | TBtu | 171.0645 | 171.0645 | 171.0645 | 171.0645 | 125.9328 | 123.5858 | 113.3386
NSR Rockport 1 & 2 - SO2 Cap Annual v5.13 | 1062 | 5898 | Rate Constraint in MTons | FALSE | L | Annual | Rate | lb/MMBtu | 0.21184 | 0.2232 | 0.2232 | 0.2232 | 0.17999 | 0.16183 | 0.17646
NSR Rockport 1 & 2 - SO2 Cap Annual v5.13 | 1062 | 5898 | Rate Constraint in MTons | FALSE | L | Annual | Generation | TWh | 18.0732 | 18.0732 | 18.0732 | 18.0732 | 13.2155 | 12.9688 | 11.8952
NSR Rockport 1 & 2 - SO2 Cap Annual v5.13 | 1062 | 5898 | Rate Constraint in MTons | FALSE | L | Annual | Qualifying Generation | TWh | 18.0732 | 18.0732 | 18.0732 | 18.0732 | 13.2155 | 12.9688 | 11.8952
NSR Rockport 1 & 2 - SO2 Cap Annual v5.13 | 1062 | 5898 | Rate Constraint in MTons | FALSE | L | Annual | Rate | lb/MWh | 1.0026 | 1.0563 | 1.0563 | 1.0563 | 0.85758 | 0.77108 | 0.84068
NSR Rockport 1 & 2 - SO2 Cap Annual v5.13 | 1062 | 5898 | Rate Constraint in MTons | FALSE | L | Annual | Constraint Shadow Price | US2011$/Ton | 0 | 0 | 0 | 0 | 10802.8351 | 11909.8053 | 11461.897
NSR Santee Cooper - NOX Cap Annual v3.1 | 1063 | 1857 | Rate Constraint in MTons | FALSE | L | Annual | Seasons Included | Seasons | Winter, Summer | Winter, Summer | Winter, Summer | Winter, Summer | Winter, Summer | Winter, Summer | Winter, Summer
NSR Santee Cooper - NOX Cap Annual v3.1 | 1063 | 1857 | Rate Constraint in MTons | FALSE | L | Annual | Standard | Thousand Tons | 20 | 20 | 20 | 20 | 20 | 20 | 20
NSR Santee Cooper - NOX Cap Annual v3.1 | 1063 | 1857 | Rate Constraint in MTons | FALSE | L | Annual | Standard NOX | Thousand Tons | 20 | 20 | 20 | 20 | 20 | 20 | 20
NSR Santee Cooper - NOX Cap Annual v3.1 | 1063 | 1857 | Rate Constraint in MTons | FALSE | L | Annual | Emissions at Affected Plants NOX | Thousand Tons | 5.7391 | 6.3529 | 6.9002 | 5.469 | 4.5535 | 3.7289 | 3.7289
NSR Santee Cooper - NOX Cap Annual v3.1 | 1063 | 1857 | Rate Constraint in MTons | FALSE | L | Annual | Allowances Purchased NOX | Thousand Tons | 0 | 0 | 0 | 0 | 0 | 0 | 0
NSR Santee Cooper - NOX Cap Annual v3.1 | 1063 | 1857 | Rate Constraint in MTons | FALSE | L | Annual | Allowances Sold NOX | Thousand Tons | 0 | 0 | 0 | 0 | 0 | 0 | 0
NSR Santee Cooper - NOX Cap Annual v3.1 | 1063 | 1857 | Rate Constraint in MTons | FALSE | L | Annual | Allowances Banked | Thousand Tons | 0 | 0 | 0 | 0 | 0 | 0 | 0
NSR Santee Cooper - NOX Cap Annual v3.1 | 1063 | 1857 | Rate Constraint in MTons | FALSE | L | Annual | Allowances Withdrawn (1:1) | Thousand Tons | 0 | 0 | 0 | 0 | 0 | 0 | 0
NSR Santee Cooper - NOX Cap Annual v3.1 | 1063 | 1857 | Rate Constraint in MTons | FALSE | L | Annual | Allowances Withdrawn (n:1) | Thousand Tons | 0 | 0 | 0 | 0 | 0 | 0 | 0
NSR Santee Cooper - NOX Cap Annual v3.1 | 1063 | 1857 | Rate Constraint in MTons | FALSE | L | Annual | Net Emissions Allowance Position | Thousand Tons | 5.7391 | 6.3529 | 6.9002 | 5.469 | 4.5535 | 3.7289 | 3.7289
NSR Santee Cooper - NOX Cap Annual v3.1 | 1063 | 1857 | Rate Constraint in MTons | FALSE | L | Annual | Fuel Consumed | TBtu | 146.46 | 162.9347 | 175.9841 | 139.9749 | 120.7974 | 101.487 | 101.487
NSR Santee Cooper - NOX Cap Annual v3.1 | 1063 | 1857 | Rate Constraint in MTons | FALSE | L | Annual | Rate | lb/MMBtu | 0.078371 | 0.077981 | 0.078418 | 0.078142 | 0.075391 | 0.073486 | 0.073486
NSR Santee Cooper - NOX Cap Annual v3.1 | 1063 | 1857 | Rate Constraint in MTons | FALSE | L | Annual | Generation | TWh | 14.7018 | 16.3683 | 17.6594 | 14.0641 | 12.1666 | 10.2782 | 10.2782
NSR Santee Cooper - NOX Cap Annual v3.1 | 1063 | 1857 | Rate Constraint in MTons | FALSE | L | Annual | Qualifying Generation | TWh | 14.7018 | 16.3683 | 17.6594 | 14.0641 | 12.1666 | 10.2782 | 10.2782
NSR Santee Cooper - NOX Cap Annual v3.1 | 1063 | 1857 | Rate Constraint in MTons | FALSE | L | Annual | Rate | lb/MWh | 0.39037 | 0.38812 | 0.39074 | 0.38886 | 0.37427 | 0.3628 | 0.3628
NSR Santee Cooper - NOX Cap Annual v3.1 | 1063 | 1857 | Rate Constraint in MTons | FALSE | L | Annual | Constraint Shadow Price | US2011$/Ton | 0 | 0 | 0 | 0 | 0 | 0 | 0
NSR Santee Cooper - NOX Rate Annual v3.1 | 1064 | 1858 | Rate Constraint in lbs/MMBtu | FALSE | L | Annual | Seasons Included | Seasons | Winter, Summer | Winter, Summer | Winter, Summer | Winter, Summer | Winter, Summer | Winter, Summer | Winter, Summer
NSR Santee Cooper - NOX Rate Annual v3.1 | 1064 | 1858 | Rate Constraint in lbs/MMBtu | FALSE | L | Annual | Standard | lb/MMBtu | 0.15 | 0.15 | 0.15 | 0.15 | 0.15 | 0.15 | 0.15
NSR Santee Cooper - NOX Rate Annual v3.1 | 1064 | 1858 | Rate Constraint in lbs/MMBtu | FALSE | L | Annual | Emissions at Affected Plants NOX | Thousand Tons | 5.7391 | 6.3529 | 6.9002 | 5.469 | 4.5535 | 3.7289 | 3.7289
NSR Santee Cooper - NOX Rate Annual v3.1 | 1064 | 1858 | Rate Constraint in lbs/MMBtu | FALSE | L | Annual | Allowances Purchased NOX | Thousand Tons | 0 | 0 | 0 | 0 | 0 | 0 | 0
NSR Santee Cooper - NOX Rate Annual v3.1 | 1064 | 1858 | Rate Constraint in lbs/MMBtu | FALSE | L | Annual | Allowances Sold NOX | Thousand Tons | 0 | 0 | 0 | 0 | 0 | 0 | 0
NSR Santee Cooper - NOX Rate Annual v3.1 | 1064 | 1858 | Rate Constraint in lbs/MMBtu | FALSE | L | Annual | Allowances Banked | Thousand Tons | 0 | 0 | 0 | 0 | 0 | 0 | 0
NSR Santee Cooper - NOX Rate Annual v3.1 | 1064 | 1858 | Rate Constraint in lbs/MMBtu | FALSE | L | Annual | Allowances Withdrawn (1:1) | Thousand Tons | 0 | 0 | 0 | 0 | 0 | 0 | 0
NSR Santee Cooper - NOX Rate Annual v3.1 | 1064 | 1858 | Rate Constraint in lbs/MMBtu | FALSE | L | Annual | Allowances Withdrawn (n:1) | Thousand Tons | 0 | 0 | 0 | 0 | 0 | 0 | 0
NSR Santee Cooper - NOX Rate Annual v3.1 | 1064 | 1858 | Rate Constraint in lbs/MMBtu | FALSE | L | Annual | Net Emissions Allowance Position | Thousand Tons | 5.7391 | 6.3529 | 6.9002 | 5.469 | 4.5535 | 3.7289 | 3.7289
NSR Santee Cooper - NOX Rate Annual v3.1 | 1064 | 1858 | Rate Constraint in lbs/MMBtu | FALSE | L | Annual | Fuel Consumed | TBtu | 146.46 | 162.9347 | 175.9841 | 139.9749 | 120.7974 | 101.487 | 101.487
NSR Santee Cooper - NOX Rate Annual v3.1 | 1064 | 1858 | Rate Constraint in lbs/MMBtu | FALSE | L | Annual | Rate | lb/MMBtu | 0.078371 | 0.077981 | 0.078418 | 0.078142 | 0.075391 | 0.073486 | 0.073486
NSR Santee Cooper - NOX Rate Annual v3.1 | 1064 | 1858 | Rate Constraint in lbs/MMBtu | FALSE | L | Annual | Generation | TWh | 14.7018 | 16.3683 | 17.6594 | 14.0641 | 12.1666 | 10.2782 | 10.2782
NSR Santee Cooper - NOX Rate Annual v3.1 | 1064 | 1858 | Rate Constraint in lbs/MMBtu | FALSE | L | Annual | Qualifying Generation | TWh | 14.7018 | 16.3683 | 17.6594 | 14.0641 | 12.1666 | 10.2782 | 10.2782
NSR Santee Cooper - NOX Rate Annual v3.1 | 1064 | 1858 | Rate Constraint in lbs/MMBtu | FALSE | L | Annual | Rate | lb/MWh | 0.39037 | 0.38812 | 0.39074 | 0.38886 | 0.37427 | 0.3628 | 0.3628
NSR Santee Cooper - NOX Rate Annual v3.1 | 1064 | 1858 | Rate Constraint in lbs/MMBtu | FALSE | L | Annual | Constraint Shadow Price | US2011$/Ton | 0 | 0 | 0 | 0 | 0 | 0 | 0
NSR Santee Cooper - SO2 Cap Annual v3.1 | 1065 | 1859 | Rate Constraint in MTons | FALSE | L | Annual | Seasons Included | Seasons | Winter, Summer | Winter, Summer | Winter, Summer | Winter, Summer | Winter, Summer | Winter, Summer | Winter, Summer
NSR Santee Cooper - SO2 Cap Annual v3.1 | 1065 | 1859 | Rate Constraint in MTons | FALSE | L | Annual | Standard | Thousand Tons | 65 | 65 | 65 | 65 | 65 | 65 | 65
NSR Santee Cooper - SO2 Cap Annual v3.1 | 1065 | 1859 | Rate Constraint in MTons | FALSE | L | Annual | Standard SO2 | Thousand Tons | 65 | 65 | 65 | 65 | 65 | 65 | 65
NSR Santee Cooper - SO2 Cap Annual v3.1 | 1065 | 1859 | Rate Constraint in MTons | FALSE | L | Annual | Emissions at Affected Plants SO2 | Thousand Tons | 12.3594 | 16.2159 | 17.4549 | 13.71 | 10.287 | 9.0957 | 9.0957
NSR Santee Cooper - SO2 Cap Annual v3.1 | 1065 | 1859 | Rate Constraint in MTons | FALSE | L | Annual | Allowances Purchased SO2 | Thousand Tons | 0 | 0 | 0 | 0 | 0 | 0 | 0
NSR Santee Cooper - SO2 Cap Annual v3.1 | 1065 | 1859 | Rate Constraint in MTons | FALSE | L | Annual | Allowances Sold SO2 | Thousand Tons | 0 | 0 | 0 | 0 | 0 | 0 | 0
NSR Santee Cooper - SO2 Cap Annual v3.1 | 1065 | 1859 | Rate Constraint in MTons | FALSE | L | Annual | Allowances Banked | Thousand Tons | 0 | 0 | 0 | 0 | 0 | 0 | 0
NSR Santee Cooper - SO2 Cap Annual v3.1 | 1065 | 1859 | Rate Constraint in MTons | FALSE | L | Annual | Allowances Withdrawn (1:1) | Thousand Tons | 0 | 0 | 0 | 0 | 0 | 0 | 0
NSR Santee Cooper - SO2 Cap Annual v3.1 | 1065 | 1859 | Rate Constraint in MTons | FALSE | L | Annual | Allowances Withdrawn (n:1) | Thousand Tons | 0 | 0 | 0 | 0 | 0 | 0 | 0
NSR Santee Cooper - SO2 Cap Annual v3.1 | 1065 | 1859 | Rate Constraint in MTons | FALSE | L | Annual | Net Emissions Allowance Position | Thousand Tons | 12.3594 | 16.2159 | 17.4549 | 13.71 | 10.287 | 9.0957 | 9.0957
NSR Santee Cooper - SO2 Cap Annual v3.1 | 1065 | 1859 | Rate Constraint in MTons | FALSE | L | Annual | Fuel Consumed | TBtu | 146.46 | 162.9347 | 175.9841 | 139.9749 | 120.7974 | 101.487 | 101.487
NSR Santee Cooper - SO2 Cap Annual v3.1 | 1065 | 1859 | Rate Constraint in MTons | FALSE | L | Annual | Rate | lb/MMBtu | 0.16878 | 0.19905 | 0.19837 | 0.19589 | 0.17032 | 0.17925 | 0.17925
NSR Santee Cooper - SO2 Cap Annual v3.1 | 1065 | 1859 | Rate Constraint in MTons | FALSE | L | Annual | Generation | TWh | 14.7018 | 16.3683 | 17.6594 | 14.0641 | 12.1666 | 10.2782 | 10.2782
NSR Santee Cooper - SO2 Cap Annual v3.1 | 1065 | 1859 | Rate Constraint in MTons | FALSE | L | Annual | Qualifying Generation | TWh | 14.7018 | 16.3683 | 17.6594 | 14.0641 | 12.1666 | 10.2782 | 10.2782
NSR Santee Cooper - SO2 Cap Annual v3.1 | 1065 | 1859 | Rate Constraint in MTons | FALSE | L | Annual | Rate | lb/MWh | 0.84067 | 0.9907 | 0.98842 | 0.97482 | 0.84551 | 0.88495 | 0.88495
NSR Santee Cooper - SO2 Cap Annual v3.1 | 1065 | 1859 | Rate Constraint in MTons | FALSE | L | Annual | Constraint Shadow Price | US2011$/Ton | 0 | 0 | 0 | 0 | 0 | 0 | 0
NSR Santee Cooper - SO2 Rate Annual v3.1 | 1066 | 1860 | Rate Constraint in lbs/MMBtu | FALSE | L | Annual | Seasons Included | Seasons | Winter, Summer | Winter, Summer | Winter, Summer | Winter, Summer | Winter, Summer | Winter, Summer | Winter, Summer
NSR Santee Cooper - SO2 Rate Annual v3.1 | 1066 | 1860 | Rate Constraint in lbs/MMBtu | FALSE | L | Annual | Standard | lb/MMBtu | 0.5 | 0.5 | 0.5 | 0.5 | 0.5 | 0.5 | 0.5
NSR Santee Cooper - SO2 Rate Annual v3.1 | 1066 | 1860 | Rate Constraint in lbs/MMBtu | FALSE | L | Annual | Emissions at Affected Plants SO2 | Thousand Tons | 12.3594 | 16.2159 | 17.4549 | 13.71 | 10.287 | 9.0957 | 9.0957
NSR Santee Cooper - SO2 Rate Annual v3.1 | 1066 | 1860 | Rate Constraint in lbs/MMBtu | FALSE | L | Annual | Allowances Purchased SO2 | Thousand Tons | 0 | 0 | 0 | 0 | 0 | 0 | 0
NSR Santee Cooper - SO2 Rate Annual v3.1 | 1066 | 1860 | Rate Constraint in lbs/MMBtu | FALSE | L | Annual | Allowances Sold SO2 | Thousand Tons | 0 | 0 | 0 | 0 | 0 | 0 | 0
NSR Santee Cooper - SO2 Rate Annual v3.1 | 1066 | 1860 | Rate Constraint in lbs/MMBtu | FALSE | L | Annual | Allowances Banked | Thousand Tons | 0 | 0 | 0 | 0 | 0 | 0 | 0
NSR Santee Cooper - SO2 Rate Annual v3.1 | 1066 | 1860 | Rate Constraint in lbs/MMBtu | FALSE | L | Annual | Allowances Withdrawn (1:1) | Thousand Tons | 0 | 0 | 0 | 0 | 0 | 0 | 0
NSR Santee Cooper - SO2 Rate Annual v3.1 | 1066 | 1860 | Rate Constraint in lbs/MMBtu | FALSE | L | Annual | Allowances Withdrawn (n:1) | Thousand Tons | 0 | 0 | 0 | 0 | 0 | 0 | 0
NSR Santee Cooper - SO2 Rate Annual v3.1 | 1066 | 1860 | Rate Constraint in lbs/MMBtu | FALSE | L | Annual | Net Emissions Allowance Position | Thousand Tons | 12.3594 | 16.2159 | 17.4549 | 13.71 | 10.287 | 9.0957 | 9.0957
NSR Santee Cooper - SO2 Rate Annual v3.1 | 1066 | 1860 | Rate Constraint in lbs/MMBtu | FALSE | L | Annual | Fuel Consumed | TBtu | 146.46 | 162.9347 | 175.9841 | 139.9749 | 120.7974 | 101.487 | 101.487
NSR Santee Cooper - SO2 Rate Annual v3.1 | 1066 | 1860 | Rate Constraint in lbs/MMBtu | FALSE | L | Annual | Rate | lb/MMBtu | 0.16878 | 0.19905 | 0.19837 | 0.19589 | 0.17032 | 0.17925 | 0.17925
NSR Santee Cooper - SO2 Rate Annual v3.1 | 1066 | 1860 | Rate Constraint in lbs/MMBtu | FALSE | L | Annual | Generation | TWh | 14.7018 | 16.3683 | 17.6594 | 14.0641 | 12.1666 | 10.2782 | 10.2782
NSR Santee Cooper - SO2 Rate Annual v3.1 | 1066 | 1860 | Rate Constraint in lbs/MMBtu | FALSE | L | Annual | Qualifying Generation | TWh | 14.7018 | 16.3683 | 17.6594 | 14.0641 | 12.1666 | 10.2782 | 10.2782
NSR Santee Cooper - SO2 Rate Annual v3.1 | 1066 | 1860 | Rate Constraint in lbs/MMBtu | FALSE | L | Annual | Rate | lb/MWh | 0.84067 | 0.9907 | 0.98842 | 0.97482 | 0.84551 | 0.88495 | 0.88495
NSR Santee Cooper - SO2 Rate Annual v3.1 | 1066 | 1860 | Rate Constraint in lbs/MMBtu | FALSE | L | Annual | Constraint Shadow Price | US2011$/Ton | 0 | 0 | 0 | 0 | 0 | 0 | 0
NSR Schahfer 14 - NOX Rate Annual v4.11, Unit 4193 and retrofits | 1067 | 2304 | Rate Constraint in lbs/MMBtu | FALSE | L | Annual | Seasons Included | Seasons | Winter, Summer | Winter, Summer | Winter, Summer | Winter, Summer | Winter, Summer | Winter, Summer | Winter, Summer
NSR Schahfer 14 - NOX Rate Annual v4.11, Unit 4193 and retrofits | 1067 | 2304 | Rate Constraint in lbs/MMBtu | FALSE | L | Annual | Standard | lb/MMBtu | 0.1 | 0.1 | 0.1 | 0.1 | 0.1 | 0.1 | 0.1
NSR Schahfer 14 - NOX Rate Annual v4.11, Unit 4193 and retrofits | 1067 | 2304 | Rate Constraint in lbs/MMBtu | FALSE | L | Annual | Emissions at Affected Plants NOX | Thousand Tons | 1.197 | 1.197 | 1.3076 | 1.197 | 0.52562 | 0.52562 | 0.52562
NSR Schahfer 14 - NOX Rate Annual v4.11, Unit 4193 and retrofits | 1067 | 2304 | Rate Constraint in lbs/MMBtu | FALSE | L | Annual | Allowances Purchased NOX | Thousand Tons | 0 | 0 | 0 | 0 | 0 | 0 | 0
NSR Schahfer 14 - NOX Rate Annual v4.11, Unit 4193 and retrofits | 1067 | 2304 | Rate Constraint in lbs/MMBtu | FALSE | L | Annual | Allowances Sold NOX | Thousand Tons | 0 | 0 | 0 | 0 | 0 | 0 | 0
NSR Schahfer 14 - NOX Rate Annual v4.11, Unit 4193 and retrofits | 1067 | 2304 | Rate Constraint in lbs/MMBtu | FALSE | L | Annual | Allowances Banked | Thousand Tons | 0 | 0 | 0 | 0 | 0 | 0 | 0
NSR Schahfer 14 - NOX Rate Annual v4.11, Unit 4193 and retrofits | 1067 | 2304 | Rate Constraint in lbs/MMBtu | FALSE | L | Annual | Allowances Withdrawn (1:1) | Thousand Tons | 0 | 0 | 0 | 0 | 0 | 0 | 0
NSR Schahfer 14 - NOX Rate Annual v4.11, Unit 4193 and retrofits | 1067 | 2304 | Rate Constraint in lbs/MMBtu | FALSE | L | Annual | Allowances Withdrawn (n:1) | Thousand Tons | 0 | 0 | 0 | 0 | 0 | 0 | 0
NSR Schahfer 14 - NOX Rate Annual v4.11, Unit 4193 and retrofits | 1067 | 2304 | Rate Constraint in lbs/MMBtu | FALSE | L | Annual | Net Emissions Allowance Position | Thousand Tons | 1.197 | 1.197 | 1.3076 | 1.197 | 0.52562 | 0.52562 | 0.52562
NSR Schahfer 14 - NOX Rate Annual v4.11, Unit 4193 and retrofits | 1067 | 2304 | Rate Constraint in lbs/MMBtu | FALSE | L | Annual | Fuel Consumed | TBtu | 24.2118 | 24.2118 | 26.4708 | 24.2118 | 10.6322 | 10.6322 | 10.6322
NSR Schahfer 14 - NOX Rate Annual v4.11, Unit 4193 and retrofits | 1067 | 2304 | Rate Constraint in lbs/MMBtu | FALSE | L | Annual | Rate | lb/MMBtu | 0.098873 | 0.098873 | 0.098792 | 0.098873 | 0.098873 | 0.098873 | 0.098873
NSR Schahfer 14 - NOX Rate Annual v4.11, Unit 4193 and retrofits | 1067 | 2304 | Rate Constraint in lbs/MMBtu | FALSE | L | Annual | Generation | TWh | 2.2315 | 2.2315 | 2.4377 | 2.2315 | 0.97991 | 0.97991 | 0.97991
NSR Schahfer 14 - NOX Rate Annual v4.11, Unit 4193 and retrofits | 1067 | 2304 | Rate Constraint in lbs/MMBtu | FALSE | L | Annual | Qualifying Generation | TWh | 2.2315 | 2.2315 | 2.4377 | 2.2315 | 0.97991 | 0.97991 | 0.97991
NSR Schahfer 14 - NOX Rate Annual v4.11, Unit 4193 and retrofits | 1067 | 2304 | Rate Constraint in lbs/MMBtu | FALSE | L | Annual | Rate | lb/MWh | 0.5364 | 0.5364 | 0.5364 | 0.5364 | 0.5364 | 0.5364 | 0.5364
NSR Schahfer 14 - NOX Rate Annual v4.11, Unit 4193 and retrofits | 1067 | 2304 | Rate Constraint in lbs/MMBtu | FALSE | L | Annual | Constraint Shadow Price | US2011$/Ton | 0 | 0 | 0 | 0 | 0 | 0 | 0
NSR Schahfer 14 - SO2 Rate Annual v4.11, Unit 4193 and retrofits | 1068 | 2298 | Rate Constraint in lbs/MMBtu | FALSE | L | Annual | Seasons Included | Seasons | Winter, Summer | Winter, Summer | Winter, Summer | Winter, Summer | Winter, Summer | Winter, Summer | Winter, Summer
NSR Schahfer 14 - SO2 Rate Annual v4.11, Unit 4193 and retrofits | 1068 | 2298 | Rate Constraint in lbs/MMBtu | FALSE | L | Annual | Standard | lb/MMBtu | 0.08 | 0.08 | 0.08 | 0.08 | 0.08 | 0.08 | 0.08
NSR Schahfer 14 - SO2 Rate Annual v4.11, Unit 4193 and retrofits | 1068 | 2298 | Rate Constraint in lbs/MMBtu | FALSE | L | Annual | Emissions at Affected Plants SO2 | Thousand Tons | 0.71817 | 0.71817 | 0.78453 | 0.71817 | 0.31537 | 0.31537 | 0.31537
NSR Schahfer 14 - SO2 Rate Annual v4.11, Unit 4193 and retrofits | 1068 | 2298 | Rate Constraint in lbs/MMBtu | FALSE | L | Annual | Allowances Purchased SO2 | Thousand Tons | 0 | 0 | 0 | 0 | 0 | 0 | 0
NSR Schahfer 14 - SO2 Rate Annual v4.11, Unit 4193 and retrofits | 1068 | 2298 | Rate Constraint in lbs/MMBtu | FALSE | L | Annual | Allowances Sold SO2 | Thousand Tons | 0 | 0 | 0 | 0 | 0 | 0 | 0
NSR Schahfer 14 - SO2 Rate Annual v4.11, Unit 4193 and retrofits | 1068 | 2298 | Rate Constraint in lbs/MMBtu | FALSE | L | Annual | Allowances Banked | Thousand Tons | 0 | 0 | 0 | 0 | 0 | 0 | 0
NSR Schahfer 14 - SO2 Rate Annual v4.11, Unit 4193 and retrofits | 1068 | 2298 | Rate Constraint in lbs/MMBtu | FALSE | L | Annual | Allowances Withdrawn (1:1) | Thousand Tons | 0 | 0 | 0 | 0 | 0 | 0 | 0
NSR Schahfer 14 - SO2 Rate Annual v4.11, Unit 4193 and retrofits | 1068 | 2298 | Rate Constraint in lbs/MMBtu | FALSE | L | Annual | Allowances Withdrawn (n:1) | Thousand Tons | 0 | 0 | 0 | 0 | 0 | 0 | 0
NSR Schahfer 14 - SO2 Rate Annual v4.11, Unit 4193 and retrofits | 1068 | 2298 | Rate Constraint in lbs/MMBtu | FALSE | L | Annual | Net Emissions Allowance Position | Thousand Tons | 0.71817 | 0.71817 | 0.78453 | 0.71817 | 0.31537 | 0.31537 | 0.31537
NSR Schahfer 14 - SO2 Rate Annual v4.11, Unit 4193 and retrofits | 1068 | 2298 | Rate Constraint in lbs/MMBtu | FALSE | L | Annual | Fuel Consumed | TBtu | 24.2118 | 24.2118 | 26.4708 | 24.2118 | 10.6322 | 10.6322 | 10.6322
NSR Schahfer 14 - SO2 Rate Annual v4.11, Unit 4193 and retrofits | 1068 | 2298 | Rate Constraint in lbs/MMBtu | FALSE | L | Annual | Rate | lb/MMBtu | 0.059324 | 0.059324 | 0.059275 | 0.059324 | 0.059324 | 0.059324 | 0.059324
NSR Schahfer 14 - SO2 Rate Annual v4.11, Unit 4193 and retrofits | 1068 | 2298 | Rate Constraint in lbs/MMBtu | FALSE | L | Annual | Generation | TWh | 2.2315 | 2.2315 | 2.4377 | 2.2315 | 0.97991 | 0.97991 | 0.97991
NSR Schahfer 14 - SO2 Rate Annual v4.11, Unit 4193 and retrofits | 1068 | 2298 | Rate Constraint in lbs/MMBtu | FALSE | L | Annual | Qualifying Generation | TWh | 2.2315 | 2.2315 | 2.4377 | 2.2315 | 0.97991 | 0.97991 | 0.97991
NSR Schahfer 14 - SO2 Rate Annual v4.11, Unit 4193 and retrofits | 1068 | 2298 | Rate Constraint in lbs/MMBtu | FALSE | L | Annual | Rate | lb/MWh | 0.32184 | 0.32184 | 0.32184 | 0.32184 | 0.32184 | 0.32184 | 0.32184
NSR Schahfer 14 - SO2 Rate Annual v4.11, Unit 4193 and retrofits | 1068 | 2298 | Rate Constraint in lbs/MMBtu | FALSE | L | Annual | Constraint Shadow Price | US2011$/Ton | 0 | 0 | 0 | 0 | 0 | 0 | 0
NSR Schahfer 15 - NOX Rate Annual v4.11, Unit 5860 and retrofits | 1069 | 2305 | Rate Constraint in lbs/MMBtu | FALSE | L | Annual | Seasons Included | Seasons | Winter, Summer | Winter, Summer | Winter, Summer | Winter, Summer | Winter, Summer | Winter, Summer | Winter, Summer
NSR Schahfer 15 - NOX Rate Annual v4.11, Unit 5860 and retrofits | 1069 | 2305 | Rate Constraint in lbs/MMBtu | FALSE | L | Annual | Standard | lb/MMBtu | 0.08 | 0.08 | 0.08 | 0.08 | 0.08 | 0.08 | 0.08
NSR Schahfer 15 - NOX Rate Annual v4.11, Unit 5860 and retrofits | 1069 | 2305 | Rate Constraint in lbs/MMBtu | FALSE | L | Annual | Emissions at Affected Plants NOX | Thousand Tons | 0 | 0 | 0 | 0 | 0 | 0 | 0
NSR Schahfer 15 - NOX Rate Annual v4.11, Unit 5860 and retrofits | 1069 | 2305 | Rate Constraint in lbs/MMBtu | FALSE | L | Annual | Allowances Purchased NOX | Thousand Tons | 0 | 0 | 0 | 0 | 0 | 0 | 0
NSR Schahfer 15 - NOX Rate Annual v4.11, Unit 5860 and retrofits | 1069 | 2305 | Rate Constraint in lbs/MMBtu | FALSE | L | Annual | Allowances Sold NOX | Thousand Tons | 0 | 0 | 0 | 0 | 0 | 0 | 0
NSR Schahfer 15 - NOX Rate Annual v4.11, Unit 5860 and retrofits | 1069 | 2305 | Rate Constraint in lbs/MMBtu | FALSE | L | Annual | Allowances Banked | Thousand Tons | 0 | 0 | 0 | 0 | 0 | 0 | 0
NSR Schahfer 15 - NOX Rate Annual v4.11, Unit 5860 and retrofits | 1069 | 2305 | Rate Constraint in lbs/MMBtu | FALSE | L | Annual | Allowances Withdrawn (1:1) | Thousand Tons | 0 | 0 | 0 | 0 | 0 | 0 | 0
NSR Schahfer 15 - NOX Rate Annual v4.11, Unit 5860 and retrofits | 1069 | 2305 | Rate Constraint in lbs/MMBtu | FALSE | L | Annual | Allowances Withdrawn (n:1) | Thousand Tons | 0 | 0 | 0 | 0 | 0 | 0 | 0
NSR Schahfer 15 - NOX Rate Annual v4.11, Unit 5860 and retrofits | 1069 | 2305 | Rate Constraint in lbs/MMBtu | FALSE | L | Annual | Net Emissions Allowance Position | Thousand Tons | 0 | 0 | 0 | 0 | 0 | 0 | 0
NSR Schahfer 15 - NOX Rate Annual v4.11, Unit 5860 and retrofits | 1069 | 2305 | Rate Constraint in lbs/MMBtu | FALSE | L | Annual | Fuel Consumed | TBtu | 0 | 0 | 0 | 0 | 0 | 0 | 0
NSR Schahfer 15 - NOX Rate Annual v4.11, Unit 5860 and retrofits | 1069 | 2305 | Rate Constraint in lbs/MMBtu | FALSE | L | Annual | Rate | lb/MMBtu | 0 | 0 | 0 | 0 | 0 | 0 | 0
NSR Schahfer 15 - NOX Rate Annual v4.11, Unit 5860 and retrofits | 1069 | 2305 | Rate Constraint in lbs/MMBtu | FALSE | L | Annual | Generation | TWh | 0 | 0 | 0 | 0 | 0 | 0 | 0
NSR Schahfer 15 - NOX Rate Annual v4.11, Unit 5860 and retrofits | 1069 | 2305 | Rate Constraint in lbs/MMBtu | FALSE | L | Annual | Qualifying Generation | TWh | 0 | 0 | 0 | 0 | 0 | 0 | 0
NSR Schahfer 15 - NOX Rate Annual v4.11, Unit 5860 and retrofits | 1069 | 2305 | Rate Constraint in lbs/MMBtu | FALSE | L | Annual | Rate | lb/MWh | 0 | 0 | 0 | 0 | 0 | 0 | 0
NSR Schahfer 15 - NOX Rate Annual v4.11, Unit 5860 and retrofits | 1069 | 2305 | Rate Constraint in lbs/MMBtu | FALSE | L | Annual | Constraint Shadow Price | US2011$/Ton | 19261.2776 | 12831.204 | 9625.3119 | 0 | 1043.5987 | 3964.0844 | 2191.7249
NSR Schahfer 15 - SO2 Rate Annual v4.11, Unit 5860 and retrofits | 1070 | 2299 | Rate Constraint in lbs/MMBtu | FALSE | L | Annual | Seasons Included | Seasons | Winter, Summer | Winter, Summer | Winter, Summer | Winter, Summer | Winter, Summer | Winter, Summer | Winter, Summer
NSR Schahfer 15 - SO2 Rate Annual v4.11, Unit 5860 and retrofits | 1070 | 2299 | Rate Constraint in lbs/MMBtu | FALSE | L | Annual | Standard | lb/MMBtu | 0.08 | 0.08 | 0.08 | 0.08 | 0.08 | 0.08 | 0.08
NSR Schahfer 15 - SO2 Rate Annual v4.11, Unit 5860 and retrofits | 1070 | 2299 | Rate Constraint in lbs/MMBtu | FALSE | L | Annual | Emissions at Affected Plants SO2 | Thousand Tons | 0 | 0 | 0 | 0 | 0 | 0 | 0
NSR Schahfer 15 - SO2 Rate Annual v4.11, Unit 5860 and retrofits | 1070 | 2299 | Rate Constraint in lbs/MMBtu | FALSE | L | Annual | Allowances Purchased SO2 | Thousand Tons | 0 | 0 | 0 | 0 | 0 | 0 | 0
NSR Schahfer 15 - SO2 Rate Annual v4.11, Unit 5860 and retrofits | 1070 | 2299 | Rate Constraint in lbs/MMBtu | FALSE | L | Annual | Allowances Sold SO2 | Thousand Tons | 0 | 0 | 0 | 0 | 0 | 0 | 0
NSR Schahfer 15 - SO2 Rate Annual v4.11, Unit 5860 and retrofits | 1070 | 2299 | Rate Constraint in lbs/MMBtu | FALSE | L | Annual | Allowances Banked | Thousand Tons | 0 | 0 | 0 | 0 | 0 | 0 | 0
NSR Schahfer 15 - SO2 Rate Annual v4.11, Unit 5860 and retrofits | 1070 | 2299 | Rate Constraint in lbs/MMBtu | FALSE | L | Annual | Allowances Withdrawn (1:1) | Thousand Tons | 0 | 0 | 0 | 0 | 0 | 0 | 0
NSR Schahfer 15 - SO2 Rate Annual v4.11, Unit 5860 and retrofits | 1070 | 2299 | Rate Constraint in lbs/MMBtu | FALSE | L | Annual | Allowances Withdrawn (n:1) | Thousand Tons | 0 | 0 | 0 | 0 | 0 | 0 | 0
NSR Schahfer 15 - SO2 Rate Annual v4.11, Unit 5860 and retrofits | 1070 | 2299 | Rate Constraint in lbs/MMBtu | FALSE | L | Annual | Net Emissions Allowance Position | Thousand Tons | 0 | 0 | 0 | 0 | 0 | 0 | 0
NSR Schahfer 15 - SO2 Rate Annual v4.11, Unit 5860 and retrofits | 1070 | 2299 | Rate Constraint in lbs/MMBtu | FALSE | L | Annual | Fuel Consumed | TBtu | 0 | 0 | 0 | 0 | 0 | 0 | 0
NSR Schahfer 15 - SO2 Rate Annual v4.11, Unit 5860 and retrofits | 1070 | 2299 | Rate Constraint in lbs/MMBtu | FALSE | L | Annual | Rate | lb/MMBtu | 0 | 0 | 0 | 0 | 0 | 0 | 0
NSR Schahfer 15 - SO2 Rate Annual v4.11, Unit 5860 and retrofits | 1070 | 2299 | Rate Constraint in lbs/MMBtu | FALSE | L | Annual | Generation | TWh | 0 | 0 | 0 | 0 | 0 | 0 | 0
NSR Schahfer 15 - SO2 Rate Annual v4.11, Unit 5860 and retrofits | 1070 | 2299 | Rate Constraint in lbs/MMBtu | FALSE | L | Annual | Qualifying Generation | TWh | 0 | 0 | 0 | 0 | 0 | 0 | 0
NSR Schahfer 15 - SO2 Rate Annual v4.11, Unit 5860 and retrofits | 1070 | 2299 | Rate Constraint in lbs/MMBtu | FALSE | L | Annual | Rate | lb/MWh | 0 | 0 | 0 | 0 | 0 | 0 | 0
NSR Schahfer 15 - SO2 Rate Annual v4.11, Unit 5860 and retrofits | 1070 | 2299 | Rate Constraint in lbs/MMBtu | FALSE | L | Annual | Constraint Shadow Price | US2011$/Ton | 0 | 0 | 0 | 0 | 0 | 0 | 0
NSR Schahfer 17 & 18 - NOX Rate Annual v4.11, Unit 5662 and retrofits | 1071 | 2306 | Rate Constraint in lbs/MMBtu | FALSE | L | Annual | Seasons Included | Seasons | Winter, Summer | Winter, Summer | Winter, Summer | Winter, Summer | Winter, Summer | Winter, Summer | Winter, Summer
NSR Schahfer 17 & 18 - NOX Rate Annual v4.11, Unit 5662 and retrofits | 1071 | 2306 | Rate Constraint in lbs/MMBtu | FALSE | L | Annual | Standard | lb/MMBtu | 0.2 | 0.2 | 0.2 | 0.2 | 0.2 | 0.2 | 0.2
NSR Schahfer 17 & 18 - NOX Rate Annual v4.11, Unit 5662 and retrofits | 1071 | 2306 | Rate Constraint in lbs/MMBtu | FALSE | L | Annual | Emissions at Affected Plants NOX | Thousand Tons | 1.8872 | 2.0433 | 2.0433 | 2.0433 | 0.8909 | 0.8909 | 0.8909
NSR Schahfer 17 & 18 - NOX Rate Annual v4.11, Unit 5662 and retrofits | 1071 | 2306 | Rate Constraint in lbs/MMBtu | FALSE | L | Annual | Allowances Purchased NOX | Thousand Tons | 0 | 0 | 0 | 0 | 0 | 0 | 0
NSR Schahfer 17 & 18 - NOX Rate Annual v4.11, Unit 5662 and retrofits | 1071 | 2306 | Rate Constraint in lbs/MMBtu | FALSE | L | Annual | Allowances Sold NOX | Thousand Tons | 0 | 0 | 0 | 0 | 0 | 0 | 0
NSR Schahfer 17 & 18 - NOX Rate Annual v4.11, Unit 5662 and retrofits | 1071 | 2306 | Rate Constraint in lbs/MMBtu | FALSE | L | Annual | Allowances Banked | Thousand Tons | 0 | 0 | 0 | 0 | 0 | 0 | 0
NSR Schahfer 17 & 18 - NOX Rate Annual v4.11, Unit 5662 and retrofits | 1071 | 2306 | Rate Constraint in lbs/MMBtu | FALSE | L | Annual | Allowances Withdrawn (1:1) | Thousand Tons | 0 | 0 | 0 | 0 | 0 | 0 | 0
NSR Schahfer 17 & 18 - NOX Rate Annual v4.11, Unit 5662 and retrofits | 1071 | 2306 | Rate Constraint in lbs/MMBtu | FALSE | L | Annual | Allowances Withdrawn (n:1) | Thousand Tons | 0 | 0 | 0 | 0 | 0 | 0 | 0
NSR Schahfer 17 & 18 - NOX Rate Annual v4.11, Unit 5662 and retrofits | 1071 | 2306 | Rate Constraint in lbs/MMBtu | FALSE | L | Annual | Net Emissions Allowance Position | Thousand Tons | 1.8872 | 2.0433 | 2.0433 | 2.0433 | 0.8909 | 0.8909 | 0.8909
NSR Schahfer 17 & 18 - NOX Rate Annual v4.11, Unit 5662 and retrofits | 1071 | 2306 | Rate Constraint in lbs/MMBtu | FALSE | L | Annual | Fuel Consumed | TBtu | 20.6315 | 22.3385 | 22.3385 | 22.3775 | 9.7569 | 9.7569 | 9.7569
NSR Schahfer 17 & 18 - NOX Rate Annual v4.11, Unit 5662 and retrofits | 1071 | 2306 | Rate Constraint in lbs/MMBtu | FALSE | L | Annual | Rate | lb/MMBtu | 0.18294 | 0.18294 | 0.18294 | 0.18262 | 0.18262 | 0.18262 | 0.18262
NSR Schahfer 17 & 18 - NOX Rate Annual v4.11, Unit 5662 and retrofits | 1071 | 2306 | Rate Constraint in lbs/MMBtu | FALSE | L | Annual | Generation | TWh | 1.7769 | 1.924 | 1.924 | 1.924 | 0.83888 | 0.83888 | 0.83888
NSR Schahfer 17 & 18 - NOX Rate Annual v4.11, Unit 5662 and retrofits | 1071 | 2306 | Rate Constraint in lbs/MMBtu | FALSE | L | Annual | Qualifying Generation | TWh | 1.7769 | 1.924 | 1.924 | 1.924 | 0.83888 | 0.83888 | 0.83888
NSR Schahfer 17 & 18 - NOX Rate Annual v4.11, Unit 5662 and retrofits | 1071 | 2306 | Rate Constraint in lbs/MMBtu | FALSE | L | Annual | Rate | lb/MWh | 1.062 | 1.062 | 1.062 | 1.062 | 1.062 | 1.062 | 1.062
NSR Schahfer 17 & 18 - NOX Rate Annual v4.11, Unit 5662 and retrofits | 1071 | 2306 | Rate Constraint in lbs/MMBtu | FALSE | L | Annual | Constraint Shadow Price | US2011$/Ton | 0 | 0 | 0 | 0 | 0 | 0 | 0
NSR Schahfer 17 & 18 - NOX Rate Annual v4.11, Unit 5663 and retrofits | 1072 | 2306 | Rate Constraint in lbs/MMBtu | FALSE | L | Annual | Seasons Included | Seasons | Winter, Summer | Winter, Summer | Winter, Summer | Winter, Summer | Winter, Summer | Winter, Summer | Winter, Summer
NSR Schahfer 17 & 18 - NOX Rate Annual v4.11, Unit 5663 and retrofits | 1072 | 2306 | Rate Constraint in lbs/MMBtu | FALSE | L | Annual | Standard | lb/MMBtu | 0.2 | 0.2 | 0.2 | 0.2 | 0.2 | 0.2 | 0.2
NSR Schahfer 17 & 18 - NOX Rate Annual v4.11, Unit 5663 and retrofits | 1072 | 2306 | Rate Constraint in lbs/MMBtu | FALSE | L | Annual | Emissions at Affected Plants NOX | Thousand Tons | 2.0474 | 2.0474 | 2.127 | 2.0474 | 0.89269 | 0.89269 | 0.89269
NSR Schahfer 17 & 18 - NOX Rate Annual v4.11, Unit 5663 and retrofits | 1072 | 2306 | Rate Constraint in lbs/MMBtu | FALSE | L | Annual | Allowances Purchased NOX | Thousand Tons | 0 | 0 | 0 | 0 | 0 | 0 | 0
NSR Schahfer 17 & 18 - NOX Rate Annual v4.11, Unit 5663 and retrofits | 1072 | 2306 | Rate Constraint in lbs/MMBtu | FALSE | L | Annual | Allowances Sold NOX | Thousand Tons | 0 | 0 | 0 | 0 | 0 | 0 | 0
NSR Schahfer 17 & 18 - NOX Rate Annual v4.11, Unit 5663 and retrofits | 1072 | 2306 | Rate Constraint in lbs/MMBtu | FALSE | L | Annual | Allowances Banked | Thousand Tons | 0 | 0 | 0 | 0 | 0 | 0 | 0
NSR Schahfer 17 & 18 - NOX Rate Annual v4.11, Unit 5663 and retrofits | 1072 | 2306 | Rate Constraint in lbs/MMBtu | FALSE | L | Annual | Allowances Withdrawn (1:1) | Thousand Tons | 0 | 0 | 0 | 0 | 0 | 0 | 0
NSR Schahfer 17 & 18 - NOX Rate Annual v4.11, Unit 5663 and retrofits | 1072 | 2306 | Rate Constraint in lbs/MMBtu | FALSE | L | Annual | Allowances Withdrawn (n:1) | Thousand Tons | 0 | 0 | 0 | 0 | 0 | 0 | 0
NSR Schahfer 17 & 18 - NOX Rate Annual v4.11, Unit 5663 and retrofits | 1072 | 2306 | Rate Constraint in lbs/MMBtu | FALSE | L | Annual | Net Emissions Allowance Position | Thousand Tons | 2.0474 | 2.0474 | 2.127 | 2.0474 | 0.89269 | 0.89269 | 0.89269
NSR Schahfer 17 & 18 - NOX Rate Annual v4.11, Unit 5663 and retrofits | 1072 | 2306 | Rate Constraint in lbs/MMBtu | FALSE | L | Annual | Fuel Consumed | TBtu | 22.0264 | 22.0264 | 22.8831 | 22.0649 | 9.6206 | 9.6206 | 9.6206
NSR Schahfer 17 & 18 - NOX Rate Annual v4.11, Unit 5663 and retrofits | 1072 | 2306 | Rate Constraint in lbs/MMBtu | FALSE | L | Annual | Rate | lb/MMBtu | 0.1859 | 0.1859 | 0.1859 | 0.18558 | 0.18558 | 0.18558 | 0.18558
NSR Schahfer 17 & 18 - NOX Rate Annual v4.11, Unit 5663 and retrofits | 1072 | 2306 | Rate Constraint in lbs/MMBtu | FALSE | L | Annual | Generation | TWh | 1.924 | 1.924 | 1.9988 | 1.924 | 0.83889 | 0.83889 | 0.83889
NSR Schahfer 17 & 18 - NOX Rate Annual v4.11, Unit 5663 and retrofits | 1072 | 2306 | Rate Constraint in lbs/MMBtu | FALSE | L | Annual | Qualifying Generation | TWh | 1.924 | 1.924 | 1.9988 | 1.924 | 0.83889 | 0.83889 | 0.83889
NSR Schahfer 17 & 18 - NOX Rate Annual v4.11, Unit 5663 and retrofits | 1072 | 2306 | Rate Constraint in lbs/MMBtu | FALSE | L | Annual | Rate | lb/MWh | 1.0641 | 1.0641 | 1.0641 | 1.0641 | 1.0641 | 1.0641 | 1.0641
NSR Schahfer 17 & 18 - NOX Rate Annual v4.11, Unit 5663 and retrofits | 1072 | 2306 | Rate Constraint in lbs/MMBtu | FALSE | L | Annual | Constraint Shadow Price | US2011$/Ton | 0 | 0 | 0 | 0 | 0 | 0 | 0
NSR Shawnee 1& 4 - SO2 Rate Annual v4.11 | 1073 | 2437 | Rate Constraint in lbs/MMBtu | FALSE | L | Annual | Seasons Included | Seasons |  | Winter, Summer | Winter, Summer | Winter, Summer | Winter, Summer | Winter, Summer | Winter, Summer
NSR Shawnee 1& 4 - SO2 Rate Annual v4.11 | 1073 | 2437 | Rate Constraint in lbs/MMBtu | FALSE | L | Annual | Standard | lb/MMBtu | 1.2 | 1.2 | 1.2 | 1.2 | 1.2 | 1.2 | 1.2
NSR Shawnee 1& 4 - SO2 Rate Annual v4.11 | 1073 | 2437 | Rate Constraint in lbs/MMBtu | FALSE | L | Annual | Emissions at Affected Plants SO2 | Thousand Tons | 0 | 0 | 0 | 0 | 0 | 0 | 0
NSR Shawnee 1& 4 - SO2 Rate Annual v4.11 | 1073 | 2437 | Rate Constraint in lbs/MMBtu | FALSE | L | Annual | Allowances Purchased SO2 | Thousand Tons | 0 | 0 | 0 | 0 | 0 | 0 | 0
NSR Shawnee 1& 4 - SO2 Rate Annual v4.11 | 1073 | 2437 | Rate Constraint in lbs/MMBtu | FALSE | L | Annual | Allowances Sold SO2 | Thousand Tons | 0 | 0 | 0 | 0 | 0 | 0 | 0
NSR Shawnee 1& 4 - SO2 Rate Annual v4.11 | 1073 | 2437 | Rate Constraint in lbs/MMBtu | FALSE | L | Annual | Allowances Banked | Thousand Tons | 0 | 0 | 0 | 0 | 0 | 0 | 0
NSR Shawnee 1& 4 - SO2 Rate Annual v4.11 | 1073 | 2437 | Rate Constraint in lbs/MMBtu | FALSE | L | Annual | Allowances Withdrawn (1:1) | Thousand Tons | 0 | 0 | 0 | 0 | 0 | 0 | 0
NSR Shawnee 1& 4 - SO2 Rate Annual v4.11 | 1073 | 2437 | Rate Constraint in lbs/MMBtu | FALSE | L | Annual | Allowances Withdrawn (n:1) | Thousand Tons | 0 | 0 | 0 | 0 | 0 | 0 | 0
NSR Shawnee 1& 4 - SO2 Rate Annual v4.11 | 1073 | 2437 | Rate Constraint in lbs/MMBtu | FALSE | L | Annual | Net Emissions Allowance Position | Thousand Tons | 0 | 0 | 0 | 0 | 0 | 0 | 0
NSR Shawnee 1& 4 - SO2 Rate Annual v4.11 | 1073 | 2437 | Rate Constraint in lbs/MMBtu | FALSE | L | Annual | Fuel Consumed | TBtu | 0 | 0 | 0 | 0 | 0 | 0 | 0
NSR Shawnee 1& 4 - SO2 Rate Annual v4.11 | 1073 | 2437 | Rate Constraint in lbs/MMBtu | FALSE | L | Annual | Rate | lb/MMBtu | 0 | 0 | 0 | 0 | 0 | 0 | 0
NSR Shawnee 1& 4 - SO2 Rate Annual v4.11 | 1073 | 2437 | Rate Constraint in lbs/MMBtu | FALSE | L | Annual | Generation | TWh | 0 | 0 | 0 | 0 | 0 | 0 | 0
NSR Shawnee 1& 4 - SO2 Rate Annual v4.11 | 1073 | 2437 | Rate Constraint in lbs/MMBtu | FALSE | L | Annual | Qualifying Generation | TWh | 0 | 0 | 0 | 0 | 0 | 0 | 0
NSR Shawnee 1& 4 - SO2 Rate Annual v4.11 | 1073 | 2437 | Rate Constraint in lbs/MMBtu | FALSE | L | Annual | Rate | lb/MWh | 0 | 0 | 0 | 0 | 0 | 0 | 0
NSR Shawnee 1& 4 - SO2 Rate Annual v4.11 | 1073 | 2437 | Rate Constraint in lbs/MMBtu | FALSE | L | Annual | Constraint Shadow Price | US2011$/Ton | 0 | 0 | 0 | 0 | 0 | 0 | 0
NSR Shawnee 5-10 - SO2 Rate Annual v4.11 | 1074 | 2436 | Rate Constraint in lbs/MMBtu | FALSE | L | Annual | Seasons Included | Seasons | Winter, Summer | Winter, Summer | Winter, Summer | Winter, Summer | Winter, Summer | Winter, Summer | Winter, Summer
NSR Shawnee 5-10 - SO2 Rate Annual v4.11 | 1074 | 2436 | Rate Constraint in lbs/MMBtu | FALSE | L | Annual | Standard | lb/MMBtu | 1.2 | 1.2 | 1.2 | 1.2 | 1.2 | 1.2 | 1.2
NSR Shawnee 5-10 - SO2 Rate Annual v4.11 | 1074 | 2436 | Rate Constraint in lbs/MMBtu | FALSE | L | Annual | Emissions at Affected Plants SO2 | Thousand Tons | 1.7231 | 2.4813 | 2.4771 | 2.4813 | 2.0652 | 2.4813 | 2.1672
NSR Shawnee 5-10 - SO2 Rate Annual v4.11 | 1074 | 2436 | Rate Constraint in lbs/MMBtu | FALSE | L | Annual | Allowances Purchased SO2 | Thousand Tons | 0 | 0 | 0 | 0 | 0 | 0 | 0
NSR Shawnee 5-10 - SO2 Rate Annual v4.11 | 1074 | 2436 | Rate Constraint in lbs/MMBtu | FALSE | L | Annual | Allowances Sold SO2 | Thousand Tons | 0 | 0 | 0 | 0 | 0 | 0 | 0
NSR Shawnee 5-10 - SO2 Rate Annual v4.11 | 1074 | 2436 | Rate Constraint in lbs/MMBtu | FALSE | L | Annual | Allowances Banked | Thousand Tons | 0 | 0 | 0 | 0 | 0 | 0 | 0
NSR Shawnee 5-10 - SO2 Rate Annual v4.11 | 1074 | 2436 | Rate Constraint in lbs/MMBtu | FALSE | L | Annual | Allowances Withdrawn (1:1) | Thousand Tons | 0 | 0 | 0 | 0 | 0 | 0 | 0
NSR Shawnee 5-10 - SO2 Rate Annual v4.11 | 1074 | 2436 | Rate Constraint in lbs/MMBtu | FALSE | L | Annual | Allowances Withdrawn (n:1) | Thousand Tons | 0 | 0 | 0 | 0 | 0 | 0 | 0
NSR Shawnee 5-10 - SO2 Rate Annual v4.11 | 1074 | 2436 | Rate Constraint in lbs/MMBtu | FALSE | L | Annual | Net Emissions Allowance Position | Thousand Tons | 1.7231 | 2.4813 | 2.4771 | 2.4813 | 2.0652 | 2.4813 | 2.1672
NSR Shawnee 5-10 - SO2 Rate Annual v4.11 | 1074 | 2436 | Rate Constraint in lbs/MMBtu | FALSE | L | Annual | Fuel Consumed | TBtu | 9.9767 | 9.9767 | 9.9598 | 9.9767 | 9.9767 | 9.9767 | 9.9767
NSR Shawnee 5-10 - SO2 Rate Annual v4.11 | 1074 | 2436 | Rate Constraint in lbs/MMBtu | FALSE | L | Annual | Rate | lb/MMBtu | 0.34543 | 0.49742 | 0.49742 | 0.49742 | 0.41399 | 0.49742 | 0.43446
NSR Shawnee 5-10 - SO2 Rate Annual v4.11 | 1074 | 2436 | Rate Constraint in lbs/MMBtu | FALSE | L | Annual | Generation | TWh | 0.92316 | 0.92316 | 0.92159 | 0.92316 | 0.92316 | 0.92316 | 0.92316
NSR Shawnee 5-10 - SO2 Rate Annual v4.11 | 1074 | 2436 | Rate Constraint in lbs/MMBtu | FALSE | L | Annual | Qualifying Generation | TWh | 0.92316 | 0.92316 | 0.92159 | 0.92316 | 0.92316 | 0.92316 | 0.92316
NSR Shawnee 5-10 - SO2 Rate Annual v4.11 | 1074 | 2436 | Rate Constraint in lbs/MMBtu | FALSE | L | Annual | Rate | lb/MWh | 1.8666 | 2.6878 | 2.6878 | 2.6878 | 2.2371 | 2.6878 | 2.3476
NSR Shawnee 5-10 - SO2 Rate Annual v4.11 | 1074 | 2436 | Rate Constraint in lbs/MMBtu | FALSE | L | Annual | Constraint Shadow Price | US2011$/Ton | 0 | 0 | 0 | 0 | 0 | 0 | 0
NSR Stuart Gen Station 1-4 - NOx Annual Rate v3.1, Unit 5759 and retrofits | 1075 | 2175 | Rate Constraint in lbs/MMBtu | FALSE | L | Annual | Seasons Included | Seasons | Winter, Summer | Winter, Summer | Winter, Summer | Winter, Summer | Winter, Summer | Winter, Summer | Winter, Summer
NSR Stuart Gen Station 1-4 - NOx Annual Rate v3.1, Unit 5759 and retrofits | 1075 | 2175 | Rate Constraint in lbs/MMBtu | FALSE | L | Annual | Standard | lb/MMBtu | 0.1 | 0.1 | 0.1 | 0.1 | 0.1 | 0.1 | 0.1
NSR Stuart Gen Station 1-4 - NOx Annual Rate v3.1, Unit 5759 and retrofits | 1075 | 2175 | Rate Constraint in lbs/MMBtu | FALSE | L | Annual | Emissions at Affected Plants NOX | Thousand Tons | 2.0411 | 2.0411 | 2.0411 | 2.0411 | 2.0411 | 1.9287 | 1.7829
NSR Stuart Gen Station 1-4 - NOx Annual Rate v3.1, Unit 5759 and retrofits | 1075 | 2175 | Rate Constraint in lbs/MMBtu | FALSE | L | Annual | Allowances Purchased NOX | Thousand Tons | 0 | 0 | 0 | 0 | 0 | 0 | 0
NSR Stuart Gen Station 1-4 - NOx Annual Rate v3.1, Unit 5759 and retrofits | 1075 | 2175 | Rate Constraint in lbs/MMBtu | FALSE | L | Annual | Allowances Sold NOX | Thousand Tons | 0 | 0 | 0 | 0 | 0 | 0 | 0
NSR Stuart Gen Station 1-4 - NOx Annual Rate v3.1, Unit 5759 and retrofits | 1075 | 2175 | Rate Constraint in lbs/MMBtu | FALSE | L | Annual | Allowances Banked | Thousand Tons | 0 | 0 | 0 | 0 | 0 | 0 | 0
NSR Stuart Gen Station 1-4 - NOx Annual Rate v3.1, Unit 5759 and retrofits | 1075 | 2175 | Rate Constraint in lbs/MMBtu | FALSE | L | Annual | Allowances Withdrawn (1:1) | Thousand Tons | 0 | 0 | 0 | 0 | 0 | 0 | 0
NSR Stuart Gen Station 1-4 - NOx Annual Rate v3.1, Unit 5759 and retrofits | 1075 | 2175 | Rate Constraint in lbs/MMBtu | FALSE | L | Annual | Allowances Withdrawn (n:1) | Thousand Tons | 0 | 0 | 0 | 0 | 0 | 0 | 0
NSR Stuart Gen Station 1-4 - NOx Annual Rate v3.1, Unit 5759 and retrofits | 1075 | 2175 | Rate Constraint in lbs/MMBtu | FALSE | L | Annual | Net Emissions Allowance Position | Thousand Tons | 2.0411 | 2.0411 | 2.0411 | 2.0411 | 2.0411 | 1.9287 | 1.7829
NSR Stuart Gen Station 1-4 - NOx Annual Rate v3.1, Unit 5759 and retrofits | 1075 | 2175 | Rate Constraint in lbs/MMBtu | FALSE | L | Annual | Fuel Consumed | TBtu | 40.8712 | 40.8211 | 40.8712 | 40.8712 | 40.8712 | 38.6207 | 35.701
NSR Stuart Gen Station 1-4 - NOx Annual Rate v3.1, Unit 5759 and retrofits | 1075 | 2175 | Rate Constraint in lbs/MMBtu | FALSE | L | Annual | Rate | lb/MMBtu | 0.099877 | 0.1 | 0.099877 | 0.099877 | 0.099877 | 0.099877 | 0.099877
NSR Stuart Gen Station 1-4 - NOx Annual Rate v3.1, Unit 5759 and retrofits | 1075 | 2175 | Rate Constraint in lbs/MMBtu | FALSE | L | Annual | Generation | TWh | 4.1397 | 4.1397 | 4.1397 | 4.1397 | 4.1397 | 3.9117 | 3.616
NSR Stuart Gen Station 1-4 - NOx Annual Rate v3.1, Unit 5759 and retrofits | 1075 | 2175 | Rate Constraint in lbs/MMBtu | FALSE | L | Annual | Qualifying Generation | TWh | 4.1397 | 4.1397 | 4.1397 | 4.1397 | 4.1397 | 3.9117 | 3.616
NSR Stuart Gen Station 1-4 - NOx Annual Rate v3.1, Unit 5759 and retrofits | 1075 | 2175 | Rate Constraint in lbs/MMBtu | FALSE | L | Annual | Rate | lb/MWh | 0.49305 | 0.49305 | 0.49305 | 0.49305 | 0.49305 | 0.49305 | 0.49305
NSR Stuart Gen Station 1-4 - NOx Annual Rate v3.1, Unit 5759 and retrofits | 1075 | 2175 | Rate Constraint in lbs/MMBtu | FALSE | L | Annual | Constraint Shadow Price | US2011$/Ton | 0 | 0 | 0 | 0 | 0 | 0 | 0
NSR Stuart Gen Station 1-4 - NOx Annual Rate v3.1, Unit 5760 and retrofits | 1076 | 2175 | Rate Constraint in lbs/MMBtu | FALSE | L | Annual | Seasons Included | Seasons | Winter, Summer | Winter, Summer | Winter, Summer | Winter, Summer | Winter, Summer | Winter, Summer | Winter, Summer
NSR Stuart Gen Station 1-4 - NOx Annual Rate v3.1, Unit 5760 and retrofits | 1076 | 2175 | Rate Constraint in lbs/MMBtu | FALSE | L | Annual | Standard | lb/MMBtu | 0.1 | 0.1 | 0.1 | 0.1 | 0.1 | 0.1 | 0.1
NSR Stuart Gen Station 1-4 - NOx Annual Rate v3.1, Unit 5760 and retrofits | 1076 | 2175 | Rate Constraint in lbs/MMBtu | FALSE | L | Annual | Emissions at Affected Plants NOX | Thousand Tons | 2.034 | 2.034 | 2.034 | 2.034 | 2.034 | 2.034 | 1.7767
NSR Stuart Gen Station 1-4 - NOx Annual Rate v3.1, Unit 5760 and retrofits | 1076 | 2175 | Rate Constraint in lbs/MMBtu | FALSE | L | Annual | Allowances Purchased NOX | Thousand Tons | 0 | 0 | 0 | 0 | 0 | 0 | 0
NSR Stuart Gen Station 1-4 - NOx Annual Rate v3.1, Unit 5760 and retrofits | 1076 | 2175 | Rate Constraint in lbs/MMBtu | FALSE | L | Annual | Allowances Sold NOX | Thousand Tons | 0 | 0 | 0 | 0 | 0 | 0 | 0
NSR Stuart Gen Station 1-4 - NOx Annual Rate v3.1, Unit 5760 and retrofits | 1076 | 2175 | Rate Constraint in lbs/MMBtu | FALSE | L | Annual | Allowances Banked | Thousand Tons | 0 | 0 | 0 | 0 | 0 | 0 | 0
NSR Stuart Gen Station 1-4 - NOx Annual Rate v3.1, Unit 5760 and retrofits | 1076 | 2175 | Rate Constraint in lbs/MMBtu | FALSE | L | Annual | Allowances Withdrawn (1:1) | Thousand Tons | 0 | 0 | 0 | 0 | 0 | 0 | 0
NSR Stuart Gen Station 1-4 - NOx Annual Rate v3.1, Unit 5760 and retrofits | 1076 | 2175 | Rate Constraint in lbs/MMBtu | FALSE | L | Annual | Allowances Withdrawn (n:1) | Thousand Tons | 0 | 0 | 0 | 0 | 0 | 0 | 0
NSR Stuart Gen Station 1-4 - NOx Annual Rate v3.1, Unit 5760 and retrofits | 1076 | 2175 | Rate Constraint in lbs/MMBtu | FALSE | L | Annual | Net Emissions Allowance Position | Thousand Tons | 2.034 | 2.034 | 2.034 | 2.034 | 2.034 | 2.034 | 1.7767
NSR Stuart Gen Station 1-4 - NOx Annual Rate v3.1, Unit 5760 and retrofits | 1076 | 2175 | Rate Constraint in lbs/MMBtu | FALSE | L | Annual | Fuel Consumed | TBtu | 40.7303 | 40.6804 | 40.7303 | 40.7303 | 40.7303 | 40.7303 | 35.5779
NSR Stuart Gen Station 1-4 - NOx Annual Rate v3.1, Unit 5760 and retrofits | 1076 | 2175 | Rate Constraint in lbs/MMBtu | FALSE | L | Annual | Rate | lb/MMBtu | 0.099877 | 0.1 | 0.099877 | 0.099877 | 0.099877 | 0.099877 | 0.099877
NSR Stuart Gen Station 1-4 - NOx Annual Rate v3.1, Unit 5760 and retrofits | 1076 | 2175 | Rate Constraint in lbs/MMBtu | FALSE | L | Annual | Generation | TWh | 4.1397 | 4.1397 | 4.1397 | 4.1397 | 4.1397 | 4.1397 | 3.616
NSR Stuart Gen Station 1-4 - NOx Annual Rate v3.1, Unit 5760 and retrofits | 1076 | 2175 | Rate Constraint in lbs/MMBtu | FALSE | L | Annual | Qualifying Generation | TWh | 4.1397 | 4.1397 | 4.1397 | 4.1397 | 4.1397 | 4.1397 | 3.616
NSR Stuart Gen Station 1-4 - NOx Annual Rate v3.1, Unit 5760 and retrofits | 1076 | 2175 | Rate Constraint in lbs/MMBtu | FALSE | L | Annual | Rate | lb/MWh | 0.49135 | 0.49135 | 0.49135 | 0.49135 | 0.49135 | 0.49135 | 0.49135
NSR Stuart Gen Station 1-4 - NOx Annual Rate v3.1, Unit 5760 and retrofits | 1076 | 2175 | Rate Constraint in lbs/MMBtu | FALSE | L | Annual | Constraint Shadow Price | US2011$/Ton | 0 | 0 | 0 | 0 | 0 | 0 | 0
NSR Stuart Gen Station 1-4 - NOx Annual Rate v3.1, Unit 5761 and retrofits | 1077 | 2175 | Rate Constraint in lbs/MMBtu | FALSE | L | Annual | Seasons Included | Seasons | Winter, Summer | Winter, Summer | Winter, Summer | Winter, Summer | Winter, Summer | Winter, Summer | Winter, Summer
NSR Stuart Gen Station 1-4 - NOx Annual Rate v3.1, Unit 5761 and retrofits | 1077 | 2175 | Rate Constraint in lbs/MMBtu | FALSE | L | Annual | Standard | lb/MMBtu | 0.1 | 0.1 | 0.1 | 0.1 | 0.1 | 0.1 | 0.1
NSR Stuart Gen Station 1-4 - NOx Annual Rate v3.1, Unit 5761 and retrofits | 1077 | 2175 | Rate Constraint in lbs/MMBtu | FALSE | L | Annual | Emissions at Affected Plants NOX | Thousand Tons | 2.0377 | 2.0377 | 2.0377 | 2.0377 | 2.0377 | 2.0377 | 1.78
NSR Stuart Gen Station 1-4 - NOx Annual Rate v3.1, Unit 5761 and retrofits | 1077 | 2175 | Rate Constraint in lbs/MMBtu | FALSE | L | Annual | Allowances Purchased NOX | Thousand Tons | 0 | 0 | 0 | 0 | 0 | 0 | 0
NSR Stuart Gen Station 1-4 - NOx Annual Rate v3.1, Unit 5761 and retrofits | 1077 | 2175 | Rate Constraint in lbs/MMBtu | FALSE | L | Annual | Allowances Sold NOX | Thousand Tons | 0 | 0 | 0 | 0 | 0 | 0 | 0
NSR Stuart Gen Station 1-4 - NOx Annual Rate v3.1, Unit 5761 and retrofits | 1077 | 2175 | Rate Constraint in lbs/MMBtu | FALSE | L | Annual | Allowances Banked | Thousand Tons | 0 | 0 | 0 | 0 | 0 | 0 | 0
NSR Stuart Gen Station 1-4 - NOx Annual Rate v3.1, Unit 5761 and retrofits | 1077 | 2175 | Rate Constraint in lbs/MMBtu | FALSE | L | Annual | Allowances Withdrawn (1:1) | Thousand Tons | 0 | 0 | 0 | 0 | 0 | 0 | 0
NSR Stuart Gen Station 1-4 - NOx Annual Rate v3.1, Unit 5761 and retrofits | 1077 | 2175 | Rate Constraint in lbs/MMBtu | FALSE | L | Annual | Allowances Withdrawn (n:1) | Thousand Tons | 0 | 0 | 0 | 0 | 0 | 0 | 0
NSR Stuart Gen Station 1-4 - NOx Annual Rate v3.1, Unit 5761 and retrofits | 1077 | 2175 | Rate Constraint in lbs/MMBtu | FALSE | L | Annual | Net Emissions Allowance Position | Thousand Tons | 2.0377 | 2.0377 | 2.0377 | 2.0377 | 2.0377 | 2.0377 | 1.78
NSR Stuart Gen Station 1-4 - NOx Annual Rate v3.1, Unit 5761 and retrofits | 1077 | 2175 | Rate Constraint in lbs/MMBtu | FALSE | L | Annual | Fuel Consumed | TBtu | 40.8049 | 40.7549 | 40.8049 | 40.8049 | 40.8049 | 40.8049 | 35.6431
NSR Stuart Gen Station 1-4 - NOx Annual Rate v3.1, Unit 5761 and retrofits | 1077 | 2175 | Rate Constraint in lbs/MMBtu | FALSE | L | Annual | Rate | lb/MMBtu | 0.099877 | 0.1 | 0.099877 | 0.099877 | 0.099877 | 0.099877 | 0.099877
NSR Stuart Gen Station 1-4 - NOx Annual Rate v3.1, Unit 5761 and retrofits | 1077 | 2175 | Rate Constraint in lbs/MMBtu | FALSE | L | Annual | Generation | TWh | 4.1397 | 4.1397 | 4.1397 | 4.1397 | 4.1397 | 4.1397 | 3.616
NSR Stuart Gen Station 1-4 - NOx Annual Rate v3.1, Unit 5761 and retrofits | 1077 | 2175 | Rate Constraint in lbs/MMBtu | FALSE | L | Annual | Qualifying Generation | TWh | 4.1397 | 4.1397 | 4.1397 | 4.1397 | 4.1397 | 4.1397 | 3.616
NSR Stuart Gen Station 1-4 - NOx Annual Rate v3.1, Unit 5761 and retrofits | 1077 | 2175 | Rate Constraint in lbs/MMBtu | FALSE | L | Annual | Rate | lb/MWh | 0.49225 | 0.49225 | 0.49225 | 0.49225 | 0.49225 | 0.49225 | 0.49225
NSR Stuart Gen Station 1-4 - NOx Annual Rate v3.1, Unit 5761 and retrofits | 1077 | 2175 | Rate Constraint in lbs/MMBtu | FALSE | L | Annual | Constraint Shadow Price | US2011$/Ton | 0 | 0 | 0 | 0 | 0 | 0 | 0
NSR Stuart Gen Station 1-4 - NOx Annual Rate v3.1, Unit 5762 and retrofits | 1078 | 2175 | Rate Constraint in lbs/MMBtu | FALSE | L | Annual | Seasons Included | Seasons | Winter, Summer | Winter, Summer | Winter, Summer | Winter, Summer | Winter, Summer | Winter, Summer | Winter, Summer
NSR Stuart Gen Station 1-4 - NOx Annual Rate v3.1, Unit 5762 and retrofits | 1078 | 2175 | Rate Constraint in lbs/MMBtu | FALSE | L | Annual | Standard | lb/MMBtu | 0.1 | 0.1 | 0.1 | 0.1 | 0.1 | 0.1 | 0.1
NSR Stuart Gen Station 1-4 - NOx Annual Rate v3.1, Unit 5762 and retrofits | 1078 | 2175 | Rate Constraint in lbs/MMBtu | FALSE | L | Annual | Emissions at Affected Plants NOX | Thousand Tons | 2.0388 | 2.0388 | 2.0388 | 2.0388 | 2.0388 | 2.0388 | 1.7809
NSR Stuart Gen Station 1-4 - NOx Annual Rate v3.1, Unit 5762 and retrofits | 1078 | 2175 | Rate Constraint in lbs/MMBtu | FALSE | L | Annual | Allowances Purchased NOX | Thousand Tons | 0 | 0 | 0 | 0 | 0 | 0 | 0
NSR Stuart Gen Station 1-4 - NOx Annual Rate v3.1, Unit 5762 and retrofits | 1078 | 2175 | Rate Constraint in lbs/MMBtu | FALSE | L | Annual | Allowances Sold NOX | Thousand Tons | 0 | 0 | 0 | 0 | 0 | 0 | 0
NSR Stuart Gen Station 1-4 - NOx Annual Rate v3.1, Unit 5762 and retrofits | 1078 | 2175 | Rate Constraint in lbs/MMBtu | FALSE | L | Annual | Allowances Banked | Thousand Tons | 0 | 0 | 0 | 0 | 0 | 0 | 0
NSR Stuart Gen Station 1-4 - NOx Annual Rate v3.1, Unit 5762 and retrofits | 1078 | 2175 | Rate Constraint in lbs/MMBtu | FALSE | L | Annual | Allowances Withdrawn (1:1) | Thousand Tons | 0 | 0 | 0 | 0 | 0 | 0 | 0
NSR Stuart Gen Station 1-4 - NOx Annual Rate v3.1, Unit 5762 and retrofits | 1078 | 2175 | Rate Constraint in lbs/MMBtu | FALSE | L | Annual | Allowances Withdrawn (n:1) | Thousand Tons | 0 | 0 | 0 | 0 | 0 | 0 | 0
NSR Stuart Gen Station 1-4 - NOx Annual Rate v3.1, Unit 5762 and retrofits | 1078 | 2175 | Rate Constraint in lbs/MMBtu | FALSE | L | Annual | Net Emissions Allowance Position | Thousand Tons | 2.0388 | 2.0388 | 2.0388 | 2.0388 | 2.0388 | 2.0388 | 1.7809
NSR Stuart Gen Station 1-4 - NOx Annual Rate v3.1, Unit 5762 and retrofits | 1078 | 2175 | Rate Constraint in lbs/MMBtu | FALSE | L | Annual | Fuel Consumed | TBtu | 40.8256 | 40.7756 | 40.8256 | 40.8256 | 40.8256 | 40.8256 | 35.6612
NSR Stuart Gen Station 1-4 - NOx Annual Rate v3.1, Unit 5762 and retrofits | 1078 | 2175 | Rate Constraint in lbs/MMBtu | FALSE | L | Annual | Rate | lb/MMBtu | 0.099877 | 0.1 | 0.099877 | 0.099877 | 0.099877 | 0.099877 | 0.099877
NSR Stuart Gen Station 1-4 - NOx Annual Rate v3.1, Unit 5762 and retrofits | 1078 | 2175 | Rate Constraint in lbs/MMBtu | FALSE | L | Annual | Generation | TWh | 4.1397 | 4.1397 | 4.1397 | 4.1397 | 4.1397 | 4.1397 | 3.616
NSR Stuart Gen Station 1-4 - NOx Annual Rate v3.1, Unit 5762 and retrofits | 1078 | 2175 | Rate Constraint in lbs/MMBtu | FALSE | L | Annual | Qualifying Generation | TWh | 4.1397 | 4.1397 | 4.1397 | 4.1397 | 4.1397 | 4.1397 | 3.616
NSR Stuart Gen Station 1-4 - NOx Annual Rate v3.1, Unit 5762 and retrofits | 1078 | 2175 | Rate Constraint in lbs/MMBtu | FALSE | L | Annual | Rate | lb/MWh | 0.4925 | 0.4925 | 0.4925 | 0.4925 | 0.4925 | 0.4925 | 0.4925
NSR Stuart Gen Station 1-4 - NOx Annual Rate v3.1, Unit 5762 and retrofits | 1078 | 2175 | Rate Constraint in lbs/MMBtu | FALSE | L | Annual | Constraint Shadow Price | US2011$/Ton | 0 | 0 | 0 | 0 | 0 | 0 | 0
NSR Stuart Gen Station 1-4 - SO2 Annual Rate v4.12 | 1079 | 2418 | Rate Constraint in lbs/MMBtu | FALSE | L | Annual | Seasons Included | Seasons | Winter, Summer | Winter, Summer | Winter, Summer | Winter, Summer | Winter, Summer | Winter, Summer | Winter, Summer
NSR Stuart Gen Station 1-4 - SO2 Annual Rate v4.12 | 1079 | 2418 | Rate Constraint in lbs/MMBtu | FALSE | L | Annual | Standard | lb/MMBtu | 0.1 | 0.1 | 0.1 | 0.1 | 0.1 | 0.1 | 0.1
NSR Stuart Gen Station 1-4 - SO2 Annual Rate v4.12 | 1079 | 2418 | Rate Constraint in lbs/MMBtu | FALSE | L | Annual | Emissions at Affected Plants SO2 | Thousand Tons | 6.2084 | 8.1516 | 8.1616 | 8.1616 | 8.1616 | 8.0491 | 7.1292
NSR Stuart Gen Station 1-4 - SO2 Annual Rate v4.12 | 1079 | 2418 | Rate Constraint in lbs/MMBtu | FALSE | L | Annual | Allowances Purchased SO2 | Thousand Tons | 0 | 0 | 0 | 0 | 0 | 0 | 0
NSR Stuart Gen Station 1-4 - SO2 Annual Rate v4.12 | 1079 | 2418 | Rate Constraint in lbs/MMBtu | FALSE | L | Annual | Allowances Sold SO2 | Thousand Tons | 0 | 0 | 0 | 0 | 0 | 0 | 0
NSR Stuart Gen Station 1-4 - SO2 Annual Rate v4.12 | 1079 | 2418 | Rate Constraint in lbs/MMBtu | FALSE | L | Annual | Allowances Banked | Thousand Tons | 0 | 0 | 0 | 0 | 0 | 0 | 0
NSR Stuart Gen Station 1-4 - SO2 Annual Rate v4.12 | 1079 | 2418 | Rate Constraint in lbs/MMBtu | FALSE | L | Annual | Allowances Withdrawn (1:1) | Thousand Tons | 0 | 0 | 0 | 0 | 0 | 0 | 0
NSR Stuart Gen Station 1-4 - SO2 Annual Rate v4.12 | 1079 | 2418 | Rate Constraint in lbs/MMBtu | FALSE | L | Annual | Allowances Withdrawn (n:1) | Thousand Tons | 0 | 0 | 0 | 0 | 0 | 0 | 0
NSR Stuart Gen Station 1-4 - SO2 Annual Rate v4.12 | 1079 | 2418 | Rate Constraint in lbs/MMBtu | FALSE | L | Annual | Net Emissions Allowance Position | Thousand Tons | 6.2084 | 8.1516 | 8.1616 | 8.1616 | 8.1616 | 8.0491 | 7.1292
NSR Stuart Gen Station 1-4 - SO2 Annual Rate v4.12 | 1079 | 2418 | Rate Constraint in lbs/MMBtu | FALSE | L | Annual | Fuel Consumed | TBtu | 163.2321 | 163.0319 | 163.2321 | 163.2321 | 163.2321 | 160.9815 | 142.5832
NSR Stuart Gen Station 1-4 - SO2 Annual Rate v4.12 | 1079 | 2418 | Rate Constraint in lbs/MMBtu | FALSE | L | Annual | Rate | lb/MMBtu | 0.076069 | 0.1 | 0.1 | 0.1 | 0.1 | 0.1 | 0.1
NSR Stuart Gen Station 1-4 - SO2 Annual Rate v4.12 | 1079 | 2418 | Rate Constraint in lbs/MMBtu | FALSE | L | Annual | Generation | TWh | 16.5586 | 16.5586 | 16.5586 | 16.5586 | 16.5586 | 16.3307 | 14.4639
NSR Stuart Gen Station 1-4 - SO2 Annual Rate v4.12 | 1079 | 2418 | Rate Constraint in lbs/MMBtu | FALSE | L | Annual | Qualifying Generation | TWh | 16.5586 | 16.5586 | 16.5586 | 16.5586 | 16.5586 | 16.3307 | 14.4639
NSR Stuart Gen Station 1-4 - SO2 Annual Rate v4.12 | 1079 | 2418 | Rate Constraint in lbs/MMBtu | FALSE | L | Annual | Rate | lb/MWh | 0.37494 | 0.49229 | 0.49289 | 0.49289 | 0.49289 | 0.49288 | 0.49289
NSR Stuart Gen Station 1-4 - SO2 Annual Rate v4.12 | 1079 | 2418 | Rate Constraint in lbs/MMBtu | FALSE | L | Annual | Constraint Shadow Price | US2011$/Ton | 0 | 1807.2159 | 3795.965 | 4395.1469 | 6151.108 | 5202.1322 | 4745.955
NSR Taconite 1,2 - NOX Rate Annual v5.14 | 1080 | 6136 | Rate Constraint in lbs/MMBtu | FALSE | L | Annual | Seasons Included | Seasons | Winter, Summer | Winter, Summer | Winter, Summer | Winter, Summer | Winter, Summer | Winter, Summer | Winter, Summer
NSR Taconite 1,2 - NOX Rate Annual v5.14 | 1080 | 6136 | Rate Constraint in lbs/MMBtu | FALSE | L | Annual | Standard | lb/MMBtu | 0.16 | 0.16 | 0.16 | 0.16 | 0.16 | 0.16 | 0.16
NSR Taconite 1,2 - NOX Rate Annual v5.14 | 1080 | 6136 | Rate Constraint in lbs/MMBtu | FALSE | L | Annual | Emissions at Affected Plants NOX | Thousand Tons | 0 | 0 | 0 | 0 | 0 | 0 | 0
NSR Taconite 1,2 - NOX Rate Annual v5.14 | 1080 | 6136 | Rate Constraint in lbs/MMBtu | FALSE | L | Annual | Allowances Purchased NOX | Thousand Tons | 0 | 0 | 0 | 0 | 0 | 0 | 0
NSR Taconite 1,2 - NOX Rate Annual v5.14 | 1080 | 6136 | Rate Constraint in lbs/MMBtu | FALSE | L | Annual | Allowances Sold NOX | Thousand Tons | 0 | 0 | 0 | 0 | 0 | 0 | 0
NSR Taconite 1,2 - NOX Rate Annual v5.14 | 1080 | 6136 | Rate Constraint in lbs/MMBtu | FALSE | L | Annual | Allowances Banked | Thousand Tons | 0 | 0 | 0 | 0 | 0 | 0 | 0
NSR Taconite 1,2 - NOX Rate Annual v5.14 | 1080 | 6136 | Rate Constraint in lbs/MMBtu | FALSE | L | Annual | Allowances Withdrawn (1:1) | Thousand Tons | 0 | 0 | 0 | 0 | 0 | 0 | 0
NSR Taconite 1,2 - NOX Rate Annual v5.14 | 1080 | 6136 | Rate Constraint in lbs/MMBtu | FALSE | L | Annual | Allowances Withdrawn (n:1) | Thousand Tons | 0 | 0 | 0 | 0 | 0 | 0 | 0
NSR Taconite 1,2 - NOX Rate Annual v5.14 | 1080 | 6136 | Rate Constraint in lbs/MMBtu | FALSE | L | Annual | Net Emissions Allowance Position | Thousand Tons | 0 | 0 | 0 | 0 | 0 | 0 | 0
NSR Taconite 1,2 - NOX Rate Annual v5.14 | 1080 | 6136 | Rate Constraint in lbs/MMBtu | FALSE | L | Annual | Fuel Consumed | TBtu | 0 | 0 | 0 | 0 | 0 | 0 | 0
NSR Taconite 1,2 - NOX Rate Annual v5.14 | 1080 | 6136 | Rate Constraint in lbs/MMBtu | FALSE | L | Annual | Rate | lb/MMBtu | 0 | 0 | 0 | 0 | 0 | 0 | 0
NSR Taconite 1,2 - NOX Rate Annual v5.14 | 1080 | 6136 | Rate Constraint in lbs/MMBtu | FALSE | L | Annual | Generation | TWh | 0 | 0 | 0 | 0 | 0 | 0 | 0
NSR Taconite 1,2 - NOX Rate Annual v5.14 | 1080 | 6136 | Rate Constraint in lbs/MMBtu | FALSE | L | Annual | Qualifying Generation | TWh | 0 | 0 | 0 | 0 | 0 | 0 | 0
NSR Taconite 1,2 - NOX Rate Annual v5.14 | 1080 | 6136 | Rate Constraint in lbs/MMBtu | FALSE | L | Annual | Rate | lb/MWh | 0 | 0 | 0 | 0 | 0 | 0 | 0
NSR Taconite 1,2 - NOX Rate Annual v5.14 | 1080 | 6136 | Rate Constraint in lbs/MMBtu | FALSE | L | Annual | Constraint Shadow Price | US2011$/Ton | 0 | 0 | 0 | 0 | 0 | 0 | 0
NSR Taconite 1,2 - SO2 Rate Annual v5.14 | 1081 | 6135 | Rate Constraint in lbs/MMBtu | FALSE | L | Annual | Seasons Included | Seasons | Winter, Summer | Winter, Summer | Winter, Summer | Winter, Summer | Winter, Summer | Winter, Summer | Winter, Summer
NSR Taconite 1,2 - SO2 Rate Annual v5.14 | 1081 | 6135 | Rate Constraint in lbs/MMBtu | FALSE | L | Annual | Standard | lb/MMBtu | 0.03 | 0.03 | 0.03 | 0.03 | 0.03 | 0.03 | 0.03
NSR Taconite 1,2 - SO2 Rate Annual v5.14 | 1081 | 6135 | Rate Constraint in lbs/MMBtu | FALSE | L | Annual | Emissions at Affected Plants SO2 | Thousand Tons | 0 | 0 | 0 | 0 | 0 | 0 | 0
NSR Taconite 1,2 - SO2 Rate Annual v5.14 | 1081 | 6135 | Rate Constraint in lbs/MMBtu | FALSE | L | Annual | Allowances Purchased SO2 | Thousand Tons | 0 | 0 | 0 | 0 | 0 | 0 | 0
NSR Taconite 1,2 - SO2 Rate Annual v5.14 | 1081 | 6135 | Rate Constraint in lbs/MMBtu | FALSE | L | Annual | Allowances Sold SO2 | Thousand Tons | 0 | 0 | 0 | 0 | 0 | 0 | 0
NSR Taconite 1,2 - SO2 Rate Annual v5.14 | 1081 | 6135 | Rate Constraint in lbs/MMBtu | FALSE | L | Annual | Allowances Banked | Thousand Tons | 0 | 0 | 0 | 0 | 0 | 0 | 0
NSR Taconite 1,2 - SO2 Rate Annual v5.14 | 1081 | 6135 | Rate Constraint in lbs/MMBtu | FALSE | L | Annual | Allowances Withdrawn (1:1) | Thousand Tons | 0 | 0 | 0 | 0 | 0 | 0 | 0
NSR Taconite 1,2 - SO2 Rate Annual v5.14 | 1081 | 6135 | Rate Constraint in lbs/MMBtu | FALSE | L | Annual | Allowances Withdrawn (n:1) | Thousand Tons | 0 | 0 | 0 | 0 | 0 | 0 | 0
NSR Taconite 1,2 - SO2 Rate Annual v5.14 | 1081 | 6135 | Rate Constraint in lbs/MMBtu | FALSE | L | Annual | Net Emissions Allowance Position | Thousand Tons | 0 | 0 | 0 | 0 | 0 | 0 | 0
NSR Taconite 1,2 - SO2 Rate Annual v5.14 | 1081 | 6135 | Rate Constraint in lbs/MMBtu | FALSE | L | Annual | Fuel Consumed | TBtu | 0 | 0 | 0 | 0 | 0 | 0 | 0
NSR Taconite 1,2 - SO2 Rate Annual v5.14 | 1081 | 6135 | Rate Constraint in lbs/MMBtu | FALSE | L | Annual | Rate | lb/MMBtu | 0 | 0 | 0 | 0 | 0 | 0 | 0
NSR Taconite 1,2 - SO2 Rate Annual v5.14 | 1081 | 6135 | Rate Constraint in lbs/MMBtu | FALSE | L | Annual | Generation | TWh | 0 | 0 | 0 | 0 | 0 | 0 | 0
NSR Taconite 1,2 - SO2 Rate Annual v5.14 | 1081 | 6135 | Rate Constraint in lbs/MMBtu | FALSE | L | Annual | Qualifying Generation | TWh | 0 | 0 | 0 | 0 | 0 | 0 | 0
NSR Taconite 1,2 - SO2 Rate Annual v5.14 | 1081 | 6135 | Rate Constraint in lbs/MMBtu | FALSE | L | Annual | Rate | lb/MWh | 0 | 0 | 0 | 0 | 0 | 0 | 0
NSR Taconite 1,2 - SO2 Rate Annual v5.14 | 1081 | 6135 | Rate Constraint in lbs/MMBtu | FALSE | L | Annual | Constraint Shadow Price | US2011$/Ton | 555105.0936 | 1008041.5341 | 178796.8358 | 179267.3685 | 175862.9083 | 190733.283 | 0
NSR Tucson Electric - SO2 Cap Annual v4.0 | 1082 | 2171 | Rate Constraint in MTons | FALSE | L | Annual | Seasons Included | Seasons | Winter, Summer | Winter, Summer | Winter, Summer | Winter, Summer | Winter, Summer | Winter, Summer | Winter, Summer
NSR Tucson Electric - SO2 Cap Annual v4.0 | 1082 | 2171 | Rate Constraint in MTons | FALSE | L | Annual | Standard | Thousand Tons | 10.66 | 10.66 | 10.66 | 10.66 | 10.66 | 10.66 | 10.66
NSR Tucson Electric - SO2 Cap Annual v4.0 | 1082 | 2171 | Rate Constraint in MTons | FALSE | L | Annual | Standard SO2 | Thousand Tons | 10.66 | 10.66 | 10.66 | 10.66 | 10.66 | 10.66 | 10.66
NSR Tucson Electric - SO2 Cap Annual v4.0 | 1082 | 2171 | Rate Constraint in MTons | FALSE | L | Annual | Emissions at Affected Plants SO2 | Thousand Tons | 10.66 | 10.66 | 10.66 | 10.66 | 10.66 | 10.6565 | 10.5268
NSR Tucson Electric - SO2 Cap Annual v4.0 | 1082 | 2171 | Rate Constraint in MTons | FALSE | L | Annual | Allowances Purchased SO2 | Thousand Tons | 0 | 0 | 0 | 0 | 0 | 0 | 0
NSR Tucson Electric - SO2 Cap Annual v4.0 | 1082 | 2171 | Rate Constraint in MTons | FALSE | L | Annual | Allowances Sold SO2 | Thousand Tons | 0 | 0 | 0 | 0 | 0 | 0 | 0
NSR Tucson Electric - SO2 Cap Annual v4.0 | 1082 | 2171 | Rate Constraint in MTons | FALSE | L | Annual | Allowances Banked | Thousand Tons | 0 | 0 | 0 | 0 | 0 | 0 | 0
NSR Tucson Electric - SO2 Cap Annual v4.0 | 1082 | 2171 | Rate Constraint in MTons | FALSE | L | Annual | Allowances Withdrawn (1:1) | Thousand Tons | 0 | 0 | 0 | 0 | 0 | 0 | 0
NSR Tucson Electric - SO2 Cap Annual v4.0 | 1082 | 2171 | Rate Constraint in MTons | FALSE | L | Annual | Allowances Withdrawn (n:1) | Thousand Tons | 0 | 0 | 0 | 0 | 0 | 0 | 0
NSR Tucson Electric - SO2 Cap Annual v4.0 | 1082 | 2171 | Rate Constraint in MTons | FALSE | L | Annual | Net Emissions Allowance Position | Thousand Tons | 10.66 | 10.66 | 10.66 | 10.66 | 10.66 | 10.6565 | 10.5268
NSR Tucson Electric - SO2 Cap Annual v4.0 | 1082 | 2171 | Rate Constraint in MTons | FALSE | L | Annual | Fuel Consumed | TBtu | 120.2466 | 120.2466 | 120.2466 | 120.2466 | 120.2466 | 120.2634 | 120.2869
NSR Tucson Electric - SO2 Cap Annual v4.0 | 1082 | 2171 | Rate Constraint in MTons | FALSE | L | Annual | Rate | lb/MMBtu | 0.1773 | 0.1773 | 0.1773 | 0.1773 | 0.1773 | 0.17722 | 0.17503
NSR Tucson Electric - SO2 Cap Annual v4.0 | 1082 | 2171 | Rate Constraint in MTons | FALSE | L | Annual | Generation | TWh | 11.7109 | 11.7109 | 11.7109 | 11.7109 | 11.7109 | 11.7109 | 11.7109
NSR Tucson Electric - SO2 Cap Annual v4.0 | 1082 | 2171 | Rate Constraint in MTons | FALSE | L | Annual | Qualifying Generation | TWh | 11.7109 | 11.7109 | 11.7109 | 11.7109 | 11.7109 | 11.7109 | 11.7109
NSR Tucson Electric - SO2 Cap Annual v4.0 | 1082 | 2171 | Rate Constraint in MTons | FALSE | L | Annual | Rate | lb/MWh | 0.91026 | 0.91026 | 0.91026 | 0.91026 | 0.91026 | 0.90996 | 0.89889
NSR Tucson Electric - SO2 Cap Annual v4.0 | 1082 | 2171 | Rate Constraint in MTons | FALSE | L | Annual | Constraint Shadow Price | US2011$/Ton | 1222.2986 | 4566.3369 | 0 | 4851.7921 | 0 | 0 | 0
NSR Tucson Electric NOx Cap Annual - v4.0 | 1083 | 2170 | Rate Constraint in MTons | FALSE | L | Annual | Seasons Included | Seasons | Winter, Summer | Winter, Summer | Winter, Summer | Winter, Summer | Winter, Summer | Winter, Summer | Winter, Summer
NSR Tucson Electric NOx Cap Annual - v4.0 | 1083 | 2170 | Rate Constraint in MTons | FALSE | L | Annual | Standard | Thousand Tons | 8.94 | 8.94 | 8.94 | 8.94 | 8.94 | 8.94 | 8.94
NSR Tucson Electric NOx Cap Annual - v4.0 | 1083 | 2170 | Rate Constraint in MTons | FALSE | L | Annual | Standard NOX | Thousand Tons | 8.94 | 8.94 | 8.94 | 8.94 | 8.94 | 8.94 | 8.94
NSR Tucson Electric NOx Cap Annual - v4.0 | 1083 | 2170 | Rate Constraint in MTons | FALSE | L | Annual | Emissions at Affected Plants NOX | Thousand Tons | 7.225 | 7.225 | 7.225 | 7.225 | 7.225 | 7.225 | 7.225
NSR Tucson Electric NOx Cap Annual - v4.0 | 1083 | 2170 | Rate Constraint in MTons | FALSE | L | Annual | Allowances Purchased NOX | Thousand Tons | 0 | 0 | 0 | 0 | 0 | 0 | 0
NSR Tucson Electric NOx Cap Annual - v4.0 | 1083 | 2170 | Rate Constraint in MTons | FALSE | L | Annual | Allowances Sold NOX | Thousand Tons | 0 | 0 | 0 | 0 | 0 | 0 | 0
NSR Tucson Electric NOx Cap Annual - v4.0 | 1083 | 2170 | Rate Constraint in MTons | FALSE | L | Annual | Allowances Banked | Thousand Tons | 0 | 0 | 0 | 0 | 0 | 0 | 0
NSR Tucson Electric NOx Cap Annual - v4.0 | 1083 | 2170 | Rate Constraint in MTons | FALSE | L | Annual | Allowances Withdrawn (1:1) | Thousand Tons | 0 | 0 | 0 | 0 | 0 | 0 | 0
NSR Tucson Electric NOx Cap Annual - v4.0 | 1083 | 2170 | Rate Constraint in MTons | FALSE | L | Annual | Allowances Withdrawn (n:1) | Thousand Tons | 0 | 0 | 0 | 0 | 0 | 0 | 0
NSR Tucson Electric NOx Cap Annual - v4.0 | 1083 | 2170 | Rate Constraint in MTons | FALSE | L | Annual | Net Emissions Allowance Position | Thousand Tons | 7.225 | 7.225 | 7.225 | 7.225 | 7.225 | 7.225 | 7.225
NSR Tucson Electric NOx Cap Annual - v4.0 | 1083 | 2170 | Rate Constraint in MTons | FALSE | L | Annual | Fuel Consumed | TBtu | 120.2466 | 120.2466 | 120.2466 | 120.2466 | 120.2466 | 120.2634 | 120.2869
NSR Tucson Electric NOx Cap Annual - v4.0 | 1083 | 2170 | Rate Constraint in MTons | FALSE | L | Annual | Rate | lb/MMBtu | 0.12017 | 0.12017 | 0.12017 | 0.12017 | 0.12017 | 0.12015 | 0.12013
NSR Tucson Electric NOx Cap Annual - v4.0 | 1083 | 2170 | Rate Constraint in MTons | FALSE | L | Annual | Generation | TWh | 11.7109 | 11.7109 | 11.7109 | 11.7109 | 11.7109 | 11.7109 | 11.7109
NSR Tucson Electric NOx Cap Annual - v4.0 | 1083 | 2170 | Rate Constraint in MTons | FALSE | L | Annual | Qualifying Generation | TWh | 11.7109 | 11.7109 | 11.7109 | 11.7109 | 11.7109 | 11.7109 | 11.7109
NSR Tucson Electric NOx Cap Annual - v4.0 | 1083 | 2170 | Rate Constraint in MTons | FALSE | L | Annual | Rate | lb/MWh | 0.61695 | 0.61695 | 0.61695 | 0.61695 | 0.61695 | 0.61695 | 0.61695
NSR Tucson Electric NOx Cap Annual - v4.0 | 1083 | 2170 | Rate Constraint in MTons | FALSE | L | Annual | Constraint Shadow Price | US2011$/Ton | 0 | 0 | 0 | 0 | 0 | 0 | 0
NSR TVA System - NOX Cap Annual v4.11 | 1084 | 2308 | Rate Constraint in MTons | FALSE | L | Annual | Seasons Included | Seasons | Winter, Summer | Winter, Summer | Winter, Summer | Winter, Summer | Winter, Summer | Winter, Summer | Winter, Summer
NSR TVA System - NOX Cap Annual v4.11 | 1084 | 2308 | Rate Constraint in MTons | FALSE | L | Annual | Standard | Thousand Tons | 70.667 | 52 | 52 | 52 | 52 | 52 | 52
NSR TVA System - NOX Cap Annual v4.11 | 1084 | 2308 | Rate Constraint in MTons | FALSE | L | Annual | Standard NOX | Thousand Tons | 70.667 | 52 | 52 | 52 | 52 | 52 | 52
NSR TVA System - NOX Cap Annual v4.11 | 1084 | 2308 | Rate Constraint in MTons | FALSE | L | Annual | Emissions at Affected Plants NOX | Thousand Tons | 31.0999 | 17.5854 | 17.0917 | 17.1079 | 17.1079 | 17.0921 | 17.0921
NSR TVA System - NOX Cap Annual v4.11 | 1084 | 2308 | Rate Constraint in MTons | FALSE | L | Annual | Allowances Purchased NOX | Thousand Tons | 0 | 0 | 0 | 0 | 0 | 0 | 0
NSR TVA System - NOX Cap Annual v4.11 | 1084 | 2308 | Rate Constraint in MTons | FALSE | L | Annual | Allowances Sold NOX | Thousand Tons | 0 | 0 | 0 | 0 | 0 | 0 | 0
NSR TVA System - NOX Cap Annual v4.11 | 1084 | 2308 | Rate Constraint in MTons | FALSE | L | Annual | Allowances Banked | Thousand Tons | 0 | 0 | 0 | 0 | 0 | 0 | 0
NSR TVA System - NOX Cap Annual v4.11 | 1084 | 2308 | Rate Constraint in MTons | FALSE | L | Annual | Allowances Withdrawn (1:1) | Thousand Tons | 0 | 0 | 0 | 0 | 0 | 0 | 0
NSR TVA System - NOX Cap Annual v4.11 | 1084 | 2308 | Rate Constraint in MTons | FALSE | L | Annual | Allowances Withdrawn (n:1) | Thousand Tons | 0 | 0 | 0 | 0 | 0 | 0 | 0
NSR TVA System - NOX Cap Annual v4.11 | 1084 | 2308 | Rate Constraint in MTons | FALSE | L | Annual | Net Emissions Allowance Position | Thousand Tons | 31.0999 | 17.5854 | 17.0917 | 17.1079 | 17.1079 | 17.0921 | 17.0921
NSR TVA System - NOX Cap Annual v4.11 | 1084 | 2308 | Rate Constraint in MTons | FALSE | L | Annual | Fuel Consumed | TBtu | 572.4787 | 436.7254 | 418.7251 | 419.3783 | 419.3783 | 419.7837 | 419.7837
NSR TVA System - NOX Cap Annual v4.11 | 1084 | 2308 | Rate Constraint in MTons | FALSE | L | Annual | Rate | lb/MMBtu | 0.10865 | 0.080533 | 0.081637 | 0.081587 | 0.081587 | 0.081433 | 0.081433
NSR TVA System - NOX Cap Annual v4.11 | 1084 | 2308 | Rate Constraint in MTons | FALSE | L | Annual | Generation | TWh | 56.9765 | 43.5663 | 41.8345 | 41.8703 | 41.8703 | 41.8703 | 41.8703
NSR TVA System - NOX Cap Annual v4.11 | 1084 | 2308 | Rate Constraint in MTons | FALSE | L | Annual | Qualifying Generation | TWh | 56.9765 | 43.5663 | 41.8345 | 41.8703 | 41.8703 | 41.8703 | 41.8703
NSR TVA System - NOX Cap Annual v4.11 | 1084 | 2308 | Rate Constraint in MTons | FALSE | L | Annual | Rate | lb/MWh | 0.54584 | 0.40365 | 0.40856 | 0.40859 | 0.40859 | 0.40822 | 0.40822
NSR TVA System - NOX Cap Annual v4.11 | 1084 | 2308 | Rate Constraint in MTons | FALSE | L | Annual | Constraint Shadow Price | US2011$/Ton | 0 | 0 | 0 | 0 | 0 | 0 | 0
NSR TVA System - SO2 Cap Annual v4.11 | 1085 | 2307 | Rate Constraint in MTons | FALSE | L | Annual | Seasons Included | Seasons | Winter, Summer | Winter, Summer | Winter, Summer | Winter, Summer | Winter, Summer | Winter, Summer | Winter, Summer
NSR TVA System - SO2 Cap Annual v4.11 | 1085 | 2307 | Rate Constraint in MTons | FALSE | L | Annual | Standard | Thousand Tons | 175.626 | 121.699 | 100 | 100 | 100 | 100 | 100
NSR TVA System - SO2 Cap Annual v4.11 | 1085 | 2307 | Rate Constraint in MTons | FALSE | L | Annual | Standard SO2 | Thousand Tons | 175.626 | 121.699 | 100 | 100 | 100 | 100 | 100
NSR TVA System - SO2 Cap Annual v4.11 | 1085 | 2307 | Rate Constraint in MTons | FALSE | L | Annual | Emissions at Affected Plants SO2 | Thousand Tons | 68.0952 | 51.4752 | 51.5167 | 50.5324 | 49.6842 | 48.7782 | 49.7691
NSR TVA System - SO2 Cap Annual v4.11 | 1085 | 2307 | Rate Constraint in MTons | FALSE | L | Annual | Allowances Purchased SO2 | Thousand Tons | 0 | 0 | 0 | 0 | 0 | 0 | 0
NSR TVA System - SO2 Cap Annual v4.11 | 1085 | 2307 | Rate Constraint in MTons | FALSE | L | Annual | Allowances Sold SO2 | Thousand Tons | 0 | 0 | 0 | 0 | 0 | 0 | 0
NSR TVA System - SO2 Cap Annual v4.11 | 1085 | 2307 | Rate Constraint in MTons | FALSE | L | Annual | Allowances Banked | Thousand Tons | 0 | 0 | 0 | 0 | 0 | 0 | 0
NSR TVA System - SO2 Cap Annual v4.11 | 1085 | 2307 | Rate Constraint in MTons | FALSE | L | Annual | Allowances Withdrawn (1:1) | Thousand Tons | 0 | 0 | 0 | 0 | 0 | 0 | 0
NSR TVA System - SO2 Cap Annual v4.11 | 1085 | 2307 | Rate Constraint in MTons | FALSE | L | Annual | Allowances Withdrawn (n:1) | Thousand Tons | 0 | 0 | 0 | 0 | 0 | 0 | 0
NSR TVA System - SO2 Cap Annual v4.11 | 1085 | 2307 | Rate Constraint in MTons | FALSE | L | Annual | Net Emissions Allowance Position | Thousand Tons | 68.0952 | 51.4752 | 51.5167 | 50.5324 | 49.6842 | 48.7782 | 49.7691
NSR TVA System - SO2 Cap Annual v4.11 | 1085 | 2307 | Rate Constraint in MTons | FALSE | L | Annual | Fuel Consumed | TBtu | 572.4787 | 436.7254 | 418.7251 | 419.3783 | 419.3783 | 419.7837 | 419.7837
NSR TVA System - SO2 Cap Annual v4.11 | 1085 | 2307 | Rate Constraint in MTons | FALSE | L | Annual | Rate | lb/MMBtu | 0.2379 | 0.23573 | 0.24606 | 0.24099 | 0.23694 | 0.2324 | 0.23712
NSR TVA System - SO2 Cap Annual v4.11 | 1085 | 2307 | Rate Constraint in MTons | FALSE | L | Annual | Generation | TWh | 56.9765 | 43.5663 | 41.8345 | 41.8703 | 41.8703 | 41.8703 | 41.8703
NSR TVA System - SO2 Cap Annual v4.11 | 1085 | 2307 | Rate Constraint in MTons | FALSE | L | Annual | Qualifying Generation | TWh | 56.9765 | 43.5663 | 41.8345 | 41.8703 | 41.8703 | 41.8703 | 41.8703
NSR TVA System - SO2 Cap Annual v4.11 | 1085 | 2307 | Rate Constraint in MTons | FALSE | L | Annual | Rate | lb/MWh | 1.1951 | 1.1815 | 1.2314 | 1.2069 | 1.1866 | 1.165 | 1.1886
NSR TVA System - SO2 Cap Annual v4.11 | 1085 | 2307 | Rate Constraint in MTons | FALSE | L | Annual | Constraint Shadow Price | US2011$/Ton | 0 | 0 | 0 | 0 | 0 | 0 | 0
NSR W H Sammis 1-4 - NOX Rate Annual v3.1, Unit 5874 and retrofits | 1086 | 1942 | Rate Constraint in lbs/MMBtu | FALSE | L | Annual | Seasons Included | Seasons | Winter, Summer | Winter, Summer | Winter, Summer | Winter, Summer | Winter, Summer | Winter, Summer | Winter, Summer
NSR W H Sammis 1-4 - NOX Rate Annual v3.1, Unit 5874 and retrofits | 1086 | 1942 | Rate Constraint in lbs/MMBtu | FALSE | L | Annual | Standard | lb/MMBtu | 0.25 | 0.25 | 0.25 | 0.25 | 0.25 | 0.25 | 0.25
NSR W H Sammis 1-4 - NOX Rate Annual v3.1, Unit 5874 and retrofits | 1086 | 1942 | Rate Constraint in lbs/MMBtu | FALSE | L | Annual | Emissions at Affected Plants NOX | Thousand Tons | 1.5704 | 1.5677 | 1.5677 | 1.5677 | 1.5677 | 1.4491 | 1.2454
NSR W H Sammis 1-4 - NOX Rate Annual v3.1, Unit 5874 and retrofits | 1086 | 1942 | Rate Constraint in lbs/MMBtu | FALSE | L | Annual | Allowances Purchased NOX | Thousand Tons | 0 | 0 | 0 | 0 | 0 | 0 | 0
NSR W H Sammis 1-4 - NOX Rate Annual v3.1, Unit 5874 and retrofits | 1086 | 1942 | Rate Constraint in lbs/MMBtu | FALSE | L | Annual | Allowances Sold NOX | Thousand Tons | 0 | 0 | 0 | 0 | 0 | 0 | 0
NSR W H Sammis 1-4 - NOX Rate Annual v3.1, Unit 5874 and retrofits | 1086 | 1942 | Rate Constraint in lbs/MMBtu | FALSE | L | Annual | Allowances Banked | Thousand Tons | 0 | 0 | 0 | 0 | 0 | 0 | 0
NSR W H Sammis 1-4 - NOX Rate Annual v3.1, Unit 5874 and retrofits | 1086 | 1942 | Rate Constraint in lbs/MMBtu | FALSE | L | Annual | Allowances Withdrawn (1:1) | Thousand Tons | 0 | 0 | 0 | 0 | 0 | 0 | 0
NSR W H Sammis 1-4 - NOX Rate Annual v3.1, Unit 5874 and retrofits | 1086 | 1942 | Rate Constraint in lbs/MMBtu | FALSE | L | Annual | Allowances Withdrawn (n:1) | Thousand Tons | 0 | 0 | 0 | 0 | 0 | 0 | 0
NSR W H Sammis 1-4 - NOX Rate Annual v3.1, Unit 5874 and retrofits | 1086 | 1942 | Rate Constraint in lbs/MMBtu | FALSE | L | Annual | Net Emissions Allowance Position | Thousand Tons | 1.5704 | 1.5677 | 1.5677 | 1.5677 | 1.5677 | 1.4491 | 1.2454
NSR W H Sammis 1-4 - NOX Rate Annual v3.1, Unit 5874 and retrofits | 1086 | 1942 | Rate Constraint in lbs/MMBtu | FALSE | L | Annual | Fuel Consumed | TBtu | 13.4276 | 13.3872 | 13.3872 | 13.3872 | 13.3872 | 12.3905 | 10.6487
NSR W H Sammis 1-4 - NOX Rate Annual v3.1, Unit 5874 and retrofits | 1086 | 1942 | Rate Constraint in lbs/MMBtu | FALSE | L | Annual | Rate | lb/MMBtu | 0.2339 | 0.2342 | 0.2342 | 0.2342 | 0.2342 | 0.2339 | 0.2339
NSR W H Sammis 1-4 - NOX Rate Annual v3.1, Unit 5874 and retrofits | 1086 | 1942 | Rate Constraint in lbs/MMBtu | FALSE | L | Annual | Generation | TWh | 1.2685 | 1.2663 | 1.2663 | 1.2663 | 1.2663 | 1.1705 | 1.006
NSR W H Sammis 1-4 - NOX Rate Annual v3.1, Unit 5874 and retrofits | 1086 | 1942 | Rate Constraint in lbs/MMBtu | FALSE | L | Annual | Qualifying Generation | TWh | 1.2685 | 1.2663 | 1.2663 | 1.2663 | 1.2663 | 1.1705 | 1.006
NSR W H Sammis 1-4 - NOX Rate Annual v3.1, Unit 5874 and retrofits | 1086 | 1942 | Rate Constraint in lbs/MMBtu | FALSE | L | Annual | Rate | lb/MWh | 1.238 | 1.238 | 1.238 | 1.238 | 1.238 | 1.238 | 1.238
NSR W H Sammis 1-4 - NOX Rate Annual v3.1, Unit 5874 and retrofits | 1086 | 1942 | Rate Constraint in lbs/MMBtu | FALSE | L | Annual | Constraint Shadow Price | US2011$/Ton | 0 | 0 | 0 | 0 | 0 | 0 | 0
NSR W H Sammis 1-4 - NOX Rate Annual v3.1, Unit 5875 and retrofits | 1087 | 1942 | Rate Constraint in lbs/MMBtu | FALSE | L | Annual | Seasons Included | Seasons | Winter, Summer | Winter, Summer | Winter, Summer | Winter, Summer | Winter, Summer | Winter, Summer | Winter, Summer
NSR W H Sammis 1-4 - NOX Rate Annual v3.1, Unit 5875 and retrofits | 1087 | 1942 | Rate Constraint in lbs/MMBtu | FALSE | L | Annual | Standard | lb/MMBtu | 0.25 | 0.25 | 0.25 | 0.25 | 0.25 | 0.25 | 0.25
NSR W H Sammis 1-4 - NOX Rate Annual v3.1, Unit 5875 and retrofits | 1087 | 1942 | Rate Constraint in lbs/MMBtu | FALSE | L | Annual | Emissions at Affected Plants NOX | Thousand Tons | 1.5655 | 1.5655 | 1.5655 | 1.5655 | 1.5289 | 1.4471 | 1.1955
NSR W H Sammis 1-4 - NOX Rate Annual v3.1, Unit 5875 and retrofits | 1087 | 1942 | Rate Constraint in lbs/MMBtu | FALSE | L | Annual | Allowances Purchased NOX | Thousand Tons | 0 | 0 | 0 | 0 | 0 | 0 | 0
NSR W H Sammis 1-4 - NOX Rate Annual v3.1, Unit 5875 and retrofits | 1087 | 1942 | Rate Constraint in lbs/MMBtu | FALSE | L | Annual | Allowances Sold NOX | Thousand Tons | 0 | 0 | 0 | 0 | 0 | 0 | 0
NSR W H Sammis 1-4 - NOX Rate Annual v3.1, Unit 5875 and retrofits | 1087 | 1942 | Rate Constraint in lbs/MMBtu | FALSE | L | Annual | Allowances Banked | Thousand Tons | 0 | 0 | 0 | 0 | 0 | 0 | 0
NSR W H Sammis 1-4 - NOX Rate Annual v3.1, Unit 5875 and retrofits | 1087 | 1942 | Rate Constraint in lbs/MMBtu | FALSE | L | Annual | Allowances Withdrawn (1:1) | Thousand Tons | 0 | 0 | 0 | 0 | 0 | 0 | 0
NSR W H Sammis 1-4 - NOX Rate Annual v3.1, Unit 5875 and retrofits | 1087 | 1942 | Rate Constraint in lbs/MMBtu | FALSE | L | Annual | Allowances Withdrawn (n:1) | Thousand Tons | 0 | 0 | 0 | 0 | 0 | 0 | 0
NSR W H Sammis 1-4 - NOX Rate Annual v3.1, Unit 5875 and retrofits | 1087 | 1942 | Rate Constraint in lbs/MMBtu | FALSE | L | Annual | Net Emissions Allowance Position | Thousand Tons | 1.5655 | 1.5655 | 1.5655 | 1.5655 | 1.5289 | 1.4471 | 1.1955
NSR W H Sammis 1-4 - NOX Rate Annual v3.1, Unit 5875 and retrofits | 1087 | 1942 | Rate Constraint in lbs/MMBtu | FALSE | L | Annual | Fuel Consumed | TBtu | 13.4605 | 13.4434 | 13.4434 | 13.4434 | 13.1293 | 12.4426 | 10.2794
NSR W H Sammis 1-4 - NOX Rate Annual v3.1, Unit 5875 and retrofits | 1087 | 1942 | Rate Constraint in lbs/MMBtu | FALSE | L | Annual | Rate | lb/MMBtu | 0.2326 | 0.2329 | 0.2329 | 0.2329 | 0.2329 | 0.2326 | 0.2326
NSR W H Sammis 1-4 - NOX Rate Annual v3.1, Unit 5875 and retrofits | 1087 | 1942 | Rate Constraint in lbs/MMBtu | FALSE | L | Annual | Generation | TWh | 1.2663 | 1.2663 | 1.2663 | 1.2663 | 1.2367 | 1.1705 | 0.96705
NSR W H Sammis 1-4 - NOX Rate Annual v3.1, Unit 5875 and retrofits | 1087 | 1942 | Rate Constraint in lbs/MMBtu | FALSE | L | Annual | Qualifying Generation | TWh | 1.2663 | 1.2663 | 1.2663 | 1.2663 | 1.2367 | 1.1705 | 0.96705
NSR W H Sammis 1-4 - NOX Rate Annual v3.1, Unit 5875 and retrofits | 1087 | 1942 | Rate Constraint in lbs/MMBtu | FALSE | L | Annual | Rate | lb/MWh | 1.2362 | 1.2362 | 1.2362 | 1.2362 | 1.2362 | 1.2362 | 1.2362
NSR W H Sammis 1-4 - NOX Rate Annual v3.1, Unit 5875 and retrofits | 1087 | 1942 | Rate Constraint in lbs/MMBtu | FALSE | L | Annual | Constraint Shadow Price | US2011$/Ton | 0 | 0 | 0 | 0 | 0 | 0 | 0
NSR W H Sammis 1-4 - NOX Rate Annual v3.1, Unit 5876 and retrofits | 1088 | 1942 | Rate Constraint in lbs/MMBtu | FALSE | L | Annual | Seasons Included | Seasons | Winter, Summer | Winter, Summer | Winter, Summer | Winter, Summer | Winter, Summer | Winter, Summer | Winter, Summer
NSR W H Sammis 1-4 - NOX Rate Annual v3.1, Unit 5876 and retrofits | 1088 | 1942 | Rate Constraint in lbs/MMBtu | FALSE | L | Annual | Standard | lb/MMBtu | 0.25 | 0.25 | 0.25 | 0.25 | 0.25 | 0.25 | 0.25
NSR W H Sammis 1-4 - NOX Rate Annual v3.1, Unit 5876 and retrofits | 1088 | 1942 | Rate Constraint in lbs/MMBtu | FALSE | L | Annual | Emissions at Affected Plants NOX | Thousand Tons | 1.5831 | 1.5831 | 1.5831 | 1.5831 | 1.4634 | 1.4634 | 1.209
NSR W H Sammis 1-4 - NOX Rate Annual v3.1, Unit 5876 and retrofits | 1088 | 1942 | Rate Constraint in lbs/MMBtu | FALSE | L | Annual | Allowances Purchased NOX | Thousand Tons | 0 | 0 | 0 | 0 | 0 | 0 | 0
NSR W H Sammis 1-4 - NOX Rate Annual v3.1, Unit 5876 and retrofits | 1088 | 1942 | Rate Constraint in lbs/MMBtu | FALSE | L | Annual | Allowances Sold NOX | Thousand Tons | 0 | 0 | 0 | 0 | 0 | 0 | 0
NSR W H Sammis 1-4 - NOX Rate Annual v3.1, Unit 5876 and retrofits | 1088 | 1942 | Rate Constraint in lbs/MMBtu | FALSE | L | Annual | Allowances Banked | Thousand Tons | 0 | 0 | 0 | 0 | 0 | 0 | 0
NSR W H Sammis 1-4 - NOX Rate Annual v3.1, Unit 5876 and retrofits | 1088 | 1942 | Rate Constraint in lbs/MMBtu | FALSE | L | Annual | Allowances Withdrawn (1:1) | Thousand Tons | 0 | 0 | 0 | 0 | 0 | 0 | 0
NSR W H Sammis 1-4 - NOX Rate Annual v3.1, Unit 5876 and retrofits | 1088 | 1942 | Rate Constraint in lbs/MMBtu | FALSE | L | Annual | Allowances Withdrawn (n:1) | Thousand Tons | 0 | 0 | 0 | 0 | 0 | 0 | 0
NSR W H Sammis 1-4 - NOX Rate Annual v3.1, Unit 5876 and retrofits | 1088 | 1942 | Rate Constraint in lbs/MMBtu | FALSE | L | Annual | Net Emissions Allowance Position | Thousand Tons | 1.5831 | 1.5831 | 1.5831 | 1.5831 | 1.4634 | 1.4634 | 1.209
NSR W H Sammis 1-4 - NOX Rate Annual v3.1, Unit 5876 and retrofits | 1088 | 1942 | Rate Constraint in lbs/MMBtu | FALSE | L | Annual | Fuel Consumed | TBtu | 13.4743 | 13.4571 | 13.4571 | 13.4571 | 12.4394 | 12.4553 | 10.2899
NSR W H Sammis 1-4 - NOX Rate Annual v3.1, Unit 5876 and retrofits | 1088 | 1942 | Rate Constraint in lbs/MMBtu | FALSE | L | Annual | Rate | lb/MMBtu | 0.23498 | 0.23528 | 0.23528 | 0.23528 | 0.23528 | 0.23498 | 0.23498
NSR W H Sammis 1-4 - NOX Rate Annual v3.1, Unit 5876 and retrofits | 1088 | 1942 | Rate Constraint in lbs/MMBtu | FALSE | L | Annual | Generation | TWh | 1.2663 | 1.2663 | 1.2663 | 1.2663 | 1.1705 | 1.1705 | 0.96705
NSR W H Sammis 1-4 - NOX Rate Annual v3.1, Unit 5876 and retrofits | 1088 | 1942 | Rate Constraint in lbs/MMBtu | FALSE | L | Annual | Qualifying Generation | TWh | 1.2663 | 1.2663 | 1.2663 | 1.2663 | 1.1705 | 1.1705 | 0.96705
NSR W H Sammis 1-4 - NOX Rate Annual v3.1, Unit 5876 and retrofits | 1088 | 1942 | Rate Constraint in lbs/MMBtu | FALSE | L | Annual | Rate | lb/MWh | 1.2501 | 1.2501 | 1.2501 | 1.2501 | 1.2501 | 1.2501 | 1.2501
NSR W H Sammis 1-4 - NOX Rate Annual v3.1, Unit 5876 and retrofits | 1088 | 1942 | Rate Constraint in lbs/MMBtu | FALSE | L | Annual | Constraint Shadow Price | US2011$/Ton | 0 | 0 | 0 | 0 | 0 | 0 | 0
NSR W H Sammis 1-4 - NOX Rate Annual v3.1, Unit 5877 and retrofits | 1089 | 1942 | Rate Constraint in lbs/MMBtu | FALSE | L | Annual | Seasons Included | Seasons | Winter, Summer | Winter, Summer | Winter, Summer | Winter, Summer | Winter, Summer | Winter, Summer | Winter, Summer
NSR W H Sammis 1-4 - NOX Rate Annual v3.1, Unit 5877 and retrofits | 1089 | 1942 | Rate Constraint in lbs/MMBtu | FALSE | L | Annual | Standard | lb/MMBtu | 0.25 | 0.25 | 0.25 | 0.25 | 0.25 | 0.25 | 0.25
NSR W H Sammis 1-4 - NOX Rate Annual v3.1, Unit 5877 and retrofits | 1089 | 1942 | Rate Constraint in lbs/MMBtu | FALSE | L | Annual | Emissions at Affected Plants NOX | Thousand Tons | 1.6531 | 1.6531 | 1.5957 | 1.6531 | 1.6531 | 1.444 | 1.3022
NSR W H Sammis 1-4 - NOX Rate Annual v3.1, Unit 5877 and retrofits | 1089 | 1942 | Rate Constraint in lbs/MMBtu | FALSE | L | Annual | Allowances Purchased NOX | Thousand Tons | 0 | 0 | 0 | 0 | 0 | 0 | 0
NSR W H Sammis 1-4 - NOX Rate Annual v3.1, Unit 5877 and retrofits | 1089 | 1942 | Rate Constraint in lbs/MMBtu | FALSE | L | Annual | Allowances Sold NOX | Thousand Tons | 0 | 0 | 0 | 0 | 0 | 0 | 0
NSR W H Sammis 1-4 - NOX Rate Annual v3.1, Unit 5877 and retrofits | 1089 | 1942 | Rate Constraint in lbs/MMBtu | FALSE | L | Annual | Allowances Banked | Thousand Tons | 0 | 0 | 0 | 0 | 0 | 0 | 0
NSR W H Sammis 1-4 - NOX Rate Annual v3.1, Unit 5877 and retrofits | 1089 | 1942 | Rate Constraint in lbs/MMBtu | FALSE | L | Annual | Allowances Withdrawn (1:1) | Thousand Tons | 0 | 0 | 0 | 0 | 0 | 0 | 0
NSR W H Sammis 1-4 - NOX Rate Annual v3.1, Unit 5877 and retrofits | 1089 | 1942 | Rate Constraint in lbs/MMBtu | FALSE | L | Annual | Allowances Withdrawn (n:1) | Thousand Tons | 0 | 0 | 0 | 0 | 0 | 0 | 0
NSR W H Sammis 1-4 - NOX Rate Annual v3.1, Unit 5877 and retrofits | 1089 | 1942 | Rate Constraint in lbs/MMBtu | FALSE | L | Annual | Net Emissions Allowance Position | Thousand Tons | 1.6531 | 1.6531 | 1.5957 | 1.6531 | 1.6531 | 1.444 | 1.3022
NSR W H Sammis 1-4 - NOX Rate Annual v3.1, Unit 5877 and retrofits | 1089 | 1942 | Rate Constraint in lbs/MMBtu | FALSE | L | Annual | Fuel Consumed | TBtu | 14.0394 | 14.0215 | 13.5343 | 14.0215 | 14.0215 | 12.2634 | 11.059
NSR W H Sammis 1-4 - NOX Rate Annual v3.1, Unit 5877 and retrofits | 1089 | 1942 | Rate Constraint in lbs/MMBtu | FALSE | L | Annual | Rate | lb/MMBtu | 0.2355 | 0.2358 | 0.2358 | 0.2358 | 0.2358 | 0.2355 | 0.2355
NSR W H Sammis 1-4 - NOX Rate Annual v3.1, Unit 5877 and retrofits | 1089 | 1942 | Rate Constraint in lbs/MMBtu | FALSE | L | Annual | Generation | TWh | 1.3401 | 1.3401 | 1.2935 | 1.3401 | 1.3401 | 1.1705 | 1.0556
NSR W H Sammis 1-4 - NOX Rate Annual v3.1, Unit 5877 and retrofits | 1089 | 1942 | Rate Constraint in lbs/MMBtu | FALSE | L | Annual | Qualifying Generation | TWh | 1.3401 | 1.3401 | 1.2935 | 1.3401 | 1.3401 | 1.1705 | 1.0556
NSR W H Sammis 1-4 - NOX Rate Annual v3.1, Unit 5877 and retrofits | 1089 | 1942 | Rate Constraint in lbs/MMBtu | FALSE | L | Annual | Rate | lb/MWh | 1.2336 | 1.2336 | 1.2336 | 1.2336 | 1.2336 | 1.2336 | 1.2336
NSR W H Sammis 1-4 - NOX Rate Annual v3.1, Unit 5877 and retrofits | 1089 | 1942 | Rate Constraint in lbs/MMBtu | FALSE | L | Annual | Constraint Shadow Price | US2011$/Ton | 0 | 0 | 0 | 0 | 0 | 0 | 0
NSR W H Sammis 1-5 - SO2 Rate Annual v3.1, Unit 5874 and retrofits | 1090 | 1877 | Rate Constraint in lbs/MMBtu | FALSE | L | Annual | Seasons Included | Seasons | Winter, Summer | Winter, Summer | Winter, Summer | Winter, Summer | Winter, Summer | Winter, Summer | Winter, Summer
NSR W H Sammis 1-5 - SO2 Rate Annual v3.1, Unit 5874 and retrofits | 1090 | 1877 | Rate Constraint in lbs/MMBtu | FALSE | L | Annual | Standard | lb/MMBtu | 1.1 | 1.1 | 1.1 | 1.1 | 1.1 | 1.1 | 1.1
NSR W H Sammis 1-5 - SO2 Rate Annual v3.1, Unit 5874 and retrofits | 1090 | 1877 | Rate Constraint in lbs/MMBtu | FALSE | L | Annual | Emissions at Affected Plants SO2 | Thousand Tons | 0.40232 | 0.81528 | 0.56798 | 0.81528 | 0.81528 | 0.37124 | 0.64069
NSR W H Sammis 1-5 - SO2 Rate Annual v3.1, Unit 5874 and retrofits | 1090 | 1877 | Rate Constraint in lbs/MMBtu | FALSE | L | Annual | Allowances Purchased SO2 | Thousand Tons | 0 | 0 | 0 | 0 | 0 | 0 | 0
NSR W H Sammis 1-5 - SO2 Rate Annual v3.1, Unit 5874 and retrofits | 1090 | 1877 | Rate Constraint in lbs/MMBtu | FALSE | L | Annual | Allowances Sold SO2 | Thousand Tons | 0 | 0 | 0 | 0 | 0 | 0 | 0
NSR W H Sammis 1-5 - SO2 Rate Annual v3.1, Unit 5874 and retrofits | 1090 | 1877 | Rate Constraint in lbs/MMBtu | FALSE | L | Annual | Allowances Banked | Thousand Tons | 0 | 0 | 0 | 0 | 0 | 0 | 0
NSR W H Sammis 1-5 - SO2 Rate Annual v3.1, Unit 5874 and retrofits | 1090 | 1877 | Rate Constraint in lbs/MMBtu | FALSE | L | Annual | Allowances Withdrawn (1:1) | Thousand Tons | 0 | 0 | 0 | 0 | 0 | 0 | 0
NSR W H Sammis 1-5 - SO2 Rate Annual v3.1, Unit 5874 and retrofits | 1090 | 1877 | Rate Constraint in lbs/MMBtu | FALSE | L | Annual | Allowances Withdrawn (n:1) | Thousand Tons | 0 | 0 | 0 | 0 | 0 | 0 | 0
NSR W H Sammis 1-5 - SO2 Rate Annual v3.1, Unit 5874 and retrofits | 1090 | 1877 | Rate Constraint in lbs/MMBtu | FALSE | L | Annual | Net Emissions Allowance Position | Thousand Tons | 0.40232 | 0.81528 | 0.56798 | 0.81528 | 0.81528 | 0.37124 | 0.64069
NSR W H Sammis 1-5 - SO2 Rate Annual v3.1, Unit 5874 and retrofits | 1090 | 1877 | Rate Constraint in lbs/MMBtu | FALSE | L | Annual | Fuel Consumed | TBtu | 13.4276 | 13.3872 | 13.3872 | 13.3872 | 13.3872 | 12.3905 | 10.6487
NSR W H Sammis 1-5 - SO2 Rate Annual v3.1, Unit 5874 and retrofits | 1090 | 1877 | Rate Constraint in lbs/MMBtu | FALSE | L | Annual | Rate | lb/MMBtu | 0.059924 | 0.1218 | 0.084854 | 0.1218 | 0.1218 | 0.059924 | 0.12033
NSR W H Sammis 1-5 - SO2 Rate Annual v3.1, Unit 5874 and retrofits | 1090 | 1877 | Rate Constraint in lbs/MMBtu | FALSE | L | Annual | Generation | TWh | 1.2685 | 1.2663 | 1.2663 | 1.2663 | 1.2663 | 1.1705 | 1.006
NSR W H Sammis 1-5 - SO2 Rate Annual v3.1, Unit 5874 and retrofits | 1090 | 1877 | Rate Constraint in lbs/MMBtu | FALSE | L | Annual | Qualifying Generation | TWh | 1.2685 | 1.2663 | 1.2663 | 1.2663 | 1.2663 | 1.1705 | 1.006
NSR W H Sammis 1-5 - SO2 Rate Annual v3.1, Unit 5874 and retrofits | 1090 | 1877 | Rate Constraint in lbs/MMBtu | FALSE | L | Annual | Rate | lb/MWh | 0.31715 | 0.64382 | 0.44853 | 0.64382 | 0.64382 | 0.31715 | 0.63687
NSR W H Sammis 1-5 - SO2 Rate Annual v3.1, Unit 5874 and retrofits | 1090 | 1877 | Rate Constraint in lbs/MMBtu | FALSE | L | Annual | Constraint Shadow Price | US2011$/Ton | 0 | 0 | 0 | 0 | 0 | 0 | 0
NSR W H Sammis 1-5 - SO2 Rate Annual v3.1, Unit 5875 and retrofits | 1091 | 1877 | Rate Constraint in lbs/MMBtu | FALSE | L | Annual | Seasons Included | Seasons | Winter, Summer | Winter, Summer | Winter, Summer | Winter, Summer | Winter, Summer | Winter, Summer | Winter, Summer
NSR W H Sammis 1-5 - SO2 Rate Annual v3.1, Unit 5875 and retrofits | 1091 | 1877 | Rate Constraint in lbs/MMBtu | FALSE | L | Annual | Standard | lb/MMBtu | 1.1 | 1.1 | 1.1 | 1.1 | 1.1 | 1.1 | 1.1
NSR W H Sammis 1-5 - SO2 Rate Annual v3.1, Unit 5875 and retrofits | 1091 | 1877 | Rate Constraint in lbs/MMBtu | FALSE | L | Annual | Emissions at Affected Plants SO2 | Thousand Tons | 0.4033 | 0.8187 | 0.47588 | 0.72422 | 0.59006 | 0.3728 | 0.61847
NSR W H Sammis 1-5 - SO2 Rate Annual v3.1, Unit 5875 and retrofits | 1091 | 1877 | Rate Constraint in lbs/MMBtu | FALSE | L | Annual | Allowances Purchased SO2 | Thousand Tons | 0 | 0 | 0 | 0 | 0 | 0 | 0
NSR W H Sammis 1-5 - SO2 Rate Annual v3.1, Unit 5875 and retrofits | 1091 | 1877 | Rate Constraint in lbs/MMBtu | FALSE | L | Annual | Allowances Sold SO2 | Thousand Tons | 0 | 0 | 0 | 0 | 0 | 0 | 0
NSR W H Sammis 1-5 - SO2 Rate Annual v3.1, Unit 5875 and retrofits | 1091 | 1877 | Rate Constraint in lbs/MMBtu | FALSE | L | Annual | Allowances Banked | Thousand Tons | 0 | 0 | 0 | 0 | 0 | 0 | 0
NSR W H Sammis 1-5 - SO2 Rate Annual v3.1, Unit 5875 and retrofits | 1091 | 1877 | Rate Constraint in lbs/MMBtu | FALSE | L | Annual | Allowances Withdrawn (1:1) | Thousand Tons | 0 | 0 | 0 | 0 | 0 | 0 | 0
NSR W H Sammis 1-5 - SO2 Rate Annual v3.1, Unit 5875 and retrofits | 1091 | 1877 | Rate Constraint in lbs/MMBtu | FALSE | L | Annual | Allowances Withdrawn (n:1) | Thousand Tons | 0 | 0 | 0 | 0 | 0 | 0 | 0
NSR W H Sammis 1-5 - SO2 Rate Annual v3.1, Unit 5875 and retrofits | 1091 | 1877 | Rate Constraint in lbs/MMBtu | FALSE | L | Annual | Net Emissions Allowance Position | Thousand Tons | 0.4033 | 0.8187 | 0.47588 | 0.72422 | 0.59006 | 0.3728 | 0.61847
NSR W H Sammis 1-5 - SO2 Rate Annual v3.1, Unit 5875 and retrofits | 1091 | 1877 | Rate Constraint in lbs/MMBtu | FALSE | L | Annual | Fuel Consumed | TBtu | 13.4605 | 13.4434 | 13.4434 | 13.4434 | 13.1293 | 12.4426 | 10.2794
NSR W H Sammis 1-5 - SO2 Rate Annual v3.1, Unit 5875 and retrofits | 1091 | 1877 | Rate Constraint in lbs/MMBtu | FALSE | L | Annual | Rate | lb/MMBtu | 0.059924 | 0.1218 | 0.070798 | 0.10774 | 0.089884 | 0.059924 | 0.12033
NSR W H Sammis 1-5 - SO2 Rate Annual v3.1, Unit 5875 and retrofits | 1091 | 1877 | Rate Constraint in lbs/MMBtu | FALSE | L | Annual | Generation | TWh | 1.2663 | 1.2663 | 1.2663 | 1.2663 | 1.2367 | 1.1705 | 0.96705
NSR W H Sammis 1-5 - SO2 Rate Annual v3.1, Unit 5875 and retrofits | 1091 | 1877 | Rate Constraint in lbs/MMBtu | FALSE | L | Annual | Qualifying Generation | TWh | 1.2663 | 1.2663 | 1.2663 | 1.2663 | 1.2367 | 1.1705 | 0.96705
NSR W H Sammis 1-5 - SO2 Rate Annual v3.1, Unit 5875 and retrofits | 1091 | 1877 | Rate Constraint in lbs/MMBtu | FALSE | L | Annual | Rate | lb/MWh | 0.31848 | 0.64652 | 0.3758 | 0.57191 | 0.47711 | 0.31848 | 0.63954
NSR W H Sammis 1-5 - SO2 Rate Annual v3.1, Unit 5875 and retrofits | 1091 | 1877 | Rate Constraint in lbs/MMBtu | FALSE | L | Annual | Constraint Shadow Price | US2011$/Ton | 0 | 0 | 0 | 0 | 0 | 0 | 0
NSR W H Sammis 1-5 - SO2 Rate Annual v3.1, Unit 5876 and retrofits | 1092 | 1877 | Rate Constraint in lbs/MMBtu | FALSE | L | Annual | Seasons Included | Seasons | Winter, Summer | Winter, Summer | Winter, Summer | Winter, Summer | Winter, Summer | Winter, Summer | Winter, Summer
NSR W H Sammis 1-5 - SO2 Rate Annual v3.1, Unit 5876 and retrofits | 1092 | 1877 | Rate Constraint in lbs/MMBtu | FALSE | L | Annual | Standard | lb/MMBtu | 1.1 | 1.1 | 1.1 | 1.1 | 1.1 | 1.1 | 1.1
NSR W H Sammis 1-5 - SO2 Rate Annual v3.1, Unit 5876 and retrofits | 1092 | 1877 | Rate Constraint in lbs/MMBtu | FALSE | L | Annual | Emissions at Affected Plants SO2 | Thousand Tons | 0.40371 | 0.81954 | 0.47637 | 0.72496 | 0.63475 | 0.37318 | 0.6191
NSR W H Sammis 1-5 - SO2 Rate Annual v3.1, Unit 5876 and retrofits | 1092 | 1877 | Rate Constraint in lbs/MMBtu | FALSE | L | Annual | Allowances Purchased SO2 | Thousand Tons | 0 | 0 | 0 | 0 | 0 | 0 | 0
NSR W H Sammis 1-5 - SO2 Rate Annual v3.1, Unit 5876 and retrofits | 1092 | 1877 | Rate Constraint in lbs/MMBtu | FALSE | L | Annual | Allowances Sold SO2 | Thousand Tons | 0 | 0 | 0 | 0 | 0 | 0 | 0
NSR W H Sammis 1-5 - SO2 Rate Annual v3.1, Unit 5876 and retrofits | 1092 | 1877 | Rate Constraint in lbs/MMBtu | FALSE | L | Annual | Allowances Banked | Thousand Tons | 0 | 0 | 0 | 0 | 0 | 0 | 0
NSR W H Sammis 1-5 - SO2 Rate Annual v3.1, Unit 5876 and retrofits | 1092 | 1877 | Rate Constraint in lbs/MMBtu | FALSE | L | Annual | Allowances Withdrawn (1:1) | Thousand Tons | 0 | 0 | 0 | 0 | 0 | 0 | 0
NSR W H Sammis 1-5 - SO2 Rate Annual v3.1, Unit 5876 and retrofits | 1092 | 1877 | Rate Constraint in lbs/MMBtu | FALSE | L | Annual | Allowances Withdrawn (n:1) | Thousand Tons | 0 | 0 | 0 | 0 | 0 | 0 | 0
NSR W H Sammis 1-5 - SO2 Rate Annual v3.1, Unit 5876 and retrofits | 1092 | 1877 | Rate Constraint in lbs/MMBtu | FALSE | L | Annual | Net Emissions Allowance Position | Thousand Tons | 0.40371 | 0.81954 | 0.47637 | 0.72496 | 0.63475 | 0.37318 | 0.6191
NSR W H Sammis 1-5 - SO2 Rate Annual v3.1, Unit 5876 and retrofits | 1092 | 1877 | Rate Constraint in lbs/MMBtu | FALSE | L | Annual | Fuel Consumed | TBtu | 13.4743 | 13.4571 | 13.4571 | 13.4571 | 12.4394 | 12.4553 | 10.2899
NSR W H Sammis 1-5 - SO2 Rate Annual v3.1, Unit 5876 and retrofits | 1092 | 1877 | Rate Constraint in lbs/MMBtu | FALSE | L | Annual | Rate | lb/MMBtu | 0.059924 | 0.1218 | 0.070798 | 0.10774 | 0.10206 | 0.059924 | 0.12033
NSR W H Sammis 1-5 - SO2 Rate Annual v3.1, Unit 5876 and retrofits | 1092 | 1877 | Rate Constraint in lbs/MMBtu | FALSE | L | Annual | Generation | TWh | 1.2663 | 1.2663 | 1.2663 | 1.2663 | 1.1705 | 1.1705 | 0.96705
NSR W H Sammis 1-5 - SO2 Rate Annual v3.1, Unit 5876 and retrofits | 1092 | 1877 | Rate Constraint in lbs/MMBtu | FALSE | L | Annual | Qualifying Generation | TWh | 1.2663 | 1.2663 | 1.2663 | 1.2663 | 1.1705 | 1.1705 | 0.96705
NSR W H Sammis 1-5 - SO2 Rate Annual v3.1, Unit 5876 and retrofits | 1092 | 1877 | Rate Constraint in lbs/MMBtu | FALSE | L | Annual | Rate | lb/MWh | 0.31881 | 0.64718 | 0.37619 | 0.5725 | 0.54227 | 0.31881 | 0.6402
NSR W H Sammis 1-5 - SO2 Rate Annual v3.1, Unit 5876 and retrofits | 1092 | 1877 | Rate Constraint in lbs/MMBtu | FALSE | L | Annual | Constraint Shadow Price | US2011$/Ton | 0 | 0 | 0 | 0 | 0 | 0 | 0
NSR W H Sammis 1-5 - SO2 Rate Annual v3.1, Unit 5877 and retrofits | 1093 | 1877 | Rate Constraint in lbs/MMBtu | FALSE | L | Annual | Seasons Included | Seasons | Winter, Summer | Winter, Summer | Winter, Summer | Winter, Summer | Winter, Summer | Winter, Summer | Winter, Summer
NSR W H Sammis 1-5 - SO2 Rate Annual v3.1, Unit 5877 and retrofits | 1093 | 1877 | Rate Constraint in lbs/MMBtu | FALSE | L | Annual | Standard | lb/MMBtu | 1.1 | 1.1 | 1.1 | 1.1 | 1.1 | 1.1 | 1.1
NSR W H Sammis 1-5 - SO2 Rate Annual v3.1, Unit 5877 and retrofits | 1093 | 1877 | Rate Constraint in lbs/MMBtu | FALSE | L | Annual | Emissions at Affected Plants SO2 | Thousand Tons | 0.42064 | 0.85391 | 0.45119 | 0.85391 | 0.60914 | 0.58147 | 0.66537
NSR W H Sammis 1-5 - SO2 Rate Annual v3.1, Unit 5877 and retrofits | 1093 | 1877 | Rate Constraint in lbs/MMBtu | FALSE | L | Annual | Allowances Purchased SO2 | Thousand Tons | 0 | 0 | 0 | 0 | 0 | 0 | 0
NSR W H Sammis 1-5 - SO2 Rate Annual v3.1, Unit 5877 and retrofits | 1093 | 1877 | Rate Constraint in lbs/MMBtu | FALSE | L | Annual | Allowances Sold SO2 | Thousand Tons | 0 | 0 | 0 | 0 | 0 | 0 | 0
NSR W H Sammis 1-5 - SO2 Rate Annual v3.1, Unit 5877 and retrofits | 1093 | 1877 | Rate Constraint in lbs/MMBtu | FALSE | L | Annual | Allowances Banked | Thousand Tons | 0 | 0 | 0 | 0 | 0 | 0 | 0
NSR W H Sammis 1-5 - SO2 Rate Annual v3.1, Unit 5877 and retrofits | 1093 | 1877 | Rate Constraint in lbs/MMBtu | FALSE | L | Annual | Allowances Withdrawn (1:1) | Thousand Tons | 0 | 0 | 0 | 0 | 0 | 0 | 0
NSR W H Sammis 1-5 - SO2 Rate Annual v3.1, Unit 5877 and retrofits | 1093 | 1877 | Rate Constraint in lbs/MMBtu | FALSE | L | Annual | Allowances Withdrawn (n:1) | Thousand Tons | 0 | 0 | 0 | 0 | 0 | 0 | 0
NSR W H Sammis 1-5 - SO2 Rate Annual v3.1, Unit 5877 and retrofits | 1093 | 1877 | Rate Constraint in lbs/MMBtu | FALSE | L | Annual | Net Emissions Allowance Position | Thousand Tons | 0.42064 | 0.85391 | 0.45119 | 0.85391 | 0.60914 | 0.58147 | 0.66537
NSR W H Sammis 1-5 - SO2 Rate Annual v3.1, Unit 5877 and retrofits | 1093 | 1877 | Rate Constraint in lbs/MMBtu | FALSE | L | Annual | Fuel Consumed | TBtu | 14.0394 | 14.0215 | 13.5343 | 14.0215 | 14.0215 | 12.2634 | 11.059
NSR W H Sammis 1-5 - SO2 Rate Annual v3.1, Unit 5877 and retrofits | 1093 | 1877 | Rate Constraint in lbs/MMBtu | FALSE | L | Annual | Rate | lb/MMBtu | 0.059924 | 0.1218 | 0.066673 | 0.1218 | 0.086887 | 0.094829 | 0.12033
NSR W H Sammis 1-5 - SO2 Rate Annual v3.1, Unit 5877 and retrofits | 1093 | 1877 | Rate Constraint in lbs/MMBtu | FALSE | L | Annual | Generation | TWh | 1.3401 | 1.3401 | 1.2935 | 1.3401 | 1.3401 | 1.1705 | 1.0556
NSR W H Sammis 1-5 - SO2 Rate Annual v3.1, Unit 5877 and retrofits | 1093 | 1877 | Rate Constraint in lbs/MMBtu | FALSE | L | Annual | Qualifying Generation | TWh | 1.3401 | 1.3401 | 1.2935 | 1.3401 | 1.3401 | 1.1705 | 1.0556
NSR W H Sammis 1-5 - SO2 Rate Annual v3.1, Unit 5877 and retrofits | 1093 | 1877 | Rate Constraint in lbs/MMBtu | FALSE | L | Annual | Rate | lb/MWh | 0.3139 | 0.63721 | 0.34881 | 0.63721 | 0.45456 | 0.49675 | 0.63034
NSR W H Sammis 1-5 - SO2 Rate Annual v3.1, Unit 5877 and retrofits | 1093 | 1877 | Rate Constraint in lbs/MMBtu | FALSE | L | Annual | Constraint Shadow Price | US2011$/Ton | 0 | 0 | 0 | 0 | 0 | 0 | 0
NSR W H Sammis 1-5 - SO2 Rate Annual v3.1, Unit 5878 and retrofits | 1094 | 1877 | Rate Constraint in lbs/MMBtu | FALSE | L | Annual | Seasons Included | Seasons | Winter, Summer | Winter, Summer | Winter, Summer | Winter, Summer | Winter, Summer | Winter, Summer | Winter, Summer
NSR W H Sammis 1-5 - SO2 Rate Annual v3.1, Unit 5878 and retrofits | 1094 | 1877 | Rate Constraint in lbs/MMBtu | FALSE | L | Annual | Standard | lb/MMBtu | 1.1 | 1.1 | 1.1 | 1.1 | 1.1 | 1.1 | 1.1
NSR W H Sammis 1-5 - SO2 Rate Annual v3.1, Unit 5878 and retrofits | 1094 | 1877 | Rate Constraint in lbs/MMBtu | FALSE | L | Annual | Emissions at Affected Plants SO2 | Thousand Tons | 0.65976 | 1.3393 | 0.86086 | 0.8196 | 0.90437 | 0.84103 | 0.80815
NSR W H Sammis 1-5 - SO2 Rate Annual v3.1, Unit 5878 and retrofits | 1094 | 1877 | Rate Constraint in lbs/MMBtu | FALSE | L | Annual | Allowances Purchased SO2 | Thousand Tons | 0 | 0 | 0 | 0 | 0 | 0 | 0
NSR W H Sammis 1-5 - SO2 Rate Annual v3.1, Unit 5878 and retrofits | 1094 | 1877 | Rate Constraint in lbs/MMBtu | FALSE | L | Annual | Allowances Sold SO2 | Thousand Tons | 0 | 0 | 0 | 0 | 0 | 0 | 0
NSR W H Sammis 1-5 - SO2 Rate Annual v3.1, Unit 5878 and retrofits | 1094 | 1877 | Rate Constraint in lbs/MMBtu | FALSE | L | Annual | Allowances Banked | Thousand Tons | 0 | 0 | 0 | 0 | 0 | 0 | 0
NSR W H Sammis 1-5 - SO2 Rate Annual v3.1, Unit 5878 and retrofits | 1094 | 1877 | Rate Constraint in lbs/MMBtu | FALSE | L | Annual | Allowances Withdrawn (1:1) | Thousand Tons | 0 | 0 | 0 | 0 | 0 | 0 | 0
NSR W H Sammis 1-5 - SO2 Rate Annual v3.1, Unit 5878 and retrofits | 1094 | 1877 | Rate Constraint in lbs/MMBtu | FALSE | L | Annual | Allowances Withdrawn (n:1) | Thousand Tons | 0 | 0 | 0 | 0 | 0 | 0 | 0
NSR W H Sammis 1-5 - SO2 Rate Annual v3.1, Unit 5878 and retrofits | 1094 | 1877 | Rate Constraint in lbs/MMBtu | FALSE | L | Annual | Net Emissions Allowance Position | Thousand Tons | 0.65976 | 1.3393 | 0.86086 | 0.8196 | 0.90437 | 0.84103 | 0.80815
NSR W H Sammis 1-5 - SO2 Rate Annual v3.1, Unit 5878 and retrofits | 1094 | 1877 | Rate Constraint in lbs/MMBtu | FALSE | L | Annual | Fuel Consumed | TBtu | 22.0201 | 21.992 | 22.7391 | 21.992 | 21.0952 | 19.4951 | 13.4321
NSR W H Sammis 1-5 - SO2 Rate Annual v3.1, Unit 5878 and retrofits | 1094 | 1877 | Rate Constraint in lbs/MMBtu | FALSE | L | Annual | Rate | lb/MMBtu | 0.059924 | 0.1218 | 0.075716 | 0.074536 | 0.085741 | 0.086281 | 0.12033
NSR W H Sammis 1-5 - SO2 Rate Annual v3.1, Unit 5878 and retrofits | 1094 | 1877 | Rate Constraint in lbs/MMBtu | FALSE | L | Annual | Generation | TWh | 2.0841 | 2.0841 | 2.1551 | 2.0841 | 1.9989 | 1.8452 | 1.2703
NSR W H Sammis 1-5 - SO2 Rate Annual v3.1, Unit 5878 and retrofits | 1094 | 1877 | Rate Constraint in lbs/MMBtu | FALSE | L | Annual | Qualifying Generation | TWh | 2.0841 | 2.0841 | 2.1551 | 2.0841 | 1.9989 | 1.8452 | 1.2703
NSR W H Sammis 1-5 - SO2 Rate Annual v3.1, Unit 5878 and retrofits | 1094 | 1877 | Rate Constraint in lbs/MMBtu | FALSE | L | Annual | Rate | lb/MWh | 0.31657 | 0.64264 | 0.39946 | 0.39327 | 0.45244 | 0.4558 | 0.63621
NSR W H Sammis 1-5 - SO2 Rate Annual v3.1, Unit 5878 and retrofits | 1094 | 1877 | Rate Constraint in lbs/MMBtu | FALSE | L | Annual | Constraint Shadow Price | US2011$/Ton | 0 | 0 | 0 | 0 | 0 | 0 | 0
NSR W H Sammis 5 - NOX Rate Annual v3.1, Unit 5878 and retrofits | 1095 | 1878 | Rate Constraint in lbs/MMBtu | FALSE | L | Annual | Seasons Included | Seasons | Winter, Summer | Winter, Summer | Winter, Summer | Winter, Summer | Winter, Summer | Winter, Summer | Winter, Summer
NSR W H Sammis 5 - NOX Rate Annual v3.1, Unit 5878 and retrofits | 1095 | 1878 | Rate Constraint in lbs/MMBtu | FALSE | L | Annual | Standard | lb/MMBtu | 0.29 | 0.29 | 0.29 | 0.29 | 0.29 | 0.29 | 0.29
NSR W H Sammis 5 - NOX Rate Annual v3.1, Unit 5878 and retrofits | 1095 | 1878 | Rate Constraint in lbs/MMBtu | FALSE | L | Annual | Emissions at Affected Plants NOX | Thousand Tons | 1.15 | 1.1528 | 1.2102 | 1.1528 | 1.0838 | 1.0246 | 0.60535
NSR W H Sammis 5 - NOX Rate Annual v3.1, Unit 5878 and retrofits | 1095 | 1878 | Rate Constraint in lbs/MMBtu | FALSE | L | Annual | Allowances Purchased NOX | Thousand Tons | 0 | 0 | 0 | 0 | 0 | 0 | 0
NSR W H Sammis 5 - NOX Rate Annual v3.1, Unit 5878 and retrofits | 1095 | 1878 | Rate Constraint in lbs/MMBtu | FALSE | L | Annual | Allowances Sold NOX | Thousand Tons | 0 | 0 | 0 | 0 | 0 | 0 | 0
NSR W H Sammis 5 - NOX Rate Annual v3.1, Unit 5878 and retrofits | 1095 | 1878 | Rate Constraint in lbs/MMBtu | FALSE | L | Annual | Allowances Banked | Thousand Tons | 0 | 0 | 0 | 0 | 0 | 0 | 0
NSR W H Sammis 5 - NOX Rate Annual v3.1, Unit 5878 and retrofits | 1095 | 1878 | Rate Constraint in lbs/MMBtu | FALSE | L | Annual | Allowances Withdrawn (1:1) | Thousand Tons | 0 | 0 | 0 | 0 | 0 | 0 | 0
NSR W H Sammis 5 - NOX Rate Annual v3.1, Unit 5878 and retrofits | 1095 | 1878 | Rate Constraint in lbs/MMBtu | FALSE | L | Annual | Allowances Withdrawn (n:1) | Thousand Tons | 0 | 0 | 0 | 0 | 0 | 0 | 0
NSR W H Sammis 5 - NOX Rate Annual v3.1, Unit 5878 and retrofits | 1095 | 1878 | Rate Constraint in lbs/MMBtu | FALSE | L | Annual | Net Emissions Allowance Position | Thousand Tons | 1.15 | 1.1528 | 1.2102 | 1.1528 | 1.0838 | 1.0246 | 0.60535
NSR W H Sammis 5 - NOX Rate Annual v3.1, Unit 5878 and retrofits | 1095 | 1878 | Rate Constraint in lbs/MMBtu | FALSE | L | Annual | Fuel Consumed | TBtu | 22.0201 | 21.992 | 22.7391 | 21.992 | 21.0952 | 19.4951 | 13.4321
NSR W H Sammis 5 - NOX Rate Annual v3.1, Unit 5878 and retrofits | 1095 | 1878 | Rate Constraint in lbs/MMBtu | FALSE | L | Annual | Rate | lb/MMBtu | 0.10445 | 0.10484 | 0.10644 | 0.10484 | 0.10276 | 0.10511 | 0.090135
NSR W H Sammis 5 - NOX Rate Annual v3.1, Unit 5878 and retrofits | 1095 | 1878 | Rate Constraint in lbs/MMBtu | FALSE | L | Annual | Generation | TWh | 2.0841 | 2.0841 | 2.1551 | 2.0841 | 1.9989 | 1.8452 | 1.2703
NSR W H Sammis 5 - NOX Rate Annual v3.1, Unit 5878 and retrofits | 1095 | 1878 | Rate Constraint in lbs/MMBtu | FALSE | L | Annual | Qualifying Generation | TWh | 2.0841 | 2.0841 | 2.1551 | 2.0841 | 1.9989 | 1.8452 | 1.2703
NSR W H Sammis 5 - NOX Rate Annual v3.1, Unit 5878 and retrofits | 1095 | 1878 | Rate Constraint in lbs/MMBtu | FALSE | L | Annual | Rate | lb/MWh | 0.55182 | 0.55313 | 0.56157 | 0.55313 | 0.54222 | 0.55527 | 0.47655
NSR W H Sammis 5 - NOX Rate Annual v3.1, Unit 5878 and retrofits | 1095 | 1878 | Rate Constraint in lbs/MMBtu | FALSE | L | Annual | Constraint Shadow Price | US2011$/Ton | 0 | 0 | 0 | 0 | 0 | 0 | 0
NSR W H Sammis 6 - SO2 Rate Annual v3.1, Unit 5847 and retrofits | 1096 | 1879 | Rate Constraint in lbs/MMBtu | FALSE | L | Annual | Seasons Included | Seasons | Winter, Summer | Winter, Summer | Winter, Summer | Winter, Summer | Winter, Summer | Winter, Summer | Winter, Summer
NSR W H Sammis 6 - SO2 Rate Annual v3.1, Unit 5847 and retrofits | 1096 | 1879 | Rate Constraint in lbs/MMBtu | FALSE | L | Annual | Standard | lb/MMBtu | 0.13 | 0.13 | 0.13 | 0.13 | 0.13 | 0.13 | 0.13
NSR W H Sammis 6 - SO2 Rate Annual v3.1, Unit 5847 and retrofits | 1096 | 1879 | Rate Constraint in lbs/MMBtu | FALSE | L | Annual | Emissions at Affected Plants SO2 | Thousand Tons | 2.8077 | 2.9411 | 2.8392 | 2.9411 | 2.9411 | 2.9448 | 2.5723
NSR W H Sammis 6 - SO2 Rate Annual v3.1, Unit 5847 and retrofits | 1096 | 1879 | Rate Constraint in lbs/MMBtu | FALSE | L | Annual | Allowances Purchased SO2 | Thousand Tons | 0 | 0 | 0 | 0 | 0 | 0 | 0
NSR W H Sammis 6 - SO2 Rate Annual v3.1, Unit 5847 and retrofits | 1096 | 1879 | Rate Constraint in lbs/MMBtu | FALSE | L | Annual | Allowances Sold SO2 | Thousand Tons | 0 | 0 | 0 | 0 | 0 | 0 | 0
NSR W H Sammis 6 - SO2 Rate Annual v3.1, Unit 5847 and retrofits | 1096 | 1879 | Rate Constraint in lbs/MMBtu | FALSE | L | Annual | Allowances Banked | Thousand Tons | 0 | 0 | 0 | 0 | 0 | 0 | 0
NSR W H Sammis 6 - SO2 Rate Annual v3.1, Unit 5847 and retrofits | 1096 | 1879 | Rate Constraint in lbs/MMBtu | FALSE | L | Annual | Allowances Withdrawn (1:1) | Thousand Tons | 0 | 0 | 0 | 0 | 0 | 0 | 0
NSR W H Sammis 6 - SO2 Rate Annual v3.1, Unit 5847 and retrofits | 1096 | 1879 | Rate Constraint in lbs/MMBtu | FALSE | L | Annual | Allowances Withdrawn (n:1) | Thousand Tons | 0 | 0 | 0 | 0 | 0 | 0 | 0
NSR W H Sammis 6 - SO2 Rate Annual v3.1, Unit 5847 and retrofits | 1096 | 1879 | Rate Constraint in lbs/MMBtu | FALSE | L | Annual | Net Emissions Allowance Position | Thousand Tons | 2.8077 | 2.9411 | 2.8392 | 2.9411 | 2.9411 | 2.9448 | 2.5723
NSR W H Sammis 6 - SO2 Rate Annual v3.1, Unit 5847 and retrofits | 1096 | 1879 | Rate Constraint in lbs/MMBtu | FALSE | L | Annual | Fuel Consumed | TBtu | 45.3047 | 45.247 | 45.247 | 45.247 | 45.247 | 45.3047 | 39.5737
NSR W H Sammis 6 - SO2 Rate Annual v3.1, Unit 5847 and retrofits | 1096 | 1879 | Rate Constraint in lbs/MMBtu | FALSE | L | Annual | Rate | lb/MMBtu | 0.12395 | 0.13 | 0.1255 | 0.13 | 0.13 | 0.13 | 0.13
NSR W H Sammis 6 - SO2 Rate Annual v3.1, Unit 5847 and retrofits | 1096 | 1879 | Rate Constraint in lbs/MMBtu | FALSE | L | Annual | Generation | TWh | 4.3747 | 4.3747 | 4.3747 | 4.3747 | 4.3747 | 4.3747 | 3.8213
NSR W H Sammis 6 - SO2 Rate Annual v3.1, Unit 5847 and retrofits | 1096 | 1879 | Rate Constraint in lbs/MMBtu | FALSE | L | Annual | Qualifying Generation | TWh | 4.3747 | 4.3747 | 4.3747 | 4.3747 | 4.3747 | 4.3747 | 3.8213
NSR W H Sammis 6 - SO2 Rate Annual v3.1, Unit 5847 and retrofits | 1096 | 1879 | Rate Constraint in lbs/MMBtu | FALSE | L | Annual | Rate | lb/MWh | 0.64181 | 0.67229 | 0.64902 | 0.67229 | 0.67229 | 0.67315 | 0.67315
NSR W H Sammis 6 - SO2 Rate Annual v3.1, Unit 5847 and retrofits | 1096 | 1879 | Rate Constraint in lbs/MMBtu | FALSE | L | Annual | Constraint Shadow Price | US2011$/Ton | 0 | 5.2282 | 0 | 0 | 0 | 0 | 3.5273
NSR W H Sammis 6,7 - NOX Rate Annual v3.1, Unit 5847 and retrofits | 1097 | 1880 | Rate Constraint in lbs/MMBtu | FALSE | L | Annual | Seasons Included | Seasons | Winter, Summer | Winter, Summer | Winter, Summer | Winter, Summer | Winter, Summer | Winter, Summer | Winter, Summer
NSR W H Sammis 6,7 - NOX Rate Annual v3.1, Unit 5847 and retrofits | 1097 | 1880 | Rate Constraint in lbs/MMBtu | FALSE | L | Annual | Standard | lb/MMBtu | 0.1 | 0.1 | 0.1 | 0.1 | 0.1 | 0.1 | 0.1
NSR W H Sammis 6,7 - NOX Rate Annual v3.1, Unit 5847 and retrofits | 1097 | 1880 | Rate Constraint in lbs/MMBtu | FALSE | L | Annual | Emissions at Affected Plants NOX | Thousand Tons | 2.0568 | 2.0568 | 2.0568 | 2.0568 | 2.0568 | 2.0568 | 1.7966
NSR W H Sammis 6,7 - NOX Rate Annual v3.1, Unit 5847 and retrofits | 1097 | 1880 | Rate Constraint in lbs/MMBtu | FALSE | L | Annual | Allowances Purchased NOX | Thousand Tons | 0 | 0 | 0 | 0 | 0 | 0 | 0
NSR W H Sammis 6,7 - NOX Rate Annual v3.1, Unit 5847 and retrofits | 1097 | 1880 | Rate Constraint in lbs/MMBtu | FALSE | L | Annual | Allowances Sold NOX | Thousand Tons | 0 | 0 | 0 | 0 | 0 | 0 | 0
NSR W H Sammis 6,7 - NOX Rate Annual v3.1, Unit 5847 and retrofits | 1097 | 1880 | Rate Constraint in lbs/MMBtu | FALSE | L | Annual | Allowances Banked | Thousand Tons | 0 | 0 | 0 | 0 | 0 | 0 | 0
NSR W H Sammis 6,7 - NOX Rate Annual v3.1, Unit 5847 and retrofits | 1097 | 1880 | Rate Constraint in lbs/MMBtu | FALSE | L | Annual | Allowances Withdrawn (1:1) | Thousand Tons | 0 | 0 | 0 | 0 | 0 | 0 | 0
NSR W H Sammis 6,7 - NOX Rate Annual v3.1, Unit 5847 and retrofits | 1097 | 1880 | Rate Constraint in lbs/MMBtu | FALSE | L | Annual | Allowances Withdrawn (n:1) | Thousand Tons | 0 | 0 | 0 | 0 | 0 | 0 | 0
NSR W H Sammis 6,7 - NOX Rate Annual v3.1, Unit 5847 and retrofits | 1097 | 1880 | Rate Constraint in lbs/MMBtu | FALSE | L | Annual | Net Emissions Allowance Position | Thousand Tons | 2.0568 | 2.0568 | 2.0568 | 2.0568 | 2.0568 | 2.0568 | 1.7966
NSR W H Sammis 6,7 - NOX Rate Annual v3.1, Unit 5847 and retrofits | 1097 | 1880 | Rate Constraint in lbs/MMBtu | FALSE | L | Annual | Fuel Consumed | TBtu | 45.3047 | 45.247 | 45.247 | 45.247 | 45.247 | 45.3047 | 39.5737
NSR W H Sammis 6,7 - NOX Rate Annual v3.1, Unit 5847 and retrofits | 1097 | 1880 | Rate Constraint in lbs/MMBtu | FALSE | L | Annual | Rate | lb/MMBtu | 0.090798 | 0.090914 | 0.090914 | 0.090914 | 0.090914 | 0.090798 | 0.090798
NSR W H Sammis 6,7 - NOX Rate Annual v3.1, Unit 5847 and retrofits | 1097 | 1880 | Rate Constraint in lbs/MMBtu | FALSE | L | Annual | Generation | TWh | 4.3747 | 4.3747 | 4.3747 | 4.3747 | 4.3747 | 4.3747 | 3.8213
NSR W H Sammis 6,7 - NOX Rate Annual v3.1, Unit 5847 and retrofits | 1097 | 1880 | Rate Constraint in lbs/MMBtu | FALSE | L | Annual | Qualifying Generation | TWh | 4.3747 | 4.3747 | 4.3747 | 4.3747 | 4.3747 | 4.3747 | 3.8213
NSR W H Sammis 6,7 - NOX Rate Annual v3.1, Unit 5847 and retrofits | 1097 | 1880 | Rate Constraint in lbs/MMBtu | FALSE | L | Annual | Rate | lb/MWh | 0.47016 | 0.47016 | 0.47016 | 0.47016 | 0.47016 | 0.47016 | 0.47016
NSR W H Sammis 6,7 - NOX Rate Annual v3.1, Unit 5847 and retrofits | 1097 | 1880 | Rate Constraint in lbs/MMBtu | FALSE | L | Annual | Constraint Shadow Price | US2011$/Ton | 0 | 0 | 0 | 0 | 0 | 0 | 0
NSR W H Sammis 6,7 - NOX Rate Annual v3.1, Unit 5848 and retrofits | 1098 | 1880 | Rate Constraint in lbs/MMBtu | FALSE | L | Annual | Seasons Included | Seasons | Winter, Summer | Winter, Summer | Winter, Summer | Winter, Summer | Winter, Summer | Winter, Summer | Winter, Summer
NSR W H Sammis 6,7 - NOX Rate Annual v3.1, Unit 5848 and retrofits | 1098 | 1880 | Rate Constraint in lbs/MMBtu | FALSE | L | Annual | Standard | lb/MMBtu | 0.1 | 0.1 | 0.1 | 0.1 | 0.1 | 0.1 | 0.1
NSR W H Sammis 6,7 - NOX Rate Annual v3.1, Unit 5848 and retrofits | 1098 | 1880 | Rate Constraint in lbs/MMBtu | FALSE | L | Annual | Emissions at Affected Plants NOX | Thousand Tons | 2.2811 | 2.2811 | 2.2811 | 2.2811 | 2.2811 | 2.2811 | 1.9926
NSR W H Sammis 6,7 - NOX Rate Annual v3.1, Unit 5848 and retrofits | 1098 | 1880 | Rate Constraint in lbs/MMBtu | FALSE | L | Annual | Allowances Purchased NOX | Thousand Tons | 0 | 0 | 0 | 0 | 0 | 0 | 0
NSR W H Sammis 6,7 - NOX Rate Annual v3.1, Unit 5848 and retrofits | 1098 | 1880 | Rate Constraint in lbs/MMBtu | FALSE | L | Annual | Allowances Sold NOX | Thousand Tons | 0 | 0 | 0 | 0 | 0 | 0 | 0
NSR W H Sammis 6,7 - NOX Rate Annual v3.1, Unit 5848 and retrofits | 1098 | 1880 | Rate Constraint in lbs/MMBtu | FALSE | L | Annual | Allowances Banked | Thousand Tons | 0 | 0 | 0 | 0 | 0 | 0 | 0
NSR W H Sammis 6,7 - NOX Rate Annual v3.1, Unit 5848 and retrofits | 1098 | 1880 | Rate Constraint in lbs/MMBtu | FALSE | L | Annual | Allowances Withdrawn (1:1) | Thousand Tons | 0 | 0 | 0 | 0 | 0 | 0 | 0
NSR W H Sammis 6,7 - NOX Rate Annual v3.1, Unit 5848 and retrofits | 1098 | 1880 | Rate Constraint in lbs/MMBtu | FALSE | L | Annual | Allowances Withdrawn (n:1) | Thousand Tons | 0 | 0 | 0 | 0 | 0 | 0 | 0
NSR W H Sammis 6,7 - NOX Rate Annual v3.1, Unit 5848 and retrofits | 1098 | 1880 | Rate Constraint in lbs/MMBtu | FALSE | L | Annual | Net Emissions Allowance Position | Thousand Tons | 2.2811 | 2.2811 | 2.2811 | 2.2811 | 2.2811 | 2.2811 | 1.9926
NSR W H Sammis 6,7 - NOX Rate Annual v3.1, Unit 5848 and retrofits | 1098 | 1880 | Rate Constraint in lbs/MMBtu | FALSE | L | Annual | Fuel Consumed | TBtu | 45.6806 | 45.6223 | 45.6223 | 45.6223 | 45.6223 | 45.6806 | 39.902
NSR W H Sammis 6,7 - NOX Rate Annual v3.1, Unit 5848 and retrofits | 1098 | 1880 | Rate Constraint in lbs/MMBtu | FALSE | L | Annual | Rate | lb/MMBtu | 0.099873 | 0.1 | 0.1 | 0.1 | 0.1 | 0.099873 | 0.099873
NSR W H Sammis 6,7 - NOX Rate Annual v3.1, Unit 5848 and retrofits | 1098 | 1880 | Rate Constraint in lbs/MMBtu | FALSE | L | Annual | Generation | TWh | 4.3747 | 4.3747 | 4.3747 | 4.3747 | 4.3747 | 4.3747 | 3.8213
NSR W H Sammis 6,7 - NOX Rate Annual v3.1, Unit 5848 and retrofits | 1098 | 1880 | Rate Constraint in lbs/MMBtu | FALSE | L | Annual | Qualifying Generation | TWh | 4.3747 | 4.3747 | 4.3747 | 4.3747 | 4.3747 | 4.3747 | 3.8213
NSR W H Sammis 6,7 - NOX Rate Annual v3.1, Unit 5848 and retrofits | 1098 | 1880 | Rate Constraint in lbs/MMBtu | FALSE | L | Annual | Rate | lb/MWh | 0.52144 | 0.52144 | 0.52144 | 0.52144 | 0.52144 | 0.52144 | 0.52144
NSR W H Sammis 6,7 - NOX Rate Annual v3.1, Unit 5848 and retrofits | 1098 | 1880 | Rate Constraint in lbs/MMBtu | FALSE | L | Annual | Constraint Shadow Price | US2011$/Ton | 0 | 0 | 0 | 0 | 0 | 0 | 0
NSR W H Sammis 7 - SO2 Rate Annual v3.1, Unit 5848 and retrofits | 1099 | 1881 | Rate Constraint in lbs/MMBtu | FALSE | L | Annual | Seasons Included | Seasons | Winter, Summer | Winter, Summer | Winter, Summer | Winter, Summer | Winter, Summer | Winter, Summer | Winter, Summer
NSR W H Sammis 7 - SO2 Rate Annual v3.1, Unit 5848 and retrofits | 1099 | 1881 | Rate Constraint in lbs/MMBtu | FALSE | L | Annual | Standard | lb/MMBtu | 0.13 | 0.13 | 0.13 | 0.13 | 0.13 | 0.13 | 0.13
NSR W H Sammis 7 - SO2 Rate Annual v3.1, Unit 5848 and retrofits | 1099 | 1881 | Rate Constraint in lbs/MMBtu | FALSE | L | Annual | Emissions at Affected Plants SO2 | Thousand Tons | 1.3687 | 2.7784 | 1.3687 | 2.2664 | 1.3687 | 2.7484 | 2.4007
NSR W H Sammis 7 - SO2 Rate Annual v3.1, Unit 5848 and retrofits | 1099 | 1881 | Rate Constraint in lbs/MMBtu | FALSE | L | Annual | Allowances Purchased SO2 | Thousand Tons | 0 | 0 | 0 | 0 | 0 | 0 | 0
NSR W H Sammis 7 - SO2 Rate Annual v3.1, Unit 5848 and retrofits | 1099 | 1881 | Rate Constraint in lbs/MMBtu | FALSE | L | Annual | Allowances Sold SO2 | Thousand Tons | 0 | 0 | 0 | 0 | 0 | 0 | 0
NSR W H Sammis 7 - SO2 Rate Annual v3.1, Unit 5848 and retrofits | 1099 | 1881 | Rate Constraint in lbs/MMBtu | FALSE | L | Annual | Allowances Banked | Thousand Tons | 0 | 0 | 0 | 0 | 0 | 0 | 0
NSR W H Sammis 7 - SO2 Rate Annual v3.1, Unit 5848 and retrofits | 1099 | 1881 | Rate Constraint in lbs/MMBtu | FALSE | L | Annual | Allowances Withdrawn (1:1) | Thousand Tons | 0 | 0 | 0 | 0 | 0 | 0 | 0
NSR W H Sammis 7 - SO2 Rate Annual v3.1, Unit 5848 and retrofits | 1099 | 1881 | Rate Constraint in lbs/MMBtu | FALSE | L | Annual | Allowances Withdrawn (n:1) | Thousand Tons | 0 | 0 | 0 | 0 | 0 | 0 | 0
NSR W H Sammis 7 - SO2 Rate Annual v3.1, Unit 5848 and retrofits | 1099 | 1881 | Rate Constraint in lbs/MMBtu | FALSE | L | Annual | Net Emissions Allowance Position | Thousand Tons | 1.3687 | 2.7784 | 1.3687 | 2.2664 | 1.3687 | 2.7484 | 2.4007
NSR W H Sammis 7 - SO2 Rate Annual v3.1, Unit 5848 and retrofits | 1099 | 1881 | Rate Constraint in lbs/MMBtu | FALSE | L | Annual | Fuel Consumed | TBtu | 45.6806 | 45.6223 | 45.6223 | 45.6223 | 45.6223 | 45.6806 | 39.902
NSR W H Sammis 7 - SO2 Rate Annual v3.1, Unit 5848 and retrofits | 1099 | 1881 | Rate Constraint in lbs/MMBtu | FALSE | L | Annual | Rate | lb/MMBtu | 0.059924 | 0.1218 | 0.06 | 0.099353 | 0.06 | 0.12033 | 0.12033
NSR W H Sammis 7 - SO2 Rate Annual v3.1, Unit 5848 and retrofits | 1099 | 1881 | Rate Constraint in lbs/MMBtu | FALSE | L | Annual | Generation | TWh | 4.3747 | 4.3747 | 4.3747 | 4.3747 | 4.3747 | 4.3747 | 3.8213
NSR W H Sammis 7 - SO2 Rate Annual v3.1, Unit 5848 and retrofits | 1099 | 1881 | Rate Constraint in lbs/MMBtu | FALSE | L | Annual | Qualifying Generation | TWh | 4.3747 | 4.3747 | 4.3747 | 4.3747 | 4.3747 | 4.3747 | 3.8213
NSR W H Sammis 7 - SO2 Rate Annual v3.1, Unit 5848 and retrofits | 1099 | 1881 | Rate Constraint in lbs/MMBtu | FALSE | L | Annual | Rate | lb/MWh | 0.31286 | 0.63511 | 0.31286 | 0.51806 | 0.31286 | 0.62826 | 0.62826
NSR W H Sammis 7 - SO2 Rate Annual v3.1, Unit 5848 and retrofits | 1099 | 1881 | Rate Constraint in lbs/MMBtu | FALSE | L | Annual | Constraint Shadow Price | US2011$/Ton | 0 | 0 | 0 | 0 | 0 | 0 | 0
NSR WEPCO Settlement - NOX Cap Annual v3.1 | 1100 | 1883 | Rate Constraint in MTons | FALSE | L | Annual | Seasons Included | Seasons | Winter, Summer | Winter, Summer | Winter, Summer | Winter, Summer | Winter, Summer | Winter, Summer | Winter, Summer
NSR WEPCO Settlement - NOX Cap Annual v3.1 | 1100 | 1883 | Rate Constraint in MTons | FALSE | L | Annual | Standard | Thousand Tons | 17.4 | 17.4 | 17.4 | 17.4 | 17.4 | 17.4 | 17.4
NSR WEPCO Settlement - NOX Cap Annual v3.1 | 1100 | 1883 | Rate Constraint in MTons | FALSE | L | Annual | Standard NOX | Thousand Tons | 17.4 | 17.4 | 17.4 | 17.4 | 17.4 | 17.4 | 17.4
NSR WEPCO Settlement - NOX Cap Annual v3.1 | 1100 | 1883 | Rate Constraint in MTons | FALSE | L | Annual | Emissions at Affected Plants NOX | Thousand Tons | 10.1809 | 5.9949 | 5.9949 | 5.9949 | 5.986 | 5.9035 | 5.668
NSR WEPCO Settlement - NOX Cap Annual v3.1 | 1100 | 1883 | Rate Constraint in MTons | FALSE | L | Annual | Allowances Purchased NOX | Thousand Tons | 0 | 0 | 0 | 0 | 0 | 0 | 0
NSR WEPCO Settlement - NOX Cap Annual v3.1 | 1100 | 1883 | Rate Constraint in MTons | FALSE | L | Annual | Allowances Sold NOX | Thousand Tons | 0 | 0 | 0 | 0 | 0 | 0 | 0
NSR WEPCO Settlement - NOX Cap Annual v3.1 | 1100 | 1883 | Rate Constraint in MTons | FALSE | L | Annual | Allowances Banked | Thousand Tons | 0 | 0 | 0 | 0 | 0 | 0 | 0
NSR WEPCO Settlement - NOX Cap Annual v3.1 | 1100 | 1883 | Rate Constraint in MTons | FALSE | L | Annual | Allowances Withdrawn (1:1) | Thousand Tons | 0 | 0 | 0 | 0 | 0 | 0 | 0
NSR WEPCO Settlement - NOX Cap Annual v3.1 | 1100 | 1883 | Rate Constraint in MTons | FALSE | L | Annual | Allowances Withdrawn (n:1) | Thousand Tons | 0 | 0 | 0 | 0 | 0 | 0 | 0
NSR WEPCO Settlement - NOX Cap Annual v3.1 | 1100 | 1883 | Rate Constraint in MTons | FALSE | L | Annual | Net Emissions Allowance Position | Thousand Tons | 10.1809 | 5.9949 | 5.9949 | 5.9949 | 5.986 | 5.9035 | 5.668
NSR WEPCO Settlement - NOX Cap Annual v3.1 | 1100 | 1883 | Rate Constraint in MTons | FALSE | L | Annual | Fuel Consumed | TBtu | 197.0435 | 176.2147 | 176.2147 | 176.2147 | 175.9615 | 173.4716 | 166.6018
NSR WEPCO Settlement - NOX Cap Annual v3.1 | 1100 | 1883 | Rate Constraint in MTons | FALSE | L | Annual | Rate | lb/MMBtu | 0.10334 | 0.068041 | 0.068041 | 0.068041 | 0.068038 | 0.068063 | 0.068043
NSR WEPCO Settlement - NOX Cap Annual v3.1 | 1100 | 1883 | Rate Constraint in MTons | FALSE | L | Annual | Generation | TWh | 18.3047 | 16.6335 | 16.6335 | 16.6335 | 16.6088 | 16.3841 | 15.727
NSR WEPCO Settlement - NOX Cap Annual v3.1 | 1100 | 1883 | Rate Constraint in MTons | FALSE | L | Annual | Qualifying Generation | TWh | 18.3047 | 16.6335 | 16.6335 | 16.6335 | 16.6088 | 16.3841 | 15.727
NSR WEPCO Settlement - NOX Cap Annual v3.1 | 1100 | 1883 | Rate Constraint in MTons | FALSE | L | Annual | Rate | lb/MWh | 0.55619 | 0.36041 | 0.36041 | 0.36041 | 0.36041 | 0.36032 | 0.3604
NSR WEPCO Settlement - NOX Cap Annual v3.1 | 1100 | 1883 | Rate Constraint in MTons | FALSE | L | Annual | Constraint Shadow Price | US2011$/Ton | 0 | 0 | 0 | 0 | 0 | 0 | 0
NSR WEPCO Settlement - NOX Rate Annual v3.1 | 1101 | 1884 | Rate Constraint in lbs/MMBtu | FALSE | L | Annual | Seasons Included | Seasons | Winter, Summer | Winter, Summer | Winter, Summer | Winter, Summer | Winter, Summer | Winter, Summer | Winter, Summer
NSR WEPCO Settlement - NOX Rate Annual v3.1 | 1101 | 1884 | Rate Constraint in lbs/MMBtu | FALSE | L | Annual | Standard | lb/MMBtu | 0.17 | 0.17 | 0.17 | 0.17 | 0.17 | 0.17 | 0.17
NSR WEPCO Settlement - NOX Rate Annual v3.1 | 1101 | 1884 | Rate Constraint in lbs/MMBtu | FALSE | L | Annual | Emissions at Affected Plants NOX | Thousand Tons | 10.1809 | 5.9949 | 5.9949 | 5.9949 | 5.986 | 5.9035 | 5.668
NSR WEPCO Settlement - NOX Rate Annual v3.1 | 1101 | 1884 | Rate Constraint in lbs/MMBtu | FALSE | L | Annual | Allowances Purchased NOX | Thousand Tons | 0 | 0 | 0 | 0 | 0 | 0 | 0
NSR WEPCO Settlement - NOX Rate Annual v3.1 | 1101 | 1884 | Rate Constraint in lbs/MMBtu | FALSE | L | Annual | Allowances Sold NOX | Thousand Tons | 0 | 0 | 0 | 0 | 0 | 0 | 0
NSR WEPCO Settlement - NOX Rate Annual v3.1 | 1101 | 1884 | Rate Constraint in lbs/MMBtu | FALSE | L | Annual | Allowances Banked | Thousand Tons | 0 | 0 | 0 | 0 | 0 | 0 | 0
NSR WEPCO Settlement - NOX Rate Annual v3.1 | 1101 | 1884 | Rate Constraint in lbs/MMBtu | FALSE | L | Annual | Allowances Withdrawn (1:1) | Thousand Tons | 0 | 0 | 0 | 0 | 0 | 0 | 0
NSR WEPCO Settlement - NOX Rate Annual v3.1 | 1101 | 1884 | Rate Constraint in lbs/MMBtu | FALSE | L | Annual | Allowances Withdrawn (n:1) | Thousand Tons | 0 | 0 | 0 | 0 | 0 | 0 | 0
NSR WEPCO Settlement - NOX Rate Annual v3.1 | 1101 | 1884 | Rate Constraint in lbs/MMBtu | FALSE | L | Annual | Net Emissions Allowance Position | Thousand Tons | 10.1809 | 5.9949 | 5.9949 | 5.9949 | 5.986 | 5.9035 | 5.668
NSR WEPCO Settlement - NOX Rate Annual v3.1 | 1101 | 1884 | Rate Constraint in lbs/MMBtu | FALSE | L | Annual | Fuel Consumed | TBtu | 197.0435 | 176.2147 | 176.2147 | 176.2147 | 175.9615 | 173.4716 | 166.6018
NSR WEPCO Settlement - NOX Rate Annual v3.1 | 1101 | 1884 | Rate Constraint in lbs/MMBtu | FALSE | L | Annual | Rate | lb/MMBtu | 0.10334 | 0.068041 | 0.068041 | 0.068041 | 0.068038 | 0.068063 | 0.068043
NSR WEPCO Settlement - NOX Rate Annual v3.1 | 1101 | 1884 | Rate Constraint in lbs/MMBtu | FALSE | L | Annual | Generation | TWh | 18.3047 | 16.6335 | 16.6335 | 16.6335 | 16.6088 | 16.3841 | 15.727
NSR WEPCO Settlement - NOX Rate Annual v3.1 | 1101 | 1884 | Rate Constraint in lbs/MMBtu | FALSE | L | Annual | Qualifying Generation | TWh | 18.3047 | 16.6335 | 16.6335 | 16.6335 | 16.6088 | 16.3841 | 15.727
NSR WEPCO Settlement - NOX Rate Annual v3.1 | 1101 | 1884 | Rate Constraint in lbs/MMBtu | FALSE | L | Annual | Rate | lb/MWh | 0.55619 | 0.36041 | 0.36041 | 0.36041 | 0.36041 | 0.36032 | 0.3604
NSR WEPCO Settlement - NOX Rate Annual v3.1 | 1101 | 1884 | Rate Constraint in lbs/MMBtu | FALSE | L | Annual | Constraint Shadow Price | US2011$/Ton | 0 | 0 | 0 | 0 | 0 | 0 | 0
NSR WEPCO Settlement - SO2 Cap Annual v3.1 | 1102 | 1885 | Rate Constraint in MTons | FALSE | L | Annual | Seasons Included | Seasons | Winter, Summer | Winter, Summer | Winter, Summer | Winter, Summer | Winter, Summer | Winter, Summer | Winter, Summer
NSR WEPCO Settlement - SO2 Cap Annual v3.1 | 1102 | 1885 | Rate Constraint in MTons | FALSE | L | Annual | Standard | Thousand Tons | 33.3 | 33.3 | 33.3 | 33.3 | 33.3 | 33.3 | 33.3
NSR WEPCO Settlement - SO2 Cap Annual v3.1 | 1102 | 1885 | Rate Constraint in MTons | FALSE | L | Annual | Standard SO2 | Thousand Tons | 33.3 | 33.3 | 33.3 | 33.3 | 33.3 | 33.3 | 33.3
NSR WEPCO Settlement - SO2 Cap Annual v3.1 | 1102 | 1885 | Rate Constraint in MTons | FALSE | L | Annual | Emissions at Affected Plants SO2 | Thousand Tons | 10.158 | 3.833 | 3.833 | 3.833 | 3.8254 | 3.7911 | 3.6253
NSR WEPCO Settlement - SO2 Cap Annual v3.1 | 1102 | 1885 | Rate Constraint in MTons | FALSE | L | Annual | Allowances Purchased SO2 | Thousand Tons | 0 | 0 | 0 | 0 | 0 | 0 | 0
NSR WEPCO Settlement - SO2 Cap Annual v3.1 | 1102 | 1885 | Rate Constraint in MTons | FALSE | L | Annual | Allowances Sold SO2 | Thousand Tons | 0 | 0 | 0 | 0 | 0 | 0 | 0
NSR WEPCO Settlement - SO2 Cap Annual v3.1 | 1102 | 1885 | Rate Constraint in MTons | FALSE | L | Annual | Allowances Banked | Thousand Tons | 0 | 0 | 0 | 0 | 0 | 0 | 0
NSR WEPCO Settlement - SO2 Cap Annual v3.1 | 1102 | 1885 | Rate Constraint in MTons | FALSE | L | Annual | Allowances Withdrawn (1:1) | Thousand Tons | 0 | 0 | 0 | 0 | 0 | 0 | 0
NSR WEPCO Settlement - SO2 Cap Annual v3.1 | 1102 | 1885 | Rate Constraint in MTons | FALSE | L | Annual | Allowances Withdrawn (n:1) | Thousand Tons | 0 | 0 | 0 | 0 | 0 | 0 | 0
NSR WEPCO Settlement - SO2 Cap Annual v3.1 | 1102 | 1885 | Rate Constraint in MTons | FALSE | L | Annual | Net Emissions Allowance Position | Thousand Tons | 10.158 | 3.833 | 3.833 | 3.833 | 3.8254 | 3.7911 | 3.6253
NSR WEPCO Settlement - SO2 Cap Annual v3.1 | 1102 | 1885 | Rate Constraint in MTons | FALSE | L | Annual | Fuel Consumed | TBtu | 197.0435 | 176.2147 | 176.2147 | 176.2147 | 175.9615 | 173.4716 | 166.6018
NSR WEPCO Settlement - SO2 Cap Annual v3.1 | 1102 | 1885 | Rate Constraint in MTons | FALSE | L | Annual | Rate | lb/MMBtu | 0.1031 | 0.043503 | 0.043503 | 0.043503 | 0.04348 | 0.043709 | 0.043521
NSR WEPCO Settlement - SO2 Cap Annual v3.1 | 1102 | 1885 | Rate Constraint in MTons | FALSE | L | Annual | Generation | TWh | 18.3047 | 16.6335 | 16.6335 | 16.6335 | 16.6088 | 16.3841 | 15.727
NSR WEPCO Settlement - SO2 Cap Annual v3.1 | 1102 | 1885 | Rate Constraint in MTons | FALSE | L | Annual | Qualifying Generation | TWh | 18.3047 | 16.6335 | 16.6335 | 16.6335 | 16.6088 | 16.3841 | 15.727
NSR WEPCO Settlement - SO2 Cap Annual v3.1 | 1102 | 1885 | Rate Constraint in MTons | FALSE | L | Annual | Rate | lb/MWh | 0.55494 | 0.23044 | 0.23044 | 0.23044 | 0.23032 | 0.23139 | 0.23052
NSR WEPCO Settlement - SO2 Cap Annual v3.1 | 1102 | 1885 | Rate Constraint in MTons | FALSE | L | Annual | Constraint Shadow Price | US2011$/Ton | 0 | 0 | 0 | 0 | 0 | 0 | 0
NSR WEPCO Settlement - SO2 Rate Annual v3.1 | 1103 | 1886 | Rate Constraint in lbs/MMBtu | FALSE | L | Annual | Seasons Included | Seasons | Winter, Summer | Winter, Summer | Winter, Summer | Winter, Summer | Winter, Summer | Winter, Summer | Winter, Summer
NSR WEPCO Settlement - SO2 Rate Annual v3.1 | 1103 | 1886 | Rate Constraint in lbs/MMBtu | FALSE | L | Annual | Standard | lb/MMBtu | 0.32 | 0.32 | 0.32 | 0.32 | 0.32 | 0.32 | 0.32
NSR WEPCO Settlement - SO2 Rate Annual v3.1 | 1103 | 1886 | Rate Constraint in lbs/MMBtu | FALSE | L | Annual | Emissions at Affected Plants SO2 | Thousand Tons | 10.158 | 3.833 | 3.833 | 3.833 | 3.8254 | 3.7911 | 3.6253
NSR WEPCO Settlement - SO2 Rate Annual v3.1 | 1103 | 1886 | Rate Constraint in lbs/MMBtu | FALSE | L | Annual | Allowances Purchased SO2 | Thousand Tons | 0 | 0 | 0 | 0 | 0 | 0 | 0
NSR WEPCO Settlement - SO2 Rate Annual v3.1 | 1103 | 1886 | Rate Constraint in lbs/MMBtu | FALSE | L | Annual | Allowances Sold SO2 | Thousand Tons | 0 | 0 | 0 | 0 | 0 | 0 | 0
NSR WEPCO Settlement - SO2 Rate Annual v3.1 | 1103 | 1886 | Rate Constraint in lbs/MMBtu | FALSE | L | Annual | Allowances Banked | Thousand Tons | 0 | 0 | 0 | 0 | 0 | 0 | 0
NSR WEPCO Settlement - SO2 Rate Annual v3.1 | 1103 | 1886 | Rate Constraint in lbs/MMBtu | FALSE | L | Annual | Allowances Withdrawn (1:1) | Thousand Tons | 0 | 0 | 0 | 0 | 0 | 0 | 0
NSR WEPCO Settlement - SO2 Rate Annual v3.1 | 1103 | 1886 | Rate Constraint in lbs/MMBtu | FALSE | L | Annual | Allowances Withdrawn (n:1) | Thousand Tons | 0 | 0 | 0 | 0 | 0 | 0 | 0
NSR WEPCO Settlement - SO2 Rate Annual v3.1 | 1103 | 1886 | Rate Constraint in lbs/MMBtu | FALSE | L | Annual | Net Emissions Allowance Position | Thousand Tons | 10.158 | 3.833 | 3.833 | 3.833 | 3.8254 | 3.7911 | 3.6253
NSR WEPCO Settlement - SO2 Rate Annual v3.1 | 1103 | 1886 | Rate Constraint in lbs/MMBtu | FALSE | L | Annual | Fuel Consumed | TBtu | 197.0435 | 176.2147 | 176.2147 | 176.2147 | 175.9615 | 173.4716 | 166.6018
NSR WEPCO Settlement - SO2 Rate Annual v3.1 | 1103 | 1886 | Rate Constraint in lbs/MMBtu | FALSE | L | Annual | Rate | lb/MMBtu | 0.1031 | 0.043503 | 0.043503 | 0.043503 | 0.04348 | 0.043709 | 0.043521
NSR WEPCO Settlement - SO2 Rate Annual v3.1 | 1103 | 1886 | Rate Constraint in lbs/MMBtu | FALSE | L | Annual | Generation | TWh | 18.3047 | 16.6335 | 16.6335 | 16.6335 | 16.6088 | 16.3841 | 15.727
NSR WEPCO Settlement - SO2 Rate Annual v3.1 | 1103 | 1886 | Rate Constraint in lbs/MMBtu | FALSE | L | Annual | Qualifying Generation | TWh | 18.3047 | 16.6335 | 16.6335 | 16.6335 | 16.6088 | 16.3841 | 15.727
NSR WEPCO Settlement - SO2 Rate Annual v3.1 | 1103 | 1886 | Rate Constraint in lbs/MMBtu | FALSE | L | Annual | Rate | lb/MWh | 0.55494 | 0.23044 | 0.23044 | 0.23044 | 0.23032 | 0.23139 | 0.23052
NSR WEPCO Settlement - SO2 Rate Annual v3.1 | 1103 | 1886 | Rate Constraint in lbs/MMBtu | FALSE | L | Annual | Constraint Shadow Price | US2011$/Ton | 0 | 0 | 0 | 0 | 0 | 0 | 0
NSR Westar Consent - Nox Cap Annual v4.10 | 1104 | 2220 | Rate Constraint in MTons | FALSE | L | Annual | Seasons Included | Seasons | Winter, Summer | Winter, Summer | Winter, Summer | Winter, Summer | Winter, Summer | Winter, Summer | Winter, Summer
NSR Westar Consent - Nox Cap Annual v4.10 | 1104 | 2220 | Rate Constraint in MTons | FALSE | L | Annual | Standard | Thousand Tons | 9.6 | 9.6 | 9.6 | 9.6 | 9.6 | 9.6 | 9.6
NSR Westar Consent - Nox Cap Annual v4.10 | 1104 | 2220 | Rate Constraint in MTons | FALSE | L | Annual | Standard NOX | Thousand Tons | 9.6 | 9.6 | 9.6 | 9.6 | 9.6 | 9.6 | 9.6
NSR Westar Consent - Nox Cap Annual v4.10 | 1104 | 2220 | Rate Constraint in MTons | FALSE | L | Annual | Emissions at Affected Plants NOX | Thousand Tons | 8.803 | 8.803 | 8.803 | 8.803 | 8.803 | 8.803 | 8.803
NSR Westar Consent - Nox Cap Annual v4.10 | 1104 | 2220 | Rate Constraint in MTons | FALSE | L | Annual | Allowances Purchased NOX | Thousand Tons | 0 | 0 | 0 | 0 | 0 | 0 | 0
NSR Westar Consent - Nox Cap Annual v4.10 | 1104 | 2220 | Rate Constraint in MTons | FALSE | L | Annual | Allowances Sold NOX | Thousand Tons | 0 | 0 | 0 | 0 | 0 | 0 | 0
NSR Westar Consent - Nox Cap Annual v4.10 | 1104 | 2220 | Rate Constraint in MTons | FALSE | L | Annual | Allowances Banked | Thousand Tons | 0 | 0 | 0 | 0 | 0 | 0 | 0
NSR Westar Consent - Nox Cap Annual v4.10 | 1104 | 2220 | Rate Constraint in MTons | FALSE | L | Annual | Allowances Withdrawn (1:1) | Thousand Tons | 0 | 0 | 0 | 0 | 0 | 0 | 0
NSR Westar Consent - Nox Cap Annual v4.10 | 1104 | 2220 | Rate Constraint in MTons | FALSE | L | Annual | Allowances Withdrawn (n:1) | Thousand Tons | 0 | 0 | 0 | 0 | 0 | 0 | 0
NSR Westar Consent - Nox Cap Annual v4.10 | 1104 | 2220 | Rate Constraint in MTons | FALSE | L | Annual | Net Emissions Allowance Position | Thousand Tons | 8.803 | 8.803 | 8.803 | 8.803 | 8.803 | 8.803 | 8.803
NSR Westar Consent - Nox Cap Annual v4.10 | 1104 | 2220 | Rate Constraint in MTons | FALSE | L | Annual | Fuel Consumed | TBtu | 176.0604 | 176.0604 | 176.0604 | 176.0604 | 176.0604 | 176.0604 | 176.0604
NSR Westar Consent - Nox Cap Annual v4.10 | 1104 | 2220 | Rate Constraint in MTons | FALSE | L | Annual | Rate | lb/MMBtu | 0.1 | 0.1 | 0.1 | 0.1 | 0.1 | 0.1 | 0.1
NSR Westar Consent - Nox Cap Annual v4.10 | 1104 | 2220 | Rate Constraint in MTons | FALSE | L | Annual | Generation | TWh | 15.778 | 15.778 | 15.778 | 15.778 | 15.778 | 15.778 | 15.778
NSR Westar Consent - Nox Cap Annual v4.10 | 1104 | 2220 | Rate Constraint in MTons | FALSE | L | Annual | Qualifying Generation | TWh | 15.778 | 15.778 | 15.778 | 15.778 | 15.778 | 15.778 | 15.778
NSR Westar Consent - Nox Cap Annual v4.10 | 1104 | 2220 | Rate Constraint in MTons | FALSE | L | Annual | Rate | lb/MWh | 0.55793 | 0.55793 | 0.55793 | 0.55793 | 0.55793 | 0.55793 | 0.55793
NSR Westar Consent - Nox Cap Annual v4.10 | 1104 | 2220 | Rate Constraint in MTons | FALSE | L | Annual | Constraint Shadow Price | US2011$/Ton | 0 | 0 | 0 | 0 | 0 | 0 | 0
NSR Westar Consent - NOX Rate Annual v4.10, Unit 4205 and retrofits | 1105 | 2221 | Rate Constraint in lbs/MMBtu | FALSE | L | Annual | Seasons Included | Seasons | Winter, Summer | Winter, Summer | Winter, Summer | Winter, Summer | Winter, Summer | Winter, Summer | Winter, Summer
NSR Westar Consent - NOX Rate Annual v4.10, Unit 4205 and retrofits | 1105 | 2221 | Rate Constraint in lbs/MMBtu | FALSE | L | Annual | Standard | lb/MMBtu | 0.1 | 0.1 | 0.1 | 0.1 | 0.1 | 0.1 | 0.1
NSR Westar Consent - NOX Rate Annual v4.10, Unit 4205 and retrofits | 1105 | 2221 | Rate Constraint in lbs/MMBtu | FALSE | L | Annual | Emissions at Affected Plants NOX | Thousand Tons | 2.9446 | 2.9446 | 2.9446 | 2.9446 | 2.9446 | 2.9446 | 2.9446
NSR Westar Consent - NOX Rate Annual v4.10, Unit 4205 and retrofits | 1105 | 2221 | Rate Constraint in lbs/MMBtu | FALSE | L | Annual | Allowances Purchased NOX | Thousand Tons | 0 | 0 | 0 | 0 | 0 | 0 | 0
NSR Westar Consent - NOX Rate Annual v4.10, Unit 4205 and retrofits | 1105 | 2221 | Rate Constraint in lbs/MMBtu | FALSE | L | Annual | Allowances Sold NOX | Thousand Tons | 0 | 0 | 0 | 0 | 0 | 0 | 0
NSR Westar Consent - NOX Rate Annual v4.10, Unit 4205 and retrofits | 1105 | 2221 | Rate Constraint in lbs/MMBtu | FALSE | L | Annual | Allowances Banked | Thousand Tons | 0 | 0 | 0 | 0 | 0 | 0 | 0
NSR Westar Consent - NOX Rate Annual v4.10, Unit 4205 and retrofits | 1105 | 2221 | Rate Constraint in lbs/MMBtu | FALSE | L | Annual | Allowances Withdrawn (1:1) | Thousand Tons | 0 | 0 | 0 | 0 | 0 | 0 | 0
NSR Westar Consent - NOX Rate Annual v4.10, Unit 4205 and retrofits | 1105 | 2221 | Rate Constraint in lbs/MMBtu | FALSE | L | Annual | Allowances Withdrawn (n:1) | Thousand Tons | 0 | 0 | 0 | 0 | 0 | 0 | 0
NSR Westar Consent - NOX Rate Annual v4.10, Unit 4205 and retrofits | 1105 | 2221 | Rate Constraint in lbs/MMBtu | FALSE | L | Annual | Net Emissions Allowance Position | Thousand Tons | 2.9446 | 2.9446 | 2.9446 | 2.9446 | 2.9446 | 2.9446 | 2.9446
NSR Westar Consent - NOX Rate Annual v4.10, Unit 4205 and retrofits | 1105 | 2221 | Rate Constraint in lbs/MMBtu | FALSE | L | Annual | Fuel Consumed | TBtu | 58.8929 | 58.8929 | 58.8929 | 58.8929 | 58.8929 | 58.8929 | 58.8929
NSR Westar Consent - NOX Rate Annual v4.10, Unit 4205 and retrofits | 1105 | 2221 | Rate Constraint in lbs/MMBtu | FALSE | L | Annual | Rate | lb/MMBtu | 0.1 | 0.1 | 0.1 | 0.1 | 0.1 | 0.1 | 0.1
NSR Westar Consent - NOX Rate Annual v4.10, Unit 4205 and retrofits | 1105 | 2221 | Rate Constraint in lbs/MMBtu | FALSE | L | Annual | Generation | TWh | 5.2715 | 5.2715 | 5.2715 | 5.2715 | 5.2715 | 5.2715 | 5.2715
NSR Westar Consent - NOX Rate Annual v4.10, Unit 4205 and retrofits | 1105 | 2221 | Rate Constraint in lbs/MMBtu | FALSE | L | Annual | Qualifying Generation | TWh | 5.2715 | 5.2715 | 5.2715 | 5.2715 | 5.2715 | 5.2715 | 5.2715
NSR Westar Consent - NOX Rate Annual v4.10, Unit 4205 and retrofits | 1105 | 2221 | Rate Constraint in lbs/MMBtu | FALSE | L | Annual | Rate | lb/MWh | 0.5586 | 0.5586 | 0.5586 | 0.5586 | 0.5586 | 0.5586 | 0.5586
NSR Westar Consent - NOX Rate Annual v4.10, Unit 4205 and retrofits | 1105 | 2221 | Rate Constraint in lbs/MMBtu | FALSE | L | Annual | Constraint Shadow Price | US2011$/Ton | 0 | 0 | 0 | 0 | 0 | 0 | 0
NSR Westar Consent - NOX Rate Annual v4.10, Unit 4211 and retrofits | 1106 | 2221 | Rate Constraint in lbs/MMBtu | FALSE | L | Annual | Seasons Included | Seasons | Winter, Summer | Winter, Summer | Winter, Summer | Winter, Summer | Winter, Summer | Winter, Summer | Winter, Summer
NSR Westar Consent - NOX Rate Annual v4.10, Unit 4211 and retrofits | 1106 | 2221 | Rate Constraint in lbs/MMBtu | FALSE | L | Annual | Standard | lb/MMBtu | 0.1 | 0.1 | 0.1 | 0.1 | 0.1 | 0.1 | 0.1
NSR Westar Consent - NOX Rate Annual v4.10, Unit 4211 and retrofits | 1106 | 2221 | Rate Constraint in lbs/MMBtu | FALSE | L | Annual | Emissions at Affected Plants NOX | Thousand Tons | 2.9143 | 2.9143 | 2.9143 | 2.9143 | 2.9143 | 2.9143 | 2.9143
NSR Westar Consent - NOX Rate Annual v4.10, Unit 4211 and retrofits | 1106 | 2221 | Rate Constraint in lbs/MMBtu | FALSE | L | Annual | Allowances Purchased NOX | Thousand Tons | 0 | 0 | 0 | 0 | 0 | 0 | 0
NSR Westar Consent - NOX Rate Annual v4.10, Unit 4211 and retrofits | 1106 | 2221 | Rate Constraint in lbs/MMBtu | FALSE | L | Annual | Allowances Sold NOX | Thousand Tons | 0 | 0 | 0 | 0 | 0 | 0 | 0
NSR Westar Consent - NOX Rate Annual v4.10, Unit 4211 and retrofits | 1106 | 2221 | Rate Constraint in lbs/MMBtu | FALSE | L | Annual | Allowances Banked | Thousand Tons | 0 | 0 | 0 | 0 | 0 | 0 | 0
NSR Westar Consent - NOX Rate Annual v4.10, Unit 4211 and retrofits | 1106 | 2221 | Rate Constraint in lbs/MMBtu | FALSE | L | Annual | Allowances Withdrawn (1:1) | Thousand Tons | 0 | 0 | 0 | 0 | 0 | 0 | 0
NSR Westar Consent - NOX Rate Annual v4.10, Unit 4211 and retrofits | 1106 | 2221 | Rate Constraint in lbs/MMBtu | FALSE | L | Annual | Allowances Withdrawn (n:1) | Thousand Tons | 0 | 0 | 0 | 0 | 0 | 0 | 0
NSR Westar Consent - NOX Rate Annual v4.10, Unit 4211 and retrofits | 1106 | 2221 | Rate Constraint in lbs/MMBtu | FALSE | L | Annual | Net Emissions Allowance Position | Thousand Tons | 2.9143 | 2.9143 | 2.9143 | 2.9143 | 2.9143 | 2.9143 | 2.9143
NSR Westar Consent - NOX Rate Annual v4.10, Unit 4211 and retrofits | 1106 | 2221 | Rate Constraint in lbs/MMBtu | FALSE | L | Annual | Fuel Consumed | TBtu | 58.2862 | 58.2862 | 58.2862 | 58.2862 | 58.2862 | 58.2862 | 58.2862
NSR Westar Consent - NOX Rate Annual v4.10, Unit 4211 and retrofits | 1106 | 2221 | Rate Constraint in lbs/MMBtu | FALSE | L | Annual | Rate | lb/MMBtu | 0.1 | 0.1 | 0.1 | 0.1 | 0.1 | 0.1 | 0.1
NSR Westar Consent - NOX Rate Annual v4.10, Unit 4211 and retrofits | 1106 | 2221 | Rate Constraint in lbs/MMBtu | FALSE | L | Annual | Generation | TWh | 5.2204 | 5.2204 | 5.2204 | 5.2204 | 5.2204 | 5.2204 | 5.2204
NSR Westar Consent - NOX Rate Annual v4.10, Unit 4211 and retrofits | 1106 | 2221 | Rate Constraint in lbs/MMBtu | FALSE | L | Annual | Qualifying Generation | TWh | 5.2204 | 5.2204 | 5.2204 | 5.2204 | 5.2204 | 5.2204 | 5.2204
NSR Westar Consent - NOX Rate Annual v4.10, Unit 4211 and retrofits | 1106 | 2221 | Rate Constraint in lbs/MMBtu | FALSE | L | Annual | Rate | lb/MWh | 0.55825 | 0.55825 | 0.55825 | 0.55825 | 0.55825 | 0.55825 | 0.55825
NSR Westar Consent - NOX Rate Annual v4.10, Unit 4211 and retrofits | 1106 | 2221 | Rate Constraint in lbs/MMBtu | FALSE | L | Annual | Constraint Shadow Price | US2011$/Ton | 0 | 0 | 0 | 0 | 0 | 0 | 0
NSR Westar Consent - NOX Rate Annual v4.10, Unit 4212 and retrofits | 1107 | 2221 | Rate Constraint in lbs/MMBtu | FALSE | L | Annual | Seasons Included | Seasons | Winter, Summer | Winter, Summer | Winter, Summer | Winter, Summer | Winter, Summer | Winter, Summer | Winter, Summer
NSR Westar Consent - NOX Rate Annual v4.10, Unit 4212 and retrofits | 1107 | 2221 | Rate Constraint in lbs/MMBtu | FALSE | L | Annual | Standard | lb/MMBtu | 0.1 | 0.1 | 0.1 | 0.1 | 0.1 | 0.1 | 0.1
NSR Westar Consent - NOX Rate Annual v4.10, Unit 4212 and retrofits | 1107 | 2221 | Rate Constraint in lbs/MMBtu | FALSE | L | Annual | Emissions at Affected Plants NOX | Thousand Tons | 2.9441 | 2.9441 | 2.9441 | 2.9441 | 2.9441 | 2.9441 | 2.9441
NSR Westar Consent - NOX Rate Annual v4.10, Unit 4212 and retrofits | 1107 | 2221 | Rate Constraint in lbs/MMBtu | FALSE | L | Annual | Allowances Purchased NOX | Thousand Tons | 0 | 0 | 0 | 0 | 0 | 0 | 0
NSR Westar Consent - NOX Rate Annual v4.10, Unit 4212 and retrofits | 1107 | 2221 | Rate Constraint in lbs/MMBtu | FALSE | L | Annual | Allowances Sold NOX | Thousand Tons | 0 | 0 | 0 | 0 | 0 | 0 | 0
NSR Westar Consent - NOX Rate Annual v4.10, Unit 4212 and retrofits | 1107 | 2221 | Rate Constraint in lbs/MMBtu | FALSE | L | Annual | Allowances Banked | Thousand Tons | 0 | 0 | 0 | 0 | 0 | 0 | 0
NSR Westar Consent - NOX Rate Annual v4.10, Unit 4212 and retrofits | 1107 | 2221 | Rate Constraint in lbs/MMBtu | FALSE | L | Annual | Allowances Withdrawn (1:1) | Thousand Tons | 0 | 0 | 0 | 0 | 0 | 0 | 0
NSR Westar Consent - NOX Rate Annual v4.10, Unit 4212 and retrofits | 1107 | 2221 | Rate Constraint in lbs/MMBtu | FALSE | L | Annual | Allowances Withdrawn (n:1) | Thousand Tons | 0 | 0 | 0 | 0 | 0 | 0 | 0
NSR Westar Consent - NOX Rate Annual v4.10, Unit 4212 and retrofits | 1107 | 2221 | Rate Constraint in lbs/MMBtu | FALSE | L | Annual | Net Emissions Allowance Position | Thousand Tons | 2.9441 | 2.9441 | 2.9441 | 2.9441 | 2.9441 | 2.9441 | 2.9441
NSR Westar Consent - NOX Rate Annual v4.10, Unit 4212 and retrofits | 1107 | 2221 | Rate Constraint in lbs/MMBtu | FALSE | L | Annual | Fuel Consumed | TBtu | 58.8814 | 58.8814 | 58.8814 | 58.8814 | 58.8814 | 58.8814 | 58.8814
NSR Westar Consent - NOX Rate Annual v4.10, Unit 4212 and retrofits | 1107 | 2221 | Rate Constraint in lbs/MMBtu | FALSE | L | Annual | Rate | lb/MMBtu | 0.1 | 0.1 | 0.1 | 0.1 | 0.1 | 0.1 | 0.1
NSR Westar Consent - NOX Rate Annual v4.10, Unit 4212 and retrofits | 1107 | 2221 | Rate Constraint in lbs/MMBtu | FALSE | L | Annual | Generation | TWh | 5.2861 | 5.2861 | 5.2861 | 5.2861 | 5.2861 | 5.2861 | 5.2861
NSR Westar Consent - NOX Rate Annual v4.10, Unit 4212 and retrofits | 1107 | 2221 | Rate Constraint in lbs/MMBtu | FALSE | L | Annual | Qualifying Generation | TWh | 5.2861 | 5.2861 | 5.2861 | 5.2861 | 5.2861 | 5.2861 | 5.2861
NSR Westar Consent - NOX Rate Annual v4.10, Unit 4212 and retrofits | 1107 | 2221 | Rate Constraint in lbs/MMBtu | FALSE | L | Annual | Rate | lb/MWh | 0.55695 | 0.55695 | 0.55695 | 0.55695 | 0.55695 | 0.55695 | 0.55695
NSR Westar Consent - NOX Rate Annual v4.10, Unit 4212 and retrofits | 1107 | 2221 | Rate Constraint in lbs/MMBtu | FALSE | L | Annual | Constraint Shadow Price | US2011$/Ton | 0 | 0 | 0 | 0 | 0 | 0 | 0
NSR Westar Consent - SO2 Cap Annual v4.10 | 1108 | 2292 | Rate Constraint in MTons | FALSE | L | Annual | Seasons Included | Seasons | Winter, Summer | Winter, Summer | Winter, Summer | Winter, Summer | Winter, Summer | Winter, Summer | Winter, Summer
NSR Westar Consent - SO2 Cap Annual v4.10 | 1108 | 2292 | Rate Constraint in MTons | FALSE | L | Annual | Standard | Thousand Tons | 6.6 | 6.6 | 6.6 | 6.6 | 6.6 | 6.6 | 6.6
NSR Westar Consent - SO2 Cap Annual v4.10 | 1108 | 2292 | Rate Constraint in MTons | FALSE | L | Annual | Standard SO2 | Thousand Tons | 6.6 | 6.6 | 6.6 | 6.6 | 6.6 | 6.6 | 6.6
NSR Westar Consent - SO2 Cap Annual v4.10 | 1108 | 2292 | Rate Constraint in MTons | FALSE | L | Annual | Emissions at Affected Plants SO2 | Thousand Tons | 5.2818 | 5.2818 | 5.2818 | 5.2818 | 5.2818 | 5.2818 | 5.2818
NSR Westar Consent - SO2 Cap Annual v4.10 | 1108 | 2292 | Rate Constraint in MTons | FALSE | L | Annual | Allowances Purchased SO2 | Thousand Tons | 0 | 0 | 0 | 0 | 0 | 0 | 0
NSR Westar Consent - SO2 Cap Annual v4.10 | 1108 | 2292 | Rate Constraint in MTons | FALSE | L | Annual | Allowances Sold SO2 | Thousand Tons | 0 | 0 | 0 | 0 | 0 | 0 | 0
NSR Westar Consent - SO2 Cap Annual v4.10 | 1108 | 2292 | Rate Constraint in MTons | FALSE | L | Annual | Allowances Banked | Thousand Tons | 0 | 0 | 0 | 0 | 0 | 0 | 0
NSR Westar Consent - SO2 Cap Annual v4.10 | 1108 | 2292 | Rate Constraint in MTons | FALSE | L | Annual | Allowances Withdrawn (1:1) | Thousand Tons | 0 | 0 | 0 | 0 | 0 | 0 | 0
NSR Westar Consent - SO2 Cap Annual v4.10 | 1108 | 2292 | Rate Constraint in MTons | FALSE | L | Annual | Allowances Withdrawn (n:1) | Thousand Tons | 0 | 0 | 0 | 0 | 0 | 0 | 0
NSR Westar Consent - SO2 Cap Annual v4.10 | 1108 | 2292 | Rate Constraint in MTons | FALSE | L | Annual | Net Emissions Allowance Position | Thousand Tons | 5.2818 | 5.2818 | 5.2818 | 5.2818 | 5.2818 | 5.2818 | 5.2818
NSR Westar Consent - SO2 Cap Annual v4.10 | 1108 | 2292 | Rate Constraint in MTons | FALSE | L | Annual | Fuel Consumed | TBtu | 176.0604 | 176.0604 | 176.0604 | 176.0604 | 176.0604 | 176.0604 | 176.0604
NSR Westar Consent - SO2 Cap Annual v4.10 | 1108 | 2292 | Rate Constraint in MTons | FALSE | L | Annual | Rate | lb/MMBtu | 0.06 | 0.06 | 0.06 | 0.06 | 0.06 | 0.06 | 0.06
NSR Westar Consent - SO2 Cap Annual v4.10 | 1108 | 2292 | Rate Constraint in MTons | FALSE | L | Annual | Generation | TWh | 15.778 | 15.778 | 15.778 | 15.778 | 15.778 | 15.778 | 15.778
NSR Westar Consent - SO2 Cap Annual v4.10 | 1108 | 2292 | Rate Constraint in MTons | FALSE | L | Annual | Qualifying Generation | TWh | 15.778 | 15.778 | 15.778 | 15.778 | 15.778 | 15.778 | 15.778
NSR Westar Consent - SO2 Cap Annual v4.10 | 1108 | 2292 | Rate Constraint in MTons | FALSE | L | Annual | Rate | lb/MWh | 0.33476 | 0.33476 | 0.33476 | 0.33476 | 0.33476 | 0.33476 | 0.33476
NSR Westar Consent - SO2 Cap Annual v4.10 | 1108 | 2292 | Rate Constraint in MTons | FALSE | L | Annual | Constraint Shadow Price | US2011$/Ton | 0 | 0 | 0 | 0 | 0 | 0 | 0
NSR Westar Consent - SO2 Rate Annual v4.10 | 1109 | 2293 | MACT Fuel Choice Floor in lbs/MMBtu | FALSE | L | Annual | Seasons Included | Seasons | Winter, Summer | Winter, Summer | Winter, Summer | Winter, Summer | Winter, Summer | Winter, Summer | Winter, Summer
NSR Westar Consent - SO2 Rate Annual v4.10 | 1109 | 2293 | MACT Fuel Choice Floor in lbs/MMBtu | FALSE | L | Annual | Emission Floor | lb/MMBtu | 0.07 | 0.07 | 0.07 | 0.07 | 0.07 | 0.07 | 0.07
NSR Westar Consent - SO2 Rate Annual v4.10 | 1109 | 2293 | MACT Fuel Choice Floor in lbs/MMBtu | FALSE | L | Annual | Emissions at Affected Plants SO2 | Thousand Tons | 5.2818 | 5.2818 | 5.2818 | 5.2818 | 5.2818 | 5.2818 | 5.2818
NSR Westar Consent - SO2 Rate Annual v4.10 | 1109 | 2293 | MACT Fuel Choice Floor in lbs/MMBtu | FALSE | L | Annual | Allowances Purchased SO2 | Thousand Tons | 0 | 0 | 0 | 0 | 0 | 0 | 0
NSR Westar Consent - SO2 Rate Annual v4.10 | 1109 | 2293 | MACT Fuel Choice Floor in lbs/MMBtu | FALSE | L | Annual | Allowances Sold SO2 | Thousand Tons | 0 | 0 | 0 | 0 | 0 | 0 | 0
NSR Westar Consent - SO2 Rate Annual v4.10 | 1109 | 2293 | MACT Fuel Choice Floor in lbs/MMBtu | FALSE | L | Annual | Allowances Banked | Thousand Tons | 0 | 0 | 0 | 0 | 0 | 0 | 0
NSR Westar Consent - SO2 Rate Annual v4.10 | 1109 | 2293 | MACT Fuel Choice Floor in lbs/MMBtu | FALSE | L | Annual | Allowances Withdrawn (1:1) | Thousand Tons | 0 | 0 | 0 | 0 | 0 | 0 | 0
NSR Westar Consent - SO2 Rate Annual v4.10 | 1109 | 2293 | MACT Fuel Choice Floor in lbs/MMBtu | FALSE | L | Annual | Allowances Withdrawn (n:1) | Thousand Tons | 0 | 0 | 0 | 0 | 0 | 0 | 0
NSR Westar Consent - SO2 Rate Annual v4.10 | 1109 | 2293 | MACT Fuel Choice Floor in lbs/MMBtu | FALSE | L | Annual | Net Emissions Allowance Position | Thousand Tons | 5.2818 | 5.2818 | 5.2818 | 5.2818 | 5.2818 | 5.2818 | 5.2818
NSR Westar Consent - SO2 Rate Annual v4.10 | 1109 | 2293 | MACT Fuel Choice Floor in lbs/MMBtu | FALSE | L | Annual | Fuel Consumed | TBtu | 176.0604 | 176.0604 | 176.0604 | 176.0604 | 176.0604 | 176.0604 | 176.0604
NSR Westar Consent - SO2 Rate Annual v4.10 | 1109 | 2293 | MACT Fuel Choice Floor in lbs/MMBtu | FALSE | L | Annual | Rate | lb/MMBtu | 0.06 | 0.06 | 0.06 | 0.06 | 0.06 | 0.06 | 0.06
NSR Westar Consent - SO2 Rate Annual v4.10 | 1109 | 2293 | MACT Fuel Choice Floor in lbs/MMBtu | FALSE | L | Annual | Generation | TWh | 15.778 | 15.778 | 15.778 | 15.778 | 15.778 | 15.778 | 15.778
NSR Westar Consent - SO2 Rate Annual v4.10 | 1109 | 2293 | MACT Fuel Choice Floor in lbs/MMBtu | FALSE | L | Annual | Qualifying Generation | TWh | 15.778 | 15.778 | 15.778 | 15.778 | 15.778 | 15.778 | 15.778
NSR Westar Consent - SO2 Rate Annual v4.10 | 1109 | 2293 | MACT Fuel Choice Floor in lbs/MMBtu | FALSE | L | Annual | Constraint Shadow Price | US2011$/Ton | 0 | 0 | 0 | 0 | 0 | 0 | 0
NSR Winyah 1 - NOX Rate Annual v3.1, Unit 5819 and retrofits | 1110 | 1953 | Rate Constraint in lbs/MMBtu | FALSE | L | Annual | Seasons Included | Seasons | Winter, Summer | Winter, Summer | Winter, Summer | Winter, Summer | Winter, Summer | Winter, Summer | Winter, Summer
NSR Winyah 1 - NOX Rate Annual v3.1, Unit 5819 and retrofits | 1110 | 1953 | Rate Constraint in lbs/MMBtu | FALSE | L | Annual | Standard | lb/MMBtu | 0.1 | 0.1 | 0.1 | 0.1 | 0.1 | 0.1 | 0.1
NSR Winyah 1 - NOX Rate Annual v3.1, Unit 5819 and retrofits | 1110 | 1953 | Rate Constraint in lbs/MMBtu | FALSE | L | Annual | Emissions at Affected Plants NOX | Thousand Tons | 0 | 0 | 0 | 0 | 0 | 0 | 0
NSR Winyah 1 - NOX Rate Annual v3.1, Unit 5819 and retrofits | 1110 | 1953 | Rate Constraint in lbs/MMBtu | FALSE | L | Annual | Allowances Purchased NOX | Thousand Tons | 0 | 0 | 0 | 0 | 0 | 0 | 0
NSR Winyah 1 - NOX Rate Annual v3.1, Unit 5819 and retrofits | 1110 | 1953 | Rate Constraint in lbs/MMBtu | FALSE | L | Annual | Allowances Sold NOX | Thousand Tons | 0 | 0 | 0 | 0 | 0 | 0 | 0
NSR Winyah 1 - NOX Rate Annual v3.1, Unit 5819 and retrofits | 1110 | 1953 | Rate Constraint in lbs/MMBtu | FALSE | L | Annual | Allowances Banked | Thousand Tons | 0 | 0 | 0 | 0 | 0 | 0 | 0
NSR Winyah 1 - NOX Rate Annual v3.1, Unit 5819 and retrofits | 1110 | 1953 | Rate Constraint in lbs/MMBtu | FALSE | L | Annual | Allowances Withdrawn (1:1) | Thousand Tons | 0 | 0 | 0 | 0 | 0 | 0 | 0
NSR Winyah 1 - NOX Rate Annual v3.1, Unit 5819 and retrofits | 1110 | 1953 | Rate Constraint in lbs/MMBtu | FALSE | L | Annual | Allowances Withdrawn (n:1) | Thousand Tons | 0 | 0 | 0 | 0 | 0 | 0 | 0
NSR Winyah 1 - NOX Rate Annual v3.1, Unit 5819 and retrofits | 1110 | 1953 | Rate Constraint in lbs/MMBtu | FALSE | L | Annual | Net Emissions Allowance Position | Thousand Tons | 0 | 0 | 0 | 0 | 0 | 0 | 0
NSR Winyah 1 - NOX Rate Annual v3.1, Unit 5819 and retrofits | 1110 | 1953 | Rate Constraint in lbs/MMBtu | FALSE | L | Annual | Fuel Consumed | TBtu | 0 | 0 | 0 | 0 | 0 | 0 | 0
NSR Winyah 1 - NOX Rate Annual v3.1, Unit 5819 and retrofits | 1110 | 1953 | Rate Constraint in lbs/MMBtu | FALSE | L | Annual | Rate | lb/MMBtu | 0 | 0 | 0 | 0 | 0 | 0 | 0
NSR Winyah 1 - NOX Rate Annual v3.1, Unit 5819 and retrofits | 1110 | 1953 | Rate Constraint in lbs/MMBtu | FALSE | L | Annual | Generation | TWh | 0 | 0 | 0 | 0 | 0 | 0 | 0
NSR Winyah 1 - NOX Rate Annual v3.1, Unit 5819 and retrofits | 1110 | 1953 | Rate Constraint in lbs/MMBtu | FALSE | L | Annual | Qualifying Generation | TWh | 0 | 0 | 0 | 0 | 0 | 0 | 0
NSR Winyah 1 - NOX Rate Annual v3.1, Unit 5819 and retrofits | 1110 | 1953 | Rate Constraint in lbs/MMBtu | FALSE | L | Annual | Rate | lb/MWh | 0 | 0 | 0 | 0 | 0 | 0 | 0
NSR Winyah 1 - NOX Rate Annual v3.1, Unit 5819 and retrofits | 1110 | 1953 | Rate Constraint in lbs/MMBtu | FALSE | L | Annual | Constraint Shadow Price | US2011$/Ton | 0 | 0 | 0 | 0 | 0 | 0 | 0
NSR Winyah 2-4 - NOX Rate Annual v3.1, Unit 5816 and retrofits | 1111 | 1952 | Rate Constraint in lbs/MMBtu | FALSE | L | Annual | Seasons Included | Seasons | Winter, Summer | Winter, Summer | Winter, Summer | Winter, Summer | Winter, Summer | Winter, Summer | Winter, Summer
NSR Winyah 2-4 - NOX Rate Annual v3.1, Unit 5816 and retrofits | 1111 | 1952 | Rate Constraint in lbs/MMBtu | FALSE | L | Annual | Standard | lb/MMBtu | 0.12 | 0.12 | 0.12 | 0.12 | 0.12 | 0.12 | 0.12
NSR Winyah 2-4 - NOX Rate Annual v3.1, Unit 5816 and retrofits | 1111 | 1952 | Rate Constraint in lbs/MMBtu | FALSE | L | Annual | Emissions at Affected Plants NOX | Thousand Tons | 0.68089 | 0.77208 | 0.86334 | 0.77208 | 0.33843 | 0.33843 | 0.33843
NSR Winyah 2-4 - NOX Rate Annual v3.1, Unit 5816 and retrofits | 1111 | 1952 | Rate Constraint in lbs/MMBtu | FALSE | L | Annual | Allowances Purchased NOX | Thousand Tons | 0 | 0 | 0 | 0 | 0 | 0 | 0
NSR Winyah 2-4 - NOX Rate Annual v3.1, Unit 5816 and retrofits | 1111 | 1952 | Rate Constraint in lbs/MMBtu | FALSE | L | Annual | Allowances Sold NOX | Thousand Tons | 0 | 0 | 0 | 0 | 0 | 0 | 0
NSR Winyah 2-4 - NOX Rate Annual v3.1, Unit 5816 and retrofits | 1111 | 1952 | Rate Constraint in lbs/MMBtu | FALSE | L | Annual | Allowances Banked | Thousand Tons | 0 | 0 | 0 | 0 | 0 | 0 | 0
NSR Winyah 2-4 - NOX Rate Annual v3.1, Unit 5816 and retrofits | 1111 | 1952 | Rate Constraint in lbs/MMBtu | FALSE | L | Annual | Allowances Withdrawn (1:1) | Thousand Tons | 0 | 0 | 0 | 0 | 0 | 0 | 0
NSR Winyah 2-4 - NOX Rate Annual v3.1, Unit 5816 and retrofits | 1111 | 1952 | Rate Constraint in lbs/MMBtu | FALSE | L | Annual | Allowances Withdrawn (n:1) | Thousand Tons | 0 | 0 | 0 | 0 | 0 | 0 | 0
NSR Winyah 2-4 - NOX Rate Annual v3.1, Unit 5816 and retrofits | 1111 | 1952 | Rate Constraint in lbs/MMBtu | FALSE | L | Annual | Net Emissions Allowance Position | Thousand Tons | 0.68089 | 0.77208 | 0.86334 | 0.77208 | 0.33843 | 0.33843 | 0.33843
NSR Winyah 2-4 - NOX Rate Annual v3.1, Unit 5816 and retrofits | 1111 | 1952 | Rate Constraint in lbs/MMBtu | FALSE | L | Annual | Fuel Consumed | TBtu | 13.4216 | 15.2192 | 17.0181 | 15.2192 | 6.6711 | 6.6711 | 6.6711
NSR Winyah 2-4 - NOX Rate Annual v3.1, Unit 5816 and retrofits | 1111 | 1952 | Rate Constraint in lbs/MMBtu | FALSE | L | Annual | Rate | lb/MMBtu | 0.10146 | 0.10146 | 0.10146 | 0.10146 | 0.10146 | 0.10146 | 0.10146
NSR Winyah 2-4 - NOX Rate Annual v3.1, Unit 5816 and retrofits | 1111 | 1952 | Rate Constraint in lbs/MMBtu | FALSE | L | Annual | Generation | TWh | 1.3124 | 1.4882 | 1.6641 | 1.4882 | 0.65233 | 0.65233 | 0.65233
NSR Winyah 2-4 - NOX Rate Annual v3.1, Unit 5816 and retrofits | 1111 | 1952 | Rate Constraint in lbs/MMBtu | FALSE | L | Annual | Qualifying Generation | TWh | 1.3124 | 1.4882 | 1.6641 | 1.4882 | 0.65233 | 0.65233 | 0.65233
NSR Winyah 2-4 - NOX Rate Annual v3.1, Unit 5816 and retrofits | 1111 | 1952 | Rate Constraint in lbs/MMBtu | FALSE | L | Annual | Rate | lb/MWh | 0.51881 | 0.51881 | 0.51881 | 0.51881 | 0.51881 | 0.51881 | 0.51881
NSR Winyah 2-4 - NOX Rate Annual v3.1, Unit 5816 and retrofits | 1111 | 1952 | Rate Constraint in lbs/MMBtu | FALSE | L | Annual | Constraint Shadow Price | US2011$/Ton | 0 | 0 | 0 | 0 | 0 | 0 | 0
NSR Winyah 2-4 - NOX Rate Annual v3.1, Unit 5817 and retrofits | 1112 | 1952 | Rate Constraint in lbs/MMBtu | FALSE | L | Annual | Seasons Included | Seasons | Winter, Summer | Winter, Summer | Winter, Summer | Winter, Summer | Winter, Summer | Winter, Summer | Winter, Summer
NSR Winyah 2-4 - NOX Rate Annual v3.1, Unit 5817 and retrofits | 1112 | 1952 | Rate Constraint in lbs/MMBtu | FALSE | L | Annual | Standard | lb/MMBtu | 0.12 | 0.12 | 0.12 | 0.12 | 0.12 | 0.12 | 0.12
NSR Winyah 2-4 - NOX Rate Annual v3.1, Unit 5817 and retrofits | 1112 | 1952 | Rate Constraint in lbs/MMBtu | FALSE | L | Annual | Emissions at Affected Plants NOX | Thousand Tons | 0.74183 | 0.79706 | 0.89126 | 0.79706 | 0.45872 | 0.34938 | 0.34938
NSR Winyah 2-4 - NOX Rate Annual v3.1, Unit 5817 and retrofits | 1112 | 1952 | Rate Constraint in lbs/MMBtu | FALSE | L | Annual | Allowances Purchased NOX | Thousand Tons | 0 | 0 | 0 | 0 | 0 | 0 | 0
NSR Winyah 2-4 - NOX Rate Annual v3.1, Unit 5817 and retrofits | 1112 | 1952 | Rate Constraint in lbs/MMBtu | FALSE | L | Annual | Allowances Sold NOX | Thousand Tons | 0 | 0 | 0 | 0 | 0 | 0 | 0
NSR Winyah 2-4 - NOX Rate Annual v3.1, Unit 5817 and retrofits | 1112 | 1952 | Rate Constraint in lbs/MMBtu | FALSE | L | Annual | Allowances Banked | Thousand Tons | 0 | 0 | 0 | 0 | 0 | 0 | 0
NSR Winyah 2-4 - NOX Rate Annual v3.1, Unit 5817 and retrofits | 1112 | 1952 | Rate Constraint in lbs/MMBtu | FALSE | L | Annual | Allowances Withdrawn (1:1) | Thousand Tons | 0 | 0 | 0 | 0 | 0 | 0 | 0
NSR Winyah 2-4 - NOX Rate Annual v3.1, Unit 5817 and retrofits | 1112 | 1952 | Rate Constraint in lbs/MMBtu | FALSE | L | Annual | Allowances Withdrawn (n:1) | Thousand Tons | 0 | 0 | 0 | 0 | 0 | 0 | 0
NSR Winyah 2-4 - NOX Rate Annual v3.1, Unit 5817 and retrofits | 1112 | 1952 | Rate Constraint in lbs/MMBtu | FALSE | L | Annual | Net Emissions Allowance Position | Thousand Tons | 0.74183 | 0.79706 | 0.89126 | 0.79706 | 0.45872 | 0.34938 | 0.34938
NSR Winyah 2-4 - NOX Rate Annual v3.1, Unit 5817 and retrofits | 1112 | 1952 | Rate Constraint in lbs/MMBtu | FALSE | L | Annual | Fuel Consumed | TBtu | 14.1369 | 15.1894 | 16.9847 | 15.1894 | 8.7418 | 6.658 | 6.658
NSR Winyah 2-4 - NOX Rate Annual v3.1, Unit 5817 and retrofits | 1112 | 1952 | Rate Constraint in lbs/MMBtu | FALSE | L | Annual | Rate | lb/MMBtu | 0.10495 | 0.10495 | 0.10495 | 0.10495 | 0.10495 | 0.10495 | 0.10495
NSR Winyah 2-4 - NOX Rate Annual v3.1, Unit 5817 and retrofits | 1112 | 1952 | Rate Constraint in lbs/MMBtu | FALSE | L | Annual | Generation | TWh | 1.3851 | 1.4882 | 1.6641 | 1.4882 | 0.85649 | 0.65233 | 0.65233
NSR Winyah 2-4 - NOX Rate Annual v3.1, Unit 5817 and retrofits | 1112 | 1952 | Rate Constraint in lbs/MMBtu | FALSE | L | Annual | Qualifying Generation | TWh | 1.3851 | 1.4882 | 1.6641 | 1.4882 | 0.85649 | 0.65233 | 0.65233
NSR Winyah 2-4 - NOX Rate Annual v3.1, Unit 5817 and retrofits | 1112 | 1952 | Rate Constraint in lbs/MMBtu | FALSE | L | Annual | Rate | lb/MWh | 0.53558 | 0.53558 | 0.53558 | 0.53558 | 0.53558 | 0.53558 | 0.53558
NSR Winyah 2-4 - NOX Rate Annual v3.1, Unit 5817 and retrofits | 1112 | 1952 | Rate Constraint in lbs/MMBtu | FALSE | L | Annual | Constraint Shadow Price | US2011$/Ton | 0 | 0 | 0 | 0 | 0 | 0 | 0
NSR Winyah 2-4 - NOX Rate Annual v3.1, Unit 5818 and retrofits | 1113 | 1952 | Rate Constraint in lbs/MMBtu | FALSE | L | Annual | Seasons Included | Seasons | Winter, Summer | Winter, Summer | Winter, Summer | Winter, Summer | Winter, Summer | Winter, Summer | Winter, Summer
NSR Winyah 2-4 - NOX Rate Annual v3.1, Unit 5818 and retrofits | 1113 | 1952 | Rate Constraint in lbs/MMBtu | FALSE | L | Annual | Standard | lb/MMBtu | 0.12 | 0.12 | 0.12 | 0.12 | 0.12 | 0.12 | 0.12
NSR Winyah 2-4 - NOX Rate Annual v3.1, Unit 5818 and retrofits | 1113 | 1952 | Rate Constraint in lbs/MMBtu | FALSE | L | Annual | Emissions at Affected Plants NOX | Thousand Tons | 0.047465 | 0.053823 | 0.053823 | 0.053823 | 0.023592 | 0.023592 | 0.023592
NSR Winyah 2-4 - NOX Rate Annual v3.1, Unit 5818 and retrofits | 1113 | 1952 | Rate Constraint in lbs/MMBtu | FALSE | L | Annual | Allowances Purchased NOX | Thousand Tons | 0 | 0 | 0 | 0 | 0 | 0 | 0
NSR Winyah 2-4 - NOX Rate Annual v3.1, Unit 5818 and retrofits | 1113 | 1952 | Rate Constraint in lbs/MMBtu | FALSE | L | Annual | Allowances Sold NOX | Thousand Tons | 0 | 0 | 0 | 0 | 0 | 0 | 0
NSR Winyah 2-4 - NOX Rate Annual v3.1, Unit 5818 and retrofits | 1113 | 1952 | Rate Constraint in lbs/MMBtu | FALSE | L | Annual | Allowances Banked | Thousand Tons | 0 | 0 | 0 | 0 | 0 | 0 | 0
NSR Winyah 2-4 - NOX Rate Annual v3.1, Unit 5818 and retrofits | 1113 | 1952 | Rate Constraint in lbs/MMBtu | FALSE | L | Annual | Allowances Withdrawn (1:1) | Thousand Tons | 0 | 0 | 0 | 0 | 0 | 0 | 0
NSR Winyah 2-4 - NOX Rate Annual v3.1, Unit 5818 and retrofits | 1113 | 1952 | Rate Constraint in lbs/MMBtu | FALSE | L | Annual | Allowances Withdrawn (n:1) | Thousand Tons | 0 | 0 | 0 | 0 | 0 | 0 | 0
NSR Winyah 2-4 - NOX Rate Annual v3.1, Unit 5818 and retrofits | 1113 | 1952 | Rate Constraint in lbs/MMBtu | FALSE | L | Annual | Net Emissions Allowance Position | Thousand Tons | 0.047465 | 0.053823 | 0.053823 | 0.053823 | 0.023592 | 0.023592 | 0.023592
NSR Winyah 2-4 - NOX Rate Annual v3.1, Unit 5818 and retrofits | 1113 | 1952 | Rate Constraint in lbs/MMBtu | FALSE | L | Annual | Fuel Consumed | TBtu | 0.93176 | 1.0566 | 1.0566 | 1.0566 | 0.46312 | 0.46312 | 0.46312
NSR Winyah 2-4 - NOX Rate Annual v3.1, Unit 5818 and retrofits | 1113 | 1952 | Rate Constraint in lbs/MMBtu | FALSE | L | Annual | Rate | lb/MMBtu | 0.10188 | 0.10188 | 0.10188 | 0.10188 | 0.10188 | 0.10188 | 0.10188
NSR Winyah 2-4 - NOX Rate Annual v3.1, Unit 5818 and retrofits | 1113 | 1952 | Rate Constraint in lbs/MMBtu | FALSE | L | Annual | Generation | TWh | 0.090658 | 0.1028 | 0.1028 | 0.1028 | 0.045061 | 0.045061 | 0.045061
NSR Winyah 2-4 - NOX Rate Annual v3.1, Unit 5818 and retrofits | 1113 | 1952 | Rate Constraint in lbs/MMBtu | FALSE | L | Annual | Qualifying Generation | TWh | 0.090658 | 0.1028 | 0.1028 | 0.1028 | 0.045061 | 0.045061 | 0.045061
NSR Winyah 2-4 - NOX Rate Annual v3.1, Unit 5818 and retrofits | 1113 | 1952 | Rate Constraint in lbs/MMBtu | FALSE | L | Annual | Rate | lb/MWh | 0.52356 | 0.52356 | 0.52356 | 0.52356 | 0.52356 | 0.52356 | 0.52356
NSR Winyah 2-4 - NOX Rate Annual v3.1, Unit 5818 and retrofits | 1113 | 1952 | Rate Constraint in lbs/MMBtu | FALSE | L | Annual | Constraint Shadow Price | US2011$/Ton | 0 | 0 | 0 | 0 | 0 | 0 | 0
NSR Wood River 4,5 - SO2 Rate Annual v3.1, Unit 3526 and retrofits | 1114 | 1882 | Rate Constraint in lbs/MMBtu | FALSE | L | Annual | Seasons Included | Seasons | Winter, Summer | Winter, Summer | Winter, Summer | Winter, Summer | Winter, Summer | Winter, Summer | Winter, Summer
NSR Wood River 4,5 - SO2 Rate Annual v3.1, Unit 3526 and retrofits | 1114 | 1882 | Rate Constraint in lbs/MMBtu | FALSE | L | Annual | Standard | lb/MMBtu | 1.2 | 1.2 | 1.2 | 1.2 | 1.2 | 1.2 | 1.2
NSR Wood River 4,5 - SO2 Rate Annual v3.1, Unit 3526 and retrofits | 1114 | 1882 | Rate Constraint in lbs/MMBtu | FALSE | L | Annual | Emissions at Affected Plants SO2 | Thousand Tons | 0 | 0 | 0 | 0 | 0 | 0 | 0
NSR Wood River 4,5 - SO2 Rate Annual v3.1, Unit 3526 and retrofits | 1114 | 1882 | Rate Constraint in lbs/MMBtu | FALSE | L | Annual | Allowances Purchased SO2 | Thousand Tons | 0 | 0 | 0 | 0 | 0 | 0 | 0
NSR Wood River 4,5 - SO2 Rate Annual v3.1, Unit 3526 and retrofits | 1114 | 1882 | Rate Constraint in lbs/MMBtu | FALSE | L | Annual | Allowances Sold SO2 | Thousand Tons | 0 | 0 | 0 | 0 | 0 | 0 | 0
NSR Wood River 4,5 - SO2 Rate Annual v3.1, Unit 3526 and retrofits | 1114 | 1882 | Rate Constraint in lbs/MMBtu | FALSE | L | Annual | Allowances Banked | Thousand Tons | 0 | 0 | 0 | 0 | 0 | 0 | 0
NSR Wood River 4,5 - SO2 Rate Annual v3.1, Unit 3526 and retrofits | 1114 | 1882 | Rate Constraint in lbs/MMBtu | FALSE | L | Annual | Allowances Withdrawn (1:1) | Thousand Tons | 0 | 0 | 0 | 0 | 0 | 0 | 0
NSR Wood River 4,5 - SO2 Rate Annual v3.1, Unit 3526 and retrofits | 1114 | 1882 | Rate Constraint in lbs/MMBtu | FALSE | L | Annual | Allowances Withdrawn (n:1) | Thousand Tons | 0 | 0 | 0 | 0 | 0 | 0 | 0
NSR Wood River 4,5 - SO2 Rate Annual v3.1, Unit 3526 and retrofits | 1114 | 1882 | Rate Constraint in lbs/MMBtu | FALSE | L | Annual | Net Emissions Allowance Position | Thousand Tons | 0 | 0 | 0 | 0 | 0 | 0 | 0
NSR Wood River 4,5 - SO2 Rate Annual v3.1, Unit 3526 and retrofits | 1114 | 1882 | Rate Constraint in lbs/MMBtu | FALSE | L | Annual | Fuel Consumed | TBtu | 0 | 0 | 0 | 0 | 0 | 0 | 0
NSR Wood River 4,5 - SO2 Rate Annual v3.1, Unit 3526 and retrofits | 1114 | 1882 | Rate Constraint in lbs/MMBtu | FALSE | L | Annual | Rate | lb/MMBtu | 0 | 0 | 0 | 0 | 0 | 0 | 0
NSR Wood River 4,5 - SO2 Rate Annual v3.1, Unit 3526 and retrofits | 1114 | 1882 | Rate Constraint in lbs/MMBtu | FALSE | L | Annual | Generation | TWh | 0 | 0 | 0 | 0 | 0 | 0 | 0
NSR Wood River 4,5 - SO2 Rate Annual v3.1, Unit 3526 and retrofits | 1114 | 1882 | Rate Constraint in lbs/MMBtu | FALSE | L | Annual | Qualifying Generation | TWh | 0 | 0 | 0 | 0 | 0 | 0 | 0
NSR Wood River 4,5 - SO2 Rate Annual v3.1, Unit 3526 and retrofits | 1114 | 1882 | Rate Constraint in lbs/MMBtu | FALSE | L | Annual | Rate | lb/MWh | 0 | 0 | 0 | 0 | 0 | 0 | 0
NSR Wood River 4,5 - SO2 Rate Annual v3.1, Unit 3526 and retrofits | 1114 | 1882 | Rate Constraint in lbs/MMBtu | FALSE | L | Annual | Constraint Shadow Price | US2011$/Ton | 0 | 0 | 0 | 0 | 0 | 0 | 0
NSR Wood River 4,5 - SO2 Rate Annual v3.1, Unit 4314 and retrofits | 1115 | 1882 | Rate Constraint in lbs/MMBtu | FALSE | L | Annual | Seasons Included | Seasons | Winter, Summer | Winter, Summer | Winter, Summer | Winter, Summer | Winter, Summer | Winter, Summer | Winter, Summer
NSR Wood River 4,5 - SO2 Rate Annual v3.1, Unit 4314 and retrofits | 1115 | 1882 | Rate Constraint in lbs/MMBtu | FALSE | L | Annual | Standard | lb/MMBtu | 1.2 | 1.2 | 1.2 | 1.2 | 1.2 | 1.2 | 1.2
NSR Wood River 4,5 - SO2 Rate Annual v3.1, Unit 4314 and retrofits | 1115 | 1882 | Rate Constraint in lbs/MMBtu | FALSE | L | Annual | Emissions at Affected Plants SO2 | Thousand Tons | 0 | 0 | 0 | 0 | 0 | 0 | 0
NSR Wood River 4,5 - SO2 Rate Annual v3.1, Unit 4314 and retrofits | 1115 | 1882 | Rate Constraint in lbs/MMBtu | FALSE | L | Annual | Allowances Purchased SO2 | Thousand Tons | 0 | 0 | 0 | 0 | 0 | 0 | 0
NSR Wood River 4,5 - SO2 Rate Annual v3.1, Unit 4314 and retrofits | 1115 | 1882 | Rate Constraint in lbs/MMBtu | FALSE | L | Annual | Allowances Sold SO2 | Thousand Tons | 0 | 0 | 0 | 0 | 0 | 0 | 0
NSR Wood River 4,5 - SO2 Rate Annual v3.1, Unit 4314 and retrofits | 1115 | 1882 | Rate Constraint in lbs/MMBtu | FALSE | L | Annual | Allowances Banked | Thousand Tons | 0 | 0 | 0 | 0 | 0 | 0 | 0
NSR Wood River 4,5 - SO2 Rate Annual v3.1, Unit 4314 and retrofits | 1115 | 1882 | Rate Constraint in lbs/MMBtu | FALSE | L | Annual | Allowances Withdrawn (1:1) | Thousand Tons | 0 | 0 | 0 | 0 | 0 | 0 | 0
NSR Wood River 4,5 - SO2 Rate Annual v3.1, Unit 4314 and retrofits | 1115 | 1882 | Rate Constraint in lbs/MMBtu | FALSE | L | Annual | Allowances Withdrawn (n:1) | Thousand Tons | 0 | 0 | 0 | 0 | 0 | 0 | 0
NSR Wood River 4,5 - SO2 Rate Annual v3.1, Unit 4314 and retrofits | 1115 | 1882 | Rate Constraint in lbs/MMBtu | FALSE | L | Annual | Net Emissions Allowance Position | Thousand Tons | 0 | 0 | 0 | 0 | 0 | 0 | 0
NSR Wood River 4,5 - SO2 Rate Annual v3.1, Unit 4314 and retrofits | 1115 | 1882 | Rate Constraint in lbs/MMBtu | FALSE | L | Annual | Fuel Consumed | TBtu | 0 | 0 | 0 | 0 | 0 | 0 | 0
NSR Wood River 4,5 - SO2 Rate Annual v3.1, Unit 4314 and retrofits | 1115 | 1882 | Rate Constraint in lbs/MMBtu | FALSE | L | Annual | Rate | lb/MMBtu | 0 | 0 | 0 | 0 | 0 | 0 | 0
NSR Wood River 4,5 - SO2 Rate Annual v3.1, Unit 4314 and retrofits | 1115 | 1882 | Rate Constraint in lbs/MMBtu | FALSE | L | Annual | Generation | TWh | 0 | 0 | 0 | 0 | 0 | 0 | 0
NSR Wood River 4,5 - SO2 Rate Annual v3.1, Unit 4314 and retrofits | 1115 | 1882 | Rate Constraint in lbs/MMBtu | FALSE | L | Annual | Qualifying Generation | TWh | 0 | 0 | 0 | 0 | 0 | 0 | 0
NSR Wood River 4,5 - SO2 Rate Annual v3.1, Unit 4314 and retrofits | 1115 | 1882 | Rate Constraint in lbs/MMBtu | FALSE | L | Annual | Rate | lb/MWh | 0 | 0 | 0 | 0 | 0 | 0 | 0
NSR Wood River 4,5 - SO2 Rate Annual v3.1, Unit 4314 and retrofits | 1115 | 1882 | Rate Constraint in lbs/MMBtu | FALSE | L | Annual | Constraint Shadow Price | US2011$/Ton | 0 | 0 | 0 | 0 | 0 | 0 | 0
NSR WPS Consent - NOX Cap Annual v5.12 | 1116 | 5790 | Rate Constraint in MTons | FALSE | L | Annual | Seasons Included | Seasons | Winter, Summer | Winter, Summer | Winter, Summer | Winter, Summer | Winter, Summer | Winter, Summer | Winter, Summer
NSR WPS Consent - NOX Cap Annual v5.12 | 1116 | 5790 | Rate Constraint in MTons | FALSE | L | Annual | Standard | Thousand Tons | 3.8 | 3.7 | 3.7 | 3.7 | 3.7 | 3.7 | 3.7
NSR WPS Consent - NOX Cap Annual v5.12 | 1116 | 5790 | Rate Constraint in MTons | FALSE | L | Annual | Standard NOX | Thousand Tons | 3.8 | 3.7 | 3.7 | 3.7 | 3.7 | 3.7 | 3.7
NSR WPS Consent - NOX Cap Annual v5.12 | 1116 | 5790 | Rate Constraint in MTons | FALSE | L | Annual | Emissions at Affected Plants NOX | Thousand Tons | 0.86792 | 0.93965 | 1.0141 | 1.016 | 0.92073 | 0.93965 | 0.77629
NSR WPS Consent - NOX Cap Annual v5.12 | 1116 | 5790 | Rate Constraint in MTons | FALSE | L | Annual | Allowances Purchased NOX | Thousand Tons | 0 | 0 | 0 | 0 | 0 | 0 | 0
NSR WPS Consent - NOX Cap Annual v5.12 | 1116 | 5790 | Rate Constraint in MTons | FALSE | L | Annual | Allowances Sold NOX | Thousand Tons | 0 | 0 | 0 | 0 | 0 | 0 | 0
NSR WPS Consent - NOX Cap Annual v5.12 | 1116 | 5790 | Rate Constraint in MTons | FALSE | L | Annual | Allowances Banked | Thousand Tons | 0 | 0 | 0 | 0 | 0 | 0 | 0
NSR WPS Consent - NOX Cap Annual v5.12 | 1116 | 5790 | Rate Constraint in MTons | FALSE | L | Annual | Allowances Withdrawn (1:1) | Thousand Tons | 0 | 0 | 0 | 0 | 0 | 0 | 0
NSR WPS Consent - NOX Cap Annual v5.12 | 1116 | 5790 | Rate Constraint in MTons | FALSE | L | Annual | Allowances Withdrawn (n:1) | Thousand Tons | 0 | 0 | 0 | 0 | 0 | 0 | 0
NSR WPS Consent - NOX Cap Annual v5.12 | 1116 | 5790 | Rate Constraint in MTons | FALSE | L | Annual | Net Emissions Allowance Position | Thousand Tons | 0.86792 | 0.93965 | 1.0141 | 1.016 | 0.92073 | 0.93965 | 0.77629
NSR WPS Consent - NOX Cap Annual v5.12 | 1116 | 5790 | Rate Constraint in MTons | FALSE | L | Annual | Fuel Consumed | TBtu | 31.6537 | 34.2699 | 36.9865 | 37.0535 | 33.4863 | 34.2699 | 28.3121
NSR WPS Consent - NOX Cap Annual v5.12 | 1116 | 5790 | Rate Constraint in MTons | FALSE | L | Annual | Rate | lb/MMBtu | 0.054838 | 0.054838 | 0.054838 | 0.054838 | 0.054991 | 0.054838 | 0.054838
NSR WPS Consent - NOX Cap Annual v5.12 | 1116 | 5790 | Rate Constraint in MTons | FALSE | L | Annual | Generation | TWh | 3.1952 | 3.4593 | 3.7335 | 3.7403 | 3.3896 | 3.4593 | 2.8579
NSR WPS Consent - NOX Cap Annual v5.12 | 1116 | 5790 | Rate Constraint in MTons | FALSE | L | Annual | Qualifying Generation | TWh | 3.1952 | 3.4593 | 3.7335 | 3.7403 | 3.3896 | 3.4593 | 2.8579
NSR WPS Consent - NOX Cap Annual v5.12 | 1116 | 5790 | Rate Constraint in MTons | FALSE | L | Annual | Rate | lb/MWh | 0.27163 | 0.27163 | 0.27163 | 0.27163 | 0.27163 | 0.27163 | 0.27163
NSR WPS Consent - NOX Cap Annual v5.12 | 1116 | 5790 | Rate Constraint in MTons | FALSE | L | Annual | Constraint Shadow Price | US2011$/Ton | 0 | 0 | 0 | 0 | 0 | 0 | 0
NSR WPS Consent - SO2 Cap Annual v5.12 | 1117 | 5793 | Rate Constraint in MTons | FALSE | L | Annual | Seasons Included | Seasons | Winter, Summer | Winter, Summer | Winter, Summer | Winter, Summer | Winter, Summer | Winter, Summer | Winter, Summer
NSR WPS Consent - SO2 Cap Annual v5.12 | 1117 | 5793 | Rate Constraint in MTons | FALSE | L | Annual | Standard | Thousand Tons | 7.225 | 4.25 | 4.25 | 4.25 | 4.25 | 4.25 | 4.25
NSR WPS Consent - SO2 Cap Annual v5.12 | 1117 | 5793 | Rate Constraint in MTons | FALSE | L | Annual | Standard SO2 | Thousand Tons | 7.225 | 4.25 | 4.25 | 4.25 | 4.25 | 4.25 | 4.25
NSR WPS Consent - SO2 Cap Annual v5.12 | 1117 | 5793 | Rate Constraint in MTons | FALSE | L | Annual | Emissions at Affected Plants SO2 | Thousand Tons | 1.2626 | 1.367 | 1.4753 | 1.478 | 1.3395 | 1.367 | 1.1293
NSR WPS Consent - SO2 Cap Annual v5.12 | 1117 | 5793 | Rate Constraint in MTons | FALSE | L | Annual | Allowances Purchased SO2 | Thousand Tons | 0 | 0 | 0 | 0 | 0 | 0 | 0
NSR WPS Consent - SO2 Cap Annual v5.12 | 1117 | 5793 | Rate Constraint in MTons | FALSE | L | Annual | Allowances Sold SO2 | Thousand Tons | 0 | 0 | 0 | 0 | 0 | 0 | 0
NSR WPS Consent - SO2 Cap Annual v5.12 | 1117 | 5793 | Rate Constraint in MTons | FALSE | L | Annual | Allowances Banked | Thousand Tons | 0 | 0 | 0 | 0 | 0 | 0 | 0
NSR WPS Consent - SO2 Cap Annual v5.12 | 1117 | 5793 | Rate Constraint in MTons | FALSE | L | Annual | Allowances Withdrawn (1:1) | Thousand Tons | 0 | 0 | 0 | 0 | 0 | 0 | 0
NSR WPS Consent - SO2 Cap Annual v5.12 | 1117 | 5793 | Rate Constraint in MTons | FALSE | L | Annual | Allowances Withdrawn (n:1) | Thousand Tons | 0 | 0 | 0 | 0 | 0 | 0 | 0
NSR WPS Consent - SO2 Cap Annual v5.12 | 1117 | 5793 | Rate Constraint in MTons | FALSE | L | Annual | Net Emissions Allowance Position | Thousand Tons | 1.2626 | 1.367 | 1.4753 | 1.478 | 1.3395 | 1.367 | 1.1293
NSR WPS Consent - SO2 Cap Annual v5.12 | 1117 | 5793 | Rate Constraint in MTons | FALSE | L | Annual | Fuel Consumed | TBtu | 31.6537 | 34.2699 | 36.9865 | 37.0535 | 33.4863 | 34.2699 | 28.3121
NSR WPS Consent - SO2 Cap Annual v5.12 | 1117 | 5793 | Rate Constraint in MTons | FALSE | L | Annual | Rate | lb/MMBtu | 0.079777 | 0.079777 | 0.079777 | 0.079777 | 0.08 | 0.079777 | 0.079777
NSR WPS Consent - SO2 Cap Annual v5.12 | 1117 | 5793 | Rate Constraint in MTons | FALSE | L | Annual | Generation | TWh | 3.1952 | 3.4593 | 3.7335 | 3.7403 | 3.3896 | 3.4593 | 2.8579
NSR WPS Consent - SO2 Cap Annual v5.12 | 1117 | 5793 | Rate Constraint in MTons | FALSE | L | Annual | Qualifying Generation | TWh | 3.1952 | 3.4593 | 3.7335 | 3.7403 | 3.3896 | 3.4593 | 2.8579
NSR WPS Consent - SO2 Cap Annual v5.12 | 1117 | 5793 | Rate Constraint in MTons | FALSE | L | Annual | Rate | lb/MWh | 0.39516 | 0.39516 | 0.39516 | 0.39516 | 0.39516 | 0.39516 | 0.39516
NSR WPS Consent - SO2 Cap Annual v5.12 | 1117 | 5793 | Rate Constraint in MTons | FALSE | L | Annual | Constraint Shadow Price | US2011$/Ton | 0 | 0 | 0 | 0 | 0 | 0 | 0
NSR WPS Pullinam - NOX Cap Annual v5.12 | 1118 | 5794 | Rate Constraint in MTons | FALSE | L | Annual | Seasons Included | Seasons | Winter, Summer | Winter, Summer | Winter, Summer | Winter, Summer | Winter, Summer | Winter, Summer | Winter, Summer
NSR WPS Pullinam - NOX Cap Annual v5.12 | 1118 | 5794 | Rate Constraint in MTons | FALSE | L | Annual | Standard | Thousand Tons | 1.5 | 1.5 | 1.5 | 1.5 | 1.5 | 1.5 | 1.5
NSR WPS Pullinam - NOX Cap Annual v5.12 | 1118 | 5794 | Rate Constraint in MTons | FALSE | L | Annual | Standard NOX | Thousand Tons | 1.5 | 1.5 | 1.5 | 1.5 | 1.5 | 1.5 | 1.5
NSR WPS Pullinam - NOX Cap Annual v5.12 | 1118 | 5794 | Rate Constraint in MTons | FALSE | L | Annual | Emissions at Affected Plants NOX | Thousand Tons | 0 | 0 | 0 | 0 | 0 | 0 | 0
NSR WPS Pullinam - NOX Cap Annual v5.12 | 1118 | 5794 | Rate Constraint in MTons | FALSE | L | Annual | Allowances Purchased NOX | Thousand Tons | 0 | 0 | 0 | 0 | 0 | 0 | 0
NSR WPS Pullinam - NOX Cap Annual v5.12 | 1118 | 5794 | Rate Constraint in MTons | FALSE | L | Annual | Allowances Sold NOX | Thousand Tons | 0 | 0 | 0 | 0 | 0 | 0 | 0
NSR WPS Pullinam - NOX Cap Annual v5.12 | 1118 | 5794 | Rate Constraint in MTons | FALSE | L | Annual | Allowances Banked | Thousand Tons | 0 | 0 | 0 | 0 | 0 | 0 | 0
NSR WPS Pullinam - NOX Cap Annual v5.12 | 1118 | 5794 | Rate Constraint in MTons | FALSE | L | Annual | Allowances Withdrawn (1:1) | Thousand Tons | 0 | 0 | 0 | 0 | 0 | 0 | 0
NSR WPS Pullinam - NOX Cap Annual v5.12 | 1118 | 5794 | Rate Constraint in MTons | FALSE | L | Annual | Allowances Withdrawn (n:1) | Thousand Tons | 0 | 0 | 0 | 0 | 0 | 0 | 0
NSR WPS Pullinam - NOX Cap Annual v5.12 | 1118 | 5794 | Rate Constraint in MTons | FALSE | L | Annual | Net Emissions Allowance Position | Thousand Tons | 0 | 0 | 0 | 0 | 0 | 0 | 0
NSR WPS Pullinam - NOX Cap Annual v5.12 | 1118 | 5794 | Rate Constraint in MTons | FALSE | L | Annual | Fuel Consumed | TBtu | 0 | 0 | 0 | 0 | 0 | 0 | 0
NSR WPS Pullinam - NOX Cap Annual v5.12 | 1118 | 5794 | Rate Constraint in MTons | FALSE | L | Annual | Rate | lb/MMBtu | 0 | 0 | 0 | 0 | 0 | 0 | 0
NSR WPS Pullinam - NOX Cap Annual v5.12 | 1118 | 5794 | Rate Constraint in MTons | FALSE | L | Annual | Generation | TWh | 0 | 0 | 0 | 0 | 0 | 0 | 0
NSR WPS Pullinam - NOX Cap Annual v5.12 | 1118 | 5794 | Rate Constraint in MTons | FALSE | L | Annual | Qualifying Generation | TWh | 0 | 0 | 0 | 0 | 0 | 0 | 0
NSR WPS Pullinam - NOX Cap Annual v5.12 | 1118 | 5794 | Rate Constraint in MTons | FALSE | L | Annual | Rate | lb/MWh | 0 | 0 | 0 | 0 | 0 | 0 | 0
NSR WPS Pullinam - NOX Cap Annual v5.12 | 1118 | 5794 | Rate Constraint in MTons | FALSE | L | Annual | Constraint Shadow Price | US2011$/Ton | 0 | 0 | 0 | 0 | 0 | 0 | 0
NSR WPS Pullinam - SO2 Cap Annual v5.12 | 1119 | 5795 | Rate Constraint in MTons | FALSE | L | Annual | Seasons Included | Seasons | Winter, Summer | Winter, Summer | Winter, Summer | Winter, Summer | Winter, Summer | Winter, Summer | Winter, Summer
NSR WPS Pullinam - SO2 Cap Annual v5.12 | 1119 | 5795 | Rate Constraint in MTons | FALSE | L | Annual | Standard | Thousand Tons | 2.1 | 2.1 | 2.1 | 2.1 | 2.1 | 2.1 | 2.1
NSR WPS Pullinam - SO2 Cap Annual v5.12 | 1119 | 5795 | Rate Constraint in MTons | FALSE | L | Annual | Standard SO2 | Thousand Tons | 2.1 | 2.1 | 2.1 | 2.1 | 2.1 | 2.1 | 2.1
NSR WPS Pullinam - SO2 Cap Annual v5.12 | 1119 | 5795 | Rate Constraint in MTons | FALSE | L | Annual | Emissions at Affected Plants SO2 | Thousand Tons | 0 | 0 | 0 | 0 | 0 | 0 | 0
NSR WPS Pullinam - SO2 Cap Annual v5.12 | 1119 | 5795 | Rate Constraint in MTons | FALSE | L | Annual | Allowances Purchased SO2 | Thousand Tons | 0 | 0 | 0 | 0 | 0 | 0 | 0
NSR WPS Pullinam - SO2 Cap Annual v5.12 | 1119 | 5795 | Rate Constraint in MTons | FALSE | L | Annual | Allowances Sold SO2 | Thousand Tons | 0 | 0 | 0 | 0 | 0 | 0 | 0
NSR WPS Pullinam - SO2 Cap Annual v5.12 | 1119 | 5795 | Rate Constraint in MTons | FALSE | L | Annual | Allowances Banked | Thousand Tons | 0 | 0 | 0 | 0 | 0 | 0 | 0
NSR WPS Pullinam - SO2 Cap Annual v5.12 | 1119 | 5795 | Rate Constraint in MTons | FALSE | L | Annual | Allowances Withdrawn (1:1) | Thousand Tons | 0 | 0 | 0 | 0 | 0 | 0 | 0
NSR WPS Pullinam - SO2 Cap Annual v5.12 | 1119 | 5795 | Rate Constraint in MTons | FALSE | L | Annual | Allowances Withdrawn (n:1) | Thousand Tons | 0 | 0 | 0 | 0 | 0 | 0 | 0
NSR WPS Pullinam - SO2 Cap Annual v5.12 | 1119 | 5795 | Rate Constraint in MTons | FALSE | L | Annual | Net Emissions Allowance Position | Thousand Tons | 0 | 0 | 0 | 0 | 0 | 0 | 0
NSR WPS Pullinam - SO2 Cap Annual v5.12 | 1119 | 5795 | Rate Constraint in MTons | FALSE | L | Annual | Fuel Consumed | TBtu | 0 | 0 | 0 | 0 | 0 | 0 | 0
NSR WPS Pullinam - SO2 Cap Annual v5.12 | 1119 | 5795 | Rate Constraint in MTons | FALSE | L | Annual | Rate | lb/MMBtu | 0 | 0 | 0 | 0 | 0 | 0 | 0
NSR WPS Pullinam - SO2 Cap Annual v5.12 | 1119 | 5795 | Rate Constraint in MTons | FALSE | L | Annual | Generation | TWh | 0 | 0 | 0 | 0 | 0 | 0 | 0
NSR WPS Pullinam - SO2 Cap Annual v5.12 | 1119 | 5795 | Rate Constraint in MTons | FALSE | L | Annual | Qualifying Generation | TWh | 0 | 0 | 0 | 0 | 0 | 0 | 0
NSR WPS Pullinam - SO2 Cap Annual v5.12 | 1119 | 5795 | Rate Constraint in MTons | FALSE | L | Annual | Rate | lb/MWh | 0 | 0 | 0 | 0 | 0 | 0 | 0
NSR WPS Pullinam - SO2 Cap Annual v5.12 | 1119 | 5795 | Rate Constraint in MTons | FALSE | L | Annual | Constraint Shadow Price | US2011$/Ton | 0 | 0 | 0 | 0 | 0 | 0 | 0
NSR WPS Pullinam 7&8 - NOX Rate Annual v5.12, Unit 5313 and retrofits | 1120 | 5797 | Rate Constraint in lbs/MMBtu | FALSE | L | Annual | Seasons Included | Seasons | Winter, Summer | Winter, Summer | Winter, Summer | Winter, Summer | Winter, Summer | Winter, Summer | Winter, Summer
NSR WPS Pullinam 7&8 - NOX Rate Annual v5.12, Unit 5313 and retrofits | 1120 | 5797 | Rate Constraint in lbs/MMBtu | FALSE | L | Annual | Standard | lb/MMBtu | 0.25 | 0.25 | 0.25 | 0.25 | 0.25 | 0.25 | 0.25
NSR WPS Pullinam 7&8 - NOX Rate Annual v5.12, Unit 5313 and retrofits | 1120 | 5797 | Rate Constraint in lbs/MMBtu | FALSE | L | Annual | Emissions at Affected Plants NOX | Thousand Tons | 0 | 0 | 0 | 0 | 0 | 0 | 0
NSR WPS Pullinam 7&8 - NOX Rate Annual v5.12, Unit 5313 and retrofits | 1120 | 5797 | Rate Constraint in lbs/MMBtu | FALSE | L | Annual | Allowances Purchased NOX | Thousand Tons | 0 | 0 | 0 | 0 | 0 | 0 | 0
NSR WPS Pullinam 7&8 - NOX Rate Annual v5.12, Unit 5313 and retrofits | 1120 | 5797 | Rate Constraint in lbs/MMBtu | FALSE | L | Annual | Allowances Sold NOX | Thousand Tons | 0 | 0 | 0 | 0 | 0 | 0 | 0
NSR WPS Pullinam 7&8 - NOX Rate Annual v5.12, Unit 5313 and retrofits | 1120 | 5797 | Rate Constraint in lbs/MMBtu | FALSE | L | Annual | Allowances Banked | Thousand Tons | 0 | 0 | 0 | 0 | 0 | 0 | 0
NSR WPS Pullinam 7&8 - NOX Rate Annual v5.12, Unit 5313 and retrofits | 1120 | 5797 | Rate Constraint in lbs/MMBtu | FALSE | L | Annual | Allowances Withdrawn (1:1) | Thousand Tons | 0 | 0 | 0 | 0 | 0 | 0 | 0
NSR WPS Pullinam 7&8 - NOX Rate Annual v5.12, Unit 5313 and retrofits | 1120 | 5797 | Rate Constraint in lbs/MMBtu | FALSE | L | Annual | Allowances Withdrawn (n:1) | Thousand Tons | 0 | 0 | 0 | 0 | 0 | 0 | 0
NSR WPS Pullinam 7&8 - NOX Rate Annual v5.12, Unit 5313 and retrofits | 1120 | 5797 | Rate Constraint in lbs/MMBtu | FALSE | L | Annual | Net Emissions Allowance Position | Thousand Tons | 0 | 0 | 0 | 0 | 0 | 0 | 0
NSR WPS Pullinam 7&8 - NOX Rate Annual v5.12, Unit 5313 and retrofits | 1120 | 5797 | Rate Constraint in lbs/MMBtu | FALSE | L | Annual | Fuel Consumed | TBtu | 0 | 0 | 0 | 0 | 0 | 0 | 0
NSR WPS Pullinam 7&8 - NOX Rate Annual v5.12, Unit 5313 and retrofits | 1120 | 5797 | Rate Constraint in lbs/MMBtu | FALSE | L | Annual | Rate | lb/MMBtu | 0 | 0 | 0 | 0 | 0 | 0 | 0
NSR WPS Pullinam 7&8 - NOX Rate Annual v5.12, Unit 5313 and retrofits | 1120 | 5797 | Rate Constraint in lbs/MMBtu | FALSE | L | Annual | Generation | TWh | 0 | 0 | 0 | 0 | 0 | 0 | 0
NSR WPS Pullinam 7&8 - NOX Rate Annual v5.12, Unit 5313 and retrofits | 1120 | 5797 | Rate Constraint in lbs/MMBtu | FALSE | L | Annual | Qualifying Generation | TWh | 0 | 0 | 0 | 0 | 0 | 0 | 0
NSR WPS Pullinam 7&8 - NOX Rate Annual v5.12, Unit 5313 and retrofits | 1120 | 5797 | Rate Constraint in lbs/MMBtu | FALSE | L | Annual | Rate | lb/MWh | 0 | 0 | 0 | 0 | 0 | 0 | 0
NSR WPS Pullinam 7&8 - NOX Rate Annual v5.12, Unit 5313 and retrofits | 1120 | 5797 | Rate Constraint in lbs/MMBtu | FALSE | L | Annual | Constraint Shadow Price | US2011$/Ton | 0 | 0 | 0 | 0 | 0 | 0 | 0
NSR WPS Pullinam 7&8 - NOX Rate Annual v5.12, Unit 5328 and retrofits | 1121 | 5797 | Rate Constraint in lbs/MMBtu | FALSE | L | Annual | Seasons Included | Seasons | Winter, Summer | Winter, Summer | Winter, Summer | Winter, Summer | Winter, Summer | Winter, Summer | Winter, Summer
NSR WPS Pullinam 7&8 - NOX Rate Annual v5.12, Unit 5328 and retrofits | 1121 | 5797 | Rate Constraint in lbs/MMBtu | FALSE | L | Annual | Standard | lb/MMBtu | 0.25 | 0.25 | 0.25 | 0.25 | 0.25 | 0.25 | 0.25
NSR WPS Pullinam 7&8 - NOX Rate Annual v5.12, Unit 5328 and retrofits | 1121 | 5797 | Rate Constraint in lbs/MMBtu | FALSE | L | Annual | Emissions at Affected Plants NOX | Thousand Tons | 0 | 0 | 0 | 0 | 0 | 0 | 0
NSR WPS Pullinam 7&8 - NOX Rate Annual v5.12, Unit 5328 and retrofits | 1121 | 5797 | Rate Constraint in lbs/MMBtu | FALSE | L | Annual | Allowances Purchased NOX | Thousand Tons | 0 | 0 | 0 | 0 | 0 | 0 | 0
NSR WPS Pullinam 7&8 - NOX Rate Annual v5.12, Unit 5328 and retrofits | 1121 | 5797 | Rate Constraint in lbs/MMBtu | FALSE | L | Annual | Allowances Sold NOX | Thousand Tons | 0 | 0 | 0 | 0 | 0 | 0 | 0
NSR WPS Pullinam 7&8 - NOX Rate Annual v5.12, Unit 5328 and retrofits | 1121 | 5797 | Rate Constraint in lbs/MMBtu | FALSE | L | Annual | Allowances Banked | Thousand Tons | 0 | 0 | 0 | 0 | 0 | 0 | 0
NSR WPS Pullinam 7&8 - NOX Rate Annual v5.12, Unit 5328 and retrofits | 1121 | 5797 | Rate Constraint in lbs/MMBtu | FALSE | L | Annual | Allowances Withdrawn (1:1) | Thousand Tons | 0 | 0 | 0 | 0 | 0 | 0 | 0
NSR WPS Pullinam 7&8 - NOX Rate Annual v5.12, Unit 5328 and retrofits | 1121 | 5797 | Rate Constraint in lbs/MMBtu | FALSE | L | Annual | Allowances Withdrawn (n:1) | Thousand Tons | 0 | 0 | 0 | 0 | 0 | 0 | 0
NSR WPS Pullinam 7&8 - NOX Rate Annual v5.12, Unit 5328 and retrofits | 1121 | 5797 | Rate Constraint in lbs/MMBtu | FALSE | L | Annual | Net Emissions Allowance Position | Thousand Tons | 0 | 0 | 0 | 0 | 0 | 0 | 0
NSR WPS Pullinam 7&8 - NOX Rate Annual v5.12, Unit 5328 and retrofits | 1121 | 5797 | Rate Constraint in lbs/MMBtu | FALSE | L | Annual | Fuel Consumed | TBtu | 0 | 0 | 0 | 0 | 0 | 0 | 0
NSR WPS Pullinam 7&8 - NOX Rate Annual v5.12, Unit 5328 and retrofits | 1121 | 5797 | Rate Constraint in lbs/MMBtu | FALSE | L | Annual | Rate | lb/MMBtu | 0 | 0 | 0 | 0 | 0 | 0 | 0
NSR WPS Pullinam 7&8 - NOX Rate Annual v5.12, Unit 5328 and retrofits | 1121 | 5797 | Rate Constraint in lbs/MMBtu | FALSE | L | Annual | Generation | TWh | 0 | 0 | 0 | 0 | 0 | 0 | 0
NSR WPS Pullinam 7&8 - NOX Rate Annual v5.12, Unit 5328 and retrofits | 1121 | 5797 | Rate Constraint in lbs/MMBtu | FALSE | L | Annual | Qualifying Generation | TWh | 0 | 0 | 0 | 0 | 0 | 0 | 0
NSR WPS Pullinam 7&8 - NOX Rate Annual v5.12, Unit 5328 and retrofits | 1121 | 5797 | Rate Constraint in lbs/MMBtu | FALSE | L | Annual | Rate | lb/MWh | 0 | 0 | 0 | 0 | 0 | 0 | 0
NSR WPS Pullinam 7&8 - NOX Rate Annual v5.12, Unit 5328 and retrofits | 1121 | 5797 | Rate Constraint in lbs/MMBtu | FALSE | L | Annual | Constraint Shadow Price | US2011$/Ton | 0 | 0 | 0 | 0 | 0 | 0 | 0
NSR WPS Weston 3 - NOX Rate Annual v5.12, Unit 4333 and retrofits | 1122 | 5798 | Rate Constraint in lbs/MMBtu | FALSE | L | Annual | Seasons Included | Seasons | Winter, Summer | Winter, Summer | Winter, Summer | Winter, Summer | Winter, Summer | Winter, Summer | Winter, Summer
NSR WPS Weston 3 - NOX Rate Annual v5.12, Unit 4333 and retrofits | 1122 | 5798 | Rate Constraint in lbs/MMBtu | FALSE | L | Annual | Standard | lb/MMBtu | 0.115 | 0.1 | 0.1 | 0.1 | 0.1 | 0.1 | 0.1
NSR WPS Weston 3 - NOX Rate Annual v5.12, Unit 4333 and retrofits | 1122 | 5798 | Rate Constraint in lbs/MMBtu | FALSE | L | Annual | Emissions at Affected Plants NOX | Thousand Tons | 0 | 0 | 0 | 0 | 0 | 0 | 0
NSR WPS Weston 3 - NOX Rate Annual v5.12, Unit 4333 and retrofits | 1122 | 5798 | Rate Constraint in lbs/MMBtu | FALSE | L | Annual | Allowances Purchased NOX | Thousand Tons | 0 | 0 | 0 | 0 | 0 | 0 | 0
NSR WPS Weston 3 - NOX Rate Annual v5.12, Unit 4333 and retrofits | 1122 | 5798 | Rate Constraint in lbs/MMBtu | FALSE | L | Annual | Allowances Sold NOX | Thousand Tons | 0 | 0 | 0 | 0 | 0 | 0 | 0
NSR WPS Weston 3 - NOX Rate Annual v5.12, Unit 4333 and retrofits | 1122 | 5798 | Rate Constraint in lbs/MMBtu | FALSE | L | Annual | Allowances Banked | Thousand Tons | 0 | 0 | 0 | 0 | 0 | 0 | 0
NSR WPS Weston 3 - NOX Rate Annual v5.12, Unit 4333 and retrofits | 1122 | 5798 | Rate Constraint in lbs/MMBtu | FALSE | L | Annual | Allowances Withdrawn (1:1) | Thousand Tons | 0 | 0 | 0 | 0 | 0 | 0 | 0
NSR WPS Weston 3 - NOX Rate Annual v5.12, Unit 4333 and retrofits | 1122 | 5798 | Rate Constraint in lbs/MMBtu | FALSE | L | Annual | Allowances Withdrawn (n:1) | Thousand Tons | 0 | 0 | 0 | 0 | 0 | 0 | 0
NSR WPS Weston 3 - NOX Rate Annual v5.12, Unit 4333 and retrofits | 1122 | 5798 | Rate Constraint in lbs/MMBtu | FALSE | L | Annual | Net Emissions Allowance Position | Thousand Tons | 0 | 0 | 0 | 0 | 0 | 0 | 0
NSR WPS Weston 3 - NOX Rate Annual v5.12, Unit 4333 and retrofits | 1122 | 5798 | Rate Constraint in lbs/MMBtu | FALSE | L | Annual | Fuel Consumed | TBtu | 0 | 0 | 0 | 0 | 0 | 0 | 0
NSR WPS Weston 3 - NOX Rate Annual v5.12, Unit 4333 and retrofits | 1122 | 5798 | Rate Constraint in lbs/MMBtu | FALSE | L | Annual | Rate | lb/MMBtu | 0 | 0 | 0 | 0 | 0 | 0 | 0
NSR WPS Weston 3 - NOX Rate Annual v5.12, Unit 4333 and retrofits | 1122 | 5798 | Rate Constraint in lbs/MMBtu | FALSE | L | Annual | Generation | TWh | 0 | 0 | 0 | 0 | 0 | 0 | 0
NSR WPS Weston 3 - NOX Rate Annual v5.12, Unit 4333 and retrofits | 1122 | 5798 | Rate Constraint in lbs/MMBtu | FALSE | L | Annual | Qualifying Generation | TWh | 0 | 0 | 0 | 0 | 0 | 0 | 0
NSR WPS Weston 3 - NOX Rate Annual v5.12, Unit 4333 and retrofits | 1122 | 5798 | Rate Constraint in lbs/MMBtu | FALSE | L | Annual | Rate | lb/MWh | 0 | 0 | 0 | 0 | 0 | 0 | 0
NSR WPS Weston 3 - NOX Rate Annual v5.12, Unit 4333 and retrofits | 1122 | 5798 | Rate Constraint in lbs/MMBtu | FALSE | L | Annual | Constraint Shadow Price | US2011$/Ton | 0 | 0 | 0 | 0 | 0 | 0 | 0
NSR WPS Weston 3 - SO2 Rate Annual v5.12, Unit 4333 and retrofits | 1123 | 5800 | Rate Constraint in lbs/MMBtu | FALSE | L | Annual | Seasons Included | Seasons | Winter, Summer | Winter, Summer | Winter, Summer | Winter, Summer | Winter, Summer | Winter, Summer | Winter, Summer
NSR WPS Weston 3 - SO2 Rate Annual v5.12, Unit 4333 and retrofits | 1123 | 5800 | Rate Constraint in lbs/MMBtu | FALSE | L | Annual | Standard | lb/MMBtu | 0.415 | 0.08 | 0.08 | 0.08 | 0.08 | 0.08 | 0.08
NSR WPS Weston 3 - SO2 Rate Annual v5.12, Unit 4333 and retrofits | 1123 | 5800 | Rate Constraint in lbs/MMBtu | FALSE | L | Annual | Emissions at Affected Plants SO2 | Thousand Tons | 0 | 0 | 0 | 0 | 0 | 0 | 0
NSR WPS Weston 3 - SO2 Rate Annual v5.12, Unit 4333 and retrofits | 1123 | 5800 | Rate Constraint in lbs/MMBtu | FALSE | L | Annual | Allowances Purchased SO2 | Thousand Tons | 0 | 0 | 0 | 0 | 0 | 0 | 0
NSR WPS Weston 3 - SO2 Rate Annual v5.12, Unit 4333 and retrofits | 1123 | 5800 | Rate Constraint in lbs/MMBtu | FALSE | L | Annual | Allowances Sold SO2 | Thousand Tons | 0 | 0 | 0 | 0 | 0 | 0 | 0
NSR WPS Weston 3 - SO2 Rate Annual v5.12, Unit 4333 and retrofits | 1123 | 5800 | Rate Constraint in lbs/MMBtu | FALSE | L | Annual | Allowances Banked | Thousand Tons | 0 | 0 | 0 | 0 | 0 | 0 | 0
NSR WPS Weston 3 - SO2 Rate Annual v5.12, Unit 4333 and retrofits | 1123 | 5800 | Rate Constraint in lbs/MMBtu | FALSE | L | Annual | Allowances Withdrawn (1:1) | Thousand Tons | 0 | 0 | 0 | 0 | 0 | 0 | 0
NSR WPS Weston 3 - SO2 Rate Annual v5.12, Unit 4333 and retrofits | 1123 | 5800 | Rate Constraint in lbs/MMBtu | FALSE | L | Annual | Allowances Withdrawn (n:1) | Thousand Tons | 0 | 0 | 0 | 0 | 0 | 0 | 0
NSR WPS Weston 3 - SO2 Rate Annual v5.12, Unit 4333 and retrofits | 1123 | 5800 | Rate Constraint in lbs/MMBtu | FALSE | L | Annual | Net Emissions Allowance Position | Thousand Tons | 0 | 0 | 0 | 0 | 0 | 0 | 0
NSR WPS Weston 3 - SO2 Rate Annual v5.12, Unit 4333 and retrofits | 1123 | 5800 | Rate Constraint in lbs/MMBtu | FALSE | L | Annual | Fuel Consumed | TBtu | 0 | 0 | 0 | 0 | 0 | 0 | 0
NSR WPS Weston 3 - SO2 Rate Annual v5.12, Unit 4333 and retrofits | 1123 | 5800 | Rate Constraint in lbs/MMBtu | FALSE | L | Annual | Rate | lb/MMBtu | 0 | 0 | 0 | 0 | 0 | 0 | 0
NSR WPS Weston 3 - SO2 Rate Annual v5.12, Unit 4333 and retrofits | 1123 | 5800 | Rate Constraint in lbs/MMBtu | FALSE | L | Annual | Generation | TWh | 0 | 0 | 0 | 0 | 0 | 0 | 0
NSR WPS Weston 3 - SO2 Rate Annual v5.12, Unit 4333 and retrofits | 1123 | 5800 | Rate Constraint in lbs/MMBtu | FALSE | L | Annual | Qualifying Generation | TWh | 0 | 0 | 0 | 0 | 0 | 0 | 0
NSR WPS Weston 3 - SO2 Rate Annual v5.12, Unit 4333 and retrofits | 1123 | 5800 | Rate Constraint in lbs/MMBtu | FALSE | L | Annual | Rate | lb/MWh | 0 | 0 | 0 | 0 | 0 | 0 | 0
NSR WPS Weston 3 - SO2 Rate Annual v5.12, Unit 4333 and retrofits | 1123 | 5800 | Rate Constraint in lbs/MMBtu | FALSE | L | Annual | Constraint Shadow Price | US2011$/Ton | 0 | 8258.6795 | 0 | 0 | 0 | 0 | 0
NSR WPS Weston 4 - SO2 Rate Annual v5.12, Unit 4256 and retrofits | 1124 | 5801 | Rate Constraint in lbs/MMBtu | FALSE | L | Annual | Seasons Included | Seasons | Winter, Summer | Winter, Summer | Winter, Summer | Winter, Summer | Winter, Summer | Winter, Summer | Winter, Summer
NSR WPS Weston 4 - SO2 Rate Annual v5.12, Unit 4256 and retrofits | 1124 | 5801 | Rate Constraint in lbs/MMBtu | FALSE | L | Annual | Standard | lb/MMBtu | 0.08 | 0.08 | 0.08 | 0.08 | 0.08 | 0.08 | 0.08
NSR WPS Weston 4 - SO2 Rate Annual v5.12, Unit 4256 and retrofits | 1124 | 5801 | Rate Constraint in lbs/MMBtu | FALSE | L | Annual | Emissions at Affected Plants SO2 | Thousand Tons | 1.2626 | 1.367 | 1.4753 | 1.478 | 1.3395 | 1.367 | 1.1293
NSR WPS Weston 4 - SO2 Rate Annual v5.12, Unit 4256 and retrofits | 1124 | 5801 | Rate Constraint in lbs/MMBtu | FALSE | L | Annual | Allowances Purchased SO2 | Thousand Tons | 0 | 0 | 0 | 0 | 0 | 0 | 0
NSR WPS Weston 4 - SO2 Rate Annual v5.12, Unit 4256 and retrofits | 1124 | 5801 | Rate Constraint in lbs/MMBtu | FALSE | L | Annual | Allowances Sold SO2 | Thousand Tons | 0 | 0 | 0 | 0 | 0 | 0 | 0
NSR WPS Weston 4 - SO2 Rate Annual v5.12, Unit 4256 and retrofits | 1124 | 5801 | Rate Constraint in lbs/MMBtu | FALSE | L | Annual | Allowances Banked | Thousand Tons | 0 | 0 | 0 | 0 | 0 | 0 | 0
NSR WPS Weston 4 - SO2 Rate Annual v5.12, Unit 4256 and retrofits | 1124 | 5801 | Rate Constraint in lbs/MMBtu | FALSE | L | Annual | Allowances Withdrawn (1:1) | Thousand Tons | 0 | 0 | 0 | 0 | 0 | 0 | 0
NSR WPS Weston 4 - SO2 Rate Annual v5.12, Unit 4256 and retrofits | 1124 | 5801 | Rate Constraint in lbs/MMBtu | FALSE | L | Annual | Allowances Withdrawn (n:1) | Thousand Tons | 0 | 0 | 0 | 0 | 0 | 0 | 0
NSR WPS Weston 4 - SO2 Rate Annual v5.12, Unit 4256 and retrofits | 1124 | 5801 | Rate Constraint in lbs/MMBtu | FALSE | L | Annual | Net Emissions Allowance Position | Thousand Tons | 1.2626 | 1.367 | 1.4753 | 1.478 | 1.3395 | 1.367 | 1.1293
NSR WPS Weston 4 - SO2 Rate Annual v5.12, Unit 4256 and retrofits | 1124 | 5801 | Rate Constraint in lbs/MMBtu | FALSE | L | Annual | Fuel Consumed | TBtu | 31.6537 | 34.2699 | 36.9865 | 37.0535 | 33.4863 | 34.2699 | 28.3121
NSR WPS Weston 4 - SO2 Rate Annual v5.12, Unit 4256 and retrofits | 1124 | 5801 | Rate Constraint in lbs/MMBtu | FALSE | L | Annual | Rate | lb/MMBtu | 0.079777 | 0.079777 | 0.079777 | 0.079777 | 0.08 | 0.079777 | 0.079777
NSR WPS Weston 4 - SO2 Rate Annual v5.12, Unit 4256 and retrofits | 1124 | 5801 | Rate Constraint in lbs/MMBtu | FALSE | L | Annual | Generation | TWh | 3.1952 | 3.4593 | 3.7335 | 3.7403 | 3.3896 | 3.4593 | 2.8579
NSR WPS Weston 4 - SO2 Rate Annual v5.12, Unit 4256 and retrofits | 1124 | 5801 | Rate Constraint in lbs/MMBtu | FALSE | L | Annual | Qualifying Generation | TWh | 3.1952 | 3.4593 | 3.7335 | 3.7403 | 3.3896 | 3.4593 | 2.8579
NSR WPS Weston 4 - SO2 Rate Annual v5.12, Unit 4256 and retrofits | 1124 | 5801 | Rate Constraint in lbs/MMBtu | FALSE | L | Annual | Rate | lb/MWh | 0.39516 | 0.39516 | 0.39516 | 0.39516 | 0.39516 | 0.39516 | 0.39516
NSR WPS Weston 4 - SO2 Rate Annual v5.12, Unit 4256 and retrofits | 1124 | 5801 | Rate Constraint in lbs/MMBtu | FALSE | L | Annual | Constraint Shadow Price | US2011$/Ton | 0 | 0 | 0 | 0 | 0 | 0 | 0
NY- CO2 Rate Limit- New CT Units- v5.12 | 1125 | 5900 | Rate Constraint in lbs/MWh | FALSE | L | Annual | Seasons Included | Seasons | Winter, Summer | Winter, Summer | Winter, Summer | Winter, Summer | Winter, Summer | Winter, Summer | Winter, Summer
NY- CO2 Rate Limit- New CT Units- v5.12 | 1125 | 5900 | Rate Constraint in lbs/MWh | FALSE | L | Annual | Standard | lb/MWh | 1450 | 1450 | 1450 | 1450 | 1450 | 1450 | 1450
NY- CO2 Rate Limit- New CT Units- v5.12 | 1125 | 5900 | Rate Constraint in lbs/MWh | FALSE | L | Annual | Emissions at Affected Plants CO2 | Thousand Tons | 0 | 0 | 0 | 0 | 0 | 0 | 0
NY- CO2 Rate Limit- New CT Units- v5.12 | 1125 | 5900 | Rate Constraint in lbs/MWh | FALSE | L | Annual | Allowances Purchased CO2 | Thousand Tons | 0 | 0 | 0 | 0 | 0 | 0 | 0
NY- CO2 Rate Limit- New CT Units- v5.12 | 1125 | 5900 | Rate Constraint in lbs/MWh | FALSE | L | Annual | Allowances Sold CO2 | Thousand Tons | 0 | 0 | 0 | 0 | 0 | 0 | 0
NY- CO2 Rate Limit- New CT Units- v5.12 | 1125 | 5900 | Rate Constraint in lbs/MWh | FALSE | L | Annual | Allowances Banked | Thousand Tons | 0 | 0 | 0 | 0 | 0 | 0 | 0
NY- CO2 Rate Limit- New CT Units- v5.12 | 1125 | 5900 | Rate Constraint in lbs/MWh | FALSE | L | Annual | Allowances Withdrawn (1:1) | Thousand Tons | 0 | 0 | 0 | 0 | 0 | 0 | 0
NY- CO2 Rate Limit- New CT Units- v5.12 | 1125 | 5900 | Rate Constraint in lbs/MWh | FALSE | L | Annual | Allowances Withdrawn (n:1) | Thousand Tons | 0 | 0 | 0 | 0 | 0 | 0 | 0
NY- CO2 Rate Limit- New CT Units- v5.12 | 1125 | 5900 | Rate Constraint in lbs/MWh | FALSE | L | Annual | Net Emissions Allowance Position | Thousand Tons | 0 | 0 | 0 | 0 | 0 | 0 | 0
NY- CO2 Rate Limit- New CT Units- v5.12 | 1125 | 5900 | Rate Constraint in lbs/MWh | FALSE | L | Annual | Fuel Consumed | TBtu | 0 | 0 | 0 | 0 | 0 | 0 | 0
NY- CO2 Rate Limit- New CT Units- v5.12 | 1125 | 5900 | Rate Constraint in lbs/MWh | FALSE | L | Annual | Rate | lb/MMBtu | 0 | 0 | 0 | 0 | 0 | 0 | 0
NY- CO2 Rate Limit- New CT Units- v5.12 | 1125 | 5900 | Rate Constraint in lbs/MWh | FALSE | L | Annual | Generation | TWh | 0 | 0 | 0 | 0 | 0 | 0 | 0
NY- CO2 Rate Limit- New CT Units- v5.12 | 1125 | 5900 | Rate Constraint in lbs/MWh | FALSE | L | Annual | Qualifying Generation | TWh | 0 | 0 | 0 | 0 | 0 | 0 | 0
NY- CO2 Rate Limit- New CT Units- v5.12 | 1125 | 5900 | Rate Constraint in lbs/MWh | FALSE | L | Annual | Constraint Shadow Price | US2011$/Ton | 0 | 0 | 0 | 0 | 2.2997 | 0 | 0
NY- CO2 Rate Limit- New Fossil Units- v5.12 | 1126 | 5901 | Rate Constraint in lbs/MWh | FALSE | L | Annual | Seasons Included | Seasons | Winter, Summer | Winter, Summer | Winter, Summer | Winter, Summer | Winter, Summer | Winter, Summer | Winter, Summer
NY- CO2 Rate Limit- New Fossil Units- v5.12 | 1126 | 5901 | Rate Constraint in lbs/MWh | FALSE | L | Annual | Standard | lb/MWh | 925 | 925 | 925 | 925 | 925 | 925 | 925
NY- CO2 Rate Limit- New Fossil Units- v5.12 | 1126 | 5901 | Rate Constraint in lbs/MWh | FALSE | L | Annual | Emissions at Affected Plants CO2 | Thousand Tons | 0 | 0 | 0 | 0 | 3089.8924 | 17641.9362 | 21569.2656
NY- CO2 Rate Limit- New Fossil Units- v5.12 | 1126 | 5901 | Rate Constraint in lbs/MWh | FALSE | L | Annual | Allowances Purchased CO2 | Thousand Tons | 0 | 0 | 0 | 0 | 0 | 0 | 0
NY- CO2 Rate Limit- New Fossil Units- v5.12 | 1126 | 5901 | Rate Constraint in lbs/MWh | FALSE | L | Annual | Allowances Sold CO2 | Thousand Tons | 0 | 0 | 0 | 0 | 0 | 0 | 0
NY- CO2 Rate Limit- New Fossil Units- v5.12 | 1126 | 5901 | Rate Constraint in lbs/MWh | FALSE | L | Annual | Allowances Banked | Thousand Tons | 0 | 0 | 0 | 0 | 0 | 0 | 0
NY- CO2 Rate Limit- New Fossil Units- v5.12 | 1126 | 5901 | Rate Constraint in lbs/MWh | FALSE | L | Annual | Allowances Withdrawn (1:1) | Thousand Tons | 0 | 0 | 0 | 0 | 0 | 0 | 0
NY- CO2 Rate Limit- New Fossil Units- v5.12 | 1126 | 5901 | Rate Constraint in lbs/MWh | FALSE | L | Annual | Allowances Withdrawn (n:1) | Thousand Tons | 0 | 0 | 0 | 0 | 0 | 0 | 0
NY- CO2 Rate Limit- New Fossil Units- v5.12 | 1126 | 5901 | Rate Constraint in lbs/MWh | FALSE | L | Annual | Net Emissions Allowance Position | Thousand Tons | 0 | 0 | 0 | 0 | 3089.8924 | 17641.9362 | 21569.2656
NY- CO2 Rate Limit- New Fossil Units- v5.12 | 1126 | 5901 | Rate Constraint in lbs/MWh | FALSE | L | Annual | Fuel Consumed | TBtu | 0 | 0 | 0 | 0 | 52.7826 | 301.3655 | 368.4535
NY- CO2 Rate Limit- New Fossil Units- v5.12 | 1126 | 5901 | Rate Constraint in lbs/MWh | FALSE | L | Annual | Rate | lb/MMBtu | 0 | 0 | 0 | 0 | 117.08 | 117.08 | 117.08
NY- CO2 Rate Limit- New Fossil Units- v5.12 | 1126 | 5901 | Rate Constraint in lbs/MWh | FALSE | L | Annual | Generation | TWh | 0 | 0 | 0 | 0 | 8.2088 | 46.8687 | 57.3022
NY- CO2 Rate Limit- New Fossil Units- v5.12 | 1126 | 5901 | Rate Constraint in lbs/MWh | FALSE | L | Annual | Qualifying Generation | TWh | 0 | 0 | 0 | 0 | 8.2088 | 46.8687 | 57.3022
NY- CO2 Rate Limit- New Fossil Units- v5.12 | 1126 | 5901 | Rate Constraint in lbs/MWh | FALSE | L | Annual | Constraint Shadow Price | US2011$/Ton | 0 | 0 | 0 | 43.1428 | 0 | 0 | 0
NY New Units MER Rate Limit v3.1, Unit 41526 and retrofits | 1127 | 1912 | Rate Constraint in lbs/MMBtu | FALSE | L | Annual | Seasons Included | Seasons | Winter, Summer | Winter, Summer | Winter, Summer | Winter, Summer | Winter, Summer | Winter, Summer | Winter, Summer
NY New Units MER Rate Limit v3.1, Unit 41526 and retrofits | 1127 | 1912 | Rate Constraint in lbs/MMBtu | FALSE | L | Annual | Standard | lb/MMBtu | 6e-07 | 6e-07 | 6e-07 | 6e-07 | 6e-07 | 6e-07 | 6e-07
NY New Units MER Rate Limit v3.1, Unit 41526 and retrofits | 1127 | 1912 | Rate Constraint in lbs/MMBtu | FALSE | L | Annual | Emissions at Affected Plants MER | lbs | 0 | 0 | 0 | 0 | 0 | 0 | 0
NY New Units MER Rate Limit v3.1, Unit 41526 and retrofits | 1127 | 1912 | Rate Constraint in lbs/MMBtu | FALSE | L | Annual | Allowances Purchased MER | lbs | 0 | 0 | 0 | 0 | 0 | 0 | 0
NY New Units MER Rate Limit v3.1, Unit 41526 and retrofits | 1127 | 1912 | Rate Constraint in lbs/MMBtu | FALSE | L | Annual | Allowances Sold MER | lbs | 0 | 0 | 0 | 0 | 0 | 0 | 0
NY New Units MER Rate Limit v3.1, Unit 41526 and retrofits | 1127 | 1912 | Rate Constraint in lbs/MMBtu | FALSE | L | Annual | Allowances Banked | lbs | 0 | 0 | 0 | 0 | 0 | 0 | 0
NY New Units MER Rate Limit v3.1, Unit 41526 and retrofits | 1127 | 1912 | Rate Constraint in lbs/MMBtu | FALSE | L | Annual | Allowances Withdrawn (1:1) | lbs | 0 | 0 | 0 | 0 | 0 | 0 | 0
NY New Units MER Rate Limit v3.1, Unit 41526 and retrofits | 1127 | 1912 | Rate Constraint in lbs/MMBtu | FALSE | L | Annual | Allowances Withdrawn (n:1) | lbs | 0 | 0 | 0 | 0 | 0 | 0 | 0
NY New Units MER Rate Limit v3.1, Unit 41526 and retrofits | 1127 | 1912 | Rate Constraint in lbs/MMBtu | FALSE | L | Annual | Net Emissions Allowance Position | lbs | 0 | 0 | 0 | 0 | 0 | 0 | 0
NY New Units MER Rate Limit v3.1, Unit 41526 and retrofits | 1127 | 1912 | Rate Constraint in lbs/MMBtu | FALSE | L | Annual | Fuel Consumed | TBtu | 0 | 0 | 0 | 0 | 0 | 0 | 0
NY New Units MER Rate Limit v3.1, Unit 41526 and retrofits | 1127 | 1912 | Rate Constraint in lbs/MMBtu | FALSE | L | Annual | Rate | lb/MMBtu | 0 | 0 | 0 | 0 | 0 | 0 | 0
NY New Units MER Rate Limit v3.1, Unit 41526 and retrofits | 1127 | 1912 | Rate Constraint in lbs/MMBtu | FALSE | L | Annual | Generation | TWh | 0 | 0 | 0 | 0 | 0 | 0 | 0
NY New Units MER Rate Limit v3.1, Unit 41526 and retrofits | 1127 | 1912 | Rate Constraint in lbs/MMBtu | FALSE | L | Annual | Qualifying Generation | TWh | 0 | 0 | 0 | 0 | 0 | 0 | 0
NY New Units MER Rate Limit v3.1, Unit 41526 and retrofits | 1127 | 1912 | Rate Constraint in lbs/MMBtu | FALSE | L | Annual | Rate | lb/MWh | 0 | 0 | 0 | 0 | 0 | 0 | 0
NY New Units MER Rate Limit v3.1, Unit 41526 and retrofits | 1127 | 1912 | Rate Constraint in lbs/MMBtu | FALSE | L | Annual | Constraint Shadow Price | US2011$/Lb | 0 | 0 | 0 | 2511497.648 | 0 | 8133033.2098 | 1205193.9371
NY New Units MER Rate Limit v3.1, Unit 41533 and retrofits | 1128 | 1912 | Rate Constraint in lbs/MMBtu | FALSE | L | Annual | Seasons Included | Seasons | Winter, Summer | Winter, Summer | Winter, Summer | Winter, Summer | Winter, Summer | Winter, Summer | Winter, Summer
NY New Units MER Rate Limit v3.1, Unit 41533 and retrofits | 1128 | 1912 | Rate Constraint in lbs/MMBtu | FALSE | L | Annual | Standard | lb/MMBtu | 6e-07 | 6e-07 | 6e-07 | 6e-07 | 6e-07 | 6e-07 | 6e-07
NY New Units MER Rate Limit v3.1, Unit 41533 and retrofits | 1128 | 1912 | Rate Constraint in lbs/MMBtu | FALSE | L | Annual | Emissions at Affected Plants MER | lbs | 0 | 0 | 0 | 0 | 0 | 0 | 0
NY New Units MER Rate Limit v3.1, Unit 41533 and retrofits | 1128 | 1912 | Rate Constraint in lbs/MMBtu | FALSE | L | Annual | Allowances Purchased MER | lbs | 0 | 0 | 0 | 0 | 0 | 0 | 0
NY New Units MER Rate Limit v3.1, Unit 41533 and retrofits | 1128 | 1912 | Rate Constraint in lbs/MMBtu | FALSE | L | Annual | Allowances Sold MER | lbs | 0 | 0 | 0 | 0 | 0 | 0 | 0
NY New Units MER Rate Limit v3.1, Unit 41533 and retrofits | 1128 | 1912 | Rate Constraint in lbs/MMBtu | FALSE | L | Annual | Allowances Banked | lbs | 0 | 0 | 0 | 0 | 0 | 0 | 0
NY New Units MER Rate Limit v3.1, Unit 41533 and retrofits | 1128 | 1912 | Rate Constraint in lbs/MMBtu | FALSE | L | Annual | Allowances Withdrawn (1:1) | lbs | 0 | 0 | 0 | 0 | 0 | 0 | 0
NY New Units MER Rate Limit v3.1, Unit 41533 and retrofits | 1128 | 1912 | Rate Constraint in lbs/MMBtu | FALSE | L | Annual | Allowances Withdrawn (n:1) | lbs | 0 | 0 | 0 | 0 | 0 | 0 | 0
NY New Units MER Rate Limit v3.1, Unit 41533 and retrofits | 1128 | 1912 | Rate Constraint in lbs/MMBtu | FALSE | L | Annual | Net Emissions Allowance Position | lbs | 0 | 0 | 0 | 0 | 0 | 0 | 0
NY New Units MER Rate Limit v3.1, Unit 41533 and retrofits | 1128 | 1912 | Rate Constraint in lbs/MMBtu | FALSE | L | Annual | Fuel Consumed | TBtu | 0 | 0 | 0 | 0 | 0 | 0 | 0
NY New Units MER Rate Limit v3.1, Unit 41533 and retrofits | 1128 | 1912 | Rate Constraint in lbs/MMBtu | FALSE | L | Annual | Rate | lb/MMBtu | 0 | 0 | 0 | 0 | 0 | 0 | 0
NY New Units MER Rate Limit v3.1, Unit 41533 and retrofits | 1128 | 1912 | Rate Constraint in lbs/MMBtu | FALSE | L | Annual | Generation | TWh | 0 | 0 | 0 | 0 | 0 | 0 | 0
NY New Units MER Rate Limit v3.1, Unit 41533 and retrofits | 1128 | 1912 | Rate Constraint in lbs/MMBtu | FALSE | L | Annual | Qualifying Generation | TWh | 0 | 0 | 0 | 0 | 0 | 0 | 0
NY New Units MER Rate Limit v3.1, Unit 41533 and retrofits | 1128 | 1912 | Rate Constraint in lbs/MMBtu | FALSE | L | Annual | Rate | lb/MWh | 0 | 0 | 0 | 0 | 0 | 0 | 0
NY New Units MER Rate Limit v3.1, Unit 41533 and retrofits | 1128 | 1912 | Rate Constraint in lbs/MMBtu | FALSE | L | Annual | Constraint Shadow Price | US2011$/Lb | 0 | 0 | 0 | 0 | 0 | 0 | 0
NY New Units MER Rate Limit v3.1, Unit 41535 and retrofits | 1129 | 1912 | Rate Constraint in lbs/MMBtu | FALSE | L | Annual | Seasons Included | Seasons | Winter, Summer | Winter, Summer | Winter, Summer | Winter, Summer | Winter, Summer | Winter, Summer | Winter, Summer
NY New Units MER Rate Limit v3.1, Unit 41535 and retrofits | 1129 | 1912 | Rate Constraint in lbs/MMBtu | FALSE | L | Annual | Standard | lb/MMBtu | 6e-07 | 6e-07 | 6e-07 | 6e-07 | 6e-07 | 6e-07 | 6e-07
NY New Units MER Rate Limit v3.1, Unit 41535 and retrofits | 1129 | 1912 | Rate Constraint in lbs/MMBtu | FALSE | L | Annual | Emissions at Affected Plants MER | lbs | 0 | 0 | 0 | 0 | 0 | 0 | 0
NY New Units MER Rate Limit v3.1, Unit 41535 and retrofits | 1129 | 1912 | Rate Constraint in lbs/MMBtu | FALSE | L | Annual | Allowances Purchased MER | lbs | 0 | 0 | 0 | 0 | 0 | 0 | 0
NY New Units MER Rate Limit v3.1, Unit 41535 and retrofits | 1129 | 1912 | Rate Constraint in lbs/MMBtu | FALSE | L | Annual | Allowances Sold MER | lbs | 0 | 0 | 0 | 0 | 0 | 0 | 0
NY New Units MER Rate Limit v3.1, Unit 41535 and retrofits | 1129 | 1912 | Rate Constraint in lbs/MMBtu | FALSE | L | Annual | Allowances Banked | lbs | 0 | 0 | 0 | 0 | 0 | 0 | 0
NY New Units MER Rate Limit v3.1, Unit 41535 and retrofits | 1129 | 1912 | Rate Constraint in lbs/MMBtu | FALSE | L | Annual | Allowances Withdrawn (1:1) | lbs | 0 | 0 | 0 | 0 | 0 | 0 | 0
NY New Units MER Rate Limit v3.1, Unit 41535 and retrofits | 1129 | 1912 | Rate Constraint in lbs/MMBtu | FALSE | L | Annual | Allowances Withdrawn (n:1) | lbs | 0 | 0 | 0 | 0 | 0 | 0 | 0
NY New Units MER Rate Limit v3.1, Unit 41535 and retrofits | 1129 | 1912 | Rate Constraint in lbs/MMBtu | FALSE | L | Annual | Net Emissions Allowance Position | lbs | 0 | 0 | 0 | 0 | 0 | 0 | 0
NY New Units MER Rate Limit v3.1, Unit 41535 and retrofits | 1129 | 1912 | Rate Constraint in lbs/MMBtu | FALSE | L | Annual | Fuel Consumed | TBtu | 0 | 0 | 0 | 0 | 0 | 0 | 0
NY New Units MER Rate Limit v3.1, Unit 41535 and retrofits | 1129 | 1912 | Rate Constraint in lbs/MMBtu | FALSE | L | Annual | Rate | lb/MMBtu | 0 | 0 | 0 | 0 | 0 | 0 | 0
NY New Units MER Rate Limit v3.1, Unit 41535 and retrofits | 1129 | 1912 | Rate Constraint in lbs/MMBtu | FALSE | L | Annual | Generation | TWh | 0 | 0 | 0 | 0 | 0 | 0 | 0
NY New Units MER Rate Limit v3.1, Unit 41535 and retrofits | 1129 | 1912 | Rate Constraint in lbs/MMBtu | FALSE | L | Annual | Qualifying Generation | TWh | 0 | 0 | 0 | 0 | 0 | 0 | 0
NY New Units MER Rate Limit v3.1, Unit 41535 and retrofits | 1129 | 1912 | Rate Constraint in lbs/MMBtu | FALSE | L | Annual | Rate | lb/MWh | 0 | 0 | 0 | 0 | 0 | 0 | 0
NY New Units MER Rate Limit v3.1, Unit 41535 and retrofits | 1129 | 1912 | Rate Constraint in lbs/MMBtu | FALSE | L | Annual | Constraint Shadow Price | US2011$/Lb | 0 | 0 | 0 | 0 | 0 | 0 | 0
NY New Units MER Rate Limit v3.1, Unit 41582 and retrofits | 1130 | 1912 | Rate Constraint in lbs/MMBtu | FALSE | L | Annual | Seasons Included | Seasons | Winter, Summer | Winter, Summer | Winter, Summer | Winter, Summer | Winter, Summer | Winter, Summer | Winter, Summer
NY New Units MER Rate Limit v3.1, Unit 41582 and retrofits | 1130 | 1912 | Rate Constraint in lbs/MMBtu | FALSE | L | Annual | Standard | lb/MMBtu | 6e-07 | 6e-07 | 6e-07 | 6e-07 | 6e-07 | 6e-07 | 6e-07
NY New Units MER Rate Limit v3.1, Unit 41582 and retrofits | 1130 | 1912 | Rate Constraint in lbs/MMBtu | FALSE | L | Annual | Emissions at Affected Plants MER | lbs | 0 | 0 | 0 | 0 | 0 | 0 | 0
NY New Units MER Rate Limit v3.1, Unit 41582 and retrofits | 1130 | 1912 | Rate Constraint in lbs/MMBtu | FALSE | L | Annual | Allowances Purchased MER | lbs | 0 | 0 | 0 | 0 | 0 | 0 | 0
NY New Units MER Rate Limit v3.1, Unit 41582 and retrofits | 1130 | 1912 | Rate Constraint in lbs/MMBtu | FALSE | L | Annual | Allowances Sold MER | lbs | 0 | 0 | 0 | 0 | 0 | 0 | 0
NY New Units MER Rate Limit v3.1, Unit 41582 and retrofits | 1130 | 1912 | Rate Constraint in lbs/MMBtu | FALSE | L | Annual | Allowances Banked | lbs | 0 | 0 | 0 | 0 | 0 | 0 | 0
NY New Units MER Rate Limit v3.1, Unit 41582 and retrofits | 1130 | 1912 | Rate Constraint in lbs/MMBtu | FALSE | L | Annual | Allowances Withdrawn (1:1) | lbs | 0 | 0 | 0 | 0 | 0 | 0 | 0
NY New Units MER Rate Limit v3.1, Unit 41582 and retrofits | 1130 | 1912 | Rate Constraint in lbs/MMBtu | FALSE | L | Annual | Allowances Withdrawn (n:1) | lbs | 0 | 0 | 0 | 0 | 0 | 0 | 0
NY New Units MER Rate Limit v3.1, Unit 41582 and retrofits | 1130 | 1912 | Rate Constraint in lbs/MMBtu | FALSE | L | Annual | Net Emissions Allowance Position | lbs | 0 | 0 | 0 | 0 | 0 | 0 | 0
NY New Units MER Rate Limit v3.1, Unit 41582 and retrofits | 1130 | 1912 | Rate Constraint in lbs/MMBtu | FALSE | L | Annual | Fuel Consumed | TBtu | 0 | 0 | 0 | 0 | 0 | 0 | 0
NY New Units MER Rate Limit v3.1, Unit 41582 and retrofits | 1130 | 1912 | Rate Constraint in lbs/MMBtu | FALSE | L | Annual | Rate | lb/MMBtu | 0 | 0 | 0 | 0 | 0 | 0 | 0
NY New Units MER Rate Limit v3.1, Unit 41582 and retrofits | 1130 | 1912 | Rate Constraint in lbs/MMBtu | FALSE | L | Annual | Generation | TWh | 0 | 0 | 0 | 0 | 0 | 0 | 0
NY New Units MER Rate Limit v3.1, Unit 41582 and retrofits | 1130 | 1912 | Rate Constraint in lbs/MMBtu | FALSE | L | Annual | Qualifying Generation | TWh | 0 | 0 | 0 | 0 | 0 | 0 | 0
NY New Units MER Rate Limit v3.1, Unit 41582 and retrofits | 1130 | 1912 | Rate Constraint in lbs/MMBtu | FALSE | L | Annual | Rate | lb/MWh | 0 | 0 | 0 | 0 | 0 | 0 | 0
NY New Units MER Rate Limit v3.1, Unit 41582 and retrofits | 1130 | 1912 | Rate Constraint in lbs/MMBtu | FALSE | L | Annual | Constraint Shadow Price | US2011$/Lb | 0 | 0 | 0 | 0 | 0 | 5172109.6917 | 16939354.3419
NY New Units MER Rate Limit v3.1, Unit 41589 and retrofits | 1131 | 1912 | Rate Constraint in lbs/MMBtu | FALSE | L | Annual | Seasons Included | Seasons | Winter, Summer | Winter, Summer | Winter, Summer | Winter, Summer | Winter, Summer | Winter, Summer | Winter, Summer
NY New Units MER Rate Limit v3.1, Unit 41589 and retrofits | 1131 | 1912 | Rate Constraint in lbs/MMBtu | FALSE | L | Annual | Standard | lb/MMBtu | 6e-07 | 6e-07 | 6e-07 | 6e-07 | 6e-07 | 6e-07 | 6e-07
NY New Units MER Rate Limit v3.1, Unit 41589 and retrofits | 1131 | 1912 | Rate Constraint in lbs/MMBtu | FALSE | L | Annual | Emissions at Affected Plants MER | lbs | 0 | 0 | 0 | 0 | 0 | 0 | 0
NY New Units MER Rate Limit v3.1, Unit 41589 and retrofits | 1131 | 1912 | Rate Constraint in lbs/MMBtu | FALSE | L | Annual | Allowances Purchased MER | lbs | 0 | 0 | 0 | 0 | 0 | 0 | 0
NY New Units MER Rate Limit v3.1, Unit 41589 and retrofits | 1131 | 1912 | Rate Constraint in lbs/MMBtu | FALSE | L | Annual | Allowances Sold MER | lbs | 0 | 0 | 0 | 0 | 0 | 0 | 0
NY New Units MER Rate Limit v3.1, Unit 41589 and retrofits | 1131 | 1912 | Rate Constraint in lbs/MMBtu | FALSE | L | Annual | Allowances Banked | lbs | 0 | 0 | 0 | 0 | 0 | 0 | 0
NY New Units MER Rate Limit v3.1, Unit 41589 and retrofits | 1131 | 1912 | Rate Constraint in lbs/MMBtu | FALSE | L | Annual | Allowances Withdrawn (1:1) | lbs | 0 | 0 | 0 | 0 | 0 | 0 | 0
NY New Units MER Rate Limit v3.1, Unit 41589 and retrofits | 1131 | 1912 | Rate Constraint in lbs/MMBtu | FALSE | L | Annual | Allowances Withdrawn (n:1) | lbs | 0 | 0 | 0 | 0 | 0 | 0 | 0
NY New Units MER Rate Limit v3.1, Unit 41589 and retrofits | 1131 | 1912 | Rate Constraint in lbs/MMBtu | FALSE | L | Annual | Net Emissions Allowance Position | lbs | 0 | 0 | 0 | 0 | 0 | 0 | 0
NY New Units MER Rate Limit v3.1, Unit 41589 and retrofits | 1131 | 1912 | Rate Constraint in lbs/MMBtu | FALSE | L | Annual | Fuel Consumed | TBtu | 0 | 0 | 0 | 0 | 0 | 0 | 0
NY New Units MER Rate Limit v3.1, Unit 41589 and retrofits | 1131 | 1912 | Rate Constraint in lbs/MMBtu | FALSE | L | Annual | Rate | lb/MMBtu | 0 | 0 | 0 | 0 | 0 | 0 | 0
NY New Units MER Rate Limit v3.1, Unit 41589 and retrofits | 1131 | 1912 | Rate Constraint in lbs/MMBtu | FALSE | L | Annual | Generation | TWh | 0 | 0 | 0 | 0 | 0 | 0 | 0
NY New Units MER Rate Limit v3.1, Unit 41589 and retrofits | 1131 | 1912 | Rate Constraint in lbs/MMBtu | FALSE | L | Annual | Qualifying Generation | TWh | 0 | 0 | 0 | 0 | 0 | 0 | 0
NY New Units MER Rate Limit v3.1, Unit 41589 and retrofits | 1131 | 1912 | Rate Constraint in lbs/MMBtu | FALSE | L | Annual | Rate | lb/MWh | 0 | 0 | 0 | 0 | 0 | 0 | 0
NY New Units MER Rate Limit v3.1, Unit 41589 and retrofits | 1131 | 1912 | Rate Constraint in lbs/MMBtu | FALSE | L | Annual | Constraint Shadow Price | US2011$/Lb | 0 | 0 | 0 | 0 | 0 | 0 | 0
NY New Units MER Rate Limit v3.1, Unit 41591 and retrofits | 1132 | 1912 | Rate Constraint in lbs/MMBtu | FALSE | L | Annual | Seasons Included | Seasons | Winter, Summer | Winter, Summer | Winter, Summer | Winter, Summer | Winter, Summer | Winter, Summer | Winter, Summer
NY New Units MER Rate Limit v3.1, Unit 41591 and retrofits | 1132 | 1912 | Rate Constraint in lbs/MMBtu | FALSE | L | Annual | Standard | lb/MMBtu | 6e-07 | 6e-07 | 6e-07 | 6e-07 | 6e-07 | 6e-07 | 6e-07
NY New Units MER Rate Limit v3.1, Unit 41591 and retrofits | 1132 | 1912 | Rate Constraint in lbs/MMBtu | FALSE | L | Annual | Emissions at Affected Plants MER | lbs | 0 | 0 | 0 | 0 | 0 | 0 | 0
NY New Units MER Rate Limit v3.1, Unit 41591 and retrofits | 1132 | 1912 | Rate Constraint in lbs/MMBtu | FALSE | L | Annual | Allowances Purchased MER | lbs | 0 | 0 | 0 | 0 | 0 | 0 | 0
NY New Units MER Rate Limit v3.1, Unit 41591 and retrofits | 1132 | 1912 | Rate Constraint in lbs/MMBtu | FALSE | L | Annual | Allowances Sold MER | lbs | 0 | 0 | 0 | 0 | 0 | 0 | 0
NY New Units MER Rate Limit v3.1, Unit 41591 and retrofits | 1132 | 1912 | Rate Constraint in lbs/MMBtu | FALSE | L | Annual | Allowances Banked | lbs | 0 | 0 | 0 | 0 | 0 | 0 | 0
NY New Units MER Rate Limit v3.1, Unit 41591 and retrofits | 1132 | 1912 | Rate Constraint in lbs/MMBtu | FALSE | L | Annual | Allowances Withdrawn (1:1) | lbs | 0 | 0 | 0 | 0 | 0 | 0 | 0
NY New Units MER Rate Limit v3.1, Unit 41591 and retrofits | 1132 | 1912 | Rate Constraint in lbs/MMBtu | FALSE | L | Annual | Allowances Withdrawn (n:1) | lbs | 0 | 0 | 0 | 0 | 0 | 0 | 0
NY New Units MER Rate Limit v3.1, Unit 41591 and retrofits | 1132 | 1912 | Rate Constraint in lbs/MMBtu | FALSE | L | Annual | Net Emissions Allowance Position | lbs | 0 | 0 | 0 | 0 | 0 | 0 | 0
NY New Units MER Rate Limit v3.1, Unit 41591 and retrofits | 1132 | 1912 | Rate Constraint in lbs/MMBtu | FALSE | L | Annual | Fuel Consumed | TBtu | 0 | 0 | 0 | 0 | 0 | 0 | 0
NY New Units MER Rate Limit v3.1, Unit 41591 and retrofits | 1132 | 1912 | Rate Constraint in lbs/MMBtu | FALSE | L | Annual | Rate | lb/MMBtu | 0 | 0 | 0 | 0 | 0 | 0 | 0
NY New Units MER Rate Limit v3.1, Unit 41591 and retrofits | 1132 | 1912 | Rate Constraint in lbs/MMBtu | FALSE | L | Annual | Generation | TWh | 0 | 0 | 0 | 0 | 0 | 0 | 0
NY New Units MER Rate Limit v3.1, Unit 41591 and retrofits | 1132 | 1912 | Rate Constraint in lbs/MMBtu | FALSE | L | Annual | Qualifying Generation | TWh | 0 | 0 | 0 | 0 | 0 | 0 | 0
NY New Units MER Rate Limit v3.1, Unit 41591 and retrofits | 1132 | 1912 | Rate Constraint in lbs/MMBtu | FALSE | L | Annual | Rate | lb/MWh | 0 | 0 | 0 | 0 | 0 | 0 | 0
NY New Units MER Rate Limit v3.1, Unit 41591 and retrofits | 1132 | 1912 | Rate Constraint in lbs/MMBtu | FALSE | L | Annual | Constraint Shadow Price | US2011$/Lb | 0 | 0 | 0 | 0 | 0 | 43445495.9546 | 16939354.3419
NY New Units MER Rate Limit v3.1, Unit 41641 and retrofits | 1133 | 1912 | Rate Constraint in lbs/MMBtu | FALSE | L | Annual | Seasons Included | Seasons | Winter, Summer | Winter, Summer | Winter, Summer | Winter, Summer | Winter, Summer | Winter, Summer | Winter, Summer
NY New Units MER Rate Limit v3.1, Unit 41641 and retrofits | 1133 | 1912 | Rate Constraint in lbs/MMBtu | FALSE | L | Annual | Standard | lb/MMBtu | 6e-07 | 6e-07 | 6e-07 | 6e-07 | 6e-07 | 6e-07 | 6e-07
NY New Units MER Rate Limit v3.1, Unit 41641 and retrofits | 1133 | 1912 | Rate Constraint in lbs/MMBtu | FALSE | L | Annual | Emissions at Affected Plants MER | lbs | 0 | 0 | 0 | 0 | 0 | 0 | 0
NY New Units MER Rate Limit v3.1, Unit 41641 and retrofits | 1133 | 1912 | Rate Constraint in lbs/MMBtu | FALSE | L | Annual | Allowances Purchased MER | lbs | 0 | 0 | 0 | 0 | 0 | 0 | 0
NY New Units MER Rate Limit v3.1, Unit 41641 and retrofits | 1133 | 1912 | Rate Constraint in lbs/MMBtu | FALSE | L | Annual | Allowances Sold MER | lbs | 0 | 0 | 0 | 0 | 0 | 0 | 0
NY New Units MER Rate Limit v3.1, Unit 41641 and retrofits | 1133 | 1912 | Rate Constraint in lbs/MMBtu | FALSE | L | Annual | Allowances Banked | lbs | 0 | 0 | 0 | 0 | 0 | 0 | 0
NY New Units MER Rate Limit v3.1, Unit 41641 and retrofits | 1133 | 1912 | Rate Constraint in lbs/MMBtu | FALSE | L | Annual | Allowances Withdrawn (1:1) | lbs | 0 | 0 | 0 | 0 | 0 | 0 | 0
NY New Units MER Rate Limit v3.1, Unit 41641 and retrofits | 1133 | 1912 | Rate Constraint in lbs/MMBtu | FALSE | L | Annual | Allowances Withdrawn (n:1) | lbs | 0 | 0 | 0 | 0 | 0 | 0 | 0
NY New Units MER Rate Limit v3.1, Unit 41641 and retrofits | 1133 | 1912 | Rate Constraint in lbs/MMBtu | FALSE | L | Annual | Net Emissions Allowance Position | lbs | 0 | 0 | 0 | 0 | 0 | 0 | 0
NY New Units MER Rate Limit v3.1, Unit 41641 and retrofits | 1133 | 1912 | Rate Constraint in lbs/MMBtu | FALSE | L | Annual | Fuel Consumed | TBtu | 0 | 0 | 0 | 0 | 0 | 0 | 0
NY New Units MER Rate Limit v3.1, Unit 41641 and retrofits | 1133 | 1912 | Rate Constraint in lbs/MMBtu | FALSE | L | Annual | Rate | lb/MMBtu | 0 | 0 | 0 | 0 | 0 | 0 | 0
NY New Units MER Rate Limit v3.1, Unit 41641 and retrofits | 1133 | 1912 | Rate Constraint in lbs/MMBtu | FALSE | L | Annual | Generation | TWh | 0 | 0 | 0 | 0 | 0 | 0 | 0
NY New Units MER Rate Limit v3.1, Unit 41641 and retrofits | 1133 | 1912 | Rate Constraint in lbs/MMBtu | FALSE | L | Annual | Qualifying Generation | TWh | 0 | 0 | 0 | 0 | 0 | 0 | 0
NY New Units MER Rate Limit v3.1, Unit 41641 and retrofits | 1133 | 1912 | Rate Constraint in lbs/MMBtu | FALSE | L | Annual | Rate | lb/MWh | 0 | 0 | 0 | 0 | 0 | 0 | 0
NY New Units MER Rate Limit v3.1, Unit 41641 and retrofits | 1133 | 1912 | Rate Constraint in lbs/MMBtu | FALSE | L | Annual | Constraint Shadow Price | US2011$/Lb | 0 | 0 | 2718070.013 | 0 | 0 | 124418.9877 | 0
NY New Units MER Rate Limit v3.1, Unit 41648 and retrofits | 1134 | 1912 | Rate Constraint in lbs/MMBtu | FALSE | L | Annual | Seasons Included | Seasons | Winter, Summer | Winter, Summer | Winter, Summer | Winter, Summer | Winter, Summer | Winter, Summer | Winter, Summer
NY New Units MER Rate Limit v3.1, Unit 41648 and retrofits | 1134 | 1912 | Rate Constraint in lbs/MMBtu | FALSE | L | Annual | Standard | lb/MMBtu | 6e-07 | 6e-07 | 6e-07 | 6e-07 | 6e-07 | 6e-07 | 6e-07
NY New Units MER Rate Limit v3.1, Unit 41648 and retrofits | 1134 | 1912 | Rate Constraint in lbs/MMBtu | FALSE | L | Annual | Emissions at Affected Plants MER | lbs | 0 | 0 | 0 | 0 | 0 | 0 | 0
NY New Units MER Rate Limit v3.1, Unit 41648 and retrofits | 1134 | 1912 | Rate Constraint in lbs/MMBtu | FALSE | L | Annual | Allowances Purchased MER | lbs | 0 | 0 | 0 | 0 | 0 | 0 | 0
NY New Units MER Rate Limit v3.1, Unit 41648 and retrofits | 1134 | 1912 | Rate Constraint in lbs/MMBtu | FALSE | L | Annual | Allowances Sold MER | lbs | 0 | 0 | 0 | 0 | 0 | 0 | 0
NY New Units MER Rate Limit v3.1, Unit 41648 and retrofits | 1134 | 1912 | Rate Constraint in lbs/MMBtu | FALSE | L | Annual | Allowances Banked | lbs | 0 | 0 | 0 | 0 | 0 | 0 | 0
NY New Units MER Rate Limit v3.1, Unit 41648 and retrofits | 1134 | 1912 | Rate Constraint in lbs/MMBtu | FALSE | L | Annual | Allowances Withdrawn (1:1) | lbs | 0 | 0 | 0 | 0 | 0 | 0 | 0
NY New Units MER Rate Limit v3.1, Unit 41648 and retrofits | 1134 | 1912 | Rate Constraint in lbs/MMBtu | FALSE | L | Annual | Allowances Withdrawn (n:1) | lbs | 0 | 0 | 0 | 0 | 0 | 0 | 0
NY New Units MER Rate Limit v3.1, Unit 41648 and retrofits | 1134 | 1912 | Rate Constraint in lbs/MMBtu | FALSE | L | Annual | Net Emissions Allowance Position | lbs | 0 | 0 | 0 | 0 | 0 | 0 | 0
NY New Units MER Rate Limit v3.1, Unit 41648 and retrofits | 1134 | 1912 | Rate Constraint in lbs/MMBtu | FALSE | L | Annual | Fuel Consumed | TBtu | 0 | 0 | 0 | 0 | 0 | 0 | 0
NY New Units MER Rate Limit v3.1, Unit 41648 and retrofits | 1134 | 1912 | Rate Constraint in lbs/MMBtu | FALSE | L | Annual | Rate | lb/MMBtu | 0 | 0 | 0 | 0 | 0 | 0 | 0
NY New Units MER Rate Limit v3.1, Unit 41648 and retrofits | 1134 | 1912 | Rate Constraint in lbs/MMBtu | FALSE | L | Annual | Generation | TWh | 0 | 0 | 0 | 0 | 0 | 0 | 0
NY New Units MER Rate Limit v3.1, Unit 41648 and retrofits | 1134 | 1912 | Rate Constraint in lbs/MMBtu | FALSE | L | Annual | Qualifying Generation | TWh | 0 | 0 | 0 | 0 | 0 | 0 | 0
NY New Units MER Rate Limit v3.1, Unit 41648 and retrofits | 1134 | 1912 | Rate Constraint in lbs/MMBtu | FALSE | L | Annual | Rate | lb/MWh | 0 | 0 | 0 | 0 | 0 | 0 | 0
NY New Units MER Rate Limit v3.1, Unit 41648 and retrofits | 1134 | 1912 | Rate Constraint in lbs/MMBtu | FALSE | L | Annual | Constraint Shadow Price | US2011$/Lb | 0 | 0 | 0 | 0 | 24281323.296 | 124418.0083 | 4453960.9746
NY New Units MER Rate Limit v3.1, Unit 41650 and retrofits | 1135 | 1912 | Rate Constraint in lbs/MMBtu | FALSE | L | Annual | Seasons Included | Seasons | Winter, Summer | Winter, Summer | Winter, Summer | Winter, Summer | Winter, Summer | Winter, Summer | Winter, Summer
NY New Units MER Rate Limit v3.1, Unit 41650 and retrofits | 1135 | 1912 | Rate Constraint in lbs/MMBtu | FALSE | L | Annual | Standard | lb/MMBtu | 6e-07 | 6e-07 | 6e-07 | 6e-07 | 6e-07 | 6e-07 | 6e-07
NY New Units MER Rate Limit v3.1, Unit 41650 and retrofits | 1135 | 1912 | Rate Constraint in lbs/MMBtu | FALSE | L | Annual | Emissions at Affected Plants MER | lbs | 0 | 0 | 0 | 0 | 0 | 0 | 0
NY New Units MER Rate Limit v3.1, Unit 41650 and retrofits | 1135 | 1912 | Rate Constraint in lbs/MMBtu | FALSE | L | Annual | Allowances Purchased MER | lbs | 0 | 0 | 0 | 0 | 0 | 0 | 0
NY New Units MER Rate Limit v3.1, Unit 41650 and retrofits | 1135 | 1912 | Rate Constraint in lbs/MMBtu | FALSE | L | Annual | Allowances Sold MER | lbs | 0 | 0 | 0 | 0 | 0 | 0 | 0
NY New Units MER Rate Limit v3.1, Unit 41650 and retrofits | 1135 | 1912 | Rate Constraint in lbs/MMBtu | FALSE | L | Annual | Allowances Banked | lbs | 0 | 0 | 0 | 0 | 0 | 0 | 0
NY New Units MER Rate Limit v3.1, Unit 41650 and retrofits | 1135 | 1912 | Rate Constraint in lbs/MMBtu | FALSE | L | Annual | Allowances Withdrawn (1:1) | lbs | 0 | 0 | 0 | 0 | 0 | 0 | 0
NY New Units MER Rate Limit v3.1, Unit 41650 and retrofits | 1135 | 1912 | Rate Constraint in lbs/MMBtu | FALSE | L | Annual | Allowances Withdrawn (n:1) | lbs | 0 | 0 | 0 | 0 | 0 | 0 | 0
NY New Units MER Rate Limit v3.1, Unit 41650 and retrofits | 1135 | 1912 | Rate Constraint in lbs/MMBtu | FALSE | L | Annual | Net Emissions Allowance Position | lbs | 0 | 0 | 0 | 0 | 0 | 0 | 0
NY New Units MER Rate Limit v3.1, Unit 41650 and retrofits | 1135 | 1912 | Rate Constraint in lbs/MMBtu | FALSE | L | Annual | Fuel Consumed | TBtu | 0 | 0 | 0 | 0 | 0 | 0 | 0
NY New Units MER Rate Limit v3.1, Unit 41650 and retrofits | 1135 | 1912 | Rate Constraint in lbs/MMBtu | FALSE | L | Annual | Rate | lb/MMBtu | 0 | 0 | 0 | 0 | 0 | 0 | 0
NY New Units MER Rate Limit v3.1, Unit 41650 and retrofits | 1135 | 1912 | Rate Constraint in lbs/MMBtu | FALSE | L | Annual | Generation | TWh | 0 | 0 | 0 | 0 | 0 | 0 | 0
NY New Units MER Rate Limit v3.1, Unit 41650 and retrofits | 1135 | 1912 | Rate Constraint in lbs/MMBtu | FALSE | L | Annual | Qualifying Generation | TWh | 0 | 0 | 0 | 0 | 0 | 0 | 0
NY New Units MER Rate Limit v3.1, Unit 41650 and retrofits | 1135 | 1912 | Rate Constraint in lbs/MMBtu | FALSE | L | Annual | Rate | lb/MWh | 0 | 0 | 0 | 0 | 0 | 0 | 0
NY New Units MER Rate Limit v3.1, Unit 41650 and retrofits | 1135 | 1912 | Rate Constraint in lbs/MMBtu | FALSE | L | Annual | Constraint Shadow Price | US2011$/Lb | 0 | 0 | 0 | 23706410.6357 | 24281323.296 | 0 | 4453960.9746
NY New Units MER Rate Limit v3.1, Unit 41814 and retrofits | 1136 | 1912 | Rate Constraint in lbs/MMBtu | FALSE | L | Annual | Seasons Included | Seasons | Winter, Summer | Winter, Summer | Winter, Summer | Winter, Summer | Winter, Summer | Winter, Summer | Winter, Summer
NY New Units MER Rate Limit v3.1, Unit 41814 and retrofits | 1136 | 1912 | Rate Constraint in lbs/MMBtu | FALSE | L | Annual | Standard | lb/MMBtu | 6e-07 | 6e-07 | 6e-07 | 6e-07 | 6e-07 | 6e-07 | 6e-07
NY New Units MER Rate Limit v3.1, Unit 41814 and retrofits | 1136 | 1912 | Rate Constraint in lbs/MMBtu | FALSE | L | Annual | Emissions at Affected Plants MER | lbs | 0 | 0 | 0 | 0 | 0 | 0 | 0
NY New Units MER Rate Limit v3.1, Unit 41814 and retrofits | 1136 | 1912 | Rate Constraint in lbs/MMBtu | FALSE | L | Annual | Allowances Purchased MER | lbs | 0 | 0 | 0 | 0 | 0 | 0 | 0
NY New Units MER Rate Limit v3.1, Unit 41814 and retrofits | 1136 | 1912 | Rate Constraint in lbs/MMBtu | FALSE | L | Annual | Allowances Sold MER | lbs | 0 | 0 | 0 | 0 | 0 | 0 | 0
NY New Units MER Rate Limit v3.1, Unit 41814 and retrofits | 1136 | 1912 | Rate Constraint in lbs/MMBtu | FALSE | L | Annual | Allowances Banked | lbs | 0 | 0 | 0 | 0 | 0 | 0 | 0
NY New Units MER Rate Limit v3.1, Unit 41814 and retrofits | 1136 | 1912 | Rate Constraint in lbs/MMBtu | FALSE | L | Annual | Allowances Withdrawn (1:1) | lbs | 0 | 0 | 0 | 0 | 0 | 0 | 0
NY New Units MER Rate Limit v3.1, Unit 41814 and retrofits | 1136 | 1912 | Rate Constraint in lbs/MMBtu | FALSE | L | Annual | Allowances Withdrawn (n:1) | lbs | 0 | 0 | 0 | 0 | 0 | 0 | 0
NY New Units MER Rate Limit v3.1, Unit 41814 and retrofits | 1136 | 1912 | Rate Constraint in lbs/MMBtu | FALSE | L | Annual | Net Emissions Allowance Position | lbs | 0 | 0 | 0 | 0 | 0 | 0 | 0
NY New Units MER Rate Limit v3.1, Unit 41814 and retrofits | 1136 | 1912 | Rate Constraint in lbs/MMBtu | FALSE | L | Annual | Fuel Consumed | TBtu | 0 | 0 | 0 | 0 | 0 | 0 | 0
NY New Units MER Rate Limit v3.1, Unit 41814 and retrofits | 1136 | 1912 | Rate Constraint in lbs/MMBtu | FALSE | L | Annual | Rate | lb/MMBtu | 0 | 0 | 0 | 0 | 0 | 0 | 0
NY New Units MER Rate Limit v3.1, Unit 41814 and retrofits | 1136 | 1912 | Rate Constraint in lbs/MMBtu | FALSE | L | Annual | Generation | TWh | 0 | 0 | 0 | 0 | 0 | 0 | 0
NY New Units MER Rate Limit v3.1, Unit 41814 and retrofits | 1136 | 1912 | Rate Constraint in lbs/MMBtu | FALSE | L | Annual | Qualifying Generation | TWh | 0 | 0 | 0 | 0 | 0 | 0 | 0
NY New Units MER Rate Limit v3.1, Unit 41814 and retrofits | 1136 | 1912 | Rate Constraint in lbs/MMBtu | FALSE | L | Annual | Rate | lb/MWh | 0 | 0 | 0 | 0 | 0 | 0 | 0
NY New Units MER Rate Limit v3.1, Unit 41814 and retrofits | 1136 | 1912 | Rate Constraint in lbs/MMBtu | FALSE | L | Annual | Constraint Shadow Price | US2011$/Lb | 0 | 0 | 0 | 2511497.648 | 0 | 7954354.6231 | 0
NY New Units MER Rate Limit v3.1, Unit 41821 and retrofits | 1137 | 1912 | Rate Constraint in lbs/MMBtu | FALSE | L | Annual | Seasons Included | Seasons | Winter, Summer | Winter, Summer | Winter, Summer | Winter, Summer | Winter, Summer | Winter, Summer | Winter, Summer
NY New Units MER Rate Limit v3.1, Unit 41821 and retrofits | 1137 | 1912 | Rate Constraint in lbs/MMBtu | FALSE | L | Annual | Standard | lb/MMBtu | 6e-07 | 6e-07 | 6e-07 | 6e-07 | 6e-07 | 6e-07 | 6e-07
NY New Units MER Rate Limit v3.1, Unit 41821 and retrofits | 1137 | 1912 | Rate Constraint in lbs/MMBtu | FALSE | L | Annual | Emissions at Affected Plants MER | lbs | 0 | 0 | 0 | 0 | 0 | 0 | 0
NY New Units MER Rate Limit v3.1, Unit 41821 and retrofits | 1137 | 1912 | Rate Constraint in lbs/MMBtu | FALSE | L | Annual | Allowances Purchased MER | lbs | 0 | 0 | 0 | 0 | 0 | 0 | 0
NY New Units MER Rate Limit v3.1, Unit 41821 and retrofits | 1137 | 1912 | Rate Constraint in lbs/MMBtu | FALSE | L | Annual | Allowances Sold MER | lbs | 0 | 0 | 0 | 0 | 0 | 0 | 0
NY New Units MER Rate Limit v3.1, Unit 41821 and retrofits | 1137 | 1912 | Rate Constraint in lbs/MMBtu | FALSE | L | Annual | Allowances Banked | lbs | 0 | 0 | 0 | 0 | 0 | 0 | 0
NY New Units MER Rate Limit v3.1, Unit 41821 and retrofits | 1137 | 1912 | Rate Constraint in lbs/MMBtu | FALSE | L | Annual | Allowances Withdrawn (1:1) | lbs | 0 | 0 | 0 | 0 | 0 | 0 | 0
NY New Units MER Rate Limit v3.1, Unit 41821 and retrofits | 1137 | 1912 | Rate Constraint in lbs/MMBtu | FALSE | L | Annual | Allowances Withdrawn (n:1) | lbs | 0 | 0 | 0 | 0 | 0 | 0 | 0
NY New Units MER Rate Limit v3.1, Unit 41821 and retrofits | 1137 | 1912 | Rate Constraint in lbs/MMBtu | FALSE | L | Annual | Net Emissions Allowance Position | lbs | 0 | 0 | 0 | 0 | 0 | 0 | 0
NY New Units MER Rate Limit v3.1, Unit 41821 and retrofits | 1137 | 1912 | Rate Constraint in lbs/MMBtu | FALSE | L | Annual | Fuel Consumed | TBtu | 0 | 0 | 0 | 0 | 0 | 0 | 0
NY New Units MER Rate Limit v3.1, Unit 41821 and retrofits | 1137 | 1912 | Rate Constraint in lbs/MMBtu | FALSE | L | Annual | Rate | lb/MMBtu | 0 | 0 | 0 | 0 | 0 | 0 | 0
NY New Units MER Rate Limit v3.1, Unit 41821 and retrofits | 1137 | 1912 | Rate Constraint in lbs/MMBtu | FALSE | L | Annual | Generation | TWh | 0 | 0 | 0 | 0 | 0 | 0 | 0
NY New Units MER Rate Limit v3.1, Unit 41821 and retrofits | 1137 | 1912 | Rate Constraint in lbs/MMBtu | FALSE | L | Annual | Qualifying Generation | TWh | 0 | 0 | 0 | 0 | 0 | 0 | 0
NY New Units MER Rate Limit v3.1, Unit 41821 and retrofits | 1137 | 1912 | Rate Constraint in lbs/MMBtu | FALSE | L | Annual | Rate | lb/MWh | 0 | 0 | 0 | 0 | 0 | 0 | 0
NY New Units MER Rate Limit v3.1, Unit 41821 and retrofits | 1137 | 1912 | Rate Constraint in lbs/MMBtu | FALSE | L | Annual | Constraint Shadow Price | US2011$/Lb | 0 | 0 | 0 | 0 | 0 | 0 | 0
NY New Units MER Rate Limit v3.1, Unit 41823 and retrofits | 1138 | 1912 | Rate Constraint in lbs/MMBtu | FALSE | L | Annual | Seasons Included | Seasons | Winter, Summer | Winter, Summer | Winter, Summer | Winter, Summer | Winter, Summer | Winter, Summer | Winter, Summer
NY New Units MER Rate Limit v3.1, Unit 41823 and retrofits | 1138 | 1912 | Rate Constraint in lbs/MMBtu | FALSE | L | Annual | Standard | lb/MMBtu | 6e-07 | 6e-07 | 6e-07 | 6e-07 | 6e-07 | 6e-07 | 6e-07
NY New Units MER Rate Limit v3.1, Unit 41823 and retrofits | 1138 | 1912 | Rate Constraint in lbs/MMBtu | FALSE | L | Annual | Emissions at Affected Plants MER | lbs | 0 | 0 | 0 | 0 | 0 | 0 | 0
NY New Units MER Rate Limit v3.1, Unit 41823 and retrofits | 1138 | 1912 | Rate Constraint in lbs/MMBtu | FALSE | L | Annual | Allowances Purchased MER | lbs | 0 | 0 | 0 | 0 | 0 | 0 | 0
NY New Units MER Rate Limit v3.1, Unit 41823 and retrofits | 1138 | 1912 | Rate Constraint in lbs/MMBtu | FALSE | L | Annual | Allowances Sold MER | lbs | 0 | 0 | 0 | 0 | 0 | 0 | 0
NY New Units MER Rate Limit v3.1, Unit 41823 and retrofits | 1138 | 1912 | Rate Constraint in lbs/MMBtu | FALSE | L | Annual | Allowances Banked | lbs | 0 | 0 | 0 | 0 | 0 | 0 | 0
NY New Units MER Rate Limit v3.1, Unit 41823 and retrofits | 1138 | 1912 | Rate Constraint in lbs/MMBtu | FALSE | L | Annual | Allowances Withdrawn (1:1) | lbs | 0 | 0 | 0 | 0 | 0 | 0 | 0
NY New Units MER Rate Limit v3.1, Unit 41823 and retrofits | 1138 | 1912 | Rate Constraint in lbs/MMBtu | FALSE | L | Annual | Allowances Withdrawn (n:1) | lbs | 0 | 0 | 0 | 0 | 0 | 0 | 0
NY New Units MER Rate Limit v3.1, Unit 41823 and retrofits | 1138 | 1912 | Rate Constraint in lbs/MMBtu | FALSE | L | Annual | Net Emissions Allowance Position | lbs | 0 | 0 | 0 | 0 | 0 | 0 | 0
NY New Units MER Rate Limit v3.1, Unit 41823 and retrofits | 1138 | 1912 | Rate Constraint in lbs/MMBtu | FALSE | L | Annual | Fuel Consumed | TBtu | 0 | 0 | 0 | 0 | 0 | 0 | 0
NY New Units MER Rate Limit v3.1, Unit 41823 and retrofits | 1138 | 1912 | Rate Constraint in lbs/MMBtu | FALSE | L | Annual | Rate | lb/MMBtu | 0 | 0 | 0 | 0 | 0 | 0 | 0
NY New Units MER Rate Limit v3.1, Unit 41823 and retrofits | 1138 | 1912 | Rate Constraint in lbs/MMBtu | FALSE | L | Annual | Generation | TWh | 0 | 0 | 0 | 0 | 0 | 0 | 0
NY New Units MER Rate Limit v3.1, Unit 41823 and retrofits | 1138 | 1912 | Rate Constraint in lbs/MMBtu | FALSE | L | Annual | Qualifying Generation | TWh | 0 | 0 | 0 | 0 | 0 | 0 | 0
NY New Units MER Rate Limit v3.1, Unit 41823 and retrofits | 1138 | 1912 | Rate Constraint in lbs/MMBtu | FALSE | L | Annual | Rate | lb/MWh | 0 | 0 | 0 | 0 | 0 | 0 | 0
NY New Units MER Rate Limit v3.1, Unit 41823 and retrofits | 1138 | 1912 | Rate Constraint in lbs/MMBtu | FALSE | L | Annual | Constraint Shadow Price | US2011$/Lb | 0 | 0 | 0 | 0 | 0 | 0 | 0
NY New Units MER Rate Limit v3.1, Unit 41870 and retrofits | 1139 | 1912 | Rate Constraint in lbs/MMBtu | FALSE | L | Annual | Seasons Included | Seasons | Winter, Summer | Winter, Summer | Winter, Summer | Winter, Summer | Winter, Summer | Winter, Summer | Winter, Summer
NY New Units MER Rate Limit v3.1, Unit 41870 and retrofits | 1139 | 1912 | Rate Constraint in lbs/MMBtu | FALSE | L | Annual | Standard | lb/MMBtu | 6e-07 | 6e-07 | 6e-07 | 6e-07 | 6e-07 | 6e-07 | 6e-07
NY New Units MER Rate Limit v3.1, Unit 41870 and retrofits | 1139 | 1912 | Rate Constraint in lbs/MMBtu | FALSE | L | Annual | Emissions at Affected Plants MER | lbs | 0 | 0 | 0 | 0 | 0 | 0 | 0
NY New Units MER Rate Limit v3.1, Unit 41870 and retrofits | 1139 | 1912 | Rate Constraint in lbs/MMBtu | FALSE | L | Annual | Allowances Purchased MER | lbs | 0 | 0 | 0 | 0 | 0 | 0 | 0
NY New Units MER Rate Limit v3.1, Unit 41870 and retrofits | 1139 | 1912 | Rate Constraint in lbs/MMBtu | FALSE | L | Annual | Allowances Sold MER | lbs | 0 | 0 | 0 | 0 | 0 | 0 | 0
NY New Units MER Rate Limit v3.1, Unit 41870 and retrofits | 1139 | 1912 | Rate Constraint in lbs/MMBtu | FALSE | L | Annual | Allowances Banked | lbs | 0 | 0 | 0 | 0 | 0 | 0 | 0
NY New Units MER Rate Limit v3.1, Unit 41870 and retrofits | 1139 | 1912 | Rate Constraint in lbs/MMBtu | FALSE | L | Annual | Allowances Withdrawn (1:1) | lbs | 0 | 0 | 0 | 0 | 0 | 0 | 0
NY New Units MER Rate Limit v3.1, Unit 41870 and retrofits | 1139 | 1912 | Rate Constraint in lbs/MMBtu | FALSE | L | Annual | Allowances Withdrawn (n:1) | lbs | 0 | 0 | 0 | 0 | 0 | 0 | 0
NY New Units MER Rate Limit v3.1, Unit 41870 and retrofits | 1139 | 1912 | Rate Constraint in lbs/MMBtu | FALSE | L | Annual | Net Emissions Allowance Position | lbs | 0 | 0 | 0 | 0 | 0 | 0 | 0
NY New Units MER Rate Limit v3.1, Unit 41870 and retrofits | 1139 | 1912 | Rate Constraint in lbs/MMBtu | FALSE | L | Annual | Fuel Consumed | TBtu | 0 | 0 | 0 | 0 | 0 | 0 | 0
NY New Units MER Rate Limit v3.1, Unit 41870 and retrofits | 1139 | 1912 | Rate Constraint in lbs/MMBtu | FALSE | L | Annual | Rate | lb/MMBtu | 0 | 0 | 0 | 0 | 0 | 0 | 0
NY New Units MER Rate Limit v3.1, Unit 41870 and retrofits | 1139 | 1912 | Rate Constraint in lbs/MMBtu | FALSE | L | Annual | Generation | TWh | 0 | 0 | 0 | 0 | 0 | 0 | 0
NY New Units MER Rate Limit v3.1, Unit 41870 and retrofits | 1139 | 1912 | Rate Constraint in lbs/MMBtu | FALSE | L | Annual | Qualifying Generation | TWh | 0 | 0 | 0 | 0 | 0 | 0 | 0
NY New Units MER Rate Limit v3.1, Unit 41870 and retrofits | 1139 | 1912 | Rate Constraint in lbs/MMBtu | FALSE | L | Annual | Rate | lb/MWh | 0 | 0 | 0 | 0 | 0 | 0 | 0
NY New Units MER Rate Limit v3.1, Unit 41870 and retrofits | 1139 | 1912 | Rate Constraint in lbs/MMBtu | FALSE | L | Annual | Constraint Shadow Price | US2011$/Lb | 0 | 0 | 0 | 0 | 0 | 252110.0075 | 58397.7853
NY New Units MER Rate Limit v3.1, Unit 41877 and retrofits | 1140 | 1912 | Rate Constraint in lbs/MMBtu | FALSE | L | Annual | Seasons Included | Seasons | Winter, Summer | Winter, Summer | Winter, Summer | Winter, Summer | Winter, Summer | Winter, Summer | Winter, Summer
NY New Units MER Rate Limit v3.1, Unit 41877 and retrofits | 1140 | 1912 | Rate Constraint in lbs/MMBtu | FALSE | L | Annual | Standard | lb/MMBtu | 6e-07 | 6e-07 | 6e-07 | 6e-07 | 6e-07 | 6e-07 | 6e-07
NY New Units MER Rate Limit v3.1, Unit 41877 and retrofits | 1140 | 1912 | Rate Constraint in lbs/MMBtu | FALSE | L | Annual | Emissions at Affected Plants MER | lbs | 0 | 0 | 0 | 0 | 0 | 0 | 0
NY New Units MER Rate Limit v3.1, Unit 41877 and retrofits | 1140 | 1912 | Rate Constraint in lbs/MMBtu | FALSE | L | Annual | Allowances Purchased MER | lbs | 0 | 0 | 0 | 0 | 0 | 0 | 0
NY New Units MER Rate Limit v3.1, Unit 41877 and retrofits | 1140 | 1912 | Rate Constraint in lbs/MMBtu | FALSE | L | Annual | Allowances Sold MER | lbs | 0 | 0 | 0 | 0 | 0 | 0 | 0
NY New Units MER Rate Limit v3.1, Unit 41877 and retrofits | 1140 | 1912 | Rate Constraint in lbs/MMBtu | FALSE | L | Annual | Allowances Banked | lbs | 0 | 0 | 0 | 0 | 0 | 0 | 0
NY New Units MER Rate Limit v3.1, Unit 41877 and retrofits | 1140 | 1912 | Rate Constraint in lbs/MMBtu | FALSE | L | Annual | Allowances Withdrawn (1:1) | lbs | 0 | 0 | 0 | 0 | 0 | 0 | 0
NY New Units MER Rate Limit v3.1, Unit 41877 and retrofits | 1140 | 1912 | Rate Constraint in lbs/MMBtu | FALSE | L | Annual | Allowances Withdrawn (n:1) | lbs | 0 | 0 | 0 | 0 | 0 | 0 | 0
NY New Units MER Rate Limit v3.1, Unit 41877 and retrofits | 1140 | 1912 | Rate Constraint in lbs/MMBtu | FALSE | L | Annual | Net Emissions Allowance Position | lbs | 0 | 0 | 0 | 0 | 0 | 0 | 0
NY New Units MER Rate Limit v3.1, Unit 41877 and retrofits | 1140 | 1912 | Rate Constraint in lbs/MMBtu | FALSE | L | Annual | Fuel Consumed | TBtu | 0 | 0 | 0 | 0 | 0 | 0 | 0
NY New Units MER Rate Limit v3.1, Unit 41877 and retrofits | 1140 | 1912 | Rate Constraint in lbs/MMBtu | FALSE | L | Annual | Rate | lb/MMBtu | 0 | 0 | 0 | 0 | 0 | 0 | 0
NY New Units MER Rate Limit v3.1, Unit 41877 and retrofits | 1140 | 1912 | Rate Constraint in lbs/MMBtu | FALSE | L | Annual | Generation | TWh | 0 | 0 | 0 | 0 | 0 | 0 | 0
NY New Units MER Rate Limit v3.1, Unit 41877 and retrofits | 1140 | 1912 | Rate Constraint in lbs/MMBtu | FALSE | L | Annual | Qualifying Generation | TWh | 0 | 0 | 0 | 0 | 0 | 0 | 0
NY New Units MER Rate Limit v3.1, Unit 41877 and retrofits | 1140 | 1912 | Rate Constraint in lbs/MMBtu | FALSE | L | Annual | Rate | lb/MWh | 0 | 0 | 0 | 0 | 0 | 0 | 0
NY New Units MER Rate Limit v3.1, Unit 41877 and retrofits | 1140 | 1912 | Rate Constraint in lbs/MMBtu | FALSE | L | Annual | Constraint Shadow Price | US2011$/Lb | 0 | 0 | 0 | 0 | 0 | 26453186.9858 | 0
NY New Units MER Rate Limit v3.1, Unit 41879 and retrofits | 1141 | 1912 | Rate Constraint in lbs/MMBtu | FALSE | L | Annual | Seasons Included | Seasons | Winter, Summer | Winter, Summer | Winter, Summer | Winter, Summer | Winter, Summer | Winter, Summer | Winter, Summer
NY New Units MER Rate Limit v3.1, Unit 41879 and retrofits | 1141 | 1912 | Rate Constraint in lbs/MMBtu | FALSE | L | Annual | Standard | lb/MMBtu | 6e-07 | 6e-07 | 6e-07 | 6e-07 | 6e-07 | 6e-07 | 6e-07
NY New Units MER Rate Limit v3.1, Unit 41879 and retrofits | 1141 | 1912 | Rate Constraint in lbs/MMBtu | FALSE | L | Annual | Emissions at Affected Plants MER | lbs | 0 | 0 | 0 | 0 | 0 | 0 | 0
NY New Units MER Rate Limit v3.1, Unit 41879 and retrofits | 1141 | 1912 | Rate Constraint in lbs/MMBtu | FALSE | L | Annual | Allowances Purchased MER | lbs | 0 | 0 | 0 | 0 | 0 | 0 | 0
NY New Units MER Rate Limit v3.1, Unit 41879 and retrofits | 1141 | 1912 | Rate Constraint in lbs/MMBtu | FALSE | L | Annual | Allowances Sold MER | lbs | 0 | 0 | 0 | 0 | 0 | 0 | 0
NY New Units MER Rate Limit v3.1, Unit 41879 and retrofits | 1141 | 1912 | Rate Constraint in lbs/MMBtu | FALSE | L | Annual | Allowances Banked | lbs | 0 | 0 | 0 | 0 | 0 | 0 | 0
NY New Units MER Rate Limit v3.1, Unit 41879 and retrofits | 1141 | 1912 | Rate Constraint in lbs/MMBtu | FALSE | L | Annual | Allowances Withdrawn (1:1) | lbs | 0 | 0 | 0 | 0 | 0 | 0 | 0
NY New Units MER Rate Limit v3.1, Unit 41879 and retrofits | 1141 | 1912 | Rate Constraint in lbs/MMBtu | FALSE | L | Annual | Allowances Withdrawn (n:1) | lbs | 0 | 0 | 0 | 0 | 0 | 0 | 0
NY New Units MER Rate Limit v3.1, Unit 41879 and retrofits | 1141 | 1912 | Rate Constraint in lbs/MMBtu | FALSE | L | Annual | Net Emissions Allowance Position | lbs | 0 | 0 | 0 | 0 | 0 | 0 | 0
NY New Units MER Rate Limit v3.1, Unit 41879 and retrofits | 1141 | 1912 | Rate Constraint in lbs/MMBtu | FALSE | L | Annual | Fuel Consumed | TBtu | 0 | 0 | 0 | 0 | 0 | 0 | 0
NY New Units MER Rate Limit v3.1, Unit 41879 and retrofits | 1141 | 1912 | Rate Constraint in lbs/MMBtu | FALSE | L | Annual | Rate | lb/MMBtu | 0 | 0 | 0 | 0 | 0 | 0 | 0
NY New Units MER Rate Limit v3.1, Unit 41879 and retrofits | 1141 | 1912 | Rate Constraint in lbs/MMBtu | FALSE | L | Annual | Generation | TWh | 0 | 0 | 0 | 0 | 0 | 0 | 0
NY New Units MER Rate Limit v3.1, Unit 41879 and retrofits | 1141 | 1912 | Rate Constraint in lbs/MMBtu | FALSE | L | Annual | Qualifying Generation | TWh | 0 | 0 | 0 | 0 | 0 | 0 | 0
NY New Units MER Rate Limit v3.1, Unit 41879 and retrofits | 1141 | 1912 | Rate Constraint in lbs/MMBtu | FALSE | L | Annual | Rate | lb/MWh | 0 | 0 | 0 | 0 | 0 | 0 | 0
NY New Units MER Rate Limit v3.1, Unit 41879 and retrofits | 1141 | 1912 | Rate Constraint in lbs/MMBtu | FALSE | L | Annual | Constraint Shadow Price | US2011$/Lb | 0 | 0 | 0 | 0 | 0 | 10504528.7974 | 46496783.9601
OR Utility Hg Rule - MER Removal Annual v3.1 | 1142 | 1512 | MACT Fuel Choice Floor in lbs/MMBtu | FALSE | L | Annual | Seasons Included | Seasons | Winter, Summer | Winter, Summer | Winter, Summer | Winter, Summer | Winter, Summer | Winter, Summer | Winter, Summer
OR Utility Hg Rule - MER Removal Annual v3.1 | 1142 | 1512 | MACT Fuel Choice Floor in lbs/MMBtu | FALSE | L | Annual | Emission Floor | lbs/MMBtu | 6e-07 | 6e-07 | 6e-07 | 6e-07 | 6e-07 | 6e-07 | 6e-07
OR Utility Hg Rule - MER Removal Annual v3.1 | 1142 | 1512 | MACT Fuel Choice Floor in lbs/MMBtu | FALSE | L | Annual | Emissions at Affected Plants MER | lbs | 0 | 0 | 0 | 0 | 0 | 0 | 0
OR Utility Hg Rule - MER Removal Annual v3.1 | 1142 | 1512 | MACT Fuel Choice Floor in lbs/MMBtu | FALSE | L | Annual | Allowances Purchased MER | lbs | 0 | 0 | 0 | 0 | 0 | 0 | 0
OR Utility Hg Rule - MER Removal Annual v3.1 | 1142 | 1512 | MACT Fuel Choice Floor in lbs/MMBtu | FALSE | L | Annual | Allowances Sold MER | lbs | 0 | 0 | 0 | 0 | 0 | 0 | 0
OR Utility Hg Rule - MER Removal Annual v3.1 | 1142 | 1512 | MACT Fuel Choice Floor in lbs/MMBtu | FALSE | L | Annual | Allowances Banked | lbs | 0 | 0 | 0 | 0 | 0 | 0 | 0
OR Utility Hg Rule - MER Removal Annual v3.1 | 1142 | 1512 | MACT Fuel Choice Floor in lbs/MMBtu | FALSE | L | Annual | Allowances Withdrawn (1:1) | lbs | 0 | 0 | 0 | 0 | 0 | 0 | 0
OR Utility Hg Rule - MER Removal Annual v3.1 | 1142 | 1512 | MACT Fuel Choice Floor in lbs/MMBtu | FALSE | L | Annual | Allowances Withdrawn (n:1) | lbs | 0 | 0 | 0 | 0 | 0 | 0 | 0
OR Utility Hg Rule - MER Removal Annual v3.1 | 1142 | 1512 | MACT Fuel Choice Floor in lbs/MMBtu | FALSE | L | Annual | Net Emissions Allowance Position | lbs | 0 | 0 | 0 | 0 | 0 | 0 | 0
OR Utility Hg Rule - MER Removal Annual v3.1 | 1142 | 1512 | MACT Fuel Choice Floor in lbs/MMBtu | FALSE | L | Annual | Fuel Consumed | TBtu | 0 | 0 | 0 | 0 | 0 | 0 | 0
OR Utility Hg Rule - MER Removal Annual v3.1 | 1142 | 1512 | MACT Fuel Choice Floor in lbs/MMBtu | FALSE | L | Annual | Rate | lb/MMBtu | 0 | 0 | 0 | 0 | 0 | 0 | 0
OR Utility Hg Rule - MER Removal Annual v3.1 | 1142 | 1512 | MACT Fuel Choice Floor in lbs/MMBtu | FALSE | L | Annual | Generation | TWh | 0 | 0 | 0 | 0 | 0 | 0 | 0
OR Utility Hg Rule - MER Removal Annual v3.1 | 1142 | 1512 | MACT Fuel Choice Floor in lbs/MMBtu | FALSE | L | Annual | Qualifying Generation | TWh | 0 | 0 | 0 | 0 | 0 | 0 | 0
OR Utility Hg Rule - MER Removal Annual v3.1 | 1142 | 1512 | MACT Fuel Choice Floor in lbs/MMBtu | FALSE | L | Annual | Constraint Shadow Price | US2011$/Lb | 0 | 0 | 0 | 0 | 0 | 0 | 0
OR Utility Hg Rule - MER Removal New Units v3.1 | 1143 | 1514 | Rate Constraint in lbs/MMBtu | FALSE | L | Annual | Seasons Included | Seasons | Winter, Summer | Winter, Summer | Winter, Summer | Winter, Summer | Winter, Summer | Winter, Summer | Winter, Summer
OR Utility Hg Rule - MER Removal New Units v3.1 | 1143 | 1514 | Rate Constraint in lbs/MMBtu | FALSE | L | Annual | Standard | lb/MMBtu | 6e-07 | 6e-07 | 6e-07 | 6e-07 | 6e-07 | 6e-07 | 6e-07
OR Utility Hg Rule - MER Removal New Units v3.1 | 1143 | 1514 | Rate Constraint in lbs/MMBtu | FALSE | L | Annual | Emissions at Affected Plants MER | lbs | 0 | 0 | 0 | 0 | 0 | 0 | 0
OR Utility Hg Rule - MER Removal New Units v3.1 | 1143 | 1514 | Rate Constraint in lbs/MMBtu | FALSE | L | Annual | Allowances Purchased MER | lbs | 0 | 0 | 0 | 0 | 0 | 0 | 0
OR Utility Hg Rule - MER Removal New Units v3.1 | 1143 | 1514 | Rate Constraint in lbs/MMBtu | FALSE | L | Annual | Allowances Sold MER | lbs | 0 | 0 | 0 | 0 | 0 | 0 | 0
OR Utility Hg Rule - MER Removal New Units v3.1 | 1143 | 1514 | Rate Constraint in lbs/MMBtu | FALSE | L | Annual | Allowances Banked | lbs | 0 | 0 | 0 | 0 | 0 | 0 | 0
OR Utility Hg Rule - MER Removal New Units v3.1 | 1143 | 1514 | Rate Constraint in lbs/MMBtu | FALSE | L | Annual | Allowances Withdrawn (1:1) | lbs | 0 | 0 | 0 | 0 | 0 | 0 | 0
OR Utility Hg Rule - MER Removal New Units v3.1 | 1143 | 1514 | Rate Constraint in lbs/MMBtu | FALSE | L | Annual | Allowances Withdrawn (n:1) | lbs | 0 | 0 | 0 | 0 | 0 | 0 | 0
OR Utility Hg Rule - MER Removal New Units v3.1 | 1143 | 1514 | Rate Constraint in lbs/MMBtu | FALSE | L | Annual | Net Emissions Allowance Position | lbs | 0 | 0 | 0 | 0 | 0 | 0 | 0
OR Utility Hg Rule - MER Removal New Units v3.1 | 1143 | 1514 | Rate Constraint in lbs/MMBtu | FALSE | L | Annual | Fuel Consumed | TBtu | 0 | 0 | 0 | 0 | 0 | 0 | 0
OR Utility Hg Rule - MER Removal New Units v3.1 | 1143 | 1514 | Rate Constraint in lbs/MMBtu | FALSE | L | Annual | Rate | lb/MMBtu | 0 | 0 | 0 | 0 | 0 | 0 | 0
OR Utility Hg Rule - MER Removal New Units v3.1 | 1143 | 1514 | Rate Constraint in lbs/MMBtu | FALSE | L | Annual | Generation | TWh | 0 | 0 | 0 | 0 | 0 | 0 | 0
OR Utility Hg Rule - MER Removal New Units v3.1 | 1143 | 1514 | Rate Constraint in lbs/MMBtu | FALSE | L | Annual | Qualifying Generation | TWh | 0 | 0 | 0 | 0 | 0 | 0 | 0
OR Utility Hg Rule - MER Removal New Units v3.1 | 1143 | 1514 | Rate Constraint in lbs/MMBtu | FALSE | L | Annual | Rate | lb/MWh | 0 | 0 | 0 | 0 | 0 | 0 | 0
OR Utility Hg Rule - MER Removal New Units v3.1 | 1143 | 1514 | Rate Constraint in lbs/MMBtu | FALSE | L | Annual | Constraint Shadow Price | US2011$/Lb | 0 | 0 | 0 | 0 | 0 | 0 | 0
RGGI CO2 Annual Constraint v5.13 | 1144 | 5896 | Rate Constraint in MTons | FALSE | L | Annual | Seasons Included | Seasons | Winter, Summer | Winter, Summer | Winter, Summer | Winter, Summer | Winter, Summer | Winter, Summer | Winter, Summer
RGGI CO2 Annual Constraint v5.13 | 1144 | 5896 | Rate Constraint in MTons | FALSE | L | Annual | Standard | Thousand Tons | 121249.4676 | 64187.979 | 69652.529 | 78175.2154 | 78175.2154 | 78175.2154 | 78175.2154
RGGI CO2 Annual Constraint v5.13 | 1144 | 5896 | Rate Constraint in MTons | FALSE | L | Annual | Standard CO2 | Thousand Tons | 121249.4676 | 64187.979 | 69652.529 | 78175.2154 | 78175.2154 | 78175.2154 | 78175.2154
RGGI CO2 Annual Constraint v5.13 | 1144 | 5896 | Rate Constraint in MTons | FALSE | L | Annual | Emissions at Affected Plants CO2 | Thousand Tons | 85760.5501 | 78853.6397 | 77623.9512 | 71325.6471 | 67554.574 | 83916.0017 | 94120.6309
RGGI CO2 Annual Constraint v5.13 | 1144 | 5896 | Rate Constraint in MTons | FALSE | L | Annual | Allowances Purchased CO2 | Thousand Tons | 0 | 0 | 0 | 0 | 0 | 0 | -10000
RGGI CO2 Annual Constraint v5.13 | 1144 | 5896 | Rate Constraint in MTons | FALSE | L | Annual | Allowances Sold CO2 | Thousand Tons | 0 | 0 | 0 | 0 | 0 | 0 | 0
RGGI CO2 Annual Constraint v5.13 | 1144 | 5896 | Rate Constraint in MTons | FALSE | L | Annual | Allowances Banked | Thousand Tons | 35488.9176 | 0 | 0 | 6849.5684 | 10620.6417 | 0 | 0
RGGI CO2 Annual Constraint v5.13 | 1144 | 5896 | Rate Constraint in MTons | FALSE | L | Annual | Allowances Withdrawn (1:1) | Thousand Tons | 0 | 0 | 0 | 0 | 0 | -5740.7865 | -5945.4156
RGGI CO2 Annual Constraint v5.13 | 1144 | 5896 | Rate Constraint in MTons | FALSE | L | Annual | Allowances Withdrawn (n:1) | Thousand Tons | 0 | -14665660.7 | -7971422.125 | 0 | 0 | 0 | 0
RGGI CO2 Annual Constraint v5.13 | 1144 | 5896 | Rate Constraint in MTons | FALSE | L | Annual | Net Emissions Allowance Position | Thousand Tons | 121249.4676 | -14586807.0603 | -7893798.1738 | 78175.2155 | 78175.2157 | 78175.2152 | 78175.2153
RGGI CO2 Annual Constraint v5.13 | 1144 | 5896 | Rate Constraint in MTons | FALSE | L | Annual | Fuel Consumed | TBtu | 1331.7623 | 1226.2174 | 1193.1111 | 1112.6786 | 1081.4846 | 1365.1834 | 1565.1138
RGGI CO2 Annual Constraint v5.13 | 1144 | 5896 | Rate Constraint in MTons | FALSE | L | Annual | Rate | lb/MMBtu | 128.7926 | 128.6128 | 130.1202 | 128.2053 | 124.9293 | 122.9373 | 120.2732
RGGI CO2 Annual Constraint v5.13 | 1144 | 5896 | Rate Constraint in MTons | FALSE | L | Annual | Generation | TWh | 169.5961 | 158.9417 | 155.1251 | 146.1436 | 145.3095 | 193.0525 | 226.6668
RGGI CO2 Annual Constraint v5.13 | 1144 | 5896 | Rate Constraint in MTons | FALSE | L | Annual | Qualifying Generation | TWh | 169.5961 | 158.9417 | 155.1251 | 146.1436 | 145.3095 | 193.0525 | 226.6668
RGGI CO2 Annual Constraint v5.13 | 1144 | 5896 | Rate Constraint in MTons | FALSE | L | Annual | Rate | lb/MWh | 505.6753 | 496.1169 | 500.3958 | 488.0518 | 464.9012 | 434.6796 | 415.2377
RGGI CO2 Annual Constraint v5.13 | 1144 | 5896 | Rate Constraint in MTons | FALSE | L | Annual | Constraint Shadow Price | US2011$/Ton | 2.0174 | 2.1646 | 2.4284 | 2.9926 | 3.8627 | 5.8183 | 9.5445
RPS v5.14- AZNM (19) | 1145 | 6171 | Generation Constraint in GWh | FALSE | G | Annual | Seasons Included | Seasons | Winter, Summer | Winter, Summer | Winter, Summer | Winter, Summer | Winter, Summer | Winter, Summer | Winter, Summer
RPS v5.14- AZNM (19) | 1145 | 6171 | Generation Constraint in GWh | FALSE | G | Annual | Standard | GWh | 9672.8254 | 10457.9306 | 12384.4841 | 14964.4694 | 16401.6202 | 17886.903 | 19753.9466
RPS v5.14- AZNM (19) | 1145 | 6171 | Generation Constraint in GWh | FALSE | G | Annual | Emissions at Affected Plants | GWh | 17419.211 | 19047.6427 | 19129.9285 | 20889.349 | 47480.8609 | 50862.3775 | 55055.5454
RPS v5.14- AZNM (19) | 1145 | 6171 | Generation Constraint in GWh | FALSE | G | Annual | Allowances Purchased | GWh | 0 | 0 | 0 | 0 | 0 | 0 | 0
RPS v5.14- AZNM (19) | 1145 | 6171 | Generation Constraint in GWh | FALSE | G | Annual | Allowances Sold | GWh | 0 | 0 | 0 | 0 | 0 | 0 | 0
RPS v5.14- AZNM (19) | 1145 | 6171 | Generation Constraint in GWh | FALSE | G | Annual | Allowances Banked | GWh | 0 | 0 | 0 | 0 | 0 | 0 | 0
RPS v5.14- AZNM (19) | 1145 | 6171 | Generation Constraint in GWh | FALSE | G | Annual | Allowances Withdrawn (1:1) | GWh | 0 | 0 | 0 | 0 | 0 | 0 | 0
RPS v5.14- AZNM (19) | 1145 | 6171 | Generation Constraint in GWh | FALSE | G | Annual | Allowances Withdrawn (n:1) | GWh | 0 | 0 | 0 | 0 | 0 | 0 | 0
RPS v5.14- AZNM (19) | 1145 | 6171 | Generation Constraint in GWh | FALSE | G | Annual | Net Emissions Allowance Position | GWh | 17419.211 | 19047.6427 | 19129.9285 | 20889.349 | 47480.8609 | 50862.3775 | 55055.5454
RPS v5.14- AZNM (19) | 1145 | 6171 | Generation Constraint in GWh | FALSE | G | Annual | Fuel Consumed | TBtu | 42.4604 | 43.0985 | 43.0985 | 89.0243 | 174.8895 | 175.1504 | 180.4195
RPS v5.14- AZNM (19) | 1145 | 6171 | Generation Constraint in GWh | FALSE | G | Annual | Heat Rate | MMBtu/MWh | 2.4376 | 2.2627 | 2.2529 | 4.2617 | 3.6834 | 3.4436 | 3.277
RPS v5.14- AZNM (19) | 1145 | 6171 | Generation Constraint in GWh | FALSE | G | Annual | Generation | TWh | 17.4192 | 19.0476 | 19.1299 | 20.8893 | 47.4809 | 50.8624 | 55.0555
RPS v5.14- AZNM (19) | 1145 | 6171 | Generation Constraint in GWh | FALSE | G | Annual | Qualifying Generation | TWh | 17.4192 | 19.0476 | 19.1299 | 20.8893 | 47.4809 | 50.8624 | 55.0555
RPS v5.14- AZNM (19) | 1145 | 6171 | Generation Constraint in GWh | FALSE | G | Annual | Rate | lb/MWh | 0 | 0 | 0 | 0 | 0 | 0 | 0
RPS v5.14- AZNM (19) | 1145 | 6171 | Generation Constraint in GWh | FALSE | G | Annual | Constraint Shadow Price | US2011$/MWh | 0 | 0 | 0 | 0 | 0 | 0 | 0
RPS v5.14- CAMX (20) | 1146 | 6172 | Generation Constraint in GWh | FALSE | G | Annual | Seasons Included | Seasons | Winter, Summer | Winter, Summer | Winter, Summer | Winter, Summer | Winter, Summer | Winter, Summer | Winter, Summer
RPS v5.14- CAMX (20) | 1146 | 6172 | Generation Constraint in GWh | FALSE | G | Annual | Standard | GWh | 43126.709 | 47697.189 | 52059.38 | 61015.385 | 70669.754 | 90453.289 | 115775.0951
RPS v5.14- CAMX (20) | 1146 | 6172 | Generation Constraint in GWh | FALSE | G | Annual | Emissions at Affected Plants | GWh | 42356.9636 | 50426.5839 | 55355.8313 | 70721.0736 | 104755.4493 | 111225.273 | 118001.2945
RPS v5.14- CAMX (20) | 1146 | 6172 | Generation Constraint in GWh | FALSE | G | Annual | Allowances Purchased | GWh | 769.7453 | 0 | 0 | 0 | 0 | 0 | 0
RPS v5.14- CAMX (20) | 1146 | 6172 | Generation Constraint in GWh | FALSE | G | Annual | Allowances Sold | GWh | 0 | 0 | 0 | 0 | 0 | 0 | 0
RPS v5.14- CAMX (20) | 1146 | 6172 | Generation Constraint in GWh | FALSE | G | Annual | Allowances Banked | GWh | 0 | 0 | 0 | 0 | 0 | 0 | 0
RPS v5.14- CAMX (20) | 1146 | 6172 | Generation Constraint in GWh | FALSE | G | Annual | Allowances Withdrawn (1:1) | GWh | 0 | 0 | 0 | 0 | 0 | 0 | 0
RPS v5.14- CAMX (20) | 1146 | 6172 | Generation Constraint in GWh | FALSE | G | Annual | Allowances Withdrawn (n:1) | GWh | 0 | 0 | 0 | 0 | 0 | 0 | 0
RPS v5.14- CAMX (20) | 1146 | 6172 | Generation Constraint in GWh | FALSE | G | Annual | Net Emissions Allowance Position | GWh | 43126.709 | 50426.5839 | 55355.8313 | 70721.0736 | 104755.4493 | 111225.273 | 118001.2945
RPS v5.14- CAMX (20) | 1146 | 6172 | Generation Constraint in GWh | FALSE | G | Annual | Fuel Consumed | TBtu | 171.8864 | 126.9624 | 272.4585 | 320.2314 | 381.7325 | 381.261 | 381.261
RPS v5.14- CAMX (20) | 1146 | 6172 | Generation Constraint in GWh | FALSE | G | Annual | Heat Rate | MMBtu/MWh | 4.058 | 2.5178 | 4.9219 | 4.5281 | 3.644 | 3.4278 | 3.231
RPS v5.14- CAMX (20) | 1146 | 6172 | Generation Constraint in GWh | FALSE | G | Annual | Generation | TWh | 42.357 | 50.4266 | 55.3558 | 70.7211 | 104.7554 | 111.2253 | 118.0013
RPS v5.14- CAMX (20) | 1146 | 6172 | Generation Constraint in GWh | FALSE | G | Annual | Qualifying Generation | TWh | 42.357 | 50.4266 | 55.3558 | 70.7211 | 104.7554 | 111.2253 | 118.0013
RPS v5.14- CAMX (20) | 1146 | 6172 | Generation Constraint in GWh | FALSE | G | Annual | Rate | lb/MWh | 0 | 0 | 0 | 0 | 0 | 0 | 0
RPS v5.14- CAMX (20) | 1146 | 6172 | Generation Constraint in GWh | FALSE | G | Annual | Constraint Shadow Price | US2011$/MWh | 50.0007 | 0 | 0 | 0 | 0 | 0 | 0
RPS v5.14- ERCOT (1) | 1147 | 6157 | Generation Constraint in GWh | FALSE | G | Annual | Seasons Included | Seasons | Winter, Summer | Winter, Summer | Winter, Summer | Winter, Summer | Winter, Summer | Winter, Summer | Winter, Summer
RPS v5.14- ERCOT (1) | 1147 | 6157 | Generation Constraint in GWh | FALSE | G | Annual | Standard | GWh | 14636.2101 | 14804.8712 | 15205.9193 | 15864.1548 | 16750.6323 | 18157.9546 | 19894.8074
RPS v5.14- ERCOT (1) | 1147 | 6157 | Generation Constraint in GWh | FALSE | G | Annual | Emissions at Affected Plants | GWh | 40472.0925 | 42948.0115 | 52500.5408 | 93628.7239 | 139726.044 | 150857.6182 | 158851.1778
RPS v5.14- ERCOT (1) | 1147 | 6157 | Generation Constraint in GWh | FALSE | G | Annual | Allowances Purchased | GWh | 0 | 0 | 0 | 0 | 0 | 0 | 0
RPS v5.14- ERCOT (1) | 1147 | 6157 | Generation Constraint in GWh | FALSE | G | Annual | Allowances Sold | GWh | 0 | 0 | 0 | 0 | 0 | 0 | 0
RPS v5.14- ERCOT (1) | 1147 | 6157 | Generation Constraint in GWh | FALSE | G | Annual | Allowances Banked | GWh | 0 | 0 | 0 | 0 | 0 | 0 | 0
RPS v5.14- ERCOT (1) | 1147 | 6157 | Generation Constraint in GWh | FALSE | G | Annual | Allowances Withdrawn (1:1) | GWh | 0 | 0 | 0 | 0 | 0 | 0 | 0
RPS v5.14- ERCOT (1) | 1147 | 6157 | Generation Constraint in GWh | FALSE | G | Annual | Allowances Withdrawn (n:1) | GWh | 0 | 0 | 0 | 0 | 0 | 0 | 0
RPS v5.14- ERCOT (1) | 1147 | 6157 | Generation Constraint in GWh | FALSE | G | Annual | Net Emissions Allowance Position | GWh | 40472.0925 | 42948.0115 | 52500.5408 | 93628.7239 | 139726.044 | 150857.6182 | 158851.1778
RPS v5.14- ERCOT (1) | 1147 | 6157 | Generation Constraint in GWh | FALSE | G | Annual | Fuel Consumed | TBtu | 18.0115 | 17.2738 | 17.5253 | 16.2432 | 16.2432 | 29.5538 | 37.2568
RPS v5.14- ERCOT (1) | 1147 | 6157 | Generation Constraint in GWh | FALSE | G | Annual | Heat Rate | MMBtu/MWh | 0.44504 | 0.4022 | 0.33381 | 0.17348 | 0.11625 | 0.1959 | 0.23454
RPS v5.14- ERCOT (1) | 1147 | 6157 | Generation Constraint in GWh | FALSE | G | Annual | Generation | TWh | 40.4721 | 42.948 | 52.5005 | 93.6287 | 139.726 | 150.8576 | 158.8512
RPS v5.14- ERCOT (1) | 1147 | 6157 | Generation Constraint in GWh | FALSE | G | Annual | Qualifying Generation | TWh | 40.4721 | 42.948 | 52.5005 | 93.6287 | 139.726 | 150.8576 | 158.8512
RPS v5.14- ERCOT (1) | 1147 | 6157 | Generation Constraint in GWh | FALSE | G | Annual | Rate | lb/MWh | 0 | 0 | 0 | 0 | 0 | 0 | 0
RPS v5.14- ERCOT (1) | 1147 | 6157 | Generation Constraint in GWh | FALSE | G | Annual | Constraint Shadow Price | US2011$/MWh | 0 | 0 | 0 | 0 | 0 | 0 | 0
RPS v5.14- MROE (3) | 1148 | 6158 | Generation Constraint in GWh | FALSE | G | Annual | Seasons Included | Seasons | Winter, Summer | Winter, Summer | Winter, Summer | Winter, Summer | Winter, Summer | Winter, Summer | Winter, Summer
RPS v5.14- MROE (3) | 1148 | 6158 | Generation Constraint in GWh | FALSE | G | Annual | Standard | GWh | 2214.3733 | 2248.0874 | 2258.8881 | 2297.0294 | 2353.4262 | 2419.8582 | 2493.286
RPS v5.14- MROE (3) | 1148 | 6158 | Generation Constraint in GWh | FALSE | G | Annual | Emissions at Affected Plants | GWh | 1921.0752 | 2248.0874 | 2258.8881 | 2297.0294 | 3008.0651 | 3237.7169 | 3285.2289
RPS v5.14- MROE (3) | 1148 | 6158 | Generation Constraint in GWh | FALSE | G | Annual | Allowances Purchased | GWh | 293.2981 | 0 | 0 | 0 | 0 | 0 | 0
RPS v5.14- MROE (3) | 1148 | 6158 | Generation Constraint in GWh | FALSE | G | Annual | Allowances Sold | GWh | 0 | 0 | 0 | 0 | 0 | 0 | 0
RPS v5.14- MROE (3) | 1148 | 6158 | Generation Constraint in GWh | FALSE | G | Annual | Allowances Banked | GWh | 0 | 0 | 0 | 0 | 0 | 0 | 0
RPS v5.14- MROE (3) | 1148 | 6158 | Generation Constraint in GWh | FALSE | G | Annual | Allowances Withdrawn (1:1) | GWh | 0 | 0 | 0 | 0 | 0 | 0 | 0
RPS v5.14- MROE (3) | 1148 | 6158 | Generation Constraint in GWh | FALSE | G | Annual | Allowances Withdrawn (n:1) | GWh | 0 | 0 | 0 | 0 | 0 | 0 | 0
RPS v5.14- MROE (3) | 1148 | 6158 | Generation Constraint in GWh | FALSE | G | Annual | Net Emissions Allowance Position | GWh | 2214.3733 | 2248.0874 | 2258.8881 | 2297.0294 | 3008.0651 | 3237.7169 | 3285.2289
RPS v5.14- MROE (3) | 1148 | 6158 | Generation Constraint in GWh | FALSE | G | Annual | Fuel Consumed | TBtu | 15.278 | 9.6158 | 9.7597 | 10.1688 | 6.2723 | 8.9659 | 9.4459
RPS v5.14- MROE (3) | 1148 | 6158 | Generation Constraint in GWh | FALSE | G | Annual | Heat Rate | MMBtu/MWh | 7.9529 | 4.2773 | 4.3206 | 4.4269 | 2.0852 | 2.7692 | 2.8753
RPS v5.14- MROE (3) | 1148 | 6158 | Generation Constraint in GWh | FALSE | G | Annual | Generation | TWh | 1.9211 | 2.2481 | 2.2589 | 2.297 | 3.0081 | 3.2377 | 3.2852
RPS v5.14- MROE (3) | 1148 | 6158 | Generation Constraint in GWh | FALSE | G | Annual | Qualifying Generation | TWh | 1.9211 | 2.2481 | 2.2589 | 2.297 | 3.0081 | 3.2377 | 3.2852
RPS v5.14- MROE (3) | 1148 | 6158 | Generation Constraint in GWh | FALSE | G | Annual | Rate | lb/MWh | 0 | 0 | 0 | 0 | 0 | 0 | 0
RPS v5.14- MROE (3) | 1148 | 6158 | Generation Constraint in GWh | FALSE | G | Annual | Constraint Shadow Price | US2011$/MWh | 50.0007 | 20.1852 | 12.359 | 18.9341 | 0 | 0 | 0
RPS v5.14- MROW (4) | 1149 | 6159 | Generation Constraint in GWh | FALSE | G | Annual | Seasons Included | Seasons | Winter, Summer | Winter, Summer | Winter, Summer | Winter, Summer | Winter, Summer | Winter, Summer | Winter, Summer
RPS v5.14- MROW (4) | 1149 | 6159 | Generation Constraint in GWh | FALSE | G | Annual | Standard | GWh | 17160.0099 | 18497.7726 | 20234.2272 | 22492.1668 | 23446.7578 | 24367.6866 | 25426.1811
RPS v5.14- MROW (4) | 1149 | 6159 | Generation Constraint in GWh | FALSE | G | Annual | Emissions at Affected Plants | GWh | 46942.5021 | 59402.7053 | 60565.9582 | 61992.4284 | 65426.8195 | 66124.9507 | 81429.3366
RPS v5.14- MROW (4) | 1149 | 6159 | Generation Constraint in GWh | FALSE | G | Annual | Allowances Purchased | GWh | 0 | 0 | 0 | 0 | 0 | 0 | 0
RPS v5.14- MROW (4) | 1149 | 6159 | Generation Constraint in GWh | FALSE | G | Annual | Allowances Sold | GWh | 0 | 0 | 0 | 0 | 0 | 0 | 0
RPS v5.14- MROW (4) | 1149 | 6159 | Generation Constraint in GWh | FALSE | G | Annual | Allowances Banked | GWh | 0 | 0 | 0 | 0 | 0 | 0 | 0
RPS v5.14- MROW (4) | 1149 | 6159 | Generation Constraint in GWh | FALSE | G | Annual | Allowances Withdrawn (1:1) | GWh | 0 | 0 | 0 | 0 | 0 | 0 | 0
RPS v5.14- MROW (4) | 1149 | 6159 | Generation Constraint in GWh | FALSE | G | Annual | Allowances Withdrawn (n:1) | GWh | 0 | 0 | 0 | 0 | 0 | 0 | 0
RPS v5.14- MROW (4) | 1149 | 6159 | Generation Constraint in GWh | FALSE | G | Annual | Net Emissions Allowance Position | GWh | 46942.5021 | 59402.7053 | 60565.9582 | 61992.4284 | 65426.8195 | 66124.9507 | 81429.3366
RPS v5.14- MROW (4) | 1149 | 6159 | Generation Constraint in GWh | FALSE | G | Annual | Fuel Consumed | TBtu | 15.7721 | 15.944 | 16.0718 | 13.7489 | 13.4027 | 18.4349 | 20.8094
RPS v5.14- MROW (4) | 1149 | 6159 | Generation Constraint in GWh | FALSE | G | Annual | Heat Rate | MMBtu/MWh | 0.33599 | 0.26841 | 0.26536 | 0.22178 | 0.20485 | 0.27879 | 0.25555
RPS v5.14- MROW (4) | 1149 | 6159 | Generation Constraint in GWh | FALSE | G | Annual | Generation | TWh | 46.9425 | 59.4027 | 60.566 | 61.9924 | 65.4268 | 66.125 | 81.4293
RPS v5.14- MROW (4) | 1149 | 6159 | Generation Constraint in GWh | FALSE | G | Annual | Qualifying Generation | TWh | 46.9425 | 59.4027 | 60.566 | 61.9924 | 65.4268 | 66.125 | 81.4293
RPS v5.14- MROW (4) | 1149 | 6159 | Generation Constraint in GWh | FALSE | G | Annual | Rate | lb/MWh | 0 | 0 | 0 | 0 | 0 | 0 | 0
RPS v5.14- MROW (4) | 1149 | 6159 | Generation Constraint in GWh | FALSE | G | Annual | Constraint Shadow Price | US2011$/MWh | 0 | 0 | 0 | 0 | 0 | 0 | 0
RPS v5.14- NEWE (5) | 1150 | 6160 | Generation Constraint in GWh | FALSE | G | Annual | Seasons Included | Seasons | Winter, Summer | Winter, Summer | Winter, Summer | Winter, Summer | Winter, Summer | Winter, Summer | Winter, Summer
RPS v5.14- NEWE (5) | 1150 | 6160 | Generation Constraint in GWh | FALSE | G | Annual | Standard | GWh | 15726.0099 | 17381.826 | 18804.2254 | 19013.2978 | 19291.6039 | 19516.2418 | 19648.1644
RPS v5.14- NEWE (5) | 1150 | 6160 | Generation Constraint in GWh | FALSE | G | Annual | Emissions at Affected Plants | GWh | 6797.676 | 17538.7557 | 18804.2254 | 19013.2978 | 19291.6039 | 19516.2418 | 19648.1644
RPS v5.14- NEWE (5) | 1150 | 6160 | Generation Constraint in GWh | FALSE | G | Annual | Allowances Purchased | GWh | 8928.3339 | 0 | 0 | 0 | 0 | 0 | 0
RPS v5.14- NEWE (5) | 1150 | 6160 | Generation Constraint in GWh | FALSE | G | Annual | Allowances Sold | GWh | 0 | 0 | 0 | 0 | 0 | 0 | 0
RPS v5.14- NEWE (5) | 1150 | 6160 | Generation Constraint in GWh | FALSE | G | Annual | Allowances Banked | GWh | 0 | 0 | 0 | 0 | 0 | 0 | 0
RPS v5.14- NEWE (5) | 1150 | 6160 | Generation Constraint in GWh | FALSE | G | Annual | Allowances Withdrawn (1:1) | GWh | 0 | 0 | 0 | 0 | 0 | 0 | 0
RPS v5.14- NEWE (5) | 1150 | 6160 | Generation Constraint in GWh | FALSE | G | Annual | Allowances Withdrawn (n:1) | GWh | 0 | 0 | 0 | 0 | 0 | 0 | 0
RPS v5.14- NEWE (5) | 1150 | 6160 | Generation Constraint in GWh | FALSE | G | Annual | Net Emissions Allowance Position | GWh | 15726.0099 | 17538.7557 | 18804.2254 | 19013.2978 | 19291.6039 | 19516.2418 | 19648.1644
RPS v5.14- NEWE (5) | 1150 | 6160 | Generation Constraint in GWh | FALSE | G | Annual | Fuel Consumed | TBtu | 54.036 | 34.0698 | 52.3667 | 53.9215 | 50.8474 | 51.9888 | 51.9888
RPS v5.14- NEWE (5) | 1150 | 6160 | Generation Constraint in GWh | FALSE | G | Annual | Heat Rate | MMBtu/MWh | 7.9492 | 1.9425 | 2.7848 | 2.836 | 2.6357 | 2.6639 | 2.646
RPS v5.14- NEWE (5) | 1150 | 6160 | Generation Constraint in GWh | FALSE | G | Annual | Generation | TWh | 6.7977 | 17.5388 | 18.8042 | 19.0133 | 19.2916 | 19.5162 | 19.6482
RPS v5.14- NEWE (5) | 1150 | 6160 | Generation Constraint in GWh | FALSE | G | Annual | Qualifying Generation | TWh | 6.7977 | 17.5388 | 18.8042 | 19.0133 | 19.2916 | 19.5162 | 19.6482
RPS v5.14- NEWE (5) | 1150 | 6160 | Generation Constraint in GWh | FALSE | G | Annual | Rate | lb/MWh | 0 | 0 | 0 | 0 | 0 | 0 | 0
RPS v5.14- NEWE (5) | 1150 | 6160 | Generation Constraint in GWh | FALSE | G | Annual | Constraint Shadow Price | US2011$/MWh | 26.7904 | 0 | 12.8196 | 18.2369 | 6.3564 | 10.7927 | 6.2452
RPS v5.14- NWPP (21) | 1151 | 6173 | Generation Constraint in GWh | FALSE | G | Annual | Seasons Included | Seasons | Winter, Summer | Winter, Summer | Winter, Summer | Winter, Summer | Winter, Summer | Winter, Summer | Winter, Summer
RPS v5.14- NWPP (21) | 1151 | 6173 | Generation Constraint in GWh | FALSE | G | Annual | Standard | GWh | 16866.1105 | 17151.7678 | 22849.524 | 26906.2559 | 29146.1675 | 31101.0509 | 33482.5442
RPS v5.14- NWPP (21) | 1151 | 6173 | Generation Constraint in GWh | FALSE | G | Annual | Emissions at Affected Plants | GWh | 33421.9282 | 33974.2552 | 34616.8827 | 36414.9381 | 53954.9569 | 65865.7545 | 90876.719
RPS v5.14- NWPP (21) | 1151 | 6173 | Generation Constraint in GWh | FALSE | G | Annual | Allowances Purchased | GWh | 0 | 0 | 0 | 0 | 0 | 0 | 0
RPS v5.14- NWPP (21) | 1151 | 6173 | Generation Constraint in GWh | FALSE | G | Annual | Allowances Sold | GWh | 0 | 0 | 0 | 0 | 0 | 0 | 0
RPS v5.14- NWPP (21) | 1151 | 6173 | Generation Constraint in GWh | FALSE | G | Annual | Allowances Banked | GWh | 0 | 0 | 0 | 0 | 0 | 0 | 0
RPS v5.14- NWPP (21) | 1151 | 6173 | Generation Constraint in GWh | FALSE | G | Annual | Allowances Withdrawn (1:1) | GWh | 0 | 0 | 0 | 0 | 0 | 0 | 0
RPS v5.14- NWPP (21) | 1151 | 6173 | Generation Constraint in GWh | FALSE | G | Annual | Allowances Withdrawn (n:1) | GWh | 0 | 0 | 0 | 0 | 0 | 0 | 0
RPS v5.14- NWPP (21) | 1151 | 6173 | Generation Constraint in GWh | FALSE | G | Annual | Net Emissions Allowance Position | GWh | 33421.9282 | 33974.2552 | 34616.8827 | 36414.9381 | 53954.9569 | 65865.7545 | 90876.719
RPS v5.14- NWPP (21) | 1151 | 6173 | Generation Constraint in GWh | FALSE | G | Annual | Fuel Consumed | TBtu | 72.9639 | 75.2038 | 84.674 | 130.8585 | 343.2614 | 345.8913 | 347.8807
RPS v5.14- NWPP (21) | 1151 | 6173 | Generation Constraint in GWh | FALSE | G | Annual | Heat Rate | MMBtu/MWh | 2.1831 | 2.2136 | 2.446 | 3.5935 | 6.362 | 5.2515 | 3.8281
RPS v5.14- NWPP (21) | 1151 | 6173 | Generation Constraint in GWh | FALSE | G | Annual | Generation | TWh | 33.4219 | 33.9743 | 34.6169 | 36.4149 | 53.955 | 65.8658 | 90.8767
RPS v5.14- NWPP (21) | 1151 | 6173 | Generation Constraint in GWh | FALSE | G | Annual | Qualifying Generation | TWh | 33.4219 | 33.9743 | 34.6169 | 36.4149 | 53.955 | 65.8658 | 90.8767
RPS v5.14- NWPP (21) | 1151 | 6173 | Generation Constraint in GWh | FALSE | G | Annual | Rate | lb/MWh | 0 | 0 | 0 | 0 | 0 | 0 | 0
RPS v5.14- NWPP (21) | 1151 | 6173 | Generation Constraint in GWh | FALSE | G | Annual | Constraint Shadow Price | US2011$/MWh | 0 | 0 | 0 | 0 | 0 | 0 | 0
RPS v5.14- NY | 1152 | 6161 | Generation Constraint in GWh | FALSE | G | Annual | Seasons Included | Seasons | Winter, Summer | Winter, Summer | Winter, Summer | Winter, Summer | Winter, Summer | Winter, Summer | Winter, Summer
RPS v5.14- NY | 1152 | 6161 | Generation Constraint in GWh | FALSE | G | Annual | Standard | GWh | 36581.101 | 36389.9798 | 35629.4356 | 35126.0131 | 35200.4499 | 35390.8193 | 35582.7373
RPS v5.14- NY | 1152 | 6161 | Generation Constraint in GWh | FALSE | G | Annual | Emissions at Affected Plants | GWh | 31828.6744 | 34377.644 | 35629.4356 | 35620.1024 | 42843.1961 | 42827.3877 | 42913.6537
RPS v5.14- NY | 1152 | 6161 | Generation Constraint in GWh | FALSE | G | Annual | Allowances Purchased | GWh | 4752.4266 | 2012.3358 | 0 | 0 | 0 | 0 | 0
RPS v5.14- NY | 1152 | 6161 | Generation Constraint in GWh | FALSE | G | Annual | Allowances Sold | GWh | 0 | 0 | 0 | 0 | 0 | 0 | 0
RPS v5.14- NY | 1152 | 6161 | Generation Constraint in GWh | FALSE | G | Annual | Allowances Banked | GWh | 0 | 0 | 0 | 0 | 0 | 0 | 0
RPS v5.14- NY | 1152 | 6161 | Generation Constraint in GWh | FALSE | G | Annual | Allowances Withdrawn (1:1) | GWh | 0 | 0 | 0 | 0 | 0 | 0 | 0
RPS v5.14- NY | 1152 | 6161 | Generation Constraint in GWh | FALSE | G | Annual | Allowances Withdrawn (n:1) | GWh | 0 | 0 | 0 | 0 | 0 | 0 | 0
RPS v5.14- NY | 1152 | 6161 | Generation Constraint in GWh | FALSE | G | Annual | Net Emissions Allowance Position | GWh | 36581.101 | 36389.9798 | 35629.4356 | 35620.1024 | 42843.1961 | 42827.3877 | 42913.6537
RPS v5.14- NY | 1152 | 6161 | Generation Constraint in GWh | FALSE | G | Annual | Fuel Consumed | TBtu | 29.1022 | 29.1101 | 29.1101 | 27.5413 | 28.1834 | 27.8165 | 28.8925
RPS v5.14- NY | 1152 | 6161 | Generation Constraint in GWh | FALSE | G | Annual | Heat Rate | MMBtu/MWh | 0.91434 | 0.84677 | 0.81702 | 0.7732 | 0.65783 | 0.6495 | 0.67327
RPS v5.14- NY | 1152 | 6161 | Generation Constraint in GWh | FALSE | G | Annual | Generation | TWh | 31.8287 | 34.3776 | 35.6294 | 35.6201 | 42.8432 | 42.8274 | 42.9137
RPS v5.14- NY | 1152 | 6161 | Generation Constraint in GWh | FALSE | G | Annual | Qualifying Generation | TWh | 31.8287 | 34.3776 | 35.6294 | 35.6201 | 42.8432 | 42.8274 | 42.9137
RPS v5.14- NY | 1152 | 6161 | Generation Constraint in GWh | FALSE | G | Annual | Rate | lb/MWh | 0 | 0 | 0 | 0 | 0 | 0 | 0
RPS v5.14- NY | 1152 | 6161 | Generation Constraint in GWh | FALSE | G | Annual | Constraint Shadow Price | US2011$/MWh | 10.0007 | 10.0009 | 6.0574 | 0 | 0 | 0 | 0
RPS v5.14- RFCE (9) | 1153 | 6162 | Generation Constraint in GWh | FALSE | G | Annual | Seasons Included | Seasons | Winter, Summer | Winter, Summer | Winter, Summer | Winter, Summer | Winter, Summer | Winter, Summer | Winter, Summer
RPS v5.14- RFCE (9) | 1153 | 6162 | Generation Constraint in GWh | FALSE | G | Annual | Standard | GWh | 26022.7074 | 30500.8872 | 36226.239 | 38905.5513 | 39941.243 | 41358.4788 | 42893.4397
RPS v5.14- RFCE (9) | 1153 | 6162 | Generation Constraint in GWh | FALSE | G | Annual | Emissions at Affected Plants | GWh | 13900.4526 | 23295.7598 | 36226.239 | 38905.5513 | 39941.243 | 41358.4788 | 42893.4397
RPS v5.14- RFCE (9) | 1153 | 6162 | Generation Constraint in GWh | FALSE | G | Annual | Allowances Purchased | GWh | 12122.2548 | 7205.1274 | 0 | 0 | 0 | 0 | 0
RPS v5.14- RFCE (9) | 1153 | 6162 | Generation Constraint in GWh | FALSE | G | Annual | Allowances Sold | GWh | 0 | 0 | 0 | 0 | 0 | 0 | 0
RPS v5.14- RFCE (9) | 1153 | 6162 | Generation Constraint in GWh | FALSE | G | Annual | Allowances Banked | GWh | 0 | 0 | 0 | 0 | 0 | 0 | 0
RPS v5.14- RFCE (9) | 1153 | 6162 | Generation Constraint in GWh | FALSE | G | Annual | Allowances Withdrawn (1:1) | GWh | 0 | 0 | 0 | 0 | 0 | 0 | 0
RPS v5.14- RFCE (9) | 1153 | 6162 | Generation Constraint in GWh | FALSE | G | Annual | Allowances Withdrawn (n:1) | GWh | 0 | 0 | 0 | 0 | 0 | 0 | 0
RPS v5.14- RFCE (9) | 1153 | 6162 | Generation Constraint in GWh | FALSE | G | Annual | Net Emissions Allowance Position | GWh | 26022.7074 | 30500.8872 | 36226.239 | 38905.5513 | 39941.243 | 41358.4788 | 42893.4397
RPS v5.14- RFCE (9) | 1153 | 6162 | Generation Constraint in GWh | FALSE | G | Annual | Fuel Consumed | TBtu | 115.783 | 114.8893 | 115.7862 | 113.7972 | 111.0445 | 105.7653 | 103.5005
RPS v5.14- RFCE (9) | 1153 | 6162 | Generation Constraint in GWh | FALSE | G | Annual | Heat Rate | MMBtu/MWh | 8.3294 | 4.9318 | 3.1962 | 2.925 | 2.7802 | 2.5573 | 2.413
RPS v5.14- RFCE (9) | 1153 | 6162 | Generation Constraint in GWh | FALSE | G | Annual | Generation | TWh | 13.9005 | 23.2958 | 36.2262 | 38.9056 | 39.9412 | 41.3585 | 42.8934
RPS v5.14- RFCE (9) | 1153 | 6162 | Generation Constraint in GWh | FALSE | G | Annual | Qualifying Generation | TWh | 13.9005 | 23.2958 | 36.2262 | 38.9056 | 39.9412 | 41.3585 | 42.8934
RPS v5.14- RFCE (9) | 1153 | 6162 | Generation Constraint in GWh | FALSE | G | Annual | Rate | lb/MWh | 0 | 0 | 0 | 0 | 0 | 0 | 0
RPS v5.14- RFCE (9) | 1153 | 6162 | Generation Constraint in GWh | FALSE | G | Annual | Constraint Shadow Price | US2011$/MWh | 40.0006 | 40.0015 | 30.8924 | 23.7191 | 21.2666 | 11.5587 | 8.1578
RPS v5.14- RFCM (10) | 1154 | 6163 | Generation Constraint in GWh | FALSE | G | Annual | Seasons Included | Seasons | Winter, Summer | Winter, Summer | Winter, Summer | Winter, Summer | Winter, Summer | Winter, Summer | Winter, Summer
RPS v5.14- RFCM (10) | 1154 | 6163 | Generation Constraint in GWh | FALSE | G | Annual | Standard | GWh | 9623.3618 | 9722.1023 | 9716.7523 | 9854.2629 | 10069.6977 | 10354.2597 | 10671.2056
RPS v5.14- RFCM (10) | 1154 | 6163 | Generation Constraint in GWh | FALSE | G | Annual | Emissions at Affected Plants | GWh | 6951.223 | 9722.1023 | 9991.1618 | 9854.2629 | 23389.327 | 23548.1001 | 23576.7849
RPS v5.14- RFCM (10) | 1154 | 6163 | Generation Constraint in GWh | FALSE | G | Annual | Allowances Purchased | GWh | 2672.1389 | 0 | 0 | 0 | 0 | 0 | 0
RPS v5.14- RFCM (10) | 1154 | 6163 | Generation Constraint in GWh | FALSE | G | Annual | Allowances Sold | GWh | 0 | 0 | 0 | 0 | 0 | 0 | 0
RPS v5.14- RFCM (10) | 1154 | 6163 | Generation Constraint in GWh | FALSE | G | Annual | Allowances Banked | GWh | 0 | 0 | 0 | 0 | 0 | 0 | 0
RPS v5.14- RFCM (10) | 1154 | 6163 | Generation Constraint in GWh | FALSE | G | Annual | Allowances Withdrawn (1:1) | GWh | 0 | 0 | 0 | 0 | 0 | 0 | 0
RPS v5.14- RFCM (10) | 1154 | 6163 | Generation Constraint in GWh | FALSE | G | Annual | Allowances Withdrawn (n:1) | GWh | 0 | 0 | 0 | 0 | 0 | 0 | 0
RPS v5.14- RFCM (10) | 1154 | 6163 | Generation Constraint in GWh | FALSE | G | Annual | Net Emissions Allowance Position | GWh | 9623.3618 | 9722.1023 | 9991.1618 | 9854.2629 | 23389.327 | 23548.1001 | 23576.7849
RPS v5.14- RFCM (10) | 1154 | 6163 | Generation Constraint in GWh | FALSE | G | Annual | Fuel Consumed | TBtu | 38.0869 | 21.9715 | 25.5994 | 23.5634 | 20.2926 | 23.0904 | 23.0904
RPS v5.14- RFCM (10) | 1154 | 6163 | Generation Constraint in GWh | FALSE | G | Annual | Heat Rate | MMBtu/MWh | 5.4792 | 2.26 | 2.5622 | 2.3912 | 0.8676 | 0.98056 | 0.97937
RPS v5.14- RFCM (10) | 1154 | 6163 | Generation Constraint in GWh | FALSE | G | Annual | Generation | TWh | 6.9512 | 9.7221 | 9.9912 | 9.8543 | 23.3893 | 23.5481 | 23.5768
RPS v5.14- RFCM (10) | 1154 | 6163 | Generation Constraint in GWh | FALSE | G | Annual | Qualifying Generation | TWh | 6.9512 | 9.7221 | 9.9912 | 9.8543 | 23.3893 | 23.5481 | 23.5768
RPS v5.14- RFCM (10) | 1154 | 6163 | Generation Constraint in GWh | FALSE | G | Annual | Rate | lb/MWh | 0 | 0 | 0 | 0 | 0 | 0 | 0
RPS v5.14- RFCM (10) | 1154 | 6163 | Generation Constraint in GWh | FALSE | G | Annual | Constraint Shadow Price | US2011$/MWh | 40.0006 | 2.2239 | 0 | 2.2049 | 0 | 0 | 0
RPS v5.14- RFCW (11) | 1155 | 6164 | Generation Constraint in GWh | FALSE | G | Annual | Seasons Included | Seasons | Winter, Summer | Winter, Summer | Winter, Summer | Winter, Summer | Winter, Summer | Winter, Summer | Winter, Summer
RPS v5.14- RFCW (11) | 1155 | 6164 | Generation Constraint in GWh | FALSE | G | Annual | Standard | GWh | 26764.8891 | 31498.3378 | 38626.6012 | 48875.4295 | 51129.3294 | 52622.759 | 54260.7145
RPS v5.14- RFCW (11) | 1155 | 6164 | Generation Constraint in GWh | FALSE | G | Annual | Emissions at Affected Plants | GWh | 24193.8296 | 37816.623 | 38626.6012 | 48875.4295 | 110347.777 | 112685.06 | 113470.9869
RPS v5.14- RFCW (11) | 1155 | 6164 | Generation Constraint in GWh | FALSE | G | Annual | Allowances Purchased | GWh | 2571.0594 | 0 | 0 | 0 | 0 | 0 | 0
RPS v5.14- RFCW (11) | 1155 | 6164 | Generation Constraint in GWh | FALSE | G | Annual | Allowances Sold | GWh | 0 | 0 | 0 | 0 | 0 | 0 | 0
RPS v5.14- RFCW (11) | 1155 | 6164 | Generation Constraint in GWh | FALSE | G | Annual | Allowances Banked | GWh | 0 | 0 | 0 | 0 | 0 | 0 | 0
RPS v5.14- RFCW (11) | 1155 | 6164 | Generation Constraint in GWh | FALSE | G | Annual | Allowances Withdrawn (1:1) | GWh | 0 | 0 | 0 | 0 | 0 | 0 | 0
RPS v5.14- RFCW (11) | 1155 | 6164 | Generation Constraint in GWh | FALSE | G | Annual | Allowances Withdrawn (n:1) | GWh | 0 | 0 | 0 | 0 | 0 | 0 | 0
RPS v5.14- RFCW (11) | 1155 | 6164 | Generation Constraint in GWh | FALSE | G | Annual | Net Emissions Allowance Position | GWh | 26764.8891 | 37816.623 | 38626.6012 | 48875.4295 | 110347.777 | 112685.06 | 113470.9869
RPS v5.14- RFCW (11) | 1155 | 6164 | Generation Constraint in GWh | FALSE | G | Annual | Fuel Consumed | TBtu | 96.3047 | 41.39 | 45.6761 | 56.5237 | 40.309 | 65.0015 | 72.3504
RPS v5.14- RFCW (11) | 1155 | 6164 | Generation Constraint in GWh | FALSE | G | Annual | Heat Rate | MMBtu/MWh | 3.9805 | 1.0945 | 1.1825 | 1.1565 | 0.36529 | 0.57684 | 0.63761
RPS v5.14- RFCW (11) | 1155 | 6164 | Generation Constraint in GWh | FALSE | G | Annual | Generation | TWh | 24.1938 | 37.8166 | 38.6266 | 48.8754 | 110.3478 | 112.6851 | 113.471
RPS v5.14- RFCW (11) | 1155 | 6164 | Generation Constraint in GWh | FALSE | G | Annual | Qualifying Generation | TWh | 24.1938 | 37.8166 | 38.6266 | 48.8754 | 110.3478 | 112.6851 | 113.471
RPS v5.14- RFCW (11) | 1155 | 6164 | Generation Constraint in GWh | FALSE | G | Annual | Rate | lb/MWh | 0 | 0 | 0 | 0 | 0 | 0 | 0
RPS v5.14- RFCW (11) | 1155 | 6164 | Generation Constraint in GWh | FALSE | G | Annual | Constraint Shadow Price | US2011$/MWh | 40.0006 | 0 | 3.0144 | 7.9413 | 0 | 0 | 0
RPS v5.14- RMPA (22) | 1156 | 6174 | Generation Constraint in GWh | FALSE | G | Annual | Seasons Included | Seasons | Winter, Summer | Winter, Summer | Winter, Summer | Winter, Summer | Winter, Summer | Winter, Summer | Winter, Summer
RPS v5.14- RMPA (22) | 1156 | 6174 | Generation Constraint in GWh | FALSE | G | Annual | Standard | GWh | 11254.4435 | 13158.1475 | 15376.207 | 16324.1203 | 17306.4763 | 18725.6632 | 20478.96
RPS v5.14- RMPA (22) | 1156 | 6174 | Generation Constraint in GWh | FALSE | G | Annual | Emissions at Affected Plants | GWh | 11254.4435 | 15025.4192 | 15376.207 | 16324.1203 | 24333.2999 | 26569.3581 | 28766.3102
RPS v5.14- RMPA (22) | 1156 | 6174 | Generation Constraint in GWh | FALSE | G | Annual | Allowances Purchased | GWh | 0 | 0 | 0 | 0 | 0 | 0 | 0
RPS v5.14- RMPA (22) | 1156 | 6174 | Generation Constraint in GWh | FALSE | G | Annual | Allowances Sold | GWh | 0 | 0 | 0 | 0 | 0 | 0 | 0
RPS v5.14- RMPA (22) | 1156 | 6174 | Generation Constraint in GWh | FALSE | G | Annual | Allowances Banked | GWh | 0 | 0 | 0 | 0 | 0 | 0 | 0
RPS v5.14- RMPA (22) | 1156 | 6174 | Generation Constraint in GWh | FALSE | G | Annual | Allowances Withdrawn (1:1) | GWh | 0 | 0 | 0 | 0 | 0 | 0 | 0
RPS v5.14- RMPA (22) | 1156 | 6174 | Generation Constraint in GWh | FALSE | G | Annual | Allowances Withdrawn (n:1) | GWh | 0 | 0 | 0 | 0 | 0 | 0 | 0
RPS v5.14- RMPA (22) | 1156 | 6174 | Generation Constraint in GWh | FALSE | G | Annual | Net Emissions Allowance Position | GWh | 11254.4435 | 15025.4192 | 15376.207 | 16324.1203 | 24333.2999 | 26569.3581 | 28766.3102
RPS v5.14- RMPA (22) | 1156 | 6174 | Generation Constraint in GWh | FALSE | G | Annual | Fuel Consumed | TBtu | 10.0717 | 7.837 | 9.8009 | 10.5608 | 7.85 | 11.2827 | 11.7693
RPS v5.14- RMPA (22) | 1156 | 6174 | Generation Constraint in GWh | FALSE | G | Annual | Heat Rate | MMBtu/MWh | 0.89491 | 0.52158 | 0.63741 | 0.64694 | 0.3226 | 0.42465 | 0.40913
RPS v5.14- RMPA (22) | 1156 | 6174 | Generation Constraint in GWh | FALSE | G | Annual | Generation | TWh | 11.2544 | 15.0254 | 15.3762 | 16.3241 | 24.3333 | 26.5694 | 28.7663
RPS v5.14- RMPA (22) | 1156 | 6174 | Generation Constraint in GWh | FALSE | G | Annual | Qualifying Generation | TWh | 11.2544 | 15.0254 | 15.3762 | 16.3241 | 24.3333 | 26.5694 | 28.7663
RPS v5.14- RMPA (22) | 1156 | 6174 | Generation Constraint in GWh | FALSE | G | Annual | Rate | lb/MWh | 0 | 0 | 0 | 0 | 0 | 0 | 0
RPS v5.14- RMPA (22) | 1156 | 6174 | Generation Constraint in GWh | FALSE | G | Annual | Constraint Shadow Price | US2011$/MWh | 17.57 | 0 | 10.9817 | 5.6987 | 0 | 0 | 0
RPS v5.14- Solar AZNM (19) | 1157 | 6175 | Generation Constraint in GWh | FALSE | G | Annual | Seasons Included | Seasons | Winter, Summer | Winter, Summer | Winter, Summer | Winter, Summer | Winter, Summer | Winter, Summer | Winter, Summer
RPS v5.14- Solar AZNM (19) | 1157 | 6175 | Generation Constraint in GWh | FALSE | G | Annual | Standard | GWh | 606.7974 | 615.4172 | 730.991 | 824.219 | 893.0064 | 973.8744 | 1075.5279
RPS v5.14- Solar AZNM (19) | 1157 | 6175 | Generation Constraint in GWh | FALSE | G | Annual | Emissions at Affected Plants | GWh | 9281.1317 | 9281.1317 | 9281.1317 | 9281.1317 | 31077.3897 | 34433.9327 | 38125.0589
RPS v5.14- Solar AZNM (19) | 1157 | 6175 | Generation Constraint in GWh | FALSE | G | Annual | Allowances Purchased | GWh | 0 | 0 | 0 | 0 | 0 | 0 | 0
RPS v5.14- Solar AZNM (19) | 1157 | 6175 | Generation Constraint in GWh | FALSE | G | Annual | Allowances Sold | GWh | 0 | 0 | 0 | 0 | 0 | 0 | 0
RPS v5.14- Solar AZNM (19) | 1157 | 6175 | Generation Constraint in GWh | FALSE | G | Annual | Allowances Banked | GWh | 0 | 0 | 0 | 0 | 0 | 0 | 0
RPS v5.14- Solar AZNM (19) | 1157 | 6175 | Generation Constraint in GWh | FALSE | G | Annual | Allowances Withdrawn (1:1) | GWh | 0 | 0 | 0 | 0 | 0 | 0 | 0
RPS v5.14- Solar AZNM (19) | 1157 | 6175 | Generation Constraint in GWh | FALSE | G | Annual | Allowances Withdrawn (n:1) | GWh | 0 | 0 | 0 | 0 | 0 | 0 | 0
RPS v5.14- Solar AZNM (19) | 1157 | 6175 | Generation Constraint in GWh | FALSE | G | Annual | Net Emissions Allowance Position | GWh | 9281.1317 | 9281.1317 | 9281.1317 | 9281.1317 | 31077.3897 | 34433.9327 | 38125.0589
RPS v5.14- Solar AZNM (19) | 1157 | 6175 | Generation Constraint in GWh | FALSE | G | Annual | Fuel Consumed | TBtu | 0 | 0 | 0 | 0 | 0 | 0 | 0
RPS v5.14- Solar AZNM (19) | 1157 | 6175 | Generation Constraint in GWh | FALSE | G | Annual | Heat Rate | MMBtu/MWh | 0 | 0 | 0 | 0 | 0 | 0 | 0
RPS v5.14- Solar AZNM (19) | 1157 | 6175 | Generation Constraint in GWh | FALSE | G | Annual | Generation | TWh | 9.2811 | 9.2811 | 9.2811 | 9.2811 | 31.0774 | 34.4339 | 38.1251
RPS v5.14- Solar AZNM (19) | 1157 | 6175 | Generation Constraint in GWh | FALSE | G | Annual | Qualifying Generation | TWh | 9.2811 | 9.2811 | 9.2811 | 9.2811 | 31.0774 | 34.4339 | 38.1251
RPS v5.14- Solar AZNM (19) | 1157 | 6175 | Generation Constraint in GWh | FALSE | G | Annual | Rate | lb/MWh | 0 | 0 | 0 | 0 | 0 | 0 | 0
RPS v5.14- Solar AZNM (19) | 1157 | 6175 | Generation Constraint in GWh | FALSE | G | Annual | Constraint Shadow Price | US2011$/MWh | 0 | 0 | 0 | 0 | 0 | 0 | 0
RPS v5.14- Solar MROW (4) | 1158 | 6176 | Generation Constraint in GWh | FALSE | G | Annual | Seasons Included | Seasons | Winter, Summer | Winter, Summer | Winter, Summer | Winter, Summer | Winter, Summer | Winter, Summer | Winter, Summer
RPS v5.14- Solar MROW (4) | 1158 | 6176 | Generation Constraint in GWh | FALSE | G | Annual | Standard | GWh | 15.8833 | 19.4199 | 858.4365 | 1172.6399 | 1211.573 | 1259.1605 | 1313.8565
RPS v5.14- Solar MROW (4) | 1158 | 6176 | Generation Constraint in GWh | FALSE | G | Annual | Emissions at Affected Plants | GWh | 15.8833 | 19.4199 | 858.4365 | 1172.6399 | 1211.573 | 1259.1605 | 16061.396
RPS v5.14- Solar MROW (4) | 1158 | 6176 | Generation Constraint in GWh | FALSE | G | Annual | Allowances Purchased | GWh | 0 | 0 | 0 | 0 | 0 | 0 | 0
RPS v5.14- Solar MROW (4) | 1158 | 6176 | Generation Constraint in GWh | FALSE | G | Annual | Allowances Sold | GWh | 0 | 0 | 0 | 0 | 0 | 0 | 0
RPS v5.14- Solar MROW (4) | 1158 | 6176 | Generation Constraint in GWh | FALSE | G | Annual | Allowances Banked | GWh | 0 | 0 | 0 | 0 | 0 | 0 | 0
RPS v5.14- Solar MROW (4) | 1158 | 6176 | Generation Constraint in GWh | FALSE | G | Annual | Allowances Withdrawn (1:1) | GWh | 0 | 0 | 0 | 0 | 0 | 0 | 0
RPS v5.14- Solar MROW (4) | 1158 | 6176 | Generation Constraint in GWh | FALSE | G | Annual | Allowances Withdrawn (n:1) | GWh | 0 | 0 | 0 | 0 | 0 | 0 | 0
RPS v5.14- Solar MROW (4) | 1158 | 6176 | Generation Constraint in GWh | FALSE | G | Annual | Net Emissions Allowance Position | GWh | 15.8833 | 19.4199 | 858.4365 | 1172.6399 | 1211.573 | 1259.1605 | 16061.396
RPS v5.14- Solar MROW (4) | 1158 | 6176 | Generation Constraint in GWh | FALSE | G | Annual | Fuel Consumed | TBtu | 0 | 0 | 0 | 0 | 0 | 0 | 0
RPS v5.14- Solar MROW (4) | 1158 | 6176 | Generation Constraint in GWh | FALSE | G | Annual | Heat Rate | MMBtu/MWh | 0 | 0 | 0 | 0 | 0 | 0 | 0
RPS v5.14- Solar MROW (4) | 1158 | 6176 | Generation Constraint in GWh | FALSE | G | Annual | Generation | TWh | 0.015883 | 0.01942 | 0.85844 | 1.1726 | 1.2116 | 1.2592 | 16.0614
RPS v5.14- Solar MROW (4) | 1158 | 6176 | Generation Constraint in GWh | FALSE | G | Annual | Qualifying Generation | TWh | 0.015883 | 0.01942 | 0.85844 | 1.1726 | 1.2116 | 1.2592 | 16.0614
RPS v5.14- Solar MROW (4) | 1158 | 6176 | Generation Constraint in GWh | FALSE | G | Annual | Rate | lb/MWh | 0 | 0 | 0 | 0 | 0 | 0 | 0
RPS v5.14- Solar MROW (4) | 1158 | 6176 | Generation Constraint in GWh | FALSE | G | Annual | Constraint Shadow Price | US2011$/MWh | 138.3433 | 108.3812 | 20.5739 | 7.9519 | 3.8542 | 0.26337 | 0
RPS v5.14- Solar NEWE (5) | 1159 | 6177 | Generation Constraint in GWh | FALSE | G | Annual | Seasons Included | Seasons | Winter, Summer | Winter, Summer | Winter, Summer | Winter, Summer | Winter, Summer | Winter, Summer | Winter, Summer
RPS v5.14- Solar NEWE (5) | 1159 | 6177 | Generation Constraint in GWh | FALSE | G | Annual | Standard | GWh | 110.9345 | 112.2893 | 110.4842 | 109.2164 | 110.5335 | 111.8206 | 112.5765
RPS v5.14- Solar NEWE (5) | 1159 | 6177 | Generation Constraint in GWh | FALSE | G | Annual | Emissions at Affected Plants | GWh | 360.3471 | 360.3471 | 360.3471 | 360.3471 | 360.3471 | 481.5092 | 589.5122
RPS v5.14- Solar NEWE (5) | 1159 | 6177 | Generation Constraint in GWh | FALSE | G | Annual | Allowances Purchased | GWh | 0 | 0 | 0 | 0 | 0 | 0 | 0
RPS v5.14- Solar NEWE (5) | 1159 | 6177 | Generation Constraint in GWh | FALSE | G | Annual | Allowances Sold | GWh | 0 | 0 | 0 | 0 | 0 | 0 | 0
RPS v5.14- Solar NEWE (5) | 1159 | 6177 | Generation Constraint in GWh | FALSE | G | Annual | Allowances Banked | GWh | 0 | 0 | 0 | 0 | 0 | 0 | 0
RPS v5.14- Solar NEWE (5) | 1159 | 6177 | Generation Constraint in GWh | FALSE | G | Annual | Allowances Withdrawn (1:1) | GWh | 0 | 0 | 0 | 0 | 0 | 0 | 0
RPS v5.14- Solar NEWE (5) | 1159 | 6177 | Generation Constraint in GWh | FALSE | G | Annual | Allowances Withdrawn (n:1) | GWh | 0 | 0 | 0 | 0 | 0 | 0 | 0
RPS v5.14- Solar NEWE (5) | 1159 | 6177 | Generation Constraint in GWh | FALSE | G | Annual | Net Emissions Allowance Position | GWh | 360.3471 | 360.3471 | 360.3471 | 360.3471 | 360.3471 | 481.5092 | 589.5122
RPS v5.14- Solar NEWE (5) | 1159 | 6177 | Generation Constraint in GWh | FALSE | G | Annual | Fuel Consumed | TBtu | 0 | 0 | 0 | 0 | 0 | 0 | 0
RPS v5.14- Solar NEWE (5) | 1159 | 6177 | Generation Constraint in GWh | FALSE | G | Annual | Heat Rate | MMBtu/MWh | 0 | 0 | 0 | 0 | 0 | 0 | 0
RPS v5.14- Solar NEWE (5) | 1159 | 6177 | Generation Constraint in GWh | FALSE | G | Annual | Generation | TWh | 0.36035 | 0.36035 | 0.36035 | 0.36035 | 0.36035 | 0.48151 | 0.58951
RPS v5.14- Solar NEWE (5) | 1159 | 6177 | Generation Constraint in GWh | FALSE | G | Annual | Qualifying Generation | TWh | 0.36035 | 0.36035 | 0.36035 | 0.36035 | 0.36035 | 0.48151 | 0.58951
RPS v5.14- Solar NEWE (5) | 1159 | 6177 | Generation Constraint in GWh | FALSE | G | Annual | Rate | lb/MWh | 0 | 0 | 0 | 0 | 0 | 0 | 0
RPS v5.14- Solar NEWE (5) | 1159 | 6177 | Generation Constraint in GWh | FALSE | G | Annual | Constraint Shadow Price | US2011$/MWh | 0 | 0 | 0 | 0 | 0 | 0 | 0
RPS v5.14- Solar NWPP (21) | 1160 | 6178 | Generation Constraint in GWh | FALSE | G | Annual | Seasons Included | Seasons | Winter, Summer | Winter, Summer | Winter, Summer | Winter, Summer | Winter, Summer | Winter, Summer | Winter, Summer
RPS v5.14- Solar NWPP (21) | 1160 | 6178 | Generation Constraint in GWh | FALSE | G | Annual | Standard | GWh | 119.3364 | 120.9119 | 132.1779 | 151.119 | 165.7973 | 176.9177 | 190.4647
RPS v5.14- Solar NWPP (21) | 1160 | 6178 | Generation Constraint in GWh | FALSE | G | Annual | Emissions at Affected Plants | GWh | 246.6178 | 246.6178 | 246.6178 | 246.6178 | 7712.3085 | 19395.0698 | 44288.3908
RPS v5.14- Solar NWPP (21) | 1160 | 6178 | Generation Constraint in GWh | FALSE | G | Annual | Allowances Purchased | GWh | 0 | 0 | 0 | 0 | 0 | 0 | 0
RPS v5.14- Solar NWPP (21) | 1160 | 6178 | Generation Constraint in GWh | FALSE | G | Annual | Allowances Sold | GWh | 0 | 0 | 0 | 0 | 0 | 0 | 0
RPS v5.14- Solar NWPP (21) | 1160 | 6178 | Generation Constraint in GWh | FALSE | G | Annual | Allowances Banked | GWh | 0 | 0 | 0 | 0 | 0 | 0 | 0
RPS v5.14- Solar NWPP (21) | 1160 | 6178 | Generation Constraint in GWh | FALSE | G | Annual | Allowances Withdrawn (1:1) | GWh | 0 | 0 | 0 | 0 | 0 | 0 | 0
RPS v5.14- Solar NWPP (21) | 1160 | 6178 | Generation Constraint in GWh | FALSE | G | Annual | Allowances Withdrawn (n:1) | GWh | 0 | 0 | 0 | 0 | 0 | 0 | 0
RPS v5.14- Solar NWPP (21) | 1160 | 6178 | Generation Constraint in GWh | FALSE | G | Annual | Net Emissions Allowance Position | GWh | 246.6178 | 246.6178 | 246.6178 | 246.6178 | 7712.3085 | 19395.0698 | 44288.3908
RPS v5.14- Solar NWPP (21) | 1160 | 6178 | Generation Constraint in GWh | FALSE | G | Annual | Fuel Consumed | TBtu | 0 | 0 | 0 | 0 | 0 | 0 | 0
RPS v5.14- Solar NWPP (21) | 1160 | 6178 | Generation Constraint in GWh | FALSE | G | Annual | Heat Rate | MMBtu/MWh | 0 | 0 | 0 | 0 | 0 | 0 | 0
RPS v5.14- Solar NWPP (21) | 1160 | 6178 | Generation Constraint in GWh | FALSE | G | Annual | Generation | TWh | 0.24662 | 0.24662 | 0.24662 | 0.24662 | 7.7123 | 19.3951 | 44.2884
RPS v5.14- Solar NWPP (21) | 1160 | 6178 | Generation Constraint in GWh | FALSE | G | Annual | Qualifying Generation | TWh | 0.24662 | 0.24662 | 0.24662 | 0.24662 | 7.7123 | 19.3951 | 44.2884
RPS v5.14- Solar NWPP (21) | 1160 | 6178 | Generation Constraint in GWh | FALSE | G | Annual | Rate | lb/MWh | 0 | 0 | 0 | 0 | 0 | 0 | 0
RPS v5.14- Solar NWPP (21) | 1160 | 6178 | Generation Constraint in GWh | FALSE | G | Annual | Constraint Shadow Price | US2011$/MWh | 0 | 0 | 0 | 0 | 0 | 0 | 0
RPS v5.14- Solar RFCE (9) | 1161 | 6179 | Generation Constraint in GWh | FALSE | G | Annual | Seasons Included | Seasons | Winter, Summer | Winter, Summer | Winter, Summer | Winter, Summer | Winter, Summer | Winter, Summer | Winter, Summer
RPS v5.14- Solar RFCE (9) | 1161 | 6179 | Generation Constraint in GWh | FALSE | G | Annual | Standard | GWh | 884.3838 | 1299.9164 | 1739.6664 | 1882.3391 | 1927.2312 | 1995.6152 | 2069.6796
RPS v5.14- Solar RFCE (9) | 1161 | 6179 | Generation Constraint in GWh | FALSE | G | Annual | Emissions at Affected Plants | GWh | 876.9353 | 1299.9164 | 14143.8167 | 16987.244 | 18216.736 | 20087.3106 | 21836.9438
RPS v5.14- Solar RFCE (9) | 1161 | 6179 | Generation Constraint in GWh | FALSE | G | Annual | Allowances Purchased | GWh | 7.4485 | 0 | 0 | 0 | 0 | 0 | 0
RPS v5.14- Solar RFCE (9) | 1161 | 6179 | Generation Constraint in GWh | FALSE | G | Annual | Allowances Sold | GWh | 0 | 0 | 0 | 0 | 0 | 0 | 0
RPS v5.14- Solar RFCE (9) | 1161 | 6179 | Generation Constraint in GWh | FALSE | G | Annual | Allowances Banked | GWh | 0 | 0 | 0 | 0 | 0 | 0 | 0
RPS v5.14- Solar RFCE (9) | 1161 | 6179 | Generation Constraint in GWh | FALSE | G | Annual | Allowances Withdrawn (1:1) | GWh | 0 | 0 | 0 | 0 | 0 | 0 | 0
RPS v5.14- Solar RFCE (9) | 1161 | 6179 | Generation Constraint in GWh | FALSE | G | Annual | Allowances Withdrawn (n:1) | GWh | 0 | 0 | 0 | 0 | 0 | 0 | 0
RPS v5.14- Solar RFCE (9) | 1161 | 6179 | Generation Constraint in GWh | FALSE | G | Annual | Net Emissions Allowance Position | GWh | 884.3838 | 1299.9164 | 14143.8167 | 16987.244 | 18216.736 | 20087.3106 | 21836.9438
RPS v5.14- Solar RFCE (9) | 1161 | 6179 | Generation Constraint in GWh | FALSE | G | Annual | Fuel Consumed | TBtu | 0 | 0 | 0 | 0 | 0 | 0 | 0
RPS v5.14- Solar RFCE (9) | 1161 | 6179 | Generation Constraint in GWh | FALSE | G | Annual | Heat Rate | MMBtu/MWh | 0 | 0 | 0 | 0 | 0 | 0 | 0
RPS v5.14- Solar RFCE (9) | 1161 | 6179 | Generation Constraint in GWh | FALSE | G | Annual | Generation | TWh | 0.87694 | 1.2999 | 14.1438 | 16.9872 | 18.2167 | 20.0873 | 21.8369
RPS v5.14- Solar RFCE (9) | 1161 | 6179 | Generation Constraint in GWh | FALSE | G | Annual | Qualifying Generation | TWh | 0.87694 | 1.2999 | 14.1438 | 16.9872 | 18.2167 | 20.0873 | 21.8369
RPS v5.14- Solar RFCE (9) | 1161 | 6179 | Generation Constraint in GWh | FALSE | G | Annual | Rate | lb/MWh | 0 | 0 | 0 | 0 | 0 | 0 | 0
RPS v5.14- Solar RFCE (9) | 1161 | 6179 | Generation Constraint in GWh | FALSE | G | Annual | Constraint Shadow Price | US2011$/MWh | 250.0006 | 100.5954 | 0 | 0 | 0 | 0 | 0
RPS v5.14- Solar RFCW (11) | 1162 | 6180 | Generation Constraint in GWh | FALSE | G | Annual | Seasons Included | Seasons | Winter, Summer | Winter, Summer | Winter, Summer | Winter, Summer | Winter, Summer | Winter, Summer | Winter, Summer
RPS v5.14- Solar RFCW (11) | 1162 | 6180 | Generation Constraint in GWh | FALSE | G | Annual | Standard | GWh | 1020.3294 | 1305.7699 | 1726.1125 | 2306.0403 | 2475.3081 | 2547.609 | 2626.9068
RPS v5.14- Solar RFCW (11) | 1162 | 6180 | Generation Constraint in GWh | FALSE | G | Annual | Emissions at Affected Plants | GWh | 395.0286 | 1305.7699 | 1726.1125 | 2306.0403 | 2475.3081 | 2547.609 | 2626.9068
RPS v5.14- Solar RFCW (11) | 1162 | 6180 | Generation Constraint in GWh | FALSE | G | Annual | Allowances Purchased | GWh | 625.3008 | 0 | 0 | 0 | 0 | 0 | 0
RPS v5.14- Solar RFCW (11) | 1162 | 6180 | Generation Constraint in GWh | FALSE | G | Annual | Allowances Sold | GWh | 0 | 0 | 0 | 0 | 0 | 0 | 0
RPS v5.14- Solar RFCW (11) | 1162 | 6180 | Generation Constraint in GWh | FALSE | G | Annual | Allowances Banked | GWh | 0 | 0 | 0 | 0 | 0 | 0 | 0
RPS v5.14- Solar RFCW (11) | 1162 | 6180 | Generation Constraint in GWh | FALSE | G | Annual | Allowances Withdrawn (1:1) | GWh | 0 | 0 | 0 | 0 | 0 | 0 | 0
RPS v5.14- Solar RFCW (11) | 1162 | 6180 | Generation Constraint in GWh | FALSE | G | Annual | Allowances Withdrawn (n:1) | GWh | 0 | 0 | 0 | 0 | 0 | 0 | 0
RPS v5.14- Solar RFCW (11) | 1162 | 6180 | Generation Constraint in GWh | FALSE | G | Annual | Net Emissions Allowance Position | GWh | 1020.3294 | 1305.7699 | 1726.1125 | 2306.0403 | 2475.3081 | 2547.609 | 2626.9068
RPS v5.14- Solar RFCW (11) | 1162 | 6180 | Generation Constraint in GWh | FALSE | G | Annual | Fuel Consumed | TBtu | 0 | 0 | 0 | 0 | 0 | 0 | 0
RPS v5.14- Solar RFCW (11) | 1162 | 6180 | Generation Constraint in GWh | FALSE | G | Annual | Heat Rate | MMBtu/MWh | 0 | 0 | 0 | 0 | 0 | 0 | 0
RPS v5.14- Solar RFCW (11) | 1162 | 6180 | Generation Constraint in GWh | FALSE | G | Annual | Generation | TWh | 0.39503 | 1.3058 | 1.7261 | 2.306 | 2.4753 | 2.5476 | 2.6269
RPS v5.14- Solar RFCW (11) | 1162 | 6180 | Generation Constraint in GWh | FALSE | G | Annual | Qualifying Generation | TWh | 0.39503 | 1.3058 | 1.7261 | 2.306 | 2.4753 | 2.5476 | 2.6269
RPS v5.14- Solar RFCW (11) | 1162 | 6180 | Generation Constraint in GWh | FALSE | G | Annual | Rate | lb/MWh | 0 | 0 | 0 | 0 | 0 | 0 | 0
RPS v5.14- Solar RFCW (11) | 1162 | 6180 | Generation Constraint in GWh | FALSE | G | Annual | Constraint Shadow Price | US2011$/MWh | 250.0006 | 127.4116 | 22.4284 | 5.438 | 18.4846 | 11.1325 | 7.1133
RPS v5.14- Solar RMPA (22) | 1163 | 6181 | Generation Constraint in GWh | FALSE | G | Annual | Seasons Included | Seasons | Winter, Summer | Winter, Summer | Winter, Summer | Winter, Summer | Winter, Summer | Winter, Summer | Winter, Summer
RPS v5.14- Solar RMPA (22) | 1163 | 6181 | Generation Constraint in GWh | FALSE | G | Annual | Standard | GWh | 8.3569 | 8.5055 | 10.7877 | 11.9839 | 12.7051 | 13.7469 | 15.034
RPS v5.14- Solar RMPA (22) | 1163 | 6181 | Generation Constraint in GWh | FALSE | G | Annual | Emissions at Affected Plants | GWh | 236.3034 | 236.3034 | 236.3034 | 1127.9305 | 7311.6974 | 9292.5322 | 11452.2451
RPS v5.14- Solar RMPA (22) | 1163 | 6181 | Generation Constraint in GWh | FALSE | G | Annual | Allowances Purchased | GWh | 0 | 0 | 0 | 0 | 0 | 0 | 0
RPS v5.14- Solar RMPA (22) | 1163 | 6181 | Generation Constraint in GWh | FALSE | G | Annual | Allowances Sold | GWh | 0 | 0 | 0 | 0 | 0 | 0 | 0
RPS v5.14- Solar RMPA (22) | 1163 | 6181 | Generation Constraint in GWh | FALSE | G | Annual | Allowances Banked | GWh | 0 | 0 | 0 | 0 | 0 | 0 | 0
RPS v5.14- Solar RMPA (22) | 1163 | 6181 | Generation Constraint in GWh | FALSE | G | Annual | Allowances Withdrawn (1:1) | GWh | 0 | 0 | 0 | 0 | 0 | 0 | 0
RPS v5.14- Solar RMPA (22) | 1163 | 6181 | Generation Constraint in GWh | FALSE | G | Annual | Allowances Withdrawn (n:1) | GWh | 0 | 0 | 0 | 0 | 0 | 0 | 0
RPS v5.14- Solar RMPA (22) | 1163 | 6181 | Generation Constraint in GWh | FALSE | G | Annual | Net Emissions Allowance Position | GWh | 236.3034 | 236.3034 | 236.3034 | 1127.9305 | 7311.6974 | 9292.5322 | 11452.2451
RPS v5.14- Solar RMPA (22) | 1163 | 6181 | Generation Constraint in GWh | FALSE | G | Annual | Fuel Consumed | TBtu | 0 | 0 | 0 | 0 | 0 | 0 | 0
RPS v5.14- Solar RMPA (22) | 1163 | 6181 | Generation Constraint in GWh | FALSE | G | Annual | Heat Rate | MMBtu/MWh | 0 | 0 | 0 | 0 | 0 | 0 | 0
RPS v5.14- Solar RMPA (22) | 1163 | 6181 | Generation Constraint in GWh | FALSE | G | Annual | Generation | TWh | 0.2363 | 0.2363 | 0.2363 | 1.1279 | 7.3117 | 9.2925 | 11.4522
RPS v5.14- Solar RMPA (22) | 1163 | 6181 | Generation Constraint in GWh | FALSE | G | Annual | Qualifying Generation | TWh | 0.2363 | 0.2363 | 0.2363 | 1.1279 | 7.3117 | 9.2925 | 11.4522
RPS v5.14- Solar RMPA (22) | 1163 | 6181 | Generation Constraint in GWh | FALSE | G | Annual | Rate | lb/MWh | 0 | 0 | 0 | 0 | 0 | 0 | 0
RPS v5.14- Solar RMPA (22) | 1163 | 6181 | Generation Constraint in GWh | FALSE | G | Annual | Constraint Shadow Price | US2011$/MWh | 0 | 0 | 0 | 0 | 0 | 0 | 0
RPS v5.14- Solar SPNO (17) | 1164 | 6182 | Generation Constraint in GWh | FALSE | G | Annual | Seasons Included | Seasons | Winter, Summer | Winter, Summer | Winter, Summer | Winter, Summer | Winter, Summer | Winter, Summer | Winter, Summer
RPS v5.14- Solar SPNO (17) | 1164 | 6182 | Generation Constraint in GWh | FALSE | G | Annual | Standard | GWh | 16.9315 | 34.0194 | 42.5538 | 52.2804 | 53.9695 | 56.5439 | 59.5858
RPS v5.14- Solar SPNO (17) | 1164 | 6182 | Generation Constraint in GWh | FALSE | G | Annual | Emissions at Affected Plants | GWh | 17.7222 | 34.0194 | 42.5538 | 52.2804 | 7595.9751 | 7990.2229 | 8404.9329
RPS v5.14- Solar SPNO (17) | 1164 | 6182 | Generation Constraint in GWh | FALSE | G | Annual | Allowances Purchased | GWh | 0 | 0 | 0 | 0 | 0 | 0 | 0
RPS v5.14- Solar SPNO (17) | 1164 | 6182 | Generation Constraint in GWh | FALSE | G | Annual | Allowances Sold | GWh | 0 | 0 | 0 | 0 | 0 | 0 | 0
RPS v5.14- Solar SPNO (17) | 1164 | 6182 | Generation Constraint in GWh | FALSE | G | Annual | Allowances Banked | GWh | 0 | 0 | 0 | 0 | 0 | 0 | 0
RPS v5.14- Solar SPNO (17) | 1164 | 6182 | Generation Constraint in GWh | FALSE | G | Annual | Allowances Withdrawn (1:1) | GWh | 0 | 0 | 0 | 0 | 0 | 0 | 0
RPS v5.14- Solar SPNO (17) | 1164 | 6182 | Generation Constraint in GWh | FALSE | G | Annual | Allowances Withdrawn (n:1) | GWh | 0 | 0 | 0 | 0 | 0 | 0 | 0
RPS v5.14- Solar SPNO (17) | 1164 | 6182 | Generation Constraint in GWh | FALSE | G | Annual | Net Emissions Allowance Position | GWh | 17.7222 | 34.0194 | 42.5538 | 52.2804 | 7595.9751 | 7990.2229 | 8404.9329
RPS v5.14- Solar SPNO (17) | 1164 | 6182 | Generation Constraint in GWh | FALSE | G | Annual | Fuel Consumed | TBtu | 0 | 0 | 0 | 0 | 0 | 0 | 0
RPS v5.14- Solar SPNO (17) | 1164 | 6182 | Generation Constraint in GWh | FALSE | G | Annual | Heat Rate | MMBtu/MWh | 0 | 0 | 0 | 0 | 0 | 0 | 0
RPS v5.14- Solar SPNO (17) | 1164 | 6182 | Generation Constraint in GWh | FALSE | G | Annual | Generation | TWh | 0.017722 | 0.034019 | 0.042554 | 0.05228 | 7.596 | 7.9902 | 8.4049
RPS v5.14- Solar SPNO (17) | 1164 | 6182 | Generation Constraint in GWh | FALSE | G | Annual | Qualifying Generation | TWh | 0.017722 | 0.034019 | 0.042554 | 0.05228 | 7.596 | 7.9902 | 8.4049
RPS v5.14- Solar SPNO (17) | 1164 | 6182 | Generation Constraint in GWh | FALSE | G | Annual | Rate | lb/MWh | 0 | 0 | 0 | 0 | 0 | 0 | 0
RPS v5.14- Solar SPNO (17) | 1164 | 6182 | Generation Constraint in GWh | FALSE | G | Annual | Constraint Shadow Price | US2011$/MWh | 0 | 118.3579 | 21.8185 | 8.5669 | 0 | 0 | 0
RPS v5.14- Solar SPSO (18) | 1165 | 6183 | Generation Constraint in GWh | FALSE | G | Annual | Seasons Included | Seasons | Winter, Summer | Winter, Summer | Winter, Summer | Winter, Summer | Winter, Summer | Winter, Summer | Winter, Summer
RPS v5.14- Solar SPSO (18) | 1165 | 6183 | Generation Constraint in GWh | FALSE | G | Annual | Standard | GWh | 143.0089 | 148.1661 | 190.484 | 213.035 | 224.4917 | 241.9853 | 263.3617
RPS v5.14- Solar SPSO (18) | 1165 | 6183 | Generation Constraint in GWh | FALSE | G | Annual | Emissions at Affected Plants | GWh | 249.4603 | 249.4603 | 249.4603 | 249.4603 | 8227.7696 | 16124.8129 | 19620.0212
RPS v5.14- Solar SPSO (18) | 1165 | 6183 | Generation Constraint in GWh | FALSE | G | Annual | Allowances Purchased | GWh | 0 | 0 | 0 | 0 | 0 | 0 | 0
RPS v5.14- Solar SPSO (18) | 1165 | 6183 | Generation Constraint in GWh | FALSE | G | Annual | Allowances Sold | GWh | 0 | 0 | 0 | 0 | 0 | 0 | 0
RPS v5.14- Solar SPSO (18) | 1165 | 6183 | Generation Constraint in GWh | FALSE | G | Annual | Allowances Banked | GWh | 0 | 0 | 0 | 0 | 0 | 0 | 0
RPS v5.14- Solar SPSO (18) | 1165 | 6183 | Generation Constraint in GWh | FALSE | G | Annual | Allowances Withdrawn (1:1) | GWh | 0 | 0 | 0 | 0 | 0 | 0 | 0
RPS v5.14- Solar SPSO (18) | 1165 | 6183 | Generation Constraint in GWh | FALSE | G | Annual | Allowances Withdrawn (n:1) | GWh | 0 | 0 | 0 | 0 | 0 | 0 | 0
RPS v5.14- Solar SPSO (18) | 1165 | 6183 | Generation Constraint in GWh | FALSE | G | Annual | Net Emissions Allowance Position | GWh | 249.4603 | 249.4603 | 249.4603 | 249.4603 | 8227.7696 | 16124.8129 | 19620.0212
RPS v5.14- Solar SPSO (18) | 1165 | 6183 | Generation Constraint in GWh | FALSE | G | Annual | Fuel Consumed | TBtu | 0 | 0 | 0 | 0 | 0 | 0 | 0
RPS v5.14- Solar SPSO (18) | 1165 | 6183 | Generation Constraint in GWh | FALSE | G | Annual | Heat Rate | MMBtu/MWh | 0 | 0 | 0 | 0 | 0 | 0 | 0
RPS v5.14- Solar SPSO (18) | 1165 | 6183 | Generation Constraint in GWh | FALSE | G | Annual | Generation | TWh | 0.24946 | 0.24946 | 0.24946 | 0.24946 | 8.2278 | 16.1248 | 19.62
RPS v5.14- Solar SPSO (18) | 1165 | 6183 | Generation Constraint in GWh | FALSE | G | Annual | Qualifying Generation | TWh | 0.24946 | 0.24946 | 0.24946 | 0.24946 | 8.2278 | 16.1248 | 19.62
RPS v5.14- Solar SPSO (18) | 1165 | 6183 | Generation Constraint in GWh | FALSE | G | Annual | Rate | lb/MWh | 0 | 0 | 0 | 0 | 0 | 0 | 0
RPS v5.14- Solar SPSO (18) | 1165 | 6183 | Generation Constraint in GWh | FALSE | G | Annual | Constraint Shadow Price | US2011$/MWh | 0 | 0 | 0 | 0 | 0 | 0 | 0
RPS v5.14- Solar SRCE (15) | 1166 | 6184 | Generation Constraint in GWh | FALSE | G | Annual | Seasons Included | Seasons | Winter, Summer | Winter, Summer | Winter, Summer | Winter, Summer | Winter, Summer | Winter, Summer | Winter, Summer
RPS v5.14- Solar SRCE (15) | 1166 | 6184 | Generation Constraint in GWh | FALSE | G | Annual | Standard | GWh | 1.316 | 1.9153 | 1.9507 | 2.0263 | 2.1177 | 2.2324 | 2.3633
RPS v5.14- Solar SRCE (15) | 1166 | 6184 | Generation Constraint in GWh | FALSE | G | Annual | Emissions at Affected Plants | GWh | 192.1013 | 192.1013 | 192.1013 | 192.1013 | 192.1013 | 9894.4026 | 44783.2898
RPS v5.14- Solar SRCE (15) | 1166 | 6184 | Generation Constraint in GWh | FALSE | G | Annual | Allowances Purchased | GWh | 0 | 0 | 0 | 0 | 0 | 0 | 0
RPS v5.14- Solar SRCE (15) | 1166 | 6184 | Generation Constraint in GWh | FALSE | G | Annual | Allowances Sold | GWh | 0 | 0 | 0 | 0 | 0 | 0 | 0
RPS v5.14- Solar SRCE (15) | 1166 | 6184 | Generation Constraint in GWh | FALSE | G | Annual | Allowances Banked | GWh | 0 | 0 | 0 | 0 | 0 | 0 | 0
RPS v5.14- Solar SRCE (15) | 1166 | 6184 | Generation Constraint in GWh | FALSE | G | Annual | Allowances Withdrawn (1:1) | GWh | 0 | 0 | 0 | 0 | 0 | 0 | 0
RPS v5.14- Solar SRCE (15) | 1166 | 6184 | Generation Constraint in GWh | FALSE | G | Annual | Allowances Withdrawn (n:1) | GWh | 0 | 0 | 0 | 0 | 0 | 0 | 0
RPS v5.14- Solar SRCE (15) | 1166 | 6184 | Generation Constraint in GWh | FALSE | G | Annual | Net Emissions Allowance Position | GWh | 192.1013 | 192.1013 | 192.1013 | 192.1013 | 192.1013 | 9894.4026 | 44783.2898
RPS v5.14- Solar SRCE (15) | 1166 | 6184 | Generation Constraint in GWh | FALSE | G | Annual | Fuel Consumed | TBtu | 0 | 0 | 0 | 0 | 0 | 0 | 0
RPS v5.14- Solar SRCE (15) | 1166 | 6184 | Generation Constraint in GWh | FALSE | G | Annual | Heat Rate | MMBtu/MWh | 0 | 0 | 0 | 0 | 0 | 0 | 0
RPS v5.14- Solar SRCE (15) | 1166 | 6184 | Generation Constraint in GWh | FALSE | G | Annual | Generation | TWh | 0.1921 | 0.1921 | 0.1921 | 0.1921 | 0.1921 | 9.8944 | 44.7833
RPS v5.14- Solar SRCE (15) | 1166 | 6184 | Generation Constraint in GWh | FALSE | G | Annual | Qualifying Generation | TWh | 0.1921 | 0.1921 | 0.1921 | 0.1921 | 0.1921 | 9.8944 | 44.7833
RPS v5.14- Solar SRCE (15) | 1166 | 6184 | Generation Constraint in GWh | FALSE | G | Annual | Rate | lb/MWh | 0 | 0 | 0 | 0 | 0 | 0 | 0
RPS v5.14- Solar SRCE (15) | 1166 | 6184 | Generation Constraint in GWh | FALSE | G | Annual | Constraint Shadow Price | US2011$/MWh | 0 | 0 | 0 | 0 | 0 | 0 | 0
RPS v5.14- Solar SRDA (12) | 1167 | 6185 | Generation Constraint in GWh | FALSE | G | Annual | Seasons Included | Seasons | Winter, Summer | Winter, Summer | Winter, Summer | Winter, Summer | Winter, Summer | Winter, Summer | Winter, Summer
RPS v5.14- Solar SRDA (12) | 1167 | 6185 | Generation Constraint in GWh | FALSE | G | Annual | Standard | GWh | 0.014371 | 0.029109 | 0.037489 | 0.046856 | 0.049276 | 0.052811 | 0.057072
RPS v5.14- Solar SRDA (12) | 1167 | 6185 | Generation Constraint in GWh | FALSE | G | Annual | Emissions at Affected Plants | GWh | 0.01437 | 0.029109 | 0.037491 | 0.046858 | 8142.7939 | 32049.0192 | 43215.9518
RPS v5.14- Solar SRDA (12) | 1167 | 6185 | Generation Constraint in GWh | FALSE | G | Annual | Allowances Purchased | GWh | 0 | 0 | 0 | 0 | 0 | 0 | 0
RPS v5.14- Solar SRDA (12) | 1167 | 6185 | Generation Constraint in GWh | FALSE | G | Annual | Allowances Sold | GWh | 0 | 0 | 0 | 0 | 0 | 0 | 0
RPS v5.14- Solar SRDA (12) | 1167 | 6185 | Generation Constraint in GWh | FALSE | G | Annual | Allowances Banked | GWh | 0 | 0 | 0 | 0 | 0 | 0 | 0
RPS v5.14- Solar SRDA (12) | 1167 | 6185 | Generation Constraint in GWh | FALSE | G | Annual | Allowances Withdrawn (1:1) | GWh | 0 | 0 | 0 | 0 | 0 | 0 | 0
RPS v5.14- Solar SRDA (12) | 1167 | 6185 | Generation Constraint in GWh | FALSE | G | Annual | Allowances Withdrawn (n:1) | GWh | 0 | 0 | 0 | 0 | 0 | 0 | 0
RPS v5.14- Solar SRDA (12) | 1167 | 6185 | Generation Constraint in GWh | FALSE | G | Annual | Net Emissions Allowance Position | GWh | 0.01437 | 0.029109 | 0.037491 | 0.046858 | 8142.7939 | 32049.0192 | 43215.9518
RPS v5.14- Solar SRDA (12) | 1167 | 6185 | Generation Constraint in GWh | FALSE | G | Annual | Fuel Consumed | TBtu | 0 | 0 | 0 | 0 | 0 | 0 | 0
RPS v5.14- Solar SRDA (12) | 1167 | 6185 | Generation Constraint in GWh | FALSE | G | Annual | Heat Rate | MMBtu/MWh | 0 | 0 | 0 | 0 | 0 | 0 | 0
RPS v5.14- Solar SRDA (12) | 1167 | 6185 | Generation Constraint in GWh | FALSE | G | Annual | Generation | TWh | 1.437e-05 | 2.9109e-05 | 3.7491e-05 | 4.6858e-05 | 8.1428 | 32.049 | 43.216
RPS v5.14- Solar SRDA (12) | 1167 | 6185 | Generation Constraint in GWh | FALSE | G | Annual | Qualifying Generation | TWh | 1.437e-05 | 2.9109e-05 | 3.7491e-05 | 4.6858e-05 | 8.1428 | 32.049 | 43.216
RPS v5.14- Solar SRDA (12) | 1167 | 6185 | Generation Constraint in GWh | FALSE | G | Annual | Rate | lb/MWh | 0 | 0 | 0 | 0 | 0 | 0 | 0
RPS v5.14- Solar SRDA (12) | 1167 | 6185 | Generation Constraint in GWh | FALSE | G | Annual | Constraint Shadow Price | US2011$/MWh | 124.0714 | 88.2048 | 9.8659 | 0.42496 | 0 | 0 | 0
RPS v5.14- Solar SRGW (13) | 1168 | 6186 | Generation Constraint in GWh | FALSE | G | Annual | Seasons Included | Seasons | Winter, Summer | Winter, Summer | Winter, Summer | Winter, Summer | Winter, Summer | Winter, Summer | Winter, Summer
RPS v5.14- Solar SRGW (13) | 1168 | 6186 | Generation Constraint in GWh | FALSE | G | Annual | Standard | GWh | 313.9157 | 413.9895 | 529.9184 | 728.994 | 796.2389 | 826.6221 | 861.6658
RPS v5.14- Solar SRGW (13) | 1168 | 6186 | Generation Constraint in GWh | FALSE | G | Annual | Emissions at Affected Plants | GWh | 413.4854 | 413.9895 | 529.9184 | 728.994 | 962.3042 | 974.4974 | 987.3235
RPS v5.14- Solar SRGW (13) | 1168 | 6186 | Generation Constraint in GWh | FALSE | G | Annual | Allowances Purchased | GWh | 0 | 0 | 0 | 0 | 0 | 0 | 0
RPS v5.14- Solar SRGW (13) | 1168 | 6186 | Generation Constraint in GWh | FALSE | G | Annual | Allowances Sold | GWh | 0 | 0 | 0 | 0 | 0 | 0 | 0
RPS v5.14- Solar SRGW (13) | 1168 | 6186 | Generation Constraint in GWh | FALSE | G | Annual | Allowances Banked | GWh | 0 | 0 | 0 | 0 | 0 | 0 | 0
RPS v5.14- Solar SRGW (13) | 1168 | 6186 | Generation Constraint in GWh | FALSE | G | Annual | Allowances Withdrawn (1:1) | GWh | 0 | 0 | 0 | 0 | 0 | 0 | 0
RPS v5.14- Solar SRGW (13) | 1168 | 6186 | Generation Constraint in GWh | FALSE | G | Annual | Allowances Withdrawn (n:1) | GWh | 0 | 0 | 0 | 0 | 0 | 0 | 0
RPS v5.14- Solar SRGW (13) | 1168 | 6186 | Generation Constraint in GWh | FALSE | G | Annual | Net Emissions Allowance Position | GWh | 413.4854 | 413.9895 | 529.9184 | 728.994 | 962.3042 | 974.4974 | 987.3235
RPS v5.14- Solar SRGW (13) | 1168 | 6186 | Generation Constraint in GWh | FALSE | G | Annual | Fuel Consumed | TBtu | 0 | 0 | 0 | 0 | 0 | 0 | 0
RPS v5.14- Solar SRGW (13) | 1168 | 6186 | Generation Constraint in GWh | FALSE | G | Annual | Heat Rate | MMBtu/MWh | 0 | 0 | 0 | 0 | 0 | 0 | 0
RPS v5.14- Solar SRGW (13) | 1168 | 6186 | Generation Constraint in GWh | FALSE | G | Annual | Generation | TWh | 0.41349 | 0.41399 | 0.52992 | 0.72899 | 0.9623 | 0.9745 | 0.98732
RPS v5.14- Solar SRGW (13) | 1168 | 6186 | Generation Constraint in GWh | FALSE | G | Annual | Qualifying Generation | TWh | 0.41349 | 0.41399 | 0.52992 | 0.72899 | 0.9623 | 0.9745 | 0.98732
RPS v5.14- Solar SRGW (13) | 1168 | 6186 | Generation Constraint in GWh | FALSE | G | Annual | Rate | lb/MWh | 0 | 0 | 0 | 0 | 0 | 0 | 0
RPS v5.14- Solar SRGW (13) | 1168 | 6186 | Generation Constraint in GWh | FALSE | G | Annual | Constraint Shadow Price | US2011$/MWh | 0 | 113.3405 | 26.2018 | 53.7838 | 0 | 0 | 0
RPS v5.14- Solar SRVC (16) | 1169 | 6187 | Generation Constraint in GWh | FALSE | G | Annual | Seasons Included | Seasons | Winter, Summer | Winter, Summer | Winter, Summer | Winter, Summer | Winter, Summer | Winter, Summer | Winter, Summer
RPS v5.14- Solar SRVC (16) | 1169 | 6187 | Generation Constraint in GWh | FALSE | G | Annual | Standard | GWh | 191.3933 | 275.8419 | 277.3302 | 287.0418 | 301.2814 | 323.1626 | 349.6165
RPS v5.14- Solar SRVC (16) | 1169 | 6187 | Generation Constraint in GWh | FALSE | G | Annual | Emissions at Affected Plants | GWh | 1953.8548 | 4164.0609 | 8071.7395 | 43415.322 | 57879.6039 | 78026.9634 | 84149.9894
RPS v5.14- Solar SRVC (16) | 1169 | 6187 | Generation Constraint in GWh | FALSE | G | Annual | Allowances Purchased | GWh | 0 | 0 | 0 | 0 | 0 | 0 | 0
RPS v5.14- Solar SRVC (16) | 1169 | 6187 | Generation Constraint in GWh | FALSE | G | Annual | Allowances Sold | GWh | 0 | 0 | 0 | 0 | 0 | 0 | 0
RPS v5.14- Solar SRVC (16) | 1169 | 6187 | Generation Constraint in GWh | FALSE | G | Annual | Allowances Banked | GWh | 0 | 0 | 0 | 0 | 0 | 0 | 0
RPS v5.14- Solar SRVC (16) | 1169 | 6187 | Generation Constraint in GWh | FALSE | G | Annual | Allowances Withdrawn (1:1) | GWh | 0 | 0 | 0 | 0 | 0 | 0 | 0
RPS v5.14- Solar SRVC (16) | 1169 | 6187 | Generation Constraint in GWh | FALSE | G | Annual | Allowances Withdrawn (n:1) | GWh | 0 | 0 | 0 | 0 | 0 | 0 | 0
RPS v5.14- Solar SRVC (16) | 1169 | 6187 | Generation Constraint in GWh | FALSE | G | Annual | Net Emissions Allowance Position | GWh | 1953.8548 | 4164.0609 | 8071.7395 | 43415.322 | 57879.6039 | 78026.9634 | 84149.9894
RPS v5.14- Solar SRVC (16) | 1169 | 6187 | Generation Constraint in GWh | FALSE | G | Annual | Fuel Consumed | TBtu | 0 | 0 | 0 | 0 | 0 | 0 | 0
RPS v5.14- Solar SRVC (16) | 1169 | 6187 | Generation Constraint in GWh | FALSE | G | Annual | Heat Rate | MMBtu/MWh | 0 | 0 | 0 | 0 | 0 | 0 | 0
RPS v5.14- Solar SRVC (16) | 1169 | 6187 | Generation Constraint in GWh | FALSE | G | Annual | Generation | TWh | 1.9539 | 4.1641 | 8.0717 | 43.4153 | 57.8796 | 78.027 | 84.15
RPS v5.14- Solar SRVC (16) | 1169 | 6187 | Generation Constraint in GWh | FALSE | G | Annual | Qualifying Generation | TWh | 1.9539 | 4.1641 | 8.0717 | 43.4153 | 57.8796 | 78.027 | 84.15
RPS v5.14- Solar SRVC (16) | 1169 | 6187 | Generation Constraint in GWh | FALSE | G | Annual | Rate | lb/MWh | 0 | 0 | 0 | 0 | 0 | 0 | 0
RPS v5.14- Solar SRVC (16) | 1169 | 6187 | Generation Constraint in GWh | FALSE | G | Annual | Constraint Shadow Price | US2011$/MWh | 0 | 0 | 0 | 0 | 0 | 0 | 0
RPS v5.14- SPNO (17) | 1170 | 6169 | Generation Constraint in GWh | FALSE | G | Annual | Seasons Included | Seasons | Winter, Summer | Winter, Summer | Winter, Summer | Winter, Summer | Winter, Summer | Winter, Summer | Winter, Summer
RPS v5.14- SPNO (17) | 1170 | 6169 | Generation Constraint in GWh | FALSE | G | Annual | Standard | GWh | 5491.2612 | 6367.1697 | 7979.1465 | 9011.5543 | 9302.7094 | 9746.4525 | 10270.7838
RPS v5.14- SPNO (17) | 1170 | 6169 | Generation Constraint in GWh | FALSE | G | Annual | Emissions at Affected Plants | GWh | 11536.318 | 13297.6281 | 14578.2079 | 15045.0779 | 22952.9848 | 24487.92 | 25938.1267
RPS v5.14- SPNO (17) | 1170 | 6169 | Generation Constraint in GWh | FALSE | G | Annual | Allowances Purchased | GWh | 0 | 0 | 0 | 0 | 0 | 0 | 0
RPS v5.14- SPNO (17) | 1170 | 6169 | Generation Constraint in GWh | FALSE | G | Annual | Allowances Sold | GWh | 0 | 0 | 0 | 0 | 0 | 0 | 0
RPS v5.14- SPNO (17) | 1170 | 6169 | Generation Constraint in GWh | FALSE | G | Annual | Allowances Banked | GWh | 0 | 0 | 0 | 0 | 0 | 0 | 0
RPS v5.14- SPNO (17) | 1170 | 6169 | Generation Constraint in GWh | FALSE | G | Annual | Allowances Withdrawn (1:1) | GWh | 0 | 0 | 0 | 0 | 0 | 0 | 0
RPS v5.14- SPNO (17) | 1170 | 6169 | Generation Constraint in GWh | FALSE | G | Annual | Allowances Withdrawn (n:1) | GWh | 0 | 0 | 0 | 0 | 0 | 0 | 0
RPS v5.14- SPNO (17) | 1170 | 6169 | Generation Constraint in GWh | FALSE | G | Annual | Net Emissions Allowance Position | GWh | 11536.318 | 13297.6281 | 14578.2079 | 15045.0779 | 22952.9848 | 24487.92 | 25938.1267
RPS v5.14- SPNO (17) | 1170 | 6169 | Generation Constraint in GWh | FALSE | G | Annual | Fuel Consumed | TBtu | 2.2235 | 2.1637 | 2.2235 | 2.2235 | 2.2235 | 6.1502 | 8.3039
RPS v5.14- SPNO (17) | 1170 | 6169 | Generation Constraint in GWh | FALSE | G | Annual | Heat Rate | MMBtu/MWh | 0.19274 | 0.16271 | 0.15252 | 0.14779 | 0.096874 | 0.25115 | 0.32014
RPS v5.14- SPNO (17) | 1170 | 6169 | Generation Constraint in GWh | FALSE | G | Annual | Generation | TWh | 11.5363 | 13.2976 | 14.5782 | 15.0451 | 22.953 | 24.4879 | 25.9381
RPS v5.14- SPNO (17) | 1170 | 6169 | Generation Constraint in GWh | FALSE | G | Annual | Qualifying Generation | TWh | 11.5363 | 13.2976 | 14.5782 | 15.0451 | 22.953 | 24.4879 | 25.9381
RPS v5.14- SPNO (17) | 1170 | 6169 | Generation Constraint in GWh | FALSE | G | Annual | Rate | lb/MWh | 0 | 0 | 0 | 0 | 0 | 0 | 0
RPS v5.14- SPNO (17) | 1170 | 6169 | Generation Constraint in GWh | FALSE | G | Annual | Constraint Shadow Price | US2011$/MWh | 0 | 0 | 0 | 0 | 0 | 0 | 0
RPS v5.14- SPSO (18) | 1171 | 6170 | Generation Constraint in GWh | FALSE | G | Annual | Seasons Included | Seasons | Winter, Summer | Winter, Summer | Winter, Summer | Winter, Summer | Winter, Summer | Winter, Summer | Winter, Summer
RPS v5.14- SPSO (18) | 1171 | 6170 | Generation Constraint in GWh | FALSE | G | Annual | Standard | GWh | 2457.2181 | 2678.9933 | 3073.3748 | 3372.3524 | 3553.7128 | 3830.6379 | 4169.0266
RPS v5.14- SPSO (18) | 1171 | 6170 | Generation Constraint in GWh | FALSE | G | Annual | Emissions at Affected Plants | GWh | 29370.2766 | 36433.8279 | 36433.8279 | 36835.3217 | 50271.2982 | 58257.1165 | 62033.4792
RPS v5.14- SPSO (18) | 1171 | 6170 | Generation Constraint in GWh | FALSE | G | Annual | Allowances Purchased | GWh | 0 | 0 | 0 | 0 | 0 | 0 | 0
RPS v5.14- SPSO (18) | 1171 | 6170 | Generation Constraint in GWh | FALSE | G | Annual | Allowances Sold | GWh | 0 | 0 | 0 | 0 | 0 | 0 | 0
RPS v5.14- SPSO (18) | 1171 | 6170 | Generation Constraint in GWh | FALSE | G | Annual | Allowances Banked | GWh | 0 | 0 | 0 | 0 | 0 | 0 | 0
RPS v5.14- SPSO (18) | 1171 | 6170 | Generation Constraint in GWh | FALSE | G | Annual | Allowances Withdrawn (1:1) | GWh | 0 | 0 | 0 | 0 | 0 | 0 | 0
RPS v5.14- SPSO (18) | 1171 | 6170 | Generation Constraint in GWh | FALSE | G | Annual | Allowances Withdrawn (n:1) | GWh | 0 | 0 | 0 | 0 | 0 | 0 | 0
RPS v5.14- SPSO (18) | 1171 | 6170 | Generation Constraint in GWh | FALSE | G | Annual | Net Emissions Allowance Position | GWh | 29370.2766 | 36433.8279 | 36433.8279 | 36835.3217 | 50271.2982 | 58257.1165 | 62033.4792
RPS v5.14- SPSO (18) | 1171 | 6170 | Generation Constraint in GWh | FALSE | G | Annual | Fuel Consumed | TBtu | 0.8846 | 0.8846 | 0.8846 | 0.8846 | 0.8846 | 1.8692 | 5.1208
RPS v5.14- SPSO (18) | 1171 | 6170 | Generation Constraint in GWh | FALSE | G | Annual | Heat Rate | MMBtu/MWh | 0.030119 | 0.02428 | 0.02428 | 0.024015 | 0.017597 | 0.032086 | 0.082549
RPS v5.14- SPSO (18) | 1171 | 6170 | Generation Constraint in GWh | FALSE | G | Annual | Generation | TWh | 29.3703 | 36.4338 | 36.4338 | 36.8353 | 50.2713 | 58.2571 | 62.0335
RPS v5.14- SPSO (18) | 1171 | 6170 | Generation Constraint in GWh | FALSE | G | Annual | Qualifying Generation | TWh | 29.3703 | 36.4338 | 36.4338 | 36.8353 | 50.2713 | 58.2571 | 62.0335
RPS v5.14- SPSO (18) | 1171 | 6170 | Generation Constraint in GWh | FALSE | G | Annual | Rate | lb/MWh | 0 | 0 | 0 | 0 | 0 | 0 | 0
RPS v5.14- SPSO (18) | 1171 | 6170 | Generation Constraint in GWh | FALSE | G | Annual | Constraint Shadow Price | US2011$/MWh | 0 | 0 | 0 | 0 | 0 | 0 | 0
RPS v5.14- SRCE (15) | 1172 | 6167 | Generation Constraint in GWh | FALSE | G | Annual | Seasons Included | Seasons | Winter, Summer | Winter, Summer | Winter, Summer | Winter, Summer | Winter, Summer | Winter, Summer | Winter, Summer
RPS v5.14- SRCE (15) | 1172 | 6167 | Generation Constraint in GWh | FALSE | G | Annual | Standard | GWh | 72.8744 | 89.3796 | 114.2607 | 126.6447 | 132.3561 | 139.5252 | 147.7072
RPS v5.14- SRCE (15) | 1172 | 6167 | Generation Constraint in GWh | FALSE | G | Annual | Emissions at Affected Plants | GWh | 1086.8912 | 1742.0415 | 1742.0415 | 1742.0415 | 4013.8187 | 13716.1199 | 48605.0071
RPS v5.14- SRCE (15) | 1172 | 6167 | Generation Constraint in GWh | FALSE | G | Annual | Allowances Purchased | GWh | 0 | 0 | 0 | 0 | 0 | 0 | 0
RPS v5.14- SRCE (15) | 1172 | 6167 | Generation Constraint in GWh | FALSE | G | Annual | Allowances Sold | GWh | 0 | 0 | 0 | 0 | 0 | 0 | 0
RPS v5.14- SRCE (15) | 1172 | 6167 | Generation Constraint in GWh | FALSE | G | Annual | Allowances Banked | GWh | 0 | 0 | 0 | 0 | 0 | 0 | 0
RPS v5.14- SRCE (15) | 1172 | 6167 | Generation Constraint in GWh | FALSE | G | Annual | Allowances Withdrawn (1:1) | GWh | 0 | 0 | 0 | 0 | 0 | 0 | 0
RPS v5.14- SRCE (15) | 1172 | 6167 | Generation Constraint in GWh | FALSE | G | Annual | Allowances Withdrawn (n:1) | GWh | 0 | 0 | 0 | 0 | 0 | 0 | 0
RPS v5.14- SRCE (15) | 1172 | 6167 | Generation Constraint in GWh | FALSE | G | Annual | Net Emissions Allowance Position | GWh | 1086.8912 | 1742.0415 | 1742.0415 | 1742.0415 | 4013.8187 | 13716.1199 | 48605.0071
RPS v5.14- SRCE (15) | 1172 | 6167 | Generation Constraint in GWh | FALSE | G | Annual | Fuel Consumed | TBtu | 5.9309 | 5.9309 | 5.9309 | 5.9309 | 5.9309 | 5.9309 | 5.9309
RPS v5.14- SRCE (15) | 1172 | 6167 | Generation Constraint in GWh | FALSE | G | Annual | Heat Rate | MMBtu/MWh | 5.4567 | 3.4045 | 3.4045 | 3.4045 | 1.4776 | 0.4324 | 0.12202
RPS v5.14- SRCE (15) | 1172 | 6167 | Generation Constraint in GWh | FALSE | G | Annual | Generation | TWh | 1.0869 | 1.742 | 1.742 | 1.742 | 4.0138 | 13.7161 | 48.605
RPS v5.14- SRCE (15) | 1172 | 6167 | Generation Constraint in GWh | FALSE | G | Annual | Qualifying Generation | TWh | 1.0869 | 1.742 | 1.742 | 1.742 | 4.0138 | 13.7161 | 48.605
RPS v5.14- SRCE (15) | 1172 | 6167 | Generation Constraint in GWh | FALSE | G | Annual | Rate | lb/MWh | 0 | 0 | 0 | 0 | 0 | 0 | 0
RPS v5.14- SRCE (15) | 1172 | 6167 | Generation Constraint in GWh | FALSE | G | Annual | Constraint Shadow Price | US2011$/MWh | 0 | 0 | 0 | 0 | 0 | 0 | 0
RPS v5.14- SRDA (12) | 1173 | 6165 | Generation Constraint in GWh | FALSE | G | Annual | Seasons Included | Seasons | Winter, Summer | Winter, Summer | Winter, Summer | Winter, Summer | Winter, Summer | Winter, Summer | Winter, Summer
RPS v5.14- SRDA (12) | 1173 | 6165 | Generation Constraint in GWh | FALSE | G | Annual | Standard | GWh | 1002.2638 | 1015.813 | 1045.037 | 1090.874 | 1147.2158 | 1229.5248 | 1328.7199
RPS v5.14- SRDA (12) | 1173 | 6165 | Generation Constraint in GWh | FALSE | G | Annual | Emissions at Affected Plants | GWh | 2104.1143 | 3001.0449 | 3030.836 | 3177.2311 | 15827.5416 | 39742.6445 | 50937.6925
RPS v5.14- SRDA (12) | 1173 | 6165 | Generation Constraint in GWh | FALSE | G | Annual | Allowances Purchased | GWh | 0 | 0 | 0 | 0 | 0 | 0 | 0
RPS v5.14- SRDA (12) | 1173 | 6165 | Generation Constraint in GWh | FALSE | G | Annual | Allowances Sold | GWh | 0 | 0 | 0 | 0 | 0 | 0 | 0
RPS v5.14- SRDA (12) | 1173 | 6165 | Generation Constraint in GWh | FALSE | G | Annual | Allowances Banked | GWh | 0 | 0 | 0 | 0 | 0 | 0 | 0
RPS v5.14- SRDA (12) | 1173 | 6165 | Generation Constraint in GWh | FALSE | G | Annual | Allowances Withdrawn (1:1) | GWh | 0 | 0 | 0 | 0 | 0 | 0 | 0
RPS v5.14- SRDA (12) | 1173 | 6165 | Generation Constraint in GWh | FALSE | G | Annual | Allowances Withdrawn (n:1) | GWh | 0 | 0 | 0 | 0 | 0 | 0 | 0
RPS v5.14- SRDA (12) | 1173 | 6165 | Generation Constraint in GWh | FALSE | G | Annual | Net Emissions Allowance Position | GWh | 2104.1143 | 3001.0449 | 3030.836 | 3177.2311 | 15827.5416 | 39742.6445 | 50937.6925
RPS v5.14- SRDA (12) | 1173 | 6165 | Generation Constraint in GWh | FALSE | G | Annual | Fuel Consumed | TBtu | 9.1463 | 10.715 | 11.2182 | 12.5921 | 12.5921 | 12.6906 | 13.0158
RPS v5.14- SRDA (12) | 1173 | 6165 | Generation Constraint in GWh | FALSE | G | Annual | Heat Rate | MMBtu/MWh | 4.3469 | 3.5704 | 3.7013 | 3.9632 | 0.79558 | 0.31932 | 0.25552
RPS v5.14- SRDA (12) | 1173 | 6165 | Generation Constraint in GWh | FALSE | G | Annual | Generation | TWh | 2.1041 | 3.001 | 3.0308 | 3.1772 | 15.8275 | 39.7426 | 50.9377
RPS v5.14- SRDA (12) | 1173 | 6165 | Generation Constraint in GWh | FALSE | G | Annual | Qualifying Generation | TWh | 2.1041 | 3.001 | 3.0308 | 3.1772 | 15.8275 | 39.7426 | 50.9377
RPS v5.14- SRDA (12) | 1173 | 6165 | Generation Constraint in GWh | FALSE | G | Annual | Rate | lb/MWh | 0 | 0 | 0 | 0 | 0 | 0 | 0
RPS v5.14- SRDA (12) | 1173 | 6165 | Generation Constraint in GWh | FALSE | G | Annual | Constraint Shadow Price | US2011$/MWh | 0 | 0 | 0 | 0 | 0 | 0 | 0
RPS v5.14- SRGW (13) | 1174 | 6166 | Generation Constraint in GWh | FALSE | G | Annual | Seasons Included | Seasons | Winter, Summer | Winter, Summer | Winter, Summer | Winter, Summer | Winter, Summer | Winter, Summer | Winter, Summer
RPS v5.14- SRGW (13) | 1174 | 6166 | Generation Constraint in GWh | FALSE | G | Annual | Standard | GWh | 7812.8292 | 10742.7103 | 13170.4493 | 16712.6227 | 17511.5234 | 18179.7341 | 18950.4441
RPS v5.14- SRGW (13) | 1174 | 6166 | Generation Constraint in GWh | FALSE | G | Annual | Emissions at Affected Plants | GWh | 7812.8292 | 11295.7102 | 13170.4493 | 16712.6227 | 25224.276 | 25850.2386 | 25894.8288
RPS v5.14- SRGW (13) | 1174 | 6166 | Generation Constraint in GWh | FALSE | G | Annual | Allowances Purchased | GWh | 0 | 0 | 0 | 0 | 0 | 0 | 0
RPS v5.14- SRGW (13) | 1174 | 6166 | Generation Constraint in GWh | FALSE | G | Annual | Allowances Sold | GWh | 0 | 0 | 0 | 0 | 0 | 0 | 0
RPS v5.14- SRGW (13) | 1174 | 6166 | Generation Constraint in GWh | FALSE | G | Annual | Allowances Banked | GWh | 0 | 0 | 0 | 0 | 0 | 0 | 0
RPS v5.14- SRGW (13) | 1174 | 6166 | Generation Constraint in GWh | FALSE | G | Annual | Allowances Withdrawn (1:1) | GWh | 0 | 0 | 0 | 0 | 0 | 0 | 0
RPS v5.14- SRGW (13) | 1174 | 6166 | Generation Constraint in GWh | FALSE | G | Annual | Allowances Withdrawn (n:1) | GWh | 0 | 0 | 0 | 0 | 0 | 0 | 0
RPS v5.14- SRGW (13) | 1174 | 6166 | Generation Constraint in GWh | FALSE | G | Annual | Net Emissions Allowance Position | GWh | 7812.8292 | 11295.7102 | 13170.4493 | 16712.6227 | 25224.276 | 25850.2386 | 25894.8288
RPS v5.14- SRGW (13) | 1174 | 6166 | Generation Constraint in GWh | FALSE | G | Annual | Fuel Consumed | TBtu | 46.1283 | 5.2175 | 24.2716 | 31.4674 | 10.5563 | 16.9729 | 17.0395
RPS v5.14- SRGW (13) | 1174 | 6166 | Generation Constraint in GWh | FALSE | G | Annual | Heat Rate | MMBtu/MWh | 5.9042 | 0.4619 | 1.8429 | 1.8829 | 0.4185 | 0.65658 | 0.65803
RPS v5.14- SRGW (13) | 1174 | 6166 | Generation Constraint in GWh | FALSE | G | Annual | Generation | TWh | 7.8128 | 11.2957 | 13.1704 | 16.7126 | 25.2243 | 25.8502 | 25.8948
RPS v5.14- SRGW (13) | 1174 | 6166 | Generation Constraint in GWh | FALSE | G | Annual | Qualifying Generation | TWh | 7.8128 | 11.2957 | 13.1704 | 16.7126 | 25.2243 | 25.8502 | 25.8948
RPS v5.14- SRGW (13) | 1174 | 6166 | Generation Constraint in GWh | FALSE | G | Annual | Rate | lb/MWh | 0 | 0 | 0 | 0 | 0 | 0 | 0
RPS v5.14- SRGW (13) | 1174 | 6166 | Generation Constraint in GWh | FALSE | G | Annual | Constraint Shadow Price | US2011$/MWh | 185.2946 | 0 | 7.4889 | 11.4706 | 0 | 0 | 0
RPS v5.14- SRVC (16) | 1175 | 6168 | Generation Constraint in GWh | FALSE | G | Annual | Seasons Included | Seasons | Winter, Summer | Winter, Summer | Winter, Summer | Winter, Summer | Winter, Summer | Winter, Summer | Winter, Summer
RPS v5.14- SRVC (16) | 1175 | 6168 | Generation Constraint in GWh | FALSE | G | Annual | Standard | GWh | 10597.2048 | 12872.621 | 16239.9155 | 17940.1098 | 18830.09 | 20197.6599 | 21851.0327
RPS v5.14- SRVC (16) | 1175 | 6168 | Generation Constraint in GWh | FALSE | G | Annual | Emissions at Affected Plants | GWh | 10597.2048 | 12872.621 | 16239.9155 | 51167.4497 | 65526.6438 | 85719.8135 | 91736.7976
RPS v5.14- SRVC (16) | 1175 | 6168 | Generation Constraint in GWh | FALSE | G | Annual | Allowances Purchased | GWh | 0 | 0 | 0 | 0 | 0 | 0 | 0
RPS v5.14- SRVC (16) | 1175 | 6168 | Generation Constraint in GWh | FALSE | G | Annual | Allowances Sold | GWh | 0 | 0 | 0 | 0 | 0 | 0 | 0
RPS v5.14- SRVC (16) | 1175 | 6168 | Generation Constraint in GWh | FALSE | G | Annual | Allowances Banked | GWh | 0 | 0 | 0 | 0 | 0 | 0 | 0
RPS v5.14- SRVC (16) | 1175 | 6168 | Generation Constraint in GWh | FALSE | G | Annual | Allowances Withdrawn (1:1) | GWh | 0 | 0 | 0 | 0 | 0 | 0 | 0
RPS v5.14- SRVC (16) | 1175 | 6168 | Generation Constraint in GWh | FALSE | G | Annual | Allowances Withdrawn (n:1) | GWh | 0 | 0 | 0 | 0 | 0 | 0 | 0
RPS v5.14- SRVC (16) | 1175 | 6168 | Generation Constraint in GWh | FALSE | G | Annual | Net Emissions Allowance Position | GWh | 10597.2048 | 12872.621 | 16239.9155 | 51167.4497 | 65526.6438 | 85719.8135 | 91736.7976
RPS v5.14- SRVC (16) | 1175 | 6168 | Generation Constraint in GWh | FALSE | G | Annual | Fuel Consumed | TBtu | 72.0482 | 72.8301 | 65.1863 | 59.7437 | 59.0646 | 60.7069 | 59.8165
RPS v5.14- SRVC (16) | 1175 | 6168 | Generation Constraint in GWh | FALSE | G | Annual | Heat Rate | MMBtu/MWh | 6.7988 | 5.6577 | 4.014 | 1.1676 | 0.90138 | 0.7082 | 0.65204
RPS v5.14- SRVC (16) | 1175 | 6168 | Generation Constraint in GWh | FALSE | G | Annual | Generation | TWh | 10.5972 | 12.8726 | 16.2399 | 51.1674 | 65.5266 | 85.7198 | 91.7368
RPS v5.14- SRVC (16) | 1175 | 6168 | Generation Constraint in GWh | FALSE | G | Annual | Qualifying Generation | TWh | 10.5972 | 12.8726 | 16.2399 | 51.1674 | 65.5266 | 85.7198 | 91.7368
RPS v5.14- SRVC (16) | 1175 | 6168 | Generation Constraint in GWh | FALSE | G | Annual | Rate | lb/MWh | 0 | 0 | 0 | 0 | 0 | 0 | 0
RPS v5.14- SRVC (16) | 1175 | 6168 | Generation Constraint in GWh | FALSE | G | Annual | Constraint Shadow Price | US2011$/MWh | 117.4343 | 75.5343 | 7.3014 | 0 | 0 | 0 | 0
S A Carlson MER Rate Limit v3.1 | 1176 | 2043 | Rate Constraint in lbs/MMBtu | FALSE | L | Annual | Seasons Included | Seasons | Winter, Summer | Winter, Summer | Winter, Summer | Winter, Summer | Winter, Summer | Winter, Summer | Winter, Summer
S A Carlson MER Rate Limit v3.1 | 1176 | 2043 | Rate Constraint in lbs/MMBtu | FALSE | L | Annual | Standard | lb/MMBtu | 6e-07 | 6e-07 | 6e-07 | 6e-07 | 6e-07 | 6e-07 | 6e-07
S A Carlson MER Rate Limit v3.1 | 1176 | 2043 | Rate Constraint in lbs/MMBtu | FALSE | L | Annual | Emissions at Affected Plants MER | lbs | 0 | 0 | 0 | 0 | 0 | 0 | 0
S A Carlson MER Rate Limit v3.1 | 1176 | 2043 | Rate Constraint in lbs/MMBtu | FALSE | L | Annual | Allowances Purchased MER | lbs | 0 | 0 | 0 | 0 | 0 | 0 | 0
S A Carlson MER Rate Limit v3.1 | 1176 | 2043 | Rate Constraint in lbs/MMBtu | FALSE | L | Annual | Allowances Sold MER | lbs | 0 | 0 | 0 | 0 | 0 | 0 | 0
S A Carlson MER Rate Limit v3.1 | 1176 | 2043 | Rate Constraint in lbs/MMBtu | FALSE | L | Annual | Allowances Banked | lbs | 0 | 0 | 0 | 0 | 0 | 0 | 0
S A Carlson MER Rate Limit v3.1 | 1176 | 2043 | Rate Constraint in lbs/MMBtu | FALSE | L | Annual | Allowances Withdrawn (1:1) | lbs | 0 | 0 | 0 | 0 | 0 | 0 | 0
S A Carlson MER Rate Limit v3.1 | 1176 | 2043 | Rate Constraint in lbs/MMBtu | FALSE | L | Annual | Allowances Withdrawn (n:1) | lbs | 0 | 0 | 0 | 0 | 0 | 0 | 0
S A Carlson MER Rate Limit v3.1 | 1176 | 2043 | Rate Constraint in lbs/MMBtu | FALSE | L | Annual | Net Emissions Allowance Position | lbs | 0 | 0 | 0 | 0 | 0 | 0 | 0
S A Carlson MER Rate Limit v3.1 | 1176 | 2043 | Rate Constraint in lbs/MMBtu | FALSE | L | Annual | Fuel Consumed | TBtu | 0 | 0 | 0 | 0 | 0 | 0 | 0
S A Carlson MER Rate Limit v3.1 | 1176 | 2043 | Rate Constraint in lbs/MMBtu | FALSE | L | Annual | Rate | lb/MMBtu | 0 | 0 | 0 | 0 | 0 | 0 | 0
S A Carlson MER Rate Limit v3.1 | 1176 | 2043 | Rate Constraint in lbs/MMBtu | FALSE | L | Annual | Generation | TWh | 0 | 0 | 0 | 0 | 0 | 0 | 0
S A Carlson MER Rate Limit v3.1 | 1176 | 2043 | Rate Constraint in lbs/MMBtu | FALSE | L | Annual | Qualifying Generation | TWh | 0 | 0 | 0 | 0 | 0 | 0 | 0
S A Carlson MER Rate Limit v3.1 | 1176 | 2043 | Rate Constraint in lbs/MMBtu | FALSE | L | Annual | Rate | lb/MWh | 0 | 0 | 0 | 0 | 0 | 0 | 0
S A Carlson MER Rate Limit v3.1 | 1176 | 2043 | Rate Constraint in lbs/MMBtu | FALSE | L | Annual | Constraint Shadow Price | US2011$/Lb | 8744680.9492 | 9247929.7077 | 10755689.3075 | 13191174.3171 | 6744016.7281 | 12486758.1138 | 17393801.2357
Solar Generation Cap 20% - CNAB v5.14 | 1177 | 6465 | Generation Constraint in GWh | FALSE | L | Annual | Seasons Included | Seasons | Winter, Summer | Winter, Summer | Winter, Summer | Winter, Summer | Winter, Summer | Winter, Summer | Winter, Summer
Solar Generation Cap 20% - CNAB v5.14 | 1177 | 6465 | Generation Constraint in GWh | FALSE | L | Annual | Standard | GWh | 16017.3904 | 16511.2604 | 17142.6638 | 18524.2494 | 19774.5531 | 22142.0266 | 24792.9562
Solar Generation Cap 20% - CNAB v5.14 | 1177 | 6465 | Generation Constraint in GWh | FALSE | L | Annual | Emissions at Affected Plants | GWh | 1.5438 | 1.5438 | 1.5438 | 1.5438 | 1.5438 | 1.5438 | 1.5438
Solar Generation Cap 20% - CNAB v5.14 | 1177 | 6465 | Generation Constraint in GWh | FALSE | L | Annual | Allowances Purchased | GWh | 0 | 0 | 0 | 0 | 0 | 0 | 0
Solar Generation Cap 20% - CNAB v5.14 | 1177 | 6465 | Generation Constraint in GWh | FALSE | L | Annual | Allowances Sold | GWh | 0 | 0 | 0 | 0 | 0 | 0 | 0
Solar Generation Cap 20% - CNAB v5.14 | 1177 | 6465 | Generation Constraint in GWh | FALSE | L | Annual | Allowances Banked | GWh | 0 | 0 | 0 | 0 | 0 | 0 | 0
Solar Generation Cap 20% - CNAB v5.14 | 1177 | 6465 | Generation Constraint in GWh | FALSE | L | Annual | Allowances Withdrawn (1:1) | GWh | 0 | 0 | 0 | 0 | 0 | 0 | 0
Solar Generation Cap 20% - CNAB v5.14 | 1177 | 6465 | Generation Constraint in GWh | FALSE | L | Annual | Allowances Withdrawn (n:1) | GWh | 0 | 0 | 0 | 0 | 0 | 0 | 0
Solar Generation Cap 20% - CNAB v5.14 | 1177 | 6465 | Generation Constraint in GWh | FALSE | L | Annual | Net Emissions Allowance Position | GWh | 1.5438 | 1.5438 | 1.5438 | 1.5438 | 1.5438 | 1.5438 | 1.5438
Solar Generation Cap 20% - CNAB v5.14 | 1177 | 6465 | Generation Constraint in GWh | FALSE | L | Annual | Fuel Consumed | TBtu | 0 | 0 | 0 | 0 | 0 | 0 | 0
Solar Generation Cap 20% - CNAB v5.14 | 1177 | 6465 | Generation Constraint in GWh | FALSE | L | Annual | Heat Rate | MMBtu/MWh | 0 | 0 | 0 | 0 | 0 | 0 | 0
Solar Generation Cap 20% - CNAB v5.14 | 1177 | 6465 | Generation Constraint in GWh | FALSE | L | Annual | Generation | TWh | 0.0015438 | 0.0015438 | 0.0015438 | 0.0015438 | 0.0015438 | 0.0015438 | 0.0015438
Solar Generation Cap 20% - CNAB v5.14 | 1177 | 6465 | Generation Constraint in GWh | FALSE | L | Annual | Qualifying Generation | TWh | 0.0015438 | 0.0015438 | 0.0015438 | 0.0015438 | 0.0015438 | 0.0015438 | 0.0015438
Solar Generation Cap 20% - CNAB v5.14 | 1177 | 6465 | Generation Constraint in GWh | FALSE | L | Annual | Rate | lb/MWh | 0 | 0 | 0 | 0 | 0 | 0 | 0
Solar Generation Cap 20% - CNAB v5.14 | 1177 | 6465 | Generation Constraint in GWh | FALSE | L | Annual | Constraint Shadow Price | US2011$/MWh | 0 | 0 | 0 | 0 | 0 | 0 | 0
Solar Generation Cap 20% - CNBC v5.14 | 1178 | 6466 | Generation Constraint in GWh | FALSE | L | Annual | Seasons Included | Seasons | Winter, Summer | Winter, Summer | Winter, Summer | Winter, Summer | Winter, Summer | Winter, Summer | Winter, Summer
Solar Generation Cap 20% - CNBC v5.14 | 1178 | 6466 | Generation Constraint in GWh | FALSE | L | Annual | Standard | GWh | 13585.9141 | 13810.0171 | 14092.8138 | 14679.7504 | 15352.0596 | 16793.0226 | 18369.2449
Solar Generation Cap 20% - CNBC v5.14 | 1178 | 6466 | Generation Constraint in GWh | FALSE | L | Annual | Emissions at Affected Plants | GWh | 1.9655 | 1.9655 | 1.9655 | 1.9655 | 1.9655 | 1.9655 | 1.9655
Solar Generation Cap 20% - CNBC v5.14 | 1178 | 6466 | Generation Constraint in GWh | FALSE | L | Annual | Allowances Purchased | GWh | 0 | 0 | 0 | 0 | 0 | 0 | 0
Solar Generation Cap 20% - CNBC v5.14 | 1178 | 6466 | Generation Constraint in GWh | FALSE | L | Annual | Allowances Sold | GWh | 0 | 0 | 0 | 0 | 0 | 0 | 0
Solar Generation Cap 20% - CNBC v5.14 | 1178 | 6466 | Generation Constraint in GWh | FALSE | L | Annual | Allowances Banked | GWh | 0 | 0 | 0 | 0 | 0 | 0 | 0
Solar Generation Cap 20% - CNBC v5.14 | 1178 | 6466 | Generation Constraint in GWh | FALSE | L | Annual | Allowances Withdrawn (1:1) | GWh | 0 | 0 | 0 | 0 | 0 | 0 | 0
Solar Generation Cap 20% - CNBC v5.14 | 1178 | 6466 | Generation Constraint in GWh | FALSE | L | Annual | Allowances Withdrawn (n:1) | GWh | 0 | 0 | 0 | 0 | 0 | 0 | 0
Solar Generation Cap 20% - CNBC v5.14 | 1178 | 6466 | Generation Constraint in GWh | FALSE | L | Annual | Net Emissions Allowance Position | GWh | 1.9655 | 1.9655 | 1.9655 | 1.9655 | 1.9655 | 1.9655 | 1.9655
Solar Generation Cap 20% - CNBC v5.14 | 1178 | 6466 | Generation Constraint in GWh | FALSE | L | Annual | Fuel Consumed | TBtu | 0 | 0 | 0 | 0 | 0 | 0 | 0
Solar Generation Cap 20% - CNBC v5.14 | 1178 | 6466 | Generation Constraint in GWh | FALSE | L | Annual | Heat Rate | MMBtu/MWh | 0 | 0 | 0 | 0 | 0 | 0 | 0
Solar Generation Cap 20% - CNBC v5.14 | 1178 | 6466 | Generation Constraint in GWh | FALSE | L | Annual | Generation | TWh | 0.0019655 | 0.0019655 | 0.0019655 | 0.0019655 | 0.0019655 | 0.0019655 | 0.0019655
Solar Generation Cap 20% - CNBC v5.14 | 1178 | 6466 | Generation Constraint in GWh | FALSE | L | Annual | Qualifying Generation | TWh | 0.0019655 | 0.0019655 | 0.0019655 | 0.0019655 | 0.0019655 | 0.0019655 | 0.0019655
Solar Generation Cap 20% - CNBC v5.14 | 1178 | 6466 | Generation Constraint in GWh | FALSE | L | Annual | Rate | lb/MWh | 0 | 0 | 0 | 0 | 0 | 0 | 0
Solar Generation Cap 20% - CNBC v5.14 | 1178 | 6466 | Generation Constraint in GWh | FALSE | L | Annual | Constraint Shadow Price | US2011$/MWh | 0 | 0 | 0 | 0 | 0 | 0 | 0
Solar Generation Cap 20% - CNON v5.14 | 1179 | 6472 | Generation Constraint in GWh | FALSE | L | Annual | Seasons Included | Seasons | Winter, Summer | Winter, Summer | Winter, Summer | Winter, Summer | Winter, Summer | Winter, Summer | Winter, Summer
Solar Generation Cap 20% - CNON v5.14 | 1179 | 6472 | Generation Constraint in GWh | FALSE | L | Annual | Standard | GWh | 30543.2957 | 30944.1292 | 31393.5485 | 32328.8266 | 33136.5668 | 35133.5077 | 37250.7958
Solar Generation Cap 20% - CNON v5.14 | 1179 | 6472 | Generation Constraint in GWh | FALSE | L | Annual | Emissions at Affected Plants | GWh | 2421.9481 | 2421.9481 | 2421.9481 | 2421.9481 | 2421.9481 | 2421.9481 | 2421.9481
Solar Generation Cap 20% - CNON v5.14 | 1179 | 6472 | Generation Constraint in GWh | FALSE | L | Annual | Allowances Purchased | GWh | 0 | 0 | 0 | 0 | 0 | 0 | 0
Solar Generation Cap 20% - CNON v5.14 | 1179 | 6472 | Generation Constraint in GWh | FALSE | L | Annual | Allowances Sold | GWh | 0 | 0 | 0 | 0 | 0 | 0 | 0
Solar Generation Cap 20% - CNON v5.14 | 1179 | 6472 | Generation Constraint in GWh | FALSE | L | Annual | Allowances Banked | GWh | 0 | 0 | 0 | 0 | 0 | 0 | 0
Solar Generation Cap 20% - CNON v5.14 | 1179 | 6472 | Generation Constraint in GWh | FALSE | L | Annual | Allowances Withdrawn (1:1) | GWh | 0 | 0 | 0 | 0 | 0 | 0 | 0
Solar Generation Cap 20% - CNON v5.14 | 1179 | 6472 | Generation Constraint in GWh | FALSE | L | Annual | Allowances Withdrawn (n:1) | GWh | 0 | 0 | 0 | 0 | 0 | 0 | 0
Solar Generation Cap 20% - CNON v5.14 | 1179 | 6472 | Generation Constraint in GWh | FALSE | L | Annual | Net Emissions Allowance Position | GWh | 2421.9481 | 2421.9481 | 2421.9481 | 2421.9481 | 2421.9481 | 2421.9481 | 2421.9481
Solar Generation Cap 20% - CNON v5.14 | 1179 | 6472 | Generation Constraint in GWh | FALSE | L | Annual | Fuel Consumed | TBtu | 0 | 0 | 0 | 0 | 0 | 0 | 0
Solar Generation Cap 20% - CNON v5.14 | 1179 | 6472 | Generation Constraint in GWh | FALSE | L | Annual | Heat Rate | MMBtu/MWh | 0 | 0 | 0 | 0 | 0 | 0 | 0
Solar Generation Cap 20% - CNON v5.14 | 1179 | 6472 | Generation Constraint in GWh | FALSE | L | Annual | Generation | TWh | 2.4219 | 2.4219 | 2.4219 | 2.4219 | 2.4219 | 2.4219 | 2.4219
Solar Generation Cap 20% - CNON v5.14 | 1179 | 6472 | Generation Constraint in GWh | FALSE | L | Annual | Qualifying Generation | TWh | 2.4219 | 2.4219 | 2.4219 | 2.4219 | 2.4219 | 2.4219 | 2.4219
Solar Generation Cap 20% - CNON v5.14 | 1179 | 6472 | Generation Constraint in GWh | FALSE | L | Annual | Rate | lb/MWh | 0 | 0 | 0 | 0 | 0 | 0 | 0
Solar Generation Cap 20% - CNON v5.14 | 1179 | 6472 | Generation Constraint in GWh | FALSE | L | Annual | Constraint Shadow Price | US2011$/MWh | 0 | 0 | 0 | 0 | 0 | 0 | 0
Solar Generation Cap 20% - ERC_REST v5.14 | 1180 | 6476 | Generation Constraint in GWh | FALSE | L | Annual | Seasons Included | Seasons | Winter, Summer | Winter, Summer | Winter, Summer | Winter, Summer | Winter, Summer | Winter, Summer | Winter, Summer
Solar Generation Cap 20% - ERC_REST v5.14 | 1180 | 6476 | Generation Constraint in GWh | FALSE | L | Annual | Standard | GWh | 63317.1997 | 64289.3769 | 65863.9346 | 69088.6422 | 72484.6015 | 79144.4868 | 86416.918
Solar Generation Cap 20% - ERC_REST v5.14 | 1180 | 6476 | Generation Constraint in GWh | FALSE | L | Annual | Emissions at Affected Plants | GWh | 526.8147 | 526.8147 | 10044.5813 | 51283.8725 | 69154.6589 | 79144.4868 | 86416.918
Solar Generation Cap 20% - ERC_REST v5.14 | 1180 | 6476 | Generation Constraint in GWh | FALSE | L | Annual | Allowances Purchased | GWh | 0 | 0 | 0 | 0 | 0 | 0 | 0
Solar Generation Cap 20% - ERC_REST v5.14 | 1180 | 6476 | Generation Constraint in GWh | FALSE | L | Annual | Allowances Sold | GWh | 0 | 0 | 0 | 0 | 0 | 0 | 0
Solar Generation Cap 20% - ERC_REST v5.14 | 1180 | 6476 | Generation Constraint in GWh | FALSE | L | Annual | Allowances Banked | GWh | 0 | 0 | 0 | 0 | 0 | 0 | 0
Solar Generation Cap 20% - ERC_REST v5.14 | 1180 | 6476 | Generation Constraint in GWh | FALSE | L | Annual | Allowances Withdrawn (1:1) | GWh | 0 | 0 | 0 | 0 | 0 | 0 | 0
Solar Generation Cap 20% - ERC_REST v5.14 | 1180 | 6476 | Generation Constraint in GWh | FALSE | L | Annual | Allowances Withdrawn (n:1) | GWh | 0 | 0 | 0 | 0 | 0 | 0 | 0
Solar Generation Cap 20% - ERC_REST v5.14 | 1180 | 6476 | Generation Constraint in GWh | FALSE | L | Annual | Net Emissions Allowance Position | GWh | 526.8147 | 526.8147 | 10044.5813 | 51283.8725 | 69154.6589 | 79144.4868 | 86416.918
Solar Generation Cap 20% - ERC_REST v5.14 | 1180 | 6476 | Generation Constraint in GWh | FALSE | L | Annual | Fuel Consumed | TBtu | 0 | 0 | 0 | 0 | 0 | 0 | 0
Solar Generation Cap 20% - ERC_REST v5.14 | 1180 | 6476 | Generation Constraint in GWh | FALSE | L | Annual | Heat Rate | MMBtu/MWh | 0 | 0 | 0 | 0 | 0 | 0 | 0
Solar Generation Cap 20% - ERC_REST v5.14 | 1180 | 6476 | Generation Constraint in GWh | FALSE | L | Annual | Generation | TWh | 0.52681 | 0.52681 | 10.0446 | 51.2839 | 69.1547 | 79.1445 | 86.4169
Solar Generation Cap 20% - ERC_REST v5.14 | 1180 | 6476 | Generation Constraint in GWh | FALSE | L | Annual | Qualifying Generation | TWh | 0.52681 | 0.52681 | 10.0446 | 51.2839 | 69.1547 | 79.1445 | 86.4169
Solar Generation Cap 20% - ERC_REST v5.14 | 1180 | 6476 | Generation Constraint in GWh | FALSE | L | Annual | Rate | lb/MWh | 0 | 0 | 0 | 0 | 0 | 0 | 0
Solar Generation Cap 20% - ERC_REST v5.14 | 1180 | 6476 | Generation Constraint in GWh | FALSE | L | Annual | Constraint Shadow Price | US2011$/MWh | 0 | 0 | 0 | 0 | 0 | 6.4948 | 11.4442
Solar Generation Cap 20% - ERC_WEST v5.14 | 1181 | 6477 | Generation Constraint in GWh | FALSE | L | Annual | Seasons Included | Seasons | Winter, Summer | Winter, Summer | Winter, Summer | Winter, Summer | Winter, Summer | Winter, Summer | Winter, Summer
Solar Generation Cap 20% - ERC_WEST v5.14 | 1181 | 6477 | Generation Constraint in GWh | FALSE | L | Annual | Standard | GWh | 5025.407 | 5102.6439 | 5227.7383 | 5483.9327 | 5753.7326 | 6282.8426 | 6860.6178
Solar Generation Cap 20% - ERC_WEST v5.14 | 1181 | 6477 | Generation Constraint in GWh | FALSE | L | Annual | Emissions at Affected Plants | GWh | 124.2148 | 124.2148 | 124.2148 | 124.2148 | 124.2148 | 124.2148 | 124.2148
Solar Generation Cap 20% - ERC_WEST v5.14 | 1181 | 6477 | Generation Constraint in GWh | FALSE | L | Annual | Allowances Purchased | GWh | 0 | 0 | 0 | 0 | 0 | 0 | 0
Solar Generation Cap 20% - ERC_WEST v5.14 | 1181 | 6477 | Generation Constraint in GWh | FALSE | L | Annual | Allowances Sold | GWh | 0 | 0 | 0 | 0 | 0 | 0 | 0
Solar Generation Cap 20% - ERC_WEST v5.14 | 1181 | 6477 | Generation Constraint in GWh | FALSE | L | Annual | Allowances Banked | GWh | 0 | 0 | 0 | 0 | 0 | 0 | 0
Solar Generation Cap 20% - ERC_WEST v5.14 | 1181 | 6477 | Generation Constraint in GWh | FALSE | L | Annual | Allowances Withdrawn (1:1) | GWh | 0 | 0 | 0 | 0 | 0 | 0 | 0
Solar Generation Cap 20% - ERC_WEST v5.14 | 1181 | 6477 | Generation Constraint in GWh | FALSE | L | Annual | Allowances Withdrawn (n:1) | GWh | 0 | 0 | 0 | 0 | 0 | 0 | 0
Solar Generation Cap 20% - ERC_WEST v5.14 | 1181 | 6477 | Generation Constraint in GWh | FALSE | L | Annual | Net Emissions Allowance Position | GWh | 124.2148 | 124.2148 | 124.2148 | 124.2148 | 124.2148 | 124.2148 | 124.2148
Solar Generation Cap 20% - ERC_WEST v5.14 | 1181 | 6477 | Generation Constraint in GWh | FALSE | L | Annual | Fuel Consumed | TBtu | 0 | 0 | 0 | 0 | 0 | 0 | 0
Solar Generation Cap 20% - ERC_WEST v5.14 | 1181 | 6477 | Generation Constraint in GWh | FALSE | L | Annual | Heat Rate | MMBtu/MWh | 0 | 0 | 0 | 0 | 0 | 0 | 0
Solar Generation Cap 20% - ERC_WEST v5.14 | 1181 | 6477 | Generation Constraint in GWh | FALSE | L | Annual | Generation | TWh | 0.12421 | 0.12421 | 0.12421 | 0.12421 | 0.12421 | 0.12421 | 0.12421
Solar Generation Cap 20% - ERC_WEST v5.14 | 1181 | 6477 | Generation Constraint in GWh | FALSE | L | Annual | Qualifying Generation | TWh | 0.12421 | 0.12421 | 0.12421 | 0.12421 | 0.12421 | 0.12421 | 0.12421
Solar Generation Cap 20% - ERC_WEST v5.14 | 1181 | 6477 | Generation Constraint in GWh | FALSE | L | Annual | Rate | lb/MWh | 0 | 0 | 0 | 0 | 0 | 0 | 0
Solar Generation Cap 20% - ERC_WEST v5.14 | 1181 | 6477 | Generation Constraint in GWh | FALSE | L | Annual | Constraint Shadow Price | US2011$/MWh | 0 | 0 | 0 | 0 | 0 | 0 | 0
Solar Generation Cap 20% - FRCC v5.14 | 1182 | 6478 | Generation Constraint in GWh | FALSE | L | Annual | Seasons Included | Seasons | Winter, Summer | Winter, Summer | Winter, Summer | Winter, Summer | Winter, Summer | Winter, Summer | Winter, Summer
Solar Generation Cap 20% - FRCC v5.14 | 1182 | 6478 | Generation Constraint in GWh | FALSE | L | Annual | Standard | GWh | 46758.9772 | 47573.9554 | 48100.2858 | 49768.1204 | 52059.8684 | 56739.7208 | 61840.2704
Solar Generation Cap 20% - FRCC v5.14 | 1182 | 6478 | Generation Constraint in GWh | FALSE | L | Annual | Emissions at Affected Plants | GWh | 306.2774 | 306.2774 | 306.2774 | 306.2774 | 306.2774 | 56739.7208 | 61840.2704
Solar Generation Cap 20% - FRCC v5.14 | 1182 | 6478 | Generation Constraint in GWh | FALSE | L | Annual | Allowances Purchased | GWh | 0 | 0 | 0 | 0 | 0 | 0 | 0
Solar Generation Cap 20% - FRCC v5.14 | 1182 | 6478 | Generation Constraint in GWh | FALSE | L | Annual | Allowances Sold | GWh | 0 | 0 | 0 | 0 | 0 | 0 | 0
Solar Generation Cap 20% - FRCC v5.14 | 1182 | 6478 | Generation Constraint in GWh | FALSE | L | Annual | Allowances Banked | GWh | 0 | 0 | 0 | 0 | 0 | 0 | 0
Solar Generation Cap 20% - FRCC v5.14 | 1182 | 6478 | Generation Constraint in GWh | FALSE | L | Annual | Allowances Withdrawn (1:1) | GWh | 0 | 0 | 0 | 0 | 0 | 0 | 0
Solar Generation Cap 20% - FRCC v5.14 | 1182 | 6478 | Generation Constraint in GWh | FALSE | L | Annual | Allowances Withdrawn (n:1) | GWh | 0 | 0 | 0 | 0 | 0 | 0 | 0
Solar Generation Cap 20% - FRCC v5.14 | 1182 | 6478 | Generation Constraint in GWh | FALSE | L | Annual | Net Emissions Allowance Position | GWh | 306.2774 | 306.2774 | 306.2774 | 306.2774 | 306.2774 | 56739.7208 | 61840.2704
Solar Generation Cap 20% - FRCC v5.14 | 1182 | 6478 | Generation Constraint in GWh | FALSE | L | Annual | Fuel Consumed | TBtu | 0 | 0 | 0 | 0 | 0 | 0 | 0
Solar Generation Cap 20% - FRCC v5.14 | 1182 | 6478 | Generation Constraint in GWh | FALSE | L | Annual | Heat Rate | MMBtu/MWh | 0 | 0 | 0 | 0 | 0 | 0 | 0
Solar Generation Cap 20% - FRCC v5.14 | 1182 | 6478 | Generation Constraint in GWh | FALSE | L | Annual | Generation | TWh | 0.30628 | 0.30628 | 0.30628 | 0.30628 | 0.30628 | 56.7397 | 61.8403
Solar Generation Cap 20% - FRCC v5.14 | 1182 | 6478 | Generation Constraint in GWh | FALSE | L | Annual | Qualifying Generation | TWh | 0.30628 | 0.30628 | 0.30628 | 0.30628 | 0.30628 | 56.7397 | 61.8403
Solar Generation Cap 20% - FRCC v5.14 | 1182 | 6478 | Generation Constraint in GWh | FALSE | L | Annual | Rate | lb/MWh | 0 | 0 | 0 | 0 | 0 | 0 | 0
Solar Generation Cap 20% - FRCC v5.14 | 1182 | 6478 | Generation Constraint in GWh | FALSE | L | Annual | Constraint Shadow Price | US2011$/MWh | 0 | 0 | 0 | 0 | 0 | 1.3319 | 5.7659
Solar Generation Cap 20% - MAP_WAUE v5.14 | 1183 | 6479 | Generation Constraint in GWh | FALSE | L | Annual | Seasons Included | Seasons | Winter, Summer | Winter, Summer | Winter, Summer | Winter, Summer | Winter, Summer | Winter, Summer | Winter, Summer
Solar Generation Cap 20% - MAP_WAUE v5.14 | 1183 | 6479 | Generation Constraint in GWh | FALSE | L | Annual | Standard | GWh | 4483.4478 | 4605.1404 | 4663.8206 | 4824.6377 | 4920.5226 | 5128.4448 | 5345.1548
Solar Generation Cap 20% - MAP_WAUE v5.14 | 1183 | 6479 | Generation Constraint in GWh | FALSE | L | Annual | Emissions at Affected Plants | GWh | 0 | 0 | 0 | 0 | 0 | 0 | 0
Solar Generation Cap 20% - MAP_WAUE v5.14 | 1183 | 6479 | Generation Constraint in GWh | FALSE | L | Annual | Allowances Purchased | GWh | 0 | 0 | 0 | 0 | 0 | 0 | 0
Solar Generation Cap 20% - MAP_WAUE v5.14 | 1183 | 6479 | Generation Constraint in GWh | FALSE | L | Annual | Allowances Sold | GWh | 0 | 0 | 0 | 0 | 0 | 0 | 0
Solar Generation Cap 20% - MAP_WAUE v5.14 | 1183 | 6479 | Generation Constraint in GWh | FALSE | L | Annual | Allowances Banked | GWh | 0 | 0 | 0 | 0 | 0 | 0 | 0
Solar Generation Cap 20% - MAP_WAUE v5.14 | 1183 | 6479 | Generation Constraint in GWh | FALSE | L | Annual | Allowances Withdrawn (1:1) | GWh | 0 | 0 | 0 | 0 | 0 | 0 | 0
Solar Generation Cap 20% - MAP_WAUE v5.14 | 1183 | 6479 | Generation Constraint in GWh | FALSE | L | Annual | Allowances Withdrawn (n:1) | GWh | 0 | 0 | 0 | 0 | 0 | 0 | 0
Solar Generation Cap 20% - MAP_WAUE v5.14 | 1183 | 6479 | Generation Constraint in GWh | FALSE | L | Annual | Net Emissions Allowance Position | GWh | 0 | 0 | 0 | 0 | 0 | 0 | 0
Solar Generation Cap 20% - MAP_WAUE v5.14 | 1183 | 6479 | Generation Constraint in GWh | FALSE | L | Annual | Fuel Consumed | TBtu | 0 | 0 | 0 | 0 | 0 | 0 | 0
Solar Generation Cap 20% - MAP_WAUE v5.14 | 1183 | 6479 | Generation Constraint in GWh | FALSE | L | Annual | Heat Rate | MMBtu/MWh | 0 | 0 | 0 | 0 | 0 | 0 | 0
Solar Generation Cap 20% - MAP_WAUE v5.14 | 1183 | 6479 | Generation Constraint in GWh | FALSE | L | Annual | Generation | TWh | 0 | 0 | 0 | 0 | 0 | 0 | 0
Solar Generation Cap 20% - MAP_WAUE v5.14 | 1183 | 6479 | Generation Constraint in GWh | FALSE | L | Annual | Qualifying Generation | TWh | 0 | 0 | 0 | 0 | 0 | 0 | 0
Solar Generation Cap 20% - MAP_WAUE v5.14 | 1183 | 6479 | Generation Constraint in GWh | FALSE | L | Annual | Rate | lb/MWh | 0 | 0 | 0 | 0 | 0 | 0 | 0
Solar Generation Cap 20% - MAP_WAUE v5.14 | 1183 | 6479 | Generation Constraint in GWh | FALSE | L | Annual | Constraint Shadow Price | US2011$/MWh | 0 | 0 | 0 | 0 | 0 | 0 | 0
Solar Generation Cap 20% - MIS_IA v5.14 | 1184 | 6480 | Generation Constraint in GWh | FALSE | L | Annual | Seasons Included | Seasons | Winter, Summer | Winter, Summer | Winter, Summer | Winter, Summer | Winter, Summer | Winter, Summer | Winter, Summer
Solar Generation Cap 20% - MIS_IA v5.14 | 1184 | 6480 | Generation Constraint in GWh | FALSE | L | Annual | Standard | GWh | 4251.1446 | 4366.5304 | 4422.1696 | 4574.6523 | 4665.568 | 4862.7146 | 5068.1936
Solar Generation Cap 20% - MIS_IA v5.14 | 1184 | 6480 | Generation Constraint in GWh | FALSE | L | Annual | Emissions at Affected Plants | GWh | 0 | 0 | 0 | 0 | 0 | 0 | 0
Solar Generation Cap 20% - MIS_IA v5.14 | 1184 | 6480 | Generation Constraint in GWh | FALSE | L | Annual | Allowances Purchased | GWh | 0 | 0 | 0 | 0 | 0 | 0 | 0
Solar Generation Cap 20% - MIS_IA v5.14 | 1184 | 6480 | Generation Constraint in GWh | FALSE | L | Annual | Allowances Sold | GWh | 0 | 0 | 0 | 0 | 0 | 0 | 0
Solar Generation Cap 20% - MIS_IA v5.14 | 1184 | 6480 | Generation Constraint in GWh | FALSE | L | Annual | Allowances Banked | GWh | 0 | 0 | 0 | 0 | 0 | 0 | 0
Solar Generation Cap 20% - MIS_IA v5.14 | 1184 | 6480 | Generation Constraint in GWh | FALSE | L | Annual | Allowances Withdrawn (1:1) | GWh | 0 | 0 | 0 | 0 | 0 | 0 | 0
Solar Generation Cap 20% - MIS_IA v5.14 | 1184 | 6480 | Generation Constraint in GWh | FALSE | L | Annual | Allowances Withdrawn (n:1) | GWh | 0 | 0 | 0 | 0 | 0 | 0 | 0
Solar Generation Cap 20% - MIS_IA v5.14 | 1184 | 6480 | Generation Constraint in GWh | FALSE | L | Annual | Net Emissions Allowance Position | GWh | 0 | 0 | 0 | 0 | 0 | 0 | 0
Solar Generation Cap 20% - MIS_IA v5.14 | 1184 | 6480 | Generation Constraint in GWh | FALSE | L | Annual | Fuel Consumed | TBtu | 0 | 0 | 0 | 0 | 0 | 0 | 0
Solar Generation Cap 20% - MIS_IA v5.14 | 1184 | 6480 | Generation Constraint in GWh | FALSE | L | Annual | Heat Rate | MMBtu/MWh | 0 | 0 | 0 | 0 | 0 | 0 | 0
Solar Generation Cap 20% - MIS_IA v5.14 | 1184 | 6480 | Generation Constraint in GWh | FALSE | L | Annual | Generation | TWh | 0 | 0 | 0 | 0 | 0 | 0 | 0
Solar Generation Cap 20% - MIS_IA v5.14 | 1184 | 6480 | Generation Constraint in GWh | FALSE | L | Annual | Qualifying Generation | TWh | 0 | 0 | 0 | 0 | 0 | 0 | 0
Solar Generation Cap 20% - MIS_IA v5.14 | 1184 | 6480 | Generation Constraint in GWh | FALSE | L | Annual | Rate | lb/MWh | 0 | 0 | 0 | 0 | 0 | 0 | 0
Solar Generation Cap 20% - MIS_IA v5.14 | 1184 | 6480 | Generation Constraint in GWh | FALSE | L | Annual | Constraint Shadow Price | US2011$/MWh | 0 | 0 | 0 | 0 | 0 | 0 | 0
Solar Generation Cap 20% - MIS_IL v5.14 | 1185 | 6481 | Generation Constraint in GWh | FALSE | L | Annual | Seasons Included | Seasons | Winter, Summer | Winter, Summer | Winter, Summer | Winter, Summer | Winter, Summer | Winter, Summer | Winter, Summer
Solar Generation Cap 20% - MIS_IL v5.14 | 1185 | 6481 | Generation Constraint in GWh | FALSE | L | Annual | Standard | GWh | 11523.3521 | 11749.0943 | 11842.0109 | 12148.0796 | 12386.934 | 12893.2818 | 13420.3295
Solar Generation Cap 20% - MIS_IL v5.14 | 1185 | 6481 | Generation Constraint in GWh | FALSE | L | Annual | Emissions at Affected Plants | GWh | 0 | 0 | 0 | 0 | 0 | 0 | 0
Solar Generation Cap 20% - MIS_IL v5.14 | 1185 | 6481 | Generation Constraint in GWh | FALSE | L | Annual | Allowances Purchased | GWh | 0 | 0 | 0 | 0 | 0 | 0 | 0
Solar Generation Cap 20% - MIS_IL v5.14 | 1185 | 6481 | Generation Constraint in GWh | FALSE | L | Annual | Allowances Sold | GWh | 0 | 0 | 0 | 0 | 0 | 0 | 0
Solar Generation Cap 20% - MIS_IL v5.14 | 1185 | 6481 | Generation Constraint in GWh | FALSE | L | Annual | Allowances Banked | GWh | 0 | 0 | 0 | 0 | 0 | 0 | 0
Solar Generation Cap 20% - MIS_IL v5.14 | 1185 | 6481 | Generation Constraint in GWh | FALSE | L | Annual | Allowances Withdrawn (1:1) | GWh | 0 | 0 | 0 | 0 | 0 | 0 | 0
Solar Generation Cap 20% - MIS_IL v5.14 | 1185 | 6481 | Generation Constraint in GWh | FALSE | L | Annual | Allowances Withdrawn (n:1) | GWh | 0 | 0 | 0 | 0 | 0 | 0 | 0
Solar Generation Cap 20% - MIS_IL v5.14 | 1185 | 6481 | Generation Constraint in GWh | FALSE | L | Annual | Net Emissions Allowance Position | GWh | 0 | 0 | 0 | 0 | 0 | 0 | 0
Solar Generation Cap 20% - MIS_IL v5.14 | 1185 | 6481 | Generation Constraint in GWh | FALSE | L | Annual | Fuel Consumed | TBtu | 0 | 0 | 0 | 0 | 0 | 0 | 0
Solar Generation Cap 20% - MIS_IL v5.14 | 1185 | 6481 | Generation Constraint in GWh | FALSE | L | Annual | Heat Rate | MMBtu/MWh | 0 | 0 | 0 | 0 | 0 | 0 | 0
Solar Generation Cap 20% - MIS_IL v5.14 | 1185 | 6481 | Generation Constraint in GWh | FALSE | L | Annual | Generation | TWh | 0 | 0 | 0 | 0 | 0 | 0 | 0
Solar Generation Cap 20% - MIS_IL v5.14 | 1185 | 6481 | Generation Constraint in GWh | FALSE | L | Annual | Qualifying Generation | TWh | 0 | 0 | 0 | 0 | 0 | 0 | 0
Solar Generation Cap 20% - MIS_IL v5.14 | 1185 | 6481 | Generation Constraint in GWh | FALSE | L | Annual | Rate | lb/MWh | 0 | 0 | 0 | 0 | 0 | 0 | 0
Solar Generation Cap 20% - MIS_IL v5.14 | 1185 | 6481 | Generation Constraint in GWh | FALSE | L | Annual | Constraint Shadow Price | US2011$/MWh | 0 | 0 | 0 | 0 | 0 | 0 | 0
Solar Generation Cap 20% - MIS_INKY v5.14 | 1186 | 6482 | Generation Constraint in GWh | FALSE | L | Annual | Seasons Included | Seasons | Winter, Summer | Winter, Summer | Winter, Summer | Winter, Summer | Winter, Summer | Winter, Summer | Winter, Summer
Solar Generation Cap 20% - MIS_INKY v5.14 | 1186 | 6482 | Generation Constraint in GWh | FALSE | L | Annual | Standard | GWh | 19515.2931 | 20015.4256 | 20209.8308 | 20749.0544 | 21119.4872 | 21823.4749 | 22550.9302
Solar Generation Cap 20% - MIS_INKY v5.14 | 1186 | 6482 | Generation Constraint in GWh | FALSE | L | Annual | Emissions at Affected Plants | GWh | 187.1202 | 187.1202 | 187.1202 | 187.1202 | 187.1202 | 187.1202 | 187.1202
Solar Generation Cap 20% - MIS_INKY v5.14 | 1186 | 6482 | Generation Constraint in GWh | FALSE | L | Annual | Allowances Purchased | GWh | 0 | 0 | 0 | 0 | 0 | 0 | 0
Solar Generation Cap 20% - MIS_INKY v5.14 | 1186 | 6482 | Generation Constraint in GWh | FALSE | L | Annual | Allowances Sold | GWh | 0 | 0 | 0 | 0 | 0 | 0 | 0
Solar Generation Cap 20% - MIS_INKY v5.14 | 1186 | 6482 | Generation Constraint in GWh | FALSE | L | Annual | Allowances Banked | GWh | 0 | 0 | 0 | 0 | 0 | 0 | 0
Solar Generation Cap 20% - MIS_INKY v5.14 | 1186 | 6482 | Generation Constraint in GWh | FALSE | L | Annual | Allowances Withdrawn (1:1) | GWh | 0 | 0 | 0 | 0 | 0 | 0 | 0
Solar Generation Cap 20% - MIS_INKY v5.14 | 1186 | 6482 | Generation Constraint in GWh | FALSE | L | Annual | Allowances Withdrawn (n:1) | GWh | 0 | 0 | 0 | 0 | 0 | 0 | 0
Solar Generation Cap 20% - MIS_INKY v5.14 | 1186 | 6482 | Generation Constraint in GWh | FALSE | L | Annual | Net Emissions Allowance Position | GWh | 187.1202 | 187.1202 | 187.1202 | 187.1202 | 187.1202 | 187.1202 | 187.1202
Solar Generation Cap 20% - MIS_INKY v5.14 | 1186 | 6482 | Generation Constraint in GWh | FALSE | L | Annual | Fuel Consumed | TBtu | 0 | 0 | 0 | 0 | 0 | 0 | 0
Solar Generation Cap 20% - MIS_INKY v5.14 | 1186 | 6482 | Generation Constraint in GWh | FALSE | L | Annual | Heat Rate | MMBtu/MWh | 0 | 0 | 0 | 0 | 0 | 0 | 0
Solar Generation Cap 20% - MIS_INKY v5.14 | 1186 | 6482 | Generation Constraint in GWh | FALSE | L | Annual | Generation | TWh | 0.18712 | 0.18712 | 0.18712 | 0.18712 | 0.18712 | 0.18712 | 0.18712
Solar Generation Cap 20% - MIS_INKY v5.14 | 1186 | 6482 | Generation Constraint in GWh | FALSE | L | Annual | Qualifying Generation | TWh | 0.18712 | 0.18712 | 0.18712 | 0.18712 | 0.18712 | 0.18712 | 0.18712
Solar Generation Cap 20% - MIS_INKY v5.14 | 1186 | 6482 | Generation Constraint in GWh | FALSE | L | Annual | Rate | lb/MWh | 0 | 0 | 0 | 0 | 0 | 0 | 0
Solar Generation Cap 20% - MIS_INKY v5.14 | 1186 | 6482 | Generation Constraint in GWh | FALSE | L | Annual | Constraint Shadow Price | US2011$/MWh | 0 | 0 | 0 | 0 | 0 | 0 | 0
Solar Generation Cap 20% - MIS_LMI v5.14 | 1187 | 6483 | Generation Constraint in GWh | FALSE | L | Annual | Seasons Included | Seasons | Winter, Summer | Winter, Summer | Winter, Summer | Winter, Summer | Winter, Summer | Winter, Summer | Winter, Summer
Solar Generation Cap 20% - MIS_LMI v5.14 | 1187 | 6483 | Generation Constraint in GWh | FALSE | L | Annual | Standard | GWh | 20670.136 | 21026.7554 | 21114.8764 | 21509.4274 | 21828.8686 | 22495.4062 | 23182.2972
Solar Generation Cap 20% - MIS_LMI v5.14 | 1187 | 6483 | Generation Constraint in GWh | FALSE | L | Annual | Emissions at Affected Plants | GWh | 1.9655 | 1.9655 | 1.9655 | 1.9655 | 1.9655 | 1.9655 | 1.9655
Solar Generation Cap 20% - MIS_LMI v5.14 | 1187 | 6483 | Generation Constraint in GWh | FALSE | L | Annual | Allowances Purchased | GWh | 0 | 0 | 0 | 0 | 0 | 0 | 0
Solar Generation Cap 20% - MIS_LMI v5.14 | 1187 | 6483 | Generation Constraint in GWh | FALSE | L | Annual | Allowances Sold | GWh | 0 | 0 | 0 | 0 | 0 | 0 | 0
Solar Generation Cap 20% - MIS_LMI v5.14 | 1187 | 6483 | Generation Constraint in GWh | FALSE | L | Annual | Allowances Banked | GWh | 0 | 0 | 0 | 0 | 0 | 0 | 0
Solar Generation Cap 20% - MIS_LMI v5.14 | 1187 | 6483 | Generation Constraint in GWh | FALSE | L | Annual | Allowances Withdrawn (1:1) | GWh | 0 | 0 | 0 | 0 | 0 | 0 | 0
Solar Generation Cap 20% - MIS_LMI v5.14 | 1187 | 6483 | Generation Constraint in GWh | FALSE | L | Annual | Allowances Withdrawn (n:1) | GWh | 0 | 0 | 0 | 0 | 0 | 0 | 0
Solar Generation Cap 20% - MIS_LMI v5.14 | 1187 | 6483 | Generation Constraint in GWh | FALSE | L | Annual | Net Emissions Allowance Position | GWh | 1.9655 | 1.9655 | 1.9655 | 1.9655 | 1.9655 | 1.9655 | 1.9655
Solar Generation Cap 20% - MIS_LMI v5.14 | 1187 | 6483 | Generation Constraint in GWh | FALSE | L | Annual | Fuel Consumed | TBtu | 0 | 0 | 0 | 0 | 0 | 0 | 0
Solar Generation Cap 20% - MIS_LMI v5.14 | 1187 | 6483 | Generation Constraint in GWh | FALSE | L | Annual | Heat Rate | MMBtu/MWh | 0 | 0 | 0 | 0 | 0 | 0 | 0
Solar Generation Cap 20% - MIS_LMI v5.14 | 1187 | 6483 | Generation Constraint in GWh | FALSE | L | Annual | Generation | TWh | 0.0019655 | 0.0019655 | 0.0019655 | 0.0019655 | 0.0019655 | 0.0019655 | 0.0019655
Solar Generation Cap 20% - MIS_LMI v5.14 | 1187 | 6483 | Generation Constraint in GWh | FALSE | L | Annual | Qualifying Generation | TWh | 0.0019655 | 0.0019655 | 0.0019655 | 0.0019655 | 0.0019655 | 0.0019655 | 0.0019655
Solar Generation Cap 20% - MIS_LMI v5.14 | 1187 | 6483 | Generation Constraint in GWh | FALSE | L | Annual | Rate | lb/MWh | 0 | 0 | 0 | 0 | 0 | 0 | 0
Solar Generation Cap 20% - MIS_LMI v5.14 | 1187 | 6483 | Generation Constraint in GWh | FALSE | L | Annual | Constraint Shadow Price | US2011$/MWh | 0 | 0 | 0 | 0 | 0 | 0 | 0
Solar Generation Cap 20% - MIS_MAPP v5.14 | 1188 | 6484 | Generation Constraint in GWh | FALSE | L | Annual | Seasons Included | Seasons | Winter, Summer | Winter, Summer | Winter, Summer | Winter, Summer | Winter, Summer | Winter, Summer | Winter, Summer
Solar Generation Cap 20% - MIS_MAPP v5.14 | 1188 | 6484 | Generation Constraint in GWh | FALSE | L | Annual | Standard | GWh | 1644.0625 | 1688.6694 | 1710.179 | 1769.1272 | 1804.2743 | 1880.4892 | 1959.9252
Solar Generation Cap 20% - MIS_MAPP v5.14 | 1188 | 6484 | Generation Constraint in GWh | FALSE | L | Annual | Emissions at Affected Plants | GWh | 0 | 0 | 0 | 0 | 0 | 0 | 0
Solar Generation Cap 20% - MIS_MAPP v5.14 | 1188 | 6484 | Generation Constraint in GWh | FALSE | L | Annual | Allowances Purchased | GWh | 0 | 0 | 0 | 0 | 0 | 0 | 0
Solar Generation Cap 20% - MIS_MAPP v5.14 | 1188 | 6484 | Generation Constraint in GWh | FALSE | L | Annual | Allowances Sold | GWh | 0 | 0 | 0 | 0 | 0 | 0 | 0
Solar Generation Cap 20% - MIS_MAPP v5.14 | 1188 | 6484 | Generation Constraint in GWh | FALSE | L | Annual | Allowances Banked | GWh | 0 | 0 | 0 | 0 | 0 | 0 | 0
Solar Generation Cap 20% - MIS_MAPP v5.14 | 1188 | 6484 | Generation Constraint in GWh | FALSE | L | Annual | Allowances Withdrawn (1:1) | GWh | 0 | 0 | 0 | 0 | 0 | 0 | 0
Solar Generation Cap 20% - MIS_MAPP v5.14 | 1188 | 6484 | Generation Constraint in GWh | FALSE | L | Annual | Allowances Withdrawn (n:1) | GWh | 0 | 0 | 0 | 0 | 0 | 0 | 0
Solar Generation Cap 20% - MIS_MAPP v5.14 | 1188 | 6484 | Generation Constraint in GWh | FALSE | L | Annual | Net Emissions Allowance Position | GWh | 0 | 0 | 0 | 0 | 0 | 0 | 0
Solar Generation Cap 20% - MIS_MAPP v5.14 | 1188 | 6484 | Generation Constraint in GWh | FALSE | L | Annual | Fuel Consumed | TBtu | 0 | 0 | 0 | 0 | 0 | 0 | 0
Solar Generation Cap 20% - MIS_MAPP v5.14 | 1188 | 6484 | Generation Constraint in GWh | FALSE | L | Annual | Heat Rate | MMBtu/MWh | 0 | 0 | 0 | 0 | 0 | 0 | 0
Solar Generation Cap 20% - MIS_MAPP v5.14 | 1188 | 6484 | Generation Constraint in GWh | FALSE | L | Annual | Generation | TWh | 0 | 0 | 0 | 0 | 0 | 0 | 0
Solar Generation Cap 20% - MIS_MAPP v5.14 | 1188 | 6484 | Generation Constraint in GWh | FALSE | L | Annual | Qualifying Generation | TWh | 0 | 0 | 0 | 0 | 0 | 0 | 0
Solar Generation Cap 20% - MIS_MAPP v5.14 | 1188 | 6484 | Generation Constraint in GWh | FALSE | L | Annual | Rate | lb/MWh | 0 | 0 | 0 | 0 | 0 | 0 | 0
Solar Generation Cap 20% - MIS_MAPP v5.14 | 1188 | 6484 | Generation Constraint in GWh | FALSE | L | Annual | Constraint Shadow Price | US2011$/MWh | 0 | 0 | 0 | 0 | 0 | 0 | 0
Solar Generation Cap 20% - MIS_MIDA v5.14 | 1189 | 6485 | Generation Constraint in GWh | FALSE | L | Annual | Seasons Included | Seasons | Winter, Summer | Winter, Summer | Winter, Summer | Winter, Summer | Winter, Summer | Winter, Summer | Winter, Summer
Solar Generation Cap 20% - MIS_MIDA v5.14 | 1189 | 6485 | Generation Constraint in GWh | FALSE | L | Annual | Standard | GWh | 5842.4535 | 6001.0413 | 6077.5124 | 6287.0867 | 6412.0423 | 6683.0032 | 6965.4162
Solar Generation Cap 20% - MIS_MIDA v5.14 | 1189 | 6485 | Generation Constraint in GWh | FALSE | L | Annual | Emissions at Affected Plants | GWh | 0 | 0 | 0 | 0 | 0 | 0 | 0
Solar Generation Cap 20% - MIS_MIDA v5.14 | 1189 | 6485 | Generation Constraint in GWh | FALSE | L | Annual | Allowances Purchased | GWh | 0 | 0 | 0 | 0 | 0 | 0 | 0
Solar Generation Cap 20% - MIS_MIDA v5.14 | 1189 | 6485 | Generation Constraint in GWh | FALSE | L | Annual | Allowances Sold | GWh | 0 | 0 | 0 | 0 | 0 | 0 | 0
Solar Generation Cap 20% - MIS_MIDA v5.14 | 1189 | 6485 | Generation Constraint in GWh | FALSE | L | Annual | Allowances Banked | GWh | 0 | 0 | 0 | 0 | 0 | 0 | 0
Solar Generation Cap 20% - MIS_MIDA v5.14 | 1189 | 6485 | Generation Constraint in GWh | FALSE | L | Annual | Allowances Withdrawn (1:1) | GWh | 0 | 0 | 0 | 0 | 0 | 0 | 0
Solar Generation Cap 20% - MIS_MIDA v5.14 | 1189 | 6485 | Generation Constraint in GWh | FALSE | L | Annual | Allowances Withdrawn (n:1) | GWh | 0 | 0 | 0 | 0 | 0 | 0 | 0
Solar Generation Cap 20% - MIS_MIDA v5.14 | 1189 | 6485 | Generation Constraint in GWh | FALSE | L | Annual | Net Emissions Allowance Position | GWh | 0 | 0 | 0 | 0 | 0 | 0 | 0
Solar Generation Cap 20% - MIS_MIDA v5.14 | 1189 | 6485 | Generation Constraint in GWh | FALSE | L | Annual | Fuel Consumed | TBtu | 0 | 0 | 0 | 0 | 0 | 0 | 0
Solar Generation Cap 20% - MIS_MIDA v5.14 | 1189 | 6485 | Generation Constraint in GWh | FALSE | L | Annual | Heat Rate | MMBtu/MWh | 0 | 0 | 0 | 0 | 0 | 0 | 0
Solar Generation Cap 20% - MIS_MIDA v5.14 | 1189 | 6485 | Generation Constraint in GWh | FALSE | L | Annual | Generation | TWh | 0 | 0 | 0 | 0 | 0 | 0 | 0
Solar Generation Cap 20% - MIS_MIDA v5.14 | 1189 | 6485 | Generation Constraint in GWh | FALSE | L | Annual | Qualifying Generation | TWh | 0 | 0 | 0 | 0 | 0 | 0 | 0
Solar Generation Cap 20% - MIS_MIDA v5.14 | 1189 | 6485 | Generation Constraint in GWh | FALSE | L | Annual | Rate | lb/MWh | 0 | 0 | 0 | 0 | 0 | 0 | 0
Solar Generation Cap 20% - MIS_MIDA v5.14 | 1189 | 6485 | Generation Constraint in GWh | FALSE | L | Annual | Constraint Shadow Price | US2011$/MWh | 0 | 0 | 0 | 0 | 0 | 0 | 0
Solar Generation Cap 20% - MIS_MNWI v5.14 | 1190 | 6486 | Generation Constraint in GWh | FALSE | L | Annual | Seasons Included | Seasons | Winter, Summer | Winter, Summer | Winter, Summer | Winter, Summer | Winter, Summer | Winter, Summer | Winter, Summer
Solar Generation Cap 20% - MIS_MNWI v5.14 | 1190 | 6486 | Generation Constraint in GWh | FALSE | L | Annual | Standard | GWh | 17568.661 | 18045.5998 | 18275.5802 | 18905.8565 | 19281.6496 | 20096.5407 | 20945.873
Solar Generation Cap 20% - MIS_MNWI v5.14 | 1190 | 6486 | Generation Constraint in GWh | FALSE | L | Annual | Emissions at Affected Plants | GWh | 15.8833 | 19.4199 | 858.4365 | 1172.6399 | 1211.573 | 1259.1605 | 12136.6599
Solar Generation Cap 20% - MIS_MNWI v5.14 | 1190 | 6486 | Generation Constraint in GWh | FALSE | L | Annual | Allowances Purchased | GWh | 0 | 0 | 0 | 0 | 0 | 0 | 0
Solar Generation Cap 20% - MIS_MNWI v5.14 | 1190 | 6486 | Generation Constraint in GWh | FALSE | L | Annual | Allowances Sold | GWh | 0 | 0 | 0 | 0 | 0 | 0 | 0
Solar Generation Cap 20% - MIS_MNWI v5.14 | 1190 | 6486 | Generation Constraint in GWh | FALSE | L | Annual | Allowances Banked | GWh | 0 | 0 | 0 | 0 | 0 | 0 | 0
Solar Generation Cap 20% - MIS_MNWI v5.14 | 1190 | 6486 | Generation Constraint in GWh | FALSE | L | Annual | Allowances Withdrawn (1:1) | GWh | 0 | 0 | 0 | 0 | 0 | 0 | 0
Solar Generation Cap 20% - MIS_MNWI v5.14 | 1190 | 6486 | Generation Constraint in GWh | FALSE | L | Annual | Allowances Withdrawn (n:1) | GWh | 0 | 0 | 0 | 0 | 0 | 0 | 0
Solar Generation Cap 20% - MIS_MNWI v5.14 | 1190 | 6486 | Generation Constraint in GWh | FALSE | L | Annual | Net Emissions Allowance Position | GWh | 15.8833 | 19.4199 | 858.4365 | 1172.6399 | 1211.573 | 1259.1605 | 12136.6599
Solar Generation Cap 20% - MIS_MNWI v5.14 | 1190 | 6486 | Generation Constraint in GWh | FALSE | L | Annual | Fuel Consumed | TBtu | 0 | 0 | 0 | 0 | 0 | 0 | 0
Solar Generation Cap 20% - MIS_MNWI v5.14 | 1190 | 6486 | Generation Constraint in GWh | FALSE | L | Annual | Heat Rate | MMBtu/MWh | 0 | 0 | 0 | 0 | 0 | 0 | 0
Solar Generation Cap 20% - MIS_MNWI v5.14 | 1190 | 6486 | Generation Constraint in GWh | FALSE | L | Annual | Generation | TWh | 0.015883 | 0.01942 | 0.85844 | 1.1726 | 1.2116 | 1.2592 | 12.1367
Solar Generation Cap 20% - MIS_MNWI v5.14 | 1190 | 6486 | Generation Constraint in GWh | FALSE | L | Annual | Qualifying Generation | TWh | 0.015883 | 0.01942 | 0.85844 | 1.1726 | 1.2116 | 1.2592 | 12.1367
Solar Generation Cap 20% - MIS_MNWI v5.14 | 1190 | 6486 | Generation Constraint in GWh | FALSE | L | Annual | Rate | lb/MWh | 0 | 0 | 0 | 0 | 0 | 0 | 0
Solar Generation Cap 20% - MIS_MNWI v5.14 | 1190 | 6486 | Generation Constraint in GWh | FALSE | L | Annual | Constraint Shadow Price | US2011$/MWh | 0 | 0 | 0 | 0 | 0 | 0 | 0
Solar Generation Cap 20% - MIS_MO v5.14 | 1191 | 6487 | Generation Constraint in GWh | FALSE | L | Annual | Seasons Included | Seasons | Winter, Summer | Winter, Summer | Winter, Summer | Winter, Summer | Winter, Summer | Winter, Summer | Winter, Summer
Solar Generation Cap 20% - MIS_MO v5.14 | 1191 | 6487 | Generation Constraint in GWh | FALSE | L | Annual | Standard | GWh | 9791.898 | 9983.718 | 10062.6722 | 10322.7482 | 10525.7102 | 10955.9695 | 11403.8182
Solar Generation Cap 20% - MIS_MO v5.14 | 1191 | 6487 | Generation Constraint in GWh | FALSE | L | Annual | Emissions at Affected Plants | GWh | 412.9373 | 412.9373 | 528.6023 | 727.3771 | 727.3771 | 727.3771 | 727.3771
Solar Generation Cap 20% - MIS_MO v5.14 | 1191 | 6487 | Generation Constraint in GWh | FALSE | L | Annual | Allowances Purchased | GWh | 0 | 0 | 0 | 0 | 0 | 0 | 0
Solar Generation Cap 20% - MIS_MO v5.14 | 1191 | 6487 | Generation Constraint in GWh | FALSE | L | Annual | Allowances Sold | GWh | 0 | 0 | 0 | 0 | 0 | 0 | 0
Solar Generation Cap 20% - MIS_MO v5.14 | 1191 | 6487 | Generation Constraint in GWh | FALSE | L | Annual | Allowances Banked | GWh | 0 | 0 | 0 | 0 | 0 | 0 | 0
Solar Generation Cap 20% - MIS_MO v5.14 | 1191 | 6487 | Generation Constraint in GWh | FALSE | L | Annual | Allowances Withdrawn (1:1) | GWh | 0 | 0 | 0 | 0 | 0 | 0 | 0
Solar Generation Cap 20% - MIS_MO v5.14 | 1191 | 6487 | Generation Constraint in GWh | FALSE | L | Annual | Allowances Withdrawn (n:1) | GWh | 0 | 0 | 0 | 0 | 0 | 0 | 0
Solar Generation Cap 20% - MIS_MO v5.14 | 1191 | 6487 | Generation Constraint in GWh | FALSE | L | Annual | Net Emissions Allowance Position | GWh | 412.9373 | 412.9373 | 528.6023 | 727.3771 | 727.3771 | 727.3771 | 727.3771
Solar Generation Cap 20% - MIS_MO v5.14 | 1191 | 6487 | Generation Constraint in GWh | FALSE | L | Annual | Fuel Consumed | TBtu | 0 | 0 | 0 | 0 | 0 | 0 | 0
Solar Generation Cap 20% - MIS_MO v5.14 | 1191 | 6487 | Generation Constraint in GWh | FALSE | L | Annual | Heat Rate | MMBtu/MWh | 0 | 0 | 0 | 0 | 0 | 0 | 0
Solar Generation Cap 20% - MIS_MO v5.14 | 1191 | 6487 | Generation Constraint in GWh | FALSE | L | Annual | Generation | TWh | 0.41294 | 0.41294 | 0.5286 | 0.72738 | 0.72738 | 0.72738 | 0.72738
Solar Generation Cap 20% - MIS_MO v5.14 | 1191 | 6487 | Generation Constraint in GWh | FALSE | L | Annual | Qualifying Generation | TWh | 0.41294 | 0.41294 | 0.5286 | 0.72738 | 0.72738 | 0.72738 | 0.72738
Solar Generation Cap 20% - MIS_MO v5.14 | 1191 | 6487 | Generation Constraint in GWh | FALSE | L | Annual | Rate | lb/MWh | 0 | 0 | 0 | 0 | 0 | 0 | 0
Solar Generation Cap 20% - MIS_MO v5.14 | 1191 | 6487 | Generation Constraint in GWh | FALSE | L | Annual | Constraint Shadow Price | US2011$/MWh | 0 | 0 | 0 | 0 | 0 | 0 | 0
Solar Generation Cap 20% - MIS_WUMS v5.14 | 1192 | 6488 | Generation Constraint in GWh | FALSE | L | Annual | Seasons Included | Seasons | Winter, Summer | Winter, Summer | Winter, Summer | Winter, Summer | Winter, Summer | Winter, Summer | Winter, Summer
Solar Generation Cap 20% - MIS_WUMS v5.14 | 1192 | 6488 | Generation Constraint in GWh | FALSE | L | Annual | Standard | GWh | 10975.9131 | 11244.6985 | 11336.635 | 11610.9332 | 11790.0955 | 12143.6699 | 12507.8486
Solar Generation Cap 20% - MIS_WUMS v5.14 | 1192 | 6488 | Generation Constraint in GWh | FALSE | L | Annual | Emissions at Affected Plants | GWh | 0 | 0 | 0 | 0 | 0 | 0 | 0
Solar Generation Cap 20% - MIS_WUMS v5.14 | 1192 | 6488 | Generation Constraint in GWh | FALSE | L | Annual | Allowances Purchased | GWh | 0 | 0 | 0 | 0 | 0 | 0 | 0
Solar Generation Cap 20% - MIS_WUMS v5.14 | 1192 | 6488 | Generation Constraint in GWh | FALSE | L | Annual | Allowances Sold | GWh | 0 | 0 | 0 | 0 | 0 | 0 | 0
Solar Generation Cap 20% - MIS_WUMS v5.14 | 1192 | 6488 | Generation Constraint in GWh | FALSE | L | Annual | Allowances Banked | GWh | 0 | 0 | 0 | 0 | 0 | 0 | 0
Solar Generation Cap 20% - MIS_WUMS v5.14 | 1192 | 6488 | Generation Constraint in GWh | FALSE | L | Annual | Allowances Withdrawn (1:1) | GWh | 0 | 0 | 0 | 0 | 0 | 0 | 0
Solar Generation Cap 20% - MIS_WUMS v5.14 | 1192 | 6488 | Generation Constraint in GWh | FALSE | L | Annual | Allowances Withdrawn (n:1) | GWh | 0 | 0 | 0 | 0 | 0 | 0 | 0
Solar Generation Cap 20% - MIS_WUMS v5.14 | 1192 | 6488 | Generation Constraint in GWh | FALSE | L | Annual | Net Emissions Allowance Position | GWh | 0 | 0 | 0 | 0 | 0 | 0 | 0
Solar Generation Cap 20% - MIS_WUMS v5.14 | 1192 | 6488 | Generation Constraint in GWh | FALSE | L | Annual | Fuel Consumed | TBtu | 0 | 0 | 0 | 0 | 0 | 0 | 0
Solar Generation Cap 20% - MIS_WUMS v5.14 | 1192 | 6488 | Generation Constraint in GWh | FALSE | L | Annual | Heat Rate | MMBtu/MWh | 0 | 0 | 0 | 0 | 0 | 0 | 0
Solar Generation Cap 20% - MIS_WUMS v5.14 | 1192 | 6488 | Generation Constraint in GWh | FALSE | L | Annual | Generation | TWh | 0 | 0 | 0 | 0 | 0 | 0 | 0
Solar Generation Cap 20% - MIS_WUMS v5.14 | 1192 | 6488 | Generation Constraint in GWh | FALSE | L | Annual | Qualifying Generation | TWh | 0 | 0 | 0 | 0 | 0 | 0 | 0
Solar Generation Cap 20% - MIS_WUMS v5.14 | 1192 | 6488 | Generation Constraint in GWh | FALSE | L | Annual | Rate | lb/MWh | 0 | 0 | 0 | 0 | 0 | 0 | 0
Solar Generation Cap 20% - MIS_WUMS v5.14 | 1192 | 6488 | Generation Constraint in GWh | FALSE | L | Annual | Constraint Shadow Price | US2011$/MWh | 0 | 0 | 0 | 0 | 0 | 0 | 0
Solar Generation Cap 20% - NENG_CT v5.14 | 1193 | 6489 | Generation Constraint in GWh | FALSE | L | Annual | Seasons Included | Seasons | Winter, Summer | Winter, Summer | Winter, Summer | Winter, Summer | Winter, Summer | Winter, Summer | Winter, Summer
Solar Generation Cap 20% - NENG_CT v5.14 | 1193 | 6489 | Generation Constraint in GWh | FALSE | L | Annual | Standard | GWh | 6959.7835 | 7124.9058 | 7038.905 | 6967.2162 | 7002.3851 | 7069.8211 | 7137.9065
Solar Generation Cap 20% - NENG_CT v5.14 | 1193 | 6489 | Generation Constraint in GWh | FALSE | L | Annual | Emissions at Affected Plants | GWh | 13.8657 | 13.8657 | 13.8657 | 13.8657 | 13.8657 | 13.8657 | 13.8657
Solar Generation Cap 20% - NENG_CT v5.14 | 1193 | 6489 | Generation Constraint in GWh | FALSE | L | Annual | Allowances Purchased | GWh | 0 | 0 | 0 | 0 | 0 | 0 | 0
Solar Generation Cap 20% - NENG_CT v5.14 | 1193 | 6489 | Generation Constraint in GWh | FALSE | L | Annual | Allowances Sold | GWh | 0 | 0 | 0 | 0 | 0 | 0 | 0
Solar Generation Cap 20% - NENG_CT v5.14 | 1193 | 6489 | Generation Constraint in GWh | FALSE | L | Annual | Allowances Banked | GWh | 0 | 0 | 0 | 0 | 0 | 0 | 0
Solar Generation Cap 20% - NENG_CT v5.14 | 1193 | 6489 | Generation Constraint in GWh | FALSE | L | Annual | Allowances Withdrawn (1:1) | GWh | 0 | 0 | 0 | 0 | 0 | 0 | 0
Solar Generation Cap 20% - NENG_CT v5.14 | 1193 | 6489 | Generation Constraint in GWh | FALSE | L | Annual | Allowances Withdrawn (n:1) | GWh | 0 | 0 | 0 | 0 | 0 | 0 | 0
Solar Generation Cap 20% - NENG_CT v5.14 | 1193 | 6489 | Generation Constraint in GWh | FALSE | L | Annual | Net Emissions Allowance Position | GWh | 13.8657 | 13.8657 | 13.8657 | 13.8657 | 13.8657 | 13.8657 | 13.8657
Solar Generation Cap 20% - NENG_CT v5.14 | 1193 | 6489 | Generation Constraint in GWh | FALSE | L | Annual | Fuel Consumed | TBtu | 0 | 0 | 0 | 0 | 0 | 0 | 0
Solar Generation Cap 20% - NENG_CT v5.14 | 1193 | 6489 | Generation Constraint in GWh | FALSE | L | Annual | Heat Rate | MMBtu/MWh | 0 | 0 | 0 | 0 | 0 | 0 | 0
Solar Generation Cap 20% - NENG_CT v5.14 | 1193 | 6489 | Generation Constraint in GWh | FALSE | L | Annual | Generation | TWh | 0.013866 | 0.013866 | 0.013866 | 0.013866 | 0.013866 | 0.013866 | 0.013866
Solar Generation Cap 20% - NENG_CT v5.14 | 1193 | 6489 | Generation Constraint in GWh | FALSE | L | Annual | Qualifying Generation | TWh | 0.013866 | 0.013866 | 0.013866 | 0.013866 | 0.013866 | 0.013866 | 0.013866
Solar Generation Cap 20% - NENG_CT v5.14 | 1193 | 6489 | Generation Constraint in GWh | FALSE | L | Annual | Rate | lb/MWh | 0 | 0 | 0 | 0 | 0 | 0 | 0
Solar Generation Cap 20% - NENG_CT v5.14 | 1193 | 6489 | Generation Constraint in GWh | FALSE | L | Annual | Constraint Shadow Price | US2011$/MWh | 0 | 0 | 0 | 0 | 0 | 0 | 0
Solar Generation Cap 20% - NENG_ME v5.14 | 1194 | 6490 | Generation Constraint in GWh | FALSE | L | Annual | Seasons Included | Seasons | Winter, Summer | Winter, Summer | Winter, Summer | Winter, Summer | Winter, Summer | Winter, Summer | Winter, Summer
Solar Generation Cap 20% - NENG_ME v5.14 | 1194 | 6490 | Generation Constraint in GWh | FALSE | L | Annual | Standard | GWh | 2445.7397 | 2503.75 | 2473.5364 | 2448.3509 | 2460.7064 | 2484.3978 | 2508.3173
Solar Generation Cap 20% - NENG_ME v5.14 | 1194 | 6490 | Generation Constraint in GWh | FALSE | L | Annual | Emissions at Affected Plants | GWh | 0 | 0 | 0 | 0 | 0 | 121.1621 | 229.1651
Solar Generation Cap 20% - NENG_ME v5.14 | 1194 | 6490 | Generation Constraint in GWh | FALSE | L | Annual | Allowances Purchased | GWh | 0 | 0 | 0 | 0 | 0 | 0 | 0
Solar Generation Cap 20% - NENG_ME v5.14 | 1194 | 6490 | Generation Constraint in GWh | FALSE | L | Annual | Allowances Sold | GWh | 0 | 0 | 0 | 0 | 0 | 0 | 0
Solar Generation Cap 20% - NENG_ME v5.14 | 1194 | 6490 | Generation Constraint in GWh | FALSE | L | Annual | Allowances Banked | GWh | 0 | 0 | 0 | 0 | 0 | 0 | 0
Solar Generation Cap 20% - NENG_ME v5.14 | 1194 | 6490 | Generation Constraint in GWh | FALSE | L | Annual | Allowances Withdrawn (1:1) | GWh | 0 | 0 | 0 | 0 | 0 | 0 | 0
Solar Generation Cap 20% - NENG_ME v5.14 | 1194 | 6490 | Generation Constraint in GWh | FALSE | L | Annual | Allowances Withdrawn (n:1) | GWh | 0 | 0 | 0 | 0 | 0 | 0 | 0
Solar Generation Cap 20% - NENG_ME v5.14 | 1194 | 6490 | Generation Constraint in GWh | FALSE | L | Annual | Net Emissions Allowance Position | GWh | 0 | 0 | 0 | 0 | 0 | 121.1621 | 229.1651
Solar Generation Cap 20% - NENG_ME v5.14 | 1194 | 6490 | Generation Constraint in GWh | FALSE | L | Annual | Fuel Consumed | TBtu | 0 | 0 | 0 | 0 | 0 | 0 | 0
Solar Generation Cap 20% - NENG_ME v5.14 | 1194 | 6490 | Generation Constraint in GWh | FALSE | L | Annual | Heat Rate | MMBtu/MWh | 0 | 0 | 0 | 0 | 0 | 0 | 0
Solar Generation Cap 20% - NENG_ME v5.14 | 1194 | 6490 | Generation Constraint in GWh | FALSE | L | Annual | Generation | TWh | 0 | 0 | 0 | 0 | 0 | 0.12116 | 0.22917
Solar Generation Cap 20% - NENG_ME v5.14 | 1194 | 6490 | Generation Constraint in GWh | FALSE | L | Annual | Qualifying Generation | TWh | 0 | 0 | 0 | 0 | 0 | 0.12116 | 0.22917
Solar Generation Cap 20% - NENG_ME v5.14 | 1194 | 6490 | Generation Constraint in GWh | FALSE | L | Annual | Rate | lb/MWh | 0 | 0 | 0 | 0 | 0 | 0 | 0
Solar Generation Cap 20% - NENG_ME v5.14 | 1194 | 6490 | Generation Constraint in GWh | FALSE | L | Annual | Constraint Shadow Price | US2011$/MWh | 0 | 0 | 0 | 0 | 0 | 0 | 0
Solar Generation Cap 20% - NENGREST v5.14 | 1195 | 6491 | Generation Constraint in GWh | FALSE | L | Annual | Seasons Included | Seasons | Winter, Summer | Winter, Summer | Winter, Summer | Winter, Summer | Winter, Summer | Winter, Summer | Winter, Summer
Solar Generation Cap 20% - NENGREST v5.14 | 1195 | 6491 | Generation Constraint in GWh | FALSE | L | Annual | Standard | GWh | 18106.1744 | 18535.7852 | 18312.0307 | 18125.5127 | 18217.0143 | 18392.4672 | 18569.61
Solar Generation Cap 20% - NENGREST v5.14 | 1195 | 6491 | Generation Constraint in GWh | FALSE | L | Annual | Emissions at Affected Plants | GWh | 346.4814 | 346.4814 | 346.4814 | 346.4814 | 346.4814 | 346.4814 | 346.4814
Solar Generation Cap 20% - NENGREST v5.14 | 1195 | 6491 | Generation Constraint in GWh | FALSE | L | Annual | Allowances Purchased | GWh | 0 | 0 | 0 | 0 | 0 | 0 | 0
Solar Generation Cap 20% - NENGREST v5.14 | 1195 | 6491 | Generation Constraint in GWh | FALSE | L | Annual | Allowances Sold | GWh | 0 | 0 | 0 | 0 | 0 | 0 | 0
Solar Generation Cap 20% - NENGREST v5.14 | 1195 | 6491 | Generation Constraint in GWh | FALSE | L | Annual | Allowances Banked | GWh | 0 | 0 | 0 | 0 | 0 | 0 | 0
Solar Generation Cap 20% - NENGREST v5.14 | 1195 | 6491 | Generation Constraint in GWh | FALSE | L | Annual | Allowances Withdrawn (1:1) | GWh | 0 | 0 | 0 | 0 | 0 | 0 | 0
Solar Generation Cap 20% - NENGREST v5.14 | 1195 | 6491 | Generation Constraint in GWh | FALSE | L | Annual | Allowances Withdrawn (n:1) | GWh | 0 | 0 | 0 | 0 | 0 | 0 | 0
Solar Generation Cap 20% - NENGREST v5.14 | 1195 | 6491 | Generation Constraint in GWh | FALSE | L | Annual | Net Emissions Allowance Position | GWh | 346.4814 | 346.4814 | 346.4814 | 346.4814 | 346.4814 | 346.4814 | 346.4814
Solar Generation Cap 20% - NENGREST v5.14 | 1195 | 6491 | Generation Constraint in GWh | FALSE | L | Annual | Fuel Consumed | TBtu | 0 | 0 | 0 | 0 | 0 | 0 | 0
Solar Generation Cap 20% - NENGREST v5.14 | 1195 | 6491 | Generation Constraint in GWh | FALSE | L | Annual | Heat Rate | MMBtu/MWh | 0 | 0 | 0 | 0 | 0 | 0 | 0
Solar Generation Cap 20% - NENGREST v5.14 | 1195 | 6491 | Generation Constraint in GWh | FALSE | L | Annual | Generation | TWh | 0.34648 | 0.34648 | 0.34648 | 0.34648 | 0.34648 | 0.34648 | 0.34648
Solar Generation Cap 20% - NENGREST v5.14 | 1195 | 6491 | Generation Constraint in GWh | FALSE | L | Annual | Qualifying Generation | TWh | 0.34648 | 0.34648 | 0.34648 | 0.34648 | 0.34648 | 0.34648 | 0.34648
Solar Generation Cap 20% - NENGREST v5.14 | 1195 | 6491 | Generation Constraint in GWh | FALSE | L | Annual | Rate | lb/MWh | 0 | 0 | 0 | 0 | 0 | 0 | 0
Solar Generation Cap 20% - NENGREST v5.14 | 1195 | 6491 | Generation Constraint in GWh | FALSE | L | Annual | Constraint Shadow Price | US2011$/MWh | 0 | 0 | 0 | 0 | 0 | 0 | 0
Solar Generation Cap 20% - NY_Z_A&B v5.14 | 1196 | 6492 | Generation Constraint in GWh | FALSE | L | Annual | Seasons Included | Seasons | Winter, Summer | Winter, Summer | Winter, Summer | Winter, Summer | Winter, Summer | Winter, Summer | Winter, Summer
Solar Generation Cap 20% - NY_Z_A&B v5.14 | 1196 | 6492 | Generation Constraint in GWh | FALSE | L | Annual | Standard | GWh | 4864.3545 | 4872.2184 | 4825.1598 | 4766.3499 | 4779.0224 | 4824.1222 | 4869.6478
Solar Generation Cap 20% - NY_Z_A&B v5.14 | 1196 | 6492 | Generation Constraint in GWh | FALSE | L | Annual | Emissions at Affected Plants | GWh | 1.7966 | 1.7966 | 1.7966 | 1.7966 | 1.7966 | 1.7966 | 1.7966
Solar Generation Cap 20% - NY_Z_A&B v5.14 | 1196 | 6492 | Generation Constraint in GWh | FALSE | L | Annual | Allowances Purchased | GWh | 0 | 0 | 0 | 0 | 0 | 0 | 0
Solar Generation Cap 20% - NY_Z_A&B v5.14 | 1196 | 6492 | Generation Constraint in GWh | FALSE | L | Annual | Allowances Sold | GWh | 0 | 0 | 0 | 0 | 0 | 0 | 0
Solar Generation Cap 20% - NY_Z_A&B v5.14 | 1196 | 6492 | Generation Constraint in GWh | FALSE | L | Annual | Allowances Banked | GWh | 0 | 0 | 0 | 0 | 0 | 0 | 0
Solar Generation Cap 20% - NY_Z_A&B v5.14 | 1196 | 6492 | Generation Constraint in GWh | FALSE | L | Annual | Allowances Withdrawn (1:1) | GWh | 0 | 0 | 0 | 0 | 0 | 0 | 0
Solar Generation Cap 20% - NY_Z_A&B v5.14 | 1196 | 6492 | Generation Constraint in GWh | FALSE | L | Annual | Allowances Withdrawn (n:1) | GWh | 0 | 0 | 0 | 0 | 0 | 0 | 0
Solar Generation Cap 20% - NY_Z_A&B v5.14 | 1196 | 6492 | Generation Constraint in GWh | FALSE | L | Annual | Net Emissions Allowance Position | GWh | 1.7966 | 1.7966 | 1.7966 | 1.7966 | 1.7966 | 1.7966 | 1.7966
Solar Generation Cap 20% - NY_Z_A&B v5.14 | 1196 | 6492 | Generation Constraint in GWh | FALSE | L | Annual | Fuel Consumed | TBtu | 0 | 0 | 0 | 0 | 0 | 0 | 0
Solar Generation Cap 20% - NY_Z_A&B v5.14 | 1196 | 6492 | Generation Constraint in GWh | FALSE | L | Annual | Heat Rate | MMBtu/MWh | 0 | 0 | 0 | 0 | 0 | 0 | 0
Solar Generation Cap 20% - NY_Z_A&B v5.14 | 1196 | 6492 | Generation Constraint in GWh | FALSE | L | Annual | Generation | TWh | 0.0017966 | 0.0017966 | 0.0017966 | 0.0017966 | 0.0017966 | 0.0017966 | 0.0017966
Solar Generation Cap 20% - NY_Z_A&B v5.14 | 1196 | 6492 | Generation Constraint in GWh | FALSE | L | Annual | Qualifying Generation | TWh | 0.0017966 | 0.0017966 | 0.0017966 | 0.0017966 | 0.0017966 | 0.0017966 | 0.0017966
Solar Generation Cap 20% - NY_Z_A&B v5.14 | 1196 | 6492 | Generation Constraint in GWh | FALSE | L | Annual | Rate | lb/MWh | 0 | 0 | 0 | 0 | 0 | 0 | 0
Solar Generation Cap 20% - NY_Z_A&B v5.14 | 1196 | 6492 | Generation Constraint in GWh | FALSE | L | Annual | Constraint Shadow Price | US2011$/MWh | 0 | 0 | 0 | 0 | 0 | 0 | 0
Solar Generation Cap 20% - NY_Z_C&E v5.14 | 1197 | 6493 | Generation Constraint in GWh | FALSE | L | Annual | Seasons Included | Seasons | Winter, Summer | Winter, Summer | Winter, Summer | Winter, Summer | Winter, Summer | Winter, Summer | Winter, Summer
Solar Generation Cap 20% - NY_Z_C&E v5.14 | 1197 | 6493 | Generation Constraint in GWh | FALSE | L | Annual | Standard | GWh | 4570.2852 | 4577.6735 | 4533.4604 | 4478.2065 | 4490.1127 | 4532.4856 | 4575.2584
Solar Generation Cap 20% - NY_Z_C&E v5.14 | 1197 | 6493 | Generation Constraint in GWh | FALSE | L | Annual | Emissions at Affected Plants | GWh | 0 | 0 | 0 | 0 | 0 | 0 | 0
Solar Generation Cap 20% - NY_Z_C&E v5.14 | 1197 | 6493 | Generation Constraint in GWh | FALSE | L | Annual | Allowances Purchased | GWh | 0 | 0 | 0 | 0 | 0 | 0 | 0
Solar Generation Cap 20% - NY_Z_C&E v5.14 | 1197 | 6493 | Generation Constraint in GWh | FALSE | L | Annual | Allowances Sold | GWh | 0 | 0 | 0 | 0 | 0 | 0 | 0
Solar Generation Cap 20% - NY_Z_C&E v5.14 | 1197 | 6493 | Generation Constraint in GWh | FALSE | L | Annual | Allowances Banked | GWh | 0 | 0 | 0 | 0 | 0 | 0 | 0
Solar Generation Cap 20% - NY_Z_C&E v5.14 | 1197 | 6493 | Generation Constraint in GWh | FALSE | L | Annual | Allowances Withdrawn (1:1) | GWh | 0 | 0 | 0 | 0 | 0 | 0 | 0
Solar Generation Cap 20% - NY_Z_C&E v5.14 | 1197 | 6493 | Generation Constraint in GWh | FALSE | L | Annual | Allowances Withdrawn (n:1) | GWh | 0 | 0 | 0 | 0 | 0 | 0 | 0
Solar Generation Cap 20% - NY_Z_C&E v5.14 | 1197 | 6493 | Generation Constraint in GWh | FALSE | L | Annual | Net Emissions Allowance Position | GWh | 0 | 0 | 0 | 0 | 0 | 0 | 0
Solar Generation Cap 20% - NY_Z_C&E v5.14 | 1197 | 6493 | Generation Constraint in GWh | FALSE | L | Annual | Fuel Consumed | TBtu | 0 | 0 | 0 | 0 | 0 | 0 | 0
Solar Generation Cap 20% - NY_Z_C&E v5.14 | 1197 | 6493 | Generation Constraint in GWh | FALSE | L | Annual | Heat Rate | MMBtu/MWh | 0 | 0 | 0 | 0 | 0 | 0 | 0
Solar Generation Cap 20% - NY_Z_C&E v5.14 | 1197 | 6493 | Generation Constraint in GWh | FALSE | L | Annual | Generation | TWh | 0 | 0 | 0 | 0 | 0 | 0 | 0
Solar Generation Cap 20% - NY_Z_C&E v5.14 | 1197 | 6493 | Generation Constraint in GWh | FALSE | L | Annual | Qualifying Generation | TWh | 0 | 0 | 0 | 0 | 0 | 0 | 0
Solar Generation Cap 20% - NY_Z_C&E v5.14 | 1197 | 6493 | Generation Constraint in GWh | FALSE | L | Annual | Rate | lb/MWh | 0 | 0 | 0 | 0 | 0 | 0 | 0
Solar Generation Cap 20% - NY_Z_C&E v5.14 | 1197 | 6493 | Generation Constraint in GWh | FALSE | L | Annual | Constraint Shadow Price | US2011$/MWh | 0 | 0 | 0 | 0 | 0 | 0 | 0
Solar Generation Cap 20% - NY_Z_D v5.14 | 1198 | 6494 | Generation Constraint in GWh | FALSE | L | Annual | Seasons Included | Seasons | Winter, Summer | Winter, Summer | Winter, Summer | Winter, Summer | Winter, Summer | Winter, Summer | Winter, Summer
Solar Generation Cap 20% - NY_Z_D v5.14 | 1198 | 6494 | Generation Constraint in GWh | FALSE | L | Annual | Standard | GWh | 1221.4562 | 1223.4296 | 1211.6203 | 1196.862 | 1200.0421 | 1211.3599 | 1222.7845
Solar Generation Cap 20% - NY_Z_D v5.14 | 1198 | 6494 | Generation Constraint in GWh | FALSE | L | Annual | Emissions at Affected Plants | GWh | 0 | 0 | 0 | 0 | 0 | 0 | 0
Solar Generation Cap 20% - NY_Z_D v5.14 | 1198 | 6494 | Generation Constraint in GWh | FALSE | L | Annual | Allowances Purchased | GWh | 0 | 0 | 0 | 0 | 0 | 0 | 0
Solar Generation Cap 20% - NY_Z_D v5.14 | 1198 | 6494 | Generation Constraint in GWh | FALSE | L | Annual | Allowances Sold | GWh | 0 | 0 | 0 | 0 | 0 | 0 | 0
Solar Generation Cap 20% - NY_Z_D v5.14 | 1198 | 6494 | Generation Constraint in GWh | FALSE | L | Annual | Allowances Banked | GWh | 0 | 0 | 0 | 0 | 0 | 0 | 0
Solar Generation Cap 20% - NY_Z_D v5.14 | 1198 | 6494 | Generation Constraint in GWh | FALSE | L | Annual | Allowances Withdrawn (1:1) | GWh | 0 | 0 | 0 | 0 | 0 | 0 | 0
Solar Generation Cap 20% - NY_Z_D v5.14 | 1198 | 6494 | Generation Constraint in GWh | FALSE | L | Annual | Allowances Withdrawn (n:1) | GWh | 0 | 0 | 0 | 0 | 0 | 0 | 0
Solar Generation Cap 20% - NY_Z_D v5.14 | 1198 | 6494 | Generation Constraint in GWh | FALSE | L | Annual | Net Emissions Allowance Position | GWh | 0 | 0 | 0 | 0 | 0 | 0 | 0
Solar Generation Cap 20% - NY_Z_D v5.14 | 1198 | 6494 | Generation Constraint in GWh | FALSE | L | Annual | Fuel Consumed | TBtu | 0 | 0 | 0 | 0 | 0 | 0 | 0
Solar Generation Cap 20% - NY_Z_D v5.14 | 1198 | 6494 | Generation Constraint in GWh | FALSE | L | Annual | Heat Rate | MMBtu/MWh | 0 | 0 | 0 | 0 | 0 | 0 | 0
Solar Generation Cap 20% - NY_Z_D v5.14 | 1198 | 6494 | Generation Constraint in GWh | FALSE | L | Annual | Generation | TWh | 0 | 0 | 0 | 0 | 0 | 0 | 0
Solar Generation Cap 20% - NY_Z_D v5.14 | 1198 | 6494 | Generation Constraint in GWh | FALSE | L | Annual | Qualifying Generation | TWh | 0 | 0 | 0 | 0 | 0 | 0 | 0
Solar Generation Cap 20% - NY_Z_D v5.14 | 1198 | 6494 | Generation Constraint in GWh | FALSE | L | Annual | Rate | lb/MWh | 0 | 0 | 0 | 0 | 0 | 0 | 0
Solar Generation Cap 20% - NY_Z_D v5.14 | 1198 | 6494 | Generation Constraint in GWh | FALSE | L | Annual | Constraint Shadow Price | US2011$/MWh | 0 | 0 | 0 | 0 | 0 | 0 | 0
Solar Generation Cap 20% - NY_Z_F v5.14 | 1199 | 6495 | Generation Constraint in GWh | FALSE | L | Annual | Seasons Included | Seasons | Winter, Summer | Winter, Summer | Winter, Summer | Winter, Summer | Winter, Summer | Winter, Summer | Winter, Summer
Solar Generation Cap 20% - NY_Z_F v5.14 | 1199 | 6495 | Generation Constraint in GWh | FALSE | L | Annual | Standard | GWh | 2190.9631 | 2194.5042 | 2173.3138 | 2146.8317 | 2152.5381 | 2172.8466 | 2193.3467
Solar Generation Cap 20% - NY_Z_F v5.14 | 1199 | 6495 | Generation Constraint in GWh | FALSE | L | Annual | Emissions at Affected Plants | GWh | 3.2666 | 3.2666 | 3.2666 | 3.2666 | 3.2666 | 3.2666 | 3.2666
Solar Generation Cap 20% - NY_Z_F v5.14 | 1199 | 6495 | Generation Constraint in GWh | FALSE | L | Annual | Allowances Purchased | GWh | 0 | 0 | 0 | 0 | 0 | 0 | 0
Solar Generation Cap 20% - NY_Z_F v5.14 | 1199 | 6495 | Generation Constraint in GWh | FALSE | L | Annual | Allowances Sold | GWh | 0 | 0 | 0 | 0 | 0 | 0 | 0
Solar Generation Cap 20% - NY_Z_F v5.14 | 1199 | 6495 | Generation Constraint in GWh | FALSE | L | Annual | Allowances Banked | GWh | 0 | 0 | 0 | 0 | 0 | 0 | 0
Solar Generation Cap 20% - NY_Z_F v5.14 | 1199 | 6495 | Generation Constraint in GWh | FALSE | L | Annual | Allowances Withdrawn (1:1) | GWh | 0 | 0 | 0 | 0 | 0 | 0 | 0
Solar Generation Cap 20% - NY_Z_F v5.14 | 1199 | 6495 | Generation Constraint in GWh | FALSE | L | Annual | Allowances Withdrawn (n:1) | GWh | 0 | 0 | 0 | 0 | 0 | 0 | 0
Solar Generation Cap 20% - NY_Z_F v5.14 | 1199 | 6495 | Generation Constraint in GWh | FALSE | L | Annual | Net Emissions Allowance Position | GWh | 3.2666 | 3.2666 | 3.2666 | 3.2666 | 3.2666 | 3.2666 | 3.2666
Solar Generation Cap 20% - NY_Z_F v5.14 | 1199 | 6495 | Generation Constraint in GWh | FALSE | L | Annual | Fuel Consumed | TBtu | 0 | 0 | 0 | 0 | 0 | 0 | 0
Solar Generation Cap 20% - NY_Z_F v5.14 | 1199 | 6495 | Generation Constraint in GWh | FALSE | L | Annual | Heat Rate | MMBtu/MWh | 0 | 0 | 0 | 0 | 0 | 0 | 0
Solar Generation Cap 20% - NY_Z_F v5.14 | 1199 | 6495 | Generation Constraint in GWh | FALSE | L | Annual | Generation | TWh | 0.0032666 | 0.0032666 | 0.0032666 | 0.0032666 | 0.0032666 | 0.0032666 | 0.0032666
Solar Generation Cap 20% - NY_Z_F v5.14 | 1199 | 6495 | Generation Constraint in GWh | FALSE | L | Annual | Qualifying Generation | TWh | 0.0032666 | 0.0032666 | 0.0032666 | 0.0032666 | 0.0032666 | 0.0032666 | 0.0032666
Solar Generation Cap 20% - NY_Z_F v5.14 | 1199 | 6495 | Generation Constraint in GWh | FALSE | L | Annual | Rate | lb/MWh | 0 | 0 | 0 | 0 | 0 | 0 | 0
Solar Generation Cap 20% - NY_Z_F v5.14 | 1199 | 6495 | Generation Constraint in GWh | FALSE | L | Annual | Constraint Shadow Price | US2011$/MWh | 0 | 0 | 0 | 0 | 0 | 0 | 0
Solar Generation Cap 20% - NY_Z_G-I v5.14 | 1200 | 6496 | Generation Constraint in GWh | FALSE | L | Annual | Seasons Included | Seasons | Winter, Summer | Winter, Summer | Winter, Summer | Winter, Summer | Winter, Summer | Winter, Summer | Winter, Summer
Solar Generation Cap 20% - NY_Z_G-I v5.14 | 1200 | 6496 | Generation Constraint in GWh | FALSE | L | Annual | Standard | GWh | 3697.3155 | 3695.9247 | 3652.605 | 3596.4017 | 3604.0319 | 3626.3339 | 3648.774
Solar Generation Cap 20% - NY_Z_G-I v5.14 | 1200 | 6496 | Generation Constraint in GWh | FALSE | L | Annual | Emissions at Affected Plants | GWh | 3.7565 | 3.7565 | 3.7565 | 3.7565 | 3.7565 | 3.7565 | 3.7565
Solar Generation Cap 20% - NY_Z_G-I v5.14 | 1200 | 6496 | Generation Constraint in GWh | FALSE | L | Annual | Allowances Purchased | GWh | 0 | 0 | 0 | 0 | 0 | 0 | 0
Solar Generation Cap 20% - NY_Z_G-I v5.14 | 1200 | 6496 | Generation Constraint in GWh | FALSE | L | Annual | Allowances Sold | GWh | 0 | 0 | 0 | 0 | 0 | 0 | 0
Solar Generation Cap 20% - NY_Z_G-I v5.14 | 1200 | 6496 | Generation Constraint in GWh | FALSE | L | Annual | Allowances Banked | GWh | 0 | 0 | 0 | 0 | 0 | 0 | 0
Solar Generation Cap 20% - NY_Z_G-I v5.14 | 1200 | 6496 | Generation Constraint in GWh | FALSE | L | Annual | Allowances Withdrawn (1:1) | GWh | 0 | 0 | 0 | 0 | 0 | 0 | 0
Solar Generation Cap 20% - NY_Z_G-I v5.14 | 1200 | 6496 | Generation Constraint in GWh | FALSE | L | Annual | Allowances Withdrawn (n:1) | GWh | 0 | 0 | 0 | 0 | 0 | 0 | 0
Solar Generation Cap 20% - NY_Z_G-I v5.14 | 1200 | 6496 | Generation Constraint in GWh | FALSE | L | Annual | Net Emissions Allowance Position | GWh | 3.7565 | 3.7565 | 3.7565 | 3.7565 | 3.7565 | 3.7565 | 3.7565
Solar Generation Cap 20% - NY_Z_G-I v5.14 | 1200 | 6496 | Generation Constraint in GWh | FALSE | L | Annual | Fuel Consumed | TBtu | 0 | 0 | 0 | 0 | 0 | 0 | 0
Solar Generation Cap 20% - NY_Z_G-I v5.14 | 1200 | 6496 | Generation Constraint in GWh | FALSE | L | Annual | Heat Rate | MMBtu/MWh | 0 | 0 | 0 | 0 | 0 | 0 | 0
Solar Generation Cap 20% - NY_Z_G-I v5.14 | 1200 | 6496 | Generation Constraint in GWh | FALSE | L | Annual | Generation | TWh | 0.0037565 | 0.0037565 | 0.0037565 | 0.0037565 | 0.0037565 | 0.0037565 | 0.0037565
Solar Generation Cap 20% - NY_Z_G-I v5.14 | 1200 | 6496 | Generation Constraint in GWh | FALSE | L | Annual | Qualifying Generation | TWh | 0.0037565 | 0.0037565 | 0.0037565 | 0.0037565 | 0.0037565 | 0.0037565 | 0.0037565
Solar Generation Cap 20% - NY_Z_G-I v5.14 | 1200 | 6496 | Generation Constraint in GWh | FALSE | L | Annual | Rate | lb/MWh | 0 | 0 | 0 | 0 | 0 | 0 | 0
Solar Generation Cap 20% - NY_Z_G-I v5.14 | 1200 | 6496 | Generation Constraint in GWh | FALSE | L | Annual | Constraint Shadow Price | US2011$/MWh | 0 | 0 | 0 | 0 | 0 | 0 | 0
Solar Generation Cap 20% - NY_Z_J v5.14 | 1201 | 6497 | Generation Constraint in GWh | FALSE | L | Annual | Seasons Included | Seasons | Winter, Summer | Winter, Summer | Winter, Summer | Winter, Summer | Winter, Summer | Winter, Summer | Winter, Summer
Solar Generation Cap 20% - NY_Z_J v5.14 | 1201 | 6497 | Generation Constraint in GWh | FALSE | L | Annual | Standard | GWh | 10239.6618 | 10211.6244 | 10066.8353 | 9873.3851 | 9887.9509 | 9910.4164 | 9932.9329
Solar Generation Cap 20% - NY_Z_J v5.14 | 1201 | 6497 | Generation Constraint in GWh | FALSE | L | Annual | Emissions at Affected Plants | GWh | 3.4299 | 3.4299 | 3.4299 | 3.4299 | 3.4299 | 3.4299 | 3.4299
Solar Generation Cap 20% - NY_Z_J v5.14 | 1201 | 6497 | Generation Constraint in GWh | FALSE | L | Annual | Allowances Purchased | GWh | 0 | 0 | 0 | 0 | 0 | 0 | 0
Solar Generation Cap 20% - NY_Z_J v5.14 | 1201 | 6497 | Generation Constraint in GWh | FALSE | L | Annual | Allowances Sold | GWh | 0 | 0 | 0 | 0 | 0 | 0 | 0
Solar Generation Cap 20% - NY_Z_J v5.14 | 1201 | 6497 | Generation Constraint in GWh | FALSE | L | Annual | Allowances Banked | GWh | 0 | 0 | 0 | 0 | 0 | 0 | 0
Solar Generation Cap 20% - NY_Z_J v5.14 | 1201 | 6497 | Generation Constraint in GWh | FALSE | L | Annual | Allowances Withdrawn (1:1) | GWh | 0 | 0 | 0 | 0 | 0 | 0 | 0
Solar Generation Cap 20% - NY_Z_J v5.14 | 1201 | 6497 | Generation Constraint in GWh | FALSE | L | Annual | Allowances Withdrawn (n:1) | GWh | 0 | 0 | 0 | 0 | 0 | 0 | 0
Solar Generation Cap 20% - NY_Z_J v5.14 | 1201 | 6497 | Generation Constraint in GWh | FALSE | L | Annual | Net Emissions Allowance Position | GWh | 3.4299 | 3.4299 | 3.4299 | 3.4299 | 3.4299 | 3.4299 | 3.4299
Solar Generation Cap 20% - NY_Z_J v5.14 | 1201 | 6497 | Generation Constraint in GWh | FALSE | L | Annual | Fuel Consumed | TBtu | 0 | 0 | 0 | 0 | 0 | 0 | 0
Solar Generation Cap 20% - NY_Z_J v5.14 | 1201 | 6497 | Generation Constraint in GWh | FALSE | L | Annual | Heat Rate | MMBtu/MWh | 0 | 0 | 0 | 0 | 0 | 0 | 0
Solar Generation Cap 20% - NY_Z_J v5.14 | 1201 | 6497 | Generation Constraint in GWh | FALSE | L | Annual | Generation | TWh | 0.0034299 | 0.0034299 | 0.0034299 | 0.0034299 | 0.0034299 | 0.0034299 | 0.0034299
Solar Generation Cap 20% - NY_Z_J v5.14 | 1201 | 6497 | Generation Constraint in GWh | FALSE | L | Annual | Qualifying Generation | TWh | 0.0034299 | 0.0034299 | 0.0034299 | 0.0034299 | 0.0034299 | 0.0034299 | 0.0034299
Solar Generation Cap 20% - NY_Z_J v5.14 | 1201 | 6497 | Generation Constraint in GWh | FALSE | L | Annual | Rate | lb/MWh | 0 | 0 | 0 | 0 | 0 | 0 | 0
Solar Generation Cap 20% - NY_Z_J v5.14 | 1201 | 6497 | Generation Constraint in GWh | FALSE | L | Annual | Constraint Shadow Price | US2011$/MWh | 0 | 0 | 0 | 0 | 0 | 0 | 0
Solar Generation Cap 20% - NY_Z_K v5.14 | 1202 | 6498 | Generation Constraint in GWh | FALSE | L | Annual | Seasons Included | Seasons | Winter, Summer | Winter, Summer | Winter, Summer | Winter, Summer | Winter, Summer | Winter, Summer | Winter, Summer
Solar Generation Cap 20% - NY_Z_K v5.14 | 1202 | 6498 | Generation Constraint in GWh | FALSE | L | Annual | Standard | GWh | 4604.611 | 4580.026 | 4495.7266 | 4386.8426 | 4388.9608 | 4410.8228 | 4432.7937
Solar Generation Cap 20% - NY_Z_K v5.14 | 1202 | 6498 | Generation Constraint in GWh | FALSE | L | Annual | Emissions at Affected Plants | GWh | 70.2311 | 70.2311 | 70.2311 | 70.2311 | 70.2311 | 70.2311 | 70.2311
Solar Generation Cap 20% - NY_Z_K v5.14 | 1202 | 6498 | Generation Constraint in GWh | FALSE | L | Annual | Allowances Purchased | GWh | 0 | 0 | 0 | 0 | 0 | 0 | 0
Solar Generation Cap 20% - NY_Z_K v5.14 | 1202 | 6498 | Generation Constraint in GWh | FALSE | L | Annual | Allowances Sold | GWh | 0 | 0 | 0 | 0 | 0 | 0 | 0
Solar Generation Cap 20% - NY_Z_K v5.14 | 1202 | 6498 | Generation Constraint in GWh | FALSE | L | Annual | Allowances Banked | GWh | 0 | 0 | 0 | 0 | 0 | 0 | 0
Solar Generation Cap 20% - NY_Z_K v5.14 | 1202 | 6498 | Generation Constraint in GWh | FALSE | L | Annual | Allowances Withdrawn (1:1) | GWh | 0 | 0 | 0 | 0 | 0 | 0 | 0
Solar Generation Cap 20% - NY_Z_K v5.14 | 1202 | 6498 | Generation Constraint in GWh | FALSE | L | Annual | Allowances Withdrawn (n:1) | GWh | 0 | 0 | 0 | 0 | 0 | 0 | 0
Solar Generation Cap 20% - NY_Z_K v5.14 | 1202 | 6498 | Generation Constraint in GWh | FALSE | L | Annual | Net Emissions Allowance Position | GWh | 70.2311 | 70.2311 | 70.2311 | 70.2311 | 70.2311 | 70.2311 | 70.2311
Solar Generation Cap 20% - NY_Z_K v5.14 | 1202 | 6498 | Generation Constraint in GWh | FALSE | L | Annual | Fuel Consumed | TBtu | 0 | 0 | 0 | 0 | 0 | 0 | 0
Solar Generation Cap 20% - NY_Z_K v5.14 | 1202 | 6498 | Generation Constraint in GWh | FALSE | L | Annual | Heat Rate | MMBtu/MWh | 0 | 0 | 0 | 0 | 0 | 0 | 0
Solar Generation Cap 20% - NY_Z_K v5.14 | 1202 | 6498 | Generation Constraint in GWh | FALSE | L | Annual | Generation | TWh | 0.070231 | 0.070231 | 0.070231 | 0.070231 | 0.070231 | 0.070231 | 0.070231
Solar Generation Cap 20% - NY_Z_K v5.14 | 1202 | 6498 | Generation Constraint in GWh | FALSE | L | Annual | Qualifying Generation | TWh | 0.070231 | 0.070231 | 0.070231 | 0.070231 | 0.070231 | 0.070231 | 0.070231
Solar Generation Cap 20% - NY_Z_K v5.14 | 1202 | 6498 | Generation Constraint in GWh | FALSE | L | Annual | Rate | lb/MWh | 0 | 0 | 0 | 0 | 0 | 0 | 0
Solar Generation Cap 20% - NY_Z_K v5.14 | 1202 | 6498 | Generation Constraint in GWh | FALSE | L | Annual | Constraint Shadow Price | US2011$/MWh | 0 | 0 | 0 | 0 | 0 | 0 | 0
Solar Generation Cap 20% - PJM_AP v5.14 | 1203 | 6499 | Generation Constraint in GWh | FALSE | L | Annual | Seasons Included | Seasons | Winter, Summer | Winter, Summer | Winter, Summer | Winter, Summer | Winter, Summer | Winter, Summer | Winter, Summer
Solar Generation Cap 20% - PJM_AP v5.14 | 1203 | 6499 | Generation Constraint in GWh | FALSE | L | Annual | Standard | GWh | 9611.4153 | 9846.8734 | 9926.7699 | 10165.0747 | 10326.6897 | 10641.4889 | 10965.8854
Solar Generation Cap 20% - PJM_AP v5.14 | 1203 | 6499 | Generation Constraint in GWh | FALSE | L | Annual | Emissions at Affected Plants | GWh | 77.4598 | 77.4598 | 77.4598 | 77.4598 | 77.4598 | 77.4598 | 77.4598
Solar Generation Cap 20% - PJM_AP v5.14 | 1203 | 6499 | Generation Constraint in GWh | FALSE | L | Annual | Allowances Purchased | GWh | 0 | 0 | 0 | 0 | 0 | 0 | 0
Solar Generation Cap 20% - PJM_AP v5.14 | 1203 | 6499 | Generation Constraint in GWh | FALSE | L | Annual | Allowances Sold | GWh | 0 | 0 | 0 | 0 | 0 | 0 | 0
Solar Generation Cap 20% - PJM_AP v5.14 | 1203 | 6499 | Generation Constraint in GWh | FALSE | L | Annual | Allowances Banked | GWh | 0 | 0 | 0 | 0 | 0 | 0 | 0
Solar Generation Cap 20% - PJM_AP v5.14 | 1203 | 6499 | Generation Constraint in GWh | FALSE | L | Annual | Allowances Withdrawn (1:1) | GWh | 0 | 0 | 0 | 0 | 0 | 0 | 0
Solar Generation Cap 20% - PJM_AP v5.14 | 1203 | 6499 | Generation Constraint in GWh | FALSE | L | Annual | Allowances Withdrawn (n:1) | GWh | 0 | 0 | 0 | 0 | 0 | 0 | 0
Solar Generation Cap 20% - PJM_AP v5.14 | 1203 | 6499 | Generation Constraint in GWh | FALSE | L | Annual | Net Emissions Allowance Position | GWh | 77.4598 | 77.4598 | 77.4598 | 77.4598 | 77.4598 | 77.4598 | 77.4598
Solar Generation Cap 20% - PJM_AP v5.14 | 1203 | 6499 | Generation Constraint in GWh | FALSE | L | Annual | Fuel Consumed | TBtu | 0 | 0 | 0 | 0 | 0 | 0 | 0
Solar Generation Cap 20% - PJM_AP v5.14 | 1203 | 6499 | Generation Constraint in GWh | FALSE | L | Annual | Heat Rate | MMBtu/MWh | 0 | 0 | 0 | 0 | 0 | 0 | 0
Solar Generation Cap 20% - PJM_AP v5.14 | 1203 | 6499 | Generation Constraint in GWh | FALSE | L | Annual | Generation | TWh | 0.07746 | 0.07746 | 0.07746 | 0.07746 | 0.07746 | 0.07746 | 0.07746
Solar Generation Cap 20% - PJM_AP v5.14 | 1203 | 6499 | Generation Constraint in GWh | FALSE | L | Annual | Qualifying Generation | TWh | 0.07746 | 0.07746 | 0.07746 | 0.07746 | 0.07746 | 0.07746 | 0.07746
Solar Generation Cap 20% - PJM_AP v5.14 | 1203 | 6499 | Generation Constraint in GWh | FALSE | L | Annual | Rate | lb/MWh | 0 | 0 | 0 | 0 | 0 | 0 | 0
Solar Generation Cap 20% - PJM_AP v5.14 | 1203 | 6499 | Generation Constraint in GWh | FALSE | L | Annual | Constraint Shadow Price | US2011$/MWh | 0 | 0 | 0 | 0 | 0 | 0 | 0
Solar Generation Cap 20% - PJM_ATSI v5.14 | 1204 | 6500 | Generation Constraint in GWh | FALSE | L | Annual | Seasons Included | Seasons | Winter, Summer | Winter, Summer | Winter, Summer | Winter, Summer | Winter, Summer | Winter, Summer | Winter, Summer
Solar Generation Cap 20% - PJM_ATSI v5.14 | 1204 | 6500 | Generation Constraint in GWh | FALSE | L | Annual | Standard | GWh | 14147.3412 | 14493.9309 | 14611.537 | 14962.317 | 15200.2109 | 15663.5892 | 16141.0945
Solar Generation Cap 20% - PJM_ATSI v5.14 | 1204 | 6500 | Generation Constraint in GWh | FALSE | L | Annual | Emissions at Affected Plants | GWh | 41.3983 | 41.3983 | 41.3983 | 41.3983 | 41.3983 | 41.3983 | 41.3983
Solar Generation Cap 20% - PJM_ATSI v5.14 | 1204 | 6500 | Generation Constraint in GWh | FALSE | L | Annual | Allowances Purchased | GWh | 0 | 0 | 0 | 0 | 0 | 0 | 0
Solar Generation Cap 20% - PJM_ATSI v5.14 | 1204 | 6500 | Generation Constraint in GWh | FALSE | L | Annual | Allowances Sold | GWh | 0 | 0 | 0 | 0 | 0 | 0 | 0
Solar Generation Cap 20% - PJM_ATSI v5.14 | 1204 | 6500 | Generation Constraint in GWh | FALSE | L | Annual | Allowances Banked | GWh | 0 | 0 | 0 | 0 | 0 | 0 | 0
Solar Generation Cap 20% - PJM_ATSI v5.14 | 1204 | 6500 | Generation Constraint in GWh | FALSE | L | Annual | Allowances Withdrawn (1:1) | GWh | 0 | 0 | 0 | 0 | 0 | 0 | 0
Solar Generation Cap 20% - PJM_ATSI v5.14 | 1204 | 6500 | Generation Constraint in GWh | FALSE | L | Annual | Allowances Withdrawn (n:1) | GWh | 0 | 0 | 0 | 0 | 0 | 0 | 0
Solar Generation Cap 20% - PJM_ATSI v5.14 | 1204 | 6500 | Generation Constraint in GWh | FALSE | L | Annual | Net Emissions Allowance Position | GWh | 41.3983 | 41.3983 | 41.3983 | 41.3983 | 41.3983 | 41.3983 | 41.3983
Solar Generation Cap 20% - PJM_ATSI v5.14 | 1204 | 6500 | Generation Constraint in GWh | FALSE | L | Annual | Fuel Consumed | TBtu | 0 | 0 | 0 | 0 | 0 | 0 | 0
Solar Generation Cap 20% - PJM_ATSI v5.14 | 1204 | 6500 | Generation Constraint in GWh | FALSE | L | Annual | Heat Rate | MMBtu/MWh | 0 | 0 | 0 | 0 | 0 | 0 | 0
Solar Generation Cap 20% - PJM_ATSI v5.14 | 1204 | 6500 | Generation Constraint in GWh | FALSE | L | Annual | Generation | TWh | 0.041398 | 0.041398 | 0.041398 | 0.041398 | 0.041398 | 0.041398 | 0.041398
Solar Generation Cap 20% - PJM_ATSI v5.14 | 1204 | 6500 | Generation Constraint in GWh | FALSE | L | Annual | Qualifying Generation | TWh | 0.041398 | 0.041398 | 0.041398 | 0.041398 | 0.041398 | 0.041398 | 0.041398
Solar Generation Cap 20% - PJM_ATSI v5.14 | 1204 | 6500 | Generation Constraint in GWh | FALSE | L | Annual | Rate | lb/MWh | 0 | 0 | 0 | 0 | 0 | 0 | 0
Solar Generation Cap 20% - PJM_ATSI v5.14 | 1204 | 6500 | Generation Constraint in GWh | FALSE | L | Annual | Constraint Shadow Price | US2011$/MWh | 0 | 0 | 0 | 0 | 0 | 0 | 0
Solar Generation Cap 20% - PJM_COMD v5.14 | 1205 | 6501 | Generation Constraint in GWh | FALSE | L | Annual | Seasons Included | Seasons | Winter, Summer | Winter, Summer | Winter, Summer | Winter, Summer | Winter, Summer | Winter, Summer | Winter, Summer
Solar Generation Cap 20% - PJM_COMD v5.14 | 1205 | 6501 | Generation Constraint in GWh | FALSE | L | Annual | Standard | GWh | 20616.3286 | 21121.4105 | 21292.7967 | 21803.9851 | 22150.6657 | 22825.9424 | 23521.8063
Solar Generation Cap 20% - PJM_COMD v5.14 | 1205 | 6501 | Generation Constraint in GWh | FALSE | L | Annual | Emissions at Affected Plants | GWh | 78.5579 | 78.5579 | 78.5579 | 78.5579 | 78.5579 | 78.5579 | 157.8557
Solar Generation Cap 20% - PJM_COMD v5.14 | 1205 | 6501 | Generation Constraint in GWh | FALSE | L | Annual | Allowances Purchased | GWh | 0 | 0 | 0 | 0 | 0 | 0 | 0
Solar Generation Cap 20% - PJM_COMD v5.14 | 1205 | 6501 | Generation Constraint in GWh | FALSE | L | Annual | Allowances Sold | GWh | 0 | 0 | 0 | 0 | 0 | 0 | 0
Solar Generation Cap 20% - PJM_COMD v5.14 | 1205 | 6501 | Generation Constraint in GWh | FALSE | L | Annual | Allowances Banked | GWh | 0 | 0 | 0 | 0 | 0 | 0 | 0
Solar Generation Cap 20% - PJM_COMD v5.14 | 1205 | 6501 | Generation Constraint in GWh | FALSE | L | Annual | Allowances Withdrawn (1:1) | GWh | 0 | 0 | 0 | 0 | 0 | 0 | 0
Solar Generation Cap 20% - PJM_COMD v5.14 | 1205 | 6501 | Generation Constraint in GWh | FALSE | L | Annual | Allowances Withdrawn (n:1) | GWh | 0 | 0 | 0 | 0 | 0 | 0 | 0
Solar Generation Cap 20% - PJM_COMD v5.14 | 1205 | 6501 | Generation Constraint in GWh | FALSE | L | Annual | Net Emissions Allowance Position | GWh | 78.5579 | 78.5579 | 78.5579 | 78.5579 | 78.5579 | 78.5579 | 157.8557
Solar Generation Cap 20% - PJM_COMD v5.14 | 1205 | 6501 | Generation Constraint in GWh | FALSE | L | Annual | Fuel Consumed | TBtu | 0 | 0 | 0 | 0 | 0 | 0 | 0
Solar Generation Cap 20% - PJM_COMD v5.14 | 1205 | 6501 | Generation Constraint in GWh | FALSE | L | Annual | Heat Rate | MMBtu/MWh | 0 | 0 | 0 | 0 | 0 | 0 | 0
Solar Generation Cap 20% - PJM_COMD v5.14 | 1205 | 6501 | Generation Constraint in GWh | FALSE | L | Annual | Generation | TWh | 0.078558 | 0.078558 | 0.078558 | 0.078558 | 0.078558 | 0.078558 | 0.15786
Solar Generation Cap 20% - PJM_COMD v5.14 | 1205 | 6501 | Generation Constraint in GWh | FALSE | L | Annual | Qualifying Generation | TWh | 0.078558 | 0.078558 | 0.078558 | 0.078558 | 0.078558 | 0.078558 | 0.15786
Solar Generation Cap 20% - PJM_COMD v5.14 | 1205 | 6501 | Generation Constraint in GWh | FALSE | L | Annual | Rate | lb/MWh | 0 | 0 | 0 | 0 | 0 | 0 | 0
Solar Generation Cap 20% - PJM_COMD v5.14 | 1205 | 6501 | Generation Constraint in GWh | FALSE | L | Annual | Constraint Shadow Price | US2011$/MWh | 0 | 0 | 0 | 0 | 0 | 0 | 0
Solar Generation Cap 20% - PJM_Dom v5.14 | 1206 | 6502 | Generation Constraint in GWh | FALSE | L | Annual | Seasons Included | Seasons | Winter, Summer | Winter, Summer | Winter, Summer | Winter, Summer | Winter, Summer | Winter, Summer | Winter, Summer
Solar Generation Cap 20% - PJM_Dom v5.14 | 1206 | 6502 | Generation Constraint in GWh | FALSE | L | Annual | Standard | GWh | 19196.5105 | 19759.5151 | 20114.6695 | 20983.2579 | 21868.5733 | 23584.6359 | 25435.3669
Solar Generation Cap 20% - PJM_Dom v5.14 | 1206 | 6502 | Generation Constraint in GWh | FALSE | L | Annual | Emissions at Affected Plants | GWh | 161.6765 | 161.6765 | 161.6765 | 5728.4683 | 7398.698 | 23584.6359 | 25435.3669
Solar Generation Cap 20% - PJM_Dom v5.14 | 1206 | 6502 | Generation Constraint in GWh | FALSE | L | Annual | Allowances Purchased | GWh | 0 | 0 | 0 | 0 | 0 | 0 | 0
Solar Generation Cap 20% - PJM_Dom v5.14 | 1206 | 6502 | Generation Constraint in GWh | FALSE | L | Annual | Allowances Sold | GWh | 0 | 0 | 0 | 0 | 0 | 0 | 0
Solar Generation Cap 20% - PJM_Dom v5.14 | 1206 | 6502 | Generation Constraint in GWh | FALSE | L | Annual | Allowances Banked | GWh | 0 | 0 | 0 | 0 | 0 | 0 | 0
Solar Generation Cap 20% - PJM_Dom v5.14 | 1206 | 6502 | Generation Constraint in GWh | FALSE | L | Annual | Allowances Withdrawn (1:1) | GWh | 0 | 0 | 0 | 0 | 0 | 0 | 0
Solar Generation Cap 20% - PJM_Dom v5.14 | 1206 | 6502 | Generation Constraint in GWh | FALSE | L | Annual | Allowances Withdrawn (n:1) | GWh | 0 | 0 | 0 | 0 | 0 | 0 | 0
Solar Generation Cap 20% - PJM_Dom v5.14 | 1206 | 6502 | Generation Constraint in GWh | FALSE | L | Annual | Net Emissions Allowance Position | GWh | 161.6765 | 161.6765 | 161.6765 | 5728.4683 | 7398.698 | 23584.6359 | 25435.3669
Solar Generation Cap 20% - PJM_Dom v5.14 | 1206 | 6502 | Generation Constraint in GWh | FALSE | L | Annual | Fuel Consumed | TBtu | 0 | 0 | 0 | 0 | 0 | 0 | 0
Solar Generation Cap 20% - PJM_Dom v5.14 | 1206 | 6502 | Generation Constraint in GWh | FALSE | L | Annual | Heat Rate | MMBtu/MWh | 0 | 0 | 0 | 0 | 0 | 0 | 0
Solar Generation Cap 20% - PJM_Dom v5.14 | 1206 | 6502 | Generation Constraint in GWh | FALSE | L | Annual | Generation | TWh | 0.16168 | 0.16168 | 0.16168 | 5.7285 | 7.3987 | 23.5846 | 25.4354
Solar Generation Cap 20% - PJM_Dom v5.14 | 1206 | 6502 | Generation Constraint in GWh | FALSE | L | Annual | Qualifying Generation | TWh | 0.16168 | 0.16168 | 0.16168 | 5.7285 | 7.3987 | 23.5846 | 25.4354
Solar Generation Cap 20% - PJM_Dom v5.14 | 1206 | 6502 | Generation Constraint in GWh | FALSE | L | Annual | Rate | lb/MWh | 0 | 0 | 0 | 0 | 0 | 0 | 0
Solar Generation Cap 20% - PJM_Dom v5.14 | 1206 | 6502 | Generation Constraint in GWh | FALSE | L | Annual | Constraint Shadow Price | US2011$/MWh | 0 | 0 | 0 | 0 | 0 | 1.1258 | 4.8962
Solar Generation Cap 20% - PJM_EMAC v5.14 | 1207 | 6503 | Generation Constraint in GWh | FALSE | L | Annual | Seasons Included | Seasons | Winter, Summer | Winter, Summer | Winter, Summer | Winter, Summer | Winter, Summer | Winter, Summer | Winter, Summer
Solar Generation Cap 20% - PJM_EMAC v5.14 | 1207 | 6503 | Generation Constraint in GWh | FALSE | L | Annual | Standard | GWh | 28433.8756 | 28624.1607 | 28592.8327 | 28754.7461 | 29256.5452 | 30337.9724 | 31459.3744
Solar Generation Cap 20% - PJM_EMAC v5.14 | 1207 | 6503 | Generation Constraint in GWh | FALSE | L | Annual | Emissions at Affected Plants | GWh | 824.5863 | 1247.5675 | 14091.4678 | 16934.895 | 18164.3871 | 20034.9617 | 21784.5948
Solar Generation Cap 20% - PJM_EMAC v5.14 | 1207 | 6503 | Generation Constraint in GWh | FALSE | L | Annual | Allowances Purchased | GWh | 0 | 0 | 0 | 0 | 0 | 0 | 0
Solar Generation Cap 20% - PJM_EMAC v5.14 | 1207 | 6503 | Generation Constraint in GWh | FALSE | L | Annual | Allowances Sold | GWh | 0 | 0 | 0 | 0 | 0 | 0 | 0
Solar Generation Cap 20% - PJM_EMAC v5.14 | 1207 | 6503 | Generation Constraint in GWh | FALSE | L | Annual | Allowances Banked | GWh | 0 | 0 | 0 | 0 | 0 | 0 | 0
Solar Generation Cap 20% - PJM_EMAC v5.14 | 1207 | 6503 | Generation Constraint in GWh | FALSE | L | Annual | Allowances Withdrawn (1:1) | GWh | 0 | 0 | 0 | 0 | 0 | 0 | 0
Solar Generation Cap 20% - PJM_EMAC v5.14 | 1207 | 6503 | Generation Constraint in GWh | FALSE | L | Annual | Allowances Withdrawn (n:1) | GWh | 0 | 0 | 0 | 0 | 0 | 0 | 0
Solar Generation Cap 20% - PJM_EMAC v5.14 | 1207 | 6503 | Generation Constraint in GWh | FALSE | L | Annual | Net Emissions Allowance Position | GWh | 824.5863 | 1247.5675 | 14091.4678 | 16934.895 | 18164.3871 | 20034.9617 | 21784.5948
Solar Generation Cap 20% - PJM_EMAC v5.14 | 1207 | 6503 | Generation Constraint in GWh | FALSE | L | Annual | Fuel Consumed | TBtu | 0 | 0 | 0 | 0 | 0 | 0 | 0
Solar Generation Cap 20% - PJM_EMAC v5.14 | 1207 | 6503 | Generation Constraint in GWh | FALSE | L | Annual | Heat Rate | MMBtu/MWh | 0 | 0 | 0 | 0 | 0 | 0 | 0
Solar Generation Cap 20% - PJM_EMAC v5.14 | 1207 | 6503 | Generation Constraint in GWh | FALSE | L | Annual | Generation | TWh | 0.82459 | 1.2476 | 14.0915 | 16.9349 | 18.1644 | 20.035 | 21.7846
Solar Generation Cap 20% - PJM_EMAC v5.14 | 1207 | 6503 | Generation Constraint in GWh | FALSE | L | Annual | Qualifying Generation | TWh | 0.82459 | 1.2476 | 14.0915 | 16.9349 | 18.1644 | 20.035 | 21.7846
Solar Generation Cap 20% - PJM_EMAC v5.14 | 1207 | 6503 | Generation Constraint in GWh | FALSE | L | Annual | Rate | lb/MWh | 0 | 0 | 0 | 0 | 0 | 0 | 0
Solar Generation Cap 20% - PJM_EMAC v5.14 | 1207 | 6503 | Generation Constraint in GWh | FALSE | L | Annual | Constraint Shadow Price | US2011$/MWh | 0 | 0 | 0 | 0 | 0 | 0 | 0
Solar Generation Cap 20% - PJM_PENE v5.14 | 1208 | 6504 | Generation Constraint in GWh | FALSE | L | Annual | Seasons Included | Seasons | Winter, Summer | Winter, Summer | Winter, Summer | Winter, Summer | Winter, Summer | Winter, Summer | Winter, Summer
Solar Generation Cap 20% - PJM_PENE v5.14 | 1208 | 6504 | Generation Constraint in GWh | FALSE | L | Annual | Standard | GWh | 3465.2629 | 3488.4472 | 3484.6302 | 3504.3578 | 3565.497 | 3697.2581 | 3833.8898
Solar Generation Cap 20% - PJM_PENE v5.14 | 1208 | 6504 | Generation Constraint in GWh | FALSE | L | Annual | Emissions at Affected Plants | GWh | 0 | 0 | 0 | 0 | 0 | 0 | 0
Solar Generation Cap 20% - PJM_PENE v5.14 | 1208 | 6504 | Generation Constraint in GWh | FALSE | L | Annual | Allowances Purchased | GWh | 0 | 0 | 0 | 0 | 0 | 0 | 0
Solar Generation Cap 20% - PJM_PENE v5.14 | 1208 | 6504 | Generation Constraint in GWh | FALSE | L | Annual | Allowances Sold | GWh | 0 | 0 | 0 | 0 | 0 | 0 | 0
Solar Generation Cap 20% - PJM_PENE v5.14 | 1208 | 6504 | Generation Constraint in GWh | FALSE | L | Annual | Allowances Banked | GWh | 0 | 0 | 0 | 0 | 0 | 0 | 0
Solar Generation Cap 20% - PJM_PENE v5.14 | 1208 | 6504 | Generation Constraint in GWh | FALSE | L | Annual | Allowances Withdrawn (1:1) | GWh | 0 | 0 | 0 | 0 | 0 | 0 | 0
Solar Generation Cap 20% - PJM_PENE v5.14 | 1208 | 6504 | Generation Constraint in GWh | FALSE | L | Annual | Allowances Withdrawn (n:1) | GWh | 0 | 0 | 0 | 0 | 0 | 0 | 0
Solar Generation Cap 20% - PJM_PENE v5.14 | 1208 | 6504 | Generation Constraint in GWh | FALSE | L | Annual | Net Emissions Allowance Position | GWh | 0 | 0 | 0 | 0 | 0 | 0 | 0
Solar Generation Cap 20% - PJM_PENE v5.14 | 1208 | 6504 | Generation Constraint in GWh | FALSE | L | Annual | Fuel Consumed | TBtu | 0 | 0 | 0 | 0 | 0 | 0 | 0
Solar Generation Cap 20% - PJM_PENE v5.14 | 1208 | 6504 | Generation Constraint in GWh | FALSE | L | Annual | Heat Rate | MMBtu/MWh | 0 | 0 | 0 | 0 | 0 | 0 | 0
Solar Generation Cap 20% - PJM_PENE v5.14 | 1208 | 6504 | Generation Constraint in GWh | FALSE | L | Annual | Generation | TWh | 0 | 0 | 0 | 0 | 0 | 0 | 0
Solar Generation Cap 20% - PJM_PENE v5.14 | 1208 | 6504 | Generation Constraint in GWh | FALSE | L | Annual | Qualifying Generation | TWh | 0 | 0 | 0 | 0 | 0 | 0 | 0
Solar Generation Cap 20% - PJM_PENE v5.14 | 1208 | 6504 | Generation Constraint in GWh | FALSE | L | Annual | Rate | lb/MWh | 0 | 0 | 0 | 0 | 0 | 0 | 0
Solar Generation Cap 20% - PJM_PENE v5.14 | 1208 | 6504 | Generation Constraint in GWh | FALSE | L | Annual | Constraint Shadow Price | US2011$/MWh | 0 | 0 | 0 | 0 | 0 | 0 | 0
Solar Generation Cap 20% - PJM_SMAC v5.14 | 1209 | 6505 | Generation Constraint in GWh | FALSE | L | Annual | Seasons Included | Seasons | Winter, Summer | Winter, Summer | Winter, Summer | Winter, Summer | Winter, Summer | Winter, Summer | Winter, Summer
Solar Generation Cap 20% - PJM_SMAC v5.14 | 1209 | 6505 | Generation Constraint in GWh | FALSE | L | Annual | Standard | GWh | 13007.7659 | 13094.8128 | 13080.4817 | 13154.5498 | 13384.1004 | 13878.8048 | 14391.796
Solar Generation Cap 20% - PJM_SMAC v5.14 | 1209 | 6505 | Generation Constraint in GWh | FALSE | L | Annual | Emissions at Affected Plants | GWh | 23.4765 | 23.4765 | 23.4765 | 23.4765 | 23.4765 | 23.4765 | 23.4765
Solar Generation Cap 20% - PJM_SMAC v5.14 | 1209 | 6505 | Generation Constraint in GWh | FALSE | L | Annual | Allowances Purchased | GWh | 0 | 0 | 0 | 0 | 0 | 0 | 0
Solar Generation Cap 20% - PJM_SMAC v5.14 | 1209 | 6505 | Generation Constraint in GWh | FALSE | L | Annual | Allowances Sold | GWh | 0 | 0 | 0 | 0 | 0 | 0 | 0
Solar Generation Cap 20% - PJM_SMAC v5.14 | 1209 | 6505 | Generation Constraint in GWh | FALSE | L | Annual | Allowances Banked | GWh | 0 | 0 | 0 | 0 | 0 | 0 | 0
Solar Generation Cap 20% - PJM_SMAC v5.14 | 1209 | 6505 | Generation Constraint in GWh | FALSE | L | Annual | Allowances Withdrawn (1:1) | GWh | 0 | 0 | 0 | 0 | 0 | 0 | 0
Solar Generation Cap 20% - PJM_SMAC v5.14 | 1209 | 6505 | Generation Constraint in GWh | FALSE | L | Annual | Allowances Withdrawn (n:1) | GWh | 0 | 0 | 0 | 0 | 0 | 0 | 0
Solar Generation Cap 20% - PJM_SMAC v5.14 | 1209 | 6505 | Generation Constraint in GWh | FALSE | L | Annual | Net Emissions Allowance Position | GWh | 23.4765 | 23.4765 | 23.4765 | 23.4765 | 23.4765 | 23.4765 | 23.4765
Solar Generation Cap 20% - PJM_SMAC v5.14 | 1209 | 6505 | Generation Constraint in GWh | FALSE | L | Annual | Fuel Consumed | TBtu | 0 | 0 | 0 | 0 | 0 | 0 | 0
Solar Generation Cap 20% - PJM_SMAC v5.14 | 1209 | 6505 | Generation Constraint in GWh | FALSE | L | Annual | Heat Rate | MMBtu/MWh | 0 | 0 | 0 | 0 | 0 | 0 | 0
Solar Generation Cap 20% - PJM_SMAC v5.14 | 1209 | 6505 | Generation Constraint in GWh | FALSE | L | Annual | Generation | TWh | 0.023477 | 0.023477 | 0.023477 | 0.023477 | 0.023477 | 0.023477 | 0.023477
Solar Generation Cap 20% - PJM_SMAC v5.14 | 1209 | 6505 | Generation Constraint in GWh | FALSE | L | Annual | Qualifying Generation | TWh | 0.023477 | 0.023477 | 0.023477 | 0.023477 | 0.023477 | 0.023477 | 0.023477
Solar Generation Cap 20% - PJM_SMAC v5.14 | 1209 | 6505 | Generation Constraint in GWh | FALSE | L | Annual | Rate | lb/MWh | 0 | 0 | 0 | 0 | 0 | 0 | 0
Solar Generation Cap 20% - PJM_SMAC v5.14 | 1209 | 6505 | Generation Constraint in GWh | FALSE | L | Annual | Constraint Shadow Price | US2011$/MWh | 0 | 0 | 0 | 0 | 0 | 0 | 0
Solar Generation Cap 20% - PJM_West v5.14 | 1210 | 6506 | Generation Constraint in GWh | FALSE | L | Annual | Seasons Included | Seasons | Winter, Summer | Winter, Summer | Winter, Summer | Winter, Summer | Winter, Summer | Winter, Summer | Winter, Summer
Solar Generation Cap 20% - PJM_West v5.14 | 1210 | 6506 | Generation Constraint in GWh | FALSE | L | Annual | Standard | GWh | 40728.6184 | 41726.4575 | 42065.0479 | 43074.951 | 43759.8529 | 45093.9288 | 46468.6767
Solar Generation Cap 20% - PJM_West v5.14 | 1210 | 6506 | Generation Constraint in GWh | FALSE | L | Annual | Emissions at Affected Plants | GWh | 29.2045 | 939.9458 | 1360.2884 | 1940.2161 | 2109.4839 | 2181.7849 | 2181.7849
Solar Generation Cap 20% - PJM_West v5.14 | 1210 | 6506 | Generation Constraint in GWh | FALSE | L | Annual | Allowances Purchased | GWh | 0 | 0 | 0 | 0 | 0 | 0 | 0
Solar Generation Cap 20% - PJM_West v5.14 | 1210 | 6506 | Generation Constraint in GWh | FALSE | L | Annual | Allowances Sold | GWh | 0 | 0 | 0 | 0 | 0 | 0 | 0
Solar Generation Cap 20% - PJM_West v5.14 | 1210 | 6506 | Generation Constraint in GWh | FALSE | L | Annual | Allowances Banked | GWh | 0 | 0 | 0 | 0 | 0 | 0 | 0
Solar Generation Cap 20% - PJM_West v5.14 | 1210 | 6506 | Generation Constraint in GWh | FALSE | L | Annual | Allowances Withdrawn (1:1) | GWh | 0 | 0 | 0 | 0 | 0 | 0 | 0
Solar Generation Cap 20% - PJM_West v5.14 | 1210 | 6506 | Generation Constraint in GWh | FALSE | L | Annual | Allowances Withdrawn (n:1) | GWh | 0 | 0 | 0 | 0 | 0 | 0 | 0
Solar Generation Cap 20% - PJM_West v5.14 | 1210 | 6506 | Generation Constraint in GWh | FALSE | L | Annual | Net Emissions Allowance Position | GWh | 29.2045 | 939.9458 | 1360.2884 | 1940.2161 | 2109.4839 | 2181.7849 | 2181.7849
Solar Generation Cap 20% - PJM_West v5.14 | 1210 | 6506 | Generation Constraint in GWh | FALSE | L | Annual | Fuel Consumed | TBtu | 0 | 0 | 0 | 0 | 0 | 0 | 0
Solar Generation Cap 20% - PJM_West v5.14 | 1210 | 6506 | Generation Constraint in GWh | FALSE | L | Annual | Heat Rate | MMBtu/MWh | 0 | 0 | 0 | 0 | 0 | 0 | 0
Solar Generation Cap 20% - PJM_West v5.14 | 1210 | 6506 | Generation Constraint in GWh | FALSE | L | Annual | Generation | TWh | 0.029204 | 0.93995 | 1.3603 | 1.9402 | 2.1095 | 2.1818 | 2.1818
Solar Generation Cap 20% - PJM_West v5.14 | 1210 | 6506 | Generation Constraint in GWh | FALSE | L | Annual | Qualifying Generation | TWh | 0.029204 | 0.93995 | 1.3603 | 1.9402 | 2.1095 | 2.1818 | 2.1818
Solar Generation Cap 20% - PJM_West v5.14 | 1210 | 6506 | Generation Constraint in GWh | FALSE | L | Annual | Rate | lb/MWh | 0 | 0 | 0 | 0 | 0 | 0 | 0
Solar Generation Cap 20% - PJM_West v5.14 | 1210 | 6506 | Generation Constraint in GWh | FALSE | L | Annual | Constraint Shadow Price | US2011$/MWh | 0 | 0 | 0 | 0 | 0 | 0 | 0
Solar Generation Cap 20% - PJM_WMAC v5.14 | 1211 | 6507 | Generation Constraint in GWh | FALSE | L | Annual | Seasons Included | Seasons | Winter, Summer | Winter, Summer | Winter, Summer | Winter, Summer | Winter, Summer | Winter, Summer | Winter, Summer
Solar Generation Cap 20% - PJM_WMAC v5.14 | 1211 | 6507 | Generation Constraint in GWh | FALSE | L | Annual | Standard | GWh | 11333.9364 | 11409.7813 | 11397.2944 | 11461.8307 | 11661.8406 | 12092.882 | 12539.8568
Solar Generation Cap 20% - PJM_WMAC v5.14 | 1211 | 6507 | Generation Constraint in GWh | FALSE | L | Annual | Emissions at Affected Plants | GWh | 28.8725 | 28.8725 | 28.8725 | 28.8725 | 28.8725 | 28.8725 | 28.8725
Solar Generation Cap 20% - PJM_WMAC v5.14 | 1211 | 6507 | Generation Constraint in GWh | FALSE | L | Annual | Allowances Purchased | GWh | 0 | 0 | 0 | 0 | 0 | 0 | 0
Solar Generation Cap 20% - PJM_WMAC v5.14 | 1211 | 6507 | Generation Constraint in GWh | FALSE | L | Annual | Allowances Sold | GWh | 0 | 0 | 0 | 0 | 0 | 0 | 0
Solar Generation Cap 20% - PJM_WMAC v5.14 | 1211 | 6507 | Generation Constraint in GWh | FALSE | L | Annual | Allowances Banked | GWh | 0 | 0 | 0 | 0 | 0 | 0 | 0
Solar Generation Cap 20% - PJM_WMAC v5.14 | 1211 | 6507 | Generation Constraint in GWh | FALSE | L | Annual | Allowances Withdrawn (1:1) | GWh | 0 | 0 | 0 | 0 | 0 | 0 | 0
Solar Generation Cap 20% - PJM_WMAC v5.14 | 1211 | 6507 | Generation Constraint in GWh | FALSE | L | Annual | Allowances Withdrawn (n:1) | GWh | 0 | 0 | 0 | 0 | 0 | 0 | 0
Solar Generation Cap 20% - PJM_WMAC v5.14 | 1211 | 6507 | Generation Constraint in GWh | FALSE | L | Annual | Net Emissions Allowance Position | GWh | 28.8725 | 28.8725 | 28.8725 | 28.8725 | 28.8725 | 28.8725 | 28.8725
Solar Generation Cap 20% - PJM_WMAC v5.14 | 1211 | 6507 | Generation Constraint in GWh | FALSE | L | Annual | Fuel Consumed | TBtu | 0 | 0 | 0 | 0 | 0 | 0 | 0
Solar Generation Cap 20% - PJM_WMAC v5.14 | 1211 | 6507 | Generation Constraint in GWh | FALSE | L | Annual | Heat Rate | MMBtu/MWh | 0 | 0 | 0 | 0 | 0 | 0 | 0
Solar Generation Cap 20% - PJM_WMAC v5.14 | 1211 | 6507 | Generation Constraint in GWh | FALSE | L | Annual | Generation | TWh | 0.028872 | 0.028872 | 0.028872 | 0.028872 | 0.028872 | 0.028872 | 0.028872
Solar Generation Cap 20% - PJM_WMAC v5.14 | 1211 | 6507 | Generation Constraint in GWh | FALSE | L | Annual | Qualifying Generation | TWh | 0.028872 | 0.028872 | 0.028872 | 0.028872 | 0.028872 | 0.028872 | 0.028872
Solar Generation Cap 20% - PJM_WMAC v5.14 | 1211 | 6507 | Generation Constraint in GWh | FALSE | L | Annual | Rate | lb/MWh | 0 | 0 | 0 | 0 | 0 | 0 | 0
Solar Generation Cap 20% - PJM_WMAC v5.14 | 1211 | 6507 | Generation Constraint in GWh | FALSE | L | Annual | Constraint Shadow Price | US2011$/MWh | 0 | 0 | 0 | 0 | 0 | 0 | 0
Solar Generation Cap 20% - S_C_KY v5.14 | 1212 | 6508 | Generation Constraint in GWh | FALSE | L | Annual | Seasons Included | Seasons | Winter, Summer | Winter, Summer | Winter, Summer | Winter, Summer | Winter, Summer | Winter, Summer | Winter, Summer
Solar Generation Cap 20% - S_C_KY v5.14 | 1212 | 6508 | Generation Constraint in GWh | FALSE | L | Annual | Standard | GWh | 8438.3834 | 8744.1067 | 8958.8611 | 9416.8097 | 9748.6853 | 10316.2208 | 10916.7996
Solar Generation Cap 20% - S_C_KY v5.14 | 1212 | 6508 | Generation Constraint in GWh | FALSE | L | Annual | Emissions at Affected Plants | GWh | 0 | 0 | 0 | 0 | 0 | 0 | 4.7682
Solar Generation Cap 20% - S_C_KY v5.14 | 1212 | 6508 | Generation Constraint in GWh | FALSE | L | Annual | Allowances Purchased | GWh | 0 | 0 | 0 | 0 | 0 | 0 | 0
Solar Generation Cap 20% - S_C_KY v5.14 | 1212 | 6508 | Generation Constraint in GWh | FALSE | L | Annual | Allowances Sold | GWh | 0 | 0 | 0 | 0 | 0 | 0 | 0
Solar Generation Cap 20% - S_C_KY v5.14 | 1212 | 6508 | Generation Constraint in GWh | FALSE | L | Annual | Allowances Banked | GWh | 0 | 0 | 0 | 0 | 0 | 0 | 0
Solar Generation Cap 20% - S_C_KY v5.14 | 1212 | 6508 | Generation Constraint in GWh | FALSE | L | Annual | Allowances Withdrawn (1:1) | GWh | 0 | 0 | 0 | 0 | 0 | 0 | 0
Solar Generation Cap 20% - S_C_KY v5.14 | 1212 | 6508 | Generation Constraint in GWh | FALSE | L | Annual | Allowances Withdrawn (n:1) | GWh | 0 | 0 | 0 | 0 | 0 | 0 | 0
Solar Generation Cap 20% - S_C_KY v5.14 | 1212 | 6508 | Generation Constraint in GWh | FALSE | L | Annual | Net Emissions Allowance Position | GWh | 0 | 0 | 0 | 0 | 0 | 0 | 4.7682
Solar Generation Cap 20% - S_C_KY v5.14 | 1212 | 6508 | Generation Constraint in GWh | FALSE | L | Annual | Fuel Consumed | TBtu | 0 | 0 | 0 | 0 | 0 | 0 | 0
Solar Generation Cap 20% - S_C_KY v5.14 | 1212 | 6508 | Generation Constraint in GWh | FALSE | L | Annual | Heat Rate | MMBtu/MWh | 0 | 0 | 0 | 0 | 0 | 0 | 0
Solar Generation Cap 20% - S_C_KY v5.14 | 1212 | 6508 | Generation Constraint in GWh | FALSE | L | Annual | Generation | TWh | 0 | 0 | 0 | 0 | 0 | 0 | 0.0047682
Solar Generation Cap 20% - S_C_KY v5.14 | 1212 | 6508 | Generation Constraint in GWh | FALSE | L | Annual | Qualifying Generation | TWh | 0 | 0 | 0 | 0 | 0 | 0 | 0.0047682
Solar Generation Cap 20% - S_C_KY v5.14 | 1212 | 6508 | Generation Constraint in GWh | FALSE | L | Annual | Rate | lb/MWh | 0 | 0 | 0 | 0 | 0 | 0 | 0
Solar Generation Cap 20% - S_C_KY v5.14 | 1212 | 6508 | Generation Constraint in GWh | FALSE | L | Annual | Constraint Shadow Price | US2011$/MWh | 0 | 0 | 0 | 0 | 0 | 0 | 0
Solar Generation Cap 20% - S_C_TVA v5.14 | 1213 | 6509 | Generation Constraint in GWh | FALSE | L | Annual | Seasons Included | Seasons | Winter, Summer | Winter, Summer | Winter, Summer | Winter, Summer | Winter, Summer | Winter, Summer | Winter, Summer
Solar Generation Cap 20% - S_C_TVA v5.14 | 1213 | 6509 | Generation Constraint in GWh | FALSE | L | Annual | Standard | GWh | 34597.3881 | 35850.9665 | 36731.5386 | 38609.2971 | 39970.1098 | 42297.2147 | 44759.8095
Solar Generation Cap 20% - S_C_TVA v5.14 | 1213 | 6509 | Generation Constraint in GWh | FALSE | L | Annual | Emissions at Affected Plants | GWh | 173.3893 | 173.3893 | 173.3893 | 173.3893 | 173.3893 | 9875.6905 | 44759.8095
Solar Generation Cap 20% - S_C_TVA v5.14 | 1213 | 6509 | Generation Constraint in GWh | FALSE | L | Annual | Allowances Purchased | GWh | 0 | 0 | 0 | 0 | 0 | 0 | 0
Solar Generation Cap 20% - S_C_TVA v5.14 | 1213 | 6509 | Generation Constraint in GWh | FALSE | L | Annual | Allowances Sold | GWh | 0 | 0 | 0 | 0 | 0 | 0 | 0
Solar Generation Cap 20% - S_C_TVA v5.14 | 1213 | 6509 | Generation Constraint in GWh | FALSE | L | Annual | Allowances Banked | GWh | 0 | 0 | 0 | 0 | 0 | 0 | 0
Solar Generation Cap 20% - S_C_TVA v5.14 | 1213 | 6509 | Generation Constraint in GWh | FALSE | L | Annual | Allowances Withdrawn (1:1) | GWh | 0 | 0 | 0 | 0 | 0 | 0 | 0
Solar Generation Cap 20% - S_C_TVA v5.14 | 1213 | 6509 | Generation Constraint in GWh | FALSE | L | Annual | Allowances Withdrawn (n:1) | GWh | 0 | 0 | 0 | 0 | 0 | 0 | 0
Solar Generation Cap 20% - S_C_TVA v5.14 | 1213 | 6509 | Generation Constraint in GWh | FALSE | L | Annual | Net Emissions Allowance Position | GWh | 173.3893 | 173.3893 | 173.3893 | 173.3893 | 173.3893 | 9875.6905 | 44759.8095
Solar Generation Cap 20% - S_C_TVA v5.14 | 1213 | 6509 | Generation Constraint in GWh | FALSE | L | Annual | Fuel Consumed | TBtu | 0 | 0 | 0 | 0 | 0 | 0 | 0
Solar Generation Cap 20% - S_C_TVA v5.14 | 1213 | 6509 | Generation Constraint in GWh | FALSE | L | Annual | Heat Rate | MMBtu/MWh | 0 | 0 | 0 | 0 | 0 | 0 | 0
Solar Generation Cap 20% - S_C_TVA v5.14 | 1213 | 6509 | Generation Constraint in GWh | FALSE | L | Annual | Generation | TWh | 0.17339 | 0.17339 | 0.17339 | 0.17339 | 0.17339 | 9.8757 | 44.7598
Solar Generation Cap 20% - S_C_TVA v5.14 | 1213 | 6509 | Generation Constraint in GWh | FALSE | L | Annual | Qualifying Generation | TWh | 0.17339 | 0.17339 | 0.17339 | 0.17339 | 0.17339 | 9.8757 | 44.7598
Solar Generation Cap 20% - S_C_TVA v5.14 | 1213 | 6509 | Generation Constraint in GWh | FALSE | L | Annual | Rate | lb/MWh | 0 | 0 | 0 | 0 | 0 | 0 | 0
Solar Generation Cap 20% - S_C_TVA v5.14 | 1213 | 6509 | Generation Constraint in GWh | FALSE | L | Annual | Constraint Shadow Price | US2011$/MWh | 0 | 0 | 0 | 0 | 0 | 0 | 2.8787
Solar Generation Cap 20% - S_D_AMSO v5.14 | 1214 | 6510 | Generation Constraint in GWh | FALSE | L | Annual | Seasons Included | Seasons | Winter, Summer | Winter, Summer | Winter, Summer | Winter, Summer | Winter, Summer | Winter, Summer | Winter, Summer
Solar Generation Cap 20% - S_D_AMSO v5.14 | 1214 | 6510 | Generation Constraint in GWh | FALSE | L | Annual | Standard | GWh | 6362.6153 | 6439.7149 | 6612.818 | 6949.686 | 7256.315 | 7833.6962 | 8457.0256
Solar Generation Cap 20% - S_D_AMSO v5.14 | 1214 | 6510 | Generation Constraint in GWh | FALSE | L | Annual | Emissions at Affected Plants | GWh | 0 | 0 | 0 | 0 | 0 | 0 | 8457.0256
Solar Generation Cap 20% - S_D_AMSO v5.14 | 1214 | 6510 | Generation Constraint in GWh | FALSE | L | Annual | Allowances Purchased | GWh | 0 | 0 | 0 | 0 | 0 | 0 | 0
Solar Generation Cap 20% - S_D_AMSO v5.14 | 1214 | 6510 | Generation Constraint in GWh | FALSE | L | Annual | Allowances Sold | GWh | 0 | 0 | 0 | 0 | 0 | 0 | 0
Solar Generation Cap 20% - S_D_AMSO v5.14 | 1214 | 6510 | Generation Constraint in GWh | FALSE | L | Annual | Allowances Banked | GWh | 0 | 0 | 0 | 0 | 0 | 0 | 0
Solar Generation Cap 20% - S_D_AMSO v5.14 | 1214 | 6510 | Generation Constraint in GWh | FALSE | L | Annual | Allowances Withdrawn (1:1) | GWh | 0 | 0 | 0 | 0 | 0 | 0 | 0
Solar Generation Cap 20% - S_D_AMSO v5.14 | 1214 | 6510 | Generation Constraint in GWh | FALSE | L | Annual | Allowances Withdrawn (n:1) | GWh | 0 | 0 | 0 | 0 | 0 | 0 | 0
Solar Generation Cap 20% - S_D_AMSO v5.14 | 1214 | 6510 | Generation Constraint in GWh | FALSE | L | Annual | Net Emissions Allowance Position | GWh | 0 | 0 | 0 | 0 | 0 | 0 | 8457.0256
Solar Generation Cap 20% - S_D_AMSO v5.14 | 1214 | 6510 | Generation Constraint in GWh | FALSE | L | Annual | Fuel Consumed | TBtu | 0 | 0 | 0 | 0 | 0 | 0 | 0
Solar Generation Cap 20% - S_D_AMSO v5.14 | 1214 | 6510 | Generation Constraint in GWh | FALSE | L | Annual | Heat Rate | MMBtu/MWh | 0 | 0 | 0 | 0 | 0 | 0 | 0
Solar Generation Cap 20% - S_D_AMSO v5.14 | 1214 | 6510 | Generation Constraint in GWh | FALSE | L | Annual | Generation | TWh | 0 | 0 | 0 | 0 | 0 | 0 | 8.457
Solar Generation Cap 20% - S_D_AMSO v5.14 | 1214 | 6510 | Generation Constraint in GWh | FALSE | L | Annual | Qualifying Generation | TWh | 0 | 0 | 0 | 0 | 0 | 0 | 8.457
Solar Generation Cap 20% - S_D_AMSO v5.14 | 1214 | 6510 | Generation Constraint in GWh | FALSE | L | Annual | Rate | lb/MWh | 0 | 0 | 0 | 0 | 0 | 0 | 0
Solar Generation Cap 20% - S_D_AMSO v5.14 | 1214 | 6510 | Generation Constraint in GWh | FALSE | L | Annual | Constraint Shadow Price | US2011$/MWh | 0 | 0 | 0 | 0 | 0 | 0 | 2.784
Solar Generation Cap 20% - S_D_N_AR v5.14 | 1215 | 6511 | Generation Constraint in GWh | FALSE | L | Annual | Seasons Included | Seasons | Winter, Summer | Winter, Summer | Winter, Summer | Winter, Summer | Winter, Summer | Winter, Summer | Winter, Summer
Solar Generation Cap 20% - S_D_N_AR v5.14 | 1215 | 6511 | Generation Constraint in GWh | FALSE | L | Annual | Standard | GWh | 7761.0238 | 7935.7098 | 8140.9862 | 8556.3283 | 8900.7134 | 9526.4463 | 10196.174
Solar Generation Cap 20% - S_D_N_AR v5.14 | 1215 | 6511 | Generation Constraint in GWh | FALSE | L | Annual | Emissions at Affected Plants | GWh | 0 | 0 | 0 | 0 | 0 | 9526.4463 | 10196.174
Solar Generation Cap 20% - S_D_N_AR v5.14 | 1215 | 6511 | Generation Constraint in GWh | FALSE | L | Annual | Allowances Purchased | GWh | 0 | 0 | 0 | 0 | 0 | 0 | 0
Solar Generation Cap 20% - S_D_N_AR v5.14 | 1215 | 6511 | Generation Constraint in GWh | FALSE | L | Annual | Allowances Sold | GWh | 0 | 0 | 0 | 0 | 0 | 0 | 0
Solar Generation Cap 20% - S_D_N_AR v5.14 | 1215 | 6511 | Generation Constraint in GWh | FALSE | L | Annual | Allowances Banked | GWh | 0 | 0 | 0 | 0 | 0 | 0 | 0
Solar Generation Cap 20% - S_D_N_AR v5.14 | 1215 | 6511 | Generation Constraint in GWh | FALSE | L | Annual | Allowances Withdrawn (1:1) | GWh | 0 | 0 | 0 | 0 | 0 | 0 | 0
Solar Generation Cap 20% - S_D_N_AR v5.14 | 1215 | 6511 | Generation Constraint in GWh | FALSE | L | Annual | Allowances Withdrawn (n:1) | GWh | 0 | 0 | 0 | 0 | 0 | 0 | 0
Solar Generation Cap 20% - S_D_N_AR v5.14 | 1215 | 6511 | Generation Constraint in GWh | FALSE | L | Annual | Net Emissions Allowance Position | GWh | 0 | 0 | 0 | 0 | 0 | 9526.4463 | 10196.174
Solar Generation Cap 20% - S_D_N_AR v5.14 | 1215 | 6511 | Generation Constraint in GWh | FALSE | L | Annual | Fuel Consumed | TBtu | 0 | 0 | 0 | 0 | 0 | 0 | 0
Solar Generation Cap 20% - S_D_N_AR v5.14 | 1215 | 6511 | Generation Constraint in GWh | FALSE | L | Annual | Heat Rate | MMBtu/MWh | 0 | 0 | 0 | 0 | 0 | 0 | 0
Solar Generation Cap 20% - S_D_N_AR v5.14 | 1215 | 6511 | Generation Constraint in GWh | FALSE | L | Annual | Generation | TWh | 0 | 0 | 0 | 0 | 0 | 9.5264 | 10.1962
Solar Generation Cap 20% - S_D_N_AR v5.14 | 1215 | 6511 | Generation Constraint in GWh | FALSE | L | Annual | Qualifying Generation | TWh | 0 | 0 | 0 | 0 | 0 | 9.5264 | 10.1962
Solar Generation Cap 20% - S_D_N_AR v5.14 | 1215 | 6511 | Generation Constraint in GWh | FALSE | L | Annual | Rate | lb/MWh | 0 | 0 | 0 | 0 | 0 | 0 | 0
Solar Generation Cap 20% - S_D_N_AR v5.14 | 1215 | 6511 | Generation Constraint in GWh | FALSE | L | Annual | Constraint Shadow Price | US2011$/MWh | 0 | 0 | 0 | 0 | 0 | 0.25821 | 4.4756
Solar Generation Cap 20% - S_D_REST v5.14 | 1216 | 6512 | Generation Constraint in GWh | FALSE | L | Annual | Seasons Included | Seasons | Winter, Summer | Winter, Summer | Winter, Summer | Winter, Summer | Winter, Summer | Winter, Summer | Winter, Summer
Solar Generation Cap 20% - S_D_REST v5.14 | 1216 | 6512 | Generation Constraint in GWh | FALSE | L | Annual | Standard | GWh | 10497.6653 | 10624.8796 | 10910.4997 | 11466.332 | 11972.2698 | 12924.9487 | 13953.4422
Solar Generation Cap 20% - S_D_REST v5.14 | 1216 | 6512 | Generation Constraint in GWh | FALSE | L | Annual | Emissions at Affected Plants | GWh | 0 | 0 | 0 | 0 | 0 | 12924.9487 | 13953.4422
Solar Generation Cap 20% - S_D_REST v5.14 | 1216 | 6512 | Generation Constraint in GWh | FALSE | L | Annual | Allowances Purchased | GWh | 0 | 0 | 0 | 0 | 0 | 0 | 0
Solar Generation Cap 20% - S_D_REST v5.14 | 1216 | 6512 | Generation Constraint in GWh | FALSE | L | Annual | Allowances Sold | GWh | 0 | 0 | 0 | 0 | 0 | 0 | 0
Solar Generation Cap 20% - S_D_REST v5.14 | 1216 | 6512 | Generation Constraint in GWh | FALSE | L | Annual | Allowances Banked | GWh | 0 | 0 | 0 | 0 | 0 | 0 | 0
Solar Generation Cap 20% - S_D_REST v5.14 | 1216 | 6512 | Generation Constraint in GWh | FALSE | L | Annual | Allowances Withdrawn (1:1) | GWh | 0 | 0 | 0 | 0 | 0 | 0 | 0
Solar Generation Cap 20% - S_D_REST v5.14 | 1216 | 6512 | Generation Constraint in GWh | FALSE | L | Annual | Allowances Withdrawn (n:1) | GWh | 0 | 0 | 0 | 0 | 0 | 0 | 0
Solar Generation Cap 20% - S_D_REST v5.14 | 1216 | 6512 | Generation Constraint in GWh | FALSE | L | Annual | Net Emissions Allowance Position | GWh | 0 | 0 | 0 | 0 | 0 | 12924.9487 | 13953.4422
Solar Generation Cap 20% - S_D_REST v5.14 | 1216 | 6512 | Generation Constraint in GWh | FALSE | L | Annual | Fuel Consumed | TBtu | 0 | 0 | 0 | 0 | 0 | 0 | 0
Solar Generation Cap 20% - S_D_REST v5.14 | 1216 | 6512 | Generation Constraint in GWh | FALSE | L | Annual | Heat Rate | MMBtu/MWh | 0 | 0 | 0 | 0 | 0 | 0 | 0
Solar Generation Cap 20% - S_D_REST v5.14 | 1216 | 6512 | Generation Constraint in GWh | FALSE | L | Annual | Generation | TWh | 0 | 0 | 0 | 0 | 0 | 12.9249 | 13.9534
Solar Generation Cap 20% - S_D_REST v5.14 | 1216 | 6512 | Generation Constraint in GWh | FALSE | L | Annual | Qualifying Generation | TWh | 0 | 0 | 0 | 0 | 0 | 12.9249 | 13.9534
Solar Generation Cap 20% - S_D_REST v5.14 | 1216 | 6512 | Generation Constraint in GWh | FALSE | L | Annual | Rate | lb/MWh | 0 | 0 | 0 | 0 | 0 | 0 | 0
Solar Generation Cap 20% - S_D_REST v5.14 | 1216 | 6512 | Generation Constraint in GWh | FALSE | L | Annual | Constraint Shadow Price | US2011$/MWh | 0 | 0 | 0 | 0 | 0 | 1.3304 | 4.9462
Solar Generation Cap 20% - S_D_WOTA v5.14 | 1217 | 6513 | Generation Constraint in GWh | FALSE | L | Annual | Seasons Included | Seasons | Winter, Summer | Winter, Summer | Winter, Summer | Winter, Summer | Winter, Summer | Winter, Summer | Winter, Summer
Solar Generation Cap 20% - S_D_WOTA v5.14 | 1217 | 6513 | Generation Constraint in GWh | FALSE | L | Annual | Standard | GWh | 6362.6153 | 6439.7149 | 6612.818 | 6949.686 | 7256.315 | 7833.6962 | 8457.0256
Solar Generation Cap 20% - S_D_WOTA v5.14 | 1217 | 6513 | Generation Constraint in GWh | FALSE | L | Annual | Emissions at Affected Plants | GWh | 0.01437 | 0.029109 | 0.037491 | 0.046858 | 7256.3151 | 7833.6962 | 8457.0256
Solar Generation Cap 20% - S_D_WOTA v5.14 | 1217 | 6513 | Generation Constraint in GWh | FALSE | L | Annual | Allowances Purchased | GWh | 0 | 0 | 0 | 0 | 0 | 0 | 0
Solar Generation Cap 20% - S_D_WOTA v5.14 | 1217 | 6513 | Generation Constraint in GWh | FALSE | L | Annual | Allowances Sold | GWh | 0 | 0 | 0 | 0 | 0 | 0 | 0
Solar Generation Cap 20% - S_D_WOTA v5.14 | 1217 | 6513 | Generation Constraint in GWh | FALSE | L | Annual | Allowances Banked | GWh | 0 | 0 | 0 | 0 | 0 | 0 | 0
Solar Generation Cap 20% - S_D_WOTA v5.14 | 1217 | 6513 | Generation Constraint in GWh | FALSE | L | Annual | Allowances Withdrawn (1:1) | GWh | 0 | 0 | 0 | 0 | 0 | 0 | 0
Solar Generation Cap 20% - S_D_WOTA v5.14 | 1217 | 6513 | Generation Constraint in GWh | FALSE | L | Annual | Allowances Withdrawn (n:1) | GWh | 0 | 0 | 0 | 0 | 0 | 0 | 0
Solar Generation Cap 20% - S_D_WOTA v5.14 | 1217 | 6513 | Generation Constraint in GWh | FALSE | L | Annual | Net Emissions Allowance Position | GWh | 0.01437 | 0.029109 | 0.037491 | 0.046858 | 7256.3151 | 7833.6962 | 8457.0256
Solar Generation Cap 20% - S_D_WOTA v5.14 | 1217 | 6513 | Generation Constraint in GWh | FALSE | L | Annual | Fuel Consumed | TBtu | 0 | 0 | 0 | 0 | 0 | 0 | 0
Solar Generation Cap 20% - S_D_WOTA v5.14 | 1217 | 6513 | Generation Constraint in GWh | FALSE | L | Annual | Heat Rate | MMBtu/MWh | 0 | 0 | 0 | 0 | 0 | 0 | 0
Solar Generation Cap 20% - S_D_WOTA v5.14 | 1217 | 6513 | Generation Constraint in GWh | FALSE | L | Annual | Generation | TWh | 1.437e-05 | 2.9109e-05 | 3.7491e-05 | 4.6858e-05 | 7.2563 | 7.8337 | 8.457
Solar Generation Cap 20% - S_D_WOTA v5.14 | 1217 | 6513 | Generation Constraint in GWh | FALSE | L | Annual | Qualifying Generation | TWh | 1.437e-05 | 2.9109e-05 | 3.7491e-05 | 4.6858e-05 | 7.2563 | 7.8337 | 8.457
Solar Generation Cap 20% - S_D_WOTA v5.14 | 1217 | 6513 | Generation Constraint in GWh | FALSE | L | Annual | Rate | lb/MWh | 0 | 0 | 0 | 0 | 0 | 0 | 0
Solar Generation Cap 20% - S_D_WOTA v5.14 | 1217 | 6513 | Generation Constraint in GWh | FALSE | L | Annual | Constraint Shadow Price | US2011$/MWh | 0 | 0 | 0 | 0 | 3.5075 | 6.8391 | 9.4525
Solar Generation Cap 20% - S_SOU v5.14 | 1218 | 6514 | Generation Constraint in GWh | FALSE | L | Annual | Seasons Included | Seasons | Winter, Summer | Winter, Summer | Winter, Summer | Winter, Summer | Winter, Summer | Winter, Summer | Winter, Summer
Solar Generation Cap 20% - S_SOU v5.14 | 1218 | 6514 | Generation Constraint in GWh | FALSE | L | Annual | Standard | GWh | 49715.6424 | 51248.7172 | 52273.6136 | 54655.5166 | 56815.624 | 60832.0608 | 65132.4344
Solar Generation Cap 20% - S_SOU v5.14 | 1218 | 6514 | Generation Constraint in GWh | FALSE | L | Annual | Emissions at Affected Plants | GWh | 79.6047 | 79.6047 | 79.6047 | 22014.0275 | 41755.2644 | 60832.0608 | 65132.4344
Solar Generation Cap 20% - S_SOU v5.14 | 1218 | 6514 | Generation Constraint in GWh | FALSE | L | Annual | Allowances Purchased | GWh | 0 | 0 | 0 | 0 | 0 | 0 | 0
Solar Generation Cap 20% - S_SOU v5.14 | 1218 | 6514 | Generation Constraint in GWh | FALSE | L | Annual | Allowances Sold | GWh | 0 | 0 | 0 | 0 | 0 | 0 | 0
Solar Generation Cap 20% - S_SOU v5.14 | 1218 | 6514 | Generation Constraint in GWh | FALSE | L | Annual | Allowances Banked | GWh | 0 | 0 | 0 | 0 | 0 | 0 | 0
Solar Generation Cap 20% - S_SOU v5.14 | 1218 | 6514 | Generation Constraint in GWh | FALSE | L | Annual | Allowances Withdrawn (1:1) | GWh | 0 | 0 | 0 | 0 | 0 | 0 | 0
Solar Generation Cap 20% - S_SOU v5.14 | 1218 | 6514 | Generation Constraint in GWh | FALSE | L | Annual | Allowances Withdrawn (n:1) | GWh | 0 | 0 | 0 | 0 | 0 | 0 | 0
Solar Generation Cap 20% - S_SOU v5.14 | 1218 | 6514 | Generation Constraint in GWh | FALSE | L | Annual | Net Emissions Allowance Position | GWh | 79.6047 | 79.6047 | 79.6047 | 22014.0275 | 41755.2644 | 60832.0608 | 65132.4344
Solar Generation Cap 20% - S_SOU v5.14 | 1218 | 6514 | Generation Constraint in GWh | FALSE | L | Annual | Fuel Consumed | TBtu | 0 | 0 | 0 | 0 | 0 | 0 | 0
Solar Generation Cap 20% - S_SOU v5.14 | 1218 | 6514 | Generation Constraint in GWh | FALSE | L | Annual | Heat Rate | MMBtu/MWh | 0 | 0 | 0 | 0 | 0 | 0 | 0
Solar Generation Cap 20% - S_SOU v5.14 | 1218 | 6514 | Generation Constraint in GWh | FALSE | L | Annual | Generation | TWh | 0.079605 | 0.079605 | 0.079605 | 22.014 | 41.7553 | 60.8321 | 65.1324
Solar Generation Cap 20% - S_SOU v5.14 | 1218 | 6514 | Generation Constraint in GWh | FALSE | L | Annual | Qualifying Generation | TWh | 0.079605 | 0.079605 | 0.079605 | 22.014 | 41.7553 | 60.8321 | 65.1324
Solar Generation Cap 20% - S_SOU v5.14 | 1218 | 6514 | Generation Constraint in GWh | FALSE | L | Annual | Rate | lb/MWh | 0 | 0 | 0 | 0 | 0 | 0 | 0
Solar Generation Cap 20% - S_SOU v5.14 | 1218 | 6514 | Generation Constraint in GWh | FALSE | L | Annual | Constraint Shadow Price | US2011$/MWh | 0 | 0 | 0 | 0 | 0 | 3.0865 | 7.3629
Solar Generation Cap 20% - S_VACA v5.14 | 1219 | 6515 | Generation Constraint in GWh | FALSE | L | Annual | Seasons Included | Seasons | Winter, Summer | Winter, Summer | Winter, Summer | Winter, Summer | Winter, Summer | Winter, Summer | Winter, Summer
Solar Generation Cap 20% - S_VACA v5.14 | 1219 | 6515 | Generation Constraint in GWh | FALSE | L | Annual | Standard | GWh | 44312.6185 | 45612.2787 | 46432.1303 | 48437.2113 | 50480.9059 | 54442.3275 | 58714.6225
Solar Generation Cap 20% - S_VACA v5.14 | 1219 | 6515 | Generation Constraint in GWh | FALSE | L | Annual | Emissions at Affected Plants | GWh | 1792.1783 | 4002.3844 | 7910.063 | 37686.8537 | 50480.9059 | 54442.3275 | 58714.6226
Solar Generation Cap 20% - S_VACA v5.14 | 1219 | 6515 | Generation Constraint in GWh | FALSE | L | Annual | Allowances Purchased | GWh | 0 | 0 | 0 | 0 | 0 | 0 | 0
Solar Generation Cap 20% - S_VACA v5.14 | 1219 | 6515 | Generation Constraint in GWh | FALSE | L | Annual | Allowances Sold | GWh | 0 | 0 | 0 | 0 | 0 | 0 | 0
Solar Generation Cap 20% - S_VACA v5.14 | 1219 | 6515 | Generation Constraint in GWh | FALSE | L | Annual | Allowances Banked | GWh | 0 | 0 | 0 | 0 | 0 | 0 | 0
Solar Generation Cap 20% - S_VACA v5.14 | 1219 | 6515 | Generation Constraint in GWh | FALSE | L | Annual | Allowances Withdrawn (1:1) | GWh | 0 | 0 | 0 | 0 | 0 | 0 | 0
Solar Generation Cap 20% - S_VACA v5.14 | 1219 | 6515 | Generation Constraint in GWh | FALSE | L | Annual | Allowances Withdrawn (n:1) | GWh | 0 | 0 | 0 | 0 | 0 | 0 | 0
Solar Generation Cap 20% - S_VACA v5.14 | 1219 | 6515 | Generation Constraint in GWh | FALSE | L | Annual | Net Emissions Allowance Position | GWh | 1792.1783 | 4002.3844 | 7910.063 | 37686.8537 | 50480.9059 | 54442.3275 | 58714.6226
Solar Generation Cap 20% - S_VACA v5.14 | 1219 | 6515 | Generation Constraint in GWh | FALSE | L | Annual | Fuel Consumed | TBtu | 0 | 0 | 0 | 0 | 0 | 0 | 0
Solar Generation Cap 20% - S_VACA v5.14 | 1219 | 6515 | Generation Constraint in GWh | FALSE | L | Annual | Heat Rate | MMBtu/MWh | 0 | 0 | 0 | 0 | 0 | 0 | 0
Solar Generation Cap 20% - S_VACA v5.14 | 1219 | 6515 | Generation Constraint in GWh | FALSE | L | Annual | Generation | TWh | 1.7922 | 4.0024 | 7.9101 | 37.6869 | 50.4809 | 54.4423 | 58.7146
Solar Generation Cap 20% - S_VACA v5.14 | 1219 | 6515 | Generation Constraint in GWh | FALSE | L | Annual | Qualifying Generation | TWh | 1.7922 | 4.0024 | 7.9101 | 37.6869 | 50.4809 | 54.4423 | 58.7146
Solar Generation Cap 20% - S_VACA v5.14 | 1219 | 6515 | Generation Constraint in GWh | FALSE | L | Annual | Rate | lb/MWh | 0 | 0 | 0 | 0 | 0 | 0 | 0
Solar Generation Cap 20% - S_VACA v5.14 | 1219 | 6515 | Generation Constraint in GWh | FALSE | L | Annual | Constraint Shadow Price | US2011$/MWh | 0 | 0 | 0 | 0 | 1.1128 | 2.5988 | 6.4523
Solar Generation Cap 20% - SPP_N v5.14 | 1220 | 6516 | Generation Constraint in GWh | FALSE | L | Annual | Seasons Included | Seasons | Winter, Summer | Winter, Summer | Winter, Summer | Winter, Summer | Winter, Summer | Winter, Summer | Winter, Summer
Solar Generation Cap 20% - SPP_N v5.14 | 1220 | 6516 | Generation Constraint in GWh | FALSE | L | Annual | Standard | GWh | 14394.8574 | 14655.9849 | 14816.0461 | 15287.328 | 15662.8044 | 16475.6863 | 17330.7586
Solar Generation Cap 20% - SPP_N v5.14 | 1220 | 6516 | Generation Constraint in GWh | FALSE | L | Annual | Emissions at Affected Plants | GWh | 18.2703 | 35.0716 | 43.8699 | 53.8973 | 7830.9022 | 8237.3432 | 8664.8793
Solar Generation Cap 20% - SPP_N v5.14 | 1220 | 6516 | Generation Constraint in GWh | FALSE | L | Annual | Allowances Purchased | GWh | 0 | 0 | 0 | 0 | 0 | 0 | 0
Solar Generation Cap 20% - SPP_N v5.14 | 1220 | 6516 | Generation Constraint in GWh | FALSE | L | Annual | Allowances Sold | GWh | 0 | 0 | 0 | 0 | 0 | 0 | 0
Solar Generation Cap 20% - SPP_N v5.14 | 1220 | 6516 | Generation Constraint in GWh | FALSE | L | Annual | Allowances Banked | GWh | 0 | 0 | 0 | 0 | 0 | 0 | 0
Solar Generation Cap 20% - SPP_N v5.14 | 1220 | 6516 | Generation Constraint in GWh | FALSE | L | Annual | Allowances Withdrawn (1:1) | GWh | 0 | 0 | 0 | 0 | 0 | 0 | 0
Solar Generation Cap 20% - SPP_N v5.14 | 1220 | 6516 | Generation Constraint in GWh | FALSE | L | Annual | Allowances Withdrawn (n:1) | GWh | 0 | 0 | 0 | 0 | 0 | 0 | 0
Solar Generation Cap 20% - SPP_N v5.14 | 1220 | 6516 | Generation Constraint in GWh | FALSE | L | Annual | Net Emissions Allowance Position | GWh | 18.2703 | 35.0716 | 43.8699 | 53.8973 | 7830.9022 | 8237.3432 | 8664.8793
Solar Generation Cap 20% - SPP_N v5.14 | 1220 | 6516 | Generation Constraint in GWh | FALSE | L | Annual | Fuel Consumed | TBtu | 0 | 0 | 0 | 0 | 0 | 0 | 0
Solar Generation Cap 20% - SPP_N v5.14 | 1220 | 6516 | Generation Constraint in GWh | FALSE | L | Annual | Heat Rate | MMBtu/MWh | 0 | 0 | 0 | 0 | 0 | 0 | 0
Solar Generation Cap 20% - SPP_N v5.14 | 1220 | 6516 | Generation Constraint in GWh | FALSE | L | Annual | Generation | TWh | 0.01827 | 0.035072 | 0.04387 | 0.053897 | 7.8309 | 8.2373 | 8.6649
Solar Generation Cap 20% - SPP_N v5.14 | 1220 | 6516 | Generation Constraint in GWh | FALSE | L | Annual | Qualifying Generation | TWh | 0.01827 | 0.035072 | 0.04387 | 0.053897 | 7.8309 | 8.2373 | 8.6649
Solar Generation Cap 20% - SPP_N v5.14 | 1220 | 6516 | Generation Constraint in GWh | FALSE | L | Annual | Rate | lb/MWh | 0 | 0 | 0 | 0 | 0 | 0 | 0
Solar Generation Cap 20% - SPP_N v5.14 | 1220 | 6516 | Generation Constraint in GWh | FALSE | L | Annual | Constraint Shadow Price | US2011$/MWh | 0 | 0 | 0 | 0 | 0 | 0 | 0
Solar Generation Cap 20% - SPP_NEBR v5.14 | 1221 | 6517 | Generation Constraint in GWh | FALSE | L | Annual | Seasons Included | Seasons | Winter, Summer | Winter, Summer | Winter, Summer | Winter, Summer | Winter, Summer | Winter, Summer | Winter, Summer
Solar Generation Cap 20% - SPP_NEBR v5.14 | 1221 | 6517 | Generation Constraint in GWh | FALSE | L | Annual | Standard | GWh | 6584.8006 | 6763.542 | 6849.7314 | 7085.9389 | 7226.7742 | 7532.1695 | 7850.4722
Solar Generation Cap 20% - SPP_NEBR v5.14 | 1221 | 6517 | Generation Constraint in GWh | FALSE | L | Annual | Emissions at Affected Plants | GWh | 0 | 0 | 0 | 0 | 0 | 0 | 3924.7361
Solar Generation Cap 20% - SPP_NEBR v5.14 | 1221 | 6517 | Generation Constraint in GWh | FALSE | L | Annual | Allowances Purchased | GWh | 0 | 0 | 0 | 0 | 0 | 0 | 0
Solar Generation Cap 20% - SPP_NEBR v5.14 | 1221 | 6517 | Generation Constraint in GWh | FALSE | L | Annual | Allowances Sold | GWh | 0 | 0 | 0 | 0 | 0 | 0 | 0
Solar Generation Cap 20% - SPP_NEBR v5.14 | 1221 | 6517 | Generation Constraint in GWh | FALSE | L | Annual | Allowances Banked | GWh | 0 | 0 | 0 | 0 | 0 | 0 | 0
Solar Generation Cap 20% - SPP_NEBR v5.14 | 1221 | 6517 | Generation Constraint in GWh | FALSE | L | Annual | Allowances Withdrawn (1:1) | GWh | 0 | 0 | 0 | 0 | 0 | 0 | 0
Solar Generation Cap 20% - SPP_NEBR v5.14 | 1221 | 6517 | Generation Constraint in GWh | FALSE | L | Annual | Allowances Withdrawn (n:1) | GWh | 0 | 0 | 0 | 0 | 0 | 0 | 0
Solar Generation Cap 20% - SPP_NEBR v5.14 | 1221 | 6517 | Generation Constraint in GWh | FALSE | L | Annual | Net Emissions Allowance Position | GWh | 0 | 0 | 0 | 0 | 0 | 0 | 3924.7361
Solar Generation Cap 20% - SPP_NEBR v5.14 | 1221 | 6517 | Generation Constraint in GWh | FALSE | L | Annual | Fuel Consumed | TBtu | 0 | 0 | 0 | 0 | 0 | 0 | 0
Solar Generation Cap 20% - SPP_NEBR v5.14 | 1221 | 6517 | Generation Constraint in GWh | FALSE | L | Annual | Heat Rate | MMBtu/MWh | 0 | 0 | 0 | 0 | 0 | 0 | 0
Solar Generation Cap 20% - SPP_NEBR v5.14 | 1221 | 6517 | Generation Constraint in GWh | FALSE | L | Annual | Generation | TWh | 0 | 0 | 0 | 0 | 0 | 0 | 3.9247
Solar Generation Cap 20% - SPP_NEBR v5.14 | 1221 | 6517 | Generation Constraint in GWh | FALSE | L | Annual | Qualifying Generation | TWh | 0 | 0 | 0 | 0 | 0 | 0 | 3.9247
Solar Generation Cap 20% - SPP_NEBR v5.14 | 1221 | 6517 | Generation Constraint in GWh | FALSE | L | Annual | Rate | lb/MWh | 0 | 0 | 0 | 0 | 0 | 0 | 0
Solar Generation Cap 20% - SPP_NEBR v5.14 | 1221 | 6517 | Generation Constraint in GWh | FALSE | L | Annual | Constraint Shadow Price | US2011$/MWh | 0 | 0 | 0 | 0 | 0 | 0 | 0
Solar Generation Cap 20% - SPP_SE v5.14 | 1222 | 6518 | Generation Constraint in GWh | FALSE | L | Annual | Seasons Included | Seasons | Winter, Summer | Winter, Summer | Winter, Summer | Winter, Summer | Winter, Summer | Winter, Summer | Winter, Summer
Solar Generation Cap 20% - SPP_SE v5.14 | 1222 | 6518 | Generation Constraint in GWh | FALSE | L | Annual | Standard | GWh | 2702.7976 | 2739.5396 | 2807.7726 | 2946.1859 | 3082.6998 | 3346.1996 | 3632.2299
Solar Generation Cap 20% - SPP_SE v5.14 | 1222 | 6518 | Generation Constraint in GWh | FALSE | L | Annual | Emissions at Affected Plants | GWh | 0 | 0 | 0 | 0 | 0 | 0 | 0
Solar Generation Cap 20% - SPP_SE v5.14 | 1222 | 6518 | Generation Constraint in GWh | FALSE | L | Annual | Allowances Purchased | GWh | 0 | 0 | 0 | 0 | 0 | 0 | 0
Solar Generation Cap 20% - SPP_SE v5.14 | 1222 | 6518 | Generation Constraint in GWh | FALSE | L | Annual | Allowances Sold | GWh | 0 | 0 | 0 | 0 | 0 | 0 | 0
Solar Generation Cap 20% - SPP_SE v5.14 | 1222 | 6518 | Generation Constraint in GWh | FALSE | L | Annual | Allowances Banked | GWh | 0 | 0 | 0 | 0 | 0 | 0 | 0
Solar Generation Cap 20% - SPP_SE v5.14 | 1222 | 6518 | Generation Constraint in GWh | FALSE | L | Annual | Allowances Withdrawn (1:1) | GWh | 0 | 0 | 0 | 0 | 0 | 0 | 0
Solar Generation Cap 20% - SPP_SE v5.14 | 1222 | 6518 | Generation Constraint in GWh | FALSE | L | Annual | Allowances Withdrawn (n:1) | GWh | 0 | 0 | 0 | 0 | 0 | 0 | 0
Solar Generation Cap 20% - SPP_SE v5.14 | 1222 | 6518 | Generation Constraint in GWh | FALSE | L | Annual | Net Emissions Allowance Position | GWh | 0 | 0 | 0 | 0 | 0 | 0 | 0
Solar Generation Cap 20% - SPP_SE v5.14 | 1222 | 6518 | Generation Constraint in GWh | FALSE | L | Annual | Fuel Consumed | TBtu | 0 | 0 | 0 | 0 | 0 | 0 | 0
Solar Generation Cap 20% - SPP_SE v5.14 | 1222 | 6518 | Generation Constraint in GWh | FALSE | L | Annual | Heat Rate | MMBtu/MWh | 0 | 0 | 0 | 0 | 0 | 0 | 0
Solar Generation Cap 20% - SPP_SE v5.14 | 1222 | 6518 | Generation Constraint in GWh | FALSE | L | Annual | Generation | TWh | 0 | 0 | 0 | 0 | 0 | 0 | 0
Solar Generation Cap 20% - SPP_SE v5.14 | 1222 | 6518 | Generation Constraint in GWh | FALSE | L | Annual | Qualifying Generation | TWh | 0 | 0 | 0 | 0 | 0 | 0 | 0
Solar Generation Cap 20% - SPP_SE v5.14 | 1222 | 6518 | Generation Constraint in GWh | FALSE | L | Annual | Rate | lb/MWh | 0 | 0 | 0 | 0 | 0 | 0 | 0
Solar Generation Cap 20% - SPP_SE v5.14 | 1222 | 6518 | Generation Constraint in GWh | FALSE | L | Annual | Constraint Shadow Price | US2011$/MWh | 0 | 0 | 0 | 0 | 0 | 0 | 0
Solar Generation Cap 20% - SPP_SPS v5.14 | 1223 | 6519 | Generation Constraint in GWh | FALSE | L | Annual | Seasons Included | Seasons | Winter, Summer | Winter, Summer | Winter, Summer | Winter, Summer | Winter, Summer | Winter, Summer | Winter, Summer
Solar Generation Cap 20% - SPP_SPS v5.14 | 1223 | 6519 | Generation Constraint in GWh | FALSE | L | Annual | Standard | GWh | 5621.1297 | 5697.5584 | 5839.4929 | 6127.4127 | 6411.3813 | 6959.499 | 7554.4834
Solar Generation Cap 20% - SPP_SPS v5.14 | 1223 | 6519 | Generation Constraint in GWh | FALSE | L | Annual | Emissions at Affected Plants | GWh | 254.8477 | 254.8477 | 254.8477 | 254.8477 | 254.8477 | 254.8477 | 254.8477
Solar Generation Cap 20% - SPP_SPS v5.14 | 1223 | 6519 | Generation Constraint in GWh | FALSE | L | Annual | Allowances Purchased | GWh | 0 | 0 | 0 | 0 | 0 | 0 | 0
Solar Generation Cap 20% - SPP_SPS v5.14 | 1223 | 6519 | Generation Constraint in GWh | FALSE | L | Annual | Allowances Sold | GWh | 0 | 0 | 0 | 0 | 0 | 0 | 0
Solar Generation Cap 20% - SPP_SPS v5.14 | 1223 | 6519 | Generation Constraint in GWh | FALSE | L | Annual | Allowances Banked | GWh | 0 | 0 | 0 | 0 | 0 | 0 | 0
Solar Generation Cap 20% - SPP_SPS v5.14 | 1223 | 6519 | Generation Constraint in GWh | FALSE | L | Annual | Allowances Withdrawn (1:1) | GWh | 0 | 0 | 0 | 0 | 0 | 0 | 0
Solar Generation Cap 20% - SPP_SPS v5.14 | 1223 | 6519 | Generation Constraint in GWh | FALSE | L | Annual | Allowances Withdrawn (n:1) | GWh | 0 | 0 | 0 | 0 | 0 | 0 | 0
Solar Generation Cap 20% - SPP_SPS v5.14 | 1223 | 6519 | Generation Constraint in GWh | FALSE | L | Annual | Net Emissions Allowance Position | GWh | 254.8477 | 254.8477 | 254.8477 | 254.8477 | 254.8477 | 254.8477 | 254.8477
Solar Generation Cap 20% - SPP_SPS v5.14 | 1223 | 6519 | Generation Constraint in GWh | FALSE | L | Annual | Fuel Consumed | TBtu | 0 | 0 | 0 | 0 | 0 | 0 | 0
Solar Generation Cap 20% - SPP_SPS v5.14 | 1223 | 6519 | Generation Constraint in GWh | FALSE | L | Annual | Heat Rate | MMBtu/MWh | 0 | 0 | 0 | 0 | 0 | 0 | 0
Solar Generation Cap 20% - SPP_SPS v5.14 | 1223 | 6519 | Generation Constraint in GWh | FALSE | L | Annual | Generation | TWh | 0.25485 | 0.25485 | 0.25485 | 0.25485 | 0.25485 | 0.25485 | 0.25485
Solar Generation Cap 20% - SPP_SPS v5.14 | 1223 | 6519 | Generation Constraint in GWh | FALSE | L | Annual | Qualifying Generation | TWh | 0.25485 | 0.25485 | 0.25485 | 0.25485 | 0.25485 | 0.25485 | 0.25485
Solar Generation Cap 20% - SPP_SPS v5.14 | 1223 | 6519 | Generation Constraint in GWh | FALSE | L | Annual | Rate | lb/MWh | 0 | 0 | 0 | 0 | 0 | 0 | 0
Solar Generation Cap 20% - SPP_SPS v5.14 | 1223 | 6519 | Generation Constraint in GWh | FALSE | L | Annual | Constraint Shadow Price | US2011$/MWh | 0 | 0 | 0 | 0 | 0 | 0 | 0
Solar Generation Cap 20% - SPP_WEST v5.14 | 1224 | 6520 | Generation Constraint in GWh | FALSE | L | Annual | Seasons Included | Seasons | Winter, Summer | Winter, Summer | Winter, Summer | Winter, Summer | Winter, Summer | Winter, Summer | Winter, Summer
Solar Generation Cap 20% - SPP_WEST v5.14 | 1224 | 6520 | Generation Constraint in GWh | FALSE | L | Annual | Standard | GWh | 24653.932 | 24985.2885 | 25613.0472 | 26880.5623 | 28120.0665 | 30506.5647 | 33095.6079
Solar Generation Cap 20% - SPP_WEST v5.14 | 1224 | 6520 | Generation Constraint in GWh | FALSE | L | Annual | Emissions at Affected Plants | GWh | 0 | 0 | 0 | 0 | 8864.788 | 17639.2806 | 21522.8454
Solar Generation Cap 20% - SPP_WEST v5.14 | 1224 | 6520 | Generation Constraint in GWh | FALSE | L | Annual | Allowances Purchased | GWh | 0 | 0 | 0 | 0 | 0 | 0 | 0
Solar Generation Cap 20% - SPP_WEST v5.14 | 1224 | 6520 | Generation Constraint in GWh | FALSE | L | Annual | Allowances Sold | GWh | 0 | 0 | 0 | 0 | 0 | 0 | 0
Solar Generation Cap 20% - SPP_WEST v5.14 | 1224 | 6520 | Generation Constraint in GWh | FALSE | L | Annual | Allowances Banked | GWh | 0 | 0 | 0 | 0 | 0 | 0 | 0
Solar Generation Cap 20% - SPP_WEST v5.14 | 1224 | 6520 | Generation Constraint in GWh | FALSE | L | Annual | Allowances Withdrawn (1:1) | GWh | 0 | 0 | 0 | 0 | 0 | 0 | 0
Solar Generation Cap 20% - SPP_WEST v5.14 | 1224 | 6520 | Generation Constraint in GWh | FALSE | L | Annual | Allowances Withdrawn (n:1) | GWh | 0 | 0 | 0 | 0 | 0 | 0 | 0
Solar Generation Cap 20% - SPP_WEST v5.14 | 1224 | 6520 | Generation Constraint in GWh | FALSE | L | Annual | Net Emissions Allowance Position | GWh | 0 | 0 | 0 | 0 | 8864.788 | 17639.2806 | 21522.8454
Solar Generation Cap 20% - SPP_WEST v5.14 | 1224 | 6520 | Generation Constraint in GWh | FALSE | L | Annual | Fuel Consumed | TBtu | 0 | 0 | 0 | 0 | 0 | 0 | 0
Solar Generation Cap 20% - SPP_WEST v5.14 | 1224 | 6520 | Generation Constraint in GWh | FALSE | L | Annual | Heat Rate | MMBtu/MWh | 0 | 0 | 0 | 0 | 0 | 0 | 0
Solar Generation Cap 20% - SPP_WEST v5.14 | 1224 | 6520 | Generation Constraint in GWh | FALSE | L | Annual | Generation | TWh | 0 | 0 | 0 | 0 | 8.8648 | 17.6393 | 21.5228
Solar Generation Cap 20% - SPP_WEST v5.14 | 1224 | 6520 | Generation Constraint in GWh | FALSE | L | Annual | Qualifying Generation | TWh | 0 | 0 | 0 | 0 | 8.8648 | 17.6393 | 21.5228
Solar Generation Cap 20% - SPP_WEST v5.14 | 1224 | 6520 | Generation Constraint in GWh | FALSE | L | Annual | Rate | lb/MWh | 0 | 0 | 0 | 0 | 0 | 0 | 0
Solar Generation Cap 20% - SPP_WEST v5.14 | 1224 | 6520 | Generation Constraint in GWh | FALSE | L | Annual | Constraint Shadow Price | US2011$/MWh | 0 | 0 | 0 | 0 | 0 | 0 | 0
Solar Generation Cap 20% - WEC_CALN v5.14 | 1225 | 6521 | Generation Constraint in GWh | FALSE | L | Annual | Seasons Included | Seasons | Winter, Summer | Winter, Summer | Winter, Summer | Winter, Summer | Winter, Summer | Winter, Summer | Winter, Summer
Solar Generation Cap 20% - WEC_CALN v5.14 | 1225 | 6521 | Generation Constraint in GWh | FALSE | L | Annual | Standard | GWh | 22802.793 | 23070.5319 | 23369.8482 | 24288.3269 | 25159.0536 | 27299.958 | 29623.0494
Solar Generation Cap 20% - WEC_CALN v5.14 | 1225 | 6521 | Generation Constraint in GWh | FALSE | L | Annual | Emissions at Affected Plants | GWh | 3259.6774 | 3259.6774 | 3259.6774 | 3259.6774 | 25159.0536 | 27299.958 | 29623.0494
Solar Generation Cap 20% - WEC_CALN v5.14 | 1225 | 6521 | Generation Constraint in GWh | FALSE | L | Annual | Allowances Purchased | GWh | 0 | 0 | 0 | 0 | 0 | 0 | 0
Solar Generation Cap 20% - WEC_CALN v5.14 | 1225 | 6521 | Generation Constraint in GWh | FALSE | L | Annual | Allowances Sold | GWh | 0 | 0 | 0 | 0 | 0 | 0 | 0
Solar Generation Cap 20% - WEC_CALN v5.14 | 1225 | 6521 | Generation Constraint in GWh | FALSE | L | Annual | Allowances Banked | GWh | 0 | 0 | 0 | 0 | 0 | 0 | 0
Solar Generation Cap 20% - WEC_CALN v5.14 | 1225 | 6521 | Generation Constraint in GWh | FALSE | L | Annual | Allowances Withdrawn (1:1) | GWh | 0 | 0 | 0 | 0 | 0 | 0 | 0
Solar Generation Cap 20% - WEC_CALN v5.14 | 1225 | 6521 | Generation Constraint in GWh | FALSE | L | Annual | Allowances Withdrawn (n:1) | GWh | 0 | 0 | 0 | 0 | 0 | 0 | 0
Solar Generation Cap 20% - WEC_CALN v5.14 | 1225 | 6521 | Generation Constraint in GWh | FALSE | L | Annual | Net Emissions Allowance Position | GWh | 3259.6774 | 3259.6774 | 3259.6774 | 3259.6774 | 25159.0536 | 27299.958 | 29623.0494
Solar Generation Cap 20% - WEC_CALN v5.14 | 1225 | 6521 | Generation Constraint in GWh | FALSE | L | Annual | Fuel Consumed | TBtu | 0 | 0 | 0 | 0 | 0 | 0 | 0
Solar Generation Cap 20% - WEC_CALN v5.14 | 1225 | 6521 | Generation Constraint in GWh | FALSE | L | Annual | Heat Rate | MMBtu/MWh | 0 | 0 | 0 | 0 | 0 | 0 | 0
Solar Generation Cap 20% - WEC_CALN v5.14 | 1225 | 6521 | Generation Constraint in GWh | FALSE | L | Annual | Generation | TWh | 3.2597 | 3.2597 | 3.2597 | 3.2597 | 25.1591 | 27.3 | 29.623
Solar Generation Cap 20% - WEC_CALN v5.14 | 1225 | 6521 | Generation Constraint in GWh | FALSE | L | Annual | Qualifying Generation | TWh | 3.2597 | 3.2597 | 3.2597 | 3.2597 | 25.1591 | 27.3 | 29.623
Solar Generation Cap 20% - WEC_CALN v5.14 | 1225 | 6521 | Generation Constraint in GWh | FALSE | L | Annual | Rate | lb/MWh | 0 | 0 | 0 | 0 | 0 | 0 | 0
Solar Generation Cap 20% - WEC_CALN v5.14 | 1225 | 6521 | Generation Constraint in GWh | FALSE | L | Annual | Constraint Shadow Price | US2011$/MWh | 0 | 0 | 0 | 0 | 2.4806 | 3.0683 | 13.295
Solar Generation Cap 20% - WEC_LADW v5.14 | 1226 | 6522 | Generation Constraint in GWh | FALSE | L | Annual | Seasons Included | Seasons | Winter, Summer | Winter, Summer | Winter, Summer | Winter, Summer | Winter, Summer | Winter, Summer | Winter, Summer
Solar Generation Cap 20% - WEC_LADW v5.14 | 1226 | 6522 | Generation Constraint in GWh | FALSE | L | Annual | Standard | GWh | 5249.4004 | 5311.0271 | 5379.9223 | 5591.333 | 5791.7524 | 6284.5349 | 6819.2522
Solar Generation Cap 20% - WEC_LADW v5.14 | 1226 | 6522 | Generation Constraint in GWh | FALSE | L | Annual | Emissions at Affected Plants | GWh | 1142.1405 | 1559.8486 | 1559.8486 | 1559.8486 | 5545.3612 | 6284.5349 | 6819.2522
Solar Generation Cap 20% - WEC_LADW v5.14 | 1226 | 6522 | Generation Constraint in GWh | FALSE | L | Annual | Allowances Purchased | GWh | 0 | 0 | 0 | 0 | 0 | 0 | 0
Solar Generation Cap 20% - WEC_LADW v5.14 | 1226 | 6522 | Generation Constraint in GWh | FALSE | L | Annual | Allowances Sold | GWh | 0 | 0 | 0 | 0 | 0 | 0 | 0
Solar Generation Cap 20% - WEC_LADW v5.14 | 1226 | 6522 | Generation Constraint in GWh | FALSE | L | Annual | Allowances Banked | GWh | 0 | 0 | 0 | 0 | 0 | 0 | 0
Solar Generation Cap 20% - WEC_LADW v5.14 | 1226 | 6522 | Generation Constraint in GWh | FALSE | L | Annual | Allowances Withdrawn (1:1) | GWh | 0 | 0 | 0 | 0 | 0 | 0 | 0
Solar Generation Cap 20% - WEC_LADW v5.14 | 1226 | 6522 | Generation Constraint in GWh | FALSE | L | Annual | Allowances Withdrawn (n:1) | GWh | 0 | 0 | 0 | 0 | 0 | 0 | 0
Solar Generation Cap 20% - WEC_LADW v5.14 | 1226 | 6522 | Generation Constraint in GWh | FALSE | L | Annual | Net Emissions Allowance Position | GWh | 1142.1405 | 1559.8486 | 1559.8486 | 1559.8486 | 5545.3612 | 6284.5349 | 6819.2522
Solar Generation Cap 20% - WEC_LADW v5.14 | 1226 | 6522 | Generation Constraint in GWh | FALSE | L | Annual | Fuel Consumed | TBtu | 0 | 0 | 0 | 0 | 0 | 0 | 0
Solar Generation Cap 20% - WEC_LADW v5.14 | 1226 | 6522 | Generation Constraint in GWh | FALSE | L | Annual | Heat Rate | MMBtu/MWh | 0 | 0 | 0 | 0 | 0 | 0 | 0
Solar Generation Cap 20% - WEC_LADW v5.14 | 1226 | 6522 | Generation Constraint in GWh | FALSE | L | Annual | Generation | TWh | 1.1421 | 1.5598 | 1.5598 | 1.5598 | 5.5454 | 6.2845 | 6.8193
Solar Generation Cap 20% - WEC_LADW v5.14 | 1226 | 6522 | Generation Constraint in GWh | FALSE | L | Annual | Qualifying Generation | TWh | 1.1421 | 1.5598 | 1.5598 | 1.5598 | 5.5454 | 6.2845 | 6.8193
Solar Generation Cap 20% - WEC_LADW v5.14 | 1226 | 6522 | Generation Constraint in GWh | FALSE | L | Annual | Rate | lb/MWh | 0 | 0 | 0 | 0 | 0 | 0 | 0
Solar Generation Cap 20% - WEC_LADW v5.14 | 1226 | 6522 | Generation Constraint in GWh | FALSE | L | Annual | Constraint Shadow Price | US2011$/MWh | 0 | 0 | 0 | 0 | 0 | 1.2114 | 16.0505
Solar Generation Cap 20% - WEC_SDGE v5.14 | 1227 | 6523 | Generation Constraint in GWh | FALSE | L | Annual | Seasons Included | Seasons | Winter, Summer | Winter, Summer | Winter, Summer | Winter, Summer | Winter, Summer | Winter, Summer | Winter, Summer
Solar Generation Cap 20% - WEC_SDGE v5.14 | 1227 | 6523 | Generation Constraint in GWh | FALSE | L | Annual | Standard | GWh | 4113.7195 | 4162.0111 | 4215.9983 | 4381.6627 | 4570.0138 | 4956.1649 | 5375.1769
Solar Generation Cap 20% - WEC_SDGE v5.14 | 1227 | 6523 | Generation Constraint in GWh | FALSE | L | Annual | Emissions at Affected Plants | GWh | 96.4302 | 96.4302 | 96.4302 | 4381.6627 | 4570.0138 | 4956.1649 | 5375.1769
Solar Generation Cap 20% - WEC_SDGE v5.14 | 1227 | 6523 | Generation Constraint in GWh | FALSE | L | Annual | Allowances Purchased | GWh | 0 | 0 | 0 | 0 | 0 | 0 | 0
Solar Generation Cap 20% - WEC_SDGE v5.14 | 1227 | 6523 | Generation Constraint in GWh | FALSE | L | Annual | Allowances Sold | GWh | 0 | 0 | 0 | 0 | 0 | 0 | 0
Solar Generation Cap 20% - WEC_SDGE v5.14 | 1227 | 6523 | Generation Constraint in GWh | FALSE | L | Annual | Allowances Banked | GWh | 0 | 0 | 0 | 0 | 0 | 0 | 0
Solar Generation Cap 20% - WEC_SDGE v5.14 | 1227 | 6523 | Generation Constraint in GWh | FALSE | L | Annual | Allowances Withdrawn (1:1) | GWh | 0 | 0 | 0 | 0 | 0 | 0 | 0
Solar Generation Cap 20% - WEC_SDGE v5.14 | 1227 | 6523 | Generation Constraint in GWh | FALSE | L | Annual | Allowances Withdrawn (n:1) | GWh | 0 | 0 | 0 | 0 | 0 | 0 | 0
Solar Generation Cap 20% - WEC_SDGE v5.14 | 1227 | 6523 | Generation Constraint in GWh | FALSE | L | Annual | Net Emissions Allowance Position | GWh | 96.4302 | 96.4302 | 96.4302 | 4381.6627 | 4570.0138 | 4956.1649 | 5375.1769
Solar Generation Cap 20% - WEC_SDGE v5.14 | 1227 | 6523 | Generation Constraint in GWh | FALSE | L | Annual | Fuel Consumed | TBtu | 0 | 0 | 0 | 0 | 0 | 0 | 0
Solar Generation Cap 20% - WEC_SDGE v5.14 | 1227 | 6523 | Generation Constraint in GWh | FALSE | L | Annual | Heat Rate | MMBtu/MWh | 0 | 0 | 0 | 0 | 0 | 0 | 0
Solar Generation Cap 20% - WEC_SDGE v5.14 | 1227 | 6523 | Generation Constraint in GWh | FALSE | L | Annual | Generation | TWh | 0.09643 | 0.09643 | 0.09643 | 4.3817 | 4.57 | 4.9562 | 5.3752
Solar Generation Cap 20% - WEC_SDGE v5.14 | 1227 | 6523 | Generation Constraint in GWh | FALSE | L | Annual | Qualifying Generation | TWh | 0.09643 | 0.09643 | 0.09643 | 4.3817 | 4.57 | 4.9562 | 5.3752
Solar Generation Cap 20% - WEC_SDGE v5.14 | 1227 | 6523 | Generation Constraint in GWh | FALSE | L | Annual | Rate | lb/MWh | 0 | 0 | 0 | 0 | 0 | 0 | 0
Solar Generation Cap 20% - WEC_SDGE v5.14 | 1227 | 6523 | Generation Constraint in GWh | FALSE | L | Annual | Constraint Shadow Price | US2011$/MWh | 0 | 0 | 0 | 2.8679 | 12.0189 | 14.9631 | 16.5335
Solar Generation Cap 20% - WECC_AZ v5.14 | 1228 | 6524 | Generation Constraint in GWh | FALSE | L | Annual | Seasons Included | Seasons | Winter, Summer | Winter, Summer | Winter, Summer | Winter, Summer | Winter, Summer | Winter, Summer | Winter, Summer
Solar Generation Cap 20% - WECC_AZ v5.14 | 1228 | 6524 | Generation Constraint in GWh | FALSE | L | Annual | Standard | GWh | 18331.9397 | 18774.9441 | 19115.9971 | 20062.393 | 21089.1806 | 23191.269 | 25502.8954
Solar Generation Cap 20% - WECC_AZ v5.14 | 1228 | 6524 | Generation Constraint in GWh | FALSE | L | Annual | Emissions at Affected Plants | GWh | 3533.3022 | 3533.3022 | 3533.3022 | 3533.3022 | 21089.1806 | 23191.269 | 25502.8954
Solar Generation Cap 20% - WECC_AZ v5.14 | 1228 | 6524 | Generation Constraint in GWh | FALSE | L | Annual | Allowances Purchased | GWh | 0 | 0 | 0 | 0 | 0 | 0 | 0
Solar Generation Cap 20% - WECC_AZ v5.14 | 1228 | 6524 | Generation Constraint in GWh | FALSE | L | Annual | Allowances Sold | GWh | 0 | 0 | 0 | 0 | 0 | 0 | 0
Solar Generation Cap 20% - WECC_AZ v5.14 | 1228 | 6524 | Generation Constraint in GWh | FALSE | L | Annual | Allowances Banked | GWh | 0 | 0 | 0 | 0 | 0 | 0 | 0
Solar Generation Cap 20% - WECC_AZ v5.14 | 1228 | 6524 | Generation Constraint in GWh | FALSE | L | Annual | Allowances Withdrawn (1:1) | GWh | 0 | 0 | 0 | 0 | 0 | 0 | 0
Solar Generation Cap 20% - WECC_AZ v5.14 | 1228 | 6524 | Generation Constraint in GWh | FALSE | L | Annual | Allowances Withdrawn (n:1) | GWh | 0 | 0 | 0 | 0 | 0 | 0 | 0
Solar Generation Cap 20% - WECC_AZ v5.14 | 1228 | 6524 | Generation Constraint in GWh | FALSE | L | Annual | Net Emissions Allowance Position | GWh | 3533.3022 | 3533.3022 | 3533.3022 | 3533.3022 | 21089.1806 | 23191.269 | 25502.8954
Solar Generation Cap 20% - WECC_AZ v5.14 | 1228 | 6524 | Generation Constraint in GWh | FALSE | L | Annual | Fuel Consumed | TBtu | 0 | 0 | 0 | 0 | 0 | 0 | 0
Solar Generation Cap 20% - WECC_AZ v5.14 | 1228 | 6524 | Generation Constraint in GWh | FALSE | L | Annual | Heat Rate | MMBtu/MWh | 0 | 0 | 0 | 0 | 0 | 0 | 0
Solar Generation Cap 20% - WECC_AZ v5.14 | 1228 | 6524 | Generation Constraint in GWh | FALSE | L | Annual | Generation | TWh | 3.5333 | 3.5333 | 3.5333 | 3.5333 | 21.0892 | 23.1913 | 25.5029
Solar Generation Cap 20% - WECC_AZ v5.14 | 1228 | 6524 | Generation Constraint in GWh | FALSE | L | Annual | Qualifying Generation | TWh | 3.5333 | 3.5333 | 3.5333 | 3.5333 | 21.0892 | 23.1913 | 25.5029
Solar Generation Cap 20% - WECC_AZ v5.14 | 1228 | 6524 | Generation Constraint in GWh | FALSE | L | Annual | Rate | lb/MWh | 0 | 0 | 0 | 0 | 0 | 0 | 0
Solar Generation Cap 20% - WECC_AZ v5.14 | 1228 | 6524 | Generation Constraint in GWh | FALSE | L | Annual | Constraint Shadow Price | US2011$/MWh | 0 | 0 | 0 | 0 | 8.4291 | 10.595 | 16.683
Solar Generation Cap 20% - WECC_CO v5.14 | 1229 | 6525 | Generation Constraint in GWh | FALSE | L | Annual | Seasons Included | Seasons | Winter, Summer | Winter, Summer | Winter, Summer | Winter, Summer | Winter, Summer | Winter, Summer | Winter, Summer
Solar Generation Cap 20% - WECC_CO v5.14 | 1229 | 6525 | Generation Constraint in GWh | FALSE | L | Annual | Standard | GWh | 12586.8485 | 12972.0096 | 13246.4928 | 13946.2821 | 14624.3948 | 15944.9514 | 17384.76
Solar Generation Cap 20% - WECC_CO v5.14 | 1229 | 6525 | Generation Constraint in GWh | FALSE | L | Annual | Emissions at Affected Plants | GWh | 236.3034 | 236.3034 | 236.3034 | 1127.9305 | 7311.6974 | 9292.5322 | 11452.2451
Solar Generation Cap 20% - WECC_CO v5.14 | 1229 | 6525 | Generation Constraint in GWh | FALSE | L | Annual | Allowances Purchased | GWh | 0 | 0 | 0 | 0 | 0 | 0 | 0
Solar Generation Cap 20% - WECC_CO v5.14 | 1229 | 6525 | Generation Constraint in GWh | FALSE | L | Annual | Allowances Sold | GWh | 0 | 0 | 0 | 0 | 0 | 0 | 0
Solar Generation Cap 20% - WECC_CO v5.14 | 1229 | 6525 | Generation Constraint in GWh | FALSE | L | Annual | Allowances Banked | GWh | 0 | 0 | 0 | 0 | 0 | 0 | 0
Solar Generation Cap 20% - WECC_CO v5.14 | 1229 | 6525 | Generation Constraint in GWh | FALSE | L | Annual | Allowances Withdrawn (1:1) | GWh | 0 | 0 | 0 | 0 | 0 | 0 | 0
Solar Generation Cap 20% - WECC_CO v5.14 | 1229 | 6525 | Generation Constraint in GWh | FALSE | L | Annual | Allowances Withdrawn (n:1) | GWh | 0 | 0 | 0 | 0 | 0 | 0 | 0
Solar Generation Cap 20% - WECC_CO v5.14 | 1229 | 6525 | Generation Constraint in GWh | FALSE | L | Annual | Net Emissions Allowance Position | GWh | 236.3034 | 236.3034 | 236.3034 | 1127.9305 | 7311.6974 | 9292.5322 | 11452.2451
Solar Generation Cap 20% - WECC_CO v5.14 | 1229 | 6525 | Generation Constraint in GWh | FALSE | L | Annual | Fuel Consumed | TBtu | 0 | 0 | 0 | 0 | 0 | 0 | 0
Solar Generation Cap 20% - WECC_CO v5.14 | 1229 | 6525 | Generation Constraint in GWh | FALSE | L | Annual | Heat Rate | MMBtu/MWh | 0 | 0 | 0 | 0 | 0 | 0 | 0
Solar Generation Cap 20% - WECC_CO v5.14 | 1229 | 6525 | Generation Constraint in GWh | FALSE | L | Annual | Generation | TWh | 0.2363 | 0.2363 | 0.2363 | 1.1279 | 7.3117 | 9.2925 | 11.4522
Solar Generation Cap 20% - WECC_CO v5.14 | 1229 | 6525 | Generation Constraint in GWh | FALSE | L | Annual | Qualifying Generation | TWh | 0.2363 | 0.2363 | 0.2363 | 1.1279 | 7.3117 | 9.2925 | 11.4522
Solar Generation Cap 20% - WECC_CO v5.14 | 1229 | 6525 | Generation Constraint in GWh | FALSE | L | Annual | Rate | lb/MWh | 0 | 0 | 0 | 0 | 0 | 0 | 0
Solar Generation Cap 20% - WECC_CO v5.14 | 1229 | 6525 | Generation Constraint in GWh | FALSE | L | Annual | Constraint Shadow Price | US2011$/MWh | 0 | 0 | 0 | 0 | 0 | 0 | 0
Solar Generation Cap 20% - WECC_ID v5.14 | 1230 | 6526 | Generation Constraint in GWh | FALSE | L | Annual | Seasons Included | Seasons | Winter, Summer | Winter, Summer | Winter, Summer | Winter, Summer | Winter, Summer | Winter, Summer | Winter, Summer
Solar Generation Cap 20% - WECC_ID v5.14 | 1230 | 6526 | Generation Constraint in GWh | FALSE | L | Annual | Standard | GWh | 4362.649 | 4464.9408 | 4536.4392 | 4724.9772 | 4901.5697 | 5258.1045 | 5640.5785
Solar Generation Cap 20% - WECC_ID v5.14 | 1230 | 6526 | Generation Constraint in GWh | FALSE | L | Annual | Emissions at Affected Plants | GWh | 28.555 | 28.555 | 28.555 | 28.555 | 28.555 | 28.555 | 233.9171
Solar Generation Cap 20% - WECC_ID v5.14 | 1230 | 6526 | Generation Constraint in GWh | FALSE | L | Annual | Allowances Purchased | GWh | 0 | 0 | 0 | 0 | 0 | 0 | 0
Solar Generation Cap 20% - WECC_ID v5.14 | 1230 | 6526 | Generation Constraint in GWh | FALSE | L | Annual | Allowances Sold | GWh | 0 | 0 | 0 | 0 | 0 | 0 | 0
Solar Generation Cap 20% - WECC_ID v5.14 | 1230 | 6526 | Generation Constraint in GWh | FALSE | L | Annual | Allowances Banked | GWh | 0 | 0 | 0 | 0 | 0 | 0 | 0
Solar Generation Cap 20% - WECC_ID v5.14 | 1230 | 6526 | Generation Constraint in GWh | FALSE | L | Annual | Allowances Withdrawn (1:1) | GWh | 0 | 0 | 0 | 0 | 0 | 0 | 0
Solar Generation Cap 20% - WECC_ID v5.14 | 1230 | 6526 | Generation Constraint in GWh | FALSE | L | Annual | Allowances Withdrawn (n:1) | GWh | 0 | 0 | 0 | 0 | 0 | 0 | 0
Solar Generation Cap 20% - WECC_ID v5.14 | 1230 | 6526 | Generation Constraint in GWh | FALSE | L | Annual | Net Emissions Allowance Position | GWh | 28.555 | 28.555 | 28.555 | 28.555 | 28.555 | 28.555 | 233.9171
Solar Generation Cap 20% - WECC_ID v5.14 | 1230 | 6526 | Generation Constraint in GWh | FALSE | L | Annual | Fuel Consumed | TBtu | 0 | 0 | 0 | 0 | 0 | 0 | 0
Solar Generation Cap 20% - WECC_ID v5.14 | 1230 | 6526 | Generation Constraint in GWh | FALSE | L | Annual | Heat Rate | MMBtu/MWh | 0 | 0 | 0 | 0 | 0 | 0 | 0
Solar Generation Cap 20% - WECC_ID v5.14 | 1230 | 6526 | Generation Constraint in GWh | FALSE | L | Annual | Generation | TWh | 0.028555 | 0.028555 | 0.028555 | 0.028555 | 0.028555 | 0.028555 | 0.23392
Solar Generation Cap 20% - WECC_ID v5.14 | 1230 | 6526 | Generation Constraint in GWh | FALSE | L | Annual | Qualifying Generation | TWh | 0.028555 | 0.028555 | 0.028555 | 0.028555 | 0.028555 | 0.028555 | 0.23392
Solar Generation Cap 20% - WECC_ID v5.14 | 1230 | 6526 | Generation Constraint in GWh | FALSE | L | Annual | Rate | lb/MWh | 0 | 0 | 0 | 0 | 0 | 0 | 0
Solar Generation Cap 20% - WECC_ID v5.14 | 1230 | 6526 | Generation Constraint in GWh | FALSE | L | Annual | Constraint Shadow Price | US2011$/MWh | 0 | 0 | 0 | 0 | 0 | 0 | 0
Solar Generation Cap 20% - WECC_IID v5.14 | 1231 | 6527 | Generation Constraint in GWh | FALSE | L | Annual | Seasons Included | Seasons | Winter, Summer | Winter, Summer | Winter, Summer | Winter, Summer | Winter, Summer | Winter, Summer | Winter, Summer
Solar Generation Cap 20% - WECC_IID v5.14 | 1231 | 6527 | Generation Constraint in GWh | FALSE | L | Annual | Standard | GWh | 2517.5155 | 2517.5155 | 2517.5155 | 2517.5155 | 2517.5155 | 2517.5155 | 2517.5155
Solar Generation Cap 20% - WECC_IID v5.14 | 1231 | 6527 | Generation Constraint in GWh | FALSE | L | Annual | Emissions at Affected Plants | GWh | 2516.5155 | 2516.5155 | 2516.5155 | 2516.5155 | 2516.5155 | 2516.5155 | 2516.5155
Solar Generation Cap 20% - WECC_IID v5.14 | 1231 | 6527 | Generation Constraint in GWh | FALSE | L | Annual | Allowances Purchased | GWh | 0 | 0 | 0 | 0 | 0 | 0 | 0
Solar Generation Cap 20% - WECC_IID v5.14 | 1231 | 6527 | Generation Constraint in GWh | FALSE | L | Annual | Allowances Sold | GWh | 0 | 0 | 0 | 0 | 0 | 0 | 0
Solar Generation Cap 20% - WECC_IID v5.14 | 1231 | 6527 | Generation Constraint in GWh | FALSE | L | Annual | Allowances Banked | GWh | 0 | 0 | 0 | 0 | 0 | 0 | 0
Solar Generation Cap 20% - WECC_IID v5.14 | 1231 | 6527 | Generation Constraint in GWh | FALSE | L | Annual | Allowances Withdrawn (1:1) | GWh | 0 | 0 | 0 | 0 | 0 | 0 | 0
Solar Generation Cap 20% - WECC_IID v5.14 | 1231 | 6527 | Generation Constraint in GWh | FALSE | L | Annual | Allowances Withdrawn (n:1) | GWh | 0 | 0 | 0 | 0 | 0 | 0 | 0
Solar Generation Cap 20% - WECC_IID v5.14 | 1231 | 6527 | Generation Constraint in GWh | FALSE | L | Annual | Net Emissions Allowance Position | GWh | 2516.5155 | 2516.5155 | 2516.5155 | 2516.5155 | 2516.5155 | 2516.5155 | 2516.5155
Solar Generation Cap 20% - WECC_IID v5.14 | 1231 | 6527 | Generation Constraint in GWh | FALSE | L | Annual | Fuel Consumed | TBtu | 0 | 0 | 0 | 0 | 0 | 0 | 0
Solar Generation Cap 20% - WECC_IID v5.14 | 1231 | 6527 | Generation Constraint in GWh | FALSE | L | Annual | Heat Rate | MMBtu/MWh | 0 | 0 | 0 | 0 | 0 | 0 | 0
Solar Generation Cap 20% - WECC_IID v5.14 | 1231 | 6527 | Generation Constraint in GWh | FALSE | L | Annual | Generation | TWh | 2.5165 | 2.5165 | 2.5165 | 2.5165 | 2.5165 | 2.5165 | 2.5165
Solar Generation Cap 20% - WECC_IID v5.14 | 1231 | 6527 | Generation Constraint in GWh | FALSE | L | Annual | Qualifying Generation | TWh | 2.5165 | 2.5165 | 2.5165 | 2.5165 | 2.5165 | 2.5165 | 2.5165
Solar Generation Cap 20% - WECC_IID v5.14 | 1231 | 6527 | Generation Constraint in GWh | FALSE | L | Annual | Rate | lb/MWh | 0 | 0 | 0 | 0 | 0 | 0 | 0
Solar Generation Cap 20% - WECC_IID v5.14 | 1231 | 6527 | Generation Constraint in GWh | FALSE | L | Annual | Constraint Shadow Price | US2011$/MWh | 0 | 0 | 0 | 0 | 0 | 0 | 0
Solar Generation Cap 20% - WECC_MT v5.14 | 1232 | 6528 | Generation Constraint in GWh | FALSE | L | Annual | Seasons Included | Seasons | Winter, Summer | Winter, Summer | Winter, Summer | Winter, Summer | Winter, Summer | Winter, Summer | Winter, Summer
Solar Generation Cap 20% - WECC_MT v5.14 | 1232 | 6528 | Generation Constraint in GWh | FALSE | L | Annual | Standard | GWh | 2189.9796 | 2241.3168 | 2277.1996 | 2371.8212 | 2460.4476 | 2639.3816 | 2831.3338
Solar Generation Cap 20% - WECC_MT v5.14 | 1232 | 6528 | Generation Constraint in GWh | FALSE | L | Annual | Emissions at Affected Plants | GWh | 0 | 0 | 0 | 0 | 0 | 0 | 0
Solar Generation Cap 20% - WECC_MT v5.14 | 1232 | 6528 | Generation Constraint in GWh | FALSE | L | Annual | Allowances Purchased | GWh | 0 | 0 | 0 | 0 | 0 | 0 | 0
Solar Generation Cap 20% - WECC_MT v5.14 | 1232 | 6528 | Generation Constraint in GWh | FALSE | L | Annual | Allowances Sold | GWh | 0 | 0 | 0 | 0 | 0 | 0 | 0
Solar Generation Cap 20% - WECC_MT v5.14 | 1232 | 6528 | Generation Constraint in GWh | FALSE | L | Annual | Allowances Banked | GWh | 0 | 0 | 0 | 0 | 0 | 0 | 0
Solar Generation Cap 20% - WECC_MT v5.14 | 1232 | 6528 | Generation Constraint in GWh | FALSE | L | Annual | Allowances Withdrawn (1:1) | GWh | 0 | 0 | 0 | 0 | 0 | 0 | 0
Solar Generation Cap 20% - WECC_MT v5.14 | 1232 | 6528 | Generation Constraint in GWh | FALSE | L | Annual | Allowances Withdrawn (n:1) | GWh | 0 | 0 | 0 | 0 | 0 | 0 | 0
Solar Generation Cap 20% - WECC_MT v5.14 | 1232 | 6528 | Generation Constraint in GWh | FALSE | L | Annual | Net Emissions Allowance Position | GWh | 0 | 0 | 0 | 0 | 0 | 0 | 0
Solar Generation Cap 20% - WECC_MT v5.14 | 1232 | 6528 | Generation Constraint in GWh | FALSE | L | Annual | Fuel Consumed | TBtu | 0 | 0 | 0 | 0 | 0 | 0 | 0
Solar Generation Cap 20% - WECC_MT v5.14 | 1232 | 6528 | Generation Constraint in GWh | FALSE | L | Annual | Heat Rate | MMBtu/MWh | 0 | 0 | 0 | 0 | 0 | 0 | 0
Solar Generation Cap 20% - WECC_MT v5.14 | 1232 | 6528 | Generation Constraint in GWh | FALSE | L | Annual | Generation | TWh | 0 | 0 | 0 | 0 | 0 | 0 | 0
Solar Generation Cap 20% - WECC_MT v5.14 | 1232 | 6528 | Generation Constraint in GWh | FALSE | L | Annual | Qualifying Generation | TWh | 0 | 0 | 0 | 0 | 0 | 0 | 0
Solar Generation Cap 20% - WECC_MT v5.14 | 1232 | 6528 | Generation Constraint in GWh | FALSE | L | Annual | Rate | lb/MWh | 0 | 0 | 0 | 0 | 0 | 0 | 0
Solar Generation Cap 20% - WECC_MT v5.14 | 1232 | 6528 | Generation Constraint in GWh | FALSE | L | Annual | Constraint Shadow Price | US2011$/MWh | 0 | 0 | 0 | 0 | 0 | 0 | 0
Solar Generation Cap 20% - WECC_NM v5.14 | 1233 | 6529 | Generation Constraint in GWh | FALSE | L | Annual | Seasons Included | Seasons | Winter, Summer | Winter, Summer | Winter, Summer | Winter, Summer | Winter, Summer | Winter, Summer | Winter, Summer
Solar Generation Cap 20% - WECC_NM v5.14 | 1233 | 6529 | Generation Constraint in GWh | FALSE | L | Annual | Standard | GWh | 4423.7046 | 4530.5883 | 4612.8741 | 4841.211 | 5088.944 | 5596.1147 | 6153.8406
Solar Generation Cap 20% - WECC_NM v5.14 | 1233 | 6529 | Generation Constraint in GWh | FALSE | L | Annual | Emissions at Affected Plants | GWh | 461.698 | 461.698 | 461.698 | 461.698 | 2543.972 | 3304.7281 | 4141.317
Solar Generation Cap 20% - WECC_NM v5.14 | 1233 | 6529 | Generation Constraint in GWh | FALSE | L | Annual | Allowances Purchased | GWh | 0 | 0 | 0 | 0 | 0 | 0 | 0
Solar Generation Cap 20% - WECC_NM v5.14 | 1233 | 6529 | Generation Constraint in GWh | FALSE | L | Annual | Allowances Sold | GWh | 0 | 0 | 0 | 0 | 0 | 0 | 0
Solar Generation Cap 20% - WECC_NM v5.14 | 1233 | 6529 | Generation Constraint in GWh | FALSE | L | Annual | Allowances Banked | GWh | 0 | 0 | 0 | 0 | 0 | 0 | 0
Solar Generation Cap 20% - WECC_NM v5.14 | 1233 | 6529 | Generation Constraint in GWh | FALSE | L | Annual | Allowances Withdrawn (1:1) | GWh | 0 | 0 | 0 | 0 | 0 | 0 | 0
Solar Generation Cap 20% - WECC_NM v5.14 | 1233 | 6529 | Generation Constraint in GWh | FALSE | L | Annual | Allowances Withdrawn (n:1) | GWh | 0 | 0 | 0 | 0 | 0 | 0 | 0
Solar Generation Cap 20% - WECC_NM v5.14 | 1233 | 6529 | Generation Constraint in GWh | FALSE | L | Annual | Net Emissions Allowance Position | GWh | 461.698 | 461.698 | 461.698 | 461.698 | 2543.972 | 3304.7281 | 4141.317
Solar Generation Cap 20% - WECC_NM v5.14 | 1233 | 6529 | Generation Constraint in GWh | FALSE | L | Annual | Fuel Consumed | TBtu | 0 | 0 | 0 | 0 | 0 | 0 | 0
Solar Generation Cap 20% - WECC_NM v5.14 | 1233 | 6529 | Generation Constraint in GWh | FALSE | L | Annual | Heat Rate | MMBtu/MWh | 0 | 0 | 0 | 0 | 0 | 0 | 0
Solar Generation Cap 20% - WECC_NM v5.14 | 1233 | 6529 | Generation Constraint in GWh | FALSE | L | Annual | Generation | TWh | 0.4617 | 0.4617 | 0.4617 | 0.4617 | 2.544 | 3.3047 | 4.1413
Solar Generation Cap 20% - WECC_NM v5.14 | 1233 | 6529 | Generation Constraint in GWh | FALSE | L | Annual | Qualifying Generation | TWh | 0.4617 | 0.4617 | 0.4617 | 0.4617 | 2.544 | 3.3047 | 4.1413
Solar Generation Cap 20% - WECC_NM v5.14 | 1233 | 6529 | Generation Constraint in GWh | FALSE | L | Annual | Rate | lb/MWh | 0 | 0 | 0 | 0 | 0 | 0 | 0
Solar Generation Cap 20% - WECC_NM v5.14 | 1233 | 6529 | Generation Constraint in GWh | FALSE | L | Annual | Constraint Shadow Price | US2011$/MWh | 0 | 0 | 0 | 0 | 0 | 0 | 0
Solar Generation Cap 20% - WECC_NNV v5.14 | 1234 | 6530 | Generation Constraint in GWh | FALSE | L | Annual | Seasons Included | Seasons | Winter, Summer | Winter, Summer | Winter, Summer | Winter, Summer | Winter, Summer | Winter, Summer | Winter, Summer
Solar Generation Cap 20% - WECC_NNV v5.14 | 1234 | 6530 | Generation Constraint in GWh | FALSE | L | Annual | Standard | GWh | 2495.0365 | 2553.5281 | 2594.4116 | 2702.2196 | 2803.197 | 3007.0674 | 3225.77
Solar Generation Cap 20% - WECC_NNV v5.14 | 1234 | 6530 | Generation Constraint in GWh | FALSE | L | Annual | Emissions at Affected Plants | GWh | 193.7399 | 193.7399 | 193.7399 | 193.7399 | 2803.197 | 3007.0674 | 3225.77
Solar Generation Cap 20% - WECC_NNV v5.14 | 1234 | 6530 | Generation Constraint in GWh | FALSE | L | Annual | Allowances Purchased | GWh | 0 | 0 | 0 | 0 | 0 | 0 | 0
Solar Generation Cap 20% - WECC_NNV v5.14 | 1234 | 6530 | Generation Constraint in GWh | FALSE | L | Annual | Allowances Sold | GWh | 0 | 0 | 0 | 0 | 0 | 0 | 0
Solar Generation Cap 20% - WECC_NNV v5.14 | 1234 | 6530 | Generation Constraint in GWh | FALSE | L | Annual | Allowances Banked | GWh | 0 | 0 | 0 | 0 | 0 | 0 | 0
Solar Generation Cap 20% - WECC_NNV v5.14 | 1234 | 6530 | Generation Constraint in GWh | FALSE | L | Annual | Allowances Withdrawn (1:1) | GWh | 0 | 0 | 0 | 0 | 0 | 0 | 0
Solar Generation Cap 20% - WECC_NNV v5.14 | 1234 | 6530 | Generation Constraint in GWh | FALSE | L | Annual | Allowances Withdrawn (n:1) | GWh | 0 | 0 | 0 | 0 | 0 | 0 | 0
Solar Generation Cap 20% - WECC_NNV v5.14 | 1234 | 6530 | Generation Constraint in GWh | FALSE | L | Annual | Net Emissions Allowance Position | GWh | 193.7399 | 193.7399 | 193.7399 | 193.7399 | 2803.197 | 3007.0674 | 3225.77
Solar Generation Cap 20% - WECC_NNV v5.14 | 1234 | 6530 | Generation Constraint in GWh | FALSE | L | Annual | Fuel Consumed | TBtu | 0 | 0 | 0 | 0 | 0 | 0 | 0
Solar Generation Cap 20% - WECC_NNV v5.14 | 1234 | 6530 | Generation Constraint in GWh | FALSE | L | Annual | Heat Rate | MMBtu/MWh | 0 | 0 | 0 | 0 | 0 | 0 | 0
Solar Generation Cap 20% - WECC_NNV v5.14 | 1234 | 6530 | Generation Constraint in GWh | FALSE | L | Annual | Generation | TWh | 0.19374 | 0.19374 | 0.19374 | 0.19374 | 2.8032 | 3.0071 | 3.2258
Solar Generation Cap 20% - WECC_NNV v5.14 | 1234 | 6530 | Generation Constraint in GWh | FALSE | L | Annual | Qualifying Generation | TWh | 0.19374 | 0.19374 | 0.19374 | 0.19374 | 2.8032 | 3.0071 | 3.2258
Solar Generation Cap 20% - WECC_NNV v5.14 | 1234 | 6530 | Generation Constraint in GWh | FALSE | L | Annual | Rate | lb/MWh | 0 | 0 | 0 | 0 | 0 | 0 | 0
Solar Generation Cap 20% - WECC_NNV v5.14 | 1234 | 6530 | Generation Constraint in GWh | FALSE | L | Annual | Constraint Shadow Price | US2011$/MWh | 0 | 0 | 0 | 0 | 6.1787 | 5.7374 | 10.6245
Solar Generation Cap 20% - WECC_PNW v5.14 | 1235 | 6531 | Generation Constraint in GWh | FALSE | L | Annual | Seasons Included | Seasons | Winter, Summer | Winter, Summer | Winter, Summer | Winter, Summer | Winter, Summer | Winter, Summer | Winter, Summer
Solar Generation Cap 20% - WECC_PNW v5.14 | 1235 | 6531 | Generation Constraint in GWh | FALSE | L | Annual | Standard | GWh | 33495.9083 | 34281.4498 | 34830.5152 | 36278.3769 | 37634.5038 | 40372.482 | 43309.6584
Solar Generation Cap 20% - WECC_PNW v5.14 | 1235 | 6531 | Generation Constraint in GWh | FALSE | L | Annual | Emissions at Affected Plants | GWh | 20.3616 | 20.3616 | 20.3616 | 20.3616 | 4876.5951 | 7467.9967 | 31290.4394
Solar Generation Cap 20% - WECC_PNW v5.14 | 1235 | 6531 | Generation Constraint in GWh | FALSE | L | Annual | Allowances Purchased | GWh | 0 | 0 | 0 | 0 | 0 | 0 | 0
Solar Generation Cap 20% - WECC_PNW v5.14 | 1235 | 6531 | Generation Constraint in GWh | FALSE | L | Annual | Allowances Sold | GWh | 0 | 0 | 0 | 0 | 0 | 0 | 0
Solar Generation Cap 20% - WECC_PNW v5.14 | 1235 | 6531 | Generation Constraint in GWh | FALSE | L | Annual | Allowances Banked | GWh | 0 | 0 | 0 | 0 | 0 | 0 | 0
Solar Generation Cap 20% - WECC_PNW v5.14 | 1235 | 6531 | Generation Constraint in GWh | FALSE | L | Annual | Allowances Withdrawn (1:1) | GWh | 0 | 0 | 0 | 0 | 0 | 0 | 0
Solar Generation Cap 20% - WECC_PNW v5.14 | 1235 | 6531 | Generation Constraint in GWh | FALSE | L | Annual | Allowances Withdrawn (n:1) | GWh | 0 | 0 | 0 | 0 | 0 | 0 | 0
Solar Generation Cap 20% - WECC_PNW v5.14 | 1235 | 6531 | Generation Constraint in GWh | FALSE | L | Annual | Net Emissions Allowance Position | GWh | 20.3616 | 20.3616 | 20.3616 | 20.3616 | 4876.5951 | 7467.9967 | 31290.4394
Solar Generation Cap 20% - WECC_PNW v5.14 | 1235 | 6531 | Generation Constraint in GWh | FALSE | L | Annual | Fuel Consumed | TBtu | 0 | 0 | 0 | 0 | 0 | 0 | 0
Solar Generation Cap 20% - WECC_PNW v5.14 | 1235 | 6531 | Generation Constraint in GWh | FALSE | L | Annual | Heat Rate | MMBtu/MWh | 0 | 0 | 0 | 0 | 0 | 0 | 0
Solar Generation Cap 20% - WECC_PNW v5.14 | 1235 | 6531 | Generation Constraint in GWh | FALSE | L | Annual | Generation | TWh | 0.020362 | 0.020362 | 0.020362 | 0.020362 | 4.8766 | 7.468 | 31.2904
Solar Generation Cap 20% - WECC_PNW v5.14 | 1235 | 6531 | Generation Constraint in GWh | FALSE | L | Annual | Qualifying Generation | TWh | 0.020362 | 0.020362 | 0.020362 | 0.020362 | 4.8766 | 7.468 | 31.2904
Solar Generation Cap 20% - WECC_PNW v5.14 | 1235 | 6531 | Generation Constraint in GWh | FALSE | L | Annual | Rate | lb/MWh | 0 | 0 | 0 | 0 | 0 | 0 | 0
Solar Generation Cap 20% - WECC_PNW v5.14 | 1235 | 6531 | Generation Constraint in GWh | FALSE | L | Annual | Constraint Shadow Price | US2011$/MWh | 0 | 0 | 0 | 0 | 0 | 0 | 0
Solar Generation Cap 20% - WECC_SCE v5.14 | 1236 | 6532 | Generation Constraint in GWh | FALSE | L | Annual | Seasons Included | Seasons | Winter, Summer | Winter, Summer | Winter, Summer | Winter, Summer | Winter, Summer | Winter, Summer | Winter, Summer
Solar Generation Cap 20% - WECC_SCE v5.14 | 1236 | 6532 | Generation Constraint in GWh | FALSE | L | Annual | Standard | GWh | 21748.1951 | 22003.5509 | 22289.0237 | 23165.0221 | 23995.4771 | 26037.3632 | 28253.0101
Solar Generation Cap 20% - WECC_SCE v5.14 | 1236 | 6532 | Generation Constraint in GWh | FALSE | L | Annual | Emissions at Affected Plants | GWh | 9273.3421 | 9448.3369 | 9448.3369 | 18883.9311 | 20129.6136 | 23192.4428 | 26515.9131
Solar Generation Cap 20% - WECC_SCE v5.14 | 1236 | 6532 | Generation Constraint in GWh | FALSE | L | Annual | Allowances Purchased | GWh | 0 | 0 | 0 | 0 | 0 | 0 | 0
Solar Generation Cap 20% - WECC_SCE v5.14 | 1236 | 6532 | Generation Constraint in GWh | FALSE | L | Annual | Allowances Sold | GWh | 0 | 0 | 0 | 0 | 0 | 0 | 0
Solar Generation Cap 20% - WECC_SCE v5.14 | 1236 | 6532 | Generation Constraint in GWh | FALSE | L | Annual | Allowances Banked | GWh | 0 | 0 | 0 | 0 | 0 | 0 | 0
Solar Generation Cap 20% - WECC_SCE v5.14 | 1236 | 6532 | Generation Constraint in GWh | FALSE | L | Annual | Allowances Withdrawn (1:1) | GWh | 0 | 0 | 0 | 0 | 0 | 0 | 0
Solar Generation Cap 20% - WECC_SCE v5.14 | 1236 | 6532 | Generation Constraint in GWh | FALSE | L | Annual | Allowances Withdrawn (n:1) | GWh | 0 | 0 | 0 | 0 | 0 | 0 | 0
Solar Generation Cap 20% - WECC_SCE v5.14 | 1236 | 6532 | Generation Constraint in GWh | FALSE | L | Annual | Net Emissions Allowance Position | GWh | 9273.3421 | 9448.3369 | 9448.3369 | 18883.9311 | 20129.6136 | 23192.4428 | 26515.9131
Solar Generation Cap 20% - WECC_SCE v5.14 | 1236 | 6532 | Generation Constraint in GWh | FALSE | L | Annual | Fuel Consumed | TBtu | 0 | 0 | 0 | 0 | 0 | 0 | 0
Solar Generation Cap 20% - WECC_SCE v5.14 | 1236 | 6532 | Generation Constraint in GWh | FALSE | L | Annual | Heat Rate | MMBtu/MWh | 0 | 0 | 0 | 0 | 0 | 0 | 0
Solar Generation Cap 20% - WECC_SCE v5.14 | 1236 | 6532 | Generation Constraint in GWh | FALSE | L | Annual | Generation | TWh | 9.2733 | 9.4483 | 9.4483 | 18.8839 | 20.1296 | 23.1924 | 26.5159
Solar Generation Cap 20% - WECC_SCE v5.14 | 1236 | 6532 | Generation Constraint in GWh | FALSE | L | Annual | Qualifying Generation | TWh | 9.2733 | 9.4483 | 9.4483 | 18.8839 | 20.1296 | 23.1924 | 26.5159
Solar Generation Cap 20% - WECC_SCE v5.14 | 1236 | 6532 | Generation Constraint in GWh | FALSE | L | Annual | Rate | lb/MWh | 0 | 0 | 0 | 0 | 0 | 0 | 0
Solar Generation Cap 20% - WECC_SCE v5.14 | 1236 | 6532 | Generation Constraint in GWh | FALSE | L | Annual | Constraint Shadow Price | US2011$/MWh | 0 | 0 | 0 | 0 | 0 | 0 | 0
Solar Generation Cap 20% - WECC_SF v5.14 | 1237 | 6533 | Generation Constraint in GWh | FALSE | L | Annual | Seasons Included | Seasons | Winter, Summer | Winter, Summer | Winter, Summer | Winter, Summer | Winter, Summer | Winter, Summer | Winter, Summer
Solar Generation Cap 20% - WECC_SF v5.14 | 1237 | 6533 | Generation Constraint in GWh | FALSE | L | Annual | Standard | GWh | 1150.8955 | 1164.3976 | 1179.4921 | 1225.8111 | 1269.7218 | 1377.6877 | 1494.8414
Solar Generation Cap 20% - WECC_SF v5.14 | 1237 | 6533 | Generation Constraint in GWh | FALSE | L | Annual | Emissions at Affected Plants | GWh | 78.799 | 78.799 | 78.799 | 78.799 | 634.3609 | 796.3098 | 972.0402
Solar Generation Cap 20% - WECC_SF v5.14 | 1237 | 6533 | Generation Constraint in GWh | FALSE | L | Annual | Allowances Purchased | GWh | 0 | 0 | 0 | 0 | 0 | 0 | 0
Solar Generation Cap 20% - WECC_SF v5.14 | 1237 | 6533 | Generation Constraint in GWh | FALSE | L | Annual | Allowances Sold | GWh | 0 | 0 | 0 | 0 | 0 | 0 | 0
Solar Generation Cap 20% - WECC_SF v5.14 | 1237 | 6533 | Generation Constraint in GWh | FALSE | L | Annual | Allowances Banked | GWh | 0 | 0 | 0 | 0 | 0 | 0 | 0
Solar Generation Cap 20% - WECC_SF v5.14 | 1237 | 6533 | Generation Constraint in GWh | FALSE | L | Annual | Allowances Withdrawn (1:1) | GWh | 0 | 0 | 0 | 0 | 0 | 0 | 0
Solar Generation Cap 20% - WECC_SF v5.14 | 1237 | 6533 | Generation Constraint in GWh | FALSE | L | Annual | Allowances Withdrawn (n:1) | GWh | 0 | 0 | 0 | 0 | 0 | 0 | 0
Solar Generation Cap 20% - WECC_SF v5.14 | 1237 | 6533 | Generation Constraint in GWh | FALSE | L | Annual | Net Emissions Allowance Position | GWh | 78.799 | 78.799 | 78.799 | 78.799 | 634.3609 | 796.3098 | 972.0402
Solar Generation Cap 20% - WECC_SF v5.14 | 1237 | 6533 | Generation Constraint in GWh | FALSE | L | Annual | Fuel Consumed | TBtu | 0 | 0 | 0 | 0 | 0 | 0 | 0
Solar Generation Cap 20% - WECC_SF v5.14 | 1237 | 6533 | Generation Constraint in GWh | FALSE | L | Annual | Heat Rate | MMBtu/MWh | 0 | 0 | 0 | 0 | 0 | 0 | 0
Solar Generation Cap 20% - WECC_SF v5.14 | 1237 | 6533 | Generation Constraint in GWh | FALSE | L | Annual | Generation | TWh | 0.078799 | 0.078799 | 0.078799 | 0.078799 | 0.63436 | 0.79631 | 0.97204
Solar Generation Cap 20% - WECC_SF v5.14 | 1237 | 6533 | Generation Constraint in GWh | FALSE | L | Annual | Qualifying Generation | TWh | 0.078799 | 0.078799 | 0.078799 | 0.078799 | 0.63436 | 0.79631 | 0.97204
Solar Generation Cap 20% - WECC_SF v5.14 | 1237 | 6533 | Generation Constraint in GWh | FALSE | L | Annual | Rate | lb/MWh | 0 | 0 | 0 | 0 | 0 | 0 | 0
Solar Generation Cap 20% - WECC_SF v5.14 | 1237 | 6533 | Generation Constraint in GWh | FALSE | L | Annual | Constraint Shadow Price | US2011$/MWh | 0 | 0 | 0 | 0 | 0 | 0 | 0
Solar Generation Cap 20% - WECC_SNV v5.14 | 1238 | 6534 | Generation Constraint in GWh | FALSE | L | Annual | Seasons Included | Seasons | Winter, Summer | Winter, Summer | Winter, Summer | Winter, Summer | Winter, Summer | Winter, Summer | Winter, Summer
Solar Generation Cap 20% - WECC_SNV v5.14 | 1238 | 6534 | Generation Constraint in GWh | FALSE | L | Annual | Standard | GWh | 4306.2225 | 4410.2669 | 4490.3669 | 4712.6384 | 4953.7907 | 5447.4893 | 5990.4001
Solar Generation Cap 20% - WECC_SNV v5.14 | 1238 | 6534 | Generation Constraint in GWh | FALSE | L | Annual | Emissions at Affected Plants | GWh | 2795.6852 | 2795.6852 | 2795.6852 | 2795.6852 | 4953.7907 | 5447.4893 | 5990.4001
Solar Generation Cap 20% - WECC_SNV v5.14 | 1238 | 6534 | Generation Constraint in GWh | FALSE | L | Annual | Allowances Purchased | GWh | 0 | 0 | 0 | 0 | 0 | 0 | 0
Solar Generation Cap 20% - WECC_SNV v5.14 | 1238 | 6534 | Generation Constraint in GWh | FALSE | L | Annual | Allowances Sold | GWh | 0 | 0 | 0 | 0 | 0 | 0 | 0
Solar Generation Cap 20% - WECC_SNV v5.14 | 1238 | 6534 | Generation Constraint in GWh | FALSE | L | Annual | Allowances Banked | GWh | 0 | 0 | 0 | 0 | 0 | 0 | 0
Solar Generation Cap 20% - WECC_SNV v5.14 | 1238 | 6534 | Generation Constraint in GWh | FALSE | L | Annual | Allowances Withdrawn (1:1) | GWh | 0 | 0 | 0 | 0 | 0 | 0 | 0
Solar Generation Cap 20% - WECC_SNV v5.14 | 1238 | 6534 | Generation Constraint in GWh | FALSE | L | Annual | Allowances Withdrawn (n:1) | GWh | 0 | 0 | 0 | 0 | 0 | 0 | 0
Solar Generation Cap 20% - WECC_SNV v5.14 | 1238 | 6534 | Generation Constraint in GWh | FALSE | L | Annual | Net Emissions Allowance Position | GWh | 2795.6852 | 2795.6852 | 2795.6852 | 2795.6852 | 4953.7907 | 5447.4893 | 5990.4001
Solar Generation Cap 20% - WECC_SNV v5.14 | 1238 | 6534 | Generation Constraint in GWh | FALSE | L | Annual | Fuel Consumed | TBtu | 0 | 0 | 0 | 0 | 0 | 0 | 0
Solar Generation Cap 20% - WECC_SNV v5.14 | 1238 | 6534 | Generation Constraint in GWh | FALSE | L | Annual | Heat Rate | MMBtu/MWh | 0 | 0 | 0 | 0 | 0 | 0 | 0
Solar Generation Cap 20% - WECC_SNV v5.14 | 1238 | 6534 | Generation Constraint in GWh | FALSE | L | Annual | Generation | TWh | 2.7957 | 2.7957 | 2.7957 | 2.7957 | 4.9538 | 5.4475 | 5.9904
Solar Generation Cap 20% - WECC_SNV v5.14 | 1238 | 6534 | Generation Constraint in GWh | FALSE | L | Annual | Qualifying Generation | TWh | 2.7957 | 2.7957 | 2.7957 | 2.7957 | 4.9538 | 5.4475 | 5.9904
Solar Generation Cap 20% - WECC_SNV v5.14 | 1238 | 6534 | Generation Constraint in GWh | FALSE | L | Annual | Rate | lb/MWh | 0 | 0 | 0 | 0 | 0 | 0 | 0
Solar Generation Cap 20% - WECC_SNV v5.14 | 1238 | 6534 | Generation Constraint in GWh | FALSE | L | Annual | Constraint Shadow Price | US2011$/MWh | 0 | 0 | 0 | 0 | 8.8804 | 10.5974 | 17.7545
Solar Generation Cap 20% - WECC_UT v5.14 | 1239 | 6535 | Generation Constraint in GWh | FALSE | L | Annual | Seasons Included | Seasons | Winter, Summer | Winter, Summer | Winter, Summer | Winter, Summer | Winter, Summer | Winter, Summer | Winter, Summer
Solar Generation Cap 20% - WECC_UT v5.14 | 1239 | 6535 | Generation Constraint in GWh | FALSE | L | Annual | Standard | GWh | 7377.1184 | 7550.1073 | 7671.0204 | 7989.8628 | 8288.5038 | 8891.4507 | 9538.2643
Solar Generation Cap 20% - WECC_UT v5.14 | 1239 | 6535 | Generation Constraint in GWh | FALSE | L | Annual | Emissions at Affected Plants | GWh | 3.9613 | 3.9613 | 3.9613 | 3.9613 | 3.9613 | 8891.4507 | 9538.2643
Solar Generation Cap 20% - WECC_UT v5.14 | 1239 | 6535 | Generation Constraint in GWh | FALSE | L | Annual | Allowances Purchased | GWh | 0 | 0 | 0 | 0 | 0 | 0 | 0
Solar Generation Cap 20% - WECC_UT v5.14 | 1239 | 6535 | Generation Constraint in GWh | FALSE | L | Annual | Allowances Sold | GWh | 0 | 0 | 0 | 0 | 0 | 0 | 0
Solar Generation Cap 20% - WECC_UT v5.14 | 1239 | 6535 | Generation Constraint in GWh | FALSE | L | Annual | Allowances Banked | GWh | 0 | 0 | 0 | 0 | 0 | 0 | 0
Solar Generation Cap 20% - WECC_UT v5.14 | 1239 | 6535 | Generation Constraint in GWh | FALSE | L | Annual | Allowances Withdrawn (1:1) | GWh | 0 | 0 | 0 | 0 | 0 | 0 | 0
Solar Generation Cap 20% - WECC_UT v5.14 | 1239 | 6535 | Generation Constraint in GWh | FALSE | L | Annual | Allowances Withdrawn (n:1) | GWh | 0 | 0 | 0 | 0 | 0 | 0 | 0
Solar Generation Cap 20% - WECC_UT v5.14 | 1239 | 6535 | Generation Constraint in GWh | FALSE | L | Annual | Net Emissions Allowance Position | GWh | 3.9613 | 3.9613 | 3.9613 | 3.9613 | 3.9613 | 8891.4507 | 9538.2643
Solar Generation Cap 20% - WECC_UT v5.14 | 1239 | 6535 | Generation Constraint in GWh | FALSE | L | Annual | Fuel Consumed | TBtu | 0 | 0 | 0 | 0 | 0 | 0 | 0
Solar Generation Cap 20% - WECC_UT v5.14 | 1239 | 6535 | Generation Constraint in GWh | FALSE | L | Annual | Heat Rate | MMBtu/MWh | 0 | 0 | 0 | 0 | 0 | 0 | 0
Solar Generation Cap 20% - WECC_UT v5.14 | 1239 | 6535 | Generation Constraint in GWh | FALSE | L | Annual | Generation | TWh | 0.0039613 | 0.0039613 | 0.0039613 | 0.0039613 | 0.0039613 | 8.8915 | 9.5383
Solar Generation Cap 20% - WECC_UT v5.14 | 1239 | 6535 | Generation Constraint in GWh | FALSE | L | Annual | Qualifying Generation | TWh | 0.0039613 | 0.0039613 | 0.0039613 | 0.0039613 | 0.0039613 | 8.8915 | 9.5383
Solar Generation Cap 20% - WECC_UT v5.14 | 1239 | 6535 | Generation Constraint in GWh | FALSE | L | Annual | Rate | lb/MWh | 0 | 0 | 0 | 0 | 0 | 0 | 0
Solar Generation Cap 20% - WECC_UT v5.14 | 1239 | 6535 | Generation Constraint in GWh | FALSE | L | Annual | Constraint Shadow Price | US2011$/MWh | 0 | 0 | 0 | 0 | 0 | 1.0309 | 5.007
Solar Generation Cap 20% - WECC_WY v5.14 | 1240 | 6536 | Generation Constraint in GWh | FALSE | L | Annual | Seasons Included | Seasons | Winter, Summer | Winter, Summer | Winter, Summer | Winter, Summer | Winter, Summer | Winter, Summer | Winter, Summer
Solar Generation Cap 20% - WECC_WY v5.14 | 1240 | 6536 | Generation Constraint in GWh | FALSE | L | Annual | Standard | GWh | 2369.8607 | 2432.4612 | 2476.6292 | 2591.2186 | 2700.3218 | 2916.7986 | 3150.636
Solar Generation Cap 20% - WECC_WY v5.14 | 1240 | 6536 | Generation Constraint in GWh | FALSE | L | Annual | Emissions at Affected Plants | GWh | 0 | 0 | 0 | 0 | 0 | 0 | 0
Solar Generation Cap 20% - WECC_WY v5.14 | 1240 | 6536 | Generation Constraint in GWh | FALSE | L | Annual | Allowances Purchased | GWh | 0 | 0 | 0 | 0 | 0 | 0 | 0
Solar Generation Cap 20% - WECC_WY v5.14 | 1240 | 6536 | Generation Constraint in GWh | FALSE | L | Annual | Allowances Sold | GWh | 0 | 0 | 0 | 0 | 0 | 0 | 0
Solar Generation Cap 20% - WECC_WY v5.14 | 1240 | 6536 | Generation Constraint in GWh | FALSE | L | Annual | Allowances Banked | GWh | 0 | 0 | 0 | 0 | 0 | 0 | 0
Solar Generation Cap 20% - WECC_WY v5.14 | 1240 | 6536 | Generation Constraint in GWh | FALSE | L | Annual | Allowances Withdrawn (1:1) | GWh | 0 | 0 | 0 | 0 | 0 | 0 | 0
Solar Generation Cap 20% - WECC_WY v5.14 | 1240 | 6536 | Generation Constraint in GWh | FALSE | L | Annual | Allowances Withdrawn (n:1) | GWh | 0 | 0 | 0 | 0 | 0 | 0 | 0
Solar Generation Cap 20% - WECC_WY v5.14 | 1240 | 6536 | Generation Constraint in GWh | FALSE | L | Annual | Net Emissions Allowance Position | GWh | 0 | 0 | 0 | 0 | 0 | 0 | 0
Solar Generation Cap 20% - WECC_WY v5.14 | 1240 | 6536 | Generation Constraint in GWh | FALSE | L | Annual | Fuel Consumed | TBtu | 0 | 0 | 0 | 0 | 0 | 0 | 0
Solar Generation Cap 20% - WECC_WY v5.14 | 1240 | 6536 | Generation Constraint in GWh | FALSE | L | Annual | Heat Rate | MMBtu/MWh | 0 | 0 | 0 | 0 | 0 | 0 | 0
Solar Generation Cap 20% - WECC_WY v5.14 | 1240 | 6536 | Generation Constraint in GWh | FALSE | L | Annual | Generation | TWh | 0 | 0 | 0 | 0 | 0 | 0 | 0
Solar Generation Cap 20% - WECC_WY v5.14 | 1240 | 6536 | Generation Constraint in GWh | FALSE | L | Annual | Qualifying Generation | TWh | 0 | 0 | 0 | 0 | 0 | 0 | 0
Solar Generation Cap 20% - WECC_WY v5.14 | 1240 | 6536 | Generation Constraint in GWh | FALSE | L | Annual | Rate | lb/MWh | 0 | 0 | 0 | 0 | 0 | 0 | 0
Solar Generation Cap 20% - WECC_WY v5.14 | 1240 | 6536 | Generation Constraint in GWh | FALSE | L | Annual | Constraint Shadow Price | US2011$/MWh | 0 | 0 | 0 | 0 | 0 | 0 | 0
State Niagara Mohawk Power - NOX Cap Annual v3.1 | 1241 | 1890 | Rate Constraint in MTons | FALSE | L | Annual | Seasons Included | Seasons | Winter, Summer | Winter, Summer | Winter, Summer | Winter, Summer | Winter, Summer | Winter, Summer | Winter, Summer
State Niagara Mohawk Power - NOX Cap Annual v3.1 | 1241 | 1890 | Rate Constraint in MTons | FALSE | L | Annual | Standard | Thousand Tons | 3.241 | 3.241 | 3.241 | 3.241 | 3.241 | 3.241 | 3.241
State Niagara Mohawk Power - NOX Cap Annual v3.1 | 1241 | 1890 | Rate Constraint in MTons | FALSE | L | Annual | Standard NOX | Thousand Tons | 3.241 | 3.241 | 3.241 | 3.241 | 3.241 | 3.241 | 3.241
State Niagara Mohawk Power - NOX Cap Annual v3.1 | 1241 | 1890 | Rate Constraint in MTons | FALSE | L | Annual | Emissions at Affected Plants NOX | Thousand Tons | 0 | 0 | 0 | 0 | 0 | 0 | 0
State Niagara Mohawk Power - NOX Cap Annual v3.1 | 1241 | 1890 | Rate Constraint in MTons | FALSE | L | Annual | Allowances Purchased NOX | Thousand Tons | 0 | 0 | 0 | 0 | 0 | 0 | 0
State Niagara Mohawk Power - NOX Cap Annual v3.1 | 1241 | 1890 | Rate Constraint in MTons | FALSE | L | Annual | Allowances Sold NOX | Thousand Tons | 0 | 0 | 0 | 0 | 0 | 0 | 0
State Niagara Mohawk Power - NOX Cap Annual v3.1 | 1241 | 1890 | Rate Constraint in MTons | FALSE | L | Annual | Allowances Banked | Thousand Tons | 0 | 0 | 0 | 0 | 0 | 0 | 0
State Niagara Mohawk Power - NOX Cap Annual v3.1 | 1241 | 1890 | Rate Constraint in MTons | FALSE | L | Annual | Allowances Withdrawn (1:1) | Thousand Tons | 0 | 0 | 0 | 0 | 0 | 0 | 0
State Niagara Mohawk Power - NOX Cap Annual v3.1 | 1241 | 1890 | Rate Constraint in MTons | FALSE | L | Annual | Allowances Withdrawn (n:1) | Thousand Tons | 0 | 0 | 0 | 0 | 0 | 0 | 0
State Niagara Mohawk Power - NOX Cap Annual v3.1 | 1241 | 1890 | Rate Constraint in MTons | FALSE | L | Annual | Net Emissions Allowance Position | Thousand Tons | 0 | 0 | 0 | 0 | 0 | 0 | 0
State Niagara Mohawk Power - NOX Cap Annual v3.1 | 1241 | 1890 | Rate Constraint in MTons | FALSE | L | Annual | Fuel Consumed | TBtu | 0 | 0 | 0 | 0 | 0 | 0 | 0
State Niagara Mohawk Power - NOX Cap Annual v3.1 | 1241 | 1890 | Rate Constraint in MTons | FALSE | L | Annual | Rate | lb/MMBtu | 0 | 0 | 0 | 0 | 0 | 0 | 0
State Niagara Mohawk Power - NOX Cap Annual v3.1 | 1241 | 1890 | Rate Constraint in MTons | FALSE | L | Annual | Generation | TWh | 0 | 0 | 0 | 0 | 0 | 0 | 0
State Niagara Mohawk Power - NOX Cap Annual v3.1 | 1241 | 1890 | Rate Constraint in MTons | FALSE | L | Annual | Qualifying Generation | TWh | 0 | 0 | 0 | 0 | 0 | 0 | 0
State Niagara Mohawk Power - NOX Cap Annual v3.1 | 1241 | 1890 | Rate Constraint in MTons | FALSE | L | Annual | Rate | lb/MWh | 0 | 0 | 0 | 0 | 0 | 0 | 0
State Niagara Mohawk Power - NOX Cap Annual v3.1 | 1241 | 1890 | Rate Constraint in MTons | FALSE | L | Annual | Constraint Shadow Price | US2011$/Ton | 0 | 0 | 0 | 0 | 0 | 0 | 0
State Niagara Mohawk Power - SO2 Cap Annual v3.1 | 1242 | 1891 | Rate Constraint in MTons | FALSE | L | Annual | Seasons Included | Seasons | Winter, Summer | Winter, Summer | Winter, Summer | Winter, Summer | Winter, Summer | Winter, Summer | Winter, Summer
State Niagara Mohawk Power - SO2 Cap Annual v3.1 | 1242 | 1891 | Rate Constraint in MTons | FALSE | L | Annual | Standard | Thousand Tons | 14.169 | 14.169 | 14.169 | 14.169 | 14.169 | 14.169 | 14.169
State Niagara Mohawk Power - SO2 Cap Annual v3.1 | 1242 | 1891 | Rate Constraint in MTons | FALSE | L | Annual | Standard SO2 | Thousand Tons | 14.169 | 14.169 | 14.169 | 14.169 | 14.169 | 14.169 | 14.169
State Niagara Mohawk Power - SO2 Cap Annual v3.1 | 1242 | 1891 | Rate Constraint in MTons | FALSE | L | Annual | Emissions at Affected Plants SO2 | Thousand Tons | 0 | 0 | 0 | 0 | 0 | 0 | 0
State Niagara Mohawk Power - SO2 Cap Annual v3.1 | 1242 | 1891 | Rate Constraint in MTons | FALSE | L | Annual | Allowances Purchased SO2 | Thousand Tons | 0 | 0 | 0 | 0 | 0 | 0 | 0
State Niagara Mohawk Power - SO2 Cap Annual v3.1 | 1242 | 1891 | Rate Constraint in MTons | FALSE | L | Annual | Allowances Sold SO2 | Thousand Tons | 0 | 0 | 0 | 0 | 0 | 0 | 0
State Niagara Mohawk Power - SO2 Cap Annual v3.1 | 1242 | 1891 | Rate Constraint in MTons | FALSE | L | Annual | Allowances Banked | Thousand Tons | 0 | 0 | 0 | 0 | 0 | 0 | 0
State Niagara Mohawk Power - SO2 Cap Annual v3.1 | 1242 | 1891 | Rate Constraint in MTons | FALSE | L | Annual | Allowances Withdrawn (1:1) | Thousand Tons | 0 | 0 | 0 | 0 | 0 | 0 | 0
State Niagara Mohawk Power - SO2 Cap Annual v3.1 | 1242 | 1891 | Rate Constraint in MTons | FALSE | L | Annual | Allowances Withdrawn (n:1) | Thousand Tons | 0 | 0 | 0 | 0 | 0 | 0 | 0
State Niagara Mohawk Power - SO2 Cap Annual v3.1 | 1242 | 1891 | Rate Constraint in MTons | FALSE | L | Annual | Net Emissions Allowance Position | Thousand Tons | 0 | 0 | 0 | 0 | 0 | 0 | 0
State Niagara Mohawk Power - SO2 Cap Annual v3.1 | 1242 | 1891 | Rate Constraint in MTons | FALSE | L | Annual | Fuel Consumed | TBtu | 0 | 0 | 0 | 0 | 0 | 0 | 0
State Niagara Mohawk Power - SO2 Cap Annual v3.1 | 1242 | 1891 | Rate Constraint in MTons | FALSE | L | Annual | Rate | lb/MMBtu | 0 | 0 | 0 | 0 | 0 | 0 | 0
State Niagara Mohawk Power - SO2 Cap Annual v3.1 | 1242 | 1891 | Rate Constraint in MTons | FALSE | L | Annual | Generation | TWh | 0 | 0 | 0 | 0 | 0 | 0 | 0
State Niagara Mohawk Power - SO2 Cap Annual v3.1 | 1242 | 1891 | Rate Constraint in MTons | FALSE | L | Annual | Qualifying Generation | TWh | 0 | 0 | 0 | 0 | 0 | 0 | 0
State Niagara Mohawk Power - SO2 Cap Annual v3.1 | 1242 | 1891 | Rate Constraint in MTons | FALSE | L | Annual | Rate | lb/MWh | 0 | 0 | 0 | 0 | 0 | 0 | 0
State Niagara Mohawk Power - SO2 Cap Annual v3.1 | 1242 | 1891 | Rate Constraint in MTons | FALSE | L | Annual | Constraint Shadow Price | US2011$/Ton | 0 | 0 | 0 | 0 | 0 | 0 | 0
Texas East - NOX Cap Annual v3.1 | 1243 | 1901 | Rate Constraint in MTons | FALSE | L | Annual | Seasons Included | Seasons | Winter, Summer | Winter, Summer | Winter, Summer | Winter, Summer | Winter, Summer | Winter, Summer | Winter, Summer
Texas East - NOX Cap Annual v3.1 | 1243 | 1901 | Rate Constraint in MTons | FALSE | L | Annual | Standard | Thousand Tons | 84.484 | 84.484 | 84.484 | 84.484 | 84.484 | 84.484 | 84.484
Texas East - NOX Cap Annual v3.1 | 1243 | 1901 | Rate Constraint in MTons | FALSE | L | Annual | Standard NOX | Thousand Tons | 84.484 | 84.484 | 84.484 | 84.484 | 84.484 | 84.484 | 84.484
Texas East - NOX Cap Annual v3.1 | 1243 | 1901 | Rate Constraint in MTons | FALSE | L | Annual | Emissions at Affected Plants NOX | Thousand Tons | 12.3527 | 12.1181 | 11.1347 | 8.4762 | 6.2506 | 6.1112 | 5.5047
Texas East - NOX Cap Annual v3.1 | 1243 | 1901 | Rate Constraint in MTons | FALSE | L | Annual | Allowances Purchased NOX | Thousand Tons | 0 | 0 | 0 | 0 | 0 | 0 | 0
Texas East - NOX Cap Annual v3.1 | 1243 | 1901 | Rate Constraint in MTons | FALSE | L | Annual | Allowances Sold NOX | Thousand Tons | 0 | 0 | 0 | 0 | 0 | 0 | 0
Texas East - NOX Cap Annual v3.1 | 1243 | 1901 | Rate Constraint in MTons | FALSE | L | Annual | Allowances Banked | Thousand Tons | 0 | 72.3659 | 0 | 90.481 | 78.2334 | 78.3728 | 0
Texas East - NOX Cap Annual v3.1 | 1243 | 1901 | Rate Constraint in MTons | FALSE | L | Annual | Allowances Withdrawn (1:1) | Thousand Tons | 0 | 0 | 0 | 0 | 0 | 0 | 0
Texas East - NOX Cap Annual v3.1 | 1243 | 1901 | Rate Constraint in MTons | FALSE | L | Annual | Allowances Withdrawn (n:1) | Thousand Tons | 0 | 0 | 0 | -14473.1769 | 0 | 0 | 0
Texas East - NOX Cap Annual v3.1 | 1243 | 1901 | Rate Constraint in MTons | FALSE | L | Annual | Net Emissions Allowance Position | Thousand Tons | 12.3527 | 84.484 | 11.1347 | -14374.2197 | 84.484 | 84.484 | 5.5047
Texas East - NOX Cap Annual v3.1 | 1243 | 1901 | Rate Constraint in MTons | FALSE | L | Annual | Fuel Consumed | TBtu | 203.7471 | 202.0387 | 188.7432 | 142.1849 | 104.3007 | 88.757 | 79.9492
Texas East - NOX Cap Annual v3.1 | 1243 | 1901 | Rate Constraint in MTons | FALSE | L | Annual | Rate | lb/MMBtu | 0.12126 | 0.11996 | 0.11799 | 0.11923 | 0.11986 | 0.13771 | 0.13771
Texas East - NOX Cap Annual v3.1 | 1243 | 1901 | Rate Constraint in MTons | FALSE | L | Annual | Generation | TWh | 17.979 | 17.8649 | 16.7022 | 12.7138 | 9.3585 | 7.9832 | 7.1833
Texas East - NOX Cap Annual v3.1 | 1243 | 1901 | Rate Constraint in MTons | FALSE | L | Annual | Qualifying Generation | TWh | 17.979 | 17.8649 | 16.7022 | 12.7138 | 9.3585 | 7.9832 | 7.1833
Texas East - NOX Cap Annual v3.1 | 1243 | 1901 | Rate Constraint in MTons | FALSE | L | Annual | Rate | lb/MWh | 0.68706 | 0.67832 | 0.66666 | 0.66669 | 0.6679 | 0.7655 | 0.76633
Texas East - NOX Cap Annual v3.1 | 1243 | 1901 | Rate Constraint in MTons | FALSE | L | Annual | Constraint Shadow Price | US2011$/Ton | 0 | 0 | 0 | 0 | 0 | 0 | 0
Texas East - SO2 Cap Annual v3.1 | 1244 | 1902 | Rate Constraint in MTons | FALSE | L | Annual | Seasons Included | Seasons | Winter, Summer | Winter, Summer | Winter, Summer | Winter, Summer | Winter, Summer | Winter, Summer | Winter, Summer
Texas East - SO2 Cap Annual v3.1 | 1244 | 1902 | Rate Constraint in MTons | FALSE | L | Annual | Standard | Thousand Tons | 273.95 | 273.95 | 273.95 | 273.95 | 273.95 | 273.95 | 273.95
Texas East - SO2 Cap Annual v3.1 | 1244 | 1902 | Rate Constraint in MTons | FALSE | L | Annual | Standard SO2 | Thousand Tons | 273.95 | 273.95 | 273.95 | 273.95 | 273.95 | 273.95 | 273.95
Texas East - SO2 Cap Annual v3.1 | 1244 | 1902 | Rate Constraint in MTons | FALSE | L | Annual | Emissions at Affected Plants SO2 | Thousand Tons | 0 | 0 | 0 | 0 | 0 | 0 | 0
Texas East - SO2 Cap Annual v3.1 | 1244 | 1902 | Rate Constraint in MTons | FALSE | L | Annual | Allowances Purchased SO2 | Thousand Tons | 0 | 0 | 0 | 0 | 0 | 0 | 0
Texas East - SO2 Cap Annual v3.1 | 1244 | 1902 | Rate Constraint in MTons | FALSE | L | Annual | Allowances Sold SO2 | Thousand Tons | 0 | 0 | 0 | 0 | 0 | 0 | 0
Texas East - SO2 Cap Annual v3.1 | 1244 | 1902 | Rate Constraint in MTons | FALSE | L | Annual | Allowances Banked | Thousand Tons | 273.95 | 273.95 | 479.4125 | 657.48 | 821.85 | 684.875 | 0
Texas East - SO2 Cap Annual v3.1 | 1244 | 1902 | Rate Constraint in MTons | FALSE | L | Annual | Allowances Withdrawn (1:1) | Thousand Tons | 0 | 0 | -205.4625 | 0 | 0 | 0 | 0
Texas East - SO2 Cap Annual v3.1 | 1244 | 1902 | Rate Constraint in MTons | FALSE | L | Annual | Allowances Withdrawn (n:1) | Thousand Tons | 0 | 0 | 0 | -383530.0057 | -547900.0163 | -410925.0122 | 0
Texas East - SO2 Cap Annual v3.1 | 1244 | 1902 | Rate Constraint in MTons | FALSE | L | Annual | Net Emissions Allowance Position | Thousand Tons | 273.95 | 273.95 | 273.95 | -382872.5257 | -547078.1663 | -410240.1372 | 0
Texas East - SO2 Cap Annual v3.1 | 1244 | 1902 | Rate Constraint in MTons | FALSE | L | Annual | Fuel Consumed | TBtu | 82.5238 | 72.5465 | 56.8724 | 26.2315 | 7.5355 | 0 | 0
Texas East - SO2 Cap Annual v3.1 | 1244 | 1902 | Rate Constraint in MTons | FALSE | L | Annual | Rate | lb/MMBtu | 0 | 0 | 0 | 0 | 0 | 0 | 0
Texas East - SO2 Cap Annual v3.1 | 1244 | 1902 | Rate Constraint in MTons | FALSE | L | Annual | Generation | TWh | 7.2274 | 6.3575 | 4.9761 | 2.3259 | 0.66545 | 0 | 0
Texas East - SO2 Cap Annual v3.1 | 1244 | 1902 | Rate Constraint in MTons | FALSE | L | Annual | Qualifying Generation | TWh | 7.2274 | 6.3575 | 4.9761 | 2.3259 | 0.66545 | 0 | 0
Texas East - SO2 Cap Annual v3.1 | 1244 | 1902 | Rate Constraint in MTons | FALSE | L | Annual | Rate | lb/MWh | 0 | 0 | 0 | 0 | 0 | 0 | 0
Texas East - SO2 Cap Annual v3.1 | 1244 | 1902 | Rate Constraint in MTons | FALSE | L | Annual | Constraint Shadow Price | US2011$/Ton | 0 | 0 | 0 | 0 | 0 | 0 | 0
Texas El Paso - NOX Cap Annual v3.1 | 1245 | 1904 | Rate Constraint in MTons | FALSE | L | Annual | Seasons Included | Seasons | Winter, Summer | Winter, Summer | Winter, Summer | Winter, Summer | Winter, Summer | Winter, Summer | Winter, Summer
Texas El Paso - NOX Cap Annual v3.1 | 1245 | 1904 | Rate Constraint in MTons | FALSE | L | Annual | Standard | Thousand Tons | 1.06 | 1.06 | 1.06 | 1.06 | 1.06 | 1.06 | 1.06
Texas El Paso - NOX Cap Annual v3.1 | 1245 | 1904 | Rate Constraint in MTons | FALSE | L | Annual | Standard NOX | Thousand Tons | 1.06 | 1.06 | 1.06 | 1.06 | 1.06 | 1.06 | 1.06
Texas El Paso - NOX Cap Annual v3.1 | 1245 | 1904 | Rate Constraint in MTons | FALSE | L | Annual | Emissions at Affected Plants NOX | Thousand Tons | 0.4834 | 0.4834 | 0 | 0 | 0 | 0 | 0
Texas El Paso - NOX Cap Annual v3.1 | 1245 | 1904 | Rate Constraint in MTons | FALSE | L | Annual | Allowances Purchased NOX | Thousand Tons | 0 | 0 | 0 | 0 | 0 | 0 | 0
Texas El Paso - NOX Cap Annual v3.1 | 1245 | 1904 | Rate Constraint in MTons | FALSE | L | Annual | Allowances Sold NOX | Thousand Tons | 0 | 0 | 0 | 0 | 0 | 0 | 0
Texas El Paso - NOX Cap Annual v3.1 | 1245 | 1904 | Rate Constraint in MTons | FALSE | L | Annual | Allowances Banked | Thousand Tons | 0 | 0.5766 | 0 | 0 | 0 | 0 | 0
Texas El Paso - NOX Cap Annual v3.1 | 1245 | 1904 | Rate Constraint in MTons | FALSE | L | Annual | Allowances Withdrawn (1:1) | Thousand Tons | 0 | 0 | 0 | 0 | 0 | -0.04805 | 0
Texas El Paso - NOX Cap Annual v3.1 | 1245 | 1904 | Rate Constraint in MTons | FALSE | L | Annual | Allowances Withdrawn (n:1) | Thousand Tons | 0 | 0 | 0 | 0 | 0 | 0 | 0
Texas El Paso - NOX Cap Annual v3.1 | 1245 | 1904 | Rate Constraint in MTons | FALSE | L | Annual | Net Emissions Allowance Position | Thousand Tons | 0.4834 | 1.06 | 0 | 0 | 0 | -0.04805 | 0
Texas El Paso - NOX Cap Annual v3.1 | 1245 | 1904 | Rate Constraint in MTons | FALSE | L | Annual | Fuel Consumed | TBtu | 5.8036 | 5.8036 | 0 | 0 | 0 | 0 | 0
Texas El Paso - NOX Cap Annual v3.1 | 1245 | 1904 | Rate Constraint in MTons | FALSE | L | Annual | Rate | lb/MMBtu | 0.16659 | 0.16659 | 0 | 0 | 0 | 0 | 0
Texas El Paso - NOX Cap Annual v3.1 | 1245 | 1904 | Rate Constraint in MTons | FALSE | L | Annual | Generation | TWh | 0.50925 | 0.50925 | 0 | 0 | 0 | 0 | 0
Texas El Paso - NOX Cap Annual v3.1 | 1245 | 1904 | Rate Constraint in MTons | FALSE | L | Annual | Qualifying Generation | TWh | 0.50925 | 0.50925 | 0 | 0 | 0 | 0 | 0
Texas El Paso - NOX Cap Annual v3.1 | 1245 | 1904 | Rate Constraint in MTons | FALSE | L | Annual | Rate | lb/MWh | 0.94924 | 0.94924 | 0 | 0 | 0 | 0 | 0
Texas El Paso - NOX Cap Annual v3.1 | 1245 | 1904 | Rate Constraint in MTons | FALSE | L | Annual | Constraint Shadow Price | US2011$/Ton | 0 | 0 | 0 | 0 | 0 | 0 | 0
Texas Houston - NOX Cap Annual v3.1 | 1246 | 1905 | Rate Constraint in MTons | FALSE | L | Annual | Seasons Included | Seasons | Winter, Summer | Winter, Summer | Winter, Summer | Winter, Summer | Winter, Summer | Winter, Summer | Winter, Summer
Texas Houston - NOX Cap Annual v3.1 | 1246 | 1905 | Rate Constraint in MTons | FALSE | L | Annual | Standard | Thousand Tons | 17.57 | 17.57 | 17.57 | 17.57 | 17.57 | 17.57 | 17.57
Texas Houston - NOX Cap Annual v3.1 | 1246 | 1905 | Rate Constraint in MTons | FALSE | L | Annual | Standard NOX | Thousand Tons | 17.57 | 17.57 | 17.57 | 17.57 | 17.57 | 17.57 | 17.57
Texas Houston - NOX Cap Annual v3.1 | 1246 | 1905 | Rate Constraint in MTons | FALSE | L | Annual | Emissions at Affected Plants NOX | Thousand Tons | 8.9424 | 8.3387 | 9.8969 | 8.7718 | 5.6557 | 6.8141 | 6.5007
Texas Houston - NOX Cap Annual v3.1 | 1246 | 1905 | Rate Constraint in MTons | FALSE | L | Annual | Allowances Purchased NOX | Thousand Tons | 0 | 0 | 0 | 0 | 0 | 0 | 0
Texas Houston - NOX Cap Annual v3.1 | 1246 | 1905 | Rate Constraint in MTons | FALSE | L | Annual | Allowances Sold NOX | Thousand Tons | 0 | 0 | 0 | 0 | 0 | 0 | 0
Texas Houston - NOX Cap Annual v3.1 | 1246 | 1905 | Rate Constraint in MTons | FALSE | L | Annual | Allowances Banked | Thousand Tons | 0 | 9.2313 | 7.6731 | 0 | 0 | 0 | 0
Texas Houston - NOX Cap Annual v3.1 | 1246 | 1905 | Rate Constraint in MTons | FALSE | L | Annual | Allowances Withdrawn (1:1) | Thousand Tons | 0 | 0 | 0 | 0 | 0 | 0 | 0
Texas Houston - NOX Cap Annual v3.1 | 1246 | 1905 | Rate Constraint in MTons | FALSE | L | Annual | Allowances Withdrawn (n:1) | Thousand Tons | 0 | 0 | 0 | 0 | 0 | 0 | 0
Texas Houston - NOX Cap Annual v3.1 | 1246 | 1905 | Rate Constraint in MTons | FALSE | L | Annual | Net Emissions Allowance Position | Thousand Tons | 8.9424 | 17.57 | 17.57 | 8.7718 | 5.6557 | 6.8141 | 6.5007
Texas Houston - NOX Cap Annual v3.1 | 1246 | 1905 | Rate Constraint in MTons | FALSE | L | Annual | Fuel Consumed | TBtu | 387.9948 | 385.0942 | 446.8218 | 405.0694 | 295.6962 | 318.9092 | 308.5115
Texas Houston - NOX Cap Annual v3.1 | 1246 | 1905 | Rate Constraint in MTons | FALSE | L | Annual | Rate | lb/MMBtu | 0.046095 | 0.043307 | 0.044299 | 0.04331 | 0.038254 | 0.042734 | 0.042142
Texas Houston - NOX Cap Annual v3.1 | 1246 | 1905 | Rate Constraint in MTons | FALSE | L | Annual | Generation | TWh | 54.1108 | 53.3455 | 58.5219 | 53.8784 | 42.6593 | 46.3217 | 45.0076
Texas Houston - NOX Cap Annual v3.1 | 1246 | 1905 | Rate Constraint in MTons | FALSE | L | Annual | Qualifying Generation | TWh | 54.1108 | 53.3455 | 58.5219 | 53.8784 | 42.6593 | 46.3217 | 45.0076
Texas Houston - NOX Cap Annual v3.1 | 1246 | 1905 | Rate Constraint in MTons | FALSE | L | Annual | Rate | lb/MWh | 0.16526 | 0.15631 | 0.16911 | 0.16281 | 0.13258 | 0.1471 | 0.14444
Texas Houston - NOX Cap Annual v3.1 | 1246 | 1905 | Rate Constraint in MTons | FALSE | L | Annual | Constraint Shadow Price | US2011$/Ton | 0 | 0 | 0 | 0 | 0 | 0 | 0
Texas West - NOX Cap Annual v3.1 | 1247 | 1906 | Rate Constraint in MTons | FALSE | L | Annual | Seasons Included | Seasons | Winter, Summer | Winter, Summer | Winter, Summer | Winter, Summer | Winter, Summer | Winter, Summer | Winter, Summer
Texas West - NOX Cap Annual v3.1 | 1247 | 1906 | Rate Constraint in MTons | FALSE | L | Annual | Standard | Thousand Tons | 18.1 | 18.1 | 18.1 | 18.1 | 18.1 | 18.1 | 18.1
Texas West - NOX Cap Annual v3.1 | 1247 | 1906 | Rate Constraint in MTons | FALSE | L | Annual | Standard NOX | Thousand Tons | 18.1 | 18.1 | 18.1 | 18.1 | 18.1 | 18.1 | 18.1
Texas West - NOX Cap Annual v3.1 | 1247 | 1906 | Rate Constraint in MTons | FALSE | L | Annual | Emissions at Affected Plants NOX | Thousand Tons | 2.4597 | 2.3518 | 1.7196 | 0.27091 | 0.14857 | 0 | 0
Texas West - NOX Cap Annual v3.1 | 1247 | 1906 | Rate Constraint in MTons | FALSE | L | Annual | Allowances Purchased NOX | Thousand Tons | 0 | 0 | 0 | 0 | 0 | 0 | 0
Texas West - NOX Cap Annual v3.1 | 1247 | 1906 | Rate Constraint in MTons | FALSE | L | Annual | Allowances Sold NOX | Thousand Tons | 0 | 0 | 0 | 0 | 0 | 0 | 0
Texas West - NOX Cap Annual v3.1 | 1247 | 1906 | Rate Constraint in MTons | FALSE | L | Annual | Allowances Banked | Thousand Tons | 0 | 15.7482 | 0 | 0 | 0 | 0 | 0
Texas West - NOX Cap Annual v3.1 | 1247 | 1906 | Rate Constraint in MTons | FALSE | L | Annual | Allowances Withdrawn (1:1) | Thousand Tons | 0 | 0 | -3.9371 | 0 | 0 | 0 | 0
Texas West - NOX Cap Annual v3.1 | 1247 | 1906 | Rate Constraint in MTons | FALSE | L | Annual | Allowances Withdrawn (n:1) | Thousand Tons | 0 | 0 | 0 | 0 | 0 | 0 | 0
Texas West - NOX Cap Annual v3.1 | 1247 | 1906 | Rate Constraint in MTons | FALSE | L | Annual | Net Emissions Allowance Position | Thousand Tons | 2.4597 | 18.1 | -2.2174 | 0.27091 | 0.14857 | 0 | 0
Texas West - NOX Cap Annual v3.1 | 1247 | 1906 | Rate Constraint in MTons | FALSE | L | Annual | Fuel Consumed | TBtu | 32.3717 | 31.475 | 22.4741 | 2.5019 | 0.96231 | 0 | 0
Texas West - NOX Cap Annual v3.1 | 1247 | 1906 | Rate Constraint in MTons | FALSE | L | Annual | Rate | lb/MMBtu | 0.15196 | 0.14944 | 0.15303 | 0.21657 | 0.30878 | 0 | 0
Texas West - NOX Cap Annual v3.1 | 1247 | 1906 | Rate Constraint in MTons | FALSE | L | Annual | Generation | TWh | 3.0283 | 2.9549 | 2.0681 | 0.20653 | 0.074718 | 0 | 0
Texas West - NOX Cap Annual v3.1 | 1247 | 1906 | Rate Constraint in MTons | FALSE | L | Annual | Qualifying Generation | TWh | 3.0283 | 2.9549 | 2.0681 | 0.20653 | 0.074718 | 0 | 0
Texas West - NOX Cap Annual v3.1 | 1247 | 1906 | Rate Constraint in MTons | FALSE | L | Annual | Rate | lb/MWh | 0.81221 | 0.79588 | 0.83153 | 1.3118 | 1.9884 | 0 | 0
Texas West - NOX Cap Annual v3.1 | 1247 | 1906 | Rate Constraint in MTons | FALSE | L | Annual | Constraint Shadow Price | US2011$/Ton | 0 | 0 | 0 | 0 | 0 | 0 | 0
Unit Bridgeport Station 3 - SO2 Rate Annual v4.10, Unit 4317 and retrofits | 1248 | 2243 | Rate Constraint in lbs/MMBtu | FALSE | L | Annual | Seasons Included | Seasons | Winter, Summer | Winter, Summer | Winter, Summer | Winter, Summer | Winter, Summer | Winter, Summer | Winter, Summer
Unit Bridgeport Station 3 - SO2 Rate Annual v4.10, Unit 4317 and retrofits | 1248 | 2243 | Rate Constraint in lbs/MMBtu | FALSE | L | Annual | Standard | lb/MMBtu | 0.13226 | 0.13226 | 0.13226 | 0.13226 | 0.13226 | 0.13226 | 0.13226
Unit Bridgeport Station 3 - SO2 Rate Annual v4.10, Unit 4317 and retrofits | 1248 | 2243 | Rate Constraint in lbs/MMBtu | FALSE | L | Annual | Emissions at Affected Plants SO2 | Thousand Tons | 0 | 0 | 0 | 0 | 0 | 0 | 0
Unit Bridgeport Station 3 - SO2 Rate Annual v4.10, Unit 4317 and retrofits | 1248 | 2243 | Rate Constraint in lbs/MMBtu | FALSE | L | Annual | Allowances Purchased SO2 | Thousand Tons | 0 | 0 | 0 | 0 | 0 | 0 | 0
Unit Bridgeport Station 3 - SO2 Rate Annual v4.10, Unit 4317 and retrofits | 1248 | 2243 | Rate Constraint in lbs/MMBtu | FALSE | L | Annual | Allowances Sold SO2 | Thousand Tons | 0 | 0 | 0 | 0 | 0 | 0 | 0
Unit Bridgeport Station 3 - SO2 Rate Annual v4.10, Unit 4317 and retrofits | 1248 | 2243 | Rate Constraint in lbs/MMBtu | FALSE | L | Annual | Allowances Banked | Thousand Tons | 0 | 0 | 0 | 0 | 0 | 0 | 0
Unit Bridgeport Station 3 - SO2 Rate Annual v4.10, Unit 4317 and retrofits | 1248 | 2243 | Rate Constraint in lbs/MMBtu | FALSE | L | Annual | Allowances Withdrawn (1:1) | Thousand Tons | 0 | 0 | 0 | 0 | 0 | 0 | 0
Unit Bridgeport Station 3 - SO2 Rate Annual v4.10, Unit 4317 and retrofits | 1248 | 2243 | Rate Constraint in lbs/MMBtu | FALSE | L | Annual | Allowances Withdrawn (n:1) | Thousand Tons | 0 | 0 | 0 | 0 | 0 | 0 | 0
Unit Bridgeport Station 3 - SO2 Rate Annual v4.10, Unit 4317 and retrofits | 1248 | 2243 | Rate Constraint in lbs/MMBtu | FALSE | L | Annual | Net Emissions Allowance Position | Thousand Tons | 0 | 0 | 0 | 0 | 0 | 0 | 0
Unit Bridgeport Station 3 - SO2 Rate Annual v4.10, Unit 4317 and retrofits | 1248 | 2243 | Rate Constraint in lbs/MMBtu | FALSE | L | Annual | Fuel Consumed | TBtu | 0 | 0 | 0 | 0 | 0 | 0 | 0
Unit Bridgeport Station 3 - SO2 Rate Annual v4.10, Unit 4317 and retrofits | 1248 | 2243 | Rate Constraint in lbs/MMBtu | FALSE | L | Annual | Rate | lb/MMBtu | 0 | 0 | 0 | 0 | 0 | 0 | 0
Unit Bridgeport Station 3 - SO2 Rate Annual v4.10, Unit 4317 and retrofits | 1248 | 2243 | Rate Constraint in lbs/MMBtu | FALSE | L | Annual | Generation | TWh | 0 | 0 | 0 | 0 | 0 | 0 | 0
Unit Bridgeport Station 3 - SO2 Rate Annual v4.10, Unit 4317 and retrofits | 1248 | 2243 | Rate Constraint in lbs/MMBtu | FALSE | L | Annual | Qualifying Generation | TWh | 0 | 0 | 0 | 0 | 0 | 0 | 0
Unit Bridgeport Station 3 - SO2 Rate Annual v4.10, Unit 4317 and retrofits | 1248 | 2243 | Rate Constraint in lbs/MMBtu | FALSE | L | Annual | Rate | lb/MWh | 0 | 0 | 0 | 0 | 0 | 0 | 0
Unit Bridgeport Station 3 - SO2 Rate Annual v4.10, Unit 4317 and retrofits | 1248 | 2243 | Rate Constraint in lbs/MMBtu | FALSE | L | Annual | Constraint Shadow Price | US2011$/Ton | 0 | 11345.3127 | 3749.6136 | 1153.3236 | 0 | 0 | 0
Unit Comanche 1,2 - NOX Rate Annual v3.1, Unit 4282 and retrofits | 1249 | 1892 | Rate Constraint in lbs/MMBtu | FALSE | L | Annual | Seasons Included | Seasons | Winter, Summer | Winter, Summer | Winter, Summer | Winter, Summer | Winter, Summer | Winter, Summer | Winter, Summer
Unit Comanche 1,2 - NOX Rate Annual v3.1, Unit 4282 and retrofits | 1249 | 1892 | Rate Constraint in lbs/MMBtu | FALSE | L | Annual | Standard | lb/MMBtu | 0.15 | 0.15 | 0.15 | 0.15 | 0.15 | 0.15 | 0.15
Unit Comanche 1,2 - NOX Rate Annual v3.1, Unit 4282 and retrofits | 1249 | 1892 | Rate Constraint in lbs/MMBtu | FALSE | L | Annual | Emissions at Affected Plants NOX | Thousand Tons | 1.4631 | 1.5425 | 1.5425 | 1.5425 | 1.5425 | 1.5425 | 1.5425
Unit Comanche 1,2 - NOX Rate Annual v3.1, Unit 4282 and retrofits | 1249 | 1892 | Rate Constraint in lbs/MMBtu | FALSE | L | Annual | Allowances Purchased NOX | Thousand Tons | 0 | 0 | 0 | 0 | 0 | 0 | 0
Unit Comanche 1,2 - NOX Rate Annual v3.1, Unit 4282 and retrofits | 1249 | 1892 | Rate Constraint in lbs/MMBtu | FALSE | L | Annual | Allowances Sold NOX | Thousand Tons | 0 | 0 | 0 | 0 | 0 | 0 | 0
Unit Comanche 1,2 - NOX Rate Annual v3.1, Unit 4282 and retrofits | 1249 | 1892 | Rate Constraint in lbs/MMBtu | FALSE | L | Annual | Allowances Banked | Thousand Tons | 0 | 0 | 0 | 0 | 0 | 0 | 0
Unit Comanche 1,2 - NOX Rate Annual v3.1, Unit 4282 and retrofits | 1249 | 1892 | Rate Constraint in lbs/MMBtu | FALSE | L | Annual | Allowances Withdrawn (1:1) | Thousand Tons | 0 | 0 | 0 | 0 | 0 | 0 | 0
Unit Comanche 1,2 - NOX Rate Annual v3.1, Unit 4282 and retrofits | 1249 | 1892 | Rate Constraint in lbs/MMBtu | FALSE | L | Annual | Allowances Withdrawn (n:1) | Thousand Tons | 0 | 0 | 0 | 0 | 0 | 0 | 0
Unit Comanche 1,2 - NOX Rate Annual v3.1, Unit 4282 and retrofits | 1249 | 1892 | Rate Constraint in lbs/MMBtu | FALSE | L | Annual | Net Emissions Allowance Position | Thousand Tons | 1.4631 | 1.5425 | 1.5425 | 1.5425 | 1.5425 | 1.5425 | 1.5425
Unit Comanche 1,2 - NOX Rate Annual v3.1, Unit 4282 and retrofits | 1249 | 1892 | Rate Constraint in lbs/MMBtu | FALSE | L | Annual | Fuel Consumed | TBtu | 23.8056 | 25.0972 | 25.0972 | 25.0972 | 25.0972 | 25.0972 | 25.0972
Unit Comanche 1,2 - NOX Rate Annual v3.1, Unit 4282 and retrofits | 1249 | 1892 | Rate Constraint in lbs/MMBtu | FALSE | L | Annual | Rate | lb/MMBtu | 0.12292 | 0.12292 | 0.12292 | 0.12292 | 0.12292 | 0.12292 | 0.12292
Unit Comanche 1,2 - NOX Rate Annual v3.1, Unit 4282 and retrofits | 1249 | 1892 | Rate Constraint in lbs/MMBtu | FALSE | L | Annual | Generation | TWh | 2.2796 | 2.4033 | 2.4033 | 2.4033 | 2.4033 | 2.4033 | 2.4033
Unit Comanche 1,2 - NOX Rate Annual v3.1, Unit 4282 and retrofits | 1249 | 1892 | Rate Constraint in lbs/MMBtu | FALSE | L | Annual | Qualifying Generation | TWh | 2.2796 | 2.4033 | 2.4033 | 2.4033 | 2.4033 | 2.4033 | 2.4033
Unit Comanche 1,2 - NOX Rate Annual v3.1, Unit 4282 and retrofits | 1249 | 1892 | Rate Constraint in lbs/MMBtu | FALSE | L | Annual | Rate | lb/MWh | 0.64184 | 0.64184 | 0.64184 | 0.64184 | 0.64184 | 0.64184 | 0.64184
Unit Comanche 1,2 - NOX Rate Annual v3.1, Unit 4282 and retrofits | 1249 | 1892 | Rate Constraint in lbs/MMBtu | FALSE | L | Annual | Constraint Shadow Price | US2011$/Ton | 0 | 0 | 0 | 0 | 0 | 0 | 0
Unit Comanche 1,2 - NOX Rate Annual v3.1, Unit 4283 and retrofits | 1250 | 1892 | Rate Constraint in lbs/MMBtu | FALSE | L | Annual | Seasons Included | Seasons | Winter, Summer | Winter, Summer | Winter, Summer | Winter, Summer | Winter, Summer | Winter, Summer | Winter, Summer
Unit Comanche 1,2 - NOX Rate Annual v3.1, Unit 4283 and retrofits | 1250 | 1892 | Rate Constraint in lbs/MMBtu | FALSE | L | Annual | Standard | lb/MMBtu | 0.15 | 0.15 | 0.15 | 0.15 | 0.15 | 0.15 | 0.15
Unit Comanche 1,2 - NOX Rate Annual v3.1, Unit 4283 and retrofits | 1250 | 1892 | Rate Constraint in lbs/MMBtu | FALSE | L | Annual | Emissions at Affected Plants NOX | Thousand Tons | 1.7675 | 1.9946 | 1.9946 | 1.9946 | 1.9946 | 1.9946 | 1.9946
Unit Comanche 1,2 - NOX Rate Annual v3.1, Unit 4283 and retrofits | 1250 | 1892 | Rate Constraint in lbs/MMBtu | FALSE | L | Annual | Allowances Purchased NOX | Thousand Tons | 0 | 0 | 0 | 0 | 0 | 0 | 0
Unit Comanche 1,2 - NOX Rate Annual v3.1, Unit 4283 and retrofits | 1250 | 1892 | Rate Constraint in lbs/MMBtu | FALSE | L | Annual | Allowances Sold NOX | Thousand Tons | 0 | 0 | 0 | 0 | 0 | 0 | 0
Unit Comanche 1,2 - NOX Rate Annual v3.1, Unit 4283 and retrofits | 1250 | 1892 | Rate Constraint in lbs/MMBtu | FALSE | L | Annual | Allowances Banked | Thousand Tons | 0 | 0 | 0 | 0 | 0 | 0 | 0
Unit Comanche 1,2 - NOX Rate Annual v3.1, Unit 4283 and retrofits | 1250 | 1892 | Rate Constraint in lbs/MMBtu | FALSE | L | Annual | Allowances Withdrawn (1:1) | Thousand Tons | 0 | 0 | 0 | 0 | 0 | 0 | 0
Unit Comanche 1,2 - NOX Rate Annual v3.1, Unit 4283 and retrofits | 1250 | 1892 | Rate Constraint in lbs/MMBtu | FALSE | L | Annual | Allowances Withdrawn (n:1) | Thousand Tons | 0 | 0 | 0 | 0 | 0 | 0 | 0
Unit Comanche 1,2 - NOX Rate Annual v3.1, Unit 4283 and retrofits | 1250 | 1892 | Rate Constraint in lbs/MMBtu | FALSE | L | Annual | Net Emissions Allowance Position | Thousand Tons | 1.7675 | 1.9946 | 1.9946 | 1.9946 | 1.9946 | 1.9946 | 1.9946
Unit Comanche 1,2 - NOX Rate Annual v3.1, Unit 4283 and retrofits | 1250 | 1892 | Rate Constraint in lbs/MMBtu | FALSE | L | Annual | Fuel Consumed | TBtu | 23.5661 | 26.5953 | 26.5953 | 26.5953 | 26.5953 | 26.5953 | 26.5953
Unit Comanche 1,2 - NOX Rate Annual v3.1, Unit 4283 and retrofits | 1250 | 1892 | Rate Constraint in lbs/MMBtu | FALSE | L | Annual | Rate | lb/MMBtu | 0.15 | 0.15 | 0.15 | 0.15 | 0.15 | 0.15 | 0.15
Unit Comanche 1,2 - NOX Rate Annual v3.1, Unit 4283 and retrofits | 1250 | 1892 | Rate Constraint in lbs/MMBtu | FALSE | L | Annual | Generation | TWh | 2.1936 | 2.4756 | 2.4756 | 2.4756 | 2.4756 | 2.4756 | 2.4756
Unit Comanche 1,2 - NOX Rate Annual v3.1, Unit 4283 and retrofits | 1250 | 1892 | Rate Constraint in lbs/MMBtu | FALSE | L | Annual | Qualifying Generation | TWh | 2.1936 | 2.4756 | 2.4756 | 2.4756 | 2.4756 | 2.4756 | 2.4756
Unit Comanche 1,2 - NOX Rate Annual v3.1, Unit 4283 and retrofits | 1250 | 1892 | Rate Constraint in lbs/MMBtu | FALSE | L | Annual | Rate | lb/MWh | 0.80573 | 0.80573 | 0.80573 | 0.80573 | 0.80573 | 0.80573 | 0.80573
Unit Comanche 1,2 - NOX Rate Annual v3.1, Unit 4283 and retrofits | 1250 | 1892 | Rate Constraint in lbs/MMBtu | FALSE | L | Annual | Constraint Shadow Price | US2011$/Ton | 5593.8252 | 10974.2195 | 12471.4539 | 3.967 | 18307.8105 | 0 | 0
Unit Comanche 1,2 - SO2 Rate Annual v3.1, Unit 4282 and retrofits | 1251 | 1893 | Rate Constraint in lbs/MMBtu | FALSE | L | Annual | Seasons Included | Seasons | Winter, Summer | Winter, Summer | Winter, Summer | Winter, Summer | Winter, Summer | Winter, Summer | Winter, Summer
Unit Comanche 1,2 - SO2 Rate Annual v3.1, Unit 4282 and retrofits | 1251 | 1893 | Rate Constraint in lbs/MMBtu | FALSE | L | Annual | Standard | lb/MMBtu | 0.1 | 0.1 | 0.1 | 0.1 | 0.1 | 0.1 | 0.1
Unit Comanche 1,2 - SO2 Rate Annual v3.1, Unit 4282 and retrofits | 1251 | 1893 | Rate Constraint in lbs/MMBtu | FALSE | L | Annual | Emissions at Affected Plants SO2 | Thousand Tons | 0.95222 | 1.0039 | 1.0039 | 1.0039 | 1.0039 | 1.0039 | 1.0039
Unit Comanche 1,2 - SO2 Rate Annual v3.1, Unit 4282 and retrofits | 1251 | 1893 | Rate Constraint in lbs/MMBtu | FALSE | L | Annual | Allowances Purchased SO2 | Thousand Tons | 0 | 0 | 0 | 0 | 0 | 0 | 0
Unit Comanche 1,2 - SO2 Rate Annual v3.1, Unit 4282 and retrofits | 1251 | 1893 | Rate Constraint in lbs/MMBtu | FALSE | L | Annual | Allowances Sold SO2 | Thousand Tons | 0 | 0 | 0 | 0 | 0 | 0 | 0
Unit Comanche 1,2 - SO2 Rate Annual v3.1, Unit 4282 and retrofits | 1251 | 1893 | Rate Constraint in lbs/MMBtu | FALSE | L | Annual | Allowances Banked | Thousand Tons | 0 | 0 | 0 | 0 | 0 | 0 | 0
Unit Comanche 1,2 - SO2 Rate Annual v3.1, Unit 4282 and retrofits | 1251 | 1893 | Rate Constraint in lbs/MMBtu | FALSE | L | Annual | Allowances Withdrawn (1:1) | Thousand Tons | 0 | 0 | 0 | 0 | 0 | 0 | 0
Unit Comanche 1,2 - SO2 Rate Annual v3.1, Unit 4282 and retrofits | 1251 | 1893 | Rate Constraint in lbs/MMBtu | FALSE | L | Annual | Allowances Withdrawn (n:1) | Thousand Tons | 0 | 0 | 0 | 0 | 0 | 0 | 0
Unit Comanche 1,2 - SO2 Rate Annual v3.1, Unit 4282 and retrofits | 1251 | 1893 | Rate Constraint in lbs/MMBtu | FALSE | L | Annual | Net Emissions Allowance Position | Thousand Tons | 0.95222 | 1.0039 | 1.0039 | 1.0039 | 1.0039 | 1.0039 | 1.0039
Unit Comanche 1,2 - SO2 Rate Annual v3.1, Unit 4282 and retrofits | 1251 | 1893 | Rate Constraint in lbs/MMBtu | FALSE | L | Annual | Fuel Consumed | TBtu | 23.8056 | 25.0972 | 25.0972 | 25.0972 | 25.0972 | 25.0972 | 25.0972
Unit Comanche 1,2 - SO2 Rate Annual v3.1, Unit 4282 and retrofits | 1251 | 1893 | Rate Constraint in lbs/MMBtu | FALSE | L | Annual | Rate | lb/MMBtu | 0.08 | 0.08 | 0.08 | 0.08 | 0.08 | 0.08 | 0.08
Unit Comanche 1,2 - SO2 Rate Annual v3.1, Unit 4282 and retrofits | 1251 | 1893 | Rate Constraint in lbs/MMBtu | FALSE | L | Annual | Generation | TWh | 2.2796 | 2.4033 | 2.4033 | 2.4033 | 2.4033 | 2.4033 | 2.4033
Unit Comanche 1,2 - SO2 Rate Annual v3.1, Unit 4282 and retrofits | 1251 | 1893 | Rate Constraint in lbs/MMBtu | FALSE | L | Annual | Qualifying Generation | TWh | 2.2796 | 2.4033 | 2.4033 | 2.4033 | 2.4033 | 2.4033 | 2.4033
Unit Comanche 1,2 - SO2 Rate Annual v3.1, Unit 4282 and retrofits | 1251 | 1893 | Rate Constraint in lbs/MMBtu | FALSE | L | Annual | Rate | lb/MWh | 0.41772 | 0.41772 | 0.41772 | 0.41772 | 0.41772 | 0.41772 | 0.41772
Unit Comanche 1,2 - SO2 Rate Annual v3.1, Unit 4282 and retrofits | 1251 | 1893 | Rate Constraint in lbs/MMBtu | FALSE | L | Annual | Constraint Shadow Price | US2011$/Ton | 0 | 0 | 0 | 0 | 0 | 0 | 0
Unit Comanche 1,2 - SO2 Rate Annual v3.1, Unit 4283 and retrofits | 1252 | 1893 | Rate Constraint in lbs/MMBtu | FALSE | L | Annual | Seasons Included | Seasons | Winter, Summer | Winter, Summer | Winter, Summer | Winter, Summer | Winter, Summer | Winter, Summer | Winter, Summer
Unit Comanche 1,2 - SO2 Rate Annual v3.1, Unit 4283 and retrofits | 1252 | 1893 | Rate Constraint in lbs/MMBtu | FALSE | L | Annual | Standard | lb/MMBtu | 0.1 | 0.1 | 0.1 | 0.1 | 0.1 | 0.1 | 0.1
Unit Comanche 1,2 - SO2 Rate Annual v3.1, Unit 4283 and retrofits | 1252 | 1893 | Rate Constraint in lbs/MMBtu | FALSE | L | Annual | Emissions at Affected Plants SO2 | Thousand Tons | 0.94264 | 1.0638 | 1.0638 | 1.0638 | 1.0638 | 1.0638 | 1.0638
Unit Comanche 1,2 - SO2 Rate Annual v3.1, Unit 4283 and retrofits | 1252 | 1893 | Rate Constraint in lbs/MMBtu | FALSE | L | Annual | Allowances Purchased SO2 | Thousand Tons | 0 | 0 | 0 | 0 | 0 | 0 | 0
Unit Comanche 1,2 - SO2 Rate Annual v3.1, Unit 4283 and retrofits | 1252 | 1893 | Rate Constraint in lbs/MMBtu | FALSE | L | Annual | Allowances Sold SO2 | Thousand Tons | 0 | 0 | 0 | 0 | 0 | 0 | 0
Unit Comanche 1,2 - SO2 Rate Annual v3.1, Unit 4283 and retrofits | 1252 | 1893 | Rate Constraint in lbs/MMBtu | FALSE | L | Annual | Allowances Banked | Thousand Tons | 0 | 0 | 0 | 0 | 0 | 0 | 0
Unit Comanche 1,2 - SO2 Rate Annual v3.1, Unit 4283 and retrofits | 1252 | 1893 | Rate Constraint in lbs/MMBtu | FALSE | L | Annual | Allowances Withdrawn (1:1) | Thousand Tons | 0 | 0 | 0 | 0 | 0 | 0 | 0
Unit Comanche 1,2 - SO2 Rate Annual v3.1, Unit 4283 and retrofits | 1252 | 1893 | Rate Constraint in lbs/MMBtu | FALSE | L | Annual | Allowances Withdrawn (n:1) | Thousand Tons | 0 | 0 | 0 | 0 | 0 | 0 | 0
Unit Comanche 1,2 - SO2 Rate Annual v3.1, Unit 4283 and retrofits | 1252 | 1893 | Rate Constraint in lbs/MMBtu | FALSE | L | Annual | Net Emissions Allowance Position | Thousand Tons | 0.94264 | 1.0638 | 1.0638 | 1.0638 | 1.0638 | 1.0638 | 1.0638
Unit Comanche 1,2 - SO2 Rate Annual v3.1, Unit 4283 and retrofits | 1252 | 1893 | Rate Constraint in lbs/MMBtu | FALSE | L | Annual | Fuel Consumed | TBtu | 23.5661 | 26.5953 | 26.5953 | 26.5953 | 26.5953 | 26.5953 | 26.5953
Unit Comanche 1,2 - SO2 Rate Annual v3.1, Unit 4283 and retrofits | 1252 | 1893 | Rate Constraint in lbs/MMBtu | FALSE | L | Annual | Rate | lb/MMBtu | 0.08 | 0.08 | 0.08 | 0.08 | 0.08 | 0.08 | 0.08
Unit Comanche 1,2 - SO2 Rate Annual v3.1, Unit 4283 and retrofits | 1252 | 1893 | Rate Constraint in lbs/MMBtu | FALSE | L | Annual | Generation | TWh | 2.1936 | 2.4756 | 2.4756 | 2.4756 | 2.4756 | 2.4756 | 2.4756
Unit Comanche 1,2 - SO2 Rate Annual v3.1, Unit 4283 and retrofits | 1252 | 1893 | Rate Constraint in lbs/MMBtu | FALSE | L | Annual | Qualifying Generation | TWh | 2.1936 | 2.4756 | 2.4756 | 2.4756 | 2.4756 | 2.4756 | 2.4756
Unit Comanche 1,2 - SO2 Rate Annual v3.1, Unit 4283 and retrofits | 1252 | 1893 | Rate Constraint in lbs/MMBtu | FALSE | L | Annual | Rate | lb/MWh | 0.42972 | 0.42972 | 0.42972 | 0.42972 | 0.42972 | 0.42972 | 0.42972
Unit Comanche 1,2 - SO2 Rate Annual v3.1, Unit 4283 and retrofits | 1252 | 1893 | Rate Constraint in lbs/MMBtu | FALSE | L | Annual | Constraint Shadow Price | US2011$/Ton | 0 | 0 | 0 | 0 | 0 | 0 | 0
Unit Comanche 3 - NOX Rate Annual v3.1, Unit 4253 and retrofits | 1253 | 1894 | Rate Constraint in lbs/MMBtu | FALSE | L | Annual | Seasons Included | Seasons | Winter, Summer | Winter, Summer | Winter, Summer | Winter, Summer | Winter, Summer | Winter, Summer | Winter, Summer
Unit Comanche 3 - NOX Rate Annual v3.1, Unit 4253 and retrofits | 1253 | 1894 | Rate Constraint in lbs/MMBtu | FALSE | L | Annual | Standard | lb/MMBtu | 0.08 | 0.08 | 0.08 | 0.08 | 0.08 | 0.08 | 0.08
Unit Comanche 3 - NOX Rate Annual v3.1, Unit 4253 and retrofits | 1253 | 1894 | Rate Constraint in lbs/MMBtu | FALSE | L | Annual | Emissions at Affected Plants NOX | Thousand Tons | 1.6783 | 1.6783 | 1.6783 | 1.6783 | 1.6783 | 1.6783 | 1.6783
Unit Comanche 3 - NOX Rate Annual v3.1, Unit 4253 and retrofits | 1253 | 1894 | Rate Constraint in lbs/MMBtu | FALSE | L | Annual | Allowances Purchased NOX | Thousand Tons | 0 | 0 | 0 | 0 | 0 | 0 | 0
Unit Comanche 3 - NOX Rate Annual v3.1, Unit 4253 and retrofits | 1253 | 1894 | Rate Constraint in lbs/MMBtu | FALSE | L | Annual | Allowances Sold NOX | Thousand Tons | 0 | 0 | 0 | 0 | 0 | 0 | 0
Unit Comanche 3 - NOX Rate Annual v3.1, Unit 4253 and retrofits | 1253 | 1894 | Rate Constraint in lbs/MMBtu | FALSE | L | Annual | Allowances Banked | Thousand Tons | 0 | 0 | 0 | 0 | 0 | 0 | 0
Unit Comanche 3 - NOX Rate Annual v3.1, Unit 4253 and retrofits | 1253 | 1894 | Rate Constraint in lbs/MMBtu | FALSE | L | Annual | Allowances Withdrawn (1:1) | Thousand Tons | 0 | 0 | 0 | 0 | 0 | 0 | 0
Unit Comanche 3 - NOX Rate Annual v3.1, Unit 4253 and retrofits | 1253 | 1894 | Rate Constraint in lbs/MMBtu | FALSE | L | Annual | Allowances Withdrawn (n:1) | Thousand Tons | 0 | 0 | 0 | 0 | 0 | 0 | 0
Unit Comanche 3 - NOX Rate Annual v3.1, Unit 4253 and retrofits | 1253 | 1894 | Rate Constraint in lbs/MMBtu | FALSE | L | Annual | Net Emissions Allowance Position | Thousand Tons | 1.6783 | 1.6783 | 1.6783 | 1.6783 | 1.6783 | 1.6783 | 1.6783
Unit Comanche 3 - NOX Rate Annual v3.1, Unit 4253 and retrofits | 1253 | 1894 | Rate Constraint in lbs/MMBtu | FALSE | L | Annual | Fuel Consumed | TBtu | 52.4542 | 52.4542 | 52.4542 | 52.4542 | 52.4542 | 52.4542 | 52.4542
Unit Comanche 3 - NOX Rate Annual v3.1, Unit 4253 and retrofits | 1253 | 1894 | Rate Constraint in lbs/MMBtu | FALSE | L | Annual | Rate | lb/MMBtu | 0.06399 | 0.06399 | 0.06399 | 0.06399 | 0.06399 | 0.06399 | 0.06399
Unit Comanche 3 - NOX Rate Annual v3.1, Unit 4253 and retrofits | 1253 | 1894 | Rate Constraint in lbs/MMBtu | FALSE | L | Annual | Generation | TWh | 5.585 | 5.585 | 5.585 | 5.585 | 5.585 | 5.585 | 5.585
Unit Comanche 3 - NOX Rate Annual v3.1, Unit 4253 and retrofits | 1253 | 1894 | Rate Constraint in lbs/MMBtu | FALSE | L | Annual | Qualifying Generation | TWh | 5.585 | 5.585 | 5.585 | 5.585 | 5.585 | 5.585 | 5.585
Unit Comanche 3 - NOX Rate Annual v3.1, Unit 4253 and retrofits | 1253 | 1894 | Rate Constraint in lbs/MMBtu | FALSE | L | Annual | Rate | lb/MWh | 0.3005 | 0.3005 | 0.3005 | 0.3005 | 0.3005 | 0.3005 | 0.3005
Unit Comanche 3 - NOX Rate Annual v3.1, Unit 4253 and retrofits | 1253 | 1894 | Rate Constraint in lbs/MMBtu | FALSE | L | Annual | Constraint Shadow Price | US2011$/Ton | 0 | 0 | 0 | 0 | 0 | 0 | 0
Unit Comanche 3 - SO2 Rate Annual v3.1, Unit 4253 and retrofits | 1254 | 1895 | Rate Constraint in lbs/MMBtu | FALSE | L | Annual | Seasons Included | Seasons | Winter, Summer | Winter, Summer | Winter, Summer | Winter, Summer | Winter, Summer | Winter, Summer | Winter, Summer
Unit Comanche 3 - SO2 Rate Annual v3.1, Unit 4253 and retrofits | 1254 | 1895 | Rate Constraint in lbs/MMBtu | FALSE | L | Annual | Standard | lb/MMBtu | 0.1 | 0.1 | 0.1 | 0.1 | 0.1 | 0.1 | 0.1
Unit Comanche 3 - SO2 Rate Annual v3.1, Unit 4253 and retrofits | 1254 | 1895 | Rate Constraint in lbs/MMBtu | FALSE | L | Annual | Emissions at Affected Plants SO2 | Thousand Tons | 2.0982 | 2.0982 | 2.0982 | 2.0982 | 2.0982 | 2.0982 | 2.0982
Unit Comanche 3 - SO2 Rate Annual v3.1, Unit 4253 and retrofits | 1254 | 1895 | Rate Constraint in lbs/MMBtu | FALSE | L | Annual | Allowances Purchased SO2 | Thousand Tons | 0 | 0 | 0 | 0 | 0 | 0 | 0
Unit Comanche 3 - SO2 Rate Annual v3.1, Unit 4253 and retrofits | 1254 | 1895 | Rate Constraint in lbs/MMBtu | FALSE | L | Annual | Allowances Sold SO2 | Thousand Tons | 0 | 0 | 0 | 0 | 0 | 0 | 0
Unit Comanche 3 - SO2 Rate Annual v3.1, Unit 4253 and retrofits | 1254 | 1895 | Rate Constraint in lbs/MMBtu | FALSE | L | Annual | Allowances Banked | Thousand Tons | 0 | 0 | 0 | 0 | 0 | 0 | 0
Unit Comanche 3 - SO2 Rate Annual v3.1, Unit 4253 and retrofits | 1254 | 1895 | Rate Constraint in lbs/MMBtu | FALSE | L | Annual | Allowances Withdrawn (1:1) | Thousand Tons | 0 | 0 | 0 | 0 | 0 | 0 | 0
Unit Comanche 3 - SO2 Rate Annual v3.1, Unit 4253 and retrofits | 1254 | 1895 | Rate Constraint in lbs/MMBtu | FALSE | L | Annual | Allowances Withdrawn (n:1) | Thousand Tons | 0 | 0 | 0 | 0 | 0 | 0 | 0
Unit Comanche 3 - SO2 Rate Annual v3.1, Unit 4253 and retrofits | 1254 | 1895 | Rate Constraint in lbs/MMBtu | FALSE | L | Annual | Net Emissions Allowance Position | Thousand Tons | 2.0982 | 2.0982 | 2.0982 | 2.0982 | 2.0982 | 2.0982 | 2.0982
Unit Comanche 3 - SO2 Rate Annual v3.1, Unit 4253 and retrofits | 1254 | 1895 | Rate Constraint in lbs/MMBtu | FALSE | L | Annual | Fuel Consumed | TBtu | 52.4542 | 52.4542 | 52.4542 | 52.4542 | 52.4542 | 52.4542 | 52.4542
Unit Comanche 3 - SO2 Rate Annual v3.1, Unit 4253 and retrofits | 1254 | 1895 | Rate Constraint in lbs/MMBtu | FALSE | L | Annual | Rate | lb/MMBtu | 0.08 | 0.08 | 0.08 | 0.08 | 0.08 | 0.08 | 0.08
Unit Comanche 3 - SO2 Rate Annual v3.1, Unit 4253 and retrofits | 1254 | 1895 | Rate Constraint in lbs/MMBtu | FALSE | L | Annual | Generation | TWh | 5.585 | 5.585 | 5.585 | 5.585 | 5.585 | 5.585 | 5.585
Unit Comanche 3 - SO2 Rate Annual v3.1, Unit 4253 and retrofits | 1254 | 1895 | Rate Constraint in lbs/MMBtu | FALSE | L | Annual | Qualifying Generation | TWh | 5.585 | 5.585 | 5.585 | 5.585 | 5.585 | 5.585 | 5.585
Unit Comanche 3 - SO2 Rate Annual v3.1, Unit 4253 and retrofits | 1254 | 1895 | Rate Constraint in lbs/MMBtu | FALSE | L | Annual | Rate | lb/MWh | 0.37568 | 0.37568 | 0.37568 | 0.37568 | 0.37568 | 0.37568 | 0.37568
Unit Comanche 3 - SO2 Rate Annual v3.1, Unit 4253 and retrofits | 1254 | 1895 | Rate Constraint in lbs/MMBtu | FALSE | L | Annual | Constraint Shadow Price | US2011$/Ton | 0 | 0 | 0 | 0 | 0 | 0 | 0
Unit E D Edwards 1 - SO2 Rate Annual v4.10, Unit 4311 and retrofits | 1255 | 2241 | Rate Constraint in lbs/MMBtu | FALSE | L | Annual | Seasons Included | Seasons | Winter, Summer | Winter, Summer | Winter, Summer | Winter, Summer | Winter, Summer | Winter, Summer | Winter, Summer
Unit E D Edwards 1 - SO2 Rate Annual v4.10, Unit 4311 and retrofits | 1255 | 2241 | Rate Constraint in lbs/MMBtu | FALSE | L | Annual | Standard | lb/MMBtu | 0.4578 | 0.4578 | 0.4578 | 0.4578 | 0.4578 | 0.4578 | 0.4578
Unit E D Edwards 1 - SO2 Rate Annual v4.10, Unit 4311 and retrofits | 1255 | 2241 | Rate Constraint in lbs/MMBtu | FALSE | L | Annual | Emissions at Affected Plants SO2 | Thousand Tons | 0 | 0 | 0 | 0 | 0 | 0 | 0
Unit E D Edwards 1 - SO2 Rate Annual v4.10, Unit 4311 and retrofits | 1255 | 2241 | Rate Constraint in lbs/MMBtu | FALSE | L | Annual | Allowances Purchased SO2 | Thousand Tons | 0 | 0 | 0 | 0 | 0 | 0 | 0
Unit E D Edwards 1 - SO2 Rate Annual v4.10, Unit 4311 and retrofits | 1255 | 2241 | Rate Constraint in lbs/MMBtu | FALSE | L | Annual | Allowances Sold SO2 | Thousand Tons | 0 | 0 | 0 | 0 | 0 | 0 | 0
Unit E D Edwards 1 - SO2 Rate Annual v4.10, Unit 4311 and retrofits | 1255 | 2241 | Rate Constraint in lbs/MMBtu | FALSE | L | Annual | Allowances Banked | Thousand Tons | 0 | 0 | 0 | 0 | 0 | 0 | 0
Unit E D Edwards 1 - SO2 Rate Annual v4.10, Unit 4311 and retrofits | 1255 | 2241 | Rate Constraint in lbs/MMBtu | FALSE | L | Annual | Allowances Withdrawn (1:1) | Thousand Tons | 0 | 0 | 0 | 0 | 0 | 0 | 0
Unit E D Edwards 1 - SO2 Rate Annual v4.10, Unit 4311 and retrofits | 1255 | 2241 | Rate Constraint in lbs/MMBtu | FALSE | L | Annual | Allowances Withdrawn (n:1) | Thousand Tons | 0 | 0 | 0 | 0 | 0 | 0 | 0
Unit E D Edwards 1 - SO2 Rate Annual v4.10, Unit 4311 and retrofits | 1255 | 2241 | Rate Constraint in lbs/MMBtu | FALSE | L | Annual | Net Emissions Allowance Position | Thousand Tons | 0 | 0 | 0 | 0 | 0 | 0 | 0
Unit E D Edwards 1 - SO2 Rate Annual v4.10, Unit 4311 and retrofits | 1255 | 2241 | Rate Constraint in lbs/MMBtu | FALSE | L | Annual | Fuel Consumed | TBtu | 0 | 0 | 0 | 0 | 0 | 0 | 0
Unit E D Edwards 1 - SO2 Rate Annual v4.10, Unit 4311 and retrofits | 1255 | 2241 | Rate Constraint in lbs/MMBtu | FALSE | L | Annual | Rate | lb/MMBtu | 0 | 0 | 0 | 0 | 0 | 0 | 0
Unit E D Edwards 1 - SO2 Rate Annual v4.10, Unit 4311 and retrofits | 1255 | 2241 | Rate Constraint in lbs/MMBtu | FALSE | L | Annual | Generation | TWh | 0 | 0 | 0 | 0 | 0 | 0 | 0
Unit E D Edwards 1 - SO2 Rate Annual v4.10, Unit 4311 and retrofits | 1255 | 2241 | Rate Constraint in lbs/MMBtu | FALSE | L | Annual | Qualifying Generation | TWh | 0 | 0 | 0 | 0 | 0 | 0 | 0
Unit E D Edwards 1 - SO2 Rate Annual v4.10, Unit 4311 and retrofits | 1255 | 2241 | Rate Constraint in lbs/MMBtu | FALSE | L | Annual | Rate | lb/MWh | 0 | 0 | 0 | 0 | 0 | 0 | 0
Unit E D Edwards 1 - SO2 Rate Annual v4.10, Unit 4311 and retrofits | 1255 | 2241 | Rate Constraint in lbs/MMBtu | FALSE | L | Annual | Constraint Shadow Price | US2011$/Ton | 0 | 0 | 0 | 0 | 0 | 0 | 0
Unit E D Edwards 2 - SO2 Rate Annual v4.10, Unit 4310 and retrofits | 1256 | 2242 | Rate Constraint in lbs/MMBtu | FALSE | L | Annual | Seasons Included | Seasons | Winter, Summer | Winter, Summer | Winter, Summer | Winter, Summer | Winter, Summer | Winter, Summer | Winter, Summer
Unit E D Edwards 2 - SO2 Rate Annual v4.10, Unit 4310 and retrofits | 1256 | 2242 | Rate Constraint in lbs/MMBtu | FALSE | L | Annual | Standard | lb/MMBtu | 0.45782 | 0.45782 | 0.45782 | 0.45782 | 0.45782 | 0.45782 | 0.45782
Unit E D Edwards 2 - SO2 Rate Annual v4.10, Unit 4310 and retrofits | 1256 | 2242 | Rate Constraint in lbs/MMBtu | FALSE | L | Annual | Emissions at Affected Plants SO2 | Thousand Tons | 0.0057984 | 0.0061669 | 0.0057984 | 0.0057984 | 0.0053868 | 0.0057288 | 0.0057288
Unit E D Edwards 2 - SO2 Rate Annual v4.10, Unit 4310 and retrofits | 1256 | 2242 | Rate Constraint in lbs/MMBtu | FALSE | L | Annual | Allowances Purchased SO2 | Thousand Tons | 0 | 0 | 0 | 0 | 0 | 0 | 0
Unit E D Edwards 2 - SO2 Rate Annual v4.10, Unit 4310 and retrofits | 1256 | 2242 | Rate Constraint in lbs/MMBtu | FALSE | L | Annual | Allowances Sold SO2 | Thousand Tons | 0 | 0 | 0 | 0 | 0 | 0 | 0
Unit E D Edwards 2 - SO2 Rate Annual v4.10, Unit 4310 and retrofits | 1256 | 2242 | Rate Constraint in lbs/MMBtu | FALSE | L | Annual | Allowances Banked | Thousand Tons | 0 | 0 | 0 | 0 | 0 | 0 | 0
Unit E D Edwards 2 - SO2 Rate Annual v4.10, Unit 4310 and retrofits | 1256 | 2242 | Rate Constraint in lbs/MMBtu | FALSE | L | Annual | Allowances Withdrawn (1:1) | Thousand Tons | 0 | 0 | 0 | 0 | 0 | 0 | 0
Unit E D Edwards 2 - SO2 Rate Annual v4.10, Unit 4310 and retrofits | 1256 | 2242 | Rate Constraint in lbs/MMBtu | FALSE | L | Annual | Allowances Withdrawn (n:1) | Thousand Tons | 0 | 0 | 0 | 0 | 0 | 0 | 0
Unit E D Edwards 2 - SO2 Rate Annual v4.10, Unit 4310 and retrofits | 1256 | 2242 | Rate Constraint in lbs/MMBtu | FALSE | L | Annual | Net Emissions Allowance Position | Thousand Tons | 0.0057984 | 0.0061669 | 0.0057984 | 0.0057984 | 0.0053868 | 0.0057288 | 0.0057288
Unit E D Edwards 2 - SO2 Rate Annual v4.10, Unit 4310 and retrofits | 1256 | 2242 | Rate Constraint in lbs/MMBtu | FALSE | L | Annual | Fuel Consumed | TBtu | 0.074478 | 0.074429 | 0.074478 | 0.074478 | 0.065013 | 0.06914 | 0.06914
Unit E D Edwards 2 - SO2 Rate Annual v4.10, Unit 4310 and retrofits | 1256 | 2242 | Rate Constraint in lbs/MMBtu | FALSE | L | Annual | Rate | lb/MMBtu | 0.15571 | 0.16571 | 0.15571 | 0.15571 | 0.16571 | 0.16571 | 0.16571
Unit E D Edwards 2 - SO2 Rate Annual v4.10, Unit 4310 and retrofits | 1256 | 2242 | Rate Constraint in lbs/MMBtu | FALSE | L | Annual | Generation | TWh | 0.0072095 | 0.0072095 | 0.0072095 | 0.0072095 | 0.0062975 | 0.0066972 | 0.0066972
Unit E D Edwards 2 - SO2 Rate Annual v4.10, Unit 4310 and retrofits | 1256 | 2242 | Rate Constraint in lbs/MMBtu | FALSE | L | Annual | Qualifying Generation | TWh | 0.0072095 | 0.0072095 | 0.0072095 | 0.0072095 | 0.0062975 | 0.0066972 | 0.0066972
Unit E D Edwards 2 - SO2 Rate Annual v4.10, Unit 4310 and retrofits | 1256 | 2242 | Rate Constraint in lbs/MMBtu | FALSE | L | Annual | Rate | lb/MWh | 0.80428 | 0.8554 | 0.80428 | 0.80428 | 0.8554 | 0.8554 | 0.8554
Unit E D Edwards 2 - SO2 Rate Annual v4.10, Unit 4310 and retrofits | 1256 | 2242 | Rate Constraint in lbs/MMBtu | FALSE | L | Annual | Constraint Shadow Price | US2011$/Ton | 0 | 0 | 0 | 0 | 0 | 0 | 0
Unit E D Edwards 3 - SO2 Rate Annual v4.10, Unit 4293 and retrofits | 1257 | 2240 | Rate Constraint in lbs/MMBtu | FALSE | L | Annual | Seasons Included | Seasons | Winter, Summer | Winter, Summer | Winter, Summer | Winter, Summer | Winter, Summer | Winter, Summer | Winter, Summer
Unit E D Edwards 3 - SO2 Rate Annual v4.10, Unit 4293 and retrofits | 1257 | 2240 | Rate Constraint in lbs/MMBtu | FALSE | L | Annual | Standard | lb/MMBtu | 0.42492 | 0.42492 | 0.42492 | 0.42492 | 0.42492 | 0.42492 | 0.42492
Unit E D Edwards 3 - SO2 Rate Annual v4.10, Unit 4293 and retrofits | 1257 | 2240 | Rate Constraint in lbs/MMBtu | FALSE | L | Annual | Emissions at Affected Plants SO2 | Thousand Tons | 0 | 0 | 0 | 0 | 0 | 0 | 0
Unit E D Edwards 3 - SO2 Rate Annual v4.10, Unit 4293 and retrofits | 1257 | 2240 | Rate Constraint in lbs/MMBtu | FALSE | L | Annual | Allowances Purchased SO2 | Thousand Tons | 0 | 0 | 0 | 0 | 0 | 0 | 0
Unit E D Edwards 3 - SO2 Rate Annual v4.10, Unit 4293 and retrofits | 1257 | 2240 | Rate Constraint in lbs/MMBtu | FALSE | L | Annual | Allowances Sold SO2 | Thousand Tons | 0 | 0 | 0 | 0 | 0 | 0 | 0
Unit E D Edwards 3 - SO2 Rate Annual v4.10, Unit 4293 and retrofits | 1257 | 2240 | Rate Constraint in lbs/MMBtu | FALSE | L | Annual | Allowances Banked | Thousand Tons | 0 | 0 | 0 | 0 | 0 | 0 | 0
Unit E D Edwards 3 - SO2 Rate Annual v4.10, Unit 4293 and retrofits | 1257 | 2240 | Rate Constraint in lbs/MMBtu | FALSE | L | Annual | Allowances Withdrawn (1:1) | Thousand Tons | 0 | 0 | 0 | 0 | 0 | 0 | 0
Unit E D Edwards 3 - SO2 Rate Annual v4.10, Unit 4293 and retrofits | 1257 | 2240 | Rate Constraint in lbs/MMBtu | FALSE | L | Annual | Allowances Withdrawn (n:1) | Thousand Tons | 0 | 0 | 0 | 0 | 0 | 0 | 0
Unit E D Edwards 3 - SO2 Rate Annual v4.10, Unit 4293 and retrofits | 1257 | 2240 | Rate Constraint in lbs/MMBtu | FALSE | L | Annual | Net Emissions Allowance Position | Thousand Tons | 0 | 0 | 0 | 0 | 0 | 0 | 0
Unit E D Edwards 3 - SO2 Rate Annual v4.10, Unit 4293 and retrofits | 1257 | 2240 | Rate Constraint in lbs/MMBtu | FALSE | L | Annual | Fuel Consumed | TBtu | 0 | 0 | 0 | 0 | 0 | 0 | 0
Unit E D Edwards 3 - SO2 Rate Annual v4.10, Unit 4293 and retrofits | 1257 | 2240 | Rate Constraint in lbs/MMBtu | FALSE | L | Annual | Rate | lb/MMBtu | 0 | 0 | 0 | 0 | 0 | 0 | 0
Unit E D Edwards 3 - SO2 Rate Annual v4.10, Unit 4293 and retrofits | 1257 | 2240 | Rate Constraint in lbs/MMBtu | FALSE | L | Annual | Generation | TWh | 0 | 0 | 0 | 0 | 0 | 0 | 0
Unit E D Edwards 3 - SO2 Rate Annual v4.10, Unit 4293 and retrofits | 1257 | 2240 | Rate Constraint in lbs/MMBtu | FALSE | L | Annual | Qualifying Generation | TWh | 0 | 0 | 0 | 0 | 0 | 0 | 0
Unit E D Edwards 3 - SO2 Rate Annual v4.10, Unit 4293 and retrofits | 1257 | 2240 | Rate Constraint in lbs/MMBtu | FALSE | L | Annual | Rate | lb/MWh | 0 | 0 | 0 | 0 | 0 | 0 | 0
Unit E D Edwards 3 - SO2 Rate Annual v4.10, Unit 4293 and retrofits | 1257 | 2240 | Rate Constraint in lbs/MMBtu | FALSE | L | Annual | Constraint Shadow Price | US2011$/Ton | 0 | 0 | 0 | 0 | 0 | 0 | 0
Unit Gerald Gentleman 1 - SO2 Rate Annual v4.10, Unit 3690 and retrofits | 1258 | 2227 | Rate Constraint in lbs/MMBtu | FALSE | L | Annual | Seasons Included | Seasons | Winter, Summer | Winter, Summer | Winter, Summer | Winter, Summer | Winter, Summer | Winter, Summer | Winter, Summer
Unit Gerald Gentleman 1 - SO2 Rate Annual v4.10, Unit 3690 and retrofits | 1258 | 2227 | Rate Constraint in lbs/MMBtu | FALSE | L | Annual | Standard | lb/MMBtu | 0.60552 | 0.60552 | 0.60552 | 0.60552 | 0.60552 | 0.60552 | 0.60552
Unit Gerald Gentleman 1 - SO2 Rate Annual v4.10, Unit 3690 and retrofits | 1258 | 2227 | Rate Constraint in lbs/MMBtu | FALSE | L | Annual | Emissions at Affected Plants SO2 | Thousand Tons | 4.3242 | 4.3242 | 4.3167 | 4.3242 | 4.3242 | 4.3242 | 7.0081
Unit Gerald Gentleman 1 - SO2 Rate Annual v4.10, Unit 3690 and retrofits | 1258 | 2227 | Rate Constraint in lbs/MMBtu | FALSE | L | Annual | Allowances Purchased SO2 | Thousand Tons | 0 | 0 | 0 | 0 | 0 | 0 | 0
Unit Gerald Gentleman 1 - SO2 Rate Annual v4.10, Unit 3690 and retrofits | 1258 | 2227 | Rate Constraint in lbs/MMBtu | FALSE | L | Annual | Allowances Sold SO2 | Thousand Tons | 0 | 0 | 0 | 0 | 0 | 0 | 0
Unit Gerald Gentleman 1 - SO2 Rate Annual v4.10, Unit 3690 and retrofits | 1258 | 2227 | Rate Constraint in lbs/MMBtu | FALSE | L | Annual | Allowances Banked | Thousand Tons | 0 | 0 | 0 | 0 | 0 | 0 | 0
Unit Gerald Gentleman 1 - SO2 Rate Annual v4.10, Unit 3690 and retrofits | 1258 | 2227 | Rate Constraint in lbs/MMBtu | FALSE | L | Annual | Allowances Withdrawn (1:1) | Thousand Tons | 0 | 0 | 0 | 0 | 0 | 0 | 0
Unit Gerald Gentleman 1 - SO2 Rate Annual v4.10, Unit 3690 and retrofits | 1258 | 2227 | Rate Constraint in lbs/MMBtu | FALSE | L | Annual | Allowances Withdrawn (n:1) | Thousand Tons | 0 | 0 | 0 | 0 | 0 | 0 | 0
Unit Gerald Gentleman 1 - SO2 Rate Annual v4.10, Unit 3690 and retrofits | 1258 | 2227 | Rate Constraint in lbs/MMBtu | FALSE | L | Annual | Net Emissions Allowance Position | Thousand Tons | 4.3242 | 4.3242 | 4.3167 | 4.3242 | 4.3242 | 4.3242 | 7.0081
Unit Gerald Gentleman 1 - SO2 Rate Annual v4.10, Unit 3690 and retrofits | 1258 | 2227 | Rate Constraint in lbs/MMBtu | FALSE | L | Annual | Fuel Consumed | TBtu | 49.7029 | 49.7029 | 49.617 | 49.7029 | 49.7029 | 49.7029 | 49.7029
Unit Gerald Gentleman 1 - SO2 Rate Annual v4.10, Unit 3690 and retrofits | 1258 | 2227 | Rate Constraint in lbs/MMBtu | FALSE | L | Annual | Rate | lb/MMBtu | 0.174 | 0.174 | 0.174 | 0.174 | 0.174 | 0.174 | 0.282
Unit Gerald Gentleman 1 - SO2 Rate Annual v4.10, Unit 3690 and retrofits | 1258 | 2227 | Rate Constraint in lbs/MMBtu | FALSE | L | Annual | Generation | TWh | 4.8295 | 4.8295 | 4.8212 | 4.8295 | 4.8295 | 4.8295 | 4.8295
Unit Gerald Gentleman 1 - SO2 Rate Annual v4.10, Unit 3690 and retrofits | 1258 | 2227 | Rate Constraint in lbs/MMBtu | FALSE | L | Annual | Qualifying Generation | TWh | 4.8295 | 4.8295 | 4.8212 | 4.8295 | 4.8295 | 4.8295 | 4.8295
Unit Gerald Gentleman 1 - SO2 Rate Annual v4.10, Unit 3690 and retrofits | 1258 | 2227 | Rate Constraint in lbs/MMBtu | FALSE | L | Annual | Rate | lb/MWh | 0.89536 | 0.89536 | 0.89536 | 0.89536 | 0.89536 | 0.89536 | 1.4511
Unit Gerald Gentleman 1 - SO2 Rate Annual v4.10, Unit 3690 and retrofits | 1258 | 2227 | Rate Constraint in lbs/MMBtu | FALSE | L | Annual | Constraint Shadow Price | US2011$/Ton | 0 | 0 | 0 | 0 | 0 | 0 | 0
Unit Gerald Gentleman 2 - SO2 Rate Annual v4.10, Unit 3689 and retrofits | 1259 | 2226 | Rate Constraint in lbs/MMBtu | FALSE | L | Annual | Seasons Included | Seasons | Winter, Summer | Winter, Summer | Winter, Summer | Winter, Summer | Winter, Summer | Winter, Summer | Winter, Summer
Unit Gerald Gentleman 2 - SO2 Rate Annual v4.10, Unit 3689 and retrofits | 1259 | 2226 | Rate Constraint in lbs/MMBtu | FALSE | L | Annual | Standard | lb/MMBtu | 0.59507 | 0.59507 | 0.59507 | 0.59507 | 0.59507 | 0.59507 | 0.59507
Unit Gerald Gentleman 2 - SO2 Rate Annual v4.10, Unit 3689 and retrofits | 1259 | 2226 | Rate Constraint in lbs/MMBtu | FALSE | L | Annual | Emissions at Affected Plants SO2 | Thousand Tons | 4.5784 | 4.5784 | 4.5705 | 4.5784 | 4.5784 | 4.5784 | 7.4201
Unit Gerald Gentleman 2 - SO2 Rate Annual v4.10, Unit 3689 and retrofits | 1259 | 2226 | Rate Constraint in lbs/MMBtu | FALSE | L | Annual | Allowances Purchased SO2 | Thousand Tons | 0 | 0 | 0 | 0 | 0 | 0 | 0
Unit Gerald Gentleman 2 - SO2 Rate Annual v4.10, Unit 3689 and retrofits | 1259 | 2226 | Rate Constraint in lbs/MMBtu | FALSE | L | Annual | Allowances Sold SO2 | Thousand Tons | 0 | 0 | 0 | 0 | 0 | 0 | 0
Unit Gerald Gentleman 2 - SO2 Rate Annual v4.10, Unit 3689 and retrofits | 1259 | 2226 | Rate Constraint in lbs/MMBtu | FALSE | L | Annual | Allowances Banked | Thousand Tons | 0 | 0 | 0 | 0 | 0 | 0 | 0
Unit Gerald Gentleman 2 - SO2 Rate Annual v4.10, Unit 3689 and retrofits | 1259 | 2226 | Rate Constraint in lbs/MMBtu | FALSE | L | Annual | Allowances Withdrawn (1:1) | Thousand Tons | 0 | 0 | 0 | 0 | 0 | 0 | 0
Unit Gerald Gentleman 2 - SO2 Rate Annual v4.10, Unit 3689 and retrofits | 1259 | 2226 | Rate Constraint in lbs/MMBtu | FALSE | L | Annual | Allowances Withdrawn (n:1) | Thousand Tons | 0 | 0 | 0 | 0 | 0 | 0 | 0
Unit Gerald Gentleman 2 - SO2 Rate Annual v4.10, Unit 3689 and retrofits | 1259 | 2226 | Rate Constraint in lbs/MMBtu | FALSE | L | Annual | Net Emissions Allowance Position | Thousand Tons | 4.5784 | 4.5784 | 4.5705 | 4.5784 | 4.5784 | 4.5784 | 7.4201
Unit Gerald Gentleman 2 - SO2 Rate Annual v4.10, Unit 3689 and retrofits | 1259 | 2226 | Rate Constraint in lbs/MMBtu | FALSE | L | Annual | Fuel Consumed | TBtu | 52.625 | 52.625 | 52.5341 | 52.625 | 52.625 | 52.625 | 52.625
Unit Gerald Gentleman 2 - SO2 Rate Annual v4.10, Unit 3689 and retrofits | 1259 | 2226 | Rate Constraint in lbs/MMBtu | FALSE | L | Annual | Rate | lb/MMBtu | 0.174 | 0.174 | 0.174 | 0.174 | 0.174 | 0.174 | 0.282
Unit Gerald Gentleman 2 - SO2 Rate Annual v4.10, Unit 3689 and retrofits | 1259 | 2226 | Rate Constraint in lbs/MMBtu | FALSE | L | Annual | Generation | TWh | 5.0836 | 5.0836 | 5.0748 | 5.0836 | 5.0836 | 5.0836 | 5.0836
Unit Gerald Gentleman 2 - SO2 Rate Annual v4.10, Unit 3689 and retrofits | 1259 | 2226 | Rate Constraint in lbs/MMBtu | FALSE | L | Annual | Qualifying Generation | TWh | 5.0836 | 5.0836 | 5.0748 | 5.0836 | 5.0836 | 5.0836 | 5.0836
Unit Gerald Gentleman 2 - SO2 Rate Annual v4.10, Unit 3689 and retrofits | 1259 | 2226 | Rate Constraint in lbs/MMBtu | FALSE | L | Annual | Rate | lb/MWh | 0.90062 | 0.90062 | 0.90062 | 0.90062 | 0.90062 | 0.90062 | 1.4596
Unit Gerald Gentleman 2 - SO2 Rate Annual v4.10, Unit 3689 and retrofits | 1259 | 2226 | Rate Constraint in lbs/MMBtu | FALSE | L | Annual | Constraint Shadow Price | US2011$/Ton | 0 | 0 | 0 | 0 | 0 | 0 | 0
Unit Lon Wright 8 - SO2 Rate Annual v4.10, Unit 3693 and retrofits | 1260 | 2222 | Rate Constraint in lbs/MMBtu | FALSE | L | Annual | Seasons Included | Seasons | Winter, Summer | Winter, Summer | Winter, Summer | Winter, Summer | Winter, Summer | Winter, Summer | Winter, Summer
Unit Lon Wright 8 - SO2 Rate Annual v4.10, Unit 3693 and retrofits | 1260 | 2222 | Rate Constraint in lbs/MMBtu | FALSE | L | Annual | Standard | lb/MMBtu | 0.64321 | 0.64321 | 0.64321 | 0.64321 | 0.64321 | 0.64321 | 0.64321
Unit Lon Wright 8 - SO2 Rate Annual v4.10, Unit 3693 and retrofits | 1260 | 2222 | Rate Constraint in lbs/MMBtu | FALSE | L | Annual | Emissions at Affected Plants SO2 | Thousand Tons | 0.63161 | 0.66802 | 0.66802 | 0.66802 | 0.66802 | 0.66802 | 0.66802
Unit Lon Wright 8 - SO2 Rate Annual v4.10, Unit 3693 and retrofits | 1260 | 2222 | Rate Constraint in lbs/MMBtu | FALSE | L | Annual | Allowances Purchased SO2 | Thousand Tons | 0 | 0 | 0 | 0 | 0 | 0 | 0
Unit Lon Wright 8 - SO2 Rate Annual v4.10, Unit 3693 and retrofits | 1260 | 2222 | Rate Constraint in lbs/MMBtu | FALSE | L | Annual | Allowances Sold SO2 | Thousand Tons | 0 | 0 | 0 | 0 | 0 | 0 | 0
Unit Lon Wright 8 - SO2 Rate Annual v4.10, Unit 3693 and retrofits | 1260 | 2222 | Rate Constraint in lbs/MMBtu | FALSE | L | Annual | Allowances Banked | Thousand Tons | 0 | 0 | 0 | 0 | 0 | 0 | 0
Unit Lon Wright 8 - SO2 Rate Annual v4.10, Unit 3693 and retrofits | 1260 | 2222 | Rate Constraint in lbs/MMBtu | FALSE | L | Annual | Allowances Withdrawn (1:1) | Thousand Tons | 0 | 0 | 0 | 0 | 0 | 0 | 0
Unit Lon Wright 8 - SO2 Rate Annual v4.10, Unit 3693 and retrofits | 1260 | 2222 | Rate Constraint in lbs/MMBtu | FALSE | L | Annual | Allowances Withdrawn (n:1) | Thousand Tons | 0 | 0 | 0 | 0 | 0 | 0 | 0
Unit Lon Wright 8 - SO2 Rate Annual v4.10, Unit 3693 and retrofits | 1260 | 2222 | Rate Constraint in lbs/MMBtu | FALSE | L | Annual | Net Emissions Allowance Position | Thousand Tons | 0.63161 | 0.66802 | 0.66802 | 0.66802 | 0.66802 | 0.66802 | 0.66802
Unit Lon Wright 8 - SO2 Rate Annual v4.10, Unit 3693 and retrofits | 1260 | 2222 | Rate Constraint in lbs/MMBtu | FALSE | L | Annual | Fuel Consumed | TBtu | 7.2599 | 7.6784 | 7.6784 | 7.6784 | 7.6784 | 7.6784 | 7.6784
Unit Lon Wright 8 - SO2 Rate Annual v4.10, Unit 3693 and retrofits | 1260 | 2222 | Rate Constraint in lbs/MMBtu | FALSE | L | Annual | Rate | lb/MMBtu | 0.174 | 0.174 | 0.174 | 0.174 | 0.174 | 0.174 | 0.174
Unit Lon Wright 8 - SO2 Rate Annual v4.10, Unit 3693 and retrofits | 1260 | 2222 | Rate Constraint in lbs/MMBtu | FALSE | L | Annual | Generation | TWh | 0.5888 | 0.62274 | 0.62274 | 0.62274 | 0.62274 | 0.62274 | 0.62274
Unit Lon Wright 8 - SO2 Rate Annual v4.10, Unit 3693 and retrofits | 1260 | 2222 | Rate Constraint in lbs/MMBtu | FALSE | L | Annual | Qualifying Generation | TWh | 0.5888 | 0.62274 | 0.62274 | 0.62274 | 0.62274 | 0.62274 | 0.62274
Unit Lon Wright 8 - SO2 Rate Annual v4.10, Unit 3693 and retrofits | 1260 | 2222 | Rate Constraint in lbs/MMBtu | FALSE | L | Annual | Rate | lb/MWh | 1.0727 | 1.0727 | 1.0727 | 1.0727 | 1.0727 | 1.0727 | 1.0727
Unit Lon Wright 8 - SO2 Rate Annual v4.10, Unit 3693 and retrofits | 1260 | 2222 | Rate Constraint in lbs/MMBtu | FALSE | L | Annual | Constraint Shadow Price | US2011$/Ton | 0 | 0 | 0 | 0 | 0 | 0 | 0
Unit Nebraska City 1 - SO2 Rate Annual v4.10, Unit 3694 and retrofits | 1261 | 2231 | Rate Constraint in lbs/MMBtu | FALSE | L | Annual | Seasons Included | Seasons | Winter, Summer | Winter, Summer | Winter, Summer | Winter, Summer | Winter, Summer | Winter, Summer | Winter, Summer
Unit Nebraska City 1 - SO2 Rate Annual v4.10, Unit 3694 and retrofits | 1261 | 2231 | Rate Constraint in lbs/MMBtu | FALSE | L | Annual | Standard | lb/MMBtu | 0.70894 | 0.70894 | 0.70894 | 0.70894 | 0.70894 | 0.70894 | 0.70894
Unit Nebraska City 1 - SO2 Rate Annual v4.10, Unit 3694 and retrofits | 1261 | 2231 | Rate Constraint in lbs/MMBtu | FALSE | L | Annual | Emissions at Affected Plants SO2 | Thousand Tons | 4.1215 | 4.1215 | 4.1144 | 4.1215 | 4.1215 | 4.1215 | 4.1215
Unit Nebraska City 1 - SO2 Rate Annual v4.10, Unit 3694 and retrofits | 1261 | 2231 | Rate Constraint in lbs/MMBtu | FALSE | L | Annual | Allowances Purchased SO2 | Thousand Tons | 0 | 0 | 0 | 0 | 0 | 0 | 0
Unit Nebraska City 1 - SO2 Rate Annual v4.10, Unit 3694 and retrofits | 1261 | 2231 | Rate Constraint in lbs/MMBtu | FALSE | L | Annual | Allowances Sold SO2 | Thousand Tons | 0 | 0 | 0 | 0 | 0 | 0 | 0
Unit Nebraska City 1 - SO2 Rate Annual v4.10, Unit 3694 and retrofits | 1261 | 2231 | Rate Constraint in lbs/MMBtu | FALSE | L | Annual | Allowances Banked | Thousand Tons | 0 | 0 | 0 | 0 | 0 | 0 | 0
Unit Nebraska City 1 - SO2 Rate Annual v4.10, Unit 3694 and retrofits | 1261 | 2231 | Rate Constraint in lbs/MMBtu | FALSE | L | Annual | Allowances Withdrawn (1:1) | Thousand Tons | 0 | 0 | 0 | 0 | 0 | 0 | 0
Unit Nebraska City 1 - SO2 Rate Annual v4.10, Unit 3694 and retrofits | 1261 | 2231 | Rate Constraint in lbs/MMBtu | FALSE | L | Annual | Allowances Withdrawn (n:1) | Thousand Tons | 0 | 0 | 0 | 0 | 0 | 0 | 0
Unit Nebraska City 1 - SO2 Rate Annual v4.10, Unit 3694 and retrofits | 1261 | 2231 | Rate Constraint in lbs/MMBtu | FALSE | L | Annual | Net Emissions Allowance Position | Thousand Tons | 4.1215 | 4.1215 | 4.1144 | 4.1215 | 4.1215 | 4.1215 | 4.1215
Unit Nebraska City 1 - SO2 Rate Annual v4.10, Unit 3694 and retrofits | 1261 | 2231 | Rate Constraint in lbs/MMBtu | FALSE | L | Annual | Fuel Consumed | TBtu | 47.374 | 47.374 | 47.2921 | 47.374 | 47.374 | 47.374 | 47.374
Unit Nebraska City 1 - SO2 Rate Annual v4.10, Unit 3694 and retrofits | 1261 | 2231 | Rate Constraint in lbs/MMBtu | FALSE | L | Annual | Rate | lb/MMBtu | 0.174 | 0.174 | 0.174 | 0.174 | 0.174 | 0.174 | 0.174
Unit Nebraska City 1 - SO2 Rate Annual v4.10, Unit 3694 and retrofits | 1261 | 2231 | Rate Constraint in lbs/MMBtu | FALSE | L | Annual | Generation | TWh | 4.6782 | 4.6782 | 4.6701 | 4.6782 | 4.6782 | 4.6782 | 4.6782
Unit Nebraska City 1 - SO2 Rate Annual v4.10, Unit 3694 and retrofits | 1261 | 2231 | Rate Constraint in lbs/MMBtu | FALSE | L | Annual | Qualifying Generation | TWh | 4.6782 | 4.6782 | 4.6701 | 4.6782 | 4.6782 | 4.6782 | 4.6782
Unit Nebraska City 1 - SO2 Rate Annual v4.10, Unit 3694 and retrofits | 1261 | 2231 | Rate Constraint in lbs/MMBtu | FALSE | L | Annual | Rate | lb/MWh | 0.881 | 0.881 | 0.881 | 0.881 | 0.881 | 0.881 | 0.881
Unit Nebraska City 1 - SO2 Rate Annual v4.10, Unit 3694 and retrofits | 1261 | 2231 | Rate Constraint in lbs/MMBtu | FALSE | L | Annual | Constraint Shadow Price | US2011$/Ton | 0 | 0 | 0 | 0 | 0 | 0 | 0
Unit North Omaha 1 - SO2 Rate Annual v4.10, Unit 3695 and retrofits | 1262 | 2228 | Rate Constraint in lbs/MMBtu | FALSE | L | Annual | Seasons Included | Seasons | Winter, Summer | Winter, Summer | Winter, Summer | Winter, Summer | Winter, Summer | Winter, Summer | Winter, Summer
Unit North Omaha 1 - SO2 Rate Annual v4.10, Unit 3695 and retrofits | 1262 | 2228 | Rate Constraint in lbs/MMBtu | FALSE | L | Annual | Standard | lb/MMBtu | 0.7567 | 0.7567 | 0.7567 | 0.7567 | 0.7567 | 0.7567 | 0.7567
Unit North Omaha 1 - SO2 Rate Annual v4.10, Unit 3695 and retrofits | 1262 | 2228 | Rate Constraint in lbs/MMBtu | FALSE | L | Annual | Emissions at Affected Plants SO2 | Thousand Tons | 0.53892 | 0.53892 | 0.538 | 0.53892 | 0.53892 | 0.53892 | 0.53892
Unit North Omaha 1 - SO2 Rate Annual v4.10, Unit 3695 and retrofits | 1262 | 2228 | Rate Constraint in lbs/MMBtu | FALSE | L | Annual | Allowances Purchased SO2 | Thousand Tons | 0 | 0 | 0 | 0 | 0 | 0 | 0
Unit North Omaha 1 - SO2 Rate Annual v4.10, Unit 3695 and retrofits | 1262 | 2228 | Rate Constraint in lbs/MMBtu | FALSE | L | Annual | Allowances Sold SO2 | Thousand Tons | 0 | 0 | 0 | 0 | 0 | 0 | 0
Unit North Omaha 1 - SO2 Rate Annual v4.10, Unit 3695 and retrofits | 1262 | 2228 | Rate Constraint in lbs/MMBtu | FALSE | L | Annual | Allowances Banked | Thousand Tons | 0 | 0 | 0 | 0 | 0 | 0 | 0
Unit North Omaha 1 - SO2 Rate Annual v4.10, Unit 3695 and retrofits | 1262 | 2228 | Rate Constraint in lbs/MMBtu | FALSE | L | Annual | Allowances Withdrawn (1:1) | Thousand Tons | 0 | 0 | 0 | 0 | 0 | 0 | 0
Unit North Omaha 1 - SO2 Rate Annual v4.10, Unit 3695 and retrofits | 1262 | 2228 | Rate Constraint in lbs/MMBtu | FALSE | L | Annual | Allowances Withdrawn (n:1) | Thousand Tons | 0 | 0 | 0 | 0 | 0 | 0 | 0
Unit North Omaha 1 - SO2 Rate Annual v4.10, Unit 3695 and retrofits | 1262 | 2228 | Rate Constraint in lbs/MMBtu | FALSE | L | Annual | Net Emissions Allowance Position | Thousand Tons | 0.53892 | 0.53892 | 0.538 | 0.53892 | 0.53892 | 0.53892 | 0.53892
Unit North Omaha 1 - SO2 Rate Annual v4.10, Unit 3695 and retrofits | 1262 | 2228 | Rate Constraint in lbs/MMBtu | FALSE | L | Annual | Fuel Consumed | TBtu | 6.1945 | 6.1945 | 6.1839 | 6.1945 | 6.1945 | 6.1945 | 6.1945
Unit North Omaha 1 - SO2 Rate Annual v4.10, Unit 3695 and retrofits | 1262 | 2228 | Rate Constraint in lbs/MMBtu | FALSE | L | Annual | Rate | lb/MMBtu | 0.174 | 0.174 | 0.174 | 0.174 | 0.174 | 0.174 | 0.174
Unit North Omaha 1 - SO2 Rate Annual v4.10, Unit 3695 and retrofits | 1262 | 2228 | Rate Constraint in lbs/MMBtu | FALSE | L | Annual | Generation | TWh | 0.56103 | 0.56103 | 0.56007 | 0.56103 | 0.56103 | 0.56103 | 0.56103
Unit North Omaha 1 - SO2 Rate Annual v4.10, Unit 3695 and retrofits | 1262 | 2228 | Rate Constraint in lbs/MMBtu | FALSE | L | Annual | Qualifying Generation | TWh | 0.56103 | 0.56103 | 0.56007 | 0.56103 | 0.56103 | 0.56103 | 0.56103
Unit North Omaha 1 - SO2 Rate Annual v4.10, Unit 3695 and retrofits | 1262 | 2228 | Rate Constraint in lbs/MMBtu | FALSE | L | Annual | Rate | lb/MWh | 0.96059 | 0.96059 | 0.96059 | 0.96059 | 0.96059 | 0.96059 | 0.96059
Unit North Omaha 1 - SO2 Rate Annual v4.10, Unit 3695 and retrofits | 1262 | 2228 | Rate Constraint in lbs/MMBtu | FALSE | L | Annual | Constraint Shadow Price | US2011$/Ton | 0 | 0 | 0 | 0 | 0 | 0 | 0
Unit North Omaha 5 - SO2 Rate Annual v4.10, Unit 3698 and retrofits | 1263 | 2230 | Rate Constraint in lbs/MMBtu | FALSE | L | Annual | Seasons Included | Seasons | Winter, Summer | Winter, Summer | Winter, Summer | Winter, Summer | Winter, Summer | Winter, Summer | Winter, Summer
Unit North Omaha 5 - SO2 Rate Annual v4.10, Unit 3698 and retrofits | 1263 | 2230 | Rate Constraint in lbs/MMBtu | FALSE | L | Annual | Standard | lb/MMBtu | 0.73382 | 0.73382 | 0.73382 | 0.73382 | 0.73382 | 0.73382 | 0.73382
Unit North Omaha 5 - SO2 Rate Annual v4.10, Unit 3698 and retrofits | 1263 | 2230 | Rate Constraint in lbs/MMBtu | FALSE | L | Annual | Emissions at Affected Plants SO2 | Thousand Tons | 1.4759 | 1.4759 | 1.4733 | 1.4759 | 1.4759 | 1.4759 | 1.4759
Unit North Omaha 5 - SO2 Rate Annual v4.10, Unit 3698 and retrofits | 1263 | 2230 | Rate Constraint in lbs/MMBtu | FALSE | L | Annual | Allowances Purchased SO2 | Thousand Tons | 0 | 0 | 0 | 0 | 0 | 0 | 0
Unit North Omaha 5 - SO2 Rate Annual v4.10, Unit 3698 and retrofits | 1263 | 2230 | Rate Constraint in lbs/MMBtu | FALSE | L | Annual | Allowances Sold SO2 | Thousand Tons | 0 | 0 | 0 | 0 | 0 | 0 | 0
Unit North Omaha 5 - SO2 Rate Annual v4.10, Unit 3698 and retrofits | 1263 | 2230 | Rate Constraint in lbs/MMBtu | FALSE | L | Annual | Allowances Banked | Thousand Tons | 0 | 0 | 0 | 0 | 0 | 0 | 0
Unit North Omaha 5 - SO2 Rate Annual v4.10, Unit 3698 and retrofits | 1263 | 2230 | Rate Constraint in lbs/MMBtu | FALSE | L | Annual | Allowances Withdrawn (1:1) | Thousand Tons | 0 | 0 | 0 | 0 | 0 | 0 | 0
Unit North Omaha 5 - SO2 Rate Annual v4.10, Unit 3698 and retrofits | 1263 | 2230 | Rate Constraint in lbs/MMBtu | FALSE | L | Annual | Allowances Withdrawn (n:1) | Thousand Tons | 0 | 0 | 0 | 0 | 0 | 0 | 0
Unit North Omaha 5 - SO2 Rate Annual v4.10, Unit 3698 and retrofits | 1263 | 2230 | Rate Constraint in lbs/MMBtu | FALSE | L | Annual | Net Emissions Allowance Position | Thousand Tons | 1.4759 | 1.4759 | 1.4733 | 1.4759 | 1.4759 | 1.4759 | 1.4759
Unit North Omaha 5 - SO2 Rate Annual v4.10, Unit 3698 and retrofits | 1263 | 2230 | Rate Constraint in lbs/MMBtu | FALSE | L | Annual | Fuel Consumed | TBtu | 16.9645 | 16.9645 | 16.935 | 16.9645 | 16.9645 | 16.9645 | 16.9645
Unit North Omaha 5 - SO2 Rate Annual v4.10, Unit 3698 and retrofits | 1263 | 2230 | Rate Constraint in lbs/MMBtu | FALSE | L | Annual | Rate | lb/MMBtu | 0.174 | 0.174 | 0.174 | 0.174 | 0.174 | 0.174 | 0.174
Unit North Omaha 5 - SO2 Rate Annual v4.10, Unit 3698 and retrofits | 1263 | 2230 | Rate Constraint in lbs/MMBtu | FALSE | L | Annual | Generation | TWh | 1.5255 | 1.5255 | 1.5229 | 1.5255 | 1.5255 | 1.5255 | 1.5255
Unit North Omaha 5 - SO2 Rate Annual v4.10, Unit 3698 and retrofits | 1263 | 2230 | Rate Constraint in lbs/MMBtu | FALSE | L | Annual | Qualifying Generation | TWh | 1.5255 | 1.5255 | 1.5229 | 1.5255 | 1.5255 | 1.5255 | 1.5255
Unit North Omaha 5 - SO2 Rate Annual v4.10, Unit 3698 and retrofits | 1263 | 2230 | Rate Constraint in lbs/MMBtu | FALSE | L | Annual | Rate | lb/MWh | 0.96747 | 0.96747 | 0.96747 | 0.96747 | 0.96747 | 0.96747 | 0.96747
Unit North Omaha 5 - SO2 Rate Annual v4.10, Unit 3698 and retrofits | 1263 | 2230 | Rate Constraint in lbs/MMBtu | FALSE | L | Annual | Constraint Shadow Price | US2011$/Ton | 0 | 0 | 0 | 0 | 0 | 0 | 0
Unit Northport 1 - SO2 Rate Annual v4.10, Unit 3930 and retrofits | 1264 | 2237 | Rate Constraint in lbs/MMBtu | FALSE | L | Annual | Seasons Included | Seasons | Winter, Summer | Winter, Summer | Winter, Summer | Winter, Summer | Winter, Summer | Winter, Summer | Winter, Summer
Unit Northport 1 - SO2 Rate Annual v4.10, Unit 3930 and retrofits | 1264 | 2237 | Rate Constraint in lbs/MMBtu | FALSE | L | Annual | Standard | lb/MMBtu | 0.067089 | 0.067089 | 0.067089 | 0.067089 | 0.067089 | 0.067089 | 0.067089
Unit Northport 1 - SO2 Rate Annual v4.10, Unit 3930 and retrofits | 1264 | 2237 | Rate Constraint in lbs/MMBtu | FALSE | L | Annual | Emissions at Affected Plants SO2 | Thousand Tons | 0 | 0 | 0 | 0 | 0 | 0 | 0
Unit Northport 1 - SO2 Rate Annual v4.10, Unit 3930 and retrofits | 1264 | 2237 | Rate Constraint in lbs/MMBtu | FALSE | L | Annual | Allowances Purchased SO2 | Thousand Tons | 0 | 0 | 0 | 0 | 0 | 0 | 0
Unit Northport 1 - SO2 Rate Annual v4.10, Unit 3930 and retrofits | 1264 | 2237 | Rate Constraint in lbs/MMBtu | FALSE | L | Annual | Allowances Sold SO2 | Thousand Tons | 0 | 0 | 0 | 0 | 0 | 0 | 0
Unit Northport 1 - SO2 Rate Annual v4.10, Unit 3930 and retrofits | 1264 | 2237 | Rate Constraint in lbs/MMBtu | FALSE | L | Annual | Allowances Banked | Thousand Tons | 0 | 0 | 0 | 0 | 0 | 0 | 0
Unit Northport 1 - SO2 Rate Annual v4.10, Unit 3930 and retrofits | 1264 | 2237 | Rate Constraint in lbs/MMBtu | FALSE | L | Annual | Allowances Withdrawn (1:1) | Thousand Tons | 0 | 0 | 0 | 0 | 0 | 0 | 0
Unit Northport 1 - SO2 Rate Annual v4.10, Unit 3930 and retrofits | 1264 | 2237 | Rate Constraint in lbs/MMBtu | FALSE | L | Annual | Allowances Withdrawn (n:1) | Thousand Tons | 0 | 0 | 0 | 0 | 0 | 0 | 0
Unit Northport 1 - SO2 Rate Annual v4.10, Unit 3930 and retrofits | 1264 | 2237 | Rate Constraint in lbs/MMBtu | FALSE | L | Annual | Net Emissions Allowance Position | Thousand Tons | 0 | 0 | 0 | 0 | 0 | 0 | 0
Unit Northport 1 - SO2 Rate Annual v4.10, Unit 3930 and retrofits | 1264 | 2237 | Rate Constraint in lbs/MMBtu | FALSE | L | Annual | Fuel Consumed | TBtu | 10.8598 | 7.8646 | 7.8646 | 4.8217 | 4.8217 | 3.8242 | 2.6111
Unit Northport 1 - SO2 Rate Annual v4.10, Unit 3930 and retrofits | 1264 | 2237 | Rate Constraint in lbs/MMBtu | FALSE | L | Annual | Rate | lb/MMBtu | 0 | 0 | 0 | 0 | 0 | 0 | 0
Unit Northport 1 - SO2 Rate Annual v4.10, Unit 3930 and retrofits | 1264 | 2237 | Rate Constraint in lbs/MMBtu | FALSE | L | Annual | Generation | TWh | 1.0035 | 0.72672 | 0.72672 | 0.44555 | 0.44555 | 0.35338 | 0.24128
Unit Northport 1 - SO2 Rate Annual v4.10, Unit 3930 and retrofits | 1264 | 2237 | Rate Constraint in lbs/MMBtu | FALSE | L | Annual | Qualifying Generation | TWh | 1.0035 | 0.72672 | 0.72672 | 0.44555 | 0.44555 | 0.35338 | 0.24128
Unit Northport 1 - SO2 Rate Annual v4.10, Unit 3930 and retrofits | 1264 | 2237 | Rate Constraint in lbs/MMBtu | FALSE | L | Annual | Rate | lb/MWh | 0 | 0 | 0 | 0 | 0 | 0 | 0
Unit Northport 1 - SO2 Rate Annual v4.10, Unit 3930 and retrofits | 1264 | 2237 | Rate Constraint in lbs/MMBtu | FALSE | L | Annual | Constraint Shadow Price | US2011$/Ton | 0 | 0 | 0 | 0 | 0 | 0 | 0
Unit Northport 2 - SO2 Rate Annual v4.10, Unit 3934 and retrofits | 1265 | 2236 | Rate Constraint in lbs/MMBtu | FALSE | L | Annual | Seasons Included | Seasons | Winter, Summer | Winter, Summer | Winter, Summer | Winter, Summer | Winter, Summer | Winter, Summer | Winter, Summer
Unit Northport 2 - SO2 Rate Annual v4.10, Unit 3934 and retrofits | 1265 | 2236 | Rate Constraint in lbs/MMBtu | FALSE | L | Annual | Standard | lb/MMBtu | 0.22071 | 0.22071 | 0.22071 | 0.22071 | 0.22071 | 0.22071 | 0.22071
Unit Northport 2 - SO2 Rate Annual v4.10, Unit 3934 and retrofits | 1265 | 2236 | Rate Constraint in lbs/MMBtu | FALSE | L | Annual | Emissions at Affected Plants SO2 | Thousand Tons | 0 | 0 | 0 | 0 | 0 | 0 | 0
Unit Northport 2 - SO2 Rate Annual v4.10, Unit 3934 and retrofits | 1265 | 2236 | Rate Constraint in lbs/MMBtu | FALSE | L | Annual | Allowances Purchased SO2 | Thousand Tons | 0 | 0 | 0 | 0 | 0 | 0 | 0
Unit Northport 2 - SO2 Rate Annual v4.10, Unit 3934 and retrofits | 1265 | 2236 | Rate Constraint in lbs/MMBtu | FALSE | L | Annual | Allowances Sold SO2 | Thousand Tons | 0 | 0 | 0 | 0 | 0 | 0 | 0
Unit Northport 2 - SO2 Rate Annual v4.10, Unit 3934 and retrofits | 1265 | 2236 | Rate Constraint in lbs/MMBtu | FALSE | L | Annual | Allowances Banked | Thousand Tons | 0 | 0 | 0 | 0 | 0 | 0 | 0
Unit Northport 2 - SO2 Rate Annual v4.10, Unit 3934 and retrofits | 1265 | 2236 | Rate Constraint in lbs/MMBtu | FALSE | L | Annual | Allowances Withdrawn (1:1) | Thousand Tons | 0 | 0 | 0 | 0 | 0 | 0 | 0
Unit Northport 2 - SO2 Rate Annual v4.10, Unit 3934 and retrofits | 1265 | 2236 | Rate Constraint in lbs/MMBtu | FALSE | L | Annual | Allowances Withdrawn (n:1) | Thousand Tons | 0 | 0 | 0 | 0 | 0 | 0 | 0
Unit Northport 2 - SO2 Rate Annual v4.10, Unit 3934 and retrofits | 1265 | 2236 | Rate Constraint in lbs/MMBtu | FALSE | L | Annual | Net Emissions Allowance Position | Thousand Tons | 0 | 0 | 0 | 0 | 0 | 0 | 0
Unit Northport 2 - SO2 Rate Annual v4.10, Unit 3934 and retrofits | 1265 | 2236 | Rate Constraint in lbs/MMBtu | FALSE | L | Annual | Fuel Consumed | TBtu | 12.2615 | 11.5774 | 9.0859 | 9.0859 | 5.1121 | 4.0545 | 4.0545
Unit Northport 2 - SO2 Rate Annual v4.10, Unit 3934 and retrofits | 1265 | 2236 | Rate Constraint in lbs/MMBtu | FALSE | L | Annual | Rate | lb/MMBtu | 0 | 0 | 0 | 0 | 0 | 0 | 0
Unit Northport 2 - SO2 Rate Annual v4.10, Unit 3934 and retrofits | 1265 | 2236 | Rate Constraint in lbs/MMBtu | FALSE | L | Annual | Generation | TWh | 1.1344 | 1.0711 | 0.84059 | 0.84059 | 0.47295 | 0.37511 | 0.37511
Unit Northport 2 - SO2 Rate Annual v4.10, Unit 3934 and retrofits | 1265 | 2236 | Rate Constraint in lbs/MMBtu | FALSE | L | Annual | Qualifying Generation | TWh | 1.1344 | 1.0711 | 0.84059 | 0.84059 | 0.47295 | 0.37511 | 0.37511
Unit Northport 2 - SO2 Rate Annual v4.10, Unit 3934 and retrofits | 1265 | 2236 | Rate Constraint in lbs/MMBtu | FALSE | L | Annual | Rate | lb/MWh | 0 | 0 | 0 | 0 | 0 | 0 | 0
Unit Northport 2 - SO2 Rate Annual v4.10, Unit 3934 and retrofits | 1265 | 2236 | Rate Constraint in lbs/MMBtu | FALSE | L | Annual | Constraint Shadow Price | US2011$/Ton | 0 | 0 | 0 | 0 | 0 | 0 | 0
Unit Northport 3 - SO2 Rate Annual v4.10, Unit 3931 and retrofits | 1266 | 2235 | Rate Constraint in lbs/MMBtu | FALSE | L | Annual | Seasons Included | Seasons | Winter, Summer | Winter, Summer | Winter, Summer | Winter, Summer | Winter, Summer | Winter, Summer | Winter, Summer
Unit Northport 3 - SO2 Rate Annual v4.10, Unit 3931 and retrofits | 1266 | 2235 | Rate Constraint in lbs/MMBtu | FALSE | L | Annual | Standard | lb/MMBtu | 0.22456 | 0.22456 | 0.22456 | 0.22456 | 0.22456 | 0.22456 | 0.22456
Unit Northport 3 - SO2 Rate Annual v4.10, Unit 3931 and retrofits | 1266 | 2235 | Rate Constraint in lbs/MMBtu | FALSE | L | Annual | Emissions at Affected Plants SO2 | Thousand Tons | 0 | 0 | 0 | 0 | 0 | 0 | 0
Unit Northport 3 - SO2 Rate Annual v4.10, Unit 3931 and retrofits | 1266 | 2235 | Rate Constraint in lbs/MMBtu | FALSE | L | Annual | Allowances Purchased SO2 | Thousand Tons | 0 | 0 | 0 | 0 | 0 | 0 | 0
Unit Northport 3 - SO2 Rate Annual v4.10, Unit 3931 and retrofits | 1266 | 2235 | Rate Constraint in lbs/MMBtu | FALSE | L | Annual | Allowances Sold SO2 | Thousand Tons | 0 | 0 | 0 | 0 | 0 | 0 | 0
Unit Northport 3 - SO2 Rate Annual v4.10, Unit 3931 and retrofits | 1266 | 2235 | Rate Constraint in lbs/MMBtu | FALSE | L | Annual | Allowances Banked | Thousand Tons | 0 | 0 | 0 | 0 | 0 | 0 | 0
Unit Northport 3 - SO2 Rate Annual v4.10, Unit 3931 and retrofits | 1266 | 2235 | Rate Constraint in lbs/MMBtu | FALSE | L | Annual | Allowances Withdrawn (1:1) | Thousand Tons | 0 | 0 | 0 | 0 | 0 | 0 | 0
Unit Northport 3 - SO2 Rate Annual v4.10, Unit 3931 and retrofits | 1266 | 2235 | Rate Constraint in lbs/MMBtu | FALSE | L | Annual | Allowances Withdrawn (n:1) | Thousand Tons | 0 | 0 | 0 | 0 | 0 | 0 | 0
Unit Northport 3 - SO2 Rate Annual v4.10, Unit 3931 and retrofits | 1266 | 2235 | Rate Constraint in lbs/MMBtu | FALSE | L | Annual | Net Emissions Allowance Position | Thousand Tons | 0 | 0 | 0 | 0 | 0 | 0 | 0
Unit Northport 3 - SO2 Rate Annual v4.10, Unit 3931 and retrofits | 1266 | 2235 | Rate Constraint in lbs/MMBtu | FALSE | L | Annual | Fuel Consumed | TBtu | 11.2442 | 11.2442 | 8.3782 | 8.1676 | 4.9527 | 3.9281 | 3.9281
Unit Northport 3 - SO2 Rate Annual v4.10, Unit 3931 and retrofits | 1266 | 2235 | Rate Constraint in lbs/MMBtu | FALSE | L | Annual | Rate | lb/MMBtu | 0 | 0 | 0 | 0 | 0 | 0 | 0
Unit Northport 3 - SO2 Rate Annual v4.10, Unit 3931 and retrofits | 1266 | 2235 | Rate Constraint in lbs/MMBtu | FALSE | L | Annual | Generation | TWh | 1.0548 | 1.0548 | 0.78594 | 0.76619 | 0.46461 | 0.36849 | 0.36849
Unit Northport 3 - SO2 Rate Annual v4.10, Unit 3931 and retrofits | 1266 | 2235 | Rate Constraint in lbs/MMBtu | FALSE | L | Annual | Qualifying Generation | TWh | 1.0548 | 1.0548 | 0.78594 | 0.76619 | 0.46461 | 0.36849 | 0.36849
Unit Northport 3 - SO2 Rate Annual v4.10, Unit 3931 and retrofits | 1266 | 2235 | Rate Constraint in lbs/MMBtu | FALSE | L | Annual | Rate | lb/MWh | 0 | 0 | 0 | 0 | 0 | 0 | 0
Unit Northport 3 - SO2 Rate Annual v4.10, Unit 3931 and retrofits | 1266 | 2235 | Rate Constraint in lbs/MMBtu | FALSE | L | Annual | Constraint Shadow Price | US2011$/Ton | 0 | 0 | 0 | 0 | 0 | 0 | 0
Unit Northport 4 - SO2 Rate Annual v4.10, Unit 3932 and retrofits | 1267 | 2234 | Rate Constraint in lbs/MMBtu | FALSE | L | Annual | Seasons Included | Seasons | Winter, Summer | Winter, Summer | Winter, Summer | Winter, Summer | Winter, Summer | Winter, Summer | Winter, Summer
Unit Northport 4 - SO2 Rate Annual v4.10, Unit 3932 and retrofits | 1267 | 2234 | Rate Constraint in lbs/MMBtu | FALSE | L | Annual | Standard | lb/MMBtu | 0.15763 | 0.15763 | 0.15763 | 0.15763 | 0.15763 | 0.15763 | 0.15763
Unit Northport 4 - SO2 Rate Annual v4.10, Unit 3932 and retrofits | 1267 | 2234 | Rate Constraint in lbs/MMBtu | FALSE | L | Annual | Emissions at Affected Plants SO2 | Thousand Tons | 0 | 0 | 0 | 0 | 0 | 0 | 0
Unit Northport 4 - SO2 Rate Annual v4.10, Unit 3932 and retrofits | 1267 | 2234 | Rate Constraint in lbs/MMBtu | FALSE | L | Annual | Allowances Purchased SO2 | Thousand Tons | 0 | 0 | 0 | 0 | 0 | 0 | 0
Unit Northport 4 - SO2 Rate Annual v4.10, Unit 3932 and retrofits | 1267 | 2234 | Rate Constraint in lbs/MMBtu | FALSE | L | Annual | Allowances Sold SO2 | Thousand Tons | 0 | 0 | 0 | 0 | 0 | 0 | 0
Unit Northport 4 - SO2 Rate Annual v4.10, Unit 3932 and retrofits | 1267 | 2234 | Rate Constraint in lbs/MMBtu | FALSE | L | Annual | Allowances Banked | Thousand Tons | 0 | 0 | 0 | 0 | 0 | 0 | 0
Unit Northport 4 - SO2 Rate Annual v4.10, Unit 3932 and retrofits | 1267 | 2234 | Rate Constraint in lbs/MMBtu | FALSE | L | Annual | Allowances Withdrawn (1:1) | Thousand Tons | 0 | 0 | 0 | 0 | 0 | 0 | 0
Unit Northport 4 - SO2 Rate Annual v4.10, Unit 3932 and retrofits | 1267 | 2234 | Rate Constraint in lbs/MMBtu | FALSE | L | Annual | Allowances Withdrawn (n:1) | Thousand Tons | 0 | 0 | 0 | 0 | 0 | 0 | 0
Unit Northport 4 - SO2 Rate Annual v4.10, Unit 3932 and retrofits | 1267 | 2234 | Rate Constraint in lbs/MMBtu | FALSE | L | Annual | Net Emissions Allowance Position | Thousand Tons | 0 | 0 | 0 | 0 | 0 | 0 | 0
Unit Northport 4 - SO2 Rate Annual v4.10, Unit 3932 and retrofits | 1267 | 2234 | Rate Constraint in lbs/MMBtu | FALSE | L | Annual | Fuel Consumed | TBtu | 11.5036 | 11.5036 | 11.5036 | 9.2006 | 5.292 | 4.0042 | 4.0042
Unit Northport 4 - SO2 Rate Annual v4.10, Unit 3932 and retrofits | 1267 | 2234 | Rate Constraint in lbs/MMBtu | FALSE | L | Annual | Rate | lb/MMBtu | 0 | 0 | 0 | 0 | 0 | 0 | 0
Unit Northport 4 - SO2 Rate Annual v4.10, Unit 3932 and retrofits | 1267 | 2234 | Rate Constraint in lbs/MMBtu | FALSE | L | Annual | Generation | TWh | 1.0804 | 1.0804 | 1.0804 | 0.86407 | 0.49699 | 0.37605 | 0.37605
Unit Northport 4 - SO2 Rate Annual v4.10, Unit 3932 and retrofits | 1267 | 2234 | Rate Constraint in lbs/MMBtu | FALSE | L | Annual | Qualifying Generation | TWh | 1.0804 | 1.0804 | 1.0804 | 0.86407 | 0.49699 | 0.37605 | 0.37605
Unit Northport 4 - SO2 Rate Annual v4.10, Unit 3932 and retrofits | 1267 | 2234 | Rate Constraint in lbs/MMBtu | FALSE | L | Annual | Rate | lb/MWh | 0 | 0 | 0 | 0 | 0 | 0 | 0
Unit Northport 4 - SO2 Rate Annual v4.10, Unit 3932 and retrofits | 1267 | 2234 | Rate Constraint in lbs/MMBtu | FALSE | L | Annual | Constraint Shadow Price | US2011$/Ton | 0 | 0 | 0 | 0 | 0 | 0 | 0
Unit Platte 1 - SO2 Rate Annual v4.10, Unit 4232 and retrofits | 1268 | 2225 | Rate Constraint in lbs/MMBtu | FALSE | L | Annual | Seasons Included | Seasons | Winter, Summer | Winter, Summer | Winter, Summer | Winter, Summer | Winter, Summer | Winter, Summer | Winter, Summer
Unit Platte 1 - SO2 Rate Annual v4.10, Unit 4232 and retrofits | 1268 | 2225 | Rate Constraint in lbs/MMBtu | FALSE | L | Annual | Standard | lb/MMBtu | 0.73393 | 0.73393 | 0.73393 | 0.73393 | 0.73393 | 0.73393 | 0.73393
Unit Platte 1 - SO2 Rate Annual v4.10, Unit 4232 and retrofits | 1268 | 2225 | Rate Constraint in lbs/MMBtu | FALSE | L | Annual | Emissions at Affected Plants SO2 | Thousand Tons | 0.24686 | 0.24686 | 0.24686 | 0.24686 | 0.24686 | 0.24686 | 0.24686
Unit Platte 1 - SO2 Rate Annual v4.10, Unit 4232 and retrofits | 1268 | 2225 | Rate Constraint in lbs/MMBtu | FALSE | L | Annual | Allowances Purchased SO2 | Thousand Tons | 0 | 0 | 0 | 0 | 0 | 0 | 0
Unit Platte 1 - SO2 Rate Annual v4.10, Unit 4232 and retrofits | 1268 | 2225 | Rate Constraint in lbs/MMBtu | FALSE | L | Annual | Allowances Sold SO2 | Thousand Tons | 0 | 0 | 0 | 0 | 0 | 0 | 0
Unit Platte 1 - SO2 Rate Annual v4.10, Unit 4232 and retrofits | 1268 | 2225 | Rate Constraint in lbs/MMBtu | FALSE | L | Annual | Allowances Banked | Thousand Tons | 0 | 0 | 0 | 0 | 0 | 0 | 0
Unit Platte 1 - SO2 Rate Annual v4.10, Unit 4232 and retrofits | 1268 | 2225 | Rate Constraint in lbs/MMBtu | FALSE | L | Annual | Allowances Withdrawn (1:1) | Thousand Tons | 0 | 0 | 0 | 0 | 0 | 0 | 0
Unit Platte 1 - SO2 Rate Annual v4.10, Unit 4232 and retrofits | 1268 | 2225 | Rate Constraint in lbs/MMBtu | FALSE | L | Annual | Allowances Withdrawn (n:1) | Thousand Tons | 0 | 0 | 0 | 0 | 0 | 0 | 0
Unit Platte 1 - SO2 Rate Annual v4.10, Unit 4232 and retrofits | 1268 | 2225 | Rate Constraint in lbs/MMBtu | FALSE | L | Annual | Net Emissions Allowance Position | Thousand Tons | 0.24686 | 0.24686 | 0.24686 | 0.24686 | 0.24686 | 0.24686 | 0.24686
Unit Platte 1 - SO2 Rate Annual v4.10, Unit 4232 and retrofits | 1268 | 2225 | Rate Constraint in lbs/MMBtu | FALSE | L | Annual | Fuel Consumed | TBtu | 8.2287 | 8.2287 | 8.2287 | 8.2287 | 8.2287 | 8.2287 | 8.2287
Unit Platte 1 - SO2 Rate Annual v4.10, Unit 4232 and retrofits | 1268 | 2225 | Rate Constraint in lbs/MMBtu | FALSE | L | Annual | Rate | lb/MMBtu | 0.06 | 0.06 | 0.06 | 0.06 | 0.06 | 0.06 | 0.06
Unit Platte 1 - SO2 Rate Annual v4.10, Unit 4232 and retrofits | 1268 | 2225 | Rate Constraint in lbs/MMBtu | FALSE | L | Annual | Generation | TWh | 0.74448 | 0.74448 | 0.74448 | 0.74448 | 0.74448 | 0.74448 | 0.74448
Unit Platte 1 - SO2 Rate Annual v4.10, Unit 4232 and retrofits | 1268 | 2225 | Rate Constraint in lbs/MMBtu | FALSE | L | Annual | Qualifying Generation | TWh | 0.74448 | 0.74448 | 0.74448 | 0.74448 | 0.74448 | 0.74448 | 0.74448
Unit Platte 1 - SO2 Rate Annual v4.10, Unit 4232 and retrofits | 1268 | 2225 | Rate Constraint in lbs/MMBtu | FALSE | L | Annual | Rate | lb/MWh | 0.33159 | 0.33159 | 0.33159 | 0.33159 | 0.33159 | 0.33159 | 0.33159
Unit Platte 1 - SO2 Rate Annual v4.10, Unit 4232 and retrofits | 1268 | 2225 | Rate Constraint in lbs/MMBtu | FALSE | L | Annual | Constraint Shadow Price | US2011$/Ton | 0 | 0 | 0 | 0 | 0 | 0 | 0
Unit Port Jefferson 3 - SO2 Rate Annual v4.10, Unit 3933 and retrofits | 1269 | 2238 | Rate Constraint in lbs/MMBtu | FALSE | L | Annual | Seasons Included | Seasons | Winter, Summer | Winter, Summer | Winter, Summer | Winter, Summer | Winter, Summer | Winter, Summer | Winter, Summer
Unit Port Jefferson 3 - SO2 Rate Annual v4.10, Unit 3933 and retrofits | 1269 | 2238 | Rate Constraint in lbs/MMBtu | FALSE | L | Annual | Standard | lb/MMBtu | 0.19639 | 0.19639 | 0.19639 | 0.19639 | 0.19639 | 0.19639 | 0.19639
Unit Port Jefferson 3 - SO2 Rate Annual v4.10, Unit 3933 and retrofits | 1269 | 2238 | Rate Constraint in lbs/MMBtu | FALSE | L | Annual | Emissions at Affected Plants SO2 | Thousand Tons | 0 | 0 | 0 | 0 | 0 | 0 | 0
Unit Port Jefferson 3 - SO2 Rate Annual v4.10, Unit 3933 and retrofits | 1269 | 2238 | Rate Constraint in lbs/MMBtu | FALSE | L | Annual | Allowances Purchased SO2 | Thousand Tons | 0 | 0 | 0 | 0 | 0 | 0 | 0
Unit Port Jefferson 3 - SO2 Rate Annual v4.10, Unit 3933 and retrofits | 1269 | 2238 | Rate Constraint in lbs/MMBtu | FALSE | L | Annual | Allowances Sold SO2 | Thousand Tons | 0 | 0 | 0 | 0 | 0 | 0 | 0
Unit Port Jefferson 3 - SO2 Rate Annual v4.10, Unit 3933 and retrofits | 1269 | 2238 | Rate Constraint in lbs/MMBtu | FALSE | L | Annual | Allowances Banked | Thousand Tons | 0 | 0 | 0 | 0 | 0 | 0 | 0
Unit Port Jefferson 3 - SO2 Rate Annual v4.10, Unit 3933 and retrofits | 1269 | 2238 | Rate Constraint in lbs/MMBtu | FALSE | L | Annual | Allowances Withdrawn (1:1) | Thousand Tons | 0 | 0 | 0 | 0 | 0 | 0 | 0
Unit Port Jefferson 3 - SO2 Rate Annual v4.10, Unit 3933 and retrofits | 1269 | 2238 | Rate Constraint in lbs/MMBtu | FALSE | L | Annual | Allowances Withdrawn (n:1) | Thousand Tons | 0 | 0 | 0 | 0 | 0 | 0 | 0
Unit Port Jefferson 3 - SO2 Rate Annual v4.10, Unit 3933 and retrofits | 1269 | 2238 | Rate Constraint in lbs/MMBtu | FALSE | L | Annual | Net Emissions Allowance Position | Thousand Tons | 0 | 0 | 0 | 0 | 0 | 0 | 0
Unit Port Jefferson 3 - SO2 Rate Annual v4.10, Unit 3933 and retrofits | 1269 | 2238 | Rate Constraint in lbs/MMBtu | FALSE | L | Annual | Fuel Consumed | TBtu | 1.8142 | 1.5269 | 0 | 0 | 0 | 0 | 0
Unit Port Jefferson 3 - SO2 Rate Annual v4.10, Unit 3933 and retrofits | 1269 | 2238 | Rate Constraint in lbs/MMBtu | FALSE | L | Annual | Rate | lb/MMBtu | 0 | 0 | 0 | 0 | 0 | 0 | 0
Unit Port Jefferson 3 - SO2 Rate Annual v4.10, Unit 3933 and retrofits | 1269 | 2238 | Rate Constraint in lbs/MMBtu | FALSE | L | Annual | Generation | TWh | 0.15951 | 0.13425 | 0 | 0 | 0 | 0 | 0
Unit Port Jefferson 3 - SO2 Rate Annual v4.10, Unit 3933 and retrofits | 1269 | 2238 | Rate Constraint in lbs/MMBtu | FALSE | L | Annual | Qualifying Generation | TWh | 0.15951 | 0.13425 | 0 | 0 | 0 | 0 | 0
Unit Port Jefferson 3 - SO2 Rate Annual v4.10, Unit 3933 and retrofits | 1269 | 2238 | Rate Constraint in lbs/MMBtu | FALSE | L | Annual | Rate | lb/MWh | 0 | 0 | 0 | 0 | 0 | 0 | 0
Unit Port Jefferson 3 - SO2 Rate Annual v4.10, Unit 3933 and retrofits | 1269 | 2238 | Rate Constraint in lbs/MMBtu | FALSE | L | Annual | Constraint Shadow Price | US2011$/Ton | 0 | 0 | 0 | 0 | 0 | 0 | 0
Unit Port Jefferson 4 - SO2 Rate Annual v4.10, Unit 3935 and retrofits | 1270 | 2239 | Rate Constraint in lbs/MMBtu | FALSE | L | Annual | Seasons Included | Seasons | Winter, Summer | Winter, Summer | Winter, Summer | Winter, Summer | Winter, Summer | Winter, Summer | Winter, Summer
Unit Port Jefferson 4 - SO2 Rate Annual v4.10, Unit 3935 and retrofits | 1270 | 2239 | Rate Constraint in lbs/MMBtu | FALSE | L | Annual | Standard | lb/MMBtu | 0.25483 | 0.25483 | 0.25483 | 0.25483 | 0.25483 | 0.25483 | 0.25483
Unit Port Jefferson 4 - SO2 Rate Annual v4.10, Unit 3935 and retrofits | 1270 | 2239 | Rate Constraint in lbs/MMBtu | FALSE | L | Annual | Emissions at Affected Plants SO2 | Thousand Tons | 0 | 0 | 0 | 0 | 0 | 0 | 0
Unit Port Jefferson 4 - SO2 Rate Annual v4.10, Unit 3935 and retrofits | 1270 | 2239 | Rate Constraint in lbs/MMBtu | FALSE | L | Annual | Allowances Purchased SO2 | Thousand Tons | 0 | 0 | 0 | 0 | 0 | 0 | 0
Unit Port Jefferson 4 - SO2 Rate Annual v4.10, Unit 3935 and retrofits | 1270 | 2239 | Rate Constraint in lbs/MMBtu | FALSE | L | Annual | Allowances Sold SO2 | Thousand Tons | 0 | 0 | 0 | 0 | 0 | 0 | 0
Unit Port Jefferson 4 - SO2 Rate Annual v4.10, Unit 3935 and retrofits | 1270 | 2239 | Rate Constraint in lbs/MMBtu | FALSE | L | Annual | Allowances Banked | Thousand Tons | 0 | 0 | 0 | 0 | 0 | 0 | 0
Unit Port Jefferson 4 - SO2 Rate Annual v4.10, Unit 3935 and retrofits | 1270 | 2239 | Rate Constraint in lbs/MMBtu | FALSE | L | Annual | Allowances Withdrawn (1:1) | Thousand Tons | 0 | 0 | 0 | 0 | 0 | 0 | 0
Unit Port Jefferson 4 - SO2 Rate Annual v4.10, Unit 3935 and retrofits | 1270 | 2239 | Rate Constraint in lbs/MMBtu | FALSE | L | Annual | Allowances Withdrawn (n:1) | Thousand Tons | 0 | 0 | 0 | 0 | 0 | 0 | 0
Unit Port Jefferson 4 - SO2 Rate Annual v4.10, Unit 3935 and retrofits | 1270 | 2239 | Rate Constraint in lbs/MMBtu | FALSE | L | Annual | Net Emissions Allowance Position | Thousand Tons | 0 | 0 | 0 | 0 | 0 | 0 | 0
Unit Port Jefferson 4 - SO2 Rate Annual v4.10, Unit 3935 and retrofits | 1270 | 2239 | Rate Constraint in lbs/MMBtu | FALSE | L | Annual | Fuel Consumed | TBtu | 2.4461 | 1.1957 | 0.88705 | 0 | 0 | 0 | 0
Unit Port Jefferson 4 - SO2 Rate Annual v4.10, Unit 3935 and retrofits | 1270 | 2239 | Rate Constraint in lbs/MMBtu | FALSE | L | Annual | Rate | lb/MMBtu | 0 | 0 | 0 | 0 | 0 | 0 | 0
Unit Port Jefferson 4 - SO2 Rate Annual v4.10, Unit 3935 and retrofits | 1270 | 2239 | Rate Constraint in lbs/MMBtu | FALSE | L | Annual | Generation | TWh | 0.2154 | 0.10529 | 0.078113 | 0 | 0 | 0 | 0
Unit Port Jefferson 4 - SO2 Rate Annual v4.10, Unit 3935 and retrofits | 1270 | 2239 | Rate Constraint in lbs/MMBtu | FALSE | L | Annual | Qualifying Generation | TWh | 0.2154 | 0.10529 | 0.078113 | 0 | 0 | 0 | 0
Unit Port Jefferson 4 - SO2 Rate Annual v4.10, Unit 3935 and retrofits | 1270 | 2239 | Rate Constraint in lbs/MMBtu | FALSE | L | Annual | Rate | lb/MWh | 0 | 0 | 0 | 0 | 0 | 0 | 0
Unit Port Jefferson 4 - SO2 Rate Annual v4.10, Unit 3935 and retrofits | 1270 | 2239 | Rate Constraint in lbs/MMBtu | FALSE | L | Annual | Constraint Shadow Price | US2011$/Ton | 0 | 0 | 0 | 0 | 0 | 0 | 0
Unit San Juan 1-4 - NOX Rate Annual v3.1, Unit 4226 and retrofits | 1271 | 1896 | Rate Constraint in lbs/MMBtu | FALSE | L | Annual | Seasons Included | Seasons | Winter, Summer | Winter, Summer | Winter, Summer | Winter, Summer | Winter, Summer | Winter, Summer | Winter, Summer
Unit San Juan 1-4 - NOX Rate Annual v3.1, Unit 4226 and retrofits | 1271 | 1896 | Rate Constraint in lbs/MMBtu | FALSE | L | Annual | Standard | lb/MMBtu | 0.3 | 0.3 | 0.3 | 0.3 | 0.3 | 0.3 | 0.3
Unit San Juan 1-4 - NOX Rate Annual v3.1, Unit 4226 and retrofits | 1271 | 1896 | Rate Constraint in lbs/MMBtu | FALSE | L | Annual | Emissions at Affected Plants NOX | Thousand Tons | 3.3661 | 3.3661 | 3.3661 | 3.3661 | 3.1791 | 3.1791 | 2.7712
Unit San Juan 1-4 - NOX Rate Annual v3.1, Unit 4226 and retrofits | 1271 | 1896 | Rate Constraint in lbs/MMBtu | FALSE | L | Annual | Allowances Purchased NOX | Thousand Tons | 0 | 0 | 0 | 0 | 0 | 0 | 0
Unit San Juan 1-4 - NOX Rate Annual v3.1, Unit 4226 and retrofits | 1271 | 1896 | Rate Constraint in lbs/MMBtu | FALSE | L | Annual | Allowances Sold NOX | Thousand Tons | 0 | 0 | 0 | 0 | 0 | 0 | 0
Unit San Juan 1-4 - NOX Rate Annual v3.1, Unit 4226 and retrofits | 1271 | 1896 | Rate Constraint in lbs/MMBtu | FALSE | L | Annual | Allowances Banked | Thousand Tons | 0 | 0 | 0 | 0 | 0 | 0 | 0
Unit San Juan 1-4 - NOX Rate Annual v3.1, Unit 4226 and retrofits | 1271 | 1896 | Rate Constraint in lbs/MMBtu | FALSE | L | Annual | Allowances Withdrawn (1:1) | Thousand Tons | 0 | 0 | 0 | 0 | 0 | 0 | 0
Unit San Juan 1-4 - NOX Rate Annual v3.1, Unit 4226 and retrofits | 1271 | 1896 | Rate Constraint in lbs/MMBtu | FALSE | L | Annual | Allowances Withdrawn (n:1) | Thousand Tons | 0 | 0 | 0 | 0 | 0 | 0 | 0
Unit San Juan 1-4 - NOX Rate Annual v3.1, Unit 4226 and retrofits | 1271 | 1896 | Rate Constraint in lbs/MMBtu | FALSE | L | Annual | Net Emissions Allowance Position | Thousand Tons | 3.3661 | 3.3661 | 3.3661 | 3.3661 | 3.1791 | 3.1791 | 2.7712
Unit San Juan 1-4 - NOX Rate Annual v3.1, Unit 4226 and retrofits | 1271 | 1896 | Rate Constraint in lbs/MMBtu | FALSE | L | Annual | Fuel Consumed | TBtu | 32.3353 | 32.3353 | 32.3353 | 32.3353 | 30.5918 | 30.5918 | 26.666
Unit San Juan 1-4 - NOX Rate Annual v3.1, Unit 4226 and retrofits | 1271 | 1896 | Rate Constraint in lbs/MMBtu | FALSE | L | Annual | Rate | lb/MMBtu | 0.2082 | 0.2082 | 0.2082 | 0.2082 | 0.20784 | 0.20784 | 0.20784
Unit San Juan 1-4 - NOX Rate Annual v3.1, Unit 4226 and retrofits | 1271 | 1896 | Rate Constraint in lbs/MMBtu | FALSE | L | Annual | Generation | TWh | 2.999 | 2.999 | 2.999 | 2.999 | 2.8324 | 2.8324 | 2.4689
Unit San Juan 1-4 - NOX Rate Annual v3.1, Unit 4226 and retrofits | 1271 | 1896 | Rate Constraint in lbs/MMBtu | FALSE | L | Annual | Qualifying Generation | TWh | 2.999 | 2.999 | 2.999 | 2.999 | 2.8324 | 2.8324 | 2.4689
Unit San Juan 1-4 - NOX Rate Annual v3.1, Unit 4226 and retrofits | 1271 | 1896 | Rate Constraint in lbs/MMBtu | FALSE | L | Annual | Rate | lb/MWh | 1.1224 | 1.1224 | 1.1224 | 1.1224 | 1.1224 | 1.1224 | 1.1224
Unit San Juan 1-4 - NOX Rate Annual v3.1, Unit 4226 and retrofits | 1271 | 1896 | Rate Constraint in lbs/MMBtu | FALSE | L | Annual | Constraint Shadow Price | US2011$/Ton | 0 | 0 | 0 | 0 | 0 | 0 | 0
Unit San Juan 1-4 - NOX Rate Annual v3.1, Unit 4227 and retrofits | 1272 | 1896 | Rate Constraint in lbs/MMBtu | FALSE | L | Annual | Seasons Included | Seasons | Winter, Summer | Winter, Summer | Winter, Summer | Winter, Summer | Winter, Summer | Winter, Summer | Winter, Summer
Unit San Juan 1-4 - NOX Rate Annual v3.1, Unit 4227 and retrofits | 1272 | 1896 | Rate Constraint in lbs/MMBtu | FALSE | L | Annual | Standard | lb/MMBtu | 0.3 | 0.3 | 0.3 | 0.3 | 0.3 | 0.3 | 0.3
Unit San Juan 1-4 - NOX Rate Annual v3.1, Unit 4227 and retrofits | 1272 | 1896 | Rate Constraint in lbs/MMBtu | FALSE | L | Annual | Emissions at Affected Plants NOX | Thousand Tons | 0 | 0 | 0 | 0 | 0 | 0 | 0
Unit San Juan 1-4 - NOX Rate Annual v3.1, Unit 4227 and retrofits | 1272 | 1896 | Rate Constraint in lbs/MMBtu | FALSE | L | Annual | Allowances Purchased NOX | Thousand Tons | 0 | 0 | 0 | 0 | 0 | 0 | 0
Unit San Juan 1-4 - NOX Rate Annual v3.1, Unit 4227 and retrofits | 1272 | 1896 | Rate Constraint in lbs/MMBtu | FALSE | L | Annual | Allowances Sold NOX | Thousand Tons | 0 | 0 | 0 | 0 | 0 | 0 | 0
Unit San Juan 1-4 - NOX Rate Annual v3.1, Unit 4227 and retrofits | 1272 | 1896 | Rate Constraint in lbs/MMBtu | FALSE | L | Annual | Allowances Banked | Thousand Tons | 0 | 0 | 0 | 0 | 0 | 0 | 0
Unit San Juan 1-4 - NOX Rate Annual v3.1, Unit 4227 and retrofits | 1272 | 1896 | Rate Constraint in lbs/MMBtu | FALSE | L | Annual | Allowances Withdrawn (1:1) | Thousand Tons | 0 | 0 | 0 | 0 | 0 | 0 | 0
Unit San Juan 1-4 - NOX Rate Annual v3.1, Unit 4227 and retrofits | 1272 | 1896 | Rate Constraint in lbs/MMBtu | FALSE | L | Annual | Allowances Withdrawn (n:1) | Thousand Tons | 0 | 0 | 0 | 0 | 0 | 0 | 0
Unit San Juan 1-4 - NOX Rate Annual v3.1, Unit 4227 and retrofits | 1272 | 1896 | Rate Constraint in lbs/MMBtu | FALSE | L | Annual | Net Emissions Allowance Position | Thousand Tons | 0 | 0 | 0 | 0 | 0 | 0 | 0
Unit San Juan 1-4 - NOX Rate Annual v3.1, Unit 4227 and retrofits | 1272 | 1896 | Rate Constraint in lbs/MMBtu | FALSE | L | Annual | Fuel Consumed | TBtu | 0 | 0 | 0 | 0 | 0 | 0 | 0
Unit San Juan 1-4 - NOX Rate Annual v3.1, Unit 4227 and retrofits | 1272 | 1896 | Rate Constraint in lbs/MMBtu | FALSE | L | Annual | Rate | lb/MMBtu | 0 | 0 | 0 | 0 | 0 | 0 | 0
Unit San Juan 1-4 - NOX Rate Annual v3.1, Unit 4227 and retrofits | 1272 | 1896 | Rate Constraint in lbs/MMBtu | FALSE | L | Annual | Generation | TWh | 0 | 0 | 0 | 0 | 0 | 0 | 0
Unit San Juan 1-4 - NOX Rate Annual v3.1, Unit 4227 and retrofits | 1272 | 1896 | Rate Constraint in lbs/MMBtu | FALSE | L | Annual | Qualifying Generation | TWh | 0 | 0 | 0 | 0 | 0 | 0 | 0
Unit San Juan 1-4 - NOX Rate Annual v3.1, Unit 4227 and retrofits | 1272 | 1896 | Rate Constraint in lbs/MMBtu | FALSE | L | Annual | Rate | lb/MWh | 0 | 0 | 0 | 0 | 0 | 0 | 0
Unit San Juan 1-4 - NOX Rate Annual v3.1, Unit 4227 and retrofits | 1272 | 1896 | Rate Constraint in lbs/MMBtu | FALSE | L | Annual | Constraint Shadow Price | US2011$/Ton | 0 | 0 | 0 | 0 | 0 | 0 | 0
Unit San Juan 1-4 - NOX Rate Annual v3.1, Unit 4228 and retrofits | 1273 | 1896 | Rate Constraint in lbs/MMBtu | FALSE | L | Annual | Seasons Included | Seasons | Winter, Summer | Winter, Summer | Winter, Summer | Winter, Summer | Winter, Summer | Winter, Summer | Winter, Summer
Unit San Juan 1-4 - NOX Rate Annual v3.1, Unit 4228 and retrofits | 1273 | 1896 | Rate Constraint in lbs/MMBtu | FALSE | L | Annual | Standard | lb/MMBtu | 0.3 | 0.3 | 0.3 | 0.3 | 0.3 | 0.3 | 0.3
Unit San Juan 1-4 - NOX Rate Annual v3.1, Unit 4228 and retrofits | 1273 | 1896 | Rate Constraint in lbs/MMBtu | FALSE | L | Annual | Emissions at Affected Plants NOX | Thousand Tons | 2.6433 | 2.6433 | 2.6433 | 2.6433 | 2.6433 | 2.5173 | 2.4975
Unit San Juan 1-4 - NOX Rate Annual v3.1, Unit 4228 and retrofits | 1273 | 1896 | Rate Constraint in lbs/MMBtu | FALSE | L | Annual | Allowances Purchased NOX | Thousand Tons | 0 | 0 | 0 | 0 | 0 | 0 | 0
Unit San Juan 1-4 - NOX Rate Annual v3.1, Unit 4228 and retrofits | 1273 | 1896 | Rate Constraint in lbs/MMBtu | FALSE | L | Annual | Allowances Sold NOX | Thousand Tons | 0 | 0 | 0 | 0 | 0 | 0 | 0
Unit San Juan 1-4 - NOX Rate Annual v3.1, Unit 4228 and retrofits | 1273 | 1896 | Rate Constraint in lbs/MMBtu | FALSE | L | Annual | Allowances Banked | Thousand Tons | 0 | 0 | 0 | 0 | 0 | 0 | 0
Unit San Juan 1-4 - NOX Rate Annual v3.1, Unit 4228 and retrofits | 1273 | 1896 | Rate Constraint in lbs/MMBtu | FALSE | L | Annual | Allowances Withdrawn (1:1) | Thousand Tons | 0 | 0 | 0 | 0 | 0 | 0 | 0
Unit San Juan 1-4 - NOX Rate Annual v3.1, Unit 4228 and retrofits | 1273 | 1896 | Rate Constraint in lbs/MMBtu | FALSE | L | Annual | Allowances Withdrawn (n:1) | Thousand Tons | 0 | 0 | 0 | 0 | 0 | 0 | 0
Unit San Juan 1-4 - NOX Rate Annual v3.1, Unit 4228 and retrofits | 1273 | 1896 | Rate Constraint in lbs/MMBtu | FALSE | L | Annual | Net Emissions Allowance Position | Thousand Tons | 2.6433 | 2.6433 | 2.6433 | 2.6433 | 2.6433 | 2.5173 | 2.4975
Unit San Juan 1-4 - NOX Rate Annual v3.1, Unit 4228 and retrofits | 1273 | 1896 | Rate Constraint in lbs/MMBtu | FALSE | L | Annual | Fuel Consumed | TBtu | 24.9251 | 24.9251 | 24.9251 | 24.9253 | 24.9681 | 23.7781 | 23.591
Unit San Juan 1-4 - NOX Rate Annual v3.1, Unit 4228 and retrofits | 1273 | 1896 | Rate Constraint in lbs/MMBtu | FALSE | L | Annual | Rate | lb/MMBtu | 0.2121 | 0.2121 | 0.2121 | 0.2121 | 0.21173 | 0.21173 | 0.21173
Unit San Juan 1-4 - NOX Rate Annual v3.1, Unit 4228 and retrofits | 1273 | 1896 | Rate Constraint in lbs/MMBtu | FALSE | L | Annual | Generation | TWh | 2.3811 | 2.3811 | 2.3811 | 2.3811 | 2.3811 | 2.2676 | 2.2497
Unit San Juan 1-4 - NOX Rate Annual v3.1, Unit 4228 and retrofits | 1273 | 1896 | Rate Constraint in lbs/MMBtu | FALSE | L | Annual | Qualifying Generation | TWh | 2.3811 | 2.3811 | 2.3811 | 2.3811 | 2.3811 | 2.2676 | 2.2497
Unit San Juan 1-4 - NOX Rate Annual v3.1, Unit 4228 and retrofits | 1273 | 1896 | Rate Constraint in lbs/MMBtu | FALSE | L | Annual | Rate | lb/MWh | 1.1101 | 1.1101 | 1.1101 | 1.1101 | 1.1101 | 1.1101 | 1.1101
Unit San Juan 1-4 - NOX Rate Annual v3.1, Unit 4228 and retrofits | 1273 | 1896 | Rate Constraint in lbs/MMBtu | FALSE | L | Annual | Constraint Shadow Price | US2011$/Ton | 0 | 0 | 0 | 0 | 0 | 0 | 0
Unit San Juan 1-4 - NOX Rate Annual v3.1, Unit 4229 and retrofits | 1274 | 1896 | Rate Constraint in lbs/MMBtu | FALSE | L | Annual | Seasons Included | Seasons | Winter, Summer | Winter, Summer | Winter, Summer | Winter, Summer | Winter, Summer | Winter, Summer | Winter, Summer
Unit San Juan 1-4 - NOX Rate Annual v3.1, Unit 4229 and retrofits | 1274 | 1896 | Rate Constraint in lbs/MMBtu | FALSE | L | Annual | Standard | lb/MMBtu | 0.3 | 0.3 | 0.3 | 0.3 | 0.3 | 0.3 | 0.3
Unit San Juan 1-4 - NOX Rate Annual v3.1, Unit 4229 and retrofits | 1274 | 1896 | Rate Constraint in lbs/MMBtu | FALSE | L | Annual | Emissions at Affected Plants NOX | Thousand Tons | 0 | 0 | 0 | 0 | 0 | 0 | 0
Unit San Juan 1-4 - NOX Rate Annual v3.1, Unit 4229 and retrofits | 1274 | 1896 | Rate Constraint in lbs/MMBtu | FALSE | L | Annual | Allowances Purchased NOX | Thousand Tons | 0 | 0 | 0 | 0 | 0 | 0 | 0
Unit San Juan 1-4 - NOX Rate Annual v3.1, Unit 4229 and retrofits | 1274 | 1896 | Rate Constraint in lbs/MMBtu | FALSE | L | Annual | Allowances Sold NOX | Thousand Tons | 0 | 0 | 0 | 0 | 0 | 0 | 0
Unit San Juan 1-4 - NOX Rate Annual v3.1, Unit 4229 and retrofits | 1274 | 1896 | Rate Constraint in lbs/MMBtu | FALSE | L | Annual | Allowances Banked | Thousand Tons | 0 | 0 | 0 | 0 | 0 | 0 | 0
Unit San Juan 1-4 - NOX Rate Annual v3.1, Unit 4229 and retrofits | 1274 | 1896 | Rate Constraint in lbs/MMBtu | FALSE | L | Annual | Allowances Withdrawn (1:1) | Thousand Tons | 0 | 0 | 0 | 0 | 0 | 0 | 0
Unit San Juan 1-4 - NOX Rate Annual v3.1, Unit 4229 and retrofits | 1274 | 1896 | Rate Constraint in lbs/MMBtu | FALSE | L | Annual | Allowances Withdrawn (n:1) | Thousand Tons | 0 | 0 | 0 | 0 | 0 | 0 | 0
Unit San Juan 1-4 - NOX Rate Annual v3.1, Unit 4229 and retrofits | 1274 | 1896 | Rate Constraint in lbs/MMBtu | FALSE | L | Annual | Net Emissions Allowance Position | Thousand Tons | 0 | 0 | 0 | 0 | 0 | 0 | 0
Unit San Juan 1-4 - NOX Rate Annual v3.1, Unit 4229 and retrofits | 1274 | 1896 | Rate Constraint in lbs/MMBtu | FALSE | L | Annual | Fuel Consumed | TBtu | 0 | 0 | 0 | 0 | 0 | 0 | 0
Unit San Juan 1-4 - NOX Rate Annual v3.1, Unit 4229 and retrofits | 1274 | 1896 | Rate Constraint in lbs/MMBtu | FALSE | L | Annual | Rate | lb/MMBtu | 0 | 0 | 0 | 0 | 0 | 0 | 0
Unit San Juan 1-4 - NOX Rate Annual v3.1, Unit 4229 and retrofits | 1274 | 1896 | Rate Constraint in lbs/MMBtu | FALSE | L | Annual | Generation | TWh | 0 | 0 | 0 | 0 | 0 | 0 | 0
Unit San Juan 1-4 - NOX Rate Annual v3.1, Unit 4229 and retrofits | 1274 | 1896 | Rate Constraint in lbs/MMBtu | FALSE | L | Annual | Qualifying Generation | TWh | 0 | 0 | 0 | 0 | 0 | 0 | 0
Unit San Juan 1-4 - NOX Rate Annual v3.1, Unit 4229 and retrofits | 1274 | 1896 | Rate Constraint in lbs/MMBtu | FALSE | L | Annual | Rate | lb/MWh | 0 | 0 | 0 | 0 | 0 | 0 | 0
Unit San Juan 1-4 - NOX Rate Annual v3.1, Unit 4229 and retrofits | 1274 | 1896 | Rate Constraint in lbs/MMBtu | FALSE | L | Annual | Constraint Shadow Price | US2011$/Ton | 0 | 0 | 0 | 0 | 0 | 0 | 0
Unit San Juan 1-4 - SO2 Rate Annual v3.1, Unit 4226 and retrofits | 1275 | 1897 | Rate Constraint in lbs/MMBtu | FALSE | L | Annual | Seasons Included | Seasons | Winter, Summer | Winter, Summer | Winter, Summer | Winter, Summer | Winter, Summer | Winter, Summer | Winter, Summer
Unit San Juan 1-4 - SO2 Rate Annual v3.1, Unit 4226 and retrofits | 1275 | 1897 | Rate Constraint in lbs/MMBtu | FALSE | L | Annual | Standard | lb/MMBtu | 0.25 | 0.25 | 0.25 | 0.25 | 0.25 | 0.25 | 0.25
Unit San Juan 1-4 - SO2 Rate Annual v3.1, Unit 4226 and retrofits | 1275 | 1897 | Rate Constraint in lbs/MMBtu | FALSE | L | Annual | Emissions at Affected Plants SO2 | Thousand Tons | 1.1511 | 1.1511 | 1.1511 | 1.1511 | 1.0823 | 1.0823 | 0.94339
Unit San Juan 1-4 - SO2 Rate Annual v3.1, Unit 4226 and retrofits | 1275 | 1897 | Rate Constraint in lbs/MMBtu | FALSE | L | Annual | Allowances Purchased SO2 | Thousand Tons | 0 | 0 | 0 | 0 | 0 | 0 | 0
Unit San Juan 1-4 - SO2 Rate Annual v3.1, Unit 4226 and retrofits | 1275 | 1897 | Rate Constraint in lbs/MMBtu | FALSE | L | Annual | Allowances Sold SO2 | Thousand Tons | 0 | 0 | 0 | 0 | 0 | 0 | 0
Unit San Juan 1-4 - SO2 Rate Annual v3.1, Unit 4226 and retrofits | 1275 | 1897 | Rate Constraint in lbs/MMBtu | FALSE | L | Annual | Allowances Banked | Thousand Tons | 0 | 0 | 0 | 0 | 0 | 0 | 0
Unit San Juan 1-4 - SO2 Rate Annual v3.1, Unit 4226 and retrofits | 1275 | 1897 | Rate Constraint in lbs/MMBtu | FALSE | L | Annual | Allowances Withdrawn (1:1) | Thousand Tons | 0 | 0 | 0 | 0 | 0 | 0 | 0
Unit San Juan 1-4 - SO2 Rate Annual v3.1, Unit 4226 and retrofits | 1275 | 1897 | Rate Constraint in lbs/MMBtu | FALSE | L | Annual | Allowances Withdrawn (n:1) | Thousand Tons | 0 | 0 | 0 | 0 | 0 | 0 | 0
Unit San Juan 1-4 - SO2 Rate Annual v3.1, Unit 4226 and retrofits | 1275 | 1897 | Rate Constraint in lbs/MMBtu | FALSE | L | Annual | Net Emissions Allowance Position | Thousand Tons | 1.1511 | 1.1511 | 1.1511 | 1.1511 | 1.0823 | 1.0823 | 0.94339
Unit San Juan 1-4 - SO2 Rate Annual v3.1, Unit 4226 and retrofits | 1275 | 1897 | Rate Constraint in lbs/MMBtu | FALSE | L | Annual | Fuel Consumed | TBtu | 32.3353 | 32.3353 | 32.3353 | 32.3353 | 30.5918 | 30.5918 | 26.666
Unit San Juan 1-4 - SO2 Rate Annual v3.1, Unit 4226 and retrofits | 1275 | 1897 | Rate Constraint in lbs/MMBtu | FALSE | L | Annual | Rate | lb/MMBtu | 0.0712 | 0.0712 | 0.0712 | 0.0712 | 0.070756 | 0.070756 | 0.070756
Unit San Juan 1-4 - SO2 Rate Annual v3.1, Unit 4226 and retrofits | 1275 | 1897 | Rate Constraint in lbs/MMBtu | FALSE | L | Annual | Generation | TWh | 2.999 | 2.999 | 2.999 | 2.999 | 2.8324 | 2.8324 | 2.4689
Unit San Juan 1-4 - SO2 Rate Annual v3.1, Unit 4226 and retrofits | 1275 | 1897 | Rate Constraint in lbs/MMBtu | FALSE | L | Annual | Qualifying Generation | TWh | 2.999 | 2.999 | 2.999 | 2.999 | 2.8324 | 2.8324 | 2.4689
Unit San Juan 1-4 - SO2 Rate Annual v3.1, Unit 4226 and retrofits | 1275 | 1897 | Rate Constraint in lbs/MMBtu | FALSE | L | Annual | Rate | lb/MWh | 0.38384 | 0.38384 | 0.38384 | 0.38384 | 0.3821 | 0.3821 | 0.3821
Unit San Juan 1-4 - SO2 Rate Annual v3.1, Unit 4226 and retrofits | 1275 | 1897 | Rate Constraint in lbs/MMBtu | FALSE | L | Annual | Constraint Shadow Price | US2011$/Ton | 0 | 0 | 0 | 0 | 0 | 0 | 0
Unit San Juan 1-4 - SO2 Rate Annual v3.1, Unit 4227 and retrofits | 1276 | 1897 | Rate Constraint in lbs/MMBtu | FALSE | L | Annual | Seasons Included | Seasons | Winter, Summer | Winter, Summer | Winter, Summer | Winter, Summer | Winter, Summer | Winter, Summer | Winter, Summer
Unit San Juan 1-4 - SO2 Rate Annual v3.1, Unit 4227 and retrofits | 1276 | 1897 | Rate Constraint in lbs/MMBtu | FALSE | L | Annual | Standard | lb/MMBtu | 0.25 | 0.25 | 0.25 | 0.25 | 0.25 | 0.25 | 0.25
Unit San Juan 1-4 - SO2 Rate Annual v3.1, Unit 4227 and retrofits | 1276 | 1897 | Rate Constraint in lbs/MMBtu | FALSE | L | Annual | Emissions at Affected Plants SO2 | Thousand Tons | 0 | 0 | 0 | 0 | 0 | 0 | 0
Unit San Juan 1-4 - SO2 Rate Annual v3.1, Unit 4227 and retrofits | 1276 | 1897 | Rate Constraint in lbs/MMBtu | FALSE | L | Annual | Allowances Purchased SO2 | Thousand Tons | 0 | 0 | 0 | 0 | 0 | 0 | 0
Unit San Juan 1-4 - SO2 Rate Annual v3.1, Unit 4227 and retrofits | 1276 | 1897 | Rate Constraint in lbs/MMBtu | FALSE | L | Annual | Allowances Sold SO2 | Thousand Tons | 0 | 0 | 0 | 0 | 0 | 0 | 0
Unit San Juan 1-4 - SO2 Rate Annual v3.1, Unit 4227 and retrofits | 1276 | 1897 | Rate Constraint in lbs/MMBtu | FALSE | L | Annual | Allowances Banked | Thousand Tons | 0 | 0 | 0 | 0 | 0 | 0 | 0
Unit San Juan 1-4 - SO2 Rate Annual v3.1, Unit 4227 and retrofits | 1276 | 1897 | Rate Constraint in lbs/MMBtu | FALSE | L | Annual | Allowances Withdrawn (1:1) | Thousand Tons | 0 | 0 | 0 | 0 | 0 | 0 | 0
Unit San Juan 1-4 - SO2 Rate Annual v3.1, Unit 4227 and retrofits | 1276 | 1897 | Rate Constraint in lbs/MMBtu | FALSE | L | Annual | Allowances Withdrawn (n:1) | Thousand Tons | 0 | 0 | 0 | 0 | 0 | 0 | 0
Unit San Juan 1-4 - SO2 Rate Annual v3.1, Unit 4227 and retrofits | 1276 | 1897 | Rate Constraint in lbs/MMBtu | FALSE | L | Annual | Net Emissions Allowance Position | Thousand Tons | 0 | 0 | 0 | 0 | 0 | 0 | 0
Unit San Juan 1-4 - SO2 Rate Annual v3.1, Unit 4227 and retrofits | 1276 | 1897 | Rate Constraint in lbs/MMBtu | FALSE | L | Annual | Fuel Consumed | TBtu | 0 | 0 | 0 | 0 | 0 | 0 | 0
Unit San Juan 1-4 - SO2 Rate Annual v3.1, Unit 4227 and retrofits | 1276 | 1897 | Rate Constraint in lbs/MMBtu | FALSE | L | Annual | Rate | lb/MMBtu | 0 | 0 | 0 | 0 | 0 | 0 | 0
Unit San Juan 1-4 - SO2 Rate Annual v3.1, Unit 4227 and retrofits | 1276 | 1897 | Rate Constraint in lbs/MMBtu | FALSE | L | Annual | Generation | TWh | 0 | 0 | 0 | 0 | 0 | 0 | 0
Unit San Juan 1-4 - SO2 Rate Annual v3.1, Unit 4227 and retrofits | 1276 | 1897 | Rate Constraint in lbs/MMBtu | FALSE | L | Annual | Qualifying Generation | TWh | 0 | 0 | 0 | 0 | 0 | 0 | 0
Unit San Juan 1-4 - SO2 Rate Annual v3.1, Unit 4227 and retrofits | 1276 | 1897 | Rate Constraint in lbs/MMBtu | FALSE | L | Annual | Rate | lb/MWh | 0 | 0 | 0 | 0 | 0 | 0 | 0
Unit San Juan 1-4 - SO2 Rate Annual v3.1, Unit 4227 and retrofits | 1276 | 1897 | Rate Constraint in lbs/MMBtu | FALSE | L | Annual | Constraint Shadow Price | US2011$/Ton | 0 | 0 | 0 | 0 | 0 | 0 | 0
Unit San Juan 1-4 - SO2 Rate Annual v3.1, Unit 4228 and retrofits | 1277 | 1897 | Rate Constraint in lbs/MMBtu | FALSE | L | Annual | Seasons Included | Seasons | Winter, Summer | Winter, Summer | Winter, Summer | Winter, Summer | Winter, Summer | Winter, Summer | Winter, Summer
Unit San Juan 1-4 - SO2 Rate Annual v3.1, Unit 4228 and retrofits | 1277 | 1897 | Rate Constraint in lbs/MMBtu | FALSE | L | Annual | Standard | lb/MMBtu | 0.25 | 0.25 | 0.25 | 0.25 | 0.25 | 0.25 | 0.25
Unit San Juan 1-4 - SO2 Rate Annual v3.1, Unit 4228 and retrofits | 1277 | 1897 | Rate Constraint in lbs/MMBtu | FALSE | L | Annual | Emissions at Affected Plants SO2 | Thousand Tons | 0.88733 | 0.88733 | 0.88733 | 0.88731 | 0.88332 | 0.84122 | 0.8346
Unit San Juan 1-4 - SO2 Rate Annual v3.1, Unit 4228 and retrofits | 1277 | 1897 | Rate Constraint in lbs/MMBtu | FALSE | L | Annual | Allowances Purchased SO2 | Thousand Tons | 0 | 0 | 0 | 0 | 0 | 0 | 0
Unit San Juan 1-4 - SO2 Rate Annual v3.1, Unit 4228 and retrofits | 1277 | 1897 | Rate Constraint in lbs/MMBtu | FALSE | L | Annual | Allowances Sold SO2 | Thousand Tons | 0 | 0 | 0 | 0 | 0 | 0 | 0
Unit San Juan 1-4 - SO2 Rate Annual v3.1, Unit 4228 and retrofits | 1277 | 1897 | Rate Constraint in lbs/MMBtu | FALSE | L | Annual | Allowances Banked | Thousand Tons | 0 | 0 | 0 | 0 | 0 | 0 | 0
Unit San Juan 1-4 - SO2 Rate Annual v3.1, Unit 4228 and retrofits | 1277 | 1897 | Rate Constraint in lbs/MMBtu | FALSE | L | Annual | Allowances Withdrawn (1:1) | Thousand Tons | 0 | 0 | 0 | 0 | 0 | 0 | 0
Unit San Juan 1-4 - SO2 Rate Annual v3.1, Unit 4228 and retrofits | 1277 | 1897 | Rate Constraint in lbs/MMBtu | FALSE | L | Annual | Allowances Withdrawn (n:1) | Thousand Tons | 0 | 0 | 0 | 0 | 0 | 0 | 0
Unit San Juan 1-4 - SO2 Rate Annual v3.1, Unit 4228 and retrofits | 1277 | 1897 | Rate Constraint in lbs/MMBtu | FALSE | L | Annual | Net Emissions Allowance Position | Thousand Tons | 0.88733 | 0.88733 | 0.88733 | 0.88731 | 0.88332 | 0.84122 | 0.8346
Unit San Juan 1-4 - SO2 Rate Annual v3.1, Unit 4228 and retrofits | 1277 | 1897 | Rate Constraint in lbs/MMBtu | FALSE | L | Annual | Fuel Consumed | TBtu | 24.9251 | 24.9251 | 24.9251 | 24.9253 | 24.9681 | 23.7781 | 23.591
Unit San Juan 1-4 - SO2 Rate Annual v3.1, Unit 4228 and retrofits | 1277 | 1897 | Rate Constraint in lbs/MMBtu | FALSE | L | Annual | Rate | lb/MMBtu | 0.0712 | 0.0712 | 0.0712 | 0.071198 | 0.070756 | 0.070756 | 0.070756
Unit San Juan 1-4 - SO2 Rate Annual v3.1, Unit 4228 and retrofits | 1277 | 1897 | Rate Constraint in lbs/MMBtu | FALSE | L | Annual | Generation | TWh | 2.3811 | 2.3811 | 2.3811 | 2.3811 | 2.3811 | 2.2676 | 2.2497
Unit San Juan 1-4 - SO2 Rate Annual v3.1, Unit 4228 and retrofits | 1277 | 1897 | Rate Constraint in lbs/MMBtu | FALSE | L | Annual | Qualifying Generation | TWh | 2.3811 | 2.3811 | 2.3811 | 2.3811 | 2.3811 | 2.2676 | 2.2497
Unit San Juan 1-4 - SO2 Rate Annual v3.1, Unit 4228 and retrofits | 1277 | 1897 | Rate Constraint in lbs/MMBtu | FALSE | L | Annual | Rate | lb/MWh | 0.37266 | 0.37266 | 0.37266 | 0.37265 | 0.37097 | 0.37097 | 0.37097
Unit San Juan 1-4 - SO2 Rate Annual v3.1, Unit 4228 and retrofits | 1277 | 1897 | Rate Constraint in lbs/MMBtu | FALSE | L | Annual | Constraint Shadow Price | US2011$/Ton | 0 | 0 | 0 | 0 | 0 | 0 | 0
Unit San Juan 1-4 - SO2 Rate Annual v3.1, Unit 4229 and retrofits | 1278 | 1897 | Rate Constraint in lbs/MMBtu | FALSE | L | Annual | Seasons Included | Seasons | Winter, Summer | Winter, Summer | Winter, Summer | Winter, Summer | Winter, Summer | Winter, Summer | Winter, Summer
Unit San Juan 1-4 - SO2 Rate Annual v3.1, Unit 4229 and retrofits | 1278 | 1897 | Rate Constraint in lbs/MMBtu | FALSE | L | Annual | Standard | lb/MMBtu | 0.25 | 0.25 | 0.25 | 0.25 | 0.25 | 0.25 | 0.25
Unit San Juan 1-4 - SO2 Rate Annual v3.1, Unit 4229 and retrofits | 1278 | 1897 | Rate Constraint in lbs/MMBtu | FALSE | L | Annual | Emissions at Affected Plants SO2 | Thousand Tons | 0 | 0 | 0 | 0 | 0 | 0 | 0
Unit San Juan 1-4 - SO2 Rate Annual v3.1, Unit 4229 and retrofits | 1278 | 1897 | Rate Constraint in lbs/MMBtu | FALSE | L | Annual | Allowances Purchased SO2 | Thousand Tons | 0 | 0 | 0 | 0 | 0 | 0 | 0
Unit San Juan 1-4 - SO2 Rate Annual v3.1, Unit 4229 and retrofits | 1278 | 1897 | Rate Constraint in lbs/MMBtu | FALSE | L | Annual | Allowances Sold SO2 | Thousand Tons | 0 | 0 | 0 | 0 | 0 | 0 | 0
Unit San Juan 1-4 - SO2 Rate Annual v3.1, Unit 4229 and retrofits | 1278 | 1897 | Rate Constraint in lbs/MMBtu | FALSE | L | Annual | Allowances Banked | Thousand Tons | 0 | 0 | 0 | 0 | 0 | 0 | 0
Unit San Juan 1-4 - SO2 Rate Annual v3.1, Unit 4229 and retrofits | 1278 | 1897 | Rate Constraint in lbs/MMBtu | FALSE | L | Annual | Allowances Withdrawn (1:1) | Thousand Tons | 0 | 0 | 0 | 0 | 0 | 0 | 0
Unit San Juan 1-4 - SO2 Rate Annual v3.1, Unit 4229 and retrofits | 1278 | 1897 | Rate Constraint in lbs/MMBtu | FALSE | L | Annual | Allowances Withdrawn (n:1) | Thousand Tons | 0 | 0 | 0 | 0 | 0 | 0 | 0
Unit San Juan 1-4 - SO2 Rate Annual v3.1, Unit 4229 and retrofits | 1278 | 1897 | Rate Constraint in lbs/MMBtu | FALSE | L | Annual | Net Emissions Allowance Position | Thousand Tons | 0 | 0 | 0 | 0 | 0 | 0 | 0
Unit San Juan 1-4 - SO2 Rate Annual v3.1, Unit 4229 and retrofits | 1278 | 1897 | Rate Constraint in lbs/MMBtu | FALSE | L | Annual | Fuel Consumed | TBtu | 0 | 0 | 0 | 0 | 0 | 0 | 0
Unit San Juan 1-4 - SO2 Rate Annual v3.1, Unit 4229 and retrofits | 1278 | 1897 | Rate Constraint in lbs/MMBtu | FALSE | L | Annual | Rate | lb/MMBtu | 0 | 0 | 0 | 0 | 0 | 0 | 0
Unit San Juan 1-4 - SO2 Rate Annual v3.1, Unit 4229 and retrofits | 1278 | 1897 | Rate Constraint in lbs/MMBtu | FALSE | L | Annual | Generation | TWh | 0 | 0 | 0 | 0 | 0 | 0 | 0
Unit San Juan 1-4 - SO2 Rate Annual v3.1, Unit 4229 and retrofits | 1278 | 1897 | Rate Constraint in lbs/MMBtu | FALSE | L | Annual | Qualifying Generation | TWh | 0 | 0 | 0 | 0 | 0 | 0 | 0
Unit San Juan 1-4 - SO2 Rate Annual v3.1, Unit 4229 and retrofits | 1278 | 1897 | Rate Constraint in lbs/MMBtu | FALSE | L | Annual | Rate | lb/MWh | 0 | 0 | 0 | 0 | 0 | 0 | 0
Unit San Juan 1-4 - SO2 Rate Annual v3.1, Unit 4229 and retrofits | 1278 | 1897 | Rate Constraint in lbs/MMBtu | FALSE | L | Annual | Constraint Shadow Price | US2011$/Ton | 0 | 0 | 0 | 0 | 0 | 0 | 0
Unit Sheldon 1 - SO2 Rate Annual v4.10, Unit 3699 and retrofits | 1279 | 2223 | Rate Constraint in lbs/MMBtu | FALSE | L | Annual | Seasons Included | Seasons | Winter, Summer | Winter, Summer | Winter, Summer | Winter, Summer | Winter, Summer | Winter, Summer | Winter, Summer
Unit Sheldon 1 - SO2 Rate Annual v4.10, Unit 3699 and retrofits | 1279 | 2223 | Rate Constraint in lbs/MMBtu | FALSE | L | Annual | Standard | lb/MMBtu | 0.60888 | 0.60888 | 0.60888 | 0.60888 | 0.60888 | 0.60888 | 0.60888
Unit Sheldon 1 - SO2 Rate Annual v4.10, Unit 3699 and retrofits | 1279 | 2223 | Rate Constraint in lbs/MMBtu | FALSE | L | Annual | Emissions at Affected Plants SO2 | Thousand Tons | 0.78488 | 0.78488 | 0.78488 | 0.78488 | 0.78488 | 0.78488 | 0.78488
Unit Sheldon 1 - SO2 Rate Annual v4.10, Unit 3699 and retrofits | 1279 | 2223 | Rate Constraint in lbs/MMBtu | FALSE | L | Annual | Allowances Purchased SO2 | Thousand Tons | 0 | 0 | 0 | 0 | 0 | 0 | 0
Unit Sheldon 1 - SO2 Rate Annual v4.10, Unit 3699 and retrofits | 1279 | 2223 | Rate Constraint in lbs/MMBtu | FALSE | L | Annual | Allowances Sold SO2 | Thousand Tons | 0 | 0 | 0 | 0 | 0 | 0 | 0
Unit Sheldon 1 - SO2 Rate Annual v4.10, Unit 3699 and retrofits | 1279 | 2223 | Rate Constraint in lbs/MMBtu | FALSE | L | Annual | Allowances Banked | Thousand Tons | 0 | 0 | 0 | 0 | 0 | 0 | 0
Unit Sheldon 1 - SO2 Rate Annual v4.10, Unit 3699 and retrofits | 1279 | 2223 | Rate Constraint in lbs/MMBtu | FALSE | L | Annual | Allowances Withdrawn (1:1) | Thousand Tons | 0 | 0 | 0 | 0 | 0 | 0 | 0
Unit Sheldon 1 - SO2 Rate Annual v4.10, Unit 3699 and retrofits | 1279 | 2223 | Rate Constraint in lbs/MMBtu | FALSE | L | Annual | Allowances Withdrawn (n:1) | Thousand Tons | 0 | 0 | 0 | 0 | 0 | 0 | 0
Unit Sheldon 1 - SO2 Rate Annual v4.10, Unit 3699 and retrofits | 1279 | 2223 | Rate Constraint in lbs/MMBtu | FALSE | L | Annual | Net Emissions Allowance Position | Thousand Tons | 0.78488 | 0.78488 | 0.78488 | 0.78488 | 0.78488 | 0.78488 | 0.78488
Unit Sheldon 1 - SO2 Rate Annual v4.10, Unit 3699 and retrofits | 1279 | 2223 | Rate Constraint in lbs/MMBtu | FALSE | L | Annual | Fuel Consumed | TBtu | 9.0217 | 9.0217 | 9.0217 | 9.0217 | 9.0217 | 9.0217 | 9.0217
Unit Sheldon 1 - SO2 Rate Annual v4.10, Unit 3699 and retrofits | 1279 | 2223 | Rate Constraint in lbs/MMBtu | FALSE | L | Annual | Rate | lb/MMBtu | 0.174 | 0.174 | 0.174 | 0.174 | 0.174 | 0.174 | 0.174
Unit Sheldon 1 - SO2 Rate Annual v4.10, Unit 3699 and retrofits | 1279 | 2223 | Rate Constraint in lbs/MMBtu | FALSE | L | Annual | Generation | TWh | 0.77824 | 0.77824 | 0.77824 | 0.77824 | 0.77824 | 0.77824 | 0.77824
Unit Sheldon 1 - SO2 Rate Annual v4.10, Unit 3699 and retrofits | 1279 | 2223 | Rate Constraint in lbs/MMBtu | FALSE | L | Annual | Qualifying Generation | TWh | 0.77824 | 0.77824 | 0.77824 | 0.77824 | 0.77824 | 0.77824 | 0.77824
Unit Sheldon 1 - SO2 Rate Annual v4.10, Unit 3699 and retrofits | 1279 | 2223 | Rate Constraint in lbs/MMBtu | FALSE | L | Annual | Rate | lb/MWh | 1.0085 | 1.0085 | 1.0085 | 1.0085 | 1.0085 | 1.0085 | 1.0085
Unit Sheldon 1 - SO2 Rate Annual v4.10, Unit 3699 and retrofits | 1279 | 2223 | Rate Constraint in lbs/MMBtu | FALSE | L | Annual | Constraint Shadow Price | US2011$/Ton | 0 | 0 | 0 | 0 | 0 | 0 | 0
Unit Sheldon 2 - SO2 Rate Annual v4.10, Unit 3700 and retrofits | 1280 | 2224 | Rate Constraint in lbs/MMBtu | FALSE | L | Annual | Seasons Included | Seasons | Winter, Summer | Winter, Summer | Winter, Summer | Winter, Summer | Winter, Summer | Winter, Summer | Winter, Summer
Unit Sheldon 2 - SO2 Rate Annual v4.10, Unit 3700 and retrofits | 1280 | 2224 | Rate Constraint in lbs/MMBtu | FALSE | L | Annual | Standard | lb/MMBtu | 0.5884 | 0.5884 | 0.5884 | 0.5884 | 0.5884 | 0.5884 | 0.5884
Unit Sheldon 2 - SO2 Rate Annual v4.10, Unit 3700 and retrofits | 1280 | 2224 | Rate Constraint in lbs/MMBtu | FALSE | L | Annual | Emissions at Affected Plants SO2 | Thousand Tons | 0.86127 | 0.8981 | 0.8981 | 0.8981 | 0.8981 | 0.8981 | 0.8981
Unit Sheldon 2 - SO2 Rate Annual v4.10, Unit 3700 and retrofits | 1280 | 2224 | Rate Constraint in lbs/MMBtu | FALSE | L | Annual | Allowances Purchased SO2 | Thousand Tons | 0 | 0 | 0 | 0 | 0 | 0 | 0
Unit Sheldon 2 - SO2 Rate Annual v4.10, Unit 3700 and retrofits | 1280 | 2224 | Rate Constraint in lbs/MMBtu | FALSE | L | Annual | Allowances Sold SO2 | Thousand Tons | 0 | 0 | 0 | 0 | 0 | 0 | 0
Unit Sheldon 2 - SO2 Rate Annual v4.10, Unit 3700 and retrofits | 1280 | 2224 | Rate Constraint in lbs/MMBtu | FALSE | L | Annual | Allowances Banked | Thousand Tons | 0 | 0 | 0 | 0 | 0 | 0 | 0
Unit Sheldon 2 - SO2 Rate Annual v4.10, Unit 3700 and retrofits | 1280 | 2224 | Rate Constraint in lbs/MMBtu | FALSE | L | Annual | Allowances Withdrawn (1:1) | Thousand Tons | 0 | 0 | 0 | 0 | 0 | 0 | 0
Unit Sheldon 2 - SO2 Rate Annual v4.10, Unit 3700 and retrofits | 1280 | 2224 | Rate Constraint in lbs/MMBtu | FALSE | L | Annual | Allowances Withdrawn (n:1) | Thousand Tons | 0 | 0 | 0 | 0 | 0 | 0 | 0
Unit Sheldon 2 - SO2 Rate Annual v4.10, Unit 3700 and retrofits | 1280 | 2224 | Rate Constraint in lbs/MMBtu | FALSE | L | Annual | Net Emissions Allowance Position | Thousand Tons | 0.86127 | 0.8981 | 0.8981 | 0.8981 | 0.8981 | 0.8981 | 0.8981
Unit Sheldon 2 - SO2 Rate Annual v4.10, Unit 3700 and retrofits | 1280 | 2224 | Rate Constraint in lbs/MMBtu | FALSE | L | Annual | Fuel Consumed | TBtu | 9.8996 | 10.323 | 10.323 | 10.323 | 10.323 | 10.323 | 10.323
Unit Sheldon 2 - SO2 Rate Annual v4.10, Unit 3700 and retrofits | 1280 | 2224 | Rate Constraint in lbs/MMBtu | FALSE | L | Annual | Rate | lb/MMBtu | 0.174 | 0.174 | 0.174 | 0.174 | 0.174 | 0.174 | 0.174
Unit Sheldon 2 - SO2 Rate Annual v4.10, Unit 3700 and retrofits | 1280 | 2224 | Rate Constraint in lbs/MMBtu | FALSE | L | Annual | Generation | TWh | 0.85294 | 0.88942 | 0.88942 | 0.88942 | 0.88942 | 0.88942 | 0.88942
Unit Sheldon 2 - SO2 Rate Annual v4.10, Unit 3700 and retrofits | 1280 | 2224 | Rate Constraint in lbs/MMBtu | FALSE | L | Annual | Qualifying Generation | TWh | 0.85294 | 0.88942 | 0.88942 | 0.88942 | 0.88942 | 0.88942 | 0.88942
Unit Sheldon 2 - SO2 Rate Annual v4.10, Unit 3700 and retrofits | 1280 | 2224 | Rate Constraint in lbs/MMBtu | FALSE | L | Annual | Rate | lb/MWh | 1.0098 | 1.0098 | 1.0098 | 1.0098 | 1.0098 | 1.0098 | 1.0098
Unit Sheldon 2 - SO2 Rate Annual v4.10, Unit 3700 and retrofits | 1280 | 2224 | Rate Constraint in lbs/MMBtu | FALSE | L | Annual | Constraint Shadow Price | US2011$/Ton | 0 | 0 | 0 | 0 | 0 | 0 | 0
Unit Whelan Energy Center 1- SO2 Rate Annual v4.10, Unit 3701 and retrofits | 1281 | 2229 | Rate Constraint in lbs/MMBtu | FALSE | L | Annual | Seasons Included | Seasons | Winter, Summer | Winter, Summer | Winter, Summer | Winter, Summer | Winter, Summer | Winter, Summer | Winter, Summer
Unit Whelan Energy Center 1- SO2 Rate Annual v4.10, Unit 3701 and retrofits | 1281 | 2229 | Rate Constraint in lbs/MMBtu | FALSE | L | Annual | Standard | lb/MMBtu | 0.6904 | 0.6904 | 0.6904 | 0.6904 | 0.6904 | 0.6904 | 0.6904
Unit Whelan Energy Center 1- SO2 Rate Annual v4.10, Unit 3701 and retrofits | 1281 | 2229 | Rate Constraint in lbs/MMBtu | FALSE | L | Annual | Emissions at Affected Plants SO2 | Thousand Tons | 0.89804 | 0.89804 | 0.89804 | 0.89804 | 0.89804 | 0.89804 | 0.89804
Unit Whelan Energy Center 1- SO2 Rate Annual v4.10, Unit 3701 and retrofits | 1281 | 2229 | Rate Constraint in lbs/MMBtu | FALSE | L | Annual | Allowances Purchased SO2 | Thousand Tons | 0 | 0 | 0 | 0 | 0 | 0 | 0
Unit Whelan Energy Center 1- SO2 Rate Annual v4.10, Unit 3701 and retrofits | 1281 | 2229 | Rate Constraint in lbs/MMBtu | FALSE | L | Annual | Allowances Sold SO2 | Thousand Tons | 0 | 0 | 0 | 0 | 0 | 0 | 0
Unit Whelan Energy Center 1- SO2 Rate Annual v4.10, Unit 3701 and retrofits | 1281 | 2229 | Rate Constraint in lbs/MMBtu | FALSE | L | Annual | Allowances Banked | Thousand Tons | 0 | 0 | 0 | 0 | 0 | 0 | 0
Unit Whelan Energy Center 1- SO2 Rate Annual v4.10, Unit 3701 and retrofits | 1281 | 2229 | Rate Constraint in lbs/MMBtu | FALSE | L | Annual | Allowances Withdrawn (1:1) | Thousand Tons | 0 | 0 | 0 | 0 | 0 | 0 | 0
Unit Whelan Energy Center 1- SO2 Rate Annual v4.10, Unit 3701 and retrofits | 1281 | 2229 | Rate Constraint in lbs/MMBtu | FALSE | L | Annual | Allowances Withdrawn (n:1) | Thousand Tons | 0 | 0 | 0 | 0 | 0 | 0 | 0
Unit Whelan Energy Center 1- SO2 Rate Annual v4.10, Unit 3701 and retrofits | 1281 | 2229 | Rate Constraint in lbs/MMBtu | FALSE | L | Annual | Net Emissions Allowance Position | Thousand Tons | 0.89804 | 0.89804 | 0.89804 | 0.89804 | 0.89804 | 0.89804 | 0.89804
Unit Whelan Energy Center 1- SO2 Rate Annual v4.10, Unit 3701 and retrofits | 1281 | 2229 | Rate Constraint in lbs/MMBtu | FALSE | L | Annual | Fuel Consumed | TBtu | 6.3691 | 6.3691 | 6.3691 | 6.3691 | 6.3691 | 6.3691 | 6.3691
Unit Whelan Energy Center 1- SO2 Rate Annual v4.10, Unit 3701 and retrofits | 1281 | 2229 | Rate Constraint in lbs/MMBtu | FALSE | L | Annual | Rate | lb/MMBtu | 0.282 | 0.282 | 0.282 | 0.282 | 0.282 | 0.282 | 0.282
Unit Whelan Energy Center 1- SO2 Rate Annual v4.10, Unit 3701 and retrofits | 1281 | 2229 | Rate Constraint in lbs/MMBtu | FALSE | L | Annual | Generation | TWh | 0.56097 | 0.56097 | 0.56097 | 0.56097 | 0.56097 | 0.56097 | 0.56097
Unit Whelan Energy Center 1- SO2 Rate Annual v4.10, Unit 3701 and retrofits | 1281 | 2229 | Rate Constraint in lbs/MMBtu | FALSE | L | Annual | Qualifying Generation | TWh | 0.56097 | 0.56097 | 0.56097 | 0.56097 | 0.56097 | 0.56097 | 0.56097
Unit Whelan Energy Center 1- SO2 Rate Annual v4.10, Unit 3701 and retrofits | 1281 | 2229 | Rate Constraint in lbs/MMBtu | FALSE | L | Annual | Rate | lb/MWh | 1.6009 | 1.6009 | 1.6009 | 1.6009 | 1.6009 | 1.6009 | 1.6009
Unit Whelan Energy Center 1- SO2 Rate Annual v4.10, Unit 3701 and retrofits | 1281 | 2229 | Rate Constraint in lbs/MMBtu | FALSE | L | Annual | Constraint Shadow Price | US2011$/Ton | 0 | 0 | 0 | 0 | 0 | 0 | 0
UT Hg Rule - MER Removal Annual v.4.10 | 1282 | 2215 | MACT Fuel Choice Floor in lbs/MMBtu | FALSE | L | Annual | Seasons Included | Seasons | Winter, Summer | Winter, Summer | Winter, Summer | Winter, Summer | Winter, Summer | Winter, Summer | Winter, Summer
UT Hg Rule - MER Removal Annual v.4.10 | 1282 | 2215 | MACT Fuel Choice Floor in lbs/MMBtu | FALSE | L | Annual | Emission Floor | lbs/MMBtu | 6.5e-07 | 6.5e-07 | 6.5e-07 | 6.5e-07 | 6.5e-07 | 6.5e-07 | 6.5e-07
UT Hg Rule - MER Removal Annual v.4.10 | 1282 | 2215 | MACT Fuel Choice Floor in lbs/MMBtu | FALSE | L | Annual | Emissions at Affected Plants MER | lbs | 160.1245 | 160.1245 | 160.1245 | 160.1245 | 161.2213 | 163.7675 | 163.7735
UT Hg Rule - MER Removal Annual v.4.10 | 1282 | 2215 | MACT Fuel Choice Floor in lbs/MMBtu | FALSE | L | Annual | Allowances Purchased MER | lbs | 0 | 0 | 0 | 0 | 0 | 0 | 0
UT Hg Rule - MER Removal Annual v.4.10 | 1282 | 2215 | MACT Fuel Choice Floor in lbs/MMBtu | FALSE | L | Annual | Allowances Sold MER | lbs | 0 | 0 | 0 | 0 | 0 | 0 | 0
UT Hg Rule - MER Removal Annual v.4.10 | 1282 | 2215 | MACT Fuel Choice Floor in lbs/MMBtu | FALSE | L | Annual | Allowances Banked | lbs | 0 | 0 | 0 | 0 | 0 | 0 | 0
UT Hg Rule - MER Removal Annual v.4.10 | 1282 | 2215 | MACT Fuel Choice Floor in lbs/MMBtu | FALSE | L | Annual | Allowances Withdrawn (1:1) | lbs | 0 | 0 | 0 | 0 | 0 | 0 | 0
UT Hg Rule - MER Removal Annual v.4.10 | 1282 | 2215 | MACT Fuel Choice Floor in lbs/MMBtu | FALSE | L | Annual | Allowances Withdrawn (n:1) | lbs | 0 | 0 | 0 | 0 | 0 | 0 | 0
UT Hg Rule - MER Removal Annual v.4.10 | 1282 | 2215 | MACT Fuel Choice Floor in lbs/MMBtu | FALSE | L | Annual | Net Emissions Allowance Position | lbs | 160.1245 | 160.1245 | 160.1245 | 160.1245 | 161.2213 | 163.7675 | 163.7735
UT Hg Rule - MER Removal Annual v.4.10 | 1282 | 2215 | MACT Fuel Choice Floor in lbs/MMBtu | FALSE | L | Annual | Fuel Consumed | TBtu | 336.5804 | 336.5804 | 336.5804 | 336.5804 | 336.5804 | 336.7812 | 336.8956
UT Hg Rule - MER Removal Annual v.4.10 | 1282 | 2215 | MACT Fuel Choice Floor in lbs/MMBtu | FALSE | L | Annual | Rate | lb/MMBtu | 4.7574e-07 | 4.7574e-07 | 4.7574e-07 | 4.7574e-07 | 4.79e-07 | 4.8627e-07 | 4.8613e-07
UT Hg Rule - MER Removal Annual v.4.10 | 1282 | 2215 | MACT Fuel Choice Floor in lbs/MMBtu | FALSE | L | Annual | Generation | TWh | 33.4723 | 33.4723 | 33.4723 | 33.4723 | 33.4723 | 33.4723 | 33.4723
UT Hg Rule - MER Removal Annual v.4.10 | 1282 | 2215 | MACT Fuel Choice Floor in lbs/MMBtu | FALSE | L | Annual | Qualifying Generation | TWh | 33.4723 | 33.4723 | 33.4723 | 33.4723 | 33.4723 | 33.4723 | 33.4723
UT Hg Rule - MER Removal Annual v.4.10 | 1282 | 2215 | MACT Fuel Choice Floor in lbs/MMBtu | FALSE | L | Annual | Constraint Shadow Price | US2011$/Lb | 0 | 0 | 0 | 0 | 0 | 0 | 0
WA - CO2 Penalty Annual v5.13 | 1283 | 6028 | Rate Constraint in MTons | FALSE | L | Annual | Seasons Included | Seasons | Winter, Summer | Winter, Summer | Winter, Summer | Winter, Summer | Winter, Summer | Winter, Summer | Winter, Summer
WA - CO2 Penalty Annual v5.13 | 1283 | 6028 | Rate Constraint in MTons | FALSE | L | Annual | Standard | Thousand Tons | 0 | 0 | 0 | 0 | 0 | 0 | 0
WA - CO2 Penalty Annual v5.13 | 1283 | 6028 | Rate Constraint in MTons | FALSE | L | Annual | Standard CO2 | Thousand Tons | 0 | 0 | 0 | 0 | 0 | 0 | 0
WA - CO2 Penalty Annual v5.13 | 1283 | 6028 | Rate Constraint in MTons | FALSE | L | Annual | Emissions at Affected Plants CO2 | Thousand Tons | 0 | 0 | 0 | 0 | 0 | 0 | 0
WA - CO2 Penalty Annual v5.13 | 1283 | 6028 | Rate Constraint in MTons | FALSE | L | Annual | Allowances Purchased CO2 | Thousand Tons | 0 | 0 | 0 | 0 | 0 | 0 | 0
WA - CO2 Penalty Annual v5.13 | 1283 | 6028 | Rate Constraint in MTons | FALSE | L | Annual | Allowances Sold CO2 | Thousand Tons | 0 | 0 | 0 | 0 | 0 | 0 | 0
WA - CO2 Penalty Annual v5.13 | 1283 | 6028 | Rate Constraint in MTons | FALSE | L | Annual | Allowances Banked | Thousand Tons | 0 | 0 | 0 | 0 | 0 | 0 | 0
WA - CO2 Penalty Annual v5.13 | 1283 | 6028 | Rate Constraint in MTons | FALSE | L | Annual | Allowances Withdrawn (1:1) | Thousand Tons | 0 | 0 | 0 | 0 | 0 | 0 | 0
WA - CO2 Penalty Annual v5.13 | 1283 | 6028 | Rate Constraint in MTons | FALSE | L | Annual | Allowances Withdrawn (n:1) | Thousand Tons | 0 | 0 | 0 | 0 | 0 | 0 | 0
WA - CO2 Penalty Annual v5.13 | 1283 | 6028 | Rate Constraint in MTons | FALSE | L | Annual | Net Emissions Allowance Position | Thousand Tons | 0 | 0 | 0 | 0 | 0 | 0 | 0
WA - CO2 Penalty Annual v5.13 | 1283 | 6028 | Rate Constraint in MTons | FALSE | L | Annual | Fuel Consumed | TBtu | 0 | 0 | 0 | 0 | 0 | 0 | 0
WA - CO2 Penalty Annual v5.13 | 1283 | 6028 | Rate Constraint in MTons | FALSE | L | Annual | Rate | lb/MMBtu | 0 | 0 | 0 | 0 | 0 | 0 | 0
WA - CO2 Penalty Annual v5.13 | 1283 | 6028 | Rate Constraint in MTons | FALSE | L | Annual | Generation | TWh | 0 | 0 | 0 | 0 | 0 | 0 | 0
WA - CO2 Penalty Annual v5.13 | 1283 | 6028 | Rate Constraint in MTons | FALSE | L | Annual | Qualifying Generation | TWh | 0 | 0 | 0 | 0 | 0 | 0 | 0
WA - CO2 Penalty Annual v5.13 | 1283 | 6028 | Rate Constraint in MTons | FALSE | L | Annual | Rate | lb/MWh | 0 | 0 | 0 | 0 | 0 | 0 | 0
WA - CO2 Penalty Annual v5.13 | 1283 | 6028 | Rate Constraint in MTons | FALSE | L | Annual | Constraint Shadow Price | US2011$/Ton | 1.8726 | 1.8737 | 1.8724 | 1.8723 | 1.8723 | 1.8724 | 1.8729
WA - CO2 Rate Limit (New Advanced Coal with CCS) | 1284 | 2428 | Rate Constraint in lbs/MWh | FALSE | L | Annual | Seasons Included | Seasons | Winter, Summer | Winter, Summer | Winter, Summer | Winter, Summer | Winter, Summer | Winter, Summer | Winter, Summer
WA - CO2 Rate Limit (New Advanced Coal with CCS) | 1284 | 2428 | Rate Constraint in lbs/MWh | FALSE | L | Annual | Standard | lb/MWh | 1100 | 1100 | 1100 | 1100 | 1100 | 1100 | 1100
WA - CO2 Rate Limit (New Advanced Coal with CCS) | 1284 | 2428 | Rate Constraint in lbs/MWh | FALSE | L | Annual | Emissions at Affected Plants CO2 | Thousand Tons | 0 | 0 | 0 | 0 | 0 | 0 | 0
WA - CO2 Rate Limit (New Advanced Coal with CCS) | 1284 | 2428 | Rate Constraint in lbs/MWh | FALSE | L | Annual | Allowances Purchased CO2 | Thousand Tons | 0 | 0 | 0 | 0 | 0 | 0 | 0
WA - CO2 Rate Limit (New Advanced Coal with CCS) | 1284 | 2428 | Rate Constraint in lbs/MWh | FALSE | L | Annual | Allowances Sold CO2 | Thousand Tons | 0 | 0 | 0 | 0 | 0 | 0 | 0
WA - CO2 Rate Limit (New Advanced Coal with CCS) | 1284 | 2428 | Rate Constraint in lbs/MWh | FALSE | L | Annual | Allowances Banked | Thousand Tons | 0 | 0 | 0 | 0 | 0 | 0 | 0
WA - CO2 Rate Limit (New Advanced Coal with CCS) | 1284 | 2428 | Rate Constraint in lbs/MWh | FALSE | L | Annual | Allowances Withdrawn (1:1) | Thousand Tons | 0 | 0 | 0 | 0 | 0 | 0 | 0
WA - CO2 Rate Limit (New Advanced Coal with CCS) | 1284 | 2428 | Rate Constraint in lbs/MWh | FALSE | L | Annual | Allowances Withdrawn (n:1) | Thousand Tons | 0 | 0 | 0 | 0 | 0 | 0 | 0
WA - CO2 Rate Limit (New Advanced Coal with CCS) | 1284 | 2428 | Rate Constraint in lbs/MWh | FALSE | L | Annual | Net Emissions Allowance Position | Thousand Tons | 0 | 0 | 0 | 0 | 0 | 0 | 0
WA - CO2 Rate Limit (New Advanced Coal with CCS) | 1284 | 2428 | Rate Constraint in lbs/MWh | FALSE | L | Annual | Fuel Consumed | TBtu | 0 | 0 | 0 | 0 | 0 | 0 | 0
WA - CO2 Rate Limit (New Advanced Coal with CCS) | 1284 | 2428 | Rate Constraint in lbs/MWh | FALSE | L | Annual | Rate | lb/MMBtu | 0 | 0 | 0 | 0 | 0 | 0 | 0
WA - CO2 Rate Limit (New Advanced Coal with CCS) | 1284 | 2428 | Rate Constraint in lbs/MWh | FALSE | L | Annual | Generation | TWh | 0 | 0 | 0 | 0 | 0 | 0 | 0
WA - CO2 Rate Limit (New Advanced Coal with CCS) | 1284 | 2428 | Rate Constraint in lbs/MWh | FALSE | L | Annual | Qualifying Generation | TWh | 0 | 0 | 0 | 0 | 0 | 0 | 0
WA - CO2 Rate Limit (New Advanced Coal with CCS) | 1284 | 2428 | Rate Constraint in lbs/MWh | FALSE | L | Annual | Constraint Shadow Price | US2011$/Ton | 0 | 0 | 0 | 0 | 0 | 0 | 0
WA - CO2 Rate Limit (New SPC and IGCC without CCS) | 1285 | 2429 | Rate Constraint in lbs/MWh | FALSE | L | Annual | Seasons Included | Seasons | Winter, Summer | Winter, Summer | Winter, Summer | Winter, Summer | Winter, Summer | Winter, Summer | Winter, Summer
WA - CO2 Rate Limit (New SPC and IGCC without CCS) | 1285 | 2429 | Rate Constraint in lbs/MWh | FALSE | L | Annual | Standard | lb/MWh | 1100 | 1100 | 1100 | 1100 | 1100 | 1100 | 1100
WA - CO2 Rate Limit (New SPC and IGCC without CCS) | 1285 | 2429 | Rate Constraint in lbs/MWh | FALSE | L | Annual | Emissions at Affected Plants CO2 | Thousand Tons | 0 | 0 | 0 | 0 | 0 | 0 | 0
WA - CO2 Rate Limit (New SPC and IGCC without CCS) | 1285 | 2429 | Rate Constraint in lbs/MWh | FALSE | L | Annual | Allowances Purchased CO2 | Thousand Tons | 0 | 0 | 0 | 0 | 0 | 0 | 0
WA - CO2 Rate Limit (New SPC and IGCC without CCS) | 1285 | 2429 | Rate Constraint in lbs/MWh | FALSE | L | Annual | Allowances Sold CO2 | Thousand Tons | 0 | 0 | 0 | 0 | 0 | 0 | 0
WA - CO2 Rate Limit (New SPC and IGCC without CCS) | 1285 | 2429 | Rate Constraint in lbs/MWh | FALSE | L | Annual | Allowances Banked | Thousand Tons | 0 | 0 | 0 | 0 | 0 | 0 | 0
WA - CO2 Rate Limit (New SPC and IGCC without CCS) | 1285 | 2429 | Rate Constraint in lbs/MWh | FALSE | L | Annual | Allowances Withdrawn (1:1) | Thousand Tons | 0 | 0 | 0 | 0 | 0 | 0 | 0
WA - CO2 Rate Limit (New SPC and IGCC without CCS) | 1285 | 2429 | Rate Constraint in lbs/MWh | FALSE | L | Annual | Allowances Withdrawn (n:1) | Thousand Tons | 0 | 0 | 0 | 0 | 0 | 0 | 0
WA - CO2 Rate Limit (New SPC and IGCC without CCS) | 1285 | 2429 | Rate Constraint in lbs/MWh | FALSE | L | Annual | Net Emissions Allowance Position | Thousand Tons | 0 | 0 | 0 | 0 | 0 | 0 | 0
WA - CO2 Rate Limit (New SPC and IGCC without CCS) | 1285 | 2429 | Rate Constraint in lbs/MWh | FALSE | L | Annual | Fuel Consumed | TBtu | 0 | 0 | 0 | 0 | 0 | 0 | 0
WA - CO2 Rate Limit (New SPC and IGCC without CCS) | 1285 | 2429 | Rate Constraint in lbs/MWh | FALSE | L | Annual | Rate | lb/MMBtu | 0 | 0 | 0 | 0 | 0 | 0 | 0
WA - CO2 Rate Limit (New SPC and IGCC without CCS) | 1285 | 2429 | Rate Constraint in lbs/MWh | FALSE | L | Annual | Generation | TWh | 0 | 0 | 0 | 0 | 0 | 0 | 0
WA - CO2 Rate Limit (New SPC and IGCC without CCS) | 1285 | 2429 | Rate Constraint in lbs/MWh | FALSE | L | Annual | Qualifying Generation | TWh | 0 | 0 | 0 | 0 | 0 | 0 | 0
WA - CO2 Rate Limit (New SPC and IGCC without CCS) | 1285 | 2429 | Rate Constraint in lbs/MWh | FALSE | L | Annual | Constraint Shadow Price | US2011$/Ton | 0 | 0 | 153.8427 | 171.8866 | 147.6143 | 214.7846 | 228.2304
WI CC NGas NOx Annual Rate v3.1 | 1286 | 1938 | Rate Constraint in lbs/MMBtu | FALSE | L | Annual | Seasons Included | Seasons | Winter, Summer | Winter, Summer | Winter, Summer | Winter, Summer | Winter, Summer | Winter, Summer | Winter, Summer
WI CC NGas NOx Annual Rate v3.1 | 1286 | 1938 | Rate Constraint in lbs/MMBtu | FALSE | L | Annual | Standard | lb/MMBtu | 0.04 | 0.04 | 0.04 | 0.04 | 0.04 | 0.04 | 0.04
WI CC NGas NOx Annual Rate v3.1 | 1286 | 1938 | Rate Constraint in lbs/MMBtu | FALSE | L | Annual | Emissions at Affected Plants NOX | Thousand Tons | 0.56296 | 0.40708 | 0.31802 | 0.31937 | 0.27222 | 0.42695 | 0.43973
WI CC NGas NOx Annual Rate v3.1 | 1286 | 1938 | Rate Constraint in lbs/MMBtu | FALSE | L | Annual | Allowances Purchased NOX | Thousand Tons | 0 | 0 | 0 | 0 | 0 | 0 | 0
WI CC NGas NOx Annual Rate v3.1 | 1286 | 1938 | Rate Constraint in lbs/MMBtu | FALSE | L | Annual | Allowances Sold NOX | Thousand Tons | 0 | 0 | 0 | 0 | 0 | 0 | 0
WI CC NGas NOx Annual Rate v3.1 | 1286 | 1938 | Rate Constraint in lbs/MMBtu | FALSE | L | Annual | Allowances Banked | Thousand Tons | 0 | 0 | 0 | 0 | 0 | 0 | 0
WI CC NGas NOx Annual Rate v3.1 | 1286 | 1938 | Rate Constraint in lbs/MMBtu | FALSE | L | Annual | Allowances Withdrawn (1:1) | Thousand Tons | 0 | 0 | 0 | 0 | 0 | 0 | 0
WI CC NGas NOx Annual Rate v3.1 | 1286 | 1938 | Rate Constraint in lbs/MMBtu | FALSE | L | Annual | Allowances Withdrawn (n:1) | Thousand Tons | 0 | 0 | 0 | 0 | 0 | 0 | 0
WI CC NGas NOx Annual Rate v3.1 | 1286 | 1938 | Rate Constraint in lbs/MMBtu | FALSE | L | Annual | Net Emissions Allowance Position | Thousand Tons | 0.56296 | 0.40708 | 0.31802 | 0.31937 | 0.27222 | 0.42695 | 0.43973
WI CC NGas NOx Annual Rate v3.1 | 1286 | 1938 | Rate Constraint in lbs/MMBtu | FALSE | L | Annual | Fuel Consumed | TBtu | 81.1266 | 56.1171 | 41.9865 | 41.8915 | 34.1314 | 59.7858 | 62.386
WI CC NGas NOx Annual Rate v3.1 | 1286 | 1938 | Rate Constraint in lbs/MMBtu | FALSE | L | Annual | Rate | lb/MMBtu | 0.013878 | 0.014508 | 0.015149 | 0.015247 | 0.015951 | 0.014283 | 0.014097
WI CC NGas NOx Annual Rate v3.1 | 1286 | 1938 | Rate Constraint in lbs/MMBtu | FALSE | L | Annual | Generation | TWh | 11.3387 | 7.9006 | 5.9407 | 5.9335 | 4.8596 | 8.4441 | 8.8475
WI CC NGas NOx Annual Rate v3.1 | 1286 | 1938 | Rate Constraint in lbs/MMBtu | FALSE | L | Annual | Qualifying Generation | TWh | 11.3387 | 7.9006 | 5.9407 | 5.9335 | 4.8596 | 8.4441 | 8.8475
WI CC NGas NOx Annual Rate v3.1 | 1286 | 1938 | Rate Constraint in lbs/MMBtu | FALSE | L | Annual | Rate | lb/MWh | 0.049649 | 0.051524 | 0.053533 | 0.053825 | 0.056017 | 0.050563 | 0.049702
WI CC NGas NOx Annual Rate v3.1 | 1286 | 1938 | Rate Constraint in lbs/MMBtu | FALSE | L | Annual | Constraint Shadow Price | US2011$/Ton | 0 | 0 | 0 | 0 | 0 | 0 | 0
WI CoalUnits1 NOx Annual Rate v3.1 | 1287 | 1930 | Rate Constraint in lbs/MMBtu | FALSE | L | Annual | Seasons Included | Seasons | Winter, Summer | Winter, Summer | Winter, Summer | Winter, Summer | Winter, Summer | Winter, Summer | Winter, Summer
WI CoalUnits1 NOx Annual Rate v3.1 | 1287 | 1930 | Rate Constraint in lbs/MMBtu | FALSE | L | Annual | Standard | lb/MMBtu | 0.1 | 0.1 | 0.1 | 0.1 | 0.1 | 0.1 | 0.1
WI CoalUnits1 NOx Annual Rate v3.1 | 1287 | 1930 | Rate Constraint in lbs/MMBtu | FALSE | L | Annual | Emissions at Affected Plants NOX | Thousand Tons | 8.8988 | 8.9733 | 9.097 | 9.0988 | 8.9867 | 8.9564 | 8.7719
WI CoalUnits1 NOx Annual Rate v3.1 | 1287 | 1930 | Rate Constraint in lbs/MMBtu | FALSE | L | Annual | Allowances Purchased NOX | Thousand Tons | 0 | 0 | 0 | 0 | 0 | 0 | 0
WI CoalUnits1 NOx Annual Rate v3.1 | 1287 | 1930 | Rate Constraint in lbs/MMBtu | FALSE | L | Annual | Allowances Sold NOX | Thousand Tons | 0 | 0 | 0 | 0 | 0 | 0 | 0
WI CoalUnits1 NOx Annual Rate v3.1 | 1287 | 1930 | Rate Constraint in lbs/MMBtu | FALSE | L | Annual | Allowances Banked | Thousand Tons | 0 | 0 | 0 | 0 | 0 | 0 | 0
WI CoalUnits1 NOx Annual Rate v3.1 | 1287 | 1930 | Rate Constraint in lbs/MMBtu | FALSE | L | Annual | Allowances Withdrawn (1:1) | Thousand Tons | 0 | 0 | 0 | 0 | 0 | 0 | 0
WI CoalUnits1 NOx Annual Rate v3.1 | 1287 | 1930 | Rate Constraint in lbs/MMBtu | FALSE | L | Annual | Allowances Withdrawn (n:1) | Thousand Tons | 0 | 0 | 0 | 0 | 0 | 0 | 0
WI CoalUnits1 NOx Annual Rate v3.1 | 1287 | 1930 | Rate Constraint in lbs/MMBtu | FALSE | L | Annual | Net Emissions Allowance Position | Thousand Tons | 8.8988 | 8.9733 | 9.097 | 9.0988 | 8.9867 | 8.9564 | 8.7719
WI CoalUnits1 NOx Annual Rate v3.1 | 1287 | 1930 | Rate Constraint in lbs/MMBtu | FALSE | L | Annual | Fuel Consumed | TBtu | 284.2931 | 285.9341 | 291.0889 | 291.1404 | 286.6041 | 286.3401 | 281.5275
WI CoalUnits1 NOx Annual Rate v3.1 | 1287 | 1930 | Rate Constraint in lbs/MMBtu | FALSE | L | Annual | Rate | lb/MMBtu | 0.062603 | 0.062765 | 0.062503 | 0.062504 | 0.062712 | 0.062558 | 0.062317
WI CoalUnits1 NOx Annual Rate v3.1 | 1287 | 1930 | Rate Constraint in lbs/MMBtu | FALSE | L | Annual | Generation | TWh | 26.9606 | 27.1665 | 27.6616 | 27.6665 | 27.2334 | 27.2209 | 26.76
WI CoalUnits1 NOx Annual Rate v3.1 | 1287 | 1930 | Rate Constraint in lbs/MMBtu | FALSE | L | Annual | Qualifying Generation | TWh | 26.9606 | 27.1665 | 27.6616 | 27.6665 | 27.2334 | 27.2209 | 26.76
WI CoalUnits1 NOx Annual Rate v3.1 | 1287 | 1930 | Rate Constraint in lbs/MMBtu | FALSE | L | Annual | Rate | lb/MWh | 0.33007 | 0.33031 | 0.32887 | 0.32887 | 0.32999 | 0.32903 | 0.3278
WI CoalUnits1 NOx Annual Rate v3.1 | 1287 | 1930 | Rate Constraint in lbs/MMBtu | FALSE | L | Annual | Constraint Shadow Price | US2011$/Ton | 0 | 0 | 0 | 0 | 0 | 0 | 0
WI CT DFO NOx Annual Rate v3.1 | 1288 | 1940 | Rate Constraint in lbs/MMBtu | FALSE | L | Annual | Seasons Included | Seasons | Winter, Summer | Winter, Summer | Winter, Summer | Winter, Summer | Winter, Summer | Winter, Summer | Winter, Summer
WI CT DFO NOx Annual Rate v3.1 | 1288 | 1940 | Rate Constraint in lbs/MMBtu | FALSE | L | Annual | Standard | lb/MMBtu | 0.28 | 0.28 | 0.28 | 0.28 | 0.28 | 0.28 | 0.28
WI CT DFO NOx Annual Rate v3.1 | 1288 | 1940 | Rate Constraint in lbs/MMBtu | FALSE | L | Annual | Emissions at Affected Plants NOX | Thousand Tons | 0.003359 | 5.3854e-08 | 5.3854e-08 | 0.0019337 | 0.003359 | 0.0034025 | 0.0034025
WI CT DFO NOx Annual Rate v3.1 | 1288 | 1940 | Rate Constraint in lbs/MMBtu | FALSE | L | Annual | Allowances Purchased NOX | Thousand Tons | 0 | 0 | 0 | 0 | 0 | 0 | 0
WI CT DFO NOx Annual Rate v3.1 | 1288 | 1940 | Rate Constraint in lbs/MMBtu | FALSE | L | Annual | Allowances Sold NOX | Thousand Tons | 0 | 0 | 0 | 0 | 0 | 0 | 0
WI CT DFO NOx Annual Rate v3.1 | 1288 | 1940 | Rate Constraint in lbs/MMBtu | FALSE | L | Annual | Allowances Banked | Thousand Tons | 0 | 0 | 0 | 0 | 0 | 0 | 0
WI CT DFO NOx Annual Rate v3.1 | 1288 | 1940 | Rate Constraint in lbs/MMBtu | FALSE | L | Annual | Allowances Withdrawn (1:1) | Thousand Tons | 0 | 0 | 0 | 0 | 0 | 0 | 0
WI CT DFO NOx Annual Rate v3.1 | 1288 | 1940 | Rate Constraint in lbs/MMBtu | FALSE | L | Annual | Allowances Withdrawn (n:1) | Thousand Tons | 0 | 0 | 0 | 0 | 0 | 0 | 0
WI CT DFO NOx Annual Rate v3.1 | 1288 | 1940 | Rate Constraint in lbs/MMBtu | FALSE | L | Annual | Net Emissions Allowance Position | Thousand Tons | 0.003359 | 5.3854e-08 | 5.3854e-08 | 0.0019337 | 0.003359 | 0.0034025 | 0.0034025
WI CT DFO NOx Annual Rate v3.1 | 1288 | 1940 | Rate Constraint in lbs/MMBtu | FALSE | L | Annual | Fuel Consumed | TBtu | 0.023993 | 9.7916e-06 | 9.7916e-06 | 0.013812 | 0.023993 | 0.61863 | 0.61863
WI CT DFO NOx Annual Rate v3.1 | 1288 | 1940 | Rate Constraint in lbs/MMBtu | FALSE | L | Annual | Rate | lb/MMBtu | 0.28 | 0.011 | 0.011 | 0.28 | 0.28 | 0.011 | 0.011
WI CT DFO NOx Annual Rate v3.1 | 1288 | 1940 | Rate Constraint in lbs/MMBtu | FALSE | L | Annual | Generation | TWh | 0.0018816 | 1.0043e-06 | 1.0043e-06 | 0.0010832 | 0.0018816 | 0.063449 | 0.063449
WI CT DFO NOx Annual Rate v3.1 | 1288 | 1940 | Rate Constraint in lbs/MMBtu | FALSE | L | Annual | Qualifying Generation | TWh | 0.0018816 | 1.0043e-06 | 1.0043e-06 | 0.0010832 | 0.0018816 | 0.063449 | 0.063449
WI CT DFO NOx Annual Rate v3.1 | 1288 | 1940 | Rate Constraint in lbs/MMBtu | FALSE | L | Annual | Rate | lb/MWh | 1.7852 | 0.053625 | 0.053625 | 1.7852 | 1.7852 | 0.053625 | 0.053625
WI CT DFO NOx Annual Rate v3.1 | 1288 | 1940 | Rate Constraint in lbs/MMBtu | FALSE | L | Annual | Constraint Shadow Price | US2011$/Ton | 36173.8274 | 0 | 0 | 17779.2208 | 18736.1862 | 0 | 0
WI CT NGas NOx Annual Rate v3.1 | 1289 | 1939 | Rate Constraint in lbs/MMBtu | FALSE | L | Annual | Seasons Included | Seasons | Winter, Summer | Winter, Summer | Winter, Summer | Winter, Summer | Winter, Summer | Winter, Summer | Winter, Summer
WI CT NGas NOx Annual Rate v3.1 | 1289 | 1939 | Rate Constraint in lbs/MMBtu | FALSE | L | Annual | Standard | lb/MMBtu | 0.11 | 0.11 | 0.11 | 0.11 | 0.11 | 0.11 | 0.11
WI CT NGas NOx Annual Rate v3.1 | 1289 | 1939 | Rate Constraint in lbs/MMBtu | FALSE | L | Annual | Emissions at Affected Plants NOX | Thousand Tons | 0.023387 | 0.028183 | 0.027771 | 0.039329 | 0.035544 | 0.084037 | 0.066548
WI CT NGas NOx Annual Rate v3.1 | 1289 | 1939 | Rate Constraint in lbs/MMBtu | FALSE | L | Annual | Allowances Purchased NOX | Thousand Tons | 0 | 0 | 0 | 0 | 0 | 0 | 0
WI CT NGas NOx Annual Rate v3.1 | 1289 | 1939 | Rate Constraint in lbs/MMBtu | FALSE | L | Annual | Allowances Sold NOX | Thousand Tons | 0 | 0 | 0 | 0 | 0 | 0 | 0
WI CT NGas NOx Annual Rate v3.1 | 1289 | 1939 | Rate Constraint in lbs/MMBtu | FALSE | L | Annual | Allowances Banked | Thousand Tons | 0 | 0 | 0 | 0 | 0 | 0 | 0
WI CT NGas NOx Annual Rate v3.1 | 1289 | 1939 | Rate Constraint in lbs/MMBtu | FALSE | L | Annual | Allowances Withdrawn (1:1) | Thousand Tons | 0 | 0 | 0 | 0 | 0 | 0 | 0
WI CT NGas NOx Annual Rate v3.1 | 1289 | 1939 | Rate Constraint in lbs/MMBtu | FALSE | L | Annual | Allowances Withdrawn (n:1) | Thousand Tons | 0 | 0 | 0 | 0 | 0 | 0 | 0
WI CT NGas NOx Annual Rate v3.1 | 1289 | 1939 | Rate Constraint in lbs/MMBtu | FALSE | L | Annual | Net Emissions Allowance Position | Thousand Tons | 0.023387 | 0.028183 | 0.027771 | 0.039329 | 0.035544 | 0.084037 | 0.066548
WI CT NGas NOx Annual Rate v3.1 | 1289 | 1939 | Rate Constraint in lbs/MMBtu | FALSE | L | Annual | Fuel Consumed | TBtu | 1.0726 | 1.5565 | 1.5261 | 1.9909 | 1.8221 | 3.8887 | 3.1236
WI CT NGas NOx Annual Rate v3.1 | 1289 | 1939 | Rate Constraint in lbs/MMBtu | FALSE | L | Annual | Rate | lb/MMBtu | 0.043607 | 0.036213 | 0.036394 | 0.039509 | 0.039014 | 0.043221 | 0.042609
WI CT NGas NOx Annual Rate v3.1 | 1289 | 1939 | Rate Constraint in lbs/MMBtu | FALSE | L | Annual | Generation | TWh | 0.094829 | 0.13616 | 0.13351 | 0.17223 | 0.15769 | 0.33798 | 0.27722
WI CT NGas NOx Annual Rate v3.1 | 1289 | 1939 | Rate Constraint in lbs/MMBtu | FALSE | L | Annual | Qualifying Generation | TWh | 0.094829 | 0.13616 | 0.13351 | 0.17223 | 0.15769 | 0.33798 | 0.27722
WI CT NGas NOx Annual Rate v3.1 | 1289 | 1939 | Rate Constraint in lbs/MMBtu | FALSE | L | Annual | Rate | lb/MWh | 0.24662 | 0.20699 | 0.208 | 0.22835 | 0.2254 | 0.24865 | 0.24005
WI CT NGas NOx Annual Rate v3.1 | 1289 | 1939 | Rate Constraint in lbs/MMBtu | FALSE | L | Annual | Constraint Shadow Price | US2011$/Ton | 0 | 0 | 0 | 0 | 0 | 0 | 0
WI CyclFired Coal Units NOx Annual Rate v3.1 | 1290 | 1937 | Rate Constraint in lbs/MMBtu | FALSE | L | Annual | Seasons Included | Seasons | Winter, Summer | Winter, Summer | Winter, Summer | Winter, Summer | Winter, Summer | Winter, Summer | Winter, Summer
WI CyclFired Coal Units NOx Annual Rate v3.1 | 1290 | 1937 | Rate Constraint in lbs/MMBtu | FALSE | L | Annual | Standard | lb/MMBtu | 0.15 | 0.15 | 0.15 | 0.15 | 0.15 | 0.15 | 0.15
WI CyclFired Coal Units NOx Annual Rate v3.1 | 1290 | 1937 | Rate Constraint in lbs/MMBtu | FALSE | L | Annual | Emissions at Affected Plants NOX | Thousand Tons | 0 | 0 | 0 | 0 | 0 | 0 | 0
WI CyclFired Coal Units NOx Annual Rate v3.1 | 1290 | 1937 | Rate Constraint in lbs/MMBtu | FALSE | L | Annual | Allowances Purchased NOX | Thousand Tons | 0 | 0 | 0 | 0 | 0 | 0 | 0
WI CyclFired Coal Units NOx Annual Rate v3.1 | 1290 | 1937 | Rate Constraint in lbs/MMBtu | FALSE | L | Annual | Allowances Sold NOX | Thousand Tons | 0 | 0 | 0 | 0 | 0 | 0 | 0
WI CyclFired Coal Units NOx Annual Rate v3.1 | 1290 | 1937 | Rate Constraint in lbs/MMBtu | FALSE | L | Annual | Allowances Banked | Thousand Tons | 0 | 0 | 0 | 0 | 0 | 0 | 0
WI CyclFired Coal Units NOx Annual Rate v3.1 | 1290 | 1937 | Rate Constraint in lbs/MMBtu | FALSE | L | Annual | Allowances Withdrawn (1:1) | Thousand Tons | 0 | 0 | 0 | 0 | 0 | 0 | 0
WI CyclFired Coal Units NOx Annual Rate v3.1 | 1290 | 1937 | Rate Constraint in lbs/MMBtu | FALSE | L | Annual | Allowances Withdrawn (n:1) | Thousand Tons | 0 | 0 | 0 | 0 | 0 | 0 | 0
WI CyclFired Coal Units NOx Annual Rate v3.1 | 1290 | 1937 | Rate Constraint in lbs/MMBtu | FALSE | L | Annual | Net Emissions Allowance Position | Thousand Tons | 0 | 0 | 0 | 0 | 0 | 0 | 0
WI CyclFired Coal Units NOx Annual Rate v3.1 | 1290 | 1937 | Rate Constraint in lbs/MMBtu | FALSE | L | Annual | Fuel Consumed | TBtu | 0 | 0 | 0 | 0 | 0 | 0 | 0
WI CyclFired Coal Units NOx Annual Rate v3.1 | 1290 | 1937 | Rate Constraint in lbs/MMBtu | FALSE | L | Annual | Rate | lb/MMBtu | 0 | 0 | 0 | 0 | 0 | 0 | 0
WI CyclFired Coal Units NOx Annual Rate v3.1 | 1290 | 1937 | Rate Constraint in lbs/MMBtu | FALSE | L | Annual | Generation | TWh | 0 | 0 | 0 | 0 | 0 | 0 | 0
WI CyclFired Coal Units NOx Annual Rate v3.1 | 1290 | 1937 | Rate Constraint in lbs/MMBtu | FALSE | L | Annual | Qualifying Generation | TWh | 0 | 0 | 0 | 0 | 0 | 0 | 0
WI CyclFired Coal Units NOx Annual Rate v3.1 | 1290 | 1937 | Rate Constraint in lbs/MMBtu | FALSE | L | Annual | Rate | lb/MWh | 0 | 0 | 0 | 0 | 0 | 0 | 0
WI CyclFired Coal Units NOx Annual Rate v3.1 | 1290 | 1937 | Rate Constraint in lbs/MMBtu | FALSE | L | Annual | Constraint Shadow Price | US2011$/Ton | 0 | 0 | 0 | 0 | 0 | 0 | 0
WI Large Coal Units Hg Rule v3.1, Unit 4256 and retrofits | 1291 | 2200 | MACT Fuel Choice Floor in lbs/MMBtu | FALSE | L | Annual | Seasons Included | Seasons | Winter, Summer | Winter, Summer | Winter, Summer | Winter, Summer | Winter, Summer | Winter, Summer | Winter, Summer
WI Large Coal Units Hg Rule v3.1, Unit 4256 and retrofits | 1291 | 2200 | MACT Fuel Choice Floor in lbs/MMBtu | FALSE | L | Annual | Emission Floor | lbs/MMBtu | 7.92e-07 | 7.92e-07 | 7.92e-07 | 7.92e-07 | 7.92e-07 | 7.92e-07 | 7.92e-07
WI Large Coal Units Hg Rule v3.1, Unit 4256 and retrofits | 1291 | 2200 | MACT Fuel Choice Floor in lbs/MMBtu | FALSE | L | Annual | Emissions at Affected Plants MER | lbs | 16.9684 | 18.3708 | 19.8271 | 19.863 | 18.7858 | 18.3708 | 15.1771
WI Large Coal Units Hg Rule v3.1, Unit 4256 and retrofits | 1291 | 2200 | MACT Fuel Choice Floor in lbs/MMBtu | FALSE | L | Annual | Allowances Purchased MER | lbs | 0 | 0 | 0 | 0 | 0 | 0 | 0
WI Large Coal Units Hg Rule v3.1, Unit 4256 and retrofits | 1291 | 2200 | MACT Fuel Choice Floor in lbs/MMBtu | FALSE | L | Annual | Allowances Sold MER | lbs | 0 | 0 | 0 | 0 | 0 | 0 | 0
WI Large Coal Units Hg Rule v3.1, Unit 4256 and retrofits | 1291 | 2200 | MACT Fuel Choice Floor in lbs/MMBtu | FALSE | L | Annual | Allowances Banked | lbs | 0 | 0 | 0 | 0 | 0 | 0 | 0
WI Large Coal Units Hg Rule v3.1, Unit 4256 and retrofits | 1291 | 2200 | MACT Fuel Choice Floor in lbs/MMBtu | FALSE | L | Annual | Allowances Withdrawn (1:1) | lbs | 0 | 0 | 0 | 0 | 0 | 0 | 0
WI Large Coal Units Hg Rule v3.1, Unit 4256 and retrofits | 1291 | 2200 | MACT Fuel Choice Floor in lbs/MMBtu | FALSE | L | Annual | Allowances Withdrawn (n:1) | lbs | 0 | 0 | 0 | 0 | 0 | 0 | 0
WI Large Coal Units Hg Rule v3.1, Unit 4256 and retrofits | 1291 | 2200 | MACT Fuel Choice Floor in lbs/MMBtu | FALSE | L | Annual | Net Emissions Allowance Position | lbs | 16.9684 | 18.3708 | 19.8271 | 19.863 | 18.7858 | 18.3708 | 15.1771
WI Large Coal Units Hg Rule v3.1, Unit 4256 and retrofits | 1291 | 2200 | MACT Fuel Choice Floor in lbs/MMBtu | FALSE | L | Annual | Fuel Consumed | TBtu | 31.6537 | 34.2699 | 36.9865 | 37.0535 | 33.4863 | 34.2699 | 28.3121
WI Large Coal Units Hg Rule v3.1, Unit 4256 and retrofits | 1291 | 2200 | MACT Fuel Choice Floor in lbs/MMBtu | FALSE | L | Annual | Rate | lb/MMBtu | 5.3606e-07 | 5.3606e-07 | 5.3606e-07 | 5.3606e-07 | 5.61e-07 | 5.3606e-07 | 5.3606e-07
WI Large Coal Units Hg Rule v3.1, Unit 4256 and retrofits | 1291 | 2200 | MACT Fuel Choice Floor in lbs/MMBtu | FALSE | L | Annual | Generation | TWh | 3.1952 | 3.4593 | 3.7335 | 3.7403 | 3.3896 | 3.4593 | 2.8579
WI Large Coal Units Hg Rule v3.1, Unit 4256 and retrofits | 1291 | 2200 | MACT Fuel Choice Floor in lbs/MMBtu | FALSE | L | Annual | Qualifying Generation | TWh | 3.1952 | 3.4593 | 3.7335 | 3.7403 | 3.3896 | 3.4593 | 2.8579
WI Large Coal Units Hg Rule v3.1, Unit 4256 and retrofits | 1291 | 2200 | MACT Fuel Choice Floor in lbs/MMBtu | FALSE | L | Annual | Constraint Shadow Price | US2011$/Lb | 0 | 0 | 0 | 0 | 0 | 0 | 0
WI Large Coal Units Hg Rule v3.1, Unit 4286 and retrofits | 1292 | 2200 | MACT Fuel Choice Floor in lbs/MMBtu | FALSE | L | Annual | Seasons Included | Seasons | Winter, Summer | Winter, Summer | Winter, Summer | Winter, Summer | Winter, Summer | Winter, Summer | Winter, Summer
WI Large Coal Units Hg Rule v3.1, Unit 4286 and retrofits | 1292 | 2200 | MACT Fuel Choice Floor in lbs/MMBtu | FALSE | L | Annual | Emission Floor | lbs/MMBtu | 7.92e-07 | 7.92e-07 | 7.92e-07 | 7.92e-07 | 7.92e-07 | 7.92e-07 | 7.92e-07
WI Large Coal Units Hg Rule v3.1, Unit 4286 and retrofits | 1292 | 2200 | MACT Fuel Choice Floor in lbs/MMBtu | FALSE | L | Annual | Emissions at Affected Plants MER | lbs | 19.8836 | 22.2663 | 23.6624 | 23.2008 | 22.3479 | 20.6691 | 19.8642
WI Large Coal Units Hg Rule v3.1, Unit 4286 and retrofits | 1292 | 2200 | MACT Fuel Choice Floor in lbs/MMBtu | FALSE | L | Annual | Allowances Purchased MER | lbs | 0 | 0 | 0 | 0 | 0 | 0 | 0
WI Large Coal Units Hg Rule v3.1, Unit 4286 and retrofits | 1292 | 2200 | MACT Fuel Choice Floor in lbs/MMBtu | FALSE | L | Annual | Allowances Sold MER | lbs | 0 | 0 | 0 | 0 | 0 | 0 | 0
WI Large Coal Units Hg Rule v3.1, Unit 4286 and retrofits | 1292 | 2200 | MACT Fuel Choice Floor in lbs/MMBtu | FALSE | L | Annual | Allowances Banked | lbs | 0 | 0 | 0 | 0 | 0 | 0 | 0
WI Large Coal Units Hg Rule v3.1, Unit 4286 and retrofits | 1292 | 2200 | MACT Fuel Choice Floor in lbs/MMBtu | FALSE | L | Annual | Allowances Withdrawn (1:1) | lbs | 0 | 0 | 0 | 0 | 0 | 0 | 0
WI Large Coal Units Hg Rule v3.1, Unit 4286 and retrofits | 1292 | 2200 | MACT Fuel Choice Floor in lbs/MMBtu | FALSE | L | Annual | Allowances Withdrawn (n:1) | lbs | 0 | 0 | 0 | 0 | 0 | 0 | 0
WI Large Coal Units Hg Rule v3.1, Unit 4286 and retrofits | 1292 | 2200 | MACT Fuel Choice Floor in lbs/MMBtu | FALSE | L | Annual | Net Emissions Allowance Position | lbs | 19.8836 | 22.2663 | 23.6624 | 23.2008 | 22.3479 | 20.6691 | 19.8642
WI Large Coal Units Hg Rule v3.1, Unit 4286 and retrofits | 1292 | 2200 | MACT Fuel Choice Floor in lbs/MMBtu | FALSE | L | Annual | Fuel Consumed | TBtu | 36.9368 | 39.8455 | 42.1789 | 42.2338 | 39.8358 | 36.8432 | 35.4085
WI Large Coal Units Hg Rule v3.1, Unit 4286 and retrofits | 1292 | 2200 | MACT Fuel Choice Floor in lbs/MMBtu | FALSE | L | Annual | Rate | lb/MMBtu | 5.3832e-07 | 5.5881e-07 | 5.61e-07 | 5.4934e-07 | 5.61e-07 | 5.61e-07 | 5.61e-07
WI Large Coal Units Hg Rule v3.1, Unit 4286 and retrofits | 1292 | 2200 | MACT Fuel Choice Floor in lbs/MMBtu | FALSE | L | Annual | Generation | TWh | 3.4718 | 3.7538 | 3.9746 | 3.9746 | 3.7538 | 3.4718 | 3.3367
WI Large Coal Units Hg Rule v3.1, Unit 4286 and retrofits | 1292 | 2200 | MACT Fuel Choice Floor in lbs/MMBtu | FALSE | L | Annual | Qualifying Generation | TWh | 3.4718 | 3.7538 | 3.9746 | 3.9746 | 3.7538 | 3.4718 | 3.3367
WI Large Coal Units Hg Rule v3.1, Unit 4286 and retrofits | 1292 | 2200 | MACT Fuel Choice Floor in lbs/MMBtu | FALSE | L | Annual | Constraint Shadow Price | US2011$/Lb | 0 | 0 | 0 | 0 | 0 | 0 | 0
WI Large Coal Units Hg Rule v3.1, Unit 4287 and retrofits | 1293 | 2200 | MACT Fuel Choice Floor in lbs/MMBtu | FALSE | L | Annual | Seasons Included | Seasons | Winter, Summer | Winter, Summer | Winter, Summer | Winter, Summer | Winter, Summer | Winter, Summer | Winter, Summer
WI Large Coal Units Hg Rule v3.1, Unit 4287 and retrofits | 1293 | 2200 | MACT Fuel Choice Floor in lbs/MMBtu | FALSE | L | Annual | Emission Floor | lbs/MMBtu | 7.92e-07 | 7.92e-07 | 7.92e-07 | 7.92e-07 | 7.92e-07 | 7.92e-07 | 7.92e-07
WI Large Coal Units Hg Rule v3.1, Unit 4287 and retrofits | 1293 | 2200 | MACT Fuel Choice Floor in lbs/MMBtu | FALSE | L | Annual | Emissions at Affected Plants MER | lbs | 0 | 0 | 0 | 0 | 0 | 0 | 0
WI Large Coal Units Hg Rule v3.1, Unit 4287 and retrofits | 1293 | 2200 | MACT Fuel Choice Floor in lbs/MMBtu | FALSE | L | Annual | Allowances Purchased MER | lbs | 0 | 0 | 0 | 0 | 0 | 0 | 0
WI Large Coal Units Hg Rule v3.1, Unit 4287 and retrofits | 1293 | 2200 | MACT Fuel Choice Floor in lbs/MMBtu | FALSE | L | Annual | Allowances Sold MER | lbs | 0 | 0 | 0 | 0 | 0 | 0 | 0
WI Large Coal Units Hg Rule v3.1, Unit 4287 and retrofits | 1293 | 2200 | MACT Fuel Choice Floor in lbs/MMBtu | FALSE | L | Annual | Allowances Banked | lbs | 0 | 0 | 0 | 0 | 0 | 0 | 0
WI Large Coal Units Hg Rule v3.1, Unit 4287 and retrofits | 1293 | 2200 | MACT Fuel Choice Floor in lbs/MMBtu | FALSE | L | Annual | Allowances Withdrawn (1:1) | lbs | 0 | 0 | 0 | 0 | 0 | 0 | 0
WI Large Coal Units Hg Rule v3.1, Unit 4287 and retrofits | 1293 | 2200 | MACT Fuel Choice Floor in lbs/MMBtu | FALSE | L | Annual | Allowances Withdrawn (n:1) | lbs | 0 | 0 | 0 | 0 | 0 | 0 | 0
WI Large Coal Units Hg Rule v3.1, Unit 4287 and retrofits | 1293 | 2200 | MACT Fuel Choice Floor in lbs/MMBtu | FALSE | L | Annual | Net Emissions Allowance Position | lbs | 0 | 0 | 0 | 0 | 0 | 0 | 0
WI Large Coal Units Hg Rule v3.1, Unit 4287 and retrofits | 1293 | 2200 | MACT Fuel Choice Floor in lbs/MMBtu | FALSE | L | Annual | Fuel Consumed | TBtu | 0 | 0 | 0 | 0 | 0 | 0 | 0
WI Large Coal Units Hg Rule v3.1, Unit 4287 and retrofits | 1293 | 2200 | MACT Fuel Choice Floor in lbs/MMBtu | FALSE | L | Annual | Rate | lb/MMBtu | 0 | 0 | 0 | 0 | 0 | 0 | 0
WI Large Coal Units Hg Rule v3.1, Unit 4287 and retrofits | 1293 | 2200 | MACT Fuel Choice Floor in lbs/MMBtu | FALSE | L | Annual | Generation | TWh | 0 | 0 | 0 | 0 | 0 | 0 | 0
WI Large Coal Units Hg Rule v3.1, Unit 4287 and retrofits | 1293 | 2200 | MACT Fuel Choice Floor in lbs/MMBtu | FALSE | L | Annual | Qualifying Generation | TWh | 0 | 0 | 0 | 0 | 0 | 0 | 0
WI Large Coal Units Hg Rule v3.1, Unit 4287 and retrofits | 1293 | 2200 | MACT Fuel Choice Floor in lbs/MMBtu | FALSE | L | Annual | Constraint Shadow Price | US2011$/Lb | 0 | 0 | 0 | 0 | 0 | 0 | 0
WI Large Coal Units Hg Rule v3.1, Unit 4297 and retrofits | 1294 | 2200 | MACT Fuel Choice Floor in lbs/MMBtu | FALSE | L | Annual | Seasons Included | Seasons | Winter, Summer | Winter, Summer | Winter, Summer | Winter, Summer | Winter, Summer | Winter, Summer | Winter, Summer
WI Large Coal Units Hg Rule v3.1, Unit 4297 and retrofits | 1294 | 2200 | MACT Fuel Choice Floor in lbs/MMBtu | FALSE | L | Annual | Emission Floor | lbs/MMBtu | 7.92e-07 | 7.92e-07 | 7.92e-07 | 7.92e-07 | 7.92e-07 | 7.92e-07 | 7.92e-07
WI Large Coal Units Hg Rule v3.1, Unit 4297 and retrofits | 1294 | 2200 | MACT Fuel Choice Floor in lbs/MMBtu | FALSE | L | Annual | Emissions at Affected Plants MER | lbs | 15.5633 | 16.456 | 16.4271 | 16.456 | 16.456 | 16.456 | 16.456
WI Large Coal Units Hg Rule v3.1, Unit 4297 and retrofits | 1294 | 2200 | MACT Fuel Choice Floor in lbs/MMBtu | FALSE | L | Annual | Allowances Purchased MER | lbs | 0 | 0 | 0 | 0 | 0 | 0 | 0
WI Large Coal Units Hg Rule v3.1, Unit 4297 and retrofits | 1294 | 2200 | MACT Fuel Choice Floor in lbs/MMBtu | FALSE | L | Annual | Allowances Sold MER | lbs | 0 | 0 | 0 | 0 | 0 | 0 | 0
WI Large Coal Units Hg Rule v3.1, Unit 4297 and retrofits | 1294 | 2200 | MACT Fuel Choice Floor in lbs/MMBtu | FALSE | L | Annual | Allowances Banked | lbs | 0 | 0 | 0 | 0 | 0 | 0 | 0
WI Large Coal Units Hg Rule v3.1, Unit 4297 and retrofits | 1294 | 2200 | MACT Fuel Choice Floor in lbs/MMBtu | FALSE | L | Annual | Allowances Withdrawn (1:1) | lbs | 0 | 0 | 0 | 0 | 0 | 0 | 0
WI Large Coal Units Hg Rule v3.1, Unit 4297 and retrofits | 1294 | 2200 | MACT Fuel Choice Floor in lbs/MMBtu | FALSE | L | Annual | Allowances Withdrawn (n:1) | lbs | 0 | 0 | 0 | 0 | 0 | 0 | 0
WI Large Coal Units Hg Rule v3.1, Unit 4297 and retrofits | 1294 | 2200 | MACT Fuel Choice Floor in lbs/MMBtu | FALSE | L | Annual | Net Emissions Allowance Position | lbs | 15.5633 | 16.456 | 16.4271 | 16.456 | 16.456 | 16.456 | 16.456
WI Large Coal Units Hg Rule v3.1, Unit 4297 and retrofits | 1294 | 2200 | MACT Fuel Choice Floor in lbs/MMBtu | FALSE | L | Annual | Fuel Consumed | TBtu | 29.4396 | 29.3333 | 29.2818 | 29.3333 | 29.3333 | 29.3333 | 29.3333
WI Large Coal Units Hg Rule v3.1, Unit 4297 and retrofits | 1294 | 2200 | MACT Fuel Choice Floor in lbs/MMBtu | FALSE | L | Annual | Rate | lb/MMBtu | 5.2865e-07 | 5.61e-07 | 5.61e-07 | 5.61e-07 | 5.61e-07 | 5.61e-07 | 5.61e-07
WI Large Coal Units Hg Rule v3.1, Unit 4297 and retrofits | 1294 | 2200 | MACT Fuel Choice Floor in lbs/MMBtu | FALSE | L | Annual | Generation | TWh | 2.8119 | 2.8119 | 2.8069 | 2.8119 | 2.8119 | 2.8119 | 2.8119
WI Large Coal Units Hg Rule v3.1, Unit 4297 and retrofits | 1294 | 2200 | MACT Fuel Choice Floor in lbs/MMBtu | FALSE | L | Annual | Qualifying Generation | TWh | 2.8119 | 2.8119 | 2.8069 | 2.8119 | 2.8119 | 2.8119 | 2.8119
WI Large Coal Units Hg Rule v3.1, Unit 4297 and retrofits | 1294 | 2200 | MACT Fuel Choice Floor in lbs/MMBtu | FALSE | L | Annual | Constraint Shadow Price | US2011$/Lb | 0 | 0 | 0 | 0 | 0 | 0 | 0
WI Large Coal Units Hg Rule v3.1, Unit 4333 and retrofits | 1295 | 2200 | MACT Fuel Choice Floor in lbs/MMBtu | FALSE | L | Annual | Seasons Included | Seasons | Winter, Summer | Winter, Summer | Winter, Summer | Winter, Summer | Winter, Summer | Winter, Summer | Winter, Summer
WI Large Coal Units Hg Rule v3.1, Unit 4333 and retrofits | 1295 | 2200 | MACT Fuel Choice Floor in lbs/MMBtu | FALSE | L | Annual | Emission Floor | lbs/MMBtu | 7.92e-07 | 7.92e-07 | 7.92e-07 | 7.92e-07 | 7.92e-07 | 7.92e-07 | 7.92e-07
WI Large Coal Units Hg Rule v3.1, Unit 4333 and retrofits | 1295 | 2200 | MACT Fuel Choice Floor in lbs/MMBtu | FALSE | L | Annual | Emissions at Affected Plants MER | lbs | 0 | 0 | 0 | 0 | 0 | 0 | 0
WI Large Coal Units Hg Rule v3.1, Unit 4333 and retrofits | 1295 | 2200 | MACT Fuel Choice Floor in lbs/MMBtu | FALSE | L | Annual | Allowances Purchased MER | lbs | 0 | 0 | 0 | 0 | 0 | 0 | 0
WI Large Coal Units Hg Rule v3.1, Unit 4333 and retrofits | 1295 | 2200 | MACT Fuel Choice Floor in lbs/MMBtu | FALSE | L | Annual | Allowances Sold MER | lbs | 0 | 0 | 0 | 0 | 0 | 0 | 0
WI Large Coal Units Hg Rule v3.1, Unit 4333 and retrofits | 1295 | 2200 | MACT Fuel Choice Floor in lbs/MMBtu | FALSE | L | Annual | Allowances Banked | lbs | 0 | 0 | 0 | 0 | 0 | 0 | 0
WI Large Coal Units Hg Rule v3.1, Unit 4333 and retrofits | 1295 | 2200 | MACT Fuel Choice Floor in lbs/MMBtu | FALSE | L | Annual | Allowances Withdrawn (1:1) | lbs | 0 | 0 | 0 | 0 | 0 | 0 | 0
WI Large Coal Units Hg Rule v3.1, Unit 4333 and retrofits | 1295 | 2200 | MACT Fuel Choice Floor in lbs/MMBtu | FALSE | L | Annual | Allowances Withdrawn (n:1) | lbs | 0 | 0 | 0 | 0 | 0 | 0 | 0
WI Large Coal Units Hg Rule v3.1, Unit 4333 and retrofits | 1295 | 2200 | MACT Fuel Choice Floor in lbs/MMBtu | FALSE | L | Annual | Net Emissions Allowance Position | lbs | 0 | 0 | 0 | 0 | 0 | 0 | 0
WI Large Coal Units Hg Rule v3.1, Unit 4333 and retrofits | 1295 | 2200 | MACT Fuel Choice Floor in lbs/MMBtu | FALSE | L | Annual | Fuel Consumed | TBtu | 0 | 0 | 0 | 0 | 0 | 0 | 0
WI Large Coal Units Hg Rule v3.1, Unit 4333 and retrofits | 1295 | 2200 | MACT Fuel Choice Floor in lbs/MMBtu | FALSE | L | Annual | Rate | lb/MMBtu | 0 | 0 | 0 | 0 | 0 | 0 | 0
WI Large Coal Units Hg Rule v3.1, Unit 4333 and retrofits | 1295 | 2200 | MACT Fuel Choice Floor in lbs/MMBtu | FALSE | L | Annual | Generation | TWh | 0 | 0 | 0 | 0 | 0 | 0 | 0
WI Large Coal Units Hg Rule v3.1, Unit 4333 and retrofits | 1295 | 2200 | MACT Fuel Choice Floor in lbs/MMBtu | FALSE | L | Annual | Qualifying Generation | TWh | 0 | 0 | 0 | 0 | 0 | 0 | 0
WI Large Coal Units Hg Rule v3.1, Unit 4333 and retrofits | 1295 | 2200 | MACT Fuel Choice Floor in lbs/MMBtu | FALSE | L | Annual | Constraint Shadow Price | US2011$/Lb | 0 | 0 | 0 | 0 | 0 | 0 | 0
WI Large Coal Units Hg Rule v3.1, Unit 5017 and retrofits | 1296 | 2200 | MACT Fuel Choice Floor in lbs/MMBtu | FALSE | L | Annual | Seasons Included | Seasons | Winter, Summer | Winter, Summer | Winter, Summer | Winter, Summer | Winter, Summer | Winter, Summer | Winter, Summer
WI Large Coal Units Hg Rule v3.1, Unit 5017 and retrofits | 1296 | 2200 | MACT Fuel Choice Floor in lbs/MMBtu | FALSE | L | Annual | Emission Floor | lbs/MMBtu | 7.92e-07 | 7.92e-07 | 7.92e-07 | 7.92e-07 | 7.92e-07 | 7.92e-07 | 7.92e-07
WI Large Coal Units Hg Rule v3.1, Unit 5017 and retrofits | 1296 | 2200 | MACT Fuel Choice Floor in lbs/MMBtu | FALSE | L | Annual | Emissions at Affected Plants MER | lbs | 0 | 0 | 0 | 0 | 0 | 0 | 0
WI Large Coal Units Hg Rule v3.1, Unit 5017 and retrofits | 1296 | 2200 | MACT Fuel Choice Floor in lbs/MMBtu | FALSE | L | Annual | Allowances Purchased MER | lbs | 0 | 0 | 0 | 0 | 0 | 0 | 0
WI Large Coal Units Hg Rule v3.1, Unit 5017 and retrofits | 1296 | 2200 | MACT Fuel Choice Floor in lbs/MMBtu | FALSE | L | Annual | Allowances Sold MER | lbs | 0 | 0 | 0 | 0 | 0 | 0 | 0
WI Large Coal Units Hg Rule v3.1, Unit 5017 and retrofits | 1296 | 2200 | MACT Fuel Choice Floor in lbs/MMBtu | FALSE | L | Annual | Allowances Banked | lbs | 0 | 0 | 0 | 0 | 0 | 0 | 0
WI Large Coal Units Hg Rule v3.1, Unit 5017 and retrofits | 1296 | 2200 | MACT Fuel Choice Floor in lbs/MMBtu | FALSE | L | Annual | Allowances Withdrawn (1:1) | lbs | 0 | 0 | 0 | 0 | 0 | 0 | 0
WI Large Coal Units Hg Rule v3.1, Unit 5017 and retrofits | 1296 | 2200 | MACT Fuel Choice Floor in lbs/MMBtu | FALSE | L | Annual | Allowances Withdrawn (n:1) | lbs | 0 | 0 | 0 | 0 | 0 | 0 | 0
WI Large Coal Units Hg Rule v3.1, Unit 5017 and retrofits | 1296 | 2200 | MACT Fuel Choice Floor in lbs/MMBtu | FALSE | L | Annual | Net Emissions Allowance Position | lbs | 0 | 0 | 0 | 0 | 0 | 0 | 0
WI Large Coal Units Hg Rule v3.1, Unit 5017 and retrofits | 1296 | 2200 | MACT Fuel Choice Floor in lbs/MMBtu | FALSE | L | Annual | Fuel Consumed | TBtu | 0 | 0 | 0 | 0 | 0 | 0 | 0
WI Large Coal Units Hg Rule v3.1, Unit 5017 and retrofits | 1296 | 2200 | MACT Fuel Choice Floor in lbs/MMBtu | FALSE | L | Annual | Rate | lb/MMBtu | 0 | 0 | 0 | 0 | 0 | 0 | 0
WI Large Coal Units Hg Rule v3.1, Unit 5017 and retrofits | 1296 | 2200 | MACT Fuel Choice Floor in lbs/MMBtu | FALSE | L | Annual | Generation | TWh | 0 | 0 | 0 | 0 | 0 | 0 | 0
WI Large Coal Units Hg Rule v3.1, Unit 5017 and retrofits | 1296 | 2200 | MACT Fuel Choice Floor in lbs/MMBtu | FALSE | L | Annual | Qualifying Generation | TWh | 0 | 0 | 0 | 0 | 0 | 0 | 0
WI Large Coal Units Hg Rule v3.1, Unit 5017 and retrofits | 1296 | 2200 | MACT Fuel Choice Floor in lbs/MMBtu | FALSE | L | Annual | Constraint Shadow Price | US2011$/Lb | 0 | 0 | 0 | 0 | 0 | 0 | 0
WI Large Coal Units Hg Rule v3.1, Unit 5020 and retrofits | 1297 | 2200 | MACT Fuel Choice Floor in lbs/MMBtu | FALSE | L | Annual | Seasons Included | Seasons | Winter, Summer | Winter, Summer | Winter, Summer | Winter, Summer | Winter, Summer | Winter, Summer | Winter, Summer
WI Large Coal Units Hg Rule v3.1, Unit 5020 and retrofits | 1297 | 2200 | MACT Fuel Choice Floor in lbs/MMBtu | FALSE | L | Annual | Emission Floor | lbs/MMBtu | 7.92e-07 | 7.92e-07 | 7.92e-07 | 7.92e-07 | 7.92e-07 | 7.92e-07 | 7.92e-07
WI Large Coal Units Hg Rule v3.1, Unit 5020 and retrofits | 1297 | 2200 | MACT Fuel Choice Floor in lbs/MMBtu | FALSE | L | Annual | Emissions at Affected Plants MER | lbs | 12.5814 | 12.5814 | 12.56 | 12.5814 | 12.5814 | 12.6754 | 12.5814
WI Large Coal Units Hg Rule v3.1, Unit 5020 and retrofits | 1297 | 2200 | MACT Fuel Choice Floor in lbs/MMBtu | FALSE | L | Annual | Allowances Purchased MER | lbs | 0 | 0 | 0 | 0 | 0 | 0 | 0
WI Large Coal Units Hg Rule v3.1, Unit 5020 and retrofits | 1297 | 2200 | MACT Fuel Choice Floor in lbs/MMBtu | FALSE | L | Annual | Allowances Sold MER | lbs | 0 | 0 | 0 | 0 | 0 | 0 | 0
WI Large Coal Units Hg Rule v3.1, Unit 5020 and retrofits | 1297 | 2200 | MACT Fuel Choice Floor in lbs/MMBtu | FALSE | L | Annual | Allowances Banked | lbs | 0 | 0 | 0 | 0 | 0 | 0 | 0
WI Large Coal Units Hg Rule v3.1, Unit 5020 and retrofits | 1297 | 2200 | MACT Fuel Choice Floor in lbs/MMBtu | FALSE | L | Annual | Allowances Withdrawn (1:1) | lbs | 0 | 0 | 0 | 0 | 0 | 0 | 0
WI Large Coal Units Hg Rule v3.1, Unit 5020 and retrofits | 1297 | 2200 | MACT Fuel Choice Floor in lbs/MMBtu | FALSE | L | Annual | Allowances Withdrawn (n:1) | lbs | 0 | 0 | 0 | 0 | 0 | 0 | 0
WI Large Coal Units Hg Rule v3.1, Unit 5020 and retrofits | 1297 | 2200 | MACT Fuel Choice Floor in lbs/MMBtu | FALSE | L | Annual | Net Emissions Allowance Position | lbs | 12.5814 | 12.5814 | 12.56 | 12.5814 | 12.5814 | 12.6754 | 12.5814
WI Large Coal Units Hg Rule v3.1, Unit 5020 and retrofits | 1297 | 2200 | MACT Fuel Choice Floor in lbs/MMBtu | FALSE | L | Annual | Fuel Consumed | TBtu | 23.5481 | 23.5481 | 23.508 | 23.5481 | 23.5481 | 23.8839 | 23.5481
WI Large Coal Units Hg Rule v3.1, Unit 5020 and retrofits | 1297 | 2200 | MACT Fuel Choice Floor in lbs/MMBtu | FALSE | L | Annual | Rate | lb/MMBtu | 5.3429e-07 | 5.3429e-07 | 5.3429e-07 | 5.3429e-07 | 5.3429e-07 | 5.3071e-07 | 5.3429e-07
WI Large Coal Units Hg Rule v3.1, Unit 5020 and retrofits | 1297 | 2200 | MACT Fuel Choice Floor in lbs/MMBtu | FALSE | L | Annual | Generation | TWh | 2.3459 | 2.3459 | 2.3419 | 2.3459 | 2.3459 | 2.3794 | 2.3459
WI Large Coal Units Hg Rule v3.1, Unit 5020 and retrofits | 1297 | 2200 | MACT Fuel Choice Floor in lbs/MMBtu | FALSE | L | Annual | Qualifying Generation | TWh | 2.3459 | 2.3459 | 2.3419 | 2.3459 | 2.3459 | 2.3794 | 2.3459
WI Large Coal Units Hg Rule v3.1, Unit 5020 and retrofits | 1297 | 2200 | MACT Fuel Choice Floor in lbs/MMBtu | FALSE | L | Annual | Constraint Shadow Price | US2011$/Lb | 0 | 0 | 0 | 0 | 0 | 0 | 0
WI Large Coal Units Hg Rule v3.1, Unit 5710 and retrofits | 1298 | 2200 | MACT Fuel Choice Floor in lbs/MMBtu | FALSE | L | Annual | Seasons Included | Seasons | Winter, Summer | Winter, Summer | Winter, Summer | Winter, Summer | Winter, Summer | Winter, Summer | Winter, Summer
WI Large Coal Units Hg Rule v3.1, Unit 5710 and retrofits | 1298 | 2200 | MACT Fuel Choice Floor in lbs/MMBtu | FALSE | L | Annual | Emission Floor | lbs/MMBtu | 7.92e-07 | 7.92e-07 | 7.92e-07 | 7.92e-07 | 7.92e-07 | 7.92e-07 | 7.92e-07
WI Large Coal Units Hg Rule v3.1, Unit 5710 and retrofits | 1298 | 2200 | MACT Fuel Choice Floor in lbs/MMBtu | FALSE | L | Annual | Emissions at Affected Plants MER | lbs | 15.8934 | 15.8934 | 15.8664 | 15.8934 | 15.8934 | 17.091 | 18.2449
WI Large Coal Units Hg Rule v3.1, Unit 5710 and retrofits | 1298 | 2200 | MACT Fuel Choice Floor in lbs/MMBtu | FALSE | L | Annual | Allowances Purchased MER | lbs | 0 | 0 | 0 | 0 | 0 | 0 | 0
WI Large Coal Units Hg Rule v3.1, Unit 5710 and retrofits | 1298 | 2200 | MACT Fuel Choice Floor in lbs/MMBtu | FALSE | L | Annual | Allowances Sold MER | lbs | 0 | 0 | 0 | 0 | 0 | 0 | 0
WI Large Coal Units Hg Rule v3.1, Unit 5710 and retrofits | 1298 | 2200 | MACT Fuel Choice Floor in lbs/MMBtu | FALSE | L | Annual | Allowances Banked | lbs | 0 | 0 | 0 | 0 | 0 | 0 | 0
WI Large Coal Units Hg Rule v3.1, Unit 5710 and retrofits | 1298 | 2200 | MACT Fuel Choice Floor in lbs/MMBtu | FALSE | L | Annual | Allowances Withdrawn (1:1) | lbs | 0 | 0 | 0 | 0 | 0 | 0 | 0
WI Large Coal Units Hg Rule v3.1, Unit 5710 and retrofits | 1298 | 2200 | MACT Fuel Choice Floor in lbs/MMBtu | FALSE | L | Annual | Allowances Withdrawn (n:1) | lbs | 0 | 0 | 0 | 0 | 0 | 0 | 0
WI Large Coal Units Hg Rule v3.1, Unit 5710 and retrofits | 1298 | 2200 | MACT Fuel Choice Floor in lbs/MMBtu | FALSE | L | Annual | Net Emissions Allowance Position | lbs | 15.8934 | 15.8934 | 15.8664 | 15.8934 | 15.8934 | 17.091 | 18.2449
WI Large Coal Units Hg Rule v3.1, Unit 5710 and retrofits | 1298 | 2200 | MACT Fuel Choice Floor in lbs/MMBtu | FALSE | L | Annual | Fuel Consumed | TBtu | 28.3306 | 28.3306 | 28.2823 | 28.3306 | 28.3306 | 28.3306 | 28.3306
WI Large Coal Units Hg Rule v3.1, Unit 5710 and retrofits | 1298 | 2200 | MACT Fuel Choice Floor in lbs/MMBtu | FALSE | L | Annual | Rate | lb/MMBtu | 5.61e-07 | 5.61e-07 | 5.61e-07 | 5.61e-07 | 5.61e-07 | 6.0327e-07 | 6.44e-07
WI Large Coal Units Hg Rule v3.1, Unit 5710 and retrofits | 1298 | 2200 | MACT Fuel Choice Floor in lbs/MMBtu | FALSE | L | Annual | Generation | TWh | 2.7508 | 2.7508 | 2.7461 | 2.7508 | 2.7508 | 2.7508 | 2.7508
WI Large Coal Units Hg Rule v3.1, Unit 5710 and retrofits | 1298 | 2200 | MACT Fuel Choice Floor in lbs/MMBtu | FALSE | L | Annual | Qualifying Generation | TWh | 2.7508 | 2.7508 | 2.7461 | 2.7508 | 2.7508 | 2.7508 | 2.7508
WI Large Coal Units Hg Rule v3.1, Unit 5710 and retrofits | 1298 | 2200 | MACT Fuel Choice Floor in lbs/MMBtu | FALSE | L | Annual | Constraint Shadow Price | US2011$/Lb | 0 | 0 | 0 | 0 | 0 | 0 | 0
WI Large Coal Units Hg Rule v3.1, Unit 5831 and retrofits | 1299 | 2200 | MACT Fuel Choice Floor in lbs/MMBtu | FALSE | L | Annual | Seasons Included | Seasons | Winter, Summer | Winter, Summer | Winter, Summer | Winter, Summer | Winter, Summer | Winter, Summer | Winter, Summer
WI Large Coal Units Hg Rule v3.1, Unit 5831 and retrofits | 1299 | 2200 | MACT Fuel Choice Floor in lbs/MMBtu | FALSE | L | Annual | Emission Floor | lbs/MMBtu | 7.92e-07 | 7.92e-07 | 7.92e-07 | 7.92e-07 | 7.92e-07 | 7.92e-07 | 7.92e-07
WI Large Coal Units Hg Rule v3.1, Unit 5831 and retrofits | 1299 | 2200 | MACT Fuel Choice Floor in lbs/MMBtu | FALSE | L | Annual | Emissions at Affected Plants MER | lbs | 25.312 | 26.2506 | 26.2506 | 26.2506 | 26.2506 | 26.2506 | 24.7924
WI Large Coal Units Hg Rule v3.1, Unit 5831 and retrofits | 1299 | 2200 | MACT Fuel Choice Floor in lbs/MMBtu | FALSE | L | Annual | Allowances Purchased MER | lbs | 0 | 0 | 0 | 0 | 0 | 0 | 0
WI Large Coal Units Hg Rule v3.1, Unit 5831 and retrofits | 1299 | 2200 | MACT Fuel Choice Floor in lbs/MMBtu | FALSE | L | Annual | Allowances Sold MER | lbs | 0 | 0 | 0 | 0 | 0 | 0 | 0
WI Large Coal Units Hg Rule v3.1, Unit 5831 and retrofits | 1299 | 2200 | MACT Fuel Choice Floor in lbs/MMBtu | FALSE | L | Annual | Allowances Banked | lbs | 0 | 0 | 0 | 0 | 0 | 0 | 0
WI Large Coal Units Hg Rule v3.1, Unit 5831 and retrofits | 1299 | 2200 | MACT Fuel Choice Floor in lbs/MMBtu | FALSE | L | Annual | Allowances Withdrawn (1:1) | lbs | 0 | 0 | 0 | 0 | 0 | 0 | 0
WI Large Coal Units Hg Rule v3.1, Unit 5831 and retrofits | 1299 | 2200 | MACT Fuel Choice Floor in lbs/MMBtu | FALSE | L | Annual | Allowances Withdrawn (n:1) | lbs | 0 | 0 | 0 | 0 | 0 | 0 | 0
WI Large Coal Units Hg Rule v3.1, Unit 5831 and retrofits | 1299 | 2200 | MACT Fuel Choice Floor in lbs/MMBtu | FALSE | L | Annual | Net Emissions Allowance Position | lbs | 25.312 | 26.2506 | 26.2506 | 26.2506 | 26.2506 | 26.2506 | 24.7924
WI Large Coal Units Hg Rule v3.1, Unit 5831 and retrofits | 1299 | 2200 | MACT Fuel Choice Floor in lbs/MMBtu | FALSE | L | Annual | Fuel Consumed | TBtu | 46.9043 | 46.7926 | 46.7926 | 46.7926 | 46.7926 | 46.7926 | 44.1932
WI Large Coal Units Hg Rule v3.1, Unit 5831 and retrofits | 1299 | 2200 | MACT Fuel Choice Floor in lbs/MMBtu | FALSE | L | Annual | Rate | lb/MMBtu | 5.3965e-07 | 5.61e-07 | 5.61e-07 | 5.61e-07 | 5.61e-07 | 5.61e-07 | 5.61e-07
WI Large Coal Units Hg Rule v3.1, Unit 5831 and retrofits | 1299 | 2200 | MACT Fuel Choice Floor in lbs/MMBtu | FALSE | L | Annual | Generation | TWh | 4.256 | 4.256 | 4.256 | 4.256 | 4.256 | 4.256 | 4.0196
WI Large Coal Units Hg Rule v3.1, Unit 5831 and retrofits | 1299 | 2200 | MACT Fuel Choice Floor in lbs/MMBtu | FALSE | L | Annual | Qualifying Generation | TWh | 4.256 | 4.256 | 4.256 | 4.256 | 4.256 | 4.256 | 4.0196
WI Large Coal Units Hg Rule v3.1, Unit 5831 and retrofits | 1299 | 2200 | MACT Fuel Choice Floor in lbs/MMBtu | FALSE | L | Annual | Constraint Shadow Price | US2011$/Lb | 0 | 0 | 0 | 0 | 0 | 0 | 0
WI Large Coal Units Hg Rule v3.1, Unit 5832 and retrofits | 1300 | 2200 | MACT Fuel Choice Floor in lbs/MMBtu | FALSE | L | Annual | Seasons Included | Seasons | Winter, Summer | Winter, Summer | Winter, Summer | Winter, Summer | Winter, Summer | Winter, Summer | Winter, Summer
WI Large Coal Units Hg Rule v3.1, Unit 5832 and retrofits | 1300 | 2200 | MACT Fuel Choice Floor in lbs/MMBtu | FALSE | L | Annual | Emission Floor | lbs/MMBtu | 7.92e-07 | 7.92e-07 | 7.92e-07 | 7.92e-07 | 7.92e-07 | 7.92e-07 | 7.92e-07
WI Large Coal Units Hg Rule v3.1, Unit 5832 and retrofits | 1300 | 2200 | MACT Fuel Choice Floor in lbs/MMBtu | FALSE | L | Annual | Emissions at Affected Plants MER | lbs | 24.9333 | 26.3558 | 26.3558 | 26.3558 | 26.3558 | 24.8917 | 24.8917
WI Large Coal Units Hg Rule v3.1, Unit 5832 and retrofits | 1300 | 2200 | MACT Fuel Choice Floor in lbs/MMBtu | FALSE | L | Annual | Allowances Purchased MER | lbs | 0 | 0 | 0 | 0 | 0 | 0 | 0
WI Large Coal Units Hg Rule v3.1, Unit 5832 and retrofits | 1300 | 2200 | MACT Fuel Choice Floor in lbs/MMBtu | FALSE | L | Annual | Allowances Sold MER | lbs | 0 | 0 | 0 | 0 | 0 | 0 | 0
WI Large Coal Units Hg Rule v3.1, Unit 5832 and retrofits | 1300 | 2200 | MACT Fuel Choice Floor in lbs/MMBtu | FALSE | L | Annual | Allowances Banked | lbs | 0 | 0 | 0 | 0 | 0 | 0 | 0
WI Large Coal Units Hg Rule v3.1, Unit 5832 and retrofits | 1300 | 2200 | MACT Fuel Choice Floor in lbs/MMBtu | FALSE | L | Annual | Allowances Withdrawn (1:1) | lbs | 0 | 0 | 0 | 0 | 0 | 0 | 0
WI Large Coal Units Hg Rule v3.1, Unit 5832 and retrofits | 1300 | 2200 | MACT Fuel Choice Floor in lbs/MMBtu | FALSE | L | Annual | Allowances Withdrawn (n:1) | lbs | 0 | 0 | 0 | 0 | 0 | 0 | 0
WI Large Coal Units Hg Rule v3.1, Unit 5832 and retrofits | 1300 | 2200 | MACT Fuel Choice Floor in lbs/MMBtu | FALSE | L | Annual | Net Emissions Allowance Position | lbs | 24.9333 | 26.3558 | 26.3558 | 26.3558 | 26.3558 | 24.8917 | 24.8917
WI Large Coal Units Hg Rule v3.1, Unit 5832 and retrofits | 1300 | 2200 | MACT Fuel Choice Floor in lbs/MMBtu | FALSE | L | Annual | Fuel Consumed | TBtu | 46.2025 | 46.9801 | 46.9801 | 46.9801 | 46.9801 | 44.3703 | 44.3703
WI Large Coal Units Hg Rule v3.1, Unit 5832 and retrofits | 1300 | 2200 | MACT Fuel Choice Floor in lbs/MMBtu | FALSE | L | Annual | Rate | lb/MMBtu | 5.3965e-07 | 5.61e-07 | 5.61e-07 | 5.61e-07 | 5.61e-07 | 5.61e-07 | 5.61e-07
WI Large Coal Units Hg Rule v3.1, Unit 5832 and retrofits | 1300 | 2200 | MACT Fuel Choice Floor in lbs/MMBtu | FALSE | L | Annual | Generation | TWh | 4.1756 | 4.256 | 4.256 | 4.256 | 4.256 | 4.0196 | 4.0196
WI Large Coal Units Hg Rule v3.1, Unit 5832 and retrofits | 1300 | 2200 | MACT Fuel Choice Floor in lbs/MMBtu | FALSE | L | Annual | Qualifying Generation | TWh | 4.1756 | 4.256 | 4.256 | 4.256 | 4.256 | 4.0196 | 4.0196
WI Large Coal Units Hg Rule v3.1, Unit 5832 and retrofits | 1300 | 2200 | MACT Fuel Choice Floor in lbs/MMBtu | FALSE | L | Annual | Constraint Shadow Price | US2011$/Lb | 0 | 0 | 0 | 0 | 0 | 0 | 0
WI Large Coal Units Hg Rule v3.1, Unit 5833 and retrofits | 1301 | 2200 | MACT Fuel Choice Floor in lbs/MMBtu | FALSE | L | Annual | Seasons Included | Seasons | Winter, Summer | Winter, Summer | Winter, Summer | Winter, Summer | Winter, Summer | Winter, Summer | Winter, Summer
WI Large Coal Units Hg Rule v3.1, Unit 5833 and retrofits | 1301 | 2200 | MACT Fuel Choice Floor in lbs/MMBtu | FALSE | L | Annual | Emission Floor | lbs/MMBtu | 7.92e-07 | 7.92e-07 | 7.92e-07 | 7.92e-07 | 7.92e-07 | 7.92e-07 | 7.92e-07
WI Large Coal Units Hg Rule v3.1, Unit 5833 and retrofits | 1301 | 2200 | MACT Fuel Choice Floor in lbs/MMBtu | FALSE | L | Annual | Emissions at Affected Plants MER | lbs | 11.7308 | 12.1947 | 12.1947 | 12.1947 | 12.1947 | 12.1947 | 11.5185
WI Large Coal Units Hg Rule v3.1, Unit 5833 and retrofits | 1301 | 2200 | MACT Fuel Choice Floor in lbs/MMBtu | FALSE | L | Annual | Allowances Purchased MER | lbs | 0 | 0 | 0 | 0 | 0 | 0 | 0
WI Large Coal Units Hg Rule v3.1, Unit 5833 and retrofits | 1301 | 2200 | MACT Fuel Choice Floor in lbs/MMBtu | FALSE | L | Annual | Allowances Sold MER | lbs | 0 | 0 | 0 | 0 | 0 | 0 | 0
WI Large Coal Units Hg Rule v3.1, Unit 5833 and retrofits | 1301 | 2200 | MACT Fuel Choice Floor in lbs/MMBtu | FALSE | L | Annual | Allowances Banked | lbs | 0 | 0 | 0 | 0 | 0 | 0 | 0
WI Large Coal Units Hg Rule v3.1, Unit 5833 and retrofits | 1301 | 2200 | MACT Fuel Choice Floor in lbs/MMBtu | FALSE | L | Annual | Allowances Withdrawn (1:1) | lbs | 0 | 0 | 0 | 0 | 0 | 0 | 0
WI Large Coal Units Hg Rule v3.1, Unit 5833 and retrofits | 1301 | 2200 | MACT Fuel Choice Floor in lbs/MMBtu | FALSE | L | Annual | Allowances Withdrawn (n:1) | lbs | 0 | 0 | 0 | 0 | 0 | 0 | 0
WI Large Coal Units Hg Rule v3.1, Unit 5833 and retrofits | 1301 | 2200 | MACT Fuel Choice Floor in lbs/MMBtu | FALSE | L | Annual | Net Emissions Allowance Position | lbs | 11.7308 | 12.1947 | 12.1947 | 12.1947 | 12.1947 | 12.1947 | 11.5185
WI Large Coal Units Hg Rule v3.1, Unit 5833 and retrofits | 1301 | 2200 | MACT Fuel Choice Floor in lbs/MMBtu | FALSE | L | Annual | Fuel Consumed | TBtu | 21.7926 | 21.7374 | 21.7374 | 21.7374 | 21.7374 | 21.7374 | 20.5321
WI Large Coal Units Hg Rule v3.1, Unit 5833 and retrofits | 1301 | 2200 | MACT Fuel Choice Floor in lbs/MMBtu | FALSE | L | Annual | Rate | lb/MMBtu | 5.383e-07 | 5.61e-07 | 5.61e-07 | 5.61e-07 | 5.61e-07 | 5.61e-07 | 5.61e-07
WI Large Coal Units Hg Rule v3.1, Unit 5833 and retrofits | 1301 | 2200 | MACT Fuel Choice Floor in lbs/MMBtu | FALSE | L | Annual | Generation | TWh | 2.1248 | 2.1248 | 2.1248 | 2.1248 | 2.1248 | 2.1248 | 2.0069
WI Large Coal Units Hg Rule v3.1, Unit 5833 and retrofits | 1301 | 2200 | MACT Fuel Choice Floor in lbs/MMBtu | FALSE | L | Annual | Qualifying Generation | TWh | 2.1248 | 2.1248 | 2.1248 | 2.1248 | 2.1248 | 2.1248 | 2.0069
WI Large Coal Units Hg Rule v3.1, Unit 5833 and retrofits | 1301 | 2200 | MACT Fuel Choice Floor in lbs/MMBtu | FALSE | L | Annual | Constraint Shadow Price | US2011$/Lb | 0 | 0 | 0 | 0 | 0 | 0 | 0
WI Large Coal Units Hg Rule v3.1, Unit 5834 and retrofits | 1302 | 2200 | MACT Fuel Choice Floor in lbs/MMBtu | FALSE | L | Annual | Seasons Included | Seasons | Winter, Summer | Winter, Summer | Winter, Summer | Winter, Summer | Winter, Summer | Winter, Summer | Winter, Summer
WI Large Coal Units Hg Rule v3.1, Unit 5834 and retrofits | 1302 | 2200 | MACT Fuel Choice Floor in lbs/MMBtu | FALSE | L | Annual | Emission Floor | lbs/MMBtu | 7.92e-07 | 7.92e-07 | 7.92e-07 | 7.92e-07 | 7.92e-07 | 7.92e-07 | 7.92e-07
WI Large Coal Units Hg Rule v3.1, Unit 5834 and retrofits | 1302 | 2200 | MACT Fuel Choice Floor in lbs/MMBtu | FALSE | L | Annual | Emissions at Affected Plants MER | lbs | 11.9035 | 13.0965 | 13.0965 | 13.0965 | 12.9544 | 13.0216 | 12.3741
WI Large Coal Units Hg Rule v3.1, Unit 5834 and retrofits | 1302 | 2200 | MACT Fuel Choice Floor in lbs/MMBtu | FALSE | L | Annual | Allowances Purchased MER | lbs | 0 | 0 | 0 | 0 | 0 | 0 | 0
WI Large Coal Units Hg Rule v3.1, Unit 5834 and retrofits | 1302 | 2200 | MACT Fuel Choice Floor in lbs/MMBtu | FALSE | L | Annual | Allowances Sold MER | lbs | 0 | 0 | 0 | 0 | 0 | 0 | 0
WI Large Coal Units Hg Rule v3.1, Unit 5834 and retrofits | 1302 | 2200 | MACT Fuel Choice Floor in lbs/MMBtu | FALSE | L | Annual | Allowances Banked | lbs | 0 | 0 | 0 | 0 | 0 | 0 | 0
WI Large Coal Units Hg Rule v3.1, Unit 5834 and retrofits | 1302 | 2200 | MACT Fuel Choice Floor in lbs/MMBtu | FALSE | L | Annual | Allowances Withdrawn (1:1) | lbs | 0 | 0 | 0 | 0 | 0 | 0 | 0
WI Large Coal Units Hg Rule v3.1, Unit 5834 and retrofits | 1302 | 2200 | MACT Fuel Choice Floor in lbs/MMBtu | FALSE | L | Annual | Allowances Withdrawn (n:1) | lbs | 0 | 0 | 0 | 0 | 0 | 0 | 0
WI Large Coal Units Hg Rule v3.1, Unit 5834 and retrofits | 1302 | 2200 | MACT Fuel Choice Floor in lbs/MMBtu | FALSE | L | Annual | Net Emissions Allowance Position | lbs | 11.9035 | 13.0965 | 13.0965 | 13.0965 | 12.9544 | 13.0216 | 12.3741
WI Large Coal Units Hg Rule v3.1, Unit 5834 and retrofits | 1302 | 2200 | MACT Fuel Choice Floor in lbs/MMBtu | FALSE | L | Annual | Fuel Consumed | TBtu | 22.1133 | 23.3449 | 23.3449 | 23.3449 | 23.0917 | 23.2115 | 22.0573
WI Large Coal Units Hg Rule v3.1, Unit 5834 and retrofits | 1302 | 2200 | MACT Fuel Choice Floor in lbs/MMBtu | FALSE | L | Annual | Rate | lb/MMBtu | 5.383e-07 | 5.61e-07 | 5.61e-07 | 5.61e-07 | 5.61e-07 | 5.61e-07 | 5.61e-07
WI Large Coal Units Hg Rule v3.1, Unit 5834 and retrofits | 1302 | 2200 | MACT Fuel Choice Floor in lbs/MMBtu | FALSE | L | Annual | Generation | TWh | 2.1493 | 2.2747 | 2.2747 | 2.2747 | 2.2501 | 2.2617 | 2.1493
WI Large Coal Units Hg Rule v3.1, Unit 5834 and retrofits | 1302 | 2200 | MACT Fuel Choice Floor in lbs/MMBtu | FALSE | L | Annual | Qualifying Generation | TWh | 2.1493 | 2.2747 | 2.2747 | 2.2747 | 2.2501 | 2.2617 | 2.1493
WI Large Coal Units Hg Rule v3.1, Unit 5834 and retrofits | 1302 | 2200 | MACT Fuel Choice Floor in lbs/MMBtu | FALSE | L | Annual | Constraint Shadow Price | US2011$/Lb | 0 | 0 | 0 | 0 | 0 | 0 | 0
WI Large Coal Units Hg Rule v3.1, Unit 5835 and retrofits | 1303 | 2200 | MACT Fuel Choice Floor in lbs/MMBtu | FALSE | L | Annual | Seasons Included | Seasons | Winter, Summer | Winter, Summer | Winter, Summer | Winter, Summer | Winter, Summer | Winter, Summer | Winter, Summer
WI Large Coal Units Hg Rule v3.1, Unit 5835 and retrofits | 1303 | 2200 | MACT Fuel Choice Floor in lbs/MMBtu | FALSE | L | Annual | Emission Floor | lbs/MMBtu | 7.92e-07 | 7.92e-07 | 7.92e-07 | 7.92e-07 | 7.92e-07 | 7.92e-07 | 7.92e-07
WI Large Coal Units Hg Rule v3.1, Unit 5835 and retrofits | 1303 | 2200 | MACT Fuel Choice Floor in lbs/MMBtu | FALSE | L | Annual | Emissions at Affected Plants MER | lbs | 10.133 | 10.5337 | 10.5337 | 10.5337 | 10.5337 | 10.5337 | 10.0397
WI Large Coal Units Hg Rule v3.1, Unit 5835 and retrofits | 1303 | 2200 | MACT Fuel Choice Floor in lbs/MMBtu | FALSE | L | Annual | Allowances Purchased MER | lbs | 0 | 0 | 0 | 0 | 0 | 0 | 0
WI Large Coal Units Hg Rule v3.1, Unit 5835 and retrofits | 1303 | 2200 | MACT Fuel Choice Floor in lbs/MMBtu | FALSE | L | Annual | Allowances Sold MER | lbs | 0 | 0 | 0 | 0 | 0 | 0 | 0
WI Large Coal Units Hg Rule v3.1, Unit 5835 and retrofits | 1303 | 2200 | MACT Fuel Choice Floor in lbs/MMBtu | FALSE | L | Annual | Allowances Banked | lbs | 0 | 0 | 0 | 0 | 0 | 0 | 0
WI Large Coal Units Hg Rule v3.1, Unit 5835 and retrofits | 1303 | 2200 | MACT Fuel Choice Floor in lbs/MMBtu | FALSE | L | Annual | Allowances Withdrawn (1:1) | lbs | 0 | 0 | 0 | 0 | 0 | 0 | 0
WI Large Coal Units Hg Rule v3.1, Unit 5835 and retrofits | 1303 | 2200 | MACT Fuel Choice Floor in lbs/MMBtu | FALSE | L | Annual | Allowances Withdrawn (n:1) | lbs | 0 | 0 | 0 | 0 | 0 | 0 | 0
WI Large Coal Units Hg Rule v3.1, Unit 5835 and retrofits | 1303 | 2200 | MACT Fuel Choice Floor in lbs/MMBtu | FALSE | L | Annual | Net Emissions Allowance Position | lbs | 10.133 | 10.5337 | 10.5337 | 10.5337 | 10.5337 | 10.5337 | 10.0397
WI Large Coal Units Hg Rule v3.1, Unit 5835 and retrofits | 1303 | 2200 | MACT Fuel Choice Floor in lbs/MMBtu | FALSE | L | Annual | Fuel Consumed | TBtu | 18.8243 | 18.7766 | 18.7766 | 18.7766 | 18.7766 | 18.7766 | 17.8961
WI Large Coal Units Hg Rule v3.1, Unit 5835 and retrofits | 1303 | 2200 | MACT Fuel Choice Floor in lbs/MMBtu | FALSE | L | Annual | Rate | lb/MMBtu | 5.383e-07 | 5.61e-07 | 5.61e-07 | 5.61e-07 | 5.61e-07 | 5.61e-07 | 5.61e-07
WI Large Coal Units Hg Rule v3.1, Unit 5835 and retrofits | 1303 | 2200 | MACT Fuel Choice Floor in lbs/MMBtu | FALSE | L | Annual | Generation | TWh | 1.8719 | 1.8719 | 1.8719 | 1.8719 | 1.8719 | 1.8719 | 1.7841
WI Large Coal Units Hg Rule v3.1, Unit 5835 and retrofits | 1303 | 2200 | MACT Fuel Choice Floor in lbs/MMBtu | FALSE | L | Annual | Qualifying Generation | TWh | 1.8719 | 1.8719 | 1.8719 | 1.8719 | 1.8719 | 1.8719 | 1.7841
WI Large Coal Units Hg Rule v3.1, Unit 5835 and retrofits | 1303 | 2200 | MACT Fuel Choice Floor in lbs/MMBtu | FALSE | L | Annual | Constraint Shadow Price | US2011$/Lb | 0 | 0 | 0 | 0 | 0 | 0 | 0
WI Large Coal Units Hg Rule v3.1, Unit 5836 and retrofits | 1304 | 2200 | MACT Fuel Choice Floor in lbs/MMBtu | FALSE | L | Annual | Seasons Included | Seasons | Winter, Summer | Winter, Summer | Winter, Summer | Winter, Summer | Winter, Summer | Winter, Summer | Winter, Summer
WI Large Coal Units Hg Rule v3.1, Unit 5836 and retrofits | 1304 | 2200 | MACT Fuel Choice Floor in lbs/MMBtu | FALSE | L | Annual | Emission Floor | lbs/MMBtu | 7.92e-07 | 7.92e-07 | 7.92e-07 | 7.92e-07 | 7.92e-07 | 7.92e-07 | 7.92e-07
WI Large Coal Units Hg Rule v3.1, Unit 5836 and retrofits | 1304 | 2200 | MACT Fuel Choice Floor in lbs/MMBtu | FALSE | L | Annual | Emissions at Affected Plants MER | lbs | 10.0287 | 10.4252 | 10.4252 | 10.4252 | 10.4252 | 10.4252 | 9.8471
WI Large Coal Units Hg Rule v3.1, Unit 5836 and retrofits | 1304 | 2200 | MACT Fuel Choice Floor in lbs/MMBtu | FALSE | L | Annual | Allowances Purchased MER | lbs | 0 | 0 | 0 | 0 | 0 | 0 | 0
WI Large Coal Units Hg Rule v3.1, Unit 5836 and retrofits | 1304 | 2200 | MACT Fuel Choice Floor in lbs/MMBtu | FALSE | L | Annual | Allowances Sold MER | lbs | 0 | 0 | 0 | 0 | 0 | 0 | 0
WI Large Coal Units Hg Rule v3.1, Unit 5836 and retrofits | 1304 | 2200 | MACT Fuel Choice Floor in lbs/MMBtu | FALSE | L | Annual | Allowances Banked | lbs | 0 | 0 | 0 | 0 | 0 | 0 | 0
WI Large Coal Units Hg Rule v3.1, Unit 5836 and retrofits | 1304 | 2200 | MACT Fuel Choice Floor in lbs/MMBtu | FALSE | L | Annual | Allowances Withdrawn (1:1) | lbs | 0 | 0 | 0 | 0 | 0 | 0 | 0
WI Large Coal Units Hg Rule v3.1, Unit 5836 and retrofits | 1304 | 2200 | MACT Fuel Choice Floor in lbs/MMBtu | FALSE | L | Annual | Allowances Withdrawn (n:1) | lbs | 0 | 0 | 0 | 0 | 0 | 0 | 0
WI Large Coal Units Hg Rule v3.1, Unit 5836 and retrofits | 1304 | 2200 | MACT Fuel Choice Floor in lbs/MMBtu | FALSE | L | Annual | Net Emissions Allowance Position | lbs | 10.0287 | 10.4252 | 10.4252 | 10.4252 | 10.4252 | 10.4252 | 9.8471
WI Large Coal Units Hg Rule v3.1, Unit 5836 and retrofits | 1304 | 2200 | MACT Fuel Choice Floor in lbs/MMBtu | FALSE | L | Annual | Fuel Consumed | TBtu | 18.6304 | 18.5832 | 18.5832 | 18.5832 | 18.5832 | 18.5832 | 17.5528
WI Large Coal Units Hg Rule v3.1, Unit 5836 and retrofits | 1304 | 2200 | MACT Fuel Choice Floor in lbs/MMBtu | FALSE | L | Annual | Rate | lb/MMBtu | 5.383e-07 | 5.61e-07 | 5.61e-07 | 5.61e-07 | 5.61e-07 | 5.61e-07 | 5.61e-07
WI Large Coal Units Hg Rule v3.1, Unit 5836 and retrofits | 1304 | 2200 | MACT Fuel Choice Floor in lbs/MMBtu | FALSE | L | Annual | Generation | TWh | 1.8502 | 1.8502 | 1.8502 | 1.8502 | 1.8502 | 1.8502 | 1.7476
WI Large Coal Units Hg Rule v3.1, Unit 5836 and retrofits | 1304 | 2200 | MACT Fuel Choice Floor in lbs/MMBtu | FALSE | L | Annual | Qualifying Generation | TWh | 1.8502 | 1.8502 | 1.8502 | 1.8502 | 1.8502 | 1.8502 | 1.7476
WI Large Coal Units Hg Rule v3.1, Unit 5836 and retrofits | 1304 | 2200 | MACT Fuel Choice Floor in lbs/MMBtu | FALSE | L | Annual | Constraint Shadow Price | US2011$/Lb | 0 | 0 | 0 | 0 | 0 | 0 | 0
WI Large Coal Units Hg Rule v3.1, Unit 5837 and retrofits | 1305 | 2200 | MACT Fuel Choice Floor in lbs/MMBtu | FALSE | L | Annual | Seasons Included | Seasons | Winter, Summer | Winter, Summer | Winter, Summer | Winter, Summer | Winter, Summer | Winter, Summer | Winter, Summer
WI Large Coal Units Hg Rule v3.1, Unit 5837 and retrofits | 1305 | 2200 | MACT Fuel Choice Floor in lbs/MMBtu | FALSE | L | Annual | Emission Floor | lbs/MMBtu | 7.92e-07 | 7.92e-07 | 7.92e-07 | 7.92e-07 | 7.92e-07 | 7.92e-07 | 7.92e-07
WI Large Coal Units Hg Rule v3.1, Unit 5837 and retrofits | 1305 | 2200 | MACT Fuel Choice Floor in lbs/MMBtu | FALSE | L | Annual | Emissions at Affected Plants MER | lbs | 21.6417 | 21.6417 | 22.6936 | 22.6936 | 22.3631 | 22.3853 | 22.6936
WI Large Coal Units Hg Rule v3.1, Unit 5837 and retrofits | 1305 | 2200 | MACT Fuel Choice Floor in lbs/MMBtu | FALSE | L | Annual | Allowances Purchased MER | lbs | 0 | 0 | 0 | 0 | 0 | 0 | 0
WI Large Coal Units Hg Rule v3.1, Unit 5837 and retrofits | 1305 | 2200 | MACT Fuel Choice Floor in lbs/MMBtu | FALSE | L | Annual | Allowances Sold MER | lbs | 0 | 0 | 0 | 0 | 0 | 0 | 0
WI Large Coal Units Hg Rule v3.1, Unit 5837 and retrofits | 1305 | 2200 | MACT Fuel Choice Floor in lbs/MMBtu | FALSE | L | Annual | Allowances Banked | lbs | 0 | 0 | 0 | 0 | 0 | 0 | 0
WI Large Coal Units Hg Rule v3.1, Unit 5837 and retrofits | 1305 | 2200 | MACT Fuel Choice Floor in lbs/MMBtu | FALSE | L | Annual | Allowances Withdrawn (1:1) | lbs | 0 | 0 | 0 | 0 | 0 | 0 | 0
WI Large Coal Units Hg Rule v3.1, Unit 5837 and retrofits | 1305 | 2200 | MACT Fuel Choice Floor in lbs/MMBtu | FALSE | L | Annual | Allowances Withdrawn (n:1) | lbs | 0 | 0 | 0 | 0 | 0 | 0 | 0
WI Large Coal Units Hg Rule v3.1, Unit 5837 and retrofits | 1305 | 2200 | MACT Fuel Choice Floor in lbs/MMBtu | FALSE | L | Annual | Net Emissions Allowance Position | lbs | 21.6417 | 21.6417 | 22.6936 | 22.6936 | 22.3631 | 22.3853 | 22.6936
WI Large Coal Units Hg Rule v3.1, Unit 5837 and retrofits | 1305 | 2200 | MACT Fuel Choice Floor in lbs/MMBtu | FALSE | L | Annual | Fuel Consumed | TBtu | 42.0186 | 42.0186 | 44.0609 | 44.0609 | 41.8561 | 42.0038 | 44.0609
WI Large Coal Units Hg Rule v3.1, Unit 5837 and retrofits | 1305 | 2200 | MACT Fuel Choice Floor in lbs/MMBtu | FALSE | L | Annual | Rate | lb/MMBtu | 5.1505e-07 | 5.1505e-07 | 5.1505e-07 | 5.1505e-07 | 5.3429e-07 | 5.3293e-07 | 5.1505e-07
WI Large Coal Units Hg Rule v3.1, Unit 5837 and retrofits | 1305 | 2200 | MACT Fuel Choice Floor in lbs/MMBtu | FALSE | L | Annual | Generation | TWh | 4.0359 | 4.0359 | 4.2321 | 4.2321 | 4.0218 | 4.0359 | 4.2321
WI Large Coal Units Hg Rule v3.1, Unit 5837 and retrofits | 1305 | 2200 | MACT Fuel Choice Floor in lbs/MMBtu | FALSE | L | Annual | Qualifying Generation | TWh | 4.0359 | 4.0359 | 4.2321 | 4.2321 | 4.0218 | 4.0359 | 4.2321
WI Large Coal Units Hg Rule v3.1, Unit 5837 and retrofits | 1305 | 2200 | MACT Fuel Choice Floor in lbs/MMBtu | FALSE | L | Annual | Constraint Shadow Price | US2011$/Lb | 0 | 0 | 0 | 0 | 0 | 0 | 0
WI Large Coal Units Hg Rule v3.1, Unit 5838 and retrofits | 1306 | 2200 | MACT Fuel Choice Floor in lbs/MMBtu | FALSE | L | Annual | Seasons Included | Seasons | Winter, Summer | Winter, Summer | Winter, Summer | Winter, Summer | Winter, Summer | Winter, Summer | Winter, Summer
WI Large Coal Units Hg Rule v3.1, Unit 5838 and retrofits | 1306 | 2200 | MACT Fuel Choice Floor in lbs/MMBtu | FALSE | L | Annual | Emission Floor | lbs/MMBtu | 7.92e-07 | 7.92e-07 | 7.92e-07 | 7.92e-07 | 7.92e-07 | 7.92e-07 | 7.92e-07
WI Large Coal Units Hg Rule v3.1, Unit 5838 and retrofits | 1306 | 2200 | MACT Fuel Choice Floor in lbs/MMBtu | FALSE | L | Annual | Emissions at Affected Plants MER | lbs | 19.7612 | 19.7612 | 21.3907 | 21.3907 | 21.0793 | 21.3907 | 21.3907
WI Large Coal Units Hg Rule v3.1, Unit 5838 and retrofits | 1306 | 2200 | MACT Fuel Choice Floor in lbs/MMBtu | FALSE | L | Annual | Allowances Purchased MER | lbs | 0 | 0 | 0 | 0 | 0 | 0 | 0
WI Large Coal Units Hg Rule v3.1, Unit 5838 and retrofits | 1306 | 2200 | MACT Fuel Choice Floor in lbs/MMBtu | FALSE | L | Annual | Allowances Sold MER | lbs | 0 | 0 | 0 | 0 | 0 | 0 | 0
WI Large Coal Units Hg Rule v3.1, Unit 5838 and retrofits | 1306 | 2200 | MACT Fuel Choice Floor in lbs/MMBtu | FALSE | L | Annual | Allowances Banked | lbs | 0 | 0 | 0 | 0 | 0 | 0 | 0
WI Large Coal Units Hg Rule v3.1, Unit 5838 and retrofits | 1306 | 2200 | MACT Fuel Choice Floor in lbs/MMBtu | FALSE | L | Annual | Allowances Withdrawn (1:1) | lbs | 0 | 0 | 0 | 0 | 0 | 0 | 0
WI Large Coal Units Hg Rule v3.1, Unit 5838 and retrofits | 1306 | 2200 | MACT Fuel Choice Floor in lbs/MMBtu | FALSE | L | Annual | Allowances Withdrawn (n:1) | lbs | 0 | 0 | 0 | 0 | 0 | 0 | 0
WI Large Coal Units Hg Rule v3.1, Unit 5838 and retrofits | 1306 | 2200 | MACT Fuel Choice Floor in lbs/MMBtu | FALSE | L | Annual | Net Emissions Allowance Position | lbs | 19.7612 | 19.7612 | 21.3907 | 21.3907 | 21.0793 | 21.3907 | 21.3907
WI Large Coal Units Hg Rule v3.1, Unit 5838 and retrofits | 1306 | 2200 | MACT Fuel Choice Floor in lbs/MMBtu | FALSE | L | Annual | Fuel Consumed | TBtu | 38.3675 | 38.3675 | 41.5314 | 41.5314 | 39.4532 | 41.5314 | 41.5314
WI Large Coal Units Hg Rule v3.1, Unit 5838 and retrofits | 1306 | 2200 | MACT Fuel Choice Floor in lbs/MMBtu | FALSE | L | Annual | Rate | lb/MMBtu | 5.1505e-07 | 5.1505e-07 | 5.1505e-07 | 5.1505e-07 | 5.3429e-07 | 5.1505e-07 | 5.1505e-07
WI Large Coal Units Hg Rule v3.1, Unit 5838 and retrofits | 1306 | 2200 | MACT Fuel Choice Floor in lbs/MMBtu | FALSE | L | Annual | Generation | TWh | 3.6852 | 3.6852 | 3.9891 | 3.9891 | 3.7909 | 3.9891 | 3.9891
WI Large Coal Units Hg Rule v3.1, Unit 5838 and retrofits | 1306 | 2200 | MACT Fuel Choice Floor in lbs/MMBtu | FALSE | L | Annual | Qualifying Generation | TWh | 3.6852 | 3.6852 | 3.9891 | 3.9891 | 3.7909 | 3.9891 | 3.9891
WI Large Coal Units Hg Rule v3.1, Unit 5838 and retrofits | 1306 | 2200 | MACT Fuel Choice Floor in lbs/MMBtu | FALSE | L | Annual | Constraint Shadow Price | US2011$/Lb | 0 | 0 | 0 | 0 | 0 | 0 | 0
WI Small Coal Units Hg Rule v3.1, Unit 3651 and retrofits | 1307 | 2201 | MACT Fuel Choice Floor in lbs/MMBtu | FALSE | L | Annual | Seasons Included | Seasons | Winter, Summer | Winter, Summer | Winter, Summer | Winter, Summer | Winter, Summer | Winter, Summer | Winter, Summer
WI Small Coal Units Hg Rule v3.1, Unit 3651 and retrofits | 1307 | 2201 | MACT Fuel Choice Floor in lbs/MMBtu | FALSE | L | Annual | Emission Floor | lbs/MMBtu | 6.91e-07 | 6.91e-07 | 6.91e-07 | 6.91e-07 | 6.91e-07 | 6.91e-07 | 6.91e-07
WI Small Coal Units Hg Rule v3.1, Unit 3651 and retrofits | 1307 | 2201 | MACT Fuel Choice Floor in lbs/MMBtu | FALSE | L | Annual | Emissions at Affected Plants MER | lbs | 0 | 0 | 0 | 0 | 0 | 0 | 0
WI Small Coal Units Hg Rule v3.1, Unit 3651 and retrofits | 1307 | 2201 | MACT Fuel Choice Floor in lbs/MMBtu | FALSE | L | Annual | Allowances Purchased MER | lbs | 0 | 0 | 0 | 0 | 0 | 0 | 0
WI Small Coal Units Hg Rule v3.1, Unit 3651 and retrofits | 1307 | 2201 | MACT Fuel Choice Floor in lbs/MMBtu | FALSE | L | Annual | Allowances Sold MER | lbs | 0 | 0 | 0 | 0 | 0 | 0 | 0
WI Small Coal Units Hg Rule v3.1, Unit 3651 and retrofits | 1307 | 2201 | MACT Fuel Choice Floor in lbs/MMBtu | FALSE | L | Annual | Allowances Banked | lbs | 0 | 0 | 0 | 0 | 0 | 0 | 0
WI Small Coal Units Hg Rule v3.1, Unit 3651 and retrofits | 1307 | 2201 | MACT Fuel Choice Floor in lbs/MMBtu | FALSE | L | Annual | Allowances Withdrawn (1:1) | lbs | 0 | 0 | 0 | 0 | 0 | 0 | 0
WI Small Coal Units Hg Rule v3.1, Unit 3651 and retrofits | 1307 | 2201 | MACT Fuel Choice Floor in lbs/MMBtu | FALSE | L | Annual | Allowances Withdrawn (n:1) | lbs | 0 | 0 | 0 | 0 | 0 | 0 | 0
WI Small Coal Units Hg Rule v3.1, Unit 3651 and retrofits | 1307 | 2201 | MACT Fuel Choice Floor in lbs/MMBtu | FALSE | L | Annual | Net Emissions Allowance Position | lbs | 0 | 0 | 0 | 0 | 0 | 0 | 0
WI Small Coal Units Hg Rule v3.1, Unit 3651 and retrofits | 1307 | 2201 | MACT Fuel Choice Floor in lbs/MMBtu | FALSE | L | Annual | Fuel Consumed | TBtu | 0 | 0 | 0 | 0 | 0 | 0 | 0
WI Small Coal Units Hg Rule v3.1, Unit 3651 and retrofits | 1307 | 2201 | MACT Fuel Choice Floor in lbs/MMBtu | FALSE | L | Annual | Rate | lb/MMBtu | 0 | 0 | 0 | 0 | 0 | 0 | 0
WI Small Coal Units Hg Rule v3.1, Unit 3651 and retrofits | 1307 | 2201 | MACT Fuel Choice Floor in lbs/MMBtu | FALSE | L | Annual | Generation | TWh | 0 | 0 | 0 | 0 | 0 | 0 | 0
WI Small Coal Units Hg Rule v3.1, Unit 3651 and retrofits | 1307 | 2201 | MACT Fuel Choice Floor in lbs/MMBtu | FALSE | L | Annual | Qualifying Generation | TWh | 0 | 0 | 0 | 0 | 0 | 0 | 0
WI Small Coal Units Hg Rule v3.1, Unit 3651 and retrofits | 1307 | 2201 | MACT Fuel Choice Floor in lbs/MMBtu | FALSE | L | Annual | Constraint Shadow Price | US2011$/Lb | 0 | 0 | 0 | 0 | 0 | 0 | 0
WI Small Coal Units Hg Rule v3.1, Unit 3652 and retrofits | 1308 | 2201 | MACT Fuel Choice Floor in lbs/MMBtu | FALSE | L | Annual | Seasons Included | Seasons | Winter, Summer | Winter, Summer | Winter, Summer | Winter, Summer | Winter, Summer | Winter, Summer | Winter, Summer
WI Small Coal Units Hg Rule v3.1, Unit 3652 and retrofits | 1308 | 2201 | MACT Fuel Choice Floor in lbs/MMBtu | FALSE | L | Annual | Emission Floor | lbs/MMBtu | 6.91e-07 | 6.91e-07 | 6.91e-07 | 6.91e-07 | 6.91e-07 | 6.91e-07 | 6.91e-07
WI Small Coal Units Hg Rule v3.1, Unit 3652 and retrofits | 1308 | 2201 | MACT Fuel Choice Floor in lbs/MMBtu | FALSE | L | Annual | Emissions at Affected Plants MER | lbs | 0 | 0 | 0 | 0 | 0 | 0 | 0
WI Small Coal Units Hg Rule v3.1, Unit 3652 and retrofits | 1308 | 2201 | MACT Fuel Choice Floor in lbs/MMBtu | FALSE | L | Annual | Allowances Purchased MER | lbs | 0 | 0 | 0 | 0 | 0 | 0 | 0
WI Small Coal Units Hg Rule v3.1, Unit 3652 and retrofits | 1308 | 2201 | MACT Fuel Choice Floor in lbs/MMBtu | FALSE | L | Annual | Allowances Sold MER | lbs | 0 | 0 | 0 | 0 | 0 | 0 | 0
WI Small Coal Units Hg Rule v3.1, Unit 3652 and retrofits | 1308 | 2201 | MACT Fuel Choice Floor in lbs/MMBtu | FALSE | L | Annual | Allowances Banked | lbs | 0 | 0 | 0 | 0 | 0 | 0 | 0
WI Small Coal Units Hg Rule v3.1, Unit 3652 and retrofits | 1308 | 2201 | MACT Fuel Choice Floor in lbs/MMBtu | FALSE | L | Annual | Allowances Withdrawn (1:1) | lbs | 0 | 0 | 0 | 0 | 0 | 0 | 0
WI Small Coal Units Hg Rule v3.1, Unit 3652 and retrofits | 1308 | 2201 | MACT Fuel Choice Floor in lbs/MMBtu | FALSE | L | Annual | Allowances Withdrawn (n:1) | lbs | 0 | 0 | 0 | 0 | 0 | 0 | 0
WI Small Coal Units Hg Rule v3.1, Unit 3652 and retrofits | 1308 | 2201 | MACT Fuel Choice Floor in lbs/MMBtu | FALSE | L | Annual | Net Emissions Allowance Position | lbs | 0 | 0 | 0 | 0 | 0 | 0 | 0
WI Small Coal Units Hg Rule v3.1, Unit 3652 and retrofits | 1308 | 2201 | MACT Fuel Choice Floor in lbs/MMBtu | FALSE | L | Annual | Fuel Consumed | TBtu | 0 | 0 | 0 | 0 | 0 | 0 | 0
WI Small Coal Units Hg Rule v3.1, Unit 3652 and retrofits | 1308 | 2201 | MACT Fuel Choice Floor in lbs/MMBtu | FALSE | L | Annual | Rate | lb/MMBtu | 0 | 0 | 0 | 0 | 0 | 0 | 0
WI Small Coal Units Hg Rule v3.1, Unit 3652 and retrofits | 1308 | 2201 | MACT Fuel Choice Floor in lbs/MMBtu | FALSE | L | Annual | Generation | TWh | 0 | 0 | 0 | 0 | 0 | 0 | 0
WI Small Coal Units Hg Rule v3.1, Unit 3652 and retrofits | 1308 | 2201 | MACT Fuel Choice Floor in lbs/MMBtu | FALSE | L | Annual | Qualifying Generation | TWh | 0 | 0 | 0 | 0 | 0 | 0 | 0
WI Small Coal Units Hg Rule v3.1, Unit 3652 and retrofits | 1308 | 2201 | MACT Fuel Choice Floor in lbs/MMBtu | FALSE | L | Annual | Constraint Shadow Price | US2011$/Lb | 0 | 0 | 0 | 0 | 0 | 0 | 0
WI Small Coal Units Hg Rule v3.1, Unit 3653 and retrofits | 1309 | 2201 | MACT Fuel Choice Floor in lbs/MMBtu | FALSE | L | Annual | Seasons Included | Seasons | Winter, Summer | Winter, Summer | Winter, Summer | Winter, Summer | Winter, Summer | Winter, Summer | Winter, Summer
WI Small Coal Units Hg Rule v3.1, Unit 3653 and retrofits | 1309 | 2201 | MACT Fuel Choice Floor in lbs/MMBtu | FALSE | L | Annual | Emission Floor | lbs/MMBtu | 6.91e-07 | 6.91e-07 | 6.91e-07 | 6.91e-07 | 6.91e-07 | 6.91e-07 | 6.91e-07
WI Small Coal Units Hg Rule v3.1, Unit 3653 and retrofits | 1309 | 2201 | MACT Fuel Choice Floor in lbs/MMBtu | FALSE | L | Annual | Emissions at Affected Plants MER | lbs | 0 | 0 | 0 | 0 | 0 | 0 | 0
WI Small Coal Units Hg Rule v3.1, Unit 3653 and retrofits | 1309 | 2201 | MACT Fuel Choice Floor in lbs/MMBtu | FALSE | L | Annual | Allowances Purchased MER | lbs | 0 | 0 | 0 | 0 | 0 | 0 | 0
WI Small Coal Units Hg Rule v3.1, Unit 3653 and retrofits | 1309 | 2201 | MACT Fuel Choice Floor in lbs/MMBtu | FALSE | L | Annual | Allowances Sold MER | lbs | 0 | 0 | 0 | 0 | 0 | 0 | 0
WI Small Coal Units Hg Rule v3.1, Unit 3653 and retrofits | 1309 | 2201 | MACT Fuel Choice Floor in lbs/MMBtu | FALSE | L | Annual | Allowances Banked | lbs | 0 | 0 | 0 | 0 | 0 | 0 | 0
WI Small Coal Units Hg Rule v3.1, Unit 3653 and retrofits | 1309 | 2201 | MACT Fuel Choice Floor in lbs/MMBtu | FALSE | L | Annual | Allowances Withdrawn (1:1) | lbs | 0 | 0 | 0 | 0 | 0 | 0 | 0
WI Small Coal Units Hg Rule v3.1, Unit 3653 and retrofits | 1309 | 2201 | MACT Fuel Choice Floor in lbs/MMBtu | FALSE | L | Annual | Allowances Withdrawn (n:1) | lbs | 0 | 0 | 0 | 0 | 0 | 0 | 0
WI Small Coal Units Hg Rule v3.1, Unit 3653 and retrofits | 1309 | 2201 | MACT Fuel Choice Floor in lbs/MMBtu | FALSE | L | Annual | Net Emissions Allowance Position | lbs | 0 | 0 | 0 | 0 | 0 | 0 | 0
WI Small Coal Units Hg Rule v3.1, Unit 3653 and retrofits | 1309 | 2201 | MACT Fuel Choice Floor in lbs/MMBtu | FALSE | L | Annual | Fuel Consumed | TBtu | 0 | 0 | 0 | 0 | 0 | 0 | 0
WI Small Coal Units Hg Rule v3.1, Unit 3653 and retrofits | 1309 | 2201 | MACT Fuel Choice Floor in lbs/MMBtu | FALSE | L | Annual | Rate | lb/MMBtu | 0 | 0 | 0 | 0 | 0 | 0 | 0
WI Small Coal Units Hg Rule v3.1, Unit 3653 and retrofits | 1309 | 2201 | MACT Fuel Choice Floor in lbs/MMBtu | FALSE | L | Annual | Generation | TWh | 0 | 0 | 0 | 0 | 0 | 0 | 0
WI Small Coal Units Hg Rule v3.1, Unit 3653 and retrofits | 1309 | 2201 | MACT Fuel Choice Floor in lbs/MMBtu | FALSE | L | Annual | Qualifying Generation | TWh | 0 | 0 | 0 | 0 | 0 | 0 | 0
WI Small Coal Units Hg Rule v3.1, Unit 3653 and retrofits | 1309 | 2201 | MACT Fuel Choice Floor in lbs/MMBtu | FALSE | L | Annual | Constraint Shadow Price | US2011$/Lb | 0 | 0 | 0 | 0 | 0 | 0 | 0
WI Small Coal Units Hg Rule v3.1, Unit 3654 and retrofits | 1310 | 2201 | MACT Fuel Choice Floor in lbs/MMBtu | FALSE | L | Annual | Seasons Included | Seasons | Winter, Summer | Winter, Summer | Winter, Summer | Winter, Summer | Winter, Summer | Winter, Summer | Winter, Summer
WI Small Coal Units Hg Rule v3.1, Unit 3654 and retrofits | 1310 | 2201 | MACT Fuel Choice Floor in lbs/MMBtu | FALSE | L | Annual | Emission Floor | lbs/MMBtu | 6.91e-07 | 6.91e-07 | 6.91e-07 | 6.91e-07 | 6.91e-07 | 6.91e-07 | 6.91e-07
WI Small Coal Units Hg Rule v3.1, Unit 3654 and retrofits | 1310 | 2201 | MACT Fuel Choice Floor in lbs/MMBtu | FALSE | L | Annual | Emissions at Affected Plants MER | lbs | 0 | 0 | 0 | 0 | 0 | 0 | 0
WI Small Coal Units Hg Rule v3.1, Unit 3654 and retrofits | 1310 | 2201 | MACT Fuel Choice Floor in lbs/MMBtu | FALSE | L | Annual | Allowances Purchased MER | lbs | 0 | 0 | 0 | 0 | 0 | 0 | 0
WI Small Coal Units Hg Rule v3.1, Unit 3654 and retrofits | 1310 | 2201 | MACT Fuel Choice Floor in lbs/MMBtu | FALSE | L | Annual | Allowances Sold MER | lbs | 0 | 0 | 0 | 0 | 0 | 0 | 0
WI Small Coal Units Hg Rule v3.1, Unit 3654 and retrofits | 1310 | 2201 | MACT Fuel Choice Floor in lbs/MMBtu | FALSE | L | Annual | Allowances Banked | lbs | 0 | 0 | 0 | 0 | 0 | 0 | 0
WI Small Coal Units Hg Rule v3.1, Unit 3654 and retrofits | 1310 | 2201 | MACT Fuel Choice Floor in lbs/MMBtu | FALSE | L | Annual | Allowances Withdrawn (1:1) | lbs | 0 | 0 | 0 | 0 | 0 | 0 | 0
WI Small Coal Units Hg Rule v3.1, Unit 3654 and retrofits | 1310 | 2201 | MACT Fuel Choice Floor in lbs/MMBtu | FALSE | L | Annual | Allowances Withdrawn (n:1) | lbs | 0 | 0 | 0 | 0 | 0 | 0 | 0
WI Small Coal Units Hg Rule v3.1, Unit 3654 and retrofits | 1310 | 2201 | MACT Fuel Choice Floor in lbs/MMBtu | FALSE | L | Annual | Net Emissions Allowance Position | lbs | 0 | 0 | 0 | 0 | 0 | 0 | 0
WI Small Coal Units Hg Rule v3.1, Unit 3654 and retrofits | 1310 | 2201 | MACT Fuel Choice Floor in lbs/MMBtu | FALSE | L | Annual | Fuel Consumed | TBtu | 0 | 0 | 0 | 0 | 0 | 0 | 0
WI Small Coal Units Hg Rule v3.1, Unit 3654 and retrofits | 1310 | 2201 | MACT Fuel Choice Floor in lbs/MMBtu | FALSE | L | Annual | Rate | lb/MMBtu | 0 | 0 | 0 | 0 | 0 | 0 | 0
WI Small Coal Units Hg Rule v3.1, Unit 3654 and retrofits | 1310 | 2201 | MACT Fuel Choice Floor in lbs/MMBtu | FALSE | L | Annual | Generation | TWh | 0 | 0 | 0 | 0 | 0 | 0 | 0
WI Small Coal Units Hg Rule v3.1, Unit 3654 and retrofits | 1310 | 2201 | MACT Fuel Choice Floor in lbs/MMBtu | FALSE | L | Annual | Qualifying Generation | TWh | 0 | 0 | 0 | 0 | 0 | 0 | 0
WI Small Coal Units Hg Rule v3.1, Unit 3654 and retrofits | 1310 | 2201 | MACT Fuel Choice Floor in lbs/MMBtu | FALSE | L | Annual | Constraint Shadow Price | US2011$/Lb | 0 | 0 | 0 | 0 | 0 | 0 | 0
WI Small Coal Units Hg Rule v3.1, Unit 3655 and retrofits | 1311 | 2201 | MACT Fuel Choice Floor in lbs/MMBtu | FALSE | L | Annual | Seasons Included | Seasons | Winter, Summer | Winter, Summer | Winter, Summer | Winter, Summer | Winter, Summer | Winter, Summer | Winter, Summer
WI Small Coal Units Hg Rule v3.1, Unit 3655 and retrofits | 1311 | 2201 | MACT Fuel Choice Floor in lbs/MMBtu | FALSE | L | Annual | Emission Floor | lbs/MMBtu | 6.91e-07 | 6.91e-07 | 6.91e-07 | 6.91e-07 | 6.91e-07 | 6.91e-07 | 6.91e-07
WI Small Coal Units Hg Rule v3.1, Unit 3655 and retrofits | 1311 | 2201 | MACT Fuel Choice Floor in lbs/MMBtu | FALSE | L | Annual | Emissions at Affected Plants MER | lbs | 0 | 0 | 0 | 0 | 0 | 0 | 0
WI Small Coal Units Hg Rule v3.1, Unit 3655 and retrofits | 1311 | 2201 | MACT Fuel Choice Floor in lbs/MMBtu | FALSE | L | Annual | Allowances Purchased MER | lbs | 0 | 0 | 0 | 0 | 0 | 0 | 0
WI Small Coal Units Hg Rule v3.1, Unit 3655 and retrofits | 1311 | 2201 | MACT Fuel Choice Floor in lbs/MMBtu | FALSE | L | Annual | Allowances Sold MER | lbs | 0 | 0 | 0 | 0 | 0 | 0 | 0
WI Small Coal Units Hg Rule v3.1, Unit 3655 and retrofits | 1311 | 2201 | MACT Fuel Choice Floor in lbs/MMBtu | FALSE | L | Annual | Allowances Banked | lbs | 0 | 0 | 0 | 0 | 0 | 0 | 0
WI Small Coal Units Hg Rule v3.1, Unit 3655 and retrofits | 1311 | 2201 | MACT Fuel Choice Floor in lbs/MMBtu | FALSE | L | Annual | Allowances Withdrawn (1:1) | lbs | 0 | 0 | 0 | 0 | 0 | 0 | 0
WI Small Coal Units Hg Rule v3.1, Unit 3655 and retrofits | 1311 | 2201 | MACT Fuel Choice Floor in lbs/MMBtu | FALSE | L | Annual | Allowances Withdrawn (n:1) | lbs | 0 | 0 | 0 | 0 | 0 | 0 | 0
WI Small Coal Units Hg Rule v3.1, Unit 3655 and retrofits | 1311 | 2201 | MACT Fuel Choice Floor in lbs/MMBtu | FALSE | L | Annual | Net Emissions Allowance Position | lbs | 0 | 0 | 0 | 0 | 0 | 0 | 0
WI Small Coal Units Hg Rule v3.1, Unit 3655 and retrofits | 1311 | 2201 | MACT Fuel Choice Floor in lbs/MMBtu | FALSE | L | Annual | Fuel Consumed | TBtu | 0 | 0 | 0 | 0 | 0 | 0 | 0
WI Small Coal Units Hg Rule v3.1, Unit 3655 and retrofits | 1311 | 2201 | MACT Fuel Choice Floor in lbs/MMBtu | FALSE | L | Annual | Rate | lb/MMBtu | 0 | 0 | 0 | 0 | 0 | 0 | 0
WI Small Coal Units Hg Rule v3.1, Unit 3655 and retrofits | 1311 | 2201 | MACT Fuel Choice Floor in lbs/MMBtu | FALSE | L | Annual | Generation | TWh | 0 | 0 | 0 | 0 | 0 | 0 | 0
WI Small Coal Units Hg Rule v3.1, Unit 3655 and retrofits | 1311 | 2201 | MACT Fuel Choice Floor in lbs/MMBtu | FALSE | L | Annual | Qualifying Generation | TWh | 0 | 0 | 0 | 0 | 0 | 0 | 0
WI Small Coal Units Hg Rule v3.1, Unit 3655 and retrofits | 1311 | 2201 | MACT Fuel Choice Floor in lbs/MMBtu | FALSE | L | Annual | Constraint Shadow Price | US2011$/Lb | 0 | 0 | 0 | 0 | 0 | 0 | 0
WI Small Coal Units Hg Rule v3.1, Unit 3794 and retrofits | 1312 | 2201 | MACT Fuel Choice Floor in lbs/MMBtu | FALSE | L | Annual | Seasons Included | Seasons | Winter, Summer | Winter, Summer | Winter, Summer | Winter, Summer | Winter, Summer | Winter, Summer | Winter, Summer
WI Small Coal Units Hg Rule v3.1, Unit 3794 and retrofits | 1312 | 2201 | MACT Fuel Choice Floor in lbs/MMBtu | FALSE | L | Annual | Emission Floor | lbs/MMBtu | 6.91e-07 | 6.91e-07 | 6.91e-07 | 6.91e-07 | 6.91e-07 | 6.91e-07 | 6.91e-07
WI Small Coal Units Hg Rule v3.1, Unit 3794 and retrofits | 1312 | 2201 | MACT Fuel Choice Floor in lbs/MMBtu | FALSE | L | Annual | Emissions at Affected Plants MER | lbs | 0 | 0 | 0 | 0 | 0 | 0 | 0
WI Small Coal Units Hg Rule v3.1, Unit 3794 and retrofits | 1312 | 2201 | MACT Fuel Choice Floor in lbs/MMBtu | FALSE | L | Annual | Allowances Purchased MER | lbs | 0 | 0 | 0 | 0 | 0 | 0 | 0
WI Small Coal Units Hg Rule v3.1, Unit 3794 and retrofits | 1312 | 2201 | MACT Fuel Choice Floor in lbs/MMBtu | FALSE | L | Annual | Allowances Sold MER | lbs | 0 | 0 | 0 | 0 | 0 | 0 | 0
WI Small Coal Units Hg Rule v3.1, Unit 3794 and retrofits | 1312 | 2201 | MACT Fuel Choice Floor in lbs/MMBtu | FALSE | L | Annual | Allowances Banked | lbs | 0 | 0 | 0 | 0 | 0 | 0 | 0
WI Small Coal Units Hg Rule v3.1, Unit 3794 and retrofits | 1312 | 2201 | MACT Fuel Choice Floor in lbs/MMBtu | FALSE | L | Annual | Allowances Withdrawn (1:1) | lbs | 0 | 0 | 0 | 0 | 0 | 0 | 0
WI Small Coal Units Hg Rule v3.1, Unit 3794 and retrofits | 1312 | 2201 | MACT Fuel Choice Floor in lbs/MMBtu | FALSE | L | Annual | Allowances Withdrawn (n:1) | lbs | 0 | 0 | 0 | 0 | 0 | 0 | 0
WI Small Coal Units Hg Rule v3.1, Unit 3794 and retrofits | 1312 | 2201 | MACT Fuel Choice Floor in lbs/MMBtu | FALSE | L | Annual | Net Emissions Allowance Position | lbs | 0 | 0 | 0 | 0 | 0 | 0 | 0
WI Small Coal Units Hg Rule v3.1, Unit 3794 and retrofits | 1312 | 2201 | MACT Fuel Choice Floor in lbs/MMBtu | FALSE | L | Annual | Fuel Consumed | TBtu | 0 | 0 | 0 | 0 | 0 | 0 | 0
WI Small Coal Units Hg Rule v3.1, Unit 3794 and retrofits | 1312 | 2201 | MACT Fuel Choice Floor in lbs/MMBtu | FALSE | L | Annual | Rate | lb/MMBtu | 0 | 0 | 0 | 0 | 0 | 0 | 0
WI Small Coal Units Hg Rule v3.1, Unit 3794 and retrofits | 1312 | 2201 | MACT Fuel Choice Floor in lbs/MMBtu | FALSE | L | Annual | Generation | TWh | 0 | 0 | 0 | 0 | 0 | 0 | 0
WI Small Coal Units Hg Rule v3.1, Unit 3794 and retrofits | 1312 | 2201 | MACT Fuel Choice Floor in lbs/MMBtu | FALSE | L | Annual | Qualifying Generation | TWh | 0 | 0 | 0 | 0 | 0 | 0 | 0
WI Small Coal Units Hg Rule v3.1, Unit 3794 and retrofits | 1312 | 2201 | MACT Fuel Choice Floor in lbs/MMBtu | FALSE | L | Annual | Constraint Shadow Price | US2011$/Lb | 0 | 0 | 0 | 0 | 0 | 0 | 0
WI Small Coal Units Hg Rule v3.1, Unit 3809 and retrofits | 1313 | 2201 | MACT Fuel Choice Floor in lbs/MMBtu | FALSE | L | Annual | Seasons Included | Seasons | Winter, Summer | Winter, Summer | Winter, Summer | Winter, Summer | Winter, Summer | Winter, Summer | Winter, Summer
WI Small Coal Units Hg Rule v3.1, Unit 3809 and retrofits | 1313 | 2201 | MACT Fuel Choice Floor in lbs/MMBtu | FALSE | L | Annual | Emission Floor | lbs/MMBtu | 6.91e-07 | 6.91e-07 | 6.91e-07 | 6.91e-07 | 6.91e-07 | 6.91e-07 | 6.91e-07
WI Small Coal Units Hg Rule v3.1, Unit 3809 and retrofits | 1313 | 2201 | MACT Fuel Choice Floor in lbs/MMBtu | FALSE | L | Annual | Emissions at Affected Plants MER | lbs | 0 | 0 | 0 | 0 | 0 | 0 | 0
WI Small Coal Units Hg Rule v3.1, Unit 3809 and retrofits | 1313 | 2201 | MACT Fuel Choice Floor in lbs/MMBtu | FALSE | L | Annual | Allowances Purchased MER | lbs | 0 | 0 | 0 | 0 | 0 | 0 | 0
WI Small Coal Units Hg Rule v3.1, Unit 3809 and retrofits | 1313 | 2201 | MACT Fuel Choice Floor in lbs/MMBtu | FALSE | L | Annual | Allowances Sold MER | lbs | 0 | 0 | 0 | 0 | 0 | 0 | 0
WI Small Coal Units Hg Rule v3.1, Unit 3809 and retrofits | 1313 | 2201 | MACT Fuel Choice Floor in lbs/MMBtu | FALSE | L | Annual | Allowances Banked | lbs | 0 | 0 | 0 | 0 | 0 | 0 | 0
WI Small Coal Units Hg Rule v3.1, Unit 3809 and retrofits | 1313 | 2201 | MACT Fuel Choice Floor in lbs/MMBtu | FALSE | L | Annual | Allowances Withdrawn (1:1) | lbs | 0 | 0 | 0 | 0 | 0 | 0 | 0
WI Small Coal Units Hg Rule v3.1, Unit 3809 and retrofits | 1313 | 2201 | MACT Fuel Choice Floor in lbs/MMBtu | FALSE | L | Annual | Allowances Withdrawn (n:1) | lbs | 0 | 0 | 0 | 0 | 0 | 0 | 0
WI Small Coal Units Hg Rule v3.1, Unit 3809 and retrofits | 1313 | 2201 | MACT Fuel Choice Floor in lbs/MMBtu | FALSE | L | Annual | Net Emissions Allowance Position | lbs | 0 | 0 | 0 | 0 | 0 | 0 | 0
WI Small Coal Units Hg Rule v3.1, Unit 3809 and retrofits | 1313 | 2201 | MACT Fuel Choice Floor in lbs/MMBtu | FALSE | L | Annual | Fuel Consumed | TBtu | 0 | 0 | 0 | 0 | 0 | 0 | 0
WI Small Coal Units Hg Rule v3.1, Unit 3809 and retrofits | 1313 | 2201 | MACT Fuel Choice Floor in lbs/MMBtu | FALSE | L | Annual | Rate | lb/MMBtu | 0 | 0 | 0 | 0 | 0 | 0 | 0
WI Small Coal Units Hg Rule v3.1, Unit 3809 and retrofits | 1313 | 2201 | MACT Fuel Choice Floor in lbs/MMBtu | FALSE | L | Annual | Generation | TWh | 0 | 0 | 0 | 0 | 0 | 0 | 0
WI Small Coal Units Hg Rule v3.1, Unit 3809 and retrofits | 1313 | 2201 | MACT Fuel Choice Floor in lbs/MMBtu | FALSE | L | Annual | Qualifying Generation | TWh | 0 | 0 | 0 | 0 | 0 | 0 | 0
WI Small Coal Units Hg Rule v3.1, Unit 3809 and retrofits | 1313 | 2201 | MACT Fuel Choice Floor in lbs/MMBtu | FALSE | L | Annual | Constraint Shadow Price | US2011$/Lb | 0 | 0 | 0 | 0 | 0 | 0 | 0
WI Small Coal Units Hg Rule v3.1, Unit 4022 and retrofits | 1314 | 2201 | MACT Fuel Choice Floor in lbs/MMBtu | FALSE | L | Annual | Seasons Included | Seasons | Winter, Summer | Winter, Summer | Winter, Summer | Winter, Summer | Winter, Summer | Winter, Summer | Winter, Summer
WI Small Coal Units Hg Rule v3.1, Unit 4022 and retrofits | 1314 | 2201 | MACT Fuel Choice Floor in lbs/MMBtu | FALSE | L | Annual | Emission Floor | lbs/MMBtu | 6.91e-07 | 6.91e-07 | 6.91e-07 | 6.91e-07 | 6.91e-07 | 6.91e-07 | 6.91e-07
WI Small Coal Units Hg Rule v3.1, Unit 4022 and retrofits | 1314 | 2201 | MACT Fuel Choice Floor in lbs/MMBtu | FALSE | L | Annual | Emissions at Affected Plants MER | lbs | 0 | 0 | 0 | 0 | 0 | 0 | 0
WI Small Coal Units Hg Rule v3.1, Unit 4022 and retrofits | 1314 | 2201 | MACT Fuel Choice Floor in lbs/MMBtu | FALSE | L | Annual | Allowances Purchased MER | lbs | 0 | 0 | 0 | 0 | 0 | 0 | 0
WI Small Coal Units Hg Rule v3.1, Unit 4022 and retrofits | 1314 | 2201 | MACT Fuel Choice Floor in lbs/MMBtu | FALSE | L | Annual | Allowances Sold MER | lbs | 0 | 0 | 0 | 0 | 0 | 0 | 0
WI Small Coal Units Hg Rule v3.1, Unit 4022 and retrofits | 1314 | 2201 | MACT Fuel Choice Floor in lbs/MMBtu | FALSE | L | Annual | Allowances Banked | lbs | 0 | 0 | 0 | 0 | 0 | 0 | 0
WI Small Coal Units Hg Rule v3.1, Unit 4022 and retrofits | 1314 | 2201 | MACT Fuel Choice Floor in lbs/MMBtu | FALSE | L | Annual | Allowances Withdrawn (1:1) | lbs | 0 | 0 | 0 | 0 | 0 | 0 | 0
WI Small Coal Units Hg Rule v3.1, Unit 4022 and retrofits | 1314 | 2201 | MACT Fuel Choice Floor in lbs/MMBtu | FALSE | L | Annual | Allowances Withdrawn (n:1) | lbs | 0 | 0 | 0 | 0 | 0 | 0 | 0
WI Small Coal Units Hg Rule v3.1, Unit 4022 and retrofits | 1314 | 2201 | MACT Fuel Choice Floor in lbs/MMBtu | FALSE | L | Annual | Net Emissions Allowance Position | lbs | 0 | 0 | 0 | 0 | 0 | 0 | 0
WI Small Coal Units Hg Rule v3.1, Unit 4022 and retrofits | 1314 | 2201 | MACT Fuel Choice Floor in lbs/MMBtu | FALSE | L | Annual | Fuel Consumed | TBtu | 0 | 0 | 0 | 0 | 0 | 0 | 0
WI Small Coal Units Hg Rule v3.1, Unit 4022 and retrofits | 1314 | 2201 | MACT Fuel Choice Floor in lbs/MMBtu | FALSE | L | Annual | Rate | lb/MMBtu | 0 | 0 | 0 | 0 | 0 | 0 | 0
WI Small Coal Units Hg Rule v3.1, Unit 4022 and retrofits | 1314 | 2201 | MACT Fuel Choice Floor in lbs/MMBtu | FALSE | L | Annual | Generation | TWh | 0 | 0 | 0 | 0 | 0 | 0 | 0
WI Small Coal Units Hg Rule v3.1, Unit 4022 and retrofits | 1314 | 2201 | MACT Fuel Choice Floor in lbs/MMBtu | FALSE | L | Annual | Qualifying Generation | TWh | 0 | 0 | 0 | 0 | 0 | 0 | 0
WI Small Coal Units Hg Rule v3.1, Unit 4022 and retrofits | 1314 | 2201 | MACT Fuel Choice Floor in lbs/MMBtu | FALSE | L | Annual | Constraint Shadow Price | US2011$/Lb | 0 | 0 | 0 | 0 | 0 | 0 | 0
WI Small Coal Units Hg Rule v3.1, Unit 4023 and retrofits | 1315 | 2201 | MACT Fuel Choice Floor in lbs/MMBtu | FALSE | L | Annual | Seasons Included | Seasons | Winter, Summer | Winter, Summer | Winter, Summer | Winter, Summer | Winter, Summer | Winter, Summer | Winter, Summer
WI Small Coal Units Hg Rule v3.1, Unit 4023 and retrofits | 1315 | 2201 | MACT Fuel Choice Floor in lbs/MMBtu | FALSE | L | Annual | Emission Floor | lbs/MMBtu | 6.91e-07 | 6.91e-07 | 6.91e-07 | 6.91e-07 | 6.91e-07 | 6.91e-07 | 6.91e-07
WI Small Coal Units Hg Rule v3.1, Unit 4023 and retrofits | 1315 | 2201 | MACT Fuel Choice Floor in lbs/MMBtu | FALSE | L | Annual | Emissions at Affected Plants MER | lbs | 0 | 0 | 0 | 0 | 0 | 0 | 0
WI Small Coal Units Hg Rule v3.1, Unit 4023 and retrofits | 1315 | 2201 | MACT Fuel Choice Floor in lbs/MMBtu | FALSE | L | Annual | Allowances Purchased MER | lbs | 0 | 0 | 0 | 0 | 0 | 0 | 0
WI Small Coal Units Hg Rule v3.1, Unit 4023 and retrofits | 1315 | 2201 | MACT Fuel Choice Floor in lbs/MMBtu | FALSE | L | Annual | Allowances Sold MER | lbs | 0 | 0 | 0 | 0 | 0 | 0 | 0
WI Small Coal Units Hg Rule v3.1, Unit 4023 and retrofits | 1315 | 2201 | MACT Fuel Choice Floor in lbs/MMBtu | FALSE | L | Annual | Allowances Banked | lbs | 0 | 0 | 0 | 0 | 0 | 0 | 0
WI Small Coal Units Hg Rule v3.1, Unit 4023 and retrofits | 1315 | 2201 | MACT Fuel Choice Floor in lbs/MMBtu | FALSE | L | Annual | Allowances Withdrawn (1:1) | lbs | 0 | 0 | 0 | 0 | 0 | 0 | 0
WI Small Coal Units Hg Rule v3.1, Unit 4023 and retrofits | 1315 | 2201 | MACT Fuel Choice Floor in lbs/MMBtu | FALSE | L | Annual | Allowances Withdrawn (n:1) | lbs | 0 | 0 | 0 | 0 | 0 | 0 | 0
WI Small Coal Units Hg Rule v3.1, Unit 4023 and retrofits | 1315 | 2201 | MACT Fuel Choice Floor in lbs/MMBtu | FALSE | L | Annual | Net Emissions Allowance Position | lbs | 0 | 0 | 0 | 0 | 0 | 0 | 0
WI Small Coal Units Hg Rule v3.1, Unit 4023 and retrofits | 1315 | 2201 | MACT Fuel Choice Floor in lbs/MMBtu | FALSE | L | Annual | Fuel Consumed | TBtu | 0 | 0 | 0 | 0 | 0 | 0 | 0
WI Small Coal Units Hg Rule v3.1, Unit 4023 and retrofits | 1315 | 2201 | MACT Fuel Choice Floor in lbs/MMBtu | FALSE | L | Annual | Rate | lb/MMBtu | 0 | 0 | 0 | 0 | 0 | 0 | 0
WI Small Coal Units Hg Rule v3.1, Unit 4023 and retrofits | 1315 | 2201 | MACT Fuel Choice Floor in lbs/MMBtu | FALSE | L | Annual | Generation | TWh | 0 | 0 | 0 | 0 | 0 | 0 | 0
WI Small Coal Units Hg Rule v3.1, Unit 4023 and retrofits | 1315 | 2201 | MACT Fuel Choice Floor in lbs/MMBtu | FALSE | L | Annual | Qualifying Generation | TWh | 0 | 0 | 0 | 0 | 0 | 0 | 0
WI Small Coal Units Hg Rule v3.1, Unit 4023 and retrofits | 1315 | 2201 | MACT Fuel Choice Floor in lbs/MMBtu | FALSE | L | Annual | Constraint Shadow Price | US2011$/Lb | 0 | 0 | 0 | 0 | 0 | 0 | 0
WI Small Coal Units Hg Rule v3.1, Unit 5313 and retrofits | 1316 | 2201 | MACT Fuel Choice Floor in lbs/MMBtu | FALSE | L | Annual | Seasons Included | Seasons | Winter, Summer | Winter, Summer | Winter, Summer | Winter, Summer | Winter, Summer | Winter, Summer | Winter, Summer
WI Small Coal Units Hg Rule v3.1, Unit 5313 and retrofits | 1316 | 2201 | MACT Fuel Choice Floor in lbs/MMBtu | FALSE | L | Annual | Emission Floor | lbs/MMBtu | 6.91e-07 | 6.91e-07 | 6.91e-07 | 6.91e-07 | 6.91e-07 | 6.91e-07 | 6.91e-07
WI Small Coal Units Hg Rule v3.1, Unit 5313 and retrofits | 1316 | 2201 | MACT Fuel Choice Floor in lbs/MMBtu | FALSE | L | Annual | Emissions at Affected Plants MER | lbs | 0 | 0 | 0 | 0 | 0 | 0 | 0
WI Small Coal Units Hg Rule v3.1, Unit 5313 and retrofits | 1316 | 2201 | MACT Fuel Choice Floor in lbs/MMBtu | FALSE | L | Annual | Allowances Purchased MER | lbs | 0 | 0 | 0 | 0 | 0 | 0 | 0
WI Small Coal Units Hg Rule v3.1, Unit 5313 and retrofits | 1316 | 2201 | MACT Fuel Choice Floor in lbs/MMBtu | FALSE | L | Annual | Allowances Sold MER | lbs | 0 | 0 | 0 | 0 | 0 | 0 | 0
WI Small Coal Units Hg Rule v3.1, Unit 5313 and retrofits | 1316 | 2201 | MACT Fuel Choice Floor in lbs/MMBtu | FALSE | L | Annual | Allowances Banked | lbs | 0 | 0 | 0 | 0 | 0 | 0 | 0
WI Small Coal Units Hg Rule v3.1, Unit 5313 and retrofits | 1316 | 2201 | MACT Fuel Choice Floor in lbs/MMBtu | FALSE | L | Annual | Allowances Withdrawn (1:1) | lbs | 0 | 0 | 0 | 0 | 0 | 0 | 0
WI Small Coal Units Hg Rule v3.1, Unit 5313 and retrofits | 1316 | 2201 | MACT Fuel Choice Floor in lbs/MMBtu | FALSE | L | Annual | Allowances Withdrawn (n:1) | lbs | 0 | 0 | 0 | 0 | 0 | 0 | 0
WI Small Coal Units Hg Rule v3.1, Unit 5313 and retrofits | 1316 | 2201 | MACT Fuel Choice Floor in lbs/MMBtu | FALSE | L | Annual | Net Emissions Allowance Position | lbs | 0 | 0 | 0 | 0 | 0 | 0 | 0
WI Small Coal Units Hg Rule v3.1, Unit 5313 and retrofits | 1316 | 2201 | MACT Fuel Choice Floor in lbs/MMBtu | FALSE | L | Annual | Fuel Consumed | TBtu | 0 | 0 | 0 | 0 | 0 | 0 | 0
WI Small Coal Units Hg Rule v3.1, Unit 5313 and retrofits | 1316 | 2201 | MACT Fuel Choice Floor in lbs/MMBtu | FALSE | L | Annual | Rate | lb/MMBtu | 0 | 0 | 0 | 0 | 0 | 0 | 0
WI Small Coal Units Hg Rule v3.1, Unit 5313 and retrofits | 1316 | 2201 | MACT Fuel Choice Floor in lbs/MMBtu | FALSE | L | Annual | Generation | TWh | 0 | 0 | 0 | 0 | 0 | 0 | 0
WI Small Coal Units Hg Rule v3.1, Unit 5313 and retrofits | 1316 | 2201 | MACT Fuel Choice Floor in lbs/MMBtu | FALSE | L | Annual | Qualifying Generation | TWh | 0 | 0 | 0 | 0 | 0 | 0 | 0
WI Small Coal Units Hg Rule v3.1, Unit 5313 and retrofits | 1316 | 2201 | MACT Fuel Choice Floor in lbs/MMBtu | FALSE | L | Annual | Constraint Shadow Price | US2011$/Lb | 0 | 0 | 0 | 0 | 0 | 0 | 0
WI Small Coal Units Hg Rule v3.1, Unit 5328 and retrofits | 1317 | 2201 | MACT Fuel Choice Floor in lbs/MMBtu | FALSE | L | Annual | Seasons Included | Seasons | Winter, Summer | Winter, Summer | Winter, Summer | Winter, Summer | Winter, Summer | Winter, Summer | Winter, Summer
WI Small Coal Units Hg Rule v3.1, Unit 5328 and retrofits | 1317 | 2201 | MACT Fuel Choice Floor in lbs/MMBtu | FALSE | L | Annual | Emission Floor | lbs/MMBtu | 6.91e-07 | 6.91e-07 | 6.91e-07 | 6.91e-07 | 6.91e-07 | 6.91e-07 | 6.91e-07
WI Small Coal Units Hg Rule v3.1, Unit 5328 and retrofits | 1317 | 2201 | MACT Fuel Choice Floor in lbs/MMBtu | FALSE | L | Annual | Emissions at Affected Plants MER | lbs | 0 | 0 | 0 | 0 | 0 | 0 | 0
WI Small Coal Units Hg Rule v3.1, Unit 5328 and retrofits | 1317 | 2201 | MACT Fuel Choice Floor in lbs/MMBtu | FALSE | L | Annual | Allowances Purchased MER | lbs | 0 | 0 | 0 | 0 | 0 | 0 | 0
WI Small Coal Units Hg Rule v3.1, Unit 5328 and retrofits | 1317 | 2201 | MACT Fuel Choice Floor in lbs/MMBtu | FALSE | L | Annual | Allowances Sold MER | lbs | 0 | 0 | 0 | 0 | 0 | 0 | 0
WI Small Coal Units Hg Rule v3.1, Unit 5328 and retrofits | 1317 | 2201 | MACT Fuel Choice Floor in lbs/MMBtu | FALSE | L | Annual | Allowances Banked | lbs | 0 | 0 | 0 | 0 | 0 | 0 | 0
WI Small Coal Units Hg Rule v3.1, Unit 5328 and retrofits | 1317 | 2201 | MACT Fuel Choice Floor in lbs/MMBtu | FALSE | L | Annual | Allowances Withdrawn (1:1) | lbs | 0 | 0 | 0 | 0 | 0 | 0 | 0
WI Small Coal Units Hg Rule v3.1, Unit 5328 and retrofits | 1317 | 2201 | MACT Fuel Choice Floor in lbs/MMBtu | FALSE | L | Annual | Allowances Withdrawn (n:1) | lbs | 0 | 0 | 0 | 0 | 0 | 0 | 0
WI Small Coal Units Hg Rule v3.1, Unit 5328 and retrofits | 1317 | 2201 | MACT Fuel Choice Floor in lbs/MMBtu | FALSE | L | Annual | Net Emissions Allowance Position | lbs | 0 | 0 | 0 | 0 | 0 | 0 | 0
WI Small Coal Units Hg Rule v3.1, Unit 5328 and retrofits | 1317 | 2201 | MACT Fuel Choice Floor in lbs/MMBtu | FALSE | L | Annual | Fuel Consumed | TBtu | 0 | 0 | 0 | 0 | 0 | 0 | 0
WI Small Coal Units Hg Rule v3.1, Unit 5328 and retrofits | 1317 | 2201 | MACT Fuel Choice Floor in lbs/MMBtu | FALSE | L | Annual | Rate | lb/MMBtu | 0 | 0 | 0 | 0 | 0 | 0 | 0
WI Small Coal Units Hg Rule v3.1, Unit 5328 and retrofits | 1317 | 2201 | MACT Fuel Choice Floor in lbs/MMBtu | FALSE | L | Annual | Generation | TWh | 0 | 0 | 0 | 0 | 0 | 0 | 0
WI Small Coal Units Hg Rule v3.1, Unit 5328 and retrofits | 1317 | 2201 | MACT Fuel Choice Floor in lbs/MMBtu | FALSE | L | Annual | Qualifying Generation | TWh | 0 | 0 | 0 | 0 | 0 | 0 | 0
WI Small Coal Units Hg Rule v3.1, Unit 5328 and retrofits | 1317 | 2201 | MACT Fuel Choice Floor in lbs/MMBtu | FALSE | L | Annual | Constraint Shadow Price | US2011$/Lb | 0 | 0 | 0 | 0 | 0 | 0 | 0
WI Wallfired Coal Units NOx Annual Rate v3.1 | 1318 | 1931 | Rate Constraint in lbs/MMBtu | FALSE | L | Annual | Seasons Included | Seasons | Winter, Summer | Winter, Summer | Winter, Summer | Winter, Summer | Winter, Summer | Winter, Summer | Winter, Summer
WI Wallfired Coal Units NOx Annual Rate v3.1 | 1318 | 1931 | Rate Constraint in lbs/MMBtu | FALSE | L | Annual | Standard | lb/MMBtu | 0.17 | 0.17 | 0.17 | 0.17 | 0.17 | 0.17 | 0.17
WI Wallfired Coal Units NOx Annual Rate v3.1 | 1318 | 1931 | Rate Constraint in lbs/MMBtu | FALSE | L | Annual | Emissions at Affected Plants NOX | Thousand Tons | 0 | 0 | 0 | 0 | 0 | 0 | 0
WI Wallfired Coal Units NOx Annual Rate v3.1 | 1318 | 1931 | Rate Constraint in lbs/MMBtu | FALSE | L | Annual | Allowances Purchased NOX | Thousand Tons | 0 | 0 | 0 | 0 | 0 | 0 | 0
WI Wallfired Coal Units NOx Annual Rate v3.1 | 1318 | 1931 | Rate Constraint in lbs/MMBtu | FALSE | L | Annual | Allowances Sold NOX | Thousand Tons | 0 | 0 | 0 | 0 | 0 | 0 | 0
WI Wallfired Coal Units NOx Annual Rate v3.1 | 1318 | 1931 | Rate Constraint in lbs/MMBtu | FALSE | L | Annual | Allowances Banked | Thousand Tons | 0 | 0 | 0 | 0 | 0 | 0 | 0
WI Wallfired Coal Units NOx Annual Rate v3.1 | 1318 | 1931 | Rate Constraint in lbs/MMBtu | FALSE | L | Annual | Allowances Withdrawn (1:1) | Thousand Tons | 0 | 0 | 0 | 0 | 0 | 0 | 0
WI Wallfired Coal Units NOx Annual Rate v3.1 | 1318 | 1931 | Rate Constraint in lbs/MMBtu | FALSE | L | Annual | Allowances Withdrawn (n:1) | Thousand Tons | 0 | 0 | 0 | 0 | 0 | 0 | 0
WI Wallfired Coal Units NOx Annual Rate v3.1 | 1318 | 1931 | Rate Constraint in lbs/MMBtu | FALSE | L | Annual | Net Emissions Allowance Position | Thousand Tons | 0 | 0 | 0 | 0 | 0 | 0 | 0
WI Wallfired Coal Units NOx Annual Rate v3.1 | 1318 | 1931 | Rate Constraint in lbs/MMBtu | FALSE | L | Annual | Fuel Consumed | TBtu | 0 | 0 | 0 | 0 | 0 | 0 | 0
WI Wallfired Coal Units NOx Annual Rate v3.1 | 1318 | 1931 | Rate Constraint in lbs/MMBtu | FALSE | L | Annual | Rate | lb/MMBtu | 0 | 0 | 0 | 0 | 0 | 0 | 0
WI Wallfired Coal Units NOx Annual Rate v3.1 | 1318 | 1931 | Rate Constraint in lbs/MMBtu | FALSE | L | Annual | Generation | TWh | 0 | 0 | 0 | 0 | 0 | 0 | 0
WI Wallfired Coal Units NOx Annual Rate v3.1 | 1318 | 1931 | Rate Constraint in lbs/MMBtu | FALSE | L | Annual | Qualifying Generation | TWh | 0 | 0 | 0 | 0 | 0 | 0 | 0
WI Wallfired Coal Units NOx Annual Rate v3.1 | 1318 | 1931 | Rate Constraint in lbs/MMBtu | FALSE | L | Annual | Rate | lb/MWh | 0 | 0 | 0 | 0 | 0 | 0 | 0
WI Wallfired Coal Units NOx Annual Rate v3.1 | 1318 | 1931 | Rate Constraint in lbs/MMBtu | FALSE | L | Annual | Constraint Shadow Price | US2011$/Ton | 0 | 0 | 0 | 0 | 0 | 0 | 0
Wind and Solar Generation Cap 30% - CNAB v5.14 | 1319 | 6239 | Generation Constraint in GWh | FALSE | L | Annual | Seasons Included | Seasons | Winter, Summer | Winter, Summer | Winter, Summer | Winter, Summer | Winter, Summer | Winter, Summer | Winter, Summer
Wind and Solar Generation Cap 30% - CNAB v5.14 | 1319 | 6239 | Generation Constraint in GWh | FALSE | L | Annual | Standard | GWh | 24025 | 24765 | 25712 | 27785 | 29660 | 33212 | 37188
Wind and Solar Generation Cap 30% - CNAB v5.14 | 1319 | 6239 | Generation Constraint in GWh | FALSE | L | Annual | Emissions at Affected Plants | GWh | 1041.6591 | 8539.1104 | 8539.1104 | 8539.1104 | 8539.1104 | 8539.1104 | 8539.1104
Wind and Solar Generation Cap 30% - CNAB v5.14 | 1319 | 6239 | Generation Constraint in GWh | FALSE | L | Annual | Allowances Purchased | GWh | 0 | 0 | 0 | 0 | 0 | 0 | 0
Wind and Solar Generation Cap 30% - CNAB v5.14 | 1319 | 6239 | Generation Constraint in GWh | FALSE | L | Annual | Allowances Sold | GWh | 0 | 0 | 0 | 0 | 0 | 0 | 0
Wind and Solar Generation Cap 30% - CNAB v5.14 | 1319 | 6239 | Generation Constraint in GWh | FALSE | L | Annual | Allowances Banked | GWh | 0 | 0 | 0 | 0 | 0 | 0 | 0
Wind and Solar Generation Cap 30% - CNAB v5.14 | 1319 | 6239 | Generation Constraint in GWh | FALSE | L | Annual | Allowances Withdrawn (1:1) | GWh | 0 | 0 | 0 | 0 | 0 | 0 | 0
Wind and Solar Generation Cap 30% - CNAB v5.14 | 1319 | 6239 | Generation Constraint in GWh | FALSE | L | Annual | Allowances Withdrawn (n:1) | GWh | 0 | 0 | 0 | 0 | 0 | 0 | 0
Wind and Solar Generation Cap 30% - CNAB v5.14 | 1319 | 6239 | Generation Constraint in GWh | FALSE | L | Annual | Net Emissions Allowance Position | GWh | 1041.6591 | 8539.1104 | 8539.1104 | 8539.1104 | 8539.1104 | 8539.1104 | 8539.1104
Wind and Solar Generation Cap 30% - CNAB v5.14 | 1319 | 6239 | Generation Constraint in GWh | FALSE | L | Annual | Fuel Consumed | TBtu | 0 | 0 | 0 | 0 | 0 | 0 | 0
Wind and Solar Generation Cap 30% - CNAB v5.14 | 1319 | 6239 | Generation Constraint in GWh | FALSE | L | Annual | Heat Rate | MMBtu/MWh | 0 | 0 | 0 | 0 | 0 | 0 | 0
Wind and Solar Generation Cap 30% - CNAB v5.14 | 1319 | 6239 | Generation Constraint in GWh | FALSE | L | Annual | Generation | TWh | 1.0417 | 8.5391 | 8.5391 | 8.5391 | 8.5391 | 8.5391 | 8.5391
Wind and Solar Generation Cap 30% - CNAB v5.14 | 1319 | 6239 | Generation Constraint in GWh | FALSE | L | Annual | Qualifying Generation | TWh | 1.0417 | 8.5391 | 8.5391 | 8.5391 | 8.5391 | 8.5391 | 8.5391
Wind and Solar Generation Cap 30% - CNAB v5.14 | 1319 | 6239 | Generation Constraint in GWh | FALSE | L | Annual | Rate | lb/MWh | 0 | 0 | 0 | 0 | 0 | 0 | 0
Wind and Solar Generation Cap 30% - CNAB v5.14 | 1319 | 6239 | Generation Constraint in GWh | FALSE | L | Annual | Constraint Shadow Price | US2011$/MWh | 0 | 0 | 0 | 0 | 0 | 0 | 0
Wind and Solar Generation Cap 30% - CNBC v5.14 | 1320 | 6240 | Generation Constraint in GWh | FALSE | L | Annual | Seasons Included | Seasons | Winter, Summer | Winter, Summer | Winter, Summer | Winter, Summer | Winter, Summer | Winter, Summer | Winter, Summer
Wind and Solar Generation Cap 30% - CNBC v5.14 | 1320 | 6240 | Generation Constraint in GWh | FALSE | L | Annual | Standard | GWh | 20377 | 20714 | 21138 | 22018 | 23027 | 25188 | 27552
Wind and Solar Generation Cap 30% - CNBC v5.14 | 1320 | 6240 | Generation Constraint in GWh | FALSE | L | Annual | Emissions at Affected Plants | GWh | 1121.9885 | 1121.9885 | 1121.9885 | 1121.9885 | 1121.9885 | 1121.9885 | 3914.666
Wind and Solar Generation Cap 30% - CNBC v5.14 | 1320 | 6240 | Generation Constraint in GWh | FALSE | L | Annual | Allowances Purchased | GWh | 0 | 0 | 0 | 0 | 0 | 0 | 0
Wind and Solar Generation Cap 30% - CNBC v5.14 | 1320 | 6240 | Generation Constraint in GWh | FALSE | L | Annual | Allowances Sold | GWh | 0 | 0 | 0 | 0 | 0 | 0 | 0
Wind and Solar Generation Cap 30% - CNBC v5.14 | 1320 | 6240 | Generation Constraint in GWh | FALSE | L | Annual | Allowances Banked | GWh | 0 | 0 | 0 | 0 | 0 | 0 | 0
Wind and Solar Generation Cap 30% - CNBC v5.14 | 1320 | 6240 | Generation Constraint in GWh | FALSE | L | Annual | Allowances Withdrawn (1:1) | GWh | 0 | 0 | 0 | 0 | 0 | 0 | 0
Wind and Solar Generation Cap 30% - CNBC v5.14 | 1320 | 6240 | Generation Constraint in GWh | FALSE | L | Annual | Allowances Withdrawn (n:1) | GWh | 0 | 0 | 0 | 0 | 0 | 0 | 0
Wind and Solar Generation Cap 30% - CNBC v5.14 | 1320 | 6240 | Generation Constraint in GWh | FALSE | L | Annual | Net Emissions Allowance Position | GWh | 1121.9885 | 1121.9885 | 1121.9885 | 1121.9885 | 1121.9885 | 1121.9885 | 3914.666
Wind and Solar Generation Cap 30% - CNBC v5.14 | 1320 | 6240 | Generation Constraint in GWh | FALSE | L | Annual | Fuel Consumed | TBtu | 0 | 0 | 0 | 0 | 0 | 0 | 0
Wind and Solar Generation Cap 30% - CNBC v5.14 | 1320 | 6240 | Generation Constraint in GWh | FALSE | L | Annual | Heat Rate | MMBtu/MWh | 0 | 0 | 0 | 0 | 0 | 0 | 0
Wind and Solar Generation Cap 30% - CNBC v5.14 | 1320 | 6240 | Generation Constraint in GWh | FALSE | L | Annual | Generation | TWh | 1.122 | 1.122 | 1.122 | 1.122 | 1.122 | 1.122 | 3.9147
Wind and Solar Generation Cap 30% - CNBC v5.14 | 1320 | 6240 | Generation Constraint in GWh | FALSE | L | Annual | Qualifying Generation | TWh | 1.122 | 1.122 | 1.122 | 1.122 | 1.122 | 1.122 | 3.9147
Wind and Solar Generation Cap 30% - CNBC v5.14 | 1320 | 6240 | Generation Constraint in GWh | FALSE | L | Annual | Rate | lb/MWh | 0 | 0 | 0 | 0 | 0 | 0 | 0
Wind and Solar Generation Cap 30% - CNBC v5.14 | 1320 | 6240 | Generation Constraint in GWh | FALSE | L | Annual | Constraint Shadow Price | US2011$/MWh | 0 | 0 | 0 | 0 | 0 | 0 | 0
Wind and Solar Generation Cap 30% - CNMB v5.14 | 1321 | 6241 | Generation Constraint in GWh | FALSE | L | Annual | Seasons Included | Seasons | Winter, Summer | Winter, Summer | Winter, Summer | Winter, Summer | Winter, Summer | Winter, Summer | Winter, Summer
Wind and Solar Generation Cap 30% - CNMB v5.14 | 1321 | 6241 | Generation Constraint in GWh | FALSE | L | Annual | Standard | GWh | 7365 | 7477 | 7645 | 7971 | 8287 | 9030 | 9838
Wind and Solar Generation Cap 30% - CNMB v5.14 | 1321 | 6241 | Generation Constraint in GWh | FALSE | L | Annual | Emissions at Affected Plants | GWh | 888.1864 | 888.1864 | 888.1864 | 888.1864 | 888.1864 | 888.1864 | 888.1864
Wind and Solar Generation Cap 30% - CNMB v5.14 | 1321 | 6241 | Generation Constraint in GWh | FALSE | L | Annual | Allowances Purchased | GWh | 0 | 0 | 0 | 0 | 0 | 0 | 0
Wind and Solar Generation Cap 30% - CNMB v5.14 | 1321 | 6241 | Generation Constraint in GWh | FALSE | L | Annual | Allowances Sold | GWh | 0 | 0 | 0 | 0 | 0 | 0 | 0
Wind and Solar Generation Cap 30% - CNMB v5.14 | 1321 | 6241 | Generation Constraint in GWh | FALSE | L | Annual | Allowances Banked | GWh | 0 | 0 | 0 | 0 | 0 | 0 | 0
Wind and Solar Generation Cap 30% - CNMB v5.14 | 1321 | 6241 | Generation Constraint in GWh | FALSE | L | Annual | Allowances Withdrawn (1:1) | GWh | 0 | 0 | 0 | 0 | 0 | 0 | 0
Wind and Solar Generation Cap 30% - CNMB v5.14 | 1321 | 6241 | Generation Constraint in GWh | FALSE | L | Annual | Allowances Withdrawn (n:1) | GWh | 0 | 0 | 0 | 0 | 0 | 0 | 0
Wind and Solar Generation Cap 30% - CNMB v5.14 | 1321 | 6241 | Generation Constraint in GWh | FALSE | L | Annual | Net Emissions Allowance Position | GWh | 888.1864 | 888.1864 | 888.1864 | 888.1864 | 888.1864 | 888.1864 | 888.1864
Wind and Solar Generation Cap 30% - CNMB v5.14 | 1321 | 6241 | Generation Constraint in GWh | FALSE | L | Annual | Fuel Consumed | TBtu | 0 | 0 | 0 | 0 | 0 | 0 | 0
Wind and Solar Generation Cap 30% - CNMB v5.14 | 1321 | 6241 | Generation Constraint in GWh | FALSE | L | Annual | Heat Rate | MMBtu/MWh | 0 | 0 | 0 | 0 | 0 | 0 | 0
Wind and Solar Generation Cap 30% - CNMB v5.14 | 1321 | 6241 | Generation Constraint in GWh | FALSE | L | Annual | Generation | TWh | 0.88819 | 0.88819 | 0.88819 | 0.88819 | 0.88819 | 0.88819 | 0.88819
Wind and Solar Generation Cap 30% - CNMB v5.14 | 1321 | 6241 | Generation Constraint in GWh | FALSE | L | Annual | Qualifying Generation | TWh | 0.88819 | 0.88819 | 0.88819 | 0.88819 | 0.88819 | 0.88819 | 0.88819
Wind and Solar Generation Cap 30% - CNMB v5.14 | 1321 | 6241 | Generation Constraint in GWh | FALSE | L | Annual | Rate | lb/MWh | 0 | 0 | 0 | 0 | 0 | 0 | 0
Wind and Solar Generation Cap 30% - CNMB v5.14 | 1321 | 6241 | Generation Constraint in GWh | FALSE | L | Annual | Constraint Shadow Price | US2011$/MWh | 0 | 0 | 0 | 0 | 0 | 0 | 0
Wind and Solar Generation Cap 30% - CNNB v5.14 | 1322 | 6242 | Generation Constraint in GWh | FALSE | L | Annual | Seasons Included | Seasons | Winter, Summer | Winter, Summer | Winter, Summer | Winter, Summer | Winter, Summer | Winter, Summer | Winter, Summer
Wind and Solar Generation Cap 30% - CNNB v5.14 | 1322 | 6242 | Generation Constraint in GWh | FALSE | L | Annual | Standard | GWh | 4406 | 4441 | 4485 | 4600 | 4697 | 4822 | 4949
Wind and Solar Generation Cap 30% - CNNB v5.14 | 1322 | 6242 | Generation Constraint in GWh | FALSE | L | Annual | Emissions at Affected Plants | GWh | 620.0278 | 620.0278 | 620.0278 | 620.0278 | 620.0278 | 620.0278 | 620.0278
Wind and Solar Generation Cap 30% - CNNB v5.14 | 1322 | 6242 | Generation Constraint in GWh | FALSE | L | Annual | Allowances Purchased | GWh | 0 | 0 | 0 | 0 | 0 | 0 | 0
Wind and Solar Generation Cap 30% - CNNB v5.14 | 1322 | 6242 | Generation Constraint in GWh | FALSE | L | Annual | Allowances Sold | GWh | 0 | 0 | 0 | 0 | 0 | 0 | 0
Wind and Solar Generation Cap 30% - CNNB v5.14 | 1322 | 6242 | Generation Constraint in GWh | FALSE | L | Annual | Allowances Banked | GWh | 0 | 0 | 0 | 0 | 0 | 0 | 0
Wind and Solar Generation Cap 30% - CNNB v5.14 | 1322 | 6242 | Generation Constraint in GWh | FALSE | L | Annual | Allowances Withdrawn (1:1) | GWh | 0 | 0 | 0 | 0 | 0 | 0 | 0
Wind and Solar Generation Cap 30% - CNNB v5.14 | 1322 | 6242 | Generation Constraint in GWh | FALSE | L | Annual | Allowances Withdrawn (n:1) | GWh | 0 | 0 | 0 | 0 | 0 | 0 | 0
Wind and Solar Generation Cap 30% - CNNB v5.14 | 1322 | 6242 | Generation Constraint in GWh | FALSE | L | Annual | Net Emissions Allowance Position | GWh | 620.0278 | 620.0278 | 620.0278 | 620.0278 | 620.0278 | 620.0278 | 620.0278
Wind and Solar Generation Cap 30% - CNNB v5.14 | 1322 | 6242 | Generation Constraint in GWh | FALSE | L | Annual | Fuel Consumed | TBtu | 0 | 0 | 0 | 0 | 0 | 0 | 0
Wind and Solar Generation Cap 30% - CNNB v5.14 | 1322 | 6242 | Generation Constraint in GWh | FALSE | L | Annual | Heat Rate | MMBtu/MWh | 0 | 0 | 0 | 0 | 0 | 0 | 0
Wind and Solar Generation Cap 30% - CNNB v5.14 | 1322 | 6242 | Generation Constraint in GWh | FALSE | L | Annual | Generation | TWh | 0.62003 | 0.62003 | 0.62003 | 0.62003 | 0.62003 | 0.62003 | 0.62003
Wind and Solar Generation Cap 30% - CNNB v5.14 | 1322 | 6242 | Generation Constraint in GWh | FALSE | L | Annual | Qualifying Generation | TWh | 0.62003 | 0.62003 | 0.62003 | 0.62003 | 0.62003 | 0.62003 | 0.62003
Wind and Solar Generation Cap 30% - CNNB v5.14 | 1322 | 6242 | Generation Constraint in GWh | FALSE | L | Annual | Rate | lb/MWh | 0 | 0 | 0 | 0 | 0 | 0 | 0
Wind and Solar Generation Cap 30% - CNNB v5.14 | 1322 | 6242 | Generation Constraint in GWh | FALSE | L | Annual | Constraint Shadow Price | US2011$/MWh | 0 | 0 | 0 | 0 | 0 | 0 | 0
Wind and Solar Generation Cap 30% - CNNF v5.14 | 1323 | 6243 | Generation Constraint in GWh | FALSE | L | Annual | Seasons Included | Seasons | Winter, Summer | Winter, Summer | Winter, Summer | Winter, Summer | Winter, Summer | Winter, Summer | Winter, Summer
Wind and Solar Generation Cap 30% - CNNF v5.14 | 1323 | 6243 | Generation Constraint in GWh | FALSE | L | Annual | Standard | GWh | 1174 | 1199 | 1177 | 1199 | 1177 | 1209 | 1243
Wind and Solar Generation Cap 30% - CNNF v5.14 | 1323 | 6243 | Generation Constraint in GWh | FALSE | L | Annual | Emissions at Affected Plants | GWh | 178.6667 | 178.6667 | 178.6667 | 178.6667 | 178.6667 | 178.6667 | 178.6667
Wind and Solar Generation Cap 30% - CNNF v5.14 | 1323 | 6243 | Generation Constraint in GWh | FALSE | L | Annual | Allowances Purchased | GWh | 0 | 0 | 0 | 0 | 0 | 0 | 0
Wind and Solar Generation Cap 30% - CNNF v5.14 | 1323 | 6243 | Generation Constraint in GWh | FALSE | L | Annual | Allowances Sold | GWh | 0 | 0 | 0 | 0 | 0 | 0 | 0
Wind and Solar Generation Cap 30% - CNNF v5.14 | 1323 | 6243 | Generation Constraint in GWh | FALSE | L | Annual | Allowances Banked | GWh | 0 | 0 | 0 | 0 | 0 | 0 | 0
Wind and Solar Generation Cap 30% - CNNF v5.14 | 1323 | 6243 | Generation Constraint in GWh | FALSE | L | Annual | Allowances Withdrawn (1:1) | GWh | 0 | 0 | 0 | 0 | 0 | 0 | 0
Wind and Solar Generation Cap 30% - CNNF v5.14 | 1323 | 6243 | Generation Constraint in GWh | FALSE | L | Annual | Allowances Withdrawn (n:1) | GWh | 0 | 0 | 0 | 0 | 0 | 0 | 0
Wind and Solar Generation Cap 30% - CNNF v5.14 | 1323 | 6243 | Generation Constraint in GWh | FALSE | L | Annual | Net Emissions Allowance Position | GWh | 178.6667 | 178.6667 | 178.6667 | 178.6667 | 178.6667 | 178.6667 | 178.6667
Wind and Solar Generation Cap 30% - CNNF v5.14 | 1323 | 6243 | Generation Constraint in GWh | FALSE | L | Annual | Fuel Consumed | TBtu | 0 | 0 | 0 | 0 | 0 | 0 | 0
Wind and Solar Generation Cap 30% - CNNF v5.14 | 1323 | 6243 | Generation Constraint in GWh | FALSE | L | Annual | Heat Rate | MMBtu/MWh | 0 | 0 | 0 | 0 | 0 | 0 | 0
Wind and Solar Generation Cap 30% - CNNF v5.14 | 1323 | 6243 | Generation Constraint in GWh | FALSE | L | Annual | Generation | TWh | 0.17867 | 0.17867 | 0.17867 | 0.17867 | 0.17867 | 0.17867 | 0.17867
Wind and Solar Generation Cap 30% - CNNF v5.14 | 1323 | 6243 | Generation Constraint in GWh | FALSE | L | Annual | Qualifying Generation | TWh | 0.17867 | 0.17867 | 0.17867 | 0.17867 | 0.17867 | 0.17867 | 0.17867
Wind and Solar Generation Cap 30% - CNNF v5.14 | 1323 | 6243 | Generation Constraint in GWh | FALSE | L | Annual | Rate | lb/MWh | 0 | 0 | 0 | 0 | 0 | 0 | 0
Wind and Solar Generation Cap 30% - CNNF v5.14 | 1323 | 6243 | Generation Constraint in GWh | FALSE | L | Annual | Constraint Shadow Price | US2011$/MWh | 0 | 0 | 0 | 0 | 0 | 0 | 0
Wind and Solar Generation Cap 30% - CNNL v5.14 | 1324 | 6244 | Generation Constraint in GWh | FALSE | L | Annual | Seasons Included | Seasons | Winter, Summer | Winter, Summer | Winter, Summer | Winter, Summer | Winter, Summer | Winter, Summer | Winter, Summer
Wind and Solar Generation Cap 30% - CNNL v5.14 | 1324 | 6244 | Generation Constraint in GWh | FALSE | L | Annual | Standard | GWh | 2210 | 2259 | 2216 | 2259 | 2216 | 2277 | 2340
Wind and Solar Generation Cap 30% - CNNL v5.14 | 1324 | 6244 | Generation Constraint in GWh | FALSE | L | Annual | Emissions at Affected Plants | GWh | 89.3333 | 89.3333 | 89.3333 | 89.3333 | 89.3333 | 89.3333 | 89.3333
Wind and Solar Generation Cap 30% - CNNL v5.14 | 1324 | 6244 | Generation Constraint in GWh | FALSE | L | Annual | Allowances Purchased | GWh | 0 | 0 | 0 | 0 | 0 | 0 | 0
Wind and Solar Generation Cap 30% - CNNL v5.14 | 1324 | 6244 | Generation Constraint in GWh | FALSE | L | Annual | Allowances Sold | GWh | 0 | 0 | 0 | 0 | 0 | 0 | 0
Wind and Solar Generation Cap 30% - CNNL v5.14 | 1324 | 6244 | Generation Constraint in GWh | FALSE | L | Annual | Allowances Banked | GWh | 0 | 0 | 0 | 0 | 0 | 0 | 0
Wind and Solar Generation Cap 30% - CNNL v5.14 | 1324 | 6244 | Generation Constraint in GWh | FALSE | L | Annual | Allowances Withdrawn (1:1) | GWh | 0 | 0 | 0 | 0 | 0 | 0 | 0
Wind and Solar Generation Cap 30% - CNNL v5.14 | 1324 | 6244 | Generation Constraint in GWh | FALSE | L | Annual | Allowances Withdrawn (n:1) | GWh | 0 | 0 | 0 | 0 | 0 | 0 | 0
Wind and Solar Generation Cap 30% - CNNL v5.14 | 1324 | 6244 | Generation Constraint in GWh | FALSE | L | Annual | Net Emissions Allowance Position | GWh | 89.3333 | 89.3333 | 89.3333 | 89.3333 | 89.3333 | 89.3333 | 89.3333
Wind and Solar Generation Cap 30% - CNNL v5.14 | 1324 | 6244 | Generation Constraint in GWh | FALSE | L | Annual | Fuel Consumed | TBtu | 0 | 0 | 0 | 0 | 0 | 0 | 0
Wind and Solar Generation Cap 30% - CNNL v5.14 | 1324 | 6244 | Generation Constraint in GWh | FALSE | L | Annual | Heat Rate | MMBtu/MWh | 0 | 0 | 0 | 0 | 0 | 0 | 0
Wind and Solar Generation Cap 30% - CNNL v5.14 | 1324 | 6244 | Generation Constraint in GWh | FALSE | L | Annual | Generation | TWh | 0.089333 | 0.089333 | 0.089333 | 0.089333 | 0.089333 | 0.089333 | 0.089333
Wind and Solar Generation Cap 30% - CNNL v5.14 | 1324 | 6244 | Generation Constraint in GWh | FALSE | L | Annual | Qualifying Generation | TWh | 0.089333 | 0.089333 | 0.089333 | 0.089333 | 0.089333 | 0.089333 | 0.089333
Wind and Solar Generation Cap 30% - CNNL v5.14 | 1324 | 6244 | Generation Constraint in GWh | FALSE | L | Annual | Rate | lb/MWh | 0 | 0 | 0 | 0 | 0 | 0 | 0
Wind and Solar Generation Cap 30% - CNNL v5.14 | 1324 | 6244 | Generation Constraint in GWh | FALSE | L | Annual | Constraint Shadow Price | US2011$/MWh | 0 | 0 | 0 | 0 | 0 | 0 | 0
Wind and Solar Generation Cap 30% - CNNS v5.14 | 1325 | 6245 | Generation Constraint in GWh | FALSE | L | Annual | Seasons Included | Seasons | Winter, Summer | Winter, Summer | Winter, Summer | Winter, Summer | Winter, Summer | Winter, Summer | Winter, Summer
Wind and Solar Generation Cap 30% - CNNS v5.14 | 1325 | 6245 | Generation Constraint in GWh | FALSE | L | Annual | Standard | GWh | 3647 | 3664 | 3691 | 3761 | 3841 | 3983 | 4131
Wind and Solar Generation Cap 30% - CNNS v5.14 | 1325 | 6245 | Generation Constraint in GWh | FALSE | L | Annual | Emissions at Affected Plants | GWh | 1035.7338 | 2147.8178 | 2147.8178 | 2147.8178 | 2147.8178 | 2147.8178 | 2147.8178
Wind and Solar Generation Cap 30% - CNNS v5.14 | 1325 | 6245 | Generation Constraint in GWh | FALSE | L | Annual | Allowances Purchased | GWh | 0 | 0 | 0 | 0 | 0 | 0 | 0
Wind and Solar Generation Cap 30% - CNNS v5.14 | 1325 | 6245 | Generation Constraint in GWh | FALSE | L | Annual | Allowances Sold | GWh | 0 | 0 | 0 | 0 | 0 | 0 | 0
Wind and Solar Generation Cap 30% - CNNS v5.14 | 1325 | 6245 | Generation Constraint in GWh | FALSE | L | Annual | Allowances Banked | GWh | 0 | 0 | 0 | 0 | 0 | 0 | 0
Wind and Solar Generation Cap 30% - CNNS v5.14 | 1325 | 6245 | Generation Constraint in GWh | FALSE | L | Annual | Allowances Withdrawn (1:1) | GWh | 0 | 0 | 0 | 0 | 0 | 0 | 0
Wind and Solar Generation Cap 30% - CNNS v5.14 | 1325 | 6245 | Generation Constraint in GWh | FALSE | L | Annual | Allowances Withdrawn (n:1) | GWh | 0 | 0 | 0 | 0 | 0 | 0 | 0
Wind and Solar Generation Cap 30% - CNNS v5.14 | 1325 | 6245 | Generation Constraint in GWh | FALSE | L | Annual | Net Emissions Allowance Position | GWh | 1035.7338 | 2147.8178 | 2147.8178 | 2147.8178 | 2147.8178 | 2147.8178 | 2147.8178
Wind and Solar Generation Cap 30% - CNNS v5.14 | 1325 | 6245 | Generation Constraint in GWh | FALSE | L | Annual | Fuel Consumed | TBtu | 0 | 0 | 0 | 0 | 0 | 0 | 0
Wind and Solar Generation Cap 30% - CNNS v5.14 | 1325 | 6245 | Generation Constraint in GWh | FALSE | L | Annual | Heat Rate | MMBtu/MWh | 0 | 0 | 0 | 0 | 0 | 0 | 0
Wind and Solar Generation Cap 30% - CNNS v5.14 | 1325 | 6245 | Generation Constraint in GWh | FALSE | L | Annual | Generation | TWh | 1.0357 | 2.1478 | 2.1478 | 2.1478 | 2.1478 | 2.1478 | 2.1478
Wind and Solar Generation Cap 30% - CNNS v5.14 | 1325 | 6245 | Generation Constraint in GWh | FALSE | L | Annual | Qualifying Generation | TWh | 1.0357 | 2.1478 | 2.1478 | 2.1478 | 2.1478 | 2.1478 | 2.1478
Wind and Solar Generation Cap 30% - CNNS v5.14 | 1325 | 6245 | Generation Constraint in GWh | FALSE | L | Annual | Rate | lb/MWh | 0 | 0 | 0 | 0 | 0 | 0 | 0
Wind and Solar Generation Cap 30% - CNNS v5.14 | 1325 | 6245 | Generation Constraint in GWh | FALSE | L | Annual | Constraint Shadow Price | US2011$/MWh | 0 | 0 | 0 | 0 | 0 | 0 | 0
Wind and Solar Generation Cap 30% - CNON v5.14 | 1326 | 6246 | Generation Constraint in GWh | FALSE | L | Annual | Seasons Included | Seasons | Winter, Summer | Winter, Summer | Winter, Summer | Winter, Summer | Winter, Summer | Winter, Summer | Winter, Summer
Wind and Solar Generation Cap 30% - CNON v5.14 | 1326 | 6246 | Generation Constraint in GWh | FALSE | L | Annual | Standard | GWh | 45813 | 46415 | 47089 | 48492 | 49703 | 52699 | 55875
Wind and Solar Generation Cap 30% - CNON v5.14 | 1326 | 6246 | Generation Constraint in GWh | FALSE | L | Annual | Emissions at Affected Plants | GWh | 12581.1508 | 12581.1508 | 12581.1508 | 12581.1508 | 12581.1508 | 12581.1508 | 35752.6051
Wind and Solar Generation Cap 30% - CNON v5.14 | 1326 | 6246 | Generation Constraint in GWh | FALSE | L | Annual | Allowances Purchased | GWh | 0 | 0 | 0 | 0 | 0 | 0 | 0
Wind and Solar Generation Cap 30% - CNON v5.14 | 1326 | 6246 | Generation Constraint in GWh | FALSE | L | Annual | Allowances Sold | GWh | 0 | 0 | 0 | 0 | 0 | 0 | 0
Wind and Solar Generation Cap 30% - CNON v5.14 | 1326 | 6246 | Generation Constraint in GWh | FALSE | L | Annual | Allowances Banked | GWh | 0 | 0 | 0 | 0 | 0 | 0 | 0
Wind and Solar Generation Cap 30% - CNON v5.14 | 1326 | 6246 | Generation Constraint in GWh | FALSE | L | Annual | Allowances Withdrawn (1:1) | GWh | 0 | 0 | 0 | 0 | 0 | 0 | 0
Wind and Solar Generation Cap 30% - CNON v5.14 | 1326 | 6246 | Generation Constraint in GWh | FALSE | L | Annual | Allowances Withdrawn (n:1) | GWh | 0 | 0 | 0 | 0 | 0 | 0 | 0
Wind and Solar Generation Cap 30% - CNON v5.14 | 1326 | 6246 | Generation Constraint in GWh | FALSE | L | Annual | Net Emissions Allowance Position | GWh | 12581.1508 | 12581.1508 | 12581.1508 | 12581.1508 | 12581.1508 | 12581.1508 | 35752.6051
Wind and Solar Generation Cap 30% - CNON v5.14 | 1326 | 6246 | Generation Constraint in GWh | FALSE | L | Annual | Fuel Consumed | TBtu | 0 | 0 | 0 | 0 | 0 | 0 | 0
Wind and Solar Generation Cap 30% - CNON v5.14 | 1326 | 6246 | Generation Constraint in GWh | FALSE | L | Annual | Heat Rate | MMBtu/MWh | 0 | 0 | 0 | 0 | 0 | 0 | 0
Wind and Solar Generation Cap 30% - CNON v5.14 | 1326 | 6246 | Generation Constraint in GWh | FALSE | L | Annual | Generation | TWh | 12.5812 | 12.5812 | 12.5812 | 12.5812 | 12.5812 | 12.5812 | 35.7526
Wind and Solar Generation Cap 30% - CNON v5.14 | 1326 | 6246 | Generation Constraint in GWh | FALSE | L | Annual | Qualifying Generation | TWh | 12.5812 | 12.5812 | 12.5812 | 12.5812 | 12.5812 | 12.5812 | 35.7526
Wind and Solar Generation Cap 30% - CNON v5.14 | 1326 | 6246 | Generation Constraint in GWh | FALSE | L | Annual | Rate | lb/MWh | 0 | 0 | 0 | 0 | 0 | 0 | 0
Wind and Solar Generation Cap 30% - CNON v5.14 | 1326 | 6246 | Generation Constraint in GWh | FALSE | L | Annual | Constraint Shadow Price | US2011$/MWh | 0 | 0 | 0 | 0 | 0 | 0 | 0
Wind and Solar Generation Cap 30% - CNPE v5.14 | 1327 | 6247 | Generation Constraint in GWh | FALSE | L | Annual | Seasons Included | Seasons | Winter, Summer | Winter, Summer | Winter, Summer | Winter, Summer | Winter, Summer | Winter, Summer | Winter, Summer
Wind and Solar Generation Cap 30% - CNPE v5.14 | 1327 | 6247 | Generation Constraint in GWh | FALSE | L | Annual | Standard | GWh | 459 | 459 | 468 | 477 | 494 | 530 | 569
Wind and Solar Generation Cap 30% - CNPE v5.14 | 1327 | 6247 | Generation Constraint in GWh | FALSE | L | Annual | Emissions at Affected Plants | GWh | 459 | 459 | 459 | 459 | 459 | 459 | 459
Wind and Solar Generation Cap 30% - CNPE v5.14 | 1327 | 6247 | Generation Constraint in GWh | FALSE | L | Annual | Allowances Purchased | GWh | 0 | 0 | 0 | 0 | 0 | 0 | 0
Wind and Solar Generation Cap 30% - CNPE v5.14 | 1327 | 6247 | Generation Constraint in GWh | FALSE | L | Annual | Allowances Sold | GWh | 0 | 0 | 0 | 0 | 0 | 0 | 0
Wind and Solar Generation Cap 30% - CNPE v5.14 | 1327 | 6247 | Generation Constraint in GWh | FALSE | L | Annual | Allowances Banked | GWh | 0 | 0 | 0 | 0 | 0 | 0 | 0
Wind and Solar Generation Cap 30% - CNPE v5.14 | 1327 | 6247 | Generation Constraint in GWh | FALSE | L | Annual | Allowances Withdrawn (1:1) | GWh | 0 | 0 | 0 | 0 | 0 | 0 | 0
Wind and Solar Generation Cap 30% - CNPE v5.14 | 1327 | 6247 | Generation Constraint in GWh | FALSE | L | Annual | Allowances Withdrawn (n:1) | GWh | 0 | 0 | 0 | 0 | 0 | 0 | 0
Wind and Solar Generation Cap 30% - CNPE v5.14 | 1327 | 6247 | Generation Constraint in GWh | FALSE | L | Annual | Net Emissions Allowance Position | GWh | 459 | 459 | 459 | 459 | 459 | 459 | 459
Wind and Solar Generation Cap 30% - CNPE v5.14 | 1327 | 6247 | Generation Constraint in GWh | FALSE | L | Annual | Fuel Consumed | TBtu | 0 | 0 | 0 | 0 | 0 | 0 | 0
Wind and Solar Generation Cap 30% - CNPE v5.14 | 1327 | 6247 | Generation Constraint in GWh | FALSE | L | Annual | Heat Rate | MMBtu/MWh | 0 | 0 | 0 | 0 | 0 | 0 | 0
Wind and Solar Generation Cap 30% - CNPE v5.14 | 1327 | 6247 | Generation Constraint in GWh | FALSE | L | Annual | Generation | TWh | 0.459 | 0.459 | 0.459 | 0.459 | 0.459 | 0.459 | 0.459
Wind and Solar Generation Cap 30% - CNPE v5.14 | 1327 | 6247 | Generation Constraint in GWh | FALSE | L | Annual | Qualifying Generation | TWh | 0.459 | 0.459 | 0.459 | 0.459 | 0.459 | 0.459 | 0.459
Wind and Solar Generation Cap 30% - CNPE v5.14 | 1327 | 6247 | Generation Constraint in GWh | FALSE | L | Annual | Rate | lb/MWh | 0 | 0 | 0 | 0 | 0 | 0 | 0
Wind and Solar Generation Cap 30% - CNPE v5.14 | 1327 | 6247 | Generation Constraint in GWh | FALSE | L | Annual | Constraint Shadow Price | US2011$/MWh | 338.0868 | 1.337 | 0 | 0 | 0 | 0 | 0
Wind and Solar Generation Cap 30% - CNPQ v5.14 | 1328 | 6248 | Generation Constraint in GWh | FALSE | L | Annual | Seasons Included | Seasons | Winter, Summer | Winter, Summer | Winter, Summer | Winter, Summer | Winter, Summer | Winter, Summer | Winter, Summer
Wind and Solar Generation Cap 30% - CNPQ v5.14 | 1328 | 6248 | Generation Constraint in GWh | FALSE | L | Annual | Standard | GWh | 59815 | 60433 | 61244 | 62614 | 65430 | 71925 | 79066
Wind and Solar Generation Cap 30% - CNPQ v5.14 | 1328 | 6248 | Generation Constraint in GWh | FALSE | L | Annual | Emissions at Affected Plants | GWh | 5685.4578 | 8649.0134 | 8649.0134 | 22206.028 | 22206.028 | 22206.028 | 50711.185
Wind and Solar Generation Cap 30% - CNPQ v5.14 | 1328 | 6248 | Generation Constraint in GWh | FALSE | L | Annual | Allowances Purchased | GWh | 0 | 0 | 0 | 0 | 0 | 0 | 0
Wind and Solar Generation Cap 30% - CNPQ v5.14 | 1328 | 6248 | Generation Constraint in GWh | FALSE | L | Annual | Allowances Sold | GWh | 0 | 0 | 0 | 0 | 0 | 0 | 0
Wind and Solar Generation Cap 30% - CNPQ v5.14 | 1328 | 6248 | Generation Constraint in GWh | FALSE | L | Annual | Allowances Banked | GWh | 0 | 0 | 0 | 0 | 0 | 0 | 0
Wind and Solar Generation Cap 30% - CNPQ v5.14 | 1328 | 6248 | Generation Constraint in GWh | FALSE | L | Annual | Allowances Withdrawn (1:1) | GWh | 0 | 0 | 0 | 0 | 0 | 0 | 0
Wind and Solar Generation Cap 30% - CNPQ v5.14 | 1328 | 6248 | Generation Constraint in GWh | FALSE | L | Annual | Allowances Withdrawn (n:1) | GWh | 0 | 0 | 0 | 0 | 0 | 0 | 0
Wind and Solar Generation Cap 30% - CNPQ v5.14 | 1328 | 6248 | Generation Constraint in GWh | FALSE | L | Annual | Net Emissions Allowance Position | GWh | 5685.4578 | 8649.0134 | 8649.0134 | 22206.028 | 22206.028 | 22206.028 | 50711.185
Wind and Solar Generation Cap 30% - CNPQ v5.14 | 1328 | 6248 | Generation Constraint in GWh | FALSE | L | Annual | Fuel Consumed | TBtu | 0 | 0 | 0 | 0 | 0 | 0 | 0
Wind and Solar Generation Cap 30% - CNPQ v5.14 | 1328 | 6248 | Generation Constraint in GWh | FALSE | L | Annual | Heat Rate | MMBtu/MWh | 0 | 0 | 0 | 0 | 0 | 0 | 0
Wind and Solar Generation Cap 30% - CNPQ v5.14 | 1328 | 6248 | Generation Constraint in GWh | FALSE | L | Annual | Generation | TWh | 5.6855 | 8.649 | 8.649 | 22.206 | 22.206 | 22.206 | 50.7112
Wind and Solar Generation Cap 30% - CNPQ v5.14 | 1328 | 6248 | Generation Constraint in GWh | FALSE | L | Annual | Qualifying Generation | TWh | 5.6855 | 8.649 | 8.649 | 22.206 | 22.206 | 22.206 | 50.7112
Wind and Solar Generation Cap 30% - CNPQ v5.14 | 1328 | 6248 | Generation Constraint in GWh | FALSE | L | Annual | Rate | lb/MWh | 0 | 0 | 0 | 0 | 0 | 0 | 0
Wind and Solar Generation Cap 30% - CNPQ v5.14 | 1328 | 6248 | Generation Constraint in GWh | FALSE | L | Annual | Constraint Shadow Price | US2011$/MWh | 0 | 0 | 0 | 0 | 0 | 0 | 0
Wind and Solar Generation Cap 30% - CNSK v5.14 | 1329 | 6249 | Generation Constraint in GWh | FALSE | L | Annual | Seasons Included | Seasons | Winter, Summer | Winter, Summer | Winter, Summer | Winter, Summer | Winter, Summer | Winter, Summer | Winter, Summer
Wind and Solar Generation Cap 30% - CNSK v5.14 | 1329 | 6249 | Generation Constraint in GWh | FALSE | L | Annual | Standard | GWh | 6835 | 6890 | 7000 | 7301 | 7638 | 8386 | 9207
Wind and Solar Generation Cap 30% - CNSK v5.14 | 1329 | 6249 | Generation Constraint in GWh | FALSE | L | Annual | Emissions at Affected Plants | GWh | 523.8402 | 3668.6476 | 3668.6476 | 3668.6476 | 3668.6476 | 3668.6476 | 4438.9227
Wind and Solar Generation Cap 30% - CNSK v5.14 | 1329 | 6249 | Generation Constraint in GWh | FALSE | L | Annual | Allowances Purchased | GWh | 0 | 0 | 0 | 0 | 0 | 0 | 0
Wind and Solar Generation Cap 30% - CNSK v5.14 | 1329 | 6249 | Generation Constraint in GWh | FALSE | L | Annual | Allowances Sold | GWh | 0 | 0 | 0 | 0 | 0 | 0 | 0
Wind and Solar Generation Cap 30% - CNSK v5.14 | 1329 | 6249 | Generation Constraint in GWh | FALSE | L | Annual | Allowances Banked | GWh | 0 | 0 | 0 | 0 | 0 | 0 | 0
Wind and Solar Generation Cap 30% - CNSK v5.14 | 1329 | 6249 | Generation Constraint in GWh | FALSE | L | Annual | Allowances Withdrawn (1:1) | GWh | 0 | 0 | 0 | 0 | 0 | 0 | 0
Wind and Solar Generation Cap 30% - CNSK v5.14 | 1329 | 6249 | Generation Constraint in GWh | FALSE | L | Annual | Allowances Withdrawn (n:1) | GWh | 0 | 0 | 0 | 0 | 0 | 0 | 0
Wind and Solar Generation Cap 30% - CNSK v5.14 | 1329 | 6249 | Generation Constraint in GWh | FALSE | L | Annual | Net Emissions Allowance Position | GWh | 523.8402 | 3668.6476 | 3668.6476 | 3668.6476 | 3668.6476 | 3668.6476 | 4438.9227
Wind and Solar Generation Cap 30% - CNSK v5.14 | 1329 | 6249 | Generation Constraint in GWh | FALSE | L | Annual | Fuel Consumed | TBtu | 0 | 0 | 0 | 0 | 0 | 0 | 0
Wind and Solar Generation Cap 30% - CNSK v5.14 | 1329 | 6249 | Generation Constraint in GWh | FALSE | L | Annual | Heat Rate | MMBtu/MWh | 0 | 0 | 0 | 0 | 0 | 0 | 0
Wind and Solar Generation Cap 30% - CNSK v5.14 | 1329 | 6249 | Generation Constraint in GWh | FALSE | L | Annual | Generation | TWh | 0.52384 | 3.6686 | 3.6686 | 3.6686 | 3.6686 | 3.6686 | 4.4389
Wind and Solar Generation Cap 30% - CNSK v5.14 | 1329 | 6249 | Generation Constraint in GWh | FALSE | L | Annual | Qualifying Generation | TWh | 0.52384 | 3.6686 | 3.6686 | 3.6686 | 3.6686 | 3.6686 | 4.4389
Wind and Solar Generation Cap 30% - CNSK v5.14 | 1329 | 6249 | Generation Constraint in GWh | FALSE | L | Annual | Rate | lb/MWh | 0 | 0 | 0 | 0 | 0 | 0 | 0
Wind and Solar Generation Cap 30% - CNSK v5.14 | 1329 | 6249 | Generation Constraint in GWh | FALSE | L | Annual | Constraint Shadow Price | US2011$/MWh | 0 | 0 | 0 | 0 | 0 | 0 | 0
Wind and Solar Generation Cap 30% - ERC_REST v5.14 | 1330 | 6250 | Generation Constraint in GWh | FALSE | L | Annual | Seasons Included | Seasons | Winter, Summer | Winter, Summer | Winter, Summer | Winter, Summer | Winter, Summer | Winter, Summer | Winter, Summer
Wind and Solar Generation Cap 30% - ERC_REST v5.14 | 1330 | 6250 | Generation Constraint in GWh | FALSE | L | Annual | Standard | GWh | 94975.2996 | 96433.5653 | 98795.402 | 103632.4634 | 108726.4023 | 118716.2303 | 129624.8769
Wind and Solar Generation Cap 30% - ERC_REST v5.14 | 1330 | 6250 | Generation Constraint in GWh | FALSE | L | Annual | Emissions at Affected Plants | GWh | 9343.1557 | 11872.0243 | 21389.791 | 62629.0822 | 108726.4023 | 118716.2303 | 125988.6614
Wind and Solar Generation Cap 30% - ERC_REST v5.14 | 1330 | 6250 | Generation Constraint in GWh | FALSE | L | Annual | Allowances Purchased | GWh | 0 | 0 | 0 | 0 | 0 | 0 | 0
Wind and Solar Generation Cap 30% - ERC_REST v5.14 | 1330 | 6250 | Generation Constraint in GWh | FALSE | L | Annual | Allowances Sold | GWh | 0 | 0 | 0 | 0 | 0 | 0 | 0
Wind and Solar Generation Cap 30% - ERC_REST v5.14 | 1330 | 6250 | Generation Constraint in GWh | FALSE | L | Annual | Allowances Banked | GWh | 0 | 0 | 0 | 0 | 0 | 0 | 0
Wind and Solar Generation Cap 30% - ERC_REST v5.14 | 1330 | 6250 | Generation Constraint in GWh | FALSE | L | Annual | Allowances Withdrawn (1:1) | GWh | 0 | 0 | 0 | 0 | 0 | 0 | 0
Wind and Solar Generation Cap 30% - ERC_REST v5.14 | 1330 | 6250 | Generation Constraint in GWh | FALSE | L | Annual | Allowances Withdrawn (n:1) | GWh | 0 | 0 | 0 | 0 | 0 | 0 | 0
Wind and Solar Generation Cap 30% - ERC_REST v5.14 | 1330 | 6250 | Generation Constraint in GWh | FALSE | L | Annual | Net Emissions Allowance Position | GWh | 9343.1557 | 11872.0243 | 21389.791 | 62629.0822 | 108726.4023 | 118716.2303 | 125988.6614
Wind and Solar Generation Cap 30% - ERC_REST v5.14 | 1330 | 6250 | Generation Constraint in GWh | FALSE | L | Annual | Fuel Consumed | TBtu | 0 | 0 | 0 | 0 | 0 | 0 | 0
Wind and Solar Generation Cap 30% - ERC_REST v5.14 | 1330 | 6250 | Generation Constraint in GWh | FALSE | L | Annual | Heat Rate | MMBtu/MWh | 0 | 0 | 0 | 0 | 0 | 0 | 0
Wind and Solar Generation Cap 30% - ERC_REST v5.14 | 1330 | 6250 | Generation Constraint in GWh | FALSE | L | Annual | Generation | TWh | 9.3432 | 11.872 | 21.3898 | 62.6291 | 108.7264 | 118.7162 | 125.9887
Wind and Solar Generation Cap 30% - ERC_REST v5.14 | 1330 | 6250 | Generation Constraint in GWh | FALSE | L | Annual | Qualifying Generation | TWh | 9.3432 | 11.872 | 21.3898 | 62.6291 | 108.7264 | 118.7162 | 125.9887
Wind and Solar Generation Cap 30% - ERC_REST v5.14 | 1330 | 6250 | Generation Constraint in GWh | FALSE | L | Annual | Rate | lb/MWh | 0 | 0 | 0 | 0 | 0 | 0 | 0
Wind and Solar Generation Cap 30% - ERC_REST v5.14 | 1330 | 6250 | Generation Constraint in GWh | FALSE | L | Annual | Constraint Shadow Price | US2011$/MWh | 0 | 0 | 0 | 0 | 7.3513 | 0.94554 | 0
Wind and Solar Generation Cap 30% - ERC_WEST v5.14 | 1331 | 6251 | Generation Constraint in GWh | FALSE | L | Annual | Seasons Included | Seasons | Winter, Summer | Winter, Summer | Winter, Summer | Winter, Summer | Winter, Summer | Winter, Summer | Winter, Summer
Wind and Solar Generation Cap 30% - ERC_WEST v5.14 | 1331 | 6251 | Generation Constraint in GWh | FALSE | L | Annual | Standard | GWh | 29804.2721 | 29804.2721 | 29804.2721 | 29804.2721 | 29804.2721 | 29804.2721 | 29804.2721
Wind and Solar Generation Cap 30% - ERC_WEST v5.14 | 1331 | 6251 | Generation Constraint in GWh | FALSE | L | Annual | Emissions at Affected Plants | GWh | 29803.2721 | 29804.2721 | 29804.2721 | 29804.2721 | 29804.2721 | 29804.2721 | 29804.2721
Wind and Solar Generation Cap 30% - ERC_WEST v5.14 | 1331 | 6251 | Generation Constraint in GWh | FALSE | L | Annual | Allowances Purchased | GWh | 0 | 0 | 0 | 0 | 0 | 0 | 0
Wind and Solar Generation Cap 30% - ERC_WEST v5.14 | 1331 | 6251 | Generation Constraint in GWh | FALSE | L | Annual | Allowances Sold | GWh | 0 | 0 | 0 | 0 | 0 | 0 | 0
Wind and Solar Generation Cap 30% - ERC_WEST v5.14 | 1331 | 6251 | Generation Constraint in GWh | FALSE | L | Annual | Allowances Banked | GWh | 0 | 0 | 0 | 0 | 0 | 0 | 0
Wind and Solar Generation Cap 30% - ERC_WEST v5.14 | 1331 | 6251 | Generation Constraint in GWh | FALSE | L | Annual | Allowances Withdrawn (1:1) | GWh | 0 | 0 | 0 | 0 | 0 | 0 | 0
Wind and Solar Generation Cap 30% - ERC_WEST v5.14 | 1331 | 6251 | Generation Constraint in GWh | FALSE | L | Annual | Allowances Withdrawn (n:1) | GWh | 0 | 0 | 0 | 0 | 0 | 0 | 0
Wind and Solar Generation Cap 30% - ERC_WEST v5.14 | 1331 | 6251 | Generation Constraint in GWh | FALSE | L | Annual | Net Emissions Allowance Position | GWh | 29803.2721 | 29804.2721 | 29804.2721 | 29804.2721 | 29804.2721 | 29804.2721 | 29804.2721
Wind and Solar Generation Cap 30% - ERC_WEST v5.14 | 1331 | 6251 | Generation Constraint in GWh | FALSE | L | Annual | Fuel Consumed | TBtu | 0 | 0 | 0 | 0 | 0 | 0 | 0
Wind and Solar Generation Cap 30% - ERC_WEST v5.14 | 1331 | 6251 | Generation Constraint in GWh | FALSE | L | Annual | Heat Rate | MMBtu/MWh | 0 | 0 | 0 | 0 | 0 | 0 | 0
Wind and Solar Generation Cap 30% - ERC_WEST v5.14 | 1331 | 6251 | Generation Constraint in GWh | FALSE | L | Annual | Generation | TWh | 29.8033 | 29.8043 | 29.8043 | 29.8043 | 29.8043 | 29.8043 | 29.8043
Wind and Solar Generation Cap 30% - ERC_WEST v5.14 | 1331 | 6251 | Generation Constraint in GWh | FALSE | L | Annual | Qualifying Generation | TWh | 29.8033 | 29.8043 | 29.8043 | 29.8043 | 29.8043 | 29.8043 | 29.8043
Wind and Solar Generation Cap 30% - ERC_WEST v5.14 | 1331 | 6251 | Generation Constraint in GWh | FALSE | L | Annual | Rate | lb/MWh | 0 | 0 | 0 | 0 | 0 | 0 | 0
Wind and Solar Generation Cap 30% - ERC_WEST v5.14 | 1331 | 6251 | Generation Constraint in GWh | FALSE | L | Annual | Constraint Shadow Price | US2011$/MWh | 0 | 0 | 0 | 0 | 0 | 0 | 200.3775
Wind and Solar Generation Cap 30% - FRCC v5.14 | 1332 | 6252 | Generation Constraint in GWh | FALSE | L | Annual | Seasons Included | Seasons | Winter, Summer | Winter, Summer | Winter, Summer | Winter, Summer | Winter, Summer | Winter, Summer | Winter, Summer
Wind and Solar Generation Cap 30% - FRCC v5.14 | 1332 | 6252 | Generation Constraint in GWh | FALSE | L | Annual | Standard | GWh | 70137.9658 | 71360.4331 | 72149.9287 | 74651.6806 | 78089.3026 | 85109.0812 | 92759.9056
Wind and Solar Generation Cap 30% - FRCC v5.14 | 1332 | 6252 | Generation Constraint in GWh | FALSE | L | Annual | Emissions at Affected Plants | GWh | 306.2774 | 306.9215 | 306.9215 | 306.9215 | 308.8462 | 56742.2896 | 61842.8392
Wind and Solar Generation Cap 30% - FRCC v5.14 | 1332 | 6252 | Generation Constraint in GWh | FALSE | L | Annual | Allowances Purchased | GWh | 0 | 0 | 0 | 0 | 0 | 0 | 0
Wind and Solar Generation Cap 30% - FRCC v5.14 | 1332 | 6252 | Generation Constraint in GWh | FALSE | L | Annual | Allowances Sold | GWh | 0 | 0 | 0 | 0 | 0 | 0 | 0
Wind and Solar Generation Cap 30% - FRCC v5.14 | 1332 | 6252 | Generation Constraint in GWh | FALSE | L | Annual | Allowances Banked | GWh | 0 | 0 | 0 | 0 | 0 | 0 | 0
Wind and Solar Generation Cap 30% - FRCC v5.14 | 1332 | 6252 | Generation Constraint in GWh | FALSE | L | Annual | Allowances Withdrawn (1:1) | GWh | 0 | 0 | 0 | 0 | 0 | 0 | 0
Wind and Solar Generation Cap 30% - FRCC v5.14 | 1332 | 6252 | Generation Constraint in GWh | FALSE | L | Annual | Allowances Withdrawn (n:1) | GWh | 0 | 0 | 0 | 0 | 0 | 0 | 0
Wind and Solar Generation Cap 30% - FRCC v5.14 | 1332 | 6252 | Generation Constraint in GWh | FALSE | L | Annual | Net Emissions Allowance Position | GWh | 306.2774 | 306.9215 | 306.9215 | 306.9215 | 308.8462 | 56742.2896 | 61842.8392
Wind and Solar Generation Cap 30% - FRCC v5.14 | 1332 | 6252 | Generation Constraint in GWh | FALSE | L | Annual | Fuel Consumed | TBtu | 0 | 0 | 0 | 0 | 0 | 0 | 0
Wind and Solar Generation Cap 30% - FRCC v5.14 | 1332 | 6252 | Generation Constraint in GWh | FALSE | L | Annual | Heat Rate | MMBtu/MWh | 0 | 0 | 0 | 0 | 0 | 0 | 0
Wind and Solar Generation Cap 30% - FRCC v5.14 | 1332 | 6252 | Generation Constraint in GWh | FALSE | L | Annual | Generation | TWh | 0.30628 | 0.30692 | 0.30692 | 0.30692 | 0.30885 | 56.7423 | 61.8428
Wind and Solar Generation Cap 30% - FRCC v5.14 | 1332 | 6252 | Generation Constraint in GWh | FALSE | L | Annual | Qualifying Generation | TWh | 0.30628 | 0.30692 | 0.30692 | 0.30692 | 0.30885 | 56.7423 | 61.8428
Wind and Solar Generation Cap 30% - FRCC v5.14 | 1332 | 6252 | Generation Constraint in GWh | FALSE | L | Annual | Rate | lb/MWh | 0 | 0 | 0 | 0 | 0 | 0 | 0
Wind and Solar Generation Cap 30% - FRCC v5.14 | 1332 | 6252 | Generation Constraint in GWh | FALSE | L | Annual | Constraint Shadow Price | US2011$/MWh | 0 | 0 | 0 | 0 | 0 | 0 | 0
Wind and Solar Generation Cap 30% - MAP_WAUE v5.14 | 1333 | 6253 | Generation Constraint in GWh | FALSE | L | Annual | Seasons Included | Seasons | Winter, Summer | Winter, Summer | Winter, Summer | Winter, Summer | Winter, Summer | Winter, Summer | Winter, Summer
Wind and Solar Generation Cap 30% - MAP_WAUE v5.14 | 1333 | 6253 | Generation Constraint in GWh | FALSE | L | Annual | Standard | GWh | 6724.6717 | 6907.2105 | 6995.2309 | 7236.4566 | 7380.2839 | 7692.1672 | 8017.2322
Wind and Solar Generation Cap 30% - MAP_WAUE v5.14 | 1333 | 6253 | Generation Constraint in GWh | FALSE | L | Annual | Emissions at Affected Plants | GWh | 954.9772 | 1617.3568 | 1617.3568 | 2012.9674 | 4920.5226 | 4920.5226 | 4920.5226
Wind and Solar Generation Cap 30% - MAP_WAUE v5.14 | 1333 | 6253 | Generation Constraint in GWh | FALSE | L | Annual | Allowances Purchased | GWh | 0 | 0 | 0 | 0 | 0 | 0 | 0
Wind and Solar Generation Cap 30% - MAP_WAUE v5.14 | 1333 | 6253 | Generation Constraint in GWh | FALSE | L | Annual | Allowances Sold | GWh | 0 | 0 | 0 | 0 | 0 | 0 | 0
Wind and Solar Generation Cap 30% - MAP_WAUE v5.14 | 1333 | 6253 | Generation Constraint in GWh | FALSE | L | Annual | Allowances Banked | GWh | 0 | 0 | 0 | 0 | 0 | 0 | 0
Wind and Solar Generation Cap 30% - MAP_WAUE v5.14 | 1333 | 6253 | Generation Constraint in GWh | FALSE | L | Annual | Allowances Withdrawn (1:1) | GWh | 0 | 0 | 0 | 0 | 0 | 0 | 0
Wind and Solar Generation Cap 30% - MAP_WAUE v5.14 | 1333 | 6253 | Generation Constraint in GWh | FALSE | L | Annual | Allowances Withdrawn (n:1) | GWh | 0 | 0 | 0 | 0 | 0 | 0 | 0
Wind and Solar Generation Cap 30% - MAP_WAUE v5.14 | 1333 | 6253 | Generation Constraint in GWh | FALSE | L | Annual | Net Emissions Allowance Position | GWh | 954.9772 | 1617.3568 | 1617.3568 | 2012.9674 | 4920.5226 | 4920.5226 | 4920.5226
Wind and Solar Generation Cap 30% - MAP_WAUE v5.14 | 1333 | 6253 | Generation Constraint in GWh | FALSE | L | Annual | Fuel Consumed | TBtu | 0 | 0 | 0 | 0 | 0 | 0 | 0
Wind and Solar Generation Cap 30% - MAP_WAUE v5.14 | 1333 | 6253 | Generation Constraint in GWh | FALSE | L | Annual | Heat Rate | MMBtu/MWh | 0 | 0 | 0 | 0 | 0 | 0 | 0
Wind and Solar Generation Cap 30% - MAP_WAUE v5.14 | 1333 | 6253 | Generation Constraint in GWh | FALSE | L | Annual | Generation | TWh | 0.95498 | 1.6174 | 1.6174 | 2.013 | 4.9205 | 4.9205 | 4.9205
Wind and Solar Generation Cap 30% - MAP_WAUE v5.14 | 1333 | 6253 | Generation Constraint in GWh | FALSE | L | Annual | Qualifying Generation | TWh | 0.95498 | 1.6174 | 1.6174 | 2.013 | 4.9205 | 4.9205 | 4.9205
Wind and Solar Generation Cap 30% - MAP_WAUE v5.14 | 1333 | 6253 | Generation Constraint in GWh | FALSE | L | Annual | Rate | lb/MWh | 0 | 0 | 0 | 0 | 0 | 0 | 0
Wind and Solar Generation Cap 30% - MAP_WAUE v5.14 | 1333 | 6253 | Generation Constraint in GWh | FALSE | L | Annual | Constraint Shadow Price | US2011$/MWh | 0 | 0 | 0 | 0 | 0 | 0 | 0
Wind and Solar Generation Cap 30% - MIS_IA v5.14 | 1334 | 6254 | Generation Constraint in GWh | FALSE | L | Annual | Seasons Included | Seasons | Winter, Summer | Winter, Summer | Winter, Summer | Winter, Summer | Winter, Summer | Winter, Summer | Winter, Summer
Wind and Solar Generation Cap 30% - MIS_IA v5.14 | 1334 | 6254 | Generation Constraint in GWh | FALSE | L | Annual | Standard | GWh | 10985.208 | 10985.208 | 10985.208 | 10985.208 | 10985.208 | 10985.208 | 10985.208
Wind and Solar Generation Cap 30% - MIS_IA v5.14 | 1334 | 6254 | Generation Constraint in GWh | FALSE | L | Annual | Emissions at Affected Plants | GWh | 10984.208 | 10985.208 | 10985.208 | 10985.208 | 10985.208 | 10985.208 | 10985.208
Wind and Solar Generation Cap 30% - MIS_IA v5.14 | 1334 | 6254 | Generation Constraint in GWh | FALSE | L | Annual | Allowances Purchased | GWh | 0 | 0 | 0 | 0 | 0 | 0 | 0
Wind and Solar Generation Cap 30% - MIS_IA v5.14 | 1334 | 6254 | Generation Constraint in GWh | FALSE | L | Annual | Allowances Sold | GWh | 0 | 0 | 0 | 0 | 0 | 0 | 0
Wind and Solar Generation Cap 30% - MIS_IA v5.14 | 1334 | 6254 | Generation Constraint in GWh | FALSE | L | Annual | Allowances Banked | GWh | 0 | 0 | 0 | 0 | 0 | 0 | 0
Wind and Solar Generation Cap 30% - MIS_IA v5.14 | 1334 | 6254 | Generation Constraint in GWh | FALSE | L | Annual | Allowances Withdrawn (1:1) | GWh | 0 | 0 | 0 | 0 | 0 | 0 | 0
Wind and Solar Generation Cap 30% - MIS_IA v5.14 | 1334 | 6254 | Generation Constraint in GWh | FALSE | L | Annual | Allowances Withdrawn (n:1) | GWh | 0 | 0 | 0 | 0 | 0 | 0 | 0
Wind and Solar Generation Cap 30% - MIS_IA v5.14 | 1334 | 6254 | Generation Constraint in GWh | FALSE | L | Annual | Net Emissions Allowance Position | GWh | 10984.208 | 10985.208 | 10985.208 | 10985.208 | 10985.208 | 10985.208 | 10985.208
Wind and Solar Generation Cap 30% - MIS_IA v5.14 | 1334 | 6254 | Generation Constraint in GWh | FALSE | L | Annual | Fuel Consumed | TBtu | 0 | 0 | 0 | 0 | 0 | 0 | 0
Wind and Solar Generation Cap 30% - MIS_IA v5.14 | 1334 | 6254 | Generation Constraint in GWh | FALSE | L | Annual | Heat Rate | MMBtu/MWh | 0 | 0 | 0 | 0 | 0 | 0 | 0
Wind and Solar Generation Cap 30% - MIS_IA v5.14 | 1334 | 6254 | Generation Constraint in GWh | FALSE | L | Annual | Generation | TWh | 10.9842 | 10.9852 | 10.9852 | 10.9852 | 10.9852 | 10.9852 | 10.9852
Wind and Solar Generation Cap 30% - MIS_IA v5.14 | 1334 | 6254 | Generation Constraint in GWh | FALSE | L | Annual | Qualifying Generation | TWh | 10.9842 | 10.9852 | 10.9852 | 10.9852 | 10.9852 | 10.9852 | 10.9852
Wind and Solar Generation Cap 30% - MIS_IA v5.14 | 1334 | 6254 | Generation Constraint in GWh | FALSE | L | Annual | Rate | lb/MWh | 0 | 0 | 0 | 0 | 0 | 0 | 0
Wind and Solar Generation Cap 30% - MIS_IA v5.14 | 1334 | 6254 | Generation Constraint in GWh | FALSE | L | Annual | Constraint Shadow Price | US2011$/MWh | 0 | 0 | 0 | 0 | 0 | 0 | 200.768
Wind and Solar Generation Cap 30% - MIS_IL v5.14 | 1335 | 6255 | Generation Constraint in GWh | FALSE | L | Annual | Seasons Included | Seasons | Winter, Summer | Winter, Summer | Winter, Summer | Winter, Summer | Winter, Summer | Winter, Summer | Winter, Summer
Wind and Solar Generation Cap 30% - MIS_IL v5.14 | 1335 | 6255 | Generation Constraint in GWh | FALSE | L | Annual | Standard | GWh | 17284.5282 | 17623.1414 | 17762.5164 | 18221.6194 | 18579.901 | 19339.4227 | 20129.9942
Wind and Solar Generation Cap 30% - MIS_IL v5.14 | 1335 | 6255 | Generation Constraint in GWh | FALSE | L | Annual | Emissions at Affected Plants | GWh | 2121.6185 | 4895.2414 | 4895.2414 | 7555.1683 | 12386.934 | 12386.934 | 12386.934
Wind and Solar Generation Cap 30% - MIS_IL v5.14 | 1335 | 6255 | Generation Constraint in GWh | FALSE | L | Annual | Allowances Purchased | GWh | 0 | 0 | 0 | 0 | 0 | 0 | 0
Wind and Solar Generation Cap 30% - MIS_IL v5.14 | 1335 | 6255 | Generation Constraint in GWh | FALSE | L | Annual | Allowances Sold | GWh | 0 | 0 | 0 | 0 | 0 | 0 | 0
Wind and Solar Generation Cap 30% - MIS_IL v5.14 | 1335 | 6255 | Generation Constraint in GWh | FALSE | L | Annual | Allowances Banked | GWh | 0 | 0 | 0 | 0 | 0 | 0 | 0
Wind and Solar Generation Cap 30% - MIS_IL v5.14 | 1335 | 6255 | Generation Constraint in GWh | FALSE | L | Annual | Allowances Withdrawn (1:1) | GWh | 0 | 0 | 0 | 0 | 0 | 0 | 0
Wind and Solar Generation Cap 30% - MIS_IL v5.14 | 1335 | 6255 | Generation Constraint in GWh | FALSE | L | Annual | Allowances Withdrawn (n:1) | GWh | 0 | 0 | 0 | 0 | 0 | 0 | 0
Wind and Solar Generation Cap 30% - MIS_IL v5.14 | 1335 | 6255 | Generation Constraint in GWh | FALSE | L | Annual | Net Emissions Allowance Position | GWh | 2121.6185 | 4895.2414 | 4895.2414 | 7555.1683 | 12386.934 | 12386.934 | 12386.934
Wind and Solar Generation Cap 30% - MIS_IL v5.14 | 1335 | 6255 | Generation Constraint in GWh | FALSE | L | Annual | Fuel Consumed | TBtu | 0 | 0 | 0 | 0 | 0 | 0 | 0
Wind and Solar Generation Cap 30% - MIS_IL v5.14 | 1335 | 6255 | Generation Constraint in GWh | FALSE | L | Annual | Heat Rate | MMBtu/MWh | 0 | 0 | 0 | 0 | 0 | 0 | 0
Wind and Solar Generation Cap 30% - MIS_IL v5.14 | 1335 | 6255 | Generation Constraint in GWh | FALSE | L | Annual | Generation | TWh | 2.1216 | 4.8952 | 4.8952 | 7.5552 | 12.3869 | 12.3869 | 12.3869
Wind and Solar Generation Cap 30% - MIS_IL v5.14 | 1335 | 6255 | Generation Constraint in GWh | FALSE | L | Annual | Qualifying Generation | TWh | 2.1216 | 4.8952 | 4.8952 | 7.5552 | 12.3869 | 12.3869 | 12.3869
Wind and Solar Generation Cap 30% - MIS_IL v5.14 | 1335 | 6255 | Generation Constraint in GWh | FALSE | L | Annual | Rate | lb/MWh | 0 | 0 | 0 | 0 | 0 | 0 | 0
Wind and Solar Generation Cap 30% - MIS_IL v5.14 | 1335 | 6255 | Generation Constraint in GWh | FALSE | L | Annual | Constraint Shadow Price | US2011$/MWh | 0 | 0 | 0 | 0 | 0 | 0 | 0
Wind and Solar Generation Cap 30% - MIS_INKY v5.14 | 1336 | 6256 | Generation Constraint in GWh | FALSE | L | Annual | Seasons Included | Seasons | Winter, Summer | Winter, Summer | Winter, Summer | Winter, Summer | Winter, Summer | Winter, Summer | Winter, Summer
Wind and Solar Generation Cap 30% - MIS_INKY v5.14 | 1336 | 6256 | Generation Constraint in GWh | FALSE | L | Annual | Standard | GWh | 29272.4396 | 30022.6384 | 30314.2462 | 31123.0815 | 31678.7308 | 32734.7124 | 33825.8954
Wind and Solar Generation Cap 30% - MIS_INKY v5.14 | 1336 | 6256 | Generation Constraint in GWh | FALSE | L | Annual | Emissions at Affected Plants | GWh | 1332.7047 | 6453.9821 | 6453.9821 | 6453.9821 | 21306.6073 | 21306.6073 | 21306.6073
Wind and Solar Generation Cap 30% - MIS_INKY v5.14 | 1336 | 6256 | Generation Constraint in GWh | FALSE | L | Annual | Allowances Purchased | GWh | 0 | 0 | 0 | 0 | 0 | 0 | 0
Wind and Solar Generation Cap 30% - MIS_INKY v5.14 | 1336 | 6256 | Generation Constraint in GWh | FALSE | L | Annual | Allowances Sold | GWh | 0 | 0 | 0 | 0 | 0 | 0 | 0
Wind and Solar Generation Cap 30% - MIS_INKY v5.14 | 1336 | 6256 | Generation Constraint in GWh | FALSE | L | Annual | Allowances Banked | GWh | 0 | 0 | 0 | 0 | 0 | 0 | 0
Wind and Solar Generation Cap 30% - MIS_INKY v5.14 | 1336 | 6256 | Generation Constraint in GWh | FALSE | L | Annual | Allowances Withdrawn (1:1) | GWh | 0 | 0 | 0 | 0 | 0 | 0 | 0
Wind and Solar Generation Cap 30% - MIS_INKY v5.14 | 1336 | 6256 | Generation Constraint in GWh | FALSE | L | Annual | Allowances Withdrawn (n:1) | GWh | 0 | 0 | 0 | 0 | 0 | 0 | 0
Wind and Solar Generation Cap 30% - MIS_INKY v5.14 | 1336 | 6256 | Generation Constraint in GWh | FALSE | L | Annual | Net Emissions Allowance Position | GWh | 1332.7047 | 6453.9821 | 6453.9821 | 6453.9821 | 21306.6073 | 21306.6073 | 21306.6073
Wind and Solar Generation Cap 30% - MIS_INKY v5.14 | 1336 | 6256 | Generation Constraint in GWh | FALSE | L | Annual | Fuel Consumed | TBtu | 0 | 0 | 0 | 0 | 0 | 0 | 0
Wind and Solar Generation Cap 30% - MIS_INKY v5.14 | 1336 | 6256 | Generation Constraint in GWh | FALSE | L | Annual | Heat Rate | MMBtu/MWh | 0 | 0 | 0 | 0 | 0 | 0 | 0
Wind and Solar Generation Cap 30% - MIS_INKY v5.14 | 1336 | 6256 | Generation Constraint in GWh | FALSE | L | Annual | Generation | TWh | 1.3327 | 6.454 | 6.454 | 6.454 | 21.3066 | 21.3066 | 21.3066
Wind and Solar Generation Cap 30% - MIS_INKY v5.14 | 1336 | 6256 | Generation Constraint in GWh | FALSE | L | Annual | Qualifying Generation | TWh | 1.3327 | 6.454 | 6.454 | 6.454 | 21.3066 | 21.3066 | 21.3066
Wind and Solar Generation Cap 30% - MIS_INKY v5.14 | 1336 | 6256 | Generation Constraint in GWh | FALSE | L | Annual | Rate | lb/MWh | 0 | 0 | 0 | 0 | 0 | 0 | 0
Wind and Solar Generation Cap 30% - MIS_INKY v5.14 | 1336 | 6256 | Generation Constraint in GWh | FALSE | L | Annual | Constraint Shadow Price | US2011$/MWh | 0 | 0 | 0 | 0 | 0 | 0 | 0
Wind and Solar Generation Cap 30% - MIS_LMI v5.14 | 1337 | 6257 | Generation Constraint in GWh | FALSE | L | Annual | Seasons Included | Seasons | Winter, Summer | Winter, Summer | Winter, Summer | Winter, Summer | Winter, Summer | Winter, Summer | Winter, Summer
Wind and Solar Generation Cap 30% - MIS_LMI v5.14 | 1337 | 6257 | Generation Constraint in GWh | FALSE | L | Annual | Standard | GWh | 31004.704 | 31539.6331 | 31671.8146 | 32263.6411 | 32742.8029 | 33742.6093 | 34772.9459
Wind and Solar Generation Cap 30% - MIS_LMI v5.14 | 1337 | 6257 | Generation Constraint in GWh | FALSE | L | Annual | Emissions at Affected Plants | GWh | 3960.8008 | 8051.461 | 8051.461 | 8051.461 | 21830.8341 | 21830.8341 | 21830.8341
Wind and Solar Generation Cap 30% - MIS_LMI v5.14 | 1337 | 6257 | Generation Constraint in GWh | FALSE | L | Annual | Allowances Purchased | GWh | 0 | 0 | 0 | 0 | 0 | 0 | 0
Wind and Solar Generation Cap 30% - MIS_LMI v5.14 | 1337 | 6257 | Generation Constraint in GWh | FALSE | L | Annual | Allowances Sold | GWh | 0 | 0 | 0 | 0 | 0 | 0 | 0
Wind and Solar Generation Cap 30% - MIS_LMI v5.14 | 1337 | 6257 | Generation Constraint in GWh | FALSE | L | Annual | Allowances Banked | GWh | 0 | 0 | 0 | 0 | 0 | 0 | 0
Wind and Solar Generation Cap 30% - MIS_LMI v5.14 | 1337 | 6257 | Generation Constraint in GWh | FALSE | L | Annual | Allowances Withdrawn (1:1) | GWh | 0 | 0 | 0 | 0 | 0 | 0 | 0
Wind and Solar Generation Cap 30% - MIS_LMI v5.14 | 1337 | 6257 | Generation Constraint in GWh | FALSE | L | Annual | Allowances Withdrawn (n:1) | GWh | 0 | 0 | 0 | 0 | 0 | 0 | 0
Wind and Solar Generation Cap 30% - MIS_LMI v5.14 | 1337 | 6257 | Generation Constraint in GWh | FALSE | L | Annual | Net Emissions Allowance Position | GWh | 3960.8008 | 8051.461 | 8051.461 | 8051.461 | 21830.8341 | 21830.8341 | 21830.8341
Wind and Solar Generation Cap 30% - MIS_LMI v5.14 | 1337 | 6257 | Generation Constraint in GWh | FALSE | L | Annual | Fuel Consumed | TBtu | 0 | 0 | 0 | 0 | 0 | 0 | 0
Wind and Solar Generation Cap 30% - MIS_LMI v5.14 | 1337 | 6257 | Generation Constraint in GWh | FALSE | L | Annual | Heat Rate | MMBtu/MWh | 0 | 0 | 0 | 0 | 0 | 0 | 0
Wind and Solar Generation Cap 30% - MIS_LMI v5.14 | 1337 | 6257 | Generation Constraint in GWh | FALSE | L | Annual | Generation | TWh | 3.9608 | 8.0515 | 8.0515 | 8.0515 | 21.8308 | 21.8308 | 21.8308
Wind and Solar Generation Cap 30% - MIS_LMI v5.14 | 1337 | 6257 | Generation Constraint in GWh | FALSE | L | Annual | Qualifying Generation | TWh | 3.9608 | 8.0515 | 8.0515 | 8.0515 | 21.8308 | 21.8308 | 21.8308
Wind and Solar Generation Cap 30% - MIS_LMI v5.14 | 1337 | 6257 | Generation Constraint in GWh | FALSE | L | Annual | Rate | lb/MWh | 0 | 0 | 0 | 0 | 0 | 0 | 0
Wind and Solar Generation Cap 30% - MIS_LMI v5.14 | 1337 | 6257 | Generation Constraint in GWh | FALSE | L | Annual | Constraint Shadow Price | US2011$/MWh | 0 | 0 | 0 | 0 | 0 | 0 | 0
Wind and Solar Generation Cap 30% - MIS_MAPP v5.14 | 1338 | 6258 | Generation Constraint in GWh | FALSE | L | Annual | Seasons Included | Seasons | Winter, Summer | Winter, Summer | Winter, Summer | Winter, Summer | Winter, Summer | Winter, Summer | Winter, Summer
Wind and Solar Generation Cap 30% - MIS_MAPP v5.14 | 1338 | 6258 | Generation Constraint in GWh | FALSE | L | Annual | Standard | GWh | 8498.5512 | 8498.5512 | 8498.5512 | 8498.5512 | 8498.5512 | 8498.5512 | 8498.5512
Wind and Solar Generation Cap 30% - MIS_MAPP v5.14 | 1338 | 6258 | Generation Constraint in GWh | FALSE | L | Annual | Emissions at Affected Plants | GWh | 8497.5512 | 8498.5512 | 8498.5512 | 8498.5512 | 8498.5512 | 8498.5512 | 8498.5512
Wind and Solar Generation Cap 30% - MIS_MAPP v5.14 | 1338 | 6258 | Generation Constraint in GWh | FALSE | L | Annual | Allowances Purchased | GWh | 0 | 0 | 0 | 0 | 0 | 0 | 0
Wind and Solar Generation Cap 30% - MIS_MAPP v5.14 | 1338 | 6258 | Generation Constraint in GWh | FALSE | L | Annual | Allowances Sold | GWh | 0 | 0 | 0 | 0 | 0 | 0 | 0
Wind and Solar Generation Cap 30% - MIS_MAPP v5.14 | 1338 | 6258 | Generation Constraint in GWh | FALSE | L | Annual | Allowances Banked | GWh | 0 | 0 | 0 | 0 | 0 | 0 | 0
Wind and Solar Generation Cap 30% - MIS_MAPP v5.14 | 1338 | 6258 | Generation Constraint in GWh | FALSE | L | Annual | Allowances Withdrawn (1:1) | GWh | 0 | 0 | 0 | 0 | 0 | 0 | 0
Wind and Solar Generation Cap 30% - MIS_MAPP v5.14 | 1338 | 6258 | Generation Constraint in GWh | FALSE | L | Annual | Allowances Withdrawn (n:1) | GWh | 0 | 0 | 0 | 0 | 0 | 0 | 0
Wind and Solar Generation Cap 30% - MIS_MAPP v5.14 | 1338 | 6258 | Generation Constraint in GWh | FALSE | L | Annual | Net Emissions Allowance Position | GWh | 8497.5512 | 8498.5512 | 8498.5512 | 8498.5512 | 8498.5512 | 8498.5512 | 8498.5512
Wind and Solar Generation Cap 30% - MIS_MAPP v5.14 | 1338 | 6258 | Generation Constraint in GWh | FALSE | L | Annual | Fuel Consumed | TBtu | 0 | 0 | 0 | 0 | 0 | 0 | 0
Wind and Solar Generation Cap 30% - MIS_MAPP v5.14 | 1338 | 6258 | Generation Constraint in GWh | FALSE | L | Annual | Heat Rate | MMBtu/MWh | 0 | 0 | 0 | 0 | 0 | 0 | 0
Wind and Solar Generation Cap 30% - MIS_MAPP v5.14 | 1338 | 6258 | Generation Constraint in GWh | FALSE | L | Annual | Generation | TWh | 8.4976 | 8.4986 | 8.4986 | 8.4986 | 8.4986 | 8.4986 | 8.4986
Wind and Solar Generation Cap 30% - MIS_MAPP v5.14 | 1338 | 6258 | Generation Constraint in GWh | FALSE | L | Annual | Qualifying Generation | TWh | 8.4976 | 8.4986 | 8.4986 | 8.4986 | 8.4986 | 8.4986 | 8.4986
Wind and Solar Generation Cap 30% - MIS_MAPP v5.14 | 1338 | 6258 | Generation Constraint in GWh | FALSE | L | Annual | Rate | lb/MWh | 0 | 0 | 0 | 0 | 0 | 0 | 0
Wind and Solar Generation Cap 30% - MIS_MAPP v5.14 | 1338 | 6258 | Generation Constraint in GWh | FALSE | L | Annual | Constraint Shadow Price | US2011$/MWh | 0 | 0 | 0 | 0 | 0 | 0 | 161.2273
Wind and Solar Generation Cap 30% - MIS_MIDA v5.14 | 1339 | 6259 | Generation Constraint in GWh | FALSE | L | Annual | Seasons Included | Seasons | Winter, Summer | Winter, Summer | Winter, Summer | Winter, Summer | Winter, Summer | Winter, Summer | Winter, Summer
Wind and Solar Generation Cap 30% - MIS_MIDA v5.14 | 1339 | 6259 | Generation Constraint in GWh | FALSE | L | Annual | Standard | GWh | 12309.203 | 12309.203 | 12309.203 | 12309.203 | 12309.203 | 12309.203 | 12309.203
Wind and Solar Generation Cap 30% - MIS_MIDA v5.14 | 1339 | 6259 | Generation Constraint in GWh | FALSE | L | Annual | Emissions at Affected Plants | GWh | 12308.203 | 12309.203 | 12309.203 | 12309.203 | 12309.203 | 12309.203 | 12309.203
Wind and Solar Generation Cap 30% - MIS_MIDA v5.14 | 1339 | 6259 | Generation Constraint in GWh | FALSE | L | Annual | Allowances Purchased | GWh | 0 | 0 | 0 | 0 | 0 | 0 | 0
Wind and Solar Generation Cap 30% - MIS_MIDA v5.14 | 1339 | 6259 | Generation Constraint in GWh | FALSE | L | Annual | Allowances Sold | GWh | 0 | 0 | 0 | 0 | 0 | 0 | 0
Wind and Solar Generation Cap 30% - MIS_MIDA v5.14 | 1339 | 6259 | Generation Constraint in GWh | FALSE | L | Annual | Allowances Banked | GWh | 0 | 0 | 0 | 0 | 0 | 0 | 0
Wind and Solar Generation Cap 30% - MIS_MIDA v5.14 | 1339 | 6259 | Generation Constraint in GWh | FALSE | L | Annual | Allowances Withdrawn (1:1) | GWh | 0 | 0 | 0 | 0 | 0 | 0 | 0
Wind and Solar Generation Cap 30% - MIS_MIDA v5.14 | 1339 | 6259 | Generation Constraint in GWh | FALSE | L | Annual | Allowances Withdrawn (n:1) | GWh | 0 | 0 | 0 | 0 | 0 | 0 | 0
Wind and Solar Generation Cap 30% - MIS_MIDA v5.14 | 1339 | 6259 | Generation Constraint in GWh | FALSE | L | Annual | Net Emissions Allowance Position | GWh | 12308.203 | 12309.203 | 12309.203 | 12309.203 | 12309.203 | 12309.203 | 12309.203
Wind and Solar Generation Cap 30% - MIS_MIDA v5.14 | 1339 | 6259 | Generation Constraint in GWh | FALSE | L | Annual | Fuel Consumed | TBtu | 0 | 0 | 0 | 0 | 0 | 0 | 0
Wind and Solar Generation Cap 30% - MIS_MIDA v5.14 | 1339 | 6259 | Generation Constraint in GWh | FALSE | L | Annual | Heat Rate | MMBtu/MWh | 0 | 0 | 0 | 0 | 0 | 0 | 0
Wind and Solar Generation Cap 30% - MIS_MIDA v5.14 | 1339 | 6259 | Generation Constraint in GWh | FALSE | L | Annual | Generation | TWh | 12.3082 | 12.3092 | 12.3092 | 12.3092 | 12.3092 | 12.3092 | 12.3092
Wind and Solar Generation Cap 30% - MIS_MIDA v5.14 | 1339 | 6259 | Generation Constraint in GWh | FALSE | L | Annual | Qualifying Generation | TWh | 12.3082 | 12.3092 | 12.3092 | 12.3092 | 12.3092 | 12.3092 | 12.3092
Wind and Solar Generation Cap 30% - MIS_MIDA v5.14 | 1339 | 6259 | Generation Constraint in GWh | FALSE | L | Annual | Rate | lb/MWh | 0 | 0 | 0 | 0 | 0 | 0 | 0
Wind and Solar Generation Cap 30% - MIS_MIDA v5.14 | 1339 | 6259 | Generation Constraint in GWh | FALSE | L | Annual | Constraint Shadow Price | US2011$/MWh | 0 | 0 | 0 | 0 | 0 | 0 | 195.0812
Wind and Solar Generation Cap 30% - MIS_MNWI v5.14 | 1340 | 6260 | Generation Constraint in GWh | FALSE | L | Annual | Seasons Included | Seasons | Winter, Summer | Winter, Summer | Winter, Summer | Winter, Summer | Winter, Summer | Winter, Summer | Winter, Summer
Wind and Solar Generation Cap 30% - MIS_MNWI v5.14 | 1340 | 6260 | Generation Constraint in GWh | FALSE | L | Annual | Standard | GWh | 26352.4916 | 27067.8998 | 27412.8703 | 28358.2847 | 28921.9744 | 30144.3111 | 31418.3095
Wind and Solar Generation Cap 30% - MIS_MNWI v5.14 | 1340 | 6260 | Generation Constraint in GWh | FALSE | L | Annual | Emissions at Affected Plants | GWh | 9200.8456 | 18065.0197 | 19134.0167 | 20078.4964 | 20493.2226 | 20540.8101 | 31418.3095
Wind and Solar Generation Cap 30% - MIS_MNWI v5.14 | 1340 | 6260 | Generation Constraint in GWh | FALSE | L | Annual | Allowances Purchased | GWh | 0 | 0 | 0 | 0 | 0 | 0 | 0
Wind and Solar Generation Cap 30% - MIS_MNWI v5.14 | 1340 | 6260 | Generation Constraint in GWh | FALSE | L | Annual | Allowances Sold | GWh | 0 | 0 | 0 | 0 | 0 | 0 | 0
Wind and Solar Generation Cap 30% - MIS_MNWI v5.14 | 1340 | 6260 | Generation Constraint in GWh | FALSE | L | Annual | Allowances Banked | GWh | 0 | 0 | 0 | 0 | 0 | 0 | 0
Wind and Solar Generation Cap 30% - MIS_MNWI v5.14 | 1340 | 6260 | Generation Constraint in GWh | FALSE | L | Annual | Allowances Withdrawn (1:1) | GWh | 0 | 0 | 0 | 0 | 0 | 0 | 0
Wind and Solar Generation Cap 30% - MIS_MNWI v5.14 | 1340 | 6260 | Generation Constraint in GWh | FALSE | L | Annual | Allowances Withdrawn (n:1) | GWh | 0 | 0 | 0 | 0 | 0 | 0 | 0
Wind and Solar Generation Cap 30% - MIS_MNWI v5.14 | 1340 | 6260 | Generation Constraint in GWh | FALSE | L | Annual | Net Emissions Allowance Position | GWh | 9200.8456 | 18065.0197 | 19134.0167 | 20078.4964 | 20493.2226 | 20540.8101 | 31418.3095
Wind and Solar Generation Cap 30% - MIS_MNWI v5.14 | 1340 | 6260 | Generation Constraint in GWh | FALSE | L | Annual | Fuel Consumed | TBtu | 0 | 0 | 0 | 0 | 0 | 0 | 0
Wind and Solar Generation Cap 30% - MIS_MNWI v5.14 | 1340 | 6260 | Generation Constraint in GWh | FALSE | L | Annual | Heat Rate | MMBtu/MWh | 0 | 0 | 0 | 0 | 0 | 0 | 0
Wind and Solar Generation Cap 30% - MIS_MNWI v5.14 | 1340 | 6260 | Generation Constraint in GWh | FALSE | L | Annual | Generation | TWh | 9.2008 | 18.065 | 19.134 | 20.0785 | 20.4932 | 20.5408 | 31.4183
Wind and Solar Generation Cap 30% - MIS_MNWI v5.14 | 1340 | 6260 | Generation Constraint in GWh | FALSE | L | Annual | Qualifying Generation | TWh | 9.2008 | 18.065 | 19.134 | 20.0785 | 20.4932 | 20.5408 | 31.4183
Wind and Solar Generation Cap 30% - MIS_MNWI v5.14 | 1340 | 6260 | Generation Constraint in GWh | FALSE | L | Annual | Rate | lb/MWh | 0 | 0 | 0 | 0 | 0 | 0 | 0
Wind and Solar Generation Cap 30% - MIS_MNWI v5.14 | 1340 | 6260 | Generation Constraint in GWh | FALSE | L | Annual | Constraint Shadow Price | US2011$/MWh | 0 | 0 | 0 | 0 | 0 | 0 | 3.4348
Wind and Solar Generation Cap 30% - MIS_MO v5.14 | 1341 | 6261 | Generation Constraint in GWh | FALSE | L | Annual | Seasons Included | Seasons | Winter, Summer | Winter, Summer | Winter, Summer | Winter, Summer | Winter, Summer | Winter, Summer | Winter, Summer
Wind and Solar Generation Cap 30% - MIS_MO v5.14 | 1341 | 6261 | Generation Constraint in GWh | FALSE | L | Annual | Standard | GWh | 14687.347 | 14975.0771 | 15093.5083 | 15483.6223 | 15788.0653 | 16433.4542 | 17105.2272
Wind and Solar Generation Cap 30% - MIS_MO v5.14 | 1341 | 6261 | Generation Constraint in GWh | FALSE | L | Annual | Emissions at Affected Plants | GWh | 1190.6344 | 5609.0463 | 5724.7113 | 5923.4861 | 11253.0873 | 11253.0873 | 11253.0873
Wind and Solar Generation Cap 30% - MIS_MO v5.14 | 1341 | 6261 | Generation Constraint in GWh | FALSE | L | Annual | Allowances Purchased | GWh | 0 | 0 | 0 | 0 | 0 | 0 | 0
Wind and Solar Generation Cap 30% - MIS_MO v5.14 | 1341 | 6261 | Generation Constraint in GWh | FALSE | L | Annual | Allowances Sold | GWh | 0 | 0 | 0 | 0 | 0 | 0 | 0
Wind and Solar Generation Cap 30% - MIS_MO v5.14 | 1341 | 6261 | Generation Constraint in GWh | FALSE | L | Annual | Allowances Banked | GWh | 0 | 0 | 0 | 0 | 0 | 0 | 0
Wind and Solar Generation Cap 30% - MIS_MO v5.14 | 1341 | 6261 | Generation Constraint in GWh | FALSE | L | Annual | Allowances Withdrawn (1:1) | GWh | 0 | 0 | 0 | 0 | 0 | 0 | 0
Wind and Solar Generation Cap 30% - MIS_MO v5.14 | 1341 | 6261 | Generation Constraint in GWh | FALSE | L | Annual | Allowances Withdrawn (n:1) | GWh | 0 | 0 | 0 | 0 | 0 | 0 | 0
Wind and Solar Generation Cap 30% - MIS_MO v5.14 | 1341 | 6261 | Generation Constraint in GWh | FALSE | L | Annual | Net Emissions Allowance Position | GWh | 1190.6344 | 5609.0463 | 5724.7113 | 5923.4861 | 11253.0873 | 11253.0873 | 11253.0873
Wind and Solar Generation Cap 30% - MIS_MO v5.14 | 1341 | 6261 | Generation Constraint in GWh | FALSE | L | Annual | Fuel Consumed | TBtu | 0 | 0 | 0 | 0 | 0 | 0 | 0
Wind and Solar Generation Cap 30% - MIS_MO v5.14 | 1341 | 6261 | Generation Constraint in GWh | FALSE | L | Annual | Heat Rate | MMBtu/MWh | 0 | 0 | 0 | 0 | 0 | 0 | 0
Wind and Solar Generation Cap 30% - MIS_MO v5.14 | 1341 | 6261 | Generation Constraint in GWh | FALSE | L | Annual | Generation | TWh | 1.1906 | 5.609 | 5.7247 | 5.9235 | 11.2531 | 11.2531 | 11.2531
Wind and Solar Generation Cap 30% - MIS_MO v5.14 | 1341 | 6261 | Generation Constraint in GWh | FALSE | L | Annual | Qualifying Generation | TWh | 1.1906 | 5.609 | 5.7247 | 5.9235 | 11.2531 | 11.2531 | 11.2531
Wind and Solar Generation Cap 30% - MIS_MO v5.14 | 1341 | 6261 | Generation Constraint in GWh | FALSE | L | Annual | Rate | lb/MWh | 0 | 0 | 0 | 0 | 0 | 0 | 0
Wind and Solar Generation Cap 30% - MIS_MO v5.14 | 1341 | 6261 | Generation Constraint in GWh | FALSE | L | Annual | Constraint Shadow Price | US2011$/MWh | 0 | 0 | 0 | 0 | 0 | 0 | 0
Wind and Solar Generation Cap 30% - MIS_WUMS v5.14 | 1342 | 6262 | Generation Constraint in GWh | FALSE | L | Annual | Seasons Included | Seasons | Winter, Summer | Winter, Summer | Winter, Summer | Winter, Summer | Winter, Summer | Winter, Summer | Winter, Summer
Wind and Solar Generation Cap 30% - MIS_WUMS v5.14 | 1342 | 6262 | Generation Constraint in GWh | FALSE | L | Annual | Standard | GWh | 16463.3697 | 16866.5477 | 17004.4525 | 17415.8998 | 17684.6433 | 18215.0049 | 18761.2729
Wind and Solar Generation Cap 30% - MIS_WUMS v5.14 | 1342 | 6262 | Generation Constraint in GWh | FALSE | L | Annual | Emissions at Affected Plants | GWh | 1649.0175 | 3601.8322 | 3601.8322 | 3606.0256 | 6107.1582 | 6107.1582 | 6107.1582
Wind and Solar Generation Cap 30% - MIS_WUMS v5.14 | 1342 | 6262 | Generation Constraint in GWh | FALSE | L | Annual | Allowances Purchased | GWh | 0 | 0 | 0 | 0 | 0 | 0 | 0
Wind and Solar Generation Cap 30% - MIS_WUMS v5.14 | 1342 | 6262 | Generation Constraint in GWh | FALSE | L | Annual | Allowances Sold | GWh | 0 | 0 | 0 | 0 | 0 | 0 | 0
Wind and Solar Generation Cap 30% - MIS_WUMS v5.14 | 1342 | 6262 | Generation Constraint in GWh | FALSE | L | Annual | Allowances Banked | GWh | 0 | 0 | 0 | 0 | 0 | 0 | 0
Wind and Solar Generation Cap 30% - MIS_WUMS v5.14 | 1342 | 6262 | Generation Constraint in GWh | FALSE | L | Annual | Allowances Withdrawn (1:1) | GWh | 0 | 0 | 0 | 0 | 0 | 0 | 0
Wind and Solar Generation Cap 30% - MIS_WUMS v5.14 | 1342 | 6262 | Generation Constraint in GWh | FALSE | L | Annual | Allowances Withdrawn (n:1) | GWh | 0 | 0 | 0 | 0 | 0 | 0 | 0
Wind and Solar Generation Cap 30% - MIS_WUMS v5.14 | 1342 | 6262 | Generation Constraint in GWh | FALSE | L | Annual | Net Emissions Allowance Position | GWh | 1649.0175 | 3601.8322 | 3601.8322 | 3606.0256 | 6107.1582 | 6107.1582 | 6107.1582
Wind and Solar Generation Cap 30% - MIS_WUMS v5.14 | 1342 | 6262 | Generation Constraint in GWh | FALSE | L | Annual | Fuel Consumed | TBtu | 0 | 0 | 0 | 0 | 0 | 0 | 0
Wind and Solar Generation Cap 30% - MIS_WUMS v5.14 | 1342 | 6262 | Generation Constraint in GWh | FALSE | L | Annual | Heat Rate | MMBtu/MWh | 0 | 0 | 0 | 0 | 0 | 0 | 0
Wind and Solar Generation Cap 30% - MIS_WUMS v5.14 | 1342 | 6262 | Generation Constraint in GWh | FALSE | L | Annual | Generation | TWh | 1.649 | 3.6018 | 3.6018 | 3.606 | 6.1072 | 6.1072 | 6.1072
Wind and Solar Generation Cap 30% - MIS_WUMS v5.14 | 1342 | 6262 | Generation Constraint in GWh | FALSE | L | Annual | Qualifying Generation | TWh | 1.649 | 3.6018 | 3.6018 | 3.606 | 6.1072 | 6.1072 | 6.1072
Wind and Solar Generation Cap 30% - MIS_WUMS v5.14 | 1342 | 6262 | Generation Constraint in GWh | FALSE | L | Annual | Rate | lb/MWh | 0 | 0 | 0 | 0 | 0 | 0 | 0
Wind and Solar Generation Cap 30% - MIS_WUMS v5.14 | 1342 | 6262 | Generation Constraint in GWh | FALSE | L | Annual | Constraint Shadow Price | US2011$/MWh | 0 | 0 | 0 | 0 | 0 | 0 | 0
Wind and Solar Generation Cap 30% - NENG_CT v5.14 | 1343 | 6263 | Generation Constraint in GWh | FALSE | L | Annual | Seasons Included | Seasons | Winter, Summer | Winter, Summer | Winter, Summer | Winter, Summer | Winter, Summer | Winter, Summer | Winter, Summer
Wind and Solar Generation Cap 30% - NENG_CT v5.14 | 1343 | 6263 | Generation Constraint in GWh | FALSE | L | Annual | Standard | GWh | 10439.1752 | 10686.8587 | 10557.8576 | 10450.3243 | 10503.0777 | 10604.2316 | 10706.3597
Wind and Solar Generation Cap 30% - NENG_CT v5.14 | 1343 | 6263 | Generation Constraint in GWh | FALSE | L | Annual | Emissions at Affected Plants | GWh | 13.8657 | 49.1711 | 49.1711 | 49.1711 | 49.1711 | 49.1711 | 49.1711
Wind and Solar Generation Cap 30% - NENG_CT v5.14 | 1343 | 6263 | Generation Constraint in GWh | FALSE | L | Annual | Allowances Purchased | GWh | 0 | 0 | 0 | 0 | 0 | 0 | 0
Wind and Solar Generation Cap 30% - NENG_CT v5.14 | 1343 | 6263 | Generation Constraint in GWh | FALSE | L | Annual | Allowances Sold | GWh | 0 | 0 | 0 | 0 | 0 | 0 | 0
Wind and Solar Generation Cap 30% - NENG_CT v5.14 | 1343 | 6263 | Generation Constraint in GWh | FALSE | L | Annual | Allowances Banked | GWh | 0 | 0 | 0 | 0 | 0 | 0 | 0
Wind and Solar Generation Cap 30% - NENG_CT v5.14 | 1343 | 6263 | Generation Constraint in GWh | FALSE | L | Annual | Allowances Withdrawn (1:1) | GWh | 0 | 0 | 0 | 0 | 0 | 0 | 0
Wind and Solar Generation Cap 30% - NENG_CT v5.14 | 1343 | 6263 | Generation Constraint in GWh | FALSE | L | Annual | Allowances Withdrawn (n:1) | GWh | 0 | 0 | 0 | 0 | 0 | 0 | 0
Wind and Solar Generation Cap 30% - NENG_CT v5.14 | 1343 | 6263 | Generation Constraint in GWh | FALSE | L | Annual | Net Emissions Allowance Position | GWh | 13.8657 | 49.1711 | 49.1711 | 49.1711 | 49.1711 | 49.1711 | 49.1711
Wind and Solar Generation Cap 30% - NENG_CT v5.14 | 1343 | 6263 | Generation Constraint in GWh | FALSE | L | Annual | Fuel Consumed | TBtu | 0 | 0 | 0 | 0 | 0 | 0 | 0
Wind and Solar Generation Cap 30% - NENG_CT v5.14 | 1343 | 6263 | Generation Constraint in GWh | FALSE | L | Annual | Heat Rate | MMBtu/MWh | 0 | 0 | 0 | 0 | 0 | 0 | 0
Wind and Solar Generation Cap 30% - NENG_CT v5.14 | 1343 | 6263 | Generation Constraint in GWh | FALSE | L | Annual | Generation | TWh | 0.013866 | 0.049171 | 0.049171 | 0.049171 | 0.049171 | 0.049171 | 0.049171
Wind and Solar Generation Cap 30% - NENG_CT v5.14 | 1343 | 6263 | Generation Constraint in GWh | FALSE | L | Annual | Qualifying Generation | TWh | 0.013866 | 0.049171 | 0.049171 | 0.049171 | 0.049171 | 0.049171 | 0.049171
Wind and Solar Generation Cap 30% - NENG_CT v5.14 | 1343 | 6263 | Generation Constraint in GWh | FALSE | L | Annual | Rate | lb/MWh | 0 | 0 | 0 | 0 | 0 | 0 | 0
Wind and Solar Generation Cap 30% - NENG_CT v5.14 | 1343 | 6263 | Generation Constraint in GWh | FALSE | L | Annual | Constraint Shadow Price | US2011$/MWh | 0 | 0 | 0 | 0 | 0 | 0 | 0
Wind and Solar Generation Cap 30% - NENG_ME v5.14 | 1344 | 6264 | Generation Constraint in GWh | FALSE | L | Annual | Seasons Included | Seasons | Winter, Summer | Winter, Summer | Winter, Summer | Winter, Summer | Winter, Summer | Winter, Summer | Winter, Summer
Wind and Solar Generation Cap 30% - NENG_ME v5.14 | 1344 | 6264 | Generation Constraint in GWh | FALSE | L | Annual | Standard | GWh | 3668.1095 | 3755.125 | 3709.8046 | 3672.0264 | 3690.5596 | 3726.0966 | 3761.976
Wind and Solar Generation Cap 30% - NENG_ME v5.14 | 1344 | 6264 | Generation Constraint in GWh | FALSE | L | Annual | Emissions at Affected Plants | GWh | 1551.7533 | 2448.3509 | 2448.3509 | 2448.3509 | 2460.7064 | 2605.5598 | 2737.4824
Wind and Solar Generation Cap 30% - NENG_ME v5.14 | 1344 | 6264 | Generation Constraint in GWh | FALSE | L | Annual | Allowances Purchased | GWh | 0 | 0 | 0 | 0 | 0 | 0 | 0
Wind and Solar Generation Cap 30% - NENG_ME v5.14 | 1344 | 6264 | Generation Constraint in GWh | FALSE | L | Annual | Allowances Sold | GWh | 0 | 0 | 0 | 0 | 0 | 0 | 0
Wind and Solar Generation Cap 30% - NENG_ME v5.14 | 1344 | 6264 | Generation Constraint in GWh | FALSE | L | Annual | Allowances Banked | GWh | 0 | 0 | 0 | 0 | 0 | 0 | 0
Wind and Solar Generation Cap 30% - NENG_ME v5.14 | 1344 | 6264 | Generation Constraint in GWh | FALSE | L | Annual | Allowances Withdrawn (1:1) | GWh | 0 | 0 | 0 | 0 | 0 | 0 | 0
Wind and Solar Generation Cap 30% - NENG_ME v5.14 | 1344 | 6264 | Generation Constraint in GWh | FALSE | L | Annual | Allowances Withdrawn (n:1) | GWh | 0 | 0 | 0 | 0 | 0 | 0 | 0
Wind and Solar Generation Cap 30% - NENG_ME v5.14 | 1344 | 6264 | Generation Constraint in GWh | FALSE | L | Annual | Net Emissions Allowance Position | GWh | 1551.7533 | 2448.3509 | 2448.3509 | 2448.3509 | 2460.7064 | 2605.5598 | 2737.4824
Wind and Solar Generation Cap 30% - NENG_ME v5.14 | 1344 | 6264 | Generation Constraint in GWh | FALSE | L | Annual | Fuel Consumed | TBtu | 0 | 0 | 0 | 0 | 0 | 0 | 0
Wind and Solar Generation Cap 30% - NENG_ME v5.14 | 1344 | 6264 | Generation Constraint in GWh | FALSE | L | Annual | Heat Rate | MMBtu/MWh | 0 | 0 | 0 | 0 | 0 | 0 | 0
Wind and Solar Generation Cap 30% - NENG_ME v5.14 | 1344 | 6264 | Generation Constraint in GWh | FALSE | L | Annual | Generation | TWh | 1.5518 | 2.4484 | 2.4484 | 2.4484 | 2.4607 | 2.6056 | 2.7375
Wind and Solar Generation Cap 30% - NENG_ME v5.14 | 1344 | 6264 | Generation Constraint in GWh | FALSE | L | Annual | Qualifying Generation | TWh | 1.5518 | 2.4484 | 2.4484 | 2.4484 | 2.4607 | 2.6056 | 2.7375
Wind and Solar Generation Cap 30% - NENG_ME v5.14 | 1344 | 6264 | Generation Constraint in GWh | FALSE | L | Annual | Rate | lb/MWh | 0 | 0 | 0 | 0 | 0 | 0 | 0
Wind and Solar Generation Cap 30% - NENG_ME v5.14 | 1344 | 6264 | Generation Constraint in GWh | FALSE | L | Annual | Constraint Shadow Price | US2011$/MWh | 0 | 0 | 0 | 0 | 0 | 0 | 0
Wind and Solar Generation Cap 30% - NENGREST v5.14 | 1345 | 6265 | Generation Constraint in GWh | FALSE | L | Annual | Seasons Included | Seasons | Winter, Summer | Winter, Summer | Winter, Summer | Winter, Summer | Winter, Summer | Winter, Summer | Winter, Summer
Wind and Solar Generation Cap 30% - NENGREST v5.14 | 1345 | 6265 | Generation Constraint in GWh | FALSE | L | Annual | Standard | GWh | 27158.7617 | 27803.1778 | 27467.5461 | 27187.769 | 27325.0214 | 27588.2008 | 27853.915
Wind and Solar Generation Cap 30% - NENGREST v5.14 | 1345 | 6265 | Generation Constraint in GWh | FALSE | L | Annual | Emissions at Affected Plants | GWh | 1379.3257 | 12570.891 | 12570.891 | 12670.2495 | 13151.6283 | 13151.6283 | 13151.6283
Wind and Solar Generation Cap 30% - NENGREST v5.14 | 1345 | 6265 | Generation Constraint in GWh | FALSE | L | Annual | Allowances Purchased | GWh | 0 | 0 | 0 | 0 | 0 | 0 | 0
Wind and Solar Generation Cap 30% - NENGREST v5.14 | 1345 | 6265 | Generation Constraint in GWh | FALSE | L | Annual | Allowances Sold | GWh | 0 | 0 | 0 | 0 | 0 | 0 | 0
Wind and Solar Generation Cap 30% - NENGREST v5.14 | 1345 | 6265 | Generation Constraint in GWh | FALSE | L | Annual | Allowances Banked | GWh | 0 | 0 | 0 | 0 | 0 | 0 | 0
Wind and Solar Generation Cap 30% - NENGREST v5.14 | 1345 | 6265 | Generation Constraint in GWh | FALSE | L | Annual | Allowances Withdrawn (1:1) | GWh | 0 | 0 | 0 | 0 | 0 | 0 | 0
Wind and Solar Generation Cap 30% - NENGREST v5.14 | 1345 | 6265 | Generation Constraint in GWh | FALSE | L | Annual | Allowances Withdrawn (n:1) | GWh | 0 | 0 | 0 | 0 | 0 | 0 | 0
Wind and Solar Generation Cap 30% - NENGREST v5.14 | 1345 | 6265 | Generation Constraint in GWh | FALSE | L | Annual | Net Emissions Allowance Position | GWh | 1379.3257 | 12570.891 | 12570.891 | 12670.2495 | 13151.6283 | 13151.6283 | 13151.6283
Wind and Solar Generation Cap 30% - NENGREST v5.14 | 1345 | 6265 | Generation Constraint in GWh | FALSE | L | Annual | Fuel Consumed | TBtu | 0 | 0 | 0 | 0 | 0 | 0 | 0
Wind and Solar Generation Cap 30% - NENGREST v5.14 | 1345 | 6265 | Generation Constraint in GWh | FALSE | L | Annual | Heat Rate | MMBtu/MWh | 0 | 0 | 0 | 0 | 0 | 0 | 0
Wind and Solar Generation Cap 30% - NENGREST v5.14 | 1345 | 6265 | Generation Constraint in GWh | FALSE | L | Annual | Generation | TWh | 1.3793 | 12.5709 | 12.5709 | 12.6702 | 13.1516 | 13.1516 | 13.1516
Wind and Solar Generation Cap 30% - NENGREST v5.14 | 1345 | 6265 | Generation Constraint in GWh | FALSE | L | Annual | Qualifying Generation | TWh | 1.3793 | 12.5709 | 12.5709 | 12.6702 | 13.1516 | 13.1516 | 13.1516
Wind and Solar Generation Cap 30% - NENGREST v5.14 | 1345 | 6265 | Generation Constraint in GWh | FALSE | L | Annual | Rate | lb/MWh | 0 | 0 | 0 | 0 | 0 | 0 | 0
Wind and Solar Generation Cap 30% - NENGREST v5.14 | 1345 | 6265 | Generation Constraint in GWh | FALSE | L | Annual | Constraint Shadow Price | US2011$/MWh | 0 | 0 | 0 | 0 | 0 | 0 | 0
Wind and Solar Generation Cap 30% - NY_Z_A&B v5.14 | 1346 | 6266 | Generation Constraint in GWh | FALSE | L | Annual | Seasons Included | Seasons | Winter, Summer | Winter, Summer | Winter, Summer | Winter, Summer | Winter, Summer | Winter, Summer | Winter, Summer
Wind and Solar Generation Cap 30% - NY_Z_A&B v5.14 | 1346 | 6266 | Generation Constraint in GWh | FALSE | L | Annual | Standard | GWh | 7296.0318 | 7307.8276 | 7237.2397 | 7149.0249 | 7168.0336 | 7235.6833 | 7303.9717
Wind and Solar Generation Cap 30% - NY_Z_A&B v5.14 | 1346 | 6266 | Generation Constraint in GWh | FALSE | L | Annual | Emissions at Affected Plants | GWh | 996.7478 | 1027.3075 | 1027.3075 | 1027.3075 | 4780.819 | 4780.819 | 4780.819
Wind and Solar Generation Cap 30% - NY_Z_A&B v5.14 | 1346 | 6266 | Generation Constraint in GWh | FALSE | L | Annual | Allowances Purchased | GWh | 0 | 0 | 0 | 0 | 0 | 0 | 0
Wind and Solar Generation Cap 30% - NY_Z_A&B v5.14 | 1346 | 6266 | Generation Constraint in GWh | FALSE | L | Annual | Allowances Sold | GWh | 0 | 0 | 0 | 0 | 0 | 0 | 0
Wind and Solar Generation Cap 30% - NY_Z_A&B v5.14 | 1346 | 6266 | Generation Constraint in GWh | FALSE | L | Annual | Allowances Banked | GWh | 0 | 0 | 0 | 0 | 0 | 0 | 0
Wind and Solar Generation Cap 30% - NY_Z_A&B v5.14 | 1346 | 6266 | Generation Constraint in GWh | FALSE | L | Annual | Allowances Withdrawn (1:1) | GWh | 0 | 0 | 0 | 0 | 0 | 0 | 0
Wind and Solar Generation Cap 30% - NY_Z_A&B v5.14 | 1346 | 6266 | Generation Constraint in GWh | FALSE | L | Annual | Allowances Withdrawn (n:1) | GWh | 0 | 0 | 0 | 0 | 0 | 0 | 0
Wind and Solar Generation Cap 30% - NY_Z_A&B v5.14 | 1346 | 6266 | Generation Constraint in GWh | FALSE | L | Annual | Net Emissions Allowance Position | GWh | 996.7478 | 1027.3075 | 1027.3075 | 1027.3075 | 4780.819 | 4780.819 | 4780.819
Wind and Solar Generation Cap 30% - NY_Z_A&B v5.14 | 1346 | 6266 | Generation Constraint in GWh | FALSE | L | Annual | Fuel Consumed | TBtu | 0 | 0 | 0 | 0 | 0 | 0 | 0
Wind and Solar Generation Cap 30% - NY_Z_A&B v5.14 | 1346 | 6266 | Generation Constraint in GWh | FALSE | L | Annual | Heat Rate | MMBtu/MWh | 0 | 0 | 0 | 0 | 0 | 0 | 0
Wind and Solar Generation Cap 30% - NY_Z_A&B v5.14 | 1346 | 6266 | Generation Constraint in GWh | FALSE | L | Annual | Generation | TWh | 0.99675 | 1.0273 | 1.0273 | 1.0273 | 4.7808 | 4.7808 | 4.7808
Wind and Solar Generation Cap 30% - NY_Z_A&B v5.14 | 1346 | 6266 | Generation Constraint in GWh | FALSE | L | Annual | Qualifying Generation | TWh | 0.99675 | 1.0273 | 1.0273 | 1.0273 | 4.7808 | 4.7808 | 4.7808
Wind and Solar Generation Cap 30% - NY_Z_A&B v5.14 | 1346 | 6266 | Generation Constraint in GWh | FALSE | L | Annual | Rate | lb/MWh | 0 | 0 | 0 | 0 | 0 | 0 | 0
Wind and Solar Generation Cap 30% - NY_Z_A&B v5.14 | 1346 | 6266 | Generation Constraint in GWh | FALSE | L | Annual | Constraint Shadow Price | US2011$/MWh | 0 | 0 | 0 | 0 | 0 | 0 | 0
Wind and Solar Generation Cap 30% - NY_Z_C&E v5.14 | 1347 | 6267 | Generation Constraint in GWh | FALSE | L | Annual | Seasons Included | Seasons | Winter, Summer | Winter, Summer | Winter, Summer | Winter, Summer | Winter, Summer | Winter, Summer | Winter, Summer
Wind and Solar Generation Cap 30% - NY_Z_C&E v5.14 | 1347 | 6267 | Generation Constraint in GWh | FALSE | L | Annual | Standard | GWh | 6854.9278 | 6866.0103 | 6799.6906 | 6716.8098 | 6734.6691 | 6798.2284 | 6862.3876
Wind and Solar Generation Cap 30% - NY_Z_C&E v5.14 | 1347 | 6267 | Generation Constraint in GWh | FALSE | L | Annual | Emissions at Affected Plants | GWh | 1518.652 | 1779.5274 | 1779.5274 | 1779.5274 | 4490.1127 | 4490.1127 | 4490.1127
Wind and Solar Generation Cap 30% - NY_Z_C&E v5.14 | 1347 | 6267 | Generation Constraint in GWh | FALSE | L | Annual | Allowances Purchased | GWh | 0 | 0 | 0 | 0 | 0 | 0 | 0
Wind and Solar Generation Cap 30% - NY_Z_C&E v5.14 | 1347 | 6267 | Generation Constraint in GWh | FALSE | L | Annual | Allowances Sold | GWh | 0 | 0 | 0 | 0 | 0 | 0 | 0
Wind and Solar Generation Cap 30% - NY_Z_C&E v5.14 | 1347 | 6267 | Generation Constraint in GWh | FALSE | L | Annual | Allowances Banked | GWh | 0 | 0 | 0 | 0 | 0 | 0 | 0
Wind and Solar Generation Cap 30% - NY_Z_C&E v5.14 | 1347 | 6267 | Generation Constraint in GWh | FALSE | L | Annual | Allowances Withdrawn (1:1) | GWh | 0 | 0 | 0 | 0 | 0 | 0 | 0
Wind and Solar Generation Cap 30% - NY_Z_C&E v5.14 | 1347 | 6267 | Generation Constraint in GWh | FALSE | L | Annual | Allowances Withdrawn (n:1) | GWh | 0 | 0 | 0 | 0 | 0 | 0 | 0
Wind and Solar Generation Cap 30% - NY_Z_C&E v5.14 | 1347 | 6267 | Generation Constraint in GWh | FALSE | L | Annual | Net Emissions Allowance Position | GWh | 1518.652 | 1779.5274 | 1779.5274 | 1779.5274 | 4490.1127 | 4490.1127 | 4490.1127
Wind and Solar Generation Cap 30% - NY_Z_C&E v5.14 | 1347 | 6267 | Generation Constraint in GWh | FALSE | L | Annual | Fuel Consumed | TBtu | 0 | 0 | 0 | 0 | 0 | 0 | 0
Wind and Solar Generation Cap 30% - NY_Z_C&E v5.14 | 1347 | 6267 | Generation Constraint in GWh | FALSE | L | Annual | Heat Rate | MMBtu/MWh | 0 | 0 | 0 | 0 | 0 | 0 | 0
Wind and Solar Generation Cap 30% - NY_Z_C&E v5.14 | 1347 | 6267 | Generation Constraint in GWh | FALSE | L | Annual | Generation | TWh | 1.5187 | 1.7795 | 1.7795 | 1.7795 | 4.4901 | 4.4901 | 4.4901
Wind and Solar Generation Cap 30% - NY_Z_C&E v5.14 | 1347 | 6267 | Generation Constraint in GWh | FALSE | L | Annual | Qualifying Generation | TWh | 1.5187 | 1.7795 | 1.7795 | 1.7795 | 4.4901 | 4.4901 | 4.4901
Wind and Solar Generation Cap 30% - NY_Z_C&E v5.14 | 1347 | 6267 | Generation Constraint in GWh | FALSE | L | Annual | Rate | lb/MWh | 0 | 0 | 0 | 0 | 0 | 0 | 0
Wind and Solar Generation Cap 30% - NY_Z_C&E v5.14 | 1347 | 6267 | Generation Constraint in GWh | FALSE | L | Annual | Constraint Shadow Price | US2011$/MWh | 0 | 0 | 0 | 0 | 0 | 0 | 0
Wind and Solar Generation Cap 30% - NY_Z_D v5.14 | 1348 | 6268 | Generation Constraint in GWh | FALSE | L | Annual | Seasons Included | Seasons | Winter, Summer | Winter, Summer | Winter, Summer | Winter, Summer | Winter, Summer | Winter, Summer | Winter, Summer
Wind and Solar Generation Cap 30% - NY_Z_D v5.14 | 1348 | 6268 | Generation Constraint in GWh | FALSE | L | Annual | Standard | GWh | 1831.6843 | 1834.6445 | 1816.9305 | 1794.793 | 1799.5632 | 1816.5399 | 1833.6768
Wind and Solar Generation Cap 30% - NY_Z_D v5.14 | 1348 | 6268 | Generation Constraint in GWh | FALSE | L | Annual | Emissions at Affected Plants | GWh | 1176.1477 | 1196.862 | 1196.862 | 1196.862 | 1200.0421 | 1211.3599 | 1222.7846
Wind and Solar Generation Cap 30% - NY_Z_D v5.14 | 1348 | 6268 | Generation Constraint in GWh | FALSE | L | Annual | Allowances Purchased | GWh | 0 | 0 | 0 | 0 | 0 | 0 | 0
Wind and Solar Generation Cap 30% - NY_Z_D v5.14 | 1348 | 6268 | Generation Constraint in GWh | FALSE | L | Annual | Allowances Sold | GWh | 0 | 0 | 0 | 0 | 0 | 0 | 0
Wind and Solar Generation Cap 30% - NY_Z_D v5.14 | 1348 | 6268 | Generation Constraint in GWh | FALSE | L | Annual | Allowances Banked | GWh | 0 | 0 | 0 | 0 | 0 | 0 | 0
Wind and Solar Generation Cap 30% - NY_Z_D v5.14 | 1348 | 6268 | Generation Constraint in GWh | FALSE | L | Annual | Allowances Withdrawn (1:1) | GWh | 0 | 0 | 0 | 0 | 0 | 0 | 0
Wind and Solar Generation Cap 30% - NY_Z_D v5.14 | 1348 | 6268 | Generation Constraint in GWh | FALSE | L | Annual | Allowances Withdrawn (n:1) | GWh | 0 | 0 | 0 | 0 | 0 | 0 | 0
Wind and Solar Generation Cap 30% - NY_Z_D v5.14 | 1348 | 6268 | Generation Constraint in GWh | FALSE | L | Annual | Net Emissions Allowance Position | GWh | 1176.1477 | 1196.862 | 1196.862 | 1196.862 | 1200.0421 | 1211.3599 | 1222.7846
Wind and Solar Generation Cap 30% - NY_Z_D v5.14 | 1348 | 6268 | Generation Constraint in GWh | FALSE | L | Annual | Fuel Consumed | TBtu | 0 | 0 | 0 | 0 | 0 | 0 | 0
Wind and Solar Generation Cap 30% - NY_Z_D v5.14 | 1348 | 6268 | Generation Constraint in GWh | FALSE | L | Annual | Heat Rate | MMBtu/MWh | 0 | 0 | 0 | 0 | 0 | 0 | 0
Wind and Solar Generation Cap 30% - NY_Z_D v5.14 | 1348 | 6268 | Generation Constraint in GWh | FALSE | L | Annual | Generation | TWh | 1.1761 | 1.1969 | 1.1969 | 1.1969 | 1.2 | 1.2114 | 1.2228
Wind and Solar Generation Cap 30% - NY_Z_D v5.14 | 1348 | 6268 | Generation Constraint in GWh | FALSE | L | Annual | Qualifying Generation | TWh | 1.1761 | 1.1969 | 1.1969 | 1.1969 | 1.2 | 1.2114 | 1.2228
Wind and Solar Generation Cap 30% - NY_Z_D v5.14 | 1348 | 6268 | Generation Constraint in GWh | FALSE | L | Annual | Rate | lb/MWh | 0 | 0 | 0 | 0 | 0 | 0 | 0
Wind and Solar Generation Cap 30% - NY_Z_D v5.14 | 1348 | 6268 | Generation Constraint in GWh | FALSE | L | Annual | Constraint Shadow Price | US2011$/MWh | 0 | 0 | 0 | 0 | 0 | 0 | 0
Wind and Solar Generation Cap 30% - NY_Z_F v5.14 | 1349 | 6269 | Generation Constraint in GWh | FALSE | L | Annual | Seasons Included | Seasons | Winter, Summer | Winter, Summer | Winter, Summer | Winter, Summer | Winter, Summer | Winter, Summer | Winter, Summer
Wind and Solar Generation Cap 30% - NY_Z_F v5.14 | 1349 | 6269 | Generation Constraint in GWh | FALSE | L | Annual | Standard | GWh | 3285.9447 | 3291.2563 | 3259.4706 | 3219.7476 | 3228.3072 | 3258.7698 | 3289.52
Wind and Solar Generation Cap 30% - NY_Z_F v5.14 | 1349 | 6269 | Generation Constraint in GWh | FALSE | L | Annual | Emissions at Affected Plants | GWh | 3.2666 | 1880.1352 | 1880.1352 | 1880.1352 | 2155.8047 | 2155.8047 | 2155.8047
Wind and Solar Generation Cap 30% - NY_Z_F v5.14 | 1349 | 6269 | Generation Constraint in GWh | FALSE | L | Annual | Allowances Purchased | GWh | 0 | 0 | 0 | 0 | 0 | 0 | 0
Wind and Solar Generation Cap 30% - NY_Z_F v5.14 | 1349 | 6269 | Generation Constraint in GWh | FALSE | L | Annual | Allowances Sold | GWh | 0 | 0 | 0 | 0 | 0 | 0 | 0
Wind and Solar Generation Cap 30% - NY_Z_F v5.14 | 1349 | 6269 | Generation Constraint in GWh | FALSE | L | Annual | Allowances Banked | GWh | 0 | 0 | 0 | 0 | 0 | 0 | 0
Wind and Solar Generation Cap 30% - NY_Z_F v5.14 | 1349 | 6269 | Generation Constraint in GWh | FALSE | L | Annual | Allowances Withdrawn (1:1) | GWh | 0 | 0 | 0 | 0 | 0 | 0 | 0
Wind and Solar Generation Cap 30% - NY_Z_F v5.14 | 1349 | 6269 | Generation Constraint in GWh | FALSE | L | Annual | Allowances Withdrawn (n:1) | GWh | 0 | 0 | 0 | 0 | 0 | 0 | 0
Wind and Solar Generation Cap 30% - NY_Z_F v5.14 | 1349 | 6269 | Generation Constraint in GWh | FALSE | L | Annual | Net Emissions Allowance Position | GWh | 3.2666 | 1880.1352 | 1880.1352 | 1880.1352 | 2155.8047 | 2155.8047 | 2155.8047
Wind and Solar Generation Cap 30% - NY_Z_F v5.14 | 1349 | 6269 | Generation Constraint in GWh | FALSE | L | Annual | Fuel Consumed | TBtu | 0 | 0 | 0 | 0 | 0 | 0 | 0
Wind and Solar Generation Cap 30% - NY_Z_F v5.14 | 1349 | 6269 | Generation Constraint in GWh | FALSE | L | Annual | Heat Rate | MMBtu/MWh | 0 | 0 | 0 | 0 | 0 | 0 | 0
Wind and Solar Generation Cap 30% - NY_Z_F v5.14 | 1349 | 6269 | Generation Constraint in GWh | FALSE | L | Annual | Generation | TWh | 0.0032666 | 1.8801 | 1.8801 | 1.8801 | 2.1558 | 2.1558 | 2.1558
Wind and Solar Generation Cap 30% - NY_Z_F v5.14 | 1349 | 6269 | Generation Constraint in GWh | FALSE | L | Annual | Qualifying Generation | TWh | 0.0032666 | 1.8801 | 1.8801 | 1.8801 | 2.1558 | 2.1558 | 2.1558
Wind and Solar Generation Cap 30% - NY_Z_F v5.14 | 1349 | 6269 | Generation Constraint in GWh | FALSE | L | Annual | Rate | lb/MWh | 0 | 0 | 0 | 0 | 0 | 0 | 0
Wind and Solar Generation Cap 30% - NY_Z_F v5.14 | 1349 | 6269 | Generation Constraint in GWh | FALSE | L | Annual | Constraint Shadow Price | US2011$/MWh | 0 | 0 | 0 | 0 | 0 | 0 | 0
Wind and Solar Generation Cap 30% - NY_Z_G-I v5.14 | 1350 | 6270 | Generation Constraint in GWh | FALSE | L | Annual | Seasons Included | Seasons | Winter, Summer | Winter, Summer | Winter, Summer | Winter, Summer | Winter, Summer | Winter, Summer | Winter, Summer
Wind and Solar Generation Cap 30% - NY_Z_G-I v5.14 | 1350 | 6270 | Generation Constraint in GWh | FALSE | L | Annual | Standard | GWh | 5545.4733 | 5543.3871 | 5478.4076 | 5394.1025 | 5405.5478 | 5439.0008 | 5472.661
Wind and Solar Generation Cap 30% - NY_Z_G-I v5.14 | 1350 | 6270 | Generation Constraint in GWh | FALSE | L | Annual | Emissions at Affected Plants | GWh | 3.7565 | 245.3303 | 245.3303 | 245.3303 | 461.9098 | 461.9098 | 461.9098
Wind and Solar Generation Cap 30% - NY_Z_G-I v5.14 | 1350 | 6270 | Generation Constraint in GWh | FALSE | L | Annual | Allowances Purchased | GWh | 0 | 0 | 0 | 0 | 0 | 0 | 0
Wind and Solar Generation Cap 30% - NY_Z_G-I v5.14 | 1350 | 6270 | Generation Constraint in GWh | FALSE | L | Annual | Allowances Sold | GWh | 0 | 0 | 0 | 0 | 0 | 0 | 0
Wind and Solar Generation Cap 30% - NY_Z_G-I v5.14 | 1350 | 6270 | Generation Constraint in GWh | FALSE | L | Annual | Allowances Banked | GWh | 0 | 0 | 0 | 0 | 0 | 0 | 0
Wind and Solar Generation Cap 30% - NY_Z_G-I v5.14 | 1350 | 6270 | Generation Constraint in GWh | FALSE | L | Annual | Allowances Withdrawn (1:1) | GWh | 0 | 0 | 0 | 0 | 0 | 0 | 0
Wind and Solar Generation Cap 30% - NY_Z_G-I v5.14 | 1350 | 6270 | Generation Constraint in GWh | FALSE | L | Annual | Allowances Withdrawn (n:1) | GWh | 0 | 0 | 0 | 0 | 0 | 0 | 0
Wind and Solar Generation Cap 30% - NY_Z_G-I v5.14 | 1350 | 6270 | Generation Constraint in GWh | FALSE | L | Annual | Net Emissions Allowance Position | GWh | 3.7565 | 245.3303 | 245.3303 | 245.3303 | 461.9098 | 461.9098 | 461.9098
Wind and Solar Generation Cap 30% - NY_Z_G-I v5.14 | 1350 | 6270 | Generation Constraint in GWh | FALSE | L | Annual | Fuel Consumed | TBtu | 0 | 0 | 0 | 0 | 0 | 0 | 0
Wind and Solar Generation Cap 30% - NY_Z_G-I v5.14 | 1350 | 6270 | Generation Constraint in GWh | FALSE | L | Annual | Heat Rate | MMBtu/MWh | 0 | 0 | 0 | 0 | 0 | 0 | 0
Wind and Solar Generation Cap 30% - NY_Z_G-I v5.14 | 1350 | 6270 | Generation Constraint in GWh | FALSE | L | Annual | Generation | TWh | 0.0037565 | 0.24533 | 0.24533 | 0.24533 | 0.46191 | 0.46191 | 0.46191
Wind and Solar Generation Cap 30% - NY_Z_G-I v5.14 | 1350 | 6270 | Generation Constraint in GWh | FALSE | L | Annual | Qualifying Generation | TWh | 0.0037565 | 0.24533 | 0.24533 | 0.24533 | 0.46191 | 0.46191 | 0.46191
Wind and Solar Generation Cap 30% - NY_Z_G-I v5.14 | 1350 | 6270 | Generation Constraint in GWh | FALSE | L | Annual | Rate | lb/MWh | 0 | 0 | 0 | 0 | 0 | 0 | 0
Wind and Solar Generation Cap 30% - NY_Z_G-I v5.14 | 1350 | 6270 | Generation Constraint in GWh | FALSE | L | Annual | Constraint Shadow Price | US2011$/MWh | 0 | 0 | 0 | 0 | 0 | 0 | 0
Wind and Solar Generation Cap 30% - NY_Z_J v5.14 | 1351 | 6271 | Generation Constraint in GWh | FALSE | L | Annual | Seasons Included | Seasons | Winter, Summer | Winter, Summer | Winter, Summer | Winter, Summer | Winter, Summer | Winter, Summer | Winter, Summer
Wind and Solar Generation Cap 30% - NY_Z_J v5.14 | 1351 | 6271 | Generation Constraint in GWh | FALSE | L | Annual | Standard | GWh | 15358.9927 | 15316.9366 | 15099.753 | 14809.5776 | 14831.4264 | 14865.1246 | 14898.8994
Wind and Solar Generation Cap 30% - NY_Z_J v5.14 | 1351 | 6271 | Generation Constraint in GWh | FALSE | L | Annual | Emissions at Affected Plants | GWh | 3.4299 | 3.4299 | 3.4299 | 3.4299 | 3.4299 | 3.4299 | 3.4299
Wind and Solar Generation Cap 30% - NY_Z_J v5.14 | 1351 | 6271 | Generation Constraint in GWh | FALSE | L | Annual | Allowances Purchased | GWh | 0 | 0 | 0 | 0 | 0 | 0 | 0
Wind and Solar Generation Cap 30% - NY_Z_J v5.14 | 1351 | 6271 | Generation Constraint in GWh | FALSE | L | Annual | Allowances Sold | GWh | 0 | 0 | 0 | 0 | 0 | 0 | 0
Wind and Solar Generation Cap 30% - NY_Z_J v5.14 | 1351 | 6271 | Generation Constraint in GWh | FALSE | L | Annual | Allowances Banked | GWh | 0 | 0 | 0 | 0 | 0 | 0 | 0
Wind and Solar Generation Cap 30% - NY_Z_J v5.14 | 1351 | 6271 | Generation Constraint in GWh | FALSE | L | Annual | Allowances Withdrawn (1:1) | GWh | 0 | 0 | 0 | 0 | 0 | 0 | 0
Wind and Solar Generation Cap 30% - NY_Z_J v5.14 | 1351 | 6271 | Generation Constraint in GWh | FALSE | L | Annual | Allowances Withdrawn (n:1) | GWh | 0 | 0 | 0 | 0 | 0 | 0 | 0
Wind and Solar Generation Cap 30% - NY_Z_J v5.14 | 1351 | 6271 | Generation Constraint in GWh | FALSE | L | Annual | Net Emissions Allowance Position | GWh | 3.4299 | 3.4299 | 3.4299 | 3.4299 | 3.4299 | 3.4299 | 3.4299
Wind and Solar Generation Cap 30% - NY_Z_J v5.14 | 1351 | 6271 | Generation Constraint in GWh | FALSE | L | Annual | Fuel Consumed | TBtu | 0 | 0 | 0 | 0 | 0 | 0 | 0
Wind and Solar Generation Cap 30% - NY_Z_J v5.14 | 1351 | 6271 | Generation Constraint in GWh | FALSE | L | Annual | Heat Rate | MMBtu/MWh | 0 | 0 | 0 | 0 | 0 | 0 | 0
Wind and Solar Generation Cap 30% - NY_Z_J v5.14 | 1351 | 6271 | Generation Constraint in GWh | FALSE | L | Annual | Generation | TWh | 0.0034299 | 0.0034299 | 0.0034299 | 0.0034299 | 0.0034299 | 0.0034299 | 0.0034299
Wind and Solar Generation Cap 30% - NY_Z_J v5.14 | 1351 | 6271 | Generation Constraint in GWh | FALSE | L | Annual | Qualifying Generation | TWh | 0.0034299 | 0.0034299 | 0.0034299 | 0.0034299 | 0.0034299 | 0.0034299 | 0.0034299
Wind and Solar Generation Cap 30% - NY_Z_J v5.14 | 1351 | 6271 | Generation Constraint in GWh | FALSE | L | Annual | Rate | lb/MWh | 0 | 0 | 0 | 0 | 0 | 0 | 0
Wind and Solar Generation Cap 30% - NY_Z_J v5.14 | 1351 | 6271 | Generation Constraint in GWh | FALSE | L | Annual | Constraint Shadow Price | US2011$/MWh | 0 | 0 | 0 | 0 | 0 | 0 | 0
Wind and Solar Generation Cap 30% - NY_Z_K v5.14 | 1352 | 6272 | Generation Constraint in GWh | FALSE | L | Annual | Seasons Included | Seasons | Winter, Summer | Winter, Summer | Winter, Summer | Winter, Summer | Winter, Summer | Winter, Summer | Winter, Summer
Wind and Solar Generation Cap 30% - NY_Z_K v5.14 | 1352 | 6272 | Generation Constraint in GWh | FALSE | L | Annual | Standard | GWh | 6906.4165 | 6869.539 | 6743.0899 | 6579.7639 | 6582.9412 | 6615.7342 | 6648.6906
Wind and Solar Generation Cap 30% - NY_Z_K v5.14 | 1352 | 6272 | Generation Constraint in GWh | FALSE | L | Annual | Emissions at Affected Plants | GWh | 70.2311 | 188.0221 | 188.0221 | 188.0221 | 407.1238 | 407.1238 | 407.1238
Wind and Solar Generation Cap 30% - NY_Z_K v5.14 | 1352 | 6272 | Generation Constraint in GWh | FALSE | L | Annual | Allowances Purchased | GWh | 0 | 0 | 0 | 0 | 0 | 0 | 0
Wind and Solar Generation Cap 30% - NY_Z_K v5.14 | 1352 | 6272 | Generation Constraint in GWh | FALSE | L | Annual | Allowances Sold | GWh | 0 | 0 | 0 | 0 | 0 | 0 | 0
Wind and Solar Generation Cap 30% - NY_Z_K v5.14 | 1352 | 6272 | Generation Constraint in GWh | FALSE | L | Annual | Allowances Banked | GWh | 0 | 0 | 0 | 0 | 0 | 0 | 0
Wind and Solar Generation Cap 30% - NY_Z_K v5.14 | 1352 | 6272 | Generation Constraint in GWh | FALSE | L | Annual | Allowances Withdrawn (1:1) | GWh | 0 | 0 | 0 | 0 | 0 | 0 | 0
Wind and Solar Generation Cap 30% - NY_Z_K v5.14 | 1352 | 6272 | Generation Constraint in GWh | FALSE | L | Annual | Allowances Withdrawn (n:1) | GWh | 0 | 0 | 0 | 0 | 0 | 0 | 0
Wind and Solar Generation Cap 30% - NY_Z_K v5.14 | 1352 | 6272 | Generation Constraint in GWh | FALSE | L | Annual | Net Emissions Allowance Position | GWh | 70.2311 | 188.0221 | 188.0221 | 188.0221 | 407.1238 | 407.1238 | 407.1238
Wind and Solar Generation Cap 30% - NY_Z_K v5.14 | 1352 | 6272 | Generation Constraint in GWh | FALSE | L | Annual | Fuel Consumed | TBtu | 0 | 0 | 0 | 0 | 0 | 0 | 0
Wind and Solar Generation Cap 30% - NY_Z_K v5.14 | 1352 | 6272 | Generation Constraint in GWh | FALSE | L | Annual | Heat Rate | MMBtu/MWh | 0 | 0 | 0 | 0 | 0 | 0 | 0
Wind and Solar Generation Cap 30% - NY_Z_K v5.14 | 1352 | 6272 | Generation Constraint in GWh | FALSE | L | Annual | Generation | TWh | 0.070231 | 0.18802 | 0.18802 | 0.18802 | 0.40712 | 0.40712 | 0.40712
Wind and Solar Generation Cap 30% - NY_Z_K v5.14 | 1352 | 6272 | Generation Constraint in GWh | FALSE | L | Annual | Qualifying Generation | TWh | 0.070231 | 0.18802 | 0.18802 | 0.18802 | 0.40712 | 0.40712 | 0.40712
Wind and Solar Generation Cap 30% - NY_Z_K v5.14 | 1352 | 6272 | Generation Constraint in GWh | FALSE | L | Annual | Rate | lb/MWh | 0 | 0 | 0 | 0 | 0 | 0 | 0
Wind and Solar Generation Cap 30% - NY_Z_K v5.14 | 1352 | 6272 | Generation Constraint in GWh | FALSE | L | Annual | Constraint Shadow Price | US2011$/MWh | 0 | 0 | 0 | 0 | 0 | 0 | 0
Wind and Solar Generation Cap 30% - PJM_AP v5.14 | 1353 | 6273 | Generation Constraint in GWh | FALSE | L | Annual | Seasons Included | Seasons | Winter, Summer | Winter, Summer | Winter, Summer | Winter, Summer | Winter, Summer | Winter, Summer | Winter, Summer
Wind and Solar Generation Cap 30% - PJM_AP v5.14 | 1353 | 6273 | Generation Constraint in GWh | FALSE | L | Annual | Standard | GWh | 14416.6229 | 14769.8101 | 14889.6549 | 15247.1121 | 15489.5345 | 15961.7334 | 16448.3282
Wind and Solar Generation Cap 30% - PJM_AP v5.14 | 1353 | 6273 | Generation Constraint in GWh | FALSE | L | Annual | Emissions at Affected Plants | GWh | 2212.4772 | 3538.8172 | 3538.8172 | 3538.8172 | 5456.8852 | 5456.8852 | 5456.8852
Wind and Solar Generation Cap 30% - PJM_AP v5.14 | 1353 | 6273 | Generation Constraint in GWh | FALSE | L | Annual | Allowances Purchased | GWh | 0 | 0 | 0 | 0 | 0 | 0 | 0
Wind and Solar Generation Cap 30% - PJM_AP v5.14 | 1353 | 6273 | Generation Constraint in GWh | FALSE | L | Annual | Allowances Sold | GWh | 0 | 0 | 0 | 0 | 0 | 0 | 0
Wind and Solar Generation Cap 30% - PJM_AP v5.14 | 1353 | 6273 | Generation Constraint in GWh | FALSE | L | Annual | Allowances Banked | GWh | 0 | 0 | 0 | 0 | 0 | 0 | 0
Wind and Solar Generation Cap 30% - PJM_AP v5.14 | 1353 | 6273 | Generation Constraint in GWh | FALSE | L | Annual | Allowances Withdrawn (1:1) | GWh | 0 | 0 | 0 | 0 | 0 | 0 | 0
Wind and Solar Generation Cap 30% - PJM_AP v5.14 | 1353 | 6273 | Generation Constraint in GWh | FALSE | L | Annual | Allowances Withdrawn (n:1) | GWh | 0 | 0 | 0 | 0 | 0 | 0 | 0
Wind and Solar Generation Cap 30% - PJM_AP v5.14 | 1353 | 6273 | Generation Constraint in GWh | FALSE | L | Annual | Net Emissions Allowance Position | GWh | 2212.4772 | 3538.8172 | 3538.8172 | 3538.8172 | 5456.8852 | 5456.8852 | 5456.8852
Wind and Solar Generation Cap 30% - PJM_AP v5.14 | 1353 | 6273 | Generation Constraint in GWh | FALSE | L | Annual | Fuel Consumed | TBtu | 0 | 0 | 0 | 0 | 0 | 0 | 0
Wind and Solar Generation Cap 30% - PJM_AP v5.14 | 1353 | 6273 | Generation Constraint in GWh | FALSE | L | Annual | Heat Rate | MMBtu/MWh | 0 | 0 | 0 | 0 | 0 | 0 | 0
Wind and Solar Generation Cap 30% - PJM_AP v5.14 | 1353 | 6273 | Generation Constraint in GWh | FALSE | L | Annual | Generation | TWh | 2.2125 | 3.5388 | 3.5388 | 3.5388 | 5.4569 | 5.4569 | 5.4569
Wind and Solar Generation Cap 30% - PJM_AP v5.14 | 1353 | 6273 | Generation Constraint in GWh | FALSE | L | Annual | Qualifying Generation | TWh | 2.2125 | 3.5388 | 3.5388 | 3.5388 | 5.4569 | 5.4569 | 5.4569
Wind and Solar Generation Cap 30% - PJM_AP v5.14 | 1353 | 6273 | Generation Constraint in GWh | FALSE | L | Annual | Rate | lb/MWh | 0 | 0 | 0 | 0 | 0 | 0 | 0
Wind and Solar Generation Cap 30% - PJM_AP v5.14 | 1353 | 6273 | Generation Constraint in GWh | FALSE | L | Annual | Constraint Shadow Price | US2011$/MWh | 0 | 0 | 0 | 0 | 0 | 0 | 0
Wind and Solar Generation Cap 30% - PJM_ATSI v5.14 | 1354 | 6274 | Generation Constraint in GWh | FALSE | L | Annual | Seasons Included | Seasons | Winter, Summer | Winter, Summer | Winter, Summer | Winter, Summer | Winter, Summer | Winter, Summer | Winter, Summer
Wind and Solar Generation Cap 30% - PJM_ATSI v5.14 | 1354 | 6274 | Generation Constraint in GWh | FALSE | L | Annual | Standard | GWh | 21220.5118 | 21740.3963 | 21916.8054 | 22442.9754 | 22799.8164 | 23494.8838 | 24211.1417
Wind and Solar Generation Cap 30% - PJM_ATSI v5.14 | 1354 | 6274 | Generation Constraint in GWh | FALSE | L | Annual | Emissions at Affected Plants | GWh | 65.6702 | 6537.1137 | 6537.1137 | 6537.1137 | 11072.8149 | 11072.8149 | 11072.8149
Wind and Solar Generation Cap 30% - PJM_ATSI v5.14 | 1354 | 6274 | Generation Constraint in GWh | FALSE | L | Annual | Allowances Purchased | GWh | 0 | 0 | 0 | 0 | 0 | 0 | 0
Wind and Solar Generation Cap 30% - PJM_ATSI v5.14 | 1354 | 6274 | Generation Constraint in GWh | FALSE | L | Annual | Allowances Sold | GWh | 0 | 0 | 0 | 0 | 0 | 0 | 0
Wind and Solar Generation Cap 30% - PJM_ATSI v5.14 | 1354 | 6274 | Generation Constraint in GWh | FALSE | L | Annual | Allowances Banked | GWh | 0 | 0 | 0 | 0 | 0 | 0 | 0
Wind and Solar Generation Cap 30% - PJM_ATSI v5.14 | 1354 | 6274 | Generation Constraint in GWh | FALSE | L | Annual | Allowances Withdrawn (1:1) | GWh | 0 | 0 | 0 | 0 | 0 | 0 | 0
Wind and Solar Generation Cap 30% - PJM_ATSI v5.14 | 1354 | 6274 | Generation Constraint in GWh | FALSE | L | Annual | Allowances Withdrawn (n:1) | GWh | 0 | 0 | 0 | 0 | 0 | 0 | 0
Wind and Solar Generation Cap 30% - PJM_ATSI v5.14 | 1354 | 6274 | Generation Constraint in GWh | FALSE | L | Annual | Net Emissions Allowance Position | GWh | 65.6702 | 6537.1137 | 6537.1137 | 6537.1137 | 11072.8149 | 11072.8149 | 11072.8149
Wind and Solar Generation Cap 30% - PJM_ATSI v5.14 | 1354 | 6274 | Generation Constraint in GWh | FALSE | L | Annual | Fuel Consumed | TBtu | 0 | 0 | 0 | 0 | 0 | 0 | 0
Wind and Solar Generation Cap 30% - PJM_ATSI v5.14 | 1354 | 6274 | Generation Constraint in GWh | FALSE | L | Annual | Heat Rate | MMBtu/MWh | 0 | 0 | 0 | 0 | 0 | 0 | 0
Wind and Solar Generation Cap 30% - PJM_ATSI v5.14 | 1354 | 6274 | Generation Constraint in GWh | FALSE | L | Annual | Generation | TWh | 0.06567 | 6.5371 | 6.5371 | 6.5371 | 11.0728 | 11.0728 | 11.0728
Wind and Solar Generation Cap 30% - PJM_ATSI v5.14 | 1354 | 6274 | Generation Constraint in GWh | FALSE | L | Annual | Qualifying Generation | TWh | 0.06567 | 6.5371 | 6.5371 | 6.5371 | 11.0728 | 11.0728 | 11.0728
Wind and Solar Generation Cap 30% - PJM_ATSI v5.14 | 1354 | 6274 | Generation Constraint in GWh | FALSE | L | Annual | Rate | lb/MWh | 0 | 0 | 0 | 0 | 0 | 0 | 0
Wind and Solar Generation Cap 30% - PJM_ATSI v5.14 | 1354 | 6274 | Generation Constraint in GWh | FALSE | L | Annual | Constraint Shadow Price | US2011$/MWh | 0 | 0 | 0 | 0 | 0 | 0 | 0
Wind and Solar Generation Cap 30% - PJM_COMD v5.14 | 1355 | 6275 | Generation Constraint in GWh | FALSE | L | Annual | Seasons Included | Seasons | Winter, Summer | Winter, Summer | Winter, Summer | Winter, Summer | Winter, Summer | Winter, Summer | Winter, Summer
Wind and Solar Generation Cap 30% - PJM_COMD v5.14 | 1355 | 6275 | Generation Constraint in GWh | FALSE | L | Annual | Standard | GWh | 30923.993 | 31681.6157 | 31938.695 | 32705.4776 | 33225.4986 | 34238.4137 | 35282.2095
Wind and Solar Generation Cap 30% - PJM_COMD v5.14 | 1355 | 6275 | Generation Constraint in GWh | FALSE | L | Annual | Emissions at Affected Plants | GWh | 7301.4487 | 8508.6101 | 8508.6101 | 8508.6101 | 22229.2236 | 22229.2236 | 22308.5214
Wind and Solar Generation Cap 30% - PJM_COMD v5.14 | 1355 | 6275 | Generation Constraint in GWh | FALSE | L | Annual | Allowances Purchased | GWh | 0 | 0 | 0 | 0 | 0 | 0 | 0
Wind and Solar Generation Cap 30% - PJM_COMD v5.14 | 1355 | 6275 | Generation Constraint in GWh | FALSE | L | Annual | Allowances Sold | GWh | 0 | 0 | 0 | 0 | 0 | 0 | 0
Wind and Solar Generation Cap 30% - PJM_COMD v5.14 | 1355 | 6275 | Generation Constraint in GWh | FALSE | L | Annual | Allowances Banked | GWh | 0 | 0 | 0 | 0 | 0 | 0 | 0
Wind and Solar Generation Cap 30% - PJM_COMD v5.14 | 1355 | 6275 | Generation Constraint in GWh | FALSE | L | Annual | Allowances Withdrawn (1:1) | GWh | 0 | 0 | 0 | 0 | 0 | 0 | 0
Wind and Solar Generation Cap 30% - PJM_COMD v5.14 | 1355 | 6275 | Generation Constraint in GWh | FALSE | L | Annual | Allowances Withdrawn (n:1) | GWh | 0 | 0 | 0 | 0 | 0 | 0 | 0
Wind and Solar Generation Cap 30% - PJM_COMD v5.14 | 1355 | 6275 | Generation Constraint in GWh | FALSE | L | Annual | Net Emissions Allowance Position | GWh | 7301.4487 | 8508.6101 | 8508.6101 | 8508.6101 | 22229.2236 | 22229.2236 | 22308.5214
Wind and Solar Generation Cap 30% - PJM_COMD v5.14 | 1355 | 6275 | Generation Constraint in GWh | FALSE | L | Annual | Fuel Consumed | TBtu | 0 | 0 | 0 | 0 | 0 | 0 | 0
Wind and Solar Generation Cap 30% - PJM_COMD v5.14 | 1355 | 6275 | Generation Constraint in GWh | FALSE | L | Annual | Heat Rate | MMBtu/MWh | 0 | 0 | 0 | 0 | 0 | 0 | 0
Wind and Solar Generation Cap 30% - PJM_COMD v5.14 | 1355 | 6275 | Generation Constraint in GWh | FALSE | L | Annual | Generation | TWh | 7.3014 | 8.5086 | 8.5086 | 8.5086 | 22.2292 | 22.2292 | 22.3085
Wind and Solar Generation Cap 30% - PJM_COMD v5.14 | 1355 | 6275 | Generation Constraint in GWh | FALSE | L | Annual | Qualifying Generation | TWh | 7.3014 | 8.5086 | 8.5086 | 8.5086 | 22.2292 | 22.2292 | 22.3085
Wind and Solar Generation Cap 30% - PJM_COMD v5.14 | 1355 | 6275 | Generation Constraint in GWh | FALSE | L | Annual | Rate | lb/MWh | 0 | 0 | 0 | 0 | 0 | 0 | 0
Wind and Solar Generation Cap 30% - PJM_COMD v5.14 | 1355 | 6275 | Generation Constraint in GWh | FALSE | L | Annual | Constraint Shadow Price | US2011$/MWh | 0 | 0 | 0 | 0 | 0 | 0 | 0
Wind and Solar Generation Cap 30% - PJM_Dom v5.14 | 1356 | 6276 | Generation Constraint in GWh | FALSE | L | Annual | Seasons Included | Seasons | Winter, Summer | Winter, Summer | Winter, Summer | Winter, Summer | Winter, Summer | Winter, Summer | Winter, Summer
Wind and Solar Generation Cap 30% - PJM_Dom v5.14 | 1356 | 6276 | Generation Constraint in GWh | FALSE | L | Annual | Standard | GWh | 28794.2658 | 29638.7726 | 30171.5043 | 31474.3868 | 32802.36 | 35376.4538 | 38152.5503
Wind and Solar Generation Cap 30% - PJM_Dom v5.14 | 1356 | 6276 | Generation Constraint in GWh | FALSE | L | Annual | Emissions at Affected Plants | GWh | 1275.2372 | 1275.2372 | 1275.2372 | 6842.0291 | 8512.2587 | 24698.1966 | 26548.9276
Wind and Solar Generation Cap 30% - PJM_Dom v5.14 | 1356 | 6276 | Generation Constraint in GWh | FALSE | L | Annual | Allowances Purchased | GWh | 0 | 0 | 0 | 0 | 0 | 0 | 0
Wind and Solar Generation Cap 30% - PJM_Dom v5.14 | 1356 | 6276 | Generation Constraint in GWh | FALSE | L | Annual | Allowances Sold | GWh | 0 | 0 | 0 | 0 | 0 | 0 | 0
Wind and Solar Generation Cap 30% - PJM_Dom v5.14 | 1356 | 6276 | Generation Constraint in GWh | FALSE | L | Annual | Allowances Banked | GWh | 0 | 0 | 0 | 0 | 0 | 0 | 0
Wind and Solar Generation Cap 30% - PJM_Dom v5.14 | 1356 | 6276 | Generation Constraint in GWh | FALSE | L | Annual | Allowances Withdrawn (1:1) | GWh | 0 | 0 | 0 | 0 | 0 | 0 | 0
Wind and Solar Generation Cap 30% - PJM_Dom v5.14 | 1356 | 6276 | Generation Constraint in GWh | FALSE | L | Annual | Allowances Withdrawn (n:1) | GWh | 0 | 0 | 0 | 0 | 0 | 0 | 0
Wind and Solar Generation Cap 30% - PJM_Dom v5.14 | 1356 | 6276 | Generation Constraint in GWh | FALSE | L | Annual | Net Emissions Allowance Position | GWh | 1275.2372 | 1275.2372 | 1275.2372 | 6842.0291 | 8512.2587 | 24698.1966 | 26548.9276
Wind and Solar Generation Cap 30% - PJM_Dom v5.14 | 1356 | 6276 | Generation Constraint in GWh | FALSE | L | Annual | Fuel Consumed | TBtu | 0 | 0 | 0 | 0 | 0 | 0 | 0
Wind and Solar Generation Cap 30% - PJM_Dom v5.14 | 1356 | 6276 | Generation Constraint in GWh | FALSE | L | Annual | Heat Rate | MMBtu/MWh | 0 | 0 | 0 | 0 | 0 | 0 | 0
Wind and Solar Generation Cap 30% - PJM_Dom v5.14 | 1356 | 6276 | Generation Constraint in GWh | FALSE | L | Annual | Generation | TWh | 1.2752 | 1.2752 | 1.2752 | 6.842 | 8.5123 | 24.6982 | 26.5489
Wind and Solar Generation Cap 30% - PJM_Dom v5.14 | 1356 | 6276 | Generation Constraint in GWh | FALSE | L | Annual | Qualifying Generation | TWh | 1.2752 | 1.2752 | 1.2752 | 6.842 | 8.5123 | 24.6982 | 26.5489
Wind and Solar Generation Cap 30% - PJM_Dom v5.14 | 1356 | 6276 | Generation Constraint in GWh | FALSE | L | Annual | Rate | lb/MWh | 0 | 0 | 0 | 0 | 0 | 0 | 0
Wind and Solar Generation Cap 30% - PJM_Dom v5.14 | 1356 | 6276 | Generation Constraint in GWh | FALSE | L | Annual | Constraint Shadow Price | US2011$/MWh | 0 | 0 | 0 | 0 | 0 | 0 | 0
Wind and Solar Generation Cap 30% - PJM_EMAC v5.14 | 1357 | 6277 | Generation Constraint in GWh | FALSE | L | Annual | Seasons Included | Seasons | Winter, Summer | Winter, Summer | Winter, Summer | Winter, Summer | Winter, Summer | Winter, Summer | Winter, Summer
Wind and Solar Generation Cap 30% - PJM_EMAC v5.14 | 1357 | 6277 | Generation Constraint in GWh | FALSE | L | Annual | Standard | GWh | 42650.3134 | 42935.741 | 42888.7491 | 43131.6192 | 43884.3178 | 45506.4586 | 47188.5616
Wind and Solar Generation Cap 30% - PJM_EMAC v5.14 | 1357 | 6277 | Generation Constraint in GWh | FALSE | L | Annual | Emissions at Affected Plants | GWh | 851.9019 | 8265.6794 | 21109.5797 | 23953.0069 | 25182.499 | 27053.0736 | 28802.7068
Wind and Solar Generation Cap 30% - PJM_EMAC v5.14 | 1357 | 6277 | Generation Constraint in GWh | FALSE | L | Annual | Allowances Purchased | GWh | 0 | 0 | 0 | 0 | 0 | 0 | 0
Wind and Solar Generation Cap 30% - PJM_EMAC v5.14 | 1357 | 6277 | Generation Constraint in GWh | FALSE | L | Annual | Allowances Sold | GWh | 0 | 0 | 0 | 0 | 0 | 0 | 0
Wind and Solar Generation Cap 30% - PJM_EMAC v5.14 | 1357 | 6277 | Generation Constraint in GWh | FALSE | L | Annual | Allowances Banked | GWh | 0 | 0 | 0 | 0 | 0 | 0 | 0
Wind and Solar Generation Cap 30% - PJM_EMAC v5.14 | 1357 | 6277 | Generation Constraint in GWh | FALSE | L | Annual | Allowances Withdrawn (1:1) | GWh | 0 | 0 | 0 | 0 | 0 | 0 | 0
Wind and Solar Generation Cap 30% - PJM_EMAC v5.14 | 1357 | 6277 | Generation Constraint in GWh | FALSE | L | Annual | Allowances Withdrawn (n:1) | GWh | 0 | 0 | 0 | 0 | 0 | 0 | 0
Wind and Solar Generation Cap 30% - PJM_EMAC v5.14 | 1357 | 6277 | Generation Constraint in GWh | FALSE | L | Annual | Net Emissions Allowance Position | GWh | 851.9019 | 8265.6794 | 21109.5797 | 23953.0069 | 25182.499 | 27053.0736 | 28802.7068
Wind and Solar Generation Cap 30% - PJM_EMAC v5.14 | 1357 | 6277 | Generation Constraint in GWh | FALSE | L | Annual | Fuel Consumed | TBtu | 0 | 0 | 0 | 0 | 0 | 0 | 0
Wind and Solar Generation Cap 30% - PJM_EMAC v5.14 | 1357 | 6277 | Generation Constraint in GWh | FALSE | L | Annual | Heat Rate | MMBtu/MWh | 0 | 0 | 0 | 0 | 0 | 0 | 0
Wind and Solar Generation Cap 30% - PJM_EMAC v5.14 | 1357 | 6277 | Generation Constraint in GWh | FALSE | L | Annual | Generation | TWh | 0.8519 | 8.2657 | 21.1096 | 23.953 | 25.1825 | 27.0531 | 28.8027
Wind and Solar Generation Cap 30% - PJM_EMAC v5.14 | 1357 | 6277 | Generation Constraint in GWh | FALSE | L | Annual | Qualifying Generation | TWh | 0.8519 | 8.2657 | 21.1096 | 23.953 | 25.1825 | 27.0531 | 28.8027
Wind and Solar Generation Cap 30% - PJM_EMAC v5.14 | 1357 | 6277 | Generation Constraint in GWh | FALSE | L | Annual | Rate | lb/MWh | 0 | 0 | 0 | 0 | 0 | 0 | 0
Wind and Solar Generation Cap 30% - PJM_EMAC v5.14 | 1357 | 6277 | Generation Constraint in GWh | FALSE | L | Annual | Constraint Shadow Price | US2011$/MWh | 0 | 0 | 0 | 0 | 0 | 0 | 0
Wind and Solar Generation Cap 30% - PJM_PENE v5.14 | 1358 | 6278 | Generation Constraint in GWh | FALSE | L | Annual | Seasons Included | Seasons | Winter, Summer | Winter, Summer | Winter, Summer | Winter, Summer | Winter, Summer | Winter, Summer | Winter, Summer
Wind and Solar Generation Cap 30% - PJM_PENE v5.14 | 1358 | 6278 | Generation Constraint in GWh | FALSE | L | Annual | Standard | GWh | 5197.3944 | 5232.1709 | 5226.4454 | 5256.0367 | 5347.7455 | 5545.3872 | 5750.3347
Wind and Solar Generation Cap 30% - PJM_PENE v5.14 | 1358 | 6278 | Generation Constraint in GWh | FALSE | L | Annual | Emissions at Affected Plants | GWh | 2469.7433 | 3484.6302 | 3484.6302 | 3504.3578 | 3565.497 | 3565.497 | 3565.497
Wind and Solar Generation Cap 30% - PJM_PENE v5.14 | 1358 | 6278 | Generation Constraint in GWh | FALSE | L | Annual | Allowances Purchased | GWh | 0 | 0 | 0 | 0 | 0 | 0 | 0
Wind and Solar Generation Cap 30% - PJM_PENE v5.14 | 1358 | 6278 | Generation Constraint in GWh | FALSE | L | Annual | Allowances Sold | GWh | 0 | 0 | 0 | 0 | 0 | 0 | 0
Wind and Solar Generation Cap 30% - PJM_PENE v5.14 | 1358 | 6278 | Generation Constraint in GWh | FALSE | L | Annual | Allowances Banked | GWh | 0 | 0 | 0 | 0 | 0 | 0 | 0
Wind and Solar Generation Cap 30% - PJM_PENE v5.14 | 1358 | 6278 | Generation Constraint in GWh | FALSE | L | Annual | Allowances Withdrawn (1:1) | GWh | 0 | 0 | 0 | 0 | 0 | 0 | 0
Wind and Solar Generation Cap 30% - PJM_PENE v5.14 | 1358 | 6278 | Generation Constraint in GWh | FALSE | L | Annual | Allowances Withdrawn (n:1) | GWh | 0 | 0 | 0 | 0 | 0 | 0 | 0
Wind and Solar Generation Cap 30% - PJM_PENE v5.14 | 1358 | 6278 | Generation Constraint in GWh | FALSE | L | Annual | Net Emissions Allowance Position | GWh | 2469.7433 | 3484.6302 | 3484.6302 | 3504.3578 | 3565.497 | 3565.497 | 3565.497
Wind and Solar Generation Cap 30% - PJM_PENE v5.14 | 1358 | 6278 | Generation Constraint in GWh | FALSE | L | Annual | Fuel Consumed | TBtu | 0 | 0 | 0 | 0 | 0 | 0 | 0
Wind and Solar Generation Cap 30% - PJM_PENE v5.14 | 1358 | 6278 | Generation Constraint in GWh | FALSE | L | Annual | Heat Rate | MMBtu/MWh | 0 | 0 | 0 | 0 | 0 | 0 | 0
Wind and Solar Generation Cap 30% - PJM_PENE v5.14 | 1358 | 6278 | Generation Constraint in GWh | FALSE | L | Annual | Generation | TWh | 2.4697 | 3.4846 | 3.4846 | 3.5044 | 3.5655 | 3.5655 | 3.5655
Wind and Solar Generation Cap 30% - PJM_PENE v5.14 | 1358 | 6278 | Generation Constraint in GWh | FALSE | L | Annual | Qualifying Generation | TWh | 2.4697 | 3.4846 | 3.4846 | 3.5044 | 3.5655 | 3.5655 | 3.5655
Wind and Solar Generation Cap 30% - PJM_PENE v5.14 | 1358 | 6278 | Generation Constraint in GWh | FALSE | L | Annual | Rate | lb/MWh | 0 | 0 | 0 | 0 | 0 | 0 | 0
Wind and Solar Generation Cap 30% - PJM_PENE v5.14 | 1358 | 6278 | Generation Constraint in GWh | FALSE | L | Annual | Constraint Shadow Price | US2011$/MWh | 0 | 0 | 0 | 0 | 0 | 0 | 0
Wind and Solar Generation Cap 30% - PJM_SMAC v5.14 | 1359 | 6279 | Generation Constraint in GWh | FALSE | L | Annual | Seasons Included | Seasons | Winter, Summer | Winter, Summer | Winter, Summer | Winter, Summer | Winter, Summer | Winter, Summer | Winter, Summer
Wind and Solar Generation Cap 30% - PJM_SMAC v5.14 | 1359 | 6279 | Generation Constraint in GWh | FALSE | L | Annual | Standard | GWh | 19511.1489 | 19641.7192 | 19620.2225 | 19731.3247 | 20075.6505 | 20817.7073 | 21587.194
Wind and Solar Generation Cap 30% - PJM_SMAC v5.14 | 1359 | 6279 | Generation Constraint in GWh | FALSE | L | Annual | Emissions at Affected Plants | GWh | 23.4765 | 32.4866 | 32.4866 | 32.4866 | 32.4866 | 32.4866 | 32.4866
Wind and Solar Generation Cap 30% - PJM_SMAC v5.14 | 1359 | 6279 | Generation Constraint in GWh | FALSE | L | Annual | Allowances Purchased | GWh | 0 | 0 | 0 | 0 | 0 | 0 | 0
Wind and Solar Generation Cap 30% - PJM_SMAC v5.14 | 1359 | 6279 | Generation Constraint in GWh | FALSE | L | Annual | Allowances Sold | GWh | 0 | 0 | 0 | 0 | 0 | 0 | 0
Wind and Solar Generation Cap 30% - PJM_SMAC v5.14 | 1359 | 6279 | Generation Constraint in GWh | FALSE | L | Annual | Allowances Banked | GWh | 0 | 0 | 0 | 0 | 0 | 0 | 0
Wind and Solar Generation Cap 30% - PJM_SMAC v5.14 | 1359 | 6279 | Generation Constraint in GWh | FALSE | L | Annual | Allowances Withdrawn (1:1) | GWh | 0 | 0 | 0 | 0 | 0 | 0 | 0
Wind and Solar Generation Cap 30% - PJM_SMAC v5.14 | 1359 | 6279 | Generation Constraint in GWh | FALSE | L | Annual | Allowances Withdrawn (n:1) | GWh | 0 | 0 | 0 | 0 | 0 | 0 | 0
Wind and Solar Generation Cap 30% - PJM_SMAC v5.14 | 1359 | 6279 | Generation Constraint in GWh | FALSE | L | Annual | Net Emissions Allowance Position | GWh | 23.4765 | 32.4866 | 32.4866 | 32.4866 | 32.4866 | 32.4866 | 32.4866
Wind and Solar Generation Cap 30% - PJM_SMAC v5.14 | 1359 | 6279 | Generation Constraint in GWh | FALSE | L | Annual | Fuel Consumed | TBtu | 0 | 0 | 0 | 0 | 0 | 0 | 0
Wind and Solar Generation Cap 30% - PJM_SMAC v5.14 | 1359 | 6279 | Generation Constraint in GWh | FALSE | L | Annual | Heat Rate | MMBtu/MWh | 0 | 0 | 0 | 0 | 0 | 0 | 0
Wind and Solar Generation Cap 30% - PJM_SMAC v5.14 | 1359 | 6279 | Generation Constraint in GWh | FALSE | L | Annual | Generation | TWh | 0.023477 | 0.032487 | 0.032487 | 0.032487 | 0.032487 | 0.032487 | 0.032487
Wind and Solar Generation Cap 30% - PJM_SMAC v5.14 | 1359 | 6279 | Generation Constraint in GWh | FALSE | L | Annual | Qualifying Generation | TWh | 0.023477 | 0.032487 | 0.032487 | 0.032487 | 0.032487 | 0.032487 | 0.032487
Wind and Solar Generation Cap 30% - PJM_SMAC v5.14 | 1359 | 6279 | Generation Constraint in GWh | FALSE | L | Annual | Rate | lb/MWh | 0 | 0 | 0 | 0 | 0 | 0 | 0
Wind and Solar Generation Cap 30% - PJM_SMAC v5.14 | 1359 | 6279 | Generation Constraint in GWh | FALSE | L | Annual | Constraint Shadow Price | US2011$/MWh | 0 | 0 | 0 | 0 | 0 | 0 | 0
Wind and Solar Generation Cap 30% - PJM_West v5.14 | 1360 | 6280 | Generation Constraint in GWh | FALSE | L | Annual | Seasons Included | Seasons | Winter, Summer | Winter, Summer | Winter, Summer | Winter, Summer | Winter, Summer | Winter, Summer | Winter, Summer
Wind and Solar Generation Cap 30% - PJM_West v5.14 | 1360 | 6280 | Generation Constraint in GWh | FALSE | L | Annual | Standard | GWh | 61092.4276 | 62589.1863 | 63097.0718 | 64611.9265 | 65639.2793 | 67640.3932 | 69702.515
Wind and Solar Generation Cap 30% - PJM_West v5.14 | 1360 | 6280 | Generation Constraint in GWh | FALSE | L | Annual | Emissions at Affected Plants | GWh | 4295.9178 | 8268.2538 | 8688.5963 | 17901.091 | 45869.3368 | 45941.6377 | 45941.6377
Wind and Solar Generation Cap 30% - PJM_West v5.14 | 1360 | 6280 | Generation Constraint in GWh | FALSE | L | Annual | Allowances Purchased | GWh | 0 | 0 | 0 | 0 | 0 | 0 | 0
Wind and Solar Generation Cap 30% - PJM_West v5.14 | 1360 | 6280 | Generation Constraint in GWh | FALSE | L | Annual | Allowances Sold | GWh | 0 | 0 | 0 | 0 | 0 | 0 | 0
Wind and Solar Generation Cap 30% - PJM_West v5.14 | 1360 | 6280 | Generation Constraint in GWh | FALSE | L | Annual | Allowances Banked | GWh | 0 | 0 | 0 | 0 | 0 | 0 | 0
Wind and Solar Generation Cap 30% - PJM_West v5.14 | 1360 | 6280 | Generation Constraint in GWh | FALSE | L | Annual | Allowances Withdrawn (1:1) | GWh | 0 | 0 | 0 | 0 | 0 | 0 | 0
Wind and Solar Generation Cap 30% - PJM_West v5.14 | 1360 | 6280 | Generation Constraint in GWh | FALSE | L | Annual | Allowances Withdrawn (n:1) | GWh | 0 | 0 | 0 | 0 | 0 | 0 | 0
Wind and Solar Generation Cap 30% - PJM_West v5.14 | 1360 | 6280 | Generation Constraint in GWh | FALSE | L | Annual | Net Emissions Allowance Position | GWh | 4295.9178 | 8268.2538 | 8688.5963 | 17901.091 | 45869.3368 | 45941.6377 | 45941.6377
Wind and Solar Generation Cap 30% - PJM_West v5.14 | 1360 | 6280 | Generation Constraint in GWh | FALSE | L | Annual | Fuel Consumed | TBtu | 0 | 0 | 0 | 0 | 0 | 0 | 0
Wind and Solar Generation Cap 30% - PJM_West v5.14 | 1360 | 6280 | Generation Constraint in GWh | FALSE | L | Annual | Heat Rate | MMBtu/MWh | 0 | 0 | 0 | 0 | 0 | 0 | 0
Wind and Solar Generation Cap 30% - PJM_West v5.14 | 1360 | 6280 | Generation Constraint in GWh | FALSE | L | Annual | Generation | TWh | 4.2959 | 8.2683 | 8.6886 | 17.9011 | 45.8693 | 45.9416 | 45.9416
Wind and Solar Generation Cap 30% - PJM_West v5.14 | 1360 | 6280 | Generation Constraint in GWh | FALSE | L | Annual | Qualifying Generation | TWh | 4.2959 | 8.2683 | 8.6886 | 17.9011 | 45.8693 | 45.9416 | 45.9416
Wind and Solar Generation Cap 30% - PJM_West v5.14 | 1360 | 6280 | Generation Constraint in GWh | FALSE | L | Annual | Rate | lb/MWh | 0 | 0 | 0 | 0 | 0 | 0 | 0
Wind and Solar Generation Cap 30% - PJM_West v5.14 | 1360 | 6280 | Generation Constraint in GWh | FALSE | L | Annual | Constraint Shadow Price | US2011$/MWh | 0 | 0 | 0 | 0 | 0 | 0 | 0
Wind and Solar Generation Cap 30% - PJM_WMAC v5.14 | 1361 | 6281 | Generation Constraint in GWh | FALSE | L | Annual | Seasons Included | Seasons | Winter, Summer | Winter, Summer | Winter, Summer | Winter, Summer | Winter, Summer | Winter, Summer | Winter, Summer
Wind and Solar Generation Cap 30% - PJM_WMAC v5.14 | 1361 | 6281 | Generation Constraint in GWh | FALSE | L | Annual | Standard | GWh | 17000.4045 | 17114.1719 | 17095.4416 | 17192.2461 | 17492.261 | 18138.823 | 18809.2852
Wind and Solar Generation Cap 30% - PJM_WMAC v5.14 | 1361 | 6281 | Generation Constraint in GWh | FALSE | L | Annual | Emissions at Affected Plants | GWh | 687.4816 | 1727.0677 | 1727.0677 | 1727.0677 | 1727.0677 | 1727.0677 | 1727.0677
Wind and Solar Generation Cap 30% - PJM_WMAC v5.14 | 1361 | 6281 | Generation Constraint in GWh | FALSE | L | Annual | Allowances Purchased | GWh | 0 | 0 | 0 | 0 | 0 | 0 | 0
Wind and Solar Generation Cap 30% - PJM_WMAC v5.14 | 1361 | 6281 | Generation Constraint in GWh | FALSE | L | Annual | Allowances Sold | GWh | 0 | 0 | 0 | 0 | 0 | 0 | 0
Wind and Solar Generation Cap 30% - PJM_WMAC v5.14 | 1361 | 6281 | Generation Constraint in GWh | FALSE | L | Annual | Allowances Banked | GWh | 0 | 0 | 0 | 0 | 0 | 0 | 0
Wind and Solar Generation Cap 30% - PJM_WMAC v5.14 | 1361 | 6281 | Generation Constraint in GWh | FALSE | L | Annual | Allowances Withdrawn (1:1) | GWh | 0 | 0 | 0 | 0 | 0 | 0 | 0
Wind and Solar Generation Cap 30% - PJM_WMAC v5.14 | 1361 | 6281 | Generation Constraint in GWh | FALSE | L | Annual | Allowances Withdrawn (n:1) | GWh | 0 | 0 | 0 | 0 | 0 | 0 | 0
Wind and Solar Generation Cap 30% - PJM_WMAC v5.14 | 1361 | 6281 | Generation Constraint in GWh | FALSE | L | Annual | Net Emissions Allowance Position | GWh | 687.4816 | 1727.0677 | 1727.0677 | 1727.0677 | 1727.0677 | 1727.0677 | 1727.0677
Wind and Solar Generation Cap 30% - PJM_WMAC v5.14 | 1361 | 6281 | Generation Constraint in GWh | FALSE | L | Annual | Fuel Consumed | TBtu | 0 | 0 | 0 | 0 | 0 | 0 | 0
Wind and Solar Generation Cap 30% - PJM_WMAC v5.14 | 1361 | 6281 | Generation Constraint in GWh | FALSE | L | Annual | Heat Rate | MMBtu/MWh | 0 | 0 | 0 | 0 | 0 | 0 | 0
Wind and Solar Generation Cap 30% - PJM_WMAC v5.14 | 1361 | 6281 | Generation Constraint in GWh | FALSE | L | Annual | Generation | TWh | 0.68748 | 1.7271 | 1.7271 | 1.7271 | 1.7271 | 1.7271 | 1.7271
Wind and Solar Generation Cap 30% - PJM_WMAC v5.14 | 1361 | 6281 | Generation Constraint in GWh | FALSE | L | Annual | Qualifying Generation | TWh | 0.68748 | 1.7271 | 1.7271 | 1.7271 | 1.7271 | 1.7271 | 1.7271
Wind and Solar Generation Cap 30% - PJM_WMAC v5.14 | 1361 | 6281 | Generation Constraint in GWh | FALSE | L | Annual | Rate | lb/MWh | 0 | 0 | 0 | 0 | 0 | 0 | 0
Wind and Solar Generation Cap 30% - PJM_WMAC v5.14 | 1361 | 6281 | Generation Constraint in GWh | FALSE | L | Annual | Constraint Shadow Price | US2011$/MWh | 0 | 0 | 0 | 0 | 0 | 0 | 0
Wind and Solar Generation Cap 30% - S_C_KY v5.14 | 1362 | 6282 | Generation Constraint in GWh | FALSE | L | Annual | Seasons Included | Seasons | Winter, Summer | Winter, Summer | Winter, Summer | Winter, Summer | Winter, Summer | Winter, Summer | Winter, Summer
Wind and Solar Generation Cap 30% - S_C_KY v5.14 | 1362 | 6282 | Generation Constraint in GWh | FALSE | L | Annual | Standard | GWh | 12657.0751 | 13115.6601 | 13437.7916 | 14124.7146 | 14622.528 | 15473.8312 | 16374.6994
Wind and Solar Generation Cap 30% - S_C_KY v5.14 | 1362 | 6282 | Generation Constraint in GWh | FALSE | L | Annual | Emissions at Affected Plants | GWh | 0 | 0 | 0 | 0 | 61.7285 | 61.7285 | 66.4968
Wind and Solar Generation Cap 30% - S_C_KY v5.14 | 1362 | 6282 | Generation Constraint in GWh | FALSE | L | Annual | Allowances Purchased | GWh | 0 | 0 | 0 | 0 | 0 | 0 | 0
Wind and Solar Generation Cap 30% - S_C_KY v5.14 | 1362 | 6282 | Generation Constraint in GWh | FALSE | L | Annual | Allowances Sold | GWh | 0 | 0 | 0 | 0 | 0 | 0 | 0
Wind and Solar Generation Cap 30% - S_C_KY v5.14 | 1362 | 6282 | Generation Constraint in GWh | FALSE | L | Annual | Allowances Banked | GWh | 0 | 0 | 0 | 0 | 0 | 0 | 0
Wind and Solar Generation Cap 30% - S_C_KY v5.14 | 1362 | 6282 | Generation Constraint in GWh | FALSE | L | Annual | Allowances Withdrawn (1:1) | GWh | 0 | 0 | 0 | 0 | 0 | 0 | 0
Wind and Solar Generation Cap 30% - S_C_KY v5.14 | 1362 | 6282 | Generation Constraint in GWh | FALSE | L | Annual | Allowances Withdrawn (n:1) | GWh | 0 | 0 | 0 | 0 | 0 | 0 | 0
Wind and Solar Generation Cap 30% - S_C_KY v5.14 | 1362 | 6282 | Generation Constraint in GWh | FALSE | L | Annual | Net Emissions Allowance Position | GWh | 0 | 0 | 0 | 0 | 61.7285 | 61.7285 | 66.4968
Wind and Solar Generation Cap 30% - S_C_KY v5.14 | 1362 | 6282 | Generation Constraint in GWh | FALSE | L | Annual | Fuel Consumed | TBtu | 0 | 0 | 0 | 0 | 0 | 0 | 0
Wind and Solar Generation Cap 30% - S_C_KY v5.14 | 1362 | 6282 | Generation Constraint in GWh | FALSE | L | Annual | Heat Rate | MMBtu/MWh | 0 | 0 | 0 | 0 | 0 | 0 | 0
Wind and Solar Generation Cap 30% - S_C_KY v5.14 | 1362 | 6282 | Generation Constraint in GWh | FALSE | L | Annual | Generation | TWh | 0 | 0 | 0 | 0 | 0.061729 | 0.061729 | 0.066497
Wind and Solar Generation Cap 30% - S_C_KY v5.14 | 1362 | 6282 | Generation Constraint in GWh | FALSE | L | Annual | Qualifying Generation | TWh | 0 | 0 | 0 | 0 | 0.061729 | 0.061729 | 0.066497
Wind and Solar Generation Cap 30% - S_C_KY v5.14 | 1362 | 6282 | Generation Constraint in GWh | FALSE | L | Annual | Rate | lb/MWh | 0 | 0 | 0 | 0 | 0 | 0 | 0
Wind and Solar Generation Cap 30% - S_C_KY v5.14 | 1362 | 6282 | Generation Constraint in GWh | FALSE | L | Annual | Constraint Shadow Price | US2011$/MWh | 0 | 0 | 0 | 0 | 0 | 0 | 0
Wind and Solar Generation Cap 30% - S_C_TVA v5.14 | 1363 | 6283 | Generation Constraint in GWh | FALSE | L | Annual | Seasons Included | Seasons | Winter, Summer | Winter, Summer | Winter, Summer | Winter, Summer | Winter, Summer | Winter, Summer | Winter, Summer
Wind and Solar Generation Cap 30% - S_C_TVA v5.14 | 1363 | 6283 | Generation Constraint in GWh | FALSE | L | Annual | Standard | GWh | 51895.5821 | 53775.9498 | 55096.8079 | 57913.4457 | 59954.6647 | 63445.322 | 67139.2143
Wind and Solar Generation Cap 30% - S_C_TVA v5.14 | 1363 | 6283 | Generation Constraint in GWh | FALSE | L | Annual | Emissions at Affected Plants | GWh | 221.3287 | 364.3512 | 364.3512 | 364.3512 | 1089.1374 | 10791.4386 | 45675.5576
Wind and Solar Generation Cap 30% - S_C_TVA v5.14 | 1363 | 6283 | Generation Constraint in GWh | FALSE | L | Annual | Allowances Purchased | GWh | 0 | 0 | 0 | 0 | 0 | 0 | 0
Wind and Solar Generation Cap 30% - S_C_TVA v5.14 | 1363 | 6283 | Generation Constraint in GWh | FALSE | L | Annual | Allowances Sold | GWh | 0 | 0 | 0 | 0 | 0 | 0 | 0
Wind and Solar Generation Cap 30% - S_C_TVA v5.14 | 1363 | 6283 | Generation Constraint in GWh | FALSE | L | Annual | Allowances Banked | GWh | 0 | 0 | 0 | 0 | 0 | 0 | 0
Wind and Solar Generation Cap 30% - S_C_TVA v5.14 | 1363 | 6283 | Generation Constraint in GWh | FALSE | L | Annual | Allowances Withdrawn (1:1) | GWh | 0 | 0 | 0 | 0 | 0 | 0 | 0
Wind and Solar Generation Cap 30% - S_C_TVA v5.14 | 1363 | 6283 | Generation Constraint in GWh | FALSE | L | Annual | Allowances Withdrawn (n:1) | GWh | 0 | 0 | 0 | 0 | 0 | 0 | 0
Wind and Solar Generation Cap 30% - S_C_TVA v5.14 | 1363 | 6283 | Generation Constraint in GWh | FALSE | L | Annual | Net Emissions Allowance Position | GWh | 221.3287 | 364.3512 | 364.3512 | 364.3512 | 1089.1374 | 10791.4386 | 45675.5576
Wind and Solar Generation Cap 30% - S_C_TVA v5.14 | 1363 | 6283 | Generation Constraint in GWh | FALSE | L | Annual | Fuel Consumed | TBtu | 0 | 0 | 0 | 0 | 0 | 0 | 0
Wind and Solar Generation Cap 30% - S_C_TVA v5.14 | 1363 | 6283 | Generation Constraint in GWh | FALSE | L | Annual | Heat Rate | MMBtu/MWh | 0 | 0 | 0 | 0 | 0 | 0 | 0
Wind and Solar Generation Cap 30% - S_C_TVA v5.14 | 1363 | 6283 | Generation Constraint in GWh | FALSE | L | Annual | Generation | TWh | 0.22133 | 0.36435 | 0.36435 | 0.36435 | 1.0891 | 10.7914 | 45.6756
Wind and Solar Generation Cap 30% - S_C_TVA v5.14 | 1363 | 6283 | Generation Constraint in GWh | FALSE | L | Annual | Qualifying Generation | TWh | 0.22133 | 0.36435 | 0.36435 | 0.36435 | 1.0891 | 10.7914 | 45.6756
Wind and Solar Generation Cap 30% - S_C_TVA v5.14 | 1363 | 6283 | Generation Constraint in GWh | FALSE | L | Annual | Rate | lb/MWh | 0 | 0 | 0 | 0 | 0 | 0 | 0
Wind and Solar Generation Cap 30% - S_C_TVA v5.14 | 1363 | 6283 | Generation Constraint in GWh | FALSE | L | Annual | Constraint Shadow Price | US2011$/MWh | 0 | 0 | 0 | 0 | 0 | 0 | 0
Wind and Solar Generation Cap 30% - S_D_AMSO v5.14 | 1364 | 6284 | Generation Constraint in GWh | FALSE | L | Annual | Seasons Included | Seasons | Winter, Summer | Winter, Summer | Winter, Summer | Winter, Summer | Winter, Summer | Winter, Summer | Winter, Summer
Wind and Solar Generation Cap 30% - S_D_AMSO v5.14 | 1364 | 6284 | Generation Constraint in GWh | FALSE | L | Annual | Standard | GWh | 9543.423 | 9659.0724 | 9918.727 | 10424.0291 | 10883.9726 | 11750.0443 | 12685.0383
Wind and Solar Generation Cap 30% - S_D_AMSO v5.14 | 1364 | 6284 | Generation Constraint in GWh | FALSE | L | Annual | Emissions at Affected Plants | GWh | 0 | 0 | 0 | 0 | 768.7313 | 768.7313 | 9225.7568
Wind and Solar Generation Cap 30% - S_D_AMSO v5.14 | 1364 | 6284 | Generation Constraint in GWh | FALSE | L | Annual | Allowances Purchased | GWh | 0 | 0 | 0 | 0 | 0 | 0 | 0
Wind and Solar Generation Cap 30% - S_D_AMSO v5.14 | 1364 | 6284 | Generation Constraint in GWh | FALSE | L | Annual | Allowances Sold | GWh | 0 | 0 | 0 | 0 | 0 | 0 | 0
Wind and Solar Generation Cap 30% - S_D_AMSO v5.14 | 1364 | 6284 | Generation Constraint in GWh | FALSE | L | Annual | Allowances Banked | GWh | 0 | 0 | 0 | 0 | 0 | 0 | 0
Wind and Solar Generation Cap 30% - S_D_AMSO v5.14 | 1364 | 6284 | Generation Constraint in GWh | FALSE | L | Annual | Allowances Withdrawn (1:1) | GWh | 0 | 0 | 0 | 0 | 0 | 0 | 0
Wind and Solar Generation Cap 30% - S_D_AMSO v5.14 | 1364 | 6284 | Generation Constraint in GWh | FALSE | L | Annual | Allowances Withdrawn (n:1) | GWh | 0 | 0 | 0 | 0 | 0 | 0 | 0
Wind and Solar Generation Cap 30% - S_D_AMSO v5.14 | 1364 | 6284 | Generation Constraint in GWh | FALSE | L | Annual | Net Emissions Allowance Position | GWh | 0 | 0 | 0 | 0 | 768.7313 | 768.7313 | 9225.7568
Wind and Solar Generation Cap 30% - S_D_AMSO v5.14 | 1364 | 6284 | Generation Constraint in GWh | FALSE | L | Annual | Fuel Consumed | TBtu | 0 | 0 | 0 | 0 | 0 | 0 | 0
Wind and Solar Generation Cap 30% - S_D_AMSO v5.14 | 1364 | 6284 | Generation Constraint in GWh | FALSE | L | Annual | Heat Rate | MMBtu/MWh | 0 | 0 | 0 | 0 | 0 | 0 | 0
Wind and Solar Generation Cap 30% - S_D_AMSO v5.14 | 1364 | 6284 | Generation Constraint in GWh | FALSE | L | Annual | Generation | TWh | 0 | 0 | 0 | 0 | 0.76873 | 0.76873 | 9.2258
Wind and Solar Generation Cap 30% - S_D_AMSO v5.14 | 1364 | 6284 | Generation Constraint in GWh | FALSE | L | Annual | Qualifying Generation | TWh | 0 | 0 | 0 | 0 | 0.76873 | 0.76873 | 9.2258
Wind and Solar Generation Cap 30% - S_D_AMSO v5.14 | 1364 | 6284 | Generation Constraint in GWh | FALSE | L | Annual | Rate | lb/MWh | 0 | 0 | 0 | 0 | 0 | 0 | 0
Wind and Solar Generation Cap 30% - S_D_AMSO v5.14 | 1364 | 6284 | Generation Constraint in GWh | FALSE | L | Annual | Constraint Shadow Price | US2011$/MWh | 0 | 0 | 0 | 0 | 0 | 0 | 0
Wind and Solar Generation Cap 30% - S_D_N_AR v5.14 | 1365 | 6285 | Generation Constraint in GWh | FALSE | L | Annual | Seasons Included | Seasons | Winter, Summer | Winter, Summer | Winter, Summer | Winter, Summer | Winter, Summer | Winter, Summer | Winter, Summer
Wind and Solar Generation Cap 30% - S_D_N_AR v5.14 | 1365 | 6285 | Generation Constraint in GWh | FALSE | L | Annual | Standard | GWh | 11641.0358 | 11903.0646 | 12210.9794 | 12833.9924 | 13350.5702 | 14289.1694 | 15293.761
Wind and Solar Generation Cap 30% - S_D_N_AR v5.14 | 1365 | 6285 | Generation Constraint in GWh | FALSE | L | Annual | Emissions at Affected Plants | GWh | 0 | 2.9368 | 2.9368 | 2.9368 | 1407.1788 | 10933.6251 | 11603.3528