## Summary
5.15_OS_NOx_1300_CT
EPA IPM Run Results
All costs and prices are in 2011-year dollars |  | Values in red are rounded to zero, not equal to zero
NATIONWIDE EMISSIONS |  | 2016 | 2018 | 2020 | 2025 | 2030 | 2040 | 2050
SO2 (million tons) |  | 1.2253 | 1.2355 | 1.2933 | 1.0926 | 0.99221 | 1.018 | 1.0184
NOx (million tons) |  | 1.3572 | 1.1369 | 1.1471 | 1.0176 | 0.91151 | 0.94262 | 0.9537
CO2 (million metric tons) |  | 1888.8292 | 1879.3329 | 1889.791 | 1749.8651 | 1643.5056 | 1766.1552 | 1922.5686
CO2 (million tons) |  | 2082.0772 | 2071.6094 | 2083.1374 | 1928.8955 | 1811.6543 | 1946.8523 | 2119.2685
Hg (tons) |  | 6.0024 | 5.9489 | 6.3862 | 5.9012 | 5.6381 | 5.8374 | 5.9998
HCL (Mtons) |  | 5.1866 | 8.3451 | 8.519 | 7.048 | 7.5334 | 6.1534 | 6.0206
TOTAL COSTS |  | 2016 | 2018 | 2020 | 2025 | 2030 | 2040 | 2050
Total Costs (billion $) |  | 145.8882 | 155.6936 | 166.7529 | 162.7827 | 183.2409 | 190.1364 | 222.2397
PRICES |  | 2016 | 2018 | 2020 | 2025 | 2030 | 2040 | 2050
National Wholesale Electricity Price (mills/kWh) |  | 40.0008 | 42.599 | 48.0114 | 45.0646 | 54.5068 | 53.5697 | 58.527
Natural Gas Prices (2011 $/MMBtu)
Henry Hub |  | 4.0412 | 4.5166 | 5.4785 | 4.743 | 6.1968 | 5.4918 | 6.2734
Delivered |  | 4.4322 | 4.7127 | 5.5275 | 4.7826 | 6.1237 | 5.4241 | 6.1156
Minemouth Coal Prices (2011 $/MMBtu)
Appalachia |  | 2.1733 | 2.2171 | 2.2865 | 2.4544 | 2.6505 | 3.0783 | 3.5891
Imports |  | 5.1613 |  |  | 3.1292 | 3.2308 | 3.3896 | 3.3896
Interior |  | 1.9332 | 1.8522 | 1.8806 | 1.8674 | 2.0119 | 2.352 | 2.832
Waste Coal |  | 1.3422 | 1.3892 | 1.4513 | 1.5283 | 1.5492 | 1.6934 | 1.6934
West |  | 0.82384 | 0.83927 | 0.87215 | 0.97163 | 1.0844 | 1.3425 | 1.6916
National |  | 1.5149 | 1.499 | 1.5351 | 1.5809 | 1.7254 | 2.0186 | 2.4401
Emission Allowance Prices ($/Ton) |  | 2016 | 2018 | 2020 | 2025 | 2030 | 2040 | 2050
SO2 Annual - Region 1 (CSAPR) |  | 0 | 0 | 0 | 0 | 0 | 0 | 0
SO2 Annual - Region 2 (CSAPR) |  | 0 | 0 | 0 | 0 | 0 | 0 | 0
NOx Annual (CSAPR) |  | 0 | 0 | 0 | 0 | 0 | 0 | 0
NOx Ozone Season (CSAPR) |  | 0 | 0 | 0 | 0 | 0 | 0 | 0
EMISSIONS (Mtons) |  | 2016 | 2018 | 2020 | 2025 | 2030 | 2040 | 2050
SO2 Annual - Region 1 (CSAPR) |  | 617.3034 | 614.8032 | 628.0688 | 556.6351 | 505.6189 | 538.2047 | 529.7672
SO2 Annual - Region 2 (CSAPR) |  | 255.5497 | 268.5484 | 295.7408 | 207.7662 | 185.3937 | 196.7762 | 195.8503
NOx Annual (CSAPR) |  | 854.0962 | 731.6102 | 737.2321 | 646.2807 | 577.4877 | 604.1592 | 608.3596
NOx Ozone Season (CSAPR) |  | 421.369 | 313.1169 | 313.6919 | 274.2496 | 238.3396 | 244.4313 | 245.6284
TOTAL CAPACITY (Cumulative GW) |  | 2016 | 2018 | 2020 | 2025 | 2030 | 2040 | 2050
Hydro |  | 101.2408 | 101.4648 | 106.3008 | 112.0306 | 112.1789 | 112.1789 | 112.1789
Non-Hydro Renewables |  | 102.1428 | 125.7595 | 131.84 | 137.2097 | 173.4697 | 307.3503 | 414.6124
Biomass |  | 4.3883 | 4.3883 | 4.3883 | 4.3883 | 4.3883 | 4.3883 | 4.3883
Geothermal |  | 2.6023 | 2.6023 | 3.2311 | 3.6338 | 3.9316 | 3.9316 | 4.2049
Landfill Gas |  | 2.1106 | 2.1106 | 2.1106 | 2.1106 | 2.1106 | 2.1106 | 2.1106
Solar |  | 15.7464 | 16.0163 | 21.0225 | 24.2051 | 59.531 | 193.2842 | 300.0456
Wind |  | 77.2952 | 100.642 | 101.0875 | 102.8719 | 103.5082 | 103.6356 | 103.8629
Coal |  | 202.5641 | 195.4256 | 194.6423 | 186.7734 | 182.8028 | 182.2673 | 181.9337
PC |  | 200.9624 | 193.4939 | 192.7106 | 184.8417 | 180.8711 | 180.3356 | 180.002
IGCC |  | 1.6017 | 1.6017 | 1.6017 | 1.6017 | 1.6017 | 1.6017 | 1.6017
IGCC - CCS |  | 0 | 0.33 | 0.33 | 0.33 | 0.33 | 0.33 | 0.33
New Future Technology |  | 0 | 0 | 0 | 0 | 0 | 0 | 0
Nuclear |  | 95.644 | 95.165 | 99.565 | 99.3155 | 97.662 | 58.4381 | 7.8501
Natural Gas |  | 366.6335 | 373.7784 | 375.4969 | 376.5519 | 383.297 | 451.6968 | 539.6891
CC |  | 229.7288 | 236.8058 | 238.6032 | 238.9039 | 245.971 | 302.2582 | 378.0708
CC - CCS |  | 0 | 0 | 0 | 0 | 0 | 0 | 0
CT |  | 136.9047 | 136.9727 | 136.8937 | 137.648 | 137.326 | 149.4386 | 161.6183
Oil/Gas Steam |  | 89.7454 | 85.7671 | 80.8633 | 70.5995 | 69.5758 | 69.5758 | 69.5758
Other |  | 5.0538 | 5.0538 | 5.0538 | 5.0538 | 5.0538 | 5.0538 | 5.0538
Grand Total |  | 963.0244 | 982.4143 | 993.7622 | 987.5343 | 1024.0399 | 1186.5609 | 1330.8936
NEW CAPACITY (Cumulative GW) |  | 2016 | 2018 | 2020 | 2025 | 2030 | 2040 | 2050
Hydro |  | 0 | 0 | 4.836 | 10.5657 | 10.714 | 10.714 | 10.714
Non-Hydro Renewables |  | 1.8196 | 25.1763 | 30.8568 | 36.2265 | 72.4865 | 206.3671 | 313.6292
Biomass |  | 0 | 0 | 0 | 0 | 0 | 0 | 0
Geothermal |  | 0 | 0 | 0.6288 | 1.0315 | 1.3293 | 1.3293 | 1.6026
Landfill Gas |  | 0 | 0 | 0 | 0 | 0 | 0 | 0
Solar |  | 0.94885 | 0.9588 | 5.965 | 9.1476 | 44.4735 | 178.2267 | 284.9881
Wind |  | 0.87074 | 24.2175 | 24.263 | 26.0474 | 26.6837 | 26.8111 | 27.0384
Coal |  | 0 | 0.33 | 0.33 | 0.33 | 0.33 | 0.33 | 0.33
PC |  | 0 | 0 | 0 | 0 | 0 | 0 | 0
IGCC |  | 0 | 0 | 0 | 0 | 0 | 0 | 0
IGCC - CCS |  | 0 | 0.33 | 0.33 | 0.33 | 0.33 | 0.33 | 0.33
New Future Technology |  | 0 | 0 | 0 | 0 | 0 | 0 | 0
Nuclear |  | 0 | 0 | 0 | 0 | 0 | 0 | 0
Natural Gas |  | 0.40971 | 5.6317 | 7.5402 | 8.5952 | 15.6624 | 84.0622 | 172.0545
CC |  | 0 | 5.222 | 7.1304 | 7.4311 | 14.4982 | 70.7854 | 146.5981
CC - CCS |  | 0 | 0 | 0 | 0 | 0 | 0 | 0
CT |  | 0.40971 | 0.40971 | 0.40971 | 1.1642 | 1.1642 | 13.2768 | 25.4564
Other |  | 0 | 0 | 0 | 0 | 0 | 0 | 0
Grand Total |  | 2.2293 | 31.138 | 43.563 | 55.7174 | 99.1929 | 301.4732 | 496.7276
RETIREMENTS (GW) |  | 2016 | 2018 | 2020 | 2025 | 2030 | 2040 | 2050
CC Retirements |  | 8.2011 | 8.2011 | 8.3121 | 8.3121 | 8.3121 | 8.3121 | 8.3121
Coal Retirements |  | 70.9056 | 76.2735 | 79.2402 | 92.5909 | 97.5732 | 98.1087 | 98.4423
CT Retirements |  | 7.2984 | 7.3104 | 7.3894 | 7.3895 | 7.7115 | 7.7115 | 7.7115
Nuclear Retirements |  | 3.486 | 4.04 | 4.04 | 4.2895 | 5.943 | 45.1669 | 95.7549
O/G Retirements |  | 8.6428 | 14.694 | 17.4143 | 22.1941 | 22.1941 | 22.1941 | 22.1941
IGCC Retirements |  | 0.045 | 0.045 | 0.045 | 0.045 | 0.045 | 0.045 | 0.045
Non-Fossil Retirements |  | 0.1017 | 0.1017 | 0.1017 | 0.1017 | 0.1017 | 0.1017 | 0.1017
Grand Total |  | 98.6805 | 110.6656 | 116.5427 | 134.9228 | 141.8806 | 181.6399 | 232.5616
GENERATION MIX (thousand GWh) |  | 2016 | 2018 | 2020 | 2025 | 2030 | 2040 | 2050
Hydro |  | 283.6171 | 284.4411 | 310.8462 | 340.1963 | 341.3586 | 337.3216 | 337.0477
Non-Hydro Renewables |  | 315.2616 | 394.6082 | 410.5571 | 428.6857 | 502.708 | 767.2598 | 980.0262
Biomass |  | 23.4527 | 21.7403 | 22.7192 | 22.0576 | 23.1696 | 21.6545 | 24.2063
Biomass Co-firing |  | 18.6315 | 11.6911 | 11.3438 | 14.8368 | 15.495 | 21.8049 | 25.4055
Geothermal |  | 16.8267 | 16.8267 | 21.6189 | 24.6877 | 26.9573 | 26.9573 | 29.0408
Landfill Gas |  | 10.8977 | 10.8983 | 10.8983 | 10.8983 | 10.8983 | 10.8983 | 10.8983
Solar |  | 29.1474 | 29.7605 | 38.7763 | 45.3035 | 112.7252 | 371.8624 | 575.2909
Wind |  | 216.3057 | 303.6913 | 305.2006 | 310.9019 | 313.4627 | 314.0825 | 315.1845
Coal |  | 1325.9121 | 1335.1548 | 1388.5198 | 1251.2773 | 1130.3645 | 1208.8514 | 1199.9287
PC (Biomass Co-firing is included) |  | 1315.2681 | 1321.1093 | 1374.246 | 1237.0007 | 1117.3559 | 1194.8059 | 1185.6521
IGCC |  | 10.6439 | 11.5884 | 11.8167 | 11.8194 | 10.5515 | 11.5884 | 11.8194
IGCC - CCS |  | 0 | 2.4572 | 2.4572 | 2.4572 | 2.4572 | 2.4572 | 2.4572
New Future Technology |  | 0 | 0 | 0 | 0 | 0 | 0 | 0
Nuclear |  | 760.9238 | 757.9695 | 791.8606 | 790.6638 | 777.038 | 469.3202 | 62.3418
Natural Gas |  | 1305.5379 | 1292.4465 | 1201.6733 | 1294.2344 | 1358.4303 | 1540.7747 | 2025.1729
CC |  | 1275.8212 | 1266.4192 | 1180.9832 | 1263.763 | 1332.217 | 1523.7483 | 2008.1365
CC - CCS |  | 0 | 0 | 1.7656e-08 | 1.7656e-08 | 0 | 0 | 0
CT |  | 29.7167 | 26.0273 | 20.6901 | 30.4714 | 26.2133 | 17.0264 | 17.0364
Oil/Gas Steam |  | 64.4636 | 58.9061 | 49.6319 | 20.3506 | 10.7566 | 5.1025 | 5.1479
Other |  | 18.2535 | 18.2311 | 18.0023 | 17.4552 | 17.2185 | 17.2297 | 17.2201
Grand Total |  | 4055.3382 | 4130.0661 | 4159.7474 | 4128.0265 | 4122.3796 | 4324.0551 | 4601.4798
TOTAL CONTROLS (Cumulative GW) |  | 2016 | 2018 | 2020 | 2025 | 2030 | 2040 | 2050
FGD |  | 175.5999 | 170.5071 | 169.7722 | 164.4415 | 161.0606 | 161.0606 | 160.727
Existing Scrubber |  | 168.8816 | 163.6962 | 162.9613 | 157.6307 | 154.701 | 154.701 | 154.3674
Existing Wet Scrubber |  | 138.7829 | 134.5483 | 133.9297 | 130.4545 | 128.0498 | 128.0498 | 127.7162
Existing Dry Scrubber |  | 30.0988 | 29.1479 | 29.0316 | 27.1762 | 26.6512 | 26.6512 | 26.6512
Retrofit Scrubber |  | 6.7183 | 6.8109 | 6.8109 | 6.8109 | 6.3596 | 6.3596 | 6.3596
Retrofit Wet Scrubber |  | 5.0102 | 5.0102 | 5.0102 | 5.0102 | 4.559 | 4.559 | 4.559
Retrofit Dry Scrubber |  | 1.7081 | 1.8006 | 1.8006 | 1.8006 | 1.8006 | 1.8006 | 1.8006
New Scrubber |  | 0 | 0 | 0 | 0 | 0 | 0 | 0
New Wet Scrubber |  | 0 | 0 | 0 | 0 | 0 | 0 | 0
New Dry Scrubber |  | 0 | 0 | 0 | 0 | 0 | 0 | 0
SCR |  | 122.8565 | 123.9743 | 123.893 | 119.6789 | 119.362 | 119.362 | 119.0284
Existing SCR |  | 118.7336 | 115.352 | 115.2701 | 110.6685 | 108.2589 | 108.2589 | 107.9253
Retrofit SCR |  | 4.1229 | 8.6223 | 8.6228 | 9.0104 | 11.103 | 11.103 | 11.103
New SCR |  | 0 | 0 | 0 | 0 | 0 | 0 | 0
SNCR |  | 16.2893 | 14.0907 | 13.5048 | 13.1119 | 12.8629 | 12.8629 | 12.8629
Existing SNCR |  | 16.2893 | 14.0907 | 13.5048 | 13.1119 | 12.8629 | 12.8629 | 12.8629
Retrofit SNCR |  | 0 | 0 | 0 | 0 | 0 | 0 | 0
ACI |  | 105.9647 | 103.892 | 103.8442 | 100.8678 | 99.3083 | 98.8208 | 98.8208
Existing ACI |  | 66.1101 | 65.7943 | 65.7469 | 63.2624 | 61.9311 | 61.9311 | 61.9311
Retrofit ACI |  | 39.8546 | 38.0977 | 38.0974 | 37.6054 | 37.3772 | 36.8897 | 36.8897
New ACI |  | 0 | 0 | 0 | 0 | 0 | 0 | 0
CCS |  | 0 | 0.33 | 0.33 | 0.33 | 0.33 | 0.33 | 0.33
Hardwired CCS |  | 0 | 0 | 0 | 0 | 0 | 0 | 0
Retrofit CCS |  | 0 | 0 | 0 | 0 | 0 | 0 | 0
New CCS |  | 0 | 0.33 | 0.33 | 0.33 | 0.33 | 0.33 | 0.33
FF |  | 112.3123 | 110.7875 | 111.0072 | 109.647 | 107.478 | 106.9905 | 106.6569
Existing FF |  | 101.259 | 99.6416 | 99.8613 | 98.5011 | 96.3322 | 95.8447 | 95.511
Retrofit FF* |  | 11.0533 | 11.1458 | 11.1458 | 11.1458 | 11.1458 | 11.1458 | 11.1458
DSI |  | 25.6296 | 25.6294 | 25.6294 | 24.8836 | 23.8427 | 23.3552 | 23.3552
Existing DSI |  | 12.3155 | 12.3153 | 12.3153 | 11.8225 | 10.7816 | 10.7816 | 10.7816
Retrofit DSI |  | 13.3141 | 13.3141 | 13.3141 | 13.0612 | 13.0612 | 12.5737 | 12.5737
C2G |  | 9.1402 | 11.2131 | 9.0296 | 3.5456 | 2.5219 | 2.5219 | 2.5219
HRI |  | 0 | 0 | 0 | 88.3097 | 99.3723 | 99.3723 | 99.3723
* includes upgrades of existing fabric filters through dry FGD retrofits
RETROFITS (Cumulative GW) |  | 2016 | 2018 | 2020 | 2025 | 2030 | 2040 | 2050
FGD |  | 6.7183 | 6.8109 | 6.8109 | 6.8109 | 6.3596 | 6.3596 | 6.3596
SCR |  | 4.1229 | 8.6223 | 8.6228 | 9.0104 | 11.103 | 11.103 | 11.103
SNCR |  | 0 | 0 | 0 | 0 | 0 | 0 | 0
ACI |  | 39.8546 | 38.0977 | 38.0974 | 37.6054 | 37.3772 | 36.8897 | 36.8897
CCS |  | 0 | 0 | 0 | 0 | 0 | 0 | 0
FF |  | 11.0533 | 11.1458 | 11.1458 | 11.1458 | 11.1458 | 11.1458 | 11.1458
DSI |  | 13.3141 | 13.3141 | 13.3141 | 13.0612 | 13.0612 | 12.5737 | 12.5737
C2G |  | 9.1402 | 11.2131 | 9.0296 | 3.5456 | 2.5219 | 2.5219 | 2.5219
HRI |  | 0 | 0 | 0 | 88.3097 | 99.3723 | 99.3723 | 99.3723
TOTAL CONTROLS IN NEEDS
FGD |  | 211.1123
SCR |  | 143.3669
SNCR |  | 31.5105
ACI |  | 96.4694
FUEL SUPPLY AND CONSUMPTION |  | 2016 | 2018 | 2020 | 2025 | 2030 | 2040 | 2050
Coal Use by Region (million tons) |  | 754.0101 | 764.7904 | 796.5118 | 729.2641 | 679.7418 | 749.7672 | 742.3274
Power Sector |  | 667.4569 | 675.4615 | 703.1591 | 623.2165 | 559.3083 | 599.8779 | 592.4381
Appalachia |  | 122.881 | 110.5672 | 110.0837 | 69.8753 | 65.0483 | 64.2717 | 65.8848
Imports |  | 1.5 |  |  | 0.94409 | 0.99389 | 4.1941 | 6.9671
Interior |  | 203.748 | 226.962 | 242.4748 | 241.7159 | 215.7635 | 224.2549 | 210.7889
Waste Coal |  | 6.307 | 6.307 | 6.307 | 6.2476 | 5.9158 | 5.9158 | 5.9158
West |  | 333.0209 | 331.6252 | 344.2936 | 304.4336 | 271.5869 | 301.2415 | 302.8816
Non-Power Sector |  | 86.5532 | 89.3289 | 93.3527 | 106.0476 | 120.4335 | 149.8892 | 149.8892
Appalachia |  | 30.3134 | 30.28 | 30.2266 | 29.3502 | 29.5122 | 29.1918 | 29.1918
Interior |  | 25.0714 | 26.7306 | 28.6105 | 34.1388 | 41.1524 | 54.1412 | 54.1412
West |  | 31.1684 | 32.3183 | 34.5157 | 42.5586 | 49.7688 | 66.5562 | 66.5562
Power Sector Coal Use by Rank (TBtu) |  | 13227.0816 | 13410.4101 | 13947.8001 | 12260.3326 | 10998.2531 | 11684.845 | 11549.6215
Bituminous |  | 7423.6423 | 7532.3503 | 7807.5968 | 6884.4532 | 6203.6694 | 6284.2672 | 6182.9959
Subbituminous |  | 4794.2763 | 4914.394 | 5123.7808 | 4481.2116 | 3976.5615 | 4443.449 | 4455.4992
Lignite |  | 1009.163 | 963.6657 | 1016.4225 | 894.6678 | 818.0221 | 957.1287 | 911.1264
Natural Gas Use (Trillion cubic feet) |  | 9.9371 | 9.7131 | 8.9235 | 9.3055 | 9.598 | 10.4162 | 13.3638
Note on A3: ICFI: All tons are SHORT tons, unless otherwise noted as metric Mtons : thousand tons

## All Constraints
Constraint Name | Constraint # | Constraint ID | Constraint Type | Neutralized | LimitType | Constraint Time Frame | Data Field | Unit of Measure | 2016-2017(RY 2016) | 2018-2018(RY 2018) | 2019-2022(RY 2020) | 2023-2027(RY 2025) | 2028-2033(RY 2030) | 2034-2045(RY 2040) | 2046-2054(RY 2050)
#1 - SO2 Title IV Annual Constraint v5.14 | 1 | 6321 | Rate Constraint in MTons | FALSE | L | Annual | Seasons Included | Seasons | Winter, Summer | Winter, Summer | Winter, Summer | Winter, Summer | Winter, Summer | Winter, Summer | Winter, Summer
#1 - SO2 Title IV Annual Constraint v5.14 | 1 | 6321 | Rate Constraint in MTons | FALSE | L | Annual | Standard | Thousand Tons | 17214.9068 | 8040.2852 | 7978.0881 | 7973.0011 | 7973.0011 | 7973.0011 | 7973.0011
#1 - SO2 Title IV Annual Constraint v5.14 | 1 | 6321 | Rate Constraint in MTons | FALSE | L | Annual | Standard SO2 | Thousand Tons | 17214.9068 | 8040.2852 | 7978.0881 | 7973.0011 | 7973.0011 | 7973.0011 | 7973.0011
#1 - SO2 Title IV Annual Constraint v5.14 | 1 | 6321 | Rate Constraint in MTons | FALSE | L | Annual | Emissions at Affected Plants SO2 | Thousand Tons | 1126.2162 | 1120.643 | 1173.8197 | 993.8024 | 876.2556 | 936.4963 | 937.6324
#1 - SO2 Title IV Annual Constraint v5.14 | 1 | 6321 | Rate Constraint in MTons | FALSE | L | Annual | Allowances Purchased SO2 | Thousand Tons | 0 | 0 | 0 | 0 | 0 | 0 | 0
#1 - SO2 Title IV Annual Constraint v5.14 | 1 | 6321 | Rate Constraint in MTons | FALSE | L | Annual | Allowances Sold SO2 | Thousand Tons | 0 | 0 | 0 | 0 | 0 | 0 | 0
#1 - SO2 Title IV Annual Constraint v5.14 | 1 | 6321 | Rate Constraint in MTons | FALSE | L | Annual | Allowances Banked | Thousand Tons | 0 | 0 | 0 | 0 | 0 | 0 | 0
#1 - SO2 Title IV Annual Constraint v5.14 | 1 | 6321 | Rate Constraint in MTons | FALSE | L | Annual | Allowances Withdrawn (1:1) | Thousand Tons | 0 | 0 | 0 | 0 | 0 | 0 | 0
#1 - SO2 Title IV Annual Constraint v5.14 | 1 | 6321 | Rate Constraint in MTons | FALSE | L | Annual | Allowances Withdrawn (n:1) | Thousand Tons | 0 | 0 | 0 | 0 | 0 | 0 | 0
#1 - SO2 Title IV Annual Constraint v5.14 | 1 | 6321 | Rate Constraint in MTons | FALSE | L | Annual | Net Emissions Allowance Position | Thousand Tons | 1126.2162 | 1120.643 | 1173.8197 | 993.8024 | 876.2556 | 936.4963 | 937.6324
#1 - SO2 Title IV Annual Constraint v5.14 | 1 | 6321 | Rate Constraint in MTons | FALSE | L | Annual | Fuel Consumed | TBtu | 23627.1682 | 23477.9201 | 23220.0831 | 21948.4029 | 20968.0145 | 22669.9752 | 25631.0663
#1 - SO2 Title IV Annual Constraint v5.14 | 1 | 6321 | Rate Constraint in MTons | FALSE | L | Annual | Rate | lb/MMBtu | 0.095332 | 0.095464 | 0.1011 | 0.090558 | 0.08358 | 0.08262 | 0.073164
#1 - SO2 Title IV Annual Constraint v5.14 | 1 | 6321 | Rate Constraint in MTons | FALSE | L | Annual | Generation | TWh | 2677.0067 | 2667.9026 | 2621.3608 | 2548.1222 | 2481.0534 | 2739.2546 | 3215.9818
#1 - SO2 Title IV Annual Constraint v5.14 | 1 | 6321 | Rate Constraint in MTons | FALSE | L | Annual | Qualifying Generation | TWh | 2677.0067 | 2667.9026 | 2621.3608 | 2548.1222 | 2481.0534 | 2739.2546 | 3215.9818
#1 - SO2 Title IV Annual Constraint v5.14 | 1 | 6321 | Rate Constraint in MTons | FALSE | L | Annual | Rate | lb/MWh | 0.4207 | 0.42005 | 0.44779 | 0.39001 | 0.35318 | 0.34188 | 0.29155
#1 - SO2 Title IV Annual Constraint v5.14 | 1 | 6321 | Rate Constraint in MTons | FALSE | L | Annual | Constraint Shadow Price | US2011$/Ton | 0 | 0 | 0 | 0 | 0 | 0 | 0
#4 - NOx SIPCall Rhode Island Constraint | 2 | 1263 | Rate Constraint in MTons | FALSE | L | Annual | Seasons Included | Seasons | Summer | Summer | Summer | Summer | Summer | Summer | Summer
#4 - NOx SIPCall Rhode Island Constraint | 2 | 1263 | Rate Constraint in MTons | FALSE | L | Annual | Standard | Thousand Tons | 0.997 | 0.997 | 0.997 | 0.997 | 0.997 | 0.997 | 0.997
#4 - NOx SIPCall Rhode Island Constraint | 2 | 1263 | Rate Constraint in MTons | FALSE | L | Annual | Standard NOX | Thousand Tons | 0.997 | 0.997 | 0.997 | 0.997 | 0.997 | 0.997 | 0.997
#4 - NOx SIPCall Rhode Island Constraint | 2 | 1263 | Rate Constraint in MTons | FALSE | L | Annual | Emissions at Affected Plants NOX | Thousand Tons | 0 | 0 | 0 | 0 | 0 | 0 | 0
#4 - NOx SIPCall Rhode Island Constraint | 2 | 1263 | Rate Constraint in MTons | FALSE | L | Annual | Allowances Purchased NOX | Thousand Tons | 0 | 0 | 0 | 0 | 0 | 0 | 0
#4 - NOx SIPCall Rhode Island Constraint | 2 | 1263 | Rate Constraint in MTons | FALSE | L | Annual | Allowances Sold NOX | Thousand Tons | 0 | 0 | 0 | 0 | 0 | 0 | 0
#4 - NOx SIPCall Rhode Island Constraint | 2 | 1263 | Rate Constraint in MTons | FALSE | L | Annual | Allowances Banked | Thousand Tons | 0.997 | 0.997 | 1.7448 | 2.3928 | 2.991 | 2.4925 | 0
#4 - NOx SIPCall Rhode Island Constraint | 2 | 1263 | Rate Constraint in MTons | FALSE | L | Annual | Allowances Withdrawn (1:1) | Thousand Tons | 0 | 0 | 0 | 0 | 0 | 0 | 0
#4 - NOx SIPCall Rhode Island Constraint | 2 | 1263 | Rate Constraint in MTons | FALSE | L | Annual | Allowances Withdrawn (n:1) | Thousand Tons | 0 | 0 | -747.75 | -1395.8 | -1994.0001 | -1495.5 | 0
#4 - NOx SIPCall Rhode Island Constraint | 2 | 1263 | Rate Constraint in MTons | FALSE | L | Annual | Net Emissions Allowance Position | Thousand Tons | 0.997 | 0.997 | -746.0053 | -1393.4072 | -1991.0091 | -1493.0075 | 0
#4 - NOx SIPCall Rhode Island Constraint | 2 | 1263 | Rate Constraint in MTons | FALSE | L | Annual | Fuel Consumed | TBtu | 0 | 0 | 0 | 0 | 0 | 0 | 0
#4 - NOx SIPCall Rhode Island Constraint | 2 | 1263 | Rate Constraint in MTons | FALSE | L | Annual | Rate | lb/MMBtu | 0 | 0 | 0 | 0 | 0 | 0 | 0
#4 - NOx SIPCall Rhode Island Constraint | 2 | 1263 | Rate Constraint in MTons | FALSE | L | Annual | Generation | TWh | 0 | 0 | 0 | 0 | 0 | 0 | 0
#4 - NOx SIPCall Rhode Island Constraint | 2 | 1263 | Rate Constraint in MTons | FALSE | L | Annual | Qualifying Generation | TWh | 0 | 0 | 0 | 0 | 0 | 0 | 0
#4 - NOx SIPCall Rhode Island Constraint | 2 | 1263 | Rate Constraint in MTons | FALSE | L | Annual | Rate | lb/MWh | 0 | 0 | 0 | 0 | 0 | 0 | 0
#4 - NOx SIPCall Rhode Island Constraint | 2 | 1263 | Rate Constraint in MTons | FALSE | L | Annual | Constraint Shadow Price | US2011$/Ton | 0 | 0 | 0 | 0 | 0 | 0 | 0
#6 - WRAP SO2 Policy Case Constraint | 3 | 1265 | Rate Constraint in MTons | FALSE | L | Annual | Seasons Included | Seasons |  | Winter, Summer | Winter, Summer | Winter, Summer | Winter, Summer | Winter, Summer | Winter, Summer
#6 - WRAP SO2 Policy Case Constraint | 3 | 1265 | Rate Constraint in MTons | FALSE | L | Annual | Standard | Thousand Tons | 0 | 89.572 | 89.572 | 89.572 | 89.572 | 89.572 | 89.572
#6 - WRAP SO2 Policy Case Constraint | 3 | 1265 | Rate Constraint in MTons | FALSE | L | Annual | Standard SO2 | Thousand Tons | 0 | 89.572 | 89.572 | 89.572 | 89.572 | 89.572 | 89.572
#6 - WRAP SO2 Policy Case Constraint | 3 | 1265 | Rate Constraint in MTons | FALSE | L | Annual | Emissions at Affected Plants SO2 | Thousand Tons | 0 | 0 | 0 | 0 | 0 | 0 | 0
#6 - WRAP SO2 Policy Case Constraint | 3 | 1265 | Rate Constraint in MTons | FALSE | L | Annual | Allowances Purchased SO2 | Thousand Tons | 0 | 0 | 0 | 0 | 0 | 0 | 0
#6 - WRAP SO2 Policy Case Constraint | 3 | 1265 | Rate Constraint in MTons | FALSE | L | Annual | Allowances Sold SO2 | Thousand Tons | 0 | 0 | 0 | 0 | 0 | 0 | 0
#6 - WRAP SO2 Policy Case Constraint | 3 | 1265 | Rate Constraint in MTons | FALSE | L | Annual | Allowances Banked | Thousand Tons | 0 | 89.572 | 0 | 89.572 | 89.572 | 89.572 | 0
#6 - WRAP SO2 Policy Case Constraint | 3 | 1265 | Rate Constraint in MTons | FALSE | L | Annual | Allowances Withdrawn (1:1) | Thousand Tons | 0 | 0 | -22.393 | 0 | 0 | 0 | 0
#6 - WRAP SO2 Policy Case Constraint | 3 | 1265 | Rate Constraint in MTons | FALSE | L | Annual | Allowances Withdrawn (n:1) | Thousand Tons | 0 | 0 | 0 | 0 | 0 | 0 | 0
#6 - WRAP SO2 Policy Case Constraint | 3 | 1265 | Rate Constraint in MTons | FALSE | L | Annual | Net Emissions Allowance Position | Thousand Tons | 0 | 89.572 | -22.393 | 89.572 | 89.572 | 89.572 | 0
#6 - WRAP SO2 Policy Case Constraint | 3 | 1265 | Rate Constraint in MTons | FALSE | L | Annual | Fuel Consumed | TBtu | 0 | 0 | 0 | 0 | 0 | 4.272 | 6.8955
#6 - WRAP SO2 Policy Case Constraint | 3 | 1265 | Rate Constraint in MTons | FALSE | L | Annual | Rate | lb/MMBtu | 0 | 0 | 0 | 0 | 0 | 0 | 0
#6 - WRAP SO2 Policy Case Constraint | 3 | 1265 | Rate Constraint in MTons | FALSE | L | Annual | Generation | TWh | 0 | 0 | 0 | 0 | 0 | 0.66438 | 1.0724
#6 - WRAP SO2 Policy Case Constraint | 3 | 1265 | Rate Constraint in MTons | FALSE | L | Annual | Qualifying Generation | TWh | 0 | 0 | 0 | 0 | 0 | 0.66438 | 1.0724
#6 - WRAP SO2 Policy Case Constraint | 3 | 1265 | Rate Constraint in MTons | FALSE | L | Annual | Rate | lb/MWh | 0 | 0 | 0 | 0 | 0 | 0 | 0
#6 - WRAP SO2 Policy Case Constraint | 3 | 1265 | Rate Constraint in MTons | FALSE | L | Annual | Constraint Shadow Price | US2011$/Ton | 0 | 0 | 0 | 0 | 0 | 0 | 0
#CAN - #1 National - SO2 Cap Annual v3.1 | 5 | 1731 | Rate Constraint in MTons | FALSE | L | Annual | Seasons Included | Seasons | Winter, Summer | Winter, Summer | Winter, Summer | Winter, Summer | Winter, Summer | Winter, Summer | Winter, Summer
#CAN - #1 National - SO2 Cap Annual v3.1 | 5 | 1731 | Rate Constraint in MTons | FALSE | L | Annual | Standard | Thousand Tons | 948.21 | 948.21 | 948.21 | 948.21 | 948.21 | 948.21 | 948.21
#CAN - #1 National - SO2 Cap Annual v3.1 | 5 | 1731 | Rate Constraint in MTons | FALSE | L | Annual | Standard SO2 | Thousand Tons | 948.21 | 948.21 | 948.21 | 948.21 | 948.21 | 948.21 | 948.21
#CAN - #1 National - SO2 Cap Annual v3.1 | 5 | 1731 | Rate Constraint in MTons | FALSE | L | Annual | Emissions at Affected Plants SO2 | Thousand Tons | 155.5377 | 138.0431 | 123.9103 | 134.5652 | 52.4344 | 27.4809 | 11.4176
#CAN - #1 National - SO2 Cap Annual v3.1 | 5 | 1731 | Rate Constraint in MTons | FALSE | L | Annual | Allowances Purchased SO2 | Thousand Tons | 0 | 0 | 0 | 0 | 0 | 0 | 0
#CAN - #1 National - SO2 Cap Annual v3.1 | 5 | 1731 | Rate Constraint in MTons | FALSE | L | Annual | Allowances Sold SO2 | Thousand Tons | 0 | 0 | 0 | 0 | 0 | 0 | 0
#CAN - #1 National - SO2 Cap Annual v3.1 | 5 | 1731 | Rate Constraint in MTons | FALSE | L | Annual | Allowances Banked | Thousand Tons | 0 | 0 | 0 | 0 | 0 | 0 | 0
#CAN - #1 National - SO2 Cap Annual v3.1 | 5 | 1731 | Rate Constraint in MTons | FALSE | L | Annual | Allowances Withdrawn (1:1) | Thousand Tons | 0 | 0 | 0 | 0 | 0 | 0 | 0
#CAN - #1 National - SO2 Cap Annual v3.1 | 5 | 1731 | Rate Constraint in MTons | FALSE | L | Annual | Allowances Withdrawn (n:1) | Thousand Tons | 0 | 0 | 0 | 0 | 0 | 0 | 0
#CAN - #1 National - SO2 Cap Annual v3.1 | 5 | 1731 | Rate Constraint in MTons | FALSE | L | Annual | Net Emissions Allowance Position | Thousand Tons | 155.5377 | 138.0431 | 123.9103 | 134.5652 | 52.4344 | 27.4809 | 11.4176
#CAN - #1 National - SO2 Cap Annual v3.1 | 5 | 1731 | Rate Constraint in MTons | FALSE | L | Annual | Fuel Consumed | TBtu | 927.7752 | 776.5974 | 797.0742 | 901.3653 | 987.0345 | 1340.4605 | 1777.9091
#CAN - #1 National - SO2 Cap Annual v3.1 | 5 | 1731 | Rate Constraint in MTons | FALSE | L | Annual | Rate | lb/MMBtu | 0.33529 | 0.35551 | 0.31091 | 0.29858 | 0.10625 | 0.041002 | 0.012844
#CAN - #1 National - SO2 Cap Annual v3.1 | 5 | 1731 | Rate Constraint in MTons | FALSE | L | Annual | Generation | TWh | 103.2471 | 86.3433 | 89.5198 | 100.4678 | 112.4654 | 160.9873 | 225.7428
#CAN - #1 National - SO2 Cap Annual v3.1 | 5 | 1731 | Rate Constraint in MTons | FALSE | L | Annual | Qualifying Generation | TWh | 103.2471 | 86.3433 | 89.5198 | 100.4678 | 112.4654 | 160.9873 | 225.7428
#CAN - #1 National - SO2 Cap Annual v3.1 | 5 | 1731 | Rate Constraint in MTons | FALSE | L | Annual | Rate | lb/MWh | 1.5065 | 1.5988 | 1.3842 | 1.3394 | 0.46623 | 0.1707 | 0.050578
#CAN - #1 National - SO2 Cap Annual v3.1 | 5 | 1731 | Rate Constraint in MTons | FALSE | L | Annual | Constraint Shadow Price | US2011$/Ton | 0 | 0 | 0 | 0 | 0 | 0 | 0
#CAN - AB - MER Cap Annual v4.12 | 6 | 2323 | Rate Constraint in MTons | FALSE | L | Annual | Seasons Included | Seasons | Winter, Summer | Winter, Summer | Winter, Summer | Winter, Summer | Winter, Summer | Winter, Summer | Winter, Summer
#CAN - AB - MER Cap Annual v4.12 | 6 | 2323 | Rate Constraint in MTons | FALSE | L | Annual | Standard | Lb | 1300.7273 | 1300.7273 | 1300.7273 | 1300.7273 | 1300.7273 | 1300.7273 | 1300.7273
#CAN - AB - MER Cap Annual v4.12 | 6 | 2323 | Rate Constraint in MTons | FALSE | L | Annual | Standard MER | lbs | 1300.7273 | 1300.7273 | 1300.7273 | 1300.7273 | 1300.7273 | 1300.7273 | 1300.7273
#CAN - AB - MER Cap Annual v4.12 | 6 | 2323 | Rate Constraint in MTons | FALSE | L | Annual | Emissions at Affected Plants MER | lbs | 1303.511 | 1303.5004 | 1303.468 | 1303.4731 | 712.2645 | 296.0938 | 154.159
#CAN - AB - MER Cap Annual v4.12 | 6 | 2323 | Rate Constraint in MTons | FALSE | L | Annual | Allowances Purchased MER | lbs | 0 | 0 | 0 | 0 | 0 | 0 | 0
#CAN - AB - MER Cap Annual v4.12 | 6 | 2323 | Rate Constraint in MTons | FALSE | L | Annual | Allowances Sold MER | lbs | 0 | 0 | 0 | 0 | 0 | 0 | 0
#CAN - AB - MER Cap Annual v4.12 | 6 | 2323 | Rate Constraint in MTons | FALSE | L | Annual | Allowances Banked | lbs | 0 | 0 | 0 | 0 | 0 | 0 | 0
#CAN - AB - MER Cap Annual v4.12 | 6 | 2323 | Rate Constraint in MTons | FALSE | L | Annual | Allowances Withdrawn (1:1) | lbs | 0 | 0 | 0 | 0 | 0 | 0 | 0
#CAN - AB - MER Cap Annual v4.12 | 6 | 2323 | Rate Constraint in MTons | FALSE | L | Annual | Allowances Withdrawn (n:1) | lbs | 0 | 0 | 0 | 0 | 0 | 0 | 0
#CAN - AB - MER Cap Annual v4.12 | 6 | 2323 | Rate Constraint in MTons | FALSE | L | Annual | Net Emissions Allowance Position | lbs | 1303.511 | 1303.5004 | 1303.468 | 1303.4731 | 712.2645 | 296.0938 | 154.159
#CAN - AB - MER Cap Annual v4.12 | 6 | 2323 | Rate Constraint in MTons | FALSE | L | Annual | Fuel Consumed | TBtu | 283.9617 | 283.9584 | 280.2756 | 280.195 | 157.4878 | 69.535 | 40.1602
#CAN - AB - MER Cap Annual v4.12 | 6 | 2323 | Rate Constraint in MTons | FALSE | L | Annual | Rate | lb/MMBtu | 4.5904e-06 | 4.5905e-06 | 4.6507e-06 | 4.652e-06 | 4.5227e-06 | 4.2582e-06 | 3.8386e-06
#CAN - AB - MER Cap Annual v4.12 | 6 | 2323 | Rate Constraint in MTons | FALSE | L | Annual | Generation | TWh | 27.2552 | 27.2551 | 26.9031 | 26.8956 | 15.1261 | 6.6898 | 3.8714
#CAN - AB - MER Cap Annual v4.12 | 6 | 2323 | Rate Constraint in MTons | FALSE | L | Annual | Qualifying Generation | TWh | 27.2552 | 27.2551 | 26.9031 | 26.8956 | 15.1261 | 6.6898 | 3.8714
#CAN - AB - MER Cap Annual v4.12 | 6 | 2323 | Rate Constraint in MTons | FALSE | L | Annual | Rate | lb/MWh | 47.8261 | 47.826 | 48.4505 | 48.4642 | 47.0883 | 44.2605 | 39.8204
#CAN - AB - MER Cap Annual v4.12 | 6 | 2323 | Rate Constraint in MTons | FALSE | L | Annual | Constraint Shadow Price | US2011$/Lb | 567758.6626 | 631751.037 | 789786.9016 | 673534.1408 | 0 | 0 | 0
#CAN - CNNB RPS v5.14 | 7 | 6155 | Generation Constraint in GWh | FALSE | G | Annual | Seasons Included | Seasons | Winter, Summer | Winter, Summer | Winter, Summer | Winter, Summer | Winter, Summer | Winter, Summer | Winter, Summer
#CAN - CNNB RPS v5.14 | 7 | 6155 | Generation Constraint in GWh | FALSE | G | Annual | Standard | GWh | 1468.6526 | 1480.4253 | 1503.9709 | 1533.9914 | 1565.7779 | 1603.7973 | 1649.828
#CAN - CNNB RPS v5.14 | 7 | 6155 | Generation Constraint in GWh | FALSE | G | Annual | Emissions at Affected Plants | GWh | 2386.7595 | 2386.7595 | 2386.7595 | 2386.7595 | 2386.7595 | 2386.7595 | 2386.7595
#CAN - CNNB RPS v5.14 | 7 | 6155 | Generation Constraint in GWh | FALSE | G | Annual | Allowances Purchased | GWh | 0 | 0 | 0 | 0 | 0 | 0 | 0
#CAN - CNNB RPS v5.14 | 7 | 6155 | Generation Constraint in GWh | FALSE | G | Annual | Allowances Sold | GWh | 0 | 0 | 0 | 0 | 0 | 0 | 0
#CAN - CNNB RPS v5.14 | 7 | 6155 | Generation Constraint in GWh | FALSE | G | Annual | Allowances Banked | GWh | 0 | 0 | 0 | 0 | 0 | 0 | 0
#CAN - CNNB RPS v5.14 | 7 | 6155 | Generation Constraint in GWh | FALSE | G | Annual | Allowances Withdrawn (1:1) | GWh | 0 | 0 | 0 | 0 | 0 | 0 | 0
#CAN - CNNB RPS v5.14 | 7 | 6155 | Generation Constraint in GWh | FALSE | G | Annual | Allowances Withdrawn (n:1) | GWh | 0 | 0 | 0 | 0 | 0 | 0 | 0
#CAN - CNNB RPS v5.14 | 7 | 6155 | Generation Constraint in GWh | FALSE | G | Annual | Net Emissions Allowance Position | GWh | 2386.7595 | 2386.7595 | 2386.7595 | 2386.7595 | 2386.7595 | 2386.7595 | 2386.7595
#CAN - CNNB RPS v5.14 | 7 | 6155 | Generation Constraint in GWh | FALSE | G | Annual | Fuel Consumed | TBtu | 16.3438 | 16.3438 | 16.3438 | 16.3438 | 16.3438 | 16.3438 | 16.3438
#CAN - CNNB RPS v5.14 | 7 | 6155 | Generation Constraint in GWh | FALSE | G | Annual | Heat Rate | MMBtu/MWh | 6.8477 | 6.8477 | 6.8477 | 6.8477 | 6.8477 | 6.8477 | 6.8477
#CAN - CNNB RPS v5.14 | 7 | 6155 | Generation Constraint in GWh | FALSE | G | Annual | Generation | TWh | 2.3868 | 2.3868 | 2.3868 | 2.3868 | 2.3868 | 2.3868 | 2.3868
#CAN - CNNB RPS v5.14 | 7 | 6155 | Generation Constraint in GWh | FALSE | G | Annual | Qualifying Generation | TWh | 2.3868 | 2.3868 | 2.3868 | 2.3868 | 2.3868 | 2.3868 | 2.3868
#CAN - CNNB RPS v5.14 | 7 | 6155 | Generation Constraint in GWh | FALSE | G | Annual | Rate | lb/MWh | 0 | 0 | 0 | 0 | 0 | 0 | 0
#CAN - CNNB RPS v5.14 | 7 | 6155 | Generation Constraint in GWh | FALSE | G | Annual | Constraint Shadow Price | US2011$/MWh | 0 | 0 | 0 | 0 | 0 | 0 | 0
#CAN - CNNS RPS v5.14 | 8 | 6156 | Generation Constraint in GWh | FALSE | G | Annual | Seasons Included | Seasons | Winter, Summer | Winter, Summer | Winter, Summer | Winter, Summer | Winter, Summer | Winter, Summer | Winter, Summer
#CAN - CNNS RPS v5.14 | 8 | 6156 | Generation Constraint in GWh | FALSE | G | Annual | Standard | GWh | 3038.8452 | 3053.5612 | 3090.3511 | 3138.9137 | 3200.7207 | 3309.6301 | 3442.7514
#CAN - CNNS RPS v5.14 | 8 | 6156 | Generation Constraint in GWh | FALSE | G | Annual | Emissions at Affected Plants | GWh | 3038.8452 | 3053.5612 | 3090.3511 | 3138.9137 | 3200.7207 | 3309.6301 | 3442.7514
#CAN - CNNS RPS v5.14 | 8 | 6156 | Generation Constraint in GWh | FALSE | G | Annual | Allowances Purchased | GWh | 0 | 0 | 0 | 0 | 0 | 0 | 0
#CAN - CNNS RPS v5.14 | 8 | 6156 | Generation Constraint in GWh | FALSE | G | Annual | Allowances Sold | GWh | 0 | 0 | 0 | 0 | 0 | 0 | 0
#CAN - CNNS RPS v5.14 | 8 | 6156 | Generation Constraint in GWh | FALSE | G | Annual | Allowances Banked | GWh | 0 | 0 | 0 | 0 | 0 | 0 | 0
#CAN - CNNS RPS v5.14 | 8 | 6156 | Generation Constraint in GWh | FALSE | G | Annual | Allowances Withdrawn (1:1) | GWh | 0 | 0 | 0 | 0 | 0 | 0 | 0
#CAN - CNNS RPS v5.14 | 8 | 6156 | Generation Constraint in GWh | FALSE | G | Annual | Allowances Withdrawn (n:1) | GWh | 0 | 0 | 0 | 0 | 0 | 0 | 0
#CAN - CNNS RPS v5.14 | 8 | 6156 | Generation Constraint in GWh | FALSE | G | Annual | Net Emissions Allowance Position | GWh | 3038.8452 | 3053.5612 | 3090.3511 | 3138.9137 | 3200.7207 | 3309.6301 | 3442.7514
#CAN - CNNS RPS v5.14 | 8 | 6156 | Generation Constraint in GWh | FALSE | G | Annual | Fuel Consumed | TBtu | 22.5716 | 9.6946 | 10.8433 | 11.1806 | 12.0594 | 13.5521 | 15.761
#CAN - CNNS RPS v5.14 | 8 | 6156 | Generation Constraint in GWh | FALSE | G | Annual | Heat Rate | MMBtu/MWh | 7.4277 | 3.1748 | 3.5088 | 3.5619 | 3.7677 | 4.0947 | 4.578
#CAN - CNNS RPS v5.14 | 8 | 6156 | Generation Constraint in GWh | FALSE | G | Annual | Generation | TWh | 3.0388 | 3.0536 | 3.0904 | 3.1389 | 3.2007 | 3.3096 | 3.4428
#CAN - CNNS RPS v5.14 | 8 | 6156 | Generation Constraint in GWh | FALSE | G | Annual | Qualifying Generation | TWh | 3.0388 | 3.0536 | 3.0904 | 3.1389 | 3.2007 | 3.3096 | 3.4428
#CAN - CNNS RPS v5.14 | 8 | 6156 | Generation Constraint in GWh | FALSE | G | Annual | Rate | lb/MWh | 0 | 0 | 0 | 0 | 0 | 0 | 0
#CAN - CNNS RPS v5.14 | 8 | 6156 | Generation Constraint in GWh | FALSE | G | Annual | Constraint Shadow Price | US2011$/MWh | 231.1049 | 221.9982 | 214.2549 | 44.741 | 191.4026 | 150.0492 | 105.1331
#CAN - MB - Acid Rain - SO2 Cap Annual v3.1 | 10 | 1732 | Rate Constraint in MTons | FALSE | L | Annual | Seasons Included | Seasons | Winter, Summer | Winter, Summer | Winter, Summer | Winter, Summer | Winter, Summer | Winter, Summer | Winter, Summer
#CAN - MB - Acid Rain - SO2 Cap Annual v3.1 | 10 | 1732 | Rate Constraint in MTons | FALSE | L | Annual | Standard | Thousand Tons | 4.41 | 4.41 | 4.41 | 4.41 | 4.41 | 4.41 | 4.41
#CAN - MB - Acid Rain - SO2 Cap Annual v3.1 | 10 | 1732 | Rate Constraint in MTons | FALSE | L | Annual | Standard SO2 | Thousand Tons | 4.41 | 4.41 | 4.41 | 4.41 | 4.41 | 4.41 | 4.41
#CAN - MB - Acid Rain - SO2 Cap Annual v3.1 | 10 | 1732 | Rate Constraint in MTons | FALSE | L | Annual | Emissions at Affected Plants SO2 | Thousand Tons | 0 | 0 | 0 | 0 | 0 | 0 | 0
#CAN - MB - Acid Rain - SO2 Cap Annual v3.1 | 10 | 1732 | Rate Constraint in MTons | FALSE | L | Annual | Allowances Purchased SO2 | Thousand Tons | 0 | 0 | 0 | 0 | 0 | 0 | 0
#CAN - MB - Acid Rain - SO2 Cap Annual v3.1 | 10 | 1732 | Rate Constraint in MTons | FALSE | L | Annual | Allowances Sold SO2 | Thousand Tons | 0 | 0 | 0 | 0 | 0 | 0 | 0
#CAN - MB - Acid Rain - SO2 Cap Annual v3.1 | 10 | 1732 | Rate Constraint in MTons | FALSE | L | Annual | Allowances Banked | Thousand Tons | 0 | 0 | 0 | 0 | 0 | 0 | 0
#CAN - MB - Acid Rain - SO2 Cap Annual v3.1 | 10 | 1732 | Rate Constraint in MTons | FALSE | L | Annual | Allowances Withdrawn (1:1) | Thousand Tons | 0 | 0 | 0 | 0 | 0 | 0 | 0
#CAN - MB - Acid Rain - SO2 Cap Annual v3.1 | 10 | 1732 | Rate Constraint in MTons | FALSE | L | Annual | Allowances Withdrawn (n:1) | Thousand Tons | 0 | 0 | 0 | 0 | 0 | 0 | 0
#CAN - MB - Acid Rain - SO2 Cap Annual v3.1 | 10 | 1732 | Rate Constraint in MTons | FALSE | L | Annual | Net Emissions Allowance Position | Thousand Tons | 0 | 0 | 0 | 0 | 0 | 0 | 0
#CAN - MB - Acid Rain - SO2 Cap Annual v3.1 | 10 | 1732 | Rate Constraint in MTons | FALSE | L | Annual | Fuel Consumed | TBtu | 0 | 0 | 0 | 0 | 0 | 0 | 2.8459
#CAN - MB - Acid Rain - SO2 Cap Annual v3.1 | 10 | 1732 | Rate Constraint in MTons | FALSE | L | Annual | Rate | lb/MMBtu | 0 | 0 | 0 | 0 | 0 | 0 | 0
#CAN - MB - Acid Rain - SO2 Cap Annual v3.1 | 10 | 1732 | Rate Constraint in MTons | FALSE | L | Annual | Generation | TWh | 0 | 0 | 0 | 0 | 0 | 0 | 0.44065
#CAN - MB - Acid Rain - SO2 Cap Annual v3.1 | 10 | 1732 | Rate Constraint in MTons | FALSE | L | Annual | Qualifying Generation | TWh | 0 | 0 | 0 | 0 | 0 | 0 | 0.44065
#CAN - MB - Acid Rain - SO2 Cap Annual v3.1 | 10 | 1732 | Rate Constraint in MTons | FALSE | L | Annual | Rate | lb/MWh | 0 | 0 | 0 | 0 | 0 | 0 | 0
#CAN - MB - Acid Rain - SO2 Cap Annual v3.1 | 10 | 1732 | Rate Constraint in MTons | FALSE | L | Annual | Constraint Shadow Price | US2011$/Ton | 0 | 0 | 0 | 0 | 0 | 0 | 0
#CAN - NB - Acid Rain - SO2 Cap Annual v3.1 | 11 | 1733 | Rate Constraint in MTons | FALSE | L | Annual | Seasons Included | Seasons | Winter, Summer | Winter, Summer | Winter, Summer | Winter, Summer | Winter, Summer | Winter, Summer | Winter, Summer
#CAN - NB - Acid Rain - SO2 Cap Annual v3.1 | 11 | 1733 | Rate Constraint in MTons | FALSE | L | Annual | Standard | Thousand Tons | 135.58 | 135.58 | 135.58 | 135.58 | 135.58 | 135.58 | 135.58
#CAN - NB - Acid Rain - SO2 Cap Annual v3.1 | 11 | 1733 | Rate Constraint in MTons | FALSE | L | Annual | Standard SO2 | Thousand Tons | 135.58 | 135.58 | 135.58 | 135.58 | 135.58 | 135.58 | 135.58
#CAN - NB - Acid Rain - SO2 Cap Annual v3.1 | 11 | 1733 | Rate Constraint in MTons | FALSE | L | Annual | Emissions at Affected Plants SO2 | Thousand Tons | 0 | 0 | 0 | 0 | 0 | 0 | 0
#CAN - NB - Acid Rain - SO2 Cap Annual v3.1 | 11 | 1733 | Rate Constraint in MTons | FALSE | L | Annual | Allowances Purchased SO2 | Thousand Tons | 0 | 0 | 0 | 0 | 0 | 0 | 0
#CAN - NB - Acid Rain - SO2 Cap Annual v3.1 | 11 | 1733 | Rate Constraint in MTons | FALSE | L | Annual | Allowances Sold SO2 | Thousand Tons | 0 | 0 | 0 | 0 | 0 | 0 | 0
#CAN - NB - Acid Rain - SO2 Cap Annual v3.1 | 11 | 1733 | Rate Constraint in MTons | FALSE | L | Annual | Allowances Banked | Thousand Tons | 0 | 0 | 0 | 0 | 0 | 0 | 0
#CAN - NB - Acid Rain - SO2 Cap Annual v3.1 | 11 | 1733 | Rate Constraint in MTons | FALSE | L | Annual | Allowances Withdrawn (1:1) | Thousand Tons | 0 | 0 | 0 | 0 | 0 | 0 | 0
#CAN - NB - Acid Rain - SO2 Cap Annual v3.1 | 11 | 1733 | Rate Constraint in MTons | FALSE | L | Annual | Allowances Withdrawn (n:1) | Thousand Tons | 0 | 0 | 0 | 0 | 0 | 0 | 0
#CAN - NB - Acid Rain - SO2 Cap Annual v3.1 | 11 | 1733 | Rate Constraint in MTons | FALSE | L | Annual | Net Emissions Allowance Position | Thousand Tons | 0 | 0 | 0 | 0 | 0 | 0 | 0
#CAN - NB - Acid Rain - SO2 Cap Annual v3.1 | 11 | 1733 | Rate Constraint in MTons | FALSE | L | Annual | Fuel Consumed | TBtu | 0.085081 | 0.49757 | 0.51818 | 0.10386 | 0.14192 | 6.4433 | 39.4759
#CAN - NB - Acid Rain - SO2 Cap Annual v3.1 | 11 | 1733 | Rate Constraint in MTons | FALSE | L | Annual | Rate | lb/MMBtu | 0 | 0 | 0 | 0 | 0 | 0 | 0
#CAN - NB - Acid Rain - SO2 Cap Annual v3.1 | 11 | 1733 | Rate Constraint in MTons | FALSE | L | Annual | Generation | TWh | 0.011195 | 0.06547 | 0.06586 | 0.013666 | 0.018674 | 0.99118 | 6.0294
#CAN - NB - Acid Rain - SO2 Cap Annual v3.1 | 11 | 1733 | Rate Constraint in MTons | FALSE | L | Annual | Qualifying Generation | TWh | 0.011195 | 0.06547 | 0.06586 | 0.013666 | 0.018674 | 0.99118 | 6.0294
#CAN - NB - Acid Rain - SO2 Cap Annual v3.1 | 11 | 1733 | Rate Constraint in MTons | FALSE | L | Annual | Rate | lb/MWh | 0 | 0 | 0 | 0 | 0 | 0 | 0
#CAN - NB - Acid Rain - SO2 Cap Annual v3.1 | 11 | 1733 | Rate Constraint in MTons | FALSE | L | Annual | Constraint Shadow Price | US2011$/Ton | 0 | 0 | 0 | 0 | 0 | 0 | 0
#CAN - NB - MER Cap Annual v4.12 | 12 | 2319 | Rate Constraint in MTons | FALSE | L | Annual | Seasons Included | Seasons | Winter, Summer | Winter, Summer | Winter, Summer | Winter, Summer | Winter, Summer | Winter, Summer | Winter, Summer
#CAN - NB - MER Cap Annual v4.12 | 12 | 2319 | Rate Constraint in MTons | FALSE | L | Annual | Standard | Lb | 55.1156 | 55.1156 | 55.1156 | 55.1156 | 55.1156 | 55.1156 | 55.1156
#CAN - NB - MER Cap Annual v4.12 | 12 | 2319 | Rate Constraint in MTons | FALSE | L | Annual | Standard MER | lbs | 55.1156 | 55.1156 | 55.1156 | 55.1156 | 55.1156 | 55.1156 | 55.1156
#CAN - NB - MER Cap Annual v4.12 | 12 | 2319 | Rate Constraint in MTons | FALSE | L | Annual | Emissions at Affected Plants MER | lbs | 0 | 0 | 0 | 0 | 0 | 0 | 0
#CAN - NB - MER Cap Annual v4.12 | 12 | 2319 | Rate Constraint in MTons | FALSE | L | Annual | Allowances Purchased MER | lbs | 0 | 0 | 0 | 0 | 0 | 0 | 0
#CAN - NB - MER Cap Annual v4.12 | 12 | 2319 | Rate Constraint in MTons | FALSE | L | Annual | Allowances Sold MER | lbs | 0 | 0 | 0 | 0 | 0 | 0 | 0
#CAN - NB - MER Cap Annual v4.12 | 12 | 2319 | Rate Constraint in MTons | FALSE | L | Annual | Allowances Banked | lbs | 0 | 0 | 0 | 0 | 0 | 0 | 0
#CAN - NB - MER Cap Annual v4.12 | 12 | 2319 | Rate Constraint in MTons | FALSE | L | Annual | Allowances Withdrawn (1:1) | lbs | 0 | 0 | 0 | 0 | 0 | 0 | 0
#CAN - NB - MER Cap Annual v4.12 | 12 | 2319 | Rate Constraint in MTons | FALSE | L | Annual | Allowances Withdrawn (n:1) | lbs | 0 | 0 | 0 | 0 | 0 | 0 | 0
#CAN - NB - MER Cap Annual v4.12 | 12 | 2319 | Rate Constraint in MTons | FALSE | L | Annual | Net Emissions Allowance Position | lbs | 0 | 0 | 0 | 0 | 0 | 0 | 0
#CAN - NB - MER Cap Annual v4.12 | 12 | 2319 | Rate Constraint in MTons | FALSE | L | Annual | Fuel Consumed | TBtu | 0 | 0 | 0 | 0 | 0 | 0 | 0
#CAN - NB - MER Cap Annual v4.12 | 12 | 2319 | Rate Constraint in MTons | FALSE | L | Annual | Rate | lb/MMBtu | 0 | 0 | 0 | 0 | 0 | 0 | 0
#CAN - NB - MER Cap Annual v4.12 | 12 | 2319 | Rate Constraint in MTons | FALSE | L | Annual | Generation | TWh | 0 | 0 | 0 | 0 | 0 | 0 | 0
#CAN - NB - MER Cap Annual v4.12 | 12 | 2319 | Rate Constraint in MTons | FALSE | L | Annual | Qualifying Generation | TWh | 0 | 0 | 0 | 0 | 0 | 0 | 0
#CAN - NB - MER Cap Annual v4.12 | 12 | 2319 | Rate Constraint in MTons | FALSE | L | Annual | Rate | lb/MWh | 0 | 0 | 0 | 0 | 0 | 0 | 0
#CAN - NB - MER Cap Annual v4.12 | 12 | 2319 | Rate Constraint in MTons | FALSE | L | Annual | Constraint Shadow Price | US2011$/Lb | 0 | 0 | 0 | 0 | 0 | 0 | 0
#CAN - NL&NF - SO2 Cap Annual v3.1 | 13 | 1734 | Rate Constraint in MTons | FALSE | L | Annual | Seasons Included | Seasons | Winter, Summer | Winter, Summer | Winter, Summer | Winter, Summer | Winter, Summer | Winter, Summer | Winter, Summer
#CAN - NL&NF - SO2 Cap Annual v3.1 | 13 | 1734 | Rate Constraint in MTons | FALSE | L | Annual | Standard | Thousand Tons | 16.53 | 16.53 | 16.53 | 16.53 | 16.53 | 16.53 | 16.53
#CAN - NL&NF - SO2 Cap Annual v3.1 | 13 | 1734 | Rate Constraint in MTons | FALSE | L | Annual | Standard SO2 | Thousand Tons | 16.53 | 16.53 | 16.53 | 16.53 | 16.53 | 16.53 | 16.53
#CAN - NL&NF - SO2 Cap Annual v3.1 | 13 | 1734 | Rate Constraint in MTons | FALSE | L | Annual | Emissions at Affected Plants SO2 | Thousand Tons | 0 | 0 | 0 | 0 | 0 | 0 | 0
#CAN - NL&NF - SO2 Cap Annual v3.1 | 13 | 1734 | Rate Constraint in MTons | FALSE | L | Annual | Allowances Purchased SO2 | Thousand Tons | 0 | 0 | 0 | 0 | 0 | 0 | 0
#CAN - NL&NF - SO2 Cap Annual v3.1 | 13 | 1734 | Rate Constraint in MTons | FALSE | L | Annual | Allowances Sold SO2 | Thousand Tons | 0 | 0 | 0 | 0 | 0 | 0 | 0
#CAN - NL&NF - SO2 Cap Annual v3.1 | 13 | 1734 | Rate Constraint in MTons | FALSE | L | Annual | Allowances Banked | Thousand Tons | 0 | 0 | 0 | 0 | 0 | 0 | 0
#CAN - NL&NF - SO2 Cap Annual v3.1 | 13 | 1734 | Rate Constraint in MTons | FALSE | L | Annual | Allowances Withdrawn (1:1) | Thousand Tons | 0 | 0 | 0 | 0 | 0 | 0 | 0
#CAN - NL&NF - SO2 Cap Annual v3.1 | 13 | 1734 | Rate Constraint in MTons | FALSE | L | Annual | Allowances Withdrawn (n:1) | Thousand Tons | 0 | 0 | 0 | 0 | 0 | 0 | 0
#CAN - NL&NF - SO2 Cap Annual v3.1 | 13 | 1734 | Rate Constraint in MTons | FALSE | L | Annual | Net Emissions Allowance Position | Thousand Tons | 0 | 0 | 0 | 0 | 0 | 0 | 0
#CAN - NL&NF - SO2 Cap Annual v3.1 | 13 | 1734 | Rate Constraint in MTons | FALSE | L | Annual | Fuel Consumed | TBtu | 0 | 0 | 0 | 0 | 0 | 0 | 0
#CAN - NL&NF - SO2 Cap Annual v3.1 | 13 | 1734 | Rate Constraint in MTons | FALSE | L | Annual | Rate | lb/MMBtu | 0 | 0 | 0 | 0 | 0 | 0 | 0
#CAN - NL&NF - SO2 Cap Annual v3.1 | 13 | 1734 | Rate Constraint in MTons | FALSE | L | Annual | Generation | TWh | 0 | 0 | 0 | 0 | 0 | 0 | 0
#CAN - NL&NF - SO2 Cap Annual v3.1 | 13 | 1734 | Rate Constraint in MTons | FALSE | L | Annual | Qualifying Generation | TWh | 0 | 0 | 0 | 0 | 0 | 0 | 0
#CAN - NL&NF - SO2 Cap Annual v3.1 | 13 | 1734 | Rate Constraint in MTons | FALSE | L | Annual | Rate | lb/MWh | 0 | 0 | 0 | 0 | 0 | 0 | 0
#CAN - NL&NF - SO2 Cap Annual v3.1 | 13 | 1734 | Rate Constraint in MTons | FALSE | L | Annual | Constraint Shadow Price | US2011$/Ton | 0 | 0 | 0 | 0 | 0 | 0 | 0
#CAN - NS - MER Cap Annual v4.12 | 14 | 2320 | Rate Constraint in MTons | FALSE | L | Annual | Seasons Included | Seasons | Winter, Summer | Winter, Summer | Winter, Summer | Winter, Summer | Winter, Summer | Winter, Summer | Winter, Summer
#CAN - NS - MER Cap Annual v4.12 | 14 | 2320 | Rate Constraint in MTons | FALSE | L | Annual | Standard | Lb | 143.3005 | 143.3005 | 93.6965 | 77.1618 | 77.1618 | 77.1618 | 77.1618
#CAN - NS - MER Cap Annual v4.12 | 14 | 2320 | Rate Constraint in MTons | FALSE | L | Annual | Standard MER | lbs | 143.3005 | 143.3005 | 93.6965 | 77.1618 | 77.1618 | 77.1618 | 77.1618
#CAN - NS - MER Cap Annual v4.12 | 14 | 2320 | Rate Constraint in MTons | FALSE | L | Annual | Emissions at Affected Plants MER | lbs | 98.9224 | 1.7101 | 0.32399 | 58.0977 | 31.9566 | 30.3071 | 0
#CAN - NS - MER Cap Annual v4.12 | 14 | 2320 | Rate Constraint in MTons | FALSE | L | Annual | Allowances Purchased MER | lbs | 0 | 0 | 0 | 0 | 0 | 0 | 0
#CAN - NS - MER Cap Annual v4.12 | 14 | 2320 | Rate Constraint in MTons | FALSE | L | Annual | Allowances Sold MER | lbs | 0 | 0 | 0 | 0 | 0 | 0 | 0
#CAN - NS - MER Cap Annual v4.12 | 14 | 2320 | Rate Constraint in MTons | FALSE | L | Annual | Allowances Banked | lbs | 0 | 0 | 0 | 0 | 0 | 0 | 0
#CAN - NS - MER Cap Annual v4.12 | 14 | 2320 | Rate Constraint in MTons | FALSE | L | Annual | Allowances Withdrawn (1:1) | lbs | 0 | 0 | 0 | 0 | 0 | 0 | 0
#CAN - NS - MER Cap Annual v4.12 | 14 | 2320 | Rate Constraint in MTons | FALSE | L | Annual | Allowances Withdrawn (n:1) | lbs | 0 | 0 | 0 | 0 | 0 | 0 | 0
#CAN - NS - MER Cap Annual v4.12 | 14 | 2320 | Rate Constraint in MTons | FALSE | L | Annual | Net Emissions Allowance Position | lbs | 98.9224 | 1.7101 | 0.32399 | 58.0977 | 31.9566 | 30.3071 | 0
#CAN - NS - MER Cap Annual v4.12 | 14 | 2320 | Rate Constraint in MTons | FALSE | L | Annual | Fuel Consumed | TBtu | 55.0384 | 6.0734 | 1.4012 | 24.5264 | 26.1723 | 24.8214 | 0
#CAN - NS - MER Cap Annual v4.12 | 14 | 2320 | Rate Constraint in MTons | FALSE | L | Annual | Rate | lb/MMBtu | 1.7973e-06 | 2.8158e-07 | 2.3123e-07 | 2.3688e-06 | 1.221e-06 | 1.221e-06 | 0
#CAN - NS - MER Cap Annual v4.12 | 14 | 2320 | Rate Constraint in MTons | FALSE | L | Annual | Generation | TWh | 5.0697 | 0.51005 | 0.11566 | 2.3434 | 2.3823 | 2.2594 | 0
#CAN - NS - MER Cap Annual v4.12 | 14 | 2320 | Rate Constraint in MTons | FALSE | L | Annual | Qualifying Generation | TWh | 5.0697 | 0.51005 | 0.11566 | 2.3434 | 2.3823 | 2.2594 | 0
#CAN - NS - MER Cap Annual v4.12 | 14 | 2320 | Rate Constraint in MTons | FALSE | L | Annual | Rate | lb/MWh | 19.5124 | 3.3529 | 2.8012 | 24.7923 | 13.4139 | 13.4139 | 0
#CAN - NS - MER Cap Annual v4.12 | 14 | 2320 | Rate Constraint in MTons | FALSE | L | Annual | Constraint Shadow Price | US2011$/Lb | 0 | 0 | 0 | 0 | 0 | 0 | 0
#CAN - NS - NS Power - NOX Cap Annual v3.1 | 15 | 2311 | Rate Constraint in MTons | FALSE | L | Annual | Seasons Included | Seasons | Winter, Summer | Winter, Summer | Winter, Summer | Winter, Summer | Winter, Summer | Winter, Summer | Winter, Summer
#CAN - NS - NS Power - NOX Cap Annual v3.1 | 15 | 2311 | Rate Constraint in MTons | FALSE | L | Annual | Standard | Thousand Tons | 21.1952 | 21.1952 | 17.6626 | 16.485 | 16.485 | 16.485 | 16.485
#CAN - NS - NS Power - NOX Cap Annual v3.1 | 15 | 2311 | Rate Constraint in MTons | FALSE | L | Annual | Standard NOX | Thousand Tons | 21.1952 | 21.1952 | 17.6626 | 16.485 | 16.485 | 16.485 | 16.485
#CAN - NS - NS Power - NOX Cap Annual v3.1 | 15 | 2311 | Rate Constraint in MTons | FALSE | L | Annual | Emissions at Affected Plants NOX | Thousand Tons | 7.0746 | 1.6366 | 1.0689 | 4.0237 | 4.6559 | 4.4866 | 1.5447
#CAN - NS - NS Power - NOX Cap Annual v3.1 | 15 | 2311 | Rate Constraint in MTons | FALSE | L | Annual | Allowances Purchased NOX | Thousand Tons | 0 | 0 | 0 | 0 | 0 | 0 | 0
#CAN - NS - NS Power - NOX Cap Annual v3.1 | 15 | 2311 | Rate Constraint in MTons | FALSE | L | Annual | Allowances Sold NOX | Thousand Tons | 0 | 0 | 0 | 0 | 0 | 0 | 0
#CAN - NS - NS Power - NOX Cap Annual v3.1 | 15 | 2311 | Rate Constraint in MTons | FALSE | L | Annual | Allowances Banked | Thousand Tons | 0 | 0 | 0 | 0 | 0 | 0 | 0
#CAN - NS - NS Power - NOX Cap Annual v3.1 | 15 | 2311 | Rate Constraint in MTons | FALSE | L | Annual | Allowances Withdrawn (1:1) | Thousand Tons | 0 | 0 | 0 | 0 | 0 | 0 | 0
#CAN - NS - NS Power - NOX Cap Annual v3.1 | 15 | 2311 | Rate Constraint in MTons | FALSE | L | Annual | Allowances Withdrawn (n:1) | Thousand Tons | 0 | 0 | 0 | 0 | 0 | 0 | 0
#CAN - NS - NS Power - NOX Cap Annual v3.1 | 15 | 2311 | Rate Constraint in MTons | FALSE | L | Annual | Net Emissions Allowance Position | Thousand Tons | 7.0746 | 1.6366 | 1.0689 | 4.0237 | 4.6559 | 4.4866 | 1.5447
#CAN - NS - NS Power - NOX Cap Annual v3.1 | 15 | 2311 | Rate Constraint in MTons | FALSE | L | Annual | Fuel Consumed | TBtu | 57.658 | 30.4701 | 29.9244 | 59.2763 | 64.9275 | 64.4943 | 58.6512
#CAN - NS - NS Power - NOX Cap Annual v3.1 | 15 | 2311 | Rate Constraint in MTons | FALSE | L | Annual | Rate | lb/MMBtu | 0.2454 | 0.10742 | 0.07144 | 0.13576 | 0.14342 | 0.13913 | 0.052675
#CAN - NS - NS Power - NOX Cap Annual v3.1 | 15 | 2311 | Rate Constraint in MTons | FALSE | L | Annual | Generation | TWh | 5.464 | 4.1612 | 4.4436 | 7.7411 | 8.4022 | 8.4281 | 9.0408
#CAN - NS - NS Power - NOX Cap Annual v3.1 | 15 | 2311 | Rate Constraint in MTons | FALSE | L | Annual | Qualifying Generation | TWh | 5.464 | 4.1612 | 4.4436 | 7.7411 | 8.4022 | 8.4281 | 9.0408
#CAN - NS - NS Power - NOX Cap Annual v3.1 | 15 | 2311 | Rate Constraint in MTons | FALSE | L | Annual | Rate | lb/MWh | 1.2948 | 0.39329 | 0.24055 | 0.51978 | 0.55412 | 0.53234 | 0.17086
#CAN - NS - NS Power - NOX Cap Annual v3.1 | 15 | 2311 | Rate Constraint in MTons | FALSE | L | Annual | Constraint Shadow Price | US2011$/Ton | 0 | 0 | 0 | 0 | 0 | 0 | 0
#CAN - NS - NS Power - SO2 Cap Annual v3.1 | 16 | 1737 | Rate Constraint in MTons | FALSE | L | Annual | Seasons Included | Seasons | Winter, Summer | Winter, Summer | Winter, Summer | Winter, Summer | Winter, Summer | Winter, Summer | Winter, Summer
#CAN - NS - NS Power - SO2 Cap Annual v3.1 | 16 | 1737 | Rate Constraint in MTons | FALSE | L | Annual | Standard | Thousand Tons | 67.1307 | 67.1307 | 46.7517 | 39.9587 | 39.9587 | 39.9587 | 39.9587
#CAN - NS - NS Power - SO2 Cap Annual v3.1 | 16 | 1737 | Rate Constraint in MTons | FALSE | L | Annual | Standard SO2 | Thousand Tons | 67.1307 | 67.1307 | 46.7517 | 39.9587 | 39.9587 | 39.9587 | 39.9587
#CAN - NS - NS Power - SO2 Cap Annual v3.1 | 16 | 1737 | Rate Constraint in MTons | FALSE | L | Annual | Emissions at Affected Plants SO2 | Thousand Tons | 17.5794 | 0.080109 | 0.040988 | 10.7072 | 5.8738 | 5.5593 | 0.099326
#CAN - NS - NS Power - SO2 Cap Annual v3.1 | 16 | 1737 | Rate Constraint in MTons | FALSE | L | Annual | Allowances Purchased SO2 | Thousand Tons | 0 | 0 | 0 | 0 | 0 | 0 | 0
#CAN - NS - NS Power - SO2 Cap Annual v3.1 | 16 | 1737 | Rate Constraint in MTons | FALSE | L | Annual | Allowances Sold SO2 | Thousand Tons | 0 | 0 | 0 | 0 | 0 | 0 | 0
#CAN - NS - NS Power - SO2 Cap Annual v3.1 | 16 | 1737 | Rate Constraint in MTons | FALSE | L | Annual | Allowances Banked | Thousand Tons | 0 | 0 | 0 | 0 | 0 | 0 | 0
#CAN - NS - NS Power - SO2 Cap Annual v3.1 | 16 | 1737 | Rate Constraint in MTons | FALSE | L | Annual | Allowances Withdrawn (1:1) | Thousand Tons | 0 | 0 | 0 | 0 | 0 | 0 | 0
#CAN - NS - NS Power - SO2 Cap Annual v3.1 | 16 | 1737 | Rate Constraint in MTons | FALSE | L | Annual | Allowances Withdrawn (n:1) | Thousand Tons | 0 | 0 | 0 | 0 | 0 | 0 | 0
#CAN - NS - NS Power - SO2 Cap Annual v3.1 | 16 | 1737 | Rate Constraint in MTons | FALSE | L | Annual | Net Emissions Allowance Position | Thousand Tons | 17.5794 | 0.080109 | 0.040988 | 10.7072 | 5.8738 | 5.5593 | 0.099326
#CAN - NS - NS Power - SO2 Cap Annual v3.1 | 16 | 1737 | Rate Constraint in MTons | FALSE | L | Annual | Fuel Consumed | TBtu | 57.658 | 30.4701 | 29.9244 | 59.2763 | 64.9275 | 64.4943 | 58.6512
#CAN - NS - NS Power - SO2 Cap Annual v3.1 | 16 | 1737 | Rate Constraint in MTons | FALSE | L | Annual | Rate | lb/MMBtu | 0.60978 | 0.0052582 | 0.0027395 | 0.36126 | 0.18094 | 0.1724 | 0.003387
#CAN - NS - NS Power - SO2 Cap Annual v3.1 | 16 | 1737 | Rate Constraint in MTons | FALSE | L | Annual | Generation | TWh | 5.464 | 4.1612 | 4.4436 | 7.7411 | 8.4022 | 8.4281 | 9.0408
#CAN - NS - NS Power - SO2 Cap Annual v3.1 | 16 | 1737 | Rate Constraint in MTons | FALSE | L | Annual | Qualifying Generation | TWh | 5.464 | 4.1612 | 4.4436 | 7.7411 | 8.4022 | 8.4281 | 9.0408
#CAN - NS - NS Power - SO2 Cap Annual v3.1 | 16 | 1737 | Rate Constraint in MTons | FALSE | L | Annual | Rate | lb/MWh | 3.2173 | 0.019251 | 0.0092242 | 1.3832 | 0.69908 | 0.65962 | 0.010986
#CAN - NS - NS Power - SO2 Cap Annual v3.1 | 16 | 1737 | Rate Constraint in MTons | FALSE | L | Annual | Constraint Shadow Price | US2011$/Ton | 0 | 0 | 0 | 0 | 0 | 0 | 0
#CAN - NS - SO2 Cap Annual v3.1 | 17 | 1735 | Rate Constraint in MTons | FALSE | L | Annual | Seasons Included | Seasons | Winter, Summer | Winter, Summer | Winter, Summer | Winter, Summer | Winter, Summer | Winter, Summer | Winter, Summer
#CAN - NS - SO2 Cap Annual v3.1 | 17 | 1735 | Rate Constraint in MTons | FALSE | L | Annual | Standard | Thousand Tons | 131.2522 | 131.2522 | 131.2522 | 131.2522 | 131.2522 | 131.2522 | 131.2522
#CAN - NS - SO2 Cap Annual v3.1 | 17 | 1735 | Rate Constraint in MTons | FALSE | L | Annual | Standard SO2 | Thousand Tons | 131.2522 | 131.2522 | 131.2522 | 131.2522 | 131.2522 | 131.2522 | 131.2522
#CAN - NS - SO2 Cap Annual v3.1 | 17 | 1735 | Rate Constraint in MTons | FALSE | L | Annual | Emissions at Affected Plants SO2 | Thousand Tons | 17.5794 | 0.080109 | 0.040988 | 10.7072 | 5.8738 | 5.5593 | 0.099326
#CAN - NS - SO2 Cap Annual v3.1 | 17 | 1735 | Rate Constraint in MTons | FALSE | L | Annual | Allowances Purchased SO2 | Thousand Tons | 0 | 0 | 0 | 0 | 0 | 0 | 0
#CAN - NS - SO2 Cap Annual v3.1 | 17 | 1735 | Rate Constraint in MTons | FALSE | L | Annual | Allowances Sold SO2 | Thousand Tons | 0 | 0 | 0 | 0 | 0 | 0 | 0
#CAN - NS - SO2 Cap Annual v3.1 | 17 | 1735 | Rate Constraint in MTons | FALSE | L | Annual | Allowances Banked | Thousand Tons | 0 | 0 | 0 | 0 | 0 | 0 | 0
#CAN - NS - SO2 Cap Annual v3.1 | 17 | 1735 | Rate Constraint in MTons | FALSE | L | Annual | Allowances Withdrawn (1:1) | Thousand Tons | 0 | 0 | 0 | 0 | 0 | 0 | 0
#CAN - NS - SO2 Cap Annual v3.1 | 17 | 1735 | Rate Constraint in MTons | FALSE | L | Annual | Allowances Withdrawn (n:1) | Thousand Tons | 0 | 0 | 0 | 0 | 0 | 0 | 0
#CAN - NS - SO2 Cap Annual v3.1 | 17 | 1735 | Rate Constraint in MTons | FALSE | L | Annual | Net Emissions Allowance Position | Thousand Tons | 17.5794 | 0.080109 | 0.040988 | 10.7072 | 5.8738 | 5.5593 | 0.099326
#CAN - NS - SO2 Cap Annual v3.1 | 17 | 1735 | Rate Constraint in MTons | FALSE | L | Annual | Fuel Consumed | TBtu | 57.658 | 30.4701 | 29.9244 | 59.2763 | 64.9275 | 64.4943 | 58.6512
#CAN - NS - SO2 Cap Annual v3.1 | 17 | 1735 | Rate Constraint in MTons | FALSE | L | Annual | Rate | lb/MMBtu | 0.60978 | 0.0052582 | 0.0027395 | 0.36126 | 0.18094 | 0.1724 | 0.003387
#CAN - NS - SO2 Cap Annual v3.1 | 17 | 1735 | Rate Constraint in MTons | FALSE | L | Annual | Generation | TWh | 5.464 | 4.1612 | 4.4436 | 7.7411 | 8.4022 | 8.4281 | 9.0408
#CAN - NS - SO2 Cap Annual v3.1 | 17 | 1735 | Rate Constraint in MTons | FALSE | L | Annual | Qualifying Generation | TWh | 5.464 | 4.1612 | 4.4436 | 7.7411 | 8.4022 | 8.4281 | 9.0408
#CAN - NS - SO2 Cap Annual v3.1 | 17 | 1735 | Rate Constraint in MTons | FALSE | L | Annual | Rate | lb/MWh | 3.2173 | 0.019251 | 0.0092242 | 1.3832 | 0.69908 | 0.65962 | 0.010986
#CAN - NS - SO2 Cap Annual v3.1 | 17 | 1735 | Rate Constraint in MTons | FALSE | L | Annual | Constraint Shadow Price | US2011$/Ton | 0 | 0 | 0 | 0 | 0 | 0 | 0
#CAN - ON - NOX Cap Annual v3.1 | 18 | 1738 | Rate Constraint in MTons | FALSE | L | Annual | Seasons Included | Seasons | Winter, Summer | Winter, Summer | Winter, Summer | Winter, Summer | Winter, Summer | Winter, Summer | Winter, Summer
#CAN - ON - NOX Cap Annual v3.1 | 18 | 1738 | Rate Constraint in MTons | FALSE | L | Annual | Standard | Thousand Tons | 47.2891 | 47.2891 | 47.2891 | 47.2891 | 47.2891 | 47.2891 | 47.2891
#CAN - ON - NOX Cap Annual v3.1 | 18 | 1738 | Rate Constraint in MTons | FALSE | L | Annual | Standard NOX | Thousand Tons | 47.2891 | 47.2891 | 47.2891 | 47.2891 | 47.2891 | 47.2891 | 47.2891
#CAN - ON - NOX Cap Annual v3.1 | 18 | 1738 | Rate Constraint in MTons | FALSE | L | Annual | Emissions at Affected Plants NOX | Thousand Tons | 3.7165 | 1.5042 | 1.8415 | 1.658 | 2.2382 | 5.8251 | 9.0079
#CAN - ON - NOX Cap Annual v3.1 | 18 | 1738 | Rate Constraint in MTons | FALSE | L | Annual | Allowances Purchased NOX | Thousand Tons | 0 | 0 | 0 | 0 | 0 | 0 | 0
#CAN - ON - NOX Cap Annual v3.1 | 18 | 1738 | Rate Constraint in MTons | FALSE | L | Annual | Allowances Sold NOX | Thousand Tons | 0 | 0 | 0 | 0 | 0 | 0 | 0
#CAN - ON - NOX Cap Annual v3.1 | 18 | 1738 | Rate Constraint in MTons | FALSE | L | Annual | Allowances Banked | Thousand Tons | 0 | 45.7849 | 45.4476 | 45.6311 | 45.0509 | 41.464 | 0
#CAN - ON - NOX Cap Annual v3.1 | 18 | 1738 | Rate Constraint in MTons | FALSE | L | Annual | Allowances Withdrawn (1:1) | Thousand Tons | 0 | 0 | 0 | 0 | 0 | 0 | 0
#CAN - ON - NOX Cap Annual v3.1 | 18 | 1738 | Rate Constraint in MTons | FALSE | L | Annual | Allowances Withdrawn (n:1) | Thousand Tons | 0 | 0 | 0 | 0 | 0 | 0 | 0
#CAN - ON - NOX Cap Annual v3.1 | 18 | 1738 | Rate Constraint in MTons | FALSE | L | Annual | Net Emissions Allowance Position | Thousand Tons | 3.7165 | 47.2891 | 47.2891 | 47.2891 | 47.2891 | 47.2891 | 9.0079
#CAN - ON - NOX Cap Annual v3.1 | 18 | 1738 | Rate Constraint in MTons | FALSE | L | Annual | Fuel Consumed | TBtu | 94.9599 | 51.924 | 55.3714 | 51.1973 | 69.4982 | 191.4198 | 433.3362
#CAN - ON - NOX Cap Annual v3.1 | 18 | 1738 | Rate Constraint in MTons | FALSE | L | Annual | Rate | lb/MMBtu | 0.078274 | 0.057937 | 0.066513 | 0.064769 | 0.064411 | 0.060862 | 0.041575
#CAN - ON - NOX Cap Annual v3.1 | 18 | 1738 | Rate Constraint in MTons | FALSE | L | Annual | Generation | TWh | 13.503 | 7.2108 | 7.7207 | 7.1159 | 9.7436 | 28.1474 | 63.6346
#CAN - ON - NOX Cap Annual v3.1 | 18 | 1738 | Rate Constraint in MTons | FALSE | L | Annual | Qualifying Generation | TWh | 13.503 | 7.2108 | 7.7207 | 7.1159 | 9.7436 | 28.1474 | 63.6346
#CAN - ON - NOX Cap Annual v3.1 | 18 | 1738 | Rate Constraint in MTons | FALSE | L | Annual | Rate | lb/MWh | 0.27523 | 0.2086 | 0.23851 | 0.233 | 0.22971 | 0.20695 | 0.14156
#CAN - ON - NOX Cap Annual v3.1 | 18 | 1738 | Rate Constraint in MTons | FALSE | L | Annual | Constraint Shadow Price | US2011$/Ton | 0 | 0 | 0 | 0 | 0 | 0 | 0
#CAN - ON - O3 Annex - NOX Cap Annual v3.1 | 19 | 1739 | Rate Constraint in MTons | FALSE | L | Annual | Seasons Included | Seasons | Winter, Summer | Winter, Summer | Winter, Summer | Winter, Summer | Winter, Summer | Winter, Summer | Winter, Summer
#CAN - ON - O3 Annex - NOX Cap Annual v3.1 | 19 | 1739 | Rate Constraint in MTons | FALSE | L | Annual | Standard | Thousand Tons | 42.9901 | 42.9901 | 42.9901 | 42.9901 | 42.9901 | 42.9901 | 42.9901
#CAN - ON - O3 Annex - NOX Cap Annual v3.1 | 19 | 1739 | Rate Constraint in MTons | FALSE | L | Annual | Standard NOX | Thousand Tons | 42.9901 | 42.9901 | 42.9901 | 42.9901 | 42.9901 | 42.9901 | 42.9901
#CAN - ON - O3 Annex - NOX Cap Annual v3.1 | 19 | 1739 | Rate Constraint in MTons | FALSE | L | Annual | Emissions at Affected Plants NOX | Thousand Tons | 3.7165 | 1.5042 | 1.8415 | 1.658 | 2.2382 | 4.1131 | 4.9758
#CAN - ON - O3 Annex - NOX Cap Annual v3.1 | 19 | 1739 | Rate Constraint in MTons | FALSE | L | Annual | Allowances Purchased NOX | Thousand Tons | 0 | 0 | 0 | 0 | 0 | 0 | 0
#CAN - ON - O3 Annex - NOX Cap Annual v3.1 | 19 | 1739 | Rate Constraint in MTons | FALSE | L | Annual | Allowances Sold NOX | Thousand Tons | 0 | 0 | 0 | 0 | 0 | 0 | 0
#CAN - ON - O3 Annex - NOX Cap Annual v3.1 | 19 | 1739 | Rate Constraint in MTons | FALSE | L | Annual | Allowances Banked | Thousand Tons | 0 | 0 | 0 | 0 | 0 | 0 | 0
#CAN - ON - O3 Annex - NOX Cap Annual v3.1 | 19 | 1739 | Rate Constraint in MTons | FALSE | L | Annual | Allowances Withdrawn (1:1) | Thousand Tons | 0 | 0 | 0 | 0 | 0 | 0 | 0
#CAN - ON - O3 Annex - NOX Cap Annual v3.1 | 19 | 1739 | Rate Constraint in MTons | FALSE | L | Annual | Allowances Withdrawn (n:1) | Thousand Tons | 0 | 0 | 0 | 0 | 0 | 0 | 0
#CAN - ON - O3 Annex - NOX Cap Annual v3.1 | 19 | 1739 | Rate Constraint in MTons | FALSE | L | Annual | Net Emissions Allowance Position | Thousand Tons | 3.7165 | 1.5042 | 1.8415 | 1.658 | 2.2382 | 4.1131 | 4.9758
#CAN - ON - O3 Annex - NOX Cap Annual v3.1 | 19 | 1739 | Rate Constraint in MTons | FALSE | L | Annual | Fuel Consumed | TBtu | 94.9599 | 51.924 | 55.3714 | 51.1973 | 69.4982 | 122.9408 | 270.9881
#CAN - ON - O3 Annex - NOX Cap Annual v3.1 | 19 | 1739 | Rate Constraint in MTons | FALSE | L | Annual | Rate | lb/MMBtu | 0.078274 | 0.057937 | 0.066513 | 0.064769 | 0.064411 | 0.066912 | 0.036723
#CAN - ON - O3 Annex - NOX Cap Annual v3.1 | 19 | 1739 | Rate Constraint in MTons | FALSE | L | Annual | Generation | TWh | 13.503 | 7.2108 | 7.7207 | 7.1159 | 9.7436 | 17.4975 | 38.4583
#CAN - ON - O3 Annex - NOX Cap Annual v3.1 | 19 | 1739 | Rate Constraint in MTons | FALSE | L | Annual | Qualifying Generation | TWh | 13.503 | 7.2108 | 7.7207 | 7.1159 | 9.7436 | 17.4975 | 38.4583
#CAN - ON - O3 Annex - NOX Cap Annual v3.1 | 19 | 1739 | Rate Constraint in MTons | FALSE | L | Annual | Rate | lb/MWh | 0.27523 | 0.2086 | 0.23851 | 0.233 | 0.22971 | 0.23507 | 0.12938
#CAN - ON - O3 Annex - NOX Cap Annual v3.1 | 19 | 1739 | Rate Constraint in MTons | FALSE | L | Annual | Constraint Shadow Price | US2011$/Ton | 0 | 0 | 0 | 0 | 0 | 0 | 0
#CAN - ON - SO2 Cap Annual v3.1 | 20 | 1740 | Rate Constraint in MTons | FALSE | L | Annual | Seasons Included | Seasons | Winter, Summer | Winter, Summer | Winter, Summer | Winter, Summer | Winter, Summer | Winter, Summer | Winter, Summer
#CAN - ON - SO2 Cap Annual v3.1 | 20 | 1740 | Rate Constraint in MTons | FALSE | L | Annual | Standard | Thousand Tons | 144.4026 | 144.4026 | 144.4026 | 144.4026 | 144.4026 | 144.4026 | 144.4026
#CAN - ON - SO2 Cap Annual v3.1 | 20 | 1740 | Rate Constraint in MTons | FALSE | L | Annual | Standard SO2 | Thousand Tons | 144.4026 | 144.4026 | 144.4026 | 144.4026 | 144.4026 | 144.4026 | 144.4026
#CAN - ON - SO2 Cap Annual v3.1 | 20 | 1740 | Rate Constraint in MTons | FALSE | L | Annual | Emissions at Affected Plants SO2 | Thousand Tons | 0.27116 | 0.27116 | 0.27116 | 0.27116 | 0.27116 | 0.27116 | 0.27116
#CAN - ON - SO2 Cap Annual v3.1 | 20 | 1740 | Rate Constraint in MTons | FALSE | L | Annual | Allowances Purchased SO2 | Thousand Tons | 0 | 0 | 0 | 0 | 0 | 0 | 0
#CAN - ON - SO2 Cap Annual v3.1 | 20 | 1740 | Rate Constraint in MTons | FALSE | L | Annual | Allowances Sold SO2 | Thousand Tons | 0 | 0 | 0 | 0 | 0 | 0 | 0
#CAN - ON - SO2 Cap Annual v3.1 | 20 | 1740 | Rate Constraint in MTons | FALSE | L | Annual | Allowances Banked | Thousand Tons | 0 | 0 | 0 | 144.1314 | 144.1315 | 144.1315 | 0
#CAN - ON - SO2 Cap Annual v3.1 | 20 | 1740 | Rate Constraint in MTons | FALSE | L | Annual | Allowances Withdrawn (1:1) | Thousand Tons | 0 | 0 | 0 | 0 | 0 | 0 | 0
#CAN - ON - SO2 Cap Annual v3.1 | 20 | 1740 | Rate Constraint in MTons | FALSE | L | Annual | Allowances Withdrawn (n:1) | Thousand Tons | 0 | 0 | 0 | 0 | 0 | 0 | 0
#CAN - ON - SO2 Cap Annual v3.1 | 20 | 1740 | Rate Constraint in MTons | FALSE | L | Annual | Net Emissions Allowance Position | Thousand Tons | 0.27116 | 0.27116 | 0.27116 | 144.4026 | 144.4026 | 144.4026 | 0.27116
#CAN - ON - SO2 Cap Annual v3.1 | 20 | 1740 | Rate Constraint in MTons | FALSE | L | Annual | Fuel Consumed | TBtu | 94.9599 | 51.924 | 55.3714 | 51.1973 | 69.4982 | 191.4198 | 433.3362
#CAN - ON - SO2 Cap Annual v3.1 | 20 | 1740 | Rate Constraint in MTons | FALSE | L | Annual | Rate | lb/MMBtu | 0.0057111 | 0.010445 | 0.0097943 | 0.010593 | 0.0078035 | 0.0028332 | 0.0012515
#CAN - ON - SO2 Cap Annual v3.1 | 20 | 1740 | Rate Constraint in MTons | FALSE | L | Annual | Generation | TWh | 13.503 | 7.2108 | 7.7207 | 7.1159 | 9.7436 | 28.1474 | 63.6346
#CAN - ON - SO2 Cap Annual v3.1 | 20 | 1740 | Rate Constraint in MTons | FALSE | L | Annual | Qualifying Generation | TWh | 13.503 | 7.2108 | 7.7207 | 7.1159 | 9.7436 | 28.1474 | 63.6346
#CAN - ON - SO2 Cap Annual v3.1 | 20 | 1740 | Rate Constraint in MTons | FALSE | L | Annual | Rate | lb/MWh | 0.020082 | 0.037605 | 0.035122 | 0.038107 | 0.02783 | 0.0096337 | 0.0042613
#CAN - ON - SO2 Cap Annual v3.1 | 20 | 1740 | Rate Constraint in MTons | FALSE | L | Annual | Constraint Shadow Price | US2011$/Ton | 0 | 0 | 0 | 0 | 0 | 0 | 0
#CAN - PE - Acid Rain - SO2 Cap Annual v3.1 | 21 | 1741 | Rate Constraint in MTons | FALSE | L | Annual | Seasons Included | Seasons | Winter, Summer | Winter, Summer | Winter, Summer | Winter, Summer | Winter, Summer | Winter, Summer | Winter, Summer
#CAN - PE - Acid Rain - SO2 Cap Annual v3.1 | 21 | 1741 | Rate Constraint in MTons | FALSE | L | Annual | Standard | Thousand Tons | 3.31 | 3.31 | 3.31 | 3.31 | 3.31 | 3.31 | 3.31
#CAN - PE - Acid Rain - SO2 Cap Annual v3.1 | 21 | 1741 | Rate Constraint in MTons | FALSE | L | Annual | Standard SO2 | Thousand Tons | 3.31 | 3.31 | 3.31 | 3.31 | 3.31 | 3.31 | 3.31
#CAN - PE - Acid Rain - SO2 Cap Annual v3.1 | 21 | 1741 | Rate Constraint in MTons | FALSE | L | Annual | Emissions at Affected Plants SO2 | Thousand Tons | 0 | 0 | 0 | 0 | 0 | 0 | 0
#CAN - PE - Acid Rain - SO2 Cap Annual v3.1 | 21 | 1741 | Rate Constraint in MTons | FALSE | L | Annual | Allowances Purchased SO2 | Thousand Tons | 0 | 0 | 0 | 0 | 0 | 0 | 0
#CAN - PE - Acid Rain - SO2 Cap Annual v3.1 | 21 | 1741 | Rate Constraint in MTons | FALSE | L | Annual | Allowances Sold SO2 | Thousand Tons | 0 | 0 | 0 | 0 | 0 | 0 | 0
#CAN - PE - Acid Rain - SO2 Cap Annual v3.1 | 21 | 1741 | Rate Constraint in MTons | FALSE | L | Annual | Allowances Banked | Thousand Tons | 0 | 0 | 0 | 0 | 0 | 0 | 0
#CAN - PE - Acid Rain - SO2 Cap Annual v3.1 | 21 | 1741 | Rate Constraint in MTons | FALSE | L | Annual | Allowances Withdrawn (1:1) | Thousand Tons | 0 | 0 | 0 | 0 | 0 | 0 | 0
#CAN - PE - Acid Rain - SO2 Cap Annual v3.1 | 21 | 1741 | Rate Constraint in MTons | FALSE | L | Annual | Allowances Withdrawn (n:1) | Thousand Tons | 0 | 0 | 0 | 0 | 0 | 0 | 0
#CAN - PE - Acid Rain - SO2 Cap Annual v3.1 | 21 | 1741 | Rate Constraint in MTons | FALSE | L | Annual | Net Emissions Allowance Position | Thousand Tons | 0 | 0 | 0 | 0 | 0 | 0 | 0
#CAN - PE - Acid Rain - SO2 Cap Annual v3.1 | 21 | 1741 | Rate Constraint in MTons | FALSE | L | Annual | Fuel Consumed | TBtu | 0.0098302 | 0.26368 | 3.6268 | 3.9275 | 8.0222 | 10.0998 | 11.464
#CAN - PE - Acid Rain - SO2 Cap Annual v3.1 | 21 | 1741 | Rate Constraint in MTons | FALSE | L | Annual | Rate | lb/MMBtu | 0 | 0 | 0 | 0 | 0 | 0 | 0
#CAN - PE - Acid Rain - SO2 Cap Annual v3.1 | 21 | 1741 | Rate Constraint in MTons | FALSE | L | Annual | Generation | TWh | 0.00077446 | 0.040539 | 0.56405 | 0.6108 | 1.2476 | 1.5707 | 1.7829
#CAN - PE - Acid Rain - SO2 Cap Annual v3.1 | 21 | 1741 | Rate Constraint in MTons | FALSE | L | Annual | Qualifying Generation | TWh | 0.00077446 | 0.040539 | 0.56405 | 0.6108 | 1.2476 | 1.5707 | 1.7829
#CAN - PE - Acid Rain - SO2 Cap Annual v3.1 | 21 | 1741 | Rate Constraint in MTons | FALSE | L | Annual | Rate | lb/MWh | 0 | 0 | 0 | 0 | 0 | 0 | 0
#CAN - PE - Acid Rain - SO2 Cap Annual v3.1 | 21 | 1741 | Rate Constraint in MTons | FALSE | L | Annual | Constraint Shadow Price | US2011$/Ton | 0 | 0 | 0 | 0 | 0 | 0 | 0
#CAN - PQ - Acid Rain - SO2 Cap Annual v3.1 | 22 | 1742 | Rate Constraint in MTons | FALSE | L | Annual | Seasons Included | Seasons | Winter, Summer | Winter, Summer | Winter, Summer | Winter, Summer | Winter, Summer | Winter, Summer | Winter, Summer
#CAN - PQ - Acid Rain - SO2 Cap Annual v3.1 | 22 | 1742 | Rate Constraint in MTons | FALSE | L | Annual | Standard | Thousand Tons | 6.61 | 6.61 | 6.61 | 6.61 | 6.61 | 6.61 | 6.61
#CAN - PQ - Acid Rain - SO2 Cap Annual v3.1 | 22 | 1742 | Rate Constraint in MTons | FALSE | L | Annual | Standard SO2 | Thousand Tons | 6.61 | 6.61 | 6.61 | 6.61 | 6.61 | 6.61 | 6.61
#CAN - PQ - Acid Rain - SO2 Cap Annual v3.1 | 22 | 1742 | Rate Constraint in MTons | FALSE | L | Annual | Emissions at Affected Plants SO2 | Thousand Tons | 0 | 0 | 0 | 0 | 0 | 0 | 0
#CAN - PQ - Acid Rain - SO2 Cap Annual v3.1 | 22 | 1742 | Rate Constraint in MTons | FALSE | L | Annual | Allowances Purchased SO2 | Thousand Tons | 0 | 0 | 0 | 0 | 0 | 0 | 0
#CAN - PQ - Acid Rain - SO2 Cap Annual v3.1 | 22 | 1742 | Rate Constraint in MTons | FALSE | L | Annual | Allowances Sold SO2 | Thousand Tons | 0 | 0 | 0 | 0 | 0 | 0 | 0
#CAN - PQ - Acid Rain - SO2 Cap Annual v3.1 | 22 | 1742 | Rate Constraint in MTons | FALSE | L | Annual | Allowances Banked | Thousand Tons | 0 | 0 | 0 | 0 | 0 | 0 | 0
#CAN - PQ - Acid Rain - SO2 Cap Annual v3.1 | 22 | 1742 | Rate Constraint in MTons | FALSE | L | Annual | Allowances Withdrawn (1:1) | Thousand Tons | 0 | 0 | 0 | 0 | 0 | 0 | 0
#CAN - PQ - Acid Rain - SO2 Cap Annual v3.1 | 22 | 1742 | Rate Constraint in MTons | FALSE | L | Annual | Allowances Withdrawn (n:1) | Thousand Tons | 0 | 0 | 0 | 0 | 0 | 0 | 0
#CAN - PQ - Acid Rain - SO2 Cap Annual v3.1 | 22 | 1742 | Rate Constraint in MTons | FALSE | L | Annual | Net Emissions Allowance Position | Thousand Tons | 0 | 0 | 0 | 0 | 0 | 0 | 0
#CAN - PQ - Acid Rain - SO2 Cap Annual v3.1 | 22 | 1742 | Rate Constraint in MTons | FALSE | L | Annual | Fuel Consumed | TBtu | 3.7019 | 0 | 0 | 0 | 0 | 26.3906 | 63.6853
#CAN - PQ - Acid Rain - SO2 Cap Annual v3.1 | 22 | 1742 | Rate Constraint in MTons | FALSE | L | Annual | Rate | lb/MMBtu | 0 | 0 | 0 | 0 | 0 | 0 | 0
#CAN - PQ - Acid Rain - SO2 Cap Annual v3.1 | 22 | 1742 | Rate Constraint in MTons | FALSE | L | Annual | Generation | TWh | 0.5436 | 0 | 0 | 0 | 0 | 3.9579 | 9.6518
#CAN - PQ - Acid Rain - SO2 Cap Annual v3.1 | 22 | 1742 | Rate Constraint in MTons | FALSE | L | Annual | Qualifying Generation | TWh | 0.5436 | 0 | 0 | 0 | 0 | 3.9579 | 9.6518
#CAN - PQ - Acid Rain - SO2 Cap Annual v3.1 | 22 | 1742 | Rate Constraint in MTons | FALSE | L | Annual | Rate | lb/MWh | 0 | 0 | 0 | 0 | 0 | 0 | 0
#CAN - PQ - Acid Rain - SO2 Cap Annual v3.1 | 22 | 1742 | Rate Constraint in MTons | FALSE | L | Annual | Constraint Shadow Price | US2011$/Ton | 0 | 0 | 0 | 0 | 0 | 0 | 0
#CAN - PQ - O3 Annex - NOX Cap Annual v3.1 | 23 | 1743 | Rate Constraint in MTons | FALSE | L | Annual | Seasons Included | Seasons | Winter, Summer | Winter, Summer | Winter, Summer | Winter, Summer | Winter, Summer | Winter, Summer | Winter, Summer
#CAN - PQ - O3 Annex - NOX Cap Annual v3.1 | 23 | 1743 | Rate Constraint in MTons | FALSE | L | Annual | Standard | Thousand Tons | 5.5115 | 5.5115 | 5.5115 | 5.5115 | 5.5115 | 5.5115 | 5.5115
#CAN - PQ - O3 Annex - NOX Cap Annual v3.1 | 23 | 1743 | Rate Constraint in MTons | FALSE | L | Annual | Standard NOX | Thousand Tons | 5.5115 | 5.5115 | 5.5115 | 5.5115 | 5.5115 | 5.5115 | 5.5115
#CAN - PQ - O3 Annex - NOX Cap Annual v3.1 | 23 | 1743 | Rate Constraint in MTons | FALSE | L | Annual | Emissions at Affected Plants NOX | Thousand Tons | 0.020361 | 0 | 0 | 0 | 0 | 0.33081 | 1.0534
#CAN - PQ - O3 Annex - NOX Cap Annual v3.1 | 23 | 1743 | Rate Constraint in MTons | FALSE | L | Annual | Allowances Purchased NOX | Thousand Tons | 0 | 0 | 0 | 0 | 0 | 0 | 0
#CAN - PQ - O3 Annex - NOX Cap Annual v3.1 | 23 | 1743 | Rate Constraint in MTons | FALSE | L | Annual | Allowances Sold NOX | Thousand Tons | 0 | 0 | 0 | 0 | 0 | 0 | 0
#CAN - PQ - O3 Annex - NOX Cap Annual v3.1 | 23 | 1743 | Rate Constraint in MTons | FALSE | L | Annual | Allowances Banked | Thousand Tons | 0 | 0 | 0 | 0 | 0 | 0 | 0
#CAN - PQ - O3 Annex - NOX Cap Annual v3.1 | 23 | 1743 | Rate Constraint in MTons | FALSE | L | Annual | Allowances Withdrawn (1:1) | Thousand Tons | 0 | 0 | 0 | 0 | 0 | 0 | 0
#CAN - PQ - O3 Annex - NOX Cap Annual v3.1 | 23 | 1743 | Rate Constraint in MTons | FALSE | L | Annual | Allowances Withdrawn (n:1) | Thousand Tons | 0 | 0 | 0 | 0 | 0 | 0 | 0
#CAN - PQ - O3 Annex - NOX Cap Annual v3.1 | 23 | 1743 | Rate Constraint in MTons | FALSE | L | Annual | Net Emissions Allowance Position | Thousand Tons | 0.020361 | 0 | 0 | 0 | 0 | 0.33081 | 1.0534
#CAN - PQ - O3 Annex - NOX Cap Annual v3.1 | 23 | 1743 | Rate Constraint in MTons | FALSE | L | Annual | Fuel Consumed | TBtu | 3.7019 | 0 | 0 | 0 | 0 | 26.3906 | 63.6853
#CAN - PQ - O3 Annex - NOX Cap Annual v3.1 | 23 | 1743 | Rate Constraint in MTons | FALSE | L | Annual | Rate | lb/MMBtu | 0.011 | 0 | 0 | 0 | 0 | 0.025071 | 0.033081
#CAN - PQ - O3 Annex - NOX Cap Annual v3.1 | 23 | 1743 | Rate Constraint in MTons | FALSE | L | Annual | Generation | TWh | 0.5436 | 0 | 0 | 0 | 0 | 3.9579 | 9.6518
#CAN - PQ - O3 Annex - NOX Cap Annual v3.1 | 23 | 1743 | Rate Constraint in MTons | FALSE | L | Annual | Qualifying Generation | TWh | 0.5436 | 0 | 0 | 0 | 0 | 3.9579 | 9.6518
#CAN - PQ - O3 Annex - NOX Cap Annual v3.1 | 23 | 1743 | Rate Constraint in MTons | FALSE | L | Annual | Rate | lb/MWh | 0.037455 | 0 | 0 | 0 | 0 | 0.083583 | 0.10914
#CAN - PQ - O3 Annex - NOX Cap Annual v3.1 | 23 | 1743 | Rate Constraint in MTons | FALSE | L | Annual | Constraint Shadow Price | US2011$/Ton | 0 | 0 | 0 | 0 | 0 | 0 | 0
#CAN - SK - MER Cap Annual v4.12 | 24 | 2322 | Rate Constraint in MTons | FALSE | L | Annual | Seasons Included | Seasons | Winter, Summer | Winter, Summer | Winter, Summer | Winter, Summer | Winter, Summer | Winter, Summer | Winter, Summer
#CAN - SK - MER Cap Annual v4.12 | 24 | 2322 | Rate Constraint in MTons | FALSE | L | Annual | Standard | Lb | 947.9877 | 947.9877 | 947.9877 | 947.9877 | 947.9877 | 947.9877 | 947.9877
#CAN - SK - MER Cap Annual v4.12 | 24 | 2322 | Rate Constraint in MTons | FALSE | L | Annual | Standard MER | lbs | 947.9877 | 947.9877 | 947.9877 | 947.9877 | 947.9877 | 947.9877 | 947.9877
#CAN - SK - MER Cap Annual v4.12 | 24 | 2322 | Rate Constraint in MTons | FALSE | L | Annual | Emissions at Affected Plants MER | lbs | 884.077 | 884.077 | 716.4395 | 716.4395 | 247.9463 | 233.1407 | 83.8187
#CAN - SK - MER Cap Annual v4.12 | 24 | 2322 | Rate Constraint in MTons | FALSE | L | Annual | Allowances Purchased MER | lbs | 0 | 0 | 0 | 0 | 0 | 0 | 0
#CAN - SK - MER Cap Annual v4.12 | 24 | 2322 | Rate Constraint in MTons | FALSE | L | Annual | Allowances Sold MER | lbs | 0 | 0 | 0 | 0 | 0 | 0 | 0
#CAN - SK - MER Cap Annual v4.12 | 24 | 2322 | Rate Constraint in MTons | FALSE | L | Annual | Allowances Banked | lbs | 0 | 0 | 0 | 0 | 0 | 0 | 0
#CAN - SK - MER Cap Annual v4.12 | 24 | 2322 | Rate Constraint in MTons | FALSE | L | Annual | Allowances Withdrawn (1:1) | lbs | 0 | 0 | 0 | 0 | 0 | 0 | 0
#CAN - SK - MER Cap Annual v4.12 | 24 | 2322 | Rate Constraint in MTons | FALSE | L | Annual | Allowances Withdrawn (n:1) | lbs | 0 | 0 | 0 | 0 | 0 | 0 | 0
#CAN - SK - MER Cap Annual v4.12 | 24 | 2322 | Rate Constraint in MTons | FALSE | L | Annual | Net Emissions Allowance Position | lbs | 884.077 | 884.077 | 716.4395 | 716.4395 | 247.9463 | 233.1407 | 83.8187
#CAN - SK - MER Cap Annual v4.12 | 24 | 2322 | Rate Constraint in MTons | FALSE | L | Annual | Fuel Consumed | TBtu | 124.1798 | 124.1798 | 100.6626 | 100.6626 | 33.5588 | 33.6829 | 11.7586
#CAN - SK - MER Cap Annual v4.12 | 24 | 2322 | Rate Constraint in MTons | FALSE | L | Annual | Rate | lb/MMBtu | 7.1193e-06 | 7.1193e-06 | 7.1172e-06 | 7.1172e-06 | 7.3884e-06 | 6.9216e-06 | 7.1283e-06
#CAN - SK - MER Cap Annual v4.12 | 24 | 2322 | Rate Constraint in MTons | FALSE | L | Annual | Generation | TWh | 11.9103 | 11.9103 | 9.6533 | 9.6533 | 3.2209 | 3.2209 | 1.1219
#CAN - SK - MER Cap Annual v4.12 | 24 | 2322 | Rate Constraint in MTons | FALSE | L | Annual | Qualifying Generation | TWh | 11.9103 | 11.9103 | 9.6533 | 9.6533 | 3.2209 | 3.2209 | 1.1219
#CAN - SK - MER Cap Annual v4.12 | 24 | 2322 | Rate Constraint in MTons | FALSE | L | Annual | Rate | lb/MWh | 74.2279 | 74.2279 | 74.2169 | 74.2169 | 76.9807 | 72.384 | 74.7125
#CAN - SK - MER Cap Annual v4.12 | 24 | 2322 | Rate Constraint in MTons | FALSE | L | Annual | Constraint Shadow Price | US2011$/Lb | 0 | 0 | 0 | 0 | 0 | 0 | 0
#CAN Aconi 1 - SO2 Rate Annual v3.1, Unit 3788 and retrofits | 25 | 1744 | Rate Constraint in lbs/MMBtu | FALSE | L | Annual | Seasons Included | Seasons | Winter, Summer | Winter, Summer | Winter, Summer | Winter, Summer | Winter, Summer | Winter, Summer | Winter, Summer
#CAN Aconi 1 - SO2 Rate Annual v3.1, Unit 3788 and retrofits | 25 | 1744 | Rate Constraint in lbs/MMBtu | FALSE | L | Annual | Standard | lb/MMBtu | 0.58146 | 0.58146 | 0.58146 | 0.58146 | 0.58146 | 0.58146 | 0.58146
#CAN Aconi 1 - SO2 Rate Annual v3.1, Unit 3788 and retrofits | 25 | 1744 | Rate Constraint in lbs/MMBtu | FALSE | L | Annual | Emissions at Affected Plants SO2 | Thousand Tons | 0.047172 | 0.015913 | 0.0044415 | 0.027148 | 0.52489 | 0.4978 | 0
#CAN Aconi 1 - SO2 Rate Annual v3.1, Unit 3788 and retrofits | 25 | 1744 | Rate Constraint in lbs/MMBtu | FALSE | L | Annual | Allowances Purchased SO2 | Thousand Tons | 0 | 0 | 0 | 0 | 0 | 0 | 0
#CAN Aconi 1 - SO2 Rate Annual v3.1, Unit 3788 and retrofits | 25 | 1744 | Rate Constraint in lbs/MMBtu | FALSE | L | Annual | Allowances Sold SO2 | Thousand Tons | 0 | 0 | 0 | 0 | 0 | 0 | 0
#CAN Aconi 1 - SO2 Rate Annual v3.1, Unit 3788 and retrofits | 25 | 1744 | Rate Constraint in lbs/MMBtu | FALSE | L | Annual | Allowances Banked | Thousand Tons | 0 | 0 | 0 | 0 | 0 | 0 | 0
#CAN Aconi 1 - SO2 Rate Annual v3.1, Unit 3788 and retrofits | 25 | 1744 | Rate Constraint in lbs/MMBtu | FALSE | L | Annual | Allowances Withdrawn (1:1) | Thousand Tons | 0 | 0 | 0 | 0 | 0 | 0 | 0
#CAN Aconi 1 - SO2 Rate Annual v3.1, Unit 3788 and retrofits | 25 | 1744 | Rate Constraint in lbs/MMBtu | FALSE | L | Annual | Allowances Withdrawn (n:1) | Thousand Tons | 0 | 0 | 0 | 0 | 0 | 0 | 0
#CAN Aconi 1 - SO2 Rate Annual v3.1, Unit 3788 and retrofits | 25 | 1744 | Rate Constraint in lbs/MMBtu | FALSE | L | Annual | Net Emissions Allowance Position | Thousand Tons | 0.047172 | 0.015913 | 0.0044415 | 0.027148 | 0.52489 | 0.4978 | 0
#CAN Aconi 1 - SO2 Rate Annual v3.1, Unit 3788 and retrofits | 25 | 1744 | Rate Constraint in lbs/MMBtu | FALSE | L | Annual | Fuel Consumed | TBtu | 14.8817 | 5.0203 | 1.4012 | 0.73025 | 14.1192 | 13.3904 | 0
#CAN Aconi 1 - SO2 Rate Annual v3.1, Unit 3788 and retrofits | 25 | 1744 | Rate Constraint in lbs/MMBtu | FALSE | L | Annual | Rate | lb/MMBtu | 0.0063396 | 0.0063396 | 0.0063396 | 0.074352 | 0.074352 | 0.074352 | 0
#CAN Aconi 1 - SO2 Rate Annual v3.1, Unit 3788 and retrofits | 25 | 1744 | Rate Constraint in lbs/MMBtu | FALSE | L | Annual | Generation | TWh | 1.2284 | 0.41439 | 0.11566 | 0.063533 | 1.2284 | 1.165 | 0
#CAN Aconi 1 - SO2 Rate Annual v3.1, Unit 3788 and retrofits | 25 | 1744 | Rate Constraint in lbs/MMBtu | FALSE | L | Annual | Qualifying Generation | TWh | 1.2284 | 0.41439 | 0.11566 | 0.063533 | 1.2284 | 1.165 | 0
#CAN Aconi 1 - SO2 Rate Annual v3.1, Unit 3788 and retrofits | 25 | 1744 | Rate Constraint in lbs/MMBtu | FALSE | L | Annual | Rate | lb/MWh | 0.038401 | 0.038401 | 0.038401 | 0.4273 | 0.4273 | 0.4273 | 0
#CAN Aconi 1 - SO2 Rate Annual v3.1, Unit 3788 and retrofits | 25 | 1744 | Rate Constraint in lbs/MMBtu | FALSE | L | Annual | Constraint Shadow Price | US2011$/Ton | 0 | 0 | 0 | 0 | 0 | 0 | 0
#CAN Lingan 1-4 - SO2 Rate Annual v3.1, Unit 3552 and retrofits | 26 | 1748 | Rate Constraint in lbs/MMBtu | FALSE | L | Annual | Seasons Included | Seasons | Winter, Summer | Winter, Summer | Winter, Summer | Winter, Summer | Winter, Summer | Winter, Summer | Winter, Summer
#CAN Lingan 1-4 - SO2 Rate Annual v3.1, Unit 3552 and retrofits | 26 | 1748 | Rate Constraint in lbs/MMBtu | FALSE | L | Annual | Standard | lb/MMBtu | 3.7214 | 3.7214 | 3.7214 | 3.7214 | 3.7214 | 3.7214 | 3.7214
#CAN Lingan 1-4 - SO2 Rate Annual v3.1, Unit 3552 and retrofits | 26 | 1748 | Rate Constraint in lbs/MMBtu | FALSE | L | Annual | Emissions at Affected Plants SO2 | Thousand Tons | 3.8889 | 0 | 0 | 0 | 0 | 0 | 0
#CAN Lingan 1-4 - SO2 Rate Annual v3.1, Unit 3552 and retrofits | 26 | 1748 | Rate Constraint in lbs/MMBtu | FALSE | L | Annual | Allowances Purchased SO2 | Thousand Tons | 0 | 0 | 0 | 0 | 0 | 0 | 0
#CAN Lingan 1-4 - SO2 Rate Annual v3.1, Unit 3552 and retrofits | 26 | 1748 | Rate Constraint in lbs/MMBtu | FALSE | L | Annual | Allowances Sold SO2 | Thousand Tons | 0 | 0 | 0 | 0 | 0 | 0 | 0
#CAN Lingan 1-4 - SO2 Rate Annual v3.1, Unit 3552 and retrofits | 26 | 1748 | Rate Constraint in lbs/MMBtu | FALSE | L | Annual | Allowances Banked | Thousand Tons | 0 | 0 | 0 | 0 | 0 | 0 | 0
#CAN Lingan 1-4 - SO2 Rate Annual v3.1, Unit 3552 and retrofits | 26 | 1748 | Rate Constraint in lbs/MMBtu | FALSE | L | Annual | Allowances Withdrawn (1:1) | Thousand Tons | 0 | 0 | 0 | 0 | 0 | 0 | 0
#CAN Lingan 1-4 - SO2 Rate Annual v3.1, Unit 3552 and retrofits | 26 | 1748 | Rate Constraint in lbs/MMBtu | FALSE | L | Annual | Allowances Withdrawn (n:1) | Thousand Tons | 0 | 0 | 0 | 0 | 0 | 0 | 0
#CAN Lingan 1-4 - SO2 Rate Annual v3.1, Unit 3552 and retrofits | 26 | 1748 | Rate Constraint in lbs/MMBtu | FALSE | L | Annual | Net Emissions Allowance Position | Thousand Tons | 3.8889 | 0 | 0 | 0 | 0 | 0 | 0
#CAN Lingan 1-4 - SO2 Rate Annual v3.1, Unit 3552 and retrofits | 26 | 1748 | Rate Constraint in lbs/MMBtu | FALSE | L | Annual | Fuel Consumed | TBtu | 8.6406 | 0 | 0 | 0 | 0 | 0 | 0
#CAN Lingan 1-4 - SO2 Rate Annual v3.1, Unit 3552 and retrofits | 26 | 1748 | Rate Constraint in lbs/MMBtu | FALSE | L | Annual | Rate | lb/MMBtu | 0.90013 | 0 | 0 | 0 | 0 | 0 | 0
#CAN Lingan 1-4 - SO2 Rate Annual v3.1, Unit 3552 and retrofits | 26 | 1748 | Rate Constraint in lbs/MMBtu | FALSE | L | Annual | Generation | TWh | 0.82803 | 0 | 0 | 0 | 0 | 0 | 0
#CAN Lingan 1-4 - SO2 Rate Annual v3.1, Unit 3552 and retrofits | 26 | 1748 | Rate Constraint in lbs/MMBtu | FALSE | L | Annual | Qualifying Generation | TWh | 0.82803 | 0 | 0 | 0 | 0 | 0 | 0
#CAN Lingan 1-4 - SO2 Rate Annual v3.1, Unit 3552 and retrofits | 26 | 1748 | Rate Constraint in lbs/MMBtu | FALSE | L | Annual | Rate | lb/MWh | 4.6965 | 0 | 0 | 0 | 0 | 0 | 0
#CAN Lingan 1-4 - SO2 Rate Annual v3.1, Unit 3552 and retrofits | 26 | 1748 | Rate Constraint in lbs/MMBtu | FALSE | L | Annual | Constraint Shadow Price | US2011$/Ton | 0 | 0 | 0 | 0 | 0 | 0 | 0
#CAN Lingan 1-4 - SO2 Rate Annual v3.1, Unit 3553 and retrofits | 27 | 1748 | Rate Constraint in lbs/MMBtu | FALSE | L | Annual | Seasons Included | Seasons | Winter, Summer | Winter, Summer | Winter, Summer | Winter, Summer | Winter, Summer | Winter, Summer | Winter, Summer
#CAN Lingan 1-4 - SO2 Rate Annual v3.1, Unit 3553 and retrofits | 27 | 1748 | Rate Constraint in lbs/MMBtu | FALSE | L | Annual | Standard | lb/MMBtu | 3.7214 | 3.7214 | 3.7214 | 3.7214 | 3.7214 | 3.7214 | 3.7214
#CAN Lingan 1-4 - SO2 Rate Annual v3.1, Unit 3553 and retrofits | 27 | 1748 | Rate Constraint in lbs/MMBtu | FALSE | L | Annual | Emissions at Affected Plants SO2 | Thousand Tons | 1.6652 | 0 | 0 | 0 | 0 | 0 | 0
#CAN Lingan 1-4 - SO2 Rate Annual v3.1, Unit 3553 and retrofits | 27 | 1748 | Rate Constraint in lbs/MMBtu | FALSE | L | Annual | Allowances Purchased SO2 | Thousand Tons | 0 | 0 | 0 | 0 | 0 | 0 | 0
#CAN Lingan 1-4 - SO2 Rate Annual v3.1, Unit 3553 and retrofits | 27 | 1748 | Rate Constraint in lbs/MMBtu | FALSE | L | Annual | Allowances Sold SO2 | Thousand Tons | 0 | 0 | 0 | 0 | 0 | 0 | 0
#CAN Lingan 1-4 - SO2 Rate Annual v3.1, Unit 3553 and retrofits | 27 | 1748 | Rate Constraint in lbs/MMBtu | FALSE | L | Annual | Allowances Banked | Thousand Tons | 0 | 0 | 0 | 0 | 0 | 0 | 0
#CAN Lingan 1-4 - SO2 Rate Annual v3.1, Unit 3553 and retrofits | 27 | 1748 | Rate Constraint in lbs/MMBtu | FALSE | L | Annual | Allowances Withdrawn (1:1) | Thousand Tons | 0 | 0 | 0 | 0 | 0 | 0 | 0
#CAN Lingan 1-4 - SO2 Rate Annual v3.1, Unit 3553 and retrofits | 27 | 1748 | Rate Constraint in lbs/MMBtu | FALSE | L | Annual | Allowances Withdrawn (n:1) | Thousand Tons | 0 | 0 | 0 | 0 | 0 | 0 | 0
#CAN Lingan 1-4 - SO2 Rate Annual v3.1, Unit 3553 and retrofits | 27 | 1748 | Rate Constraint in lbs/MMBtu | FALSE | L | Annual | Net Emissions Allowance Position | Thousand Tons | 1.6652 | 0 | 0 | 0 | 0 | 0 | 0
#CAN Lingan 1-4 - SO2 Rate Annual v3.1, Unit 3553 and retrofits | 27 | 1748 | Rate Constraint in lbs/MMBtu | FALSE | L | Annual | Fuel Consumed | TBtu | 3.7 | 0 | 0 | 0 | 0 | 0 | 0
#CAN Lingan 1-4 - SO2 Rate Annual v3.1, Unit 3553 and retrofits | 27 | 1748 | Rate Constraint in lbs/MMBtu | FALSE | L | Annual | Rate | lb/MMBtu | 0.90013 | 0 | 0 | 0 | 0 | 0 | 0
#CAN Lingan 1-4 - SO2 Rate Annual v3.1, Unit 3553 and retrofits | 27 | 1748 | Rate Constraint in lbs/MMBtu | FALSE | L | Annual | Generation | TWh | 0.35457 | 0 | 0 | 0 | 0 | 0 | 0
#CAN Lingan 1-4 - SO2 Rate Annual v3.1, Unit 3553 and retrofits | 27 | 1748 | Rate Constraint in lbs/MMBtu | FALSE | L | Annual | Qualifying Generation | TWh | 0.35457 | 0 | 0 | 0 | 0 | 0 | 0
#CAN Lingan 1-4 - SO2 Rate Annual v3.1, Unit 3553 and retrofits | 27 | 1748 | Rate Constraint in lbs/MMBtu | FALSE | L | Annual | Rate | lb/MWh | 4.6965 | 0 | 0 | 0 | 0 | 0 | 0
#CAN Lingan 1-4 - SO2 Rate Annual v3.1, Unit 3553 and retrofits | 27 | 1748 | Rate Constraint in lbs/MMBtu | FALSE | L | Annual | Constraint Shadow Price | US2011$/Ton | 0 | 0 | 0 | 0 | 0 | 0 | 0
#CAN Lingan 1-4 - SO2 Rate Annual v3.1, Unit 3554 and retrofits | 28 | 1748 | Rate Constraint in lbs/MMBtu | FALSE | L | Annual | Seasons Included | Seasons | Winter, Summer | Winter, Summer | Winter, Summer | Winter, Summer | Winter, Summer | Winter, Summer | Winter, Summer
#CAN Lingan 1-4 - SO2 Rate Annual v3.1, Unit 3554 and retrofits | 28 | 1748 | Rate Constraint in lbs/MMBtu | FALSE | L | Annual | Standard | lb/MMBtu | 3.7214 | 3.7214 | 3.7214 | 3.7214 | 3.7214 | 3.7214 | 3.7214
#CAN Lingan 1-4 - SO2 Rate Annual v3.1, Unit 3554 and retrofits | 28 | 1748 | Rate Constraint in lbs/MMBtu | FALSE | L | Annual | Emissions at Affected Plants SO2 | Thousand Tons | 1.8676 | 0 | 0 | 3.3193 | 0 | 0 | 0
#CAN Lingan 1-4 - SO2 Rate Annual v3.1, Unit 3554 and retrofits | 28 | 1748 | Rate Constraint in lbs/MMBtu | FALSE | L | Annual | Allowances Purchased SO2 | Thousand Tons | 0 | 0 | 0 | 0 | 0 | 0 | 0
#CAN Lingan 1-4 - SO2 Rate Annual v3.1, Unit 3554 and retrofits | 28 | 1748 | Rate Constraint in lbs/MMBtu | FALSE | L | Annual | Allowances Sold SO2 | Thousand Tons | 0 | 0 | 0 | 0 | 0 | 0 | 0
#CAN Lingan 1-4 - SO2 Rate Annual v3.1, Unit 3554 and retrofits | 28 | 1748 | Rate Constraint in lbs/MMBtu | FALSE | L | Annual | Allowances Banked | Thousand Tons | 0 | 0 | 0 | 0 | 0 | 0 | 0
#CAN Lingan 1-4 - SO2 Rate Annual v3.1, Unit 3554 and retrofits | 28 | 1748 | Rate Constraint in lbs/MMBtu | FALSE | L | Annual | Allowances Withdrawn (1:1) | Thousand Tons | 0 | 0 | 0 | 0 | 0 | 0 | 0
#CAN Lingan 1-4 - SO2 Rate Annual v3.1, Unit 3554 and retrofits | 28 | 1748 | Rate Constraint in lbs/MMBtu | FALSE | L | Annual | Allowances Withdrawn (n:1) | Thousand Tons | 0 | 0 | 0 | 0 | 0 | 0 | 0
#CAN Lingan 1-4 - SO2 Rate Annual v3.1, Unit 3554 and retrofits | 28 | 1748 | Rate Constraint in lbs/MMBtu | FALSE | L | Annual | Net Emissions Allowance Position | Thousand Tons | 1.8676 | 0 | 0 | 3.3193 | 0 | 0 | 0
#CAN Lingan 1-4 - SO2 Rate Annual v3.1, Unit 3554 and retrofits | 28 | 1748 | Rate Constraint in lbs/MMBtu | FALSE | L | Annual | Fuel Consumed | TBtu | 4.1497 | 0 | 0 | 7.3752 | 0 | 0 | 0
#CAN Lingan 1-4 - SO2 Rate Annual v3.1, Unit 3554 and retrofits | 28 | 1748 | Rate Constraint in lbs/MMBtu | FALSE | L | Annual | Rate | lb/MMBtu | 0.90013 | 0 | 0 | 0.90013 | 0 | 0 | 0
#CAN Lingan 1-4 - SO2 Rate Annual v3.1, Unit 3554 and retrofits | 28 | 1748 | Rate Constraint in lbs/MMBtu | FALSE | L | Annual | Generation | TWh | 0.39766 | 0 | 0 | 0.70676 | 0 | 0 | 0
#CAN Lingan 1-4 - SO2 Rate Annual v3.1, Unit 3554 and retrofits | 28 | 1748 | Rate Constraint in lbs/MMBtu | FALSE | L | Annual | Qualifying Generation | TWh | 0.39766 | 0 | 0 | 0.70676 | 0 | 0 | 0
#CAN Lingan 1-4 - SO2 Rate Annual v3.1, Unit 3554 and retrofits | 28 | 1748 | Rate Constraint in lbs/MMBtu | FALSE | L | Annual | Rate | lb/MWh | 4.6965 | 0 | 0 | 4.6965 | 0 | 0 | 0
#CAN Lingan 1-4 - SO2 Rate Annual v3.1, Unit 3554 and retrofits | 28 | 1748 | Rate Constraint in lbs/MMBtu | FALSE | L | Annual | Constraint Shadow Price | US2011$/Ton | 0 | 0 | 0 | 0 | 0 | 0 | 0
#CAN Lingan 1-4 - SO2 Rate Annual v3.1, Unit 3555 and retrofits | 29 | 1748 | Rate Constraint in lbs/MMBtu | FALSE | L | Annual | Seasons Included | Seasons | Winter, Summer | Winter, Summer | Winter, Summer | Winter, Summer | Winter, Summer | Winter, Summer | Winter, Summer
#CAN Lingan 1-4 - SO2 Rate Annual v3.1, Unit 3555 and retrofits | 29 | 1748 | Rate Constraint in lbs/MMBtu | FALSE | L | Annual | Standard | lb/MMBtu | 3.7214 | 3.7214 | 3.7214 | 3.7214 | 3.7214 | 3.7214 | 3.7214
#CAN Lingan 1-4 - SO2 Rate Annual v3.1, Unit 3555 and retrofits | 29 | 1748 | Rate Constraint in lbs/MMBtu | FALSE | L | Annual | Emissions at Affected Plants SO2 | Thousand Tons | 1.6652 | 0 | 0 | 4.815 | 0 | 0 | 0
#CAN Lingan 1-4 - SO2 Rate Annual v3.1, Unit 3555 and retrofits | 29 | 1748 | Rate Constraint in lbs/MMBtu | FALSE | L | Annual | Allowances Purchased SO2 | Thousand Tons | 0 | 0 | 0 | 0 | 0 | 0 | 0
#CAN Lingan 1-4 - SO2 Rate Annual v3.1, Unit 3555 and retrofits | 29 | 1748 | Rate Constraint in lbs/MMBtu | FALSE | L | Annual | Allowances Sold SO2 | Thousand Tons | 0 | 0 | 0 | 0 | 0 | 0 | 0
#CAN Lingan 1-4 - SO2 Rate Annual v3.1, Unit 3555 and retrofits | 29 | 1748 | Rate Constraint in lbs/MMBtu | FALSE | L | Annual | Allowances Banked | Thousand Tons | 0 | 0 | 0 | 0 | 0 | 0 | 0
#CAN Lingan 1-4 - SO2 Rate Annual v3.1, Unit 3555 and retrofits | 29 | 1748 | Rate Constraint in lbs/MMBtu | FALSE | L | Annual | Allowances Withdrawn (1:1) | Thousand Tons | 0 | 0 | 0 | 0 | 0 | 0 | 0
#CAN Lingan 1-4 - SO2 Rate Annual v3.1, Unit 3555 and retrofits | 29 | 1748 | Rate Constraint in lbs/MMBtu | FALSE | L | Annual | Allowances Withdrawn (n:1) | Thousand Tons | 0 | 0 | 0 | 0 | 0 | 0 | 0
#CAN Lingan 1-4 - SO2 Rate Annual v3.1, Unit 3555 and retrofits | 29 | 1748 | Rate Constraint in lbs/MMBtu | FALSE | L | Annual | Net Emissions Allowance Position | Thousand Tons | 1.6652 | 0 | 0 | 4.815 | 0 | 0 | 0
#CAN Lingan 1-4 - SO2 Rate Annual v3.1, Unit 3555 and retrofits | 29 | 1748 | Rate Constraint in lbs/MMBtu | FALSE | L | Annual | Fuel Consumed | TBtu | 3.7 | 0 | 0 | 10.6984 | 0 | 0 | 0
#CAN Lingan 1-4 - SO2 Rate Annual v3.1, Unit 3555 and retrofits | 29 | 1748 | Rate Constraint in lbs/MMBtu | FALSE | L | Annual | Rate | lb/MMBtu | 0.90013 | 0 | 0 | 0.90013 | 0 | 0 | 0
#CAN Lingan 1-4 - SO2 Rate Annual v3.1, Unit 3555 and retrofits | 29 | 1748 | Rate Constraint in lbs/MMBtu | FALSE | L | Annual | Generation | TWh | 0.35457 | 0 | 0 | 1.0252 | 0 | 0 | 0
#CAN Lingan 1-4 - SO2 Rate Annual v3.1, Unit 3555 and retrofits | 29 | 1748 | Rate Constraint in lbs/MMBtu | FALSE | L | Annual | Qualifying Generation | TWh | 0.35457 | 0 | 0 | 1.0252 | 0 | 0 | 0
#CAN Lingan 1-4 - SO2 Rate Annual v3.1, Unit 3555 and retrofits | 29 | 1748 | Rate Constraint in lbs/MMBtu | FALSE | L | Annual | Rate | lb/MWh | 4.6965 | 0 | 0 | 4.6965 | 0 | 0 | 0
#CAN Lingan 1-4 - SO2 Rate Annual v3.1, Unit 3555 and retrofits | 29 | 1748 | Rate Constraint in lbs/MMBtu | FALSE | L | Annual | Constraint Shadow Price | US2011$/Ton | 0 | 0 | 0 | 0 | 0 | 0 | 0
#CAN -National CO2 Rate Limit- 2016- v5.12 | 30 | 5804 | Rate Constraint in lbs/MWh | FALSE | L | Annual | Seasons Included | Seasons | Winter, Summer | Winter, Summer | Winter, Summer | Winter, Summer | Winter, Summer | Winter, Summer | Winter, Summer
#CAN -National CO2 Rate Limit- 2016- v5.12 | 30 | 5804 | Rate Constraint in lbs/MWh | FALSE | L | Annual | Standard | lb/MWh | 925.94 | 925.94 | 925.94 | 925.94 | 925.94 | 925.94 | 925.94
#CAN -National CO2 Rate Limit- 2016- v5.12 | 30 | 5804 | Rate Constraint in lbs/MWh | FALSE | L | Annual | Emissions at Affected Plants CO2 | Thousand Tons | 0 | 0 | 0 | 0 | 0 | 0 | 0
#CAN -National CO2 Rate Limit- 2016- v5.12 | 30 | 5804 | Rate Constraint in lbs/MWh | FALSE | L | Annual | Allowances Purchased CO2 | Thousand Tons | 0 | 0 | 0 | 0 | 0 | 0 | 0
#CAN -National CO2 Rate Limit- 2016- v5.12 | 30 | 5804 | Rate Constraint in lbs/MWh | FALSE | L | Annual | Allowances Sold CO2 | Thousand Tons | 0 | 0 | 0 | 0 | 0 | 0 | 0
#CAN -National CO2 Rate Limit- 2016- v5.12 | 30 | 5804 | Rate Constraint in lbs/MWh | FALSE | L | Annual | Allowances Banked | Thousand Tons | 0 | 0 | 0 | 0 | 0 | 0 | 0
#CAN -National CO2 Rate Limit- 2016- v5.12 | 30 | 5804 | Rate Constraint in lbs/MWh | FALSE | L | Annual | Allowances Withdrawn (1:1) | Thousand Tons | 0 | 0 | 0 | 0 | 0 | 0 | 0
#CAN -National CO2 Rate Limit- 2016- v5.12 | 30 | 5804 | Rate Constraint in lbs/MWh | FALSE | L | Annual | Allowances Withdrawn (n:1) | Thousand Tons | 0 | 0 | 0 | 0 | 0 | 0 | 0
#CAN -National CO2 Rate Limit- 2016- v5.12 | 30 | 5804 | Rate Constraint in lbs/MWh | FALSE | L | Annual | Net Emissions Allowance Position | Thousand Tons | 0 | 0 | 0 | 0 | 0 | 0 | 0
#CAN -National CO2 Rate Limit- 2016- v5.12 | 30 | 5804 | Rate Constraint in lbs/MWh | FALSE | L | Annual | Fuel Consumed | TBtu | 0 | 0 | 0 | 0 | 0 | 0 | 0
#CAN -National CO2 Rate Limit- 2016- v5.12 | 30 | 5804 | Rate Constraint in lbs/MWh | FALSE | L | Annual | Rate | lb/MMBtu | 0 | 0 | 0 | 0 | 0 | 0 | 0
#CAN -National CO2 Rate Limit- 2016- v5.12 | 30 | 5804 | Rate Constraint in lbs/MWh | FALSE | L | Annual | Generation | TWh | 0 | 0 | 0 | 0 | 0 | 0 | 0
#CAN -National CO2 Rate Limit- 2016- v5.12 | 30 | 5804 | Rate Constraint in lbs/MWh | FALSE | L | Annual | Qualifying Generation | TWh | 0 | 0 | 0 | 0 | 0 | 0 | 0
#CAN -National CO2 Rate Limit- 2016- v5.12 | 30 | 5804 | Rate Constraint in lbs/MWh | FALSE | L | Annual | Constraint Shadow Price | US2011$/Ton | 582.6818 | 579.0566 | 1269.5204 | 303.7407 | 557.1406 | 519.7212 | 473.8006
#CAN -National CO2 Rate Limit- 2020- v5.12 | 31 | 5805 | Rate Constraint in lbs/MWh | FALSE | L | Annual | Seasons Included | Seasons |  |  | Winter, Summer | Winter, Summer | Winter, Summer | Winter, Summer | Winter, Summer
#CAN -National CO2 Rate Limit- 2020- v5.12 | 31 | 5805 | Rate Constraint in lbs/MWh | FALSE | L | Annual | Standard | lb/MWh | 925.94 | 925.94 | 925.94 | 925.94 | 925.94 | 925.94 | 925.94
#CAN -National CO2 Rate Limit- 2020- v5.12 | 31 | 5805 | Rate Constraint in lbs/MWh | FALSE | L | Annual | Emissions at Affected Plants CO2 | Thousand Tons | 0 | 0 | 801.3062 | 801.3062 | 817.0841 | 817.5246 | 817.0223
#CAN -National CO2 Rate Limit- 2020- v5.12 | 31 | 5805 | Rate Constraint in lbs/MWh | FALSE | L | Annual | Allowances Purchased CO2 | Thousand Tons | 0 | 0 | 0 | 0 | 0 | 0 | 0
#CAN -National CO2 Rate Limit- 2020- v5.12 | 31 | 5805 | Rate Constraint in lbs/MWh | FALSE | L | Annual | Allowances Sold CO2 | Thousand Tons | 0 | 0 | 0 | 0 | 0 | 0 | 0
#CAN -National CO2 Rate Limit- 2020- v5.12 | 31 | 5805 | Rate Constraint in lbs/MWh | FALSE | L | Annual | Allowances Banked | Thousand Tons | 0 | 0 | 0 | 0 | 0 | 0 | 0
#CAN -National CO2 Rate Limit- 2020- v5.12 | 31 | 5805 | Rate Constraint in lbs/MWh | FALSE | L | Annual | Allowances Withdrawn (1:1) | Thousand Tons | 0 | 0 | 0 | 0 | 0 | 0 | 0
#CAN -National CO2 Rate Limit- 2020- v5.12 | 31 | 5805 | Rate Constraint in lbs/MWh | FALSE | L | Annual | Allowances Withdrawn (n:1) | Thousand Tons | 0 | 0 | 0 | 0 | 0 | 0 | 0
#CAN -National CO2 Rate Limit- 2020- v5.12 | 31 | 5805 | Rate Constraint in lbs/MWh | FALSE | L | Annual | Net Emissions Allowance Position | Thousand Tons | 0 | 0 | 801.3062 | 801.3062 | 817.0841 | 817.5246 | 817.0223
#CAN -National CO2 Rate Limit- 2020- v5.12 | 31 | 5805 | Rate Constraint in lbs/MWh | FALSE | L | Annual | Fuel Consumed | TBtu | 0 | 0 | 18.1188 | 18.1188 | 18.1973 | 18.2014 | 18.1967
#CAN -National CO2 Rate Limit- 2020- v5.12 | 31 | 5805 | Rate Constraint in lbs/MWh | FALSE | L | Annual | Rate | lb/MMBtu | 0 | 0 | 88.4505 | 88.4505 | 89.8027 | 89.8308 | 89.7988
#CAN -National CO2 Rate Limit- 2020- v5.12 | 31 | 5805 | Rate Constraint in lbs/MWh | FALSE | L | Annual | Generation | TWh | 0 | 0 | 1.7308 | 1.7308 | 1.7649 | 1.7658 | 1.7647
#CAN -National CO2 Rate Limit- 2020- v5.12 | 31 | 5805 | Rate Constraint in lbs/MWh | FALSE | L | Annual | Qualifying Generation | TWh | 0 | 0 | 1.7308 | 1.7308 | 1.7649 | 1.7658 | 1.7647
#CAN -National CO2 Rate Limit- 2020- v5.12 | 31 | 5805 | Rate Constraint in lbs/MWh | FALSE | L | Annual | Constraint Shadow Price | US2011$/Ton | 0 | 0 | 34.3844 | 25.9572 | 107.5535 | 90.5042 | 84.4548
#CAN -National CO2 Rate Limit- 2030- v5.12 | 32 | 5807 | Rate Constraint in lbs/MWh | FALSE | L | Annual | Seasons Included | Seasons |  |  |  |  | Winter, Summer | Winter, Summer | Winter, Summer
#CAN -National CO2 Rate Limit- 2030- v5.12 | 32 | 5807 | Rate Constraint in lbs/MWh | FALSE | L | Annual | Standard | lb/MWh | 925.94 | 925.94 | 925.94 | 925.94 | 925.94 | 925.94 | 925.94
#CAN -National CO2 Rate Limit- 2030- v5.12 | 32 | 5807 | Rate Constraint in lbs/MWh | FALSE | L | Annual | Emissions at Affected Plants CO2 | Thousand Tons | 0 | 0 | 0 | 0 | 0 | 0 | 0
#CAN -National CO2 Rate Limit- 2030- v5.12 | 32 | 5807 | Rate Constraint in lbs/MWh | FALSE | L | Annual | Allowances Purchased CO2 | Thousand Tons | 0 | 0 | 0 | 0 | 0 | 0 | 0
#CAN -National CO2 Rate Limit- 2030- v5.12 | 32 | 5807 | Rate Constraint in lbs/MWh | FALSE | L | Annual | Allowances Sold CO2 | Thousand Tons | 0 | 0 | 0 | 0 | 0 | 0 | 0
#CAN -National CO2 Rate Limit- 2030- v5.12 | 32 | 5807 | Rate Constraint in lbs/MWh | FALSE | L | Annual | Allowances Banked | Thousand Tons | 0 | 0 | 0 | 0 | 0 | 0 | 0
#CAN -National CO2 Rate Limit- 2030- v5.12 | 32 | 5807 | Rate Constraint in lbs/MWh | FALSE | L | Annual | Allowances Withdrawn (1:1) | Thousand Tons | 0 | 0 | 0 | 0 | 0 | 0 | 0
#CAN -National CO2 Rate Limit- 2030- v5.12 | 32 | 5807 | Rate Constraint in lbs/MWh | FALSE | L | Annual | Allowances Withdrawn (n:1) | Thousand Tons | 0 | 0 | 0 | 0 | 0 | 0 | 0
#CAN -National CO2 Rate Limit- 2030- v5.12 | 32 | 5807 | Rate Constraint in lbs/MWh | FALSE | L | Annual | Net Emissions Allowance Position | Thousand Tons | 0 | 0 | 0 | 0 | 0 | 0 | 0
#CAN -National CO2 Rate Limit- 2030- v5.12 | 32 | 5807 | Rate Constraint in lbs/MWh | FALSE | L | Annual | Fuel Consumed | TBtu | 0 | 0 | 0 | 0 | 0 | 0 | 0
#CAN -National CO2 Rate Limit- 2030- v5.12 | 32 | 5807 | Rate Constraint in lbs/MWh | FALSE | L | Annual | Rate | lb/MMBtu | 0 | 0 | 0 | 0 | 0 | 0 | 0
#CAN -National CO2 Rate Limit- 2030- v5.12 | 32 | 5807 | Rate Constraint in lbs/MWh | FALSE | L | Annual | Generation | TWh | 0 | 0 | 0 | 0 | 0 | 0 | 0
#CAN -National CO2 Rate Limit- 2030- v5.12 | 32 | 5807 | Rate Constraint in lbs/MWh | FALSE | L | Annual | Qualifying Generation | TWh | 0 | 0 | 0 | 0 | 0 | 0 | 0
#CAN -National CO2 Rate Limit- 2030- v5.12 | 32 | 5807 | Rate Constraint in lbs/MWh | FALSE | L | Annual | Constraint Shadow Price | US2011$/Ton | 0 | 0 | 0 | 0 | 4425.2893 | 1406.9174 | 585.2773
#CAN -National CO2 Rate Limit- 2040- v5.12 | 33 | 5808 | Rate Constraint in lbs/MWh | FALSE | L | Annual | Seasons Included | Seasons | [5 empty] | Winter, Summer | Winter, Summer
#CAN -National CO2 Rate Limit- 2040- v5.12 | 33 | 5808 | Rate Constraint in lbs/MWh | FALSE | L | Annual | Standard | lb/MWh | 925.94 | 925.94 | 925.94 | 925.94 | 925.94 | 925.94 | 925.94
#CAN -National CO2 Rate Limit- 2040- v5.12 | 33 | 5808 | Rate Constraint in lbs/MWh | FALSE | L | Annual | Emissions at Affected Plants CO2 | Thousand Tons | 0 | 0 | 0 | 0 | 0 | 0 | 0
#CAN -National CO2 Rate Limit- 2040- v5.12 | 33 | 5808 | Rate Constraint in lbs/MWh | FALSE | L | Annual | Allowances Purchased CO2 | Thousand Tons | 0 | 0 | 0 | 0 | 0 | 0 | 0
#CAN -National CO2 Rate Limit- 2040- v5.12 | 33 | 5808 | Rate Constraint in lbs/MWh | FALSE | L | Annual | Allowances Sold CO2 | Thousand Tons | 0 | 0 | 0 | 0 | 0 | 0 | 0
#CAN -National CO2 Rate Limit- 2040- v5.12 | 33 | 5808 | Rate Constraint in lbs/MWh | FALSE | L | Annual | Allowances Banked | Thousand Tons | 0 | 0 | 0 | 0 | 0 | 0 | 0
#CAN -National CO2 Rate Limit- 2040- v5.12 | 33 | 5808 | Rate Constraint in lbs/MWh | FALSE | L | Annual | Allowances Withdrawn (1:1) | Thousand Tons | 0 | 0 | 0 | 0 | 0 | 0 | 0
#CAN -National CO2 Rate Limit- 2040- v5.12 | 33 | 5808 | Rate Constraint in lbs/MWh | FALSE | L | Annual | Allowances Withdrawn (n:1) | Thousand Tons | 0 | 0 | 0 | 0 | 0 | 0 | 0
#CAN -National CO2 Rate Limit- 2040- v5.12 | 33 | 5808 | Rate Constraint in lbs/MWh | FALSE | L | Annual | Net Emissions Allowance Position | Thousand Tons | 0 | 0 | 0 | 0 | 0 | 0 | 0
#CAN -National CO2 Rate Limit- 2040- v5.12 | 33 | 5808 | Rate Constraint in lbs/MWh | FALSE | L | Annual | Fuel Consumed | TBtu | 0 | 0 | 0 | 0 | 0 | 0 | 0
#CAN -National CO2 Rate Limit- 2040- v5.12 | 33 | 5808 | Rate Constraint in lbs/MWh | FALSE | L | Annual | Rate | lb/MMBtu | 0 | 0 | 0 | 0 | 0 | 0 | 0
#CAN -National CO2 Rate Limit- 2040- v5.12 | 33 | 5808 | Rate Constraint in lbs/MWh | FALSE | L | Annual | Generation | TWh | 0 | 0 | 0 | 0 | 0 | 0 | 0
#CAN -National CO2 Rate Limit- 2040- v5.12 | 33 | 5808 | Rate Constraint in lbs/MWh | FALSE | L | Annual | Qualifying Generation | TWh | 0 | 0 | 0 | 0 | 0 | 0 | 0
#CAN -National CO2 Rate Limit- 2040- v5.12 | 33 | 5808 | Rate Constraint in lbs/MWh | FALSE | L | Annual | Constraint Shadow Price | US2011$/Ton | 0 | 0 | 0 | 0 | 0 | 1406.9154 | 585.2752
#CAN -National CO2 Rate Limit- 2050- v5.12 | 34 | 5809 | Rate Constraint in lbs/MWh | FALSE | L | Annual | Seasons Included | Seasons | [6 empty] | Winter, Summer
#CAN -National CO2 Rate Limit- 2050- v5.12 | 34 | 5809 | Rate Constraint in lbs/MWh | FALSE | L | Annual | Standard | lb/MWh | 925.94 | 925.94 | 925.94 | 925.94 | 925.94 | 925.94 | 925.94
#CAN -National CO2 Rate Limit- 2050- v5.12 | 34 | 5809 | Rate Constraint in lbs/MWh | FALSE | L | Annual | Emissions at Affected Plants CO2 | Thousand Tons | 0 | 0 | 0 | 0 | 0 | 0 | 0
#CAN -National CO2 Rate Limit- 2050- v5.12 | 34 | 5809 | Rate Constraint in lbs/MWh | FALSE | L | Annual | Allowances Purchased CO2 | Thousand Tons | 0 | 0 | 0 | 0 | 0 | 0 | 0
#CAN -National CO2 Rate Limit- 2050- v5.12 | 34 | 5809 | Rate Constraint in lbs/MWh | FALSE | L | Annual | Allowances Sold CO2 | Thousand Tons | 0 | 0 | 0 | 0 | 0 | 0 | 0
#CAN -National CO2 Rate Limit- 2050- v5.12 | 34 | 5809 | Rate Constraint in lbs/MWh | FALSE | L | Annual | Allowances Banked | Thousand Tons | 0 | 0 | 0 | 0 | 0 | 0 | 0
#CAN -National CO2 Rate Limit- 2050- v5.12 | 34 | 5809 | Rate Constraint in lbs/MWh | FALSE | L | Annual | Allowances Withdrawn (1:1) | Thousand Tons | 0 | 0 | 0 | 0 | 0 | 0 | 0
#CAN -National CO2 Rate Limit- 2050- v5.12 | 34 | 5809 | Rate Constraint in lbs/MWh | FALSE | L | Annual | Allowances Withdrawn (n:1) | Thousand Tons | 0 | 0 | 0 | 0 | 0 | 0 | 0
#CAN -National CO2 Rate Limit- 2050- v5.12 | 34 | 5809 | Rate Constraint in lbs/MWh | FALSE | L | Annual | Net Emissions Allowance Position | Thousand Tons | 0 | 0 | 0 | 0 | 0 | 0 | 0
#CAN -National CO2 Rate Limit- 2050- v5.12 | 34 | 5809 | Rate Constraint in lbs/MWh | FALSE | L | Annual | Fuel Consumed | TBtu | 0 | 0 | 0 | 0 | 0 | 0 | 0
#CAN -National CO2 Rate Limit- 2050- v5.12 | 34 | 5809 | Rate Constraint in lbs/MWh | FALSE | L | Annual | Rate | lb/MMBtu | 0 | 0 | 0 | 0 | 0 | 0 | 0
#CAN -National CO2 Rate Limit- 2050- v5.12 | 34 | 5809 | Rate Constraint in lbs/MWh | FALSE | L | Annual | Generation | TWh | 0 | 0 | 0 | 0 | 0 | 0 | 0
#CAN -National CO2 Rate Limit- 2050- v5.12 | 34 | 5809 | Rate Constraint in lbs/MWh | FALSE | L | Annual | Qualifying Generation | TWh | 0 | 0 | 0 | 0 | 0 | 0 | 0
#CAN -National CO2 Rate Limit- 2050- v5.12 | 34 | 5809 | Rate Constraint in lbs/MWh | FALSE | L | Annual | Constraint Shadow Price | US2011$/Ton | 0 | 0 | 0 | 0 | 0 | 0 | 602.3912
#CAN -National CO2 Rate Limit- New Units- v5.12 | 35 | 5899 | Rate Constraint in lbs/MWh | FALSE | L | Annual | Seasons Included | Seasons | Winter, Summer | Winter, Summer | Winter, Summer | Winter, Summer | Winter, Summer | Winter, Summer | Winter, Summer
#CAN -National CO2 Rate Limit- New Units- v5.12 | 35 | 5899 | Rate Constraint in lbs/MWh | FALSE | L | Annual | Standard | lb/MWh | 925.94 | 925.94 | 925.94 | 925.94 | 925.94 | 925.94 | 925.94
#CAN -National CO2 Rate Limit- New Units- v5.12 | 35 | 5899 | Rate Constraint in lbs/MWh | FALSE | L | Annual | Emissions at Affected Plants CO2 | Thousand Tons | 0 | 1154.329 | 2333.5241 | 3506.0813 | 11706.9635 | 32549.5347 | 58394.7499
#CAN -National CO2 Rate Limit- New Units- v5.12 | 35 | 5899 | Rate Constraint in lbs/MWh | FALSE | L | Annual | Allowances Purchased CO2 | Thousand Tons | 0 | 0 | 0 | 0 | 0 | 0 | 0
#CAN -National CO2 Rate Limit- New Units- v5.12 | 35 | 5899 | Rate Constraint in lbs/MWh | FALSE | L | Annual | Allowances Sold CO2 | Thousand Tons | 0 | 0 | 0 | 0 | 0 | 0 | 0
#CAN -National CO2 Rate Limit- New Units- v5.12 | 35 | 5899 | Rate Constraint in lbs/MWh | FALSE | L | Annual | Allowances Banked | Thousand Tons | 0 | 0 | 0 | 0 | 0 | 0 | 0
#CAN -National CO2 Rate Limit- New Units- v5.12 | 35 | 5899 | Rate Constraint in lbs/MWh | FALSE | L | Annual | Allowances Withdrawn (1:1) | Thousand Tons | 0 | 0 | 0 | 0 | 0 | 0 | 0
#CAN -National CO2 Rate Limit- New Units- v5.12 | 35 | 5899 | Rate Constraint in lbs/MWh | FALSE | L | Annual | Allowances Withdrawn (n:1) | Thousand Tons | 0 | 0 | 0 | 0 | 0 | 0 | 0
#CAN -National CO2 Rate Limit- New Units- v5.12 | 35 | 5899 | Rate Constraint in lbs/MWh | FALSE | L | Annual | Net Emissions Allowance Position | Thousand Tons | 0 | 1154.329 | 2333.5241 | 3506.0813 | 11706.9635 | 32549.5347 | 58394.7499
#CAN -National CO2 Rate Limit- New Units- v5.12 | 35 | 5899 | Rate Constraint in lbs/MWh | FALSE | L | Annual | Fuel Consumed | TBtu | 0 | 20.2566 | 36.526 | 56.8309 | 201.5959 | 556.5524 | 994.9271
#CAN -National CO2 Rate Limit- New Units- v5.12 | 35 | 5899 | Rate Constraint in lbs/MWh | FALSE | L | Annual | Rate | lb/MMBtu | 0 | 113.9704 | 127.7732 | 123.3864 | 116.1429 | 116.9684 | 117.385
#CAN -National CO2 Rate Limit- New Units- v5.12 | 35 | 5899 | Rate Constraint in lbs/MWh | FALSE | L | Annual | Generation | TWh | 0 | 3.1061 | 5.0403 | 7.573 | 25.2867 | 70.3059 | 126.1307
#CAN -National CO2 Rate Limit- New Units- v5.12 | 35 | 5899 | Rate Constraint in lbs/MWh | FALSE | L | Annual | Qualifying Generation | TWh | 0 | 3.1061 | 5.0403 | 7.573 | 25.2867 | 70.3059 | 126.1307
#CAN -National CO2 Rate Limit- New Units- v5.12 | 35 | 5899 | Rate Constraint in lbs/MWh | FALSE | L | Annual | Constraint Shadow Price | US2011$/Ton | 1097.0085 | 0 | 53.8917 | 32.3989 | 117.8702 | 71.0381 | 27.03
#CAN -National NOx Rate Limit v4.12 | 36 | 2313 | Rate Constraint in lbs/MWh | FALSE | L | Annual | Seasons Included | Seasons | Winter, Summer | Winter, Summer | Winter, Summer | Winter, Summer | Winter, Summer | Winter, Summer | Winter, Summer
#CAN -National NOx Rate Limit v4.12 | 36 | 2313 | Rate Constraint in lbs/MWh | FALSE | L | Annual | Standard | lb/MWh | 1.5212 | 1.5212 | 1.5212 | 1.5212 | 1.5212 | 1.5212 | 1.5212
#CAN -National NOx Rate Limit v4.12 | 36 | 2313 | Rate Constraint in lbs/MWh | FALSE | L | Annual | Emissions at Affected Plants NOX | Thousand Tons | 18.5963 | 15.8838 | 17.4428 | 19.3258 | 25.6169 | 32.6976 | 36.5992
#CAN -National NOx Rate Limit v4.12 | 36 | 2313 | Rate Constraint in lbs/MWh | FALSE | L | Annual | Allowances Purchased NOX | Thousand Tons | 0 | 0 | 0 | 0 | 0 | 0 | 0
#CAN -National NOx Rate Limit v4.12 | 36 | 2313 | Rate Constraint in lbs/MWh | FALSE | L | Annual | Allowances Sold NOX | Thousand Tons | 0 | 0 | 0 | 0 | 0 | 0 | 0
#CAN -National NOx Rate Limit v4.12 | 36 | 2313 | Rate Constraint in lbs/MWh | FALSE | L | Annual | Allowances Banked | Thousand Tons | 0 | 0 | 0 | 0 | 0 | 0 | 0
#CAN -National NOx Rate Limit v4.12 | 36 | 2313 | Rate Constraint in lbs/MWh | FALSE | L | Annual | Allowances Withdrawn (1:1) | Thousand Tons | 0 | 0 | 0 | 0 | 0 | 0 | 0
#CAN -National NOx Rate Limit v4.12 | 36 | 2313 | Rate Constraint in lbs/MWh | FALSE | L | Annual | Allowances Withdrawn (n:1) | Thousand Tons | 0 | 0 | 0 | 0 | 0 | 0 | 0
#CAN -National NOx Rate Limit v4.12 | 36 | 2313 | Rate Constraint in lbs/MWh | FALSE | L | Annual | Net Emissions Allowance Position | Thousand Tons | 18.5963 | 15.8838 | 17.4428 | 19.3258 | 25.6169 | 32.6976 | 36.5992
#CAN -National NOx Rate Limit v4.12 | 36 | 2313 | Rate Constraint in lbs/MWh | FALSE | L | Annual | Fuel Consumed | TBtu | 324.7324 | 263.2137 | 305.438 | 356.5857 | 581.3954 | 1003.4281 | 1536.9705
#CAN -National NOx Rate Limit v4.12 | 36 | 2313 | Rate Constraint in lbs/MWh | FALSE | L | Annual | Rate | lb/MMBtu | 0.11453 | 0.12069 | 0.11422 | 0.10839 | 0.088122 | 0.065172 | 0.047625
#CAN -National NOx Rate Limit v4.12 | 36 | 2313 | Rate Constraint in lbs/MWh | FALSE | L | Annual | Generation | TWh | 41.473 | 34.6114 | 39.4401 | 45.0806 | 70.3353 | 124.721 | 197.9976
#CAN -National NOx Rate Limit v4.12 | 36 | 2313 | Rate Constraint in lbs/MWh | FALSE | L | Annual | Qualifying Generation | TWh | 41.473 | 34.6114 | 39.4401 | 45.0806 | 70.3353 | 124.721 | 197.9976
#CAN -National NOx Rate Limit v4.12 | 36 | 2313 | Rate Constraint in lbs/MWh | FALSE | L | Annual | Constraint Shadow Price | US2011$/Ton | 0 | 0 | 0 | 0 | 0 | 0 | 0
#CAN -National SO2 Rate Limit v4.12 | 37 | 2314 | Rate Constraint in lbs/MWh | FALSE | L | Annual | Seasons Included | Seasons | Winter, Summer | Winter, Summer | Winter, Summer | Winter, Summer | Winter, Summer | Winter, Summer | Winter, Summer
#CAN -National SO2 Rate Limit v4.12 | 37 | 2314 | Rate Constraint in lbs/MWh | FALSE | L | Annual | Standard | lb/MWh | 9.3476 | 9.3476 | 9.3476 | 9.3476 | 9.3476 | 9.3476 | 9.3476
#CAN -National SO2 Rate Limit v4.12 | 37 | 2314 | Rate Constraint in lbs/MWh | FALSE | L | Annual | Emissions at Affected Plants SO2 | Thousand Tons | 2.9874 | 2.9874 | 2.9874 | 2.9874 | 2.9874 | 2.7629 | 2.6133
#CAN -National SO2 Rate Limit v4.12 | 37 | 2314 | Rate Constraint in lbs/MWh | FALSE | L | Annual | Allowances Purchased SO2 | Thousand Tons | 0 | 0 | 0 | 0 | 0 | 0 | 0
#CAN -National SO2 Rate Limit v4.12 | 37 | 2314 | Rate Constraint in lbs/MWh | FALSE | L | Annual | Allowances Sold SO2 | Thousand Tons | 0 | 0 | 0 | 0 | 0 | 0 | 0
#CAN -National SO2 Rate Limit v4.12 | 37 | 2314 | Rate Constraint in lbs/MWh | FALSE | L | Annual | Allowances Banked | Thousand Tons | 0 | 0 | 0 | 0 | 0 | 0 | 0
#CAN -National SO2 Rate Limit v4.12 | 37 | 2314 | Rate Constraint in lbs/MWh | FALSE | L | Annual | Allowances Withdrawn (1:1) | Thousand Tons | 0 | 0 | 0 | 0 | 0 | 0 | 0
#CAN -National SO2 Rate Limit v4.12 | 37 | 2314 | Rate Constraint in lbs/MWh | FALSE | L | Annual | Allowances Withdrawn (n:1) | Thousand Tons | 0 | 0 | 0 | 0 | 0 | 0 | 0
#CAN -National SO2 Rate Limit v4.12 | 37 | 2314 | Rate Constraint in lbs/MWh | FALSE | L | Annual | Net Emissions Allowance Position | Thousand Tons | 2.9874 | 2.9874 | 2.9874 | 2.9874 | 2.9874 | 2.7629 | 2.6133
#CAN -National SO2 Rate Limit v4.12 | 37 | 2314 | Rate Constraint in lbs/MWh | FALSE | L | Annual | Fuel Consumed | TBtu | 324.7324 | 263.2137 | 305.438 | 356.5857 | 581.3954 | 1003.4281 | 1536.9705
#CAN -National SO2 Rate Limit v4.12 | 37 | 2314 | Rate Constraint in lbs/MWh | FALSE | L | Annual | Rate | lb/MMBtu | 0.018399 | 0.022699 | 0.019561 | 0.016755 | 0.010276 | 0.0055069 | 0.0034005
#CAN -National SO2 Rate Limit v4.12 | 37 | 2314 | Rate Constraint in lbs/MWh | FALSE | L | Annual | Generation | TWh | 41.473 | 34.6114 | 39.4401 | 45.0806 | 70.3353 | 124.721 | 197.9976
#CAN -National SO2 Rate Limit v4.12 | 37 | 2314 | Rate Constraint in lbs/MWh | FALSE | L | Annual | Qualifying Generation | TWh | 41.473 | 34.6114 | 39.4401 | 45.0806 | 70.3353 | 124.721 | 197.9976
#CAN -National SO2 Rate Limit v4.12 | 37 | 2314 | Rate Constraint in lbs/MWh | FALSE | L | Annual | Constraint Shadow Price | US2011$/Ton | 0 | 0 | 0 | 0 | 0 | 0 | 0
#CAN Trenton 1-2 - SO2 Rate Annual v3.1, Unit 3557 and retrofits | 38 | 1751 | Rate Constraint in lbs/MMBtu | FALSE | L | Annual | Seasons Included | Seasons | Winter, Summer | Winter, Summer | Winter, Summer | Winter, Summer | Winter, Summer | Winter, Summer | Winter, Summer
#CAN Trenton 1-2 - SO2 Rate Annual v3.1, Unit 3557 and retrofits | 38 | 1751 | Rate Constraint in lbs/MMBtu | FALSE | L | Annual | Standard | lb/MMBtu | 3.2097 | 3.2097 | 3.2097 | 3.2097 | 3.2097 | 3.2097 | 3.2097
#CAN Trenton 1-2 - SO2 Rate Annual v3.1, Unit 3557 and retrofits | 38 | 1751 | Rate Constraint in lbs/MMBtu | FALSE | L | Annual | Emissions at Affected Plants SO2 | Thousand Tons | 0 | 0 | 0 | 0 | 0 | 0 | 0
#CAN Trenton 1-2 - SO2 Rate Annual v3.1, Unit 3557 and retrofits | 38 | 1751 | Rate Constraint in lbs/MMBtu | FALSE | L | Annual | Allowances Purchased SO2 | Thousand Tons | 0 | 0 | 0 | 0 | 0 | 0 | 0
#CAN Trenton 1-2 - SO2 Rate Annual v3.1, Unit 3557 and retrofits | 38 | 1751 | Rate Constraint in lbs/MMBtu | FALSE | L | Annual | Allowances Sold SO2 | Thousand Tons | 0 | 0 | 0 | 0 | 0 | 0 | 0
#CAN Trenton 1-2 - SO2 Rate Annual v3.1, Unit 3557 and retrofits | 38 | 1751 | Rate Constraint in lbs/MMBtu | FALSE | L | Annual | Allowances Banked | Thousand Tons | 0 | 0 | 0 | 0 | 0 | 0 | 0
#CAN Trenton 1-2 - SO2 Rate Annual v3.1, Unit 3557 and retrofits | 38 | 1751 | Rate Constraint in lbs/MMBtu | FALSE | L | Annual | Allowances Withdrawn (1:1) | Thousand Tons | 0 | 0 | 0 | 0 | 0 | 0 | 0
#CAN Trenton 1-2 - SO2 Rate Annual v3.1, Unit 3557 and retrofits | 38 | 1751 | Rate Constraint in lbs/MMBtu | FALSE | L | Annual | Allowances Withdrawn (n:1) | Thousand Tons | 0 | 0 | 0 | 0 | 0 | 0 | 0
#CAN Trenton 1-2 - SO2 Rate Annual v3.1, Unit 3557 and retrofits | 38 | 1751 | Rate Constraint in lbs/MMBtu | FALSE | L | Annual | Net Emissions Allowance Position | Thousand Tons | 0 | 0 | 0 | 0 | 0 | 0 | 0
#CAN Trenton 1-2 - SO2 Rate Annual v3.1, Unit 3557 and retrofits | 38 | 1751 | Rate Constraint in lbs/MMBtu | FALSE | L | Annual | Fuel Consumed | TBtu | 0 | 0 | 0 | 0 | 0 | 0 | 0
#CAN Trenton 1-2 - SO2 Rate Annual v3.1, Unit 3557 and retrofits | 38 | 1751 | Rate Constraint in lbs/MMBtu | FALSE | L | Annual | Rate | lb/MMBtu | 0 | 0 | 0 | 0 | 0 | 0 | 0
#CAN Trenton 1-2 - SO2 Rate Annual v3.1, Unit 3557 and retrofits | 38 | 1751 | Rate Constraint in lbs/MMBtu | FALSE | L | Annual | Generation | TWh | 0 | 0 | 0 | 0 | 0 | 0 | 0
#CAN Trenton 1-2 - SO2 Rate Annual v3.1, Unit 3557 and retrofits | 38 | 1751 | Rate Constraint in lbs/MMBtu | FALSE | L | Annual | Qualifying Generation | TWh | 0 | 0 | 0 | 0 | 0 | 0 | 0
#CAN Trenton 1-2 - SO2 Rate Annual v3.1, Unit 3557 and retrofits | 38 | 1751 | Rate Constraint in lbs/MMBtu | FALSE | L | Annual | Rate | lb/MWh | 0 | 0 | 0 | 0 | 0 | 0 | 0
#CAN Trenton 1-2 - SO2 Rate Annual v3.1, Unit 3557 and retrofits | 38 | 1751 | Rate Constraint in lbs/MMBtu | FALSE | L | Annual | Constraint Shadow Price | US2011$/Ton | 0 | 0 | 0 | 0 | 0 | 0 | 0
#CAN Trenton 1-2 - SO2 Rate Annual v3.1, Unit 3558 and retrofits | 39 | 1751 | Rate Constraint in lbs/MMBtu | FALSE | L | Annual | Seasons Included | Seasons | Winter, Summer | Winter, Summer | Winter, Summer | Winter, Summer | Winter, Summer | Winter, Summer | Winter, Summer
#CAN Trenton 1-2 - SO2 Rate Annual v3.1, Unit 3558 and retrofits | 39 | 1751 | Rate Constraint in lbs/MMBtu | FALSE | L | Annual | Standard | lb/MMBtu | 3.2097 | 3.2097 | 3.2097 | 3.2097 | 3.2097 | 3.2097 | 3.2097
#CAN Trenton 1-2 - SO2 Rate Annual v3.1, Unit 3558 and retrofits | 39 | 1751 | Rate Constraint in lbs/MMBtu | FALSE | L | Annual | Emissions at Affected Plants SO2 | Thousand Tons | 4.6651 | 0.039741 | 0 | 2.5326 | 5.3343 | 5.059 | 0
#CAN Trenton 1-2 - SO2 Rate Annual v3.1, Unit 3558 and retrofits | 39 | 1751 | Rate Constraint in lbs/MMBtu | FALSE | L | Annual | Allowances Purchased SO2 | Thousand Tons | 0 | 0 | 0 | 0 | 0 | 0 | 0
#CAN Trenton 1-2 - SO2 Rate Annual v3.1, Unit 3558 and retrofits | 39 | 1751 | Rate Constraint in lbs/MMBtu | FALSE | L | Annual | Allowances Sold SO2 | Thousand Tons | 0 | 0 | 0 | 0 | 0 | 0 | 0
#CAN Trenton 1-2 - SO2 Rate Annual v3.1, Unit 3558 and retrofits | 39 | 1751 | Rate Constraint in lbs/MMBtu | FALSE | L | Annual | Allowances Banked | Thousand Tons | 0 | 0 | 0 | 0 | 0 | 0 | 0
#CAN Trenton 1-2 - SO2 Rate Annual v3.1, Unit 3558 and retrofits | 39 | 1751 | Rate Constraint in lbs/MMBtu | FALSE | L | Annual | Allowances Withdrawn (1:1) | Thousand Tons | 0 | 0 | 0 | 0 | 0 | 0 | 0
#CAN Trenton 1-2 - SO2 Rate Annual v3.1, Unit 3558 and retrofits | 39 | 1751 | Rate Constraint in lbs/MMBtu | FALSE | L | Annual | Allowances Withdrawn (n:1) | Thousand Tons | 0 | 0 | 0 | 0 | 0 | 0 | 0
#CAN Trenton 1-2 - SO2 Rate Annual v3.1, Unit 3558 and retrofits | 39 | 1751 | Rate Constraint in lbs/MMBtu | FALSE | L | Annual | Net Emissions Allowance Position | Thousand Tons | 4.6651 | 0.039741 | 0 | 2.5326 | 5.3343 | 5.059 | 0
#CAN Trenton 1-2 - SO2 Rate Annual v3.1, Unit 3558 and retrofits | 39 | 1751 | Rate Constraint in lbs/MMBtu | FALSE | L | Annual | Fuel Consumed | TBtu | 11.4838 | 1.0531 | 0 | 5.7226 | 12.0531 | 11.431 | 0
#CAN Trenton 1-2 - SO2 Rate Annual v3.1, Unit 3558 and retrofits | 39 | 1751 | Rate Constraint in lbs/MMBtu | FALSE | L | Annual | Rate | lb/MMBtu | 0.81247 | 0.075472 | 0 | 0.88514 | 0.88514 | 0.88514 | 0
#CAN Trenton 1-2 - SO2 Rate Annual v3.1, Unit 3558 and retrofits | 39 | 1751 | Rate Constraint in lbs/MMBtu | FALSE | L | Annual | Generation | TWh | 1.0944 | 0.09566 | 0 | 0.54787 | 1.1539 | 1.0944 | 0
#CAN Trenton 1-2 - SO2 Rate Annual v3.1, Unit 3558 and retrofits | 39 | 1751 | Rate Constraint in lbs/MMBtu | FALSE | L | Annual | Qualifying Generation | TWh | 1.0944 | 0.09566 | 0 | 0.54787 | 1.1539 | 1.0944 | 0
#CAN Trenton 1-2 - SO2 Rate Annual v3.1, Unit 3558 and retrofits | 39 | 1751 | Rate Constraint in lbs/MMBtu | FALSE | L | Annual | Rate | lb/MWh | 4.2628 | 0.41544 | 0 | 4.6227 | 4.6227 | 4.6227 | 0
#CAN Trenton 1-2 - SO2 Rate Annual v3.1, Unit 3558 and retrofits | 39 | 1751 | Rate Constraint in lbs/MMBtu | FALSE | L | Annual | Constraint Shadow Price | US2011$/Ton | 0 | 0 | 0 | 0 | 0 | 0 | 0
#CAN Tupper 1 - SO2 Rate Annual v3.1, Unit 3556 and retrofits | 40 | 1752 | Rate Constraint in lbs/MMBtu | FALSE | L | Annual | Seasons Included | Seasons | Winter, Summer | Winter, Summer | Winter, Summer | Winter, Summer | Winter, Summer | Winter, Summer | Winter, Summer
#CAN Tupper 1 - SO2 Rate Annual v3.1, Unit 3556 and retrofits | 40 | 1752 | Rate Constraint in lbs/MMBtu | FALSE | L | Annual | Standard | lb/MMBtu | 2.2096 | 2.2096 | 2.2096 | 2.2096 | 2.2096 | 2.2096 | 2.2096
#CAN Tupper 1 - SO2 Rate Annual v3.1, Unit 3556 and retrofits | 40 | 1752 | Rate Constraint in lbs/MMBtu | FALSE | L | Annual | Emissions at Affected Plants SO2 | Thousand Tons | 3.7542 | 0 | 0 | 0 | 0 | 0 | 0
#CAN Tupper 1 - SO2 Rate Annual v3.1, Unit 3556 and retrofits | 40 | 1752 | Rate Constraint in lbs/MMBtu | FALSE | L | Annual | Allowances Purchased SO2 | Thousand Tons | 0 | 0 | 0 | 0 | 0 | 0 | 0
#CAN Tupper 1 - SO2 Rate Annual v3.1, Unit 3556 and retrofits | 40 | 1752 | Rate Constraint in lbs/MMBtu | FALSE | L | Annual | Allowances Sold SO2 | Thousand Tons | 0 | 0 | 0 | 0 | 0 | 0 | 0
#CAN Tupper 1 - SO2 Rate Annual v3.1, Unit 3556 and retrofits | 40 | 1752 | Rate Constraint in lbs/MMBtu | FALSE | L | Annual | Allowances Banked | Thousand Tons | 0 | 0 | 0 | 0 | 0 | 0 | 0
#CAN Tupper 1 - SO2 Rate Annual v3.1, Unit 3556 and retrofits | 40 | 1752 | Rate Constraint in lbs/MMBtu | FALSE | L | Annual | Allowances Withdrawn (1:1) | Thousand Tons | 0 | 0 | 0 | 0 | 0 | 0 | 0
#CAN Tupper 1 - SO2 Rate Annual v3.1, Unit 3556 and retrofits | 40 | 1752 | Rate Constraint in lbs/MMBtu | FALSE | L | Annual | Allowances Withdrawn (n:1) | Thousand Tons | 0 | 0 | 0 | 0 | 0 | 0 | 0
#CAN Tupper 1 - SO2 Rate Annual v3.1, Unit 3556 and retrofits | 40 | 1752 | Rate Constraint in lbs/MMBtu | FALSE | L | Annual | Net Emissions Allowance Position | Thousand Tons | 3.7542 | 0 | 0 | 0 | 0 | 0 | 0
#CAN Tupper 1 - SO2 Rate Annual v3.1, Unit 3556 and retrofits | 40 | 1752 | Rate Constraint in lbs/MMBtu | FALSE | L | Annual | Fuel Consumed | TBtu | 8.4827 | 0 | 0 | 0 | 0 | 0 | 0
#CAN Tupper 1 - SO2 Rate Annual v3.1, Unit 3556 and retrofits | 40 | 1752 | Rate Constraint in lbs/MMBtu | FALSE | L | Annual | Rate | lb/MMBtu | 0.88514 | 0 | 0 | 0 | 0 | 0 | 0
#CAN Tupper 1 - SO2 Rate Annual v3.1, Unit 3556 and retrofits | 40 | 1752 | Rate Constraint in lbs/MMBtu | FALSE | L | Annual | Generation | TWh | 0.81212 | 0 | 0 | 0 | 0 | 0 | 0
#CAN Tupper 1 - SO2 Rate Annual v3.1, Unit 3556 and retrofits | 40 | 1752 | Rate Constraint in lbs/MMBtu | FALSE | L | Annual | Qualifying Generation | TWh | 0.81212 | 0 | 0 | 0 | 0 | 0 | 0
#CAN Tupper 1 - SO2 Rate Annual v3.1, Unit 3556 and retrofits | 40 | 1752 | Rate Constraint in lbs/MMBtu | FALSE | L | Annual | Rate | lb/MWh | 4.6227 | 0 | 0 | 0 | 0 | 0 | 0
#CAN Tupper 1 - SO2 Rate Annual v3.1, Unit 3556 and retrofits | 40 | 1752 | Rate Constraint in lbs/MMBtu | FALSE | L | Annual | Constraint Shadow Price | US2011$/Ton | 0 | 0 | 0 | 0 | 0 | 0 | 0
#MATS - HCL Rate in 2015 | 41 | 2407 | MACT Fuel Choice Floor in lbs/MMBtu | FALSE | L | Annual | Seasons Included | Seasons | Winter, Summer | Winter, Summer | Winter, Summer | Winter, Summer | Winter, Summer | Winter, Summer | Winter, Summer
#MATS - HCL Rate in 2015 | 41 | 2407 | MACT Fuel Choice Floor in lbs/MMBtu | FALSE | L | Annual | Emission Floor | lb/MMBtu | 25.0015 | 25.0015 | 25.0015 | 25.0015 | 25.0015 | 25.0015 | 25.0015
#MATS - HCL Rate in 2015 | 41 | 2407 | MACT Fuel Choice Floor in lbs/MMBtu | FALSE | L | Annual | Emissions at Affected Plants HCL | Thousand Tons | 3.3364 | 3.6006 | 3.8419 | 3.3006 | 2.9424 | 3.0838 | 2.7601
#MATS - HCL Rate in 2015 | 41 | 2407 | MACT Fuel Choice Floor in lbs/MMBtu | FALSE | L | Annual | Allowances Purchased HCL | Thousand Tons | 0 | 0 | 0 | 0 | 0 | 0 | 0
#MATS - HCL Rate in 2015 | 41 | 2407 | MACT Fuel Choice Floor in lbs/MMBtu | FALSE | L | Annual | Allowances Sold HCL | Thousand Tons | 0 | 0 | 0 | 0 | 0 | 0 | 0
#MATS - HCL Rate in 2015 | 41 | 2407 | MACT Fuel Choice Floor in lbs/MMBtu | FALSE | L | Annual | Allowances Banked | Thousand Tons | 0 | 0 | 0 | 0 | 0 | 0 | 0
#MATS - HCL Rate in 2015 | 41 | 2407 | MACT Fuel Choice Floor in lbs/MMBtu | FALSE | L | Annual | Allowances Withdrawn (1:1) | Thousand Tons | 0 | 0 | 0 | 0 | 0 | 0 | 0
#MATS - HCL Rate in 2015 | 41 | 2407 | MACT Fuel Choice Floor in lbs/MMBtu | FALSE | L | Annual | Allowances Withdrawn (n:1) | Thousand Tons | 0 | 0 | 0 | 0 | 0 | 0 | 0
#MATS - HCL Rate in 2015 | 41 | 2407 | MACT Fuel Choice Floor in lbs/MMBtu | FALSE | L | Annual | Net Emissions Allowance Position | Thousand Tons | 3.3364 | 3.6006 | 3.8419 | 3.3006 | 2.9424 | 3.0838 | 2.7601
#MATS - HCL Rate in 2015 | 41 | 2407 | MACT Fuel Choice Floor in lbs/MMBtu | FALSE | L | Annual | Fuel Consumed | TBtu | 13342.894 | 13373.3539 | 13904.0066 | 12269.8144 | 10998.8173 | 11815.1859 | 11718.4225
#MATS - HCL Rate in 2015 | 41 | 2407 | MACT Fuel Choice Floor in lbs/MMBtu | FALSE | L | Annual | Rate | lb/MMBtu | 0.0005001 | 0.00053847 | 0.00055263 | 0.000538 | 0.00053505 | 0.00052201 | 0.00047108
#MATS - HCL Rate in 2015 | 41 | 2407 | MACT Fuel Choice Floor in lbs/MMBtu | FALSE | L | Annual | Generation | TWh | 1305.1578 | 1309.4587 | 1360.4207 | 1226.5569 | 1105.7808 | 1183.4062 | 1173.4475
#MATS - HCL Rate in 2015 | 41 | 2407 | MACT Fuel Choice Floor in lbs/MMBtu | FALSE | L | Annual | Qualifying Generation | TWh | 1305.1578 | 1309.4587 | 1360.4207 | 1226.5569 | 1105.7808 | 1183.4062 | 1173.4475
#MATS - HCL Rate in 2015 | 41 | 2407 | MACT Fuel Choice Floor in lbs/MMBtu | FALSE | L | Annual | Constraint Shadow Price | US2011$/Ton | 0 | 0 | 0 | 0 | 0 | 0 | 0
#MATS - HCL Rate in 2015 (IGCC) | 42 | 2409 | MACT Fuel Choice Floor in lbs/MMBtu | FALSE | L | Annual | Seasons Included | Seasons | Winter, Summer | Winter, Summer | Winter, Summer | Winter, Summer | Winter, Summer | Winter, Summer | Winter, Summer
#MATS - HCL Rate in 2015 (IGCC) | 42 | 2409 | MACT Fuel Choice Floor in lbs/MMBtu | FALSE | L | Annual | Emission Floor | lb/MMBtu | 0.005 | 0.005 | 0.005 | 0.005 | 0.005 | 0.005 | 0.005
#MATS - HCL Rate in 2015 (IGCC) | 42 | 2409 | MACT Fuel Choice Floor in lbs/MMBtu | FALSE | L | Annual | Emissions at Affected Plants HCL | Thousand Tons | 0.020943 | 0.04345 | 0.052098 | 0.074117 | 0.06577 | 0.07468 | 0.048717
#MATS - HCL Rate in 2015 (IGCC) | 42 | 2409 | MACT Fuel Choice Floor in lbs/MMBtu | FALSE | L | Annual | Allowances Purchased HCL | Thousand Tons | 0 | 0 | 0 | 0 | 0 | 0 | 0
#MATS - HCL Rate in 2015 (IGCC) | 42 | 2409 | MACT Fuel Choice Floor in lbs/MMBtu | FALSE | L | Annual | Allowances Sold HCL | Thousand Tons | 0 | 0 | 0 | 0 | 0 | 0 | 0
#MATS - HCL Rate in 2015 (IGCC) | 42 | 2409 | MACT Fuel Choice Floor in lbs/MMBtu | FALSE | L | Annual | Allowances Banked | Thousand Tons | 0 | 0 | 0 | 0 | 0 | 0 | 0
#MATS - HCL Rate in 2015 (IGCC) | 42 | 2409 | MACT Fuel Choice Floor in lbs/MMBtu | FALSE | L | Annual | Allowances Withdrawn (1:1) | Thousand Tons | 0 | 0 | 0 | 0 | 0 | 0 | 0
#MATS - HCL Rate in 2015 (IGCC) | 42 | 2409 | MACT Fuel Choice Floor in lbs/MMBtu | FALSE | L | Annual | Allowances Withdrawn (n:1) | Thousand Tons | 0 | 0 | 0 | 0 | 0 | 0 | 0
#MATS - HCL Rate in 2015 (IGCC) | 42 | 2409 | MACT Fuel Choice Floor in lbs/MMBtu | FALSE | L | Annual | Net Emissions Allowance Position | Thousand Tons | 0.020943 | 0.04345 | 0.052098 | 0.074117 | 0.06577 | 0.07468 | 0.048717
#MATS - HCL Rate in 2015 (IGCC) | 42 | 2409 | MACT Fuel Choice Floor in lbs/MMBtu | FALSE | L | Annual | Fuel Consumed | TBtu | 102.6299 | 138.7504 | 141.1264 | 141.1552 | 127.9594 | 138.7504 | 141.1552
#MATS - HCL Rate in 2015 (IGCC) | 42 | 2409 | MACT Fuel Choice Floor in lbs/MMBtu | FALSE | L | Annual | Rate | lb/MMBtu | 0.00040813 | 0.00062631 | 0.00073832 | 0.0010501 | 0.001028 | 0.0010765 | 0.00069026
#MATS - HCL Rate in 2015 (IGCC) | 42 | 2409 | MACT Fuel Choice Floor in lbs/MMBtu | FALSE | L | Annual | Generation | TWh | 10.6439 | 14.0455 | 14.2738 | 14.2766 | 13.0086 | 14.0455 | 14.2766
#MATS - HCL Rate in 2015 (IGCC) | 42 | 2409 | MACT Fuel Choice Floor in lbs/MMBtu | FALSE | L | Annual | Qualifying Generation | TWh | 10.6439 | 14.0455 | 14.2738 | 14.2766 | 13.0086 | 14.0455 | 14.2766
#MATS - HCL Rate in 2015 (IGCC) | 42 | 2409 | MACT Fuel Choice Floor in lbs/MMBtu | FALSE | L | Annual | Constraint Shadow Price | US2011$/Ton | 0 | 0 | 0 | 0 | 0 | 0 | 0
#MATS - HCL Rate in 2015 (PK) | 43 | 2408 | MACT Fuel Choice Floor in lbs/MMBtu | FALSE | L | Annual | Seasons Included | Seasons | Winter, Summer | Winter, Summer | Winter, Summer | Winter, Summer | Winter, Summer | Winter, Summer | Winter, Summer
#MATS - HCL Rate in 2015 (PK) | 43 | 2408 | MACT Fuel Choice Floor in lbs/MMBtu | FALSE | L | Annual | Emission Floor | lb/MMBtu | 66.6668 | 66.6668 | 66.6668 | 66.6668 | 66.6668 | 66.6668 | 66.6668
#MATS - HCL Rate in 2015 (PK) | 43 | 2408 | MACT Fuel Choice Floor in lbs/MMBtu | FALSE | L | Annual | Emissions at Affected Plants HCL | Thousand Tons | 0.021226 | 0.02519 | 0.030004 | 0.025444 | 0.017194 | 0.021452 | 0.022977
#MATS - HCL Rate in 2015 (PK) | 43 | 2408 | MACT Fuel Choice Floor in lbs/MMBtu | FALSE | L | Annual | Allowances Purchased HCL | Thousand Tons | 0 | 0 | 0 | 0 | 0 | 0 | 0
#MATS - HCL Rate in 2015 (PK) | 43 | 2408 | MACT Fuel Choice Floor in lbs/MMBtu | FALSE | L | Annual | Allowances Sold HCL | Thousand Tons | 0 | 0 | 0 | 0 | 0 | 0 | 0
#MATS - HCL Rate in 2015 (PK) | 43 | 2408 | MACT Fuel Choice Floor in lbs/MMBtu | FALSE | L | Annual | Allowances Banked | Thousand Tons | 0 | 0 | 0 | 0 | 0 | 0 | 0
#MATS - HCL Rate in 2015 (PK) | 43 | 2408 | MACT Fuel Choice Floor in lbs/MMBtu | FALSE | L | Annual | Allowances Withdrawn (1:1) | Thousand Tons | 0 | 0 | 0 | 0 | 0 | 0 | 0
#MATS - HCL Rate in 2015 (PK) | 43 | 2408 | MACT Fuel Choice Floor in lbs/MMBtu | FALSE | L | Annual | Allowances Withdrawn (n:1) | Thousand Tons | 0 | 0 | 0 | 0 | 0 | 0 | 0
#MATS - HCL Rate in 2015 (PK) | 43 | 2408 | MACT Fuel Choice Floor in lbs/MMBtu | FALSE | L | Annual | Net Emissions Allowance Position | Thousand Tons | 0.021226 | 0.02519 | 0.030004 | 0.025444 | 0.017194 | 0.021452 | 0.022977
#MATS - HCL Rate in 2015 (PK) | 43 | 2408 | MACT Fuel Choice Floor in lbs/MMBtu | FALSE | L | Annual | Fuel Consumed | TBtu | 96.4096 | 94.5519 | 122.1062 | 94.3801 | 68.1736 | 122.204 | 133.8857
#MATS - HCL Rate in 2015 (PK) | 43 | 2408 | MACT Fuel Choice Floor in lbs/MMBtu | FALSE | L | Annual | Rate | lb/MMBtu | 0.00044033 | 0.00053283 | 0.00049145 | 0.00053918 | 0.00050441 | 0.00035108 | 0.00034323
#MATS - HCL Rate in 2015 (PK) | 43 | 2408 | MACT Fuel Choice Floor in lbs/MMBtu | FALSE | L | Annual | Generation | TWh | 9.3083 | 8.7636 | 11.1313 | 8.9574 | 6.5607 | 11.3526 | 12.3556
#MATS - HCL Rate in 2015 (PK) | 43 | 2408 | MACT Fuel Choice Floor in lbs/MMBtu | FALSE | L | Annual | Qualifying Generation | TWh | 9.3083 | 8.7636 | 11.1313 | 8.9574 | 6.5607 | 11.3526 | 12.3556
#MATS - HCL Rate in 2015 (PK) | 43 | 2408 | MACT Fuel Choice Floor in lbs/MMBtu | FALSE | L | Annual | Constraint Shadow Price | US2011$/Ton | 0 | 0 | 0 | 0 | 0 | 0 | 0
#MATS - MER Rate in 2015 (Bit and Subbit) | 44 | 2403 | MACT Fuel Choice Floor in lbs/MMBtu | FALSE | L | Annual | Seasons Included | Seasons | Winter, Summer | Winter, Summer | Winter, Summer | Winter, Summer | Winter, Summer | Winter, Summer | Winter, Summer
#MATS - MER Rate in 2015 (Bit and Subbit) | 44 | 2403 | MACT Fuel Choice Floor in lbs/MMBtu | FALSE | L | Annual | Emission Floor | lbs/MMBtu | 33.3333 | 33.3333 | 33.3333 | 33.3333 | 33.3333 | 33.3333 | 33.3333
#MATS - MER Rate in 2015 (Bit and Subbit) | 44 | 2403 | MACT Fuel Choice Floor in lbs/MMBtu | FALSE | L | Annual | Emissions at Affected Plants MER | lbs | 7957.1304 | 7873.1559 | 8099.4336 | 7049.5954 | 6330.4056 | 6653.6628 | 6777.9476
#MATS - MER Rate in 2015 (Bit and Subbit) | 44 | 2403 | MACT Fuel Choice Floor in lbs/MMBtu | FALSE | L | Annual | Allowances Purchased MER | lbs | 0 | 0 | 0 | 0 | 0 | 0 | 0
#MATS - MER Rate in 2015 (Bit and Subbit) | 44 | 2403 | MACT Fuel Choice Floor in lbs/MMBtu | FALSE | L | Annual | Allowances Sold MER | lbs | 0 | 0 | 0 | 0 | 0 | 0 | 0
#MATS - MER Rate in 2015 (Bit and Subbit) | 44 | 2403 | MACT Fuel Choice Floor in lbs/MMBtu | FALSE | L | Annual | Allowances Banked | lbs | 0 | 0 | 0 | 0 | 0 | 0 | 0
#MATS - MER Rate in 2015 (Bit and Subbit) | 44 | 2403 | MACT Fuel Choice Floor in lbs/MMBtu | FALSE | L | Annual | Allowances Withdrawn (1:1) | lbs | 0 | 0 | 0 | 0 | 0 | 0 | 0
#MATS - MER Rate in 2015 (Bit and Subbit) | 44 | 2403 | MACT Fuel Choice Floor in lbs/MMBtu | FALSE | L | Annual | Allowances Withdrawn (n:1) | lbs | 0 | 0 | 0 | 0 | 0 | 0 | 0
#MATS - MER Rate in 2015 (Bit and Subbit) | 44 | 2403 | MACT Fuel Choice Floor in lbs/MMBtu | FALSE | L | Annual | Net Emissions Allowance Position | lbs | 7957.1304 | 7873.1559 | 8099.4336 | 7049.5954 | 6330.4056 | 6653.6628 | 6777.9476
#MATS - MER Rate in 2015 (Bit and Subbit) | 44 | 2403 | MACT Fuel Choice Floor in lbs/MMBtu | FALSE | L | Annual | Fuel Consumed | TBtu | 12148.3336 | 12218.7604 | 12695.2318 | 11188.6506 | 10000.0807 | 10670.0573 | 10616.9165
#MATS - MER Rate in 2015 (Bit and Subbit) | 44 | 2403 | MACT Fuel Choice Floor in lbs/MMBtu | FALSE | L | Annual | Rate | lb/MMBtu | 6.55e-07 | 6.4435e-07 | 6.3799e-07 | 6.3007e-07 | 6.3304e-07 | 6.2358e-07 | 6.3841e-07
#MATS - MER Rate in 2015 (Bit and Subbit) | 44 | 2403 | MACT Fuel Choice Floor in lbs/MMBtu | FALSE | L | Annual | Generation | TWh | 1196.0206 | 1204.0622 | 1250.171 | 1127.2638 | 1013.6045 | 1077.9952 | 1071.952
#MATS - MER Rate in 2015 (Bit and Subbit) | 44 | 2403 | MACT Fuel Choice Floor in lbs/MMBtu | FALSE | L | Annual | Qualifying Generation | TWh | 1196.0206 | 1204.0622 | 1250.171 | 1127.2638 | 1013.6045 | 1077.9952 | 1071.952
#MATS - MER Rate in 2015 (Bit and Subbit) | 44 | 2403 | MACT Fuel Choice Floor in lbs/MMBtu | FALSE | L | Annual | Constraint Shadow Price | US2011$/Lb | 0 | 0 | 0 | 0 | 0 | 0 | 0
#MATS - MER Rate in 2015 (IGCC) | 45 | 2406 | MACT Fuel Choice Floor in lbs/MMBtu | FALSE | L | Annual | Seasons Included | Seasons | Winter, Summer | Winter, Summer | Winter, Summer | Winter, Summer | Winter, Summer | Winter, Summer | Winter, Summer
#MATS - MER Rate in 2015 (IGCC) | 45 | 2406 | MACT Fuel Choice Floor in lbs/MMBtu | FALSE | L | Annual | Emission Floor | lbs/MMBtu | 3e-06 | 3e-06 | 3e-06 | 3e-06 | 3e-06 | 3e-06 | 3e-06
#MATS - MER Rate in 2015 (IGCC) | 45 | 2406 | MACT Fuel Choice Floor in lbs/MMBtu | FALSE | L | Annual | Emissions at Affected Plants MER | lbs | 102.7953 | 121.1341 | 123.4927 | 104.6988 | 89.9417 | 99.4807 | 121.8812
#MATS - MER Rate in 2015 (IGCC) | 45 | 2406 | MACT Fuel Choice Floor in lbs/MMBtu | FALSE | L | Annual | Allowances Purchased MER | lbs | 0 | 0 | 0 | 0 | 0 | 0 | 0
#MATS - MER Rate in 2015 (IGCC) | 45 | 2406 | MACT Fuel Choice Floor in lbs/MMBtu | FALSE | L | Annual | Allowances Sold MER | lbs | 0 | 0 | 0 | 0 | 0 | 0 | 0
#MATS - MER Rate in 2015 (IGCC) | 45 | 2406 | MACT Fuel Choice Floor in lbs/MMBtu | FALSE | L | Annual | Allowances Banked | lbs | 0 | 0 | 0 | 0 | 0 | 0 | 0
#MATS - MER Rate in 2015 (IGCC) | 45 | 2406 | MACT Fuel Choice Floor in lbs/MMBtu | FALSE | L | Annual | Allowances Withdrawn (1:1) | lbs | 0 | 0 | 0 | 0 | 0 | 0 | 0
#MATS - MER Rate in 2015 (IGCC) | 45 | 2406 | MACT Fuel Choice Floor in lbs/MMBtu | FALSE | L | Annual | Allowances Withdrawn (n:1) | lbs | 0 | 0 | 0 | 0 | 0 | 0 | 0
#MATS - MER Rate in 2015 (IGCC) | 45 | 2406 | MACT Fuel Choice Floor in lbs/MMBtu | FALSE | L | Annual | Net Emissions Allowance Position | lbs | 102.7953 | 121.1341 | 123.4927 | 104.6988 | 89.9417 | 99.4807 | 121.8812
#MATS - MER Rate in 2015 (IGCC) | 45 | 2406 | MACT Fuel Choice Floor in lbs/MMBtu | FALSE | L | Annual | Fuel Consumed | TBtu | 102.6299 | 138.7504 | 141.1264 | 141.1552 | 127.9594 | 138.7504 | 141.1552
#MATS - MER Rate in 2015 (IGCC) | 45 | 2406 | MACT Fuel Choice Floor in lbs/MMBtu | FALSE | L | Annual | Rate | lb/MMBtu | 1.0016e-06 | 8.7304e-07 | 8.7505e-07 | 7.4173e-07 | 7.0289e-07 | 7.1698e-07 | 8.6345e-07
#MATS - MER Rate in 2015 (IGCC) | 45 | 2406 | MACT Fuel Choice Floor in lbs/MMBtu | FALSE | L | Annual | Generation | TWh | 10.6439 | 14.0455 | 14.2738 | 14.2766 | 13.0086 | 14.0455 | 14.2766
#MATS - MER Rate in 2015 (IGCC) | 45 | 2406 | MACT Fuel Choice Floor in lbs/MMBtu | FALSE | L | Annual | Qualifying Generation | TWh | 10.6439 | 14.0455 | 14.2738 | 14.2766 | 13.0086 | 14.0455 | 14.2766
#MATS - MER Rate in 2015 (IGCC) | 45 | 2406 | MACT Fuel Choice Floor in lbs/MMBtu | FALSE | L | Annual | Constraint Shadow Price | US2011$/Lb | 0 | 0 | 0 | 0 | 0 | 0 | 0
#MATS - MER Rate in 2015 (Lig) | 46 | 2404 | MACT Fuel Choice Floor in lbs/MMBtu | FALSE | L | Annual | Seasons Included | Seasons | Winter, Summer | Winter, Summer | Winter, Summer | Winter, Summer | Winter, Summer | Winter, Summer | Winter, Summer
#MATS - MER Rate in 2015 (Lig) | 46 | 2404 | MACT Fuel Choice Floor in lbs/MMBtu | FALSE | L | Annual | Emission Floor | lbs/MMBtu | 4e-06 | 4e-06 | 4e-06 | 4e-06 | 4e-06 | 4e-06 | 4e-06
#MATS - MER Rate in 2015 (Lig) | 46 | 2404 | MACT Fuel Choice Floor in lbs/MMBtu | FALSE | L | Annual | Emissions at Affected Plants MER | lbs | 1971.337 | 1937.3513 | 2016.1342 | 1837.1702 | 1735.0047 | 1921.6813 | 1867.8052
#MATS - MER Rate in 2015 (Lig) | 46 | 2404 | MACT Fuel Choice Floor in lbs/MMBtu | FALSE | L | Annual | Allowances Purchased MER | lbs | 0 | 0 | 0 | 0 | 0 | 0 | 0
#MATS - MER Rate in 2015 (Lig) | 46 | 2404 | MACT Fuel Choice Floor in lbs/MMBtu | FALSE | L | Annual | Allowances Sold MER | lbs | 0 | 0 | 0 | 0 | 0 | 0 | 0
#MATS - MER Rate in 2015 (Lig) | 46 | 2404 | MACT Fuel Choice Floor in lbs/MMBtu | FALSE | L | Annual | Allowances Banked | lbs | 0 | 0 | 0 | 0 | 0 | 0 | 0
#MATS - MER Rate in 2015 (Lig) | 46 | 2404 | MACT Fuel Choice Floor in lbs/MMBtu | FALSE | L | Annual | Allowances Withdrawn (1:1) | lbs | 0 | 0 | 0 | 0 | 0 | 0 | 0
#MATS - MER Rate in 2015 (Lig) | 46 | 2404 | MACT Fuel Choice Floor in lbs/MMBtu | FALSE | L | Annual | Allowances Withdrawn (n:1) | lbs | 0 | 0 | 0 | 0 | 0 | 0 | 0
#MATS - MER Rate in 2015 (Lig) | 46 | 2404 | MACT Fuel Choice Floor in lbs/MMBtu | FALSE | L | Annual | Net Emissions Allowance Position | lbs | 1971.337 | 1937.3513 | 2016.1342 | 1837.1702 | 1735.0047 | 1921.6813 | 1867.8052
#MATS - MER Rate in 2015 (Lig) | 46 | 2404 | MACT Fuel Choice Floor in lbs/MMBtu | FALSE | L | Annual | Fuel Consumed | TBtu | 1194.5604 | 1154.5935 | 1208.7748 | 1081.1638 | 998.7366 | 1145.1286 | 1101.5059
#MATS - MER Rate in 2015 (Lig) | 46 | 2404 | MACT Fuel Choice Floor in lbs/MMBtu | FALSE | L | Annual | Rate | lb/MMBtu | 1.6503e-06 | 1.678e-06 | 1.6679e-06 | 1.6993e-06 | 1.7372e-06 | 1.6781e-06 | 1.6957e-06
#MATS - MER Rate in 2015 (Lig) | 46 | 2404 | MACT Fuel Choice Floor in lbs/MMBtu | FALSE | L | Annual | Generation | TWh | 109.1372 | 105.3966 | 110.2497 | 99.2931 | 92.1763 | 105.411 | 101.4955
#MATS - MER Rate in 2015 (Lig) | 46 | 2404 | MACT Fuel Choice Floor in lbs/MMBtu | FALSE | L | Annual | Qualifying Generation | TWh | 109.1372 | 105.3966 | 110.2497 | 99.2931 | 92.1763 | 105.411 | 101.4955
#MATS - MER Rate in 2015 (Lig) | 46 | 2404 | MACT Fuel Choice Floor in lbs/MMBtu | FALSE | L | Annual | Constraint Shadow Price | US2011$/Lb | 0 | 0 | 0 | 0 | 0 | 0 | 0
#MATS - MER Rate in 2015 (PK) | 47 | 2405 | MACT Fuel Choice Floor in lbs/MMBtu | FALSE | L | Annual | Seasons Included | Seasons | Winter, Summer | Winter, Summer | Winter, Summer | Winter, Summer | Winter, Summer | Winter, Summer | Winter, Summer
#MATS - MER Rate in 2015 (PK) | 47 | 2405 | MACT Fuel Choice Floor in lbs/MMBtu | FALSE | L | Annual | Emission Floor | lbs/MMBtu | 66.6667 | 66.6667 | 66.6667 | 66.6667 | 66.6667 | 66.6667 | 66.6667
#MATS - MER Rate in 2015 (PK) | 47 | 2405 | MACT Fuel Choice Floor in lbs/MMBtu | FALSE | L | Annual | Emissions at Affected Plants MER | lbs | 52.0376 | 56.0665 | 63.7981 | 57.2415 | 46.6713 | 57.1721 | 59.3542
#MATS - MER Rate in 2015 (PK) | 47 | 2405 | MACT Fuel Choice Floor in lbs/MMBtu | FALSE | L | Annual | Allowances Purchased MER | lbs | 0 | 0 | 0 | 0 | 0 | 0 | 0
#MATS - MER Rate in 2015 (PK) | 47 | 2405 | MACT Fuel Choice Floor in lbs/MMBtu | FALSE | L | Annual | Allowances Sold MER | lbs | 0 | 0 | 0 | 0 | 0 | 0 | 0
#MATS - MER Rate in 2015 (PK) | 47 | 2405 | MACT Fuel Choice Floor in lbs/MMBtu | FALSE | L | Annual | Allowances Banked | lbs | 0 | 0 | 0 | 0 | 0 | 0 | 0
#MATS - MER Rate in 2015 (PK) | 47 | 2405 | MACT Fuel Choice Floor in lbs/MMBtu | FALSE | L | Annual | Allowances Withdrawn (1:1) | lbs | 0 | 0 | 0 | 0 | 0 | 0 | 0
#MATS - MER Rate in 2015 (PK) | 47 | 2405 | MACT Fuel Choice Floor in lbs/MMBtu | FALSE | L | Annual | Allowances Withdrawn (n:1) | lbs | 0 | 0 | 0 | 0 | 0 | 0 | 0
#MATS - MER Rate in 2015 (PK) | 47 | 2405 | MACT Fuel Choice Floor in lbs/MMBtu | FALSE | L | Annual | Net Emissions Allowance Position | lbs | 52.0376 | 56.0665 | 63.7981 | 57.2415 | 46.6713 | 57.1721 | 59.3542
#MATS - MER Rate in 2015 (PK) | 47 | 2405 | MACT Fuel Choice Floor in lbs/MMBtu | FALSE | L | Annual | Fuel Consumed | TBtu | 96.4096 | 94.5519 | 122.1062 | 94.3801 | 68.1736 | 122.204 | 133.8857
#MATS - MER Rate in 2015 (PK) | 47 | 2405 | MACT Fuel Choice Floor in lbs/MMBtu | FALSE | L | Annual | Rate | lb/MMBtu | 5.3975e-07 | 5.9297e-07 | 5.2248e-07 | 6.065e-07 | 6.8459e-07 | 4.6784e-07 | 4.4332e-07
#MATS - MER Rate in 2015 (PK) | 47 | 2405 | MACT Fuel Choice Floor in lbs/MMBtu | FALSE | L | Annual | Generation | TWh | 9.3083 | 8.7636 | 11.1313 | 8.9574 | 6.5607 | 11.3526 | 12.3556
#MATS - MER Rate in 2015 (PK) | 47 | 2405 | MACT Fuel Choice Floor in lbs/MMBtu | FALSE | L | Annual | Qualifying Generation | TWh | 9.3083 | 8.7636 | 11.1313 | 8.9574 | 6.5607 | 11.3526 | 12.3556
#MATS - MER Rate in 2015 (PK) | 47 | 2405 | MACT Fuel Choice Floor in lbs/MMBtu | FALSE | L | Annual | Constraint Shadow Price | US2011$/Lb | 0 | 0 | 0 | 0 | 0 | 0 | 0
#NSPS State CO2 Constraint -AL | 48 | 6209 | Rate Constraint in lbs/MWh | FALSE | L | Annual | Seasons Included | Seasons |  |  |  | Winter, Summer | Winter, Summer | Winter, Summer | Winter, Summer
#NSPS State CO2 Constraint -AL | 48 | 6209 | Rate Constraint in lbs/MWh | FALSE | L | Annual | Standard | lb/MWh | 0 | 0 | 0 | 99999 | 99999 | 99999 | 99999
#NSPS State CO2 Constraint -AL | 48 | 6209 | Rate Constraint in lbs/MWh | FALSE | L | Annual | Emissions at Affected Plants CO2 | Thousand Tons | 0 | 0 | 0 | 57842.1357 | 44251.8618 | 50137.3066 | 48700.2958
#NSPS State CO2 Constraint -AL | 48 | 6209 | Rate Constraint in lbs/MWh | FALSE | L | Annual | Allowances Purchased CO2 | Thousand Tons | 0 | 0 | 0 | 0 | 0 | 0 | 0
#NSPS State CO2 Constraint -AL | 48 | 6209 | Rate Constraint in lbs/MWh | FALSE | L | Annual | Allowances Sold CO2 | Thousand Tons | 0 | 0 | 0 | 0 | 0 | 0 | 0
#NSPS State CO2 Constraint -AL | 48 | 6209 | Rate Constraint in lbs/MWh | FALSE | L | Annual | Allowances Banked | Thousand Tons | 0 | 0 | 0 | 0 | 0 | 0 | 0
#NSPS State CO2 Constraint -AL | 48 | 6209 | Rate Constraint in lbs/MWh | FALSE | L | Annual | Allowances Withdrawn (1:1) | Thousand Tons | 0 | 0 | 0 | 0 | 0 | 0 | 0
#NSPS State CO2 Constraint -AL | 48 | 6209 | Rate Constraint in lbs/MWh | FALSE | L | Annual | Allowances Withdrawn (n:1) | Thousand Tons | 0 | 0 | 0 | 0 | 0 | 0 | 0
#NSPS State CO2 Constraint -AL | 48 | 6209 | Rate Constraint in lbs/MWh | FALSE | L | Annual | Net Emissions Allowance Position | Thousand Tons | 0 | 0 | 0 | 57842.1357 | 44251.8618 | 50137.3066 | 48700.2958
#NSPS State CO2 Constraint -AL | 48 | 6209 | Rate Constraint in lbs/MWh | FALSE | L | Annual | Fuel Consumed | TBtu | 0 | 0 | 0 | 707.2645 | 590.91 | 608.1108 | 580.1122
#NSPS State CO2 Constraint -AL | 48 | 6209 | Rate Constraint in lbs/MWh | FALSE | L | Annual | Rate | lb/MMBtu | 0 | 0 | 0 | 163.5658 | 149.7753 | 164.8953 | 167.8996
#NSPS State CO2 Constraint -AL | 48 | 6209 | Rate Constraint in lbs/MWh | FALSE | L | Annual | Generation | TWh | 0 | 0 | 0 | 97.519 | 86.9146 | 98.4742 | 95.6517
#NSPS State CO2 Constraint -AL | 48 | 6209 | Rate Constraint in lbs/MWh | FALSE | L | Annual | Qualifying Generation | TWh | 0 | 0 | 0 | 97.519 | 86.9146 | 98.4742 | 95.6517
#NSPS State CO2 Constraint -AL | 48 | 6209 | Rate Constraint in lbs/MWh | FALSE | L | Annual | Constraint Shadow Price | US2011$/Ton | 0 | 0 | 0 | 0 | 28.9163 | 0 | 0
#NSPS State CO2 Constraint -AR | 49 | 6218 | Rate Constraint in lbs/MWh | FALSE | L | Annual | Seasons Included | Seasons |  |  |  | Winter, Summer | Winter, Summer | Winter, Summer | Winter, Summer
#NSPS State CO2 Constraint -AR | 49 | 6218 | Rate Constraint in lbs/MWh | FALSE | L | Annual | Standard | lb/MWh | 0 | 0 | 0 | 99999 | 99999 | 99999 | 99999
#NSPS State CO2 Constraint -AR | 49 | 6218 | Rate Constraint in lbs/MWh | FALSE | L | Annual | Emissions at Affected Plants CO2 | Thousand Tons | 0 | 0 | 0 | 28338.5873 | 25314.7767 | 28252.2216 | 26857.3903
#NSPS State CO2 Constraint -AR | 49 | 6218 | Rate Constraint in lbs/MWh | FALSE | L | Annual | Allowances Purchased CO2 | Thousand Tons | 0 | 0 | 0 | 0 | 0 | 0 | 0
#NSPS State CO2 Constraint -AR | 49 | 6218 | Rate Constraint in lbs/MWh | FALSE | L | Annual | Allowances Sold CO2 | Thousand Tons | 0 | 0 | 0 | 0 | 0 | 0 | 0
#NSPS State CO2 Constraint -AR | 49 | 6218 | Rate Constraint in lbs/MWh | FALSE | L | Annual | Allowances Banked | Thousand Tons | 0 | 0 | 0 | 0 | 0 | 0 | 0
#NSPS State CO2 Constraint -AR | 49 | 6218 | Rate Constraint in lbs/MWh | FALSE | L | Annual | Allowances Withdrawn (1:1) | Thousand Tons | 0 | 0 | 0 | 0 | 0 | 0 | 0
#NSPS State CO2 Constraint -AR | 49 | 6218 | Rate Constraint in lbs/MWh | FALSE | L | Annual | Allowances Withdrawn (n:1) | Thousand Tons | 0 | 0 | 0 | 0 | 0 | 0 | 0
#NSPS State CO2 Constraint -AR | 49 | 6218 | Rate Constraint in lbs/MWh | FALSE | L | Annual | Net Emissions Allowance Position | Thousand Tons | 0 | 0 | 0 | 28338.5873 | 25314.7767 | 28252.2216 | 26857.3903
#NSPS State CO2 Constraint -AR | 49 | 6218 | Rate Constraint in lbs/MWh | FALSE | L | Annual | Fuel Consumed | TBtu | 0 | 0 | 0 | 355.4023 | 330.1551 | 347.1921 | 325.9336
#NSPS State CO2 Constraint -AR | 49 | 6218 | Rate Constraint in lbs/MWh | FALSE | L | Annual | Rate | lb/MMBtu | 0 | 0 | 0 | 159.4733 | 153.3508 | 162.7469 | 164.8028
#NSPS State CO2 Constraint -AR | 49 | 6218 | Rate Constraint in lbs/MWh | FALSE | L | Annual | Generation | TWh | 0 | 0 | 0 | 48.6206 | 44.7991 | 57.9559 | 64.1774
#NSPS State CO2 Constraint -AR | 49 | 6218 | Rate Constraint in lbs/MWh | FALSE | L | Annual | Qualifying Generation | TWh | 0 | 0 | 0 | 48.6206 | 44.7991 | 57.9559 | 64.1774
#NSPS State CO2 Constraint -AR | 49 | 6218 | Rate Constraint in lbs/MWh | FALSE | L | Annual | Constraint Shadow Price | US2011$/Ton | 0 | 0 | 0 | 0 | 26.0544 | 0 | 0
#NSPS State CO2 Constraint -AZ | 50 | 6188 | Rate Constraint in lbs/MWh | FALSE | L | Annual | Seasons Included | Seasons |  |  |  | Winter, Summer | Winter, Summer | Winter, Summer | Winter, Summer
#NSPS State CO2 Constraint -AZ | 50 | 6188 | Rate Constraint in lbs/MWh | FALSE | L | Annual | Standard | lb/MWh | 0 | 0 | 0 | 99999 | 99999 | 99999 | 99999
#NSPS State CO2 Constraint -AZ | 50 | 6188 | Rate Constraint in lbs/MWh | FALSE | L | Annual | Emissions at Affected Plants CO2 | Thousand Tons | 0 | 0 | 0 | 56756.2026 | 57619.0747 | 46088.7131 | 47341.6187
#NSPS State CO2 Constraint -AZ | 50 | 6188 | Rate Constraint in lbs/MWh | FALSE | L | Annual | Allowances Purchased CO2 | Thousand Tons | 0 | 0 | 0 | 0 | 0 | 0 | 0
#NSPS State CO2 Constraint -AZ | 50 | 6188 | Rate Constraint in lbs/MWh | FALSE | L | Annual | Allowances Sold CO2 | Thousand Tons | 0 | 0 | 0 | 0 | 0 | 0 | 0
#NSPS State CO2 Constraint -AZ | 50 | 6188 | Rate Constraint in lbs/MWh | FALSE | L | Annual | Allowances Banked | Thousand Tons | 0 | 0 | 0 | 0 | 0 | 0 | 0
#NSPS State CO2 Constraint -AZ | 50 | 6188 | Rate Constraint in lbs/MWh | FALSE | L | Annual | Allowances Withdrawn (1:1) | Thousand Tons | 0 | 0 | 0 | 0 | 0 | 0 | 0
#NSPS State CO2 Constraint -AZ | 50 | 6188 | Rate Constraint in lbs/MWh | FALSE | L | Annual | Allowances Withdrawn (n:1) | Thousand Tons | 0 | 0 | 0 | 0 | 0 | 0 | 0
#NSPS State CO2 Constraint -AZ | 50 | 6188 | Rate Constraint in lbs/MWh | FALSE | L | Annual | Net Emissions Allowance Position | Thousand Tons | 0 | 0 | 0 | 56756.2026 | 57619.0747 | 46088.7131 | 47341.6187
#NSPS State CO2 Constraint -AZ | 50 | 6188 | Rate Constraint in lbs/MWh | FALSE | L | Annual | Fuel Consumed | TBtu | 0 | 0 | 0 | 700.6011 | 719.9791 | 518.4006 | 544.352
#NSPS State CO2 Constraint -AZ | 50 | 6188 | Rate Constraint in lbs/MWh | FALSE | L | Annual | Rate | lb/MMBtu | 0 | 0 | 0 | 162.0215 | 160.0576 | 177.8112 | 173.9375
#NSPS State CO2 Constraint -AZ | 50 | 6188 | Rate Constraint in lbs/MWh | FALSE | L | Annual | Generation | TWh | 0 | 0 | 0 | 90.6989 | 107.5337 | 95.6931 | 87.8087
#NSPS State CO2 Constraint -AZ | 50 | 6188 | Rate Constraint in lbs/MWh | FALSE | L | Annual | Qualifying Generation | TWh | 0 | 0 | 0 | 90.6989 | 107.5337 | 95.6931 | 87.8087
#NSPS State CO2 Constraint -AZ | 50 | 6188 | Rate Constraint in lbs/MWh | FALSE | L | Annual | Constraint Shadow Price | US2011$/Ton | 0 | 0 | 0 | 0 | 26.9164 | 0 | 0
#NSPS State CO2 Constraint -CA | 51 | 6189 | Rate Constraint in lbs/MWh | FALSE | L | Annual | Seasons Included | Seasons |  |  |  | Winter, Summer | Winter, Summer | Winter, Summer | Winter, Summer
#NSPS State CO2 Constraint -CA | 51 | 6189 | Rate Constraint in lbs/MWh | FALSE | L | Annual | Standard | lb/MWh | 0 | 0 | 0 | 99999 | 99999 | 99999 | 99999
#NSPS State CO2 Constraint -CA | 51 | 6189 | Rate Constraint in lbs/MWh | FALSE | L | Annual | Emissions at Affected Plants CO2 | Thousand Tons | 0 | 0 | 0 | 54113.4782 | 53334.3906 | 49575.5725 | 43375.9732
#NSPS State CO2 Constraint -CA | 51 | 6189 | Rate Constraint in lbs/MWh | FALSE | L | Annual | Allowances Purchased CO2 | Thousand Tons | 0 | 0 | 0 | 0 | 0 | 0 | 0
#NSPS State CO2 Constraint -CA | 51 | 6189 | Rate Constraint in lbs/MWh | FALSE | L | Annual | Allowances Sold CO2 | Thousand Tons | 0 | 0 | 0 | 0 | 0 | 0 | 0
#NSPS State CO2 Constraint -CA | 51 | 6189 | Rate Constraint in lbs/MWh | FALSE | L | Annual | Allowances Banked | Thousand Tons | 0 | 0 | 0 | 0 | 0 | 0 | 0
#NSPS State CO2 Constraint -CA | 51 | 6189 | Rate Constraint in lbs/MWh | FALSE | L | Annual | Allowances Withdrawn (1:1) | Thousand Tons | 0 | 0 | 0 | 0 | 0 | 0 | 0
#NSPS State CO2 Constraint -CA | 51 | 6189 | Rate Constraint in lbs/MWh | FALSE | L | Annual | Allowances Withdrawn (n:1) | Thousand Tons | 0 | 0 | 0 | 0 | 0 | 0 | 0
#NSPS State CO2 Constraint -CA | 51 | 6189 | Rate Constraint in lbs/MWh | FALSE | L | Annual | Net Emissions Allowance Position | Thousand Tons | 0 | 0 | 0 | 54113.4782 | 53334.3906 | 49575.5725 | 43375.9732
#NSPS State CO2 Constraint -CA | 51 | 6189 | Rate Constraint in lbs/MWh | FALSE | L | Annual | Fuel Consumed | TBtu | 0 | 0 | 0 | 888.5446 | 875.6486 | 813.5699 | 767.4779
#NSPS State CO2 Constraint -CA | 51 | 6189 | Rate Constraint in lbs/MWh | FALSE | L | Annual | Rate | lb/MMBtu | 0 | 0 | 0 | 121.8025 | 121.8169 | 121.8717 | 113.0351
#NSPS State CO2 Constraint -CA | 51 | 6189 | Rate Constraint in lbs/MWh | FALSE | L | Annual | Generation | TWh | 0 | 0 | 0 | 141.8215 | 138.3882 | 152.2079 | 174.1983
#NSPS State CO2 Constraint -CA | 51 | 6189 | Rate Constraint in lbs/MWh | FALSE | L | Annual | Qualifying Generation | TWh | 0 | 0 | 0 | 141.8215 | 138.3882 | 152.2079 | 174.1983
#NSPS State CO2 Constraint -CA | 51 | 6189 | Rate Constraint in lbs/MWh | FALSE | L | Annual | Constraint Shadow Price | US2011$/Ton | 0 | 0 | 0 | 0 | 0 | 0 | 0
#NSPS State CO2 Constraint -CO | 52 | 6206 | Rate Constraint in lbs/MWh | FALSE | L | Annual | Seasons Included | Seasons |  |  |  | Winter, Summer | Winter, Summer | Winter, Summer | Winter, Summer
#NSPS State CO2 Constraint -CO | 52 | 6206 | Rate Constraint in lbs/MWh | FALSE | L | Annual | Standard | lb/MWh | 0 | 0 | 0 | 99999 | 99999 | 99999 | 99999
#NSPS State CO2 Constraint -CO | 52 | 6206 | Rate Constraint in lbs/MWh | FALSE | L | Annual | Emissions at Affected Plants CO2 | Thousand Tons | 0 | 0 | 0 | 37969.4366 | 35740.4938 | 37822.0071 | 38543.382
#NSPS State CO2 Constraint -CO | 52 | 6206 | Rate Constraint in lbs/MWh | FALSE | L | Annual | Allowances Purchased CO2 | Thousand Tons | 0 | 0 | 0 | 0 | 0 | 0 | 0
#NSPS State CO2 Constraint -CO | 52 | 6206 | Rate Constraint in lbs/MWh | FALSE | L | Annual | Allowances Sold CO2 | Thousand Tons | 0 | 0 | 0 | 0 | 0 | 0 | 0
#NSPS State CO2 Constraint -CO | 52 | 6206 | Rate Constraint in lbs/MWh | FALSE | L | Annual | Allowances Banked | Thousand Tons | 0 | 0 | 0 | 0 | 0 | 0 | 0
#NSPS State CO2 Constraint -CO | 52 | 6206 | Rate Constraint in lbs/MWh | FALSE | L | Annual | Allowances Withdrawn (1:1) | Thousand Tons | 0 | 0 | 0 | 0 | 0 | 0 | 0
#NSPS State CO2 Constraint -CO | 52 | 6206 | Rate Constraint in lbs/MWh | FALSE | L | Annual | Allowances Withdrawn (n:1) | Thousand Tons | 0 | 0 | 0 | 0 | 0 | 0 | 0
#NSPS State CO2 Constraint -CO | 52 | 6206 | Rate Constraint in lbs/MWh | FALSE | L | Annual | Net Emissions Allowance Position | Thousand Tons | 0 | 0 | 0 | 37969.4366 | 35740.4938 | 37822.0071 | 38543.382
#NSPS State CO2 Constraint -CO | 52 | 6206 | Rate Constraint in lbs/MWh | FALSE | L | Annual | Fuel Consumed | TBtu | 0 | 0 | 0 | 444.6936 | 428.2092 | 443.5891 | 454.1484
#NSPS State CO2 Constraint -CO | 52 | 6206 | Rate Constraint in lbs/MWh | FALSE | L | Annual | Rate | lb/MMBtu | 0 | 0 | 0 | 170.7667 | 166.9301 | 170.5272 | 169.7392
#NSPS State CO2 Constraint -CO | 52 | 6206 | Rate Constraint in lbs/MWh | FALSE | L | Annual | Generation | TWh | 0 | 0 | 0 | 54.6038 | 60.8781 | 64.4236 | 77.8884
#NSPS State CO2 Constraint -CO | 52 | 6206 | Rate Constraint in lbs/MWh | FALSE | L | Annual | Qualifying Generation | TWh | 0 | 0 | 0 | 54.6038 | 60.8781 | 64.4236 | 77.8884
#NSPS State CO2 Constraint -CO | 52 | 6206 | Rate Constraint in lbs/MWh | FALSE | L | Annual | Constraint Shadow Price | US2011$/Ton | 0 | 0 | 0 | 0 | 23.6273 | 0 | 0
#NSPS State CO2 Constraint -CT | 53 | 6200 | Rate Constraint in lbs/MWh | FALSE | L | Annual | Seasons Included | Seasons |  |  |  | Winter, Summer | Winter, Summer | Winter, Summer | Winter, Summer
#NSPS State CO2 Constraint -CT | 53 | 6200 | Rate Constraint in lbs/MWh | FALSE | L | Annual | Standard | lb/MWh | 0 | 0 | 0 | 99999 | 99999 | 99999 | 99999
#NSPS State CO2 Constraint -CT | 53 | 6200 | Rate Constraint in lbs/MWh | FALSE | L | Annual | Emissions at Affected Plants CO2 | Thousand Tons | 0 | 0 | 0 | 6751.7942 | 5866.8161 | 6080.3095 | 5853.5564
#NSPS State CO2 Constraint -CT | 53 | 6200 | Rate Constraint in lbs/MWh | FALSE | L | Annual | Allowances Purchased CO2 | Thousand Tons | 0 | 0 | 0 | 0 | 0 | 0 | 0
#NSPS State CO2 Constraint -CT | 53 | 6200 | Rate Constraint in lbs/MWh | FALSE | L | Annual | Allowances Sold CO2 | Thousand Tons | 0 | 0 | 0 | 0 | 0 | 0 | 0
#NSPS State CO2 Constraint -CT | 53 | 6200 | Rate Constraint in lbs/MWh | FALSE | L | Annual | Allowances Banked | Thousand Tons | 0 | 0 | 0 | 0 | 0 | 0 | 0
#NSPS State CO2 Constraint -CT | 53 | 6200 | Rate Constraint in lbs/MWh | FALSE | L | Annual | Allowances Withdrawn (1:1) | Thousand Tons | 0 | 0 | 0 | 0 | 0 | 0 | 0
#NSPS State CO2 Constraint -CT | 53 | 6200 | Rate Constraint in lbs/MWh | FALSE | L | Annual | Allowances Withdrawn (n:1) | Thousand Tons | 0 | 0 | 0 | 0 | 0 | 0 | 0
#NSPS State CO2 Constraint -CT | 53 | 6200 | Rate Constraint in lbs/MWh | FALSE | L | Annual | Net Emissions Allowance Position | Thousand Tons | 0 | 0 | 0 | 6751.7942 | 5866.8161 | 6080.3095 | 5853.5564
#NSPS State CO2 Constraint -CT | 53 | 6200 | Rate Constraint in lbs/MWh | FALSE | L | Annual | Fuel Consumed | TBtu | 0 | 0 | 0 | 113.999 | 99.9212 | 102.5285 | 99.1556
#NSPS State CO2 Constraint -CT | 53 | 6200 | Rate Constraint in lbs/MWh | FALSE | L | Annual | Rate | lb/MMBtu | 0 | 0 | 0 | 118.4535 | 117.4289 | 118.6072 | 118.0681
#NSPS State CO2 Constraint -CT | 53 | 6200 | Rate Constraint in lbs/MWh | FALSE | L | Annual | Generation | TWh | 0 | 0 | 0 | 18.7192 | 14.9344 | 18.4205 | 18.0264
#NSPS State CO2 Constraint -CT | 53 | 6200 | Rate Constraint in lbs/MWh | FALSE | L | Annual | Qualifying Generation | TWh | 0 | 0 | 0 | 18.7192 | 14.9344 | 18.4205 | 18.0264
#NSPS State CO2 Constraint -CT | 53 | 6200 | Rate Constraint in lbs/MWh | FALSE | L | Annual | Constraint Shadow Price | US2011$/Ton | 0 | 0 | 0 | 0 | 37.4773 | 0 | 0
#NSPS State CO2 Constraint -DE | 54 | 6195 | Rate Constraint in lbs/MWh | FALSE | L | Annual | Seasons Included | Seasons |  |  |  | Winter, Summer | Winter, Summer | Winter, Summer | Winter, Summer
#NSPS State CO2 Constraint -DE | 54 | 6195 | Rate Constraint in lbs/MWh | FALSE | L | Annual | Standard | lb/MWh | 0 | 0 | 0 | 99999 | 99999 | 99999 | 99999
#NSPS State CO2 Constraint -DE | 54 | 6195 | Rate Constraint in lbs/MWh | FALSE | L | Annual | Emissions at Affected Plants CO2 | Thousand Tons | 0 | 0 | 0 | 2067.4696 | 1518.4776 | 1829.1281 | 1817.4511
#NSPS State CO2 Constraint -DE | 54 | 6195 | Rate Constraint in lbs/MWh | FALSE | L | Annual | Allowances Purchased CO2 | Thousand Tons | 0 | 0 | 0 | 0 | 0 | 0 | 0
#NSPS State CO2 Constraint -DE | 54 | 6195 | Rate Constraint in lbs/MWh | FALSE | L | Annual | Allowances Sold CO2 | Thousand Tons | 0 | 0 | 0 | 0 | 0 | 0 | 0
#NSPS State CO2 Constraint -DE | 54 | 6195 | Rate Constraint in lbs/MWh | FALSE | L | Annual | Allowances Banked | Thousand Tons | 0 | 0 | 0 | 0 | 0 | 0 | 0
#NSPS State CO2 Constraint -DE | 54 | 6195 | Rate Constraint in lbs/MWh | FALSE | L | Annual | Allowances Withdrawn (1:1) | Thousand Tons | 0 | 0 | 0 | 0 | 0 | 0 | 0
#NSPS State CO2 Constraint -DE | 54 | 6195 | Rate Constraint in lbs/MWh | FALSE | L | Annual | Allowances Withdrawn (n:1) | Thousand Tons | 0 | 0 | 0 | 0 | 0 | 0 | 0
#NSPS State CO2 Constraint -DE | 54 | 6195 | Rate Constraint in lbs/MWh | FALSE | L | Annual | Net Emissions Allowance Position | Thousand Tons | 0 | 0 | 0 | 2067.4696 | 1518.4776 | 1829.1281 | 1817.4511
#NSPS State CO2 Constraint -DE | 54 | 6195 | Rate Constraint in lbs/MWh | FALSE | L | Annual | Fuel Consumed | TBtu | 0 | 0 | 0 | 35.3172 | 25.9391 | 31.2458 | 31.0463
#NSPS State CO2 Constraint -DE | 54 | 6195 | Rate Constraint in lbs/MWh | FALSE | L | Annual | Rate | lb/MMBtu | 0 | 0 | 0 | 117.08 | 117.08 | 117.08 | 117.08
#NSPS State CO2 Constraint -DE | 54 | 6195 | Rate Constraint in lbs/MWh | FALSE | L | Annual | Generation | TWh | 0 | 0 | 0 | 6.0761 | 3.6613 | 6.4709 | 6.5126
#NSPS State CO2 Constraint -DE | 54 | 6195 | Rate Constraint in lbs/MWh | FALSE | L | Annual | Qualifying Generation | TWh | 0 | 0 | 0 | 6.0761 | 3.6613 | 6.4709 | 6.5126
#NSPS State CO2 Constraint -DE | 54 | 6195 | Rate Constraint in lbs/MWh | FALSE | L | Annual | Constraint Shadow Price | US2011$/Ton | 0 | 0 | 0 | 0 | 0 | 0 | 0
#NSPS State CO2 Constraint -FL | 55 | 6194 | Rate Constraint in lbs/MWh | FALSE | L | Annual | Seasons Included | Seasons |  |  |  | Winter, Summer | Winter, Summer | Winter, Summer | Winter, Summer
#NSPS State CO2 Constraint -FL | 55 | 6194 | Rate Constraint in lbs/MWh | FALSE | L | Annual | Standard | lb/MWh | 0 | 0 | 0 | 99999 | 99999 | 99999 | 99999
#NSPS State CO2 Constraint -FL | 55 | 6194 | Rate Constraint in lbs/MWh | FALSE | L | Annual | Emissions at Affected Plants CO2 | Thousand Tons | 0 | 0 | 0 | 115631.1024 | 101897.9099 | 92077.1972 | 84886.6275
#NSPS State CO2 Constraint -FL | 55 | 6194 | Rate Constraint in lbs/MWh | FALSE | L | Annual | Allowances Purchased CO2 | Thousand Tons | 0 | 0 | 0 | 0 | 0 | 0 | 0
#NSPS State CO2 Constraint -FL | 55 | 6194 | Rate Constraint in lbs/MWh | FALSE | L | Annual | Allowances Sold CO2 | Thousand Tons | 0 | 0 | 0 | 0 | 0 | 0 | 0
#NSPS State CO2 Constraint -FL | 55 | 6194 | Rate Constraint in lbs/MWh | FALSE | L | Annual | Allowances Banked | Thousand Tons | 0 | 0 | 0 | 0 | 0 | 0 | 0
#NSPS State CO2 Constraint -FL | 55 | 6194 | Rate Constraint in lbs/MWh | FALSE | L | Annual | Allowances Withdrawn (1:1) | Thousand Tons | 0 | 0 | 0 | 0 | 0 | 0 | 0
#NSPS State CO2 Constraint -FL | 55 | 6194 | Rate Constraint in lbs/MWh | FALSE | L | Annual | Allowances Withdrawn (n:1) | Thousand Tons | 0 | 0 | 0 | 0 | 0 | 0 | 0
#NSPS State CO2 Constraint -FL | 55 | 6194 | Rate Constraint in lbs/MWh | FALSE | L | Annual | Net Emissions Allowance Position | Thousand Tons | 0 | 0 | 0 | 115631.1024 | 101897.9099 | 92077.1972 | 84886.6275
#NSPS State CO2 Constraint -FL | 55 | 6194 | Rate Constraint in lbs/MWh | FALSE | L | Annual | Fuel Consumed | TBtu | 0 | 0 | 0 | 1622.8732 | 1533.7641 | 1272.4206 | 1131.9233
#NSPS State CO2 Constraint -FL | 55 | 6194 | Rate Constraint in lbs/MWh | FALSE | L | Annual | Rate | lb/MMBtu | 0 | 0 | 0 | 142.5017 | 132.873 | 144.7276 | 149.9865
#NSPS State CO2 Constraint -FL | 55 | 6194 | Rate Constraint in lbs/MWh | FALSE | L | Annual | Generation | TWh | 0 | 0 | 0 | 219.0416 | 221.8069 | 200.4296 | 184.7775
#NSPS State CO2 Constraint -FL | 55 | 6194 | Rate Constraint in lbs/MWh | FALSE | L | Annual | Qualifying Generation | TWh | 0 | 0 | 0 | 219.0416 | 221.8069 | 200.4296 | 184.7775
#NSPS State CO2 Constraint -FL | 55 | 6194 | Rate Constraint in lbs/MWh | FALSE | L | Annual | Constraint Shadow Price | US2011$/Ton | 0 | 0 | 0 | 0 | 32.0473 | 0 | 0
#NSPS State CO2 Constraint -GA | 56 | 6208 | Rate Constraint in lbs/MWh | FALSE | L | Annual | Seasons Included | Seasons |  |  |  | Winter, Summer | Winter, Summer | Winter, Summer | Winter, Summer
#NSPS State CO2 Constraint -GA | 56 | 6208 | Rate Constraint in lbs/MWh | FALSE | L | Annual | Standard | lb/MWh | 0 | 0 | 0 | 99999 | 99999 | 99999 | 99999
#NSPS State CO2 Constraint -GA | 56 | 6208 | Rate Constraint in lbs/MWh | FALSE | L | Annual | Emissions at Affected Plants CO2 | Thousand Tons | 0 | 0 | 0 | 56392.9413 | 54906.2556 | 51218.2716 | 50858.9216
#NSPS State CO2 Constraint -GA | 56 | 6208 | Rate Constraint in lbs/MWh | FALSE | L | Annual | Allowances Purchased CO2 | Thousand Tons | 0 | 0 | 0 | 0 | 0 | 0 | 0
#NSPS State CO2 Constraint -GA | 56 | 6208 | Rate Constraint in lbs/MWh | FALSE | L | Annual | Allowances Sold CO2 | Thousand Tons | 0 | 0 | 0 | 0 | 0 | 0 | 0
#NSPS State CO2 Constraint -GA | 56 | 6208 | Rate Constraint in lbs/MWh | FALSE | L | Annual | Allowances Banked | Thousand Tons | 0 | 0 | 0 | 0 | 0 | 0 | 0
#NSPS State CO2 Constraint -GA | 56 | 6208 | Rate Constraint in lbs/MWh | FALSE | L | Annual | Allowances Withdrawn (1:1) | Thousand Tons | 0 | 0 | 0 | 0 | 0 | 0 | 0
#NSPS State CO2 Constraint -GA | 56 | 6208 | Rate Constraint in lbs/MWh | FALSE | L | Annual | Allowances Withdrawn (n:1) | Thousand Tons | 0 | 0 | 0 | 0 | 0 | 0 | 0
#NSPS State CO2 Constraint -GA | 56 | 6208 | Rate Constraint in lbs/MWh | FALSE | L | Annual | Net Emissions Allowance Position | Thousand Tons | 0 | 0 | 0 | 56392.9413 | 54906.2556 | 51218.2716 | 50858.9216
#NSPS State CO2 Constraint -GA | 56 | 6208 | Rate Constraint in lbs/MWh | FALSE | L | Annual | Fuel Consumed | TBtu | 0 | 0 | 0 | 889.7197 | 883.3566 | 829.1681 | 823.0296
#NSPS State CO2 Constraint -GA | 56 | 6208 | Rate Constraint in lbs/MWh | FALSE | L | Annual | Rate | lb/MMBtu | 0 | 0 | 0 | 126.7656 | 124.3128 | 123.5413 | 123.5895
#NSPS State CO2 Constraint -GA | 56 | 6208 | Rate Constraint in lbs/MWh | FALSE | L | Annual | Generation | TWh | 0 | 0 | 0 | 104.9513 | 104.6837 | 98.303 | 142.7916
#NSPS State CO2 Constraint -GA | 56 | 6208 | Rate Constraint in lbs/MWh | FALSE | L | Annual | Qualifying Generation | TWh | 0 | 0 | 0 | 104.9513 | 104.6837 | 98.303 | 142.7916
#NSPS State CO2 Constraint -GA | 56 | 6208 | Rate Constraint in lbs/MWh | FALSE | L | Annual | Constraint Shadow Price | US2011$/Ton | 0 | 0 | 0 | 0 | 18.1722 | 0 | 0
#NSPS State CO2 Constraint -IA | 57 | 6220 | Rate Constraint in lbs/MWh | FALSE | L | Annual | Seasons Included | Seasons |  |  |  | Winter, Summer | Winter, Summer | Winter, Summer | Winter, Summer
#NSPS State CO2 Constraint -IA | 57 | 6220 | Rate Constraint in lbs/MWh | FALSE | L | Annual | Standard | lb/MWh | 0 | 0 | 0 | 99999 | 99999 | 99999 | 99999
#NSPS State CO2 Constraint -IA | 57 | 6220 | Rate Constraint in lbs/MWh | FALSE | L | Annual | Emissions at Affected Plants CO2 | Thousand Tons | 0 | 0 | 0 | 27535.4537 | 27043.2374 | 27504.6966 | 26838.4645
#NSPS State CO2 Constraint -IA | 57 | 6220 | Rate Constraint in lbs/MWh | FALSE | L | Annual | Allowances Purchased CO2 | Thousand Tons | 0 | 0 | 0 | 0 | 0 | 0 | 0
#NSPS State CO2 Constraint -IA | 57 | 6220 | Rate Constraint in lbs/MWh | FALSE | L | Annual | Allowances Sold CO2 | Thousand Tons | 0 | 0 | 0 | 0 | 0 | 0 | 0
#NSPS State CO2 Constraint -IA | 57 | 6220 | Rate Constraint in lbs/MWh | FALSE | L | Annual | Allowances Banked | Thousand Tons | 0 | 0 | 0 | 0 | 0 | 0 | 0
#NSPS State CO2 Constraint -IA | 57 | 6220 | Rate Constraint in lbs/MWh | FALSE | L | Annual | Allowances Withdrawn (1:1) | Thousand Tons | 0 | 0 | 0 | 0 | 0 | 0 | 0
#NSPS State CO2 Constraint -IA | 57 | 6220 | Rate Constraint in lbs/MWh | FALSE | L | Annual | Allowances Withdrawn (n:1) | Thousand Tons | 0 | 0 | 0 | 0 | 0 | 0 | 0
#NSPS State CO2 Constraint -IA | 57 | 6220 | Rate Constraint in lbs/MWh | FALSE | L | Annual | Net Emissions Allowance Position | Thousand Tons | 0 | 0 | 0 | 27535.4537 | 27043.2374 | 27504.6966 | 26838.4645
#NSPS State CO2 Constraint -IA | 57 | 6220 | Rate Constraint in lbs/MWh | FALSE | L | Annual | Fuel Consumed | TBtu | 0 | 0 | 0 | 282.417 | 290.0883 | 286.8768 | 275.9993
#NSPS State CO2 Constraint -IA | 57 | 6220 | Rate Constraint in lbs/MWh | FALSE | L | Annual | Rate | lb/MMBtu | 0 | 0 | 0 | 194.9985 | 186.4483 | 191.7527 | 194.4821
#NSPS State CO2 Constraint -IA | 57 | 6220 | Rate Constraint in lbs/MWh | FALSE | L | Annual | Generation | TWh | 0 | 0 | 0 | 40.5994 | 42.1575 | 45.744 | 42.1044
#NSPS State CO2 Constraint -IA | 57 | 6220 | Rate Constraint in lbs/MWh | FALSE | L | Annual | Qualifying Generation | TWh | 0 | 0 | 0 | 40.5994 | 42.1575 | 45.744 | 42.1044
#NSPS State CO2 Constraint -IA | 57 | 6220 | Rate Constraint in lbs/MWh | FALSE | L | Annual | Constraint Shadow Price | US2011$/Ton | 0 | 0 | 0 | 0 | 22.9508 | 0 | 0
#NSPS State CO2 Constraint -ID | 58 | 6201 | Rate Constraint in lbs/MWh | FALSE | L | Annual | Seasons Included | Seasons |  |  |  | Winter, Summer | Winter, Summer | Winter, Summer | Winter, Summer
#NSPS State CO2 Constraint -ID | 58 | 6201 | Rate Constraint in lbs/MWh | FALSE | L | Annual | Standard | lb/MWh | 0 | 0 | 0 | 99999 | 99999 | 99999 | 99999
#NSPS State CO2 Constraint -ID | 58 | 6201 | Rate Constraint in lbs/MWh | FALSE | L | Annual | Emissions at Affected Plants CO2 | Thousand Tons | 0 | 0 | 0 | 1155.0511 | 1147.6808 | 1114.2875 | 1114.0934
#NSPS State CO2 Constraint -ID | 58 | 6201 | Rate Constraint in lbs/MWh | FALSE | L | Annual | Allowances Purchased CO2 | Thousand Tons | 0 | 0 | 0 | 0 | 0 | 0 | 0
#NSPS State CO2 Constraint -ID | 58 | 6201 | Rate Constraint in lbs/MWh | FALSE | L | Annual | Allowances Sold CO2 | Thousand Tons | 0 | 0 | 0 | 0 | 0 | 0 | 0
#NSPS State CO2 Constraint -ID | 58 | 6201 | Rate Constraint in lbs/MWh | FALSE | L | Annual | Allowances Banked | Thousand Tons | 0 | 0 | 0 | 0 | 0 | 0 | 0
#NSPS State CO2 Constraint -ID | 58 | 6201 | Rate Constraint in lbs/MWh | FALSE | L | Annual | Allowances Withdrawn (1:1) | Thousand Tons | 0 | 0 | 0 | 0 | 0 | 0 | 0
#NSPS State CO2 Constraint -ID | 58 | 6201 | Rate Constraint in lbs/MWh | FALSE | L | Annual | Allowances Withdrawn (n:1) | Thousand Tons | 0 | 0 | 0 | 0 | 0 | 0 | 0
#NSPS State CO2 Constraint -ID | 58 | 6201 | Rate Constraint in lbs/MWh | FALSE | L | Annual | Net Emissions Allowance Position | Thousand Tons | 0 | 0 | 0 | 1155.0511 | 1147.6808 | 1114.2875 | 1114.0934
#NSPS State CO2 Constraint -ID | 58 | 6201 | Rate Constraint in lbs/MWh | FALSE | L | Annual | Fuel Consumed | TBtu | 0 | 0 | 0 | 18.9307 | 18.851 | 18.2344 | 18.2311
#NSPS State CO2 Constraint -ID | 58 | 6201 | Rate Constraint in lbs/MWh | FALSE | L | Annual | Rate | lb/MMBtu | 0 | 0 | 0 | 122.0293 | 121.7632 | 122.2183 | 122.2193
#NSPS State CO2 Constraint -ID | 58 | 6201 | Rate Constraint in lbs/MWh | FALSE | L | Annual | Generation | TWh | 0 | 0 | 0 | 6.0341 | 2.978 | 5.7531 | 7.3435
#NSPS State CO2 Constraint -ID | 58 | 6201 | Rate Constraint in lbs/MWh | FALSE | L | Annual | Qualifying Generation | TWh | 0 | 0 | 0 | 6.0341 | 2.978 | 5.7531 | 7.3435
#NSPS State CO2 Constraint -ID | 58 | 6201 | Rate Constraint in lbs/MWh | FALSE | L | Annual | Constraint Shadow Price | US2011$/Ton | 0 | 0 | 0 | 0 | 8.4546 | 0 | 0
#NSPS State CO2 Constraint -IL | 59 | 6190 | Rate Constraint in lbs/MWh | FALSE | L | Annual | Seasons Included | Seasons |  |  |  | Winter, Summer | Winter, Summer | Winter, Summer | Winter, Summer
#NSPS State CO2 Constraint -IL | 59 | 6190 | Rate Constraint in lbs/MWh | FALSE | L | Annual | Standard | lb/MWh | 0 | 0 | 0 | 99999 | 99999 | 99999 | 99999
#NSPS State CO2 Constraint -IL | 59 | 6190 | Rate Constraint in lbs/MWh | FALSE | L | Annual | Emissions at Affected Plants CO2 | Thousand Tons | 0 | 0 | 0 | 53362.0905 | 48861.0485 | 53509.4511 | 52414.7645
#NSPS State CO2 Constraint -IL | 59 | 6190 | Rate Constraint in lbs/MWh | FALSE | L | Annual | Allowances Purchased CO2 | Thousand Tons | 0 | 0 | 0 | 0 | 0 | 0 | 0
#NSPS State CO2 Constraint -IL | 59 | 6190 | Rate Constraint in lbs/MWh | FALSE | L | Annual | Allowances Sold CO2 | Thousand Tons | 0 | 0 | 0 | 0 | 0 | 0 | 0
#NSPS State CO2 Constraint -IL | 59 | 6190 | Rate Constraint in lbs/MWh | FALSE | L | Annual | Allowances Banked | Thousand Tons | 0 | 0 | 0 | 0 | 0 | 0 | 0
#NSPS State CO2 Constraint -IL | 59 | 6190 | Rate Constraint in lbs/MWh | FALSE | L | Annual | Allowances Withdrawn (1:1) | Thousand Tons | 0 | 0 | 0 | 0 | 0 | 0 | 0
#NSPS State CO2 Constraint -IL | 59 | 6190 | Rate Constraint in lbs/MWh | FALSE | L | Annual | Allowances Withdrawn (n:1) | Thousand Tons | 0 | 0 | 0 | 0 | 0 | 0 | 0
#NSPS State CO2 Constraint -IL | 59 | 6190 | Rate Constraint in lbs/MWh | FALSE | L | Annual | Net Emissions Allowance Position | Thousand Tons | 0 | 0 | 0 | 53362.0905 | 48861.0485 | 53509.4511 | 52414.7645
#NSPS State CO2 Constraint -IL | 59 | 6190 | Rate Constraint in lbs/MWh | FALSE | L | Annual | Fuel Consumed | TBtu | 0 | 0 | 0 | 551.2633 | 525.236 | 557.5008 | 545.9349
#NSPS State CO2 Constraint -IL | 59 | 6190 | Rate Constraint in lbs/MWh | FALSE | L | Annual | Rate | lb/MMBtu | 0 | 0 | 0 | 193.5993 | 186.0537 | 191.9619 | 192.0184
#NSPS State CO2 Constraint -IL | 59 | 6190 | Rate Constraint in lbs/MWh | FALSE | L | Annual | Generation | TWh | 0 | 0 | 0 | 71.9111 | 78.4684 | 85.9335 | 84.1755
#NSPS State CO2 Constraint -IL | 59 | 6190 | Rate Constraint in lbs/MWh | FALSE | L | Annual | Qualifying Generation | TWh | 0 | 0 | 0 | 71.9111 | 78.4684 | 85.9335 | 84.1755
#NSPS State CO2 Constraint -IL | 59 | 6190 | Rate Constraint in lbs/MWh | FALSE | L | Annual | Constraint Shadow Price | US2011$/Ton | 0 | 0 | 0 | 0 | 23.6437 | 0 | 0
#NSPS State CO2 Constraint -IN | 60 | 6204 | Rate Constraint in lbs/MWh | FALSE | L | Annual | Seasons Included | Seasons |  |  |  | Winter, Summer | Winter, Summer | Winter, Summer | Winter, Summer
#NSPS State CO2 Constraint -IN | 60 | 6204 | Rate Constraint in lbs/MWh | FALSE | L | Annual | Standard | lb/MWh | 0 | 0 | 0 | 99999 | 99999 | 99999 | 99999
#NSPS State CO2 Constraint -IN | 60 | 6204 | Rate Constraint in lbs/MWh | FALSE | L | Annual | Emissions at Affected Plants CO2 | Thousand Tons | 0 | 0 | 0 | 98755.7237 | 89703.5837 | 89293.2672 | 88627.7171
#NSPS State CO2 Constraint -IN | 60 | 6204 | Rate Constraint in lbs/MWh | FALSE | L | Annual | Allowances Purchased CO2 | Thousand Tons | 0 | 0 | 0 | 0 | 0 | 0 | 0
#NSPS State CO2 Constraint -IN | 60 | 6204 | Rate Constraint in lbs/MWh | FALSE | L | Annual | Allowances Sold CO2 | Thousand Tons | 0 | 0 | 0 | 0 | 0 | 0 | 0
#NSPS State CO2 Constraint -IN | 60 | 6204 | Rate Constraint in lbs/MWh | FALSE | L | Annual | Allowances Banked | Thousand Tons | 0 | 0 | 0 | 0 | 0 | 0 | 0
#NSPS State CO2 Constraint -IN | 60 | 6204 | Rate Constraint in lbs/MWh | FALSE | L | Annual | Allowances Withdrawn (1:1) | Thousand Tons | 0 | 0 | 0 | 0 | 0 | 0 | 0
#NSPS State CO2 Constraint -IN | 60 | 6204 | Rate Constraint in lbs/MWh | FALSE | L | Annual | Allowances Withdrawn (n:1) | Thousand Tons | 0 | 0 | 0 | 0 | 0 | 0 | 0
#NSPS State CO2 Constraint -IN | 60 | 6204 | Rate Constraint in lbs/MWh | FALSE | L | Annual | Net Emissions Allowance Position | Thousand Tons | 0 | 0 | 0 | 98755.7237 | 89703.5837 | 89293.2672 | 88627.7171
#NSPS State CO2 Constraint -IN | 60 | 6204 | Rate Constraint in lbs/MWh | FALSE | L | Annual | Fuel Consumed | TBtu | 0 | 0 | 0 | 982.2529 | 899.7155 | 887.5761 | 880.4953
#NSPS State CO2 Constraint -IN | 60 | 6204 | Rate Constraint in lbs/MWh | FALSE | L | Annual | Rate | lb/MMBtu | 0 | 0 | 0 | 201.08 | 199.4043 | 201.207 | 201.3133
#NSPS State CO2 Constraint -IN | 60 | 6204 | Rate Constraint in lbs/MWh | FALSE | L | Annual | Generation | TWh | 0 | 0 | 0 | 133.4538 | 144.4232 | 143.7626 | 142.6911
#NSPS State CO2 Constraint -IN | 60 | 6204 | Rate Constraint in lbs/MWh | FALSE | L | Annual | Qualifying Generation | TWh | 0 | 0 | 0 | 133.4538 | 144.4232 | 143.7626 | 142.6911
#NSPS State CO2 Constraint -IN | 60 | 6204 | Rate Constraint in lbs/MWh | FALSE | L | Annual | Constraint Shadow Price | US2011$/Ton | 0 | 0 | 0 | 0 | 23.7034 | 0 | 0
#NSPS State CO2 Constraint -KS | 61 | 6230 | Rate Constraint in lbs/MWh | FALSE | L | Annual | Seasons Included | Seasons |  |  |  | Winter, Summer | Winter, Summer | Winter, Summer | Winter, Summer
#NSPS State CO2 Constraint -KS | 61 | 6230 | Rate Constraint in lbs/MWh | FALSE | L | Annual | Standard | lb/MWh | 0 | 0 | 0 | 99999 | 99999 | 99999 | 99999
#NSPS State CO2 Constraint -KS | 61 | 6230 | Rate Constraint in lbs/MWh | FALSE | L | Annual | Emissions at Affected Plants CO2 | Thousand Tons | 0 | 0 | 0 | 39835.0593 | 38731.7651 | 38975.5704 | 38965.8382
#NSPS State CO2 Constraint -KS | 61 | 6230 | Rate Constraint in lbs/MWh | FALSE | L | Annual | Allowances Purchased CO2 | Thousand Tons | 0 | 0 | 0 | 0 | 0 | 0 | 0
#NSPS State CO2 Constraint -KS | 61 | 6230 | Rate Constraint in lbs/MWh | FALSE | L | Annual | Allowances Sold CO2 | Thousand Tons | 0 | 0 | 0 | 0 | 0 | 0 | 0
#NSPS State CO2 Constraint -KS | 61 | 6230 | Rate Constraint in lbs/MWh | FALSE | L | Annual | Allowances Banked | Thousand Tons | 0 | 0 | 0 | 0 | 0 | 0 | 0
#NSPS State CO2 Constraint -KS | 61 | 6230 | Rate Constraint in lbs/MWh | FALSE | L | Annual | Allowances Withdrawn (1:1) | Thousand Tons | 0 | 0 | 0 | 0 | 0 | 0 | 0
#NSPS State CO2 Constraint -KS | 61 | 6230 | Rate Constraint in lbs/MWh | FALSE | L | Annual | Allowances Withdrawn (n:1) | Thousand Tons | 0 | 0 | 0 | 0 | 0 | 0 | 0
#NSPS State CO2 Constraint -KS | 61 | 6230 | Rate Constraint in lbs/MWh | FALSE | L | Annual | Net Emissions Allowance Position | Thousand Tons | 0 | 0 | 0 | 39835.0593 | 38731.7651 | 38975.5704 | 38965.8382
#NSPS State CO2 Constraint -KS | 61 | 6230 | Rate Constraint in lbs/MWh | FALSE | L | Annual | Fuel Consumed | TBtu | 0 | 0 | 0 | 384.0804 | 373.6929 | 376.3812 | 376.5209
#NSPS State CO2 Constraint -KS | 61 | 6230 | Rate Constraint in lbs/MWh | FALSE | L | Annual | Rate | lb/MMBtu | 0 | 0 | 0 | 207.4308 | 207.292 | 207.1069 | 206.9783
#NSPS State CO2 Constraint -KS | 61 | 6230 | Rate Constraint in lbs/MWh | FALSE | L | Annual | Generation | TWh | 0 | 0 | 0 | 51.5002 | 59.8957 | 60.2727 | 60.2577
#NSPS State CO2 Constraint -KS | 61 | 6230 | Rate Constraint in lbs/MWh | FALSE | L | Annual | Qualifying Generation | TWh | 0 | 0 | 0 | 51.5002 | 59.8957 | 60.2727 | 60.2577
#NSPS State CO2 Constraint -KS | 61 | 6230 | Rate Constraint in lbs/MWh | FALSE | L | Annual | Constraint Shadow Price | US2011$/Ton | 0 | 0 | 0 | 0 | 22.7673 | 0 | 0
#NSPS State CO2 Constraint -KY | 62 | 6229 | Rate Constraint in lbs/MWh | FALSE | L | Annual | Seasons Included | Seasons |  |  |  | Winter, Summer | Winter, Summer | Winter, Summer | Winter, Summer
#NSPS State CO2 Constraint -KY | 62 | 6229 | Rate Constraint in lbs/MWh | FALSE | L | Annual | Standard | lb/MWh | 0 | 0 | 0 | 99999 | 99999 | 99999 | 99999
#NSPS State CO2 Constraint -KY | 62 | 6229 | Rate Constraint in lbs/MWh | FALSE | L | Annual | Emissions at Affected Plants CO2 | Thousand Tons | 0 | 0 | 0 | 55411.3725 | 52720.8278 | 55033.7681 | 55600.6319
#NSPS State CO2 Constraint -KY | 62 | 6229 | Rate Constraint in lbs/MWh | FALSE | L | Annual | Allowances Purchased CO2 | Thousand Tons | 0 | 0 | 0 | 0 | 0 | 0 | 0
#NSPS State CO2 Constraint -KY | 62 | 6229 | Rate Constraint in lbs/MWh | FALSE | L | Annual | Allowances Sold CO2 | Thousand Tons | 0 | 0 | 0 | 0 | 0 | 0 | 0
#NSPS State CO2 Constraint -KY | 62 | 6229 | Rate Constraint in lbs/MWh | FALSE | L | Annual | Allowances Banked | Thousand Tons | 0 | 0 | 0 | 0 | 0 | 0 | 0
#NSPS State CO2 Constraint -KY | 62 | 6229 | Rate Constraint in lbs/MWh | FALSE | L | Annual | Allowances Withdrawn (1:1) | Thousand Tons | 0 | 0 | 0 | 0 | 0 | 0 | 0
#NSPS State CO2 Constraint -KY | 62 | 6229 | Rate Constraint in lbs/MWh | FALSE | L | Annual | Allowances Withdrawn (n:1) | Thousand Tons | 0 | 0 | 0 | 0 | 0 | 0 | 0
#NSPS State CO2 Constraint -KY | 62 | 6229 | Rate Constraint in lbs/MWh | FALSE | L | Annual | Net Emissions Allowance Position | Thousand Tons | 0 | 0 | 0 | 55411.3725 | 52720.8278 | 55033.7681 | 55600.6319
#NSPS State CO2 Constraint -KY | 62 | 6229 | Rate Constraint in lbs/MWh | FALSE | L | Annual | Fuel Consumed | TBtu | 0 | 0 | 0 | 548.5932 | 530.6975 | 551.54 | 560.1514
#NSPS State CO2 Constraint -KY | 62 | 6229 | Rate Constraint in lbs/MWh | FALSE | L | Annual | Rate | lb/MMBtu | 0 | 0 | 0 | 202.0126 | 198.685 | 199.564 | 198.52
#NSPS State CO2 Constraint -KY | 62 | 6229 | Rate Constraint in lbs/MWh | FALSE | L | Annual | Generation | TWh | 0 | 0 | 0 | 72.0736 | 81.9808 | 85.5775 | 86.4589
#NSPS State CO2 Constraint -KY | 62 | 6229 | Rate Constraint in lbs/MWh | FALSE | L | Annual | Qualifying Generation | TWh | 0 | 0 | 0 | 72.0736 | 81.9808 | 85.5775 | 86.4589
#NSPS State CO2 Constraint -KY | 62 | 6229 | Rate Constraint in lbs/MWh | FALSE | L | Annual | Constraint Shadow Price | US2011$/Ton | 0 | 0 | 0 | 0 | 22.8936 | 0 | 0
#NSPS State CO2 Constraint -LA | 63 | 6193 | Rate Constraint in lbs/MWh | FALSE | L | Annual | Seasons Included | Seasons |  |  |  | Winter, Summer | Winter, Summer | Winter, Summer | Winter, Summer
#NSPS State CO2 Constraint -LA | 63 | 6193 | Rate Constraint in lbs/MWh | FALSE | L | Annual | Standard | lb/MWh | 0 | 0 | 0 | 99999 | 99999 | 99999 | 99999
#NSPS State CO2 Constraint -LA | 63 | 6193 | Rate Constraint in lbs/MWh | FALSE | L | Annual | Emissions at Affected Plants CO2 | Thousand Tons | 0 | 0 | 0 | 30271.9225 | 28319.0865 | 28559.7167 | 27885.292
#NSPS State CO2 Constraint -LA | 63 | 6193 | Rate Constraint in lbs/MWh | FALSE | L | Annual | Allowances Purchased CO2 | Thousand Tons | 0 | 0 | 0 | 0 | 0 | 0 | 0
#NSPS State CO2 Constraint -LA | 63 | 6193 | Rate Constraint in lbs/MWh | FALSE | L | Annual | Allowances Sold CO2 | Thousand Tons | 0 | 0 | 0 | 0 | 0 | 0 | 0
#NSPS State CO2 Constraint -LA | 63 | 6193 | Rate Constraint in lbs/MWh | FALSE | L | Annual | Allowances Banked | Thousand Tons | 0 | 0 | 0 | 0 | 0 | 0 | 0
#NSPS State CO2 Constraint -LA | 63 | 6193 | Rate Constraint in lbs/MWh | FALSE | L | Annual | Allowances Withdrawn (1:1) | Thousand Tons | 0 | 0 | 0 | 0 | 0 | 0 | 0
#NSPS State CO2 Constraint -LA | 63 | 6193 | Rate Constraint in lbs/MWh | FALSE | L | Annual | Allowances Withdrawn (n:1) | Thousand Tons | 0 | 0 | 0 | 0 | 0 | 0 | 0
#NSPS State CO2 Constraint -LA | 63 | 6193 | Rate Constraint in lbs/MWh | FALSE | L | Annual | Net Emissions Allowance Position | Thousand Tons | 0 | 0 | 0 | 30271.9225 | 28319.0865 | 28559.7167 | 27885.292
#NSPS State CO2 Constraint -LA | 63 | 6193 | Rate Constraint in lbs/MWh | FALSE | L | Annual | Fuel Consumed | TBtu | 0 | 0 | 0 | 406.955 | 390.9468 | 369.3868 | 357.4356
#NSPS State CO2 Constraint -LA | 63 | 6193 | Rate Constraint in lbs/MWh | FALSE | L | Annual | Rate | lb/MMBtu | 0 | 0 | 0 | 148.7728 | 144.8744 | 154.6331 | 156.0297
#NSPS State CO2 Constraint -LA | 63 | 6193 | Rate Constraint in lbs/MWh | FALSE | L | Annual | Generation | TWh | 0 | 0 | 0 | 54.6707 | 50.5075 | 66.8036 | 72.9169
#NSPS State CO2 Constraint -LA | 63 | 6193 | Rate Constraint in lbs/MWh | FALSE | L | Annual | Qualifying Generation | TWh | 0 | 0 | 0 | 54.6707 | 50.5075 | 66.8036 | 72.9169
#NSPS State CO2 Constraint -LA | 63 | 6193 | Rate Constraint in lbs/MWh | FALSE | L | Annual | Constraint Shadow Price | US2011$/Ton | 0 | 0 | 0 | 0 | 24.282 | 0 | 0
#NSPS State CO2 Constraint -MA | 64 | 6224 | Rate Constraint in lbs/MWh | FALSE | L | Annual | Seasons Included | Seasons |  |  |  | Winter, Summer | Winter, Summer | Winter, Summer | Winter, Summer
#NSPS State CO2 Constraint -MA | 64 | 6224 | Rate Constraint in lbs/MWh | FALSE | L | Annual | Standard | lb/MWh | 0 | 0 | 0 | 99999 | 99999 | 99999 | 99999
#NSPS State CO2 Constraint -MA | 64 | 6224 | Rate Constraint in lbs/MWh | FALSE | L | Annual | Emissions at Affected Plants CO2 | Thousand Tons | 0 | 0 | 0 | 10445.2173 | 9617.8931 | 10654.8595 | 10582.6966
#NSPS State CO2 Constraint -MA | 64 | 6224 | Rate Constraint in lbs/MWh | FALSE | L | Annual | Allowances Purchased CO2 | Thousand Tons | 0 | 0 | 0 | 0 | 0 | 0 | 0
#NSPS State CO2 Constraint -MA | 64 | 6224 | Rate Constraint in lbs/MWh | FALSE | L | Annual | Allowances Sold CO2 | Thousand Tons | 0 | 0 | 0 | 0 | 0 | 0 | 0
#NSPS State CO2 Constraint -MA | 64 | 6224 | Rate Constraint in lbs/MWh | FALSE | L | Annual | Allowances Banked | Thousand Tons | 0 | 0 | 0 | 0 | 0 | 0 | 0
#NSPS State CO2 Constraint -MA | 64 | 6224 | Rate Constraint in lbs/MWh | FALSE | L | Annual | Allowances Withdrawn (1:1) | Thousand Tons | 0 | 0 | 0 | 0 | 0 | 0 | 0
#NSPS State CO2 Constraint -MA | 64 | 6224 | Rate Constraint in lbs/MWh | FALSE | L | Annual | Allowances Withdrawn (n:1) | Thousand Tons | 0 | 0 | 0 | 0 | 0 | 0 | 0
#NSPS State CO2 Constraint -MA | 64 | 6224 | Rate Constraint in lbs/MWh | FALSE | L | Annual | Net Emissions Allowance Position | Thousand Tons | 0 | 0 | 0 | 10445.2173 | 9617.8931 | 10654.8595 | 10582.6966
#NSPS State CO2 Constraint -MA | 64 | 6224 | Rate Constraint in lbs/MWh | FALSE | L | Annual | Fuel Consumed | TBtu | 0 | 0 | 0 | 178.22 | 164.1862 | 181.707 | 180.4833
#NSPS State CO2 Constraint -MA | 64 | 6224 | Rate Constraint in lbs/MWh | FALSE | L | Annual | Rate | lb/MMBtu | 0 | 0 | 0 | 117.2171 | 117.1583 | 117.2752 | 117.2706
#NSPS State CO2 Constraint -MA | 64 | 6224 | Rate Constraint in lbs/MWh | FALSE | L | Annual | Generation | TWh | 0 | 0 | 0 | 27.4584 | 23.3404 | 31.3134 | 55.8088
#NSPS State CO2 Constraint -MA | 64 | 6224 | Rate Constraint in lbs/MWh | FALSE | L | Annual | Qualifying Generation | TWh | 0 | 0 | 0 | 27.4584 | 23.3404 | 31.3134 | 55.8088
#NSPS State CO2 Constraint -MA | 64 | 6224 | Rate Constraint in lbs/MWh | FALSE | L | Annual | Constraint Shadow Price | US2011$/Ton | 0 | 0 | 0 | 0 | 35.7282 | 0 | 0
#NSPS State CO2 Constraint -MD | 65 | 6198 | Rate Constraint in lbs/MWh | FALSE | L | Annual | Seasons Included | Seasons |  |  |  | Winter, Summer | Winter, Summer | Winter, Summer | Winter, Summer
#NSPS State CO2 Constraint -MD | 65 | 6198 | Rate Constraint in lbs/MWh | FALSE | L | Annual | Standard | lb/MWh | 0 | 0 | 0 | 99999 | 99999 | 99999 | 99999
#NSPS State CO2 Constraint -MD | 65 | 6198 | Rate Constraint in lbs/MWh | FALSE | L | Annual | Emissions at Affected Plants CO2 | Thousand Tons | 0 | 0 | 0 | 12874.9497 | 10780.219 | 8779.0275 | 5226.8074
#NSPS State CO2 Constraint -MD | 65 | 6198 | Rate Constraint in lbs/MWh | FALSE | L | Annual | Allowances Purchased CO2 | Thousand Tons | 0 | 0 | 0 | 0 | 0 | 0 | 0
#NSPS State CO2 Constraint -MD | 65 | 6198 | Rate Constraint in lbs/MWh | FALSE | L | Annual | Allowances Sold CO2 | Thousand Tons | 0 | 0 | 0 | 0 | 0 | 0 | 0
#NSPS State CO2 Constraint -MD | 65 | 6198 | Rate Constraint in lbs/MWh | FALSE | L | Annual | Allowances Banked | Thousand Tons | 0 | 0 | 0 | 0 | 0 | 0 | 0
#NSPS State CO2 Constraint -MD | 65 | 6198 | Rate Constraint in lbs/MWh | FALSE | L | Annual | Allowances Withdrawn (1:1) | Thousand Tons | 0 | 0 | 0 | 0 | 0 | 0 | 0
#NSPS State CO2 Constraint -MD | 65 | 6198 | Rate Constraint in lbs/MWh | FALSE | L | Annual | Allowances Withdrawn (n:1) | Thousand Tons | 0 | 0 | 0 | 0 | 0 | 0 | 0
#NSPS State CO2 Constraint -MD | 65 | 6198 | Rate Constraint in lbs/MWh | FALSE | L | Annual | Net Emissions Allowance Position | Thousand Tons | 0 | 0 | 0 | 12874.9497 | 10780.219 | 8779.0275 | 5226.8074
#NSPS State CO2 Constraint -MD | 65 | 6198 | Rate Constraint in lbs/MWh | FALSE | L | Annual | Fuel Consumed | TBtu | 0 | 0 | 0 | 143.5038 | 122.3351 | 102.3752 | 67.3049
#NSPS State CO2 Constraint -MD | 65 | 6198 | Rate Constraint in lbs/MWh | FALSE | L | Annual | Rate | lb/MMBtu | 0 | 0 | 0 | 179.4371 | 176.2408 | 171.5069 | 155.3172
#NSPS State CO2 Constraint -MD | 65 | 6198 | Rate Constraint in lbs/MWh | FALSE | L | Annual | Generation | TWh | 0 | 0 | 0 | 19.4028 | 16.7542 | 20.4571 | 14.7689
#NSPS State CO2 Constraint -MD | 65 | 6198 | Rate Constraint in lbs/MWh | FALSE | L | Annual | Qualifying Generation | TWh | 0 | 0 | 0 | 19.4028 | 16.7542 | 20.4571 | 14.7689
#NSPS State CO2 Constraint -MD | 65 | 6198 | Rate Constraint in lbs/MWh | FALSE | L | Annual | Constraint Shadow Price | US2011$/Ton | 0 | 0 | 0 | 0 | 22.8812 | 0 | 0
#NSPS State CO2 Constraint -ME | 66 | 6227 | Rate Constraint in lbs/MWh | FALSE | L | Annual | Seasons Included | Seasons |  |  |  | Winter, Summer | Winter, Summer | Winter, Summer | Winter, Summer
#NSPS State CO2 Constraint -ME | 66 | 6227 | Rate Constraint in lbs/MWh | FALSE | L | Annual | Standard | lb/MWh | 0 | 0 | 0 | 99999 | 99999 | 99999 | 99999
#NSPS State CO2 Constraint -ME | 66 | 6227 | Rate Constraint in lbs/MWh | FALSE | L | Annual | Emissions at Affected Plants CO2 | Thousand Tons | 0 | 0 | 0 | 3465.1062 | 2445.9155 | 3357.997 | 3613.7679
#NSPS State CO2 Constraint -ME | 66 | 6227 | Rate Constraint in lbs/MWh | FALSE | L | Annual | Allowances Purchased CO2 | Thousand Tons | 0 | 0 | 0 | 0 | 0 | 0 | 0
#NSPS State CO2 Constraint -ME | 66 | 6227 | Rate Constraint in lbs/MWh | FALSE | L | Annual | Allowances Sold CO2 | Thousand Tons | 0 | 0 | 0 | 0 | 0 | 0 | 0
#NSPS State CO2 Constraint -ME | 66 | 6227 | Rate Constraint in lbs/MWh | FALSE | L | Annual | Allowances Banked | Thousand Tons | 0 | 0 | 0 | 0 | 0 | 0 | 0
#NSPS State CO2 Constraint -ME | 66 | 6227 | Rate Constraint in lbs/MWh | FALSE | L | Annual | Allowances Withdrawn (1:1) | Thousand Tons | 0 | 0 | 0 | 0 | 0 | 0 | 0
#NSPS State CO2 Constraint -ME | 66 | 6227 | Rate Constraint in lbs/MWh | FALSE | L | Annual | Allowances Withdrawn (n:1) | Thousand Tons | 0 | 0 | 0 | 0 | 0 | 0 | 0
#NSPS State CO2 Constraint -ME | 66 | 6227 | Rate Constraint in lbs/MWh | FALSE | L | Annual | Net Emissions Allowance Position | Thousand Tons | 0 | 0 | 0 | 3465.1062 | 2445.9155 | 3357.997 | 3613.7679
#NSPS State CO2 Constraint -ME | 66 | 6227 | Rate Constraint in lbs/MWh | FALSE | L | Annual | Fuel Consumed | TBtu | 0 | 0 | 0 | 59.1007 | 41.7135 | 57.1339 | 61.484
#NSPS State CO2 Constraint -ME | 66 | 6227 | Rate Constraint in lbs/MWh | FALSE | L | Annual | Rate | lb/MMBtu | 0 | 0 | 0 | 117.261 | 117.2721 | 117.5482 | 117.5515
#NSPS State CO2 Constraint -ME | 66 | 6227 | Rate Constraint in lbs/MWh | FALSE | L | Annual | Generation | TWh | 0 | 0 | 0 | 12.2096 | 6.284 | 10.3589 | 10.568
#NSPS State CO2 Constraint -ME | 66 | 6227 | Rate Constraint in lbs/MWh | FALSE | L | Annual | Qualifying Generation | TWh | 0 | 0 | 0 | 12.2096 | 6.284 | 10.3589 | 10.568
#NSPS State CO2 Constraint -ME | 66 | 6227 | Rate Constraint in lbs/MWh | FALSE | L | Annual | Constraint Shadow Price | US2011$/Ton | 0 | 0 | 0 | 0 | 14.5047 | 0 | 0
#NSPS State CO2 Constraint -MI | 67 | 6199 | Rate Constraint in lbs/MWh | FALSE | L | Annual | Seasons Included | Seasons |  |  |  | Winter, Summer | Winter, Summer | Winter, Summer | Winter, Summer
#NSPS State CO2 Constraint -MI | 67 | 6199 | Rate Constraint in lbs/MWh | FALSE | L | Annual | Standard | lb/MWh | 0 | 0 | 0 | 99999 | 99999 | 99999 | 99999
#NSPS State CO2 Constraint -MI | 67 | 6199 | Rate Constraint in lbs/MWh | FALSE | L | Annual | Emissions at Affected Plants CO2 | Thousand Tons | 0 | 0 | 0 | 44567.9694 | 35570.0663 | 38002.1835 | 36865.1213
#NSPS State CO2 Constraint -MI | 67 | 6199 | Rate Constraint in lbs/MWh | FALSE | L | Annual | Allowances Purchased CO2 | Thousand Tons | 0 | 0 | 0 | 0 | 0 | 0 | 0
#NSPS State CO2 Constraint -MI | 67 | 6199 | Rate Constraint in lbs/MWh | FALSE | L | Annual | Allowances Sold CO2 | Thousand Tons | 0 | 0 | 0 | 0 | 0 | 0 | 0
#NSPS State CO2 Constraint -MI | 67 | 6199 | Rate Constraint in lbs/MWh | FALSE | L | Annual | Allowances Banked | Thousand Tons | 0 | 0 | 0 | 0 | 0 | 0 | 0
#NSPS State CO2 Constraint -MI | 67 | 6199 | Rate Constraint in lbs/MWh | FALSE | L | Annual | Allowances Withdrawn (1:1) | Thousand Tons | 0 | 0 | 0 | 0 | 0 | 0 | 0
#NSPS State CO2 Constraint -MI | 67 | 6199 | Rate Constraint in lbs/MWh | FALSE | L | Annual | Allowances Withdrawn (n:1) | Thousand Tons | 0 | 0 | 0 | 0 | 0 | 0 | 0
#NSPS State CO2 Constraint -MI | 67 | 6199 | Rate Constraint in lbs/MWh | FALSE | L | Annual | Net Emissions Allowance Position | Thousand Tons | 0 | 0 | 0 | 44567.9694 | 35570.0663 | 38002.1835 | 36865.1213
#NSPS State CO2 Constraint -MI | 67 | 6199 | Rate Constraint in lbs/MWh | FALSE | L | Annual | Fuel Consumed | TBtu | 0 | 0 | 0 | 461.6772 | 374.7509 | 379.1262 | 367.9131
#NSPS State CO2 Constraint -MI | 67 | 6199 | Rate Constraint in lbs/MWh | FALSE | L | Annual | Rate | lb/MMBtu | 0 | 0 | 0 | 193.0698 | 189.8331 | 200.4725 | 200.4012
#NSPS State CO2 Constraint -MI | 67 | 6199 | Rate Constraint in lbs/MWh | FALSE | L | Annual | Generation | TWh | 0 | 0 | 0 | 64.425 | 60.871 | 65.0331 | 63.0872
#NSPS State CO2 Constraint -MI | 67 | 6199 | Rate Constraint in lbs/MWh | FALSE | L | Annual | Qualifying Generation | TWh | 0 | 0 | 0 | 64.425 | 60.871 | 65.0331 | 63.0872
#NSPS State CO2 Constraint -MI | 67 | 6199 | Rate Constraint in lbs/MWh | FALSE | L | Annual | Constraint Shadow Price | US2011$/Ton | 0 | 0 | 0 | 0 | 25.1946 | 0 | 0
#NSPS State CO2 Constraint -MN | 68 | 6221 | Rate Constraint in lbs/MWh | FALSE | L | Annual | Seasons Included | Seasons |  |  |  | Winter, Summer | Winter, Summer | Winter, Summer | Winter, Summer
#NSPS State CO2 Constraint -MN | 68 | 6221 | Rate Constraint in lbs/MWh | FALSE | L | Annual | Standard | lb/MWh | 0 | 0 | 0 | 99999 | 99999 | 99999 | 99999
#NSPS State CO2 Constraint -MN | 68 | 6221 | Rate Constraint in lbs/MWh | FALSE | L | Annual | Emissions at Affected Plants CO2 | Thousand Tons | 0 | 0 | 0 | 30896.7369 | 30371.9542 | 30947.4281 | 30451.9692
#NSPS State CO2 Constraint -MN | 68 | 6221 | Rate Constraint in lbs/MWh | FALSE | L | Annual | Allowances Purchased CO2 | Thousand Tons | 0 | 0 | 0 | 0 | 0 | 0 | 0
#NSPS State CO2 Constraint -MN | 68 | 6221 | Rate Constraint in lbs/MWh | FALSE | L | Annual | Allowances Sold CO2 | Thousand Tons | 0 | 0 | 0 | 0 | 0 | 0 | 0
#NSPS State CO2 Constraint -MN | 68 | 6221 | Rate Constraint in lbs/MWh | FALSE | L | Annual | Allowances Banked | Thousand Tons | 0 | 0 | 0 | 0 | 0 | 0 | 0
#NSPS State CO2 Constraint -MN | 68 | 6221 | Rate Constraint in lbs/MWh | FALSE | L | Annual | Allowances Withdrawn (1:1) | Thousand Tons | 0 | 0 | 0 | 0 | 0 | 0 | 0
#NSPS State CO2 Constraint -MN | 68 | 6221 | Rate Constraint in lbs/MWh | FALSE | L | Annual | Allowances Withdrawn (n:1) | Thousand Tons | 0 | 0 | 0 | 0 | 0 | 0 | 0
#NSPS State CO2 Constraint -MN | 68 | 6221 | Rate Constraint in lbs/MWh | FALSE | L | Annual | Net Emissions Allowance Position | Thousand Tons | 0 | 0 | 0 | 30896.7369 | 30371.9542 | 30947.4281 | 30451.9692
#NSPS State CO2 Constraint -MN | 68 | 6221 | Rate Constraint in lbs/MWh | FALSE | L | Annual | Fuel Consumed | TBtu | 0 | 0 | 0 | 306.8565 | 311.7918 | 307.792 | 300.4524
#NSPS State CO2 Constraint -MN | 68 | 6221 | Rate Constraint in lbs/MWh | FALSE | L | Annual | Rate | lb/MMBtu | 0 | 0 | 0 | 201.3758 | 194.822 | 201.0931 | 202.7074
#NSPS State CO2 Constraint -MN | 68 | 6221 | Rate Constraint in lbs/MWh | FALSE | L | Annual | Generation | TWh | 0 | 0 | 0 | 42.8483 | 50.0621 | 51.0107 | 50.194
#NSPS State CO2 Constraint -MN | 68 | 6221 | Rate Constraint in lbs/MWh | FALSE | L | Annual | Qualifying Generation | TWh | 0 | 0 | 0 | 42.8483 | 50.0621 | 51.0107 | 50.194
#NSPS State CO2 Constraint -MN | 68 | 6221 | Rate Constraint in lbs/MWh | FALSE | L | Annual | Constraint Shadow Price | US2011$/Ton | 0 | 0 | 0 | 0 | 24.2673 | 0 | 0
#NSPS State CO2 Constraint -MO | 69 | 6211 | Rate Constraint in lbs/MWh | FALSE | L | Annual | Seasons Included | Seasons |  |  |  | Winter, Summer | Winter, Summer | Winter, Summer | Winter, Summer
#NSPS State CO2 Constraint -MO | 69 | 6211 | Rate Constraint in lbs/MWh | FALSE | L | Annual | Standard | lb/MWh | 0 | 0 | 0 | 99999 | 99999 | 99999 | 99999
#NSPS State CO2 Constraint -MO | 69 | 6211 | Rate Constraint in lbs/MWh | FALSE | L | Annual | Emissions at Affected Plants CO2 | Thousand Tons | 0 | 0 | 0 | 76980.5302 | 74713.1077 | 76105.5196 | 75961.9577
#NSPS State CO2 Constraint -MO | 69 | 6211 | Rate Constraint in lbs/MWh | FALSE | L | Annual | Allowances Purchased CO2 | Thousand Tons | 0 | 0 | 0 | 0 | 0 | 0 | 0
#NSPS State CO2 Constraint -MO | 69 | 6211 | Rate Constraint in lbs/MWh | FALSE | L | Annual | Allowances Sold CO2 | Thousand Tons | 0 | 0 | 0 | 0 | 0 | 0 | 0
#NSPS State CO2 Constraint -MO | 69 | 6211 | Rate Constraint in lbs/MWh | FALSE | L | Annual | Allowances Banked | Thousand Tons | 0 | 0 | 0 | 0 | 0 | 0 | 0
#NSPS State CO2 Constraint -MO | 69 | 6211 | Rate Constraint in lbs/MWh | FALSE | L | Annual | Allowances Withdrawn (1:1) | Thousand Tons | 0 | 0 | 0 | 0 | 0 | 0 | 0
#NSPS State CO2 Constraint -MO | 69 | 6211 | Rate Constraint in lbs/MWh | FALSE | L | Annual | Allowances Withdrawn (n:1) | Thousand Tons | 0 | 0 | 0 | 0 | 0 | 0 | 0
#NSPS State CO2 Constraint -MO | 69 | 6211 | Rate Constraint in lbs/MWh | FALSE | L | Annual | Net Emissions Allowance Position | Thousand Tons | 0 | 0 | 0 | 76980.5302 | 74713.1077 | 76105.5196 | 75961.9577
#NSPS State CO2 Constraint -MO | 69 | 6211 | Rate Constraint in lbs/MWh | FALSE | L | Annual | Fuel Consumed | TBtu | 0 | 0 | 0 | 753.5766 | 746.5378 | 744.6419 | 741.7224
#NSPS State CO2 Constraint -MO | 69 | 6211 | Rate Constraint in lbs/MWh | FALSE | L | Annual | Rate | lb/MMBtu | 0 | 0 | 0 | 204.3071 | 200.1589 | 204.4084 | 204.8259
#NSPS State CO2 Constraint -MO | 69 | 6211 | Rate Constraint in lbs/MWh | FALSE | L | Annual | Generation | TWh | 0 | 0 | 0 | 101.3813 | 117.5022 | 119.6921 | 119.4663
#NSPS State CO2 Constraint -MO | 69 | 6211 | Rate Constraint in lbs/MWh | FALSE | L | Annual | Qualifying Generation | TWh | 0 | 0 | 0 | 101.3813 | 117.5022 | 119.6921 | 119.4663
#NSPS State CO2 Constraint -MO | 69 | 6211 | Rate Constraint in lbs/MWh | FALSE | L | Annual | Constraint Shadow Price | US2011$/Ton | 0 | 0 | 0 | 0 | 23.1542 | 0 | 0
#NSPS State CO2 Constraint -MS | 70 | 6210 | Rate Constraint in lbs/MWh | FALSE | L | Annual | Seasons Included | Seasons |  |  |  | Winter, Summer | Winter, Summer | Winter, Summer | Winter, Summer
#NSPS State CO2 Constraint -MS | 70 | 6210 | Rate Constraint in lbs/MWh | FALSE | L | Annual | Standard | lb/MWh | 0 | 0 | 0 | 99999 | 99999 | 99999 | 99999
#NSPS State CO2 Constraint -MS | 70 | 6210 | Rate Constraint in lbs/MWh | FALSE | L | Annual | Emissions at Affected Plants CO2 | Thousand Tons | 0 | 0 | 0 | 28434.0643 | 21255.0241 | 22059.4159 | 19278.4066
#NSPS State CO2 Constraint -MS | 70 | 6210 | Rate Constraint in lbs/MWh | FALSE | L | Annual | Allowances Purchased CO2 | Thousand Tons | 0 | 0 | 0 | 0 | 0 | 0 | 0
#NSPS State CO2 Constraint -MS | 70 | 6210 | Rate Constraint in lbs/MWh | FALSE | L | Annual | Allowances Sold CO2 | Thousand Tons | 0 | 0 | 0 | 0 | 0 | 0 | 0
#NSPS State CO2 Constraint -MS | 70 | 6210 | Rate Constraint in lbs/MWh | FALSE | L | Annual | Allowances Banked | Thousand Tons | 0 | 0 | 0 | 0 | 0 | 0 | 0
#NSPS State CO2 Constraint -MS | 70 | 6210 | Rate Constraint in lbs/MWh | FALSE | L | Annual | Allowances Withdrawn (1:1) | Thousand Tons | 0 | 0 | 0 | 0 | 0 | 0 | 0
#NSPS State CO2 Constraint -MS | 70 | 6210 | Rate Constraint in lbs/MWh | FALSE | L | Annual | Allowances Withdrawn (n:1) | Thousand Tons | 0 | 0 | 0 | 0 | 0 | 0 | 0
#NSPS State CO2 Constraint -MS | 70 | 6210 | Rate Constraint in lbs/MWh | FALSE | L | Annual | Net Emissions Allowance Position | Thousand Tons | 0 | 0 | 0 | 28434.0643 | 21255.0241 | 22059.4159 | 19278.4066
#NSPS State CO2 Constraint -MS | 70 | 6210 | Rate Constraint in lbs/MWh | FALSE | L | Annual | Fuel Consumed | TBtu | 0 | 0 | 0 | 442.0491 | 353.8088 | 334.9566 | 286.2998
#NSPS State CO2 Constraint -MS | 70 | 6210 | Rate Constraint in lbs/MWh | FALSE | L | Annual | Rate | lb/MMBtu | 0 | 0 | 0 | 128.6466 | 120.1498 | 131.7151 | 134.6729
#NSPS State CO2 Constraint -MS | 70 | 6210 | Rate Constraint in lbs/MWh | FALSE | L | Annual | Generation | TWh | 0 | 0 | 0 | 58.859 | 44.9832 | 46.6856 | 40.8
#NSPS State CO2 Constraint -MS | 70 | 6210 | Rate Constraint in lbs/MWh | FALSE | L | Annual | Qualifying Generation | TWh | 0 | 0 | 0 | 58.859 | 44.9832 | 46.6856 | 40.8
#NSPS State CO2 Constraint -MS | 70 | 6210 | Rate Constraint in lbs/MWh | FALSE | L | Annual | Constraint Shadow Price | US2011$/Ton | 0 | 0 | 0 | 0 | 24.1687 | 0 | 0
#NSPS State CO2 Constraint -MT | 71 | 6233 | Rate Constraint in lbs/MWh | FALSE | L | Annual | Seasons Included | Seasons |  |  |  | Winter, Summer | Winter, Summer | Winter, Summer | Winter, Summer
#NSPS State CO2 Constraint -MT | 71 | 6233 | Rate Constraint in lbs/MWh | FALSE | L | Annual | Standard | lb/MWh | 0 | 0 | 0 | 99999 | 99999 | 99999 | 99999
#NSPS State CO2 Constraint -MT | 71 | 6233 | Rate Constraint in lbs/MWh | FALSE | L | Annual | Emissions at Affected Plants CO2 | Thousand Tons | 0 | 0 | 0 | 20175.0715 | 19802.2692 | 20259.2035 | 20259.0894
#NSPS State CO2 Constraint -MT | 71 | 6233 | Rate Constraint in lbs/MWh | FALSE | L | Annual | Allowances Purchased CO2 | Thousand Tons | 0 | 0 | 0 | 0 | 0 | 0 | 0
#NSPS State CO2 Constraint -MT | 71 | 6233 | Rate Constraint in lbs/MWh | FALSE | L | Annual | Allowances Sold CO2 | Thousand Tons | 0 | 0 | 0 | 0 | 0 | 0 | 0
#NSPS State CO2 Constraint -MT | 71 | 6233 | Rate Constraint in lbs/MWh | FALSE | L | Annual | Allowances Banked | Thousand Tons | 0 | 0 | 0 | 0 | 0 | 0 | 0
#NSPS State CO2 Constraint -MT | 71 | 6233 | Rate Constraint in lbs/MWh | FALSE | L | Annual | Allowances Withdrawn (1:1) | Thousand Tons | 0 | 0 | 0 | 0 | 0 | 0 | 0
#NSPS State CO2 Constraint -MT | 71 | 6233 | Rate Constraint in lbs/MWh | FALSE | L | Annual | Allowances Withdrawn (n:1) | Thousand Tons | 0 | 0 | 0 | 0 | 0 | 0 | 0
#NSPS State CO2 Constraint -MT | 71 | 6233 | Rate Constraint in lbs/MWh | FALSE | L | Annual | Net Emissions Allowance Position | Thousand Tons | 0 | 0 | 0 | 20175.0715 | 19802.2692 | 20259.2035 | 20259.0894
#NSPS State CO2 Constraint -MT | 71 | 6233 | Rate Constraint in lbs/MWh | FALSE | L | Annual | Fuel Consumed | TBtu | 0 | 0 | 0 | 186.9313 | 183.4714 | 187.7121 | 187.7111
#NSPS State CO2 Constraint -MT | 71 | 6233 | Rate Constraint in lbs/MWh | FALSE | L | Annual | Rate | lb/MMBtu | 0 | 0 | 0 | 215.8555 | 215.8622 | 215.854 | 215.854
#NSPS State CO2 Constraint -MT | 71 | 6233 | Rate Constraint in lbs/MWh | FALSE | L | Annual | Generation | TWh | 0 | 0 | 0 | 25.8256 | 30.3468 | 31.0471 | 31.0469
#NSPS State CO2 Constraint -MT | 71 | 6233 | Rate Constraint in lbs/MWh | FALSE | L | Annual | Qualifying Generation | TWh | 0 | 0 | 0 | 25.8256 | 30.3468 | 31.0471 | 31.0469
#NSPS State CO2 Constraint -MT | 71 | 6233 | Rate Constraint in lbs/MWh | FALSE | L | Annual | Constraint Shadow Price | US2011$/Ton | 0 | 0 | 0 | 0 | 21.2575 | 0 | 0
#NSPS State CO2 Constraint -NC | 72 | 6214 | Rate Constraint in lbs/MWh | FALSE | L | Annual | Seasons Included | Seasons |  |  |  | Winter, Summer | Winter, Summer | Winter, Summer | Winter, Summer
#NSPS State CO2 Constraint -NC | 72 | 6214 | Rate Constraint in lbs/MWh | FALSE | L | Annual | Standard | lb/MWh | 0 | 0 | 0 | 99999 | 99999 | 99999 | 99999
#NSPS State CO2 Constraint -NC | 72 | 6214 | Rate Constraint in lbs/MWh | FALSE | L | Annual | Emissions at Affected Plants CO2 | Thousand Tons | 0 | 0 | 0 | 37816.6114 | 27120.2304 | 18987.8966 | 18231.824
#NSPS State CO2 Constraint -NC | 72 | 6214 | Rate Constraint in lbs/MWh | FALSE | L | Annual | Allowances Purchased CO2 | Thousand Tons | 0 | 0 | 0 | 0 | 0 | 0 | 0
#NSPS State CO2 Constraint -NC | 72 | 6214 | Rate Constraint in lbs/MWh | FALSE | L | Annual | Allowances Sold CO2 | Thousand Tons | 0 | 0 | 0 | 0 | 0 | 0 | 0
#NSPS State CO2 Constraint -NC | 72 | 6214 | Rate Constraint in lbs/MWh | FALSE | L | Annual | Allowances Banked | Thousand Tons | 0 | 0 | 0 | 0 | 0 | 0 | 0
#NSPS State CO2 Constraint -NC | 72 | 6214 | Rate Constraint in lbs/MWh | FALSE | L | Annual | Allowances Withdrawn (1:1) | Thousand Tons | 0 | 0 | 0 | 0 | 0 | 0 | 0
#NSPS State CO2 Constraint -NC | 72 | 6214 | Rate Constraint in lbs/MWh | FALSE | L | Annual | Allowances Withdrawn (n:1) | Thousand Tons | 0 | 0 | 0 | 0 | 0 | 0 | 0
#NSPS State CO2 Constraint -NC | 72 | 6214 | Rate Constraint in lbs/MWh | FALSE | L | Annual | Net Emissions Allowance Position | Thousand Tons | 0 | 0 | 0 | 37816.6114 | 27120.2304 | 18987.8966 | 18231.824
#NSPS State CO2 Constraint -NC | 72 | 6214 | Rate Constraint in lbs/MWh | FALSE | L | Annual | Fuel Consumed | TBtu | 0 | 0 | 0 | 468.878 | 360.0364 | 227.3697 | 213.8751
#NSPS State CO2 Constraint -NC | 72 | 6214 | Rate Constraint in lbs/MWh | FALSE | L | Annual | Rate | lb/MMBtu | 0 | 0 | 0 | 161.3068 | 150.6527 | 167.0222 | 170.4904
#NSPS State CO2 Constraint -NC | 72 | 6214 | Rate Constraint in lbs/MWh | FALSE | L | Annual | Generation | TWh | 0 | 0 | 0 | 59.2231 | 47.7653 | 41.1602 | 72.3262
#NSPS State CO2 Constraint -NC | 72 | 6214 | Rate Constraint in lbs/MWh | FALSE | L | Annual | Qualifying Generation | TWh | 0 | 0 | 0 | 59.2231 | 47.7653 | 41.1602 | 72.3262
#NSPS State CO2 Constraint -NC | 72 | 6214 | Rate Constraint in lbs/MWh | FALSE | L | Annual | Constraint Shadow Price | US2011$/Ton | 0 | 0 | 0 | 0 | 25.93 | 0 | 0
#NSPS State CO2 Constraint -ND | 73 | 6232 | Rate Constraint in lbs/MWh | FALSE | L | Annual | Seasons Included | Seasons |  |  |  | Winter, Summer | Winter, Summer | Winter, Summer | Winter, Summer
#NSPS State CO2 Constraint -ND | 73 | 6232 | Rate Constraint in lbs/MWh | FALSE | L | Annual | Standard | lb/MWh | 0 | 0 | 0 | 99999 | 99999 | 99999 | 99999
#NSPS State CO2 Constraint -ND | 73 | 6232 | Rate Constraint in lbs/MWh | FALSE | L | Annual | Emissions at Affected Plants CO2 | Thousand Tons | 0 | 0 | 0 | 23821.148 | 20775.4752 | 23721.4527 | 23722.8522
#NSPS State CO2 Constraint -ND | 73 | 6232 | Rate Constraint in lbs/MWh | FALSE | L | Annual | Allowances Purchased CO2 | Thousand Tons | 0 | 0 | 0 | 0 | 0 | 0 | 0
#NSPS State CO2 Constraint -ND | 73 | 6232 | Rate Constraint in lbs/MWh | FALSE | L | Annual | Allowances Sold CO2 | Thousand Tons | 0 | 0 | 0 | 0 | 0 | 0 | 0
#NSPS State CO2 Constraint -ND | 73 | 6232 | Rate Constraint in lbs/MWh | FALSE | L | Annual | Allowances Banked | Thousand Tons | 0 | 0 | 0 | 0 | 0 | 0 | 0
#NSPS State CO2 Constraint -ND | 73 | 6232 | Rate Constraint in lbs/MWh | FALSE | L | Annual | Allowances Withdrawn (1:1) | Thousand Tons | 0 | 0 | 0 | 0 | 0 | 0 | 0
#NSPS State CO2 Constraint -ND | 73 | 6232 | Rate Constraint in lbs/MWh | FALSE | L | Annual | Allowances Withdrawn (n:1) | Thousand Tons | 0 | 0 | 0 | 0 | 0 | 0 | 0
#NSPS State CO2 Constraint -ND | 73 | 6232 | Rate Constraint in lbs/MWh | FALSE | L | Annual | Net Emissions Allowance Position | Thousand Tons | 0 | 0 | 0 | 23821.148 | 20775.4752 | 23721.4527 | 23722.8522
#NSPS State CO2 Constraint -ND | 73 | 6232 | Rate Constraint in lbs/MWh | FALSE | L | Annual | Fuel Consumed | TBtu | 0 | 0 | 0 | 224.4108 | 194.6724 | 223.8134 | 223.8284
#NSPS State CO2 Constraint -ND | 73 | 6232 | Rate Constraint in lbs/MWh | FALSE | L | Annual | Rate | lb/MMBtu | 0 | 0 | 0 | 212.2994 | 213.4404 | 211.9753 | 211.9735
#NSPS State CO2 Constraint -ND | 73 | 6232 | Rate Constraint in lbs/MWh | FALSE | L | Annual | Generation | TWh | 0 | 0 | 0 | 32.8176 | 31.8383 | 36.3529 | 36.3551
#NSPS State CO2 Constraint -ND | 73 | 6232 | Rate Constraint in lbs/MWh | FALSE | L | Annual | Qualifying Generation | TWh | 0 | 0 | 0 | 32.8176 | 31.8383 | 36.3529 | 36.3551
#NSPS State CO2 Constraint -ND | 73 | 6232 | Rate Constraint in lbs/MWh | FALSE | L | Annual | Constraint Shadow Price | US2011$/Ton | 0 | 0 | 0 | 0 | 22.5622 | 0 | 0
#NSPS State CO2 Constraint -NE | 74 | 6223 | Rate Constraint in lbs/MWh | FALSE | L | Annual | Seasons Included | Seasons |  |  |  | Winter, Summer | Winter, Summer | Winter, Summer | Winter, Summer
#NSPS State CO2 Constraint -NE | 74 | 6223 | Rate Constraint in lbs/MWh | FALSE | L | Annual | Standard | lb/MWh | 0 | 0 | 0 | 99999 | 99999 | 99999 | 99999
#NSPS State CO2 Constraint -NE | 74 | 6223 | Rate Constraint in lbs/MWh | FALSE | L | Annual | Emissions at Affected Plants CO2 | Thousand Tons | 0 | 0 | 0 | 33871.6792 | 32747.0152 | 33045.2171 | 33123.4381
#NSPS State CO2 Constraint -NE | 74 | 6223 | Rate Constraint in lbs/MWh | FALSE | L | Annual | Allowances Purchased CO2 | Thousand Tons | 0 | 0 | 0 | 0 | 0 | 0 | 0
#NSPS State CO2 Constraint -NE | 74 | 6223 | Rate Constraint in lbs/MWh | FALSE | L | Annual | Allowances Sold CO2 | Thousand Tons | 0 | 0 | 0 | 0 | 0 | 0 | 0
#NSPS State CO2 Constraint -NE | 74 | 6223 | Rate Constraint in lbs/MWh | FALSE | L | Annual | Allowances Banked | Thousand Tons | 0 | 0 | 0 | 0 | 0 | 0 | 0
#NSPS State CO2 Constraint -NE | 74 | 6223 | Rate Constraint in lbs/MWh | FALSE | L | Annual | Allowances Withdrawn (1:1) | Thousand Tons | 0 | 0 | 0 | 0 | 0 | 0 | 0
#NSPS State CO2 Constraint -NE | 74 | 6223 | Rate Constraint in lbs/MWh | FALSE | L | Annual | Allowances Withdrawn (n:1) | Thousand Tons | 0 | 0 | 0 | 0 | 0 | 0 | 0
#NSPS State CO2 Constraint -NE | 74 | 6223 | Rate Constraint in lbs/MWh | FALSE | L | Annual | Net Emissions Allowance Position | Thousand Tons | 0 | 0 | 0 | 33871.6792 | 32747.0152 | 33045.2171 | 33123.4381
#NSPS State CO2 Constraint -NE | 74 | 6223 | Rate Constraint in lbs/MWh | FALSE | L | Annual | Fuel Consumed | TBtu | 0 | 0 | 0 | 318.5123 | 308.9319 | 311.0906 | 311.8191
#NSPS State CO2 Constraint -NE | 74 | 6223 | Rate Constraint in lbs/MWh | FALSE | L | Annual | Rate | lb/MMBtu | 0 | 0 | 0 | 212.6868 | 212.0015 | 212.4476 | 212.4529
#NSPS State CO2 Constraint -NE | 74 | 6223 | Rate Constraint in lbs/MWh | FALSE | L | Annual | Generation | TWh | 0 | 0 | 0 | 43.6888 | 50.5334 | 50.9936 | 51.1143
#NSPS State CO2 Constraint -NE | 74 | 6223 | Rate Constraint in lbs/MWh | FALSE | L | Annual | Qualifying Generation | TWh | 0 | 0 | 0 | 43.6888 | 50.5334 | 50.9936 | 51.1143
#NSPS State CO2 Constraint -NE | 74 | 6223 | Rate Constraint in lbs/MWh | FALSE | L | Annual | Constraint Shadow Price | US2011$/Ton | 0 | 0 | 0 | 0 | 22.719 | 0 | 0
#NSPS State CO2 Constraint -NH | 75 | 6225 | Rate Constraint in lbs/MWh | FALSE | L | Annual | Seasons Included | Seasons |  |  |  | Winter, Summer | Winter, Summer | Winter, Summer | Winter, Summer
#NSPS State CO2 Constraint -NH | 75 | 6225 | Rate Constraint in lbs/MWh | FALSE | L | Annual | Standard | lb/MWh | 0 | 0 | 0 | 99999 | 99999 | 99999 | 99999
#NSPS State CO2 Constraint -NH | 75 | 6225 | Rate Constraint in lbs/MWh | FALSE | L | Annual | Emissions at Affected Plants CO2 | Thousand Tons | 0 | 0 | 0 | 3310.5621 | 3937.9239 | 2966.9319 | 2996.6254
#NSPS State CO2 Constraint -NH | 75 | 6225 | Rate Constraint in lbs/MWh | FALSE | L | Annual | Allowances Purchased CO2 | Thousand Tons | 0 | 0 | 0 | 0 | 0 | 0 | 0
#NSPS State CO2 Constraint -NH | 75 | 6225 | Rate Constraint in lbs/MWh | FALSE | L | Annual | Allowances Sold CO2 | Thousand Tons | 0 | 0 | 0 | 0 | 0 | 0 | 0
#NSPS State CO2 Constraint -NH | 75 | 6225 | Rate Constraint in lbs/MWh | FALSE | L | Annual | Allowances Banked | Thousand Tons | 0 | 0 | 0 | 0 | 0 | 0 | 0
#NSPS State CO2 Constraint -NH | 75 | 6225 | Rate Constraint in lbs/MWh | FALSE | L | Annual | Allowances Withdrawn (1:1) | Thousand Tons | 0 | 0 | 0 | 0 | 0 | 0 | 0
#NSPS State CO2 Constraint -NH | 75 | 6225 | Rate Constraint in lbs/MWh | FALSE | L | Annual | Allowances Withdrawn (n:1) | Thousand Tons | 0 | 0 | 0 | 0 | 0 | 0 | 0
#NSPS State CO2 Constraint -NH | 75 | 6225 | Rate Constraint in lbs/MWh | FALSE | L | Annual | Net Emissions Allowance Position | Thousand Tons | 0 | 0 | 0 | 3310.5621 | 3937.9239 | 2966.9319 | 2996.6254
#NSPS State CO2 Constraint -NH | 75 | 6225 | Rate Constraint in lbs/MWh | FALSE | L | Annual | Fuel Consumed | TBtu | 0 | 0 | 0 | 56.5521 | 67.2689 | 50.6821 | 51.1894
#NSPS State CO2 Constraint -NH | 75 | 6225 | Rate Constraint in lbs/MWh | FALSE | L | Annual | Rate | lb/MMBtu | 0 | 0 | 0 | 117.08 | 117.08 | 117.08 | 117.08
#NSPS State CO2 Constraint -NH | 75 | 6225 | Rate Constraint in lbs/MWh | FALSE | L | Annual | Generation | TWh | 0 | 0 | 0 | 9.1074 | 9.2034 | 6.9916 | 15.4114
#NSPS State CO2 Constraint -NH | 75 | 6225 | Rate Constraint in lbs/MWh | FALSE | L | Annual | Qualifying Generation | TWh | 0 | 0 | 0 | 9.1074 | 9.2034 | 6.9916 | 15.4114
#NSPS State CO2 Constraint -NH | 75 | 6225 | Rate Constraint in lbs/MWh | FALSE | L | Annual | Constraint Shadow Price | US2011$/Ton | 0 | 0 | 0 | 0 | 0 | 0 | 0
#NSPS State CO2 Constraint -NJ | 76 | 6197 | Rate Constraint in lbs/MWh | FALSE | L | Annual | Seasons Included | Seasons |  |  |  | Winter, Summer | Winter, Summer | Winter, Summer | Winter, Summer
#NSPS State CO2 Constraint -NJ | 76 | 6197 | Rate Constraint in lbs/MWh | FALSE | L | Annual | Standard | lb/MWh | 0 | 0 | 0 | 99999 | 99999 | 99999 | 99999
#NSPS State CO2 Constraint -NJ | 76 | 6197 | Rate Constraint in lbs/MWh | FALSE | L | Annual | Emissions at Affected Plants CO2 | Thousand Tons | 0 | 0 | 0 | 18318.6161 | 13959.0292 | 17257.4146 | 17204.2112
#NSPS State CO2 Constraint -NJ | 76 | 6197 | Rate Constraint in lbs/MWh | FALSE | L | Annual | Allowances Purchased CO2 | Thousand Tons | 0 | 0 | 0 | 0 | 0 | 0 | 0
#NSPS State CO2 Constraint -NJ | 76 | 6197 | Rate Constraint in lbs/MWh | FALSE | L | Annual | Allowances Sold CO2 | Thousand Tons | 0 | 0 | 0 | 0 | 0 | 0 | 0
#NSPS State CO2 Constraint -NJ | 76 | 6197 | Rate Constraint in lbs/MWh | FALSE | L | Annual | Allowances Banked | Thousand Tons | 0 | 0 | 0 | 0 | 0 | 0 | 0
#NSPS State CO2 Constraint -NJ | 76 | 6197 | Rate Constraint in lbs/MWh | FALSE | L | Annual | Allowances Withdrawn (1:1) | Thousand Tons | 0 | 0 | 0 | 0 | 0 | 0 | 0
#NSPS State CO2 Constraint -NJ | 76 | 6197 | Rate Constraint in lbs/MWh | FALSE | L | Annual | Allowances Withdrawn (n:1) | Thousand Tons | 0 | 0 | 0 | 0 | 0 | 0 | 0
#NSPS State CO2 Constraint -NJ | 76 | 6197 | Rate Constraint in lbs/MWh | FALSE | L | Annual | Net Emissions Allowance Position | Thousand Tons | 0 | 0 | 0 | 18318.6161 | 13959.0292 | 17257.4146 | 17204.2112
#NSPS State CO2 Constraint -NJ | 76 | 6197 | Rate Constraint in lbs/MWh | FALSE | L | Annual | Fuel Consumed | TBtu | 0 | 0 | 0 | 283.9084 | 220.3494 | 265.9892 | 265.0803
#NSPS State CO2 Constraint -NJ | 76 | 6197 | Rate Constraint in lbs/MWh | FALSE | L | Annual | Rate | lb/MMBtu | 0 | 0 | 0 | 129.046 | 126.6991 | 129.7603 | 129.8038
#NSPS State CO2 Constraint -NJ | 76 | 6197 | Rate Constraint in lbs/MWh | FALSE | L | Annual | Generation | TWh | 0 | 0 | 0 | 44.7791 | 34.4039 | 47.9506 | 59.6771
#NSPS State CO2 Constraint -NJ | 76 | 6197 | Rate Constraint in lbs/MWh | FALSE | L | Annual | Qualifying Generation | TWh | 0 | 0 | 0 | 44.7791 | 34.4039 | 47.9506 | 59.6771
#NSPS State CO2 Constraint -NJ | 76 | 6197 | Rate Constraint in lbs/MWh | FALSE | L | Annual | Constraint Shadow Price | US2011$/Ton | 0 | 0 | 0 | 0 | 36.2859 | 0 | 0
#NSPS State CO2 Constraint -NM | 77 | 6217 | Rate Constraint in lbs/MWh | FALSE | L | Annual | Seasons Included | Seasons |  |  |  | Winter, Summer | Winter, Summer | Winter, Summer | Winter, Summer
#NSPS State CO2 Constraint -NM | 77 | 6217 | Rate Constraint in lbs/MWh | FALSE | L | Annual | Standard | lb/MWh | 0 | 0 | 0 | 99999 | 99999 | 99999 | 99999
#NSPS State CO2 Constraint -NM | 77 | 6217 | Rate Constraint in lbs/MWh | FALSE | L | Annual | Emissions at Affected Plants CO2 | Thousand Tons | 0 | 0 | 0 | 24236.4381 | 23522.8912 | 21165.2218 | 20473.8934
#NSPS State CO2 Constraint -NM | 77 | 6217 | Rate Constraint in lbs/MWh | FALSE | L | Annual | Allowances Purchased CO2 | Thousand Tons | 0 | 0 | 0 | 0 | 0 | 0 | 0
#NSPS State CO2 Constraint -NM | 77 | 6217 | Rate Constraint in lbs/MWh | FALSE | L | Annual | Allowances Sold CO2 | Thousand Tons | 0 | 0 | 0 | 0 | 0 | 0 | 0
#NSPS State CO2 Constraint -NM | 77 | 6217 | Rate Constraint in lbs/MWh | FALSE | L | Annual | Allowances Banked | Thousand Tons | 0 | 0 | 0 | 0 | 0 | 0 | 0
#NSPS State CO2 Constraint -NM | 77 | 6217 | Rate Constraint in lbs/MWh | FALSE | L | Annual | Allowances Withdrawn (1:1) | Thousand Tons | 0 | 0 | 0 | 0 | 0 | 0 | 0
#NSPS State CO2 Constraint -NM | 77 | 6217 | Rate Constraint in lbs/MWh | FALSE | L | Annual | Allowances Withdrawn (n:1) | Thousand Tons | 0 | 0 | 0 | 0 | 0 | 0 | 0
#NSPS State CO2 Constraint -NM | 77 | 6217 | Rate Constraint in lbs/MWh | FALSE | L | Annual | Net Emissions Allowance Position | Thousand Tons | 0 | 0 | 0 | 24236.4381 | 23522.8912 | 21165.2218 | 20473.8934
#NSPS State CO2 Constraint -NM | 77 | 6217 | Rate Constraint in lbs/MWh | FALSE | L | Annual | Fuel Consumed | TBtu | 0 | 0 | 0 | 329.5585 | 378.7672 | 335.9856 | 324.1761
#NSPS State CO2 Constraint -NM | 77 | 6217 | Rate Constraint in lbs/MWh | FALSE | L | Annual | Rate | lb/MMBtu | 0 | 0 | 0 | 147.0843 | 124.2076 | 125.9889 | 126.3134
#NSPS State CO2 Constraint -NM | 77 | 6217 | Rate Constraint in lbs/MWh | FALSE | L | Annual | Generation | TWh | 0 | 0 | 0 | 35.535 | 39.4935 | 35.3802 | 45.1408
#NSPS State CO2 Constraint -NM | 77 | 6217 | Rate Constraint in lbs/MWh | FALSE | L | Annual | Qualifying Generation | TWh | 0 | 0 | 0 | 35.535 | 39.4935 | 35.3802 | 45.1408
#NSPS State CO2 Constraint -NM | 77 | 6217 | Rate Constraint in lbs/MWh | FALSE | L | Annual | Constraint Shadow Price | US2011$/Ton | 0 | 0 | 0 | 0 | 24.2004 | 0 | 0
#NSPS State CO2 Constraint -NV | 78 | 6207 | Rate Constraint in lbs/MWh | FALSE | L | Annual | Seasons Included | Seasons |  |  |  | Winter, Summer | Winter, Summer | Winter, Summer | Winter, Summer
#NSPS State CO2 Constraint -NV | 78 | 6207 | Rate Constraint in lbs/MWh | FALSE | L | Annual | Standard | lb/MWh | 0 | 0 | 0 | 99999 | 99999 | 99999 | 99999
#NSPS State CO2 Constraint -NV | 78 | 6207 | Rate Constraint in lbs/MWh | FALSE | L | Annual | Emissions at Affected Plants CO2 | Thousand Tons | 0 | 0 | 0 | 11428.2856 | 9272.1321 | 10024.1955 | 8671.7477
#NSPS State CO2 Constraint -NV | 78 | 6207 | Rate Constraint in lbs/MWh | FALSE | L | Annual | Allowances Purchased CO2 | Thousand Tons | 0 | 0 | 0 | 0 | 0 | 0 | 0
#NSPS State CO2 Constraint -NV | 78 | 6207 | Rate Constraint in lbs/MWh | FALSE | L | Annual | Allowances Sold CO2 | Thousand Tons | 0 | 0 | 0 | 0 | 0 | 0 | 0
#NSPS State CO2 Constraint -NV | 78 | 6207 | Rate Constraint in lbs/MWh | FALSE | L | Annual | Allowances Banked | Thousand Tons | 0 | 0 | 0 | 0 | 0 | 0 | 0
#NSPS State CO2 Constraint -NV | 78 | 6207 | Rate Constraint in lbs/MWh | FALSE | L | Annual | Allowances Withdrawn (1:1) | Thousand Tons | 0 | 0 | 0 | 0 | 0 | 0 | 0
#NSPS State CO2 Constraint -NV | 78 | 6207 | Rate Constraint in lbs/MWh | FALSE | L | Annual | Allowances Withdrawn (n:1) | Thousand Tons | 0 | 0 | 0 | 0 | 0 | 0 | 0
#NSPS State CO2 Constraint -NV | 78 | 6207 | Rate Constraint in lbs/MWh | FALSE | L | Annual | Net Emissions Allowance Position | Thousand Tons | 0 | 0 | 0 | 11428.2856 | 9272.1321 | 10024.1955 | 8671.7477
#NSPS State CO2 Constraint -NV | 78 | 6207 | Rate Constraint in lbs/MWh | FALSE | L | Annual | Fuel Consumed | TBtu | 0 | 0 | 0 | 182.2295 | 145.5844 | 158.362 | 136.1959
#NSPS State CO2 Constraint -NV | 78 | 6207 | Rate Constraint in lbs/MWh | FALSE | L | Annual | Rate | lb/MMBtu | 0 | 0 | 0 | 125.4274 | 127.3781 | 126.5985 | 127.3423
#NSPS State CO2 Constraint -NV | 78 | 6207 | Rate Constraint in lbs/MWh | FALSE | L | Annual | Generation | TWh | 0 | 0 | 0 | 28.6309 | 21.7041 | 25.3918 | 27.9313
#NSPS State CO2 Constraint -NV | 78 | 6207 | Rate Constraint in lbs/MWh | FALSE | L | Annual | Qualifying Generation | TWh | 0 | 0 | 0 | 28.6309 | 21.7041 | 25.3918 | 27.9313
#NSPS State CO2 Constraint -NV | 78 | 6207 | Rate Constraint in lbs/MWh | FALSE | L | Annual | Constraint Shadow Price | US2011$/Ton | 0 | 0 | 0 | 0 | 0.088065 | 0 | 0
#NSPS State CO2 Constraint -NY | 79 | 6191 | Rate Constraint in lbs/MWh | FALSE | L | Annual | Seasons Included | Seasons |  |  |  | Winter, Summer | Winter, Summer | Winter, Summer | Winter, Summer
#NSPS State CO2 Constraint -NY | 79 | 6191 | Rate Constraint in lbs/MWh | FALSE | L | Annual | Standard | lb/MWh | 0 | 0 | 0 | 99999 | 99999 | 99999 | 99999
#NSPS State CO2 Constraint -NY | 79 | 6191 | Rate Constraint in lbs/MWh | FALSE | L | Annual | Emissions at Affected Plants CO2 | Thousand Tons | 0 | 0 | 0 | 25573.4713 | 24941.9605 | 22340.3805 | 19582.3323
#NSPS State CO2 Constraint -NY | 79 | 6191 | Rate Constraint in lbs/MWh | FALSE | L | Annual | Allowances Purchased CO2 | Thousand Tons | 0 | 0 | 0 | 0 | 0 | 0 | 0
#NSPS State CO2 Constraint -NY | 79 | 6191 | Rate Constraint in lbs/MWh | FALSE | L | Annual | Allowances Sold CO2 | Thousand Tons | 0 | 0 | 0 | 0 | 0 | 0 | 0
#NSPS State CO2 Constraint -NY | 79 | 6191 | Rate Constraint in lbs/MWh | FALSE | L | Annual | Allowances Banked | Thousand Tons | 0 | 0 | 0 | 0 | 0 | 0 | 0
#NSPS State CO2 Constraint -NY | 79 | 6191 | Rate Constraint in lbs/MWh | FALSE | L | Annual | Allowances Withdrawn (1:1) | Thousand Tons | 0 | 0 | 0 | 0 | 0 | 0 | 0
#NSPS State CO2 Constraint -NY | 79 | 6191 | Rate Constraint in lbs/MWh | FALSE | L | Annual | Allowances Withdrawn (n:1) | Thousand Tons | 0 | 0 | 0 | 0 | 0 | 0 | 0
#NSPS State CO2 Constraint -NY | 79 | 6191 | Rate Constraint in lbs/MWh | FALSE | L | Annual | Net Emissions Allowance Position | Thousand Tons | 0 | 0 | 0 | 25573.4713 | 24941.9605 | 22340.3805 | 19582.3323
#NSPS State CO2 Constraint -NY | 79 | 6191 | Rate Constraint in lbs/MWh | FALSE | L | Annual | Fuel Consumed | TBtu | 0 | 0 | 0 | 413.5974 | 402.8485 | 359.6176 | 315.3405
#NSPS State CO2 Constraint -NY | 79 | 6191 | Rate Constraint in lbs/MWh | FALSE | L | Annual | Rate | lb/MMBtu | 0 | 0 | 0 | 123.6636 | 123.828 | 124.2452 | 124.198
#NSPS State CO2 Constraint -NY | 79 | 6191 | Rate Constraint in lbs/MWh | FALSE | L | Annual | Generation | TWh | 0 | 0 | 0 | 55.7989 | 54.5333 | 74.342 | 68.9001
#NSPS State CO2 Constraint -NY | 79 | 6191 | Rate Constraint in lbs/MWh | FALSE | L | Annual | Qualifying Generation | TWh | 0 | 0 | 0 | 55.7989 | 54.5333 | 74.342 | 68.9001
#NSPS State CO2 Constraint -NY | 79 | 6191 | Rate Constraint in lbs/MWh | FALSE | L | Annual | Constraint Shadow Price | US2011$/Ton | 0 | 0 | 0 | 0 | 0 | 0 | 0
#NSPS State CO2 Constraint -OH | 80 | 6205 | Rate Constraint in lbs/MWh | FALSE | L | Annual | Seasons Included | Seasons |  |  |  | Winter, Summer | Winter, Summer | Winter, Summer | Winter, Summer
#NSPS State CO2 Constraint -OH | 80 | 6205 | Rate Constraint in lbs/MWh | FALSE | L | Annual | Standard | lb/MWh | 0 | 0 | 0 | 99999 | 99999 | 99999 | 99999
#NSPS State CO2 Constraint -OH | 80 | 6205 | Rate Constraint in lbs/MWh | FALSE | L | Annual | Emissions at Affected Plants CO2 | Thousand Tons | 0 | 0 | 0 | 100446.3705 | 100105.6758 | 98755.1662 | 96288.1834
#NSPS State CO2 Constraint -OH | 80 | 6205 | Rate Constraint in lbs/MWh | FALSE | L | Annual | Allowances Purchased CO2 | Thousand Tons | 0 | 0 | 0 | 0 | 0 | 0 | 0
#NSPS State CO2 Constraint -OH | 80 | 6205 | Rate Constraint in lbs/MWh | FALSE | L | Annual | Allowances Sold CO2 | Thousand Tons | 0 | 0 | 0 | 0 | 0 | 0 | 0
#NSPS State CO2 Constraint -OH | 80 | 6205 | Rate Constraint in lbs/MWh | FALSE | L | Annual | Allowances Banked | Thousand Tons | 0 | 0 | 0 | 0 | 0 | 0 | 0
#NSPS State CO2 Constraint -OH | 80 | 6205 | Rate Constraint in lbs/MWh | FALSE | L | Annual | Allowances Withdrawn (1:1) | Thousand Tons | 0 | 0 | 0 | 0 | 0 | 0 | 0
#NSPS State CO2 Constraint -OH | 80 | 6205 | Rate Constraint in lbs/MWh | FALSE | L | Annual | Allowances Withdrawn (n:1) | Thousand Tons | 0 | 0 | 0 | 0 | 0 | 0 | 0
#NSPS State CO2 Constraint -OH | 80 | 6205 | Rate Constraint in lbs/MWh | FALSE | L | Annual | Net Emissions Allowance Position | Thousand Tons | 0 | 0 | 0 | 100446.3705 | 100105.6758 | 98755.1662 | 96288.1834
#NSPS State CO2 Constraint -OH | 80 | 6205 | Rate Constraint in lbs/MWh | FALSE | L | Annual | Fuel Consumed | TBtu | 0 | 0 | 0 | 1051.0085 | 1075.3504 | 1028.6997 | 1003.4097
#NSPS State CO2 Constraint -OH | 80 | 6205 | Rate Constraint in lbs/MWh | FALSE | L | Annual | Rate | lb/MMBtu | 0 | 0 | 0 | 191.1428 | 186.1824 | 192 | 191.922
#NSPS State CO2 Constraint -OH | 80 | 6205 | Rate Constraint in lbs/MWh | FALSE | L | Annual | Generation | TWh | 0 | 0 | 0 | 142.2674 | 168.1816 | 165.9127 | 161.7681
#NSPS State CO2 Constraint -OH | 80 | 6205 | Rate Constraint in lbs/MWh | FALSE | L | Annual | Qualifying Generation | TWh | 0 | 0 | 0 | 142.2674 | 168.1816 | 165.9127 | 161.7681
#NSPS State CO2 Constraint -OH | 80 | 6205 | Rate Constraint in lbs/MWh | FALSE | L | Annual | Constraint Shadow Price | US2011$/Ton | 0 | 0 | 0 | 0 | 24.7346 | 0 | 0
#NSPS State CO2 Constraint -OK | 81 | 6219 | Rate Constraint in lbs/MWh | FALSE | L | Annual | Seasons Included | Seasons |  |  |  | Winter, Summer | Winter, Summer | Winter, Summer | Winter, Summer
#NSPS State CO2 Constraint -OK | 81 | 6219 | Rate Constraint in lbs/MWh | FALSE | L | Annual | Standard | lb/MWh | 0 | 0 | 0 | 99999 | 99999 | 99999 | 99999
#NSPS State CO2 Constraint -OK | 81 | 6219 | Rate Constraint in lbs/MWh | FALSE | L | Annual | Emissions at Affected Plants CO2 | Thousand Tons | 0 | 0 | 0 | 38359.9725 | 30876.9795 | 31863.5765 | 30714.5535
#NSPS State CO2 Constraint -OK | 81 | 6219 | Rate Constraint in lbs/MWh | FALSE | L | Annual | Allowances Purchased CO2 | Thousand Tons | 0 | 0 | 0 | 0 | 0 | 0 | 0
#NSPS State CO2 Constraint -OK | 81 | 6219 | Rate Constraint in lbs/MWh | FALSE | L | Annual | Allowances Sold CO2 | Thousand Tons | 0 | 0 | 0 | 0 | 0 | 0 | 0
#NSPS State CO2 Constraint -OK | 81 | 6219 | Rate Constraint in lbs/MWh | FALSE | L | Annual | Allowances Banked | Thousand Tons | 0 | 0 | 0 | 0 | 0 | 0 | 0
#NSPS State CO2 Constraint -OK | 81 | 6219 | Rate Constraint in lbs/MWh | FALSE | L | Annual | Allowances Withdrawn (1:1) | Thousand Tons | 0 | 0 | 0 | 0 | 0 | 0 | 0
#NSPS State CO2 Constraint -OK | 81 | 6219 | Rate Constraint in lbs/MWh | FALSE | L | Annual | Allowances Withdrawn (n:1) | Thousand Tons | 0 | 0 | 0 | 0 | 0 | 0 | 0
#NSPS State CO2 Constraint -OK | 81 | 6219 | Rate Constraint in lbs/MWh | FALSE | L | Annual | Net Emissions Allowance Position | Thousand Tons | 0 | 0 | 0 | 38359.9725 | 30876.9795 | 31863.5765 | 30714.5535
#NSPS State CO2 Constraint -OK | 81 | 6219 | Rate Constraint in lbs/MWh | FALSE | L | Annual | Fuel Consumed | TBtu | 0 | 0 | 0 | 463.8778 | 412.5505 | 384.4047 | 367.5745
#NSPS State CO2 Constraint -OK | 81 | 6219 | Rate Constraint in lbs/MWh | FALSE | L | Annual | Rate | lb/MMBtu | 0 | 0 | 0 | 165.3883 | 149.6882 | 165.7814 | 167.1202
#NSPS State CO2 Constraint -OK | 81 | 6219 | Rate Constraint in lbs/MWh | FALSE | L | Annual | Generation | TWh | 0 | 0 | 0 | 61.2921 | 57.8126 | 59.6599 | 57.5085
#NSPS State CO2 Constraint -OK | 81 | 6219 | Rate Constraint in lbs/MWh | FALSE | L | Annual | Qualifying Generation | TWh | 0 | 0 | 0 | 61.2921 | 57.8126 | 59.6599 | 57.5085
#NSPS State CO2 Constraint -OK | 81 | 6219 | Rate Constraint in lbs/MWh | FALSE | L | Annual | Constraint Shadow Price | US2011$/Ton | 0 | 0 | 0 | 0 | 27.5658 | 0 | 0
#NSPS State CO2 Constraint -OR | 82 | 6202 | Rate Constraint in lbs/MWh | FALSE | L | Annual | Seasons Included | Seasons |  |  |  | Winter, Summer | Winter, Summer | Winter, Summer | Winter, Summer
#NSPS State CO2 Constraint -OR | 82 | 6202 | Rate Constraint in lbs/MWh | FALSE | L | Annual | Standard | lb/MWh | 0 | 0 | 0 | 99999 | 99999 | 99999 | 99999
#NSPS State CO2 Constraint -OR | 82 | 6202 | Rate Constraint in lbs/MWh | FALSE | L | Annual | Emissions at Affected Plants CO2 | Thousand Tons | 0 | 0 | 0 | 4080.129 | 4664.4995 | 5472.8383 | 5141.2075
#NSPS State CO2 Constraint -OR | 82 | 6202 | Rate Constraint in lbs/MWh | FALSE | L | Annual | Allowances Purchased CO2 | Thousand Tons | 0 | 0 | 0 | 0 | 0 | 0 | 0
#NSPS State CO2 Constraint -OR | 82 | 6202 | Rate Constraint in lbs/MWh | FALSE | L | Annual | Allowances Sold CO2 | Thousand Tons | 0 | 0 | 0 | 0 | 0 | 0 | 0
#NSPS State CO2 Constraint -OR | 82 | 6202 | Rate Constraint in lbs/MWh | FALSE | L | Annual | Allowances Banked | Thousand Tons | 0 | 0 | 0 | 0 | 0 | 0 | 0
#NSPS State CO2 Constraint -OR | 82 | 6202 | Rate Constraint in lbs/MWh | FALSE | L | Annual | Allowances Withdrawn (1:1) | Thousand Tons | 0 | 0 | 0 | 0 | 0 | 0 | 0
#NSPS State CO2 Constraint -OR | 82 | 6202 | Rate Constraint in lbs/MWh | FALSE | L | Annual | Allowances Withdrawn (n:1) | Thousand Tons | 0 | 0 | 0 | 0 | 0 | 0 | 0
#NSPS State CO2 Constraint -OR | 82 | 6202 | Rate Constraint in lbs/MWh | FALSE | L | Annual | Net Emissions Allowance Position | Thousand Tons | 0 | 0 | 0 | 4080.129 | 4664.4995 | 5472.8383 | 5141.2075
#NSPS State CO2 Constraint -OR | 82 | 6202 | Rate Constraint in lbs/MWh | FALSE | L | Annual | Fuel Consumed | TBtu | 0 | 0 | 0 | 69.6041 | 79.5865 | 92.7322 | 87.7298
#NSPS State CO2 Constraint -OR | 82 | 6202 | Rate Constraint in lbs/MWh | FALSE | L | Annual | Rate | lb/MMBtu | 0 | 0 | 0 | 117.2382 | 117.2184 | 118.0353 | 117.2055
#NSPS State CO2 Constraint -OR | 82 | 6202 | Rate Constraint in lbs/MWh | FALSE | L | Annual | Generation | TWh | 0 | 0 | 0 | 11.3949 | 12.5347 | 29.8504 | 29.4939
#NSPS State CO2 Constraint -OR | 82 | 6202 | Rate Constraint in lbs/MWh | FALSE | L | Annual | Qualifying Generation | TWh | 0 | 0 | 0 | 11.3949 | 12.5347 | 29.8504 | 29.4939
#NSPS State CO2 Constraint -OR | 82 | 6202 | Rate Constraint in lbs/MWh | FALSE | L | Annual | Constraint Shadow Price | US2011$/Ton | 0 | 0 | 0 | 0 | 0 | 0 | 0
#NSPS State CO2 Constraint -PA | 83 | 6196 | Rate Constraint in lbs/MWh | FALSE | L | Annual | Seasons Included | Seasons |  |  |  | Winter, Summer | Winter, Summer | Winter, Summer | Winter, Summer
#NSPS State CO2 Constraint -PA | 83 | 6196 | Rate Constraint in lbs/MWh | FALSE | L | Annual | Standard | lb/MWh | 0 | 0 | 0 | 99999 | 99999 | 99999 | 99999
#NSPS State CO2 Constraint -PA | 83 | 6196 | Rate Constraint in lbs/MWh | FALSE | L | Annual | Emissions at Affected Plants CO2 | Thousand Tons | 0 | 0 | 0 | 85541.344 | 79883.1003 | 81687.1226 | 80654.7734
#NSPS State CO2 Constraint -PA | 83 | 6196 | Rate Constraint in lbs/MWh | FALSE | L | Annual | Allowances Purchased CO2 | Thousand Tons | 0 | 0 | 0 | 0 | 0 | 0 | 0
#NSPS State CO2 Constraint -PA | 83 | 6196 | Rate Constraint in lbs/MWh | FALSE | L | Annual | Allowances Sold CO2 | Thousand Tons | 0 | 0 | 0 | 0 | 0 | 0 | 0
#NSPS State CO2 Constraint -PA | 83 | 6196 | Rate Constraint in lbs/MWh | FALSE | L | Annual | Allowances Banked | Thousand Tons | 0 | 0 | 0 | 0 | 0 | 0 | 0
#NSPS State CO2 Constraint -PA | 83 | 6196 | Rate Constraint in lbs/MWh | FALSE | L | Annual | Allowances Withdrawn (1:1) | Thousand Tons | 0 | 0 | 0 | 0 | 0 | 0 | 0
#NSPS State CO2 Constraint -PA | 83 | 6196 | Rate Constraint in lbs/MWh | FALSE | L | Annual | Allowances Withdrawn (n:1) | Thousand Tons | 0 | 0 | 0 | 0 | 0 | 0 | 0
#NSPS State CO2 Constraint -PA | 83 | 6196 | Rate Constraint in lbs/MWh | FALSE | L | Annual | Net Emissions Allowance Position | Thousand Tons | 0 | 0 | 0 | 85541.344 | 79883.1003 | 81687.1226 | 80654.7734
#NSPS State CO2 Constraint -PA | 83 | 6196 | Rate Constraint in lbs/MWh | FALSE | L | Annual | Fuel Consumed | TBtu | 0 | 0 | 0 | 1019.3523 | 977.0151 | 971.3962 | 964.4381
#NSPS State CO2 Constraint -PA | 83 | 6196 | Rate Constraint in lbs/MWh | FALSE | L | Annual | Rate | lb/MMBtu | 0 | 0 | 0 | 167.8347 | 163.5248 | 168.185 | 167.2575
#NSPS State CO2 Constraint -PA | 83 | 6196 | Rate Constraint in lbs/MWh | FALSE | L | Annual | Generation | TWh | 0 | 0 | 0 | 132.9243 | 145.8874 | 149.182 | 166.7101
#NSPS State CO2 Constraint -PA | 83 | 6196 | Rate Constraint in lbs/MWh | FALSE | L | Annual | Qualifying Generation | TWh | 0 | 0 | 0 | 132.9243 | 145.8874 | 149.182 | 166.7101
#NSPS State CO2 Constraint -PA | 83 | 6196 | Rate Constraint in lbs/MWh | FALSE | L | Annual | Constraint Shadow Price | US2011$/Ton | 0 | 0 | 0 | 0 | 26.8873 | 0 | 0
#NSPS State CO2 Constraint -RI | 87 | 6226 | Rate Constraint in lbs/MWh | FALSE | L | Annual | Seasons Included | Seasons |  |  |  | Winter, Summer | Winter, Summer | Winter, Summer | Winter, Summer
#NSPS State CO2 Constraint -RI | 87 | 6226 | Rate Constraint in lbs/MWh | FALSE | L | Annual | Standard | lb/MWh | 0 | 0 | 0 | 99999 | 99999 | 99999 | 99999
#NSPS State CO2 Constraint -RI | 87 | 6226 | Rate Constraint in lbs/MWh | FALSE | L | Annual | Emissions at Affected Plants CO2 | Thousand Tons | 0 | 0 | 0 | 2796.8156 | 2141.7121 | 3037.3154 | 3037.3153
#NSPS State CO2 Constraint -RI | 87 | 6226 | Rate Constraint in lbs/MWh | FALSE | L | Annual | Allowances Purchased CO2 | Thousand Tons | 0 | 0 | 0 | 0 | 0 | 0 | 0
#NSPS State CO2 Constraint -RI | 87 | 6226 | Rate Constraint in lbs/MWh | FALSE | L | Annual | Allowances Sold CO2 | Thousand Tons | 0 | 0 | 0 | 0 | 0 | 0 | 0
#NSPS State CO2 Constraint -RI | 87 | 6226 | Rate Constraint in lbs/MWh | FALSE | L | Annual | Allowances Banked | Thousand Tons | 0 | 0 | 0 | 0 | 0 | 0 | 0
#NSPS State CO2 Constraint -RI | 87 | 6226 | Rate Constraint in lbs/MWh | FALSE | L | Annual | Allowances Withdrawn (1:1) | Thousand Tons | 0 | 0 | 0 | 0 | 0 | 0 | 0
#NSPS State CO2 Constraint -RI | 87 | 6226 | Rate Constraint in lbs/MWh | FALSE | L | Annual | Allowances Withdrawn (n:1) | Thousand Tons | 0 | 0 | 0 | 0 | 0 | 0 | 0
#NSPS State CO2 Constraint -RI | 87 | 6226 | Rate Constraint in lbs/MWh | FALSE | L | Annual | Net Emissions Allowance Position | Thousand Tons | 0 | 0 | 0 | 2796.8156 | 2141.7121 | 3037.3154 | 3037.3153
#NSPS State CO2 Constraint -RI | 87 | 6226 | Rate Constraint in lbs/MWh | FALSE | L | Annual | Fuel Consumed | TBtu | 0 | 0 | 0 | 50.0934 | 38.9027 | 54.2017 | 54.2017
#NSPS State CO2 Constraint -RI | 87 | 6226 | Rate Constraint in lbs/MWh | FALSE | L | Annual | Rate | lb/MMBtu | 0 | 0 | 0 | 111.664 | 110.106 | 112.0745 | 112.0745
#NSPS State CO2 Constraint -RI | 87 | 6226 | Rate Constraint in lbs/MWh | FALSE | L | Annual | Generation | TWh | 0 | 0 | 0 | 7.4918 | 5.5572 | 9.3342 | 10.8422
#NSPS State CO2 Constraint -RI | 87 | 6226 | Rate Constraint in lbs/MWh | FALSE | L | Annual | Qualifying Generation | TWh | 0 | 0 | 0 | 7.4918 | 5.5572 | 9.3342 | 10.8422
#NSPS State CO2 Constraint -RI | 87 | 6226 | Rate Constraint in lbs/MWh | FALSE | L | Annual | Constraint Shadow Price | US2011$/Ton | 0 | 0 | 0 | 0 | 38.2016 | 0 | 0
#NSPS State CO2 Constraint -SC | 88 | 6213 | Rate Constraint in lbs/MWh | FALSE | L | Annual | Seasons Included | Seasons |  |  |  | Winter, Summer | Winter, Summer | Winter, Summer | Winter, Summer
#NSPS State CO2 Constraint -SC | 88 | 6213 | Rate Constraint in lbs/MWh | FALSE | L | Annual | Standard | lb/MWh | 0 | 0 | 0 | 99999 | 99999 | 99999 | 99999
#NSPS State CO2 Constraint -SC | 88 | 6213 | Rate Constraint in lbs/MWh | FALSE | L | Annual | Emissions at Affected Plants CO2 | Thousand Tons | 0 | 0 | 0 | 30053.3651 | 29886.5421 | 21011.4501 | 21011.4501
#NSPS State CO2 Constraint -SC | 88 | 6213 | Rate Constraint in lbs/MWh | FALSE | L | Annual | Allowances Purchased CO2 | Thousand Tons | 0 | 0 | 0 | 0 | 0 | 0 | 0
#NSPS State CO2 Constraint -SC | 88 | 6213 | Rate Constraint in lbs/MWh | FALSE | L | Annual | Allowances Sold CO2 | Thousand Tons | 0 | 0 | 0 | 0 | 0 | 0 | 0
#NSPS State CO2 Constraint -SC | 88 | 6213 | Rate Constraint in lbs/MWh | FALSE | L | Annual | Allowances Banked | Thousand Tons | 0 | 0 | 0 | 0 | 0 | 0 | 0
#NSPS State CO2 Constraint -SC | 88 | 6213 | Rate Constraint in lbs/MWh | FALSE | L | Annual | Allowances Withdrawn (1:1) | Thousand Tons | 0 | 0 | 0 | 0 | 0 | 0 | 0
#NSPS State CO2 Constraint -SC | 88 | 6213 | Rate Constraint in lbs/MWh | FALSE | L | Annual | Allowances Withdrawn (n:1) | Thousand Tons | 0 | 0 | 0 | 0 | 0 | 0 | 0
#NSPS State CO2 Constraint -SC | 88 | 6213 | Rate Constraint in lbs/MWh | FALSE | L | Annual | Net Emissions Allowance Position | Thousand Tons | 0 | 0 | 0 | 30053.3651 | 29886.5421 | 21011.4501 | 21011.4501
#NSPS State CO2 Constraint -SC | 88 | 6213 | Rate Constraint in lbs/MWh | FALSE | L | Annual | Fuel Consumed | TBtu | 0 | 0 | 0 | 499.1133 | 493.9683 | 404.1663 | 404.1663
#NSPS State CO2 Constraint -SC | 88 | 6213 | Rate Constraint in lbs/MWh | FALSE | L | Annual | Rate | lb/MMBtu | 0 | 0 | 0 | 120.427 | 121.0059 | 103.9743 | 103.9743
#NSPS State CO2 Constraint -SC | 88 | 6213 | Rate Constraint in lbs/MWh | FALSE | L | Annual | Generation | TWh | 0 | 0 | 0 | 52.4721 | 51.7221 | 42.424 | 42.424
#NSPS State CO2 Constraint -SC | 88 | 6213 | Rate Constraint in lbs/MWh | FALSE | L | Annual | Qualifying Generation | TWh | 0 | 0 | 0 | 52.4721 | 51.7221 | 42.424 | 42.424
#NSPS State CO2 Constraint -SC | 88 | 6213 | Rate Constraint in lbs/MWh | FALSE | L | Annual | Constraint Shadow Price | US2011$/Ton | 0 | 0 | 0 | 0 | 11.4416 | 0 | 0
#NSPS State CO2 Constraint -SD | 89 | 6222 | Rate Constraint in lbs/MWh | FALSE | L | Annual | Seasons Included | Seasons |  |  |  | Winter, Summer | Winter, Summer | Winter, Summer | Winter, Summer
#NSPS State CO2 Constraint -SD | 89 | 6222 | Rate Constraint in lbs/MWh | FALSE | L | Annual | Standard | lb/MWh | 0 | 0 | 0 | 99999 | 99999 | 99999 | 99999
#NSPS State CO2 Constraint -SD | 89 | 6222 | Rate Constraint in lbs/MWh | FALSE | L | Annual | Emissions at Affected Plants CO2 | Thousand Tons | 0 | 0 | 0 | 1705.0895 | 1704.2599 | 1704.081 | 1669.5871
#NSPS State CO2 Constraint -SD | 89 | 6222 | Rate Constraint in lbs/MWh | FALSE | L | Annual | Allowances Purchased CO2 | Thousand Tons | 0 | 0 | 0 | 0 | 0 | 0 | 0
#NSPS State CO2 Constraint -SD | 89 | 6222 | Rate Constraint in lbs/MWh | FALSE | L | Annual | Allowances Sold CO2 | Thousand Tons | 0 | 0 | 0 | 0 | 0 | 0 | 0
#NSPS State CO2 Constraint -SD | 89 | 6222 | Rate Constraint in lbs/MWh | FALSE | L | Annual | Allowances Banked | Thousand Tons | 0 | 0 | 0 | 0 | 0 | 0 | 0
#NSPS State CO2 Constraint -SD | 89 | 6222 | Rate Constraint in lbs/MWh | FALSE | L | Annual | Allowances Withdrawn (1:1) | Thousand Tons | 0 | 0 | 0 | 0 | 0 | 0 | 0
#NSPS State CO2 Constraint -SD | 89 | 6222 | Rate Constraint in lbs/MWh | FALSE | L | Annual | Allowances Withdrawn (n:1) | Thousand Tons | 0 | 0 | 0 | 0 | 0 | 0 | 0
#NSPS State CO2 Constraint -SD | 89 | 6222 | Rate Constraint in lbs/MWh | FALSE | L | Annual | Net Emissions Allowance Position | Thousand Tons | 0 | 0 | 0 | 1705.0895 | 1704.2599 | 1704.081 | 1669.5871
#NSPS State CO2 Constraint -SD | 89 | 6222 | Rate Constraint in lbs/MWh | FALSE | L | Annual | Fuel Consumed | TBtu | 0 | 0 | 0 | 22.929 | 22.9339 | 22.9349 | 22.487
#NSPS State CO2 Constraint -SD | 89 | 6222 | Rate Constraint in lbs/MWh | FALSE | L | Annual | Rate | lb/MMBtu | 0 | 0 | 0 | 148.7276 | 148.6238 | 148.6014 | 148.4935
#NSPS State CO2 Constraint -SD | 89 | 6222 | Rate Constraint in lbs/MWh | FALSE | L | Annual | Generation | TWh | 0 | 0 | 0 | 3.4214 | 2.9227 | 4.5447 | 3.9725
#NSPS State CO2 Constraint -SD | 89 | 6222 | Rate Constraint in lbs/MWh | FALSE | L | Annual | Qualifying Generation | TWh | 0 | 0 | 0 | 3.4214 | 2.9227 | 4.5447 | 3.9725
#NSPS State CO2 Constraint -SD | 89 | 6222 | Rate Constraint in lbs/MWh | FALSE | L | Annual | Constraint Shadow Price | US2011$/Ton | 0 | 0 | 0 | 0 | 18.9493 | 0 | 0
#NSPS State CO2 Constraint -TN | 90 | 6212 | Rate Constraint in lbs/MWh | FALSE | L | Annual | Seasons Included | Seasons |  |  |  | Winter, Summer | Winter, Summer | Winter, Summer | Winter, Summer
#NSPS State CO2 Constraint -TN | 90 | 6212 | Rate Constraint in lbs/MWh | FALSE | L | Annual | Standard | lb/MWh | 0 | 0 | 0 | 99999 | 99999 | 99999 | 99999
#NSPS State CO2 Constraint -TN | 90 | 6212 | Rate Constraint in lbs/MWh | FALSE | L | Annual | Emissions at Affected Plants CO2 | Thousand Tons | 0 | 0 | 0 | 36327.1809 | 36260.1963 | 35859.4022 | 35859.4022
#NSPS State CO2 Constraint -TN | 90 | 6212 | Rate Constraint in lbs/MWh | FALSE | L | Annual | Allowances Purchased CO2 | Thousand Tons | 0 | 0 | 0 | 0 | 0 | 0 | 0
#NSPS State CO2 Constraint -TN | 90 | 6212 | Rate Constraint in lbs/MWh | FALSE | L | Annual | Allowances Sold CO2 | Thousand Tons | 0 | 0 | 0 | 0 | 0 | 0 | 0
#NSPS State CO2 Constraint -TN | 90 | 6212 | Rate Constraint in lbs/MWh | FALSE | L | Annual | Allowances Banked | Thousand Tons | 0 | 0 | 0 | 0 | 0 | 0 | 0
#NSPS State CO2 Constraint -TN | 90 | 6212 | Rate Constraint in lbs/MWh | FALSE | L | Annual | Allowances Withdrawn (1:1) | Thousand Tons | 0 | 0 | 0 | 0 | 0 | 0 | 0
#NSPS State CO2 Constraint -TN | 90 | 6212 | Rate Constraint in lbs/MWh | FALSE | L | Annual | Allowances Withdrawn (n:1) | Thousand Tons | 0 | 0 | 0 | 0 | 0 | 0 | 0
#NSPS State CO2 Constraint -TN | 90 | 6212 | Rate Constraint in lbs/MWh | FALSE | L | Annual | Net Emissions Allowance Position | Thousand Tons | 0 | 0 | 0 | 36327.1809 | 36260.1963 | 35859.4022 | 35859.4022
#NSPS State CO2 Constraint -TN | 90 | 6212 | Rate Constraint in lbs/MWh | FALSE | L | Annual | Fuel Consumed | TBtu | 0 | 0 | 0 | 473.8533 | 473.1518 | 466.7133 | 466.7133
#NSPS State CO2 Constraint -TN | 90 | 6212 | Rate Constraint in lbs/MWh | FALSE | L | Annual | Rate | lb/MMBtu | 0 | 0 | 0 | 153.3267 | 153.2709 | 153.6678 | 153.6678
#NSPS State CO2 Constraint -TN | 90 | 6212 | Rate Constraint in lbs/MWh | FALSE | L | Annual | Generation | TWh | 0 | 0 | 0 | 56.0354 | 59.8787 | 59.2168 | 59.2168
#NSPS State CO2 Constraint -TN | 90 | 6212 | Rate Constraint in lbs/MWh | FALSE | L | Annual | Qualifying Generation | TWh | 0 | 0 | 0 | 56.0354 | 59.8787 | 59.2168 | 59.2168
#NSPS State CO2 Constraint -TN | 90 | 6212 | Rate Constraint in lbs/MWh | FALSE | L | Annual | Constraint Shadow Price | US2011$/Ton | 0 | 0 | 0 | 0 | 24.3124 | 0 | 0
#NSPS State CO2 Constraint -TX | 91 | 6192 | Rate Constraint in lbs/MWh | FALSE | L | Annual | Seasons Included | Seasons |  |  |  | Winter, Summer | Winter, Summer | Winter, Summer | Winter, Summer
#NSPS State CO2 Constraint -TX | 91 | 6192 | Rate Constraint in lbs/MWh | FALSE | L | Annual | Standard | lb/MWh | 0 | 0 | 0 | 99999 | 99999 | 99999 | 99999
#NSPS State CO2 Constraint -TX | 91 | 6192 | Rate Constraint in lbs/MWh | FALSE | L | Annual | Emissions at Affected Plants CO2 | Thousand Tons | 0 | 0 | 0 | 191566.3072 | 175989.9963 | 179195.1031 | 178327.8474
#NSPS State CO2 Constraint -TX | 91 | 6192 | Rate Constraint in lbs/MWh | FALSE | L | Annual | Allowances Purchased CO2 | Thousand Tons | 0 | 0 | 0 | 0 | 0 | 0 | 0
#NSPS State CO2 Constraint -TX | 91 | 6192 | Rate Constraint in lbs/MWh | FALSE | L | Annual | Allowances Sold CO2 | Thousand Tons | 0 | 0 | 0 | 0 | 0 | 0 | 0
#NSPS State CO2 Constraint -TX | 91 | 6192 | Rate Constraint in lbs/MWh | FALSE | L | Annual | Allowances Banked | Thousand Tons | 0 | 0 | 0 | 0 | 0 | 0 | 0
#NSPS State CO2 Constraint -TX | 91 | 6192 | Rate Constraint in lbs/MWh | FALSE | L | Annual | Allowances Withdrawn (1:1) | Thousand Tons | 0 | 0 | 0 | 0 | 0 | 0 | 0
#NSPS State CO2 Constraint -TX | 91 | 6192 | Rate Constraint in lbs/MWh | FALSE | L | Annual | Allowances Withdrawn (n:1) | Thousand Tons | 0 | 0 | 0 | 0 | 0 | 0 | 0
#NSPS State CO2 Constraint -TX | 91 | 6192 | Rate Constraint in lbs/MWh | FALSE | L | Annual | Net Emissions Allowance Position | Thousand Tons | 0 | 0 | 0 | 191566.3072 | 175989.9963 | 179195.1031 | 178327.8474
#NSPS State CO2 Constraint -TX | 91 | 6192 | Rate Constraint in lbs/MWh | FALSE | L | Annual | Fuel Consumed | TBtu | 0 | 0 | 0 | 2303.1148 | 2064.1714 | 1965.4557 | 1930.8713
#NSPS State CO2 Constraint -TX | 91 | 6192 | Rate Constraint in lbs/MWh | FALSE | L | Annual | Rate | lb/MMBtu | 0 | 0 | 0 | 166.3541 | 170.5188 | 182.3446 | 184.7123
#NSPS State CO2 Constraint -TX | 91 | 6192 | Rate Constraint in lbs/MWh | FALSE | L | Annual | Generation | TWh | 0 | 0 | 0 | 314.9069 | 337.9722 | 374.832 | 381.1978
#NSPS State CO2 Constraint -TX | 91 | 6192 | Rate Constraint in lbs/MWh | FALSE | L | Annual | Qualifying Generation | TWh | 0 | 0 | 0 | 314.9069 | 337.9722 | 374.832 | 381.1978
#NSPS State CO2 Constraint -TX | 91 | 6192 | Rate Constraint in lbs/MWh | FALSE | L | Annual | Constraint Shadow Price | US2011$/Ton | 0 | 0 | 0 | 10.8198 | 22.0094 | 0 | 0
#NSPS State CO2 Constraint -UT | 92 | 6228 | Rate Constraint in lbs/MWh | FALSE | L | Annual | Seasons Included | Seasons |  |  |  | Winter, Summer | Winter, Summer | Winter, Summer | Winter, Summer
#NSPS State CO2 Constraint -UT | 92 | 6228 | Rate Constraint in lbs/MWh | FALSE | L | Annual | Standard | lb/MWh | 0 | 0 | 0 | 99999 | 99999 | 99999 | 99999
#NSPS State CO2 Constraint -UT | 92 | 6228 | Rate Constraint in lbs/MWh | FALSE | L | Annual | Emissions at Affected Plants CO2 | Thousand Tons | 0 | 0 | 0 | 37048.0709 | 37218.4938 | 37392.0873 | 37300.457
#NSPS State CO2 Constraint -UT | 92 | 6228 | Rate Constraint in lbs/MWh | FALSE | L | Annual | Allowances Purchased CO2 | Thousand Tons | 0 | 0 | 0 | 0 | 0 | 0 | 0
#NSPS State CO2 Constraint -UT | 92 | 6228 | Rate Constraint in lbs/MWh | FALSE | L | Annual | Allowances Sold CO2 | Thousand Tons | 0 | 0 | 0 | 0 | 0 | 0 | 0
#NSPS State CO2 Constraint -UT | 92 | 6228 | Rate Constraint in lbs/MWh | FALSE | L | Annual | Allowances Banked | Thousand Tons | 0 | 0 | 0 | 0 | 0 | 0 | 0
#NSPS State CO2 Constraint -UT | 92 | 6228 | Rate Constraint in lbs/MWh | FALSE | L | Annual | Allowances Withdrawn (1:1) | Thousand Tons | 0 | 0 | 0 | 0 | 0 | 0 | 0
#NSPS State CO2 Constraint -UT | 92 | 6228 | Rate Constraint in lbs/MWh | FALSE | L | Annual | Allowances Withdrawn (n:1) | Thousand Tons | 0 | 0 | 0 | 0 | 0 | 0 | 0
#NSPS State CO2 Constraint -UT | 92 | 6228 | Rate Constraint in lbs/MWh | FALSE | L | Annual | Net Emissions Allowance Position | Thousand Tons | 0 | 0 | 0 | 37048.0709 | 37218.4938 | 37392.0873 | 37300.457
#NSPS State CO2 Constraint -UT | 92 | 6228 | Rate Constraint in lbs/MWh | FALSE | L | Annual | Fuel Consumed | TBtu | 0 | 0 | 0 | 388.8453 | 408.7376 | 406.611 | 403.0544
#NSPS State CO2 Constraint -UT | 92 | 6228 | Rate Constraint in lbs/MWh | FALSE | L | Annual | Rate | lb/MMBtu | 0 | 0 | 0 | 190.5543 | 182.1144 | 183.9207 | 185.089
#NSPS State CO2 Constraint -UT | 92 | 6228 | Rate Constraint in lbs/MWh | FALSE | L | Annual | Generation | TWh | 0 | 0 | 0 | 52.6526 | 62.7892 | 63.0837 | 62.9282
#NSPS State CO2 Constraint -UT | 92 | 6228 | Rate Constraint in lbs/MWh | FALSE | L | Annual | Qualifying Generation | TWh | 0 | 0 | 0 | 52.6526 | 62.7892 | 63.0837 | 62.9282
#NSPS State CO2 Constraint -UT | 92 | 6228 | Rate Constraint in lbs/MWh | FALSE | L | Annual | Constraint Shadow Price | US2011$/Ton | 0 | 0 | 0 | 0 | 23.5323 | 0 | 0
#NSPS State CO2 Constraint -VA | 93 | 6215 | Rate Constraint in lbs/MWh | FALSE | L | Annual | Seasons Included | Seasons |  |  |  | Winter, Summer | Winter, Summer | Winter, Summer | Winter, Summer
#NSPS State CO2 Constraint -VA | 93 | 6215 | Rate Constraint in lbs/MWh | FALSE | L | Annual | Standard | lb/MWh | 0 | 0 | 0 | 99999 | 99999 | 99999 | 99999
#NSPS State CO2 Constraint -VA | 93 | 6215 | Rate Constraint in lbs/MWh | FALSE | L | Annual | Emissions at Affected Plants CO2 | Thousand Tons | 0 | 0 | 0 | 21025.5078 | 19883.155 | 18002.0741 | 15080.409
#NSPS State CO2 Constraint -VA | 93 | 6215 | Rate Constraint in lbs/MWh | FALSE | L | Annual | Allowances Purchased CO2 | Thousand Tons | 0 | 0 | 0 | 0 | 0 | 0 | 0
#NSPS State CO2 Constraint -VA | 93 | 6215 | Rate Constraint in lbs/MWh | FALSE | L | Annual | Allowances Sold CO2 | Thousand Tons | 0 | 0 | 0 | 0 | 0 | 0 | 0
#NSPS State CO2 Constraint -VA | 93 | 6215 | Rate Constraint in lbs/MWh | FALSE | L | Annual | Allowances Banked | Thousand Tons | 0 | 0 | 0 | 0 | 0 | 0 | 0
#NSPS State CO2 Constraint -VA | 93 | 6215 | Rate Constraint in lbs/MWh | FALSE | L | Annual | Allowances Withdrawn (1:1) | Thousand Tons | 0 | 0 | 0 | 0 | 0 | 0 | 0
#NSPS State CO2 Constraint -VA | 93 | 6215 | Rate Constraint in lbs/MWh | FALSE | L | Annual | Allowances Withdrawn (n:1) | Thousand Tons | 0 | 0 | 0 | 0 | 0 | 0 | 0
#NSPS State CO2 Constraint -VA | 93 | 6215 | Rate Constraint in lbs/MWh | FALSE | L | Annual | Net Emissions Allowance Position | Thousand Tons | 0 | 0 | 0 | 21025.5078 | 19883.155 | 18002.0741 | 15080.409
#NSPS State CO2 Constraint -VA | 93 | 6215 | Rate Constraint in lbs/MWh | FALSE | L | Annual | Fuel Consumed | TBtu | 0 | 0 | 0 | 330.7247 | 305.527 | 284.4051 | 245.2699
#NSPS State CO2 Constraint -VA | 93 | 6215 | Rate Constraint in lbs/MWh | FALSE | L | Annual | Rate | lb/MMBtu | 0 | 0 | 0 | 127.1481 | 130.1565 | 126.5946 | 122.9699
#NSPS State CO2 Constraint -VA | 93 | 6215 | Rate Constraint in lbs/MWh | FALSE | L | Annual | Generation | TWh | 0 | 0 | 0 | 47.0188 | 42.5596 | 44.8605 | 57.9024
#NSPS State CO2 Constraint -VA | 93 | 6215 | Rate Constraint in lbs/MWh | FALSE | L | Annual | Qualifying Generation | TWh | 0 | 0 | 0 | 47.0188 | 42.5596 | 44.8605 | 57.9024
#NSPS State CO2 Constraint -VA | 93 | 6215 | Rate Constraint in lbs/MWh | FALSE | L | Annual | Constraint Shadow Price | US2011$/Ton | 0 | 0 | 0 | 0 | 14.2758 | 0 | 0
#NSPS State CO2 Constraint -WA | 94 | 6203 | Rate Constraint in lbs/MWh | FALSE | L | Annual | Seasons Included | Seasons |  |  |  | Winter, Summer | Winter, Summer | Winter, Summer | Winter, Summer
#NSPS State CO2 Constraint -WA | 94 | 6203 | Rate Constraint in lbs/MWh | FALSE | L | Annual | Standard | lb/MWh | 0 | 0 | 0 | 99999 | 99999 | 99999 | 99999
#NSPS State CO2 Constraint -WA | 94 | 6203 | Rate Constraint in lbs/MWh | FALSE | L | Annual | Emissions at Affected Plants CO2 | Thousand Tons | 0 | 0 | 0 | 3909.3335 | 4330.2043 | 4330.2043 | 5003.393
#NSPS State CO2 Constraint -WA | 94 | 6203 | Rate Constraint in lbs/MWh | FALSE | L | Annual | Allowances Purchased CO2 | Thousand Tons | 0 | 0 | 0 | 0 | 0 | 0 | 0
#NSPS State CO2 Constraint -WA | 94 | 6203 | Rate Constraint in lbs/MWh | FALSE | L | Annual | Allowances Sold CO2 | Thousand Tons | 0 | 0 | 0 | 0 | 0 | 0 | 0
#NSPS State CO2 Constraint -WA | 94 | 6203 | Rate Constraint in lbs/MWh | FALSE | L | Annual | Allowances Banked | Thousand Tons | 0 | 0 | 0 | 0 | 0 | 0 | 0
#NSPS State CO2 Constraint -WA | 94 | 6203 | Rate Constraint in lbs/MWh | FALSE | L | Annual | Allowances Withdrawn (1:1) | Thousand Tons | 0 | 0 | 0 | 0 | 0 | 0 | 0
#NSPS State CO2 Constraint -WA | 94 | 6203 | Rate Constraint in lbs/MWh | FALSE | L | Annual | Allowances Withdrawn (n:1) | Thousand Tons | 0 | 0 | 0 | 0 | 0 | 0 | 0
#NSPS State CO2 Constraint -WA | 94 | 6203 | Rate Constraint in lbs/MWh | FALSE | L | Annual | Net Emissions Allowance Position | Thousand Tons | 0 | 0 | 0 | 3909.3335 | 4330.2043 | 4330.2043 | 5003.393
#NSPS State CO2 Constraint -WA | 94 | 6203 | Rate Constraint in lbs/MWh | FALSE | L | Annual | Fuel Consumed | TBtu | 0 | 0 | 0 | 57.0171 | 62.6018 | 62.6018 | 74.1015
#NSPS State CO2 Constraint -WA | 94 | 6203 | Rate Constraint in lbs/MWh | FALSE | L | Annual | Rate | lb/MMBtu | 0 | 0 | 0 | 137.1286 | 138.3411 | 138.3411 | 135.0416
#NSPS State CO2 Constraint -WA | 94 | 6203 | Rate Constraint in lbs/MWh | FALSE | L | Annual | Generation | TWh | 0 | 0 | 0 | 9.4861 | 10.3275 | 21.3157 | 23.6995
#NSPS State CO2 Constraint -WA | 94 | 6203 | Rate Constraint in lbs/MWh | FALSE | L | Annual | Qualifying Generation | TWh | 0 | 0 | 0 | 9.4861 | 10.3275 | 21.3157 | 23.6995
#NSPS State CO2 Constraint -WA | 94 | 6203 | Rate Constraint in lbs/MWh | FALSE | L | Annual | Constraint Shadow Price | US2011$/Ton | 0 | 0 | 0 | 0 | 0 | 0 | 0
#NSPS State CO2 Constraint -WI | 95 | 6216 | Rate Constraint in lbs/MWh | FALSE | L | Annual | Seasons Included | Seasons |  |  |  | Winter, Summer | Winter, Summer | Winter, Summer | Winter, Summer
#NSPS State CO2 Constraint -WI | 95 | 6216 | Rate Constraint in lbs/MWh | FALSE | L | Annual | Standard | lb/MWh | 0 | 0 | 0 | 99999 | 99999 | 99999 | 99999
#NSPS State CO2 Constraint -WI | 95 | 6216 | Rate Constraint in lbs/MWh | FALSE | L | Annual | Emissions at Affected Plants CO2 | Thousand Tons | 0 | 0 | 0 | 39512.7419 | 35667.2267 | 39482.1692 | 39210.2469
#NSPS State CO2 Constraint -WI | 95 | 6216 | Rate Constraint in lbs/MWh | FALSE | L | Annual | Allowances Purchased CO2 | Thousand Tons | 0 | 0 | 0 | 0 | 0 | 0 | 0
#NSPS State CO2 Constraint -WI | 95 | 6216 | Rate Constraint in lbs/MWh | FALSE | L | Annual | Allowances Sold CO2 | Thousand Tons | 0 | 0 | 0 | 0 | 0 | 0 | 0
#NSPS State CO2 Constraint -WI | 95 | 6216 | Rate Constraint in lbs/MWh | FALSE | L | Annual | Allowances Banked | Thousand Tons | 0 | 0 | 0 | 0 | 0 | 0 | 0
#NSPS State CO2 Constraint -WI | 95 | 6216 | Rate Constraint in lbs/MWh | FALSE | L | Annual | Allowances Withdrawn (1:1) | Thousand Tons | 0 | 0 | 0 | 0 | 0 | 0 | 0
#NSPS State CO2 Constraint -WI | 95 | 6216 | Rate Constraint in lbs/MWh | FALSE | L | Annual | Allowances Withdrawn (n:1) | Thousand Tons | 0 | 0 | 0 | 0 | 0 | 0 | 0
#NSPS State CO2 Constraint -WI | 95 | 6216 | Rate Constraint in lbs/MWh | FALSE | L | Annual | Net Emissions Allowance Position | Thousand Tons | 0 | 0 | 0 | 39512.7419 | 35667.2267 | 39482.1692 | 39210.2469
#NSPS State CO2 Constraint -WI | 95 | 6216 | Rate Constraint in lbs/MWh | FALSE | L | Annual | Fuel Consumed | TBtu | 0 | 0 | 0 | 400.9405 | 390.84 | 401.3218 | 399.1655
#NSPS State CO2 Constraint -WI | 95 | 6216 | Rate Constraint in lbs/MWh | FALSE | L | Annual | Rate | lb/MMBtu | 0 | 0 | 0 | 197.1003 | 182.5158 | 196.7606 | 196.4611
#NSPS State CO2 Constraint -WI | 95 | 6216 | Rate Constraint in lbs/MWh | FALSE | L | Annual | Generation | TWh | 0 | 0 | 0 | 56.7256 | 60.659 | 67.1471 | 66.6846
#NSPS State CO2 Constraint -WI | 95 | 6216 | Rate Constraint in lbs/MWh | FALSE | L | Annual | Qualifying Generation | TWh | 0 | 0 | 0 | 56.7256 | 60.659 | 67.1471 | 66.6846
#NSPS State CO2 Constraint -WI | 95 | 6216 | Rate Constraint in lbs/MWh | FALSE | L | Annual | Constraint Shadow Price | US2011$/Ton | 0 | 0 | 0 | 0 | 25.0386 | 0 | 0
#NSPS State CO2 Constraint -WV | 96 | 6234 | Rate Constraint in lbs/MWh | FALSE | L | Annual | Seasons Included | Seasons |  |  |  | Winter, Summer | Winter, Summer | Winter, Summer | Winter, Summer
#NSPS State CO2 Constraint -WV | 96 | 6234 | Rate Constraint in lbs/MWh | FALSE | L | Annual | Standard | lb/MWh | 0 | 0 | 0 | 99999 | 99999 | 99999 | 99999
#NSPS State CO2 Constraint -WV | 96 | 6234 | Rate Constraint in lbs/MWh | FALSE | L | Annual | Emissions at Affected Plants CO2 | Thousand Tons | 0 | 0 | 0 | 79502.0268 | 78958.8016 | 78394.6619 | 75580.2884
#NSPS State CO2 Constraint -WV | 96 | 6234 | Rate Constraint in lbs/MWh | FALSE | L | Annual | Allowances Purchased CO2 | Thousand Tons | 0 | 0 | 0 | 0 | 0 | 0 | 0
#NSPS State CO2 Constraint -WV | 96 | 6234 | Rate Constraint in lbs/MWh | FALSE | L | Annual | Allowances Sold CO2 | Thousand Tons | 0 | 0 | 0 | 0 | 0 | 0 | 0
#NSPS State CO2 Constraint -WV | 96 | 6234 | Rate Constraint in lbs/MWh | FALSE | L | Annual | Allowances Banked | Thousand Tons | 0 | 0 | 0 | 0 | 0 | 0 | 0
#NSPS State CO2 Constraint -WV | 96 | 6234 | Rate Constraint in lbs/MWh | FALSE | L | Annual | Allowances Withdrawn (1:1) | Thousand Tons | 0 | 0 | 0 | 0 | 0 | 0 | 0
#NSPS State CO2 Constraint -WV | 96 | 6234 | Rate Constraint in lbs/MWh | FALSE | L | Annual | Allowances Withdrawn (n:1) | Thousand Tons | 0 | 0 | 0 | 0 | 0 | 0 | 0
#NSPS State CO2 Constraint -WV | 96 | 6234 | Rate Constraint in lbs/MWh | FALSE | L | Annual | Net Emissions Allowance Position | Thousand Tons | 0 | 0 | 0 | 79502.0268 | 78958.8016 | 78394.6619 | 75580.2884
#NSPS State CO2 Constraint -WV | 96 | 6234 | Rate Constraint in lbs/MWh | FALSE | L | Annual | Fuel Consumed | TBtu | 0 | 0 | 0 | 777.0439 | 772.1305 | 767.2215 | 739.4227
#NSPS State CO2 Constraint -WV | 96 | 6234 | Rate Constraint in lbs/MWh | FALSE | L | Annual | Rate | lb/MMBtu | 0 | 0 | 0 | 204.6269 | 204.5219 | 204.3599 | 204.4305
#NSPS State CO2 Constraint -WV | 96 | 6234 | Rate Constraint in lbs/MWh | FALSE | L | Annual | Generation | TWh | 0 | 0 | 0 | 101.7687 | 121.0038 | 130.2928 | 115.8262
#NSPS State CO2 Constraint -WV | 96 | 6234 | Rate Constraint in lbs/MWh | FALSE | L | Annual | Qualifying Generation | TWh | 0 | 0 | 0 | 101.7687 | 121.0038 | 130.2928 | 115.8262
#NSPS State CO2 Constraint -WV | 96 | 6234 | Rate Constraint in lbs/MWh | FALSE | L | Annual | Constraint Shadow Price | US2011$/Ton | 0 | 0 | 0 | 0 | 22.5622 | 0 | 0
#NSPS State CO2 Constraint -WY | 97 | 6231 | Rate Constraint in lbs/MWh | FALSE | L | Annual | Seasons Included | Seasons |  |  |  | Winter, Summer | Winter, Summer | Winter, Summer | Winter, Summer
#NSPS State CO2 Constraint -WY | 97 | 6231 | Rate Constraint in lbs/MWh | FALSE | L | Annual | Standard | lb/MWh | 0 | 0 | 0 | 99999 | 99999 | 99999 | 99999
#NSPS State CO2 Constraint -WY | 97 | 6231 | Rate Constraint in lbs/MWh | FALSE | L | Annual | Emissions at Affected Plants CO2 | Thousand Tons | 0 | 0 | 0 | 31905.4419 | 30307.709 | 32059.1767 | 31891.155
#NSPS State CO2 Constraint -WY | 97 | 6231 | Rate Constraint in lbs/MWh | FALSE | L | Annual | Allowances Purchased CO2 | Thousand Tons | 0 | 0 | 0 | 0 | 0 | 0 | 0
#NSPS State CO2 Constraint -WY | 97 | 6231 | Rate Constraint in lbs/MWh | FALSE | L | Annual | Allowances Sold CO2 | Thousand Tons | 0 | 0 | 0 | 0 | 0 | 0 | 0
#NSPS State CO2 Constraint -WY | 97 | 6231 | Rate Constraint in lbs/MWh | FALSE | L | Annual | Allowances Banked | Thousand Tons | 0 | 0 | 0 | 0 | 0 | 0 | 0
#NSPS State CO2 Constraint -WY | 97 | 6231 | Rate Constraint in lbs/MWh | FALSE | L | Annual | Allowances Withdrawn (1:1) | Thousand Tons | 0 | 0 | 0 | 0 | 0 | 0 | 0
#NSPS State CO2 Constraint -WY | 97 | 6231 | Rate Constraint in lbs/MWh | FALSE | L | Annual | Allowances Withdrawn (n:1) | Thousand Tons | 0 | 0 | 0 | 0 | 0 | 0 | 0
#NSPS State CO2 Constraint -WY | 97 | 6231 | Rate Constraint in lbs/MWh | FALSE | L | Annual | Net Emissions Allowance Position | Thousand Tons | 0 | 0 | 0 | 31905.4419 | 30307.709 | 32059.1767 | 31891.155
#NSPS State CO2 Constraint -WY | 97 | 6231 | Rate Constraint in lbs/MWh | FALSE | L | Annual | Fuel Consumed | TBtu | 0 | 0 | 0 | 363.1537 | 349.739 | 365.7798 | 362.9096
#NSPS State CO2 Constraint -WY | 97 | 6231 | Rate Constraint in lbs/MWh | FALSE | L | Annual | Rate | lb/MMBtu | 0 | 0 | 0 | 175.7132 | 173.3161 | 175.2922 | 175.7526
#NSPS State CO2 Constraint -WY | 97 | 6231 | Rate Constraint in lbs/MWh | FALSE | L | Annual | Generation | TWh | 0 | 0 | 0 | 41.0056 | 46.6167 | 49.3107 | 49.0522
#NSPS State CO2 Constraint -WY | 97 | 6231 | Rate Constraint in lbs/MWh | FALSE | L | Annual | Qualifying Generation | TWh | 0 | 0 | 0 | 41.0056 | 46.6167 | 49.3107 | 49.0522
#NSPS State CO2 Constraint -WY | 97 | 6231 | Rate Constraint in lbs/MWh | FALSE | L | Annual | Constraint Shadow Price | US2011$/Ton | 0 | 0 | 0 | 0 | 21.3355 | 0 | 0
AES Cayuga MER Rate Limit v3.1 | 98 | 2036 | Rate Constraint in lbs/MMBtu | FALSE | L | Annual | Seasons Included | Seasons | Winter, Summer | Winter, Summer | Winter, Summer | Winter, Summer | Winter, Summer | Winter, Summer | Winter, Summer
AES Cayuga MER Rate Limit v3.1 | 98 | 2036 | Rate Constraint in lbs/MMBtu | FALSE | L | Annual | Standard | lb/MMBtu | 6e-07 | 6e-07 | 6e-07 | 6e-07 | 6e-07 | 6e-07 | 6e-07
AES Cayuga MER Rate Limit v3.1 | 98 | 2036 | Rate Constraint in lbs/MMBtu | FALSE | L | Annual | Emissions at Affected Plants MER | lbs | 0 | 0 | 0 | 0 | 0 | 0 | 0
AES Cayuga MER Rate Limit v3.1 | 98 | 2036 | Rate Constraint in lbs/MMBtu | FALSE | L | Annual | Allowances Purchased MER | lbs | 0 | 0 | 0 | 0 | 0 | 0 | 0
AES Cayuga MER Rate Limit v3.1 | 98 | 2036 | Rate Constraint in lbs/MMBtu | FALSE | L | Annual | Allowances Sold MER | lbs | 0 | 0 | 0 | 0 | 0 | 0 | 0
AES Cayuga MER Rate Limit v3.1 | 98 | 2036 | Rate Constraint in lbs/MMBtu | FALSE | L | Annual | Allowances Banked | lbs | 0 | 0 | 0 | 0 | 0 | 0 | 0
AES Cayuga MER Rate Limit v3.1 | 98 | 2036 | Rate Constraint in lbs/MMBtu | FALSE | L | Annual | Allowances Withdrawn (1:1) | lbs | 0 | 0 | 0 | 0 | 0 | 0 | 0
AES Cayuga MER Rate Limit v3.1 | 98 | 2036 | Rate Constraint in lbs/MMBtu | FALSE | L | Annual | Allowances Withdrawn (n:1) | lbs | 0 | 0 | 0 | 0 | 0 | 0 | 0
AES Cayuga MER Rate Limit v3.1 | 98 | 2036 | Rate Constraint in lbs/MMBtu | FALSE | L | Annual | Net Emissions Allowance Position | lbs | 0 | 0 | 0 | 0 | 0 | 0 | 0
AES Cayuga MER Rate Limit v3.1 | 98 | 2036 | Rate Constraint in lbs/MMBtu | FALSE | L | Annual | Fuel Consumed | TBtu | 0 | 0 | 0 | 0 | 0 | 0 | 0
AES Cayuga MER Rate Limit v3.1 | 98 | 2036 | Rate Constraint in lbs/MMBtu | FALSE | L | Annual | Rate | lb/MMBtu | 0 | 0 | 0 | 0 | 0 | 0 | 0
AES Cayuga MER Rate Limit v3.1 | 98 | 2036 | Rate Constraint in lbs/MMBtu | FALSE | L | Annual | Generation | TWh | 0 | 0 | 0 | 0 | 0 | 0 | 0
AES Cayuga MER Rate Limit v3.1 | 98 | 2036 | Rate Constraint in lbs/MMBtu | FALSE | L | Annual | Qualifying Generation | TWh | 0 | 0 | 0 | 0 | 0 | 0 | 0
AES Cayuga MER Rate Limit v3.1 | 98 | 2036 | Rate Constraint in lbs/MMBtu | FALSE | L | Annual | Rate | lb/MWh | 0 | 0 | 0 | 0 | 0 | 0 | 0
AES Cayuga MER Rate Limit v3.1 | 98 | 2036 | Rate Constraint in lbs/MMBtu | FALSE | L | Annual | Constraint Shadow Price | US2011$/Lb | 1023688.6168 | 1975716.3487 | 1416508.3736 | 1739977.69 | 2379581.777 | 1947201.5405 | 2373996.3098
AES Somerset MER Rate Limit v3.1 | 99 | 2038 | Rate Constraint in lbs/MMBtu | FALSE | L | Annual | Seasons Included | Seasons | Winter, Summer | Winter, Summer | Winter, Summer | Winter, Summer | Winter, Summer | Winter, Summer | Winter, Summer
AES Somerset MER Rate Limit v3.1 | 99 | 2038 | Rate Constraint in lbs/MMBtu | FALSE | L | Annual | Standard | lb/MMBtu | 6e-07 | 6e-07 | 6e-07 | 6e-07 | 6e-07 | 6e-07 | 6e-07
AES Somerset MER Rate Limit v3.1 | 99 | 2038 | Rate Constraint in lbs/MMBtu | FALSE | L | Annual | Emissions at Affected Plants MER | lbs | 1.4321 | 1.6009 | 1.9844 | 0 | 0 | 0 | 0
AES Somerset MER Rate Limit v3.1 | 99 | 2038 | Rate Constraint in lbs/MMBtu | FALSE | L | Annual | Allowances Purchased MER | lbs | 0 | 0 | 0 | 0 | 0 | 0 | 0
AES Somerset MER Rate Limit v3.1 | 99 | 2038 | Rate Constraint in lbs/MMBtu | FALSE | L | Annual | Allowances Sold MER | lbs | 0 | 0 | 0 | 0 | 0 | 0 | 0
AES Somerset MER Rate Limit v3.1 | 99 | 2038 | Rate Constraint in lbs/MMBtu | FALSE | L | Annual | Allowances Banked | lbs | 0 | 0 | 0 | 0 | 0 | 0 | 0
AES Somerset MER Rate Limit v3.1 | 99 | 2038 | Rate Constraint in lbs/MMBtu | FALSE | L | Annual | Allowances Withdrawn (1:1) | lbs | 0 | 0 | 0 | 0 | 0 | 0 | 0
AES Somerset MER Rate Limit v3.1 | 99 | 2038 | Rate Constraint in lbs/MMBtu | FALSE | L | Annual | Allowances Withdrawn (n:1) | lbs | 0 | 0 | 0 | 0 | 0 | 0 | 0
AES Somerset MER Rate Limit v3.1 | 99 | 2038 | Rate Constraint in lbs/MMBtu | FALSE | L | Annual | Net Emissions Allowance Position | lbs | 1.4321 | 1.6009 | 1.9844 | 0 | 0 | 0 | 0
AES Somerset MER Rate Limit v3.1 | 99 | 2038 | Rate Constraint in lbs/MMBtu | FALSE | L | Annual | Fuel Consumed | TBtu | 2.2767 | 2.5451 | 3.1549 | 0 | 0 | 0 | 0
AES Somerset MER Rate Limit v3.1 | 99 | 2038 | Rate Constraint in lbs/MMBtu | FALSE | L | Annual | Rate | lb/MMBtu | 6.29e-07 | 6.29e-07 | 6.29e-07 | 0 | 0 | 0 | 0
AES Somerset MER Rate Limit v3.1 | 99 | 2038 | Rate Constraint in lbs/MMBtu | FALSE | L | Annual | Generation | TWh | 0.23542 | 0.26317 | 0.32622 | 0 | 0 | 0 | 0
AES Somerset MER Rate Limit v3.1 | 99 | 2038 | Rate Constraint in lbs/MMBtu | FALSE | L | Annual | Qualifying Generation | TWh | 0.23542 | 0.26317 | 0.32622 | 0 | 0 | 0 | 0
AES Somerset MER Rate Limit v3.1 | 99 | 2038 | Rate Constraint in lbs/MMBtu | FALSE | L | Annual | Rate | lb/MWh | 6.083 | 6.083 | 6.083 | 0 | 0 | 0 | 0
AES Somerset MER Rate Limit v3.1 | 99 | 2038 | Rate Constraint in lbs/MMBtu | FALSE | L | Annual | Constraint Shadow Price | US2011$/Lb | 957474.3444 | 1062628.9373 | 1245371.6273 | 1293093.7996 | 1808113.5624 | 1783867.5005 | 2503749.862
AZ Hg Rule - MER Removal Annual v3.1 | 100 | 1513 | MACT Fuel Choice Floor in lbs/MMBtu | FALSE | L | Annual | Seasons Included | Seasons |  | Winter, Summer | Winter, Summer | Winter, Summer | Winter, Summer | Winter, Summer | Winter, Summer
AZ Hg Rule - MER Removal Annual v3.1 | 100 | 1513 | MACT Fuel Choice Floor in lbs/MMBtu | FALSE | L | Annual | Emission Floor | lbs/MMBtu | 4.22e-07 | 8.44e-07 | 8.44e-07 | 8.44e-07 | 8.44e-07 | 8.44e-07 | 8.44e-07
AZ Hg Rule - MER Removal Annual v3.1 | 100 | 1513 | MACT Fuel Choice Floor in lbs/MMBtu | FALSE | L | Annual | Emissions at Affected Plants MER | lbs | 0 | 279.0657 | 278.9595 | 279.0657 | 274.1112 | 279.0627 | 276.944
AZ Hg Rule - MER Removal Annual v3.1 | 100 | 1513 | MACT Fuel Choice Floor in lbs/MMBtu | FALSE | L | Annual | Allowances Purchased MER | lbs | 0 | 0 | 0 | 0 | 0 | 0 | 0
AZ Hg Rule - MER Removal Annual v3.1 | 100 | 1513 | MACT Fuel Choice Floor in lbs/MMBtu | FALSE | L | Annual | Allowances Sold MER | lbs | 0 | 0 | 0 | 0 | 0 | 0 | 0
AZ Hg Rule - MER Removal Annual v3.1 | 100 | 1513 | MACT Fuel Choice Floor in lbs/MMBtu | FALSE | L | Annual | Allowances Banked | lbs | 0 | 0 | 0 | 0 | 0 | 0 | 0
AZ Hg Rule - MER Removal Annual v3.1 | 100 | 1513 | MACT Fuel Choice Floor in lbs/MMBtu | FALSE | L | Annual | Allowances Withdrawn (1:1) | lbs | 0 | 0 | 0 | 0 | 0 | 0 | 0
AZ Hg Rule - MER Removal Annual v3.1 | 100 | 1513 | MACT Fuel Choice Floor in lbs/MMBtu | FALSE | L | Annual | Allowances Withdrawn (n:1) | lbs | 0 | 0 | 0 | 0 | 0 | 0 | 0
AZ Hg Rule - MER Removal Annual v3.1 | 100 | 1513 | MACT Fuel Choice Floor in lbs/MMBtu | FALSE | L | Annual | Net Emissions Allowance Position | lbs | 0 | 279.0657 | 278.9595 | 279.0657 | 274.1112 | 279.0627 | 276.944
AZ Hg Rule - MER Removal Annual v3.1 | 100 | 1513 | MACT Fuel Choice Floor in lbs/MMBtu | FALSE | L | Annual | Fuel Consumed | TBtu | 0 | 419.0598 | 418.9259 | 419.0598 | 412.63 | 419.1388 | 419.3215
AZ Hg Rule - MER Removal Annual v3.1 | 100 | 1513 | MACT Fuel Choice Floor in lbs/MMBtu | FALSE | L | Annual | Rate | lb/MMBtu | 0 | 6.6593e-07 | 6.6589e-07 | 6.6593e-07 | 6.643e-07 | 6.658e-07 | 6.6046e-07
AZ Hg Rule - MER Removal Annual v3.1 | 100 | 1513 | MACT Fuel Choice Floor in lbs/MMBtu | FALSE | L | Annual | Generation | TWh | 0 | 41.0177 | 41.0049 | 41.0177 | 40.4031 | 41.0227 | 41.0227
AZ Hg Rule - MER Removal Annual v3.1 | 100 | 1513 | MACT Fuel Choice Floor in lbs/MMBtu | FALSE | L | Annual | Qualifying Generation | TWh | 0 | 41.0177 | 41.0049 | 41.0177 | 40.4031 | 41.0227 | 41.0227
AZ Hg Rule - MER Removal Annual v3.1 | 100 | 1513 | MACT Fuel Choice Floor in lbs/MMBtu | FALSE | L | Annual | Constraint Shadow Price | US2011$/Lb | 0 | 0 | 0 | 0 | 0 | 0 | 0
BART NOx Annual Cap-Lansing Smith 1&2 -v5.13 | 101 | 6312 | Rate Constraint in MTons | FALSE | L | Annual | Seasons Included | Seasons |  | Winter, Summer | Winter, Summer | Winter, Summer | Winter, Summer | Winter, Summer | Winter, Summer
BART NOx Annual Cap-Lansing Smith 1&2 -v5.13 | 101 | 6312 | Rate Constraint in MTons | FALSE | L | Annual | Standard | Thousand Tons | 0 | 0.0047 | 0.0047 | 0.0047 | 0.0047 | 0.0047 | 0.0047
BART NOx Annual Cap-Lansing Smith 1&2 -v5.13 | 101 | 6312 | Rate Constraint in MTons | FALSE | L | Annual | Standard NOX | Thousand Tons | 0 | 0.0047 | 0.0047 | 0.0047 | 0.0047 | 0.0047 | 0.0047
BART NOx Annual Cap-Lansing Smith 1&2 -v5.13 | 101 | 6312 | Rate Constraint in MTons | FALSE | L | Annual | Emissions at Affected Plants NOX | Thousand Tons | 0 | 0 | 0 | 0 | 0 | 0 | 0
BART NOx Annual Cap-Lansing Smith 1&2 -v5.13 | 101 | 6312 | Rate Constraint in MTons | FALSE | L | Annual | Allowances Purchased NOX | Thousand Tons | 0 | 0 | 0 | 0 | 0 | 0 | 0
BART NOx Annual Cap-Lansing Smith 1&2 -v5.13 | 101 | 6312 | Rate Constraint in MTons | FALSE | L | Annual | Allowances Sold NOX | Thousand Tons | 0 | 0 | 0 | 0 | 0 | 0 | 0
BART NOx Annual Cap-Lansing Smith 1&2 -v5.13 | 101 | 6312 | Rate Constraint in MTons | FALSE | L | Annual | Allowances Banked | Thousand Tons | 0 | 0 | 0 | 0 | 0 | 0 | 0
BART NOx Annual Cap-Lansing Smith 1&2 -v5.13 | 101 | 6312 | Rate Constraint in MTons | FALSE | L | Annual | Allowances Withdrawn (1:1) | Thousand Tons | 0 | 0 | 0 | 0 | 0 | 0 | 0
BART NOx Annual Cap-Lansing Smith 1&2 -v5.13 | 101 | 6312 | Rate Constraint in MTons | FALSE | L | Annual | Allowances Withdrawn (n:1) | Thousand Tons | 0 | 0 | 0 | 0 | 0 | 0 | 0
BART NOx Annual Cap-Lansing Smith 1&2 -v5.13 | 101 | 6312 | Rate Constraint in MTons | FALSE | L | Annual | Net Emissions Allowance Position | Thousand Tons | 0 | 0 | 0 | 0 | 0 | 0 | 0
BART NOx Annual Cap-Lansing Smith 1&2 -v5.13 | 101 | 6312 | Rate Constraint in MTons | FALSE | L | Annual | Fuel Consumed | TBtu | 0 | 0 | 0 | 0 | 0 | 0 | 0
BART NOx Annual Cap-Lansing Smith 1&2 -v5.13 | 101 | 6312 | Rate Constraint in MTons | FALSE | L | Annual | Rate | lb/MMBtu | 0 | 0 | 0 | 0 | 0 | 0 | 0
BART NOx Annual Cap-Lansing Smith 1&2 -v5.13 | 101 | 6312 | Rate Constraint in MTons | FALSE | L | Annual | Generation | TWh | 0 | 0 | 0 | 0 | 0 | 0 | 0
BART NOx Annual Cap-Lansing Smith 1&2 -v5.13 | 101 | 6312 | Rate Constraint in MTons | FALSE | L | Annual | Qualifying Generation | TWh | 0 | 0 | 0 | 0 | 0 | 0 | 0
BART NOx Annual Cap-Lansing Smith 1&2 -v5.13 | 101 | 6312 | Rate Constraint in MTons | FALSE | L | Annual | Rate | lb/MWh | 0 | 0 | 0 | 0 | 0 | 0 | 0
BART NOx Annual Cap-Lansing Smith 1&2 -v5.13 | 101 | 6312 | Rate Constraint in MTons | FALSE | L | Annual | Constraint Shadow Price | US2011$/Ton | 0 | 0 | 0 | 0 | 0 | 0 | 0
BART NOX Annual-Apache Station 2 & 3 -v5.13 | 102 | 5816 | Rate Constraint in lbs/MMBtu | FALSE | L | Annual | Seasons Included | Seasons |  | Winter, Summer | Winter, Summer | Winter, Summer | Winter, Summer | Winter, Summer | Winter, Summer
BART NOX Annual-Apache Station 2 & 3 -v5.13 | 102 | 5816 | Rate Constraint in lbs/MMBtu | FALSE | L | Annual | Standard | lb/MMBtu | 0 | 0.07 | 0.07 | 0.07 | 0.07 | 0.07 | 0.07
BART NOX Annual-Apache Station 2 & 3 -v5.13 | 102 | 5816 | Rate Constraint in lbs/MMBtu | FALSE | L | Annual | Emissions at Affected Plants NOX | Thousand Tons | 0 | 0 | 0 | 0 | 0 | 0 | 0
BART NOX Annual-Apache Station 2 & 3 -v5.13 | 102 | 5816 | Rate Constraint in lbs/MMBtu | FALSE | L | Annual | Allowances Purchased NOX | Thousand Tons | 0 | 0 | 0 | 0 | 0 | 0 | 0
BART NOX Annual-Apache Station 2 & 3 -v5.13 | 102 | 5816 | Rate Constraint in lbs/MMBtu | FALSE | L | Annual | Allowances Sold NOX | Thousand Tons | 0 | 0 | 0 | 0 | 0 | 0 | 0
BART NOX Annual-Apache Station 2 & 3 -v5.13 | 102 | 5816 | Rate Constraint in lbs/MMBtu | FALSE | L | Annual | Allowances Banked | Thousand Tons | 0 | 0 | 0 | 0 | 0 | 0 | 0
BART NOX Annual-Apache Station 2 & 3 -v5.13 | 102 | 5816 | Rate Constraint in lbs/MMBtu | FALSE | L | Annual | Allowances Withdrawn (1:1) | Thousand Tons | 0 | 0 | 0 | 0 | 0 | 0 | 0
BART NOX Annual-Apache Station 2 & 3 -v5.13 | 102 | 5816 | Rate Constraint in lbs/MMBtu | FALSE | L | Annual | Allowances Withdrawn (n:1) | Thousand Tons | 0 | 0 | 0 | 0 | 0 | 0 | 0
BART NOX Annual-Apache Station 2 & 3 -v5.13 | 102 | 5816 | Rate Constraint in lbs/MMBtu | FALSE | L | Annual | Net Emissions Allowance Position | Thousand Tons | 0 | 0 | 0 | 0 | 0 | 0 | 0
BART NOX Annual-Apache Station 2 & 3 -v5.13 | 102 | 5816 | Rate Constraint in lbs/MMBtu | FALSE | L | Annual | Fuel Consumed | TBtu | 0 | 0 | 0 | 0 | 0 | 0 | 0
BART NOX Annual-Apache Station 2 & 3 -v5.13 | 102 | 5816 | Rate Constraint in lbs/MMBtu | FALSE | L | Annual | Rate | lb/MMBtu | 0 | 0 | 0 | 0 | 0 | 0 | 0
BART NOX Annual-Apache Station 2 & 3 -v5.13 | 102 | 5816 | Rate Constraint in lbs/MMBtu | FALSE | L | Annual | Generation | TWh | 0 | 0 | 0 | 0 | 0 | 0 | 0
BART NOX Annual-Apache Station 2 & 3 -v5.13 | 102 | 5816 | Rate Constraint in lbs/MMBtu | FALSE | L | Annual | Qualifying Generation | TWh | 0 | 0 | 0 | 0 | 0 | 0 | 0
BART NOX Annual-Apache Station 2 & 3 -v5.13 | 102 | 5816 | Rate Constraint in lbs/MMBtu | FALSE | L | Annual | Rate | lb/MWh | 0 | 0 | 0 | 0 | 0 | 0 | 0
BART NOX Annual-Apache Station 2 & 3 -v5.13 | 102 | 5816 | Rate Constraint in lbs/MMBtu | FALSE | L | Annual | Constraint Shadow Price | US2011$/Ton | 0 | 6724.2556 | 21605.9122 | 14965.8868 | 1600.6975 | 15566.929 | 19522.4033
BART NOX Annual-Big Cajun 2 1 -v5.14 | 103 | 6113 | Rate Constraint in lbs/MMBtu | FALSE | L | Annual | Seasons Included | Seasons | Winter, Summer | Winter, Summer | Winter, Summer | Winter, Summer | Winter, Summer | Winter, Summer | Winter, Summer
BART NOX Annual-Big Cajun 2 1 -v5.14 | 103 | 6113 | Rate Constraint in lbs/MMBtu | FALSE | L | Annual | Standard | lb/MMBtu | 0.15 | 0.15 | 0.15 | 0.15 | 0.15 | 0.15 | 0.15
BART NOX Annual-Big Cajun 2 1 -v5.14 | 103 | 6113 | Rate Constraint in lbs/MMBtu | FALSE | L | Annual | Emissions at Affected Plants NOX | Thousand Tons | 0 | 0 | 0 | 0 | 0 | 0 | 0
BART NOX Annual-Big Cajun 2 1 -v5.14 | 103 | 6113 | Rate Constraint in lbs/MMBtu | FALSE | L | Annual | Allowances Purchased NOX | Thousand Tons | 0 | 0 | 0 | 0 | 0 | 0 | 0
BART NOX Annual-Big Cajun 2 1 -v5.14 | 103 | 6113 | Rate Constraint in lbs/MMBtu | FALSE | L | Annual | Allowances Sold NOX | Thousand Tons | 0 | 0 | 0 | 0 | 0 | 0 | 0
BART NOX Annual-Big Cajun 2 1 -v5.14 | 103 | 6113 | Rate Constraint in lbs/MMBtu | FALSE | L | Annual | Allowances Banked | Thousand Tons | 0 | 0 | 0 | 0 | 0 | 0 | 0
BART NOX Annual-Big Cajun 2 1 -v5.14 | 103 | 6113 | Rate Constraint in lbs/MMBtu | FALSE | L | Annual | Allowances Withdrawn (1:1) | Thousand Tons | 0 | 0 | 0 | 0 | 0 | 0 | 0
BART NOX Annual-Big Cajun 2 1 -v5.14 | 103 | 6113 | Rate Constraint in lbs/MMBtu | FALSE | L | Annual | Allowances Withdrawn (n:1) | Thousand Tons | 0 | 0 | 0 | 0 | 0 | 0 | 0
BART NOX Annual-Big Cajun 2 1 -v5.14 | 103 | 6113 | Rate Constraint in lbs/MMBtu | FALSE | L | Annual | Net Emissions Allowance Position | Thousand Tons | 0 | 0 | 0 | 0 | 0 | 0 | 0
BART NOX Annual-Big Cajun 2 1 -v5.14 | 103 | 6113 | Rate Constraint in lbs/MMBtu | FALSE | L | Annual | Fuel Consumed | TBtu | 0 | 0 | 0 | 0 | 0 | 0 | 0
BART NOX Annual-Big Cajun 2 1 -v5.14 | 103 | 6113 | Rate Constraint in lbs/MMBtu | FALSE | L | Annual | Rate | lb/MMBtu | 0 | 0 | 0 | 0 | 0 | 0 | 0
BART NOX Annual-Big Cajun 2 1 -v5.14 | 103 | 6113 | Rate Constraint in lbs/MMBtu | FALSE | L | Annual | Generation | TWh | 0 | 0 | 0 | 0 | 0 | 0 | 0
BART NOX Annual-Big Cajun 2 1 -v5.14 | 103 | 6113 | Rate Constraint in lbs/MMBtu | FALSE | L | Annual | Qualifying Generation | TWh | 0 | 0 | 0 | 0 | 0 | 0 | 0
BART NOX Annual-Big Cajun 2 1 -v5.14 | 103 | 6113 | Rate Constraint in lbs/MMBtu | FALSE | L | Annual | Rate | lb/MWh | 0 | 0 | 0 | 0 | 0 | 0 | 0
BART NOX Annual-Big Cajun 2 1 -v5.14 | 103 | 6113 | Rate Constraint in lbs/MMBtu | FALSE | L | Annual | Constraint Shadow Price | US2011$/Ton | 0 | 0 | 0 | 0 | 0 | 0 | 0
BART NOX Annual-Boardman 1SG -v5.13 | 104 | 5866 | Rate Constraint in lbs/MMBtu | FALSE | L | Annual | Seasons Included | Seasons |  | Winter, Summer | Winter, Summer | Winter, Summer | Winter, Summer | Winter, Summer | Winter, Summer
BART NOX Annual-Boardman 1SG -v5.13 | 104 | 5866 | Rate Constraint in lbs/MMBtu | FALSE | L | Annual | Standard | lb/MMBtu | 0 | 0.7 | 0.7 | 0.7 | 0.7 | 0.7 | 0.7
BART NOX Annual-Boardman 1SG -v5.13 | 104 | 5866 | Rate Constraint in lbs/MMBtu | FALSE | L | Annual | Emissions at Affected Plants NOX | Thousand Tons | 0 | 0 | 0 | 0 | 0 | 0 | 0
BART NOX Annual-Boardman 1SG -v5.13 | 104 | 5866 | Rate Constraint in lbs/MMBtu | FALSE | L | Annual | Allowances Purchased NOX | Thousand Tons | 0 | 0 | 0 | 0 | 0 | 0 | 0
BART NOX Annual-Boardman 1SG -v5.13 | 104 | 5866 | Rate Constraint in lbs/MMBtu | FALSE | L | Annual | Allowances Sold NOX | Thousand Tons | 0 | 0 | 0 | 0 | 0 | 0 | 0
BART NOX Annual-Boardman 1SG -v5.13 | 104 | 5866 | Rate Constraint in lbs/MMBtu | FALSE | L | Annual | Allowances Banked | Thousand Tons | 0 | 0 | 0 | 0 | 0 | 0 | 0
BART NOX Annual-Boardman 1SG -v5.13 | 104 | 5866 | Rate Constraint in lbs/MMBtu | FALSE | L | Annual | Allowances Withdrawn (1:1) | Thousand Tons | 0 | 0 | 0 | 0 | 0 | 0 | 0
BART NOX Annual-Boardman 1SG -v5.13 | 104 | 5866 | Rate Constraint in lbs/MMBtu | FALSE | L | Annual | Allowances Withdrawn (n:1) | Thousand Tons | 0 | 0 | 0 | 0 | 0 | 0 | 0
BART NOX Annual-Boardman 1SG -v5.13 | 104 | 5866 | Rate Constraint in lbs/MMBtu | FALSE | L | Annual | Net Emissions Allowance Position | Thousand Tons | 0 | 0 | 0 | 0 | 0 | 0 | 0
BART NOX Annual-Boardman 1SG -v5.13 | 104 | 5866 | Rate Constraint in lbs/MMBtu | FALSE | L | Annual | Fuel Consumed | TBtu | 0 | 0 | 0 | 0 | 0 | 0 | 0
BART NOX Annual-Boardman 1SG -v5.13 | 104 | 5866 | Rate Constraint in lbs/MMBtu | FALSE | L | Annual | Rate | lb/MMBtu | 0 | 0 | 0 | 0 | 0 | 0 | 0
BART NOX Annual-Boardman 1SG -v5.13 | 104 | 5866 | Rate Constraint in lbs/MMBtu | FALSE | L | Annual | Generation | TWh | 0 | 0 | 0 | 0 | 0 | 0 | 0
BART NOX Annual-Boardman 1SG -v5.13 | 104 | 5866 | Rate Constraint in lbs/MMBtu | FALSE | L | Annual | Qualifying Generation | TWh | 0 | 0 | 0 | 0 | 0 | 0 | 0
BART NOX Annual-Boardman 1SG -v5.13 | 104 | 5866 | Rate Constraint in lbs/MMBtu | FALSE | L | Annual | Rate | lb/MWh | 0 | 0 | 0 | 0 | 0 | 0 | 0
BART NOX Annual-Boardman 1SG -v5.13 | 104 | 5866 | Rate Constraint in lbs/MMBtu | FALSE | L | Annual | Constraint Shadow Price | US2011$/Ton | 0 | 0 | 0 | 0 | 0 | 0 | 0
BART NOX Annual-Campbell 2 -v5.14 | 105 | 6115 | Rate Constraint in lbs/MMBtu | FALSE | L | Annual | Seasons Included | Seasons | Winter, Summer | Winter, Summer | Winter, Summer | Winter, Summer | Winter, Summer | Winter, Summer | Winter, Summer
BART NOX Annual-Campbell 2 -v5.14 | 105 | 6115 | Rate Constraint in lbs/MMBtu | FALSE | L | Annual | Standard | lb/MMBtu | 0.08 | 0.08 | 0.08 | 0.08 | 0.08 | 0.08 | 0.08
BART NOX Annual-Campbell 2 -v5.14 | 105 | 6115 | Rate Constraint in lbs/MMBtu | FALSE | L | Annual | Emissions at Affected Plants NOX | Thousand Tons | 0 | 0 | 0 | 0 | 0 | 0 | 0
BART NOX Annual-Campbell 2 -v5.14 | 105 | 6115 | Rate Constraint in lbs/MMBtu | FALSE | L | Annual | Allowances Purchased NOX | Thousand Tons | 0 | 0 | 0 | 0 | 0 | 0 | 0
BART NOX Annual-Campbell 2 -v5.14 | 105 | 6115 | Rate Constraint in lbs/MMBtu | FALSE | L | Annual | Allowances Sold NOX | Thousand Tons | 0 | 0 | 0 | 0 | 0 | 0 | 0
BART NOX Annual-Campbell 2 -v5.14 | 105 | 6115 | Rate Constraint in lbs/MMBtu | FALSE | L | Annual | Allowances Banked | Thousand Tons | 0 | 0 | 0 | 0 | 0 | 0 | 0
BART NOX Annual-Campbell 2 -v5.14 | 105 | 6115 | Rate Constraint in lbs/MMBtu | FALSE | L | Annual | Allowances Withdrawn (1:1) | Thousand Tons | 0 | 0 | 0 | 0 | 0 | 0 | 0
BART NOX Annual-Campbell 2 -v5.14 | 105 | 6115 | Rate Constraint in lbs/MMBtu | FALSE | L | Annual | Allowances Withdrawn (n:1) | Thousand Tons | 0 | 0 | 0 | 0 | 0 | 0 | 0
BART NOX Annual-Campbell 2 -v5.14 | 105 | 6115 | Rate Constraint in lbs/MMBtu | FALSE | L | Annual | Net Emissions Allowance Position | Thousand Tons | 0 | 0 | 0 | 0 | 0 | 0 | 0
BART NOX Annual-Campbell 2 -v5.14 | 105 | 6115 | Rate Constraint in lbs/MMBtu | FALSE | L | Annual | Fuel Consumed | TBtu | 0 | 0 | 0 | 0 | 0 | 0 | 0
BART NOX Annual-Campbell 2 -v5.14 | 105 | 6115 | Rate Constraint in lbs/MMBtu | FALSE | L | Annual | Rate | lb/MMBtu | 0 | 0 | 0 | 0 | 0 | 0 | 0
BART NOX Annual-Campbell 2 -v5.14 | 105 | 6115 | Rate Constraint in lbs/MMBtu | FALSE | L | Annual | Generation | TWh | 0 | 0 | 0 | 0 | 0 | 0 | 0
BART NOX Annual-Campbell 2 -v5.14 | 105 | 6115 | Rate Constraint in lbs/MMBtu | FALSE | L | Annual | Qualifying Generation | TWh | 0 | 0 | 0 | 0 | 0 | 0 | 0
BART NOX Annual-Campbell 2 -v5.14 | 105 | 6115 | Rate Constraint in lbs/MMBtu | FALSE | L | Annual | Rate | lb/MWh | 0 | 0 | 0 | 0 | 0 | 0 | 0
BART NOX Annual-Campbell 2 -v5.14 | 105 | 6115 | Rate Constraint in lbs/MMBtu | FALSE | L | Annual | Constraint Shadow Price | US2011$/Ton | 0 | 0 | 0 | 0 | 0 | 0 | 0
BART NOX Annual-Campbell 3 -v5.14 | 106 | 6116 | Rate Constraint in lbs/MMBtu | FALSE | L | Annual | Seasons Included | Seasons | Winter, Summer | Winter, Summer | Winter, Summer | Winter, Summer | Winter, Summer | Winter, Summer | Winter, Summer
BART NOX Annual-Campbell 3 -v5.14 | 106 | 6116 | Rate Constraint in lbs/MMBtu | FALSE | L | Annual | Standard | lb/MMBtu | 0.08 | 0.08 | 0.08 | 0.08 | 0.08 | 0.08 | 0.08
BART NOX Annual-Campbell 3 -v5.14 | 106 | 6116 | Rate Constraint in lbs/MMBtu | FALSE | L | Annual | Emissions at Affected Plants NOX | Thousand Tons | 0.0081155 | 0.006912 | 0.006912 | 0.006912 | 0.006912 | 0.006912 | 0.006912
BART NOX Annual-Campbell 3 -v5.14 | 106 | 6116 | Rate Constraint in lbs/MMBtu | FALSE | L | Annual | Allowances Purchased NOX | Thousand Tons | 0 | 0 | 0 | 0 | 0 | 0 | 0
BART NOX Annual-Campbell 3 -v5.14 | 106 | 6116 | Rate Constraint in lbs/MMBtu | FALSE | L | Annual | Allowances Sold NOX | Thousand Tons | 0 | 0 | 0 | 0 | 0 | 0 | 0
BART NOX Annual-Campbell 3 -v5.14 | 106 | 6116 | Rate Constraint in lbs/MMBtu | FALSE | L | Annual | Allowances Banked | Thousand Tons | 0 | 0 | 0 | 0 | 0 | 0 | 0
BART NOX Annual-Campbell 3 -v5.14 | 106 | 6116 | Rate Constraint in lbs/MMBtu | FALSE | L | Annual | Allowances Withdrawn (1:1) | Thousand Tons | 0 | 0 | 0 | 0 | 0 | 0 | 0
BART NOX Annual-Campbell 3 -v5.14 | 106 | 6116 | Rate Constraint in lbs/MMBtu | FALSE | L | Annual | Allowances Withdrawn (n:1) | Thousand Tons | 0 | 0 | 0 | 0 | 0 | 0 | 0
BART NOX Annual-Campbell 3 -v5.14 | 106 | 6116 | Rate Constraint in lbs/MMBtu | FALSE | L | Annual | Net Emissions Allowance Position | Thousand Tons | 0.0081155 | 0.006912 | 0.006912 | 0.006912 | 0.006912 | 0.006912 | 0.006912
BART NOX Annual-Campbell 3 -v5.14 | 106 | 6116 | Rate Constraint in lbs/MMBtu | FALSE | L | Annual | Fuel Consumed | TBtu | 0.21279 | 0.2018 | 0.20133 | 0.2011 | 0.2011 | 0.20111 | 0.20111
BART NOX Annual-Campbell 3 -v5.14 | 106 | 6116 | Rate Constraint in lbs/MMBtu | FALSE | L | Annual | Rate | lb/MMBtu | 0.076276 | 0.068505 | 0.068664 | 0.068742 | 0.068742 | 0.068737 | 0.068739
BART NOX Annual-Campbell 3 -v5.14 | 106 | 6116 | Rate Constraint in lbs/MMBtu | FALSE | L | Annual | Generation | TWh | 0.021608 | 0.020436 | 0.020395 | 0.021213 | 0.021213 | 0.021208 | 0.021208
BART NOX Annual-Campbell 3 -v5.14 | 106 | 6116 | Rate Constraint in lbs/MMBtu | FALSE | L | Annual | Qualifying Generation | TWh | 0.021608 | 0.020436 | 0.020395 | 0.021213 | 0.021213 | 0.021208 | 0.021208
BART NOX Annual-Campbell 3 -v5.14 | 106 | 6116 | Rate Constraint in lbs/MMBtu | FALSE | L | Annual | Rate | lb/MWh | 0.37559 | 0.33822 | 0.33891 | 0.32584 | 0.32584 | 0.32591 | 0.32592
BART NOX Annual-Campbell 3 -v5.14 | 106 | 6116 | Rate Constraint in lbs/MMBtu | FALSE | L | Annual | Constraint Shadow Price | US2011$/Ton | 0 | 0 | 0 | 0 | 0 | 0 | 0
BART NOX Annual-Cherokee 4 -v5.13 | 107 | 5819 | Rate Constraint in lbs/MMBtu | FALSE | L | Annual | Seasons Included | Seasons |  | Winter, Summer | Winter, Summer | Winter, Summer | Winter, Summer | Winter, Summer | Winter, Summer
BART NOX Annual-Cherokee 4 -v5.13 | 107 | 5819 | Rate Constraint in lbs/MMBtu | FALSE | L | Annual | Standard | lb/MMBtu | 0 | 0.12 | 0.12 | 0.12 | 0.12 | 0.12 | 0.12
BART NOX Annual-Cherokee 4 -v5.13 | 107 | 5819 | Rate Constraint in lbs/MMBtu | FALSE | L | Annual | Emissions at Affected Plants NOX | Thousand Tons | 0 | 0 | 0 | 0 | 0 | 0 | 0
BART NOX Annual-Cherokee 4 -v5.13 | 107 | 5819 | Rate Constraint in lbs/MMBtu | FALSE | L | Annual | Allowances Purchased NOX | Thousand Tons | 0 | 0 | 0 | 0 | 0 | 0 | 0
BART NOX Annual-Cherokee 4 -v5.13 | 107 | 5819 | Rate Constraint in lbs/MMBtu | FALSE | L | Annual | Allowances Sold NOX | Thousand Tons | 0 | 0 | 0 | 0 | 0 | 0 | 0
BART NOX Annual-Cherokee 4 -v5.13 | 107 | 5819 | Rate Constraint in lbs/MMBtu | FALSE | L | Annual | Allowances Banked | Thousand Tons | 0 | 0 | 0 | 0 | 0 | 0 | 0
BART NOX Annual-Cherokee 4 -v5.13 | 107 | 5819 | Rate Constraint in lbs/MMBtu | FALSE | L | Annual | Allowances Withdrawn (1:1) | Thousand Tons | 0 | 0 | 0 | 0 | 0 | 0 | 0
BART NOX Annual-Cherokee 4 -v5.13 | 107 | 5819 | Rate Constraint in lbs/MMBtu | FALSE | L | Annual | Allowances Withdrawn (n:1) | Thousand Tons | 0 | 0 | 0 | 0 | 0 | 0 | 0
BART NOX Annual-Cherokee 4 -v5.13 | 107 | 5819 | Rate Constraint in lbs/MMBtu | FALSE | L | Annual | Net Emissions Allowance Position | Thousand Tons | 0 | 0 | 0 | 0 | 0 | 0 | 0
BART NOX Annual-Cherokee 4 -v5.13 | 107 | 5819 | Rate Constraint in lbs/MMBtu | FALSE | L | Annual | Fuel Consumed | TBtu | 0 | 0 | 0 | 0 | 0 | 0 | 0
BART NOX Annual-Cherokee 4 -v5.13 | 107 | 5819 | Rate Constraint in lbs/MMBtu | FALSE | L | Annual | Rate | lb/MMBtu | 0 | 0 | 0 | 0 | 0 | 0 | 0
BART NOX Annual-Cherokee 4 -v5.13 | 107 | 5819 | Rate Constraint in lbs/MMBtu | FALSE | L | Annual | Generation | TWh | 0 | 0 | 0 | 0 | 0 | 0 | 0
BART NOX Annual-Cherokee 4 -v5.13 | 107 | 5819 | Rate Constraint in lbs/MMBtu | FALSE | L | Annual | Qualifying Generation | TWh | 0 | 0 | 0 | 0 | 0 | 0 | 0
BART NOX Annual-Cherokee 4 -v5.13 | 107 | 5819 | Rate Constraint in lbs/MMBtu | FALSE | L | Annual | Rate | lb/MWh | 0 | 0 | 0 | 0 | 0 | 0 | 0
BART NOX Annual-Cherokee 4 -v5.13 | 107 | 5819 | Rate Constraint in lbs/MMBtu | FALSE | L | Annual | Constraint Shadow Price | US2011$/Ton | 0 | 17628.2447 | 24645.5216 | 37150.7336 | 29161.8888 | 44110.0329 | 42468.1998
BART NOX Annual-Cholla 2-4 -v5.13 | 108 | 5817 | Rate Constraint in lbs/MMBtu | FALSE | L | Annual | Seasons Included | Seasons |  | Winter, Summer | Winter, Summer | Winter, Summer | Winter, Summer | Winter, Summer | Winter, Summer
BART NOX Annual-Cholla 2-4 -v5.13 | 108 | 5817 | Rate Constraint in lbs/MMBtu | FALSE | L | Annual | Standard | lb/MMBtu | 0 | 0.055 | 0.055 | 0.055 | 0.055 | 0.055 | 0.055
BART NOX Annual-Cholla 2-4 -v5.13 | 108 | 5817 | Rate Constraint in lbs/MMBtu | FALSE | L | Annual | Emissions at Affected Plants NOX | Thousand Tons | 0 | 1.8962 | 1.8929 | 1.8962 | 1.7149 | 1.8983 | 1.8983
BART NOX Annual-Cholla 2-4 -v5.13 | 108 | 5817 | Rate Constraint in lbs/MMBtu | FALSE | L | Annual | Allowances Purchased NOX | Thousand Tons | 0 | 0 | 0 | 0 | 0 | 0 | 0
BART NOX Annual-Cholla 2-4 -v5.13 | 108 | 5817 | Rate Constraint in lbs/MMBtu | FALSE | L | Annual | Allowances Sold NOX | Thousand Tons | 0 | 0 | 0 | 0 | 0 | 0 | 0
BART NOX Annual-Cholla 2-4 -v5.13 | 108 | 5817 | Rate Constraint in lbs/MMBtu | FALSE | L | Annual | Allowances Banked | Thousand Tons | 0 | 0 | 0 | 0 | 0 | 0 | 0
BART NOX Annual-Cholla 2-4 -v5.13 | 108 | 5817 | Rate Constraint in lbs/MMBtu | FALSE | L | Annual | Allowances Withdrawn (1:1) | Thousand Tons | 0 | 0 | 0 | 0 | 0 | 0 | 0
BART NOX Annual-Cholla 2-4 -v5.13 | 108 | 5817 | Rate Constraint in lbs/MMBtu | FALSE | L | Annual | Allowances Withdrawn (n:1) | Thousand Tons | 0 | 0 | 0 | 0 | 0 | 0 | 0
BART NOX Annual-Cholla 2-4 -v5.13 | 108 | 5817 | Rate Constraint in lbs/MMBtu | FALSE | L | Annual | Net Emissions Allowance Position | Thousand Tons | 0 | 1.8962 | 1.8929 | 1.8962 | 1.7149 | 1.8983 | 1.8983
BART NOX Annual-Cholla 2-4 -v5.13 | 108 | 5817 | Rate Constraint in lbs/MMBtu | FALSE | L | Annual | Fuel Consumed | TBtu | 0 | 68.9519 | 68.8329 | 68.9519 | 62.5221 | 69.0309 | 69.0351
BART NOX Annual-Cholla 2-4 -v5.13 | 108 | 5817 | Rate Constraint in lbs/MMBtu | FALSE | L | Annual | Rate | lb/MMBtu | 0 | 0.055 | 0.055 | 0.055 | 0.054856 | 0.055 | 0.054997
BART NOX Annual-Cholla 2-4 -v5.13 | 108 | 5817 | Rate Constraint in lbs/MMBtu | FALSE | L | Annual | Generation | TWh | 0 | 6.6065 | 6.5951 | 6.6065 | 5.9919 | 6.6115 | 6.6115
BART NOX Annual-Cholla 2-4 -v5.13 | 108 | 5817 | Rate Constraint in lbs/MMBtu | FALSE | L | Annual | Qualifying Generation | TWh | 0 | 6.6065 | 6.5951 | 6.6065 | 5.9919 | 6.6115 | 6.6115
BART NOX Annual-Cholla 2-4 -v5.13 | 108 | 5817 | Rate Constraint in lbs/MMBtu | FALSE | L | Annual | Rate | lb/MWh | 0 | 0.28702 | 0.28702 | 0.28702 | 0.2862 | 0.28713 | 0.28713
BART NOX Annual-Cholla 2-4 -v5.13 | 108 | 5817 | Rate Constraint in lbs/MMBtu | FALSE | L | Annual | Constraint Shadow Price | US2011$/Ton | 0 | 5259.2148 | 10503.5802 | 5201.0318 | 0 | 2853.2594 | 0
BART NOX Annual-Coal Creek 1 & 2 -v5.13 | 109 | 5854 | Rate Constraint in lbs/MMBtu | FALSE | L | Annual | Seasons Included | Seasons |  | Winter, Summer | Winter, Summer | Winter, Summer | Winter, Summer | Winter, Summer | Winter, Summer
BART NOX Annual-Coal Creek 1 & 2 -v5.13 | 109 | 5854 | Rate Constraint in lbs/MMBtu | FALSE | L | Annual | Standard | lb/MMBtu | 0 | 0.13 | 0.13 | 0.13 | 0.13 | 0.13 | 0.13
BART NOX Annual-Coal Creek 1 & 2 -v5.13 | 109 | 5854 | Rate Constraint in lbs/MMBtu | FALSE | L | Annual | Emissions at Affected Plants NOX | Thousand Tons | 0 | 2.6845 | 2.6845 | 2.5382 | 1.7064 | 2.6835 | 2.6845
BART NOX Annual-Coal Creek 1 & 2 -v5.13 | 109 | 5854 | Rate Constraint in lbs/MMBtu | FALSE | L | Annual | Allowances Purchased NOX | Thousand Tons | 0 | 0 | 0 | 0 | 0 | 0 | 0
BART NOX Annual-Coal Creek 1 & 2 -v5.13 | 109 | 5854 | Rate Constraint in lbs/MMBtu | FALSE | L | Annual | Allowances Sold NOX | Thousand Tons | 0 | 0 | 0 | 0 | 0 | 0 | 0
BART NOX Annual-Coal Creek 1 & 2 -v5.13 | 109 | 5854 | Rate Constraint in lbs/MMBtu | FALSE | L | Annual | Allowances Banked | Thousand Tons | 0 | 0 | 0 | 0 | 0 | 0 | 0
BART NOX Annual-Coal Creek 1 & 2 -v5.13 | 109 | 5854 | Rate Constraint in lbs/MMBtu | FALSE | L | Annual | Allowances Withdrawn (1:1) | Thousand Tons | 0 | 0 | 0 | 0 | 0 | 0 | 0
BART NOX Annual-Coal Creek 1 & 2 -v5.13 | 109 | 5854 | Rate Constraint in lbs/MMBtu | FALSE | L | Annual | Allowances Withdrawn (n:1) | Thousand Tons | 0 | 0 | 0 | 0 | 0 | 0 | 0
BART NOX Annual-Coal Creek 1 & 2 -v5.13 | 109 | 5854 | Rate Constraint in lbs/MMBtu | FALSE | L | Annual | Net Emissions Allowance Position | Thousand Tons | 0 | 2.6845 | 2.6845 | 2.5382 | 1.7064 | 2.6835 | 2.6845
BART NOX Annual-Coal Creek 1 & 2 -v5.13 | 109 | 5854 | Rate Constraint in lbs/MMBtu | FALSE | L | Annual | Fuel Consumed | TBtu | 0 | 41.9089 | 41.9089 | 39.6247 | 26.6391 | 41.8939 | 41.9089
BART NOX Annual-Coal Creek 1 & 2 -v5.13 | 109 | 5854 | Rate Constraint in lbs/MMBtu | FALSE | L | Annual | Rate | lb/MMBtu | 0 | 0.12811 | 0.12811 | 0.12811 | 0.12811 | 0.12811 | 0.12811
BART NOX Annual-Coal Creek 1 & 2 -v5.13 | 109 | 5854 | Rate Constraint in lbs/MMBtu | FALSE | L | Annual | Generation | TWh | 0 | 3.7724 | 3.7724 | 3.6463 | 2.4629 | 3.8569 | 3.8583
BART NOX Annual-Coal Creek 1 & 2 -v5.13 | 109 | 5854 | Rate Constraint in lbs/MMBtu | FALSE | L | Annual | Qualifying Generation | TWh | 0 | 3.7724 | 3.7724 | 3.6463 | 2.4629 | 3.8569 | 3.8583
BART NOX Annual-Coal Creek 1 & 2 -v5.13 | 109 | 5854 | Rate Constraint in lbs/MMBtu | FALSE | L | Annual | Rate | lb/MWh | 0 | 0.71161 | 0.71161 | 0.6961 | 0.69283 | 0.69577 | 0.69578
BART NOX Annual-Coal Creek 1 & 2 -v5.13 | 109 | 5854 | Rate Constraint in lbs/MMBtu | FALSE | L | Annual | Constraint Shadow Price | US2011$/Ton | 0 | 0 | 0 | 0 | 0 | 0 | 0
BART NOX Annual-Colstrip 1 -v5.13 | 110 | 5835 | Rate Constraint in lbs/MMBtu | FALSE | L | Annual | Seasons Included | Seasons |  | Winter, Summer | Winter, Summer | Winter, Summer | Winter, Summer | Winter, Summer | Winter, Summer
BART NOX Annual-Colstrip 1 -v5.13 | 110 | 5835 | Rate Constraint in lbs/MMBtu | FALSE | L | Annual | Standard | lb/MMBtu | 0 | 0.15 | 0.15 | 0.15 | 0.15 | 0.15 | 0.15
BART NOX Annual-Colstrip 1 -v5.13 | 110 | 5835 | Rate Constraint in lbs/MMBtu | FALSE | L | Annual | Emissions at Affected Plants NOX | Thousand Tons | 0 | 1.8499 | 1.8499 | 1.8499 | 1.8499 | 1.8499 | 1.8499
BART NOX Annual-Colstrip 1 -v5.13 | 110 | 5835 | Rate Constraint in lbs/MMBtu | FALSE | L | Annual | Allowances Purchased NOX | Thousand Tons | 0 | 0 | 0 | 0 | 0 | 0 | 0
BART NOX Annual-Colstrip 1 -v5.13 | 110 | 5835 | Rate Constraint in lbs/MMBtu | FALSE | L | Annual | Allowances Sold NOX | Thousand Tons | 0 | 0 | 0 | 0 | 0 | 0 | 0
BART NOX Annual-Colstrip 1 -v5.13 | 110 | 5835 | Rate Constraint in lbs/MMBtu | FALSE | L | Annual | Allowances Banked | Thousand Tons | 0 | 0 | 0 | 0 | 0 | 0 | 0
BART NOX Annual-Colstrip 1 -v5.13 | 110 | 5835 | Rate Constraint in lbs/MMBtu | FALSE | L | Annual | Allowances Withdrawn (1:1) | Thousand Tons | 0 | 0 | 0 | 0 | 0 | 0 | 0
BART NOX Annual-Colstrip 1 -v5.13 | 110 | 5835 | Rate Constraint in lbs/MMBtu | FALSE | L | Annual | Allowances Withdrawn (n:1) | Thousand Tons | 0 | 0 | 0 | 0 | 0 | 0 | 0
BART NOX Annual-Colstrip 1 -v5.13 | 110 | 5835 | Rate Constraint in lbs/MMBtu | FALSE | L | Annual | Net Emissions Allowance Position | Thousand Tons | 0 | 1.8499 | 1.8499 | 1.8499 | 1.8499 | 1.8499 | 1.8499
BART NOX Annual-Colstrip 1 -v5.13 | 110 | 5835 | Rate Constraint in lbs/MMBtu | FALSE | L | Annual | Fuel Consumed | TBtu | 0 | 24.6652 | 24.6652 | 24.6652 | 24.6652 | 24.6652 | 24.6652
BART NOX Annual-Colstrip 1 -v5.13 | 110 | 5835 | Rate Constraint in lbs/MMBtu | FALSE | L | Annual | Rate | lb/MMBtu | 0 | 0.15 | 0.15 | 0.15 | 0.15 | 0.15 | 0.15
BART NOX Annual-Colstrip 1 -v5.13 | 110 | 5835 | Rate Constraint in lbs/MMBtu | FALSE | L | Annual | Generation | TWh | 0 | 2.2648 | 2.2648 | 2.2648 | 2.2648 | 2.2648 | 2.2648
BART NOX Annual-Colstrip 1 -v5.13 | 110 | 5835 | Rate Constraint in lbs/MMBtu | FALSE | L | Annual | Qualifying Generation | TWh | 0 | 2.2648 | 2.2648 | 2.2648 | 2.2648 | 2.2648 | 2.2648
BART NOX Annual-Colstrip 1 -v5.13 | 110 | 5835 | Rate Constraint in lbs/MMBtu | FALSE | L | Annual | Rate | lb/MWh | 0 | 0.8168 | 0.8168 | 0.8168 | 0.8168 | 0.8168 | 0.8168
BART NOX Annual-Colstrip 1 -v5.13 | 110 | 5835 | Rate Constraint in lbs/MMBtu | FALSE | L | Annual | Constraint Shadow Price | US2011$/Ton | 0 | 12607.0543 | 14697.2076 | 0 | 3327.7952 | 0 | 0
BART NOX Annual-Colstrip 2 -v5.13 | 111 | 5836 | Rate Constraint in lbs/MMBtu | FALSE | L | Annual | Seasons Included | Seasons |  | Winter, Summer | Winter, Summer | Winter, Summer | Winter, Summer | Winter, Summer | Winter, Summer
BART NOX Annual-Colstrip 2 -v5.13 | 111 | 5836 | Rate Constraint in lbs/MMBtu | FALSE | L | Annual | Standard | lb/MMBtu | 0 | 0.15 | 0.15 | 0.15 | 0.15 | 0.15 | 0.15
BART NOX Annual-Colstrip 2 -v5.13 | 111 | 5836 | Rate Constraint in lbs/MMBtu | FALSE | L | Annual | Emissions at Affected Plants NOX | Thousand Tons | 0 | 1.8278 | 1.8278 | 1.8278 | 1.8278 | 1.8278 | 1.8278
BART NOX Annual-Colstrip 2 -v5.13 | 111 | 5836 | Rate Constraint in lbs/MMBtu | FALSE | L | Annual | Allowances Purchased NOX | Thousand Tons | 0 | 0 | 0 | 0 | 0 | 0 | 0
BART NOX Annual-Colstrip 2 -v5.13 | 111 | 5836 | Rate Constraint in lbs/MMBtu | FALSE | L | Annual | Allowances Sold NOX | Thousand Tons | 0 | 0 | 0 | 0 | 0 | 0 | 0
BART NOX Annual-Colstrip 2 -v5.13 | 111 | 5836 | Rate Constraint in lbs/MMBtu | FALSE | L | Annual | Allowances Banked | Thousand Tons | 0 | 0 | 0 | 0 | 0 | 0 | 0
BART NOX Annual-Colstrip 2 -v5.13 | 111 | 5836 | Rate Constraint in lbs/MMBtu | FALSE | L | Annual | Allowances Withdrawn (1:1) | Thousand Tons | 0 | 0 | 0 | 0 | 0 | 0 | 0
BART NOX Annual-Colstrip 2 -v5.13 | 111 | 5836 | Rate Constraint in lbs/MMBtu | FALSE | L | Annual | Allowances Withdrawn (n:1) | Thousand Tons | 0 | 0 | 0 | 0 | 0 | 0 | 0
BART NOX Annual-Colstrip 2 -v5.13 | 111 | 5836 | Rate Constraint in lbs/MMBtu | FALSE | L | Annual | Net Emissions Allowance Position | Thousand Tons | 0 | 1.8278 | 1.8278 | 1.8278 | 1.8278 | 1.8278 | 1.8278
BART NOX Annual-Colstrip 2 -v5.13 | 111 | 5836 | Rate Constraint in lbs/MMBtu | FALSE | L | Annual | Fuel Consumed | TBtu | 0 | 24.3701 | 24.3701 | 24.3701 | 24.3701 | 24.3701 | 24.3701
BART NOX Annual-Colstrip 2 -v5.13 | 111 | 5836 | Rate Constraint in lbs/MMBtu | FALSE | L | Annual | Rate | lb/MMBtu | 0 | 0.15 | 0.15 | 0.15 | 0.15 | 0.15 | 0.15
BART NOX Annual-Colstrip 2 -v5.13 | 111 | 5836 | Rate Constraint in lbs/MMBtu | FALSE | L | Annual | Generation | TWh | 0 | 2.2649 | 2.2649 | 2.2649 | 2.2649 | 2.2649 | 2.2649
BART NOX Annual-Colstrip 2 -v5.13 | 111 | 5836 | Rate Constraint in lbs/MMBtu | FALSE | L | Annual | Qualifying Generation | TWh | 0 | 2.2649 | 2.2649 | 2.2649 | 2.2649 | 2.2649 | 2.2649
BART NOX Annual-Colstrip 2 -v5.13 | 111 | 5836 | Rate Constraint in lbs/MMBtu | FALSE | L | Annual | Rate | lb/MWh | 0 | 0.80698 | 0.80698 | 0.80698 | 0.80698 | 0.80698 | 0.80698
BART NOX Annual-Colstrip 2 -v5.13 | 111 | 5836 | Rate Constraint in lbs/MMBtu | FALSE | L | Annual | Constraint Shadow Price | US2011$/Ton | 0 | 13461.6988 | 17893.7695 | 0 | 0 | 0 | 0
BART NOX Annual-Comanche 1 -v5.13 | 112 | 5820 | Rate Constraint in lbs/MMBtu | FALSE | L | Annual | Seasons Included | Seasons |  | Winter, Summer | Winter, Summer | Winter, Summer | Winter, Summer | Winter, Summer | Winter, Summer
BART NOX Annual-Comanche 1 -v5.13 | 112 | 5820 | Rate Constraint in lbs/MMBtu | FALSE | L | Annual | Standard | lb/MMBtu | 0 | 0.2 | 0.2 | 0.2 | 0.2 | 0.2 | 0.2
BART NOX Annual-Comanche 1 -v5.13 | 112 | 5820 | Rate Constraint in lbs/MMBtu | FALSE | L | Annual | Emissions at Affected Plants NOX | Thousand Tons | 0 | 1.5425 | 1.5425 | 1.5425 | 1.3474 | 1.5425 | 1.5425
BART NOX Annual-Comanche 1 -v5.13 | 112 | 5820 | Rate Constraint in lbs/MMBtu | FALSE | L | Annual | Allowances Purchased NOX | Thousand Tons | 0 | 0 | 0 | 0 | 0 | 0 | 0
BART NOX Annual-Comanche 1 -v5.13 | 112 | 5820 | Rate Constraint in lbs/MMBtu | FALSE | L | Annual | Allowances Sold NOX | Thousand Tons | 0 | 0 | 0 | 0 | 0 | 0 | 0
BART NOX Annual-Comanche 1 -v5.13 | 112 | 5820 | Rate Constraint in lbs/MMBtu | FALSE | L | Annual | Allowances Banked | Thousand Tons | 0 | 0 | 0 | 0 | 0 | 0 | 0
BART NOX Annual-Comanche 1 -v5.13 | 112 | 5820 | Rate Constraint in lbs/MMBtu | FALSE | L | Annual | Allowances Withdrawn (1:1) | Thousand Tons | 0 | 0 | 0 | 0 | 0 | 0 | 0
BART NOX Annual-Comanche 1 -v5.13 | 112 | 5820 | Rate Constraint in lbs/MMBtu | FALSE | L | Annual | Allowances Withdrawn (n:1) | Thousand Tons | 0 | 0 | 0 | 0 | 0 | 0 | 0
BART NOX Annual-Comanche 1 -v5.13 | 112 | 5820 | Rate Constraint in lbs/MMBtu | FALSE | L | Annual | Net Emissions Allowance Position | Thousand Tons | 0 | 1.5425 | 1.5425 | 1.5425 | 1.3474 | 1.5425 | 1.5425
BART NOX Annual-Comanche 1 -v5.13 | 112 | 5820 | Rate Constraint in lbs/MMBtu | FALSE | L | Annual | Fuel Consumed | TBtu | 0 | 25.0972 | 25.0972 | 25.0972 | 21.9224 | 25.0972 | 25.0972
BART NOX Annual-Comanche 1 -v5.13 | 112 | 5820 | Rate Constraint in lbs/MMBtu | FALSE | L | Annual | Rate | lb/MMBtu | 0 | 0.12292 | 0.12292 | 0.12292 | 0.12292 | 0.12292 | 0.12292
BART NOX Annual-Comanche 1 -v5.13 | 112 | 5820 | Rate Constraint in lbs/MMBtu | FALSE | L | Annual | Generation | TWh | 0 | 2.4033 | 2.4033 | 2.4033 | 2.0992 | 2.4033 | 2.4033
BART NOX Annual-Comanche 1 -v5.13 | 112 | 5820 | Rate Constraint in lbs/MMBtu | FALSE | L | Annual | Qualifying Generation | TWh | 0 | 2.4033 | 2.4033 | 2.4033 | 2.0992 | 2.4033 | 2.4033
BART NOX Annual-Comanche 1 -v5.13 | 112 | 5820 | Rate Constraint in lbs/MMBtu | FALSE | L | Annual | Rate | lb/MWh | 0 | 0.64184 | 0.64184 | 0.64184 | 0.64184 | 0.64184 | 0.64184
BART NOX Annual-Comanche 1 -v5.13 | 112 | 5820 | Rate Constraint in lbs/MMBtu | FALSE | L | Annual | Constraint Shadow Price | US2011$/Ton | 0 | 0 | 0 | 0 | 0 | 0 | 0
BART NOX Annual-Comanche 2 -v5.13 | 113 | 5821 | Rate Constraint in lbs/MMBtu | FALSE | L | Annual | Seasons Included | Seasons |  | Winter, Summer | Winter, Summer | Winter, Summer | Winter, Summer | Winter, Summer | Winter, Summer
BART NOX Annual-Comanche 2 -v5.13 | 113 | 5821 | Rate Constraint in lbs/MMBtu | FALSE | L | Annual | Standard | lb/MMBtu | 0 | 0.2 | 0.2 | 0.2 | 0.2 | 0.2 | 0.2
BART NOX Annual-Comanche 2 -v5.13 | 113 | 5821 | Rate Constraint in lbs/MMBtu | FALSE | L | Annual | Emissions at Affected Plants NOX | Thousand Tons | 0 | 1.9946 | 1.9946 | 1.9946 | 1.6103 | 1.9946 | 1.9946
BART NOX Annual-Comanche 2 -v5.13 | 113 | 5821 | Rate Constraint in lbs/MMBtu | FALSE | L | Annual | Allowances Purchased NOX | Thousand Tons | 0 | 0 | 0 | 0 | 0 | 0 | 0
BART NOX Annual-Comanche 2 -v5.13 | 113 | 5821 | Rate Constraint in lbs/MMBtu | FALSE | L | Annual | Allowances Sold NOX | Thousand Tons | 0 | 0 | 0 | 0 | 0 | 0 | 0
BART NOX Annual-Comanche 2 -v5.13 | 113 | 5821 | Rate Constraint in lbs/MMBtu | FALSE | L | Annual | Allowances Banked | Thousand Tons | 0 | 0 | 0 | 0 | 0 | 0 | 0
BART NOX Annual-Comanche 2 -v5.13 | 113 | 5821 | Rate Constraint in lbs/MMBtu | FALSE | L | Annual | Allowances Withdrawn (1:1) | Thousand Tons | 0 | 0 | 0 | 0 | 0 | 0 | 0
BART NOX Annual-Comanche 2 -v5.13 | 113 | 5821 | Rate Constraint in lbs/MMBtu | FALSE | L | Annual | Allowances Withdrawn (n:1) | Thousand Tons | 0 | 0 | 0 | 0 | 0 | 0 | 0
BART NOX Annual-Comanche 2 -v5.13 | 113 | 5821 | Rate Constraint in lbs/MMBtu | FALSE | L | Annual | Net Emissions Allowance Position | Thousand Tons | 0 | 1.9946 | 1.9946 | 1.9946 | 1.6103 | 1.9946 | 1.9946
BART NOX Annual-Comanche 2 -v5.13 | 113 | 5821 | Rate Constraint in lbs/MMBtu | FALSE | L | Annual | Fuel Consumed | TBtu | 0 | 26.5953 | 26.5953 | 26.5953 | 21.4701 | 26.5953 | 26.5953
BART NOX Annual-Comanche 2 -v5.13 | 113 | 5821 | Rate Constraint in lbs/MMBtu | FALSE | L | Annual | Rate | lb/MMBtu | 0 | 0.15 | 0.15 | 0.15 | 0.15 | 0.15 | 0.15
BART NOX Annual-Comanche 2 -v5.13 | 113 | 5821 | Rate Constraint in lbs/MMBtu | FALSE | L | Annual | Generation | TWh | 0 | 2.4756 | 2.4756 | 2.4756 | 1.9985 | 2.4756 | 2.4756
BART NOX Annual-Comanche 2 -v5.13 | 113 | 5821 | Rate Constraint in lbs/MMBtu | FALSE | L | Annual | Qualifying Generation | TWh | 0 | 2.4756 | 2.4756 | 2.4756 | 1.9985 | 2.4756 | 2.4756
BART NOX Annual-Comanche 2 -v5.13 | 113 | 5821 | Rate Constraint in lbs/MMBtu | FALSE | L | Annual | Rate | lb/MWh | 0 | 0.80573 | 0.80573 | 0.80573 | 0.80573 | 0.80573 | 0.80573
BART NOX Annual-Comanche 2 -v5.13 | 113 | 5821 | Rate Constraint in lbs/MMBtu | FALSE | L | Annual | Constraint Shadow Price | US2011$/Ton | 0 | 0 | 0 | 0 | 0 | 0 | 0
BART NOX Annual-Coronado U1B & U2B -v5.13 | 114 | 5818 | Rate Constraint in lbs/MMBtu | FALSE | L | Annual | Seasons Included | Seasons |  | Winter, Summer | Winter, Summer | Winter, Summer | Winter, Summer | Winter, Summer | Winter, Summer
BART NOX Annual-Coronado U1B & U2B -v5.13 | 114 | 5818 | Rate Constraint in lbs/MMBtu | FALSE | L | Annual | Standard | lb/MMBtu | 0 | 0.065 | 0.065 | 0.065 | 0.065 | 0.065 | 0.065
BART NOX Annual-Coronado U1B & U2B -v5.13 | 114 | 5818 | Rate Constraint in lbs/MMBtu | FALSE | L | Annual | Emissions at Affected Plants NOX | Thousand Tons | 0 | 1.7893 | 1.7893 | 1.7893 | 1.7893 | 1.7893 | 1.7893
BART NOX Annual-Coronado U1B & U2B -v5.13 | 114 | 5818 | Rate Constraint in lbs/MMBtu | FALSE | L | Annual | Allowances Purchased NOX | Thousand Tons | 0 | 0 | 0 | 0 | 0 | 0 | 0
BART NOX Annual-Coronado U1B & U2B -v5.13 | 114 | 5818 | Rate Constraint in lbs/MMBtu | FALSE | L | Annual | Allowances Sold NOX | Thousand Tons | 0 | 0 | 0 | 0 | 0 | 0 | 0
BART NOX Annual-Coronado U1B & U2B -v5.13 | 114 | 5818 | Rate Constraint in lbs/MMBtu | FALSE | L | Annual | Allowances Banked | Thousand Tons | 0 | 0 | 0 | 0 | 0 | 0 | 0
BART NOX Annual-Coronado U1B & U2B -v5.13 | 114 | 5818 | Rate Constraint in lbs/MMBtu | FALSE | L | Annual | Allowances Withdrawn (1:1) | Thousand Tons | 0 | 0 | 0 | 0 | 0 | 0 | 0
BART NOX Annual-Coronado U1B & U2B -v5.13 | 114 | 5818 | Rate Constraint in lbs/MMBtu | FALSE | L | Annual | Allowances Withdrawn (n:1) | Thousand Tons | 0 | 0 | 0 | 0 | 0 | 0 | 0
BART NOX Annual-Coronado U1B & U2B -v5.13 | 114 | 5818 | Rate Constraint in lbs/MMBtu | FALSE | L | Annual | Net Emissions Allowance Position | Thousand Tons | 0 | 1.7893 | 1.7893 | 1.7893 | 1.7893 | 1.7893 | 1.7893
BART NOX Annual-Coronado U1B & U2B -v5.13 | 114 | 5818 | Rate Constraint in lbs/MMBtu | FALSE | L | Annual | Fuel Consumed | TBtu | 0 | 56.0002 | 56.0002 | 56.0002 | 56.0002 | 56.0002 | 56.1374
BART NOX Annual-Coronado U1B & U2B -v5.13 | 114 | 5818 | Rate Constraint in lbs/MMBtu | FALSE | L | Annual | Rate | lb/MMBtu | 0 | 0.063904 | 0.063904 | 0.063904 | 0.063904 | 0.063904 | 0.063748
BART NOX Annual-Coronado U1B & U2B -v5.13 | 114 | 5818 | Rate Constraint in lbs/MMBtu | FALSE | L | Annual | Generation | TWh | 0 | 5.5262 | 5.5262 | 5.5262 | 5.5262 | 5.5262 | 5.5262
BART NOX Annual-Coronado U1B & U2B -v5.13 | 114 | 5818 | Rate Constraint in lbs/MMBtu | FALSE | L | Annual | Qualifying Generation | TWh | 0 | 5.5262 | 5.5262 | 5.5262 | 5.5262 | 5.5262 | 5.5262
BART NOX Annual-Coronado U1B & U2B -v5.13 | 114 | 5818 | Rate Constraint in lbs/MMBtu | FALSE | L | Annual | Rate | lb/MWh | 0 | 0.32379 | 0.32379 | 0.32379 | 0.32379 | 0.32379 | 0.32379
BART NOX Annual-Coronado U1B & U2B -v5.13 | 114 | 5818 | Rate Constraint in lbs/MMBtu | FALSE | L | Annual | Constraint Shadow Price | US2011$/Ton | 0 | 0 | 0 | 0 | 0 | 0 | 0
BART NOX Annual-Craig C1 -v5.14 | 115 | 6120 | Rate Constraint in lbs/MMBtu | FALSE | L | Annual | Seasons Included | Seasons |  |  |  | Winter, Summer | Winter, Summer | Winter, Summer | Winter, Summer
BART NOX Annual-Craig C1 -v5.14 | 115 | 6120 | Rate Constraint in lbs/MMBtu | FALSE | L | Annual | Standard | lb/MMBtu | 0 | 0 | 0.07 | 0.07 | 0.07 | 0.07 | 0.07
BART NOX Annual-Craig C1 -v5.14 | 115 | 6120 | Rate Constraint in lbs/MMBtu | FALSE | L | Annual | Emissions at Affected Plants NOX | Thousand Tons | 0 | 0 | 0 | 1.0276 | 1.0276 | 1.0276 | 1.0276
BART NOX Annual-Craig C1 -v5.14 | 115 | 6120 | Rate Constraint in lbs/MMBtu | FALSE | L | Annual | Allowances Purchased NOX | Thousand Tons | 0 | 0 | 0 | 0 | 0 | 0 | 0
BART NOX Annual-Craig C1 -v5.14 | 115 | 6120 | Rate Constraint in lbs/MMBtu | FALSE | L | Annual | Allowances Sold NOX | Thousand Tons | 0 | 0 | 0 | 0 | 0 | 0 | 0
BART NOX Annual-Craig C1 -v5.14 | 115 | 6120 | Rate Constraint in lbs/MMBtu | FALSE | L | Annual | Allowances Banked | Thousand Tons | 0 | 0 | 0 | 0 | 0 | 0 | 0
BART NOX Annual-Craig C1 -v5.14 | 115 | 6120 | Rate Constraint in lbs/MMBtu | FALSE | L | Annual | Allowances Withdrawn (1:1) | Thousand Tons | 0 | 0 | 0 | 0 | 0 | 0 | 0
BART NOX Annual-Craig C1 -v5.14 | 115 | 6120 | Rate Constraint in lbs/MMBtu | FALSE | L | Annual | Allowances Withdrawn (n:1) | Thousand Tons | 0 | 0 | 0 | 0 | 0 | 0 | 0
BART NOX Annual-Craig C1 -v5.14 | 115 | 6120 | Rate Constraint in lbs/MMBtu | FALSE | L | Annual | Net Emissions Allowance Position | Thousand Tons | 0 | 0 | 0 | 1.0276 | 1.0276 | 1.0276 | 1.0276
BART NOX Annual-Craig C1 -v5.14 | 115 | 6120 | Rate Constraint in lbs/MMBtu | FALSE | L | Annual | Fuel Consumed | TBtu | 0 | 0 | 0 | 29.3586 | 29.3586 | 29.3586 | 29.3586
BART NOX Annual-Craig C1 -v5.14 | 115 | 6120 | Rate Constraint in lbs/MMBtu | FALSE | L | Annual | Rate | lb/MMBtu | 0 | 0 | 0 | 0.07 | 0.07 | 0.07 | 0.07
BART NOX Annual-Craig C1 -v5.14 | 115 | 6120 | Rate Constraint in lbs/MMBtu | FALSE | L | Annual | Generation | TWh | 0 | 0 | 0 | 3.0531 | 3.0531 | 3.0531 | 3.0531
BART NOX Annual-Craig C1 -v5.14 | 115 | 6120 | Rate Constraint in lbs/MMBtu | FALSE | L | Annual | Qualifying Generation | TWh | 0 | 0 | 0 | 3.0531 | 3.0531 | 3.0531 | 3.0531
BART NOX Annual-Craig C1 -v5.14 | 115 | 6120 | Rate Constraint in lbs/MMBtu | FALSE | L | Annual | Rate | lb/MWh | 0 | 0 | 0 | 0.33656 | 0.33656 | 0.33656 | 0.33656
BART NOX Annual-Craig C1 -v5.14 | 115 | 6120 | Rate Constraint in lbs/MMBtu | FALSE | L | Annual | Constraint Shadow Price | US2011$/Ton | 0 | 0 | 0 | 4333.0554 | 14072.9156 | 9326.7217 | 12135.1392
BART NOX Annual-Craig C2 -v5.13 | 116 | 5823 | Rate Constraint in lbs/MMBtu | FALSE | L | Annual | Seasons Included | Seasons |  | Winter, Summer | Winter, Summer | Winter, Summer | Winter, Summer | Winter, Summer | Winter, Summer
BART NOX Annual-Craig C2 -v5.13 | 116 | 5823 | Rate Constraint in lbs/MMBtu | FALSE | L | Annual | Standard | lb/MMBtu | 0 | 0.08 | 0.08 | 0.08 | 0.08 | 0.08 | 0.08
BART NOX Annual-Craig C2 -v5.13 | 116 | 5823 | Rate Constraint in lbs/MMBtu | FALSE | L | Annual | Emissions at Affected Plants NOX | Thousand Tons | 0 | 1.2209 | 1.2209 | 1.2209 | 1.0665 | 1.2209 | 1.2209
BART NOX Annual-Craig C2 -v5.13 | 116 | 5823 | Rate Constraint in lbs/MMBtu | FALSE | L | Annual | Allowances Purchased NOX | Thousand Tons | 0 | 0 | 0 | 0 | 0 | 0 | 0
BART NOX Annual-Craig C2 -v5.13 | 116 | 5823 | Rate Constraint in lbs/MMBtu | FALSE | L | Annual | Allowances Sold NOX | Thousand Tons | 0 | 0 | 0 | 0 | 0 | 0 | 0
BART NOX Annual-Craig C2 -v5.13 | 116 | 5823 | Rate Constraint in lbs/MMBtu | FALSE | L | Annual | Allowances Banked | Thousand Tons | 0 | 0 | 0 | 0 | 0 | 0 | 0
BART NOX Annual-Craig C2 -v5.13 | 116 | 5823 | Rate Constraint in lbs/MMBtu | FALSE | L | Annual | Allowances Withdrawn (1:1) | Thousand Tons | 0 | 0 | 0 | 0 | 0 | 0 | 0
BART NOX Annual-Craig C2 -v5.13 | 116 | 5823 | Rate Constraint in lbs/MMBtu | FALSE | L | Annual | Allowances Withdrawn (n:1) | Thousand Tons | 0 | 0 | 0 | 0 | 0 | 0 | 0
BART NOX Annual-Craig C2 -v5.13 | 116 | 5823 | Rate Constraint in lbs/MMBtu | FALSE | L | Annual | Net Emissions Allowance Position | Thousand Tons | 0 | 1.2209 | 1.2209 | 1.2209 | 1.0665 | 1.2209 | 1.2209
BART NOX Annual-Craig C2 -v5.13 | 116 | 5823 | Rate Constraint in lbs/MMBtu | FALSE | L | Annual | Fuel Consumed | TBtu | 0 | 30.5237 | 30.5237 | 30.5237 | 26.6624 | 30.5237 | 30.5237
BART NOX Annual-Craig C2 -v5.13 | 116 | 5823 | Rate Constraint in lbs/MMBtu | FALSE | L | Annual | Rate | lb/MMBtu | 0 | 0.08 | 0.08 | 0.08 | 0.08 | 0.08 | 0.08
BART NOX Annual-Craig C2 -v5.13 | 116 | 5823 | Rate Constraint in lbs/MMBtu | FALSE | L | Annual | Generation | TWh | 0 | 3.0537 | 3.0537 | 3.0537 | 2.6674 | 3.0537 | 3.0537
BART NOX Annual-Craig C2 -v5.13 | 116 | 5823 | Rate Constraint in lbs/MMBtu | FALSE | L | Annual | Qualifying Generation | TWh | 0 | 3.0537 | 3.0537 | 3.0537 | 2.6674 | 3.0537 | 3.0537
BART NOX Annual-Craig C2 -v5.13 | 116 | 5823 | Rate Constraint in lbs/MMBtu | FALSE | L | Annual | Rate | lb/MWh | 0 | 0.39983 | 0.39983 | 0.39983 | 0.39983 | 0.39983 | 0.39983
BART NOX Annual-Craig C2 -v5.13 | 116 | 5823 | Rate Constraint in lbs/MMBtu | FALSE | L | Annual | Constraint Shadow Price | US2011$/Ton | 0 | 0 | 9453.1214 | 3349.0661 | 3728.4842 | 1049.8473 | 0
BART NOX Annual-Dave Johnston 3 -v5.14 | 117 | 6103 | Rate Constraint in lbs/MMBtu | FALSE | L | Annual | Seasons Included | Seasons |  | Winter, Summer | Winter, Summer | Winter, Summer | Winter, Summer | Winter, Summer | Winter, Summer
BART NOX Annual-Dave Johnston 3 -v5.14 | 117 | 6103 | Rate Constraint in lbs/MMBtu | FALSE | L | Annual | Standard | lb/MMBtu | 0 | 0.28 | 0.28 | 0.28 | 0.28 | 0.28 | 0.28
BART NOX Annual-Dave Johnston 3 -v5.14 | 117 | 6103 | Rate Constraint in lbs/MMBtu | FALSE | L | Annual | Emissions at Affected Plants NOX | Thousand Tons | 0 | 2.0003 | 1.9969 | 2.0003 | 1.6231 | 2.0003 | 2.0003
BART NOX Annual-Dave Johnston 3 -v5.14 | 117 | 6103 | Rate Constraint in lbs/MMBtu | FALSE | L | Annual | Allowances Purchased NOX | Thousand Tons | 0 | 0 | 0 | 0 | 0 | 0 | 0
BART NOX Annual-Dave Johnston 3 -v5.14 | 117 | 6103 | Rate Constraint in lbs/MMBtu | FALSE | L | Annual | Allowances Sold NOX | Thousand Tons | 0 | 0 | 0 | 0 | 0 | 0 | 0
BART NOX Annual-Dave Johnston 3 -v5.14 | 117 | 6103 | Rate Constraint in lbs/MMBtu | FALSE | L | Annual | Allowances Banked | Thousand Tons | 0 | 0 | 0 | 0 | 0 | 0 | 0
BART NOX Annual-Dave Johnston 3 -v5.14 | 117 | 6103 | Rate Constraint in lbs/MMBtu | FALSE | L | Annual | Allowances Withdrawn (1:1) | Thousand Tons | 0 | 0 | 0 | 0 | 0 | 0 | 0
BART NOX Annual-Dave Johnston 3 -v5.14 | 117 | 6103 | Rate Constraint in lbs/MMBtu | FALSE | L | Annual | Allowances Withdrawn (n:1) | Thousand Tons | 0 | 0 | 0 | 0 | 0 | 0 | 0
BART NOX Annual-Dave Johnston 3 -v5.14 | 117 | 6103 | Rate Constraint in lbs/MMBtu | FALSE | L | Annual | Net Emissions Allowance Position | Thousand Tons | 0 | 2.0003 | 1.9969 | 2.0003 | 1.6231 | 2.0003 | 2.0003
BART NOX Annual-Dave Johnston 3 -v5.14 | 117 | 6103 | Rate Constraint in lbs/MMBtu | FALSE | L | Annual | Fuel Consumed | TBtu | 0 | 17.4952 | 17.4647 | 17.4952 | 14.196 | 17.4952 | 17.4952
BART NOX Annual-Dave Johnston 3 -v5.14 | 117 | 6103 | Rate Constraint in lbs/MMBtu | FALSE | L | Annual | Rate | lb/MMBtu | 0 | 0.22867 | 0.22867 | 0.22867 | 0.22867 | 0.22867 | 0.22867
BART NOX Annual-Dave Johnston 3 -v5.14 | 117 | 6103 | Rate Constraint in lbs/MMBtu | FALSE | L | Annual | Generation | TWh | 0 | 1.5411 | 1.5384 | 1.5411 | 1.2505 | 1.5411 | 1.5411
BART NOX Annual-Dave Johnston 3 -v5.14 | 117 | 6103 | Rate Constraint in lbs/MMBtu | FALSE | L | Annual | Qualifying Generation | TWh | 0 | 1.5411 | 1.5384 | 1.5411 | 1.2505 | 1.5411 | 1.5411
BART NOX Annual-Dave Johnston 3 -v5.14 | 117 | 6103 | Rate Constraint in lbs/MMBtu | FALSE | L | Annual | Rate | lb/MWh | 0 | 1.298 | 1.298 | 1.298 | 1.298 | 1.298 | 1.298
BART NOX Annual-Dave Johnston 3 -v5.14 | 117 | 6103 | Rate Constraint in lbs/MMBtu | FALSE | L | Annual | Constraint Shadow Price | US2011$/Ton | 0 | 0 | 0 | 0 | 0 | 0 | 0
BART NOX Annual-Dave Johnston 4 -v5.14 | 118 | 6104 | Rate Constraint in lbs/MMBtu | FALSE | L | Annual | Seasons Included | Seasons |  | Winter, Summer | Winter, Summer | Winter, Summer | Winter, Summer | Winter, Summer | Winter, Summer
BART NOX Annual-Dave Johnston 4 -v5.14 | 118 | 6104 | Rate Constraint in lbs/MMBtu | FALSE | L | Annual | Standard | lb/MMBtu | 0 | 0.15 | 0.15 | 0.15 | 0.15 | 0.15 | 0.15
BART NOX Annual-Dave Johnston 4 -v5.14 | 118 | 6104 | Rate Constraint in lbs/MMBtu | FALSE | L | Annual | Emissions at Affected Plants NOX | Thousand Tons | 0 | 1.6537 | 1.6509 | 1.6537 | 1.453 | 1.6537 | 1.6537
BART NOX Annual-Dave Johnston 4 -v5.14 | 118 | 6104 | Rate Constraint in lbs/MMBtu | FALSE | L | Annual | Allowances Purchased NOX | Thousand Tons | 0 | 0 | 0 | 0 | 0 | 0 | 0
BART NOX Annual-Dave Johnston 4 -v5.14 | 118 | 6104 | Rate Constraint in lbs/MMBtu | FALSE | L | Annual | Allowances Sold NOX | Thousand Tons | 0 | 0 | 0 | 0 | 0 | 0 | 0
BART NOX Annual-Dave Johnston 4 -v5.14 | 118 | 6104 | Rate Constraint in lbs/MMBtu | FALSE | L | Annual | Allowances Banked | Thousand Tons | 0 | 0 | 0 | 0 | 0 | 0 | 0
BART NOX Annual-Dave Johnston 4 -v5.14 | 118 | 6104 | Rate Constraint in lbs/MMBtu | FALSE | L | Annual | Allowances Withdrawn (1:1) | Thousand Tons | 0 | 0 | 0 | 0 | 0 | 0 | 0
BART NOX Annual-Dave Johnston 4 -v5.14 | 118 | 6104 | Rate Constraint in lbs/MMBtu | FALSE | L | Annual | Allowances Withdrawn (n:1) | Thousand Tons | 0 | 0 | 0 | 0 | 0 | 0 | 0
BART NOX Annual-Dave Johnston 4 -v5.14 | 118 | 6104 | Rate Constraint in lbs/MMBtu | FALSE | L | Annual | Net Emissions Allowance Position | Thousand Tons | 0 | 1.6537 | 1.6509 | 1.6537 | 1.453 | 1.6537 | 1.6537
BART NOX Annual-Dave Johnston 4 -v5.14 | 118 | 6104 | Rate Constraint in lbs/MMBtu | FALSE | L | Annual | Fuel Consumed | TBtu | 0 | 27.5624 | 27.5154 | 27.5624 | 24.2173 | 27.5624 | 27.5624
BART NOX Annual-Dave Johnston 4 -v5.14 | 118 | 6104 | Rate Constraint in lbs/MMBtu | FALSE | L | Annual | Rate | lb/MMBtu | 0 | 0.12 | 0.12 | 0.12 | 0.12 | 0.12 | 0.12
BART NOX Annual-Dave Johnston 4 -v5.14 | 118 | 6104 | Rate Constraint in lbs/MMBtu | FALSE | L | Annual | Generation | TWh | 0 | 2.4389 | 2.4348 | 2.4389 | 2.1429 | 2.4389 | 2.4389
BART NOX Annual-Dave Johnston 4 -v5.14 | 118 | 6104 | Rate Constraint in lbs/MMBtu | FALSE | L | Annual | Qualifying Generation | TWh | 0 | 2.4389 | 2.4348 | 2.4389 | 2.1429 | 2.4389 | 2.4389
BART NOX Annual-Dave Johnston 4 -v5.14 | 118 | 6104 | Rate Constraint in lbs/MMBtu | FALSE | L | Annual | Rate | lb/MWh | 0 | 0.67807 | 0.67807 | 0.67807 | 0.67807 | 0.67807 | 0.67807
BART NOX Annual-Dave Johnston 4 -v5.14 | 118 | 6104 | Rate Constraint in lbs/MMBtu | FALSE | L | Annual | Constraint Shadow Price | US2011$/Ton | 0 | 0 | 0 | 0 | 0 | 0 | 0
BART NOX Annual-Four Corners 4 -v5.14 | 119 | 6235 | Rate Constraint in lbs/MMBtu | FALSE | L | Annual | Seasons Included | Seasons |  | Winter, Summer | Winter, Summer | Winter, Summer | Winter, Summer | Winter, Summer | Winter, Summer
BART NOX Annual-Four Corners 4 -v5.14 | 119 | 6235 | Rate Constraint in lbs/MMBtu | FALSE | L | Annual | Standard | lb/MMBtu | 0 | 0.098 | 0.098 | 0.098 | 0.098 | 0.098 | 0.098
BART NOX Annual-Four Corners 4 -v5.14 | 119 | 6235 | Rate Constraint in lbs/MMBtu | FALSE | L | Annual | Emissions at Affected Plants NOX | Thousand Tons | 0 | 2.7465 | 2.7418 | 2.7465 | 2.7465 | 2.7465 | 2.7465
BART NOX Annual-Four Corners 4 -v5.14 | 119 | 6235 | Rate Constraint in lbs/MMBtu | FALSE | L | Annual | Allowances Purchased NOX | Thousand Tons | 0 | 0 | 0 | 0 | 0 | 0 | 0
BART NOX Annual-Four Corners 4 -v5.14 | 119 | 6235 | Rate Constraint in lbs/MMBtu | FALSE | L | Annual | Allowances Sold NOX | Thousand Tons | 0 | 0 | 0 | 0 | 0 | 0 | 0
BART NOX Annual-Four Corners 4 -v5.14 | 119 | 6235 | Rate Constraint in lbs/MMBtu | FALSE | L | Annual | Allowances Banked | Thousand Tons | 0 | 0 | 0 | 0 | 0 | 0 | 0
BART NOX Annual-Four Corners 4 -v5.14 | 119 | 6235 | Rate Constraint in lbs/MMBtu | FALSE | L | Annual | Allowances Withdrawn (1:1) | Thousand Tons | 0 | 0 | 0 | 0 | 0 | 0 | 0
BART NOX Annual-Four Corners 4 -v5.14 | 119 | 6235 | Rate Constraint in lbs/MMBtu | FALSE | L | Annual | Allowances Withdrawn (n:1) | Thousand Tons | 0 | 0 | 0 | 0 | 0 | 0 | 0
BART NOX Annual-Four Corners 4 -v5.14 | 119 | 6235 | Rate Constraint in lbs/MMBtu | FALSE | L | Annual | Net Emissions Allowance Position | Thousand Tons | 0 | 2.7465 | 2.7418 | 2.7465 | 2.7465 | 2.7465 | 2.7465
BART NOX Annual-Four Corners 4 -v5.14 | 119 | 6235 | Rate Constraint in lbs/MMBtu | FALSE | L | Annual | Fuel Consumed | TBtu | 0 | 56.0517 | 55.9549 | 56.0517 | 56.0517 | 56.0517 | 56.0517
BART NOX Annual-Four Corners 4 -v5.14 | 119 | 6235 | Rate Constraint in lbs/MMBtu | FALSE | L | Annual | Rate | lb/MMBtu | 0 | 0.098 | 0.098 | 0.098 | 0.098 | 0.098 | 0.098
BART NOX Annual-Four Corners 4 -v5.14 | 119 | 6235 | Rate Constraint in lbs/MMBtu | FALSE | L | Annual | Generation | TWh | 0 | 5.583 | 5.5733 | 5.583 | 5.583 | 5.583 | 5.583
BART NOX Annual-Four Corners 4 -v5.14 | 119 | 6235 | Rate Constraint in lbs/MMBtu | FALSE | L | Annual | Qualifying Generation | TWh | 0 | 5.583 | 5.5733 | 5.583 | 5.583 | 5.583 | 5.583
BART NOX Annual-Four Corners 4 -v5.14 | 119 | 6235 | Rate Constraint in lbs/MMBtu | FALSE | L | Annual | Rate | lb/MWh | 0 | 0.49195 | 0.49195 | 0.49195 | 0.49195 | 0.49195 | 0.49195
BART NOX Annual-Four Corners 4 -v5.14 | 119 | 6235 | Rate Constraint in lbs/MMBtu | FALSE | L | Annual | Constraint Shadow Price | US2011$/Ton | 0 | 5342.4131 | 6176.1104 | 0 | 0 | 0 | 0
BART NOX Annual-Four Corners 5 -v5.14 | 120 | 6236 | Rate Constraint in lbs/MMBtu | FALSE | L | Annual | Seasons Included | Seasons |  | Winter, Summer | Winter, Summer | Winter, Summer | Winter, Summer | Winter, Summer | Winter, Summer
BART NOX Annual-Four Corners 5 -v5.14 | 120 | 6236 | Rate Constraint in lbs/MMBtu | FALSE | L | Annual | Standard | lb/MMBtu | 0 | 0.098 | 0.098 | 0.098 | 0.098 | 0.098 | 0.098
BART NOX Annual-Four Corners 5 -v5.14 | 120 | 6236 | Rate Constraint in lbs/MMBtu | FALSE | L | Annual | Emissions at Affected Plants NOX | Thousand Tons | 0 | 2.7325 | 2.7278 | 2.7325 | 2.7325 | 2.7325 | 2.7325
BART NOX Annual-Four Corners 5 -v5.14 | 120 | 6236 | Rate Constraint in lbs/MMBtu | FALSE | L | Annual | Allowances Purchased NOX | Thousand Tons | 0 | 0 | 0 | 0 | 0 | 0 | 0
BART NOX Annual-Four Corners 5 -v5.14 | 120 | 6236 | Rate Constraint in lbs/MMBtu | FALSE | L | Annual | Allowances Sold NOX | Thousand Tons | 0 | 0 | 0 | 0 | 0 | 0 | 0
BART NOX Annual-Four Corners 5 -v5.14 | 120 | 6236 | Rate Constraint in lbs/MMBtu | FALSE | L | Annual | Allowances Banked | Thousand Tons | 0 | 0 | 0 | 0 | 0 | 0 | 0
BART NOX Annual-Four Corners 5 -v5.14 | 120 | 6236 | Rate Constraint in lbs/MMBtu | FALSE | L | Annual | Allowances Withdrawn (1:1) | Thousand Tons | 0 | 0 | 0 | 0 | 0 | 0 | 0
BART NOX Annual-Four Corners 5 -v5.14 | 120 | 6236 | Rate Constraint in lbs/MMBtu | FALSE | L | Annual | Allowances Withdrawn (n:1) | Thousand Tons | 0 | 0 | 0 | 0 | 0 | 0 | 0
BART NOX Annual-Four Corners 5 -v5.14 | 120 | 6236 | Rate Constraint in lbs/MMBtu | FALSE | L | Annual | Net Emissions Allowance Position | Thousand Tons | 0 | 2.7325 | 2.7278 | 2.7325 | 2.7325 | 2.7325 | 2.7325
BART NOX Annual-Four Corners 5 -v5.14 | 120 | 6236 | Rate Constraint in lbs/MMBtu | FALSE | L | Annual | Fuel Consumed | TBtu | 0 | 55.7654 | 55.669 | 55.7654 | 55.7654 | 55.7654 | 55.7654
BART NOX Annual-Four Corners 5 -v5.14 | 120 | 6236 | Rate Constraint in lbs/MMBtu | FALSE | L | Annual | Rate | lb/MMBtu | 0 | 0.098 | 0.098 | 0.098 | 0.098 | 0.098 | 0.098
BART NOX Annual-Four Corners 5 -v5.14 | 120 | 6236 | Rate Constraint in lbs/MMBtu | FALSE | L | Annual | Generation | TWh | 0 | 5.5829 | 5.5733 | 5.5829 | 5.5829 | 5.5829 | 5.5829
BART NOX Annual-Four Corners 5 -v5.14 | 120 | 6236 | Rate Constraint in lbs/MMBtu | FALSE | L | Annual | Qualifying Generation | TWh | 0 | 5.5829 | 5.5733 | 5.5829 | 5.5829 | 5.5829 | 5.5829
BART NOX Annual-Four Corners 5 -v5.14 | 120 | 6236 | Rate Constraint in lbs/MMBtu | FALSE | L | Annual | Rate | lb/MWh | 0 | 0.48944 | 0.48944 | 0.48944 | 0.48944 | 0.48944 | 0.48944
BART NOX Annual-Four Corners 5 -v5.14 | 120 | 6236 | Rate Constraint in lbs/MMBtu | FALSE | L | Annual | Constraint Shadow Price | US2011$/Ton | 0 | 5221.592 | 6013.6204 | 0 | 0 | 0 | 0
BART NOX Annual-Gerald Gentleman 1 -v5.13 | 121 | 5838 | Rate Constraint in lbs/MMBtu | FALSE | L | Annual | Seasons Included | Seasons |  | Winter, Summer | Winter, Summer | Winter, Summer | Winter, Summer | Winter, Summer | Winter, Summer
BART NOX Annual-Gerald Gentleman 1 -v5.13 | 121 | 5838 | Rate Constraint in lbs/MMBtu | FALSE | L | Annual | Standard | lb/MMBtu | 0 | 0.23 | 0.23 | 0.23 | 0.23 | 0.23 | 0.23
BART NOX Annual-Gerald Gentleman 1 -v5.13 | 121 | 5838 | Rate Constraint in lbs/MMBtu | FALSE | L | Annual | Emissions at Affected Plants NOX | Thousand Tons | 0 | 4.9063 | 4.8978 | 4.9063 | 4.9063 | 4.9063 | 4.9063
BART NOX Annual-Gerald Gentleman 1 -v5.13 | 121 | 5838 | Rate Constraint in lbs/MMBtu | FALSE | L | Annual | Allowances Purchased NOX | Thousand Tons | 0 | 0 | 0 | 0 | 0 | 0 | 0
BART NOX Annual-Gerald Gentleman 1 -v5.13 | 121 | 5838 | Rate Constraint in lbs/MMBtu | FALSE | L | Annual | Allowances Sold NOX | Thousand Tons | 0 | 0 | 0 | 0 | 0 | 0 | 0
BART NOX Annual-Gerald Gentleman 1 -v5.13 | 121 | 5838 | Rate Constraint in lbs/MMBtu | FALSE | L | Annual | Allowances Banked | Thousand Tons | 0 | 0 | 0 | 0 | 0 | 0 | 0
BART NOX Annual-Gerald Gentleman 1 -v5.13 | 121 | 5838 | Rate Constraint in lbs/MMBtu | FALSE | L | Annual | Allowances Withdrawn (1:1) | Thousand Tons | 0 | 0 | 0 | 0 | 0 | 0 | 0
BART NOX Annual-Gerald Gentleman 1 -v5.13 | 121 | 5838 | Rate Constraint in lbs/MMBtu | FALSE | L | Annual | Allowances Withdrawn (n:1) | Thousand Tons | 0 | 0 | 0 | 0 | 0 | 0 | 0
BART NOX Annual-Gerald Gentleman 1 -v5.13 | 121 | 5838 | Rate Constraint in lbs/MMBtu | FALSE | L | Annual | Net Emissions Allowance Position | Thousand Tons | 0 | 4.9063 | 4.8978 | 4.9063 | 4.9063 | 4.9063 | 4.9063
BART NOX Annual-Gerald Gentleman 1 -v5.13 | 121 | 5838 | Rate Constraint in lbs/MMBtu | FALSE | L | Annual | Fuel Consumed | TBtu | 0 | 49.7029 | 49.617 | 49.7029 | 49.7029 | 49.7029 | 49.7029
BART NOX Annual-Gerald Gentleman 1 -v5.13 | 121 | 5838 | Rate Constraint in lbs/MMBtu | FALSE | L | Annual | Rate | lb/MMBtu | 0 | 0.19743 | 0.19743 | 0.19743 | 0.19743 | 0.19743 | 0.19743
BART NOX Annual-Gerald Gentleman 1 -v5.13 | 121 | 5838 | Rate Constraint in lbs/MMBtu | FALSE | L | Annual | Generation | TWh | 0 | 4.8295 | 4.8212 | 4.8295 | 4.8295 | 4.8295 | 4.8295
BART NOX Annual-Gerald Gentleman 1 -v5.13 | 121 | 5838 | Rate Constraint in lbs/MMBtu | FALSE | L | Annual | Qualifying Generation | TWh | 0 | 4.8295 | 4.8212 | 4.8295 | 4.8295 | 4.8295 | 4.8295
BART NOX Annual-Gerald Gentleman 1 -v5.13 | 121 | 5838 | Rate Constraint in lbs/MMBtu | FALSE | L | Annual | Rate | lb/MWh | 0 | 1.0159 | 1.0159 | 1.0159 | 1.0159 | 1.0159 | 1.0159
BART NOX Annual-Gerald Gentleman 1 -v5.13 | 121 | 5838 | Rate Constraint in lbs/MMBtu | FALSE | L | Annual | Constraint Shadow Price | US2011$/Ton | 0 | 0 | 0 | 0 | 0 | 0 | 0
BART NOX Annual-Gerald Gentleman 1 -v5.14 | 122 | 6089 | Rate Constraint in lbs/MMBtu | FALSE | L | Annual | Seasons Included | Seasons | Winter, Summer | Winter, Summer | Winter, Summer | Winter, Summer | Winter, Summer | Winter, Summer | Winter, Summer
BART NOX Annual-Gerald Gentleman 1 -v5.14 | 122 | 6089 | Rate Constraint in lbs/MMBtu | FALSE | L | Annual | Standard | lb/MMBtu | 0.23 | 0.23 | 0.23 | 0.23 | 0.23 | 0.23 | 0.23
BART NOX Annual-Gerald Gentleman 1 -v5.14 | 122 | 6089 | Rate Constraint in lbs/MMBtu | FALSE | L | Annual | Emissions at Affected Plants NOX | Thousand Tons | 4.9063 | 4.9063 | 4.8978 | 4.9063 | 4.9063 | 4.9063 | 4.9063
BART NOX Annual-Gerald Gentleman 1 -v5.14 | 122 | 6089 | Rate Constraint in lbs/MMBtu | FALSE | L | Annual | Allowances Purchased NOX | Thousand Tons | 0 | 0 | 0 | 0 | 0 | 0 | 0
BART NOX Annual-Gerald Gentleman 1 -v5.14 | 122 | 6089 | Rate Constraint in lbs/MMBtu | FALSE | L | Annual | Allowances Sold NOX | Thousand Tons | 0 | 0 | 0 | 0 | 0 | 0 | 0
BART NOX Annual-Gerald Gentleman 1 -v5.14 | 122 | 6089 | Rate Constraint in lbs/MMBtu | FALSE | L | Annual | Allowances Banked | Thousand Tons | 0 | 0 | 0 | 0 | 0 | 0 | 0
BART NOX Annual-Gerald Gentleman 1 -v5.14 | 122 | 6089 | Rate Constraint in lbs/MMBtu | FALSE | L | Annual | Allowances Withdrawn (1:1) | Thousand Tons | 0 | 0 | 0 | 0 | 0 | 0 | 0
BART NOX Annual-Gerald Gentleman 1 -v5.14 | 122 | 6089 | Rate Constraint in lbs/MMBtu | FALSE | L | Annual | Allowances Withdrawn (n:1) | Thousand Tons | 0 | 0 | 0 | 0 | 0 | 0 | 0
BART NOX Annual-Gerald Gentleman 1 -v5.14 | 122 | 6089 | Rate Constraint in lbs/MMBtu | FALSE | L | Annual | Net Emissions Allowance Position | Thousand Tons | 4.9063 | 4.9063 | 4.8978 | 4.9063 | 4.9063 | 4.9063 | 4.9063
BART NOX Annual-Gerald Gentleman 1 -v5.14 | 122 | 6089 | Rate Constraint in lbs/MMBtu | FALSE | L | Annual | Fuel Consumed | TBtu | 49.7029 | 49.7029 | 49.617 | 49.7029 | 49.7029 | 49.7029 | 49.7029
BART NOX Annual-Gerald Gentleman 1 -v5.14 | 122 | 6089 | Rate Constraint in lbs/MMBtu | FALSE | L | Annual | Rate | lb/MMBtu | 0.19743 | 0.19743 | 0.19743 | 0.19743 | 0.19743 | 0.19743 | 0.19743
BART NOX Annual-Gerald Gentleman 1 -v5.14 | 122 | 6089 | Rate Constraint in lbs/MMBtu | FALSE | L | Annual | Generation | TWh | 4.8295 | 4.8295 | 4.8212 | 4.8295 | 4.8295 | 4.8295 | 4.8295
BART NOX Annual-Gerald Gentleman 1 -v5.14 | 122 | 6089 | Rate Constraint in lbs/MMBtu | FALSE | L | Annual | Qualifying Generation | TWh | 4.8295 | 4.8295 | 4.8212 | 4.8295 | 4.8295 | 4.8295 | 4.8295
BART NOX Annual-Gerald Gentleman 1 -v5.14 | 122 | 6089 | Rate Constraint in lbs/MMBtu | FALSE | L | Annual | Rate | lb/MWh | 1.0159 | 1.0159 | 1.0159 | 1.0159 | 1.0159 | 1.0159 | 1.0159
BART NOX Annual-Gerald Gentleman 1 -v5.14 | 122 | 6089 | Rate Constraint in lbs/MMBtu | FALSE | L | Annual | Constraint Shadow Price | US2011$/Ton | 0 | 0 | 0 | 0 | 0 | 0 | 0
BART NOX Annual-Gerald Gentleman 2 -v5.13 | 123 | 5839 | Rate Constraint in lbs/MMBtu | FALSE | L | Annual | Seasons Included | Seasons |  | Winter, Summer | Winter, Summer | Winter, Summer | Winter, Summer | Winter, Summer | Winter, Summer
BART NOX Annual-Gerald Gentleman 2 -v5.13 | 123 | 5839 | Rate Constraint in lbs/MMBtu | FALSE | L | Annual | Standard | lb/MMBtu | 0 | 0.23 | 0.23 | 0.23 | 0.23 | 0.23 | 0.23
BART NOX Annual-Gerald Gentleman 2 -v5.13 | 123 | 5839 | Rate Constraint in lbs/MMBtu | FALSE | L | Annual | Emissions at Affected Plants NOX | Thousand Tons | 0 | 4.7363 | 4.7281 | 4.7363 | 4.7363 | 4.7363 | 4.7363
BART NOX Annual-Gerald Gentleman 2 -v5.13 | 123 | 5839 | Rate Constraint in lbs/MMBtu | FALSE | L | Annual | Allowances Purchased NOX | Thousand Tons | 0 | 0 | 0 | 0 | 0 | 0 | 0
BART NOX Annual-Gerald Gentleman 2 -v5.13 | 123 | 5839 | Rate Constraint in lbs/MMBtu | FALSE | L | Annual | Allowances Sold NOX | Thousand Tons | 0 | 0 | 0 | 0 | 0 | 0 | 0
BART NOX Annual-Gerald Gentleman 2 -v5.13 | 123 | 5839 | Rate Constraint in lbs/MMBtu | FALSE | L | Annual | Allowances Banked | Thousand Tons | 0 | 0 | 0 | 0 | 0 | 0 | 0
BART NOX Annual-Gerald Gentleman 2 -v5.13 | 123 | 5839 | Rate Constraint in lbs/MMBtu | FALSE | L | Annual | Allowances Withdrawn (1:1) | Thousand Tons | 0 | 0 | 0 | 0 | 0 | 0 | 0
BART NOX Annual-Gerald Gentleman 2 -v5.13 | 123 | 5839 | Rate Constraint in lbs/MMBtu | FALSE | L | Annual | Allowances Withdrawn (n:1) | Thousand Tons | 0 | 0 | 0 | 0 | 0 | 0 | 0
BART NOX Annual-Gerald Gentleman 2 -v5.13 | 123 | 5839 | Rate Constraint in lbs/MMBtu | FALSE | L | Annual | Net Emissions Allowance Position | Thousand Tons | 0 | 4.7363 | 4.7281 | 4.7363 | 4.7363 | 4.7363 | 4.7363
BART NOX Annual-Gerald Gentleman 2 -v5.13 | 123 | 5839 | Rate Constraint in lbs/MMBtu | FALSE | L | Annual | Fuel Consumed | TBtu | 0 | 52.625 | 52.5341 | 52.625 | 52.625 | 52.625 | 52.625
BART NOX Annual-Gerald Gentleman 2 -v5.13 | 123 | 5839 | Rate Constraint in lbs/MMBtu | FALSE | L | Annual | Rate | lb/MMBtu | 0 | 0.18 | 0.18 | 0.18 | 0.18 | 0.18 | 0.18
BART NOX Annual-Gerald Gentleman 2 -v5.13 | 123 | 5839 | Rate Constraint in lbs/MMBtu | FALSE | L | Annual | Generation | TWh | 0 | 5.0836 | 5.0748 | 5.0836 | 5.0836 | 5.0836 | 5.0836
BART NOX Annual-Gerald Gentleman 2 -v5.13 | 123 | 5839 | Rate Constraint in lbs/MMBtu | FALSE | L | Annual | Qualifying Generation | TWh | 0 | 5.0836 | 5.0748 | 5.0836 | 5.0836 | 5.0836 | 5.0836
BART NOX Annual-Gerald Gentleman 2 -v5.13 | 123 | 5839 | Rate Constraint in lbs/MMBtu | FALSE | L | Annual | Rate | lb/MWh | 0 | 0.93168 | 0.93168 | 0.93168 | 0.93168 | 0.93168 | 0.93168
BART NOX Annual-Gerald Gentleman 2 -v5.13 | 123 | 5839 | Rate Constraint in lbs/MMBtu | FALSE | L | Annual | Constraint Shadow Price | US2011$/Ton | 0 | 0 | 0 | 0 | 0 | 0 | 0
BART NOX Annual-Gerald Gentleman 2 -v5.14 | 124 | 6090 | Rate Constraint in lbs/MMBtu | FALSE | L | Annual | Seasons Included | Seasons | Winter, Summer | Winter, Summer | Winter, Summer | Winter, Summer | Winter, Summer | Winter, Summer | Winter, Summer
BART NOX Annual-Gerald Gentleman 2 -v5.14 | 124 | 6090 | Rate Constraint in lbs/MMBtu | FALSE | L | Annual | Standard | lb/MMBtu | 0.23 | 0.23 | 0.23 | 0.23 | 0.23 | 0.23 | 0.23
BART NOX Annual-Gerald Gentleman 2 -v5.14 | 124 | 6090 | Rate Constraint in lbs/MMBtu | FALSE | L | Annual | Emissions at Affected Plants NOX | Thousand Tons | 4.7363 | 4.7363 | 4.7281 | 4.7363 | 4.7363 | 4.7363 | 4.7363
BART NOX Annual-Gerald Gentleman 2 -v5.14 | 124 | 6090 | Rate Constraint in lbs/MMBtu | FALSE | L | Annual | Allowances Purchased NOX | Thousand Tons | 0 | 0 | 0 | 0 | 0 | 0 | 0
BART NOX Annual-Gerald Gentleman 2 -v5.14 | 124 | 6090 | Rate Constraint in lbs/MMBtu | FALSE | L | Annual | Allowances Sold NOX | Thousand Tons | 0 | 0 | 0 | 0 | 0 | 0 | 0
BART NOX Annual-Gerald Gentleman 2 -v5.14 | 124 | 6090 | Rate Constraint in lbs/MMBtu | FALSE | L | Annual | Allowances Banked | Thousand Tons | 0 | 0 | 0 | 0 | 0 | 0 | 0
BART NOX Annual-Gerald Gentleman 2 -v5.14 | 124 | 6090 | Rate Constraint in lbs/MMBtu | FALSE | L | Annual | Allowances Withdrawn (1:1) | Thousand Tons | 0 | 0 | 0 | 0 | 0 | 0 | 0
BART NOX Annual-Gerald Gentleman 2 -v5.14 | 124 | 6090 | Rate Constraint in lbs/MMBtu | FALSE | L | Annual | Allowances Withdrawn (n:1) | Thousand Tons | 0 | 0 | 0 | 0 | 0 | 0 | 0
BART NOX Annual-Gerald Gentleman 2 -v5.14 | 124 | 6090 | Rate Constraint in lbs/MMBtu | FALSE | L | Annual | Net Emissions Allowance Position | Thousand Tons | 4.7363 | 4.7363 | 4.7281 | 4.7363 | 4.7363 | 4.7363 | 4.7363
BART NOX Annual-Gerald Gentleman 2 -v5.14 | 124 | 6090 | Rate Constraint in lbs/MMBtu | FALSE | L | Annual | Fuel Consumed | TBtu | 52.625 | 52.625 | 52.5341 | 52.625 | 52.625 | 52.625 | 52.625
BART NOX Annual-Gerald Gentleman 2 -v5.14 | 124 | 6090 | Rate Constraint in lbs/MMBtu | FALSE | L | Annual | Rate | lb/MMBtu | 0.18 | 0.18 | 0.18 | 0.18 | 0.18 | 0.18 | 0.18
BART NOX Annual-Gerald Gentleman 2 -v5.14 | 124 | 6090 | Rate Constraint in lbs/MMBtu | FALSE | L | Annual | Generation | TWh | 5.0836 | 5.0836 | 5.0748 | 5.0836 | 5.0836 | 5.0836 | 5.0836
BART NOX Annual-Gerald Gentleman 2 -v5.14 | 124 | 6090 | Rate Constraint in lbs/MMBtu | FALSE | L | Annual | Qualifying Generation | TWh | 5.0836 | 5.0836 | 5.0748 | 5.0836 | 5.0836 | 5.0836 | 5.0836
BART NOX Annual-Gerald Gentleman 2 -v5.14 | 124 | 6090 | Rate Constraint in lbs/MMBtu | FALSE | L | Annual | Rate | lb/MWh | 0.93168 | 0.93168 | 0.93168 | 0.93168 | 0.93168 | 0.93168 | 0.93168
BART NOX Annual-Gerald Gentleman 2 -v5.14 | 124 | 6090 | Rate Constraint in lbs/MMBtu | FALSE | L | Annual | Constraint Shadow Price | US2011$/Ton | 0 | 0 | 0 | 0 | 0 | 0 | 0
BART NOX Annual-Hayden H1 -v5.13 | 125 | 5824 | Rate Constraint in lbs/MMBtu | FALSE | L | Annual | Seasons Included | Seasons |  | Winter, Summer | Winter, Summer | Winter, Summer | Winter, Summer | Winter, Summer | Winter, Summer
BART NOX Annual-Hayden H1 -v5.13 | 125 | 5824 | Rate Constraint in lbs/MMBtu | FALSE | L | Annual | Standard | lb/MMBtu | 0 | 0.08 | 0.08 | 0.08 | 0.08 | 0.08 | 0.08
BART NOX Annual-Hayden H1 -v5.13 | 125 | 5824 | Rate Constraint in lbs/MMBtu | FALSE | L | Annual | Emissions at Affected Plants NOX | Thousand Tons | 0 | 0.5225 | 0.5225 | 0.5225 | 0.42188 | 0.49374 | 0.5225
BART NOX Annual-Hayden H1 -v5.13 | 125 | 5824 | Rate Constraint in lbs/MMBtu | FALSE | L | Annual | Allowances Purchased NOX | Thousand Tons | 0 | 0 | 0 | 0 | 0 | 0 | 0
BART NOX Annual-Hayden H1 -v5.13 | 125 | 5824 | Rate Constraint in lbs/MMBtu | FALSE | L | Annual | Allowances Sold NOX | Thousand Tons | 0 | 0 | 0 | 0 | 0 | 0 | 0
BART NOX Annual-Hayden H1 -v5.13 | 125 | 5824 | Rate Constraint in lbs/MMBtu | FALSE | L | Annual | Allowances Banked | Thousand Tons | 0 | 0 | 0 | 0 | 0 | 0 | 0
BART NOX Annual-Hayden H1 -v5.13 | 125 | 5824 | Rate Constraint in lbs/MMBtu | FALSE | L | Annual | Allowances Withdrawn (1:1) | Thousand Tons | 0 | 0 | 0 | 0 | 0 | 0 | 0
BART NOX Annual-Hayden H1 -v5.13 | 125 | 5824 | Rate Constraint in lbs/MMBtu | FALSE | L | Annual | Allowances Withdrawn (n:1) | Thousand Tons | 0 | 0 | 0 | 0 | 0 | 0 | 0
BART NOX Annual-Hayden H1 -v5.13 | 125 | 5824 | Rate Constraint in lbs/MMBtu | FALSE | L | Annual | Net Emissions Allowance Position | Thousand Tons | 0 | 0.5225 | 0.5225 | 0.5225 | 0.42188 | 0.49374 | 0.5225
BART NOX Annual-Hayden H1 -v5.13 | 125 | 5824 | Rate Constraint in lbs/MMBtu | FALSE | L | Annual | Fuel Consumed | TBtu | 0 | 14.9286 | 14.9286 | 14.9286 | 12.0538 | 14.107 | 14.9286
BART NOX Annual-Hayden H1 -v5.13 | 125 | 5824 | Rate Constraint in lbs/MMBtu | FALSE | L | Annual | Rate | lb/MMBtu | 0 | 0.07 | 0.07 | 0.07 | 0.07 | 0.07 | 0.07
BART NOX Annual-Hayden H1 -v5.13 | 125 | 5824 | Rate Constraint in lbs/MMBtu | FALSE | L | Annual | Generation | TWh | 0 | 1.3698 | 1.3698 | 1.3698 | 1.1061 | 1.2945 | 1.3698
BART NOX Annual-Hayden H1 -v5.13 | 125 | 5824 | Rate Constraint in lbs/MMBtu | FALSE | L | Annual | Qualifying Generation | TWh | 0 | 1.3698 | 1.3698 | 1.3698 | 1.1061 | 1.2945 | 1.3698
BART NOX Annual-Hayden H1 -v5.13 | 125 | 5824 | Rate Constraint in lbs/MMBtu | FALSE | L | Annual | Rate | lb/MWh | 0 | 0.38143 | 0.38143 | 0.38143 | 0.38143 | 0.38143 | 0.38143
BART NOX Annual-Hayden H1 -v5.13 | 125 | 5824 | Rate Constraint in lbs/MMBtu | FALSE | L | Annual | Constraint Shadow Price | US2011$/Ton | 0 | 0 | 0 | 0 | 0 | 0 | 0
BART NOX Annual-Hayden H2 -v5.13 | 126 | 5825 | Rate Constraint in lbs/MMBtu | FALSE | L | Annual | Seasons Included | Seasons |  | Winter, Summer | Winter, Summer | Winter, Summer | Winter, Summer | Winter, Summer | Winter, Summer
BART NOX Annual-Hayden H2 -v5.13 | 126 | 5825 | Rate Constraint in lbs/MMBtu | FALSE | L | Annual | Standard | lb/MMBtu | 0 | 0.07 | 0.07 | 0.07 | 0.07 | 0.07 | 0.07
BART NOX Annual-Hayden H2 -v5.13 | 126 | 5825 | Rate Constraint in lbs/MMBtu | FALSE | L | Annual | Emissions at Affected Plants NOX | Thousand Tons | 0 | 0.71881 | 0.71881 | 0.71881 | 0.58003 | 0.71881 | 0.71881
BART NOX Annual-Hayden H2 -v5.13 | 126 | 5825 | Rate Constraint in lbs/MMBtu | FALSE | L | Annual | Allowances Purchased NOX | Thousand Tons | 0 | 0 | 0 | 0 | 0 | 0 | 0
BART NOX Annual-Hayden H2 -v5.13 | 126 | 5825 | Rate Constraint in lbs/MMBtu | FALSE | L | Annual | Allowances Sold NOX | Thousand Tons | 0 | 0 | 0 | 0 | 0 | 0 | 0
BART NOX Annual-Hayden H2 -v5.13 | 126 | 5825 | Rate Constraint in lbs/MMBtu | FALSE | L | Annual | Allowances Banked | Thousand Tons | 0 | 0 | 0 | 0 | 0 | 0 | 0
BART NOX Annual-Hayden H2 -v5.13 | 126 | 5825 | Rate Constraint in lbs/MMBtu | FALSE | L | Annual | Allowances Withdrawn (1:1) | Thousand Tons | 0 | 0 | 0 | 0 | 0 | 0 | 0
BART NOX Annual-Hayden H2 -v5.13 | 126 | 5825 | Rate Constraint in lbs/MMBtu | FALSE | L | Annual | Allowances Withdrawn (n:1) | Thousand Tons | 0 | 0 | 0 | 0 | 0 | 0 | 0
BART NOX Annual-Hayden H2 -v5.13 | 126 | 5825 | Rate Constraint in lbs/MMBtu | FALSE | L | Annual | Net Emissions Allowance Position | Thousand Tons | 0 | 0.71881 | 0.71881 | 0.71881 | 0.58003 | 0.71881 | 0.71881
BART NOX Annual-Hayden H2 -v5.13 | 126 | 5825 | Rate Constraint in lbs/MMBtu | FALSE | L | Annual | Fuel Consumed | TBtu | 0 | 20.5373 | 20.5373 | 20.5373 | 16.5723 | 20.5373 | 20.5373
BART NOX Annual-Hayden H2 -v5.13 | 126 | 5825 | Rate Constraint in lbs/MMBtu | FALSE | L | Annual | Rate | lb/MMBtu | 0 | 0.07 | 0.07 | 0.07 | 0.07 | 0.07 | 0.07
BART NOX Annual-Hayden H2 -v5.13 | 126 | 5825 | Rate Constraint in lbs/MMBtu | FALSE | L | Annual | Generation | TWh | 0 | 1.8958 | 1.8958 | 1.8958 | 1.5298 | 1.8958 | 1.8958
BART NOX Annual-Hayden H2 -v5.13 | 126 | 5825 | Rate Constraint in lbs/MMBtu | FALSE | L | Annual | Qualifying Generation | TWh | 0 | 1.8958 | 1.8958 | 1.8958 | 1.5298 | 1.8958 | 1.8958
BART NOX Annual-Hayden H2 -v5.13 | 126 | 5825 | Rate Constraint in lbs/MMBtu | FALSE | L | Annual | Rate | lb/MWh | 0 | 0.37916 | 0.37916 | 0.37916 | 0.37916 | 0.37916 | 0.37916
BART NOX Annual-Hayden H2 -v5.13 | 126 | 5825 | Rate Constraint in lbs/MMBtu | FALSE | L | Annual | Constraint Shadow Price | US2011$/Ton | 0 | 0 | 0 | 0 | 0 | 0 | 0
BART NOX Annual-J E Corette Plant 2 -v5.13 | 127 | 5837 | Rate Constraint in lbs/MMBtu | FALSE | L | Annual | Seasons Included | Seasons |  | Winter, Summer | Winter, Summer | Winter, Summer | Winter, Summer | Winter, Summer | Winter, Summer
BART NOX Annual-J E Corette Plant 2 -v5.13 | 127 | 5837 | Rate Constraint in lbs/MMBtu | FALSE | L | Annual | Standard | lb/MMBtu | 0 | 0.35 | 0.35 | 0.35 | 0.35 | 0.35 | 0.35
BART NOX Annual-J E Corette Plant 2 -v5.13 | 127 | 5837 | Rate Constraint in lbs/MMBtu | FALSE | L | Annual | Emissions at Affected Plants NOX | Thousand Tons | 0 | 1.084 | 1.0822 | 1.084 | 1.084 | 1.084 | 1.084
BART NOX Annual-J E Corette Plant 2 -v5.13 | 127 | 5837 | Rate Constraint in lbs/MMBtu | FALSE | L | Annual | Allowances Purchased NOX | Thousand Tons | 0 | 0 | 0 | 0 | 0 | 0 | 0
BART NOX Annual-J E Corette Plant 2 -v5.13 | 127 | 5837 | Rate Constraint in lbs/MMBtu | FALSE | L | Annual | Allowances Sold NOX | Thousand Tons | 0 | 0 | 0 | 0 | 0 | 0 | 0
BART NOX Annual-J E Corette Plant 2 -v5.13 | 127 | 5837 | Rate Constraint in lbs/MMBtu | FALSE | L | Annual | Allowances Banked | Thousand Tons | 0 | 0 | 0 | 0 | 0 | 0 | 0
BART NOX Annual-J E Corette Plant 2 -v5.13 | 127 | 5837 | Rate Constraint in lbs/MMBtu | FALSE | L | Annual | Allowances Withdrawn (1:1) | Thousand Tons | 0 | 0 | 0 | 0 | 0 | 0 | 0
BART NOX Annual-J E Corette Plant 2 -v5.13 | 127 | 5837 | Rate Constraint in lbs/MMBtu | FALSE | L | Annual | Allowances Withdrawn (n:1) | Thousand Tons | 0 | 0 | 0 | 0 | 0 | 0 | 0
BART NOX Annual-J E Corette Plant 2 -v5.13 | 127 | 5837 | Rate Constraint in lbs/MMBtu | FALSE | L | Annual | Net Emissions Allowance Position | Thousand Tons | 0 | 1.084 | 1.0822 | 1.084 | 1.084 | 1.084 | 1.084
BART NOX Annual-J E Corette Plant 2 -v5.13 | 127 | 5837 | Rate Constraint in lbs/MMBtu | FALSE | L | Annual | Fuel Consumed | TBtu | 0 | 12.6367 | 12.6153 | 12.6367 | 12.6367 | 12.6367 | 12.6367
BART NOX Annual-J E Corette Plant 2 -v5.13 | 127 | 5837 | Rate Constraint in lbs/MMBtu | FALSE | L | Annual | Rate | lb/MMBtu | 0 | 0.17156 | 0.17156 | 0.17156 | 0.17156 | 0.17156 | 0.17156
BART NOX Annual-J E Corette Plant 2 -v5.13 | 127 | 5837 | Rate Constraint in lbs/MMBtu | FALSE | L | Annual | Generation | TWh | 0 | 1.1465 | 1.1446 | 1.1465 | 1.1465 | 1.1465 | 1.1465
BART NOX Annual-J E Corette Plant 2 -v5.13 | 127 | 5837 | Rate Constraint in lbs/MMBtu | FALSE | L | Annual | Qualifying Generation | TWh | 0 | 1.1465 | 1.1446 | 1.1465 | 1.1465 | 1.1465 | 1.1465
BART NOX Annual-J E Corette Plant 2 -v5.13 | 127 | 5837 | Rate Constraint in lbs/MMBtu | FALSE | L | Annual | Rate | lb/MWh | 0 | 0.94549 | 0.94549 | 0.94549 | 0.94549 | 0.94549 | 0.94549
BART NOX Annual-J E Corette Plant 2 -v5.13 | 127 | 5837 | Rate Constraint in lbs/MMBtu | FALSE | L | Annual | Constraint Shadow Price | US2011$/Ton | 0 | 0 | 0 | 0 | 0 | 0 | 0
BART NOX Annual-Jeffrey Energy Center 1 -v5.13 | 128 | 5831 | Rate Constraint in lbs/MMBtu | FALSE | L | Annual | Seasons Included | Seasons |  | Winter, Summer | Winter, Summer | Winter, Summer | Winter, Summer | Winter, Summer | Winter, Summer
BART NOX Annual-Jeffrey Energy Center 1 -v5.13 | 128 | 5831 | Rate Constraint in lbs/MMBtu | FALSE | L | Annual | Standard | lb/MMBtu | 0 | 0.15 | 0.15 | 0.15 | 0.15 | 0.15 | 0.15
BART NOX Annual-Jeffrey Energy Center 1 -v5.13 | 128 | 5831 | Rate Constraint in lbs/MMBtu | FALSE | L | Annual | Emissions at Affected Plants NOX | Thousand Tons | 0 | 2.6209 | 2.6209 | 2.6209 | 2.5082 | 2.5082 | 2.5082
BART NOX Annual-Jeffrey Energy Center 1 -v5.13 | 128 | 5831 | Rate Constraint in lbs/MMBtu | FALSE | L | Annual | Allowances Purchased NOX | Thousand Tons | 0 | 0 | 0 | 0 | 0 | 0 | 0
BART NOX Annual-Jeffrey Energy Center 1 -v5.13 | 128 | 5831 | Rate Constraint in lbs/MMBtu | FALSE | L | Annual | Allowances Sold NOX | Thousand Tons | 0 | 0 | 0 | 0 | 0 | 0 | 0
BART NOX Annual-Jeffrey Energy Center 1 -v5.13 | 128 | 5831 | Rate Constraint in lbs/MMBtu | FALSE | L | Annual | Allowances Banked | Thousand Tons | 0 | 0 | 0 | 0 | 0 | 0 | 0
BART NOX Annual-Jeffrey Energy Center 1 -v5.13 | 128 | 5831 | Rate Constraint in lbs/MMBtu | FALSE | L | Annual | Allowances Withdrawn (1:1) | Thousand Tons | 0 | 0 | 0 | 0 | 0 | 0 | 0
BART NOX Annual-Jeffrey Energy Center 1 -v5.13 | 128 | 5831 | Rate Constraint in lbs/MMBtu | FALSE | L | Annual | Allowances Withdrawn (n:1) | Thousand Tons | 0 | 0 | 0 | 0 | 0 | 0 | 0
BART NOX Annual-Jeffrey Energy Center 1 -v5.13 | 128 | 5831 | Rate Constraint in lbs/MMBtu | FALSE | L | Annual | Net Emissions Allowance Position | Thousand Tons | 0 | 2.6209 | 2.6209 | 2.6209 | 2.5082 | 2.5082 | 2.5082
BART NOX Annual-Jeffrey Energy Center 1 -v5.13 | 128 | 5831 | Rate Constraint in lbs/MMBtu | FALSE | L | Annual | Fuel Consumed | TBtu | 0 | 58.8929 | 58.8929 | 58.8929 | 56.3605 | 56.3605 | 56.3605
BART NOX Annual-Jeffrey Energy Center 1 -v5.13 | 128 | 5831 | Rate Constraint in lbs/MMBtu | FALSE | L | Annual | Rate | lb/MMBtu | 0 | 0.089007 | 0.089007 | 0.089007 | 0.089007 | 0.089007 | 0.089007
BART NOX Annual-Jeffrey Energy Center 1 -v5.13 | 128 | 5831 | Rate Constraint in lbs/MMBtu | FALSE | L | Annual | Generation | TWh | 0 | 5.2715 | 5.2715 | 5.2715 | 5.2715 | 5.2715 | 5.2715
BART NOX Annual-Jeffrey Energy Center 1 -v5.13 | 128 | 5831 | Rate Constraint in lbs/MMBtu | FALSE | L | Annual | Qualifying Generation | TWh | 0 | 5.2715 | 5.2715 | 5.2715 | 5.2715 | 5.2715 | 5.2715
BART NOX Annual-Jeffrey Energy Center 1 -v5.13 | 128 | 5831 | Rate Constraint in lbs/MMBtu | FALSE | L | Annual | Rate | lb/MWh | 0 | 0.49719 | 0.49719 | 0.49719 | 0.47581 | 0.47581 | 0.47581
BART NOX Annual-Jeffrey Energy Center 1 -v5.13 | 128 | 5831 | Rate Constraint in lbs/MMBtu | FALSE | L | Annual | Constraint Shadow Price | US2011$/Ton | 0 | 0 | 0 | 0 | 0 | 0 | 0
BART NOX Annual-Jeffrey Energy Center 2 -v5.13 | 129 | 5832 | Rate Constraint in lbs/MMBtu | FALSE | L | Annual | Seasons Included | Seasons |  | Winter, Summer | Winter, Summer | Winter, Summer | Winter, Summer | Winter, Summer | Winter, Summer
BART NOX Annual-Jeffrey Energy Center 2 -v5.13 | 129 | 5832 | Rate Constraint in lbs/MMBtu | FALSE | L | Annual | Standard | lb/MMBtu | 0 | 0.15 | 0.15 | 0.15 | 0.15 | 0.15 | 0.15
BART NOX Annual-Jeffrey Energy Center 2 -v5.13 | 129 | 5832 | Rate Constraint in lbs/MMBtu | FALSE | L | Annual | Emissions at Affected Plants NOX | Thousand Tons | 0 | 2.9441 | 2.9441 | 2.9441 | 2.8175 | 2.8175 | 2.8175
BART NOX Annual-Jeffrey Energy Center 2 -v5.13 | 129 | 5832 | Rate Constraint in lbs/MMBtu | FALSE | L | Annual | Allowances Purchased NOX | Thousand Tons | 0 | 0 | 0 | 0 | 0 | 0 | 0
BART NOX Annual-Jeffrey Energy Center 2 -v5.13 | 129 | 5832 | Rate Constraint in lbs/MMBtu | FALSE | L | Annual | Allowances Sold NOX | Thousand Tons | 0 | 0 | 0 | 0 | 0 | 0 | 0
BART NOX Annual-Jeffrey Energy Center 2 -v5.13 | 129 | 5832 | Rate Constraint in lbs/MMBtu | FALSE | L | Annual | Allowances Banked | Thousand Tons | 0 | 0 | 0 | 0 | 0 | 0 | 0
BART NOX Annual-Jeffrey Energy Center 2 -v5.13 | 129 | 5832 | Rate Constraint in lbs/MMBtu | FALSE | L | Annual | Allowances Withdrawn (1:1) | Thousand Tons | 0 | 0 | 0 | 0 | 0 | 0 | 0
BART NOX Annual-Jeffrey Energy Center 2 -v5.13 | 129 | 5832 | Rate Constraint in lbs/MMBtu | FALSE | L | Annual | Allowances Withdrawn (n:1) | Thousand Tons | 0 | 0 | 0 | 0 | 0 | 0 | 0
BART NOX Annual-Jeffrey Energy Center 2 -v5.13 | 129 | 5832 | Rate Constraint in lbs/MMBtu | FALSE | L | Annual | Net Emissions Allowance Position | Thousand Tons | 0 | 2.9441 | 2.9441 | 2.9441 | 2.8175 | 2.8175 | 2.8175
BART NOX Annual-Jeffrey Energy Center 2 -v5.13 | 129 | 5832 | Rate Constraint in lbs/MMBtu | FALSE | L | Annual | Fuel Consumed | TBtu | 0 | 58.8814 | 58.8814 | 58.8814 | 56.3495 | 56.3495 | 56.3495
BART NOX Annual-Jeffrey Energy Center 2 -v5.13 | 129 | 5832 | Rate Constraint in lbs/MMBtu | FALSE | L | Annual | Rate | lb/MMBtu | 0 | 0.1 | 0.1 | 0.1 | 0.1 | 0.1 | 0.1
BART NOX Annual-Jeffrey Energy Center 2 -v5.13 | 129 | 5832 | Rate Constraint in lbs/MMBtu | FALSE | L | Annual | Generation | TWh | 0 | 5.2861 | 5.2861 | 5.2861 | 5.2861 | 5.2861 | 5.2861
BART NOX Annual-Jeffrey Energy Center 2 -v5.13 | 129 | 5832 | Rate Constraint in lbs/MMBtu | FALSE | L | Annual | Qualifying Generation | TWh | 0 | 5.2861 | 5.2861 | 5.2861 | 5.2861 | 5.2861 | 5.2861
BART NOX Annual-Jeffrey Energy Center 2 -v5.13 | 129 | 5832 | Rate Constraint in lbs/MMBtu | FALSE | L | Annual | Rate | lb/MWh | 0 | 0.55695 | 0.55695 | 0.55695 | 0.533 | 0.533 | 0.533
BART NOX Annual-Jeffrey Energy Center 2 -v5.13 | 129 | 5832 | Rate Constraint in lbs/MMBtu | FALSE | L | Annual | Constraint Shadow Price | US2011$/Ton | 0 | 0 | 0 | 0 | 0 | 0 | 0
BART NOX Annual-Jim Bridger 1 -v5.14 | 130 | 6105 | Rate Constraint in lbs/MMBtu | FALSE | L | Annual | Seasons Included | Seasons |  | Winter, Summer | Winter, Summer | Winter, Summer | Winter, Summer | Winter, Summer | Winter, Summer
BART NOX Annual-Jim Bridger 1 -v5.14 | 130 | 6105 | Rate Constraint in lbs/MMBtu | FALSE | L | Annual | Standard | lb/MMBtu | 0 | 0.26 | 0.2125 | 0.07 | 0.07 | 0.07 | 0.07
BART NOX Annual-Jim Bridger 1 -v5.14 | 130 | 6105 | Rate Constraint in lbs/MMBtu | FALSE | L | Annual | Emissions at Affected Plants NOX | Thousand Tons | 0 | 0 | 0 | 0 | 0 | 0 | 0
BART NOX Annual-Jim Bridger 1 -v5.14 | 130 | 6105 | Rate Constraint in lbs/MMBtu | FALSE | L | Annual | Allowances Purchased NOX | Thousand Tons | 0 | 0 | 0 | 0 | 0 | 0 | 0
BART NOX Annual-Jim Bridger 1 -v5.14 | 130 | 6105 | Rate Constraint in lbs/MMBtu | FALSE | L | Annual | Allowances Sold NOX | Thousand Tons | 0 | 0 | 0 | 0 | 0 | 0 | 0
BART NOX Annual-Jim Bridger 1 -v5.14 | 130 | 6105 | Rate Constraint in lbs/MMBtu | FALSE | L | Annual | Allowances Banked | Thousand Tons | 0 | 0 | 0 | 0 | 0 | 0 | 0
BART NOX Annual-Jim Bridger 1 -v5.14 | 130 | 6105 | Rate Constraint in lbs/MMBtu | FALSE | L | Annual | Allowances Withdrawn (1:1) | Thousand Tons | 0 | 0 | 0 | 0 | 0 | 0 | 0
BART NOX Annual-Jim Bridger 1 -v5.14 | 130 | 6105 | Rate Constraint in lbs/MMBtu | FALSE | L | Annual | Allowances Withdrawn (n:1) | Thousand Tons | 0 | 0 | 0 | 0 | 0 | 0 | 0
BART NOX Annual-Jim Bridger 1 -v5.14 | 130 | 6105 | Rate Constraint in lbs/MMBtu | FALSE | L | Annual | Net Emissions Allowance Position | Thousand Tons | 0 | 0 | 0 | 0 | 0 | 0 | 0
BART NOX Annual-Jim Bridger 1 -v5.14 | 130 | 6105 | Rate Constraint in lbs/MMBtu | FALSE | L | Annual | Fuel Consumed | TBtu | 0 | 0 | 0 | 0 | 0 | 0 | 0
BART NOX Annual-Jim Bridger 1 -v5.14 | 130 | 6105 | Rate Constraint in lbs/MMBtu | FALSE | L | Annual | Rate | lb/MMBtu | 0 | 0 | 0 | 0 | 0 | 0 | 0
BART NOX Annual-Jim Bridger 1 -v5.14 | 130 | 6105 | Rate Constraint in lbs/MMBtu | FALSE | L | Annual | Generation | TWh | 0 | 0 | 0 | 0 | 0 | 0 | 0
BART NOX Annual-Jim Bridger 1 -v5.14 | 130 | 6105 | Rate Constraint in lbs/MMBtu | FALSE | L | Annual | Qualifying Generation | TWh | 0 | 0 | 0 | 0 | 0 | 0 | 0
BART NOX Annual-Jim Bridger 1 -v5.14 | 130 | 6105 | Rate Constraint in lbs/MMBtu | FALSE | L | Annual | Rate | lb/MWh | 0 | 0 | 0 | 0 | 0 | 0 | 0
BART NOX Annual-Jim Bridger 1 -v5.14 | 130 | 6105 | Rate Constraint in lbs/MMBtu | FALSE | L | Annual | Constraint Shadow Price | US2011$/Ton | 0 | 0 | 0 | 8148.0973 | 29623.115 | 26814.3239 | 8380.8804
BART NOX Annual-Jim Bridger 2 -v5.14 | 131 | 6106 | Rate Constraint in lbs/MMBtu | FALSE | L | Annual | Seasons Included | Seasons |  | Winter, Summer | Winter, Summer | Winter, Summer | Winter, Summer | Winter, Summer | Winter, Summer
BART NOX Annual-Jim Bridger 2 -v5.14 | 131 | 6106 | Rate Constraint in lbs/MMBtu | FALSE | L | Annual | Standard | lb/MMBtu | 0 | 0.26 | 0.165 | 0.07 | 0.07 | 0.07 | 0.07
BART NOX Annual-Jim Bridger 2 -v5.14 | 131 | 6106 | Rate Constraint in lbs/MMBtu | FALSE | L | Annual | Emissions at Affected Plants NOX | Thousand Tons | 0 | 0 | 0 | 0 | 0 | 0 | 0
BART NOX Annual-Jim Bridger 2 -v5.14 | 131 | 6106 | Rate Constraint in lbs/MMBtu | FALSE | L | Annual | Allowances Purchased NOX | Thousand Tons | 0 | 0 | 0 | 0 | 0 | 0 | 0
BART NOX Annual-Jim Bridger 2 -v5.14 | 131 | 6106 | Rate Constraint in lbs/MMBtu | FALSE | L | Annual | Allowances Sold NOX | Thousand Tons | 0 | 0 | 0 | 0 | 0 | 0 | 0
BART NOX Annual-Jim Bridger 2 -v5.14 | 131 | 6106 | Rate Constraint in lbs/MMBtu | FALSE | L | Annual | Allowances Banked | Thousand Tons | 0 | 0 | 0 | 0 | 0 | 0 | 0
BART NOX Annual-Jim Bridger 2 -v5.14 | 131 | 6106 | Rate Constraint in lbs/MMBtu | FALSE | L | Annual | Allowances Withdrawn (1:1) | Thousand Tons | 0 | 0 | 0 | 0 | 0 | 0 | 0
BART NOX Annual-Jim Bridger 2 -v5.14 | 131 | 6106 | Rate Constraint in lbs/MMBtu | FALSE | L | Annual | Allowances Withdrawn (n:1) | Thousand Tons | 0 | 0 | 0 | 0 | 0 | 0 | 0
BART NOX Annual-Jim Bridger 2 -v5.14 | 131 | 6106 | Rate Constraint in lbs/MMBtu | FALSE | L | Annual | Net Emissions Allowance Position | Thousand Tons | 0 | 0 | 0 | 0 | 0 | 0 | 0
BART NOX Annual-Jim Bridger 2 -v5.14 | 131 | 6106 | Rate Constraint in lbs/MMBtu | FALSE | L | Annual | Fuel Consumed | TBtu | 0 | 0 | 0 | 0 | 0 | 0 | 0
BART NOX Annual-Jim Bridger 2 -v5.14 | 131 | 6106 | Rate Constraint in lbs/MMBtu | FALSE | L | Annual | Rate | lb/MMBtu | 0 | 0 | 0 | 0 | 0 | 0 | 0
BART NOX Annual-Jim Bridger 2 -v5.14 | 131 | 6106 | Rate Constraint in lbs/MMBtu | FALSE | L | Annual | Generation | TWh | 0 | 0 | 0 | 0 | 0 | 0 | 0
BART NOX Annual-Jim Bridger 2 -v5.14 | 131 | 6106 | Rate Constraint in lbs/MMBtu | FALSE | L | Annual | Qualifying Generation | TWh | 0 | 0 | 0 | 0 | 0 | 0 | 0
BART NOX Annual-Jim Bridger 2 -v5.14 | 131 | 6106 | Rate Constraint in lbs/MMBtu | FALSE | L | Annual | Rate | lb/MWh | 0 | 0 | 0 | 0 | 0 | 0 | 0
BART NOX Annual-Jim Bridger 2 -v5.14 | 131 | 6106 | Rate Constraint in lbs/MMBtu | FALSE | L | Annual | Constraint Shadow Price | US2011$/Ton | 0 | 0 | 0 | 15060.1462 | 20466.1214 | 25939.8302 | 11694.7014
BART NOX Annual-Jim Bridger 3 -v5.14 | 132 | 6107 | Rate Constraint in lbs/MMBtu | FALSE | L | Annual | Seasons Included | Seasons |  | Winter, Summer | Winter, Summer | Winter, Summer | Winter, Summer | Winter, Summer | Winter, Summer
BART NOX Annual-Jim Bridger 3 -v5.14 | 132 | 6107 | Rate Constraint in lbs/MMBtu | FALSE | L | Annual | Standard | lb/MMBtu | 0.07 | 0.26 | 0.26 | 0.26 | 0.26 | 0.26 | 0.26
BART NOX Annual-Jim Bridger 3 -v5.14 | 132 | 6107 | Rate Constraint in lbs/MMBtu | FALSE | L | Annual | Emissions at Affected Plants NOX | Thousand Tons | 0 | 0 | 0 | 0 | 0 | 0 | 0
BART NOX Annual-Jim Bridger 3 -v5.14 | 132 | 6107 | Rate Constraint in lbs/MMBtu | FALSE | L | Annual | Allowances Purchased NOX | Thousand Tons | 0 | 0 | 0 | 0 | 0 | 0 | 0
BART NOX Annual-Jim Bridger 3 -v5.14 | 132 | 6107 | Rate Constraint in lbs/MMBtu | FALSE | L | Annual | Allowances Sold NOX | Thousand Tons | 0 | 0 | 0 | 0 | 0 | 0 | 0
BART NOX Annual-Jim Bridger 3 -v5.14 | 132 | 6107 | Rate Constraint in lbs/MMBtu | FALSE | L | Annual | Allowances Banked | Thousand Tons | 0 | 0 | 0 | 0 | 0 | 0 | 0
BART NOX Annual-Jim Bridger 3 -v5.14 | 132 | 6107 | Rate Constraint in lbs/MMBtu | FALSE | L | Annual | Allowances Withdrawn (1:1) | Thousand Tons | 0 | 0 | 0 | 0 | 0 | 0 | 0
BART NOX Annual-Jim Bridger 3 -v5.14 | 132 | 6107 | Rate Constraint in lbs/MMBtu | FALSE | L | Annual | Allowances Withdrawn (n:1) | Thousand Tons | 0 | 0 | 0 | 0 | 0 | 0 | 0
BART NOX Annual-Jim Bridger 3 -v5.14 | 132 | 6107 | Rate Constraint in lbs/MMBtu | FALSE | L | Annual | Net Emissions Allowance Position | Thousand Tons | 0 | 0 | 0 | 0 | 0 | 0 | 0
BART NOX Annual-Jim Bridger 3 -v5.14 | 132 | 6107 | Rate Constraint in lbs/MMBtu | FALSE | L | Annual | Fuel Consumed | TBtu | 0 | 0 | 0 | 0 | 0 | 0 | 0
BART NOX Annual-Jim Bridger 3 -v5.14 | 132 | 6107 | Rate Constraint in lbs/MMBtu | FALSE | L | Annual | Rate | lb/MMBtu | 0 | 0 | 0 | 0 | 0 | 0 | 0
BART NOX Annual-Jim Bridger 3 -v5.14 | 132 | 6107 | Rate Constraint in lbs/MMBtu | FALSE | L | Annual | Generation | TWh | 0 | 0 | 0 | 0 | 0 | 0 | 0
BART NOX Annual-Jim Bridger 3 -v5.14 | 132 | 6107 | Rate Constraint in lbs/MMBtu | FALSE | L | Annual | Qualifying Generation | TWh | 0 | 0 | 0 | 0 | 0 | 0 | 0
BART NOX Annual-Jim Bridger 3 -v5.14 | 132 | 6107 | Rate Constraint in lbs/MMBtu | FALSE | L | Annual | Rate | lb/MWh | 0 | 0 | 0 | 0 | 0 | 0 | 0
BART NOX Annual-Jim Bridger 3 -v5.14 | 132 | 6107 | Rate Constraint in lbs/MMBtu | FALSE | L | Annual | Constraint Shadow Price | US2011$/Ton | 0 | 0 | 0 | 0 | 0 | 0 | 0
BART NOX Annual-Jim Bridger 4 -v5.14 | 133 | 6108 | Rate Constraint in lbs/MMBtu | FALSE | L | Annual | Seasons Included | Seasons |  | Winter, Summer | Winter, Summer | Winter, Summer | Winter, Summer | Winter, Summer | Winter, Summer
BART NOX Annual-Jim Bridger 4 -v5.14 | 133 | 6108 | Rate Constraint in lbs/MMBtu | FALSE | L | Annual | Standard | lb/MMBtu | 0.07 | 0.26 | 0.26 | 0.26 | 0.26 | 0.26 | 0.26
BART NOX Annual-Jim Bridger 4 -v5.14 | 133 | 6108 | Rate Constraint in lbs/MMBtu | FALSE | L | Annual | Emissions at Affected Plants NOX | Thousand Tons | 0 | 0.83754 | 0.83754 | 0.83754 | 0.73516 | 0.83754 | 0.83754
BART NOX Annual-Jim Bridger 4 -v5.14 | 133 | 6108 | Rate Constraint in lbs/MMBtu | FALSE | L | Annual | Allowances Purchased NOX | Thousand Tons | 0 | 0 | 0 | 0 | 0 | 0 | 0
BART NOX Annual-Jim Bridger 4 -v5.14 | 133 | 6108 | Rate Constraint in lbs/MMBtu | FALSE | L | Annual | Allowances Sold NOX | Thousand Tons | 0 | 0 | 0 | 0 | 0 | 0 | 0
BART NOX Annual-Jim Bridger 4 -v5.14 | 133 | 6108 | Rate Constraint in lbs/MMBtu | FALSE | L | Annual | Allowances Banked | Thousand Tons | 0 | 0 | 0 | 0 | 0 | 0 | 0
BART NOX Annual-Jim Bridger 4 -v5.14 | 133 | 6108 | Rate Constraint in lbs/MMBtu | FALSE | L | Annual | Allowances Withdrawn (1:1) | Thousand Tons | 0 | 0 | 0 | 0 | 0 | 0 | 0
BART NOX Annual-Jim Bridger 4 -v5.14 | 133 | 6108 | Rate Constraint in lbs/MMBtu | FALSE | L | Annual | Allowances Withdrawn (n:1) | Thousand Tons | 0 | 0 | 0 | 0 | 0 | 0 | 0
BART NOX Annual-Jim Bridger 4 -v5.14 | 133 | 6108 | Rate Constraint in lbs/MMBtu | FALSE | L | Annual | Net Emissions Allowance Position | Thousand Tons | 0 | 0.83754 | 0.83754 | 0.83754 | 0.73516 | 0.83754 | 0.83754
BART NOX Annual-Jim Bridger 4 -v5.14 | 133 | 6108 | Rate Constraint in lbs/MMBtu | FALSE | L | Annual | Fuel Consumed | TBtu | 0 | 33.5014 | 33.5014 | 33.5014 | 29.4064 | 33.5014 | 33.5014
BART NOX Annual-Jim Bridger 4 -v5.14 | 133 | 6108 | Rate Constraint in lbs/MMBtu | FALSE | L | Annual | Rate | lb/MMBtu | 0 | 0.05 | 0.05 | 0.05 | 0.05 | 0.05 | 0.05
BART NOX Annual-Jim Bridger 4 -v5.14 | 133 | 6108 | Rate Constraint in lbs/MMBtu | FALSE | L | Annual | Generation | TWh | 0 | 3.2625 | 3.2625 | 3.2625 | 2.8637 | 3.2625 | 3.2625
BART NOX Annual-Jim Bridger 4 -v5.14 | 133 | 6108 | Rate Constraint in lbs/MMBtu | FALSE | L | Annual | Qualifying Generation | TWh | 0 | 3.2625 | 3.2625 | 3.2625 | 2.8637 | 3.2625 | 3.2625
BART NOX Annual-Jim Bridger 4 -v5.14 | 133 | 6108 | Rate Constraint in lbs/MMBtu | FALSE | L | Annual | Rate | lb/MWh | 0 | 0.25672 | 0.25672 | 0.25672 | 0.25672 | 0.25672 | 0.25672
BART NOX Annual-Jim Bridger 4 -v5.14 | 133 | 6108 | Rate Constraint in lbs/MMBtu | FALSE | L | Annual | Constraint Shadow Price | US2011$/Ton | 0 | 0 | 0 | 0 | 0 | 0 | 0
BART NOX Annual-La Cygne 1 & 2 -v5.13 | 134 | 5833 | Rate Constraint in lbs/MMBtu | FALSE | L | Annual | Seasons Included | Seasons | Winter, Summer | Winter, Summer | Winter, Summer | Winter, Summer | Winter, Summer | Winter, Summer | Winter, Summer
BART NOX Annual-La Cygne 1 & 2 -v5.13 | 134 | 5833 | Rate Constraint in lbs/MMBtu | FALSE | L | Annual | Standard | lb/MMBtu | 0.13 | 0.13 | 0.13 | 0.13 | 0.13 | 0.13 | 0.13
BART NOX Annual-La Cygne 1 & 2 -v5.13 | 134 | 5833 | Rate Constraint in lbs/MMBtu | FALSE | L | Annual | Emissions at Affected Plants NOX | Thousand Tons | 4.0026 | 3.8989 | 3.892 | 3.7312 | 3.7312 | 3.7312 | 3.7312
BART NOX Annual-La Cygne 1 & 2 -v5.13 | 134 | 5833 | Rate Constraint in lbs/MMBtu | FALSE | L | Annual | Allowances Purchased NOX | Thousand Tons | 0 | 0 | 0 | 0 | 0 | 0 | 0
BART NOX Annual-La Cygne 1 & 2 -v5.13 | 134 | 5833 | Rate Constraint in lbs/MMBtu | FALSE | L | Annual | Allowances Sold NOX | Thousand Tons | 0 | 0 | 0 | 0 | 0 | 0 | 0
BART NOX Annual-La Cygne 1 & 2 -v5.13 | 134 | 5833 | Rate Constraint in lbs/MMBtu | FALSE | L | Annual | Allowances Banked | Thousand Tons | 0 | 0 | 0 | 0 | 0 | 0 | 0
BART NOX Annual-La Cygne 1 & 2 -v5.13 | 134 | 5833 | Rate Constraint in lbs/MMBtu | FALSE | L | Annual | Allowances Withdrawn (1:1) | Thousand Tons | 0 | 0 | 0 | 0 | 0 | 0 | 0
BART NOX Annual-La Cygne 1 & 2 -v5.13 | 134 | 5833 | Rate Constraint in lbs/MMBtu | FALSE | L | Annual | Allowances Withdrawn (n:1) | Thousand Tons | 0 | 0 | 0 | 0 | 0 | 0 | 0
BART NOX Annual-La Cygne 1 & 2 -v5.13 | 134 | 5833 | Rate Constraint in lbs/MMBtu | FALSE | L | Annual | Net Emissions Allowance Position | Thousand Tons | 4.0026 | 3.8989 | 3.892 | 3.7312 | 3.7312 | 3.7312 | 3.7312
BART NOX Annual-La Cygne 1 & 2 -v5.13 | 134 | 5833 | Rate Constraint in lbs/MMBtu | FALSE | L | Annual | Fuel Consumed | TBtu | 108.8679 | 108.8679 | 108.6797 | 104.1866 | 104.1866 | 104.1866 | 104.209
BART NOX Annual-La Cygne 1 & 2 -v5.13 | 134 | 5833 | Rate Constraint in lbs/MMBtu | FALSE | L | Annual | Rate | lb/MMBtu | 0.073531 | 0.071625 | 0.071624 | 0.071625 | 0.071625 | 0.071625 | 0.07161
BART NOX Annual-La Cygne 1 & 2 -v5.13 | 134 | 5833 | Rate Constraint in lbs/MMBtu | FALSE | L | Annual | Generation | TWh | 10.3388 | 10.3388 | 10.3209 | 10.3388 | 10.3388 | 10.3388 | 10.3388
BART NOX Annual-La Cygne 1 & 2 -v5.13 | 134 | 5833 | Rate Constraint in lbs/MMBtu | FALSE | L | Annual | Qualifying Generation | TWh | 10.3388 | 10.3388 | 10.3209 | 10.3388 | 10.3388 | 10.3388 | 10.3388
BART NOX Annual-La Cygne 1 & 2 -v5.13 | 134 | 5833 | Rate Constraint in lbs/MMBtu | FALSE | L | Annual | Rate | lb/MWh | 0.38714 | 0.37711 | 0.3771 | 0.36089 | 0.36089 | 0.36089 | 0.36089
BART NOX Annual-La Cygne 1 & 2 -v5.13 | 134 | 5833 | Rate Constraint in lbs/MMBtu | FALSE | L | Annual | Constraint Shadow Price | US2011$/Ton | 0 | 0 | 0 | 0 | 0 | 0 | 0
BART NOX Annual-Laramie 1 -v5.14 | 135 | 6099 | Rate Constraint in lbs/MMBtu | FALSE | L | Annual | Seasons Included | Seasons |  | Winter, Summer | Winter, Summer | Winter, Summer | Winter, Summer | Winter, Summer | Winter, Summer
BART NOX Annual-Laramie 1 -v5.14 | 135 | 6099 | Rate Constraint in lbs/MMBtu | FALSE | L | Annual | Standard | lb/MMBtu | 0 | 0.07 | 0.07 | 0.07 | 0.07 | 0.07 | 0.07
BART NOX Annual-Laramie 1 -v5.14 | 135 | 6099 | Rate Constraint in lbs/MMBtu | FALSE | L | Annual | Emissions at Affected Plants NOX | Thousand Tons | 0 | 1.185 | 1.1851 | 1.1851 | 1.1851 | 1.1851 | 1.1851
BART NOX Annual-Laramie 1 -v5.14 | 135 | 6099 | Rate Constraint in lbs/MMBtu | FALSE | L | Annual | Allowances Purchased NOX | Thousand Tons | 0 | 0 | 0 | 0 | 0 | 0 | 0
BART NOX Annual-Laramie 1 -v5.14 | 135 | 6099 | Rate Constraint in lbs/MMBtu | FALSE | L | Annual | Allowances Sold NOX | Thousand Tons | 0 | 0 | 0 | 0 | 0 | 0 | 0
BART NOX Annual-Laramie 1 -v5.14 | 135 | 6099 | Rate Constraint in lbs/MMBtu | FALSE | L | Annual | Allowances Banked | Thousand Tons | 0 | 0 | 0 | 0 | 0 | 0 | 0
BART NOX Annual-Laramie 1 -v5.14 | 135 | 6099 | Rate Constraint in lbs/MMBtu | FALSE | L | Annual | Allowances Withdrawn (1:1) | Thousand Tons | 0 | 0 | 0 | 0 | 0 | 0 | 0
BART NOX Annual-Laramie 1 -v5.14 | 135 | 6099 | Rate Constraint in lbs/MMBtu | FALSE | L | Annual | Allowances Withdrawn (n:1) | Thousand Tons | 0 | 0 | 0 | 0 | 0 | 0 | 0
BART NOX Annual-Laramie 1 -v5.14 | 135 | 6099 | Rate Constraint in lbs/MMBtu | FALSE | L | Annual | Net Emissions Allowance Position | Thousand Tons | 0 | 1.185 | 1.1851 | 1.1851 | 1.1851 | 1.1851 | 1.1851
BART NOX Annual-Laramie 1 -v5.14 | 135 | 6099 | Rate Constraint in lbs/MMBtu | FALSE | L | Annual | Fuel Consumed | TBtu | 0 | 33.8569 | 33.8603 | 33.8603 | 33.8603 | 33.8603 | 33.8603
BART NOX Annual-Laramie 1 -v5.14 | 135 | 6099 | Rate Constraint in lbs/MMBtu | FALSE | L | Annual | Rate | lb/MMBtu | 0 | 0.07 | 0.07 | 0.07 | 0.07 | 0.07 | 0.07
BART NOX Annual-Laramie 1 -v5.14 | 135 | 6099 | Rate Constraint in lbs/MMBtu | FALSE | L | Annual | Generation | TWh | 0 | 3.2793 | 3.2796 | 3.2796 | 3.2796 | 3.2796 | 3.2796
BART NOX Annual-Laramie 1 -v5.14 | 135 | 6099 | Rate Constraint in lbs/MMBtu | FALSE | L | Annual | Qualifying Generation | TWh | 0 | 3.2793 | 3.2796 | 3.2796 | 3.2796 | 3.2796 | 3.2796
BART NOX Annual-Laramie 1 -v5.14 | 135 | 6099 | Rate Constraint in lbs/MMBtu | FALSE | L | Annual | Rate | lb/MWh | 0 | 0.36136 | 0.36136 | 0.36136 | 0.36136 | 0.36136 | 0.36136
BART NOX Annual-Laramie 1 -v5.14 | 135 | 6099 | Rate Constraint in lbs/MMBtu | FALSE | L | Annual | Constraint Shadow Price | US2011$/Ton | 0 | 3798.5602 | 9138.4451 | 3100.5963 | 0 | 7598.0806 | 4168.9887
BART NOX Annual-Laramie 2 -v5.14 | 136 | 6100 | Rate Constraint in lbs/MMBtu | FALSE | L | Annual | Seasons Included | Seasons |  | Winter, Summer | Winter, Summer | Winter, Summer | Winter, Summer | Winter, Summer | Winter, Summer
BART NOX Annual-Laramie 2 -v5.14 | 136 | 6100 | Rate Constraint in lbs/MMBtu | FALSE | L | Annual | Standard | lb/MMBtu | 0 | 0.07 | 0.07 | 0.07 | 0.07 | 0.07 | 0.07
BART NOX Annual-Laramie 2 -v5.14 | 136 | 6100 | Rate Constraint in lbs/MMBtu | FALSE | L | Annual | Emissions at Affected Plants NOX | Thousand Tons | 0 | 1.4659 | 1.4659 | 1.4659 | 1.4659 | 1.4659 | 1.4659
BART NOX Annual-Laramie 2 -v5.14 | 136 | 6100 | Rate Constraint in lbs/MMBtu | FALSE | L | Annual | Allowances Purchased NOX | Thousand Tons | 0 | 0 | 0 | 0 | 0 | 0 | 0
BART NOX Annual-Laramie 2 -v5.14 | 136 | 6100 | Rate Constraint in lbs/MMBtu | FALSE | L | Annual | Allowances Sold NOX | Thousand Tons | 0 | 0 | 0 | 0 | 0 | 0 | 0
BART NOX Annual-Laramie 2 -v5.14 | 136 | 6100 | Rate Constraint in lbs/MMBtu | FALSE | L | Annual | Allowances Banked | Thousand Tons | 0 | 0 | 0 | 0 | 0 | 0 | 0
BART NOX Annual-Laramie 2 -v5.14 | 136 | 6100 | Rate Constraint in lbs/MMBtu | FALSE | L | Annual | Allowances Withdrawn (1:1) | Thousand Tons | 0 | 0 | 0 | 0 | 0 | 0 | 0
BART NOX Annual-Laramie 2 -v5.14 | 136 | 6100 | Rate Constraint in lbs/MMBtu | FALSE | L | Annual | Allowances Withdrawn (n:1) | Thousand Tons | 0 | 0 | 0 | 0 | 0 | 0 | 0
BART NOX Annual-Laramie 2 -v5.14 | 136 | 6100 | Rate Constraint in lbs/MMBtu | FALSE | L | Annual | Net Emissions Allowance Position | Thousand Tons | 0 | 1.4659 | 1.4659 | 1.4659 | 1.4659 | 1.4659 | 1.4659
BART NOX Annual-Laramie 2 -v5.14 | 136 | 6100 | Rate Constraint in lbs/MMBtu | FALSE | L | Annual | Fuel Consumed | TBtu | 0 | 41.884 | 41.884 | 41.884 | 41.884 | 41.884 | 41.884
BART NOX Annual-Laramie 2 -v5.14 | 136 | 6100 | Rate Constraint in lbs/MMBtu | FALSE | L | Annual | Rate | lb/MMBtu | 0 | 0.07 | 0.07 | 0.07 | 0.07 | 0.07 | 0.07
BART NOX Annual-Laramie 2 -v5.14 | 136 | 6100 | Rate Constraint in lbs/MMBtu | FALSE | L | Annual | Generation | TWh | 0 | 4.0691 | 4.0691 | 4.0691 | 4.0691 | 4.0691 | 4.0691
BART NOX Annual-Laramie 2 -v5.14 | 136 | 6100 | Rate Constraint in lbs/MMBtu | FALSE | L | Annual | Qualifying Generation | TWh | 0 | 4.0691 | 4.0691 | 4.0691 | 4.0691 | 4.0691 | 4.0691
BART NOX Annual-Laramie 2 -v5.14 | 136 | 6100 | Rate Constraint in lbs/MMBtu | FALSE | L | Annual | Rate | lb/MWh | 0 | 0.36026 | 0.36026 | 0.36026 | 0.36026 | 0.36026 | 0.36026
BART NOX Annual-Laramie 2 -v5.14 | 136 | 6100 | Rate Constraint in lbs/MMBtu | FALSE | L | Annual | Constraint Shadow Price | US2011$/Ton | 0 | 3869.9673 | 9073.8721 | 3265.5193 | 0 | 7718.6724 | 4400.1866
BART NOX Annual-Laramie 3 -v5.14 | 137 | 6101 | Rate Constraint in lbs/MMBtu | FALSE | L | Annual | Seasons Included | Seasons |  | Winter, Summer | Winter, Summer | Winter, Summer | Winter, Summer | Winter, Summer | Winter, Summer
BART NOX Annual-Laramie 3 -v5.14 | 137 | 6101 | Rate Constraint in lbs/MMBtu | FALSE | L | Annual | Standard | lb/MMBtu | 0 | 0.07 | 0.07 | 0.07 | 0.07 | 0.07 | 0.07
BART NOX Annual-Laramie 3 -v5.14 | 137 | 6101 | Rate Constraint in lbs/MMBtu | FALSE | L | Annual | Emissions at Affected Plants NOX | Thousand Tons | 0 | 1.4571 | 1.4571 | 1.4571 | 1.4571 | 1.4571 | 1.4571
BART NOX Annual-Laramie 3 -v5.14 | 137 | 6101 | Rate Constraint in lbs/MMBtu | FALSE | L | Annual | Allowances Purchased NOX | Thousand Tons | 0 | 0 | 0 | 0 | 0 | 0 | 0
BART NOX Annual-Laramie 3 -v5.14 | 137 | 6101 | Rate Constraint in lbs/MMBtu | FALSE | L | Annual | Allowances Sold NOX | Thousand Tons | 0 | 0 | 0 | 0 | 0 | 0 | 0
BART NOX Annual-Laramie 3 -v5.14 | 137 | 6101 | Rate Constraint in lbs/MMBtu | FALSE | L | Annual | Allowances Banked | Thousand Tons | 0 | 0 | 0 | 0 | 0 | 0 | 0
BART NOX Annual-Laramie 3 -v5.14 | 137 | 6101 | Rate Constraint in lbs/MMBtu | FALSE | L | Annual | Allowances Withdrawn (1:1) | Thousand Tons | 0 | 0 | 0 | 0 | 0 | 0 | 0
BART NOX Annual-Laramie 3 -v5.14 | 137 | 6101 | Rate Constraint in lbs/MMBtu | FALSE | L | Annual | Allowances Withdrawn (n:1) | Thousand Tons | 0 | 0 | 0 | 0 | 0 | 0 | 0
BART NOX Annual-Laramie 3 -v5.14 | 137 | 6101 | Rate Constraint in lbs/MMBtu | FALSE | L | Annual | Net Emissions Allowance Position | Thousand Tons | 0 | 1.4571 | 1.4571 | 1.4571 | 1.4571 | 1.4571 | 1.4571
BART NOX Annual-Laramie 3 -v5.14 | 137 | 6101 | Rate Constraint in lbs/MMBtu | FALSE | L | Annual | Fuel Consumed | TBtu | 0 | 41.6304 | 41.6304 | 41.6304 | 41.6304 | 41.6304 | 41.6304
BART NOX Annual-Laramie 3 -v5.14 | 137 | 6101 | Rate Constraint in lbs/MMBtu | FALSE | L | Annual | Rate | lb/MMBtu | 0 | 0.07 | 0.07 | 0.07 | 0.07 | 0.07 | 0.07
BART NOX Annual-Laramie 3 -v5.14 | 137 | 6101 | Rate Constraint in lbs/MMBtu | FALSE | L | Annual | Generation | TWh | 0 | 4.0684 | 4.0684 | 4.0684 | 4.0684 | 4.0684 | 4.0684
BART NOX Annual-Laramie 3 -v5.14 | 137 | 6101 | Rate Constraint in lbs/MMBtu | FALSE | L | Annual | Qualifying Generation | TWh | 0 | 4.0684 | 4.0684 | 4.0684 | 4.0684 | 4.0684 | 4.0684
BART NOX Annual-Laramie 3 -v5.14 | 137 | 6101 | Rate Constraint in lbs/MMBtu | FALSE | L | Annual | Rate | lb/MWh | 0 | 0.35814 | 0.35814 | 0.35814 | 0.35814 | 0.35814 | 0.35814
BART NOX Annual-Laramie 3 -v5.14 | 137 | 6101 | Rate Constraint in lbs/MMBtu | FALSE | L | Annual | Constraint Shadow Price | US2011$/Ton | 0 | 3061.1464 | 12355.362 | 5838.9926 | 0 | 1013.451 | 0
BART NOX Annual-Lawrence 3 -v5.14 | 138 | 6094 | Rate Constraint in lbs/MMBtu | FALSE | L | Annual | Seasons Included | Seasons | Winter, Summer | Winter, Summer | Winter, Summer | Winter, Summer | Winter, Summer | Winter, Summer | Winter, Summer
BART NOX Annual-Lawrence 3 -v5.14 | 138 | 6094 | Rate Constraint in lbs/MMBtu | FALSE | L | Annual | Standard | lb/MMBtu | 0.18 | 0.18 | 0.18 | 0.18 | 0.18 | 0.18 | 0.18
BART NOX Annual-Lawrence 3 -v5.14 | 138 | 6094 | Rate Constraint in lbs/MMBtu | FALSE | L | Annual | Emissions at Affected Plants NOX | Thousand Tons | 0 | 0 | 0 | 0 | 0 | 0 | 0
BART NOX Annual-Lawrence 3 -v5.14 | 138 | 6094 | Rate Constraint in lbs/MMBtu | FALSE | L | Annual | Allowances Purchased NOX | Thousand Tons | 0 | 0 | 0 | 0 | 0 | 0 | 0
BART NOX Annual-Lawrence 3 -v5.14 | 138 | 6094 | Rate Constraint in lbs/MMBtu | FALSE | L | Annual | Allowances Sold NOX | Thousand Tons | 0 | 0 | 0 | 0 | 0 | 0 | 0
BART NOX Annual-Lawrence 3 -v5.14 | 138 | 6094 | Rate Constraint in lbs/MMBtu | FALSE | L | Annual | Allowances Banked | Thousand Tons | 0 | 0 | 0 | 0 | 0 | 0 | 0
BART NOX Annual-Lawrence 3 -v5.14 | 138 | 6094 | Rate Constraint in lbs/MMBtu | FALSE | L | Annual | Allowances Withdrawn (1:1) | Thousand Tons | 0 | 0 | 0 | 0 | 0 | 0 | 0
BART NOX Annual-Lawrence 3 -v5.14 | 138 | 6094 | Rate Constraint in lbs/MMBtu | FALSE | L | Annual | Allowances Withdrawn (n:1) | Thousand Tons | 0 | 0 | 0 | 0 | 0 | 0 | 0
BART NOX Annual-Lawrence 3 -v5.14 | 138 | 6094 | Rate Constraint in lbs/MMBtu | FALSE | L | Annual | Net Emissions Allowance Position | Thousand Tons | 0 | 0 | 0 | 0 | 0 | 0 | 0
BART NOX Annual-Lawrence 3 -v5.14 | 138 | 6094 | Rate Constraint in lbs/MMBtu | FALSE | L | Annual | Fuel Consumed | TBtu | 0 | 0 | 0 | 0 | 0 | 0 | 0
BART NOX Annual-Lawrence 3 -v5.14 | 138 | 6094 | Rate Constraint in lbs/MMBtu | FALSE | L | Annual | Rate | lb/MMBtu | 0 | 0 | 0 | 0 | 0 | 0 | 0
BART NOX Annual-Lawrence 3 -v5.14 | 138 | 6094 | Rate Constraint in lbs/MMBtu | FALSE | L | Annual | Generation | TWh | 0 | 0 | 0 | 0 | 0 | 0 | 0
BART NOX Annual-Lawrence 3 -v5.14 | 138 | 6094 | Rate Constraint in lbs/MMBtu | FALSE | L | Annual | Qualifying Generation | TWh | 0 | 0 | 0 | 0 | 0 | 0 | 0
BART NOX Annual-Lawrence 3 -v5.14 | 138 | 6094 | Rate Constraint in lbs/MMBtu | FALSE | L | Annual | Rate | lb/MWh | 0 | 0 | 0 | 0 | 0 | 0 | 0
BART NOX Annual-Lawrence 3 -v5.14 | 138 | 6094 | Rate Constraint in lbs/MMBtu | FALSE | L | Annual | Constraint Shadow Price | US2011$/Ton | 0 | 0 | 0 | 0 | 0 | 0 | 0
BART NOX Annual-Lawrence 4 -v5.14 | 139 | 6095 | Rate Constraint in lbs/MMBtu | FALSE | L | Annual | Seasons Included | Seasons | Winter, Summer | Winter, Summer | Winter, Summer | Winter, Summer | Winter, Summer | Winter, Summer | Winter, Summer
BART NOX Annual-Lawrence 4 -v5.14 | 139 | 6095 | Rate Constraint in lbs/MMBtu | FALSE | L | Annual | Standard | lb/MMBtu | 0.18 | 0.18 | 0.18 | 0.18 | 0.18 | 0.18 | 0.18
BART NOX Annual-Lawrence 4 -v5.14 | 139 | 6095 | Rate Constraint in lbs/MMBtu | FALSE | L | Annual | Emissions at Affected Plants NOX | Thousand Tons | 0.7477 | 0.79124 | 0.79124 | 0.75722 | 0.71555 | 0.75722 | 0.75722
BART NOX Annual-Lawrence 4 -v5.14 | 139 | 6095 | Rate Constraint in lbs/MMBtu | FALSE | L | Annual | Allowances Purchased NOX | Thousand Tons | 0 | 0 | 0 | 0 | 0 | 0 | 0
BART NOX Annual-Lawrence 4 -v5.14 | 139 | 6095 | Rate Constraint in lbs/MMBtu | FALSE | L | Annual | Allowances Sold NOX | Thousand Tons | 0 | 0 | 0 | 0 | 0 | 0 | 0
BART NOX Annual-Lawrence 4 -v5.14 | 139 | 6095 | Rate Constraint in lbs/MMBtu | FALSE | L | Annual | Allowances Banked | Thousand Tons | 0 | 0 | 0 | 0 | 0 | 0 | 0
BART NOX Annual-Lawrence 4 -v5.14 | 139 | 6095 | Rate Constraint in lbs/MMBtu | FALSE | L | Annual | Allowances Withdrawn (1:1) | Thousand Tons | 0 | 0 | 0 | 0 | 0 | 0 | 0
BART NOX Annual-Lawrence 4 -v5.14 | 139 | 6095 | Rate Constraint in lbs/MMBtu | FALSE | L | Annual | Allowances Withdrawn (n:1) | Thousand Tons | 0 | 0 | 0 | 0 | 0 | 0 | 0
BART NOX Annual-Lawrence 4 -v5.14 | 139 | 6095 | Rate Constraint in lbs/MMBtu | FALSE | L | Annual | Net Emissions Allowance Position | Thousand Tons | 0.7477 | 0.79124 | 0.79124 | 0.75722 | 0.71555 | 0.75722 | 0.75722
BART NOX Annual-Lawrence 4 -v5.14 | 139 | 6095 | Rate Constraint in lbs/MMBtu | FALSE | L | Annual | Fuel Consumed | TBtu | 8.7231 | 9.2312 | 9.2312 | 8.8342 | 8.348 | 8.8421 | 8.8421
BART NOX Annual-Lawrence 4 -v5.14 | 139 | 6095 | Rate Constraint in lbs/MMBtu | FALSE | L | Annual | Rate | lb/MMBtu | 0.17143 | 0.17143 | 0.17143 | 0.17143 | 0.17143 | 0.17128 | 0.17128
BART NOX Annual-Lawrence 4 -v5.14 | 139 | 6095 | Rate Constraint in lbs/MMBtu | FALSE | L | Annual | Generation | TWh | 0.75979 | 0.80404 | 0.80404 | 0.80404 | 0.75979 | 0.80404 | 0.80404
BART NOX Annual-Lawrence 4 -v5.14 | 139 | 6095 | Rate Constraint in lbs/MMBtu | FALSE | L | Annual | Qualifying Generation | TWh | 0.75979 | 0.80404 | 0.80404 | 0.80404 | 0.75979 | 0.80404 | 0.80404
BART NOX Annual-Lawrence 4 -v5.14 | 139 | 6095 | Rate Constraint in lbs/MMBtu | FALSE | L | Annual | Rate | lb/MWh | 0.98409 | 0.98409 | 0.98409 | 0.94177 | 0.94177 | 0.94177 | 0.94177
BART NOX Annual-Lawrence 4 -v5.14 | 139 | 6095 | Rate Constraint in lbs/MMBtu | FALSE | L | Annual | Constraint Shadow Price | US2011$/Ton | 0 | 0 | 0 | 0 | 0 | 0 | 0
BART NOX Annual-Lawrence 5 -v5.14 | 140 | 6096 | Rate Constraint in lbs/MMBtu | FALSE | L | Annual | Seasons Included | Seasons | Winter, Summer | Winter, Summer | Winter, Summer | Winter, Summer | Winter, Summer | Winter, Summer | Winter, Summer
BART NOX Annual-Lawrence 5 -v5.14 | 140 | 6096 | Rate Constraint in lbs/MMBtu | FALSE | L | Annual | Standard | lb/MMBtu | 0.15 | 0.15 | 0.15 | 0.15 | 0.15 | 0.15 | 0.15
BART NOX Annual-Lawrence 5 -v5.14 | 140 | 6096 | Rate Constraint in lbs/MMBtu | FALSE | L | Annual | Emissions at Affected Plants NOX | Thousand Tons | 2.1252 | 2.1252 | 2.1252 | 2.0338 | 2.0332 | 2.0338 | 2.0338
BART NOX Annual-Lawrence 5 -v5.14 | 140 | 6096 | Rate Constraint in lbs/MMBtu | FALSE | L | Annual | Allowances Purchased NOX | Thousand Tons | 0 | 0 | 0 | 0 | 0 | 0 | 0
BART NOX Annual-Lawrence 5 -v5.14 | 140 | 6096 | Rate Constraint in lbs/MMBtu | FALSE | L | Annual | Allowances Sold NOX | Thousand Tons | 0 | 0 | 0 | 0 | 0 | 0 | 0
BART NOX Annual-Lawrence 5 -v5.14 | 140 | 6096 | Rate Constraint in lbs/MMBtu | FALSE | L | Annual | Allowances Banked | Thousand Tons | 0 | 0 | 0 | 0 | 0 | 0 | 0
BART NOX Annual-Lawrence 5 -v5.14 | 140 | 6096 | Rate Constraint in lbs/MMBtu | FALSE | L | Annual | Allowances Withdrawn (1:1) | Thousand Tons | 0 | 0 | 0 | 0 | 0 | 0 | 0
BART NOX Annual-Lawrence 5 -v5.14 | 140 | 6096 | Rate Constraint in lbs/MMBtu | FALSE | L | Annual | Allowances Withdrawn (n:1) | Thousand Tons | 0 | 0 | 0 | 0 | 0 | 0 | 0
BART NOX Annual-Lawrence 5 -v5.14 | 140 | 6096 | Rate Constraint in lbs/MMBtu | FALSE | L | Annual | Net Emissions Allowance Position | Thousand Tons | 2.1252 | 2.1252 | 2.1252 | 2.0338 | 2.0332 | 2.0338 | 2.0338
BART NOX Annual-Lawrence 5 -v5.14 | 140 | 6096 | Rate Constraint in lbs/MMBtu | FALSE | L | Annual | Fuel Consumed | TBtu | 29.7523 | 29.7523 | 29.7523 | 28.4729 | 28.4651 | 28.4984 | 28.4984
BART NOX Annual-Lawrence 5 -v5.14 | 140 | 6096 | Rate Constraint in lbs/MMBtu | FALSE | L | Annual | Rate | lb/MMBtu | 0.14286 | 0.14286 | 0.14286 | 0.14286 | 0.14286 | 0.14273 | 0.14273
BART NOX Annual-Lawrence 5 -v5.14 | 140 | 6096 | Rate Constraint in lbs/MMBtu | FALSE | L | Annual | Generation | TWh | 2.7434 | 2.7434 | 2.7434 | 2.7434 | 2.7427 | 2.7434 | 2.7434
BART NOX Annual-Lawrence 5 -v5.14 | 140 | 6096 | Rate Constraint in lbs/MMBtu | FALSE | L | Annual | Qualifying Generation | TWh | 2.7434 | 2.7434 | 2.7434 | 2.7434 | 2.7427 | 2.7434 | 2.7434
BART NOX Annual-Lawrence 5 -v5.14 | 140 | 6096 | Rate Constraint in lbs/MMBtu | FALSE | L | Annual | Rate | lb/MWh | 0.77464 | 0.77464 | 0.77464 | 0.74133 | 0.74133 | 0.74133 | 0.74133
BART NOX Annual-Lawrence 5 -v5.14 | 140 | 6096 | Rate Constraint in lbs/MMBtu | FALSE | L | Annual | Constraint Shadow Price | US2011$/Ton | 0 | 0 | 0 | 0 | 0 | 0 | 0
BART NOX Annual-Leland Olds 1 -v5.13 | 141 | 5855 | Rate Constraint in lbs/MMBtu | FALSE | L | Annual | Seasons Included | Seasons |  | Winter, Summer | Winter, Summer | Winter, Summer | Winter, Summer | Winter, Summer | Winter, Summer
BART NOX Annual-Leland Olds 1 -v5.13 | 141 | 5855 | Rate Constraint in lbs/MMBtu | FALSE | L | Annual | Standard | lb/MMBtu | 0 | 0.19 | 0.19 | 0.19 | 0.19 | 0.19 | 0.19
BART NOX Annual-Leland Olds 1 -v5.13 | 141 | 5855 | Rate Constraint in lbs/MMBtu | FALSE | L | Annual | Emissions at Affected Plants NOX | Thousand Tons | 0 | 1.7327 | 1.7327 | 1.7327 | 1.6582 | 1.6582 | 1.6582
BART NOX Annual-Leland Olds 1 -v5.13 | 141 | 5855 | Rate Constraint in lbs/MMBtu | FALSE | L | Annual | Allowances Purchased NOX | Thousand Tons | 0 | 0 | 0 | 0 | 0 | 0 | 0
BART NOX Annual-Leland Olds 1 -v5.13 | 141 | 5855 | Rate Constraint in lbs/MMBtu | FALSE | L | Annual | Allowances Sold NOX | Thousand Tons | 0 | 0 | 0 | 0 | 0 | 0 | 0
BART NOX Annual-Leland Olds 1 -v5.13 | 141 | 5855 | Rate Constraint in lbs/MMBtu | FALSE | L | Annual | Allowances Banked | Thousand Tons | 0 | 0 | 0 | 0 | 0 | 0 | 0
BART NOX Annual-Leland Olds 1 -v5.13 | 141 | 5855 | Rate Constraint in lbs/MMBtu | FALSE | L | Annual | Allowances Withdrawn (1:1) | Thousand Tons | 0 | 0 | 0 | 0 | 0 | 0 | 0
BART NOX Annual-Leland Olds 1 -v5.13 | 141 | 5855 | Rate Constraint in lbs/MMBtu | FALSE | L | Annual | Allowances Withdrawn (n:1) | Thousand Tons | 0 | 0 | 0 | 0 | 0 | 0 | 0
BART NOX Annual-Leland Olds 1 -v5.13 | 141 | 5855 | Rate Constraint in lbs/MMBtu | FALSE | L | Annual | Net Emissions Allowance Position | Thousand Tons | 0 | 1.7327 | 1.7327 | 1.7327 | 1.6582 | 1.6582 | 1.6582
BART NOX Annual-Leland Olds 1 -v5.13 | 141 | 5855 | Rate Constraint in lbs/MMBtu | FALSE | L | Annual | Fuel Consumed | TBtu | 0 | 18.2388 | 18.2388 | 18.2388 | 17.4545 | 17.4545 | 17.4545
BART NOX Annual-Leland Olds 1 -v5.13 | 141 | 5855 | Rate Constraint in lbs/MMBtu | FALSE | L | Annual | Rate | lb/MMBtu | 0 | 0.19 | 0.19 | 0.19 | 0.19 | 0.19 | 0.19
BART NOX Annual-Leland Olds 1 -v5.13 | 141 | 5855 | Rate Constraint in lbs/MMBtu | FALSE | L | Annual | Generation | TWh | 0 | 1.6034 | 1.6034 | 1.6034 | 1.6034 | 1.6034 | 1.6034
BART NOX Annual-Leland Olds 1 -v5.13 | 141 | 5855 | Rate Constraint in lbs/MMBtu | FALSE | L | Annual | Qualifying Generation | TWh | 0 | 1.6034 | 1.6034 | 1.6034 | 1.6034 | 1.6034 | 1.6034
BART NOX Annual-Leland Olds 1 -v5.13 | 141 | 5855 | Rate Constraint in lbs/MMBtu | FALSE | L | Annual | Rate | lb/MWh | 0 | 1.0806 | 1.0806 | 1.0806 | 1.0341 | 1.0341 | 1.0341
BART NOX Annual-Leland Olds 1 -v5.13 | 141 | 5855 | Rate Constraint in lbs/MMBtu | FALSE | L | Annual | Constraint Shadow Price | US2011$/Ton | 0 | 16750.5842 | 13096.2069 | 0 | 2060.9118 | 0 | 0
BART NOX Annual-Leland Olds 2 -v5.13 | 142 | 5856 | Rate Constraint in lbs/MMBtu | FALSE | L | Annual | Seasons Included | Seasons |  | Winter, Summer | Winter, Summer | Winter, Summer | Winter, Summer | Winter, Summer | Winter, Summer
BART NOX Annual-Leland Olds 2 -v5.13 | 142 | 5856 | Rate Constraint in lbs/MMBtu | FALSE | L | Annual | Standard | lb/MMBtu | 0 | 0.35 | 0.35 | 0.35 | 0.35 | 0.35 | 0.35
BART NOX Annual-Leland Olds 2 -v5.13 | 142 | 5856 | Rate Constraint in lbs/MMBtu | FALSE | L | Annual | Emissions at Affected Plants NOX | Thousand Tons | 0 | 5.4026 | 5.4026 | 5.4026 | 5.1703 | 5.1703 | 5.1703
BART NOX Annual-Leland Olds 2 -v5.13 | 142 | 5856 | Rate Constraint in lbs/MMBtu | FALSE | L | Annual | Allowances Purchased NOX | Thousand Tons | 0 | 0 | 0 | 0 | 0 | 0 | 0
BART NOX Annual-Leland Olds 2 -v5.13 | 142 | 5856 | Rate Constraint in lbs/MMBtu | FALSE | L | Annual | Allowances Sold NOX | Thousand Tons | 0 | 0 | 0 | 0 | 0 | 0 | 0
BART NOX Annual-Leland Olds 2 -v5.13 | 142 | 5856 | Rate Constraint in lbs/MMBtu | FALSE | L | Annual | Allowances Banked | Thousand Tons | 0 | 0 | 0 | 0 | 0 | 0 | 0
BART NOX Annual-Leland Olds 2 -v5.13 | 142 | 5856 | Rate Constraint in lbs/MMBtu | FALSE | L | Annual | Allowances Withdrawn (1:1) | Thousand Tons | 0 | 0 | 0 | 0 | 0 | 0 | 0
BART NOX Annual-Leland Olds 2 -v5.13 | 142 | 5856 | Rate Constraint in lbs/MMBtu | FALSE | L | Annual | Allowances Withdrawn (n:1) | Thousand Tons | 0 | 0 | 0 | 0 | 0 | 0 | 0
BART NOX Annual-Leland Olds 2 -v5.13 | 142 | 5856 | Rate Constraint in lbs/MMBtu | FALSE | L | Annual | Net Emissions Allowance Position | Thousand Tons | 0 | 5.4026 | 5.4026 | 5.4026 | 5.1703 | 5.1703 | 5.1703
BART NOX Annual-Leland Olds 2 -v5.13 | 142 | 5856 | Rate Constraint in lbs/MMBtu | FALSE | L | Annual | Fuel Consumed | TBtu | 0 | 36.3585 | 36.3585 | 36.3585 | 34.795 | 34.795 | 34.795
BART NOX Annual-Leland Olds 2 -v5.13 | 142 | 5856 | Rate Constraint in lbs/MMBtu | FALSE | L | Annual | Rate | lb/MMBtu | 0 | 0.29718 | 0.29718 | 0.29718 | 0.29718 | 0.29718 | 0.29718
BART NOX Annual-Leland Olds 2 -v5.13 | 142 | 5856 | Rate Constraint in lbs/MMBtu | FALSE | L | Annual | Generation | TWh | 0 | 3.2141 | 3.2141 | 3.2141 | 3.2141 | 3.2141 | 3.2141
BART NOX Annual-Leland Olds 2 -v5.13 | 142 | 5856 | Rate Constraint in lbs/MMBtu | FALSE | L | Annual | Qualifying Generation | TWh | 0 | 3.2141 | 3.2141 | 3.2141 | 3.2141 | 3.2141 | 3.2141
BART NOX Annual-Leland Olds 2 -v5.13 | 142 | 5856 | Rate Constraint in lbs/MMBtu | FALSE | L | Annual | Rate | lb/MWh | 0 | 1.6809 | 1.6809 | 1.6809 | 1.6086 | 1.6086 | 1.6086
BART NOX Annual-Leland Olds 2 -v5.13 | 142 | 5856 | Rate Constraint in lbs/MMBtu | FALSE | L | Annual | Constraint Shadow Price | US2011$/Ton | 0 | 0 | 0 | 0 | 0 | 0 | 0
BART NOX Annual-Martin Drake 5 -v5.13 | 143 | 5826 | Rate Constraint in lbs/MMBtu | FALSE | L | Annual | Seasons Included | Seasons |  | Winter, Summer | Winter, Summer | Winter, Summer | Winter, Summer | Winter, Summer | Winter, Summer
BART NOX Annual-Martin Drake 5 -v5.13 | 143 | 5826 | Rate Constraint in lbs/MMBtu | FALSE | L | Annual | Standard | lb/MMBtu | 0 | 0.31 | 0.31 | 0.31 | 0.31 | 0.31 | 0.31
BART NOX Annual-Martin Drake 5 -v5.13 | 143 | 5826 | Rate Constraint in lbs/MMBtu | FALSE | L | Annual | Emissions at Affected Plants NOX | Thousand Tons | 0 | 0 | 0 | 0 | 0 | 0 | 0
BART NOX Annual-Martin Drake 5 -v5.13 | 143 | 5826 | Rate Constraint in lbs/MMBtu | FALSE | L | Annual | Allowances Purchased NOX | Thousand Tons | 0 | 0 | 0 | 0 | 0 | 0 | 0
BART NOX Annual-Martin Drake 5 -v5.13 | 143 | 5826 | Rate Constraint in lbs/MMBtu | FALSE | L | Annual | Allowances Sold NOX | Thousand Tons | 0 | 0 | 0 | 0 | 0 | 0 | 0
BART NOX Annual-Martin Drake 5 -v5.13 | 143 | 5826 | Rate Constraint in lbs/MMBtu | FALSE | L | Annual | Allowances Banked | Thousand Tons | 0 | 0 | 0 | 0 | 0 | 0 | 0
BART NOX Annual-Martin Drake 5 -v5.13 | 143 | 5826 | Rate Constraint in lbs/MMBtu | FALSE | L | Annual | Allowances Withdrawn (1:1) | Thousand Tons | 0 | 0 | 0 | 0 | 0 | 0 | 0
BART NOX Annual-Martin Drake 5 -v5.13 | 143 | 5826 | Rate Constraint in lbs/MMBtu | FALSE | L | Annual | Allowances Withdrawn (n:1) | Thousand Tons | 0 | 0 | 0 | 0 | 0 | 0 | 0
BART NOX Annual-Martin Drake 5 -v5.13 | 143 | 5826 | Rate Constraint in lbs/MMBtu | FALSE | L | Annual | Net Emissions Allowance Position | Thousand Tons | 0 | 0 | 0 | 0 | 0 | 0 | 0
BART NOX Annual-Martin Drake 5 -v5.13 | 143 | 5826 | Rate Constraint in lbs/MMBtu | FALSE | L | Annual | Fuel Consumed | TBtu | 0 | 0 | 0 | 0 | 0 | 0 | 0
BART NOX Annual-Martin Drake 5 -v5.13 | 143 | 5826 | Rate Constraint in lbs/MMBtu | FALSE | L | Annual | Rate | lb/MMBtu | 0 | 0 | 0 | 0 | 0 | 0 | 0
BART NOX Annual-Martin Drake 5 -v5.13 | 143 | 5826 | Rate Constraint in lbs/MMBtu | FALSE | L | Annual | Generation | TWh | 0 | 0 | 0 | 0 | 0 | 0 | 0
BART NOX Annual-Martin Drake 5 -v5.13 | 143 | 5826 | Rate Constraint in lbs/MMBtu | FALSE | L | Annual | Qualifying Generation | TWh | 0 | 0 | 0 | 0 | 0 | 0 | 0
BART NOX Annual-Martin Drake 5 -v5.13 | 143 | 5826 | Rate Constraint in lbs/MMBtu | FALSE | L | Annual | Rate | lb/MWh | 0 | 0 | 0 | 0 | 0 | 0 | 0
BART NOX Annual-Martin Drake 5 -v5.13 | 143 | 5826 | Rate Constraint in lbs/MMBtu | FALSE | L | Annual | Constraint Shadow Price | US2011$/Ton | 0 | 0 | 0 | 0 | 0 | 0 | 0
BART NOX Annual-Martin Drake 6 -v5.13 | 144 | 5827 | Rate Constraint in lbs/MMBtu | FALSE | L | Annual | Seasons Included | Seasons |  | Winter, Summer | Winter, Summer | Winter, Summer | Winter, Summer | Winter, Summer | Winter, Summer
BART NOX Annual-Martin Drake 6 -v5.13 | 144 | 5827 | Rate Constraint in lbs/MMBtu | FALSE | L | Annual | Standard | lb/MMBtu | 0 | 0.32 | 0.32 | 0.32 | 0.32 | 0.32 | 0.32
BART NOX Annual-Martin Drake 6 -v5.13 | 144 | 5827 | Rate Constraint in lbs/MMBtu | FALSE | L | Annual | Emissions at Affected Plants NOX | Thousand Tons | 0 | 0.94644 | 0.98687 | 0.93308 | 0.71192 | 0.93308 | 0.98687
BART NOX Annual-Martin Drake 6 -v5.13 | 144 | 5827 | Rate Constraint in lbs/MMBtu | FALSE | L | Annual | Allowances Purchased NOX | Thousand Tons | 0 | 0 | 0 | 0 | 0 | 0 | 0
BART NOX Annual-Martin Drake 6 -v5.13 | 144 | 5827 | Rate Constraint in lbs/MMBtu | FALSE | L | Annual | Allowances Sold NOX | Thousand Tons | 0 | 0 | 0 | 0 | 0 | 0 | 0
BART NOX Annual-Martin Drake 6 -v5.13 | 144 | 5827 | Rate Constraint in lbs/MMBtu | FALSE | L | Annual | Allowances Banked | Thousand Tons | 0 | 0 | 0 | 0 | 0 | 0 | 0
BART NOX Annual-Martin Drake 6 -v5.13 | 144 | 5827 | Rate Constraint in lbs/MMBtu | FALSE | L | Annual | Allowances Withdrawn (1:1) | Thousand Tons | 0 | 0 | 0 | 0 | 0 | 0 | 0
BART NOX Annual-Martin Drake 6 -v5.13 | 144 | 5827 | Rate Constraint in lbs/MMBtu | FALSE | L | Annual | Allowances Withdrawn (n:1) | Thousand Tons | 0 | 0 | 0 | 0 | 0 | 0 | 0
BART NOX Annual-Martin Drake 6 -v5.13 | 144 | 5827 | Rate Constraint in lbs/MMBtu | FALSE | L | Annual | Net Emissions Allowance Position | Thousand Tons | 0 | 0.94644 | 0.98687 | 0.93308 | 0.71192 | 0.93308 | 0.98687
BART NOX Annual-Martin Drake 6 -v5.13 | 144 | 5827 | Rate Constraint in lbs/MMBtu | FALSE | L | Annual | Fuel Consumed | TBtu | 0 | 6.211 | 6.4763 | 6.1233 | 4.672 | 6.1233 | 6.4763
BART NOX Annual-Martin Drake 6 -v5.13 | 144 | 5827 | Rate Constraint in lbs/MMBtu | FALSE | L | Annual | Rate | lb/MMBtu | 0 | 0.30476 | 0.30476 | 0.30476 | 0.30476 | 0.30476 | 0.30476
BART NOX Annual-Martin Drake 6 -v5.13 | 144 | 5827 | Rate Constraint in lbs/MMBtu | FALSE | L | Annual | Generation | TWh | 0 | 0.54329 | 0.5665 | 0.53562 | 0.40867 | 0.53562 | 0.5665
BART NOX Annual-Martin Drake 6 -v5.13 | 144 | 5827 | Rate Constraint in lbs/MMBtu | FALSE | L | Annual | Qualifying Generation | TWh | 0 | 0.54329 | 0.5665 | 0.53562 | 0.40867 | 0.53562 | 0.5665
BART NOX Annual-Martin Drake 6 -v5.13 | 144 | 5827 | Rate Constraint in lbs/MMBtu | FALSE | L | Annual | Rate | lb/MWh | 0 | 1.7421 | 1.7421 | 1.7421 | 1.7421 | 1.7421 | 1.7421
BART NOX Annual-Martin Drake 6 -v5.13 | 144 | 5827 | Rate Constraint in lbs/MMBtu | FALSE | L | Annual | Constraint Shadow Price | US2011$/Ton | 0 | 0 | 0 | 0 | 0 | 0 | 0
BART NOX Annual-Martin Drake 7 -v5.13 | 145 | 5828 | Rate Constraint in lbs/MMBtu | FALSE | L | Annual | Seasons Included | Seasons |  | Winter, Summer | Winter, Summer | Winter, Summer | Winter, Summer | Winter, Summer | Winter, Summer
BART NOX Annual-Martin Drake 7 -v5.13 | 145 | 5828 | Rate Constraint in lbs/MMBtu | FALSE | L | Annual | Standard | lb/MMBtu | 0 | 0.32 | 0.32 | 0.32 | 0.32 | 0.32 | 0.32
BART NOX Annual-Martin Drake 7 -v5.13 | 145 | 5828 | Rate Constraint in lbs/MMBtu | FALSE | L | Annual | Emissions at Affected Plants NOX | Thousand Tons | 0 | 1.6799 | 1.6799 | 1.5874 | 1.3564 | 1.5874 | 1.6799
BART NOX Annual-Martin Drake 7 -v5.13 | 145 | 5828 | Rate Constraint in lbs/MMBtu | FALSE | L | Annual | Allowances Purchased NOX | Thousand Tons | 0 | 0 | 0 | 0 | 0 | 0 | 0
BART NOX Annual-Martin Drake 7 -v5.13 | 145 | 5828 | Rate Constraint in lbs/MMBtu | FALSE | L | Annual | Allowances Sold NOX | Thousand Tons | 0 | 0 | 0 | 0 | 0 | 0 | 0
BART NOX Annual-Martin Drake 7 -v5.13 | 145 | 5828 | Rate Constraint in lbs/MMBtu | FALSE | L | Annual | Allowances Banked | Thousand Tons | 0 | 0 | 0 | 0 | 0 | 0 | 0
BART NOX Annual-Martin Drake 7 -v5.13 | 145 | 5828 | Rate Constraint in lbs/MMBtu | FALSE | L | Annual | Allowances Withdrawn (1:1) | Thousand Tons | 0 | 0 | 0 | 0 | 0 | 0 | 0
BART NOX Annual-Martin Drake 7 -v5.13 | 145 | 5828 | Rate Constraint in lbs/MMBtu | FALSE | L | Annual | Allowances Withdrawn (n:1) | Thousand Tons | 0 | 0 | 0 | 0 | 0 | 0 | 0
BART NOX Annual-Martin Drake 7 -v5.13 | 145 | 5828 | Rate Constraint in lbs/MMBtu | FALSE | L | Annual | Net Emissions Allowance Position | Thousand Tons | 0 | 1.6799 | 1.6799 | 1.5874 | 1.3564 | 1.5874 | 1.6799
BART NOX Annual-Martin Drake 7 -v5.13 | 145 | 5828 | Rate Constraint in lbs/MMBtu | FALSE | L | Annual | Fuel Consumed | TBtu | 0 | 11.0241 | 11.0241 | 10.4174 | 8.9012 | 10.4174 | 11.0241
BART NOX Annual-Martin Drake 7 -v5.13 | 145 | 5828 | Rate Constraint in lbs/MMBtu | FALSE | L | Annual | Rate | lb/MMBtu | 0 | 0.30476 | 0.30476 | 0.30476 | 0.30476 | 0.30476 | 0.30476
BART NOX Annual-Martin Drake 7 -v5.13 | 145 | 5828 | Rate Constraint in lbs/MMBtu | FALSE | L | Annual | Generation | TWh | 0 | 0.97476 | 0.97476 | 0.92111 | 0.78705 | 0.92111 | 0.97476
BART NOX Annual-Martin Drake 7 -v5.13 | 145 | 5828 | Rate Constraint in lbs/MMBtu | FALSE | L | Annual | Qualifying Generation | TWh | 0 | 0.97476 | 0.97476 | 0.92111 | 0.78705 | 0.92111 | 0.97476
BART NOX Annual-Martin Drake 7 -v5.13 | 145 | 5828 | Rate Constraint in lbs/MMBtu | FALSE | L | Annual | Rate | lb/MWh | 0 | 1.7234 | 1.7234 | 1.7234 | 1.7234 | 1.7234 | 1.7234
BART NOX Annual-Martin Drake 7 -v5.13 | 145 | 5828 | Rate Constraint in lbs/MMBtu | FALSE | L | Annual | Constraint Shadow Price | US2011$/Ton | 0 | 0 | 0 | 0 | 0 | 0 | 0
BART NOX Annual-Merrimack 2 -v5.13 | 146 | 5844 | Rate Constraint in lbs/MMBtu | FALSE | L | Annual | Seasons Included | Seasons |  | Winter, Summer | Winter, Summer | Winter, Summer | Winter, Summer | Winter, Summer | Winter, Summer
BART NOX Annual-Merrimack 2 -v5.13 | 146 | 5844 | Rate Constraint in lbs/MMBtu | FALSE | L | Annual | Standard | lb/MMBtu | 0 | 0.3 | 0.3 | 0.3 | 0.3 | 0.3 | 0.3
BART NOX Annual-Merrimack 2 -v5.13 | 146 | 5844 | Rate Constraint in lbs/MMBtu | FALSE | L | Annual | Emissions at Affected Plants NOX | Thousand Tons | 0 | 0 | 0 | 0 | 0 | 0 | 0
BART NOX Annual-Merrimack 2 -v5.13 | 146 | 5844 | Rate Constraint in lbs/MMBtu | FALSE | L | Annual | Allowances Purchased NOX | Thousand Tons | 0 | 0 | 0 | 0 | 0 | 0 | 0
BART NOX Annual-Merrimack 2 -v5.13 | 146 | 5844 | Rate Constraint in lbs/MMBtu | FALSE | L | Annual | Allowances Sold NOX | Thousand Tons | 0 | 0 | 0 | 0 | 0 | 0 | 0
BART NOX Annual-Merrimack 2 -v5.13 | 146 | 5844 | Rate Constraint in lbs/MMBtu | FALSE | L | Annual | Allowances Banked | Thousand Tons | 0 | 0 | 0 | 0 | 0 | 0 | 0
BART NOX Annual-Merrimack 2 -v5.13 | 146 | 5844 | Rate Constraint in lbs/MMBtu | FALSE | L | Annual | Allowances Withdrawn (1:1) | Thousand Tons | 0 | 0 | 0 | 0 | 0 | 0 | 0
BART NOX Annual-Merrimack 2 -v5.13 | 146 | 5844 | Rate Constraint in lbs/MMBtu | FALSE | L | Annual | Allowances Withdrawn (n:1) | Thousand Tons | 0 | 0 | 0 | 0 | 0 | 0 | 0
BART NOX Annual-Merrimack 2 -v5.13 | 146 | 5844 | Rate Constraint in lbs/MMBtu | FALSE | L | Annual | Net Emissions Allowance Position | Thousand Tons | 0 | 0 | 0 | 0 | 0 | 0 | 0
BART NOX Annual-Merrimack 2 -v5.13 | 146 | 5844 | Rate Constraint in lbs/MMBtu | FALSE | L | Annual | Fuel Consumed | TBtu | 0 | 0 | 0 | 0 | 0 | 0 | 0
BART NOX Annual-Merrimack 2 -v5.13 | 146 | 5844 | Rate Constraint in lbs/MMBtu | FALSE | L | Annual | Rate | lb/MMBtu | 0 | 0 | 0 | 0 | 0 | 0 | 0
BART NOX Annual-Merrimack 2 -v5.13 | 146 | 5844 | Rate Constraint in lbs/MMBtu | FALSE | L | Annual | Generation | TWh | 0 | 0 | 0 | 0 | 0 | 0 | 0
BART NOX Annual-Merrimack 2 -v5.13 | 146 | 5844 | Rate Constraint in lbs/MMBtu | FALSE | L | Annual | Qualifying Generation | TWh | 0 | 0 | 0 | 0 | 0 | 0 | 0
BART NOX Annual-Merrimack 2 -v5.13 | 146 | 5844 | Rate Constraint in lbs/MMBtu | FALSE | L | Annual | Rate | lb/MWh | 0 | 0 | 0 | 0 | 0 | 0 | 0
BART NOX Annual-Merrimack 2 -v5.13 | 146 | 5844 | Rate Constraint in lbs/MMBtu | FALSE | L | Annual | Constraint Shadow Price | US2011$/Ton | 0 | 0 | 0 | 0 | 0 | 0 | 0
BART NOX Annual-Milton R Young B1 -v5.13 | 147 | 5857 | Rate Constraint in lbs/MMBtu | FALSE | L | Annual | Seasons Included | Seasons |  | Winter, Summer | Winter, Summer | Winter, Summer | Winter, Summer | Winter, Summer | Winter, Summer
BART NOX Annual-Milton R Young B1 -v5.13 | 147 | 5857 | Rate Constraint in lbs/MMBtu | FALSE | L | Annual | Standard | lb/MMBtu | 0 | 0.36 | 0.36 | 0.36 | 0.36 | 0.36 | 0.36
BART NOX Annual-Milton R Young B1 -v5.13 | 147 | 5857 | Rate Constraint in lbs/MMBtu | FALSE | L | Annual | Emissions at Affected Plants NOX | Thousand Tons | 0 | 0 | 0 | 0 | 0 | 0 | 0
BART NOX Annual-Milton R Young B1 -v5.13 | 147 | 5857 | Rate Constraint in lbs/MMBtu | FALSE | L | Annual | Allowances Purchased NOX | Thousand Tons | 0 | 0 | 0 | 0 | 0 | 0 | 0
BART NOX Annual-Milton R Young B1 -v5.13 | 147 | 5857 | Rate Constraint in lbs/MMBtu | FALSE | L | Annual | Allowances Sold NOX | Thousand Tons | 0 | 0 | 0 | 0 | 0 | 0 | 0
BART NOX Annual-Milton R Young B1 -v5.13 | 147 | 5857 | Rate Constraint in lbs/MMBtu | FALSE | L | Annual | Allowances Banked | Thousand Tons | 0 | 0 | 0 | 0 | 0 | 0 | 0
BART NOX Annual-Milton R Young B1 -v5.13 | 147 | 5857 | Rate Constraint in lbs/MMBtu | FALSE | L | Annual | Allowances Withdrawn (1:1) | Thousand Tons | 0 | 0 | 0 | 0 | 0 | 0 | 0
BART NOX Annual-Milton R Young B1 -v5.13 | 147 | 5857 | Rate Constraint in lbs/MMBtu | FALSE | L | Annual | Allowances Withdrawn (n:1) | Thousand Tons | 0 | 0 | 0 | 0 | 0 | 0 | 0
BART NOX Annual-Milton R Young B1 -v5.13 | 147 | 5857 | Rate Constraint in lbs/MMBtu | FALSE | L | Annual | Net Emissions Allowance Position | Thousand Tons | 0 | 0 | 0 | 0 | 0 | 0 | 0
BART NOX Annual-Milton R Young B1 -v5.13 | 147 | 5857 | Rate Constraint in lbs/MMBtu | FALSE | L | Annual | Fuel Consumed | TBtu | 0 | 0 | 0 | 0 | 0 | 0 | 0
BART NOX Annual-Milton R Young B1 -v5.13 | 147 | 5857 | Rate Constraint in lbs/MMBtu | FALSE | L | Annual | Rate | lb/MMBtu | 0 | 0 | 0 | 0 | 0 | 0 | 0
BART NOX Annual-Milton R Young B1 -v5.13 | 147 | 5857 | Rate Constraint in lbs/MMBtu | FALSE | L | Annual | Generation | TWh | 0 | 0 | 0 | 0 | 0 | 0 | 0
BART NOX Annual-Milton R Young B1 -v5.13 | 147 | 5857 | Rate Constraint in lbs/MMBtu | FALSE | L | Annual | Qualifying Generation | TWh | 0 | 0 | 0 | 0 | 0 | 0 | 0
BART NOX Annual-Milton R Young B1 -v5.13 | 147 | 5857 | Rate Constraint in lbs/MMBtu | FALSE | L | Annual | Rate | lb/MWh | 0 | 0 | 0 | 0 | 0 | 0 | 0
BART NOX Annual-Milton R Young B1 -v5.13 | 147 | 5857 | Rate Constraint in lbs/MMBtu | FALSE | L | Annual | Constraint Shadow Price | US2011$/Ton | 0 | 0 | 0 | 0 | 0 | 0 | 0
BART NOX Annual-Milton R Young B2 -v5.13 | 148 | 5858 | Rate Constraint in lbs/MMBtu | FALSE | L | Annual | Seasons Included | Seasons |  | Winter, Summer | Winter, Summer | Winter, Summer | Winter, Summer | Winter, Summer | Winter, Summer
BART NOX Annual-Milton R Young B2 -v5.13 | 148 | 5858 | Rate Constraint in lbs/MMBtu | FALSE | L | Annual | Standard | lb/MMBtu | 0 | 0.35 | 0.35 | 0.35 | 0.35 | 0.35 | 0.35
BART NOX Annual-Milton R Young B2 -v5.13 | 148 | 5858 | Rate Constraint in lbs/MMBtu | FALSE | L | Annual | Emissions at Affected Plants NOX | Thousand Tons | 0 | 5.8733 | 5.6932 | 5.7521 | 3.5171 | 5.7521 | 5.7521
BART NOX Annual-Milton R Young B2 -v5.13 | 148 | 5858 | Rate Constraint in lbs/MMBtu | FALSE | L | Annual | Allowances Purchased NOX | Thousand Tons | 0 | 0 | 0 | 0 | 0 | 0 | 0
BART NOX Annual-Milton R Young B2 -v5.13 | 148 | 5858 | Rate Constraint in lbs/MMBtu | FALSE | L | Annual | Allowances Sold NOX | Thousand Tons | 0 | 0 | 0 | 0 | 0 | 0 | 0
BART NOX Annual-Milton R Young B2 -v5.13 | 148 | 5858 | Rate Constraint in lbs/MMBtu | FALSE | L | Annual | Allowances Banked | Thousand Tons | 0 | 0 | 0 | 0 | 0 | 0 | 0
BART NOX Annual-Milton R Young B2 -v5.13 | 148 | 5858 | Rate Constraint in lbs/MMBtu | FALSE | L | Annual | Allowances Withdrawn (1:1) | Thousand Tons | 0 | 0 | 0 | 0 | 0 | 0 | 0
BART NOX Annual-Milton R Young B2 -v5.13 | 148 | 5858 | Rate Constraint in lbs/MMBtu | FALSE | L | Annual | Allowances Withdrawn (n:1) | Thousand Tons | 0 | 0 | 0 | 0 | 0 | 0 | 0
BART NOX Annual-Milton R Young B2 -v5.13 | 148 | 5858 | Rate Constraint in lbs/MMBtu | FALSE | L | Annual | Net Emissions Allowance Position | Thousand Tons | 0 | 5.8733 | 5.6932 | 5.7521 | 3.5171 | 5.7521 | 5.7521
BART NOX Annual-Milton R Young B2 -v5.13 | 148 | 5858 | Rate Constraint in lbs/MMBtu | FALSE | L | Annual | Fuel Consumed | TBtu | 0 | 36.4918 | 35.373 | 35.7385 | 21.8523 | 35.7385 | 35.7385
BART NOX Annual-Milton R Young B2 -v5.13 | 148 | 5858 | Rate Constraint in lbs/MMBtu | FALSE | L | Annual | Rate | lb/MMBtu | 0 | 0.3219 | 0.3219 | 0.3219 | 0.3219 | 0.3219 | 0.3219
BART NOX Annual-Milton R Young B2 -v5.13 | 148 | 5858 | Rate Constraint in lbs/MMBtu | FALSE | L | Annual | Generation | TWh | 0 | 3.2902 | 3.1893 | 3.3581 | 2.0566 | 3.3581 | 3.3581
BART NOX Annual-Milton R Young B2 -v5.13 | 148 | 5858 | Rate Constraint in lbs/MMBtu | FALSE | L | Annual | Qualifying Generation | TWh | 0 | 3.2902 | 3.1893 | 3.3581 | 2.0566 | 3.3581 | 3.3581
BART NOX Annual-Milton R Young B2 -v5.13 | 148 | 5858 | Rate Constraint in lbs/MMBtu | FALSE | L | Annual | Rate | lb/MWh | 0 | 1.7851 | 1.7851 | 1.7129 | 1.7102 | 1.7129 | 1.7129
BART NOX Annual-Milton R Young B2 -v5.13 | 148 | 5858 | Rate Constraint in lbs/MMBtu | FALSE | L | Annual | Constraint Shadow Price | US2011$/Ton | 0 | 0 | 0 | 0 | 0 | 0 | 0
BART NOX Annual-Muskogee 4 -v5.13 | 149 | 5860 | Rate Constraint in lbs/MMBtu | FALSE | L | Annual | Seasons Included | Seasons |  | Winter, Summer | Winter, Summer | Winter, Summer | Winter, Summer | Winter, Summer | Winter, Summer
BART NOX Annual-Muskogee 4 -v5.13 | 149 | 5860 | Rate Constraint in lbs/MMBtu | FALSE | L | Annual | Standard | lb/MMBtu | 0 | 0.15 | 0.15 | 0.15 | 0.15 | 0.15 | 0.15
BART NOX Annual-Muskogee 4 -v5.13 | 149 | 5860 | Rate Constraint in lbs/MMBtu | FALSE | L | Annual | Emissions at Affected Plants NOX | Thousand Tons | 0 | 0 | 0 | 0 | 0 | 0 | 0
BART NOX Annual-Muskogee 4 -v5.13 | 149 | 5860 | Rate Constraint in lbs/MMBtu | FALSE | L | Annual | Allowances Purchased NOX | Thousand Tons | 0 | 0 | 0 | 0 | 0 | 0 | 0
BART NOX Annual-Muskogee 4 -v5.13 | 149 | 5860 | Rate Constraint in lbs/MMBtu | FALSE | L | Annual | Allowances Sold NOX | Thousand Tons | 0 | 0 | 0 | 0 | 0 | 0 | 0
BART NOX Annual-Muskogee 4 -v5.13 | 149 | 5860 | Rate Constraint in lbs/MMBtu | FALSE | L | Annual | Allowances Banked | Thousand Tons | 0 | 0 | 0 | 0 | 0 | 0 | 0
BART NOX Annual-Muskogee 4 -v5.13 | 149 | 5860 | Rate Constraint in lbs/MMBtu | FALSE | L | Annual | Allowances Withdrawn (1:1) | Thousand Tons | 0 | 0 | 0 | 0 | 0 | 0 | 0
BART NOX Annual-Muskogee 4 -v5.13 | 149 | 5860 | Rate Constraint in lbs/MMBtu | FALSE | L | Annual | Allowances Withdrawn (n:1) | Thousand Tons | 0 | 0 | 0 | 0 | 0 | 0 | 0
BART NOX Annual-Muskogee 4 -v5.13 | 149 | 5860 | Rate Constraint in lbs/MMBtu | FALSE | L | Annual | Net Emissions Allowance Position | Thousand Tons | 0 | 0 | 0 | 0 | 0 | 0 | 0
BART NOX Annual-Muskogee 4 -v5.13 | 149 | 5860 | Rate Constraint in lbs/MMBtu | FALSE | L | Annual | Fuel Consumed | TBtu | 0 | 0 | 0 | 0 | 0 | 0 | 0
BART NOX Annual-Muskogee 4 -v5.13 | 149 | 5860 | Rate Constraint in lbs/MMBtu | FALSE | L | Annual | Rate | lb/MMBtu | 0 | 0 | 0 | 0 | 0 | 0 | 0
BART NOX Annual-Muskogee 4 -v5.13 | 149 | 5860 | Rate Constraint in lbs/MMBtu | FALSE | L | Annual | Generation | TWh | 0 | 0 | 0 | 0 | 0 | 0 | 0
BART NOX Annual-Muskogee 4 -v5.13 | 149 | 5860 | Rate Constraint in lbs/MMBtu | FALSE | L | Annual | Qualifying Generation | TWh | 0 | 0 | 0 | 0 | 0 | 0 | 0
BART NOX Annual-Muskogee 4 -v5.13 | 149 | 5860 | Rate Constraint in lbs/MMBtu | FALSE | L | Annual | Rate | lb/MWh | 0 | 0 | 0 | 0 | 0 | 0 | 0
BART NOX Annual-Muskogee 4 -v5.13 | 149 | 5860 | Rate Constraint in lbs/MMBtu | FALSE | L | Annual | Constraint Shadow Price | US2011$/Ton | 0 | 0 | 0 | 0 | 0 | 0 | 0
BART NOX Annual-Muskogee 5 -v5.13 | 150 | 5861 | Rate Constraint in lbs/MMBtu | FALSE | L | Annual | Seasons Included | Seasons |  | Winter, Summer | Winter, Summer | Winter, Summer | Winter, Summer | Winter, Summer | Winter, Summer
BART NOX Annual-Muskogee 5 -v5.13 | 150 | 5861 | Rate Constraint in lbs/MMBtu | FALSE | L | Annual | Standard | lb/MMBtu | 0 | 0.15 | 0.15 | 0.15 | 0.15 | 0.15 | 0.15
BART NOX Annual-Muskogee 5 -v5.13 | 150 | 5861 | Rate Constraint in lbs/MMBtu | FALSE | L | Annual | Emissions at Affected Plants NOX | Thousand Tons | 0 | 0 | 0 | 0 | 0 | 0 | 0
BART NOX Annual-Muskogee 5 -v5.13 | 150 | 5861 | Rate Constraint in lbs/MMBtu | FALSE | L | Annual | Allowances Purchased NOX | Thousand Tons | 0 | 0 | 0 | 0 | 0 | 0 | 0
BART NOX Annual-Muskogee 5 -v5.13 | 150 | 5861 | Rate Constraint in lbs/MMBtu | FALSE | L | Annual | Allowances Sold NOX | Thousand Tons | 0 | 0 | 0 | 0 | 0 | 0 | 0
BART NOX Annual-Muskogee 5 -v5.13 | 150 | 5861 | Rate Constraint in lbs/MMBtu | FALSE | L | Annual | Allowances Banked | Thousand Tons | 0 | 0 | 0 | 0 | 0 | 0 | 0
BART NOX Annual-Muskogee 5 -v5.13 | 150 | 5861 | Rate Constraint in lbs/MMBtu | FALSE | L | Annual | Allowances Withdrawn (1:1) | Thousand Tons | 0 | 0 | 0 | 0 | 0 | 0 | 0
BART NOX Annual-Muskogee 5 -v5.13 | 150 | 5861 | Rate Constraint in lbs/MMBtu | FALSE | L | Annual | Allowances Withdrawn (n:1) | Thousand Tons | 0 | 0 | 0 | 0 | 0 | 0 | 0
BART NOX Annual-Muskogee 5 -v5.13 | 150 | 5861 | Rate Constraint in lbs/MMBtu | FALSE | L | Annual | Net Emissions Allowance Position | Thousand Tons | 0 | 0 | 0 | 0 | 0 | 0 | 0
BART NOX Annual-Muskogee 5 -v5.13 | 150 | 5861 | Rate Constraint in lbs/MMBtu | FALSE | L | Annual | Fuel Consumed | TBtu | 0 | 0 | 0 | 0 | 0 | 0 | 0
BART NOX Annual-Muskogee 5 -v5.13 | 150 | 5861 | Rate Constraint in lbs/MMBtu | FALSE | L | Annual | Rate | lb/MMBtu | 0 | 0 | 0 | 0 | 0 | 0 | 0
BART NOX Annual-Muskogee 5 -v5.13 | 150 | 5861 | Rate Constraint in lbs/MMBtu | FALSE | L | Annual | Generation | TWh | 0 | 0 | 0 | 0 | 0 | 0 | 0
BART NOX Annual-Muskogee 5 -v5.13 | 150 | 5861 | Rate Constraint in lbs/MMBtu | FALSE | L | Annual | Qualifying Generation | TWh | 0 | 0 | 0 | 0 | 0 | 0 | 0
BART NOX Annual-Muskogee 5 -v5.13 | 150 | 5861 | Rate Constraint in lbs/MMBtu | FALSE | L | Annual | Rate | lb/MWh | 0 | 0 | 0 | 0 | 0 | 0 | 0
BART NOX Annual-Muskogee 5 -v5.13 | 150 | 5861 | Rate Constraint in lbs/MMBtu | FALSE | L | Annual | Constraint Shadow Price | US2011$/Ton | 0 | 0 | 0 | 0 | 0 | 0 | 0
BART NOX Annual-Naughton 1 -v5.14 | 151 | 6109 | Rate Constraint in lbs/MMBtu | FALSE | L | Annual | Seasons Included | Seasons |  | Winter, Summer | Winter, Summer | Winter, Summer | Winter, Summer | Winter, Summer | Winter, Summer
BART NOX Annual-Naughton 1 -v5.14 | 151 | 6109 | Rate Constraint in lbs/MMBtu | FALSE | L | Annual | Standard | lb/MMBtu | 0 | 0.26 | 0.26 | 0.26 | 0.26 | 0.26 | 0.26
BART NOX Annual-Naughton 1 -v5.14 | 151 | 6109 | Rate Constraint in lbs/MMBtu | FALSE | L | Annual | Emissions at Affected Plants NOX | Thousand Tons | 0 | 0 | 0 | 0 | 0 | 0 | 0
BART NOX Annual-Naughton 1 -v5.14 | 151 | 6109 | Rate Constraint in lbs/MMBtu | FALSE | L | Annual | Allowances Purchased NOX | Thousand Tons | 0 | 0 | 0 | 0 | 0 | 0 | 0
BART NOX Annual-Naughton 1 -v5.14 | 151 | 6109 | Rate Constraint in lbs/MMBtu | FALSE | L | Annual | Allowances Sold NOX | Thousand Tons | 0 | 0 | 0 | 0 | 0 | 0 | 0
BART NOX Annual-Naughton 1 -v5.14 | 151 | 6109 | Rate Constraint in lbs/MMBtu | FALSE | L | Annual | Allowances Banked | Thousand Tons | 0 | 0 | 0 | 0 | 0 | 0 | 0
BART NOX Annual-Naughton 1 -v5.14 | 151 | 6109 | Rate Constraint in lbs/MMBtu | FALSE | L | Annual | Allowances Withdrawn (1:1) | Thousand Tons | 0 | 0 | 0 | 0 | 0 | 0 | 0
BART NOX Annual-Naughton 1 -v5.14 | 151 | 6109 | Rate Constraint in lbs/MMBtu | FALSE | L | Annual | Allowances Withdrawn (n:1) | Thousand Tons | 0 | 0 | 0 | 0 | 0 | 0 | 0
BART NOX Annual-Naughton 1 -v5.14 | 151 | 6109 | Rate Constraint in lbs/MMBtu | FALSE | L | Annual | Net Emissions Allowance Position | Thousand Tons | 0 | 0 | 0 | 0 | 0 | 0 | 0
BART NOX Annual-Naughton 1 -v5.14 | 151 | 6109 | Rate Constraint in lbs/MMBtu | FALSE | L | Annual | Fuel Consumed | TBtu | 0 | 0 | 0 | 0 | 0 | 0 | 0
BART NOX Annual-Naughton 1 -v5.14 | 151 | 6109 | Rate Constraint in lbs/MMBtu | FALSE | L | Annual | Rate | lb/MMBtu | 0 | 0 | 0 | 0 | 0 | 0 | 0
BART NOX Annual-Naughton 1 -v5.14 | 151 | 6109 | Rate Constraint in lbs/MMBtu | FALSE | L | Annual | Generation | TWh | 0 | 0 | 0 | 0 | 0 | 0 | 0
BART NOX Annual-Naughton 1 -v5.14 | 151 | 6109 | Rate Constraint in lbs/MMBtu | FALSE | L | Annual | Qualifying Generation | TWh | 0 | 0 | 0 | 0 | 0 | 0 | 0
BART NOX Annual-Naughton 1 -v5.14 | 151 | 6109 | Rate Constraint in lbs/MMBtu | FALSE | L | Annual | Rate | lb/MWh | 0 | 0 | 0 | 0 | 0 | 0 | 0
BART NOX Annual-Naughton 1 -v5.14 | 151 | 6109 | Rate Constraint in lbs/MMBtu | FALSE | L | Annual | Constraint Shadow Price | US2011$/Ton | 0 | 218.4714 | 0 | 0 | 0 | 0 | 0
BART NOX Annual-Naughton 2 -v5.14 | 152 | 6110 | Rate Constraint in lbs/MMBtu | FALSE | L | Annual | Seasons Included | Seasons |  | Winter, Summer | Winter, Summer | Winter, Summer | Winter, Summer | Winter, Summer | Winter, Summer
BART NOX Annual-Naughton 2 -v5.14 | 152 | 6110 | Rate Constraint in lbs/MMBtu | FALSE | L | Annual | Standard | lb/MMBtu | 0 | 0.26 | 0.26 | 0.26 | 0.26 | 0.26 | 0.26
BART NOX Annual-Naughton 2 -v5.14 | 152 | 6110 | Rate Constraint in lbs/MMBtu | FALSE | L | Annual | Emissions at Affected Plants NOX | Thousand Tons | 0 | 0 | 0 | 0 | 0 | 0 | 0
BART NOX Annual-Naughton 2 -v5.14 | 152 | 6110 | Rate Constraint in lbs/MMBtu | FALSE | L | Annual | Allowances Purchased NOX | Thousand Tons | 0 | 0 | 0 | 0 | 0 | 0 | 0
BART NOX Annual-Naughton 2 -v5.14 | 152 | 6110 | Rate Constraint in lbs/MMBtu | FALSE | L | Annual | Allowances Sold NOX | Thousand Tons | 0 | 0 | 0 | 0 | 0 | 0 | 0
BART NOX Annual-Naughton 2 -v5.14 | 152 | 6110 | Rate Constraint in lbs/MMBtu | FALSE | L | Annual | Allowances Banked | Thousand Tons | 0 | 0 | 0 | 0 | 0 | 0 | 0
BART NOX Annual-Naughton 2 -v5.14 | 152 | 6110 | Rate Constraint in lbs/MMBtu | FALSE | L | Annual | Allowances Withdrawn (1:1) | Thousand Tons | 0 | 0 | 0 | 0 | 0 | 0 | 0
BART NOX Annual-Naughton 2 -v5.14 | 152 | 6110 | Rate Constraint in lbs/MMBtu | FALSE | L | Annual | Allowances Withdrawn (n:1) | Thousand Tons | 0 | 0 | 0 | 0 | 0 | 0 | 0
BART NOX Annual-Naughton 2 -v5.14 | 152 | 6110 | Rate Constraint in lbs/MMBtu | FALSE | L | Annual | Net Emissions Allowance Position | Thousand Tons | 0 | 0 | 0 | 0 | 0 | 0 | 0
BART NOX Annual-Naughton 2 -v5.14 | 152 | 6110 | Rate Constraint in lbs/MMBtu | FALSE | L | Annual | Fuel Consumed | TBtu | 0 | 0 | 0 | 0 | 0 | 0 | 0
BART NOX Annual-Naughton 2 -v5.14 | 152 | 6110 | Rate Constraint in lbs/MMBtu | FALSE | L | Annual | Rate | lb/MMBtu | 0 | 0 | 0 | 0 | 0 | 0 | 0
BART NOX Annual-Naughton 2 -v5.14 | 152 | 6110 | Rate Constraint in lbs/MMBtu | FALSE | L | Annual | Generation | TWh | 0 | 0 | 0 | 0 | 0 | 0 | 0
BART NOX Annual-Naughton 2 -v5.14 | 152 | 6110 | Rate Constraint in lbs/MMBtu | FALSE | L | Annual | Qualifying Generation | TWh | 0 | 0 | 0 | 0 | 0 | 0 | 0
BART NOX Annual-Naughton 2 -v5.14 | 152 | 6110 | Rate Constraint in lbs/MMBtu | FALSE | L | Annual | Rate | lb/MWh | 0 | 0 | 0 | 0 | 0 | 0 | 0
BART NOX Annual-Naughton 2 -v5.14 | 152 | 6110 | Rate Constraint in lbs/MMBtu | FALSE | L | Annual | Constraint Shadow Price | US2011$/Ton | 0 | 0 | 0 | 0 | 0 | 0 | 0
BART NOX Annual-Naughton 3 -v5.14 | 153 | 6111 | Rate Constraint in lbs/MMBtu | FALSE | L | Annual | Seasons Included | Seasons |  | Winter, Summer | Winter, Summer | Winter, Summer | Winter, Summer | Winter, Summer | Winter, Summer
BART NOX Annual-Naughton 3 -v5.14 | 153 | 6111 | Rate Constraint in lbs/MMBtu | FALSE | L | Annual | Standard | lb/MMBtu | 0 | 0.07 | 0.07 | 0.07 | 0.07 | 0.07 | 0.07
BART NOX Annual-Naughton 3 -v5.14 | 153 | 6111 | Rate Constraint in lbs/MMBtu | FALSE | L | Annual | Emissions at Affected Plants NOX | Thousand Tons | 0 | 0 | 0 | 0 | 0 | 0 | 0
BART NOX Annual-Naughton 3 -v5.14 | 153 | 6111 | Rate Constraint in lbs/MMBtu | FALSE | L | Annual | Allowances Purchased NOX | Thousand Tons | 0 | 0 | 0 | 0 | 0 | 0 | 0
BART NOX Annual-Naughton 3 -v5.14 | 153 | 6111 | Rate Constraint in lbs/MMBtu | FALSE | L | Annual | Allowances Sold NOX | Thousand Tons | 0 | 0 | 0 | 0 | 0 | 0 | 0
BART NOX Annual-Naughton 3 -v5.14 | 153 | 6111 | Rate Constraint in lbs/MMBtu | FALSE | L | Annual | Allowances Banked | Thousand Tons | 0 | 0 | 0 | 0 | 0 | 0 | 0
BART NOX Annual-Naughton 3 -v5.14 | 153 | 6111 | Rate Constraint in lbs/MMBtu | FALSE | L | Annual | Allowances Withdrawn (1:1) | Thousand Tons | 0 | 0 | 0 | 0 | 0 | 0 | 0
BART NOX Annual-Naughton 3 -v5.14 | 153 | 6111 | Rate Constraint in lbs/MMBtu | FALSE | L | Annual | Allowances Withdrawn (n:1) | Thousand Tons | 0 | 0 | 0 | 0 | 0 | 0 | 0
BART NOX Annual-Naughton 3 -v5.14 | 153 | 6111 | Rate Constraint in lbs/MMBtu | FALSE | L | Annual | Net Emissions Allowance Position | Thousand Tons | 0 | 0 | 0 | 0 | 0 | 0 | 0
BART NOX Annual-Naughton 3 -v5.14 | 153 | 6111 | Rate Constraint in lbs/MMBtu | FALSE | L | Annual | Fuel Consumed | TBtu | 0 | 0 | 0 | 0 | 0 | 0 | 0
BART NOX Annual-Naughton 3 -v5.14 | 153 | 6111 | Rate Constraint in lbs/MMBtu | FALSE | L | Annual | Rate | lb/MMBtu | 0 | 0 | 0 | 0 | 0 | 0 | 0
BART NOX Annual-Naughton 3 -v5.14 | 153 | 6111 | Rate Constraint in lbs/MMBtu | FALSE | L | Annual | Generation | TWh | 0 | 0 | 0 | 0 | 0 | 0 | 0
BART NOX Annual-Naughton 3 -v5.14 | 153 | 6111 | Rate Constraint in lbs/MMBtu | FALSE | L | Annual | Qualifying Generation | TWh | 0 | 0 | 0 | 0 | 0 | 0 | 0
BART NOX Annual-Naughton 3 -v5.14 | 153 | 6111 | Rate Constraint in lbs/MMBtu | FALSE | L | Annual | Rate | lb/MWh | 0 | 0 | 0 | 0 | 0 | 0 | 0
BART NOX Annual-Naughton 3 -v5.14 | 153 | 6111 | Rate Constraint in lbs/MMBtu | FALSE | L | Annual | Constraint Shadow Price | US2011$/Ton | 0 | 8269.2676 | 13771.7393 | 13027.5844 | 254738.9573 | 10998.9306 | 12571.7012
BART NOX Annual-Navajo 2 -v5.14 | 154 | 6112 | Rate Constraint in lbs/MMBtu | FALSE | L | Annual | Seasons Included | Seasons |  |  |  |  | Winter, Summer | Winter, Summer | Winter, Summer
BART NOX Annual-Navajo 2 -v5.14 | 154 | 6112 | Rate Constraint in lbs/MMBtu | FALSE | L | Annual | Standard | lb/MMBtu | 0 | 0 | 0 | 0 | 0.07 | 0.07 | 0.07
BART NOX Annual-Navajo 2 -v5.14 | 154 | 6112 | Rate Constraint in lbs/MMBtu | FALSE | L | Annual | Emissions at Affected Plants NOX | Thousand Tons | 0 | 0 | 0 | 0 | 1.9244 | 1.9244 | 1.9244
BART NOX Annual-Navajo 2 -v5.14 | 154 | 6112 | Rate Constraint in lbs/MMBtu | FALSE | L | Annual | Allowances Purchased NOX | Thousand Tons | 0 | 0 | 0 | 0 | 0 | 0 | 0
BART NOX Annual-Navajo 2 -v5.14 | 154 | 6112 | Rate Constraint in lbs/MMBtu | FALSE | L | Annual | Allowances Sold NOX | Thousand Tons | 0 | 0 | 0 | 0 | 0 | 0 | 0
BART NOX Annual-Navajo 2 -v5.14 | 154 | 6112 | Rate Constraint in lbs/MMBtu | FALSE | L | Annual | Allowances Banked | Thousand Tons | 0 | 0 | 0 | 0 | 0 | 0 | 0
BART NOX Annual-Navajo 2 -v5.14 | 154 | 6112 | Rate Constraint in lbs/MMBtu | FALSE | L | Annual | Allowances Withdrawn (1:1) | Thousand Tons | 0 | 0 | 0 | 0 | 0 | 0 | 0
BART NOX Annual-Navajo 2 -v5.14 | 154 | 6112 | Rate Constraint in lbs/MMBtu | FALSE | L | Annual | Allowances Withdrawn (n:1) | Thousand Tons | 0 | 0 | 0 | 0 | 0 | 0 | 0
BART NOX Annual-Navajo 2 -v5.14 | 154 | 6112 | Rate Constraint in lbs/MMBtu | FALSE | L | Annual | Net Emissions Allowance Position | Thousand Tons | 0 | 0 | 0 | 0 | 1.9244 | 1.9244 | 1.9244
BART NOX Annual-Navajo 2 -v5.14 | 154 | 6112 | Rate Constraint in lbs/MMBtu | FALSE | L | Annual | Fuel Consumed | TBtu | 0 | 0 | 0 | 0 | 54.9841 | 54.9841 | 54.9841
BART NOX Annual-Navajo 2 -v5.14 | 154 | 6112 | Rate Constraint in lbs/MMBtu | FALSE | L | Annual | Rate | lb/MMBtu | 0 | 0 | 0 | 0 | 0.07 | 0.07 | 0.07
BART NOX Annual-Navajo 2 -v5.14 | 154 | 6112 | Rate Constraint in lbs/MMBtu | FALSE | L | Annual | Generation | TWh | 0 | 0 | 0 | 0 | 5.437 | 5.437 | 5.437
BART NOX Annual-Navajo 2 -v5.14 | 154 | 6112 | Rate Constraint in lbs/MMBtu | FALSE | L | Annual | Qualifying Generation | TWh | 0 | 0 | 0 | 0 | 5.437 | 5.437 | 5.437
BART NOX Annual-Navajo 2 -v5.14 | 154 | 6112 | Rate Constraint in lbs/MMBtu | FALSE | L | Annual | Rate | lb/MWh | 0 | 0 | 0 | 0 | 0.35395 | 0.35395 | 0.35395
BART NOX Annual-Navajo 2 -v5.14 | 154 | 6112 | Rate Constraint in lbs/MMBtu | FALSE | L | Annual | Constraint Shadow Price | US2011$/Ton | 0 | 0 | 0 | 0 | 56575.6219 | 41058.9604 | 41964.4432
BART NOX Annual-Navajo 3 -v5.14 | 155 | 6114 | Rate Constraint in lbs/MMBtu | FALSE | L | Annual | Seasons Included | Seasons |  |  |  |  | Winter, Summer | Winter, Summer | Winter, Summer
BART NOX Annual-Navajo 3 -v5.14 | 155 | 6114 | Rate Constraint in lbs/MMBtu | FALSE | L | Annual | Standard | lb/MMBtu | 0 | 0 | 0 | 0 | 0.07 | 0.07 | 0.07
BART NOX Annual-Navajo 3 -v5.14 | 155 | 6114 | Rate Constraint in lbs/MMBtu | FALSE | L | Annual | Emissions at Affected Plants NOX | Thousand Tons | 0 | 0 | 0 | 0 | 1.9229 | 1.9229 | 1.9229
BART NOX Annual-Navajo 3 -v5.14 | 155 | 6114 | Rate Constraint in lbs/MMBtu | FALSE | L | Annual | Allowances Purchased NOX | Thousand Tons | 0 | 0 | 0 | 0 | 0 | 0 | 0
BART NOX Annual-Navajo 3 -v5.14 | 155 | 6114 | Rate Constraint in lbs/MMBtu | FALSE | L | Annual | Allowances Sold NOX | Thousand Tons | 0 | 0 | 0 | 0 | 0 | 0 | 0
BART NOX Annual-Navajo 3 -v5.14 | 155 | 6114 | Rate Constraint in lbs/MMBtu | FALSE | L | Annual | Allowances Banked | Thousand Tons | 0 | 0 | 0 | 0 | 0 | 0 | 0
BART NOX Annual-Navajo 3 -v5.14 | 155 | 6114 | Rate Constraint in lbs/MMBtu | FALSE | L | Annual | Allowances Withdrawn (1:1) | Thousand Tons | 0 | 0 | 0 | 0 | 0 | 0 | 0
BART NOX Annual-Navajo 3 -v5.14 | 155 | 6114 | Rate Constraint in lbs/MMBtu | FALSE | L | Annual | Allowances Withdrawn (n:1) | Thousand Tons | 0 | 0 | 0 | 0 | 0 | 0 | 0
BART NOX Annual-Navajo 3 -v5.14 | 155 | 6114 | Rate Constraint in lbs/MMBtu | FALSE | L | Annual | Net Emissions Allowance Position | Thousand Tons | 0 | 0 | 0 | 0 | 1.9229 | 1.9229 | 1.9229
BART NOX Annual-Navajo 3 -v5.14 | 155 | 6114 | Rate Constraint in lbs/MMBtu | FALSE | L | Annual | Fuel Consumed | TBtu | 0 | 0 | 0 | 0 | 54.9403 | 54.9403 | 54.9403
BART NOX Annual-Navajo 3 -v5.14 | 155 | 6114 | Rate Constraint in lbs/MMBtu | FALSE | L | Annual | Rate | lb/MMBtu | 0 | 0 | 0 | 0 | 0.07 | 0.07 | 0.07
BART NOX Annual-Navajo 3 -v5.14 | 155 | 6114 | Rate Constraint in lbs/MMBtu | FALSE | L | Annual | Generation | TWh | 0 | 0 | 0 | 0 | 5.437 | 5.437 | 5.437
BART NOX Annual-Navajo 3 -v5.14 | 155 | 6114 | Rate Constraint in lbs/MMBtu | FALSE | L | Annual | Qualifying Generation | TWh | 0 | 0 | 0 | 0 | 5.437 | 5.437 | 5.437
BART NOX Annual-Navajo 3 -v5.14 | 155 | 6114 | Rate Constraint in lbs/MMBtu | FALSE | L | Annual | Rate | lb/MWh | 0 | 0 | 0 | 0 | 0.35367 | 0.35367 | 0.35367
BART NOX Annual-Navajo 3 -v5.14 | 155 | 6114 | Rate Constraint in lbs/MMBtu | FALSE | L | Annual | Constraint Shadow Price | US2011$/Ton | 0 | 0 | 0 | 0 | 55591.22 | 40323.7393 | 41239.6974
BART NOX Annual-Nebraska City 1 -v5.13 | 156 | 5840 | Rate Constraint in lbs/MMBtu | FALSE | L | Annual | Seasons Included | Seasons |  | Winter, Summer | Winter, Summer | Winter, Summer | Winter, Summer | Winter, Summer | Winter, Summer
BART NOX Annual-Nebraska City 1 -v5.13 | 156 | 5840 | Rate Constraint in lbs/MMBtu | FALSE | L | Annual | Standard | lb/MMBtu | 0 | 0.23 | 0.23 | 0.23 | 0.23 | 0.23 | 0.23
BART NOX Annual-Nebraska City 1 -v5.13 | 156 | 5840 | Rate Constraint in lbs/MMBtu | FALSE | L | Annual | Emissions at Affected Plants NOX | Thousand Tons | 0 | 4.8898 | 4.8813 | 4.8898 | 4.6795 | 4.6795 | 4.6795
BART NOX Annual-Nebraska City 1 -v5.13 | 156 | 5840 | Rate Constraint in lbs/MMBtu | FALSE | L | Annual | Allowances Purchased NOX | Thousand Tons | 0 | 0 | 0 | 0 | 0 | 0 | 0
BART NOX Annual-Nebraska City 1 -v5.13 | 156 | 5840 | Rate Constraint in lbs/MMBtu | FALSE | L | Annual | Allowances Sold NOX | Thousand Tons | 0 | 0 | 0 | 0 | 0 | 0 | 0
BART NOX Annual-Nebraska City 1 -v5.13 | 156 | 5840 | Rate Constraint in lbs/MMBtu | FALSE | L | Annual | Allowances Banked | Thousand Tons | 0 | 0 | 0 | 0 | 0 | 0 | 0
BART NOX Annual-Nebraska City 1 -v5.13 | 156 | 5840 | Rate Constraint in lbs/MMBtu | FALSE | L | Annual | Allowances Withdrawn (1:1) | Thousand Tons | 0 | 0 | 0 | 0 | 0 | 0 | 0
BART NOX Annual-Nebraska City 1 -v5.13 | 156 | 5840 | Rate Constraint in lbs/MMBtu | FALSE | L | Annual | Allowances Withdrawn (n:1) | Thousand Tons | 0 | 0 | 0 | 0 | 0 | 0 | 0
BART NOX Annual-Nebraska City 1 -v5.13 | 156 | 5840 | Rate Constraint in lbs/MMBtu | FALSE | L | Annual | Net Emissions Allowance Position | Thousand Tons | 0 | 4.8898 | 4.8813 | 4.8898 | 4.6795 | 4.6795 | 4.6795
BART NOX Annual-Nebraska City 1 -v5.13 | 156 | 5840 | Rate Constraint in lbs/MMBtu | FALSE | L | Annual | Fuel Consumed | TBtu | 0 | 47.374 | 47.2921 | 47.374 | 45.3369 | 45.3415 | 45.3369
BART NOX Annual-Nebraska City 1 -v5.13 | 156 | 5840 | Rate Constraint in lbs/MMBtu | FALSE | L | Annual | Rate | lb/MMBtu | 0 | 0.20643 | 0.20643 | 0.20643 | 0.20643 | 0.20641 | 0.20643
BART NOX Annual-Nebraska City 1 -v5.13 | 156 | 5840 | Rate Constraint in lbs/MMBtu | FALSE | L | Annual | Generation | TWh | 0 | 4.6782 | 4.6701 | 4.6782 | 4.6782 | 4.6782 | 4.6782
BART NOX Annual-Nebraska City 1 -v5.13 | 156 | 5840 | Rate Constraint in lbs/MMBtu | FALSE | L | Annual | Qualifying Generation | TWh | 0 | 4.6782 | 4.6701 | 4.6782 | 4.6782 | 4.6782 | 4.6782
BART NOX Annual-Nebraska City 1 -v5.13 | 156 | 5840 | Rate Constraint in lbs/MMBtu | FALSE | L | Annual | Rate | lb/MWh | 0 | 1.0452 | 1.0452 | 1.0452 | 1.0003 | 1.0003 | 1.0003
BART NOX Annual-Nebraska City 1 -v5.13 | 156 | 5840 | Rate Constraint in lbs/MMBtu | FALSE | L | Annual | Constraint Shadow Price | US2011$/Ton | 0 | 0 | 0 | 0 | 0 | 0 | 0
BART NOX Annual-Nebraska City 1 -v5.14 | 157 | 6091 | Rate Constraint in lbs/MMBtu | FALSE | L | Annual | Seasons Included | Seasons | Winter, Summer | Winter, Summer | Winter, Summer | Winter, Summer | Winter, Summer | Winter, Summer | Winter, Summer
BART NOX Annual-Nebraska City 1 -v5.14 | 157 | 6091 | Rate Constraint in lbs/MMBtu | FALSE | L | Annual | Standard | lb/MMBtu | 0.23 | 0.23 | 0.23 | 0.23 | 0.23 | 0.23 | 0.23
BART NOX Annual-Nebraska City 1 -v5.14 | 157 | 6091 | Rate Constraint in lbs/MMBtu | FALSE | L | Annual | Emissions at Affected Plants NOX | Thousand Tons | 4.8898 | 4.8898 | 4.8813 | 4.8898 | 4.6795 | 4.6795 | 4.6795
BART NOX Annual-Nebraska City 1 -v5.14 | 157 | 6091 | Rate Constraint in lbs/MMBtu | FALSE | L | Annual | Allowances Purchased NOX | Thousand Tons | 0 | 0 | 0 | 0 | 0 | 0 | 0
BART NOX Annual-Nebraska City 1 -v5.14 | 157 | 6091 | Rate Constraint in lbs/MMBtu | FALSE | L | Annual | Allowances Sold NOX | Thousand Tons | 0 | 0 | 0 | 0 | 0 | 0 | 0
BART NOX Annual-Nebraska City 1 -v5.14 | 157 | 6091 | Rate Constraint in lbs/MMBtu | FALSE | L | Annual | Allowances Banked | Thousand Tons | 0 | 0 | 0 | 0 | 0 | 0 | 0
BART NOX Annual-Nebraska City 1 -v5.14 | 157 | 6091 | Rate Constraint in lbs/MMBtu | FALSE | L | Annual | Allowances Withdrawn (1:1) | Thousand Tons | 0 | 0 | 0 | 0 | 0 | 0 | 0
BART NOX Annual-Nebraska City 1 -v5.14 | 157 | 6091 | Rate Constraint in lbs/MMBtu | FALSE | L | Annual | Allowances Withdrawn (n:1) | Thousand Tons | 0 | 0 | 0 | 0 | 0 | 0 | 0
BART NOX Annual-Nebraska City 1 -v5.14 | 157 | 6091 | Rate Constraint in lbs/MMBtu | FALSE | L | Annual | Net Emissions Allowance Position | Thousand Tons | 4.8898 | 4.8898 | 4.8813 | 4.8898 | 4.6795 | 4.6795 | 4.6795
BART NOX Annual-Nebraska City 1 -v5.14 | 157 | 6091 | Rate Constraint in lbs/MMBtu | FALSE | L | Annual | Fuel Consumed | TBtu | 47.374 | 47.374 | 47.2921 | 47.374 | 45.3369 | 45.3415 | 45.3369
BART NOX Annual-Nebraska City 1 -v5.14 | 157 | 6091 | Rate Constraint in lbs/MMBtu | FALSE | L | Annual | Rate | lb/MMBtu | 0.20643 | 0.20643 | 0.20643 | 0.20643 | 0.20643 | 0.20641 | 0.20643
BART NOX Annual-Nebraska City 1 -v5.14 | 157 | 6091 | Rate Constraint in lbs/MMBtu | FALSE | L | Annual | Generation | TWh | 4.6782 | 4.6782 | 4.6701 | 4.6782 | 4.6782 | 4.6782 | 4.6782
BART NOX Annual-Nebraska City 1 -v5.14 | 157 | 6091 | Rate Constraint in lbs/MMBtu | FALSE | L | Annual | Qualifying Generation | TWh | 4.6782 | 4.6782 | 4.6701 | 4.6782 | 4.6782 | 4.6782 | 4.6782
BART NOX Annual-Nebraska City 1 -v5.14 | 157 | 6091 | Rate Constraint in lbs/MMBtu | FALSE | L | Annual | Rate | lb/MWh | 1.0452 | 1.0452 | 1.0452 | 1.0452 | 1.0003 | 1.0003 | 1.0003
BART NOX Annual-Nebraska City 1 -v5.14 | 157 | 6091 | Rate Constraint in lbs/MMBtu | FALSE | L | Annual | Constraint Shadow Price | US2011$/Ton | 0 | 0 | 0 | 0 | 0 | 0 | 0
BART NOX Annual-Northeastern 3313 -v5.13 | 158 | 5862 | Rate Constraint in lbs/MMBtu | FALSE | L | Annual | Seasons Included | Seasons |  | Winter, Summer | Winter, Summer | Winter, Summer | Winter, Summer | Winter, Summer | Winter, Summer
BART NOX Annual-Northeastern 3313 -v5.13 | 158 | 5862 | Rate Constraint in lbs/MMBtu | FALSE | L | Annual | Standard | lb/MMBtu | 0 | 0.23 | 0.23 | 0.23 | 0.23 | 0.23 | 0.23
BART NOX Annual-Northeastern 3313 -v5.13 | 158 | 5862 | Rate Constraint in lbs/MMBtu | FALSE | L | Annual | Emissions at Affected Plants NOX | Thousand Tons | 0 | 3.908 | 3.908 | 3.908 | 0 | 0 | 0
BART NOX Annual-Northeastern 3313 -v5.13 | 158 | 5862 | Rate Constraint in lbs/MMBtu | FALSE | L | Annual | Allowances Purchased NOX | Thousand Tons | 0 | 0 | 0 | 0 | 0 | 0 | 0
BART NOX Annual-Northeastern 3313 -v5.13 | 158 | 5862 | Rate Constraint in lbs/MMBtu | FALSE | L | Annual | Allowances Sold NOX | Thousand Tons | 0 | 0 | 0 | 0 | 0 | 0 | 0
BART NOX Annual-Northeastern 3313 -v5.13 | 158 | 5862 | Rate Constraint in lbs/MMBtu | FALSE | L | Annual | Allowances Banked | Thousand Tons | 0 | 0 | 0 | 0 | 0 | 0 | 0
BART NOX Annual-Northeastern 3313 -v5.13 | 158 | 5862 | Rate Constraint in lbs/MMBtu | FALSE | L | Annual | Allowances Withdrawn (1:1) | Thousand Tons | 0 | 0 | 0 | 0 | 0 | 0 | 0
BART NOX Annual-Northeastern 3313 -v5.13 | 158 | 5862 | Rate Constraint in lbs/MMBtu | FALSE | L | Annual | Allowances Withdrawn (n:1) | Thousand Tons | 0 | 0 | 0 | 0 | 0 | 0 | 0
BART NOX Annual-Northeastern 3313 -v5.13 | 158 | 5862 | Rate Constraint in lbs/MMBtu | FALSE | L | Annual | Net Emissions Allowance Position | Thousand Tons | 0 | 3.908 | 3.908 | 3.908 | 0 | 0 | 0
BART NOX Annual-Northeastern 3313 -v5.13 | 158 | 5862 | Rate Constraint in lbs/MMBtu | FALSE | L | Annual | Fuel Consumed | TBtu | 0 | 33.9826 | 33.9826 | 33.9826 | 0 | 0 | 0
BART NOX Annual-Northeastern 3313 -v5.13 | 158 | 5862 | Rate Constraint in lbs/MMBtu | FALSE | L | Annual | Rate | lb/MMBtu | 0 | 0.23 | 0.23 | 0.23 | 0 | 0 | 0
BART NOX Annual-Northeastern 3313 -v5.13 | 158 | 5862 | Rate Constraint in lbs/MMBtu | FALSE | L | Annual | Generation | TWh | 0 | 3.299 | 3.299 | 3.299 | 0 | 0 | 0
BART NOX Annual-Northeastern 3313 -v5.13 | 158 | 5862 | Rate Constraint in lbs/MMBtu | FALSE | L | Annual | Qualifying Generation | TWh | 0 | 3.299 | 3.299 | 3.299 | 0 | 0 | 0
BART NOX Annual-Northeastern 3313 -v5.13 | 158 | 5862 | Rate Constraint in lbs/MMBtu | FALSE | L | Annual | Rate | lb/MWh | 0 | 1.1846 | 1.1846 | 1.1846 | 0 | 0 | 0
BART NOX Annual-Northeastern 3313 -v5.13 | 158 | 5862 | Rate Constraint in lbs/MMBtu | FALSE | L | Annual | Constraint Shadow Price | US2011$/Ton | 0 | 2732.8866 | 15856.5194 | 0 | 0 | 330.1275 | 0
BART NOX Annual-Northeastern 3314 -v5.13 | 159 | 5863 | Rate Constraint in lbs/MMBtu | FALSE | L | Annual | Seasons Included | Seasons |  | Winter, Summer | Winter, Summer | Winter, Summer | Winter, Summer | Winter, Summer | Winter, Summer
BART NOX Annual-Northeastern 3314 -v5.13 | 159 | 5863 | Rate Constraint in lbs/MMBtu | FALSE | L | Annual | Standard | lb/MMBtu | 0 | 0.15 | 0.15 | 0.15 | 0.15 | 0.15 | 0.15
BART NOX Annual-Northeastern 3314 -v5.13 | 159 | 5863 | Rate Constraint in lbs/MMBtu | FALSE | L | Annual | Emissions at Affected Plants NOX | Thousand Tons | 0 | 0 | 0 | 0 | 0 | 0 | 0
BART NOX Annual-Northeastern 3314 -v5.13 | 159 | 5863 | Rate Constraint in lbs/MMBtu | FALSE | L | Annual | Allowances Purchased NOX | Thousand Tons | 0 | 0 | 0 | 0 | 0 | 0 | 0
BART NOX Annual-Northeastern 3314 -v5.13 | 159 | 5863 | Rate Constraint in lbs/MMBtu | FALSE | L | Annual | Allowances Sold NOX | Thousand Tons | 0 | 0 | 0 | 0 | 0 | 0 | 0
BART NOX Annual-Northeastern 3314 -v5.13 | 159 | 5863 | Rate Constraint in lbs/MMBtu | FALSE | L | Annual | Allowances Banked | Thousand Tons | 0 | 0 | 0 | 0 | 0 | 0 | 0
BART NOX Annual-Northeastern 3314 -v5.13 | 159 | 5863 | Rate Constraint in lbs/MMBtu | FALSE | L | Annual | Allowances Withdrawn (1:1) | Thousand Tons | 0 | 0 | 0 | 0 | 0 | 0 | 0
BART NOX Annual-Northeastern 3314 -v5.13 | 159 | 5863 | Rate Constraint in lbs/MMBtu | FALSE | L | Annual | Allowances Withdrawn (n:1) | Thousand Tons | 0 | 0 | 0 | 0 | 0 | 0 | 0
BART NOX Annual-Northeastern 3314 -v5.13 | 159 | 5863 | Rate Constraint in lbs/MMBtu | FALSE | L | Annual | Net Emissions Allowance Position | Thousand Tons | 0 | 0 | 0 | 0 | 0 | 0 | 0
BART NOX Annual-Northeastern 3314 -v5.13 | 159 | 5863 | Rate Constraint in lbs/MMBtu | FALSE | L | Annual | Fuel Consumed | TBtu | 0 | 0 | 0 | 0 | 0 | 0 | 0
BART NOX Annual-Northeastern 3314 -v5.13 | 159 | 5863 | Rate Constraint in lbs/MMBtu | FALSE | L | Annual | Rate | lb/MMBtu | 0 | 0 | 0 | 0 | 0 | 0 | 0
BART NOX Annual-Northeastern 3314 -v5.13 | 159 | 5863 | Rate Constraint in lbs/MMBtu | FALSE | L | Annual | Generation | TWh | 0 | 0 | 0 | 0 | 0 | 0 | 0
BART NOX Annual-Northeastern 3314 -v5.13 | 159 | 5863 | Rate Constraint in lbs/MMBtu | FALSE | L | Annual | Qualifying Generation | TWh | 0 | 0 | 0 | 0 | 0 | 0 | 0
BART NOX Annual-Northeastern 3314 -v5.13 | 159 | 5863 | Rate Constraint in lbs/MMBtu | FALSE | L | Annual | Rate | lb/MWh | 0 | 0 | 0 | 0 | 0 | 0 | 0
BART NOX Annual-Northeastern 3314 -v5.13 | 159 | 5863 | Rate Constraint in lbs/MMBtu | FALSE | L | Annual | Constraint Shadow Price | US2011$/Ton | 0 | 0 | 0 | 0 | 0 | 0 | 0
BART NOX Annual-Pawnee 1 -v5.13 | 160 | 5829 | Rate Constraint in lbs/MMBtu | FALSE | L | Annual | Seasons Included | Seasons |  | Winter, Summer | Winter, Summer | Winter, Summer | Winter, Summer | Winter, Summer | Winter, Summer
BART NOX Annual-Pawnee 1 -v5.13 | 160 | 5829 | Rate Constraint in lbs/MMBtu | FALSE | L | Annual | Standard | lb/MMBtu | 0 | 0.07 | 0.07 | 0.07 | 0.07 | 0.07 | 0.07
BART NOX Annual-Pawnee 1 -v5.13 | 160 | 5829 | Rate Constraint in lbs/MMBtu | FALSE | L | Annual | Emissions at Affected Plants NOX | Thousand Tons | 0 | 1.3215 | 1.3215 | 1.3215 | 1.3037 | 1.3215 | 1.3215
BART NOX Annual-Pawnee 1 -v5.13 | 160 | 5829 | Rate Constraint in lbs/MMBtu | FALSE | L | Annual | Allowances Purchased NOX | Thousand Tons | 0 | 0 | 0 | 0 | 0 | 0 | 0
BART NOX Annual-Pawnee 1 -v5.13 | 160 | 5829 | Rate Constraint in lbs/MMBtu | FALSE | L | Annual | Allowances Sold NOX | Thousand Tons | 0 | 0 | 0 | 0 | 0 | 0 | 0
BART NOX Annual-Pawnee 1 -v5.13 | 160 | 5829 | Rate Constraint in lbs/MMBtu | FALSE | L | Annual | Allowances Banked | Thousand Tons | 0 | 0 | 0 | 0 | 0 | 0 | 0
BART NOX Annual-Pawnee 1 -v5.13 | 160 | 5829 | Rate Constraint in lbs/MMBtu | FALSE | L | Annual | Allowances Withdrawn (1:1) | Thousand Tons | 0 | 0 | 0 | 0 | 0 | 0 | 0
BART NOX Annual-Pawnee 1 -v5.13 | 160 | 5829 | Rate Constraint in lbs/MMBtu | FALSE | L | Annual | Allowances Withdrawn (n:1) | Thousand Tons | 0 | 0 | 0 | 0 | 0 | 0 | 0
BART NOX Annual-Pawnee 1 -v5.13 | 160 | 5829 | Rate Constraint in lbs/MMBtu | FALSE | L | Annual | Net Emissions Allowance Position | Thousand Tons | 0 | 1.3215 | 1.3215 | 1.3215 | 1.3037 | 1.3215 | 1.3215
BART NOX Annual-Pawnee 1 -v5.13 | 160 | 5829 | Rate Constraint in lbs/MMBtu | FALSE | L | Annual | Fuel Consumed | TBtu | 0 | 37.7562 | 37.7562 | 37.7562 | 37.2488 | 37.7562 | 37.7562
BART NOX Annual-Pawnee 1 -v5.13 | 160 | 5829 | Rate Constraint in lbs/MMBtu | FALSE | L | Annual | Rate | lb/MMBtu | 0 | 0.07 | 0.07 | 0.07 | 0.07 | 0.07 | 0.07
BART NOX Annual-Pawnee 1 -v5.13 | 160 | 5829 | Rate Constraint in lbs/MMBtu | FALSE | L | Annual | Generation | TWh | 0 | 3.6231 | 3.6231 | 3.6231 | 3.5744 | 3.6231 | 3.6231
BART NOX Annual-Pawnee 1 -v5.13 | 160 | 5829 | Rate Constraint in lbs/MMBtu | FALSE | L | Annual | Qualifying Generation | TWh | 0 | 3.6231 | 3.6231 | 3.6231 | 3.5744 | 3.6231 | 3.6231
BART NOX Annual-Pawnee 1 -v5.13 | 160 | 5829 | Rate Constraint in lbs/MMBtu | FALSE | L | Annual | Rate | lb/MWh | 0 | 0.36474 | 0.36474 | 0.36474 | 0.36474 | 0.36474 | 0.36474
BART NOX Annual-Pawnee 1 -v5.13 | 160 | 5829 | Rate Constraint in lbs/MMBtu | FALSE | L | Annual | Constraint Shadow Price | US2011$/Ton | 0 | 0 | 0 | 0 | 0 | 0 | 0
BART NOX Annual-Ray D Nixon 1 -v5.13 | 161 | 5830 | Rate Constraint in lbs/MMBtu | FALSE | L | Annual | Seasons Included | Seasons |  | Winter, Summer | Winter, Summer | Winter, Summer | Winter, Summer | Winter, Summer | Winter, Summer
BART NOX Annual-Ray D Nixon 1 -v5.13 | 161 | 5830 | Rate Constraint in lbs/MMBtu | FALSE | L | Annual | Standard | lb/MMBtu | 0 | 0.21 | 0.21 | 0.21 | 0.21 | 0.21 | 0.21
BART NOX Annual-Ray D Nixon 1 -v5.13 | 161 | 5830 | Rate Constraint in lbs/MMBtu | FALSE | L | Annual | Emissions at Affected Plants NOX | Thousand Tons | 0 | 1.3102 | 1.3854 | 1.3854 | 1.2706 | 1.3525 | 1.3854
BART NOX Annual-Ray D Nixon 1 -v5.13 | 161 | 5830 | Rate Constraint in lbs/MMBtu | FALSE | L | Annual | Allowances Purchased NOX | Thousand Tons | 0 | 0 | 0 | 0 | 0 | 0 | 0
BART NOX Annual-Ray D Nixon 1 -v5.13 | 161 | 5830 | Rate Constraint in lbs/MMBtu | FALSE | L | Annual | Allowances Sold NOX | Thousand Tons | 0 | 0 | 0 | 0 | 0 | 0 | 0
BART NOX Annual-Ray D Nixon 1 -v5.13 | 161 | 5830 | Rate Constraint in lbs/MMBtu | FALSE | L | Annual | Allowances Banked | Thousand Tons | 0 | 0 | 0 | 0 | 0 | 0 | 0
BART NOX Annual-Ray D Nixon 1 -v5.13 | 161 | 5830 | Rate Constraint in lbs/MMBtu | FALSE | L | Annual | Allowances Withdrawn (1:1) | Thousand Tons | 0 | 0 | 0 | 0 | 0 | 0 | 0
BART NOX Annual-Ray D Nixon 1 -v5.13 | 161 | 5830 | Rate Constraint in lbs/MMBtu | FALSE | L | Annual | Allowances Withdrawn (n:1) | Thousand Tons | 0 | 0 | 0 | 0 | 0 | 0 | 0
BART NOX Annual-Ray D Nixon 1 -v5.13 | 161 | 5830 | Rate Constraint in lbs/MMBtu | FALSE | L | Annual | Net Emissions Allowance Position | Thousand Tons | 0 | 1.3102 | 1.3854 | 1.3854 | 1.2706 | 1.3525 | 1.3854
BART NOX Annual-Ray D Nixon 1 -v5.13 | 161 | 5830 | Rate Constraint in lbs/MMBtu | FALSE | L | Annual | Fuel Consumed | TBtu | 0 | 15.0363 | 15.9027 | 15.9027 | 14.5804 | 15.5229 | 15.9027
BART NOX Annual-Ray D Nixon 1 -v5.13 | 161 | 5830 | Rate Constraint in lbs/MMBtu | FALSE | L | Annual | Rate | lb/MMBtu | 0 | 0.17427 | 0.17424 | 0.17424 | 0.17429 | 0.17426 | 0.17424
BART NOX Annual-Ray D Nixon 1 -v5.13 | 161 | 5830 | Rate Constraint in lbs/MMBtu | FALSE | L | Annual | Generation | TWh | 0 | 1.4089 | 1.4904 | 1.4904 | 1.366 | 1.4546 | 1.4904
BART NOX Annual-Ray D Nixon 1 -v5.13 | 161 | 5830 | Rate Constraint in lbs/MMBtu | FALSE | L | Annual | Qualifying Generation | TWh | 0 | 1.4089 | 1.4904 | 1.4904 | 1.366 | 1.4546 | 1.4904
BART NOX Annual-Ray D Nixon 1 -v5.13 | 161 | 5830 | Rate Constraint in lbs/MMBtu | FALSE | L | Annual | Rate | lb/MWh | 0 | 0.92998 | 0.92961 | 0.92961 | 0.93019 | 0.92976 | 0.92961
BART NOX Annual-Ray D Nixon 1 -v5.13 | 161 | 5830 | Rate Constraint in lbs/MMBtu | FALSE | L | Annual | Constraint Shadow Price | US2011$/Ton | 0 | 0 | 0 | 0 | 0 | 0 | 0
BART NOX Annual-San Juan 1 -v5.14 | 162 | 6237 | Rate Constraint in lbs/MMBtu | FALSE | L | Annual | Seasons Included | Seasons |  | Winter, Summer | Winter, Summer | Winter, Summer | Winter, Summer | Winter, Summer | Winter, Summer
BART NOX Annual-San Juan 1 -v5.14 | 162 | 6237 | Rate Constraint in lbs/MMBtu | FALSE | L | Annual | Standard | lb/MMBtu | 0 | 0.23 | 0.23 | 0.23 | 0.23 | 0.23 | 0.23
BART NOX Annual-San Juan 1 -v5.14 | 162 | 6237 | Rate Constraint in lbs/MMBtu | FALSE | L | Annual | Emissions at Affected Plants NOX | Thousand Tons | 0 | 2.6433 | 2.6433 | 2.6433 | 2.5679 | 2.4975 | 2.4975
BART NOX Annual-San Juan 1 -v5.14 | 162 | 6237 | Rate Constraint in lbs/MMBtu | FALSE | L | Annual | Allowances Purchased NOX | Thousand Tons | 0 | 0 | 0 | 0 | 0 | 0 | 0
BART NOX Annual-San Juan 1 -v5.14 | 162 | 6237 | Rate Constraint in lbs/MMBtu | FALSE | L | Annual | Allowances Sold NOX | Thousand Tons | 0 | 0 | 0 | 0 | 0 | 0 | 0
BART NOX Annual-San Juan 1 -v5.14 | 162 | 6237 | Rate Constraint in lbs/MMBtu | FALSE | L | Annual | Allowances Banked | Thousand Tons | 0 | 0 | 0 | 0 | 0 | 0 | 0
BART NOX Annual-San Juan 1 -v5.14 | 162 | 6237 | Rate Constraint in lbs/MMBtu | FALSE | L | Annual | Allowances Withdrawn (1:1) | Thousand Tons | 0 | 0 | 0 | 0 | 0 | 0 | 0
BART NOX Annual-San Juan 1 -v5.14 | 162 | 6237 | Rate Constraint in lbs/MMBtu | FALSE | L | Annual | Allowances Withdrawn (n:1) | Thousand Tons | 0 | 0 | 0 | 0 | 0 | 0 | 0
BART NOX Annual-San Juan 1 -v5.14 | 162 | 6237 | Rate Constraint in lbs/MMBtu | FALSE | L | Annual | Net Emissions Allowance Position | Thousand Tons | 0 | 2.6433 | 2.6433 | 2.6433 | 2.5679 | 2.4975 | 2.4975
BART NOX Annual-San Juan 1 -v5.14 | 162 | 6237 | Rate Constraint in lbs/MMBtu | FALSE | L | Annual | Fuel Consumed | TBtu | 0 | 24.9251 | 24.9251 | 24.9251 | 24.2139 | 23.591 | 23.591
BART NOX Annual-San Juan 1 -v5.14 | 162 | 6237 | Rate Constraint in lbs/MMBtu | FALSE | L | Annual | Rate | lb/MMBtu | 0 | 0.2121 | 0.2121 | 0.2121 | 0.2121 | 0.21173 | 0.21173
BART NOX Annual-San Juan 1 -v5.14 | 162 | 6237 | Rate Constraint in lbs/MMBtu | FALSE | L | Annual | Generation | TWh | 0 | 2.3811 | 2.3811 | 2.3811 | 2.3131 | 2.2497 | 2.2497
BART NOX Annual-San Juan 1 -v5.14 | 162 | 6237 | Rate Constraint in lbs/MMBtu | FALSE | L | Annual | Qualifying Generation | TWh | 0 | 2.3811 | 2.3811 | 2.3811 | 2.3131 | 2.2497 | 2.2497
BART NOX Annual-San Juan 1 -v5.14 | 162 | 6237 | Rate Constraint in lbs/MMBtu | FALSE | L | Annual | Rate | lb/MWh | 0 | 1.1101 | 1.1101 | 1.1101 | 1.1101 | 1.1101 | 1.1101
BART NOX Annual-San Juan 1 -v5.14 | 162 | 6237 | Rate Constraint in lbs/MMBtu | FALSE | L | Annual | Constraint Shadow Price | US2011$/Ton | 0 | 0 | 0 | 0 | 0 | 0 | 0
BART NOX Annual-San Juan 4 -v5.14 | 163 | 6238 | Rate Constraint in lbs/MMBtu | FALSE | L | Annual | Seasons Included | Seasons |  | Winter, Summer | Winter, Summer | Winter, Summer | Winter, Summer | Winter, Summer | Winter, Summer
BART NOX Annual-San Juan 4 -v5.14 | 163 | 6238 | Rate Constraint in lbs/MMBtu | FALSE | L | Annual | Standard | lb/MMBtu | 0 | 0.23 | 0.23 | 0.23 | 0.23 | 0.23 | 0.23
BART NOX Annual-San Juan 4 -v5.14 | 163 | 6238 | Rate Constraint in lbs/MMBtu | FALSE | L | Annual | Emissions at Affected Plants NOX | Thousand Tons | 0 | 4.0522 | 4.0522 | 3.1629 | 2.5519 | 2.9872 | 2.9872
BART NOX Annual-San Juan 4 -v5.14 | 163 | 6238 | Rate Constraint in lbs/MMBtu | FALSE | L | Annual | Allowances Purchased NOX | Thousand Tons | 0 | 0 | 0 | 0 | 0 | 0 | 0
BART NOX Annual-San Juan 4 -v5.14 | 163 | 6238 | Rate Constraint in lbs/MMBtu | FALSE | L | Annual | Allowances Sold NOX | Thousand Tons | 0 | 0 | 0 | 0 | 0 | 0 | 0
BART NOX Annual-San Juan 4 -v5.14 | 163 | 6238 | Rate Constraint in lbs/MMBtu | FALSE | L | Annual | Allowances Banked | Thousand Tons | 0 | 0 | 0 | 0 | 0 | 0 | 0
BART NOX Annual-San Juan 4 -v5.14 | 163 | 6238 | Rate Constraint in lbs/MMBtu | FALSE | L | Annual | Allowances Withdrawn (1:1) | Thousand Tons | 0 | 0 | 0 | 0 | 0 | 0 | 0
BART NOX Annual-San Juan 4 -v5.14 | 163 | 6238 | Rate Constraint in lbs/MMBtu | FALSE | L | Annual | Allowances Withdrawn (n:1) | Thousand Tons | 0 | 0 | 0 | 0 | 0 | 0 | 0
BART NOX Annual-San Juan 4 -v5.14 | 163 | 6238 | Rate Constraint in lbs/MMBtu | FALSE | L | Annual | Net Emissions Allowance Position | Thousand Tons | 0 | 4.0522 | 4.0522 | 3.1629 | 2.5519 | 2.9872 | 2.9872
BART NOX Annual-San Juan 4 -v5.14 | 163 | 6238 | Rate Constraint in lbs/MMBtu | FALSE | L | Annual | Fuel Consumed | TBtu | 0 | 38.9258 | 38.9258 | 30.3834 | 24.5136 | 28.7449 | 28.7449
BART NOX Annual-San Juan 4 -v5.14 | 163 | 6238 | Rate Constraint in lbs/MMBtu | FALSE | L | Annual | Rate | lb/MMBtu | 0 | 0.2082 | 0.2082 | 0.2082 | 0.2082 | 0.20784 | 0.20784
BART NOX Annual-San Juan 4 -v5.14 | 163 | 6238 | Rate Constraint in lbs/MMBtu | FALSE | L | Annual | Generation | TWh | 0 | 3.6103 | 3.6103 | 2.818 | 2.2736 | 2.6614 | 2.6614
BART NOX Annual-San Juan 4 -v5.14 | 163 | 6238 | Rate Constraint in lbs/MMBtu | FALSE | L | Annual | Qualifying Generation | TWh | 0 | 3.6103 | 3.6103 | 2.818 | 2.2736 | 2.6614 | 2.6614
BART NOX Annual-San Juan 4 -v5.14 | 163 | 6238 | Rate Constraint in lbs/MMBtu | FALSE | L | Annual | Rate | lb/MWh | 0 | 1.1224 | 1.1224 | 1.1224 | 1.1224 | 1.1224 | 1.1224
BART NOX Annual-San Juan 4 -v5.14 | 163 | 6238 | Rate Constraint in lbs/MMBtu | FALSE | L | Annual | Constraint Shadow Price | US2011$/Ton | 0 | 0 | 0 | 0 | 0 | 0 | 0
BART NOX Annual-Sooner 1 -v5.13 | 164 | 5864 | Rate Constraint in lbs/MMBtu | FALSE | L | Annual | Seasons Included | Seasons |  | Winter, Summer | Winter, Summer | Winter, Summer | Winter, Summer | Winter, Summer | Winter, Summer
BART NOX Annual-Sooner 1 -v5.13 | 164 | 5864 | Rate Constraint in lbs/MMBtu | FALSE | L | Annual | Standard | lb/MMBtu | 0 | 0.15 | 0.15 | 0.15 | 0.15 | 0.15 | 0.15
BART NOX Annual-Sooner 1 -v5.13 | 164 | 5864 | Rate Constraint in lbs/MMBtu | FALSE | L | Annual | Emissions at Affected Plants NOX | Thousand Tons | 0 | 2.7503 | 2.7454 | 2.632 | 2.299 | 2.632 | 2.632
BART NOX Annual-Sooner 1 -v5.13 | 164 | 5864 | Rate Constraint in lbs/MMBtu | FALSE | L | Annual | Allowances Purchased NOX | Thousand Tons | 0 | 0 | 0 | 0 | 0 | 0 | 0
BART NOX Annual-Sooner 1 -v5.13 | 164 | 5864 | Rate Constraint in lbs/MMBtu | FALSE | L | Annual | Allowances Sold NOX | Thousand Tons | 0 | 0 | 0 | 0 | 0 | 0 | 0
BART NOX Annual-Sooner 1 -v5.13 | 164 | 5864 | Rate Constraint in lbs/MMBtu | FALSE | L | Annual | Allowances Banked | Thousand Tons | 0 | 0 | 0 | 0 | 0 | 0 | 0
BART NOX Annual-Sooner 1 -v5.13 | 164 | 5864 | Rate Constraint in lbs/MMBtu | FALSE | L | Annual | Allowances Withdrawn (1:1) | Thousand Tons | 0 | 0 | 0 | 0 | 0 | 0 | 0
BART NOX Annual-Sooner 1 -v5.13 | 164 | 5864 | Rate Constraint in lbs/MMBtu | FALSE | L | Annual | Allowances Withdrawn (n:1) | Thousand Tons | 0 | 0 | 0 | 0 | 0 | 0 | 0
BART NOX Annual-Sooner 1 -v5.13 | 164 | 5864 | Rate Constraint in lbs/MMBtu | FALSE | L | Annual | Net Emissions Allowance Position | Thousand Tons | 0 | 2.7503 | 2.7454 | 2.632 | 2.299 | 2.632 | 2.632
BART NOX Annual-Sooner 1 -v5.13 | 164 | 5864 | Rate Constraint in lbs/MMBtu | FALSE | L | Annual | Fuel Consumed | TBtu | 0 | 38.4543 | 38.3867 | 36.8007 | 32.1454 | 36.875 | 36.9006
BART NOX Annual-Sooner 1 -v5.13 | 164 | 5864 | Rate Constraint in lbs/MMBtu | FALSE | L | Annual | Rate | lb/MMBtu | 0 | 0.14304 | 0.14304 | 0.14304 | 0.14304 | 0.14275 | 0.14265
BART NOX Annual-Sooner 1 -v5.13 | 164 | 5864 | Rate Constraint in lbs/MMBtu | FALSE | L | Annual | Generation | TWh | 0 | 3.6896 | 3.6831 | 3.6896 | 3.2228 | 3.6896 | 3.6896
BART NOX Annual-Sooner 1 -v5.13 | 164 | 5864 | Rate Constraint in lbs/MMBtu | FALSE | L | Annual | Qualifying Generation | TWh | 0 | 3.6896 | 3.6831 | 3.6896 | 3.2228 | 3.6896 | 3.6896
BART NOX Annual-Sooner 1 -v5.13 | 164 | 5864 | Rate Constraint in lbs/MMBtu | FALSE | L | Annual | Rate | lb/MWh | 0 | 0.74542 | 0.74542 | 0.71336 | 0.71336 | 0.71336 | 0.71336
BART NOX Annual-Sooner 1 -v5.13 | 164 | 5864 | Rate Constraint in lbs/MMBtu | FALSE | L | Annual | Constraint Shadow Price | US2011$/Ton | 0 | 0 | 0 | 0 | 0 | 0 | 0
BART NOX Annual-Sooner 2 -v5.13 | 165 | 5865 | Rate Constraint in lbs/MMBtu | FALSE | L | Annual | Seasons Included | Seasons |  | Winter, Summer | Winter, Summer | Winter, Summer | Winter, Summer | Winter, Summer | Winter, Summer
BART NOX Annual-Sooner 2 -v5.13 | 165 | 5865 | Rate Constraint in lbs/MMBtu | FALSE | L | Annual | Standard | lb/MMBtu | 0 | 0.15 | 0.15 | 0.15 | 0.15 | 0.15 | 0.15
BART NOX Annual-Sooner 2 -v5.13 | 165 | 5865 | Rate Constraint in lbs/MMBtu | FALSE | L | Annual | Emissions at Affected Plants NOX | Thousand Tons | 0 | 2.7609 | 2.7561 | 2.6422 | 2.3267 | 2.6422 | 2.6422
BART NOX Annual-Sooner 2 -v5.13 | 165 | 5865 | Rate Constraint in lbs/MMBtu | FALSE | L | Annual | Allowances Purchased NOX | Thousand Tons | 0 | 0 | 0 | 0 | 0 | 0 | 0
BART NOX Annual-Sooner 2 -v5.13 | 165 | 5865 | Rate Constraint in lbs/MMBtu | FALSE | L | Annual | Allowances Sold NOX | Thousand Tons | 0 | 0 | 0 | 0 | 0 | 0 | 0
BART NOX Annual-Sooner 2 -v5.13 | 165 | 5865 | Rate Constraint in lbs/MMBtu | FALSE | L | Annual | Allowances Banked | Thousand Tons | 0 | 0 | 0 | 0 | 0 | 0 | 0
BART NOX Annual-Sooner 2 -v5.13 | 165 | 5865 | Rate Constraint in lbs/MMBtu | FALSE | L | Annual | Allowances Withdrawn (1:1) | Thousand Tons | 0 | 0 | 0 | 0 | 0 | 0 | 0
BART NOX Annual-Sooner 2 -v5.13 | 165 | 5865 | Rate Constraint in lbs/MMBtu | FALSE | L | Annual | Allowances Withdrawn (n:1) | Thousand Tons | 0 | 0 | 0 | 0 | 0 | 0 | 0
BART NOX Annual-Sooner 2 -v5.13 | 165 | 5865 | Rate Constraint in lbs/MMBtu | FALSE | L | Annual | Net Emissions Allowance Position | Thousand Tons | 0 | 2.7609 | 2.7561 | 2.6422 | 2.3267 | 2.6422 | 2.6422
BART NOX Annual-Sooner 2 -v5.13 | 165 | 5865 | Rate Constraint in lbs/MMBtu | FALSE | L | Annual | Fuel Consumed | TBtu | 0 | 38.6542 | 38.5863 | 36.9921 | 32.5754 | 37.0924 | 37.0924
BART NOX Annual-Sooner 2 -v5.13 | 165 | 5865 | Rate Constraint in lbs/MMBtu | FALSE | L | Annual | Rate | lb/MMBtu | 0 | 0.14285 | 0.14285 | 0.14285 | 0.14285 | 0.14247 | 0.14247
BART NOX Annual-Sooner 2 -v5.13 | 165 | 5865 | Rate Constraint in lbs/MMBtu | FALSE | L | Annual | Generation | TWh | 0 | 3.7064 | 3.6999 | 3.7064 | 3.2638 | 3.7064 | 3.7064
BART NOX Annual-Sooner 2 -v5.13 | 165 | 5865 | Rate Constraint in lbs/MMBtu | FALSE | L | Annual | Qualifying Generation | TWh | 0 | 3.7064 | 3.6999 | 3.7064 | 3.2638 | 3.7064 | 3.7064
BART NOX Annual-Sooner 2 -v5.13 | 165 | 5865 | Rate Constraint in lbs/MMBtu | FALSE | L | Annual | Rate | lb/MWh | 0 | 0.74491 | 0.74491 | 0.71288 | 0.71288 | 0.71288 | 0.71288
BART NOX Annual-Sooner 2 -v5.13 | 165 | 5865 | Rate Constraint in lbs/MMBtu | FALSE | L | Annual | Constraint Shadow Price | US2011$/Ton | 0 | 0 | 0 | 0 | 0 | 0 | 0
BART NOX Annual-Stanton 1 -v5.13 | 166 | 5859 | Rate Constraint in lbs/MMBtu | FALSE | L | Annual | Seasons Included | Seasons |  | Winter, Summer | Winter, Summer | Winter, Summer | Winter, Summer | Winter, Summer | Winter, Summer
BART NOX Annual-Stanton 1 -v5.13 | 166 | 5859 | Rate Constraint in lbs/MMBtu | FALSE | L | Annual | Standard | lb/MMBtu | 0 | 0.29 | 0.29 | 0.29 | 0.29 | 0.29 | 0.29
BART NOX Annual-Stanton 1 -v5.13 | 166 | 5859 | Rate Constraint in lbs/MMBtu | FALSE | L | Annual | Emissions at Affected Plants NOX | Thousand Tons | 0 | 1.0352 | 1.0334 | 1.0206 | 0.99065 | 0.99065 | 0.99065
BART NOX Annual-Stanton 1 -v5.13 | 166 | 5859 | Rate Constraint in lbs/MMBtu | FALSE | L | Annual | Allowances Purchased NOX | Thousand Tons | 0 | 0 | 0 | 0 | 0 | 0 | 0
BART NOX Annual-Stanton 1 -v5.13 | 166 | 5859 | Rate Constraint in lbs/MMBtu | FALSE | L | Annual | Allowances Sold NOX | Thousand Tons | 0 | 0 | 0 | 0 | 0 | 0 | 0
BART NOX Annual-Stanton 1 -v5.13 | 166 | 5859 | Rate Constraint in lbs/MMBtu | FALSE | L | Annual | Allowances Banked | Thousand Tons | 0 | 0 | 0 | 0 | 0 | 0 | 0
BART NOX Annual-Stanton 1 -v5.13 | 166 | 5859 | Rate Constraint in lbs/MMBtu | FALSE | L | Annual | Allowances Withdrawn (1:1) | Thousand Tons | 0 | 0 | 0 | 0 | 0 | 0 | 0
BART NOX Annual-Stanton 1 -v5.13 | 166 | 5859 | Rate Constraint in lbs/MMBtu | FALSE | L | Annual | Allowances Withdrawn (n:1) | Thousand Tons | 0 | 0 | 0 | 0 | 0 | 0 | 0
BART NOX Annual-Stanton 1 -v5.13 | 166 | 5859 | Rate Constraint in lbs/MMBtu | FALSE | L | Annual | Net Emissions Allowance Position | Thousand Tons | 0 | 1.0352 | 1.0334 | 1.0206 | 0.99065 | 0.99065 | 0.99065
BART NOX Annual-Stanton 1 -v5.13 | 166 | 5859 | Rate Constraint in lbs/MMBtu | FALSE | L | Annual | Fuel Consumed | TBtu | 0 | 11.0134 | 10.9948 | 10.8518 | 10.5398 | 10.5398 | 10.5398
BART NOX Annual-Stanton 1 -v5.13 | 166 | 5859 | Rate Constraint in lbs/MMBtu | FALSE | L | Annual | Rate | lb/MMBtu | 0 | 0.18798 | 0.18798 | 0.18809 | 0.18798 | 0.18798 | 0.18798
BART NOX Annual-Stanton 1 -v5.13 | 166 | 5859 | Rate Constraint in lbs/MMBtu | FALSE | L | Annual | Generation | TWh | 0 | 1.0308 | 1.0291 | 1.0308 | 1.0308 | 1.0308 | 1.0308
BART NOX Annual-Stanton 1 -v5.13 | 166 | 5859 | Rate Constraint in lbs/MMBtu | FALSE | L | Annual | Qualifying Generation | TWh | 0 | 1.0308 | 1.0291 | 1.0308 | 1.0308 | 1.0308 | 1.0308
BART NOX Annual-Stanton 1 -v5.13 | 166 | 5859 | Rate Constraint in lbs/MMBtu | FALSE | L | Annual | Rate | lb/MWh | 0 | 1.0042 | 1.0042 | 0.99005 | 0.96104 | 0.96104 | 0.96104
BART NOX Annual-Stanton 1 -v5.13 | 166 | 5859 | Rate Constraint in lbs/MMBtu | FALSE | L | Annual | Constraint Shadow Price | US2011$/Ton | 0 | 0 | 0 | 0 | 0 | 0 | 0
BART NOX Annual-Tecumseh Energy Center 10 -v5.13 | 167 | 5834 | Rate Constraint in lbs/MMBtu | FALSE | L | Annual | Seasons Included | Seasons |  | Winter, Summer | Winter, Summer | Winter, Summer | Winter, Summer | Winter, Summer | Winter, Summer
BART NOX Annual-Tecumseh Energy Center 10 -v5.13 | 167 | 5834 | Rate Constraint in lbs/MMBtu | FALSE | L | Annual | Standard | lb/MMBtu | 0 | 0.18 | 0.18 | 0.18 | 0.18 | 0.18 | 0.18
BART NOX Annual-Tecumseh Energy Center 10 -v5.13 | 167 | 5834 | Rate Constraint in lbs/MMBtu | FALSE | L | Annual | Emissions at Affected Plants NOX | Thousand Tons | 0 | 0.92452 | 0.92452 | 0.88476 | 0.77284 | 0.87471 | 0.88476
BART NOX Annual-Tecumseh Energy Center 10 -v5.13 | 167 | 5834 | Rate Constraint in lbs/MMBtu | FALSE | L | Annual | Allowances Purchased NOX | Thousand Tons | 0 | 0 | 0 | 0 | 0 | 0 | 0
BART NOX Annual-Tecumseh Energy Center 10 -v5.13 | 167 | 5834 | Rate Constraint in lbs/MMBtu | FALSE | L | Annual | Allowances Sold NOX | Thousand Tons | 0 | 0 | 0 | 0 | 0 | 0 | 0
BART NOX Annual-Tecumseh Energy Center 10 -v5.13 | 167 | 5834 | Rate Constraint in lbs/MMBtu | FALSE | L | Annual | Allowances Banked | Thousand Tons | 0 | 0 | 0 | 0 | 0 | 0 | 0
BART NOX Annual-Tecumseh Energy Center 10 -v5.13 | 167 | 5834 | Rate Constraint in lbs/MMBtu | FALSE | L | Annual | Allowances Withdrawn (1:1) | Thousand Tons | 0 | 0 | 0 | 0 | 0 | 0 | 0
BART NOX Annual-Tecumseh Energy Center 10 -v5.13 | 167 | 5834 | Rate Constraint in lbs/MMBtu | FALSE | L | Annual | Allowances Withdrawn (n:1) | Thousand Tons | 0 | 0 | 0 | 0 | 0 | 0 | 0
BART NOX Annual-Tecumseh Energy Center 10 -v5.13 | 167 | 5834 | Rate Constraint in lbs/MMBtu | FALSE | L | Annual | Net Emissions Allowance Position | Thousand Tons | 0 | 0.92452 | 0.92452 | 0.88476 | 0.77284 | 0.87471 | 0.88476
BART NOX Annual-Tecumseh Energy Center 10 -v5.13 | 167 | 5834 | Rate Constraint in lbs/MMBtu | FALSE | L | Annual | Fuel Consumed | TBtu | 0 | 10.786 | 10.786 | 10.3222 | 9.0165 | 10.2049 | 10.3222
BART NOX Annual-Tecumseh Energy Center 10 -v5.13 | 167 | 5834 | Rate Constraint in lbs/MMBtu | FALSE | L | Annual | Rate | lb/MMBtu | 0 | 0.17143 | 0.17143 | 0.17143 | 0.17143 | 0.17143 | 0.17143
BART NOX Annual-Tecumseh Energy Center 10 -v5.13 | 167 | 5834 | Rate Constraint in lbs/MMBtu | FALSE | L | Annual | Generation | TWh | 0 | 0.95655 | 0.95655 | 0.95655 | 0.83554 | 0.94567 | 0.95655
BART NOX Annual-Tecumseh Energy Center 10 -v5.13 | 167 | 5834 | Rate Constraint in lbs/MMBtu | FALSE | L | Annual | Qualifying Generation | TWh | 0 | 0.95655 | 0.95655 | 0.95655 | 0.83554 | 0.94567 | 0.95655
BART NOX Annual-Tecumseh Energy Center 10 -v5.13 | 167 | 5834 | Rate Constraint in lbs/MMBtu | FALSE | L | Annual | Rate | lb/MWh | 0 | 0.96652 | 0.96652 | 0.92496 | 0.92496 | 0.92496 | 0.92496
BART NOX Annual-Tecumseh Energy Center 10 -v5.13 | 167 | 5834 | Rate Constraint in lbs/MMBtu | FALSE | L | Annual | Constraint Shadow Price | US2011$/Ton | 0 | 0 | 0 | 0 | 0 | 0 | 0
BART NOX Annual-Tecumseh Energy Center 9 -v5.14 | 168 | 6031 | Rate Constraint in lbs/MMBtu | FALSE | L | Annual | Seasons Included | Seasons |  | Winter, Summer | Winter, Summer | Winter, Summer | Winter, Summer | Winter, Summer | Winter, Summer
BART NOX Annual-Tecumseh Energy Center 9 -v5.14 | 168 | 6031 | Rate Constraint in lbs/MMBtu | FALSE | L | Annual | Standard | lb/MMBtu | 0 | 0.18 | 0.18 | 0.18 | 0.18 | 0.18 | 0.18
BART NOX Annual-Tecumseh Energy Center 9 -v5.14 | 168 | 6031 | Rate Constraint in lbs/MMBtu | FALSE | L | Annual | Emissions at Affected Plants NOX | Thousand Tons | 0 | 0 | 0 | 0 | 0 | 0 | 0
BART NOX Annual-Tecumseh Energy Center 9 -v5.14 | 168 | 6031 | Rate Constraint in lbs/MMBtu | FALSE | L | Annual | Allowances Purchased NOX | Thousand Tons | 0 | 0 | 0 | 0 | 0 | 0 | 0
BART NOX Annual-Tecumseh Energy Center 9 -v5.14 | 168 | 6031 | Rate Constraint in lbs/MMBtu | FALSE | L | Annual | Allowances Sold NOX | Thousand Tons | 0 | 0 | 0 | 0 | 0 | 0 | 0
BART NOX Annual-Tecumseh Energy Center 9 -v5.14 | 168 | 6031 | Rate Constraint in lbs/MMBtu | FALSE | L | Annual | Allowances Banked | Thousand Tons | 0 | 0 | 0 | 0 | 0 | 0 | 0
BART NOX Annual-Tecumseh Energy Center 9 -v5.14 | 168 | 6031 | Rate Constraint in lbs/MMBtu | FALSE | L | Annual | Allowances Withdrawn (1:1) | Thousand Tons | 0 | 0 | 0 | 0 | 0 | 0 | 0
BART NOX Annual-Tecumseh Energy Center 9 -v5.14 | 168 | 6031 | Rate Constraint in lbs/MMBtu | FALSE | L | Annual | Allowances Withdrawn (n:1) | Thousand Tons | 0 | 0 | 0 | 0 | 0 | 0 | 0
BART NOX Annual-Tecumseh Energy Center 9 -v5.14 | 168 | 6031 | Rate Constraint in lbs/MMBtu | FALSE | L | Annual | Net Emissions Allowance Position | Thousand Tons | 0 | 0 | 0 | 0 | 0 | 0 | 0
BART NOX Annual-Tecumseh Energy Center 9 -v5.14 | 168 | 6031 | Rate Constraint in lbs/MMBtu | FALSE | L | Annual | Fuel Consumed | TBtu | 0 | 0 | 0 | 0 | 0 | 0 | 0
BART NOX Annual-Tecumseh Energy Center 9 -v5.14 | 168 | 6031 | Rate Constraint in lbs/MMBtu | FALSE | L | Annual | Rate | lb/MMBtu | 0 | 0 | 0 | 0 | 0 | 0 | 0
BART NOX Annual-Tecumseh Energy Center 9 -v5.14 | 168 | 6031 | Rate Constraint in lbs/MMBtu | FALSE | L | Annual | Generation | TWh | 0 | 0 | 0 | 0 | 0 | 0 | 0
BART NOX Annual-Tecumseh Energy Center 9 -v5.14 | 168 | 6031 | Rate Constraint in lbs/MMBtu | FALSE | L | Annual | Qualifying Generation | TWh | 0 | 0 | 0 | 0 | 0 | 0 | 0
BART NOX Annual-Tecumseh Energy Center 9 -v5.14 | 168 | 6031 | Rate Constraint in lbs/MMBtu | FALSE | L | Annual | Rate | lb/MWh | 0 | 0 | 0 | 0 | 0 | 0 | 0
BART NOX Annual-Tecumseh Energy Center 9 -v5.14 | 168 | 6031 | Rate Constraint in lbs/MMBtu | FALSE | L | Annual | Constraint Shadow Price | US2011$/Ton | 0 | 0 | 0 | 0 | 0 | 0 | 0
BART NOX Annual-Wyodak 1 -v5.14 | 169 | 6102 | Rate Constraint in lbs/MMBtu | FALSE | L | Annual | Seasons Included | Seasons |  | Winter, Summer | Winter, Summer | Winter, Summer | Winter, Summer | Winter, Summer | Winter, Summer
BART NOX Annual-Wyodak 1 -v5.14 | 169 | 6102 | Rate Constraint in lbs/MMBtu | FALSE | L | Annual | Standard | lb/MMBtu | 0 | 0.07 | 0.07 | 0.07 | 0.07 | 0.07 | 0.07
BART NOX Annual-Wyodak 1 -v5.14 | 169 | 6102 | Rate Constraint in lbs/MMBtu | FALSE | L | Annual | Emissions at Affected Plants NOX | Thousand Tons | 0 | 1.0117 | 1.0117 | 1.0117 | 1.0117 | 1.0117 | 1.0117
BART NOX Annual-Wyodak 1 -v5.14 | 169 | 6102 | Rate Constraint in lbs/MMBtu | FALSE | L | Annual | Allowances Purchased NOX | Thousand Tons | 0 | 0 | 0 | 0 | 0 | 0 | 0
BART NOX Annual-Wyodak 1 -v5.14 | 169 | 6102 | Rate Constraint in lbs/MMBtu | FALSE | L | Annual | Allowances Sold NOX | Thousand Tons | 0 | 0 | 0 | 0 | 0 | 0 | 0
BART NOX Annual-Wyodak 1 -v5.14 | 169 | 6102 | Rate Constraint in lbs/MMBtu | FALSE | L | Annual | Allowances Banked | Thousand Tons | 0 | 0 | 0 | 0 | 0 | 0 | 0
BART NOX Annual-Wyodak 1 -v5.14 | 169 | 6102 | Rate Constraint in lbs/MMBtu | FALSE | L | Annual | Allowances Withdrawn (1:1) | Thousand Tons | 0 | 0 | 0 | 0 | 0 | 0 | 0
BART NOX Annual-Wyodak 1 -v5.14 | 169 | 6102 | Rate Constraint in lbs/MMBtu | FALSE | L | Annual | Allowances Withdrawn (n:1) | Thousand Tons | 0 | 0 | 0 | 0 | 0 | 0 | 0
BART NOX Annual-Wyodak 1 -v5.14 | 169 | 6102 | Rate Constraint in lbs/MMBtu | FALSE | L | Annual | Net Emissions Allowance Position | Thousand Tons | 0 | 1.0117 | 1.0117 | 1.0117 | 1.0117 | 1.0117 | 1.0117
BART NOX Annual-Wyodak 1 -v5.14 | 169 | 6102 | Rate Constraint in lbs/MMBtu | FALSE | L | Annual | Fuel Consumed | TBtu | 0 | 28.9065 | 28.9065 | 28.9065 | 28.9065 | 28.9065 | 28.9065
BART NOX Annual-Wyodak 1 -v5.14 | 169 | 6102 | Rate Constraint in lbs/MMBtu | FALSE | L | Annual | Rate | lb/MMBtu | 0 | 0.07 | 0.07 | 0.07 | 0.07 | 0.07 | 0.07
BART NOX Annual-Wyodak 1 -v5.14 | 169 | 6102 | Rate Constraint in lbs/MMBtu | FALSE | L | Annual | Generation | TWh | 0 | 2.4625 | 2.4625 | 2.4625 | 2.4625 | 2.4625 | 2.4625
BART NOX Annual-Wyodak 1 -v5.14 | 169 | 6102 | Rate Constraint in lbs/MMBtu | FALSE | L | Annual | Qualifying Generation | TWh | 0 | 2.4625 | 2.4625 | 2.4625 | 2.4625 | 2.4625 | 2.4625
BART NOX Annual-Wyodak 1 -v5.14 | 169 | 6102 | Rate Constraint in lbs/MMBtu | FALSE | L | Annual | Rate | lb/MWh | 0 | 0.41085 | 0.41085 | 0.41085 | 0.41085 | 0.41085 | 0.41085
BART NOX Annual-Wyodak 1 -v5.14 | 169 | 6102 | Rate Constraint in lbs/MMBtu | FALSE | L | Annual | Constraint Shadow Price | US2011$/Ton | 0 | 5486.7431 | 11192.8091 | 0 | 0 | 6513.4727 | 0
BART SO2 Annual Cap-Deerhaven B2 -v5.13 | 170 | 6314 | Rate Constraint in MTons | FALSE | L | Annual | Seasons Included | Seasons |  | Winter, Summer | Winter, Summer | Winter, Summer | Winter, Summer | Winter, Summer | Winter, Summer
BART SO2 Annual Cap-Deerhaven B2 -v5.13 | 170 | 6314 | Rate Constraint in MTons | FALSE | L | Annual | Standard | Thousand Tons | 0 | 0.0055 | 0.0055 | 0.0055 | 0.0055 | 0.0055 | 0.0055
BART SO2 Annual Cap-Deerhaven B2 -v5.13 | 170 | 6314 | Rate Constraint in MTons | FALSE | L | Annual | Standard SO2 | Thousand Tons | 0 | 0.0055 | 0.0055 | 0.0055 | 0.0055 | 0.0055 | 0.0055
BART SO2 Annual Cap-Deerhaven B2 -v5.13 | 170 | 6314 | Rate Constraint in MTons | FALSE | L | Annual | Emissions at Affected Plants SO2 | Thousand Tons | 0 | 0 | 0 | 0 | 0 | 0 | 0
BART SO2 Annual Cap-Deerhaven B2 -v5.13 | 170 | 6314 | Rate Constraint in MTons | FALSE | L | Annual | Allowances Purchased SO2 | Thousand Tons | 0 | 0 | 0 | 0 | 0 | 0 | 0
BART SO2 Annual Cap-Deerhaven B2 -v5.13 | 170 | 6314 | Rate Constraint in MTons | FALSE | L | Annual | Allowances Sold SO2 | Thousand Tons | 0 | 0 | 0 | 0 | 0 | 0 | 0
BART SO2 Annual Cap-Deerhaven B2 -v5.13 | 170 | 6314 | Rate Constraint in MTons | FALSE | L | Annual | Allowances Banked | Thousand Tons | 0 | 0 | 0 | 0 | 0 | 0 | 0
BART SO2 Annual Cap-Deerhaven B2 -v5.13 | 170 | 6314 | Rate Constraint in MTons | FALSE | L | Annual | Allowances Withdrawn (1:1) | Thousand Tons | 0 | 0 | 0 | 0 | 0 | 0 | 0
BART SO2 Annual Cap-Deerhaven B2 -v5.13 | 170 | 6314 | Rate Constraint in MTons | FALSE | L | Annual | Allowances Withdrawn (n:1) | Thousand Tons | 0 | 0 | 0 | 0 | 0 | 0 | 0
BART SO2 Annual Cap-Deerhaven B2 -v5.13 | 170 | 6314 | Rate Constraint in MTons | FALSE | L | Annual | Net Emissions Allowance Position | Thousand Tons | 0 | 0 | 0 | 0 | 0 | 0 | 0
BART SO2 Annual Cap-Deerhaven B2 -v5.13 | 170 | 6314 | Rate Constraint in MTons | FALSE | L | Annual | Fuel Consumed | TBtu | 0 | 0 | 0 | 0 | 0 | 0 | 0
BART SO2 Annual Cap-Deerhaven B2 -v5.13 | 170 | 6314 | Rate Constraint in MTons | FALSE | L | Annual | Rate | lb/MMBtu | 0 | 0 | 0 | 0 | 0 | 0 | 0
BART SO2 Annual Cap-Deerhaven B2 -v5.13 | 170 | 6314 | Rate Constraint in MTons | FALSE | L | Annual | Generation | TWh | 0 | 0 | 0 | 0 | 0 | 0 | 0
BART SO2 Annual Cap-Deerhaven B2 -v5.13 | 170 | 6314 | Rate Constraint in MTons | FALSE | L | Annual | Qualifying Generation | TWh | 0 | 0 | 0 | 0 | 0 | 0 | 0
BART SO2 Annual Cap-Deerhaven B2 -v5.13 | 170 | 6314 | Rate Constraint in MTons | FALSE | L | Annual | Rate | lb/MWh | 0 | 0 | 0 | 0 | 0 | 0 | 0
BART SO2 Annual Cap-Deerhaven B2 -v5.13 | 170 | 6314 | Rate Constraint in MTons | FALSE | L | Annual | Constraint Shadow Price | US2011$/Ton | 0 | 0 | 0 | 0 | 0 | 0 | 0
BART SO2 Annual Cap-Northside 1-3 -v5.13 | 171 | 6315 | Rate Constraint in MTons | FALSE | L | Annual | Seasons Included | Seasons |  | Winter, Summer | Winter, Summer | Winter, Summer | Winter, Summer | Winter, Summer | Winter, Summer
BART SO2 Annual Cap-Northside 1-3 -v5.13 | 171 | 6315 | Rate Constraint in MTons | FALSE | L | Annual | Standard | Thousand Tons | 0 | 0.0036 | 0.0036 | 0.0036 | 0.0036 | 0.0036 | 0.0036
BART SO2 Annual Cap-Northside 1-3 -v5.13 | 171 | 6315 | Rate Constraint in MTons | FALSE | L | Annual | Standard SO2 | Thousand Tons | 0 | 0.0036 | 0.0036 | 0.0036 | 0.0036 | 0.0036 | 0.0036
BART SO2 Annual Cap-Northside 1-3 -v5.13 | 171 | 6315 | Rate Constraint in MTons | FALSE | L | Annual | Emissions at Affected Plants SO2 | Thousand Tons | 0 | 0.0036 | 0.0036 | 0.0036 | 0.003206 | 0.0036 | 0.0036
BART SO2 Annual Cap-Northside 1-3 -v5.13 | 171 | 6315 | Rate Constraint in MTons | FALSE | L | Annual | Allowances Purchased SO2 | Thousand Tons | 0 | 0 | 0 | 0 | 0 | 0 | 0
BART SO2 Annual Cap-Northside 1-3 -v5.13 | 171 | 6315 | Rate Constraint in MTons | FALSE | L | Annual | Allowances Sold SO2 | Thousand Tons | 0 | 0 | 0 | 0 | 0 | 0 | 0
BART SO2 Annual Cap-Northside 1-3 -v5.13 | 171 | 6315 | Rate Constraint in MTons | FALSE | L | Annual | Allowances Banked | Thousand Tons | 0 | 0 | 0 | 0 | 0 | 0 | 0
BART SO2 Annual Cap-Northside 1-3 -v5.13 | 171 | 6315 | Rate Constraint in MTons | FALSE | L | Annual | Allowances Withdrawn (1:1) | Thousand Tons | 0 | 0 | 0 | 0 | 0 | 0 | 0
BART SO2 Annual Cap-Northside 1-3 -v5.13 | 171 | 6315 | Rate Constraint in MTons | FALSE | L | Annual | Allowances Withdrawn (n:1) | Thousand Tons | 0 | 0 | 0 | 0 | 0 | 0 | 0
BART SO2 Annual Cap-Northside 1-3 -v5.13 | 171 | 6315 | Rate Constraint in MTons | FALSE | L | Annual | Net Emissions Allowance Position | Thousand Tons | 0 | 0.0036 | 0.0036 | 0.0036 | 0.003206 | 0.0036 | 0.0036
BART SO2 Annual Cap-Northside 1-3 -v5.13 | 171 | 6315 | Rate Constraint in MTons | FALSE | L | Annual | Fuel Consumed | TBtu | 0 | 12.1005 | 8.3549 | 6.045 | 6.0424 | 4.7993 | 4.7993
BART SO2 Annual Cap-Northside 1-3 -v5.13 | 171 | 6315 | Rate Constraint in MTons | FALSE | L | Annual | Rate | lb/MMBtu | 0 | 0.00059502 | 0.00086177 | 0.0011911 | 0.0010612 | 0.0015002 | 0.0015002
BART SO2 Annual Cap-Northside 1-3 -v5.13 | 171 | 6315 | Rate Constraint in MTons | FALSE | L | Annual | Generation | TWh | 0 | 1.1988 | 0.82771 | 0.59896 | 0.5987 | 0.47556 | 0.47556
BART SO2 Annual Cap-Northside 1-3 -v5.13 | 171 | 6315 | Rate Constraint in MTons | FALSE | L | Annual | Qualifying Generation | TWh | 0 | 1.1988 | 0.82771 | 0.59896 | 0.5987 | 0.47556 | 0.47556
BART SO2 Annual Cap-Northside 1-3 -v5.13 | 171 | 6315 | Rate Constraint in MTons | FALSE | L | Annual | Rate | lb/MWh | 0 | 0.0030031 | 0.0043494 | 0.0060104 | 0.005355 | 0.00757 | 0.00757
BART SO2 Annual Cap-Northside 1-3 -v5.13 | 171 | 6315 | Rate Constraint in MTons | FALSE | L | Annual | Constraint Shadow Price | US2011$/Ton | 0 | 5215.2573 | 8213.0654 | 4496.2118 | 0 | 7323.3464 | 10746.2422
BART SO2 Annual Rate-Lansing Smith 1&2 -v5.13 | 172 | 6311 | Rate Constraint in lbs/MMBtu | FALSE | L | Annual | Seasons Included | Seasons |  | Winter, Summer | Winter, Summer | Winter, Summer | Winter, Summer | Winter, Summer | Winter, Summer
BART SO2 Annual Rate-Lansing Smith 1&2 -v5.13 | 172 | 6311 | Rate Constraint in lbs/MMBtu | FALSE | L | Annual | Standard | lb/MMBtu | 0 | 0.74 | 0.74 | 0.74 | 0.74 | 0.74 | 0.74
BART SO2 Annual Rate-Lansing Smith 1&2 -v5.13 | 172 | 6311 | Rate Constraint in lbs/MMBtu | FALSE | L | Annual | Emissions at Affected Plants SO2 | Thousand Tons | 0 | 0 | 0 | 0 | 0 | 0 | 0
BART SO2 Annual Rate-Lansing Smith 1&2 -v5.13 | 172 | 6311 | Rate Constraint in lbs/MMBtu | FALSE | L | Annual | Allowances Purchased SO2 | Thousand Tons | 0 | 0 | 0 | 0 | 0 | 0 | 0
BART SO2 Annual Rate-Lansing Smith 1&2 -v5.13 | 172 | 6311 | Rate Constraint in lbs/MMBtu | FALSE | L | Annual | Allowances Sold SO2 | Thousand Tons | 0 | 0 | 0 | 0 | 0 | 0 | 0
BART SO2 Annual Rate-Lansing Smith 1&2 -v5.13 | 172 | 6311 | Rate Constraint in lbs/MMBtu | FALSE | L | Annual | Allowances Banked | Thousand Tons | 0 | 0 | 0 | 0 | 0 | 0 | 0
BART SO2 Annual Rate-Lansing Smith 1&2 -v5.13 | 172 | 6311 | Rate Constraint in lbs/MMBtu | FALSE | L | Annual | Allowances Withdrawn (1:1) | Thousand Tons | 0 | 0 | 0 | 0 | 0 | 0 | 0
BART SO2 Annual Rate-Lansing Smith 1&2 -v5.13 | 172 | 6311 | Rate Constraint in lbs/MMBtu | FALSE | L | Annual | Allowances Withdrawn (n:1) | Thousand Tons | 0 | 0 | 0 | 0 | 0 | 0 | 0
BART SO2 Annual Rate-Lansing Smith 1&2 -v5.13 | 172 | 6311 | Rate Constraint in lbs/MMBtu | FALSE | L | Annual | Net Emissions Allowance Position | Thousand Tons | 0 | 0 | 0 | 0 | 0 | 0 | 0
BART SO2 Annual Rate-Lansing Smith 1&2 -v5.13 | 172 | 6311 | Rate Constraint in lbs/MMBtu | FALSE | L | Annual | Fuel Consumed | TBtu | 0 | 0 | 0 | 0 | 0 | 0 | 0
BART SO2 Annual Rate-Lansing Smith 1&2 -v5.13 | 172 | 6311 | Rate Constraint in lbs/MMBtu | FALSE | L | Annual | Rate | lb/MMBtu | 0 | 0 | 0 | 0 | 0 | 0 | 0
BART SO2 Annual Rate-Lansing Smith 1&2 -v5.13 | 172 | 6311 | Rate Constraint in lbs/MMBtu | FALSE | L | Annual | Generation | TWh | 0 | 0 | 0 | 0 | 0 | 0 | 0
BART SO2 Annual Rate-Lansing Smith 1&2 -v5.13 | 172 | 6311 | Rate Constraint in lbs/MMBtu | FALSE | L | Annual | Qualifying Generation | TWh | 0 | 0 | 0 | 0 | 0 | 0 | 0
BART SO2 Annual Rate-Lansing Smith 1&2 -v5.13 | 172 | 6311 | Rate Constraint in lbs/MMBtu | FALSE | L | Annual | Rate | lb/MWh | 0 | 0 | 0 | 0 | 0 | 0 | 0
BART SO2 Annual Rate-Lansing Smith 1&2 -v5.13 | 172 | 6311 | Rate Constraint in lbs/MMBtu | FALSE | L | Annual | Constraint Shadow Price | US2011$/Ton | 0 | 0 | 0 | 0 | 0 | 0 | 0
BART SO2 Annual Rate-Seminole 1&2 -v5.13 | 173 | 6313 | Rate Constraint in lbs/MMBtu | FALSE | L | Annual | Seasons Included | Seasons |  | Winter, Summer | Winter, Summer | Winter, Summer | Winter, Summer | Winter, Summer | Winter, Summer
BART SO2 Annual Rate-Seminole 1&2 -v5.13 | 173 | 6313 | Rate Constraint in lbs/MMBtu | FALSE | L | Annual | Standard | lb/MMBtu | 0 | 0.25 | 0.25 | 0.25 | 0.25 | 0.25 | 0.25
BART SO2 Annual Rate-Seminole 1&2 -v5.13 | 173 | 6313 | Rate Constraint in lbs/MMBtu | FALSE | L | Annual | Emissions at Affected Plants SO2 | Thousand Tons | 0 | 8.5274 | 10.5704 | 8.6032 | 6.072 | 7.9455 | 8.0836
BART SO2 Annual Rate-Seminole 1&2 -v5.13 | 173 | 6313 | Rate Constraint in lbs/MMBtu | FALSE | L | Annual | Allowances Purchased SO2 | Thousand Tons | 0 | 0 | 0 | 0 | 0 | 0 | 0
BART SO2 Annual Rate-Seminole 1&2 -v5.13 | 173 | 6313 | Rate Constraint in lbs/MMBtu | FALSE | L | Annual | Allowances Sold SO2 | Thousand Tons | 0 | 0 | 0 | 0 | 0 | 0 | 0
BART SO2 Annual Rate-Seminole 1&2 -v5.13 | 173 | 6313 | Rate Constraint in lbs/MMBtu | FALSE | L | Annual | Allowances Banked | Thousand Tons | 0 | 0 | 0 | 0 | 0 | 0 | 0
BART SO2 Annual Rate-Seminole 1&2 -v5.13 | 173 | 6313 | Rate Constraint in lbs/MMBtu | FALSE | L | Annual | Allowances Withdrawn (1:1) | Thousand Tons | 0 | 0 | 0 | 0 | 0 | 0 | 0
BART SO2 Annual Rate-Seminole 1&2 -v5.13 | 173 | 6313 | Rate Constraint in lbs/MMBtu | FALSE | L | Annual | Allowances Withdrawn (n:1) | Thousand Tons | 0 | 0 | 0 | 0 | 0 | 0 | 0
BART SO2 Annual Rate-Seminole 1&2 -v5.13 | 173 | 6313 | Rate Constraint in lbs/MMBtu | FALSE | L | Annual | Net Emissions Allowance Position | Thousand Tons | 0 | 8.5274 | 10.5704 | 8.6032 | 6.072 | 7.9455 | 8.0836
BART SO2 Annual Rate-Seminole 1&2 -v5.13 | 173 | 6313 | Rate Constraint in lbs/MMBtu | FALSE | L | Annual | Fuel Consumed | TBtu | 0 | 76.4793 | 94.8021 | 79.4204 | 56.0538 | 73.3491 | 74.6239
BART SO2 Annual Rate-Seminole 1&2 -v5.13 | 173 | 6313 | Rate Constraint in lbs/MMBtu | FALSE | L | Annual | Rate | lb/MMBtu | 0 | 0.223 | 0.223 | 0.21665 | 0.21665 | 0.21665 | 0.21665
BART SO2 Annual Rate-Seminole 1&2 -v5.13 | 173 | 6313 | Rate Constraint in lbs/MMBtu | FALSE | L | Annual | Generation | TWh | 0 | 7.7053 | 9.5514 | 8.3431 | 5.8884 | 7.7053 | 7.8392
BART SO2 Annual Rate-Seminole 1&2 -v5.13 | 173 | 6313 | Rate Constraint in lbs/MMBtu | FALSE | L | Annual | Qualifying Generation | TWh | 0 | 7.7053 | 9.5514 | 8.3431 | 5.8884 | 7.7053 | 7.8392
BART SO2 Annual Rate-Seminole 1&2 -v5.13 | 173 | 6313 | Rate Constraint in lbs/MMBtu | FALSE | L | Annual | Rate | lb/MWh | 0 | 1.1067 | 1.1067 | 1.0312 | 1.0312 | 1.0312 | 1.0312
BART SO2 Annual Rate-Seminole 1&2 -v5.13 | 173 | 6313 | Rate Constraint in lbs/MMBtu | FALSE | L | Annual | Constraint Shadow Price | US2011$/Ton | 0 | 0 | 0 | 0 | 0 | 0 | 0
BART SO2 Annual-Apache Station 2 -v5.13 | 174 | 5867 | Rate Constraint in lbs/MMBtu | FALSE | L | Annual | Seasons Included | Seasons |  | Winter, Summer | Winter, Summer | Winter, Summer | Winter, Summer | Winter, Summer | Winter, Summer
BART SO2 Annual-Apache Station 2 -v5.13 | 174 | 5867 | Rate Constraint in lbs/MMBtu | FALSE | L | Annual | Standard | lb/MMBtu | 0.15 | 0.15 | 0.15 | 0.15 | 0.15 | 0.15 | 0.15
BART SO2 Annual-Apache Station 2 -v5.13 | 174 | 5867 | Rate Constraint in lbs/MMBtu | FALSE | L | Annual | Emissions at Affected Plants SO2 | Thousand Tons | 0 | 0 | 0 | 0 | 0 | 0 | 0
BART SO2 Annual-Apache Station 2 -v5.13 | 174 | 5867 | Rate Constraint in lbs/MMBtu | FALSE | L | Annual | Allowances Purchased SO2 | Thousand Tons | 0 | 0 | 0 | 0 | 0 | 0 | 0
BART SO2 Annual-Apache Station 2 -v5.13 | 174 | 5867 | Rate Constraint in lbs/MMBtu | FALSE | L | Annual | Allowances Sold SO2 | Thousand Tons | 0 | 0 | 0 | 0 | 0 | 0 | 0
BART SO2 Annual-Apache Station 2 -v5.13 | 174 | 5867 | Rate Constraint in lbs/MMBtu | FALSE | L | Annual | Allowances Banked | Thousand Tons | 0 | 0 | 0 | 0 | 0 | 0 | 0
BART SO2 Annual-Apache Station 2 -v5.13 | 174 | 5867 | Rate Constraint in lbs/MMBtu | FALSE | L | Annual | Allowances Withdrawn (1:1) | Thousand Tons | 0 | 0 | 0 | 0 | 0 | 0 | 0
BART SO2 Annual-Apache Station 2 -v5.13 | 174 | 5867 | Rate Constraint in lbs/MMBtu | FALSE | L | Annual | Allowances Withdrawn (n:1) | Thousand Tons | 0 | 0 | 0 | 0 | 0 | 0 | 0
BART SO2 Annual-Apache Station 2 -v5.13 | 174 | 5867 | Rate Constraint in lbs/MMBtu | FALSE | L | Annual | Net Emissions Allowance Position | Thousand Tons | 0 | 0 | 0 | 0 | 0 | 0 | 0
BART SO2 Annual-Apache Station 2 -v5.13 | 174 | 5867 | Rate Constraint in lbs/MMBtu | FALSE | L | Annual | Fuel Consumed | TBtu | 0 | 0 | 0 | 0 | 0 | 0 | 0
BART SO2 Annual-Apache Station 2 -v5.13 | 174 | 5867 | Rate Constraint in lbs/MMBtu | FALSE | L | Annual | Rate | lb/MMBtu | 0 | 0 | 0 | 0 | 0 | 0 | 0
BART SO2 Annual-Apache Station 2 -v5.13 | 174 | 5867 | Rate Constraint in lbs/MMBtu | FALSE | L | Annual | Generation | TWh | 0 | 0 | 0 | 0 | 0 | 0 | 0
BART SO2 Annual-Apache Station 2 -v5.13 | 174 | 5867 | Rate Constraint in lbs/MMBtu | FALSE | L | Annual | Qualifying Generation | TWh | 0 | 0 | 0 | 0 | 0 | 0 | 0
BART SO2 Annual-Apache Station 2 -v5.13 | 174 | 5867 | Rate Constraint in lbs/MMBtu | FALSE | L | Annual | Rate | lb/MWh | 0 | 0 | 0 | 0 | 0 | 0 | 0
BART SO2 Annual-Apache Station 2 -v5.13 | 174 | 5867 | Rate Constraint in lbs/MMBtu | FALSE | L | Annual | Constraint Shadow Price | US2011$/Ton | 0 | 12975.9017 | 13112.7848 | 13529.086 | 11022.8197 | 13461.4892 | 0
BART SO2 Annual-Apache Station 3 -v5.13 | 175 | 5868 | Rate Constraint in lbs/MMBtu | FALSE | L | Annual | Seasons Included | Seasons |  | Winter, Summer | Winter, Summer | Winter, Summer | Winter, Summer | Winter, Summer | Winter, Summer
BART SO2 Annual-Apache Station 3 -v5.13 | 175 | 5868 | Rate Constraint in lbs/MMBtu | FALSE | L | Annual | Standard | lb/MMBtu | 0.15 | 0.15 | 0.15 | 0.15 | 0.15 | 0.15 | 0.15
BART SO2 Annual-Apache Station 3 -v5.13 | 175 | 5868 | Rate Constraint in lbs/MMBtu | FALSE | L | Annual | Emissions at Affected Plants SO2 | Thousand Tons | 0 | 0 | 0 | 0 | 0 | 0 | 0
BART SO2 Annual-Apache Station 3 -v5.13 | 175 | 5868 | Rate Constraint in lbs/MMBtu | FALSE | L | Annual | Allowances Purchased SO2 | Thousand Tons | 0 | 0 | 0 | 0 | 0 | 0 | 0
BART SO2 Annual-Apache Station 3 -v5.13 | 175 | 5868 | Rate Constraint in lbs/MMBtu | FALSE | L | Annual | Allowances Sold SO2 | Thousand Tons | 0 | 0 | 0 | 0 | 0 | 0 | 0
BART SO2 Annual-Apache Station 3 -v5.13 | 175 | 5868 | Rate Constraint in lbs/MMBtu | FALSE | L | Annual | Allowances Banked | Thousand Tons | 0 | 0 | 0 | 0 | 0 | 0 | 0
BART SO2 Annual-Apache Station 3 -v5.13 | 175 | 5868 | Rate Constraint in lbs/MMBtu | FALSE | L | Annual | Allowances Withdrawn (1:1) | Thousand Tons | 0 | 0 | 0 | 0 | 0 | 0 | 0
BART SO2 Annual-Apache Station 3 -v5.13 | 175 | 5868 | Rate Constraint in lbs/MMBtu | FALSE | L | Annual | Allowances Withdrawn (n:1) | Thousand Tons | 0 | 0 | 0 | 0 | 0 | 0 | 0
BART SO2 Annual-Apache Station 3 -v5.13 | 175 | 5868 | Rate Constraint in lbs/MMBtu | FALSE | L | Annual | Net Emissions Allowance Position | Thousand Tons | 0 | 0 | 0 | 0 | 0 | 0 | 0
BART SO2 Annual-Apache Station 3 -v5.13 | 175 | 5868 | Rate Constraint in lbs/MMBtu | FALSE | L | Annual | Fuel Consumed | TBtu | 0 | 0 | 0 | 0 | 0 | 0 | 0
BART SO2 Annual-Apache Station 3 -v5.13 | 175 | 5868 | Rate Constraint in lbs/MMBtu | FALSE | L | Annual | Rate | lb/MMBtu | 0 | 0 | 0 | 0 | 0 | 0 | 0
BART SO2 Annual-Apache Station 3 -v5.13 | 175 | 5868 | Rate Constraint in lbs/MMBtu | FALSE | L | Annual | Generation | TWh | 0 | 0 | 0 | 0 | 0 | 0 | 0
BART SO2 Annual-Apache Station 3 -v5.13 | 175 | 5868 | Rate Constraint in lbs/MMBtu | FALSE | L | Annual | Qualifying Generation | TWh | 0 | 0 | 0 | 0 | 0 | 0 | 0
BART SO2 Annual-Apache Station 3 -v5.13 | 175 | 5868 | Rate Constraint in lbs/MMBtu | FALSE | L | Annual | Rate | lb/MWh | 0 | 0 | 0 | 0 | 0 | 0 | 0
BART SO2 Annual-Apache Station 3 -v5.13 | 175 | 5868 | Rate Constraint in lbs/MMBtu | FALSE | L | Annual | Constraint Shadow Price | US2011$/Ton | 0 | 12975.9017 | 13112.7848 | 13529.086 | 12010.476 | 20460.5961 | 13487.2628
BART SO2 Annual-Boardman 1SG -v5.13 | 176 | 5894 | Rate Constraint in lbs/MMBtu | FALSE | L | Annual | Seasons Included | Seasons |  | Winter, Summer | Winter, Summer | Winter, Summer | Winter, Summer | Winter, Summer | Winter, Summer
BART SO2 Annual-Boardman 1SG -v5.13 | 176 | 5894 | Rate Constraint in lbs/MMBtu | FALSE | L | Annual | Standard | lb/MMBtu | 0 | 1.2 | 1.2 | 1.2 | 1.2 | 1.2 | 1.2
BART SO2 Annual-Boardman 1SG -v5.13 | 176 | 5894 | Rate Constraint in lbs/MMBtu | FALSE | L | Annual | Emissions at Affected Plants SO2 | Thousand Tons | 0 | 0 | 0 | 0 | 0 | 0 | 0
BART SO2 Annual-Boardman 1SG -v5.13 | 176 | 5894 | Rate Constraint in lbs/MMBtu | FALSE | L | Annual | Allowances Purchased SO2 | Thousand Tons | 0 | 0 | 0 | 0 | 0 | 0 | 0
BART SO2 Annual-Boardman 1SG -v5.13 | 176 | 5894 | Rate Constraint in lbs/MMBtu | FALSE | L | Annual | Allowances Sold SO2 | Thousand Tons | 0 | 0 | 0 | 0 | 0 | 0 | 0
BART SO2 Annual-Boardman 1SG -v5.13 | 176 | 5894 | Rate Constraint in lbs/MMBtu | FALSE | L | Annual | Allowances Banked | Thousand Tons | 0 | 0 | 0 | 0 | 0 | 0 | 0
BART SO2 Annual-Boardman 1SG -v5.13 | 176 | 5894 | Rate Constraint in lbs/MMBtu | FALSE | L | Annual | Allowances Withdrawn (1:1) | Thousand Tons | 0 | 0 | 0 | 0 | 0 | 0 | 0
BART SO2 Annual-Boardman 1SG -v5.13 | 176 | 5894 | Rate Constraint in lbs/MMBtu | FALSE | L | Annual | Allowances Withdrawn (n:1) | Thousand Tons | 0 | 0 | 0 | 0 | 0 | 0 | 0
BART SO2 Annual-Boardman 1SG -v5.13 | 176 | 5894 | Rate Constraint in lbs/MMBtu | FALSE | L | Annual | Net Emissions Allowance Position | Thousand Tons | 0 | 0 | 0 | 0 | 0 | 0 | 0
BART SO2 Annual-Boardman 1SG -v5.13 | 176 | 5894 | Rate Constraint in lbs/MMBtu | FALSE | L | Annual | Fuel Consumed | TBtu | 0 | 0 | 0 | 0 | 0 | 0 | 0
BART SO2 Annual-Boardman 1SG -v5.13 | 176 | 5894 | Rate Constraint in lbs/MMBtu | FALSE | L | Annual | Rate | lb/MMBtu | 0 | 0 | 0 | 0 | 0 | 0 | 0
BART SO2 Annual-Boardman 1SG -v5.13 | 176 | 5894 | Rate Constraint in lbs/MMBtu | FALSE | L | Annual | Generation | TWh | 0 | 0 | 0 | 0 | 0 | 0 | 0
BART SO2 Annual-Boardman 1SG -v5.13 | 176 | 5894 | Rate Constraint in lbs/MMBtu | FALSE | L | Annual | Qualifying Generation | TWh | 0 | 0 | 0 | 0 | 0 | 0 | 0
BART SO2 Annual-Boardman 1SG -v5.13 | 176 | 5894 | Rate Constraint in lbs/MMBtu | FALSE | L | Annual | Rate | lb/MWh | 0 | 0 | 0 | 0 | 0 | 0 | 0
BART SO2 Annual-Boardman 1SG -v5.13 | 176 | 5894 | Rate Constraint in lbs/MMBtu | FALSE | L | Annual | Constraint Shadow Price | US2011$/Ton | 0 | 0 | 0 | 0 | 0 | 0 | 0
BART SO2 Annual-Campbell 1 -v5.14 | 177 | 6117 | Rate Constraint in lbs/MMBtu | FALSE | L | Annual | Seasons Included | Seasons |  | Winter, Summer | Winter, Summer | Winter, Summer | Winter, Summer | Winter, Summer | Winter, Summer
BART SO2 Annual-Campbell 1 -v5.14 | 177 | 6117 | Rate Constraint in lbs/MMBtu | FALSE | L | Annual | Standard | lb/MMBtu | 0.29 | 0.29 | 0.29 | 0.29 | 0.29 | 0.29 | 0.29
BART SO2 Annual-Campbell 1 -v5.14 | 177 | 6117 | Rate Constraint in lbs/MMBtu | FALSE | L | Annual | Emissions at Affected Plants SO2 | Thousand Tons | 0 | 0 | 0 | 0 | 0 | 0 | 0
BART SO2 Annual-Campbell 1 -v5.14 | 177 | 6117 | Rate Constraint in lbs/MMBtu | FALSE | L | Annual | Allowances Purchased SO2 | Thousand Tons | 0 | 0 | 0 | 0 | 0 | 0 | 0
BART SO2 Annual-Campbell 1 -v5.14 | 177 | 6117 | Rate Constraint in lbs/MMBtu | FALSE | L | Annual | Allowances Sold SO2 | Thousand Tons | 0 | 0 | 0 | 0 | 0 | 0 | 0
BART SO2 Annual-Campbell 1 -v5.14 | 177 | 6117 | Rate Constraint in lbs/MMBtu | FALSE | L | Annual | Allowances Banked | Thousand Tons | 0 | 0 | 0 | 0 | 0 | 0 | 0
BART SO2 Annual-Campbell 1 -v5.14 | 177 | 6117 | Rate Constraint in lbs/MMBtu | FALSE | L | Annual | Allowances Withdrawn (1:1) | Thousand Tons | 0 | 0 | 0 | 0 | 0 | 0 | 0
BART SO2 Annual-Campbell 1 -v5.14 | 177 | 6117 | Rate Constraint in lbs/MMBtu | FALSE | L | Annual | Allowances Withdrawn (n:1) | Thousand Tons | 0 | 0 | 0 | 0 | 0 | 0 | 0
BART SO2 Annual-Campbell 1 -v5.14 | 177 | 6117 | Rate Constraint in lbs/MMBtu | FALSE | L | Annual | Net Emissions Allowance Position | Thousand Tons | 0 | 0 | 0 | 0 | 0 | 0 | 0
BART SO2 Annual-Campbell 1 -v5.14 | 177 | 6117 | Rate Constraint in lbs/MMBtu | FALSE | L | Annual | Fuel Consumed | TBtu | 0 | 0 | 0 | 0 | 0 | 0 | 0
BART SO2 Annual-Campbell 1 -v5.14 | 177 | 6117 | Rate Constraint in lbs/MMBtu | FALSE | L | Annual | Rate | lb/MMBtu | 0 | 0 | 0 | 0 | 0 | 0 | 0
BART SO2 Annual-Campbell 1 -v5.14 | 177 | 6117 | Rate Constraint in lbs/MMBtu | FALSE | L | Annual | Generation | TWh | 0 | 0 | 0 | 0 | 0 | 0 | 0
BART SO2 Annual-Campbell 1 -v5.14 | 177 | 6117 | Rate Constraint in lbs/MMBtu | FALSE | L | Annual | Qualifying Generation | TWh | 0 | 0 | 0 | 0 | 0 | 0 | 0
BART SO2 Annual-Campbell 1 -v5.14 | 177 | 6117 | Rate Constraint in lbs/MMBtu | FALSE | L | Annual | Rate | lb/MWh | 0 | 0 | 0 | 0 | 0 | 0 | 0
BART SO2 Annual-Campbell 1 -v5.14 | 177 | 6117 | Rate Constraint in lbs/MMBtu | FALSE | L | Annual | Constraint Shadow Price | US2011$/Ton | 0 | 0 | 0 | 0 | 0 | 0 | 0
BART SO2 Annual-Campbell 2 -v5.14 | 178 | 6118 | Rate Constraint in lbs/MMBtu | FALSE | L | Annual | Seasons Included | Seasons |  | Winter, Summer | Winter, Summer | Winter, Summer | Winter, Summer | Winter, Summer | Winter, Summer
BART SO2 Annual-Campbell 2 -v5.14 | 178 | 6118 | Rate Constraint in lbs/MMBtu | FALSE | L | Annual | Standard | lb/MMBtu | 0.32 | 0.32 | 0.32 | 0.32 | 0.32 | 0.32 | 0.32
BART SO2 Annual-Campbell 2 -v5.14 | 178 | 6118 | Rate Constraint in lbs/MMBtu | FALSE | L | Annual | Emissions at Affected Plants SO2 | Thousand Tons | 0 | 0 | 0 | 0 | 0 | 0 | 0
BART SO2 Annual-Campbell 2 -v5.14 | 178 | 6118 | Rate Constraint in lbs/MMBtu | FALSE | L | Annual | Allowances Purchased SO2 | Thousand Tons | 0 | 0 | 0 | 0 | 0 | 0 | 0
BART SO2 Annual-Campbell 2 -v5.14 | 178 | 6118 | Rate Constraint in lbs/MMBtu | FALSE | L | Annual | Allowances Sold SO2 | Thousand Tons | 0 | 0 | 0 | 0 | 0 | 0 | 0
BART SO2 Annual-Campbell 2 -v5.14 | 178 | 6118 | Rate Constraint in lbs/MMBtu | FALSE | L | Annual | Allowances Banked | Thousand Tons | 0 | 0 | 0 | 0 | 0 | 0 | 0
BART SO2 Annual-Campbell 2 -v5.14 | 178 | 6118 | Rate Constraint in lbs/MMBtu | FALSE | L | Annual | Allowances Withdrawn (1:1) | Thousand Tons | 0 | 0 | 0 | 0 | 0 | 0 | 0
BART SO2 Annual-Campbell 2 -v5.14 | 178 | 6118 | Rate Constraint in lbs/MMBtu | FALSE | L | Annual | Allowances Withdrawn (n:1) | Thousand Tons | 0 | 0 | 0 | 0 | 0 | 0 | 0
BART SO2 Annual-Campbell 2 -v5.14 | 178 | 6118 | Rate Constraint in lbs/MMBtu | FALSE | L | Annual | Net Emissions Allowance Position | Thousand Tons | 0 | 0 | 0 | 0 | 0 | 0 | 0
BART SO2 Annual-Campbell 2 -v5.14 | 178 | 6118 | Rate Constraint in lbs/MMBtu | FALSE | L | Annual | Fuel Consumed | TBtu | 0 | 0 | 0 | 0 | 0 | 0 | 0
BART SO2 Annual-Campbell 2 -v5.14 | 178 | 6118 | Rate Constraint in lbs/MMBtu | FALSE | L | Annual | Rate | lb/MMBtu | 0 | 0 | 0 | 0 | 0 | 0 | 0
BART SO2 Annual-Campbell 2 -v5.14 | 178 | 6118 | Rate Constraint in lbs/MMBtu | FALSE | L | Annual | Generation | TWh | 0 | 0 | 0 | 0 | 0 | 0 | 0
BART SO2 Annual-Campbell 2 -v5.14 | 178 | 6118 | Rate Constraint in lbs/MMBtu | FALSE | L | Annual | Qualifying Generation | TWh | 0 | 0 | 0 | 0 | 0 | 0 | 0
BART SO2 Annual-Campbell 2 -v5.14 | 178 | 6118 | Rate Constraint in lbs/MMBtu | FALSE | L | Annual | Rate | lb/MWh | 0 | 0 | 0 | 0 | 0 | 0 | 0
BART SO2 Annual-Campbell 2 -v5.14 | 178 | 6118 | Rate Constraint in lbs/MMBtu | FALSE | L | Annual | Constraint Shadow Price | US2011$/Ton | 0 | 0 | 0 | 0 | 0 | 0 | 0
BART SO2 Annual-Campbell 3 -v5.14 | 179 | 6119 | Rate Constraint in lbs/MMBtu | FALSE | L | Annual | Seasons Included | Seasons |  | Winter, Summer | Winter, Summer | Winter, Summer | Winter, Summer | Winter, Summer | Winter, Summer
BART SO2 Annual-Campbell 3 -v5.14 | 179 | 6119 | Rate Constraint in lbs/MMBtu | FALSE | L | Annual | Standard | lb/MMBtu | 0 | 0.07 | 0.07 | 0.07 | 0.07 | 0.07 | 0.07
BART SO2 Annual-Campbell 3 -v5.14 | 179 | 6119 | Rate Constraint in lbs/MMBtu | FALSE | L | Annual | Emissions at Affected Plants SO2 | Thousand Tons | 0 | 0.0070628 | 0.0070464 | 0.0070385 | 0.0070385 | 0.007039 | 0.0070387
BART SO2 Annual-Campbell 3 -v5.14 | 179 | 6119 | Rate Constraint in lbs/MMBtu | FALSE | L | Annual | Allowances Purchased SO2 | Thousand Tons | 0 | 0 | 0 | 0 | 0 | 0 | 0
BART SO2 Annual-Campbell 3 -v5.14 | 179 | 6119 | Rate Constraint in lbs/MMBtu | FALSE | L | Annual | Allowances Sold SO2 | Thousand Tons | 0 | 0 | 0 | 0 | 0 | 0 | 0
BART SO2 Annual-Campbell 3 -v5.14 | 179 | 6119 | Rate Constraint in lbs/MMBtu | FALSE | L | Annual | Allowances Banked | Thousand Tons | 0 | 0 | 0 | 0 | 0 | 0 | 0
BART SO2 Annual-Campbell 3 -v5.14 | 179 | 6119 | Rate Constraint in lbs/MMBtu | FALSE | L | Annual | Allowances Withdrawn (1:1) | Thousand Tons | 0 | 0 | 0 | 0 | 0 | 0 | 0
BART SO2 Annual-Campbell 3 -v5.14 | 179 | 6119 | Rate Constraint in lbs/MMBtu | FALSE | L | Annual | Allowances Withdrawn (n:1) | Thousand Tons | 0 | 0 | 0 | 0 | 0 | 0 | 0
BART SO2 Annual-Campbell 3 -v5.14 | 179 | 6119 | Rate Constraint in lbs/MMBtu | FALSE | L | Annual | Net Emissions Allowance Position | Thousand Tons | 0 | 0.0070628 | 0.0070464 | 0.0070385 | 0.0070385 | 0.007039 | 0.0070387
BART SO2 Annual-Campbell 3 -v5.14 | 179 | 6119 | Rate Constraint in lbs/MMBtu | FALSE | L | Annual | Fuel Consumed | TBtu | 0 | 0.2018 | 0.20133 | 0.2011 | 0.2011 | 0.20111 | 0.20111
BART SO2 Annual-Campbell 3 -v5.14 | 179 | 6119 | Rate Constraint in lbs/MMBtu | FALSE | L | Annual | Rate | lb/MMBtu | 0 | 0.07 | 0.07 | 0.07 | 0.07 | 0.07 | 0.07
BART SO2 Annual-Campbell 3 -v5.14 | 179 | 6119 | Rate Constraint in lbs/MMBtu | FALSE | L | Annual | Generation | TWh | 0 | 0.020436 | 0.020395 | 0.021213 | 0.021213 | 0.021208 | 0.021208
BART SO2 Annual-Campbell 3 -v5.14 | 179 | 6119 | Rate Constraint in lbs/MMBtu | FALSE | L | Annual | Qualifying Generation | TWh | 0 | 0.020436 | 0.020395 | 0.021213 | 0.021213 | 0.021208 | 0.021208
BART SO2 Annual-Campbell 3 -v5.14 | 179 | 6119 | Rate Constraint in lbs/MMBtu | FALSE | L | Annual | Rate | lb/MWh | 0 | 0.3456 | 0.3455 | 0.3318 | 0.3318 | 0.3319 | 0.3319
BART SO2 Annual-Campbell 3 -v5.14 | 179 | 6119 | Rate Constraint in lbs/MMBtu | FALSE | L | Annual | Constraint Shadow Price | US2011$/Ton | 0 | 0 | 53139.4756 | 48091.0156 | 57952.3568 | 57752.0308 | 63534.7952
BART SO2 Annual-Cherokee 4 -v5.13 | 180 | 5874 | Rate Constraint in lbs/MMBtu | FALSE | L | Annual | Seasons Included | Seasons |  | Winter, Summer | Winter, Summer | Winter, Summer | Winter, Summer | Winter, Summer | Winter, Summer
BART SO2 Annual-Cherokee 4 -v5.13 | 180 | 5874 | Rate Constraint in lbs/MMBtu | FALSE | L | Annual | Standard | lb/MMBtu | 0 | 0.00781 | 0.00781 | 0.00781 | 0.00781 | 0.00781 | 0.00781
BART SO2 Annual-Cherokee 4 -v5.13 | 180 | 5874 | Rate Constraint in lbs/MMBtu | FALSE | L | Annual | Emissions at Affected Plants SO2 | Thousand Tons | 0 | 0 | 0 | 0 | 0 | 0 | 0
BART SO2 Annual-Cherokee 4 -v5.13 | 180 | 5874 | Rate Constraint in lbs/MMBtu | FALSE | L | Annual | Allowances Purchased SO2 | Thousand Tons | 0 | 0 | 0 | 0 | 0 | 0 | 0
BART SO2 Annual-Cherokee 4 -v5.13 | 180 | 5874 | Rate Constraint in lbs/MMBtu | FALSE | L | Annual | Allowances Sold SO2 | Thousand Tons | 0 | 0 | 0 | 0 | 0 | 0 | 0
BART SO2 Annual-Cherokee 4 -v5.13 | 180 | 5874 | Rate Constraint in lbs/MMBtu | FALSE | L | Annual | Allowances Banked | Thousand Tons | 0 | 0 | 0 | 0 | 0 | 0 | 0
BART SO2 Annual-Cherokee 4 -v5.13 | 180 | 5874 | Rate Constraint in lbs/MMBtu | FALSE | L | Annual | Allowances Withdrawn (1:1) | Thousand Tons | 0 | 0 | 0 | 0 | 0 | 0 | 0
BART SO2 Annual-Cherokee 4 -v5.13 | 180 | 5874 | Rate Constraint in lbs/MMBtu | FALSE | L | Annual | Allowances Withdrawn (n:1) | Thousand Tons | 0 | 0 | 0 | 0 | 0 | 0 | 0
BART SO2 Annual-Cherokee 4 -v5.13 | 180 | 5874 | Rate Constraint in lbs/MMBtu | FALSE | L | Annual | Net Emissions Allowance Position | Thousand Tons | 0 | 0 | 0 | 0 | 0 | 0 | 0
BART SO2 Annual-Cherokee 4 -v5.13 | 180 | 5874 | Rate Constraint in lbs/MMBtu | FALSE | L | Annual | Fuel Consumed | TBtu | 0 | 0 | 0 | 0 | 0 | 0 | 0
BART SO2 Annual-Cherokee 4 -v5.13 | 180 | 5874 | Rate Constraint in lbs/MMBtu | FALSE | L | Annual | Rate | lb/MMBtu | 0 | 0 | 0 | 0 | 0 | 0 | 0
BART SO2 Annual-Cherokee 4 -v5.13 | 180 | 5874 | Rate Constraint in lbs/MMBtu | FALSE | L | Annual | Generation | TWh | 0 | 0 | 0 | 0 | 0 | 0 | 0
BART SO2 Annual-Cherokee 4 -v5.13 | 180 | 5874 | Rate Constraint in lbs/MMBtu | FALSE | L | Annual | Qualifying Generation | TWh | 0 | 0 | 0 | 0 | 0 | 0 | 0
BART SO2 Annual-Cherokee 4 -v5.13 | 180 | 5874 | Rate Constraint in lbs/MMBtu | FALSE | L | Annual | Rate | lb/MWh | 0 | 0 | 0 | 0 | 0 | 0 | 0
BART SO2 Annual-Cherokee 4 -v5.13 | 180 | 5874 | Rate Constraint in lbs/MMBtu | FALSE | L | Annual | Constraint Shadow Price | US2011$/Ton | 0 | 91956.0153 | 235913.2172 | 138239.2392 | 307127.1995 | 139362.8903 | 169184.8596
BART SO2 Annual-Cholla 2 -v5.13 | 181 | 5869 | Rate Constraint in lbs/MMBtu | FALSE | L | Annual | Seasons Included | Seasons | Winter, Summer | Winter, Summer | Winter, Summer | Winter, Summer | Winter, Summer | Winter, Summer | Winter, Summer
BART SO2 Annual-Cholla 2 -v5.13 | 181 | 5869 | Rate Constraint in lbs/MMBtu | FALSE | L | Annual | Standard | lb/MMBtu | 0.15 | 0.15 | 0.15 | 0.15 | 0.15 | 0.15 | 0.15
BART SO2 Annual-Cholla 2 -v5.13 | 181 | 5869 | Rate Constraint in lbs/MMBtu | FALSE | L | Annual | Emissions at Affected Plants SO2 | Thousand Tons | 1.4634 | 1.4596 | 1.457 | 1.4596 | 1.2153 | 1.4655 | 1.4639
BART SO2 Annual-Cholla 2 -v5.13 | 181 | 5869 | Rate Constraint in lbs/MMBtu | FALSE | L | Annual | Allowances Purchased SO2 | Thousand Tons | 0 | 0 | 0 | 0 | 0 | 0 | 0
BART SO2 Annual-Cholla 2 -v5.13 | 181 | 5869 | Rate Constraint in lbs/MMBtu | FALSE | L | Annual | Allowances Sold SO2 | Thousand Tons | 0 | 0 | 0 | 0 | 0 | 0 | 0
BART SO2 Annual-Cholla 2 -v5.13 | 181 | 5869 | Rate Constraint in lbs/MMBtu | FALSE | L | Annual | Allowances Banked | Thousand Tons | 0 | 0 | 0 | 0 | 0 | 0 | 0
BART SO2 Annual-Cholla 2 -v5.13 | 181 | 5869 | Rate Constraint in lbs/MMBtu | FALSE | L | Annual | Allowances Withdrawn (1:1) | Thousand Tons | 0 | 0 | 0 | 0 | 0 | 0 | 0
BART SO2 Annual-Cholla 2 -v5.13 | 181 | 5869 | Rate Constraint in lbs/MMBtu | FALSE | L | Annual | Allowances Withdrawn (n:1) | Thousand Tons | 0 | 0 | 0 | 0 | 0 | 0 | 0
BART SO2 Annual-Cholla 2 -v5.13 | 181 | 5869 | Rate Constraint in lbs/MMBtu | FALSE | L | Annual | Net Emissions Allowance Position | Thousand Tons | 1.4634 | 1.4596 | 1.457 | 1.4596 | 1.2153 | 1.4655 | 1.4639
BART SO2 Annual-Cholla 2 -v5.13 | 181 | 5869 | Rate Constraint in lbs/MMBtu | FALSE | L | Annual | Fuel Consumed | TBtu | 19.5126 | 19.4608 | 19.4269 | 19.4608 | 16.2775 | 19.5398 | 19.544
BART SO2 Annual-Cholla 2 -v5.13 | 181 | 5869 | Rate Constraint in lbs/MMBtu | FALSE | L | Annual | Rate | lb/MMBtu | 0.15 | 0.15 | 0.15 | 0.15 | 0.14932 | 0.15 | 0.1498
BART SO2 Annual-Cholla 2 -v5.13 | 181 | 5869 | Rate Constraint in lbs/MMBtu | FALSE | L | Annual | Generation | TWh | 1.8772 | 1.8657 | 1.8624 | 1.8657 | 1.5612 | 1.8707 | 1.8707
BART SO2 Annual-Cholla 2 -v5.13 | 181 | 5869 | Rate Constraint in lbs/MMBtu | FALSE | L | Annual | Qualifying Generation | TWh | 1.8772 | 1.8657 | 1.8624 | 1.8657 | 1.5612 | 1.8707 | 1.8707
BART SO2 Annual-Cholla 2 -v5.13 | 181 | 5869 | Rate Constraint in lbs/MMBtu | FALSE | L | Annual | Rate | lb/MWh | 0.77961 | 0.78233 | 0.78233 | 0.78233 | 0.77839 | 0.7834 | 0.78254
BART SO2 Annual-Cholla 2 -v5.13 | 181 | 5869 | Rate Constraint in lbs/MMBtu | FALSE | L | Annual | Constraint Shadow Price | US2011$/Ton | 5867.517 | 7513.8651 | 9135.1151 | 7842.2792 | 0 | 2564.967 | 0
BART SO2 Annual-Cholla 3 -v5.13 | 182 | 5870 | Rate Constraint in lbs/MMBtu | FALSE | L | Annual | Seasons Included | Seasons | Winter, Summer | Winter, Summer | Winter, Summer | Winter, Summer | Winter, Summer | Winter, Summer | Winter, Summer
BART SO2 Annual-Cholla 3 -v5.13 | 182 | 5870 | Rate Constraint in lbs/MMBtu | FALSE | L | Annual | Standard | lb/MMBtu | 0.15 | 0.15 | 0.15 | 0.15 | 0.15 | 0.15 | 0.15
BART SO2 Annual-Cholla 3 -v5.13 | 182 | 5870 | Rate Constraint in lbs/MMBtu | FALSE | L | Annual | Emissions at Affected Plants SO2 | Thousand Tons | 1.1092 | 1.1092 | 1.1073 | 1.1092 | 0.96887 | 1.1092 | 1.1092
BART SO2 Annual-Cholla 3 -v5.13 | 182 | 5870 | Rate Constraint in lbs/MMBtu | FALSE | L | Annual | Allowances Purchased SO2 | Thousand Tons | 0 | 0 | 0 | 0 | 0 | 0 | 0
BART SO2 Annual-Cholla 3 -v5.13 | 182 | 5870 | Rate Constraint in lbs/MMBtu | FALSE | L | Annual | Allowances Sold SO2 | Thousand Tons | 0 | 0 | 0 | 0 | 0 | 0 | 0
BART SO2 Annual-Cholla 3 -v5.13 | 182 | 5870 | Rate Constraint in lbs/MMBtu | FALSE | L | Annual | Allowances Banked | Thousand Tons | 0 | 0 | 0 | 0 | 0 | 0 | 0
BART SO2 Annual-Cholla 3 -v5.13 | 182 | 5870 | Rate Constraint in lbs/MMBtu | FALSE | L | Annual | Allowances Withdrawn (1:1) | Thousand Tons | 0 | 0 | 0 | 0 | 0 | 0 | 0
BART SO2 Annual-Cholla 3 -v5.13 | 182 | 5870 | Rate Constraint in lbs/MMBtu | FALSE | L | Annual | Allowances Withdrawn (n:1) | Thousand Tons | 0 | 0 | 0 | 0 | 0 | 0 | 0
BART SO2 Annual-Cholla 3 -v5.13 | 182 | 5870 | Rate Constraint in lbs/MMBtu | FALSE | L | Annual | Net Emissions Allowance Position | Thousand Tons | 1.1092 | 1.1092 | 1.1073 | 1.1092 | 0.96887 | 1.1092 | 1.1092
BART SO2 Annual-Cholla 3 -v5.13 | 182 | 5870 | Rate Constraint in lbs/MMBtu | FALSE | L | Annual | Fuel Consumed | TBtu | 20.4216 | 20.4216 | 20.386 | 20.4216 | 17.8383 | 20.4216 | 20.4216
BART SO2 Annual-Cholla 3 -v5.13 | 182 | 5870 | Rate Constraint in lbs/MMBtu | FALSE | L | Annual | Rate | lb/MMBtu | 0.10863 | 0.10863 | 0.10863 | 0.10863 | 0.10863 | 0.10863 | 0.10863
BART SO2 Annual-Cholla 3 -v5.13 | 182 | 5870 | Rate Constraint in lbs/MMBtu | FALSE | L | Annual | Generation | TWh | 1.96 | 1.9486 | 1.9452 | 1.9486 | 1.7021 | 1.9486 | 1.9486
BART SO2 Annual-Cholla 3 -v5.13 | 182 | 5870 | Rate Constraint in lbs/MMBtu | FALSE | L | Annual | Qualifying Generation | TWh | 1.96 | 1.9486 | 1.9452 | 1.9486 | 1.7021 | 1.9486 | 1.9486
BART SO2 Annual-Cholla 3 -v5.13 | 182 | 5870 | Rate Constraint in lbs/MMBtu | FALSE | L | Annual | Rate | lb/MWh | 0.56592 | 0.56924 | 0.56924 | 0.56924 | 0.56924 | 0.56924 | 0.56924
BART SO2 Annual-Cholla 3 -v5.13 | 182 | 5870 | Rate Constraint in lbs/MMBtu | FALSE | L | Annual | Constraint Shadow Price | US2011$/Ton | 0 | 0 | 0 | 0 | 0 | 0 | 0
BART SO2 Annual-Cholla 4 -v5.13 | 183 | 5871 | Rate Constraint in lbs/MMBtu | FALSE | L | Annual | Seasons Included | Seasons | Winter, Summer | Winter, Summer | Winter, Summer | Winter, Summer | Winter, Summer | Winter, Summer | Winter, Summer
BART SO2 Annual-Cholla 4 -v5.13 | 183 | 5871 | Rate Constraint in lbs/MMBtu | FALSE | L | Annual | Standard | lb/MMBtu | 0.15 | 0.15 | 0.15 | 0.15 | 0.15 | 0.15 | 0.15
BART SO2 Annual-Cholla 4 -v5.13 | 183 | 5871 | Rate Constraint in lbs/MMBtu | FALSE | L | Annual | Emissions at Affected Plants SO2 | Thousand Tons | 1.5789 | 1.5789 | 1.5762 | 1.5789 | 1.5429 | 1.5789 | 1.5789
BART SO2 Annual-Cholla 4 -v5.13 | 183 | 5871 | Rate Constraint in lbs/MMBtu | FALSE | L | Annual | Allowances Purchased SO2 | Thousand Tons | 0 | 0 | 0 | 0 | 0 | 0 | 0
BART SO2 Annual-Cholla 4 -v5.13 | 183 | 5871 | Rate Constraint in lbs/MMBtu | FALSE | L | Annual | Allowances Sold SO2 | Thousand Tons | 0 | 0 | 0 | 0 | 0 | 0 | 0
BART SO2 Annual-Cholla 4 -v5.13 | 183 | 5871 | Rate Constraint in lbs/MMBtu | FALSE | L | Annual | Allowances Banked | Thousand Tons | 0 | 0 | 0 | 0 | 0 | 0 | 0
BART SO2 Annual-Cholla 4 -v5.13 | 183 | 5871 | Rate Constraint in lbs/MMBtu | FALSE | L | Annual | Allowances Withdrawn (1:1) | Thousand Tons | 0 | 0 | 0 | 0 | 0 | 0 | 0
BART SO2 Annual-Cholla 4 -v5.13 | 183 | 5871 | Rate Constraint in lbs/MMBtu | FALSE | L | Annual | Allowances Withdrawn (n:1) | Thousand Tons | 0 | 0 | 0 | 0 | 0 | 0 | 0
BART SO2 Annual-Cholla 4 -v5.13 | 183 | 5871 | Rate Constraint in lbs/MMBtu | FALSE | L | Annual | Net Emissions Allowance Position | Thousand Tons | 1.5789 | 1.5789 | 1.5762 | 1.5789 | 1.5429 | 1.5789 | 1.5789
BART SO2 Annual-Cholla 4 -v5.13 | 183 | 5871 | Rate Constraint in lbs/MMBtu | FALSE | L | Annual | Fuel Consumed | TBtu | 29.0695 | 29.0695 | 29.02 | 29.0695 | 28.4063 | 29.0695 | 29.0695
BART SO2 Annual-Cholla 4 -v5.13 | 183 | 5871 | Rate Constraint in lbs/MMBtu | FALSE | L | Annual | Rate | lb/MMBtu | 0.10863 | 0.10863 | 0.10863 | 0.10863 | 0.10863 | 0.10863 | 0.10863
BART SO2 Annual-Cholla 4 -v5.13 | 183 | 5871 | Rate Constraint in lbs/MMBtu | FALSE | L | Annual | Generation | TWh | 2.8086 | 2.7923 | 2.7875 | 2.7923 | 2.7286 | 2.7923 | 2.7923
BART SO2 Annual-Cholla 4 -v5.13 | 183 | 5871 | Rate Constraint in lbs/MMBtu | FALSE | L | Annual | Qualifying Generation | TWh | 2.8086 | 2.7923 | 2.7875 | 2.7923 | 2.7286 | 2.7923 | 2.7923
BART SO2 Annual-Cholla 4 -v5.13 | 183 | 5871 | Rate Constraint in lbs/MMBtu | FALSE | L | Annual | Rate | lb/MWh | 0.56217 | 0.56545 | 0.56545 | 0.56545 | 0.56545 | 0.56545 | 0.56545
BART SO2 Annual-Cholla 4 -v5.13 | 183 | 5871 | Rate Constraint in lbs/MMBtu | FALSE | L | Annual | Constraint Shadow Price | US2011$/Ton | 0 | 0 | 0 | 0 | 0 | 0 | 0
BART SO2 Annual-Coal Creek 1 -v5.13 | 184 | 5881 | Rate Constraint in lbs/MMBtu | FALSE | L | Annual | Seasons Included | Seasons |  | Winter, Summer | Winter, Summer | Winter, Summer | Winter, Summer | Winter, Summer | Winter, Summer
BART SO2 Annual-Coal Creek 1 -v5.13 | 184 | 5881 | Rate Constraint in lbs/MMBtu | FALSE | L | Annual | Standard | lb/MMBtu | 0 | 0.15 | 0.15 | 0.15 | 0.15 | 0.15 | 0.15
BART SO2 Annual-Coal Creek 1 -v5.13 | 184 | 5881 | Rate Constraint in lbs/MMBtu | FALSE | L | Annual | Emissions at Affected Plants SO2 | Thousand Tons | 0 | 0 | 0 | 0 | 0 | 0 | 0
BART SO2 Annual-Coal Creek 1 -v5.13 | 184 | 5881 | Rate Constraint in lbs/MMBtu | FALSE | L | Annual | Allowances Purchased SO2 | Thousand Tons | 0 | 0 | 0 | 0 | 0 | 0 | 0
BART SO2 Annual-Coal Creek 1 -v5.13 | 184 | 5881 | Rate Constraint in lbs/MMBtu | FALSE | L | Annual | Allowances Sold SO2 | Thousand Tons | 0 | 0 | 0 | 0 | 0 | 0 | 0
BART SO2 Annual-Coal Creek 1 -v5.13 | 184 | 5881 | Rate Constraint in lbs/MMBtu | FALSE | L | Annual | Allowances Banked | Thousand Tons | 0 | 0 | 0 | 0 | 0 | 0 | 0
BART SO2 Annual-Coal Creek 1 -v5.13 | 184 | 5881 | Rate Constraint in lbs/MMBtu | FALSE | L | Annual | Allowances Withdrawn (1:1) | Thousand Tons | 0 | 0 | 0 | 0 | 0 | 0 | 0
BART SO2 Annual-Coal Creek 1 -v5.13 | 184 | 5881 | Rate Constraint in lbs/MMBtu | FALSE | L | Annual | Allowances Withdrawn (n:1) | Thousand Tons | 0 | 0 | 0 | 0 | 0 | 0 | 0
BART SO2 Annual-Coal Creek 1 -v5.13 | 184 | 5881 | Rate Constraint in lbs/MMBtu | FALSE | L | Annual | Net Emissions Allowance Position | Thousand Tons | 0 | 0 | 0 | 0 | 0 | 0 | 0
BART SO2 Annual-Coal Creek 1 -v5.13 | 184 | 5881 | Rate Constraint in lbs/MMBtu | FALSE | L | Annual | Fuel Consumed | TBtu | 0 | 0 | 0 | 0 | 0 | 0 | 0
BART SO2 Annual-Coal Creek 1 -v5.13 | 184 | 5881 | Rate Constraint in lbs/MMBtu | FALSE | L | Annual | Rate | lb/MMBtu | 0 | 0 | 0 | 0 | 0 | 0 | 0
BART SO2 Annual-Coal Creek 1 -v5.13 | 184 | 5881 | Rate Constraint in lbs/MMBtu | FALSE | L | Annual | Generation | TWh | 0 | 0 | 0 | 0 | 0 | 0 | 0
BART SO2 Annual-Coal Creek 1 -v5.13 | 184 | 5881 | Rate Constraint in lbs/MMBtu | FALSE | L | Annual | Qualifying Generation | TWh | 0 | 0 | 0 | 0 | 0 | 0 | 0
BART SO2 Annual-Coal Creek 1 -v5.13 | 184 | 5881 | Rate Constraint in lbs/MMBtu | FALSE | L | Annual | Rate | lb/MWh | 0 | 0 | 0 | 0 | 0 | 0 | 0
BART SO2 Annual-Coal Creek 1 -v5.13 | 184 | 5881 | Rate Constraint in lbs/MMBtu | FALSE | L | Annual | Constraint Shadow Price | US2011$/Ton | 0 | 27396.5889 | 33579.6053 | 21638.1999 | 24951.0215 | 26757.2992 | 29738.5728
BART SO2 Annual-Coal Creek 2 -v5.13 | 185 | 5882 | Rate Constraint in lbs/MMBtu | FALSE | L | Annual | Seasons Included | Seasons |  | Winter, Summer | Winter, Summer | Winter, Summer | Winter, Summer | Winter, Summer | Winter, Summer
BART SO2 Annual-Coal Creek 2 -v5.13 | 185 | 5882 | Rate Constraint in lbs/MMBtu | FALSE | L | Annual | Standard | lb/MMBtu | 0 | 0.15 | 0.15 | 0.15 | 0.15 | 0.15 | 0.15
BART SO2 Annual-Coal Creek 2 -v5.13 | 185 | 5882 | Rate Constraint in lbs/MMBtu | FALSE | L | Annual | Emissions at Affected Plants SO2 | Thousand Tons | 0 | 3.1432 | 3.1432 | 2.9718 | 1.9979 | 3.142 | 3.1432
BART SO2 Annual-Coal Creek 2 -v5.13 | 185 | 5882 | Rate Constraint in lbs/MMBtu | FALSE | L | Annual | Allowances Purchased SO2 | Thousand Tons | 0 | 0 | 0 | 0 | 0 | 0 | 0
BART SO2 Annual-Coal Creek 2 -v5.13 | 185 | 5882 | Rate Constraint in lbs/MMBtu | FALSE | L | Annual | Allowances Sold SO2 | Thousand Tons | 0 | 0 | 0 | 0 | 0 | 0 | 0
BART SO2 Annual-Coal Creek 2 -v5.13 | 185 | 5882 | Rate Constraint in lbs/MMBtu | FALSE | L | Annual | Allowances Banked | Thousand Tons | 0 | 0 | 0 | 0 | 0 | 0 | 0
BART SO2 Annual-Coal Creek 2 -v5.13 | 185 | 5882 | Rate Constraint in lbs/MMBtu | FALSE | L | Annual | Allowances Withdrawn (1:1) | Thousand Tons | 0 | 0 | 0 | 0 | 0 | 0 | 0
BART SO2 Annual-Coal Creek 2 -v5.13 | 185 | 5882 | Rate Constraint in lbs/MMBtu | FALSE | L | Annual | Allowances Withdrawn (n:1) | Thousand Tons | 0 | 0 | 0 | 0 | 0 | 0 | 0
BART SO2 Annual-Coal Creek 2 -v5.13 | 185 | 5882 | Rate Constraint in lbs/MMBtu | FALSE | L | Annual | Net Emissions Allowance Position | Thousand Tons | 0 | 3.1432 | 3.1432 | 2.9718 | 1.9979 | 3.142 | 3.1432
BART SO2 Annual-Coal Creek 2 -v5.13 | 185 | 5882 | Rate Constraint in lbs/MMBtu | FALSE | L | Annual | Fuel Consumed | TBtu | 0 | 41.9089 | 41.9089 | 39.6247 | 26.6391 | 41.8939 | 41.9089
BART SO2 Annual-Coal Creek 2 -v5.13 | 185 | 5882 | Rate Constraint in lbs/MMBtu | FALSE | L | Annual | Rate | lb/MMBtu | 0 | 0.15 | 0.15 | 0.15 | 0.15 | 0.15 | 0.15
BART SO2 Annual-Coal Creek 2 -v5.13 | 185 | 5882 | Rate Constraint in lbs/MMBtu | FALSE | L | Annual | Generation | TWh | 0 | 3.7724 | 3.7724 | 3.6463 | 2.4629 | 3.8569 | 3.8583
BART SO2 Annual-Coal Creek 2 -v5.13 | 185 | 5882 | Rate Constraint in lbs/MMBtu | FALSE | L | Annual | Qualifying Generation | TWh | 0 | 3.7724 | 3.7724 | 3.6463 | 2.4629 | 3.8569 | 3.8583
BART SO2 Annual-Coal Creek 2 -v5.13 | 185 | 5882 | Rate Constraint in lbs/MMBtu | FALSE | L | Annual | Rate | lb/MWh | 0 | 0.83319 | 0.83319 | 0.81503 | 0.8112 | 0.81465 | 0.81466
BART SO2 Annual-Coal Creek 2 -v5.13 | 185 | 5882 | Rate Constraint in lbs/MMBtu | FALSE | L | Annual | Constraint Shadow Price | US2011$/Ton | 0 | 22732.7246 | 34612.2881 | 23535.1106 | 24817.4978 | 25724.1758 | 30572.0989
BART SO2 Annual-Coronado U1B -v5.13 | 186 | 5872 | Rate Constraint in lbs/MMBtu | FALSE | L | Annual | Seasons Included | Seasons | Winter, Summer | Winter, Summer | Winter, Summer | Winter, Summer | Winter, Summer | Winter, Summer | Winter, Summer
BART SO2 Annual-Coronado U1B -v5.13 | 186 | 5872 | Rate Constraint in lbs/MMBtu | FALSE | L | Annual | Standard | lb/MMBtu | 0.08 | 0.08 | 0.08 | 0.08 | 0.08 | 0.08 | 0.08
BART SO2 Annual-Coronado U1B -v5.13 | 186 | 5872 | Rate Constraint in lbs/MMBtu | FALSE | L | Annual | Emissions at Affected Plants SO2 | Thousand Tons | 0.83965 | 0.83965 | 0.83965 | 0.83965 | 0.83965 | 0.83965 | 0.83965
BART SO2 Annual-Coronado U1B -v5.13 | 186 | 5872 | Rate Constraint in lbs/MMBtu | FALSE | L | Annual | Allowances Purchased SO2 | Thousand Tons | 0 | 0 | 0 | 0 | 0 | 0 | 0
BART SO2 Annual-Coronado U1B -v5.13 | 186 | 5872 | Rate Constraint in lbs/MMBtu | FALSE | L | Annual | Allowances Sold SO2 | Thousand Tons | 0 | 0 | 0 | 0 | 0 | 0 | 0
BART SO2 Annual-Coronado U1B -v5.13 | 186 | 5872 | Rate Constraint in lbs/MMBtu | FALSE | L | Annual | Allowances Banked | Thousand Tons | 0 | 0 | 0 | 0 | 0 | 0 | 0
BART SO2 Annual-Coronado U1B -v5.13 | 186 | 5872 | Rate Constraint in lbs/MMBtu | FALSE | L | Annual | Allowances Withdrawn (1:1) | Thousand Tons | 0 | 0 | 0 | 0 | 0 | 0 | 0
BART SO2 Annual-Coronado U1B -v5.13 | 186 | 5872 | Rate Constraint in lbs/MMBtu | FALSE | L | Annual | Allowances Withdrawn (n:1) | Thousand Tons | 0 | 0 | 0 | 0 | 0 | 0 | 0
BART SO2 Annual-Coronado U1B -v5.13 | 186 | 5872 | Rate Constraint in lbs/MMBtu | FALSE | L | Annual | Net Emissions Allowance Position | Thousand Tons | 0.83965 | 0.83965 | 0.83965 | 0.83965 | 0.83965 | 0.83965 | 0.83965
BART SO2 Annual-Coronado U1B -v5.13 | 186 | 5872 | Rate Constraint in lbs/MMBtu | FALSE | L | Annual | Fuel Consumed | TBtu | 27.4246 | 27.4246 | 27.4246 | 27.4246 | 27.4246 | 27.4246 | 27.5244
BART SO2 Annual-Coronado U1B -v5.13 | 186 | 5872 | Rate Constraint in lbs/MMBtu | FALSE | L | Annual | Rate | lb/MMBtu | 0.061233 | 0.061233 | 0.061233 | 0.061233 | 0.061233 | 0.061233 | 0.061011
BART SO2 Annual-Coronado U1B -v5.13 | 186 | 5872 | Rate Constraint in lbs/MMBtu | FALSE | L | Annual | Generation | TWh | 2.7501 | 2.7501 | 2.7501 | 2.7501 | 2.7501 | 2.7501 | 2.7501
BART SO2 Annual-Coronado U1B -v5.13 | 186 | 5872 | Rate Constraint in lbs/MMBtu | FALSE | L | Annual | Qualifying Generation | TWh | 2.7501 | 2.7501 | 2.7501 | 2.7501 | 2.7501 | 2.7501 | 2.7501
BART SO2 Annual-Coronado U1B -v5.13 | 186 | 5872 | Rate Constraint in lbs/MMBtu | FALSE | L | Annual | Rate | lb/MWh | 0.30531 | 0.30531 | 0.30531 | 0.30531 | 0.30531 | 0.30531 | 0.30531
BART SO2 Annual-Coronado U1B -v5.13 | 186 | 5872 | Rate Constraint in lbs/MMBtu | FALSE | L | Annual | Constraint Shadow Price | US2011$/Ton | 0 | 0 | 0 | 0 | 0 | 0 | 0
BART SO2 Annual-Coronado U2B -v5.13 | 187 | 5873 | Rate Constraint in lbs/MMBtu | FALSE | L | Annual | Seasons Included | Seasons | Winter, Summer | Winter, Summer | Winter, Summer | Winter, Summer | Winter, Summer | Winter, Summer | Winter, Summer
BART SO2 Annual-Coronado U2B -v5.13 | 187 | 5873 | Rate Constraint in lbs/MMBtu | FALSE | L | Annual | Standard | lb/MMBtu | 0.08 | 0.08 | 0.08 | 0.08 | 0.08 | 0.08 | 0.08
BART SO2 Annual-Coronado U2B -v5.13 | 187 | 5873 | Rate Constraint in lbs/MMBtu | FALSE | L | Annual | Emissions at Affected Plants SO2 | Thousand Tons | 1.143 | 1.143 | 1.143 | 1.143 | 1.143 | 1.143 | 1.143
BART SO2 Annual-Coronado U2B -v5.13 | 187 | 5873 | Rate Constraint in lbs/MMBtu | FALSE | L | Annual | Allowances Purchased SO2 | Thousand Tons | 0 | 0 | 0 | 0 | 0 | 0 | 0
BART SO2 Annual-Coronado U2B -v5.13 | 187 | 5873 | Rate Constraint in lbs/MMBtu | FALSE | L | Annual | Allowances Sold SO2 | Thousand Tons | 0 | 0 | 0 | 0 | 0 | 0 | 0
BART SO2 Annual-Coronado U2B -v5.13 | 187 | 5873 | Rate Constraint in lbs/MMBtu | FALSE | L | Annual | Allowances Banked | Thousand Tons | 0 | 0 | 0 | 0 | 0 | 0 | 0
BART SO2 Annual-Coronado U2B -v5.13 | 187 | 5873 | Rate Constraint in lbs/MMBtu | FALSE | L | Annual | Allowances Withdrawn (1:1) | Thousand Tons | 0 | 0 | 0 | 0 | 0 | 0 | 0
BART SO2 Annual-Coronado U2B -v5.13 | 187 | 5873 | Rate Constraint in lbs/MMBtu | FALSE | L | Annual | Allowances Withdrawn (n:1) | Thousand Tons | 0 | 0 | 0 | 0 | 0 | 0 | 0
BART SO2 Annual-Coronado U2B -v5.13 | 187 | 5873 | Rate Constraint in lbs/MMBtu | FALSE | L | Annual | Net Emissions Allowance Position | Thousand Tons | 1.143 | 1.143 | 1.143 | 1.143 | 1.143 | 1.143 | 1.143
BART SO2 Annual-Coronado U2B -v5.13 | 187 | 5873 | Rate Constraint in lbs/MMBtu | FALSE | L | Annual | Fuel Consumed | TBtu | 28.5756 | 28.5756 | 28.5756 | 28.5756 | 28.5756 | 28.5756 | 28.6129
BART SO2 Annual-Coronado U2B -v5.13 | 187 | 5873 | Rate Constraint in lbs/MMBtu | FALSE | L | Annual | Rate | lb/MMBtu | 0.08 | 0.08 | 0.08 | 0.08 | 0.08 | 0.08 | 0.079896
BART SO2 Annual-Coronado U2B -v5.13 | 187 | 5873 | Rate Constraint in lbs/MMBtu | FALSE | L | Annual | Generation | TWh | 2.7761 | 2.7761 | 2.7761 | 2.7761 | 2.7761 | 2.7761 | 2.7761
BART SO2 Annual-Coronado U2B -v5.13 | 187 | 5873 | Rate Constraint in lbs/MMBtu | FALSE | L | Annual | Qualifying Generation | TWh | 2.7761 | 2.7761 | 2.7761 | 2.7761 | 2.7761 | 2.7761 | 2.7761
BART SO2 Annual-Coronado U2B -v5.13 | 187 | 5873 | Rate Constraint in lbs/MMBtu | FALSE | L | Annual | Rate | lb/MWh | 0.41174 | 0.41174 | 0.41174 | 0.41174 | 0.41174 | 0.41174 | 0.41174
BART SO2 Annual-Coronado U2B -v5.13 | 187 | 5873 | Rate Constraint in lbs/MMBtu | FALSE | L | Annual | Constraint Shadow Price | US2011$/Ton | 0 | 0 | 260.5522 | 0 | 0 | 0 | 0
BART SO2 Annual-Craig C1 -v5.14 | 188 | 6097 | Rate Constraint in lbs/MMBtu | FALSE | L | Annual | Seasons Included | Seasons | Winter, Summer | Winter, Summer | Winter, Summer | Winter, Summer | Winter, Summer | Winter, Summer | Winter, Summer
BART SO2 Annual-Craig C1 -v5.14 | 188 | 6097 | Rate Constraint in lbs/MMBtu | FALSE | L | Annual | Standard | lb/MMBtu | 0.11 | 0.11 | 0.11 | 0.11 | 0.11 | 0.11 | 0.11
BART SO2 Annual-Craig C1 -v5.14 | 188 | 6097 | Rate Constraint in lbs/MMBtu | FALSE | L | Annual | Emissions at Affected Plants SO2 | Thousand Tons | 0.88076 | 0.88076 | 0.88076 | 0.88076 | 0.88076 | 0.88076 | 0.88076
BART SO2 Annual-Craig C1 -v5.14 | 188 | 6097 | Rate Constraint in lbs/MMBtu | FALSE | L | Annual | Allowances Purchased SO2 | Thousand Tons | 0 | 0 | 0 | 0 | 0 | 0 | 0
BART SO2 Annual-Craig C1 -v5.14 | 188 | 6097 | Rate Constraint in lbs/MMBtu | FALSE | L | Annual | Allowances Sold SO2 | Thousand Tons | 0 | 0 | 0 | 0 | 0 | 0 | 0
BART SO2 Annual-Craig C1 -v5.14 | 188 | 6097 | Rate Constraint in lbs/MMBtu | FALSE | L | Annual | Allowances Banked | Thousand Tons | 0 | 0 | 0 | 0 | 0 | 0 | 0
BART SO2 Annual-Craig C1 -v5.14 | 188 | 6097 | Rate Constraint in lbs/MMBtu | FALSE | L | Annual | Allowances Withdrawn (1:1) | Thousand Tons | 0 | 0 | 0 | 0 | 0 | 0 | 0
BART SO2 Annual-Craig C1 -v5.14 | 188 | 6097 | Rate Constraint in lbs/MMBtu | FALSE | L | Annual | Allowances Withdrawn (n:1) | Thousand Tons | 0 | 0 | 0 | 0 | 0 | 0 | 0
BART SO2 Annual-Craig C1 -v5.14 | 188 | 6097 | Rate Constraint in lbs/MMBtu | FALSE | L | Annual | Net Emissions Allowance Position | Thousand Tons | 0.88076 | 0.88076 | 0.88076 | 0.88076 | 0.88076 | 0.88076 | 0.88076
BART SO2 Annual-Craig C1 -v5.14 | 188 | 6097 | Rate Constraint in lbs/MMBtu | FALSE | L | Annual | Fuel Consumed | TBtu | 29.3586 | 29.3586 | 29.3586 | 29.3586 | 29.3586 | 29.3586 | 29.3586
BART SO2 Annual-Craig C1 -v5.14 | 188 | 6097 | Rate Constraint in lbs/MMBtu | FALSE | L | Annual | Rate | lb/MMBtu | 0.06 | 0.06 | 0.06 | 0.06 | 0.06 | 0.06 | 0.06
BART SO2 Annual-Craig C1 -v5.14 | 188 | 6097 | Rate Constraint in lbs/MMBtu | FALSE | L | Annual | Generation | TWh | 3.0691 | 3.0691 | 3.0691 | 3.0531 | 3.0531 | 3.0531 | 3.0531
BART SO2 Annual-Craig C1 -v5.14 | 188 | 6097 | Rate Constraint in lbs/MMBtu | FALSE | L | Annual | Qualifying Generation | TWh | 3.0691 | 3.0691 | 3.0691 | 3.0531 | 3.0531 | 3.0531 | 3.0531
BART SO2 Annual-Craig C1 -v5.14 | 188 | 6097 | Rate Constraint in lbs/MMBtu | FALSE | L | Annual | Rate | lb/MWh | 0.28698 | 0.28698 | 0.28698 | 0.28848 | 0.28848 | 0.28848 | 0.28848
BART SO2 Annual-Craig C1 -v5.14 | 188 | 6097 | Rate Constraint in lbs/MMBtu | FALSE | L | Annual | Constraint Shadow Price | US2011$/Ton | 0 | 0 | 0 | 0 | 0 | 0 | 0
BART SO2 Annual-Craig C2 -v5.14 | 189 | 6098 | Rate Constraint in lbs/MMBtu | FALSE | L | Annual | Seasons Included | Seasons | Winter, Summer | Winter, Summer | Winter, Summer | Winter, Summer | Winter, Summer | Winter, Summer | Winter, Summer
BART SO2 Annual-Craig C2 -v5.14 | 189 | 6098 | Rate Constraint in lbs/MMBtu | FALSE | L | Annual | Standard | lb/MMBtu | 0.11 | 0.11 | 0.11 | 0.11 | 0.11 | 0.11 | 0.11
BART SO2 Annual-Craig C2 -v5.14 | 189 | 6098 | Rate Constraint in lbs/MMBtu | FALSE | L | Annual | Emissions at Affected Plants SO2 | Thousand Tons | 0.9095 | 0.91571 | 0.91571 | 0.91571 | 0.79987 | 0.91571 | 0.91571
BART SO2 Annual-Craig C2 -v5.14 | 189 | 6098 | Rate Constraint in lbs/MMBtu | FALSE | L | Annual | Allowances Purchased SO2 | Thousand Tons | 0 | 0 | 0 | 0 | 0 | 0 | 0
BART SO2 Annual-Craig C2 -v5.14 | 189 | 6098 | Rate Constraint in lbs/MMBtu | FALSE | L | Annual | Allowances Sold SO2 | Thousand Tons | 0 | 0 | 0 | 0 | 0 | 0 | 0
BART SO2 Annual-Craig C2 -v5.14 | 189 | 6098 | Rate Constraint in lbs/MMBtu | FALSE | L | Annual | Allowances Banked | Thousand Tons | 0 | 0 | 0 | 0 | 0 | 0 | 0
BART SO2 Annual-Craig C2 -v5.14 | 189 | 6098 | Rate Constraint in lbs/MMBtu | FALSE | L | Annual | Allowances Withdrawn (1:1) | Thousand Tons | 0 | 0 | 0 | 0 | 0 | 0 | 0
BART SO2 Annual-Craig C2 -v5.14 | 189 | 6098 | Rate Constraint in lbs/MMBtu | FALSE | L | Annual | Allowances Withdrawn (n:1) | Thousand Tons | 0 | 0 | 0 | 0 | 0 | 0 | 0
BART SO2 Annual-Craig C2 -v5.14 | 189 | 6098 | Rate Constraint in lbs/MMBtu | FALSE | L | Annual | Net Emissions Allowance Position | Thousand Tons | 0.9095 | 0.91571 | 0.91571 | 0.91571 | 0.79987 | 0.91571 | 0.91571
BART SO2 Annual-Craig C2 -v5.14 | 189 | 6098 | Rate Constraint in lbs/MMBtu | FALSE | L | Annual | Fuel Consumed | TBtu | 30.3166 | 30.5237 | 30.5237 | 30.5237 | 26.6624 | 30.5237 | 30.5237
BART SO2 Annual-Craig C2 -v5.14 | 189 | 6098 | Rate Constraint in lbs/MMBtu | FALSE | L | Annual | Rate | lb/MMBtu | 0.06 | 0.06 | 0.06 | 0.06 | 0.06 | 0.06 | 0.06
BART SO2 Annual-Craig C2 -v5.14 | 189 | 6098 | Rate Constraint in lbs/MMBtu | FALSE | L | Annual | Generation | TWh | 3.033 | 3.0537 | 3.0537 | 3.0537 | 2.6674 | 3.0537 | 3.0537
BART SO2 Annual-Craig C2 -v5.14 | 189 | 6098 | Rate Constraint in lbs/MMBtu | FALSE | L | Annual | Qualifying Generation | TWh | 3.033 | 3.0537 | 3.0537 | 3.0537 | 2.6674 | 3.0537 | 3.0537
BART SO2 Annual-Craig C2 -v5.14 | 189 | 6098 | Rate Constraint in lbs/MMBtu | FALSE | L | Annual | Rate | lb/MWh | 0.29987 | 0.29987 | 0.29987 | 0.29987 | 0.29987 | 0.29987 | 0.29987
BART SO2 Annual-Craig C2 -v5.14 | 189 | 6098 | Rate Constraint in lbs/MMBtu | FALSE | L | Annual | Constraint Shadow Price | US2011$/Ton | 0 | 0 | 0 | 0 | 0 | 0 | 0
BART SO2 Annual-Jeffrey Energy Center 1 -v5.13 | 190 | 5877 | Rate Constraint in lbs/MMBtu | FALSE | L | Annual | Seasons Included | Seasons |  | Winter, Summer | Winter, Summer | Winter, Summer | Winter, Summer | Winter, Summer | Winter, Summer
BART SO2 Annual-Jeffrey Energy Center 1 -v5.13 | 190 | 5877 | Rate Constraint in lbs/MMBtu | FALSE | L | Annual | Standard | lb/MMBtu | 0 | 0.15 | 0.15 | 0.15 | 0.15 | 0.15 | 0.15
BART SO2 Annual-Jeffrey Energy Center 1 -v5.13 | 190 | 5877 | Rate Constraint in lbs/MMBtu | FALSE | L | Annual | Emissions at Affected Plants SO2 | Thousand Tons | 0 | 1.7668 | 1.7668 | 1.7668 | 1.6908 | 1.6908 | 1.6908
BART SO2 Annual-Jeffrey Energy Center 1 -v5.13 | 190 | 5877 | Rate Constraint in lbs/MMBtu | FALSE | L | Annual | Allowances Purchased SO2 | Thousand Tons | 0 | 0 | 0 | 0 | 0 | 0 | 0
BART SO2 Annual-Jeffrey Energy Center 1 -v5.13 | 190 | 5877 | Rate Constraint in lbs/MMBtu | FALSE | L | Annual | Allowances Sold SO2 | Thousand Tons | 0 | 0 | 0 | 0 | 0 | 0 | 0
BART SO2 Annual-Jeffrey Energy Center 1 -v5.13 | 190 | 5877 | Rate Constraint in lbs/MMBtu | FALSE | L | Annual | Allowances Banked | Thousand Tons | 0 | 0 | 0 | 0 | 0 | 0 | 0
BART SO2 Annual-Jeffrey Energy Center 1 -v5.13 | 190 | 5877 | Rate Constraint in lbs/MMBtu | FALSE | L | Annual | Allowances Withdrawn (1:1) | Thousand Tons | 0 | 0 | 0 | 0 | 0 | 0 | 0
BART SO2 Annual-Jeffrey Energy Center 1 -v5.13 | 190 | 5877 | Rate Constraint in lbs/MMBtu | FALSE | L | Annual | Allowances Withdrawn (n:1) | Thousand Tons | 0 | 0 | 0 | 0 | 0 | 0 | 0
BART SO2 Annual-Jeffrey Energy Center 1 -v5.13 | 190 | 5877 | Rate Constraint in lbs/MMBtu | FALSE | L | Annual | Net Emissions Allowance Position | Thousand Tons | 0 | 1.7668 | 1.7668 | 1.7668 | 1.6908 | 1.6908 | 1.6908
BART SO2 Annual-Jeffrey Energy Center 1 -v5.13 | 190 | 5877 | Rate Constraint in lbs/MMBtu | FALSE | L | Annual | Fuel Consumed | TBtu | 0 | 58.8929 | 58.8929 | 58.8929 | 56.3605 | 56.3605 | 56.3605
BART SO2 Annual-Jeffrey Energy Center 1 -v5.13 | 190 | 5877 | Rate Constraint in lbs/MMBtu | FALSE | L | Annual | Rate | lb/MMBtu | 0 | 0.06 | 0.06 | 0.06 | 0.06 | 0.06 | 0.06
BART SO2 Annual-Jeffrey Energy Center 1 -v5.13 | 190 | 5877 | Rate Constraint in lbs/MMBtu | FALSE | L | Annual | Generation | TWh | 0 | 5.2715 | 5.2715 | 5.2715 | 5.2715 | 5.2715 | 5.2715
BART SO2 Annual-Jeffrey Energy Center 1 -v5.13 | 190 | 5877 | Rate Constraint in lbs/MMBtu | FALSE | L | Annual | Qualifying Generation | TWh | 0 | 5.2715 | 5.2715 | 5.2715 | 5.2715 | 5.2715 | 5.2715
BART SO2 Annual-Jeffrey Energy Center 1 -v5.13 | 190 | 5877 | Rate Constraint in lbs/MMBtu | FALSE | L | Annual | Rate | lb/MWh | 0 | 0.33516 | 0.33516 | 0.33516 | 0.32075 | 0.32075 | 0.32075
BART SO2 Annual-Jeffrey Energy Center 1 -v5.13 | 190 | 5877 | Rate Constraint in lbs/MMBtu | FALSE | L | Annual | Constraint Shadow Price | US2011$/Ton | 0 | 0 | 0 | 0 | 0 | 0 | 0
BART SO2 Annual-Jeffrey Energy Center 2 -v5.13 | 191 | 5878 | Rate Constraint in lbs/MMBtu | FALSE | L | Annual | Seasons Included | Seasons |  | Winter, Summer | Winter, Summer | Winter, Summer | Winter, Summer | Winter, Summer | Winter, Summer
BART SO2 Annual-Jeffrey Energy Center 2 -v5.13 | 191 | 5878 | Rate Constraint in lbs/MMBtu | FALSE | L | Annual | Standard | lb/MMBtu | 0 | 0.15 | 0.15 | 0.15 | 0.15 | 0.15 | 0.15
BART SO2 Annual-Jeffrey Energy Center 2 -v5.13 | 191 | 5878 | Rate Constraint in lbs/MMBtu | FALSE | L | Annual | Emissions at Affected Plants SO2 | Thousand Tons | 0 | 1.7664 | 1.7664 | 1.7664 | 1.6905 | 1.6905 | 1.6905
BART SO2 Annual-Jeffrey Energy Center 2 -v5.13 | 191 | 5878 | Rate Constraint in lbs/MMBtu | FALSE | L | Annual | Allowances Purchased SO2 | Thousand Tons | 0 | 0 | 0 | 0 | 0 | 0 | 0
BART SO2 Annual-Jeffrey Energy Center 2 -v5.13 | 191 | 5878 | Rate Constraint in lbs/MMBtu | FALSE | L | Annual | Allowances Sold SO2 | Thousand Tons | 0 | 0 | 0 | 0 | 0 | 0 | 0
BART SO2 Annual-Jeffrey Energy Center 2 -v5.13 | 191 | 5878 | Rate Constraint in lbs/MMBtu | FALSE | L | Annual | Allowances Banked | Thousand Tons | 0 | 0 | 0 | 0 | 0 | 0 | 0
BART SO2 Annual-Jeffrey Energy Center 2 -v5.13 | 191 | 5878 | Rate Constraint in lbs/MMBtu | FALSE | L | Annual | Allowances Withdrawn (1:1) | Thousand Tons | 0 | 0 | 0 | 0 | 0 | 0 | 0
BART SO2 Annual-Jeffrey Energy Center 2 -v5.13 | 191 | 5878 | Rate Constraint in lbs/MMBtu | FALSE | L | Annual | Allowances Withdrawn (n:1) | Thousand Tons | 0 | 0 | 0 | 0 | 0 | 0 | 0
BART SO2 Annual-Jeffrey Energy Center 2 -v5.13 | 191 | 5878 | Rate Constraint in lbs/MMBtu | FALSE | L | Annual | Net Emissions Allowance Position | Thousand Tons | 0 | 1.7664 | 1.7664 | 1.7664 | 1.6905 | 1.6905 | 1.6905
BART SO2 Annual-Jeffrey Energy Center 2 -v5.13 | 191 | 5878 | Rate Constraint in lbs/MMBtu | FALSE | L | Annual | Fuel Consumed | TBtu | 0 | 58.8814 | 58.8814 | 58.8814 | 56.3495 | 56.3495 | 56.3495
BART SO2 Annual-Jeffrey Energy Center 2 -v5.13 | 191 | 5878 | Rate Constraint in lbs/MMBtu | FALSE | L | Annual | Rate | lb/MMBtu | 0 | 0.06 | 0.06 | 0.06 | 0.06 | 0.06 | 0.06
BART SO2 Annual-Jeffrey Energy Center 2 -v5.13 | 191 | 5878 | Rate Constraint in lbs/MMBtu | FALSE | L | Annual | Generation | TWh | 0 | 5.2861 | 5.2861 | 5.2861 | 5.2861 | 5.2861 | 5.2861
BART SO2 Annual-Jeffrey Energy Center 2 -v5.13 | 191 | 5878 | Rate Constraint in lbs/MMBtu | FALSE | L | Annual | Qualifying Generation | TWh | 0 | 5.2861 | 5.2861 | 5.2861 | 5.2861 | 5.2861 | 5.2861
BART SO2 Annual-Jeffrey Energy Center 2 -v5.13 | 191 | 5878 | Rate Constraint in lbs/MMBtu | FALSE | L | Annual | Rate | lb/MWh | 0 | 0.33417 | 0.33417 | 0.33417 | 0.3198 | 0.3198 | 0.3198
BART SO2 Annual-Jeffrey Energy Center 2 -v5.13 | 191 | 5878 | Rate Constraint in lbs/MMBtu | FALSE | L | Annual | Constraint Shadow Price | US2011$/Ton | 0 | 0 | 0 | 0 | 0 | 0 | 0
BART SO2 Annual-La Cygne 1 -v5.13 | 192 | 5879 | Rate Constraint in lbs/MMBtu | FALSE | L | Annual | Seasons Included | Seasons | Winter, Summer | Winter, Summer | Winter, Summer | Winter, Summer | Winter, Summer | Winter, Summer | Winter, Summer
BART SO2 Annual-La Cygne 1 -v5.13 | 192 | 5879 | Rate Constraint in lbs/MMBtu | FALSE | L | Annual | Standard | lb/MMBtu | 0.15 | 0.15 | 0.15 | 0.15 | 0.15 | 0.15 | 0.15
BART SO2 Annual-La Cygne 1 -v5.13 | 192 | 5879 | Rate Constraint in lbs/MMBtu | FALSE | L | Annual | Emissions at Affected Plants SO2 | Thousand Tons | 2.5902 | 2.5902 | 2.5857 | 2.4788 | 2.4788 | 2.4788 | 2.4683
BART SO2 Annual-La Cygne 1 -v5.13 | 192 | 5879 | Rate Constraint in lbs/MMBtu | FALSE | L | Annual | Allowances Purchased SO2 | Thousand Tons | 0 | 0 | 0 | 0 | 0 | 0 | 0
BART SO2 Annual-La Cygne 1 -v5.13 | 192 | 5879 | Rate Constraint in lbs/MMBtu | FALSE | L | Annual | Allowances Sold SO2 | Thousand Tons | 0 | 0 | 0 | 0 | 0 | 0 | 0
BART SO2 Annual-La Cygne 1 -v5.13 | 192 | 5879 | Rate Constraint in lbs/MMBtu | FALSE | L | Annual | Allowances Banked | Thousand Tons | 0 | 0 | 0 | 0 | 0 | 0 | 0
BART SO2 Annual-La Cygne 1 -v5.13 | 192 | 5879 | Rate Constraint in lbs/MMBtu | FALSE | L | Annual | Allowances Withdrawn (1:1) | Thousand Tons | 0 | 0 | 0 | 0 | 0 | 0 | 0
BART SO2 Annual-La Cygne 1 -v5.13 | 192 | 5879 | Rate Constraint in lbs/MMBtu | FALSE | L | Annual | Allowances Withdrawn (n:1) | Thousand Tons | 0 | 0 | 0 | 0 | 0 | 0 | 0
BART SO2 Annual-La Cygne 1 -v5.13 | 192 | 5879 | Rate Constraint in lbs/MMBtu | FALSE | L | Annual | Net Emissions Allowance Position | Thousand Tons | 2.5902 | 2.5902 | 2.5857 | 2.4788 | 2.4788 | 2.4788 | 2.4683
BART SO2 Annual-La Cygne 1 -v5.13 | 192 | 5879 | Rate Constraint in lbs/MMBtu | FALSE | L | Annual | Fuel Consumed | TBtu | 57.8657 | 57.8657 | 57.7657 | 55.3775 | 55.3775 | 55.3775 | 55.3837
BART SO2 Annual-La Cygne 1 -v5.13 | 192 | 5879 | Rate Constraint in lbs/MMBtu | FALSE | L | Annual | Rate | lb/MMBtu | 0.089524 | 0.089524 | 0.089524 | 0.089524 | 0.089524 | 0.089524 | 0.089133
BART SO2 Annual-La Cygne 1 -v5.13 | 192 | 5879 | Rate Constraint in lbs/MMBtu | FALSE | L | Annual | Generation | TWh | 5.3663 | 5.3663 | 5.357 | 5.3663 | 5.3663 | 5.3663 | 5.3663
BART SO2 Annual-La Cygne 1 -v5.13 | 192 | 5879 | Rate Constraint in lbs/MMBtu | FALSE | L | Annual | Qualifying Generation | TWh | 5.3663 | 5.3663 | 5.357 | 5.3663 | 5.3663 | 5.3663 | 5.3663
BART SO2 Annual-La Cygne 1 -v5.13 | 192 | 5879 | Rate Constraint in lbs/MMBtu | FALSE | L | Annual | Rate | lb/MWh | 0.48268 | 0.48268 | 0.48268 | 0.46192 | 0.46192 | 0.46192 | 0.45996
BART SO2 Annual-La Cygne 1 -v5.13 | 192 | 5879 | Rate Constraint in lbs/MMBtu | FALSE | L | Annual | Constraint Shadow Price | US2011$/Ton | 0 | 0 | 0 | 0 | 0 | 0 | 0
BART SO2 Annual-La Cygne 2 -v5.13 | 193 | 5880 | Rate Constraint in lbs/MMBtu | FALSE | L | Annual | Seasons Included | Seasons |  | Winter, Summer | Winter, Summer | Winter, Summer | Winter, Summer | Winter, Summer | Winter, Summer
BART SO2 Annual-La Cygne 2 -v5.13 | 193 | 5880 | Rate Constraint in lbs/MMBtu | FALSE | L | Annual | Standard | lb/MMBtu | 0 | 0.15 | 0.15 | 0.15 | 0.15 | 0.15 | 0.15
BART SO2 Annual-La Cygne 2 -v5.13 | 193 | 5880 | Rate Constraint in lbs/MMBtu | FALSE | L | Annual | Emissions at Affected Plants SO2 | Thousand Tons | 0 | 1.4572 | 1.4547 | 1.3945 | 1.3945 | 1.3945 | 1.3945
BART SO2 Annual-La Cygne 2 -v5.13 | 193 | 5880 | Rate Constraint in lbs/MMBtu | FALSE | L | Annual | Allowances Purchased SO2 | Thousand Tons | 0 | 0 | 0 | 0 | 0 | 0 | 0
BART SO2 Annual-La Cygne 2 -v5.13 | 193 | 5880 | Rate Constraint in lbs/MMBtu | FALSE | L | Annual | Allowances Sold SO2 | Thousand Tons | 0 | 0 | 0 | 0 | 0 | 0 | 0
BART SO2 Annual-La Cygne 2 -v5.13 | 193 | 5880 | Rate Constraint in lbs/MMBtu | FALSE | L | Annual | Allowances Banked | Thousand Tons | 0 | 0 | 0 | 0 | 0 | 0 | 0
BART SO2 Annual-La Cygne 2 -v5.13 | 193 | 5880 | Rate Constraint in lbs/MMBtu | FALSE | L | Annual | Allowances Withdrawn (1:1) | Thousand Tons | 0 | 0 | 0 | 0 | 0 | 0 | 0
BART SO2 Annual-La Cygne 2 -v5.13 | 193 | 5880 | Rate Constraint in lbs/MMBtu | FALSE | L | Annual | Allowances Withdrawn (n:1) | Thousand Tons | 0 | 0 | 0 | 0 | 0 | 0 | 0
BART SO2 Annual-La Cygne 2 -v5.13 | 193 | 5880 | Rate Constraint in lbs/MMBtu | FALSE | L | Annual | Net Emissions Allowance Position | Thousand Tons | 0 | 1.4572 | 1.4547 | 1.3945 | 1.3945 | 1.3945 | 1.3945
BART SO2 Annual-La Cygne 2 -v5.13 | 193 | 5880 | Rate Constraint in lbs/MMBtu | FALSE | L | Annual | Fuel Consumed | TBtu | 0 | 51.0022 | 50.914 | 48.8091 | 48.8091 | 48.8091 | 48.8253
BART SO2 Annual-La Cygne 2 -v5.13 | 193 | 5880 | Rate Constraint in lbs/MMBtu | FALSE | L | Annual | Rate | lb/MMBtu | 0 | 0.057143 | 0.057143 | 0.057143 | 0.057143 | 0.057143 | 0.057124
BART SO2 Annual-La Cygne 2 -v5.13 | 193 | 5880 | Rate Constraint in lbs/MMBtu | FALSE | L | Annual | Generation | TWh | 0 | 4.9725 | 4.9639 | 4.9725 | 4.9725 | 4.9725 | 4.9725
BART SO2 Annual-La Cygne 2 -v5.13 | 193 | 5880 | Rate Constraint in lbs/MMBtu | FALSE | L | Annual | Qualifying Generation | TWh | 0 | 4.9725 | 4.9639 | 4.9725 | 4.9725 | 4.9725 | 4.9725
BART SO2 Annual-La Cygne 2 -v5.13 | 193 | 5880 | Rate Constraint in lbs/MMBtu | FALSE | L | Annual | Rate | lb/MWh | 0 | 0.29305 | 0.29305 | 0.28045 | 0.28045 | 0.28045 | 0.28045
BART SO2 Annual-La Cygne 2 -v5.13 | 193 | 5880 | Rate Constraint in lbs/MMBtu | FALSE | L | Annual | Constraint Shadow Price | US2011$/Ton | 0 | 0 | 0 | 0 | 0 | 0 | 0
BART SO2 Annual-Lawrence 4 -v5.14 | 194 | 6092 | Rate Constraint in lbs/MMBtu | FALSE | L | Annual | Seasons Included | Seasons | Winter, Summer | Winter, Summer | Winter, Summer | Winter, Summer | Winter, Summer | Winter, Summer | Winter, Summer
BART SO2 Annual-Lawrence 4 -v5.14 | 194 | 6092 | Rate Constraint in lbs/MMBtu | FALSE | L | Annual | Standard | lb/MMBtu | 0.15 | 0.15 | 0.15 | 0.15 | 0.15 | 0.15 | 0.15
BART SO2 Annual-Lawrence 4 -v5.14 | 194 | 6092 | Rate Constraint in lbs/MMBtu | FALSE | L | Annual | Emissions at Affected Plants SO2 | Thousand Tons | 0.24923 | 0.26375 | 0.26375 | 0.25241 | 0.23852 | 0.25241 | 0.25241
BART SO2 Annual-Lawrence 4 -v5.14 | 194 | 6092 | Rate Constraint in lbs/MMBtu | FALSE | L | Annual | Allowances Purchased SO2 | Thousand Tons | 0 | 0 | 0 | 0 | 0 | 0 | 0
BART SO2 Annual-Lawrence 4 -v5.14 | 194 | 6092 | Rate Constraint in lbs/MMBtu | FALSE | L | Annual | Allowances Sold SO2 | Thousand Tons | 0 | 0 | 0 | 0 | 0 | 0 | 0
BART SO2 Annual-Lawrence 4 -v5.14 | 194 | 6092 | Rate Constraint in lbs/MMBtu | FALSE | L | Annual | Allowances Banked | Thousand Tons | 0 | 0 | 0 | 0 | 0 | 0 | 0
BART SO2 Annual-Lawrence 4 -v5.14 | 194 | 6092 | Rate Constraint in lbs/MMBtu | FALSE | L | Annual | Allowances Withdrawn (1:1) | Thousand Tons | 0 | 0 | 0 | 0 | 0 | 0 | 0
BART SO2 Annual-Lawrence 4 -v5.14 | 194 | 6092 | Rate Constraint in lbs/MMBtu | FALSE | L | Annual | Allowances Withdrawn (n:1) | Thousand Tons | 0 | 0 | 0 | 0 | 0 | 0 | 0
BART SO2 Annual-Lawrence 4 -v5.14 | 194 | 6092 | Rate Constraint in lbs/MMBtu | FALSE | L | Annual | Net Emissions Allowance Position | Thousand Tons | 0.24923 | 0.26375 | 0.26375 | 0.25241 | 0.23852 | 0.25241 | 0.25241
BART SO2 Annual-Lawrence 4 -v5.14 | 194 | 6092 | Rate Constraint in lbs/MMBtu | FALSE | L | Annual | Fuel Consumed | TBtu | 8.7231 | 9.2312 | 9.2312 | 8.8342 | 8.348 | 8.8421 | 8.8421
BART SO2 Annual-Lawrence 4 -v5.14 | 194 | 6092 | Rate Constraint in lbs/MMBtu | FALSE | L | Annual | Rate | lb/MMBtu | 0.057143 | 0.057143 | 0.057143 | 0.057143 | 0.057143 | 0.057092 | 0.057092
BART SO2 Annual-Lawrence 4 -v5.14 | 194 | 6092 | Rate Constraint in lbs/MMBtu | FALSE | L | Annual | Generation | TWh | 0.75979 | 0.80404 | 0.80404 | 0.80404 | 0.75979 | 0.80404 | 0.80404
BART SO2 Annual-Lawrence 4 -v5.14 | 194 | 6092 | Rate Constraint in lbs/MMBtu | FALSE | L | Annual | Qualifying Generation | TWh | 0.75979 | 0.80404 | 0.80404 | 0.80404 | 0.75979 | 0.80404 | 0.80404
BART SO2 Annual-Lawrence 4 -v5.14 | 194 | 6092 | Rate Constraint in lbs/MMBtu | FALSE | L | Annual | Rate | lb/MWh | 0.32803 | 0.32803 | 0.32803 | 0.31392 | 0.31392 | 0.31392 | 0.31392
BART SO2 Annual-Lawrence 4 -v5.14 | 194 | 6092 | Rate Constraint in lbs/MMBtu | FALSE | L | Annual | Constraint Shadow Price | US2011$/Ton | 0 | 0 | 0 | 0 | 0 | 0 | 0
BART SO2 Annual-Lawrence 5 -v5.14 | 195 | 6093 | Rate Constraint in lbs/MMBtu | FALSE | L | Annual | Seasons Included | Seasons | Winter, Summer | Winter, Summer | Winter, Summer | Winter, Summer | Winter, Summer | Winter, Summer | Winter, Summer
BART SO2 Annual-Lawrence 5 -v5.14 | 195 | 6093 | Rate Constraint in lbs/MMBtu | FALSE | L | Annual | Standard | lb/MMBtu | 0.15 | 0.15 | 0.15 | 0.15 | 0.15 | 0.15 | 0.15
BART SO2 Annual-Lawrence 5 -v5.14 | 195 | 6093 | Rate Constraint in lbs/MMBtu | FALSE | L | Annual | Emissions at Affected Plants SO2 | Thousand Tons | 0.85007 | 0.85007 | 0.85007 | 0.81351 | 0.81329 | 0.81351 | 0.81351
BART SO2 Annual-Lawrence 5 -v5.14 | 195 | 6093 | Rate Constraint in lbs/MMBtu | FALSE | L | Annual | Allowances Purchased SO2 | Thousand Tons | 0 | 0 | 0 | 0 | 0 | 0 | 0
BART SO2 Annual-Lawrence 5 -v5.14 | 195 | 6093 | Rate Constraint in lbs/MMBtu | FALSE | L | Annual | Allowances Sold SO2 | Thousand Tons | 0 | 0 | 0 | 0 | 0 | 0 | 0
BART SO2 Annual-Lawrence 5 -v5.14 | 195 | 6093 | Rate Constraint in lbs/MMBtu | FALSE | L | Annual | Allowances Banked | Thousand Tons | 0 | 0 | 0 | 0 | 0 | 0 | 0
BART SO2 Annual-Lawrence 5 -v5.14 | 195 | 6093 | Rate Constraint in lbs/MMBtu | FALSE | L | Annual | Allowances Withdrawn (1:1) | Thousand Tons | 0 | 0 | 0 | 0 | 0 | 0 | 0
BART SO2 Annual-Lawrence 5 -v5.14 | 195 | 6093 | Rate Constraint in lbs/MMBtu | FALSE | L | Annual | Allowances Withdrawn (n:1) | Thousand Tons | 0 | 0 | 0 | 0 | 0 | 0 | 0
BART SO2 Annual-Lawrence 5 -v5.14 | 195 | 6093 | Rate Constraint in lbs/MMBtu | FALSE | L | Annual | Net Emissions Allowance Position | Thousand Tons | 0.85007 | 0.85007 | 0.85007 | 0.81351 | 0.81329 | 0.81351 | 0.81351
BART SO2 Annual-Lawrence 5 -v5.14 | 195 | 6093 | Rate Constraint in lbs/MMBtu | FALSE | L | Annual | Fuel Consumed | TBtu | 29.7523 | 29.7523 | 29.7523 | 28.4729 | 28.4651 | 28.4984 | 28.4984
BART SO2 Annual-Lawrence 5 -v5.14 | 195 | 6093 | Rate Constraint in lbs/MMBtu | FALSE | L | Annual | Rate | lb/MMBtu | 0.057143 | 0.057143 | 0.057143 | 0.057143 | 0.057143 | 0.057092 | 0.057092
BART SO2 Annual-Lawrence 5 -v5.14 | 195 | 6093 | Rate Constraint in lbs/MMBtu | FALSE | L | Annual | Generation | TWh | 2.7434 | 2.7434 | 2.7434 | 2.7434 | 2.7427 | 2.7434 | 2.7434
BART SO2 Annual-Lawrence 5 -v5.14 | 195 | 6093 | Rate Constraint in lbs/MMBtu | FALSE | L | Annual | Qualifying Generation | TWh | 2.7434 | 2.7434 | 2.7434 | 2.7434 | 2.7427 | 2.7434 | 2.7434
BART SO2 Annual-Lawrence 5 -v5.14 | 195 | 6093 | Rate Constraint in lbs/MMBtu | FALSE | L | Annual | Rate | lb/MWh | 0.30986 | 0.30986 | 0.30986 | 0.29653 | 0.29653 | 0.29653 | 0.29653
BART SO2 Annual-Lawrence 5 -v5.14 | 195 | 6093 | Rate Constraint in lbs/MMBtu | FALSE | L | Annual | Constraint Shadow Price | US2011$/Ton | 0 | 0 | 0 | 0 | 0 | 0 | 0
BART SO2 Annual-Leland Olds 1 -v5.13 | 196 | 5883 | Rate Constraint in lbs/MMBtu | FALSE | L | Annual | Seasons Included | Seasons |  | Winter, Summer | Winter, Summer | Winter, Summer | Winter, Summer | Winter, Summer | Winter, Summer
BART SO2 Annual-Leland Olds 1 -v5.13 | 196 | 5883 | Rate Constraint in lbs/MMBtu | FALSE | L | Annual | Standard | lb/MMBtu | 0 | 0.15 | 0.15 | 0.15 | 0.15 | 0.15 | 0.15
BART SO2 Annual-Leland Olds 1 -v5.13 | 196 | 5883 | Rate Constraint in lbs/MMBtu | FALSE | L | Annual | Emissions at Affected Plants SO2 | Thousand Tons | 0 | 0.54716 | 0.54716 | 0.54716 | 0.52364 | 0.52364 | 0.52364
BART SO2 Annual-Leland Olds 1 -v5.13 | 196 | 5883 | Rate Constraint in lbs/MMBtu | FALSE | L | Annual | Allowances Purchased SO2 | Thousand Tons | 0 | 0 | 0 | 0 | 0 | 0 | 0
BART SO2 Annual-Leland Olds 1 -v5.13 | 196 | 5883 | Rate Constraint in lbs/MMBtu | FALSE | L | Annual | Allowances Sold SO2 | Thousand Tons | 0 | 0 | 0 | 0 | 0 | 0 | 0
BART SO2 Annual-Leland Olds 1 -v5.13 | 196 | 5883 | Rate Constraint in lbs/MMBtu | FALSE | L | Annual | Allowances Banked | Thousand Tons | 0 | 0 | 0 | 0 | 0 | 0 | 0
BART SO2 Annual-Leland Olds 1 -v5.13 | 196 | 5883 | Rate Constraint in lbs/MMBtu | FALSE | L | Annual | Allowances Withdrawn (1:1) | Thousand Tons | 0 | 0 | 0 | 0 | 0 | 0 | 0
BART SO2 Annual-Leland Olds 1 -v5.13 | 196 | 5883 | Rate Constraint in lbs/MMBtu | FALSE | L | Annual | Allowances Withdrawn (n:1) | Thousand Tons | 0 | 0 | 0 | 0 | 0 | 0 | 0
BART SO2 Annual-Leland Olds 1 -v5.13 | 196 | 5883 | Rate Constraint in lbs/MMBtu | FALSE | L | Annual | Net Emissions Allowance Position | Thousand Tons | 0 | 0.54716 | 0.54716 | 0.54716 | 0.52364 | 0.52364 | 0.52364
BART SO2 Annual-Leland Olds 1 -v5.13 | 196 | 5883 | Rate Constraint in lbs/MMBtu | FALSE | L | Annual | Fuel Consumed | TBtu | 0 | 18.2388 | 18.2388 | 18.2388 | 17.4545 | 17.4545 | 17.4545
BART SO2 Annual-Leland Olds 1 -v5.13 | 196 | 5883 | Rate Constraint in lbs/MMBtu | FALSE | L | Annual | Rate | lb/MMBtu | 0 | 0.06 | 0.06 | 0.06 | 0.06 | 0.06 | 0.06
BART SO2 Annual-Leland Olds 1 -v5.13 | 196 | 5883 | Rate Constraint in lbs/MMBtu | FALSE | L | Annual | Generation | TWh | 0 | 1.6034 | 1.6034 | 1.6034 | 1.6034 | 1.6034 | 1.6034
BART SO2 Annual-Leland Olds 1 -v5.13 | 196 | 5883 | Rate Constraint in lbs/MMBtu | FALSE | L | Annual | Qualifying Generation | TWh | 0 | 1.6034 | 1.6034 | 1.6034 | 1.6034 | 1.6034 | 1.6034
BART SO2 Annual-Leland Olds 1 -v5.13 | 196 | 5883 | Rate Constraint in lbs/MMBtu | FALSE | L | Annual | Rate | lb/MWh | 0 | 0.34124 | 0.34124 | 0.34124 | 0.32657 | 0.32657 | 0.32657
BART SO2 Annual-Leland Olds 1 -v5.13 | 196 | 5883 | Rate Constraint in lbs/MMBtu | FALSE | L | Annual | Constraint Shadow Price | US2011$/Ton | 0 | 0 | 0 | 0 | 0 | 0 | 0
BART SO2 Annual-Leland Olds 2 -v5.13 | 197 | 5884 | Rate Constraint in lbs/MMBtu | FALSE | L | Annual | Seasons Included | Seasons |  | Winter, Summer | Winter, Summer | Winter, Summer | Winter, Summer | Winter, Summer | Winter, Summer
BART SO2 Annual-Leland Olds 2 -v5.13 | 197 | 5884 | Rate Constraint in lbs/MMBtu | FALSE | L | Annual | Standard | lb/MMBtu | 0 | 0.15 | 0.15 | 0.15 | 0.15 | 0.15 | 0.15
BART SO2 Annual-Leland Olds 2 -v5.13 | 197 | 5884 | Rate Constraint in lbs/MMBtu | FALSE | L | Annual | Emissions at Affected Plants SO2 | Thousand Tons | 0 | 1.0908 | 1.0908 | 1.0908 | 1.0439 | 1.0439 | 1.0439
BART SO2 Annual-Leland Olds 2 -v5.13 | 197 | 5884 | Rate Constraint in lbs/MMBtu | FALSE | L | Annual | Allowances Purchased SO2 | Thousand Tons | 0 | 0 | 0 | 0 | 0 | 0 | 0
BART SO2 Annual-Leland Olds 2 -v5.13 | 197 | 5884 | Rate Constraint in lbs/MMBtu | FALSE | L | Annual | Allowances Sold SO2 | Thousand Tons | 0 | 0 | 0 | 0 | 0 | 0 | 0
BART SO2 Annual-Leland Olds 2 -v5.13 | 197 | 5884 | Rate Constraint in lbs/MMBtu | FALSE | L | Annual | Allowances Banked | Thousand Tons | 0 | 0 | 0 | 0 | 0 | 0 | 0
BART SO2 Annual-Leland Olds 2 -v5.13 | 197 | 5884 | Rate Constraint in lbs/MMBtu | FALSE | L | Annual | Allowances Withdrawn (1:1) | Thousand Tons | 0 | 0 | 0 | 0 | 0 | 0 | 0
BART SO2 Annual-Leland Olds 2 -v5.13 | 197 | 5884 | Rate Constraint in lbs/MMBtu | FALSE | L | Annual | Allowances Withdrawn (n:1) | Thousand Tons | 0 | 0 | 0 | 0 | 0 | 0 | 0
BART SO2 Annual-Leland Olds 2 -v5.13 | 197 | 5884 | Rate Constraint in lbs/MMBtu | FALSE | L | Annual | Net Emissions Allowance Position | Thousand Tons | 0 | 1.0908 | 1.0908 | 1.0908 | 1.0439 | 1.0439 | 1.0439
BART SO2 Annual-Leland Olds 2 -v5.13 | 197 | 5884 | Rate Constraint in lbs/MMBtu | FALSE | L | Annual | Fuel Consumed | TBtu | 0 | 36.3585 | 36.3585 | 36.3585 | 34.795 | 34.795 | 34.795
BART SO2 Annual-Leland Olds 2 -v5.13 | 197 | 5884 | Rate Constraint in lbs/MMBtu | FALSE | L | Annual | Rate | lb/MMBtu | 0 | 0.06 | 0.06 | 0.06 | 0.06 | 0.06 | 0.06
BART SO2 Annual-Leland Olds 2 -v5.13 | 197 | 5884 | Rate Constraint in lbs/MMBtu | FALSE | L | Annual | Generation | TWh | 0 | 3.2141 | 3.2141 | 3.2141 | 3.2141 | 3.2141 | 3.2141
BART SO2 Annual-Leland Olds 2 -v5.13 | 197 | 5884 | Rate Constraint in lbs/MMBtu | FALSE | L | Annual | Qualifying Generation | TWh | 0 | 3.2141 | 3.2141 | 3.2141 | 3.2141 | 3.2141 | 3.2141
BART SO2 Annual-Leland Olds 2 -v5.13 | 197 | 5884 | Rate Constraint in lbs/MMBtu | FALSE | L | Annual | Rate | lb/MWh | 0 | 0.33936 | 0.33936 | 0.33936 | 0.32477 | 0.32477 | 0.32477
BART SO2 Annual-Leland Olds 2 -v5.13 | 197 | 5884 | Rate Constraint in lbs/MMBtu | FALSE | L | Annual | Constraint Shadow Price | US2011$/Ton | 0 | 0 | 0 | 0 | 0 | 0 | 0
BART SO2 Annual-Milton R Young B1 -v5.13 | 198 | 5885 | Rate Constraint in lbs/MMBtu | FALSE | L | Annual | Seasons Included | Seasons |  | Winter, Summer | Winter, Summer | Winter, Summer | Winter, Summer | Winter, Summer | Winter, Summer
BART SO2 Annual-Milton R Young B1 -v5.13 | 198 | 5885 | Rate Constraint in lbs/MMBtu | FALSE | L | Annual | Standard | lb/MMBtu | 0 | 0.15 | 0.15 | 0.15 | 0.15 | 0.15 | 0.15
BART SO2 Annual-Milton R Young B1 -v5.13 | 198 | 5885 | Rate Constraint in lbs/MMBtu | FALSE | L | Annual | Emissions at Affected Plants SO2 | Thousand Tons | 0 | 0 | 0 | 0 | 0 | 0 | 0
BART SO2 Annual-Milton R Young B1 -v5.13 | 198 | 5885 | Rate Constraint in lbs/MMBtu | FALSE | L | Annual | Allowances Purchased SO2 | Thousand Tons | 0 | 0 | 0 | 0 | 0 | 0 | 0
BART SO2 Annual-Milton R Young B1 -v5.13 | 198 | 5885 | Rate Constraint in lbs/MMBtu | FALSE | L | Annual | Allowances Sold SO2 | Thousand Tons | 0 | 0 | 0 | 0 | 0 | 0 | 0
BART SO2 Annual-Milton R Young B1 -v5.13 | 198 | 5885 | Rate Constraint in lbs/MMBtu | FALSE | L | Annual | Allowances Banked | Thousand Tons | 0 | 0 | 0 | 0 | 0 | 0 | 0
BART SO2 Annual-Milton R Young B1 -v5.13 | 198 | 5885 | Rate Constraint in lbs/MMBtu | FALSE | L | Annual | Allowances Withdrawn (1:1) | Thousand Tons | 0 | 0 | 0 | 0 | 0 | 0 | 0
BART SO2 Annual-Milton R Young B1 -v5.13 | 198 | 5885 | Rate Constraint in lbs/MMBtu | FALSE | L | Annual | Allowances Withdrawn (n:1) | Thousand Tons | 0 | 0 | 0 | 0 | 0 | 0 | 0
BART SO2 Annual-Milton R Young B1 -v5.13 | 198 | 5885 | Rate Constraint in lbs/MMBtu | FALSE | L | Annual | Net Emissions Allowance Position | Thousand Tons | 0 | 0 | 0 | 0 | 0 | 0 | 0
BART SO2 Annual-Milton R Young B1 -v5.13 | 198 | 5885 | Rate Constraint in lbs/MMBtu | FALSE | L | Annual | Fuel Consumed | TBtu | 0 | 0 | 0 | 0 | 0 | 0 | 0
BART SO2 Annual-Milton R Young B1 -v5.13 | 198 | 5885 | Rate Constraint in lbs/MMBtu | FALSE | L | Annual | Rate | lb/MMBtu | 0 | 0 | 0 | 0 | 0 | 0 | 0
BART SO2 Annual-Milton R Young B1 -v5.13 | 198 | 5885 | Rate Constraint in lbs/MMBtu | FALSE | L | Annual | Generation | TWh | 0 | 0 | 0 | 0 | 0 | 0 | 0
BART SO2 Annual-Milton R Young B1 -v5.13 | 198 | 5885 | Rate Constraint in lbs/MMBtu | FALSE | L | Annual | Qualifying Generation | TWh | 0 | 0 | 0 | 0 | 0 | 0 | 0
BART SO2 Annual-Milton R Young B1 -v5.13 | 198 | 5885 | Rate Constraint in lbs/MMBtu | FALSE | L | Annual | Rate | lb/MWh | 0 | 0 | 0 | 0 | 0 | 0 | 0
BART SO2 Annual-Milton R Young B1 -v5.13 | 198 | 5885 | Rate Constraint in lbs/MMBtu | FALSE | L | Annual | Constraint Shadow Price | US2011$/Ton | 0 | 0 | 0 | 0 | 0 | 0 | 0
BART SO2 Annual-Milton R Young B2 -v5.13 | 199 | 5886 | Rate Constraint in lbs/MMBtu | FALSE | L | Annual | Seasons Included | Seasons |  | Winter, Summer | Winter, Summer | Winter, Summer | Winter, Summer | Winter, Summer | Winter, Summer
BART SO2 Annual-Milton R Young B2 -v5.13 | 199 | 5886 | Rate Constraint in lbs/MMBtu | FALSE | L | Annual | Standard | lb/MMBtu | 0 | 0.15 | 0.15 | 0.15 | 0.15 | 0.15 | 0.15
BART SO2 Annual-Milton R Young B2 -v5.13 | 199 | 5886 | Rate Constraint in lbs/MMBtu | FALSE | L | Annual | Emissions at Affected Plants SO2 | Thousand Tons | 0 | 2.0709 | 2.0074 | 2.0282 | 1.2401 | 2.0282 | 2.0282
BART SO2 Annual-Milton R Young B2 -v5.13 | 199 | 5886 | Rate Constraint in lbs/MMBtu | FALSE | L | Annual | Allowances Purchased SO2 | Thousand Tons | 0 | 0 | 0 | 0 | 0 | 0 | 0
BART SO2 Annual-Milton R Young B2 -v5.13 | 199 | 5886 | Rate Constraint in lbs/MMBtu | FALSE | L | Annual | Allowances Sold SO2 | Thousand Tons | 0 | 0 | 0 | 0 | 0 | 0 | 0
BART SO2 Annual-Milton R Young B2 -v5.13 | 199 | 5886 | Rate Constraint in lbs/MMBtu | FALSE | L | Annual | Allowances Banked | Thousand Tons | 0 | 0 | 0 | 0 | 0 | 0 | 0
BART SO2 Annual-Milton R Young B2 -v5.13 | 199 | 5886 | Rate Constraint in lbs/MMBtu | FALSE | L | Annual | Allowances Withdrawn (1:1) | Thousand Tons | 0 | 0 | 0 | 0 | 0 | 0 | 0
BART SO2 Annual-Milton R Young B2 -v5.13 | 199 | 5886 | Rate Constraint in lbs/MMBtu | FALSE | L | Annual | Allowances Withdrawn (n:1) | Thousand Tons | 0 | 0 | 0 | 0 | 0 | 0 | 0
BART SO2 Annual-Milton R Young B2 -v5.13 | 199 | 5886 | Rate Constraint in lbs/MMBtu | FALSE | L | Annual | Net Emissions Allowance Position | Thousand Tons | 0 | 2.0709 | 2.0074 | 2.0282 | 1.2401 | 2.0282 | 2.0282
BART SO2 Annual-Milton R Young B2 -v5.13 | 199 | 5886 | Rate Constraint in lbs/MMBtu | FALSE | L | Annual | Fuel Consumed | TBtu | 0 | 36.4918 | 35.373 | 35.7385 | 21.8523 | 35.7385 | 35.7385
BART SO2 Annual-Milton R Young B2 -v5.13 | 199 | 5886 | Rate Constraint in lbs/MMBtu | FALSE | L | Annual | Rate | lb/MMBtu | 0 | 0.1135 | 0.1135 | 0.1135 | 0.1135 | 0.1135 | 0.1135
BART SO2 Annual-Milton R Young B2 -v5.13 | 199 | 5886 | Rate Constraint in lbs/MMBtu | FALSE | L | Annual | Generation | TWh | 0 | 3.2902 | 3.1893 | 3.3581 | 2.0566 | 3.3581 | 3.3581
BART SO2 Annual-Milton R Young B2 -v5.13 | 199 | 5886 | Rate Constraint in lbs/MMBtu | FALSE | L | Annual | Qualifying Generation | TWh | 0 | 3.2902 | 3.1893 | 3.3581 | 2.0566 | 3.3581 | 3.3581
BART SO2 Annual-Milton R Young B2 -v5.13 | 199 | 5886 | Rate Constraint in lbs/MMBtu | FALSE | L | Annual | Rate | lb/MWh | 0 | 0.62942 | 0.62942 | 0.60397 | 0.603 | 0.60397 | 0.60397
BART SO2 Annual-Milton R Young B2 -v5.13 | 199 | 5886 | Rate Constraint in lbs/MMBtu | FALSE | L | Annual | Constraint Shadow Price | US2011$/Ton | 0 | 0 | 0 | 0 | 0 | 0 | 0
BART SO2 Annual-Muskogee 4 -v5.13 | 200 | 5888 | Rate Constraint in lbs/MMBtu | FALSE | L | Annual | Seasons Included | Seasons |  | Winter, Summer | Winter, Summer | Winter, Summer | Winter, Summer | Winter, Summer | Winter, Summer
BART SO2 Annual-Muskogee 4 -v5.13 | 200 | 5888 | Rate Constraint in lbs/MMBtu | FALSE | L | Annual | Standard | lb/MMBtu | 0 | 0.06 | 0.06 | 0.06 | 0.06 | 0.06 | 0.06
BART SO2 Annual-Muskogee 4 -v5.13 | 200 | 5888 | Rate Constraint in lbs/MMBtu | FALSE | L | Annual | Emissions at Affected Plants SO2 | Thousand Tons | 0 | 0 | 0 | 0 | 0 | 0 | 0
BART SO2 Annual-Muskogee 4 -v5.13 | 200 | 5888 | Rate Constraint in lbs/MMBtu | FALSE | L | Annual | Allowances Purchased SO2 | Thousand Tons | 0 | 0 | 0 | 0 | 0 | 0 | 0
BART SO2 Annual-Muskogee 4 -v5.13 | 200 | 5888 | Rate Constraint in lbs/MMBtu | FALSE | L | Annual | Allowances Sold SO2 | Thousand Tons | 0 | 0 | 0 | 0 | 0 | 0 | 0
BART SO2 Annual-Muskogee 4 -v5.13 | 200 | 5888 | Rate Constraint in lbs/MMBtu | FALSE | L | Annual | Allowances Banked | Thousand Tons | 0 | 0 | 0 | 0 | 0 | 0 | 0
BART SO2 Annual-Muskogee 4 -v5.13 | 200 | 5888 | Rate Constraint in lbs/MMBtu | FALSE | L | Annual | Allowances Withdrawn (1:1) | Thousand Tons | 0 | 0 | 0 | 0 | 0 | 0 | 0
BART SO2 Annual-Muskogee 4 -v5.13 | 200 | 5888 | Rate Constraint in lbs/MMBtu | FALSE | L | Annual | Allowances Withdrawn (n:1) | Thousand Tons | 0 | 0 | 0 | 0 | 0 | 0 | 0
BART SO2 Annual-Muskogee 4 -v5.13 | 200 | 5888 | Rate Constraint in lbs/MMBtu | FALSE | L | Annual | Net Emissions Allowance Position | Thousand Tons | 0 | 0 | 0 | 0 | 0 | 0 | 0
BART SO2 Annual-Muskogee 4 -v5.13 | 200 | 5888 | Rate Constraint in lbs/MMBtu | FALSE | L | Annual | Fuel Consumed | TBtu | 0 | 0 | 0 | 0 | 0 | 0 | 0
BART SO2 Annual-Muskogee 4 -v5.13 | 200 | 5888 | Rate Constraint in lbs/MMBtu | FALSE | L | Annual | Rate | lb/MMBtu | 0 | 0 | 0 | 0 | 0 | 0 | 0
BART SO2 Annual-Muskogee 4 -v5.13 | 200 | 5888 | Rate Constraint in lbs/MMBtu | FALSE | L | Annual | Generation | TWh | 0 | 0 | 0 | 0 | 0 | 0 | 0
BART SO2 Annual-Muskogee 4 -v5.13 | 200 | 5888 | Rate Constraint in lbs/MMBtu | FALSE | L | Annual | Qualifying Generation | TWh | 0 | 0 | 0 | 0 | 0 | 0 | 0
BART SO2 Annual-Muskogee 4 -v5.13 | 200 | 5888 | Rate Constraint in lbs/MMBtu | FALSE | L | Annual | Rate | lb/MWh | 0 | 0 | 0 | 0 | 0 | 0 | 0
BART SO2 Annual-Muskogee 4 -v5.13 | 200 | 5888 | Rate Constraint in lbs/MMBtu | FALSE | L | Annual | Constraint Shadow Price | US2011$/Ton | 0 | 54224.3547 | 89138.5254 | 72111.1062 | 73136.0372 | 89005.19 | 97548.2305
BART SO2 Annual-Muskogee 5 -v5.13 | 201 | 5889 | Rate Constraint in lbs/MMBtu | FALSE | L | Annual | Seasons Included | Seasons |  | Winter, Summer | Winter, Summer | Winter, Summer | Winter, Summer | Winter, Summer | Winter, Summer
BART SO2 Annual-Muskogee 5 -v5.13 | 201 | 5889 | Rate Constraint in lbs/MMBtu | FALSE | L | Annual | Standard | lb/MMBtu | 0 | 0.06 | 0.06 | 0.06 | 0.06 | 0.06 | 0.06
BART SO2 Annual-Muskogee 5 -v5.13 | 201 | 5889 | Rate Constraint in lbs/MMBtu | FALSE | L | Annual | Emissions at Affected Plants SO2 | Thousand Tons | 0 | 0 | 0 | 0 | 0 | 0 | 0
BART SO2 Annual-Muskogee 5 -v5.13 | 201 | 5889 | Rate Constraint in lbs/MMBtu | FALSE | L | Annual | Allowances Purchased SO2 | Thousand Tons | 0 | 0 | 0 | 0 | 0 | 0 | 0
BART SO2 Annual-Muskogee 5 -v5.13 | 201 | 5889 | Rate Constraint in lbs/MMBtu | FALSE | L | Annual | Allowances Sold SO2 | Thousand Tons | 0 | 0 | 0 | 0 | 0 | 0 | 0
BART SO2 Annual-Muskogee 5 -v5.13 | 201 | 5889 | Rate Constraint in lbs/MMBtu | FALSE | L | Annual | Allowances Banked | Thousand Tons | 0 | 0 | 0 | 0 | 0 | 0 | 0
BART SO2 Annual-Muskogee 5 -v5.13 | 201 | 5889 | Rate Constraint in lbs/MMBtu | FALSE | L | Annual | Allowances Withdrawn (1:1) | Thousand Tons | 0 | 0 | 0 | 0 | 0 | 0 | 0
BART SO2 Annual-Muskogee 5 -v5.13 | 201 | 5889 | Rate Constraint in lbs/MMBtu | FALSE | L | Annual | Allowances Withdrawn (n:1) | Thousand Tons | 0 | 0 | 0 | 0 | 0 | 0 | 0
BART SO2 Annual-Muskogee 5 -v5.13 | 201 | 5889 | Rate Constraint in lbs/MMBtu | FALSE | L | Annual | Net Emissions Allowance Position | Thousand Tons | 0 | 0 | 0 | 0 | 0 | 0 | 0
BART SO2 Annual-Muskogee 5 -v5.13 | 201 | 5889 | Rate Constraint in lbs/MMBtu | FALSE | L | Annual | Fuel Consumed | TBtu | 0 | 0 | 0 | 0 | 0 | 0 | 0
BART SO2 Annual-Muskogee 5 -v5.13 | 201 | 5889 | Rate Constraint in lbs/MMBtu | FALSE | L | Annual | Rate | lb/MMBtu | 0 | 0 | 0 | 0 | 0 | 0 | 0
BART SO2 Annual-Muskogee 5 -v5.13 | 201 | 5889 | Rate Constraint in lbs/MMBtu | FALSE | L | Annual | Generation | TWh | 0 | 0 | 0 | 0 | 0 | 0 | 0
BART SO2 Annual-Muskogee 5 -v5.13 | 201 | 5889 | Rate Constraint in lbs/MMBtu | FALSE | L | Annual | Qualifying Generation | TWh | 0 | 0 | 0 | 0 | 0 | 0 | 0
BART SO2 Annual-Muskogee 5 -v5.13 | 201 | 5889 | Rate Constraint in lbs/MMBtu | FALSE | L | Annual | Rate | lb/MWh | 0 | 0 | 0 | 0 | 0 | 0 | 0
BART SO2 Annual-Muskogee 5 -v5.13 | 201 | 5889 | Rate Constraint in lbs/MMBtu | FALSE | L | Annual | Constraint Shadow Price | US2011$/Ton | 0 | 53529.8819 | 88231.6072 | 71839.7991 | 71260.2781 | 79999.6871 | 98305.4999
BART SO2 Annual-Northeastern 3313 -v5.13 | 202 | 5890 | Rate Constraint in lbs/MMBtu | FALSE | L | Annual | Seasons Included | Seasons |  | Winter, Summer | Winter, Summer | Winter, Summer | Winter, Summer | Winter, Summer | Winter, Summer
BART SO2 Annual-Northeastern 3313 -v5.13 | 202 | 5890 | Rate Constraint in lbs/MMBtu | FALSE | L | Annual | Standard | lb/MMBtu | 0 | 0.6 | 0.6 | 0.6 | 0.6 | 0.6 | 0.6
BART SO2 Annual-Northeastern 3313 -v5.13 | 202 | 5890 | Rate Constraint in lbs/MMBtu | FALSE | L | Annual | Emissions at Affected Plants SO2 | Thousand Tons | 0 | 5.5375 | 5.5375 | 5.5375 | 0 | 0 | 0
BART SO2 Annual-Northeastern 3313 -v5.13 | 202 | 5890 | Rate Constraint in lbs/MMBtu | FALSE | L | Annual | Allowances Purchased SO2 | Thousand Tons | 0 | 0 | 0 | 0 | 0 | 0 | 0
BART SO2 Annual-Northeastern 3313 -v5.13 | 202 | 5890 | Rate Constraint in lbs/MMBtu | FALSE | L | Annual | Allowances Sold SO2 | Thousand Tons | 0 | 0 | 0 | 0 | 0 | 0 | 0
BART SO2 Annual-Northeastern 3313 -v5.13 | 202 | 5890 | Rate Constraint in lbs/MMBtu | FALSE | L | Annual | Allowances Banked | Thousand Tons | 0 | 0 | 0 | 0 | 0 | 0 | 0
BART SO2 Annual-Northeastern 3313 -v5.13 | 202 | 5890 | Rate Constraint in lbs/MMBtu | FALSE | L | Annual | Allowances Withdrawn (1:1) | Thousand Tons | 0 | 0 | 0 | 0 | 0 | 0 | 0
BART SO2 Annual-Northeastern 3313 -v5.13 | 202 | 5890 | Rate Constraint in lbs/MMBtu | FALSE | L | Annual | Allowances Withdrawn (n:1) | Thousand Tons | 0 | 0 | 0 | 0 | 0 | 0 | 0
BART SO2 Annual-Northeastern 3313 -v5.13 | 202 | 5890 | Rate Constraint in lbs/MMBtu | FALSE | L | Annual | Net Emissions Allowance Position | Thousand Tons | 0 | 5.5375 | 5.5375 | 5.5375 | 0 | 0 | 0
BART SO2 Annual-Northeastern 3313 -v5.13 | 202 | 5890 | Rate Constraint in lbs/MMBtu | FALSE | L | Annual | Fuel Consumed | TBtu | 0 | 33.9826 | 33.9826 | 33.9826 | 0 | 0 | 0
BART SO2 Annual-Northeastern 3313 -v5.13 | 202 | 5890 | Rate Constraint in lbs/MMBtu | FALSE | L | Annual | Rate | lb/MMBtu | 0 | 0.3259 | 0.3259 | 0.3259 | 0 | 0 | 0
BART SO2 Annual-Northeastern 3313 -v5.13 | 202 | 5890 | Rate Constraint in lbs/MMBtu | FALSE | L | Annual | Generation | TWh | 0 | 3.299 | 3.299 | 3.299 | 0 | 0 | 0
BART SO2 Annual-Northeastern 3313 -v5.13 | 202 | 5890 | Rate Constraint in lbs/MMBtu | FALSE | L | Annual | Qualifying Generation | TWh | 0 | 3.299 | 3.299 | 3.299 | 0 | 0 | 0
BART SO2 Annual-Northeastern 3313 -v5.13 | 202 | 5890 | Rate Constraint in lbs/MMBtu | FALSE | L | Annual | Rate | lb/MWh | 0 | 1.6785 | 1.6785 | 1.6785 | 0 | 0 | 0
BART SO2 Annual-Northeastern 3313 -v5.13 | 202 | 5890 | Rate Constraint in lbs/MMBtu | FALSE | L | Annual | Constraint Shadow Price | US2011$/Ton | 0 | 0 | 0 | 0 | 0 | 0 | 0
BART SO2 Annual-Northeastern 3314 -v5.13 | 203 | 5891 | Rate Constraint in lbs/MMBtu | FALSE | L | Annual | Seasons Included | Seasons |  | Winter, Summer | Winter, Summer | Winter, Summer | Winter, Summer | Winter, Summer | Winter, Summer
BART SO2 Annual-Northeastern 3314 -v5.13 | 203 | 5891 | Rate Constraint in lbs/MMBtu | FALSE | L | Annual | Standard | lb/MMBtu | 0 | 0.4 | 0.4 | 0.4 | 0.4 | 0.4 | 0.4
BART SO2 Annual-Northeastern 3314 -v5.13 | 203 | 5891 | Rate Constraint in lbs/MMBtu | FALSE | L | Annual | Emissions at Affected Plants SO2 | Thousand Tons | 0 | 0 | 0 | 0 | 0 | 0 | 0
BART SO2 Annual-Northeastern 3314 -v5.13 | 203 | 5891 | Rate Constraint in lbs/MMBtu | FALSE | L | Annual | Allowances Purchased SO2 | Thousand Tons | 0 | 0 | 0 | 0 | 0 | 0 | 0
BART SO2 Annual-Northeastern 3314 -v5.13 | 203 | 5891 | Rate Constraint in lbs/MMBtu | FALSE | L | Annual | Allowances Sold SO2 | Thousand Tons | 0 | 0 | 0 | 0 | 0 | 0 | 0
BART SO2 Annual-Northeastern 3314 -v5.13 | 203 | 5891 | Rate Constraint in lbs/MMBtu | FALSE | L | Annual | Allowances Banked | Thousand Tons | 0 | 0 | 0 | 0 | 0 | 0 | 0
BART SO2 Annual-Northeastern 3314 -v5.13 | 203 | 5891 | Rate Constraint in lbs/MMBtu | FALSE | L | Annual | Allowances Withdrawn (1:1) | Thousand Tons | 0 | 0 | 0 | 0 | 0 | 0 | 0
BART SO2 Annual-Northeastern 3314 -v5.13 | 203 | 5891 | Rate Constraint in lbs/MMBtu | FALSE | L | Annual | Allowances Withdrawn (n:1) | Thousand Tons | 0 | 0 | 0 | 0 | 0 | 0 | 0
BART SO2 Annual-Northeastern 3314 -v5.13 | 203 | 5891 | Rate Constraint in lbs/MMBtu | FALSE | L | Annual | Net Emissions Allowance Position | Thousand Tons | 0 | 0 | 0 | 0 | 0 | 0 | 0
BART SO2 Annual-Northeastern 3314 -v5.13 | 203 | 5891 | Rate Constraint in lbs/MMBtu | FALSE | L | Annual | Fuel Consumed | TBtu | 0 | 0 | 0 | 0 | 0 | 0 | 0
BART SO2 Annual-Northeastern 3314 -v5.13 | 203 | 5891 | Rate Constraint in lbs/MMBtu | FALSE | L | Annual | Rate | lb/MMBtu | 0 | 0 | 0 | 0 | 0 | 0 | 0
BART SO2 Annual-Northeastern 3314 -v5.13 | 203 | 5891 | Rate Constraint in lbs/MMBtu | FALSE | L | Annual | Generation | TWh | 0 | 0 | 0 | 0 | 0 | 0 | 0
BART SO2 Annual-Northeastern 3314 -v5.13 | 203 | 5891 | Rate Constraint in lbs/MMBtu | FALSE | L | Annual | Qualifying Generation | TWh | 0 | 0 | 0 | 0 | 0 | 0 | 0
BART SO2 Annual-Northeastern 3314 -v5.13 | 203 | 5891 | Rate Constraint in lbs/MMBtu | FALSE | L | Annual | Rate | lb/MWh | 0 | 0 | 0 | 0 | 0 | 0 | 0
BART SO2 Annual-Northeastern 3314 -v5.13 | 203 | 5891 | Rate Constraint in lbs/MMBtu | FALSE | L | Annual | Constraint Shadow Price | US2011$/Ton | 0 | 0 | 0 | 0 | 0 | 0 | 0
BART SO2 Annual-Pawnee 1 -v5.13 | 204 | 5875 | Rate Constraint in lbs/MMBtu | FALSE | L | Annual | Seasons Included | Seasons |  | Winter, Summer | Winter, Summer | Winter, Summer | Winter, Summer | Winter, Summer | Winter, Summer
BART SO2 Annual-Pawnee 1 -v5.13 | 204 | 5875 | Rate Constraint in lbs/MMBtu | FALSE | L | Annual | Standard | lb/MMBtu | 0 | 0.12 | 0.12 | 0.12 | 0.12 | 0.12 | 0.12
BART SO2 Annual-Pawnee 1 -v5.13 | 204 | 5875 | Rate Constraint in lbs/MMBtu | FALSE | L | Annual | Emissions at Affected Plants SO2 | Thousand Tons | 0 | 1.5102 | 1.5102 | 1.5102 | 1.49 | 1.5102 | 1.5102
BART SO2 Annual-Pawnee 1 -v5.13 | 204 | 5875 | Rate Constraint in lbs/MMBtu | FALSE | L | Annual | Allowances Purchased SO2 | Thousand Tons | 0 | 0 | 0 | 0 | 0 | 0 | 0
BART SO2 Annual-Pawnee 1 -v5.13 | 204 | 5875 | Rate Constraint in lbs/MMBtu | FALSE | L | Annual | Allowances Sold SO2 | Thousand Tons | 0 | 0 | 0 | 0 | 0 | 0 | 0
BART SO2 Annual-Pawnee 1 -v5.13 | 204 | 5875 | Rate Constraint in lbs/MMBtu | FALSE | L | Annual | Allowances Banked | Thousand Tons | 0 | 0 | 0 | 0 | 0 | 0 | 0
BART SO2 Annual-Pawnee 1 -v5.13 | 204 | 5875 | Rate Constraint in lbs/MMBtu | FALSE | L | Annual | Allowances Withdrawn (1:1) | Thousand Tons | 0 | 0 | 0 | 0 | 0 | 0 | 0
BART SO2 Annual-Pawnee 1 -v5.13 | 204 | 5875 | Rate Constraint in lbs/MMBtu | FALSE | L | Annual | Allowances Withdrawn (n:1) | Thousand Tons | 0 | 0 | 0 | 0 | 0 | 0 | 0
BART SO2 Annual-Pawnee 1 -v5.13 | 204 | 5875 | Rate Constraint in lbs/MMBtu | FALSE | L | Annual | Net Emissions Allowance Position | Thousand Tons | 0 | 1.5102 | 1.5102 | 1.5102 | 1.49 | 1.5102 | 1.5102
BART SO2 Annual-Pawnee 1 -v5.13 | 204 | 5875 | Rate Constraint in lbs/MMBtu | FALSE | L | Annual | Fuel Consumed | TBtu | 0 | 37.7562 | 37.7562 | 37.7562 | 37.2488 | 37.7562 | 37.7562
BART SO2 Annual-Pawnee 1 -v5.13 | 204 | 5875 | Rate Constraint in lbs/MMBtu | FALSE | L | Annual | Rate | lb/MMBtu | 0 | 0.08 | 0.08 | 0.08 | 0.08 | 0.08 | 0.08
BART SO2 Annual-Pawnee 1 -v5.13 | 204 | 5875 | Rate Constraint in lbs/MMBtu | FALSE | L | Annual | Generation | TWh | 0 | 3.6231 | 3.6231 | 3.6231 | 3.5744 | 3.6231 | 3.6231
BART SO2 Annual-Pawnee 1 -v5.13 | 204 | 5875 | Rate Constraint in lbs/MMBtu | FALSE | L | Annual | Qualifying Generation | TWh | 0 | 3.6231 | 3.6231 | 3.6231 | 3.5744 | 3.6231 | 3.6231
BART SO2 Annual-Pawnee 1 -v5.13 | 204 | 5875 | Rate Constraint in lbs/MMBtu | FALSE | L | Annual | Rate | lb/MWh | 0 | 0.41684 | 0.41684 | 0.41684 | 0.41684 | 0.41684 | 0.41684
BART SO2 Annual-Pawnee 1 -v5.13 | 204 | 5875 | Rate Constraint in lbs/MMBtu | FALSE | L | Annual | Constraint Shadow Price | US2011$/Ton | 0 | 0 | 0 | 0 | 0 | 0 | 0
BART SO2 Annual-Ray D Nixon 1 -v5.13 | 205 | 5876 | Rate Constraint in lbs/MMBtu | FALSE | L | Annual | Seasons Included | Seasons |  | Winter, Summer | Winter, Summer | Winter, Summer | Winter, Summer | Winter, Summer | Winter, Summer
BART SO2 Annual-Ray D Nixon 1 -v5.13 | 205 | 5876 | Rate Constraint in lbs/MMBtu | FALSE | L | Annual | Standard | lb/MMBtu | 0 | 0.11 | 0.11 | 0.11 | 0.11 | 0.11 | 0.11
BART SO2 Annual-Ray D Nixon 1 -v5.13 | 205 | 5876 | Rate Constraint in lbs/MMBtu | FALSE | L | Annual | Emissions at Affected Plants SO2 | Thousand Tons | 0 | 0.827 | 0.87465 | 0.87465 | 0.80192 | 0.85376 | 0.87465
BART SO2 Annual-Ray D Nixon 1 -v5.13 | 205 | 5876 | Rate Constraint in lbs/MMBtu | FALSE | L | Annual | Allowances Purchased SO2 | Thousand Tons | 0 | 0 | 0 | 0 | 0 | 0 | 0
BART SO2 Annual-Ray D Nixon 1 -v5.13 | 205 | 5876 | Rate Constraint in lbs/MMBtu | FALSE | L | Annual | Allowances Sold SO2 | Thousand Tons | 0 | 0 | 0 | 0 | 0 | 0 | 0
BART SO2 Annual-Ray D Nixon 1 -v5.13 | 205 | 5876 | Rate Constraint in lbs/MMBtu | FALSE | L | Annual | Allowances Banked | Thousand Tons | 0 | 0 | 0 | 0 | 0 | 0 | 0
BART SO2 Annual-Ray D Nixon 1 -v5.13 | 205 | 5876 | Rate Constraint in lbs/MMBtu | FALSE | L | Annual | Allowances Withdrawn (1:1) | Thousand Tons | 0 | 0 | 0 | 0 | 0 | 0 | 0
BART SO2 Annual-Ray D Nixon 1 -v5.13 | 205 | 5876 | Rate Constraint in lbs/MMBtu | FALSE | L | Annual | Allowances Withdrawn (n:1) | Thousand Tons | 0 | 0 | 0 | 0 | 0 | 0 | 0
BART SO2 Annual-Ray D Nixon 1 -v5.13 | 205 | 5876 | Rate Constraint in lbs/MMBtu | FALSE | L | Annual | Net Emissions Allowance Position | Thousand Tons | 0 | 0.827 | 0.87465 | 0.87465 | 0.80192 | 0.85376 | 0.87465
BART SO2 Annual-Ray D Nixon 1 -v5.13 | 205 | 5876 | Rate Constraint in lbs/MMBtu | FALSE | L | Annual | Fuel Consumed | TBtu | 0 | 15.0363 | 15.9027 | 15.9027 | 14.5804 | 15.5229 | 15.9027
BART SO2 Annual-Ray D Nixon 1 -v5.13 | 205 | 5876 | Rate Constraint in lbs/MMBtu | FALSE | L | Annual | Rate | lb/MMBtu | 0 | 0.11 | 0.11 | 0.11 | 0.11 | 0.11 | 0.11
BART SO2 Annual-Ray D Nixon 1 -v5.13 | 205 | 5876 | Rate Constraint in lbs/MMBtu | FALSE | L | Annual | Generation | TWh | 0 | 1.4089 | 1.4904 | 1.4904 | 1.366 | 1.4546 | 1.4904
BART SO2 Annual-Ray D Nixon 1 -v5.13 | 205 | 5876 | Rate Constraint in lbs/MMBtu | FALSE | L | Annual | Qualifying Generation | TWh | 0 | 1.4089 | 1.4904 | 1.4904 | 1.366 | 1.4546 | 1.4904
BART SO2 Annual-Ray D Nixon 1 -v5.13 | 205 | 5876 | Rate Constraint in lbs/MMBtu | FALSE | L | Annual | Rate | lb/MWh | 0 | 0.58699 | 0.58687 | 0.58687 | 0.58706 | 0.58692 | 0.58687
BART SO2 Annual-Ray D Nixon 1 -v5.13 | 205 | 5876 | Rate Constraint in lbs/MMBtu | FALSE | L | Annual | Constraint Shadow Price | US2011$/Ton | 0 | 19756.5921 | 5886.4685 | 4552.2691 | 11389.0879 | 14092.5482 | 16087.0287
BART SO2 Annual-Sooner 1 -v5.13 | 206 | 5892 | Rate Constraint in lbs/MMBtu | FALSE | L | Annual | Seasons Included | Seasons |  | Winter, Summer | Winter, Summer | Winter, Summer | Winter, Summer | Winter, Summer | Winter, Summer
BART SO2 Annual-Sooner 1 -v5.13 | 206 | 5892 | Rate Constraint in lbs/MMBtu | FALSE | L | Annual | Standard | lb/MMBtu | 0 | 0.06 | 0.06 | 0.06 | 0.06 | 0.06 | 0.06
BART SO2 Annual-Sooner 1 -v5.13 | 206 | 5892 | Rate Constraint in lbs/MMBtu | FALSE | L | Annual | Emissions at Affected Plants SO2 | Thousand Tons | 0 | 1.1536 | 1.1516 | 1.104 | 0.96436 | 1.104 | 1.104
BART SO2 Annual-Sooner 1 -v5.13 | 206 | 5892 | Rate Constraint in lbs/MMBtu | FALSE | L | Annual | Allowances Purchased SO2 | Thousand Tons | 0 | 0 | 0 | 0 | 0 | 0 | 0
BART SO2 Annual-Sooner 1 -v5.13 | 206 | 5892 | Rate Constraint in lbs/MMBtu | FALSE | L | Annual | Allowances Sold SO2 | Thousand Tons | 0 | 0 | 0 | 0 | 0 | 0 | 0
BART SO2 Annual-Sooner 1 -v5.13 | 206 | 5892 | Rate Constraint in lbs/MMBtu | FALSE | L | Annual | Allowances Banked | Thousand Tons | 0 | 0 | 0 | 0 | 0 | 0 | 0
BART SO2 Annual-Sooner 1 -v5.13 | 206 | 5892 | Rate Constraint in lbs/MMBtu | FALSE | L | Annual | Allowances Withdrawn (1:1) | Thousand Tons | 0 | 0 | 0 | 0 | 0 | 0 | 0
BART SO2 Annual-Sooner 1 -v5.13 | 206 | 5892 | Rate Constraint in lbs/MMBtu | FALSE | L | Annual | Allowances Withdrawn (n:1) | Thousand Tons | 0 | 0 | 0 | 0 | 0 | 0 | 0
BART SO2 Annual-Sooner 1 -v5.13 | 206 | 5892 | Rate Constraint in lbs/MMBtu | FALSE | L | Annual | Net Emissions Allowance Position | Thousand Tons | 0 | 1.1536 | 1.1516 | 1.104 | 0.96436 | 1.104 | 1.104
BART SO2 Annual-Sooner 1 -v5.13 | 206 | 5892 | Rate Constraint in lbs/MMBtu | FALSE | L | Annual | Fuel Consumed | TBtu | 0 | 38.4543 | 38.3867 | 36.8007 | 32.1454 | 36.875 | 36.9006
BART SO2 Annual-Sooner 1 -v5.13 | 206 | 5892 | Rate Constraint in lbs/MMBtu | FALSE | L | Annual | Rate | lb/MMBtu | 0 | 0.06 | 0.06 | 0.06 | 0.06 | 0.059879 | 0.059838
BART SO2 Annual-Sooner 1 -v5.13 | 206 | 5892 | Rate Constraint in lbs/MMBtu | FALSE | L | Annual | Generation | TWh | 0 | 3.6896 | 3.6831 | 3.6896 | 3.2228 | 3.6896 | 3.6896
BART SO2 Annual-Sooner 1 -v5.13 | 206 | 5892 | Rate Constraint in lbs/MMBtu | FALSE | L | Annual | Qualifying Generation | TWh | 0 | 3.6896 | 3.6831 | 3.6896 | 3.2228 | 3.6896 | 3.6896
BART SO2 Annual-Sooner 1 -v5.13 | 206 | 5892 | Rate Constraint in lbs/MMBtu | FALSE | L | Annual | Rate | lb/MWh | 0 | 0.31267 | 0.31267 | 0.29923 | 0.29923 | 0.29923 | 0.29923
BART SO2 Annual-Sooner 1 -v5.13 | 206 | 5892 | Rate Constraint in lbs/MMBtu | FALSE | L | Annual | Constraint Shadow Price | US2011$/Ton | 0 | 135504.1683 | 84650.3093 | 93808.7298 | 3549.075 | 0 | 0
BART SO2 Annual-Sooner 2 -v5.13 | 207 | 5893 | Rate Constraint in lbs/MMBtu | FALSE | L | Annual | Seasons Included | Seasons |  | Winter, Summer | Winter, Summer | Winter, Summer | Winter, Summer | Winter, Summer | Winter, Summer
BART SO2 Annual-Sooner 2 -v5.13 | 207 | 5893 | Rate Constraint in lbs/MMBtu | FALSE | L | Annual | Standard | lb/MMBtu | 0 | 0.06 | 0.06 | 0.06 | 0.06 | 0.06 | 0.06
BART SO2 Annual-Sooner 2 -v5.13 | 207 | 5893 | Rate Constraint in lbs/MMBtu | FALSE | L | Annual | Emissions at Affected Plants SO2 | Thousand Tons | 0 | 1.1596 | 1.1576 | 1.1098 | 0.97726 | 1.1098 | 1.1098
BART SO2 Annual-Sooner 2 -v5.13 | 207 | 5893 | Rate Constraint in lbs/MMBtu | FALSE | L | Annual | Allowances Purchased SO2 | Thousand Tons | 0 | 0 | 0 | 0 | 0 | 0 | 0
BART SO2 Annual-Sooner 2 -v5.13 | 207 | 5893 | Rate Constraint in lbs/MMBtu | FALSE | L | Annual | Allowances Sold SO2 | Thousand Tons | 0 | 0 | 0 | 0 | 0 | 0 | 0
BART SO2 Annual-Sooner 2 -v5.13 | 207 | 5893 | Rate Constraint in lbs/MMBtu | FALSE | L | Annual | Allowances Banked | Thousand Tons | 0 | 0 | 0 | 0 | 0 | 0 | 0
BART SO2 Annual-Sooner 2 -v5.13 | 207 | 5893 | Rate Constraint in lbs/MMBtu | FALSE | L | Annual | Allowances Withdrawn (1:1) | Thousand Tons | 0 | 0 | 0 | 0 | 0 | 0 | 0
BART SO2 Annual-Sooner 2 -v5.13 | 207 | 5893 | Rate Constraint in lbs/MMBtu | FALSE | L | Annual | Allowances Withdrawn (n:1) | Thousand Tons | 0 | 0 | 0 | 0 | 0 | 0 | 0
BART SO2 Annual-Sooner 2 -v5.13 | 207 | 5893 | Rate Constraint in lbs/MMBtu | FALSE | L | Annual | Net Emissions Allowance Position | Thousand Tons | 0 | 1.1596 | 1.1576 | 1.1098 | 0.97726 | 1.1098 | 1.1098
BART SO2 Annual-Sooner 2 -v5.13 | 207 | 5893 | Rate Constraint in lbs/MMBtu | FALSE | L | Annual | Fuel Consumed | TBtu | 0 | 38.6542 | 38.5863 | 36.9921 | 32.5754 | 37.0924 | 37.0924
BART SO2 Annual-Sooner 2 -v5.13 | 207 | 5893 | Rate Constraint in lbs/MMBtu | FALSE | L | Annual | Rate | lb/MMBtu | 0 | 0.06 | 0.06 | 0.06 | 0.06 | 0.059838 | 0.059838
BART SO2 Annual-Sooner 2 -v5.13 | 207 | 5893 | Rate Constraint in lbs/MMBtu | FALSE | L | Annual | Generation | TWh | 0 | 3.7064 | 3.6999 | 3.7064 | 3.2638 | 3.7064 | 3.7064
BART SO2 Annual-Sooner 2 -v5.13 | 207 | 5893 | Rate Constraint in lbs/MMBtu | FALSE | L | Annual | Qualifying Generation | TWh | 0 | 3.7064 | 3.6999 | 3.7064 | 3.2638 | 3.7064 | 3.7064
BART SO2 Annual-Sooner 2 -v5.13 | 207 | 5893 | Rate Constraint in lbs/MMBtu | FALSE | L | Annual | Rate | lb/MWh | 0 | 0.31287 | 0.31287 | 0.29942 | 0.29942 | 0.29942 | 0.29942
BART SO2 Annual-Sooner 2 -v5.13 | 207 | 5893 | Rate Constraint in lbs/MMBtu | FALSE | L | Annual | Constraint Shadow Price | US2011$/Ton | 0 | 141385.2842 | 85966.797 | 121784.1341 | 3549.075 | 0 | 0
BART SO2 Annual-Stanton 1 -v5.13 | 208 | 5887 | Rate Constraint in lbs/MMBtu | FALSE | L | Annual | Seasons Included | Seasons |  | Winter, Summer | Winter, Summer | Winter, Summer | Winter, Summer | Winter, Summer | Winter, Summer
BART SO2 Annual-Stanton 1 -v5.13 | 208 | 5887 | Rate Constraint in lbs/MMBtu | FALSE | L | Annual | Standard | lb/MMBtu | 0 | 0.24 | 0.24 | 0.24 | 0.24 | 0.24 | 0.24
BART SO2 Annual-Stanton 1 -v5.13 | 208 | 5887 | Rate Constraint in lbs/MMBtu | FALSE | L | Annual | Emissions at Affected Plants SO2 | Thousand Tons | 0 | 1.3216 | 1.3194 | 1.3022 | 1.2648 | 1.2648 | 1.2648
BART SO2 Annual-Stanton 1 -v5.13 | 208 | 5887 | Rate Constraint in lbs/MMBtu | FALSE | L | Annual | Allowances Purchased SO2 | Thousand Tons | 0 | 0 | 0 | 0 | 0 | 0 | 0
BART SO2 Annual-Stanton 1 -v5.13 | 208 | 5887 | Rate Constraint in lbs/MMBtu | FALSE | L | Annual | Allowances Sold SO2 | Thousand Tons | 0 | 0 | 0 | 0 | 0 | 0 | 0
BART SO2 Annual-Stanton 1 -v5.13 | 208 | 5887 | Rate Constraint in lbs/MMBtu | FALSE | L | Annual | Allowances Banked | Thousand Tons | 0 | 0 | 0 | 0 | 0 | 0 | 0
BART SO2 Annual-Stanton 1 -v5.13 | 208 | 5887 | Rate Constraint in lbs/MMBtu | FALSE | L | Annual | Allowances Withdrawn (1:1) | Thousand Tons | 0 | 0 | 0 | 0 | 0 | 0 | 0
BART SO2 Annual-Stanton 1 -v5.13 | 208 | 5887 | Rate Constraint in lbs/MMBtu | FALSE | L | Annual | Allowances Withdrawn (n:1) | Thousand Tons | 0 | 0 | 0 | 0 | 0 | 0 | 0
BART SO2 Annual-Stanton 1 -v5.13 | 208 | 5887 | Rate Constraint in lbs/MMBtu | FALSE | L | Annual | Net Emissions Allowance Position | Thousand Tons | 0 | 1.3216 | 1.3194 | 1.3022 | 1.2648 | 1.2648 | 1.2648
BART SO2 Annual-Stanton 1 -v5.13 | 208 | 5887 | Rate Constraint in lbs/MMBtu | FALSE | L | Annual | Fuel Consumed | TBtu | 0 | 11.0134 | 10.9948 | 10.8518 | 10.5398 | 10.5398 | 10.5398
BART SO2 Annual-Stanton 1 -v5.13 | 208 | 5887 | Rate Constraint in lbs/MMBtu | FALSE | L | Annual | Rate | lb/MMBtu | 0 | 0.24 | 0.24 | 0.24 | 0.24 | 0.24 | 0.24
BART SO2 Annual-Stanton 1 -v5.13 | 208 | 5887 | Rate Constraint in lbs/MMBtu | FALSE | L | Annual | Generation | TWh | 0 | 1.0308 | 1.0291 | 1.0308 | 1.0308 | 1.0308 | 1.0308
BART SO2 Annual-Stanton 1 -v5.13 | 208 | 5887 | Rate Constraint in lbs/MMBtu | FALSE | L | Annual | Qualifying Generation | TWh | 0 | 1.0308 | 1.0291 | 1.0308 | 1.0308 | 1.0308 | 1.0308
BART SO2 Annual-Stanton 1 -v5.13 | 208 | 5887 | Rate Constraint in lbs/MMBtu | FALSE | L | Annual | Rate | lb/MWh | 0 | 1.2821 | 1.2821 | 1.2633 | 1.227 | 1.227 | 1.227
BART SO2 Annual-Stanton 1 -v5.13 | 208 | 5887 | Rate Constraint in lbs/MMBtu | FALSE | L | Annual | Constraint Shadow Price | US2011$/Ton | 0 | 5192.4267 | 6032.4738 | 4551.8399 | 3207.35 | 2852.697 | 2559.3898
Black RiverGen MER Rate Limit v3.1 | 209 | 2045 | Rate Constraint in lbs/MMBtu | FALSE | L | Annual | Seasons Included | Seasons | Winter, Summer | Winter, Summer | Winter, Summer | Winter, Summer | Winter, Summer | Winter, Summer | Winter, Summer
Black RiverGen MER Rate Limit v3.1 | 209 | 2045 | Rate Constraint in lbs/MMBtu | FALSE | L | Annual | Standard | lb/MMBtu | 6e-07 | 6e-07 | 6e-07 | 6e-07 | 6e-07 | 6e-07 | 6e-07
Black RiverGen MER Rate Limit v3.1 | 209 | 2045 | Rate Constraint in lbs/MMBtu | FALSE | L | Annual | Emissions at Affected Plants MER | lbs | 1.2786 | 1.2786 | 1.2786 | 1.2089 | 1.2786 | 1.1169 | 1.2786
Black RiverGen MER Rate Limit v3.1 | 209 | 2045 | Rate Constraint in lbs/MMBtu | FALSE | L | Annual | Allowances Purchased MER | lbs | 0 | 0 | 0 | 0 | 0 | 0 | 0
Black RiverGen MER Rate Limit v3.1 | 209 | 2045 | Rate Constraint in lbs/MMBtu | FALSE | L | Annual | Allowances Sold MER | lbs | 0 | 0 | 0 | 0 | 0 | 0 | 0
Black RiverGen MER Rate Limit v3.1 | 209 | 2045 | Rate Constraint in lbs/MMBtu | FALSE | L | Annual | Allowances Banked | lbs | 0 | 0 | 0 | 0 | 0 | 0 | 0
Black RiverGen MER Rate Limit v3.1 | 209 | 2045 | Rate Constraint in lbs/MMBtu | FALSE | L | Annual | Allowances Withdrawn (1:1) | lbs | 0 | 0 | 0 | 0 | 0 | 0 | 0
Black RiverGen MER Rate Limit v3.1 | 209 | 2045 | Rate Constraint in lbs/MMBtu | FALSE | L | Annual | Allowances Withdrawn (n:1) | lbs | 0 | 0 | 0 | 0 | 0 | 0 | 0
Black RiverGen MER Rate Limit v3.1 | 209 | 2045 | Rate Constraint in lbs/MMBtu | FALSE | L | Annual | Net Emissions Allowance Position | lbs | 1.2786 | 1.2786 | 1.2786 | 1.2089 | 1.2786 | 1.1169 | 1.2786
Black RiverGen MER Rate Limit v3.1 | 209 | 2045 | Rate Constraint in lbs/MMBtu | FALSE | L | Annual | Fuel Consumed | TBtu | 5.5298 | 5.5298 | 5.5298 | 5.2284 | 5.5298 | 4.8303 | 5.5298
Black RiverGen MER Rate Limit v3.1 | 209 | 2045 | Rate Constraint in lbs/MMBtu | FALSE | L | Annual | Rate | lb/MMBtu | 2.3123e-07 | 2.3123e-07 | 2.3123e-07 | 2.3123e-07 | 2.3123e-07 | 2.3123e-07 | 2.3123e-07
Black RiverGen MER Rate Limit v3.1 | 209 | 2045 | Rate Constraint in lbs/MMBtu | FALSE | L | Annual | Generation | TWh | 0.40412 | 0.40412 | 0.40412 | 0.38209 | 0.40412 | 0.353 | 0.40412
Black RiverGen MER Rate Limit v3.1 | 209 | 2045 | Rate Constraint in lbs/MMBtu | FALSE | L | Annual | Qualifying Generation | TWh | 0.40412 | 0.40412 | 0.40412 | 0.38209 | 0.40412 | 0.353 | 0.40412
Black RiverGen MER Rate Limit v3.1 | 209 | 2045 | Rate Constraint in lbs/MMBtu | FALSE | L | Annual | Rate | lb/MWh | 3.164 | 3.164 | 3.164 | 3.164 | 3.164 | 3.164 | 3.164
Black RiverGen MER Rate Limit v3.1 | 209 | 2045 | Rate Constraint in lbs/MMBtu | FALSE | L | Annual | Constraint Shadow Price | US2011$/Lb | 0 | 0 | 0 | 0 | 0 | 0 | 0
CA AB 32- CO2 Constraint- v.5.13 | 210 | 5895 | Rate Constraint in MTons | FALSE | L | Annual | Seasons Included | Seasons | Winter, Summer | Winter, Summer | Winter, Summer | Winter, Summer | Winter, Summer | Winter, Summer | Winter, Summer
CA AB 32- CO2 Constraint- v.5.13 | 210 | 5895 | Rate Constraint in MTons | FALSE | L | Annual | Standard | Thousand Tons | 0 | 0 | 0 | 0 | 0 | 0 | 0
CA AB 32- CO2 Constraint- v.5.13 | 210 | 5895 | Rate Constraint in MTons | FALSE | L | Annual | Standard CO2 | Thousand Tons | 0 | 0 | 0 | 0 | 0 | 0 | 0
CA AB 32- CO2 Constraint- v.5.13 | 210 | 5895 | Rate Constraint in MTons | FALSE | L | Annual | Emissions at Affected Plants CO2 | Thousand Tons | 65904.9257 | 62675.9536 | 61703.5013 | 60429.8699 | 57895.9717 | 62656.9418 | 74921.4607
CA AB 32- CO2 Constraint- v.5.13 | 210 | 5895 | Rate Constraint in MTons | FALSE | L | Annual | Allowances Purchased CO2 | Thousand Tons | -65904.9257 | -62675.9535 | -61703.5013 | -60429.8699 | -57895.9716 | -62656.9418 | -74921.4606
CA AB 32- CO2 Constraint- v.5.13 | 210 | 5895 | Rate Constraint in MTons | FALSE | L | Annual | Allowances Sold CO2 | Thousand Tons | 0 | 0 | 0 | 0 | 0 | 0 | 0
CA AB 32- CO2 Constraint- v.5.13 | 210 | 5895 | Rate Constraint in MTons | FALSE | L | Annual | Allowances Banked | Thousand Tons | 0 | 0 | 0 | 0 | 0 | 0 | 0
CA AB 32- CO2 Constraint- v.5.13 | 210 | 5895 | Rate Constraint in MTons | FALSE | L | Annual | Allowances Withdrawn (1:1) | Thousand Tons | 0 | 0 | 0 | 0 | 0 | 0 | 0
CA AB 32- CO2 Constraint- v.5.13 | 210 | 5895 | Rate Constraint in MTons | FALSE | L | Annual | Allowances Withdrawn (n:1) | Thousand Tons | 0 | 0 | 0 | 0 | 0 | 0 | 0
CA AB 32- CO2 Constraint- v.5.13 | 210 | 5895 | Rate Constraint in MTons | FALSE | L | Annual | Net Emissions Allowance Position | Thousand Tons | 1.9249e-05 | 1.0303e-05 | 6.1466e-06 | 6.8226e-06 | 1.0347e-05 | -3.6839e-06 | 6.7452e-06
CA AB 32- CO2 Constraint- v.5.13 | 210 | 5895 | Rate Constraint in MTons | FALSE | L | Annual | Fuel Consumed | TBtu | 1030.0466 | 997.2635 | 985.6996 | 965.3446 | 931.5909 | 1015.5409 | 1209.1111
CA AB 32- CO2 Constraint- v.5.13 | 210 | 5895 | Rate Constraint in MTons | FALSE | L | Annual | Rate | lb/MMBtu | 127.9649 | 125.6959 | 125.1974 | 125.1986 | 124.2948 | 123.3962 | 123.9282
CA AB 32- CO2 Constraint- v.5.13 | 210 | 5895 | Rate Constraint in MTons | FALSE | L | Annual | Generation | TWh | 135.3957 | 133.4851 | 133.7018 | 131.3614 | 127.673 | 141.8623 | 171.5028
CA AB 32- CO2 Constraint- v.5.13 | 210 | 5895 | Rate Constraint in MTons | FALSE | L | Annual | Qualifying Generation | TWh | 135.3957 | 133.4851 | 133.7018 | 131.3614 | 127.673 | 141.8623 | 171.5028
CA AB 32- CO2 Constraint- v.5.13 | 210 | 5895 | Rate Constraint in MTons | FALSE | L | Annual | Rate | lb/MWh | 486.7578 | 469.5351 | 461.5007 | 460.0277 | 453.4709 | 441.6744 | 436.8526
CA AB 32- CO2 Constraint- v.5.13 | 210 | 5895 | Rate Constraint in MTons | FALSE | L | Annual | Constraint Shadow Price | US2011$/Ton | 10.147 | 11.1875 | 12.3338 | 12.3336 | 12.3333 | 12.3333 | 12.3338
CA NOx Annual v5.14 | 211 | 6121 | Rate Constraint in MTons | FALSE | L | Annual | Seasons Included | Seasons | Winter, Summer | Winter, Summer | Winter, Summer | Winter, Summer | Winter, Summer | Winter, Summer | Winter, Summer
CA NOx Annual v5.14 | 211 | 6121 | Rate Constraint in MTons | FALSE | L | Annual | Standard | Thousand Tons | 9.676 | 9.676 | 9.676 | 9.676 | 9.676 | 9.676 | 9.676
CA NOx Annual v5.14 | 211 | 6121 | Rate Constraint in MTons | FALSE | L | Annual | Standard NOX | Thousand Tons | 9.676 | 9.676 | 9.676 | 9.676 | 9.676 | 9.676 | 9.676
CA NOx Annual v5.14 | 211 | 6121 | Rate Constraint in MTons | FALSE | L | Annual | Emissions at Affected Plants NOX | Thousand Tons | 0.71298 | 0.6594 | 0.64988 | 0.59306 | 0.52191 | 0.47547 | 0.34453
CA NOx Annual v5.14 | 211 | 6121 | Rate Constraint in MTons | FALSE | L | Annual | Allowances Purchased NOX | Thousand Tons | 0 | 0 | 0 | 0 | 0 | 0 | 0
CA NOx Annual v5.14 | 211 | 6121 | Rate Constraint in MTons | FALSE | L | Annual | Allowances Sold NOX | Thousand Tons | 0 | 0 | 0 | 0 | 0 | 0 | 0
CA NOx Annual v5.14 | 211 | 6121 | Rate Constraint in MTons | FALSE | L | Annual | Allowances Banked | Thousand Tons | 0 | 0 | 0 | 0 | 0 | 0 | 0
CA NOx Annual v5.14 | 211 | 6121 | Rate Constraint in MTons | FALSE | L | Annual | Allowances Withdrawn (1:1) | Thousand Tons | 0 | 0 | 0 | 0 | 0 | 0 | 0
CA NOx Annual v5.14 | 211 | 6121 | Rate Constraint in MTons | FALSE | L | Annual | Allowances Withdrawn (n:1) | Thousand Tons | 0 | 0 | 0 | 0 | 0 | 0 | 0
CA NOx Annual v5.14 | 211 | 6121 | Rate Constraint in MTons | FALSE | L | Annual | Net Emissions Allowance Position | Thousand Tons | 0.71298 | 0.6594 | 0.64988 | 0.59306 | 0.52191 | 0.47547 | 0.34453
CA NOx Annual v5.14 | 211 | 6121 | Rate Constraint in MTons | FALSE | L | Annual | Fuel Consumed | TBtu | 162.8582 | 161.7153 | 168.4776 | 158.0677 | 148.1419 | 139.089 | 103.4993
CA NOx Annual v5.14 | 211 | 6121 | Rate Constraint in MTons | FALSE | L | Annual | Rate | lb/MMBtu | 0.0087558 | 0.0081551 | 0.0077148 | 0.0075039 | 0.007046 | 0.0068369 | 0.0066576
CA NOx Annual v5.14 | 211 | 6121 | Rate Constraint in MTons | FALSE | L | Annual | Generation | TWh | 21.4493 | 21.3507 | 22.561 | 21.5798 | 20.341 | 19.1139 | 14.2783
CA NOx Annual v5.14 | 211 | 6121 | Rate Constraint in MTons | FALSE | L | Annual | Qualifying Generation | TWh | 21.4493 | 21.3507 | 22.561 | 21.5798 | 20.341 | 19.1139 | 14.2783
CA NOx Annual v5.14 | 211 | 6121 | Rate Constraint in MTons | FALSE | L | Annual | Rate | lb/MWh | 0.03324 | 0.030884 | 0.028806 | 0.027482 | 0.025658 | 0.024875 | 0.024129
CA NOx Annual v5.14 | 211 | 6121 | Rate Constraint in MTons | FALSE | L | Annual | Constraint Shadow Price | US2011$/Ton | 0 | 0 | 0 | 0 | 0 | 0 | 0
CA SO2 Annual v5.14 | 212 | 6122 | Rate Constraint in MTons | FALSE | L | Annual | Seasons Included | Seasons | Winter, Summer | Winter, Summer | Winter, Summer | Winter, Summer | Winter, Summer | Winter, Summer | Winter, Summer
CA SO2 Annual v5.14 | 212 | 6122 | Rate Constraint in MTons | FALSE | L | Annual | Standard | Thousand Tons | 2.6565 | 2.474 | 2.219 | 2.219 | 2.219 | 2.219 | 2.219
CA SO2 Annual v5.14 | 212 | 6122 | Rate Constraint in MTons | FALSE | L | Annual | Standard SO2 | Thousand Tons | 2.6565 | 2.474 | 2.219 | 2.219 | 2.219 | 2.219 | 2.219
CA SO2 Annual v5.14 | 212 | 6122 | Rate Constraint in MTons | FALSE | L | Annual | Emissions at Affected Plants SO2 | Thousand Tons | 0 | 0 | 0 | 0 | 0 | 0 | 0
CA SO2 Annual v5.14 | 212 | 6122 | Rate Constraint in MTons | FALSE | L | Annual | Allowances Purchased SO2 | Thousand Tons | 0 | 0 | 0 | 0 | 0 | 0 | 0
CA SO2 Annual v5.14 | 212 | 6122 | Rate Constraint in MTons | FALSE | L | Annual | Allowances Sold SO2 | Thousand Tons | 0 | 0 | 0 | 0 | 0 | 0 | 0
CA SO2 Annual v5.14 | 212 | 6122 | Rate Constraint in MTons | FALSE | L | Annual | Allowances Banked | Thousand Tons | 0 | 0 | 0 | 0 | 0 | 0 | 0
CA SO2 Annual v5.14 | 212 | 6122 | Rate Constraint in MTons | FALSE | L | Annual | Allowances Withdrawn (1:1) | Thousand Tons | 0 | 0 | 0 | 0 | 0 | 0 | 0
CA SO2 Annual v5.14 | 212 | 6122 | Rate Constraint in MTons | FALSE | L | Annual | Allowances Withdrawn (n:1) | Thousand Tons | 0 | 0 | 0 | 0 | 0 | 0 | 0
CA SO2 Annual v5.14 | 212 | 6122 | Rate Constraint in MTons | FALSE | L | Annual | Net Emissions Allowance Position | Thousand Tons | 0 | 0 | 0 | 0 | 0 | 0 | 0
CA SO2 Annual v5.14 | 212 | 6122 | Rate Constraint in MTons | FALSE | L | Annual | Fuel Consumed | TBtu | 4.8174 | 4.8174 | 0 | 0 | 0 | 0 | 0
CA SO2 Annual v5.14 | 212 | 6122 | Rate Constraint in MTons | FALSE | L | Annual | Rate | lb/MMBtu | 0 | 0 | 0 | 0 | 0 | 0 | 0
CA SO2 Annual v5.14 | 212 | 6122 | Rate Constraint in MTons | FALSE | L | Annual | Generation | TWh | 0.4269 | 0.4269 | 0 | 0 | 0 | 0 | 0
CA SO2 Annual v5.14 | 212 | 6122 | Rate Constraint in MTons | FALSE | L | Annual | Qualifying Generation | TWh | 0.4269 | 0.4269 | 0 | 0 | 0 | 0 | 0
CA SO2 Annual v5.14 | 212 | 6122 | Rate Constraint in MTons | FALSE | L | Annual | Rate | lb/MWh | 0 | 0 | 0 | 0 | 0 | 0 | 0
CA SO2 Annual v5.14 | 212 | 6122 | Rate Constraint in MTons | FALSE | L | Annual | Constraint Shadow Price | US2011$/Ton | 0 | 0 | 0 | 0 | 0 | 0 | 0
CO Hg Rate Annual - Comanche 1,2 & 3 v5.14 | 213 | 6123 | Rate Constraint in lbs/MWh | FALSE | L | Annual | Seasons Included | Seasons | Winter, Summer | Winter, Summer | Winter, Summer | Winter, Summer | Winter, Summer | Winter, Summer | Winter, Summer
CO Hg Rate Annual - Comanche 1,2 & 3 v5.14 | 213 | 6123 | Rate Constraint in lbs/MWh | FALSE | L | Annual | Standard | lb/MWh | 1.3e-05 | 1.3e-05 | 1.3e-05 | 1.3e-05 | 1.3e-05 | 1.3e-05 | 1.3e-05
CO Hg Rate Annual - Comanche 1,2 & 3 v5.14 | 213 | 6123 | Rate Constraint in lbs/MWh | FALSE | L | Annual | Emissions at Affected Plants MER | lbs | 57.6913 | 58.4263 | 58.4263 | 57.6686 | 53.77 | 58.4263 | 58.4263
CO Hg Rate Annual - Comanche 1,2 & 3 v5.14 | 213 | 6123 | Rate Constraint in lbs/MWh | FALSE | L | Annual | Allowances Purchased MER | lbs | 0 | 0 | 0 | 0 | 0 | 0 | 0
CO Hg Rate Annual - Comanche 1,2 & 3 v5.14 | 213 | 6123 | Rate Constraint in lbs/MWh | FALSE | L | Annual | Allowances Sold MER | lbs | 0 | 0 | 0 | 0 | 0 | 0 | 0
CO Hg Rate Annual - Comanche 1,2 & 3 v5.14 | 213 | 6123 | Rate Constraint in lbs/MWh | FALSE | L | Annual | Allowances Banked | lbs | 0 | 0 | 0 | 0 | 0 | 0 | 0
CO Hg Rate Annual - Comanche 1,2 & 3 v5.14 | 213 | 6123 | Rate Constraint in lbs/MWh | FALSE | L | Annual | Allowances Withdrawn (1:1) | lbs | 0 | 0 | 0 | 0 | 0 | 0 | 0
CO Hg Rate Annual - Comanche 1,2 & 3 v5.14 | 213 | 6123 | Rate Constraint in lbs/MWh | FALSE | L | Annual | Allowances Withdrawn (n:1) | lbs | 0 | 0 | 0 | 0 | 0 | 0 | 0
CO Hg Rate Annual - Comanche 1,2 & 3 v5.14 | 213 | 6123 | Rate Constraint in lbs/MWh | FALSE | L | Annual | Net Emissions Allowance Position | lbs | 57.6913 | 58.4263 | 58.4263 | 57.6686 | 53.77 | 58.4263 | 58.4263
CO Hg Rate Annual - Comanche 1,2 & 3 v5.14 | 213 | 6123 | Rate Constraint in lbs/MWh | FALSE | L | Annual | Fuel Consumed | TBtu | 102.8366 | 104.1467 | 104.1467 | 104.2369 | 95.8467 | 104.1467 | 104.1467
CO Hg Rate Annual - Comanche 1,2 & 3 v5.14 | 213 | 6123 | Rate Constraint in lbs/MWh | FALSE | L | Annual | Rate | lb/MMBtu | 5.61e-07 | 5.61e-07 | 5.61e-07 | 5.5325e-07 | 5.61e-07 | 5.61e-07 | 5.61e-07
CO Hg Rate Annual - Comanche 1,2 & 3 v5.14 | 213 | 6123 | Rate Constraint in lbs/MWh | FALSE | L | Annual | Generation | TWh | 10.3419 | 10.4638 | 10.4638 | 10.4638 | 9.6827 | 10.4638 | 10.4638
CO Hg Rate Annual - Comanche 1,2 & 3 v5.14 | 213 | 6123 | Rate Constraint in lbs/MWh | FALSE | L | Annual | Qualifying Generation | TWh | 10.3419 | 10.4638 | 10.4638 | 10.4638 | 9.6827 | 10.4638 | 10.4638
CO Hg Rate Annual - Comanche 1,2 & 3 v5.14 | 213 | 6123 | Rate Constraint in lbs/MWh | FALSE | L | Annual | Constraint Shadow Price | US2011$/Lb | 0 | 0 | 0 | 0 | 0 | 0 | 0
CO Hg Rule - MER Removal Annual v3.1 | 214 | 1515 | MACT Fuel Choice Floor in lbs/MMBtu | FALSE | L | Annual | Seasons Included | Seasons | Winter, Summer | Winter, Summer | Winter, Summer | Winter, Summer | Winter, Summer | Winter, Summer | Winter, Summer
CO Hg Rule - MER Removal Annual v3.1 | 214 | 1515 | MACT Fuel Choice Floor in lbs/MMBtu | FALSE | L | Annual | Emission Floor | lbs/MMBtu | 1.6496e-06 | 8.248e-07 | 8.248e-07 | 8.248e-07 | 8.248e-07 | 8.248e-07 | 8.248e-07
CO Hg Rule - MER Removal Annual v3.1 | 214 | 1515 | MACT Fuel Choice Floor in lbs/MMBtu | FALSE | L | Annual | Emissions at Affected Plants MER | lbs | 152.0956 | 148.03 | 148.4764 | 147.2409 | 137.1199 | 147.4712 | 148.2838
CO Hg Rule - MER Removal Annual v3.1 | 214 | 1515 | MACT Fuel Choice Floor in lbs/MMBtu | FALSE | L | Annual | Allowances Purchased MER | lbs | 0 | 0 | 0 | 0 | 0 | 0 | 0
CO Hg Rule - MER Removal Annual v3.1 | 214 | 1515 | MACT Fuel Choice Floor in lbs/MMBtu | FALSE | L | Annual | Allowances Sold MER | lbs | 0 | 0 | 0 | 0 | 0 | 0 | 0
CO Hg Rule - MER Removal Annual v3.1 | 214 | 1515 | MACT Fuel Choice Floor in lbs/MMBtu | FALSE | L | Annual | Allowances Banked | lbs | 0 | 0 | 0 | 0 | 0 | 0 | 0
CO Hg Rule - MER Removal Annual v3.1 | 214 | 1515 | MACT Fuel Choice Floor in lbs/MMBtu | FALSE | L | Annual | Allowances Withdrawn (1:1) | lbs | 0 | 0 | 0 | 0 | 0 | 0 | 0
CO Hg Rule - MER Removal Annual v3.1 | 214 | 1515 | MACT Fuel Choice Floor in lbs/MMBtu | FALSE | L | Annual | Allowances Withdrawn (n:1) | lbs | 0 | 0 | 0 | 0 | 0 | 0 | 0
CO Hg Rule - MER Removal Annual v3.1 | 214 | 1515 | MACT Fuel Choice Floor in lbs/MMBtu | FALSE | L | Annual | Net Emissions Allowance Position | lbs | 152.0956 | 148.03 | 148.4764 | 147.2409 | 137.1199 | 147.4712 | 148.2838
CO Hg Rule - MER Removal Annual v3.1 | 214 | 1515 | MACT Fuel Choice Floor in lbs/MMBtu | FALSE | L | Annual | Fuel Consumed | TBtu | 352.6086 | 329.6875 | 330.8245 | 330.002 | 301.7094 | 327.5927 | 329.7539
CO Hg Rule - MER Removal Annual v3.1 | 214 | 1515 | MACT Fuel Choice Floor in lbs/MMBtu | FALSE | L | Annual | Rate | lb/MMBtu | 4.3134e-07 | 4.49e-07 | 4.4881e-07 | 4.4618e-07 | 4.5448e-07 | 4.5017e-07 | 4.4968e-07
CO Hg Rule - MER Removal Annual v3.1 | 214 | 1515 | MACT Fuel Choice Floor in lbs/MMBtu | FALSE | L | Annual | Generation | TWh | 34.4903 | 32.3799 | 32.4846 | 32.3841 | 29.7997 | 32.1829 | 32.3785
CO Hg Rule - MER Removal Annual v3.1 | 214 | 1515 | MACT Fuel Choice Floor in lbs/MMBtu | FALSE | L | Annual | Qualifying Generation | TWh | 34.4903 | 32.3799 | 32.4846 | 32.3841 | 29.7997 | 32.1829 | 32.3785
CO Hg Rule - MER Removal Annual v3.1 | 214 | 1515 | MACT Fuel Choice Floor in lbs/MMBtu | FALSE | L | Annual | Constraint Shadow Price | US2011$/Lb | 0 | 0 | 0 | 0 | 0 | 0 | 0
CO NOX Rate Annual - Craig 1,3 v5.14 | 215 | 6124 | Rate Constraint in lbs/MMBtu | FALSE | L | Annual | Seasons Included | Seasons | Winter, Summer | Winter, Summer | Winter, Summer | Winter, Summer | Winter, Summer | Winter, Summer | Winter, Summer
CO NOX Rate Annual - Craig 1,3 v5.14 | 215 | 6124 | Rate Constraint in lbs/MMBtu | FALSE | L | Annual | Standard | lb/MMBtu | 0.28 | 0.28 | 0.28 | 0.28 | 0.28 | 0.28 | 0.28
CO NOX Rate Annual - Craig 1,3 v5.14 | 215 | 6124 | Rate Constraint in lbs/MMBtu | FALSE | L | Annual | Emissions at Affected Plants NOX | Thousand Tons | 8.4 | 8.4 | 8.4 | 5.5978 | 5.5978 | 5.5978 | 5.5978
CO NOX Rate Annual - Craig 1,3 v5.14 | 215 | 6124 | Rate Constraint in lbs/MMBtu | FALSE | L | Annual | Allowances Purchased NOX | Thousand Tons | 0 | 0 | 0 | 0 | 0 | 0 | 0
CO NOX Rate Annual - Craig 1,3 v5.14 | 215 | 6124 | Rate Constraint in lbs/MMBtu | FALSE | L | Annual | Allowances Sold NOX | Thousand Tons | 0 | 0 | 0 | 0 | 0 | 0 | 0
CO NOX Rate Annual - Craig 1,3 v5.14 | 215 | 6124 | Rate Constraint in lbs/MMBtu | FALSE | L | Annual | Allowances Banked | Thousand Tons | 0 | 0 | 0 | 0 | 0 | 0 | 0
CO NOX Rate Annual - Craig 1,3 v5.14 | 215 | 6124 | Rate Constraint in lbs/MMBtu | FALSE | L | Annual | Allowances Withdrawn (1:1) | Thousand Tons | 0 | 0 | 0 | 0 | 0 | 0 | 0
CO NOX Rate Annual - Craig 1,3 v5.14 | 215 | 6124 | Rate Constraint in lbs/MMBtu | FALSE | L | Annual | Allowances Withdrawn (n:1) | Thousand Tons | 0 | 0 | 0 | 0 | 0 | 0 | 0
CO NOX Rate Annual - Craig 1,3 v5.14 | 215 | 6124 | Rate Constraint in lbs/MMBtu | FALSE | L | Annual | Net Emissions Allowance Position | Thousand Tons | 8.4 | 8.4 | 8.4 | 5.5978 | 5.5978 | 5.5978 | 5.5978
CO NOX Rate Annual - Craig 1,3 v5.14 | 215 | 6124 | Rate Constraint in lbs/MMBtu | FALSE | L | Annual | Fuel Consumed | TBtu | 59.9996 | 59.9996 | 59.9996 | 59.9996 | 59.9996 | 59.9996 | 59.9996
CO NOX Rate Annual - Craig 1,3 v5.14 | 215 | 6124 | Rate Constraint in lbs/MMBtu | FALSE | L | Annual | Rate | lb/MMBtu | 0.28 | 0.28 | 0.28 | 0.18659 | 0.18659 | 0.18659 | 0.18659
CO NOX Rate Annual - Craig 1,3 v5.14 | 215 | 6124 | Rate Constraint in lbs/MMBtu | FALSE | L | Annual | Generation | TWh | 6.2832 | 6.2832 | 6.2832 | 6.2673 | 6.2673 | 6.2673 | 6.2673
CO NOX Rate Annual - Craig 1,3 v5.14 | 215 | 6124 | Rate Constraint in lbs/MMBtu | FALSE | L | Annual | Qualifying Generation | TWh | 6.2832 | 6.2832 | 6.2832 | 6.2673 | 6.2673 | 6.2673 | 6.2673
CO NOX Rate Annual - Craig 1,3 v5.14 | 215 | 6124 | Rate Constraint in lbs/MMBtu | FALSE | L | Annual | Rate | lb/MWh | 1.3369 | 1.3369 | 1.3369 | 0.89318 | 0.89318 | 0.89318 | 0.89318
CO NOX Rate Annual - Craig 1,3 v5.14 | 215 | 6124 | Rate Constraint in lbs/MMBtu | FALSE | L | Annual | Constraint Shadow Price | US2011$/Ton | 3949.2606 | 564.2973 | 2602.1355 | 0 | 0 | 0 | 0
CO NOX Rate Annual - Craig 2 v5.14 | 216 | 6125 | Rate Constraint in lbs/MMBtu | FALSE | L | Annual | Seasons Included | Seasons | Winter, Summer | Winter, Summer | Winter, Summer | Winter, Summer | Winter, Summer | Winter, Summer | Winter, Summer
CO NOX Rate Annual - Craig 2 v5.14 | 216 | 6125 | Rate Constraint in lbs/MMBtu | FALSE | L | Annual | Standard | lb/MMBtu | 0.08 | 0.08 | 0.08 | 0.08 | 0.08 | 0.08 | 0.08
CO NOX Rate Annual - Craig 2 v5.14 | 216 | 6125 | Rate Constraint in lbs/MMBtu | FALSE | L | Annual | Emissions at Affected Plants NOX | Thousand Tons | 1.2127 | 1.2209 | 1.2209 | 1.2209 | 1.0665 | 1.2209 | 1.2209
CO NOX Rate Annual - Craig 2 v5.14 | 216 | 6125 | Rate Constraint in lbs/MMBtu | FALSE | L | Annual | Allowances Purchased NOX | Thousand Tons | 0 | 0 | 0 | 0 | 0 | 0 | 0
CO NOX Rate Annual - Craig 2 v5.14 | 216 | 6125 | Rate Constraint in lbs/MMBtu | FALSE | L | Annual | Allowances Sold NOX | Thousand Tons | 0 | 0 | 0 | 0 | 0 | 0 | 0
CO NOX Rate Annual - Craig 2 v5.14 | 216 | 6125 | Rate Constraint in lbs/MMBtu | FALSE | L | Annual | Allowances Banked | Thousand Tons | 0 | 0 | 0 | 0 | 0 | 0 | 0
CO NOX Rate Annual - Craig 2 v5.14 | 216 | 6125 | Rate Constraint in lbs/MMBtu | FALSE | L | Annual | Allowances Withdrawn (1:1) | Thousand Tons | 0 | 0 | 0 | 0 | 0 | 0 | 0
CO NOX Rate Annual - Craig 2 v5.14 | 216 | 6125 | Rate Constraint in lbs/MMBtu | FALSE | L | Annual | Allowances Withdrawn (n:1) | Thousand Tons | 0 | 0 | 0 | 0 | 0 | 0 | 0
CO NOX Rate Annual - Craig 2 v5.14 | 216 | 6125 | Rate Constraint in lbs/MMBtu | FALSE | L | Annual | Net Emissions Allowance Position | Thousand Tons | 1.2127 | 1.2209 | 1.2209 | 1.2209 | 1.0665 | 1.2209 | 1.2209
CO NOX Rate Annual - Craig 2 v5.14 | 216 | 6125 | Rate Constraint in lbs/MMBtu | FALSE | L | Annual | Fuel Consumed | TBtu | 30.3166 | 30.5237 | 30.5237 | 30.5237 | 26.6624 | 30.5237 | 30.5237
CO NOX Rate Annual - Craig 2 v5.14 | 216 | 6125 | Rate Constraint in lbs/MMBtu | FALSE | L | Annual | Rate | lb/MMBtu | 0.08 | 0.08 | 0.08 | 0.08 | 0.08 | 0.08 | 0.08
CO NOX Rate Annual - Craig 2 v5.14 | 216 | 6125 | Rate Constraint in lbs/MMBtu | FALSE | L | Annual | Generation | TWh | 3.033 | 3.0537 | 3.0537 | 3.0537 | 2.6674 | 3.0537 | 3.0537
CO NOX Rate Annual - Craig 2 v5.14 | 216 | 6125 | Rate Constraint in lbs/MMBtu | FALSE | L | Annual | Qualifying Generation | TWh | 3.033 | 3.0537 | 3.0537 | 3.0537 | 2.6674 | 3.0537 | 3.0537
CO NOX Rate Annual - Craig 2 v5.14 | 216 | 6125 | Rate Constraint in lbs/MMBtu | FALSE | L | Annual | Rate | lb/MWh | 0.39983 | 0.39983 | 0.39983 | 0.39983 | 0.39983 | 0.39983 | 0.39983
CO NOX Rate Annual - Craig 2 v5.14 | 216 | 6125 | Rate Constraint in lbs/MMBtu | FALSE | L | Annual | Constraint Shadow Price | US2011$/Ton | 4391.9449 | 2553.7624 | 0 | 0 | 0 | 0 | 0
CR Huntley MER Rate Limit v3.1 | 217 | 2040 | Rate Constraint in lbs/MMBtu | FALSE | L | Annual | Seasons Included | Seasons | Winter, Summer | Winter, Summer | Winter, Summer | Winter, Summer | Winter, Summer | Winter, Summer | Winter, Summer
CR Huntley MER Rate Limit v3.1 | 217 | 2040 | Rate Constraint in lbs/MMBtu | FALSE | L | Annual | Standard | lb/MMBtu | 6e-07 | 6e-07 | 6e-07 | 6e-07 | 6e-07 | 6e-07 | 6e-07
CR Huntley MER Rate Limit v3.1 | 217 | 2040 | Rate Constraint in lbs/MMBtu | FALSE | L | Annual | Emissions at Affected Plants MER | lbs | 0 | 0 | 0 | 0 | 0 | 0 | 0
CR Huntley MER Rate Limit v3.1 | 217 | 2040 | Rate Constraint in lbs/MMBtu | FALSE | L | Annual | Allowances Purchased MER | lbs | 0 | 0 | 0 | 0 | 0 | 0 | 0
CR Huntley MER Rate Limit v3.1 | 217 | 2040 | Rate Constraint in lbs/MMBtu | FALSE | L | Annual | Allowances Sold MER | lbs | 0 | 0 | 0 | 0 | 0 | 0 | 0
CR Huntley MER Rate Limit v3.1 | 217 | 2040 | Rate Constraint in lbs/MMBtu | FALSE | L | Annual | Allowances Banked | lbs | 0 | 0 | 0 | 0 | 0 | 0 | 0
CR Huntley MER Rate Limit v3.1 | 217 | 2040 | Rate Constraint in lbs/MMBtu | FALSE | L | Annual | Allowances Withdrawn (1:1) | lbs | 0 | 0 | 0 | 0 | 0 | 0 | 0
CR Huntley MER Rate Limit v3.1 | 217 | 2040 | Rate Constraint in lbs/MMBtu | FALSE | L | Annual | Allowances Withdrawn (n:1) | lbs | 0 | 0 | 0 | 0 | 0 | 0 | 0
CR Huntley MER Rate Limit v3.1 | 217 | 2040 | Rate Constraint in lbs/MMBtu | FALSE | L | Annual | Net Emissions Allowance Position | lbs | 0 | 0 | 0 | 0 | 0 | 0 | 0
CR Huntley MER Rate Limit v3.1 | 217 | 2040 | Rate Constraint in lbs/MMBtu | FALSE | L | Annual | Fuel Consumed | TBtu | 0 | 0 | 0 | 0 | 0 | 0 | 0
CR Huntley MER Rate Limit v3.1 | 217 | 2040 | Rate Constraint in lbs/MMBtu | FALSE | L | Annual | Rate | lb/MMBtu | 0 | 0 | 0 | 0 | 0 | 0 | 0
CR Huntley MER Rate Limit v3.1 | 217 | 2040 | Rate Constraint in lbs/MMBtu | FALSE | L | Annual | Generation | TWh | 0 | 0 | 0 | 0 | 0 | 0 | 0
CR Huntley MER Rate Limit v3.1 | 217 | 2040 | Rate Constraint in lbs/MMBtu | FALSE | L | Annual | Qualifying Generation | TWh | 0 | 0 | 0 | 0 | 0 | 0 | 0
CR Huntley MER Rate Limit v3.1 | 217 | 2040 | Rate Constraint in lbs/MMBtu | FALSE | L | Annual | Rate | lb/MWh | 0 | 0 | 0 | 0 | 0 | 0 | 0
CR Huntley MER Rate Limit v3.1 | 217 | 2040 | Rate Constraint in lbs/MMBtu | FALSE | L | Annual | Constraint Shadow Price | US2011$/Lb | 0 | 0 | 0 | 0 | 0 | 0 | 0
CSAPR- NOX Annual- AL | 218 | 6347 | Rate Constraint in MTons | FALSE | L | Annual | Seasons Included | Seasons |  | Winter, Summer | Winter, Summer | Winter, Summer | Winter, Summer | Winter, Summer | Winter, Summer
CSAPR- NOX Annual- AL | 218 | 6347 | Rate Constraint in MTons | FALSE | L | Annual | Standard | Thousand Tons | 0 | 84.9152 | 84.9152 | 84.9152 | 84.9152 | 84.9152 | 84.9152
CSAPR- NOX Annual- AL | 218 | 6347 | Rate Constraint in MTons | FALSE | L | Annual | Standard NOX | Thousand Tons | 0 | 84.9152 | 84.9152 | 84.9152 | 84.9152 | 84.9152 | 84.9152
CSAPR- NOX Annual- AL | 218 | 6347 | Rate Constraint in MTons | FALSE | L | Annual | Emissions at Affected Plants NOX | Thousand Tons | 0 | 22.6502 | 22.9059 | 20.2749 | 13.2361 | 17.8459 | 18.3243
CSAPR- NOX Annual- AL | 218 | 6347 | Rate Constraint in MTons | FALSE | L | Annual | Allowances Purchased NOX | Thousand Tons | 0 | 0 | 0 | 0 | 0 | 0 | 0
CSAPR- NOX Annual- AL | 218 | 6347 | Rate Constraint in MTons | FALSE | L | Annual | Allowances Sold NOX | Thousand Tons | 0 | 0 | 0 | 0 | 0 | 0 | 0
CSAPR- NOX Annual- AL | 218 | 6347 | Rate Constraint in MTons | FALSE | L | Annual | Allowances Banked | Thousand Tons | 0 | 0 | 0 | 0 | 0 | 0 | 0
CSAPR- NOX Annual- AL | 218 | 6347 | Rate Constraint in MTons | FALSE | L | Annual | Allowances Withdrawn (1:1) | Thousand Tons | 0 | 0 | 0 | 0 | 0 | 0 | 0
CSAPR- NOX Annual- AL | 218 | 6347 | Rate Constraint in MTons | FALSE | L | Annual | Allowances Withdrawn (n:1) | Thousand Tons | 0 | 0 | 0 | 0 | 0 | 0 | 0
CSAPR- NOX Annual- AL | 218 | 6347 | Rate Constraint in MTons | FALSE | L | Annual | Net Emissions Allowance Position | Thousand Tons | 0 | 22.6502 | 22.9059 | 20.2749 | 13.2361 | 17.8459 | 18.3243
CSAPR- NOX Annual- AL | 218 | 6347 | Rate Constraint in MTons | FALSE | L | Annual | Fuel Consumed | TBtu | 0 | 833.1689 | 739.2279 | 736.2822 | 625.653 | 683.4417 | 749.8018
CSAPR- NOX Annual- AL | 218 | 6347 | Rate Constraint in MTons | FALSE | L | Annual | Rate | lb/MMBtu | 0 | 0.054371 | 0.061972 | 0.055074 | 0.042311 | 0.052224 | 0.048878
CSAPR- NOX Annual- AL | 218 | 6347 | Rate Constraint in MTons | FALSE | L | Annual | Generation | TWh | 0 | 97.7466 | 85.2215 | 86.9685 | 78.418 | 84.1411 | 94.9233
CSAPR- NOX Annual- AL | 218 | 6347 | Rate Constraint in MTons | FALSE | L | Annual | Qualifying Generation | TWh | 0 | 97.7466 | 85.2215 | 86.9685 | 78.418 | 84.1411 | 94.9233
CSAPR- NOX Annual- AL | 218 | 6347 | Rate Constraint in MTons | FALSE | L | Annual | Rate | lb/MWh | 0 | 0.23172 | 0.26878 | 0.23313 | 0.16879 | 0.21209 | 0.19304
CSAPR- NOX Annual- AL | 218 | 6347 | Rate Constraint in MTons | FALSE | L | Annual | Constraint Shadow Price | US2011$/Ton | 0 | 0 | 0 | 0 | 0 | 0 | 0
CSAPR- NOX Annual- GA | 219 | 6348 | Rate Constraint in MTons | FALSE | L | Annual | Seasons Included | Seasons |  | Winter, Summer | Winter, Summer | Winter, Summer | Winter, Summer | Winter, Summer | Winter, Summer
CSAPR- NOX Annual- GA | 219 | 6348 | Rate Constraint in MTons | FALSE | L | Annual | Standard | Thousand Tons | 0 | 63.4108 | 63.4108 | 63.4108 | 63.4108 | 63.4108 | 63.4108
CSAPR- NOX Annual- GA | 219 | 6348 | Rate Constraint in MTons | FALSE | L | Annual | Standard NOX | Thousand Tons | 0 | 63.4108 | 63.4108 | 63.4108 | 63.4108 | 63.4108 | 63.4108
CSAPR- NOX Annual- GA | 219 | 6348 | Rate Constraint in MTons | FALSE | L | Annual | Emissions at Affected Plants NOX | Thousand Tons | 0 | 18.6183 | 19.5082 | 18.8737 | 17.1389 | 15.2804 | 16.1039
CSAPR- NOX Annual- GA | 219 | 6348 | Rate Constraint in MTons | FALSE | L | Annual | Allowances Purchased NOX | Thousand Tons | 0 | 0 | 0 | 0 | 0 | 0 | 0
CSAPR- NOX Annual- GA | 219 | 6348 | Rate Constraint in MTons | FALSE | L | Annual | Allowances Sold NOX | Thousand Tons | 0 | 0 | 0 | 0 | 0 | 0 | 0
CSAPR- NOX Annual- GA | 219 | 6348 | Rate Constraint in MTons | FALSE | L | Annual | Allowances Banked | Thousand Tons | 0 | 0 | 0 | 0 | 0 | 0 | 0
CSAPR- NOX Annual- GA | 219 | 6348 | Rate Constraint in MTons | FALSE | L | Annual | Allowances Withdrawn (1:1) | Thousand Tons | 0 | 0 | 0 | 0 | 0 | 0 | 0
CSAPR- NOX Annual- GA | 219 | 6348 | Rate Constraint in MTons | FALSE | L | Annual | Allowances Withdrawn (n:1) | Thousand Tons | 0 | 0 | 0 | 0 | 0 | 0 | 0
CSAPR- NOX Annual- GA | 219 | 6348 | Rate Constraint in MTons | FALSE | L | Annual | Net Emissions Allowance Position | Thousand Tons | 0 | 18.6183 | 19.5082 | 18.8737 | 17.1389 | 15.2804 | 16.1039
CSAPR- NOX Annual- GA | 219 | 6348 | Rate Constraint in MTons | FALSE | L | Annual | Fuel Consumed | TBtu | 0 | 778.6928 | 744.2144 | 763.8795 | 734.6781 | 651.3097 | 801.4402
CSAPR- NOX Annual- GA | 219 | 6348 | Rate Constraint in MTons | FALSE | L | Annual | Rate | lb/MMBtu | 0 | 0.047819 | 0.052426 | 0.049416 | 0.046657 | 0.046922 | 0.040188
CSAPR- NOX Annual- GA | 219 | 6348 | Rate Constraint in MTons | FALSE | L | Annual | Generation | TWh | 0 | 94.4082 | 89.6426 | 92.2989 | 90.2023 | 80.6351 | 104.1077
CSAPR- NOX Annual- GA | 219 | 6348 | Rate Constraint in MTons | FALSE | L | Annual | Qualifying Generation | TWh | 0 | 94.4082 | 89.6426 | 92.2989 | 90.2023 | 80.6351 | 104.1077
CSAPR- NOX Annual- GA | 219 | 6348 | Rate Constraint in MTons | FALSE | L | Annual | Rate | lb/MWh | 0 | 0.19721 | 0.21762 | 0.20449 | 0.19001 | 0.1895 | 0.15469
CSAPR- NOX Annual- GA | 219 | 6348 | Rate Constraint in MTons | FALSE | L | Annual | Constraint Shadow Price | US2011$/Ton | 0 | 0 | 0 | 0 | 0 | 0 | 0
CSAPR- NOX Annual- IA | 220 | 6351 | Rate Constraint in MTons | FALSE | L | Annual | Seasons Included | Seasons |  | Winter, Summer | Winter, Summer | Winter, Summer | Winter, Summer | Winter, Summer | Winter, Summer
CSAPR- NOX Annual- IA | 220 | 6351 | Rate Constraint in MTons | FALSE | L | Annual | Standard | Thousand Tons | 0 | 44.2476 | 44.2476 | 44.2476 | 44.2476 | 44.2476 | 44.2476
CSAPR- NOX Annual- IA | 220 | 6351 | Rate Constraint in MTons | FALSE | L | Annual | Standard NOX | Thousand Tons | 0 | 44.2476 | 44.2476 | 44.2476 | 44.2476 | 44.2476 | 44.2476
CSAPR- NOX Annual- IA | 220 | 6351 | Rate Constraint in MTons | FALSE | L | Annual | Emissions at Affected Plants NOX | Thousand Tons | 0 | 17.0674 | 16.9829 | 16.6007 | 15.4503 | 16.4871 | 16.4324
CSAPR- NOX Annual- IA | 220 | 6351 | Rate Constraint in MTons | FALSE | L | Annual | Allowances Purchased NOX | Thousand Tons | 0 | 0 | 0 | 0 | 0 | 0 | 0
CSAPR- NOX Annual- IA | 220 | 6351 | Rate Constraint in MTons | FALSE | L | Annual | Allowances Sold NOX | Thousand Tons | 0 | 0 | 0 | 0 | 0 | 0 | 0
CSAPR- NOX Annual- IA | 220 | 6351 | Rate Constraint in MTons | FALSE | L | Annual | Allowances Banked | Thousand Tons | 0 | 0 | 0 | 0 | 0 | 0 | 0
CSAPR- NOX Annual- IA | 220 | 6351 | Rate Constraint in MTons | FALSE | L | Annual | Allowances Withdrawn (1:1) | Thousand Tons | 0 | 0 | 0 | 0 | 0 | 0 | 0
CSAPR- NOX Annual- IA | 220 | 6351 | Rate Constraint in MTons | FALSE | L | Annual | Allowances Withdrawn (n:1) | Thousand Tons | 0 | 0 | 0 | 0 | 0 | 0 | 0
CSAPR- NOX Annual- IA | 220 | 6351 | Rate Constraint in MTons | FALSE | L | Annual | Net Emissions Allowance Position | Thousand Tons | 0 | 17.0674 | 16.9829 | 16.6007 | 15.4503 | 16.4871 | 16.4324
CSAPR- NOX Annual- IA | 220 | 6351 | Rate Constraint in MTons | FALSE | L | Annual | Fuel Consumed | TBtu | 0 | 296.914 | 288.7982 | 282.2428 | 290.1541 | 308.6316 | 306.796
CSAPR- NOX Annual- IA | 220 | 6351 | Rate Constraint in MTons | FALSE | L | Annual | Rate | lb/MMBtu | 0 | 0.11497 | 0.11761 | 0.11763 | 0.1065 | 0.10684 | 0.10712
CSAPR- NOX Annual- IA | 220 | 6351 | Rate Constraint in MTons | FALSE | L | Annual | Generation | TWh | 0 | 31.5622 | 30.4697 | 30.3379 | 32.5011 | 34.9749 | 34.8976
CSAPR- NOX Annual- IA | 220 | 6351 | Rate Constraint in MTons | FALSE | L | Annual | Qualifying Generation | TWh | 0 | 31.5622 | 30.4697 | 30.3379 | 32.5011 | 34.9749 | 34.8976
CSAPR- NOX Annual- IA | 220 | 6351 | Rate Constraint in MTons | FALSE | L | Annual | Rate | lb/MWh | 0 | 0.54075 | 0.55737 | 0.54719 | 0.47538 | 0.4714 | 0.47087
CSAPR- NOX Annual- IA | 220 | 6351 | Rate Constraint in MTons | FALSE | L | Annual | Constraint Shadow Price | US2011$/Ton | 0 | 0 | 0 | 0 | 0 | 0 | 0
CSAPR- NOX Annual- IL | 221 | 6349 | Rate Constraint in MTons | FALSE | L | Annual | Seasons Included | Seasons |  | Winter, Summer | Winter, Summer | Winter, Summer | Winter, Summer | Winter, Summer | Winter, Summer
CSAPR- NOX Annual- IL | 221 | 6349 | Rate Constraint in MTons | FALSE | L | Annual | Standard | Thousand Tons | 0 | 56.489 | 56.489 | 56.489 | 56.489 | 56.489 | 56.489
CSAPR- NOX Annual- IL | 221 | 6349 | Rate Constraint in MTons | FALSE | L | Annual | Standard NOX | Thousand Tons | 0 | 56.489 | 56.489 | 56.489 | 56.489 | 56.489 | 56.489
CSAPR- NOX Annual- IL | 221 | 6349 | Rate Constraint in MTons | FALSE | L | Annual | Emissions at Affected Plants NOX | Thousand Tons | 0 | 21.1334 | 20.9531 | 19.4174 | 17.9746 | 19.4423 | 20.7854
CSAPR- NOX Annual- IL | 221 | 6349 | Rate Constraint in MTons | FALSE | L | Annual | Allowances Purchased NOX | Thousand Tons | 0 | 0 | 0 | 0 | 0 | 0 | 0
CSAPR- NOX Annual- IL | 221 | 6349 | Rate Constraint in MTons | FALSE | L | Annual | Allowances Sold NOX | Thousand Tons | 0 | 0 | 0 | 0 | 0 | 0 | 0
CSAPR- NOX Annual- IL | 221 | 6349 | Rate Constraint in MTons | FALSE | L | Annual | Allowances Banked | Thousand Tons | 0 | 0 | 0 | 0 | 0 | 0 | 0
CSAPR- NOX Annual- IL | 221 | 6349 | Rate Constraint in MTons | FALSE | L | Annual | Allowances Withdrawn (1:1) | Thousand Tons | 0 | 0 | 0 | 0 | 0 | 0 | 0
CSAPR- NOX Annual- IL | 221 | 6349 | Rate Constraint in MTons | FALSE | L | Annual | Allowances Withdrawn (n:1) | Thousand Tons | 0 | 0 | 0 | 0 | 0 | 0 | 0
CSAPR- NOX Annual- IL | 221 | 6349 | Rate Constraint in MTons | FALSE | L | Annual | Net Emissions Allowance Position | Thousand Tons | 0 | 21.1334 | 20.9531 | 19.4174 | 17.9746 | 19.4423 | 20.7854
CSAPR- NOX Annual- IL | 221 | 6349 | Rate Constraint in MTons | FALSE | L | Annual | Fuel Consumed | TBtu | 0 | 645.0442 | 629.8351 | 578.165 | 553.1349 | 586.4755 | 879.3561
CSAPR- NOX Annual- IL | 221 | 6349 | Rate Constraint in MTons | FALSE | L | Annual | Rate | lb/MMBtu | 0 | 0.065526 | 0.066535 | 0.067169 | 0.064992 | 0.066302 | 0.047274
CSAPR- NOX Annual- IL | 221 | 6349 | Rate Constraint in MTons | FALSE | L | Annual | Generation | TWh | 0 | 68.4249 | 65.9542 | 61.2037 | 60.3422 | 62.3418 | 108.4284
CSAPR- NOX Annual- IL | 221 | 6349 | Rate Constraint in MTons | FALSE | L | Annual | Qualifying Generation | TWh | 0 | 68.4249 | 65.9542 | 61.2037 | 60.3422 | 62.3418 | 108.4284
CSAPR- NOX Annual- IL | 221 | 6349 | Rate Constraint in MTons | FALSE | L | Annual | Rate | lb/MWh | 0 | 0.30886 | 0.31769 | 0.31726 | 0.29788 | 0.31187 | 0.1917
CSAPR- NOX Annual- IL | 221 | 6349 | Rate Constraint in MTons | FALSE | L | Annual | Constraint Shadow Price | US2011$/Ton | 0 | 0 | 0 | 0 | 0 | 0 | 0
CSAPR- NOX Annual- IN | 222 | 6350 | Rate Constraint in MTons | FALSE | L | Annual | Seasons Included | Seasons |  | Winter, Summer | Winter, Summer | Winter, Summer | Winter, Summer | Winter, Summer | Winter, Summer
CSAPR- NOX Annual- IN | 222 | 6350 | Rate Constraint in MTons | FALSE | L | Annual | Standard | Thousand Tons | 0 | 127.9403 | 127.9403 | 127.9403 | 127.9403 | 127.9403 | 127.9403
CSAPR- NOX Annual- IN | 222 | 6350 | Rate Constraint in MTons | FALSE | L | Annual | Standard NOX | Thousand Tons | 0 | 127.9403 | 127.9403 | 127.9403 | 127.9403 | 127.9403 | 127.9403
CSAPR- NOX Annual- IN | 222 | 6350 | Rate Constraint in MTons | FALSE | L | Annual | Emissions at Affected Plants NOX | Thousand Tons | 0 | 82.7908 | 84.4215 | 80.1207 | 59.7724 | 60.6205 | 60.9517
CSAPR- NOX Annual- IN | 222 | 6350 | Rate Constraint in MTons | FALSE | L | Annual | Allowances Purchased NOX | Thousand Tons | 0 | 0 | 0 | 0 | 0 | 0 | 0
CSAPR- NOX Annual- IN | 222 | 6350 | Rate Constraint in MTons | FALSE | L | Annual | Allowances Sold NOX | Thousand Tons | 0 | 0 | 0 | 0 | 0 | 0 | 0
CSAPR- NOX Annual- IN | 222 | 6350 | Rate Constraint in MTons | FALSE | L | Annual | Allowances Banked | Thousand Tons | 0 | 0 | 0 | 0 | 0 | 0 | 0
CSAPR- NOX Annual- IN | 222 | 6350 | Rate Constraint in MTons | FALSE | L | Annual | Allowances Withdrawn (1:1) | Thousand Tons | 0 | 0 | 0 | 0 | 0 | 0 | 0
CSAPR- NOX Annual- IN | 222 | 6350 | Rate Constraint in MTons | FALSE | L | Annual | Allowances Withdrawn (n:1) | Thousand Tons | 0 | 0 | 0 | 0 | 0 | 0 | 0
CSAPR- NOX Annual- IN | 222 | 6350 | Rate Constraint in MTons | FALSE | L | Annual | Net Emissions Allowance Position | Thousand Tons | 0 | 82.7908 | 84.4215 | 80.1207 | 59.7724 | 60.6205 | 60.9517
CSAPR- NOX Annual- IN | 222 | 6350 | Rate Constraint in MTons | FALSE | L | Annual | Fuel Consumed | TBtu | 0 | 1038.3054 | 1052.1933 | 988.0007 | 906.3691 | 969.4267 | 1026.8614
CSAPR- NOX Annual- IN | 222 | 6350 | Rate Constraint in MTons | FALSE | L | Annual | Rate | lb/MMBtu | 0 | 0.15947 | 0.16047 | 0.16219 | 0.13189 | 0.12506 | 0.11871
CSAPR- NOX Annual- IN | 222 | 6350 | Rate Constraint in MTons | FALSE | L | Annual | Generation | TWh | 0 | 103.2566 | 104.1627 | 100.3265 | 93.181 | 102.7452 | 112.1117
CSAPR- NOX Annual- IN | 222 | 6350 | Rate Constraint in MTons | FALSE | L | Annual | Qualifying Generation | TWh | 0 | 103.2566 | 104.1627 | 100.3265 | 93.181 | 102.7452 | 112.1117
CSAPR- NOX Annual- IN | 222 | 6350 | Rate Constraint in MTons | FALSE | L | Annual | Rate | lb/MWh | 0 | 0.8018 | 0.81048 | 0.7986 | 0.64147 | 0.59001 | 0.54367
CSAPR- NOX Annual- IN | 222 | 6350 | Rate Constraint in MTons | FALSE | L | Annual | Constraint Shadow Price | US2011$/Ton | 0 | 0 | 0 | 0 | 0 | 0 | 0
CSAPR- NOX Annual- KS | 223 | 6352 | Rate Constraint in MTons | FALSE | L | Annual | Seasons Included | Seasons |  | Winter, Summer | Winter, Summer | Winter, Summer | Winter, Summer | Winter, Summer | Winter, Summer
CSAPR- NOX Annual- KS | 223 | 6352 | Rate Constraint in MTons | FALSE | L | Annual | Standard | Thousand Tons | 0 | 36.9977 | 36.9977 | 36.9977 | 36.9977 | 36.9977 | 36.9977
CSAPR- NOX Annual- KS | 223 | 6352 | Rate Constraint in MTons | FALSE | L | Annual | Standard NOX | Thousand Tons | 0 | 36.9977 | 36.9977 | 36.9977 | 36.9977 | 36.9977 | 36.9977
CSAPR- NOX Annual- KS | 223 | 6352 | Rate Constraint in MTons | FALSE | L | Annual | Emissions at Affected Plants NOX | Thousand Tons | 0 | 24.5574 | 24.2945 | 22.8531 | 22.1954 | 22.3583 | 22.4789
CSAPR- NOX Annual- KS | 223 | 6352 | Rate Constraint in MTons | FALSE | L | Annual | Allowances Purchased NOX | Thousand Tons | 0 | 0 | 0 | 0 | 0 | 0 | 0
CSAPR- NOX Annual- KS | 223 | 6352 | Rate Constraint in MTons | FALSE | L | Annual | Allowances Sold NOX | Thousand Tons | 0 | 0 | 0 | 0 | 0 | 0 | 0
CSAPR- NOX Annual- KS | 223 | 6352 | Rate Constraint in MTons | FALSE | L | Annual | Allowances Banked | Thousand Tons | 0 | 0 | 0 | 0 | 0 | 0 | 0
CSAPR- NOX Annual- KS | 223 | 6352 | Rate Constraint in MTons | FALSE | L | Annual | Allowances Withdrawn (1:1) | Thousand Tons | 0 | 0 | 0 | 0 | 0 | 0 | 0
CSAPR- NOX Annual- KS | 223 | 6352 | Rate Constraint in MTons | FALSE | L | Annual | Allowances Withdrawn (n:1) | Thousand Tons | 0 | 0 | 0 | 0 | 0 | 0 | 0
CSAPR- NOX Annual- KS | 223 | 6352 | Rate Constraint in MTons | FALSE | L | Annual | Net Emissions Allowance Position | Thousand Tons | 0 | 24.5574 | 24.2945 | 22.8531 | 22.1954 | 22.3583 | 22.4789
CSAPR- NOX Annual- KS | 223 | 6352 | Rate Constraint in MTons | FALSE | L | Annual | Fuel Consumed | TBtu | 0 | 405.9451 | 403.8811 | 389.9104 | 378.4211 | 379.1199 | 381.6966
CSAPR- NOX Annual- KS | 223 | 6352 | Rate Constraint in MTons | FALSE | L | Annual | Rate | lb/MMBtu | 0 | 0.12099 | 0.1203 | 0.11722 | 0.11731 | 0.11795 | 0.11778
CSAPR- NOX Annual- KS | 223 | 6352 | Rate Constraint in MTons | FALSE | L | Annual | Generation | TWh | 0 | 37.888 | 37.7234 | 37.3098 | 36.9537 | 37.0964 | 37.3712
CSAPR- NOX Annual- KS | 223 | 6352 | Rate Constraint in MTons | FALSE | L | Annual | Qualifying Generation | TWh | 0 | 37.888 | 37.7234 | 37.3098 | 36.9537 | 37.0964 | 37.3712
CSAPR- NOX Annual- KS | 223 | 6352 | Rate Constraint in MTons | FALSE | L | Annual | Rate | lb/MWh | 0 | 0.64816 | 0.64402 | 0.61252 | 0.60063 | 0.60271 | 0.6015
CSAPR- NOX Annual- KS | 223 | 6352 | Rate Constraint in MTons | FALSE | L | Annual | Constraint Shadow Price | US2011$/Ton | 0 | 0 | 0 | 0 | 0 | 0 | 0
CSAPR- NOX Annual- KY | 224 | 6353 | Rate Constraint in MTons | FALSE | L | Annual | Seasons Included | Seasons |  | Winter, Summer | Winter, Summer | Winter, Summer | Winter, Summer | Winter, Summer | Winter, Summer
CSAPR- NOX Annual- KY | 224 | 6353 | Rate Constraint in MTons | FALSE | L | Annual | Standard | Thousand Tons | 0 | 91.1408 | 91.1408 | 91.1408 | 91.1408 | 91.1408 | 91.1408
CSAPR- NOX Annual- KY | 224 | 6353 | Rate Constraint in MTons | FALSE | L | Annual | Standard NOX | Thousand Tons | 0 | 91.1408 | 91.1408 | 91.1408 | 91.1408 | 91.1408 | 91.1408
CSAPR- NOX Annual- KY | 224 | 6353 | Rate Constraint in MTons | FALSE | L | Annual | Emissions at Affected Plants NOX | Thousand Tons | 0 | 40.6051 | 43.2489 | 39.6348 | 37.6619 | 39.3603 | 39.7837
CSAPR- NOX Annual- KY | 224 | 6353 | Rate Constraint in MTons | FALSE | L | Annual | Allowances Purchased NOX | Thousand Tons | 0 | 0 | 0 | 0 | 0 | 0 | 0
CSAPR- NOX Annual- KY | 224 | 6353 | Rate Constraint in MTons | FALSE | L | Annual | Allowances Sold NOX | Thousand Tons | 0 | 0 | 0 | 0 | 0 | 0 | 0
CSAPR- NOX Annual- KY | 224 | 6353 | Rate Constraint in MTons | FALSE | L | Annual | Allowances Banked | Thousand Tons | 0 | 0 | 0 | 0 | 0 | 0 | 0
CSAPR- NOX Annual- KY | 224 | 6353 | Rate Constraint in MTons | FALSE | L | Annual | Allowances Withdrawn (1:1) | Thousand Tons | 0 | 0 | 0 | 0 | 0 | 0 | 0
CSAPR- NOX Annual- KY | 224 | 6353 | Rate Constraint in MTons | FALSE | L | Annual | Allowances Withdrawn (n:1) | Thousand Tons | 0 | 0 | 0 | 0 | 0 | 0 | 0
CSAPR- NOX Annual- KY | 224 | 6353 | Rate Constraint in MTons | FALSE | L | Annual | Net Emissions Allowance Position | Thousand Tons | 0 | 40.6051 | 43.2489 | 39.6348 | 37.6619 | 39.3603 | 39.7837
CSAPR- NOX Annual- KY | 224 | 6353 | Rate Constraint in MTons | FALSE | L | Annual | Fuel Consumed | TBtu | 0 | 589.3318 | 621.1138 | 569.1591 | 564.582 | 628.975 | 655.5981
CSAPR- NOX Annual- KY | 224 | 6353 | Rate Constraint in MTons | FALSE | L | Annual | Rate | lb/MMBtu | 0 | 0.1378 | 0.13926 | 0.13927 | 0.13342 | 0.12516 | 0.12137
CSAPR- NOX Annual- KY | 224 | 6353 | Rate Constraint in MTons | FALSE | L | Annual | Generation | TWh | 0 | 58.1791 | 60.591 | 57.5782 | 58.9349 | 67.6574 | 71.8947
CSAPR- NOX Annual- KY | 224 | 6353 | Rate Constraint in MTons | FALSE | L | Annual | Qualifying Generation | TWh | 0 | 58.1791 | 60.591 | 57.5782 | 58.9349 | 67.6574 | 71.8947
CSAPR- NOX Annual- KY | 224 | 6353 | Rate Constraint in MTons | FALSE | L | Annual | Rate | lb/MWh | 0 | 0.69793 | 0.71378 | 0.68836 | 0.63904 | 0.58176 | 0.55336
CSAPR- NOX Annual- KY | 224 | 6353 | Rate Constraint in MTons | FALSE | L | Annual | Constraint Shadow Price | US2011$/Ton | 0 | 0 | 0 | 0 | 0 | 0 | 0
CSAPR- NOX Annual- MD | 225 | 6354 | Rate Constraint in MTons | FALSE | L | Annual | Seasons Included | Seasons |  | Winter, Summer | Winter, Summer | Winter, Summer | Winter, Summer | Winter, Summer | Winter, Summer
CSAPR- NOX Annual- MD | 225 | 6354 | Rate Constraint in MTons | FALSE | L | Annual | Standard | Thousand Tons | 0 | 19.5573 | 19.5573 | 19.5573 | 19.5573 | 19.5573 | 19.5573
CSAPR- NOX Annual- MD | 225 | 6354 | Rate Constraint in MTons | FALSE | L | Annual | Standard NOX | Thousand Tons | 0 | 19.5573 | 19.5573 | 19.5573 | 19.5573 | 19.5573 | 19.5573
CSAPR- NOX Annual- MD | 225 | 6354 | Rate Constraint in MTons | FALSE | L | Annual | Emissions at Affected Plants NOX | Thousand Tons | 0 | 5.9032 | 6.8507 | 4.146 | 3.3825 | 2.8328 | 2.18
CSAPR- NOX Annual- MD | 225 | 6354 | Rate Constraint in MTons | FALSE | L | Annual | Allowances Purchased NOX | Thousand Tons | 0 | 0 | 0 | 0 | 0 | 0 | 0
CSAPR- NOX Annual- MD | 225 | 6354 | Rate Constraint in MTons | FALSE | L | Annual | Allowances Sold NOX | Thousand Tons | 0 | 0 | 0 | 0 | 0 | 0 | 0
CSAPR- NOX Annual- MD | 225 | 6354 | Rate Constraint in MTons | FALSE | L | Annual | Allowances Banked | Thousand Tons | 0 | 0 | 0 | 0 | 0 | 0 | 0
CSAPR- NOX Annual- MD | 225 | 6354 | Rate Constraint in MTons | FALSE | L | Annual | Allowances Withdrawn (1:1) | Thousand Tons | 0 | 0 | 0 | 0 | 0 | 0 | 0
CSAPR- NOX Annual- MD | 225 | 6354 | Rate Constraint in MTons | FALSE | L | Annual | Allowances Withdrawn (n:1) | Thousand Tons | 0 | 0 | 0 | 0 | 0 | 0 | 0
CSAPR- NOX Annual- MD | 225 | 6354 | Rate Constraint in MTons | FALSE | L | Annual | Net Emissions Allowance Position | Thousand Tons | 0 | 5.9032 | 6.8507 | 4.146 | 3.3825 | 2.8328 | 2.18
CSAPR- NOX Annual- MD | 225 | 6354 | Rate Constraint in MTons | FALSE | L | Annual | Fuel Consumed | TBtu | 0 | 225.6064 | 249.8625 | 203.7181 | 182.1815 | 180.2738 | 148.5396
CSAPR- NOX Annual- MD | 225 | 6354 | Rate Constraint in MTons | FALSE | L | Annual | Rate | lb/MMBtu | 0 | 0.052332 | 0.054836 | 0.040703 | 0.037134 | 0.031428 | 0.029352
CSAPR- NOX Annual- MD | 225 | 6354 | Rate Constraint in MTons | FALSE | L | Annual | Generation | TWh | 0 | 27.7264 | 30.1761 | 25.5929 | 23.5 | 24.0033 | 20.7775
CSAPR- NOX Annual- MD | 225 | 6354 | Rate Constraint in MTons | FALSE | L | Annual | Qualifying Generation | TWh | 0 | 27.7264 | 30.1761 | 25.5929 | 23.5 | 24.0033 | 20.7775
CSAPR- NOX Annual- MD | 225 | 6354 | Rate Constraint in MTons | FALSE | L | Annual | Rate | lb/MWh | 0 | 0.21291 | 0.22702 | 0.162 | 0.14394 | 0.11802 | 0.10492
CSAPR- NOX Annual- MD | 225 | 6354 | Rate Constraint in MTons | FALSE | L | Annual | Constraint Shadow Price | US2011$/Ton | 0 | 0 | 0 | 0 | 0 | 0 | 0
CSAPR- NOX Annual- MI | 226 | 6355 | Rate Constraint in MTons | FALSE | L | Annual | Seasons Included | Seasons |  | Winter, Summer | Winter, Summer | Winter, Summer | Winter, Summer | Winter, Summer | Winter, Summer
CSAPR- NOX Annual- MI | 226 | 6355 | Rate Constraint in MTons | FALSE | L | Annual | Standard | Thousand Tons | 0 | 74.3872 | 74.3872 | 74.3872 | 74.3872 | 74.3872 | 74.3872
CSAPR- NOX Annual- MI | 226 | 6355 | Rate Constraint in MTons | FALSE | L | Annual | Standard NOX | Thousand Tons | 0 | 74.3872 | 74.3872 | 74.3872 | 74.3872 | 74.3872 | 74.3872
CSAPR- NOX Annual- MI | 226 | 6355 | Rate Constraint in MTons | FALSE | L | Annual | Emissions at Affected Plants NOX | Thousand Tons | 0 | 33.9776 | 34.9505 | 29.557 | 20.7553 | 25.554 | 25.0652
CSAPR- NOX Annual- MI | 226 | 6355 | Rate Constraint in MTons | FALSE | L | Annual | Allowances Purchased NOX | Thousand Tons | 0 | 0 | 0 | 0 | 0 | 0 | 0
CSAPR- NOX Annual- MI | 226 | 6355 | Rate Constraint in MTons | FALSE | L | Annual | Allowances Sold NOX | Thousand Tons | 0 | 0 | 0 | 0 | 0 | 0 | 0
CSAPR- NOX Annual- MI | 226 | 6355 | Rate Constraint in MTons | FALSE | L | Annual | Allowances Banked | Thousand Tons | 0 | 0 | 0 | 0 | 0 | 0 | 0
CSAPR- NOX Annual- MI | 226 | 6355 | Rate Constraint in MTons | FALSE | L | Annual | Allowances Withdrawn (1:1) | Thousand Tons | 0 | 0 | 0 | 0 | 0 | 0 | 0
CSAPR- NOX Annual- MI | 226 | 6355 | Rate Constraint in MTons | FALSE | L | Annual | Allowances Withdrawn (n:1) | Thousand Tons | 0 | 0 | 0 | 0 | 0 | 0 | 0
CSAPR- NOX Annual- MI | 226 | 6355 | Rate Constraint in MTons | FALSE | L | Annual | Net Emissions Allowance Position | Thousand Tons | 0 | 33.9776 | 34.9505 | 29.557 | 20.7553 | 25.554 | 25.0652
CSAPR- NOX Annual- MI | 226 | 6355 | Rate Constraint in MTons | FALSE | L | Annual | Fuel Consumed | TBtu | 0 | 599.4005 | 575.9597 | 511.1107 | 483.1753 | 610.2365 | 694.7616
CSAPR- NOX Annual- MI | 226 | 6355 | Rate Constraint in MTons | FALSE | L | Annual | Rate | lb/MMBtu | 0 | 0.11337 | 0.12136 | 0.11566 | 0.085912 | 0.083751 | 0.072155
CSAPR- NOX Annual- MI | 226 | 6355 | Rate Constraint in MTons | FALSE | L | Annual | Generation | TWh | 0 | 70.2947 | 66.7948 | 61.7034 | 61.164 | 79.6554 | 93.1031
CSAPR- NOX Annual- MI | 226 | 6355 | Rate Constraint in MTons | FALSE | L | Annual | Qualifying Generation | TWh | 0 | 70.2947 | 66.7948 | 61.7034 | 61.164 | 79.6554 | 93.1031
CSAPR- NOX Annual- MI | 226 | 6355 | Rate Constraint in MTons | FALSE | L | Annual | Rate | lb/MWh | 0 | 0.48336 | 0.52325 | 0.47902 | 0.33934 | 0.32081 | 0.26922
CSAPR- NOX Annual- MI | 226 | 6355 | Rate Constraint in MTons | FALSE | L | Annual | Constraint Shadow Price | US2011$/Ton | 0 | 0 | 0 | 0 | 0 | 0 | 0
CSAPR- NOX Annual- MN | 227 | 6356 | Rate Constraint in MTons | FALSE | L | Annual | Seasons Included | Seasons |  | Winter, Summer | Winter, Summer | Winter, Summer | Winter, Summer | Winter, Summer | Winter, Summer
CSAPR- NOX Annual- MN | 227 | 6356 | Rate Constraint in MTons | FALSE | L | Annual | Standard | Thousand Tons | 0 | 34.895 | 34.895 | 34.895 | 34.895 | 34.895 | 34.895
CSAPR- NOX Annual- MN | 227 | 6356 | Rate Constraint in MTons | FALSE | L | Annual | Standard NOX | Thousand Tons | 0 | 34.895 | 34.895 | 34.895 | 34.895 | 34.895 | 34.895
CSAPR- NOX Annual- MN | 227 | 6356 | Rate Constraint in MTons | FALSE | L | Annual | Emissions at Affected Plants NOX | Thousand Tons | 0 | 20.551 | 20.4014 | 18.5986 | 18.0229 | 18.7565 | 18.6773
CSAPR- NOX Annual- MN | 227 | 6356 | Rate Constraint in MTons | FALSE | L | Annual | Allowances Purchased NOX | Thousand Tons | 0 | 0 | 0 | 0 | 0 | 0 | 0
CSAPR- NOX Annual- MN | 227 | 6356 | Rate Constraint in MTons | FALSE | L | Annual | Allowances Sold NOX | Thousand Tons | 0 | 0 | 0 | 0 | 0 | 0 | 0
CSAPR- NOX Annual- MN | 227 | 6356 | Rate Constraint in MTons | FALSE | L | Annual | Allowances Banked | Thousand Tons | 0 | 0 | 0 | 0 | 0 | 0 | 0
CSAPR- NOX Annual- MN | 227 | 6356 | Rate Constraint in MTons | FALSE | L | Annual | Allowances Withdrawn (1:1) | Thousand Tons | 0 | 0 | 0 | 0 | 0 | 0 | 0
CSAPR- NOX Annual- MN | 227 | 6356 | Rate Constraint in MTons | FALSE | L | Annual | Allowances Withdrawn (n:1) | Thousand Tons | 0 | 0 | 0 | 0 | 0 | 0 | 0
CSAPR- NOX Annual- MN | 227 | 6356 | Rate Constraint in MTons | FALSE | L | Annual | Net Emissions Allowance Position | Thousand Tons | 0 | 20.551 | 20.4014 | 18.5986 | 18.0229 | 18.7565 | 18.6773
CSAPR- NOX Annual- MN | 227 | 6356 | Rate Constraint in MTons | FALSE | L | Annual | Fuel Consumed | TBtu | 0 | 343.9513 | 329.3554 | 308.7092 | 314.8973 | 341.5386 | 338.3716
CSAPR- NOX Annual- MN | 227 | 6356 | Rate Constraint in MTons | FALSE | L | Annual | Rate | lb/MMBtu | 0 | 0.1195 | 0.12389 | 0.12049 | 0.11447 | 0.10984 | 0.11039
CSAPR- NOX Annual- MN | 227 | 6356 | Rate Constraint in MTons | FALSE | L | Annual | Generation | TWh | 0 | 35.407 | 33.4215 | 32.7672 | 34.1733 | 37.792 | 37.4444
CSAPR- NOX Annual- MN | 227 | 6356 | Rate Constraint in MTons | FALSE | L | Annual | Qualifying Generation | TWh | 0 | 35.407 | 33.4215 | 32.7672 | 34.1733 | 37.792 | 37.4444
CSAPR- NOX Annual- MN | 227 | 6356 | Rate Constraint in MTons | FALSE | L | Annual | Rate | lb/MWh | 0 | 0.58042 | 0.61043 | 0.5676 | 0.5274 | 0.49631 | 0.4988
CSAPR- NOX Annual- MN | 227 | 6356 | Rate Constraint in MTons | FALSE | L | Annual | Constraint Shadow Price | US2011$/Ton | 0 | 0 | 0 | 0 | 0 | 0 | 0
CSAPR- NOX Annual- MO | 228 | 6357 | Rate Constraint in MTons | FALSE | L | Annual | Seasons Included | Seasons |  | Winter, Summer | Winter, Summer | Winter, Summer | Winter, Summer | Winter, Summer | Winter, Summer
CSAPR- NOX Annual- MO | 228 | 6357 | Rate Constraint in MTons | FALSE | L | Annual | Standard | Thousand Tons | 0 | 57.5167 | 57.5167 | 57.5167 | 57.5167 | 57.5167 | 57.5167
CSAPR- NOX Annual- MO | 228 | 6357 | Rate Constraint in MTons | FALSE | L | Annual | Standard NOX | Thousand Tons | 0 | 57.5167 | 57.5167 | 57.5167 | 57.5167 | 57.5167 | 57.5167
CSAPR- NOX Annual- MO | 228 | 6357 | Rate Constraint in MTons | FALSE | L | Annual | Emissions at Affected Plants NOX | Thousand Tons | 0 | 34.9454 | 34.9879 | 34.1684 | 32.5685 | 34.1098 | 34.2741
CSAPR- NOX Annual- MO | 228 | 6357 | Rate Constraint in MTons | FALSE | L | Annual | Allowances Purchased NOX | Thousand Tons | 0 | 0 | 0 | 0 | 0 | 0 | 0
CSAPR- NOX Annual- MO | 228 | 6357 | Rate Constraint in MTons | FALSE | L | Annual | Allowances Sold NOX | Thousand Tons | 0 | 0 | 0 | 0 | 0 | 0 | 0
CSAPR- NOX Annual- MO | 228 | 6357 | Rate Constraint in MTons | FALSE | L | Annual | Allowances Banked | Thousand Tons | 0 | 0 | 0 | 0 | 0 | 0 | 0
CSAPR- NOX Annual- MO | 228 | 6357 | Rate Constraint in MTons | FALSE | L | Annual | Allowances Withdrawn (1:1) | Thousand Tons | 0 | 0 | 0 | 0 | 0 | 0 | 0
CSAPR- NOX Annual- MO | 228 | 6357 | Rate Constraint in MTons | FALSE | L | Annual | Allowances Withdrawn (n:1) | Thousand Tons | 0 | 0 | 0 | 0 | 0 | 0 | 0
CSAPR- NOX Annual- MO | 228 | 6357 | Rate Constraint in MTons | FALSE | L | Annual | Net Emissions Allowance Position | Thousand Tons | 0 | 34.9454 | 34.9879 | 34.1684 | 32.5685 | 34.1098 | 34.2741
CSAPR- NOX Annual- MO | 228 | 6357 | Rate Constraint in MTons | FALSE | L | Annual | Fuel Consumed | TBtu | 0 | 766.5027 | 765.2243 | 756.0551 | 750.768 | 779.8147 | 818.5948
CSAPR- NOX Annual- MO | 228 | 6357 | Rate Constraint in MTons | FALSE | L | Annual | Rate | lb/MMBtu | 0 | 0.091181 | 0.091445 | 0.090386 | 0.086761 | 0.087482 | 0.083739
CSAPR- NOX Annual- MO | 228 | 6357 | Rate Constraint in MTons | FALSE | L | Annual | Generation | TWh | 0 | 75.5511 | 75.3976 | 76.4326 | 77.6577 | 81.1449 | 87.1972
CSAPR- NOX Annual- MO | 228 | 6357 | Rate Constraint in MTons | FALSE | L | Annual | Qualifying Generation | TWh | 0 | 75.5511 | 75.3976 | 76.4326 | 77.6577 | 81.1449 | 87.1972
CSAPR- NOX Annual- MO | 228 | 6357 | Rate Constraint in MTons | FALSE | L | Annual | Rate | lb/MWh | 0 | 0.46254 | 0.46405 | 0.44704 | 0.41939 | 0.42036 | 0.39306
CSAPR- NOX Annual- MO | 228 | 6357 | Rate Constraint in MTons | FALSE | L | Annual | Constraint Shadow Price | US2011$/Ton | 0 | 0 | 0 | 0 | 0 | 0 | 0
CSAPR- NOX Annual- NC | 229 | 6361 | Rate Constraint in MTons | FALSE | L | Annual | Seasons Included | Seasons |  | Winter, Summer | Winter, Summer | Winter, Summer | Winter, Summer | Winter, Summer | Winter, Summer
CSAPR- NOX Annual- NC | 229 | 6361 | Rate Constraint in MTons | FALSE | L | Annual | Standard | Thousand Tons | 0 | 49.0325 | 49.0325 | 49.0325 | 49.0325 | 49.0325 | 49.0325
CSAPR- NOX Annual- NC | 229 | 6361 | Rate Constraint in MTons | FALSE | L | Annual | Standard NOX | Thousand Tons | 0 | 49.0325 | 49.0325 | 49.0325 | 49.0325 | 49.0325 | 49.0325
CSAPR- NOX Annual- NC | 229 | 6361 | Rate Constraint in MTons | FALSE | L | Annual | Emissions at Affected Plants NOX | Thousand Tons | 0 | 29.889 | 18.4178 | 14.5227 | 9.4964 | 8.444 | 9.6527
CSAPR- NOX Annual- NC | 229 | 6361 | Rate Constraint in MTons | FALSE | L | Annual | Allowances Purchased NOX | Thousand Tons | 0 | 0 | 0 | 0 | 0 | 0 | 0
CSAPR- NOX Annual- NC | 229 | 6361 | Rate Constraint in MTons | FALSE | L | Annual | Allowances Sold NOX | Thousand Tons | 0 | 0 | 0 | 0 | 0 | 0 | 0
CSAPR- NOX Annual- NC | 229 | 6361 | Rate Constraint in MTons | FALSE | L | Annual | Allowances Banked | Thousand Tons | 0 | 0 | 0 | 0 | 0 | 0 | 0
CSAPR- NOX Annual- NC | 229 | 6361 | Rate Constraint in MTons | FALSE | L | Annual | Allowances Withdrawn (1:1) | Thousand Tons | 0 | 0 | 0 | 0 | 0 | 0 | 0
CSAPR- NOX Annual- NC | 229 | 6361 | Rate Constraint in MTons | FALSE | L | Annual | Allowances Withdrawn (n:1) | Thousand Tons | 0 | 0 | 0 | 0 | 0 | 0 | 0
CSAPR- NOX Annual- NC | 229 | 6361 | Rate Constraint in MTons | FALSE | L | Annual | Net Emissions Allowance Position | Thousand Tons | 0 | 29.889 | 18.4178 | 14.5227 | 9.4964 | 8.444 | 9.6527
CSAPR- NOX Annual- NC | 229 | 6361 | Rate Constraint in MTons | FALSE | L | Annual | Fuel Consumed | TBtu | 0 | 696.0619 | 536.3449 | 507.4653 | 451.378 | 468.8185 | 694.3407
CSAPR- NOX Annual- NC | 229 | 6361 | Rate Constraint in MTons | FALSE | L | Annual | Rate | lb/MMBtu | 0 | 0.08588 | 0.068679 | 0.057236 | 0.042077 | 0.036023 | 0.027804
CSAPR- NOX Annual- NC | 229 | 6361 | Rate Constraint in MTons | FALSE | L | Annual | Generation | TWh | 0 | 82.3836 | 63.5585 | 62.8348 | 60.1162 | 65.5575 | 100.7748
CSAPR- NOX Annual- NC | 229 | 6361 | Rate Constraint in MTons | FALSE | L | Annual | Qualifying Generation | TWh | 0 | 82.3836 | 63.5585 | 62.8348 | 60.1162 | 65.5575 | 100.7748
CSAPR- NOX Annual- NC | 229 | 6361 | Rate Constraint in MTons | FALSE | L | Annual | Rate | lb/MWh | 0 | 0.3628 | 0.28978 | 0.23112 | 0.15797 | 0.1288 | 0.095785
CSAPR- NOX Annual- NC | 229 | 6361 | Rate Constraint in MTons | FALSE | L | Annual | Constraint Shadow Price | US2011$/Ton | 0 | 0 | 0 | 0 | 0 | 0 | 0
CSAPR- NOX Annual- NE | 230 | 6358 | Rate Constraint in MTons | FALSE | L | Annual | Seasons Included | Seasons |  | Winter, Summer | Winter, Summer | Winter, Summer | Winter, Summer | Winter, Summer | Winter, Summer
CSAPR- NOX Annual- NE | 230 | 6358 | Rate Constraint in MTons | FALSE | L | Annual | Standard | Thousand Tons | 0 | 35.446 | 35.446 | 35.446 | 35.446 | 35.446 | 35.446
CSAPR- NOX Annual- NE | 230 | 6358 | Rate Constraint in MTons | FALSE | L | Annual | Standard NOX | Thousand Tons | 0 | 35.446 | 35.446 | 35.446 | 35.446 | 35.446 | 35.446
CSAPR- NOX Annual- NE | 230 | 6358 | Rate Constraint in MTons | FALSE | L | Annual | Emissions at Affected Plants NOX | Thousand Tons | 0 | 31.9732 | 32.3508 | 31.8695 | 30.4772 | 31.1916 | 31.6045
CSAPR- NOX Annual- NE | 230 | 6358 | Rate Constraint in MTons | FALSE | L | Annual | Allowances Purchased NOX | Thousand Tons | 0 | 0 | 0 | 0 | 0 | 0 | 0
CSAPR- NOX Annual- NE | 230 | 6358 | Rate Constraint in MTons | FALSE | L | Annual | Allowances Sold NOX | Thousand Tons | 0 | 0 | 0 | 0 | 0 | 0 | 0
CSAPR- NOX Annual- NE | 230 | 6358 | Rate Constraint in MTons | FALSE | L | Annual | Allowances Banked | Thousand Tons | 0 | 0 | 0 | 0 | 0 | 0 | 0
CSAPR- NOX Annual- NE | 230 | 6358 | Rate Constraint in MTons | FALSE | L | Annual | Allowances Withdrawn (1:1) | Thousand Tons | 0 | 0 | 0 | 0 | 0 | 0 | 0
CSAPR- NOX Annual- NE | 230 | 6358 | Rate Constraint in MTons | FALSE | L | Annual | Allowances Withdrawn (n:1) | Thousand Tons | 0 | 0 | 0 | 0 | 0 | 0 | 0
CSAPR- NOX Annual- NE | 230 | 6358 | Rate Constraint in MTons | FALSE | L | Annual | Net Emissions Allowance Position | Thousand Tons | 0 | 31.9732 | 32.3508 | 31.8695 | 30.4772 | 31.1916 | 31.6045
CSAPR- NOX Annual- NE | 230 | 6358 | Rate Constraint in MTons | FALSE | L | Annual | Fuel Consumed | TBtu | 0 | 316.8562 | 318.6774 | 319.1123 | 310.0636 | 312.3081 | 336.0503
CSAPR- NOX Annual- NE | 230 | 6358 | Rate Constraint in MTons | FALSE | L | Annual | Rate | lb/MMBtu | 0 | 0.20182 | 0.20303 | 0.19974 | 0.19659 | 0.19975 | 0.18809
CSAPR- NOX Annual- NE | 230 | 6358 | Rate Constraint in MTons | FALSE | L | Annual | Generation | TWh | 0 | 30.1101 | 30.3081 | 30.4685 | 30.4184 | 30.5762 | 34.2549
CSAPR- NOX Annual- NE | 230 | 6358 | Rate Constraint in MTons | FALSE | L | Annual | Qualifying Generation | TWh | 0 | 30.1101 | 30.3081 | 30.4685 | 30.4184 | 30.5762 | 34.2549
CSAPR- NOX Annual- NE | 230 | 6358 | Rate Constraint in MTons | FALSE | L | Annual | Rate | lb/MWh | 0 | 1.0619 | 1.0674 | 1.046 | 1.0019 | 1.0201 | 0.92263
CSAPR- NOX Annual- NE | 230 | 6358 | Rate Constraint in MTons | FALSE | L | Annual | Constraint Shadow Price | US2011$/Ton | 0 | 0 | 0 | 0 | 0 | 0 | 0
CSAPR- NOX Annual- NJ | 231 | 6359 | Rate Constraint in MTons | FALSE | L | Annual | Seasons Included | Seasons |  | Winter, Summer | Winter, Summer | Winter, Summer | Winter, Summer | Winter, Summer | Winter, Summer
CSAPR- NOX Annual- NJ | 231 | 6359 | Rate Constraint in MTons | FALSE | L | Annual | Standard | Thousand Tons | 0 | 9.3751 | 9.3751 | 9.3751 | 9.3751 | 9.3751 | 9.3751
CSAPR- NOX Annual- NJ | 231 | 6359 | Rate Constraint in MTons | FALSE | L | Annual | Standard NOX | Thousand Tons | 0 | 9.3751 | 9.3751 | 9.3751 | 9.3751 | 9.3751 | 9.3751
CSAPR- NOX Annual- NJ | 231 | 6359 | Rate Constraint in MTons | FALSE | L | Annual | Emissions at Affected Plants NOX | Thousand Tons | 0 | 6.2321 | 6.281 | 4.977 | 4.1053 | 5.2039 | 5.9449
CSAPR- NOX Annual- NJ | 231 | 6359 | Rate Constraint in MTons | FALSE | L | Annual | Allowances Purchased NOX | Thousand Tons | 0 | 0 | 0 | 0 | 0 | 0 | 0
CSAPR- NOX Annual- NJ | 231 | 6359 | Rate Constraint in MTons | FALSE | L | Annual | Allowances Sold NOX | Thousand Tons | 0 | 0 | 0 | 0 | 0 | 0 | 0
CSAPR- NOX Annual- NJ | 231 | 6359 | Rate Constraint in MTons | FALSE | L | Annual | Allowances Banked | Thousand Tons | 0 | 0 | 0 | 0 | 0 | 0 | 0
CSAPR- NOX Annual- NJ | 231 | 6359 | Rate Constraint in MTons | FALSE | L | Annual | Allowances Withdrawn (1:1) | Thousand Tons | 0 | 0 | 0 | 0 | 0 | 0 | 0
CSAPR- NOX Annual- NJ | 231 | 6359 | Rate Constraint in MTons | FALSE | L | Annual | Allowances Withdrawn (n:1) | Thousand Tons | 0 | 0 | 0 | 0 | 0 | 0 | 0
CSAPR- NOX Annual- NJ | 231 | 6359 | Rate Constraint in MTons | FALSE | L | Annual | Net Emissions Allowance Position | Thousand Tons | 0 | 6.2321 | 6.281 | 4.977 | 4.1053 | 5.2039 | 5.9449
CSAPR- NOX Annual- NJ | 231 | 6359 | Rate Constraint in MTons | FALSE | L | Annual | Fuel Consumed | TBtu | 0 | 320.5958 | 311.503 | 289.8895 | 226.2113 | 337.1374 | 474.6499
CSAPR- NOX Annual- NJ | 231 | 6359 | Rate Constraint in MTons | FALSE | L | Annual | Rate | lb/MMBtu | 0 | 0.038878 | 0.040327 | 0.034337 | 0.036296 | 0.030871 | 0.025049
CSAPR- NOX Annual- NJ | 231 | 6359 | Rate Constraint in MTons | FALSE | L | Annual | Generation | TWh | 0 | 44.0547 | 42.8803 | 40.7982 | 32.2446 | 48.5193 | 69.9489
CSAPR- NOX Annual- NJ | 231 | 6359 | Rate Constraint in MTons | FALSE | L | Annual | Qualifying Generation | TWh | 0 | 44.0547 | 42.8803 | 40.7982 | 32.2446 | 48.5193 | 69.9489
CSAPR- NOX Annual- NJ | 231 | 6359 | Rate Constraint in MTons | FALSE | L | Annual | Rate | lb/MWh | 0 | 0.14146 | 0.14648 | 0.12199 | 0.12732 | 0.10725 | 0.084988
CSAPR- NOX Annual- NJ | 231 | 6359 | Rate Constraint in MTons | FALSE | L | Annual | Constraint Shadow Price | US2011$/Ton | 0 | 0 | 0 | 0 | 0 | 0 | 0
CSAPR- NOX Annual- NY | 232 | 6360 | Rate Constraint in MTons | FALSE | L | Annual | Seasons Included | Seasons |  | Winter, Summer | Winter, Summer | Winter, Summer | Winter, Summer | Winter, Summer | Winter, Summer
CSAPR- NOX Annual- NY | 232 | 6360 | Rate Constraint in MTons | FALSE | L | Annual | Standard | Thousand Tons | 0 | 25.632 | 25.632 | 25.632 | 25.632 | 25.632 | 25.632
CSAPR- NOX Annual- NY | 232 | 6360 | Rate Constraint in MTons | FALSE | L | Annual | Standard NOX | Thousand Tons | 0 | 25.632 | 25.632 | 25.632 | 25.632 | 25.632 | 25.632
CSAPR- NOX Annual- NY | 232 | 6360 | Rate Constraint in MTons | FALSE | L | Annual | Emissions at Affected Plants NOX | Thousand Tons | 0 | 7.7356 | 7.0362 | 5.2652 | 4.9374 | 5.6328 | 5.1215
CSAPR- NOX Annual- NY | 232 | 6360 | Rate Constraint in MTons | FALSE | L | Annual | Allowances Purchased NOX | Thousand Tons | 0 | 0 | 0 | 0 | 0 | 0 | 0
CSAPR- NOX Annual- NY | 232 | 6360 | Rate Constraint in MTons | FALSE | L | Annual | Allowances Sold NOX | Thousand Tons | 0 | 0 | 0 | 0 | 0 | 0 | 0
CSAPR- NOX Annual- NY | 232 | 6360 | Rate Constraint in MTons | FALSE | L | Annual | Allowances Banked | Thousand Tons | 0 | 0 | 0 | 0 | 0 | 0 | 0
CSAPR- NOX Annual- NY | 232 | 6360 | Rate Constraint in MTons | FALSE | L | Annual | Allowances Withdrawn (1:1) | Thousand Tons | 0 | 0 | 0 | 0 | 0 | 0 | 0
CSAPR- NOX Annual- NY | 232 | 6360 | Rate Constraint in MTons | FALSE | L | Annual | Allowances Withdrawn (n:1) | Thousand Tons | 0 | 0 | 0 | 0 | 0 | 0 | 0
CSAPR- NOX Annual- NY | 232 | 6360 | Rate Constraint in MTons | FALSE | L | Annual | Net Emissions Allowance Position | Thousand Tons | 0 | 7.7356 | 7.0362 | 5.2652 | 4.9374 | 5.6328 | 5.1215
CSAPR- NOX Annual- NY | 232 | 6360 | Rate Constraint in MTons | FALSE | L | Annual | Fuel Consumed | TBtu | 0 | 469.8428 | 448.6811 | 404.8576 | 394.3534 | 609.2225 | 647.4362
CSAPR- NOX Annual- NY | 232 | 6360 | Rate Constraint in MTons | FALSE | L | Annual | Rate | lb/MMBtu | 0 | 0.032929 | 0.031364 | 0.02601 | 0.025041 | 0.018492 | 0.015821
CSAPR- NOX Annual- NY | 232 | 6360 | Rate Constraint in MTons | FALSE | L | Annual | Generation | TWh | 0 | 59.9079 | 57.8652 | 53.6594 | 52.5736 | 87.3615 | 94.3708
CSAPR- NOX Annual- NY | 232 | 6360 | Rate Constraint in MTons | FALSE | L | Annual | Qualifying Generation | TWh | 0 | 59.9079 | 57.8652 | 53.6594 | 52.5736 | 87.3615 | 94.3708
CSAPR- NOX Annual- NY | 232 | 6360 | Rate Constraint in MTons | FALSE | L | Annual | Rate | lb/MWh | 0 | 0.12913 | 0.1216 | 0.098122 | 0.093914 | 0.064477 | 0.05427
CSAPR- NOX Annual- NY | 232 | 6360 | Rate Constraint in MTons | FALSE | L | Annual | Constraint Shadow Price | US2011$/Ton | 0 | 0 | 0 | 0 | 0 | 0 | 0
CSAPR- NOX Annual- OH | 233 | 6362 | Rate Constraint in MTons | FALSE | L | Annual | Seasons Included | Seasons |  | Winter, Summer | Winter, Summer | Winter, Summer | Winter, Summer | Winter, Summer | Winter, Summer
CSAPR- NOX Annual- OH | 233 | 6362 | Rate Constraint in MTons | FALSE | L | Annual | Standard | Thousand Tons | 0 | 106.5044 | 106.5044 | 106.5044 | 106.5044 | 106.5044 | 106.5044
CSAPR- NOX Annual- OH | 233 | 6362 | Rate Constraint in MTons | FALSE | L | Annual | Standard NOX | Thousand Tons | 0 | 106.5044 | 106.5044 | 106.5044 | 106.5044 | 106.5044 | 106.5044
CSAPR- NOX Annual- OH | 233 | 6362 | Rate Constraint in MTons | FALSE | L | Annual | Emissions at Affected Plants NOX | Thousand Tons | 0 | 57.4519 | 57.1269 | 55.186 | 53.1494 | 55.455 | 55.3069
CSAPR- NOX Annual- OH | 233 | 6362 | Rate Constraint in MTons | FALSE | L | Annual | Allowances Purchased NOX | Thousand Tons | 0 | 0 | 0 | 0 | 0 | 0 | 0
CSAPR- NOX Annual- OH | 233 | 6362 | Rate Constraint in MTons | FALSE | L | Annual | Allowances Sold NOX | Thousand Tons | 0 | 0 | 0 | 0 | 0 | 0 | 0
CSAPR- NOX Annual- OH | 233 | 6362 | Rate Constraint in MTons | FALSE | L | Annual | Allowances Banked | Thousand Tons | 0 | 0 | 0 | 0 | 0 | 0 | 0
CSAPR- NOX Annual- OH | 233 | 6362 | Rate Constraint in MTons | FALSE | L | Annual | Allowances Withdrawn (1:1) | Thousand Tons | 0 | 0 | 0 | 0 | 0 | 0 | 0
CSAPR- NOX Annual- OH | 233 | 6362 | Rate Constraint in MTons | FALSE | L | Annual | Allowances Withdrawn (n:1) | Thousand Tons | 0 | 0 | 0 | 0 | 0 | 0 | 0
CSAPR- NOX Annual- OH | 233 | 6362 | Rate Constraint in MTons | FALSE | L | Annual | Net Emissions Allowance Position | Thousand Tons | 0 | 57.4519 | 57.1269 | 55.186 | 53.1494 | 55.455 | 55.3069
CSAPR- NOX Annual- OH | 233 | 6362 | Rate Constraint in MTons | FALSE | L | Annual | Fuel Consumed | TBtu | 0 | 1140.0952 | 1082.3719 | 1063.216 | 1091.3976 | 1335.9595 | 1529.9202
CSAPR- NOX Annual- OH | 233 | 6362 | Rate Constraint in MTons | FALSE | L | Annual | Rate | lb/MMBtu | 0 | 0.10078 | 0.10556 | 0.10381 | 0.097397 | 0.083019 | 0.0723
CSAPR- NOX Annual- OH | 233 | 6362 | Rate Constraint in MTons | FALSE | L | Annual | Generation | TWh | 0 | 120.8769 | 113.2704 | 115.6764 | 120.7174 | 159.0806 | 190.6289
CSAPR- NOX Annual- OH | 233 | 6362 | Rate Constraint in MTons | FALSE | L | Annual | Qualifying Generation | TWh | 0 | 120.8769 | 113.2704 | 115.6764 | 120.7174 | 159.0806 | 190.6289
CSAPR- NOX Annual- OH | 233 | 6362 | Rate Constraint in MTons | FALSE | L | Annual | Rate | lb/MWh | 0 | 0.47529 | 0.50434 | 0.47707 | 0.44028 | 0.3486 | 0.29013
CSAPR- NOX Annual- OH | 233 | 6362 | Rate Constraint in MTons | FALSE | L | Annual | Constraint Shadow Price | US2011$/Ton | 0 | 0 | 0 | 0 | 0 | 0 | 0
CSAPR- NOX Annual- PA | 234 | 6363 | Rate Constraint in MTons | FALSE | L | Annual | Seasons Included | Seasons |  | Winter, Summer | Winter, Summer | Winter, Summer | Winter, Summer | Winter, Summer | Winter, Summer
CSAPR- NOX Annual- PA | 234 | 6363 | Rate Constraint in MTons | FALSE | L | Annual | Standard | Thousand Tons | 0 | 140.6489 | 140.6489 | 140.6489 | 140.6489 | 140.6489 | 140.6489
CSAPR- NOX Annual- PA | 234 | 6363 | Rate Constraint in MTons | FALSE | L | Annual | Standard NOX | Thousand Tons | 0 | 140.6489 | 140.6489 | 140.6489 | 140.6489 | 140.6489 | 140.6489
CSAPR- NOX Annual- PA | 234 | 6363 | Rate Constraint in MTons | FALSE | L | Annual | Emissions at Affected Plants NOX | Thousand Tons | 0 | 68.4475 | 69.4016 | 49.4148 | 44.6723 | 48.6587 | 49.4819
CSAPR- NOX Annual- PA | 234 | 6363 | Rate Constraint in MTons | FALSE | L | Annual | Allowances Purchased NOX | Thousand Tons | 0 | 0 | 0 | 0 | 0 | 0 | 0
CSAPR- NOX Annual- PA | 234 | 6363 | Rate Constraint in MTons | FALSE | L | Annual | Allowances Sold NOX | Thousand Tons | 0 | 0 | 0 | 0 | 0 | 0 | 0
CSAPR- NOX Annual- PA | 234 | 6363 | Rate Constraint in MTons | FALSE | L | Annual | Allowances Banked | Thousand Tons | 0 | 0 | 0 | 0 | 0 | 0 | 0
CSAPR- NOX Annual- PA | 234 | 6363 | Rate Constraint in MTons | FALSE | L | Annual | Allowances Withdrawn (1:1) | Thousand Tons | 0 | 0 | 0 | 0 | 0 | 0 | 0
CSAPR- NOX Annual- PA | 234 | 6363 | Rate Constraint in MTons | FALSE | L | Annual | Allowances Withdrawn (n:1) | Thousand Tons | 0 | 0 | 0 | 0 | 0 | 0 | 0
CSAPR- NOX Annual- PA | 234 | 6363 | Rate Constraint in MTons | FALSE | L | Annual | Net Emissions Allowance Position | Thousand Tons | 0 | 68.4475 | 69.4016 | 49.4148 | 44.6723 | 48.6587 | 49.4819
CSAPR- NOX Annual- PA | 234 | 6363 | Rate Constraint in MTons | FALSE | L | Annual | Fuel Consumed | TBtu | 0 | 1223.0604 | 1209.1116 | 1023.1413 | 981.0608 | 1179.4824 | 1455.4948
CSAPR- NOX Annual- PA | 234 | 6363 | Rate Constraint in MTons | FALSE | L | Annual | Rate | lb/MMBtu | 0 | 0.11193 | 0.1148 | 0.096594 | 0.091069 | 0.082509 | 0.067993
CSAPR- NOX Annual- PA | 234 | 6363 | Rate Constraint in MTons | FALSE | L | Annual | Generation | TWh | 0 | 140.1551 | 137.9396 | 121.6183 | 118.3707 | 147.7378 | 191.3131
CSAPR- NOX Annual- PA | 234 | 6363 | Rate Constraint in MTons | FALSE | L | Annual | Qualifying Generation | TWh | 0 | 140.1551 | 137.9396 | 121.6183 | 118.3707 | 147.7378 | 191.3131
CSAPR- NOX Annual- PA | 234 | 6363 | Rate Constraint in MTons | FALSE | L | Annual | Rate | lb/MWh | 0 | 0.48837 | 0.50313 | 0.40631 | 0.37739 | 0.32936 | 0.25864
CSAPR- NOX Annual- PA | 234 | 6363 | Rate Constraint in MTons | FALSE | L | Annual | Constraint Shadow Price | US2011$/Ton | 0 | 0 | 0 | 0 | 0 | 0 | 0
CSAPR- NOX Annual- SC | 235 | 6364 | Rate Constraint in MTons | FALSE | L | Annual | Seasons Included | Seasons |  | Winter, Summer | Winter, Summer | Winter, Summer | Winter, Summer | Winter, Summer | Winter, Summer
CSAPR- NOX Annual- SC | 235 | 6364 | Rate Constraint in MTons | FALSE | L | Annual | Standard | Thousand Tons | 0 | 38.3476 | 38.3476 | 38.3476 | 38.3476 | 38.3476 | 38.3476
CSAPR- NOX Annual- SC | 235 | 6364 | Rate Constraint in MTons | FALSE | L | Annual | Standard NOX | Thousand Tons | 0 | 38.3476 | 38.3476 | 38.3476 | 38.3476 | 38.3476 | 38.3476
CSAPR- NOX Annual- SC | 235 | 6364 | Rate Constraint in MTons | FALSE | L | Annual | Emissions at Affected Plants NOX | Thousand Tons | 0 | 12.0733 | 13.5691 | 11.3445 | 11.6185 | 8.527 | 9.6817
CSAPR- NOX Annual- SC | 235 | 6364 | Rate Constraint in MTons | FALSE | L | Annual | Allowances Purchased NOX | Thousand Tons | 0 | 0 | 0 | 0 | 0 | 0 | 0
CSAPR- NOX Annual- SC | 235 | 6364 | Rate Constraint in MTons | FALSE | L | Annual | Allowances Sold NOX | Thousand Tons | 0 | 0 | 0 | 0 | 0 | 0 | 0
CSAPR- NOX Annual- SC | 235 | 6364 | Rate Constraint in MTons | FALSE | L | Annual | Allowances Banked | Thousand Tons | 0 | 0 | 0 | 0 | 0 | 0 | 0
CSAPR- NOX Annual- SC | 235 | 6364 | Rate Constraint in MTons | FALSE | L | Annual | Allowances Withdrawn (1:1) | Thousand Tons | 0 | 0 | 0 | 0 | 0 | 0 | 0
CSAPR- NOX Annual- SC | 235 | 6364 | Rate Constraint in MTons | FALSE | L | Annual | Allowances Withdrawn (n:1) | Thousand Tons | 0 | 0 | 0 | 0 | 0 | 0 | 0
CSAPR- NOX Annual- SC | 235 | 6364 | Rate Constraint in MTons | FALSE | L | Annual | Net Emissions Allowance Position | Thousand Tons | 0 | 12.0733 | 13.5691 | 11.3445 | 11.6185 | 8.527 | 9.6817
CSAPR- NOX Annual- SC | 235 | 6364 | Rate Constraint in MTons | FALSE | L | Annual | Fuel Consumed | TBtu | 0 | 372.3648 | 382.3329 | 336.1387 | 380.5286 | 423.349 | 632.0335
CSAPR- NOX Annual- SC | 235 | 6364 | Rate Constraint in MTons | FALSE | L | Annual | Rate | lb/MMBtu | 0 | 0.064847 | 0.07098 | 0.067499 | 0.061065 | 0.040284 | 0.030637
CSAPR- NOX Annual- SC | 235 | 6364 | Rate Constraint in MTons | FALSE | L | Annual | Generation | TWh | 0 | 41.3335 | 41.374 | 37.6337 | 44.5607 | 55.9761 | 88.3819
CSAPR- NOX Annual- SC | 235 | 6364 | Rate Constraint in MTons | FALSE | L | Annual | Qualifying Generation | TWh | 0 | 41.3335 | 41.374 | 37.6337 | 44.5607 | 55.9761 | 88.3819
CSAPR- NOX Annual- SC | 235 | 6364 | Rate Constraint in MTons | FALSE | L | Annual | Rate | lb/MWh | 0 | 0.29209 | 0.32796 | 0.30144 | 0.26073 | 0.15233 | 0.10954
CSAPR- NOX Annual- SC | 235 | 6364 | Rate Constraint in MTons | FALSE | L | Annual | Constraint Shadow Price | US2011$/Ton | 0 | 0 | 0 | 0 | 0 | 0 | 0
CSAPR- NOX Annual- TN | 236 | 6365 | Rate Constraint in MTons | FALSE | L | Annual | Seasons Included | Seasons |  | Winter, Summer | Winter, Summer | Winter, Summer | Winter, Summer | Winter, Summer | Winter, Summer
CSAPR- NOX Annual- TN | 236 | 6365 | Rate Constraint in MTons | FALSE | L | Annual | Standard | Thousand Tons | 0 | 22.8177 | 22.8177 | 22.8177 | 22.8177 | 22.8177 | 22.8177
CSAPR- NOX Annual- TN | 236 | 6365 | Rate Constraint in MTons | FALSE | L | Annual | Standard NOX | Thousand Tons | 0 | 22.8177 | 22.8177 | 22.8177 | 22.8177 | 22.8177 | 22.8177
CSAPR- NOX Annual- TN | 236 | 6365 | Rate Constraint in MTons | FALSE | L | Annual | Emissions at Affected Plants NOX | Thousand Tons | 0 | 12.1361 | 12.1256 | 11.7452 | 12.0639 | 12.4753 | 12.3171
CSAPR- NOX Annual- TN | 236 | 6365 | Rate Constraint in MTons | FALSE | L | Annual | Allowances Purchased NOX | Thousand Tons | 0 | 0 | 0 | 0 | 0 | 0 | 0
CSAPR- NOX Annual- TN | 236 | 6365 | Rate Constraint in MTons | FALSE | L | Annual | Allowances Sold NOX | Thousand Tons | 0 | 0 | 0 | 0 | 0 | 0 | 0
CSAPR- NOX Annual- TN | 236 | 6365 | Rate Constraint in MTons | FALSE | L | Annual | Allowances Banked | Thousand Tons | 0 | 0 | 0 | 0 | 0 | 0 | 0
CSAPR- NOX Annual- TN | 236 | 6365 | Rate Constraint in MTons | FALSE | L | Annual | Allowances Withdrawn (1:1) | Thousand Tons | 0 | 0 | 0 | 0 | 0 | 0 | 0
CSAPR- NOX Annual- TN | 236 | 6365 | Rate Constraint in MTons | FALSE | L | Annual | Allowances Withdrawn (n:1) | Thousand Tons | 0 | 0 | 0 | 0 | 0 | 0 | 0
CSAPR- NOX Annual- TN | 236 | 6365 | Rate Constraint in MTons | FALSE | L | Annual | Net Emissions Allowance Position | Thousand Tons | 0 | 12.1361 | 12.1256 | 11.7452 | 12.0639 | 12.4753 | 12.3171
CSAPR- NOX Annual- TN | 236 | 6365 | Rate Constraint in MTons | FALSE | L | Annual | Fuel Consumed | TBtu | 0 | 434.5287 | 431.2826 | 419.0592 | 467.5461 | 600.4526 | 598.6488
CSAPR- NOX Annual- TN | 236 | 6365 | Rate Constraint in MTons | FALSE | L | Annual | Rate | lb/MMBtu | 0 | 0.055858 | 0.05623 | 0.056055 | 0.051605 | 0.041553 | 0.04115
CSAPR- NOX Annual- TN | 236 | 6365 | Rate Constraint in MTons | FALSE | L | Annual | Generation | TWh | 0 | 47.5447 | 47.2181 | 47.4342 | 54.9287 | 76.2404 | 76.0878
CSAPR- NOX Annual- TN | 236 | 6365 | Rate Constraint in MTons | FALSE | L | Annual | Qualifying Generation | TWh | 0 | 47.5447 | 47.2181 | 47.4342 | 54.9287 | 76.2404 | 76.0878
CSAPR- NOX Annual- TN | 236 | 6365 | Rate Constraint in MTons | FALSE | L | Annual | Rate | lb/MWh | 0 | 0.25526 | 0.2568 | 0.24761 | 0.21963 | 0.16363 | 0.16188
CSAPR- NOX Annual- TN | 236 | 6365 | Rate Constraint in MTons | FALSE | L | Annual | Constraint Shadow Price | US2011$/Ton | 0 | 0 | 0 | 0 | 0 | 0 | 0
CSAPR- NOX Annual- TX | 237 | 6366 | Rate Constraint in MTons | FALSE | L | Annual | Seasons Included | Seasons |  | Winter, Summer | Winter, Summer | Winter, Summer | Winter, Summer | Winter, Summer | Winter, Summer
CSAPR- NOX Annual- TX | 237 | 6366 | Rate Constraint in MTons | FALSE | L | Annual | Standard | Thousand Tons | 0 | 162.4872 | 162.4872 | 162.4872 | 162.4872 | 162.4872 | 162.4872
CSAPR- NOX Annual- TX | 237 | 6366 | Rate Constraint in MTons | FALSE | L | Annual | Standard NOX | Thousand Tons | 0 | 162.4872 | 162.4872 | 162.4872 | 162.4872 | 162.4872 | 162.4872
CSAPR- NOX Annual- TX | 237 | 6366 | Rate Constraint in MTons | FALSE | L | Annual | Emissions at Affected Plants NOX | Thousand Tons | 0 | 110.2014 | 115.9057 | 89.7277 | 83.2462 | 88.2659 | 88.7337
CSAPR- NOX Annual- TX | 237 | 6366 | Rate Constraint in MTons | FALSE | L | Annual | Allowances Purchased NOX | Thousand Tons | 0 | 0 | 0 | 0 | 0 | 0 | 0
CSAPR- NOX Annual- TX | 237 | 6366 | Rate Constraint in MTons | FALSE | L | Annual | Allowances Sold NOX | Thousand Tons | 0 | 0 | 0 | 0 | 0 | 0 | 0
CSAPR- NOX Annual- TX | 237 | 6366 | Rate Constraint in MTons | FALSE | L | Annual | Allowances Banked | Thousand Tons | 0 | 0 | 0 | 0 | 0 | 0 | 0
CSAPR- NOX Annual- TX | 237 | 6366 | Rate Constraint in MTons | FALSE | L | Annual | Allowances Withdrawn (1:1) | Thousand Tons | 0 | 0 | 0 | 0 | 0 | 0 | 0
CSAPR- NOX Annual- TX | 237 | 6366 | Rate Constraint in MTons | FALSE | L | Annual | Allowances Withdrawn (n:1) | Thousand Tons | 0 | 0 | 0 | 0 | 0 | 0 | 0
CSAPR- NOX Annual- TX | 237 | 6366 | Rate Constraint in MTons | FALSE | L | Annual | Net Emissions Allowance Position | Thousand Tons | 0 | 110.2014 | 115.9057 | 89.7277 | 83.2462 | 88.2659 | 88.7337
CSAPR- NOX Annual- TX | 237 | 6366 | Rate Constraint in MTons | FALSE | L | Annual | Fuel Consumed | TBtu | 0 | 2653.0207 | 2755.9005 | 2507.1947 | 2262.1857 | 2195.4469 | 2627.0705
CSAPR- NOX Annual- TX | 237 | 6366 | Rate Constraint in MTons | FALSE | L | Annual | Rate | lb/MMBtu | 0 | 0.083076 | 0.084115 | 0.071576 | 0.073598 | 0.080408 | 0.067553
CSAPR- NOX Annual- TX | 237 | 6366 | Rate Constraint in MTons | FALSE | L | Annual | Generation | TWh | 0 | 306.7742 | 314.2517 | 303.1588 | 274.6678 | 260.6957 | 328.4576
CSAPR- NOX Annual- TX | 237 | 6366 | Rate Constraint in MTons | FALSE | L | Annual | Qualifying Generation | TWh | 0 | 306.7742 | 314.2517 | 303.1588 | 274.6678 | 260.6957 | 328.4576
CSAPR- NOX Annual- TX | 237 | 6366 | Rate Constraint in MTons | FALSE | L | Annual | Rate | lb/MWh | 0 | 0.35923 | 0.36883 | 0.29598 | 0.30308 | 0.33858 | 0.27015
CSAPR- NOX Annual- TX | 237 | 6366 | Rate Constraint in MTons | FALSE | L | Annual | Constraint Shadow Price | US2011$/Ton | 0 | 0 | 0 | 0 | 0 | 0 | 0
CSAPR- NOX Annual- VA | 238 | 6367 | Rate Constraint in MTons | FALSE | L | Annual | Seasons Included | Seasons |  | Winter, Summer | Winter, Summer | Winter, Summer | Winter, Summer | Winter, Summer | Winter, Summer
CSAPR- NOX Annual- VA | 238 | 6367 | Rate Constraint in MTons | FALSE | L | Annual | Standard | Thousand Tons | 0 | 39.2256 | 39.2256 | 39.2256 | 39.2256 | 39.2256 | 39.2256
CSAPR- NOX Annual- VA | 238 | 6367 | Rate Constraint in MTons | FALSE | L | Annual | Standard NOX | Thousand Tons | 0 | 39.2256 | 39.2256 | 39.2256 | 39.2256 | 39.2256 | 39.2256
CSAPR- NOX Annual- VA | 238 | 6367 | Rate Constraint in MTons | FALSE | L | Annual | Emissions at Affected Plants NOX | Thousand Tons | 0 | 11.5447 | 14.0603 | 8.5558 | 8.4482 | 7.4377 | 6.8753
CSAPR- NOX Annual- VA | 238 | 6367 | Rate Constraint in MTons | FALSE | L | Annual | Allowances Purchased NOX | Thousand Tons | 0 | 0 | 0 | 0 | 0 | 0 | 0
CSAPR- NOX Annual- VA | 238 | 6367 | Rate Constraint in MTons | FALSE | L | Annual | Allowances Sold NOX | Thousand Tons | 0 | 0 | 0 | 0 | 0 | 0 | 0
CSAPR- NOX Annual- VA | 238 | 6367 | Rate Constraint in MTons | FALSE | L | Annual | Allowances Banked | Thousand Tons | 0 | 0 | 0 | 0 | 0 | 0 | 0
CSAPR- NOX Annual- VA | 238 | 6367 | Rate Constraint in MTons | FALSE | L | Annual | Allowances Withdrawn (1:1) | Thousand Tons | 0 | 0 | 0 | 0 | 0 | 0 | 0
CSAPR- NOX Annual- VA | 238 | 6367 | Rate Constraint in MTons | FALSE | L | Annual | Allowances Withdrawn (n:1) | Thousand Tons | 0 | 0 | 0 | 0 | 0 | 0 | 0
CSAPR- NOX Annual- VA | 238 | 6367 | Rate Constraint in MTons | FALSE | L | Annual | Net Emissions Allowance Position | Thousand Tons | 0 | 11.5447 | 14.0603 | 8.5558 | 8.4482 | 7.4377 | 6.8753
CSAPR- NOX Annual- VA | 238 | 6367 | Rate Constraint in MTons | FALSE | L | Annual | Fuel Consumed | TBtu | 0 | 345.5708 | 371.43 | 339.0534 | 313.6579 | 355.3004 | 336.599
CSAPR- NOX Annual- VA | 238 | 6367 | Rate Constraint in MTons | FALSE | L | Annual | Rate | lb/MMBtu | 0 | 0.066815 | 0.075709 | 0.050469 | 0.053869 | 0.041867 | 0.040852
CSAPR- NOX Annual- VA | 238 | 6367 | Rate Constraint in MTons | FALSE | L | Annual | Generation | TWh | 0 | 46.6935 | 49.3135 | 46.8288 | 43.2158 | 50.9368 | 49.2356
CSAPR- NOX Annual- VA | 238 | 6367 | Rate Constraint in MTons | FALSE | L | Annual | Qualifying Generation | TWh | 0 | 46.6935 | 49.3135 | 46.8288 | 43.2158 | 50.9368 | 49.2356
CSAPR- NOX Annual- VA | 238 | 6367 | Rate Constraint in MTons | FALSE | L | Annual | Rate | lb/MWh | 0 | 0.24724 | 0.28512 | 0.1827 | 0.19549 | 0.14602 | 0.13964
CSAPR- NOX Annual- VA | 238 | 6367 | Rate Constraint in MTons | FALSE | L | Annual | Constraint Shadow Price | US2011$/Ton | 0 | 0 | 0 | 0 | 0 | 0 | 0
CSAPR- NOX Annual- WI | 239 | 6369 | Rate Constraint in MTons | FALSE | L | Annual | Seasons Included | Seasons |  | Winter, Summer | Winter, Summer | Winter, Summer | Winter, Summer | Winter, Summer | Winter, Summer
CSAPR- NOX Annual- WI | 239 | 6369 | Rate Constraint in MTons | FALSE | L | Annual | Standard | Thousand Tons | 0 | 38.7878 | 38.7878 | 38.7878 | 38.7878 | 38.7878 | 38.7878
CSAPR- NOX Annual- WI | 239 | 6369 | Rate Constraint in MTons | FALSE | L | Annual | Standard NOX | Thousand Tons | 0 | 38.7878 | 38.7878 | 38.7878 | 38.7878 | 38.7878 | 38.7878
CSAPR- NOX Annual- WI | 239 | 6369 | Rate Constraint in MTons | FALSE | L | Annual | Emissions at Affected Plants NOX | Thousand Tons | 0 | 11.9827 | 12.3158 | 11.3511 | 9.5385 | 11.3874 | 11.3976
CSAPR- NOX Annual- WI | 239 | 6369 | Rate Constraint in MTons | FALSE | L | Annual | Allowances Purchased NOX | Thousand Tons | 0 | 0 | 0 | 0 | 0 | 0 | 0
CSAPR- NOX Annual- WI | 239 | 6369 | Rate Constraint in MTons | FALSE | L | Annual | Allowances Sold NOX | Thousand Tons | 0 | 0 | 0 | 0 | 0 | 0 | 0
CSAPR- NOX Annual- WI | 239 | 6369 | Rate Constraint in MTons | FALSE | L | Annual | Allowances Banked | Thousand Tons | 0 | 0 | 0 | 0 | 0 | 0 | 0
CSAPR- NOX Annual- WI | 239 | 6369 | Rate Constraint in MTons | FALSE | L | Annual | Allowances Withdrawn (1:1) | Thousand Tons | 0 | 0 | 0 | 0 | 0 | 0 | 0
CSAPR- NOX Annual- WI | 239 | 6369 | Rate Constraint in MTons | FALSE | L | Annual | Allowances Withdrawn (n:1) | Thousand Tons | 0 | 0 | 0 | 0 | 0 | 0 | 0
CSAPR- NOX Annual- WI | 239 | 6369 | Rate Constraint in MTons | FALSE | L | Annual | Net Emissions Allowance Position | Thousand Tons | 0 | 11.9827 | 12.3158 | 11.3511 | 9.5385 | 11.3874 | 11.3976
CSAPR- NOX Annual- WI | 239 | 6369 | Rate Constraint in MTons | FALSE | L | Annual | Fuel Consumed | TBtu | 0 | 449.4656 | 447.5663 | 403.5147 | 393.2439 | 408.8906 | 422.4838
CSAPR- NOX Annual- WI | 239 | 6369 | Rate Constraint in MTons | FALSE | L | Annual | Rate | lb/MMBtu | 0 | 0.05332 | 0.055034 | 0.056261 | 0.048512 | 0.055699 | 0.053955
CSAPR- NOX Annual- WI | 239 | 6369 | Rate Constraint in MTons | FALSE | L | Annual | Generation | TWh | 0 | 47.1799 | 46.3291 | 42.5444 | 43.814 | 43.2552 | 45.4672
CSAPR- NOX Annual- WI | 239 | 6369 | Rate Constraint in MTons | FALSE | L | Annual | Qualifying Generation | TWh | 0 | 47.1799 | 46.3291 | 42.5444 | 43.814 | 43.2552 | 45.4672
CSAPR- NOX Annual- WI | 239 | 6369 | Rate Constraint in MTons | FALSE | L | Annual | Rate | lb/MWh | 0 | 0.25398 | 0.26583 | 0.2668 | 0.2177 | 0.26326 | 0.25068
CSAPR- NOX Annual- WI | 239 | 6369 | Rate Constraint in MTons | FALSE | L | Annual | Constraint Shadow Price | US2011$/Ton | 0 | 0 | 0 | 0 | 0 | 0 | 0
CSAPR- NOX Annual- WV | 240 | 6368 | Rate Constraint in MTons | FALSE | L | Annual | Seasons Included | Seasons |  | Winter, Summer | Winter, Summer | Winter, Summer | Winter, Summer | Winter, Summer | Winter, Summer
CSAPR- NOX Annual- WV | 240 | 6368 | Rate Constraint in MTons | FALSE | L | Annual | Standard | Thousand Tons | 0 | 64.4068 | 64.4068 | 64.4068 | 64.4068 | 64.4068 | 64.4068
CSAPR- NOX Annual- WV | 240 | 6368 | Rate Constraint in MTons | FALSE | L | Annual | Standard NOX | Thousand Tons | 0 | 64.4068 | 64.4068 | 64.4068 | 64.4068 | 64.4068 | 64.4068
CSAPR- NOX Annual- WV | 240 | 6368 | Rate Constraint in MTons | FALSE | L | Annual | Emissions at Affected Plants NOX | Thousand Tons | 0 | 49.0986 | 49.0917 | 48.0317 | 47.4645 | 48.5222 | 46.8906
CSAPR- NOX Annual- WV | 240 | 6368 | Rate Constraint in MTons | FALSE | L | Annual | Allowances Purchased NOX | Thousand Tons | 0 | 0 | 0 | 0 | 0 | 0 | 0
CSAPR- NOX Annual- WV | 240 | 6368 | Rate Constraint in MTons | FALSE | L | Annual | Allowances Sold NOX | Thousand Tons | 0 | 0 | 0 | 0 | 0 | 0 | 0
CSAPR- NOX Annual- WV | 240 | 6368 | Rate Constraint in MTons | FALSE | L | Annual | Allowances Banked | Thousand Tons | 0 | 0 | 0 | 0 | 0 | 0 | 0
CSAPR- NOX Annual- WV | 240 | 6368 | Rate Constraint in MTons | FALSE | L | Annual | Allowances Withdrawn (1:1) | Thousand Tons | 0 | 0 | 0 | 0 | 0 | 0 | 0
CSAPR- NOX Annual- WV | 240 | 6368 | Rate Constraint in MTons | FALSE | L | Annual | Allowances Withdrawn (n:1) | Thousand Tons | 0 | 0 | 0 | 0 | 0 | 0 | 0
CSAPR- NOX Annual- WV | 240 | 6368 | Rate Constraint in MTons | FALSE | L | Annual | Net Emissions Allowance Position | Thousand Tons | 0 | 49.0986 | 49.0917 | 48.0317 | 47.4645 | 48.5222 | 46.8906
CSAPR- NOX Annual- WV | 240 | 6368 | Rate Constraint in MTons | FALSE | L | Annual | Fuel Consumed | TBtu | 0 | 802.9846 | 802.7353 | 780.7675 | 776.8563 | 1008.9371 | 1024.1044
CSAPR- NOX Annual- WV | 240 | 6368 | Rate Constraint in MTons | FALSE | L | Annual | Rate | lb/MMBtu | 0 | 0.12229 | 0.12231 | 0.12304 | 0.1222 | 0.096185 | 0.091574
CSAPR- NOX Annual- WV | 240 | 6368 | Rate Constraint in MTons | FALSE | L | Annual | Generation | TWh | 0 | 80.9024 | 80.8798 | 80.9024 | 80.5207 | 116.9838 | 120.885
CSAPR- NOX Annual- WV | 240 | 6368 | Rate Constraint in MTons | FALSE | L | Annual | Qualifying Generation | TWh | 0 | 80.9024 | 80.8798 | 80.9024 | 80.5207 | 116.9838 | 120.885
CSAPR- NOX Annual- WV | 240 | 6368 | Rate Constraint in MTons | FALSE | L | Annual | Rate | lb/MWh | 0 | 0.60689 | 0.60697 | 0.5937 | 0.58947 | 0.41478 | 0.38789
CSAPR- NOX Annual- WV | 240 | 6368 | Rate Constraint in MTons | FALSE | L | Annual | Constraint Shadow Price | US2011$/Ton | 0 | 0 | 0 | 0 | 0 | 0 | 0
CSAPR- NOX OzoneSeason- AL | 241 | 6322 | Rate Constraint in MTons | FALSE | L | Annual | Seasons Included | Seasons |  | Summer | Summer | Summer | Summer | Summer | Summer
CSAPR- NOX OzoneSeason- AL | 241 | 6322 | Rate Constraint in MTons | FALSE | L | Annual | Standard | Thousand Tons | 0 | 38.1138 | 38.1138 | 38.1138 | 38.1138 | 38.1138 | 38.1138
CSAPR- NOX OzoneSeason- AL | 241 | 6322 | Rate Constraint in MTons | FALSE | L | Annual | Standard NOX | Thousand Tons | 0 | 38.1138 | 38.1138 | 38.1138 | 38.1138 | 38.1138 | 38.1138
CSAPR- NOX OzoneSeason- AL | 241 | 6322 | Rate Constraint in MTons | FALSE | L | Annual | Emissions at Affected Plants NOX | Thousand Tons | 0 | 9.7049 | 9.6332 | 7.8352 | 5.6463 | 6.2744 | 6.5459
CSAPR- NOX OzoneSeason- AL | 241 | 6322 | Rate Constraint in MTons | FALSE | L | Annual | Allowances Purchased NOX | Thousand Tons | 0 | 0 | 0 | 0 | 0 | 0 | 0
CSAPR- NOX OzoneSeason- AL | 241 | 6322 | Rate Constraint in MTons | FALSE | L | Annual | Allowances Sold NOX | Thousand Tons | 0 | 0 | 0 | 0 | 0 | 0 | 0
CSAPR- NOX OzoneSeason- AL | 241 | 6322 | Rate Constraint in MTons | FALSE | L | Annual | Allowances Banked | Thousand Tons | 0 | 0 | 0 | 0 | 0 | 0 | 0
CSAPR- NOX OzoneSeason- AL | 241 | 6322 | Rate Constraint in MTons | FALSE | L | Annual | Allowances Withdrawn (1:1) | Thousand Tons | 0 | 0 | 0 | 0 | 0 | 0 | 0
CSAPR- NOX OzoneSeason- AL | 241 | 6322 | Rate Constraint in MTons | FALSE | L | Annual | Allowances Withdrawn (n:1) | Thousand Tons | 0 | 0 | 0 | 0 | 0 | 0 | 0
CSAPR- NOX OzoneSeason- AL | 241 | 6322 | Rate Constraint in MTons | FALSE | L | Annual | Net Emissions Allowance Position | Thousand Tons | 0 | 9.7049 | 9.6332 | 7.8352 | 5.6463 | 6.2744 | 6.5459
CSAPR- NOX OzoneSeason- AL | 241 | 6322 | Rate Constraint in MTons | FALSE | L | Annual | Fuel Consumed | TBtu | 0 | 398.8289 | 368.6063 | 373.1032 | 316.3012 | 335.3119 | 364.1193
CSAPR- NOX OzoneSeason- AL | 241 | 6322 | Rate Constraint in MTons | FALSE | L | Annual | Rate | lb/MMBtu | 0 | 0.048667 | 0.052268 | 0.042 | 0.035702 | 0.037424 | 0.035955
CSAPR- NOX OzoneSeason- AL | 241 | 6322 | Rate Constraint in MTons | FALSE | L | Annual | Generation | TWh | 0 | 46.4754 | 42.6606 | 44.1921 | 39.0313 | 41.4699 | 46.1147
CSAPR- NOX OzoneSeason- AL | 241 | 6322 | Rate Constraint in MTons | FALSE | L | Annual | Qualifying Generation | TWh | 0 | 46.4754 | 42.6606 | 44.1921 | 39.0313 | 41.4699 | 46.1147
CSAPR- NOX OzoneSeason- AL | 241 | 6322 | Rate Constraint in MTons | FALSE | L | Annual | Rate | lb/MWh | 0 | 0.20882 | 0.22581 | 0.1773 | 0.14466 | 0.1513 | 0.14195
CSAPR- NOX OzoneSeason- AL | 241 | 6322 | Rate Constraint in MTons | FALSE | L | Annual | Constraint Shadow Price | US2011$/Ton | 0 | 0 | 0 | 0 | 0 | 0 | 0
CSAPR- NOX OzoneSeason- AR | 242 | 6323 | Rate Constraint in MTons | FALSE | L | Annual | Seasons Included | Seasons |  | Summer | Summer | Summer | Summer | Summer | Summer
CSAPR- NOX OzoneSeason- AR | 242 | 6323 | Rate Constraint in MTons | FALSE | L | Annual | Standard | Thousand Tons | 0 | 18.2831 | 18.2831 | 18.2831 | 18.2831 | 18.2831 | 18.2831
CSAPR- NOX OzoneSeason- AR | 242 | 6323 | Rate Constraint in MTons | FALSE | L | Annual | Standard NOX | Thousand Tons | 0 | 18.2831 | 18.2831 | 18.2831 | 18.2831 | 18.2831 | 18.2831
CSAPR- NOX OzoneSeason- AR | 242 | 6323 | Rate Constraint in MTons | FALSE | L | Annual | Emissions at Affected Plants NOX | Thousand Tons | 0 | 6.0693 | 6.3703 | 5.7296 | 5.4572 | 6.1915 | 6.185
CSAPR- NOX OzoneSeason- AR | 242 | 6323 | Rate Constraint in MTons | FALSE | L | Annual | Allowances Purchased NOX | Thousand Tons | 0 | 0 | 0 | 0 | 0 | 0 | 0
CSAPR- NOX OzoneSeason- AR | 242 | 6323 | Rate Constraint in MTons | FALSE | L | Annual | Allowances Sold NOX | Thousand Tons | 0 | 0 | 0 | 0 | 0 | 0 | 0
CSAPR- NOX OzoneSeason- AR | 242 | 6323 | Rate Constraint in MTons | FALSE | L | Annual | Allowances Banked | Thousand Tons | 0 | 0 | 0 | 0 | 0 | 0 | 0
CSAPR- NOX OzoneSeason- AR | 242 | 6323 | Rate Constraint in MTons | FALSE | L | Annual | Allowances Withdrawn (1:1) | Thousand Tons | 0 | 0 | 0 | 0 | 0 | 0 | 0
CSAPR- NOX OzoneSeason- AR | 242 | 6323 | Rate Constraint in MTons | FALSE | L | Annual | Allowances Withdrawn (n:1) | Thousand Tons | 0 | 0 | 0 | 0 | 0 | 0 | 0
CSAPR- NOX OzoneSeason- AR | 242 | 6323 | Rate Constraint in MTons | FALSE | L | Annual | Net Emissions Allowance Position | Thousand Tons | 0 | 6.0693 | 6.3703 | 5.7296 | 5.4572 | 6.1915 | 6.185
CSAPR- NOX OzoneSeason- AR | 242 | 6323 | Rate Constraint in MTons | FALSE | L | Annual | Fuel Consumed | TBtu | 0 | 163.2184 | 168.1755 | 162.6182 | 162.7677 | 202.6816 | 219.0144
CSAPR- NOX OzoneSeason- AR | 242 | 6323 | Rate Constraint in MTons | FALSE | L | Annual | Rate | lb/MMBtu | 0 | 0.074371 | 0.075758 | 0.070467 | 0.067055 | 0.061096 | 0.05648
CSAPR- NOX OzoneSeason- AR | 242 | 6323 | Rate Constraint in MTons | FALSE | L | Annual | Generation | TWh | 0 | 19.6355 | 20.059 | 19.9102 | 19.9846 | 25.9715 | 28.5823
CSAPR- NOX OzoneSeason- AR | 242 | 6323 | Rate Constraint in MTons | FALSE | L | Annual | Qualifying Generation | TWh | 0 | 19.6355 | 20.059 | 19.9102 | 19.9846 | 25.9715 | 28.5823
CSAPR- NOX OzoneSeason- AR | 242 | 6323 | Rate Constraint in MTons | FALSE | L | Annual | Rate | lb/MWh | 0 | 0.3091 | 0.31758 | 0.28777 | 0.27307 | 0.2384 | 0.21639
CSAPR- NOX OzoneSeason- AR | 242 | 6323 | Rate Constraint in MTons | FALSE | L | Annual | Constraint Shadow Price | US2011$/Ton | 0 | 0 | 0 | 0 | 0 | 0 | 0
CSAPR- NOX OzoneSeason- FL | 243 | 6324 | Rate Constraint in MTons | FALSE | L | Annual | Seasons Included | Seasons |  | Summer | Summer | Summer | Summer | Summer | Summer
CSAPR- NOX OzoneSeason- FL | 243 | 6324 | Rate Constraint in MTons | FALSE | L | Annual | Standard | Thousand Tons | 0 | 33.6683 | 33.6683 | 33.6683 | 33.6683 | 33.6683 | 33.6683
CSAPR- NOX OzoneSeason- FL | 243 | 6324 | Rate Constraint in MTons | FALSE | L | Annual | Standard NOX | Thousand Tons | 0 | 33.6683 | 33.6683 | 33.6683 | 33.6683 | 33.6683 | 33.6683
CSAPR- NOX OzoneSeason- FL | 243 | 6324 | Rate Constraint in MTons | FALSE | L | Annual | Emissions at Affected Plants NOX | Thousand Tons | 0 | 18.3685 | 19.2212 | 17.3096 | 15.5831 | 14.2277 | 13.8506
CSAPR- NOX OzoneSeason- FL | 243 | 6324 | Rate Constraint in MTons | FALSE | L | Annual | Allowances Purchased NOX | Thousand Tons | 0 | 0 | 0 | 0 | 0 | 0 | 0
CSAPR- NOX OzoneSeason- FL | 243 | 6324 | Rate Constraint in MTons | FALSE | L | Annual | Allowances Sold NOX | Thousand Tons | 0 | 0 | 0 | 0 | 0 | 0 | 0
CSAPR- NOX OzoneSeason- FL | 243 | 6324 | Rate Constraint in MTons | FALSE | L | Annual | Allowances Banked | Thousand Tons | 0 | 0 | 0 | 0 | 0 | 0 | 0
CSAPR- NOX OzoneSeason- FL | 243 | 6324 | Rate Constraint in MTons | FALSE | L | Annual | Allowances Withdrawn (1:1) | Thousand Tons | 0 | 0 | 0 | 0 | 0 | 0 | 0
CSAPR- NOX OzoneSeason- FL | 243 | 6324 | Rate Constraint in MTons | FALSE | L | Annual | Allowances Withdrawn (n:1) | Thousand Tons | 0 | 0 | 0 | 0 | 0 | 0 | 0
CSAPR- NOX OzoneSeason- FL | 243 | 6324 | Rate Constraint in MTons | FALSE | L | Annual | Net Emissions Allowance Position | Thousand Tons | 0 | 18.3685 | 19.2212 | 17.3096 | 15.5831 | 14.2277 | 13.8506
CSAPR- NOX OzoneSeason- FL | 243 | 6324 | Rate Constraint in MTons | FALSE | L | Annual | Fuel Consumed | TBtu | 0 | 794.8626 | 811.4077 | 793.7938 | 798.4331 | 828.8729 | 822.4317
CSAPR- NOX OzoneSeason- FL | 243 | 6324 | Rate Constraint in MTons | FALSE | L | Annual | Rate | lb/MMBtu | 0 | 0.046218 | 0.047377 | 0.043612 | 0.039034 | 0.03433 | 0.033682
CSAPR- NOX OzoneSeason- FL | 243 | 6324 | Rate Constraint in MTons | FALSE | L | Annual | Generation | TWh | 0 | 98.8458 | 100.0752 | 99.9971 | 102.3444 | 109.4237 | 109.3215
CSAPR- NOX OzoneSeason- FL | 243 | 6324 | Rate Constraint in MTons | FALSE | L | Annual | Qualifying Generation | TWh | 0 | 98.8458 | 100.0752 | 99.9971 | 102.3444 | 109.4237 | 109.3215
CSAPR- NOX OzoneSeason- FL | 243 | 6324 | Rate Constraint in MTons | FALSE | L | Annual | Rate | lb/MWh | 0 | 0.18583 | 0.19207 | 0.1731 | 0.15226 | 0.13002 | 0.1267
CSAPR- NOX OzoneSeason- FL | 243 | 6324 | Rate Constraint in MTons | FALSE | L | Annual | Constraint Shadow Price | US2011$/Ton | 0 | 0 | 0 | 0 | 0 | 0 | 0
CSAPR- NOX OzoneSeason- GA | 244 | 6325 | Rate Constraint in MTons | FALSE | L | Annual | Seasons Included | Seasons |  | Summer | Summer | Summer | Summer | Summer | Summer
CSAPR- NOX OzoneSeason- GA | 244 | 6325 | Rate Constraint in MTons | FALSE | L | Annual | Standard | Thousand Tons | 0 | 29.0896 | 29.0896 | 29.0896 | 29.0896 | 29.0896 | 29.0896
CSAPR- NOX OzoneSeason- GA | 244 | 6325 | Rate Constraint in MTons | FALSE | L | Annual | Standard NOX | Thousand Tons | 0 | 29.0896 | 29.0896 | 29.0896 | 29.0896 | 29.0896 | 29.0896
CSAPR- NOX OzoneSeason- GA | 244 | 6325 | Rate Constraint in MTons | FALSE | L | Annual | Emissions at Affected Plants NOX | Thousand Tons | 0 | 7.1566 | 6.8581 | 7.4233 | 6.2927 | 5.4514 | 5.7757
CSAPR- NOX OzoneSeason- GA | 244 | 6325 | Rate Constraint in MTons | FALSE | L | Annual | Allowances Purchased NOX | Thousand Tons | 0 | 0 | 0 | 0 | 0 | 0 | 0
CSAPR- NOX OzoneSeason- GA | 244 | 6325 | Rate Constraint in MTons | FALSE | L | Annual | Allowances Sold NOX | Thousand Tons | 0 | 0 | 0 | 0 | 0 | 0 | 0
CSAPR- NOX OzoneSeason- GA | 244 | 6325 | Rate Constraint in MTons | FALSE | L | Annual | Allowances Banked | Thousand Tons | 0 | 0 | 0 | 0 | 0 | 0 | 0
CSAPR- NOX OzoneSeason- GA | 244 | 6325 | Rate Constraint in MTons | FALSE | L | Annual | Allowances Withdrawn (1:1) | Thousand Tons | 0 | 0 | 0 | 0 | 0 | 0 | 0
CSAPR- NOX OzoneSeason- GA | 244 | 6325 | Rate Constraint in MTons | FALSE | L | Annual | Allowances Withdrawn (n:1) | Thousand Tons | 0 | 0 | 0 | 0 | 0 | 0 | 0
CSAPR- NOX OzoneSeason- GA | 244 | 6325 | Rate Constraint in MTons | FALSE | L | Annual | Net Emissions Allowance Position | Thousand Tons | 0 | 7.1566 | 6.8581 | 7.4233 | 6.2927 | 5.4514 | 5.7757
CSAPR- NOX OzoneSeason- GA | 244 | 6325 | Rate Constraint in MTons | FALSE | L | Annual | Fuel Consumed | TBtu | 0 | 373.6444 | 342.4258 | 373.6291 | 342.13 | 304.9546 | 364.5061
CSAPR- NOX OzoneSeason- GA | 244 | 6325 | Rate Constraint in MTons | FALSE | L | Annual | Rate | lb/MMBtu | 0 | 0.038307 | 0.040056 | 0.039736 | 0.036786 | 0.035753 | 0.031691
CSAPR- NOX OzoneSeason- GA | 244 | 6325 | Rate Constraint in MTons | FALSE | L | Annual | Generation | TWh | 0 | 44.7564 | 41.1321 | 44.4458 | 41.7451 | 37.9322 | 47.2869
CSAPR- NOX OzoneSeason- GA | 244 | 6325 | Rate Constraint in MTons | FALSE | L | Annual | Qualifying Generation | TWh | 0 | 44.7564 | 41.1321 | 44.4458 | 41.7451 | 37.9322 | 47.2869
CSAPR- NOX OzoneSeason- GA | 244 | 6325 | Rate Constraint in MTons | FALSE | L | Annual | Rate | lb/MWh | 0 | 0.1599 | 0.16673 | 0.16702 | 0.15074 | 0.14372 | 0.12214
CSAPR- NOX OzoneSeason- GA | 244 | 6325 | Rate Constraint in MTons | FALSE | L | Annual | Constraint Shadow Price | US2011$/Ton | 0 | 0 | 0 | 0 | 0 | 0 | 0
CSAPR- NOX OzoneSeason- IA | 245 | 6328 | Rate Constraint in MTons | FALSE | L | Annual | Seasons Included | Seasons |  | Summer | Summer | Summer | Summer | Summer | Summer
CSAPR- NOX OzoneSeason- IA | 245 | 6328 | Rate Constraint in MTons | FALSE | L | Annual | Standard | Thousand Tons | 0 | 19.6105 | 19.6105 | 19.6105 | 19.6105 | 19.6105 | 19.6105
CSAPR- NOX OzoneSeason- IA | 245 | 6328 | Rate Constraint in MTons | FALSE | L | Annual | Standard NOX | Thousand Tons | 0 | 19.6105 | 19.6105 | 19.6105 | 19.6105 | 19.6105 | 19.6105
CSAPR- NOX OzoneSeason- IA | 245 | 6328 | Rate Constraint in MTons | FALSE | L | Annual | Emissions at Affected Plants NOX | Thousand Tons | 0 | 7.4878 | 7.4398 | 7.2789 | 6.9361 | 7.2107 | 7.1916
CSAPR- NOX OzoneSeason- IA | 245 | 6328 | Rate Constraint in MTons | FALSE | L | Annual | Allowances Purchased NOX | Thousand Tons | 0 | 0 | 0 | 0 | 0 | 0 | 0
CSAPR- NOX OzoneSeason- IA | 245 | 6328 | Rate Constraint in MTons | FALSE | L | Annual | Allowances Sold NOX | Thousand Tons | 0 | 0 | 0 | 0 | 0 | 0 | 0
CSAPR- NOX OzoneSeason- IA | 245 | 6328 | Rate Constraint in MTons | FALSE | L | Annual | Allowances Banked | Thousand Tons | 0 | 0 | 0 | 0 | 0 | 0 | 0
CSAPR- NOX OzoneSeason- IA | 245 | 6328 | Rate Constraint in MTons | FALSE | L | Annual | Allowances Withdrawn (1:1) | Thousand Tons | 0 | 0 | 0 | 0 | 0 | 0 | 0
CSAPR- NOX OzoneSeason- IA | 245 | 6328 | Rate Constraint in MTons | FALSE | L | Annual | Allowances Withdrawn (n:1) | Thousand Tons | 0 | 0 | 0 | 0 | 0 | 0 | 0
CSAPR- NOX OzoneSeason- IA | 245 | 6328 | Rate Constraint in MTons | FALSE | L | Annual | Net Emissions Allowance Position | Thousand Tons | 0 | 7.4878 | 7.4398 | 7.2789 | 6.9361 | 7.2107 | 7.1916
CSAPR- NOX OzoneSeason- IA | 245 | 6328 | Rate Constraint in MTons | FALSE | L | Annual | Fuel Consumed | TBtu | 0 | 136.2616 | 131.7293 | 129.3814 | 131.5977 | 139.8985 | 138.8243
CSAPR- NOX OzoneSeason- IA | 245 | 6328 | Rate Constraint in MTons | FALSE | L | Annual | Rate | lb/MMBtu | 0 | 0.1099 | 0.11296 | 0.11252 | 0.10541 | 0.10309 | 0.10361
CSAPR- NOX OzoneSeason- IA | 245 | 6328 | Rate Constraint in MTons | FALSE | L | Annual | Generation | TWh | 0 | 14.6298 | 14.0195 | 14.0298 | 14.7444 | 15.8983 | 15.7971
CSAPR- NOX OzoneSeason- IA | 245 | 6328 | Rate Constraint in MTons | FALSE | L | Annual | Qualifying Generation | TWh | 0 | 14.6298 | 14.0195 | 14.0298 | 14.7444 | 15.8983 | 15.7971
CSAPR- NOX OzoneSeason- IA | 245 | 6328 | Rate Constraint in MTons | FALSE | L | Annual | Rate | lb/MWh | 0 | 0.51182 | 0.53068 | 0.51882 | 0.47042 | 0.45355 | 0.45525
CSAPR- NOX OzoneSeason- IA | 245 | 6328 | Rate Constraint in MTons | FALSE | L | Annual | Constraint Shadow Price | US2011$/Ton | 0 | 0 | 0 | 0 | 0 | 0 | 0
CSAPR- NOX OzoneSeason- IL | 246 | 6326 | Rate Constraint in MTons | FALSE | L | Annual | Seasons Included | Seasons |  | Summer | Summer | Summer | Summer | Summer | Summer
CSAPR- NOX OzoneSeason- IL | 246 | 6326 | Rate Constraint in MTons | FALSE | L | Annual | Standard | Thousand Tons | 0 | 25.6617 | 25.6617 | 25.6617 | 25.6617 | 25.6617 | 25.6617
CSAPR- NOX OzoneSeason- IL | 246 | 6326 | Rate Constraint in MTons | FALSE | L | Annual | Standard NOX | Thousand Tons | 0 | 25.6617 | 25.6617 | 25.6617 | 25.6617 | 25.6617 | 25.6617
CSAPR- NOX OzoneSeason- IL | 246 | 6326 | Rate Constraint in MTons | FALSE | L | Annual | Emissions at Affected Plants NOX | Thousand Tons | 0 | 9.4761 | 9.2754 | 8.443 | 8.3613 | 8.7497 | 9.2006
CSAPR- NOX OzoneSeason- IL | 246 | 6326 | Rate Constraint in MTons | FALSE | L | Annual | Allowances Purchased NOX | Thousand Tons | 0 | 0 | 0 | 0 | 0 | 0 | 0
CSAPR- NOX OzoneSeason- IL | 246 | 6326 | Rate Constraint in MTons | FALSE | L | Annual | Allowances Sold NOX | Thousand Tons | 0 | 0 | 0 | 0 | 0 | 0 | 0
CSAPR- NOX OzoneSeason- IL | 246 | 6326 | Rate Constraint in MTons | FALSE | L | Annual | Allowances Banked | Thousand Tons | 0 | 0 | 0 | 0 | 0 | 0 | 0
CSAPR- NOX OzoneSeason- IL | 246 | 6326 | Rate Constraint in MTons | FALSE | L | Annual | Allowances Withdrawn (1:1) | Thousand Tons | 0 | 0 | 0 | 0 | 0 | 0 | 0
CSAPR- NOX OzoneSeason- IL | 246 | 6326 | Rate Constraint in MTons | FALSE | L | Annual | Allowances Withdrawn (n:1) | Thousand Tons | 0 | 0 | 0 | 0 | 0 | 0 | 0
CSAPR- NOX OzoneSeason- IL | 246 | 6326 | Rate Constraint in MTons | FALSE | L | Annual | Net Emissions Allowance Position | Thousand Tons | 0 | 9.4761 | 9.2754 | 8.443 | 8.3613 | 8.7497 | 9.2006
CSAPR- NOX OzoneSeason- IL | 246 | 6326 | Rate Constraint in MTons | FALSE | L | Annual | Fuel Consumed | TBtu | 0 | 305.5077 | 296.6705 | 267.3849 | 274.4687 | 280.6582 | 395.3046
CSAPR- NOX OzoneSeason- IL | 246 | 6326 | Rate Constraint in MTons | FALSE | L | Annual | Rate | lb/MMBtu | 0 | 0.062035 | 0.06253 | 0.063152 | 0.060927 | 0.062351 | 0.046549
CSAPR- NOX OzoneSeason- IL | 246 | 6326 | Rate Constraint in MTons | FALSE | L | Annual | Generation | TWh | 0 | 32.3673 | 31.1652 | 28.3854 | 29.8451 | 30.0348 | 48.2789
CSAPR- NOX OzoneSeason- IL | 246 | 6326 | Rate Constraint in MTons | FALSE | L | Annual | Qualifying Generation | TWh | 0 | 32.3673 | 31.1652 | 28.3854 | 29.8451 | 30.0348 | 48.2789
CSAPR- NOX OzoneSeason- IL | 246 | 6326 | Rate Constraint in MTons | FALSE | L | Annual | Rate | lb/MWh | 0 | 0.29277 | 0.29762 | 0.29744 | 0.28016 | 0.29132 | 0.19057
CSAPR- NOX OzoneSeason- IL | 246 | 6326 | Rate Constraint in MTons | FALSE | L | Annual | Constraint Shadow Price | US2011$/Ton | 0 | 0 | 0 | 0 | 0 | 0 | 0
CSAPR- NOX OzoneSeason- IN | 247 | 6327 | Rate Constraint in MTons | FALSE | L | Annual | Seasons Included | Seasons |  | Summer | Summer | Summer | Summer | Summer | Summer
CSAPR- NOX OzoneSeason- IN | 247 | 6327 | Rate Constraint in MTons | FALSE | L | Annual | Standard | Thousand Tons | 0 | 55.8717 | 55.8717 | 55.8717 | 55.8717 | 55.8717 | 55.8717
CSAPR- NOX OzoneSeason- IN | 247 | 6327 | Rate Constraint in MTons | FALSE | L | Annual | Standard NOX | Thousand Tons | 0 | 55.8717 | 55.8717 | 55.8717 | 55.8717 | 55.8717 | 55.8717
CSAPR- NOX OzoneSeason- IN | 247 | 6327 | Rate Constraint in MTons | FALSE | L | Annual | Emissions at Affected Plants NOX | Thousand Tons | 0 | 29.5747 | 30.2946 | 28.9788 | 19.8181 | 20.4795 | 20.6282
CSAPR- NOX OzoneSeason- IN | 247 | 6327 | Rate Constraint in MTons | FALSE | L | Annual | Allowances Purchased NOX | Thousand Tons | 0 | 0 | 0 | 0 | 0 | 0 | 0
CSAPR- NOX OzoneSeason- IN | 247 | 6327 | Rate Constraint in MTons | FALSE | L | Annual | Allowances Sold NOX | Thousand Tons | 0 | 0 | 0 | 0 | 0 | 0 | 0
CSAPR- NOX OzoneSeason- IN | 247 | 6327 | Rate Constraint in MTons | FALSE | L | Annual | Allowances Banked | Thousand Tons | 0 | 0 | 0 | 0 | 0 | 0 | 0
CSAPR- NOX OzoneSeason- IN | 247 | 6327 | Rate Constraint in MTons | FALSE | L | Annual | Allowances Withdrawn (1:1) | Thousand Tons | 0 | 0 | 0 | 0 | 0 | 0 | 0
CSAPR- NOX OzoneSeason- IN | 247 | 6327 | Rate Constraint in MTons | FALSE | L | Annual | Allowances Withdrawn (n:1) | Thousand Tons | 0 | 0 | 0 | 0 | 0 | 0 | 0
CSAPR- NOX OzoneSeason- IN | 247 | 6327 | Rate Constraint in MTons | FALSE | L | Annual | Net Emissions Allowance Position | Thousand Tons | 0 | 29.5747 | 30.2946 | 28.9788 | 19.8181 | 20.4795 | 20.6282
CSAPR- NOX OzoneSeason- IN | 247 | 6327 | Rate Constraint in MTons | FALSE | L | Annual | Fuel Consumed | TBtu | 0 | 467.8282 | 473.0542 | 450.0514 | 417.6659 | 442.1212 | 464.4575
CSAPR- NOX OzoneSeason- IN | 247 | 6327 | Rate Constraint in MTons | FALSE | L | Annual | Rate | lb/MMBtu | 0 | 0.12643 | 0.12808 | 0.12878 | 0.094899 | 0.092642 | 0.088827
CSAPR- NOX OzoneSeason- IN | 247 | 6327 | Rate Constraint in MTons | FALSE | L | Annual | Generation | TWh | 0 | 46.7059 | 47.0209 | 45.8182 | 43.1978 | 46.8245 | 50.6182
CSAPR- NOX OzoneSeason- IN | 247 | 6327 | Rate Constraint in MTons | FALSE | L | Annual | Qualifying Generation | TWh | 0 | 46.7059 | 47.0209 | 45.8182 | 43.1978 | 46.8245 | 50.6182
CSAPR- NOX OzoneSeason- IN | 247 | 6327 | Rate Constraint in MTons | FALSE | L | Annual | Rate | lb/MWh | 0 | 0.63321 | 0.64428 | 0.63247 | 0.45877 | 0.43737 | 0.40753
CSAPR- NOX OzoneSeason- IN | 247 | 6327 | Rate Constraint in MTons | FALSE | L | Annual | Constraint Shadow Price | US2011$/Ton | 0 | 0 | 0 | 0 | 0 | 0 | 0
CSAPR- NOX OzoneSeason- KY | 248 | 6329 | Rate Constraint in MTons | FALSE | L | Annual | Seasons Included | Seasons |  | Summer | Summer | Summer | Summer | Summer | Summer
CSAPR- NOX OzoneSeason- KY | 248 | 6329 | Rate Constraint in MTons | FALSE | L | Annual | Standard | Thousand Tons | 0 | 39.5355 | 39.5355 | 39.5355 | 39.5355 | 39.5355 | 39.5355
CSAPR- NOX OzoneSeason- KY | 248 | 6329 | Rate Constraint in MTons | FALSE | L | Annual | Standard NOX | Thousand Tons | 0 | 39.5355 | 39.5355 | 39.5355 | 39.5355 | 39.5355 | 39.5355
CSAPR- NOX OzoneSeason- KY | 248 | 6329 | Rate Constraint in MTons | FALSE | L | Annual | Emissions at Affected Plants NOX | Thousand Tons | 0 | 13.077 | 14.1226 | 12.7629 | 12.1777 | 12.765 | 13.0114
CSAPR- NOX OzoneSeason- KY | 248 | 6329 | Rate Constraint in MTons | FALSE | L | Annual | Allowances Purchased NOX | Thousand Tons | 0 | 0 | 0 | 0 | 0 | 0 | 0
CSAPR- NOX OzoneSeason- KY | 248 | 6329 | Rate Constraint in MTons | FALSE | L | Annual | Allowances Sold NOX | Thousand Tons | 0 | 0 | 0 | 0 | 0 | 0 | 0
CSAPR- NOX OzoneSeason- KY | 248 | 6329 | Rate Constraint in MTons | FALSE | L | Annual | Allowances Banked | Thousand Tons | 0 | 0 | 0 | 0 | 0 | 0 | 0
CSAPR- NOX OzoneSeason- KY | 248 | 6329 | Rate Constraint in MTons | FALSE | L | Annual | Allowances Withdrawn (1:1) | Thousand Tons | 0 | 0 | 0 | 0 | 0 | 0 | 0
CSAPR- NOX OzoneSeason- KY | 248 | 6329 | Rate Constraint in MTons | FALSE | L | Annual | Allowances Withdrawn (n:1) | Thousand Tons | 0 | 0 | 0 | 0 | 0 | 0 | 0
CSAPR- NOX OzoneSeason- KY | 248 | 6329 | Rate Constraint in MTons | FALSE | L | Annual | Net Emissions Allowance Position | Thousand Tons | 0 | 13.077 | 14.1226 | 12.7629 | 12.1777 | 12.765 | 13.0114
CSAPR- NOX OzoneSeason- KY | 248 | 6329 | Rate Constraint in MTons | FALSE | L | Annual | Fuel Consumed | TBtu | 0 | 257.4192 | 272.6161 | 251.8355 | 250.7269 | 273.1887 | 285.4804
CSAPR- NOX OzoneSeason- KY | 248 | 6329 | Rate Constraint in MTons | FALSE | L | Annual | Rate | lb/MMBtu | 0 | 0.1016 | 0.10361 | 0.10136 | 0.097139 | 0.093452 | 0.091154
CSAPR- NOX OzoneSeason- KY | 248 | 6329 | Rate Constraint in MTons | FALSE | L | Annual | Generation | TWh | 0 | 25.4455 | 26.5554 | 25.5698 | 26.0786 | 29.3403 | 31.1988
CSAPR- NOX OzoneSeason- KY | 248 | 6329 | Rate Constraint in MTons | FALSE | L | Annual | Qualifying Generation | TWh | 0 | 25.4455 | 26.5554 | 25.5698 | 26.0786 | 29.3403 | 31.1988
CSAPR- NOX OzoneSeason- KY | 248 | 6329 | Rate Constraint in MTons | FALSE | L | Annual | Rate | lb/MWh | 0 | 0.51392 | 0.53182 | 0.49914 | 0.46696 | 0.43507 | 0.41705
CSAPR- NOX OzoneSeason- KY | 248 | 6329 | Rate Constraint in MTons | FALSE | L | Annual | Constraint Shadow Price | US2011$/Ton | 0 | 0 | 0 | 0 | 0 | 0 | 0
CSAPR- NOX OzoneSeason- LA | 249 | 6330 | Rate Constraint in MTons | FALSE | L | Annual | Seasons Included | Seasons |  | Summer | Summer | Summer | Summer | Summer | Summer
CSAPR- NOX OzoneSeason- LA | 249 | 6330 | Rate Constraint in MTons | FALSE | L | Annual | Standard | Thousand Tons | 0 | 21.9191 | 21.9191 | 21.9191 | 21.9191 | 21.9191 | 21.9191
CSAPR- NOX OzoneSeason- LA | 249 | 6330 | Rate Constraint in MTons | FALSE | L | Annual | Standard NOX | Thousand Tons | 0 | 21.9191 | 21.9191 | 21.9191 | 21.9191 | 21.9191 | 21.9191
CSAPR- NOX OzoneSeason- LA | 249 | 6330 | Rate Constraint in MTons | FALSE | L | Annual | Emissions at Affected Plants NOX | Thousand Tons | 0 | 10.7624 | 10.8175 | 7.051 | 5.9634 | 5.3454 | 5.4113
CSAPR- NOX OzoneSeason- LA | 249 | 6330 | Rate Constraint in MTons | FALSE | L | Annual | Allowances Purchased NOX | Thousand Tons | 0 | 0 | 0 | 0 | 0 | 0 | 0
CSAPR- NOX OzoneSeason- LA | 249 | 6330 | Rate Constraint in MTons | FALSE | L | Annual | Allowances Sold NOX | Thousand Tons | 0 | 0 | 0 | 0 | 0 | 0 | 0
CSAPR- NOX OzoneSeason- LA | 249 | 6330 | Rate Constraint in MTons | FALSE | L | Annual | Allowances Banked | Thousand Tons | 0 | 0 | 0 | 0 | 0 | 0 | 0
CSAPR- NOX OzoneSeason- LA | 249 | 6330 | Rate Constraint in MTons | FALSE | L | Annual | Allowances Withdrawn (1:1) | Thousand Tons | 0 | 0 | 0 | 0 | 0 | 0 | 0
CSAPR- NOX OzoneSeason- LA | 249 | 6330 | Rate Constraint in MTons | FALSE | L | Annual | Allowances Withdrawn (n:1) | Thousand Tons | 0 | 0 | 0 | 0 | 0 | 0 | 0
CSAPR- NOX OzoneSeason- LA | 249 | 6330 | Rate Constraint in MTons | FALSE | L | Annual | Net Emissions Allowance Position | Thousand Tons | 0 | 10.7624 | 10.8175 | 7.051 | 5.9634 | 5.3454 | 5.4113
CSAPR- NOX OzoneSeason- LA | 249 | 6330 | Rate Constraint in MTons | FALSE | L | Annual | Fuel Consumed | TBtu | 0 | 222.6503 | 227.9475 | 210.8312 | 198.8174 | 188.7824 | 229.4919
CSAPR- NOX OzoneSeason- LA | 249 | 6330 | Rate Constraint in MTons | FALSE | L | Annual | Rate | lb/MMBtu | 0 | 0.096675 | 0.094913 | 0.066888 | 0.059989 | 0.05663 | 0.047159
CSAPR- NOX OzoneSeason- LA | 249 | 6330 | Rate Constraint in MTons | FALSE | L | Annual | Generation | TWh | 0 | 26.1106 | 26.7577 | 26.0241 | 25.0735 | 24.1599 | 30.5872
CSAPR- NOX OzoneSeason- LA | 249 | 6330 | Rate Constraint in MTons | FALSE | L | Annual | Qualifying Generation | TWh | 0 | 26.1106 | 26.7577 | 26.0241 | 25.0735 | 24.1599 | 30.5872
CSAPR- NOX OzoneSeason- LA | 249 | 6330 | Rate Constraint in MTons | FALSE | L | Annual | Rate | lb/MWh | 0 | 0.41219 | 0.40428 | 0.27094 | 0.23784 | 0.22125 | 0.17691
CSAPR- NOX OzoneSeason- LA | 249 | 6330 | Rate Constraint in MTons | FALSE | L | Annual | Constraint Shadow Price | US2011$/Ton | 0 | 0 | 0 | 0 | 0 | 0 | 0
CSAPR- NOX OzoneSeason- MD | 250 | 6331 | Rate Constraint in MTons | FALSE | L | Annual | Seasons Included | Seasons |  | Summer | Summer | Summer | Summer | Summer | Summer
CSAPR- NOX OzoneSeason- MD | 250 | 6331 | Rate Constraint in MTons | FALSE | L | Annual | Standard | Thousand Tons | 0 | 8.6866 | 8.6866 | 8.6866 | 8.6866 | 8.6866 | 8.6866
CSAPR- NOX OzoneSeason- MD | 250 | 6331 | Rate Constraint in MTons | FALSE | L | Annual | Standard NOX | Thousand Tons | 0 | 8.6866 | 8.6866 | 8.6866 | 8.6866 | 8.6866 | 8.6866
CSAPR- NOX OzoneSeason- MD | 250 | 6331 | Rate Constraint in MTons | FALSE | L | Annual | Emissions at Affected Plants NOX | Thousand Tons | 0 | 2.7754 | 2.8393 | 2.6915 | 2.0525 | 1.4838 | 1.4582
CSAPR- NOX OzoneSeason- MD | 250 | 6331 | Rate Constraint in MTons | FALSE | L | Annual | Allowances Purchased NOX | Thousand Tons | 0 | 0 | 0 | 0 | 0 | 0 | 0
CSAPR- NOX OzoneSeason- MD | 250 | 6331 | Rate Constraint in MTons | FALSE | L | Annual | Allowances Sold NOX | Thousand Tons | 0 | 0 | 0 | 0 | 0 | 0 | 0
CSAPR- NOX OzoneSeason- MD | 250 | 6331 | Rate Constraint in MTons | FALSE | L | Annual | Allowances Banked | Thousand Tons | 0 | 0 | 0 | 0 | 0 | 0 | 0
CSAPR- NOX OzoneSeason- MD | 250 | 6331 | Rate Constraint in MTons | FALSE | L | Annual | Allowances Withdrawn (1:1) | Thousand Tons | 0 | 0 | 0 | 0 | 0 | 0 | 0
CSAPR- NOX OzoneSeason- MD | 250 | 6331 | Rate Constraint in MTons | FALSE | L | Annual | Allowances Withdrawn (n:1) | Thousand Tons | 0 | 0 | 0 | 0 | 0 | 0 | 0
CSAPR- NOX OzoneSeason- MD | 250 | 6331 | Rate Constraint in MTons | FALSE | L | Annual | Net Emissions Allowance Position | Thousand Tons | 0 | 2.7754 | 2.8393 | 2.6915 | 2.0525 | 1.4838 | 1.4582
CSAPR- NOX OzoneSeason- MD | 250 | 6331 | Rate Constraint in MTons | FALSE | L | Annual | Fuel Consumed | TBtu | 0 | 110.8184 | 116.098 | 105.3754 | 90.4913 | 83.4985 | 89.1868
CSAPR- NOX OzoneSeason- MD | 250 | 6331 | Rate Constraint in MTons | FALSE | L | Annual | Rate | lb/MMBtu | 0 | 0.050088 | 0.048912 | 0.051084 | 0.045364 | 0.03554 | 0.032701
CSAPR- NOX OzoneSeason- MD | 250 | 6331 | Rate Constraint in MTons | FALSE | L | Annual | Generation | TWh | 0 | 13.0127 | 13.6172 | 12.42 | 11.0286 | 10.8868 | 11.7696
CSAPR- NOX OzoneSeason- MD | 250 | 6331 | Rate Constraint in MTons | FALSE | L | Annual | Qualifying Generation | TWh | 0 | 13.0127 | 13.6172 | 12.42 | 11.0286 | 10.8868 | 11.7696
CSAPR- NOX OzoneSeason- MD | 250 | 6331 | Rate Constraint in MTons | FALSE | L | Annual | Rate | lb/MWh | 0 | 0.21328 | 0.20851 | 0.21671 | 0.18611 | 0.13629 | 0.1239
CSAPR- NOX OzoneSeason- MD | 250 | 6331 | Rate Constraint in MTons | FALSE | L | Annual | Constraint Shadow Price | US2011$/Ton | 0 | 0 | 0 | 0 | 0 | 0 | 0
CSAPR- NOX OzoneSeason- MI | 251 | 6332 | Rate Constraint in MTons | FALSE | L | Annual | Seasons Included | Seasons |  | Summer | Summer | Summer | Summer | Summer | Summer
CSAPR- NOX OzoneSeason- MI | 251 | 6332 | Rate Constraint in MTons | FALSE | L | Annual | Standard | Thousand Tons | 0 | 32.6894 | 32.6894 | 32.6894 | 32.6894 | 32.6894 | 32.6894
CSAPR- NOX OzoneSeason- MI | 251 | 6332 | Rate Constraint in MTons | FALSE | L | Annual | Standard NOX | Thousand Tons | 0 | 32.6894 | 32.6894 | 32.6894 | 32.6894 | 32.6894 | 32.6894
CSAPR- NOX OzoneSeason- MI | 251 | 6332 | Rate Constraint in MTons | FALSE | L | Annual | Emissions at Affected Plants NOX | Thousand Tons | 0 | 15.1799 | 15.5427 | 13.0719 | 9.7263 | 11.7256 | 11.1403
CSAPR- NOX OzoneSeason- MI | 251 | 6332 | Rate Constraint in MTons | FALSE | L | Annual | Allowances Purchased NOX | Thousand Tons | 0 | 0 | 0 | 0 | 0 | 0 | 0
CSAPR- NOX OzoneSeason- MI | 251 | 6332 | Rate Constraint in MTons | FALSE | L | Annual | Allowances Sold NOX | Thousand Tons | 0 | 0 | 0 | 0 | 0 | 0 | 0
CSAPR- NOX OzoneSeason- MI | 251 | 6332 | Rate Constraint in MTons | FALSE | L | Annual | Allowances Banked | Thousand Tons | 0 | 0 | 0 | 0 | 0 | 0 | 0
CSAPR- NOX OzoneSeason- MI | 251 | 6332 | Rate Constraint in MTons | FALSE | L | Annual | Allowances Withdrawn (1:1) | Thousand Tons | 0 | 0 | 0 | 0 | 0 | 0 | 0
CSAPR- NOX OzoneSeason- MI | 251 | 6332 | Rate Constraint in MTons | FALSE | L | Annual | Allowances Withdrawn (n:1) | Thousand Tons | 0 | 0 | 0 | 0 | 0 | 0 | 0
CSAPR- NOX OzoneSeason- MI | 251 | 6332 | Rate Constraint in MTons | FALSE | L | Annual | Net Emissions Allowance Position | Thousand Tons | 0 | 15.1799 | 15.5427 | 13.0719 | 9.7263 | 11.7256 | 11.1403
CSAPR- NOX OzoneSeason- MI | 251 | 6332 | Rate Constraint in MTons | FALSE | L | Annual | Fuel Consumed | TBtu | 0 | 270.3457 | 258.6047 | 229.4967 | 221.7724 | 279.8844 | 311.5763
CSAPR- NOX OzoneSeason- MI | 251 | 6332 | Rate Constraint in MTons | FALSE | L | Annual | Rate | lb/MMBtu | 0 | 0.1123 | 0.1202 | 0.11392 | 0.087714 | 0.083789 | 0.071509
CSAPR- NOX OzoneSeason- MI | 251 | 6332 | Rate Constraint in MTons | FALSE | L | Annual | Generation | TWh | 0 | 31.5225 | 29.8349 | 27.5642 | 27.7507 | 36.3762 | 41.5279
CSAPR- NOX OzoneSeason- MI | 251 | 6332 | Rate Constraint in MTons | FALSE | L | Annual | Qualifying Generation | TWh | 0 | 31.5225 | 29.8349 | 27.5642 | 27.7507 | 36.3762 | 41.5279
CSAPR- NOX OzoneSeason- MI | 251 | 6332 | Rate Constraint in MTons | FALSE | L | Annual | Rate | lb/MWh | 0 | 0.48156 | 0.52096 | 0.47423 | 0.35049 | 0.32234 | 0.26826
CSAPR- NOX OzoneSeason- MI | 251 | 6332 | Rate Constraint in MTons | FALSE | L | Annual | Constraint Shadow Price | US2011$/Ton | 0 | 0 | 0 | 0 | 0 | 0 | 0
CSAPR- NOX OzoneSeason- MO | 252 | 6334 | Rate Constraint in MTons | FALSE | L | Annual | Seasons Included | Seasons |  | Summer | Summer | Summer | Summer | Summer | Summer
CSAPR- NOX OzoneSeason- MO | 252 | 6334 | Rate Constraint in MTons | FALSE | L | Annual | Standard | Thousand Tons | 0 | 25.5298 | 25.5298 | 25.5298 | 25.5298 | 25.5298 | 25.5298
CSAPR- NOX OzoneSeason- MO | 252 | 6334 | Rate Constraint in MTons | FALSE | L | Annual | Standard NOX | Thousand Tons | 0 | 25.5298 | 25.5298 | 25.5298 | 25.5298 | 25.5298 | 25.5298
CSAPR- NOX OzoneSeason- MO | 252 | 6334 | Rate Constraint in MTons | FALSE | L | Annual | Emissions at Affected Plants NOX | Thousand Tons | 0 | 14.8432 | 14.9191 | 14.6214 | 13.6823 | 14.5694 | 14.5975
CSAPR- NOX OzoneSeason- MO | 252 | 6334 | Rate Constraint in MTons | FALSE | L | Annual | Allowances Purchased NOX | Thousand Tons | 0 | 0 | 0 | 0 | 0 | 0 | 0
CSAPR- NOX OzoneSeason- MO | 252 | 6334 | Rate Constraint in MTons | FALSE | L | Annual | Allowances Sold NOX | Thousand Tons | 0 | 0 | 0 | 0 | 0 | 0 | 0
CSAPR- NOX OzoneSeason- MO | 252 | 6334 | Rate Constraint in MTons | FALSE | L | Annual | Allowances Banked | Thousand Tons | 0 | 0 | 0 | 0 | 0 | 0 | 0
CSAPR- NOX OzoneSeason- MO | 252 | 6334 | Rate Constraint in MTons | FALSE | L | Annual | Allowances Withdrawn (1:1) | Thousand Tons | 0 | 0 | 0 | 0 | 0 | 0 | 0
CSAPR- NOX OzoneSeason- MO | 252 | 6334 | Rate Constraint in MTons | FALSE | L | Annual | Allowances Withdrawn (n:1) | Thousand Tons | 0 | 0 | 0 | 0 | 0 | 0 | 0
CSAPR- NOX OzoneSeason- MO | 252 | 6334 | Rate Constraint in MTons | FALSE | L | Annual | Net Emissions Allowance Position | Thousand Tons | 0 | 14.8432 | 14.9191 | 14.6214 | 13.6823 | 14.5694 | 14.5975
CSAPR- NOX OzoneSeason- MO | 252 | 6334 | Rate Constraint in MTons | FALSE | L | Annual | Fuel Consumed | TBtu | 0 | 347.0847 | 347.4454 | 345.8231 | 339.5469 | 356.1332 | 367.3349
CSAPR- NOX OzoneSeason- MO | 252 | 6334 | Rate Constraint in MTons | FALSE | L | Annual | Rate | lb/MMBtu | 0 | 0.085531 | 0.085879 | 0.08456 | 0.080591 | 0.08182 | 0.079478
CSAPR- NOX OzoneSeason- MO | 252 | 6334 | Rate Constraint in MTons | FALSE | L | Annual | Generation | TWh | 0 | 34.4569 | 34.5023 | 35.2713 | 35.363 | 37.2978 | 39.1038
CSAPR- NOX OzoneSeason- MO | 252 | 6334 | Rate Constraint in MTons | FALSE | L | Annual | Qualifying Generation | TWh | 0 | 34.4569 | 34.5023 | 35.2713 | 35.363 | 37.2978 | 39.1038
CSAPR- NOX OzoneSeason- MO | 252 | 6334 | Rate Constraint in MTons | FALSE | L | Annual | Rate | lb/MWh | 0 | 0.43077 | 0.43241 | 0.41454 | 0.38691 | 0.39062 | 0.3733
CSAPR- NOX OzoneSeason- MO | 252 | 6334 | Rate Constraint in MTons | FALSE | L | Annual | Constraint Shadow Price | US2011$/Ton | 0 | 0 | 0 | 0 | 0 | 0 | 0
CSAPR- NOX OzoneSeason- MS | 253 | 6333 | Rate Constraint in MTons | FALSE | L | Annual | Seasons Included | Seasons |  | Summer | Summer | Summer | Summer | Summer | Summer
CSAPR- NOX OzoneSeason- MS | 253 | 6333 | Rate Constraint in MTons | FALSE | L | Annual | Standard | Thousand Tons | 0 | 15.0391 | 15.0391 | 15.0391 | 15.0391 | 15.0391 | 15.0391
CSAPR- NOX OzoneSeason- MS | 253 | 6333 | Rate Constraint in MTons | FALSE | L | Annual | Standard NOX | Thousand Tons | 0 | 15.0391 | 15.0391 | 15.0391 | 15.0391 | 15.0391 | 15.0391
CSAPR- NOX OzoneSeason- MS | 253 | 6333 | Rate Constraint in MTons | FALSE | L | Annual | Emissions at Affected Plants NOX | Thousand Tons | 0 | 7.5738 | 8.1149 | 4.766 | 4.3866 | 4.5383 | 4.5592
CSAPR- NOX OzoneSeason- MS | 253 | 6333 | Rate Constraint in MTons | FALSE | L | Annual | Allowances Purchased NOX | Thousand Tons | 0 | 0 | 0 | 0 | 0 | 0 | 0
CSAPR- NOX OzoneSeason- MS | 253 | 6333 | Rate Constraint in MTons | FALSE | L | Annual | Allowances Sold NOX | Thousand Tons | 0 | 0 | 0 | 0 | 0 | 0 | 0
CSAPR- NOX OzoneSeason- MS | 253 | 6333 | Rate Constraint in MTons | FALSE | L | Annual | Allowances Banked | Thousand Tons | 0 | 0 | 0 | 0 | 0 | 0 | 0
CSAPR- NOX OzoneSeason- MS | 253 | 6333 | Rate Constraint in MTons | FALSE | L | Annual | Allowances Withdrawn (1:1) | Thousand Tons | 0 | 0 | 0 | 0 | 0 | 0 | 0
CSAPR- NOX OzoneSeason- MS | 253 | 6333 | Rate Constraint in MTons | FALSE | L | Annual | Allowances Withdrawn (n:1) | Thousand Tons | 0 | 0 | 0 | 0 | 0 | 0 | 0
CSAPR- NOX OzoneSeason- MS | 253 | 6333 | Rate Constraint in MTons | FALSE | L | Annual | Net Emissions Allowance Position | Thousand Tons | 0 | 7.5738 | 8.1149 | 4.766 | 4.3866 | 4.5383 | 4.5592
CSAPR- NOX OzoneSeason- MS | 253 | 6333 | Rate Constraint in MTons | FALSE | L | Annual | Fuel Consumed | TBtu | 0 | 220.8978 | 220.1004 | 205.2069 | 192.3614 | 200.1538 | 204.1883
CSAPR- NOX OzoneSeason- MS | 253 | 6333 | Rate Constraint in MTons | FALSE | L | Annual | Rate | lb/MMBtu | 0 | 0.068573 | 0.073738 | 0.046451 | 0.045608 | 0.045348 | 0.044656
CSAPR- NOX OzoneSeason- MS | 253 | 6333 | Rate Constraint in MTons | FALSE | L | Annual | Generation | TWh | 0 | 26.5246 | 26.3419 | 25.4355 | 24.0597 | 25.4004 | 26.4767
CSAPR- NOX OzoneSeason- MS | 253 | 6333 | Rate Constraint in MTons | FALSE | L | Annual | Qualifying Generation | TWh | 0 | 26.5246 | 26.3419 | 25.4355 | 24.0597 | 25.4004 | 26.4767
CSAPR- NOX OzoneSeason- MS | 253 | 6333 | Rate Constraint in MTons | FALSE | L | Annual | Rate | lb/MWh | 0 | 0.28554 | 0.30806 | 0.18738 | 0.18232 | 0.17867 | 0.17219
CSAPR- NOX OzoneSeason- MS | 253 | 6333 | Rate Constraint in MTons | FALSE | L | Annual | Constraint Shadow Price | US2011$/Ton | 0 | 0 | 0 | 0 | 0 | 0 | 0
CSAPR- NOX OzoneSeason- NC | 254 | 6337 | Rate Constraint in MTons | FALSE | L | Annual | Seasons Included | Seasons |  | Summer | Summer | Summer | Summer | Summer | Summer
CSAPR- NOX OzoneSeason- NC | 254 | 6337 | Rate Constraint in MTons | FALSE | L | Annual | Standard | Thousand Tons | 0 | 22.3305 | 22.3305 | 22.3305 | 22.3305 | 22.3305 | 22.3305
CSAPR- NOX OzoneSeason- NC | 254 | 6337 | Rate Constraint in MTons | FALSE | L | Annual | Standard NOX | Thousand Tons | 0 | 22.3305 | 22.3305 | 22.3305 | 22.3305 | 22.3305 | 22.3305
CSAPR- NOX OzoneSeason- NC | 254 | 6337 | Rate Constraint in MTons | FALSE | L | Annual | Emissions at Affected Plants NOX | Thousand Tons | 0 | 12.5135 | 7.3378 | 6.1399 | 4.5391 | 3.8652 | 4.3087
CSAPR- NOX OzoneSeason- NC | 254 | 6337 | Rate Constraint in MTons | FALSE | L | Annual | Allowances Purchased NOX | Thousand Tons | 0 | 0 | 0 | 0 | 0 | 0 | 0
CSAPR- NOX OzoneSeason- NC | 254 | 6337 | Rate Constraint in MTons | FALSE | L | Annual | Allowances Sold NOX | Thousand Tons | 0 | 0 | 0 | 0 | 0 | 0 | 0
CSAPR- NOX OzoneSeason- NC | 254 | 6337 | Rate Constraint in MTons | FALSE | L | Annual | Allowances Banked | Thousand Tons | 0 | 0 | 0 | 0 | 0 | 0 | 0
CSAPR- NOX OzoneSeason- NC | 254 | 6337 | Rate Constraint in MTons | FALSE | L | Annual | Allowances Withdrawn (1:1) | Thousand Tons | 0 | 0 | 0 | 0 | 0 | 0 | 0
CSAPR- NOX OzoneSeason- NC | 254 | 6337 | Rate Constraint in MTons | FALSE | L | Annual | Allowances Withdrawn (n:1) | Thousand Tons | 0 | 0 | 0 | 0 | 0 | 0 | 0
CSAPR- NOX OzoneSeason- NC | 254 | 6337 | Rate Constraint in MTons | FALSE | L | Annual | Net Emissions Allowance Position | Thousand Tons | 0 | 12.5135 | 7.3378 | 6.1399 | 4.5391 | 3.8652 | 4.3087
CSAPR- NOX OzoneSeason- NC | 254 | 6337 | Rate Constraint in MTons | FALSE | L | Annual | Fuel Consumed | TBtu | 0 | 321.4063 | 247.5013 | 234.4976 | 216.9451 | 209.4718 | 309.5049
CSAPR- NOX OzoneSeason- NC | 254 | 6337 | Rate Constraint in MTons | FALSE | L | Annual | Rate | lb/MMBtu | 0 | 0.077867 | 0.059295 | 0.052367 | 0.041846 | 0.036904 | 0.027842
CSAPR- NOX OzoneSeason- NC | 254 | 6337 | Rate Constraint in MTons | FALSE | L | Annual | Generation | TWh | 0 | 37.9166 | 29.4347 | 28.7731 | 28.6356 | 28.8585 | 44.4686
CSAPR- NOX OzoneSeason- NC | 254 | 6337 | Rate Constraint in MTons | FALSE | L | Annual | Qualifying Generation | TWh | 0 | 37.9166 | 29.4347 | 28.7731 | 28.6356 | 28.8585 | 44.4686
CSAPR- NOX OzoneSeason- NC | 254 | 6337 | Rate Constraint in MTons | FALSE | L | Annual | Rate | lb/MWh | 0 | 0.33003 | 0.24929 | 0.21339 | 0.15851 | 0.13393 | 0.096892
CSAPR- NOX OzoneSeason- NC | 254 | 6337 | Rate Constraint in MTons | FALSE | L | Annual | Constraint Shadow Price | US2011$/Ton | 0 | 0 | 0 | 0 | 0 | 0 | 0
CSAPR- NOX OzoneSeason- NJ | 255 | 6335 | Rate Constraint in MTons | FALSE | L | Annual | Seasons Included | Seasons |  | Summer | Summer | Summer | Summer | Summer | Summer
CSAPR- NOX OzoneSeason- NJ | 255 | 6335 | Rate Constraint in MTons | FALSE | L | Annual | Standard | Thousand Tons | 0 | 4.5145 | 4.5145 | 4.5145 | 4.5145 | 4.5145 | 4.5145
CSAPR- NOX OzoneSeason- NJ | 255 | 6335 | Rate Constraint in MTons | FALSE | L | Annual | Standard NOX | Thousand Tons | 0 | 4.5145 | 4.5145 | 4.5145 | 4.5145 | 4.5145 | 4.5145
CSAPR- NOX OzoneSeason- NJ | 255 | 6335 | Rate Constraint in MTons | FALSE | L | Annual | Emissions at Affected Plants NOX | Thousand Tons | 0 | 2.9307 | 2.8418 | 2.508 | 2.0796 | 2.6955 | 2.9934
CSAPR- NOX OzoneSeason- NJ | 255 | 6335 | Rate Constraint in MTons | FALSE | L | Annual | Allowances Purchased NOX | Thousand Tons | 0 | 0 | 0 | 0 | 0 | 0 | 0
CSAPR- NOX OzoneSeason- NJ | 255 | 6335 | Rate Constraint in MTons | FALSE | L | Annual | Allowances Sold NOX | Thousand Tons | 0 | 0 | 0 | 0 | 0 | 0 | 0
CSAPR- NOX OzoneSeason- NJ | 255 | 6335 | Rate Constraint in MTons | FALSE | L | Annual | Allowances Banked | Thousand Tons | 0 | 0 | 0 | 0 | 0 | 0 | 0
CSAPR- NOX OzoneSeason- NJ | 255 | 6335 | Rate Constraint in MTons | FALSE | L | Annual | Allowances Withdrawn (1:1) | Thousand Tons | 0 | 0 | 0 | 0 | 0 | 0 | 0
CSAPR- NOX OzoneSeason- NJ | 255 | 6335 | Rate Constraint in MTons | FALSE | L | Annual | Allowances Withdrawn (n:1) | Thousand Tons | 0 | 0 | 0 | 0 | 0 | 0 | 0
CSAPR- NOX OzoneSeason- NJ | 255 | 6335 | Rate Constraint in MTons | FALSE | L | Annual | Net Emissions Allowance Position | Thousand Tons | 0 | 2.9307 | 2.8418 | 2.508 | 2.0796 | 2.6955 | 2.9934
CSAPR- NOX OzoneSeason- NJ | 255 | 6335 | Rate Constraint in MTons | FALSE | L | Annual | Fuel Consumed | TBtu | 0 | 164.2061 | 153.6269 | 145.0942 | 121.1099 | 174.1114 | 231.0734
CSAPR- NOX OzoneSeason- NJ | 255 | 6335 | Rate Constraint in MTons | FALSE | L | Annual | Rate | lb/MMBtu | 0 | 0.035696 | 0.036996 | 0.034571 | 0.034342 | 0.030963 | 0.025909
CSAPR- NOX OzoneSeason- NJ | 255 | 6335 | Rate Constraint in MTons | FALSE | L | Annual | Generation | TWh | 0 | 22.1192 | 20.8053 | 19.965 | 16.8345 | 24.386 | 33.2883
CSAPR- NOX OzoneSeason- NJ | 255 | 6335 | Rate Constraint in MTons | FALSE | L | Annual | Qualifying Generation | TWh | 0 | 22.1192 | 20.8053 | 19.965 | 16.8345 | 24.386 | 33.2883
CSAPR- NOX OzoneSeason- NJ | 255 | 6335 | Rate Constraint in MTons | FALSE | L | Annual | Rate | lb/MWh | 0 | 0.1325 | 0.13659 | 0.12562 | 0.12353 | 0.11053 | 0.089924
CSAPR- NOX OzoneSeason- NJ | 255 | 6335 | Rate Constraint in MTons | FALSE | L | Annual | Constraint Shadow Price | US2011$/Ton | 0 | 0 | 0 | 0 | 0 | 0 | 0
CSAPR- NOX OzoneSeason- NY | 256 | 6336 | Rate Constraint in MTons | FALSE | L | Annual | Seasons Included | Seasons |  | Summer | Summer | Summer | Summer | Summer | Summer
CSAPR- NOX OzoneSeason- NY | 256 | 6336 | Rate Constraint in MTons | FALSE | L | Annual | Standard | Thousand Tons | 0 | 12.5465 | 12.5465 | 12.5465 | 12.5465 | 12.5465 | 12.5465
CSAPR- NOX OzoneSeason- NY | 256 | 6336 | Rate Constraint in MTons | FALSE | L | Annual | Standard NOX | Thousand Tons | 0 | 12.5465 | 12.5465 | 12.5465 | 12.5465 | 12.5465 | 12.5465
CSAPR- NOX OzoneSeason- NY | 256 | 6336 | Rate Constraint in MTons | FALSE | L | Annual | Emissions at Affected Plants NOX | Thousand Tons | 0 | 4.6642 | 4.0309 | 3.2649 | 2.9834 | 2.871 | 3.0002
CSAPR- NOX OzoneSeason- NY | 256 | 6336 | Rate Constraint in MTons | FALSE | L | Annual | Allowances Purchased NOX | Thousand Tons | 0 | 0 | 0 | 0 | 0 | 0 | 0
CSAPR- NOX OzoneSeason- NY | 256 | 6336 | Rate Constraint in MTons | FALSE | L | Annual | Allowances Sold NOX | Thousand Tons | 0 | 0 | 0 | 0 | 0 | 0 | 0
CSAPR- NOX OzoneSeason- NY | 256 | 6336 | Rate Constraint in MTons | FALSE | L | Annual | Allowances Banked | Thousand Tons | 0 | 0 | 0 | 0 | 0 | 0 | 0
CSAPR- NOX OzoneSeason- NY | 256 | 6336 | Rate Constraint in MTons | FALSE | L | Annual | Allowances Withdrawn (1:1) | Thousand Tons | 0 | 0 | 0 | 0 | 0 | 0 | 0
CSAPR- NOX OzoneSeason- NY | 256 | 6336 | Rate Constraint in MTons | FALSE | L | Annual | Allowances Withdrawn (n:1) | Thousand Tons | 0 | 0 | 0 | 0 | 0 | 0 | 0
CSAPR- NOX OzoneSeason- NY | 256 | 6336 | Rate Constraint in MTons | FALSE | L | Annual | Net Emissions Allowance Position | Thousand Tons | 0 | 4.6642 | 4.0309 | 3.2649 | 2.9834 | 2.871 | 3.0002
CSAPR- NOX OzoneSeason- NY | 256 | 6336 | Rate Constraint in MTons | FALSE | L | Annual | Fuel Consumed | TBtu | 0 | 246.9406 | 229.2265 | 205.1368 | 196.9907 | 276.8559 | 301.3841
CSAPR- NOX OzoneSeason- NY | 256 | 6336 | Rate Constraint in MTons | FALSE | L | Annual | Rate | lb/MMBtu | 0 | 0.037776 | 0.03517 | 0.031831 | 0.03029 | 0.02074 | 0.01991
CSAPR- NOX OzoneSeason- NY | 256 | 6336 | Rate Constraint in MTons | FALSE | L | Annual | Generation | TWh | 0 | 30.2353 | 28.5394 | 26.2606 | 25.4698 | 38.935 | 43.0153
CSAPR- NOX OzoneSeason- NY | 256 | 6336 | Rate Constraint in MTons | FALSE | L | Annual | Qualifying Generation | TWh | 0 | 30.2353 | 28.5394 | 26.2606 | 25.4698 | 38.935 | 43.0153
CSAPR- NOX OzoneSeason- NY | 256 | 6336 | Rate Constraint in MTons | FALSE | L | Annual | Rate | lb/MWh | 0 | 0.15426 | 0.14124 | 0.12433 | 0.11714 | 0.073738 | 0.069748
CSAPR- NOX OzoneSeason- NY | 256 | 6336 | Rate Constraint in MTons | FALSE | L | Annual | Constraint Shadow Price | US2011$/Ton | 0 | 0 | 0 | 0 | 0 | 0 | 0
CSAPR- NOX OzoneSeason- OH | 257 | 6338 | Rate Constraint in MTons | FALSE | L | Annual | Seasons Included | Seasons |  | Summer | Summer | Summer | Summer | Summer | Summer
CSAPR- NOX OzoneSeason- OH | 257 | 6338 | Rate Constraint in MTons | FALSE | L | Annual | Standard | Thousand Tons | 0 | 47.2057 | 47.2057 | 47.2057 | 47.2057 | 47.2057 | 47.2057
CSAPR- NOX OzoneSeason- OH | 257 | 6338 | Rate Constraint in MTons | FALSE | L | Annual | Standard NOX | Thousand Tons | 0 | 47.2057 | 47.2057 | 47.2057 | 47.2057 | 47.2057 | 47.2057
CSAPR- NOX OzoneSeason- OH | 257 | 6338 | Rate Constraint in MTons | FALSE | L | Annual | Emissions at Affected Plants NOX | Thousand Tons | 0 | 18.1179 | 18.0326 | 17.6563 | 16.3387 | 17.7599 | 17.5023
CSAPR- NOX OzoneSeason- OH | 257 | 6338 | Rate Constraint in MTons | FALSE | L | Annual | Allowances Purchased NOX | Thousand Tons | 0 | 0 | 0 | 0 | 0 | 0 | 0
CSAPR- NOX OzoneSeason- OH | 257 | 6338 | Rate Constraint in MTons | FALSE | L | Annual | Allowances Sold NOX | Thousand Tons | 0 | 0 | 0 | 0 | 0 | 0 | 0
CSAPR- NOX OzoneSeason- OH | 257 | 6338 | Rate Constraint in MTons | FALSE | L | Annual | Allowances Banked | Thousand Tons | 0 | 0 | 0 | 0 | 0 | 0 | 0
CSAPR- NOX OzoneSeason- OH | 257 | 6338 | Rate Constraint in MTons | FALSE | L | Annual | Allowances Withdrawn (1:1) | Thousand Tons | 0 | 0 | 0 | 0 | 0 | 0 | 0
CSAPR- NOX OzoneSeason- OH | 257 | 6338 | Rate Constraint in MTons | FALSE | L | Annual | Allowances Withdrawn (n:1) | Thousand Tons | 0 | 0 | 0 | 0 | 0 | 0 | 0
CSAPR- NOX OzoneSeason- OH | 257 | 6338 | Rate Constraint in MTons | FALSE | L | Annual | Net Emissions Allowance Position | Thousand Tons | 0 | 18.1179 | 18.0326 | 17.6563 | 16.3387 | 17.7599 | 17.5023
CSAPR- NOX OzoneSeason- OH | 257 | 6338 | Rate Constraint in MTons | FALSE | L | Annual | Fuel Consumed | TBtu | 0 | 497.387 | 481.374 | 477.9582 | 472.87 | 593.8262 | 665.5688
CSAPR- NOX OzoneSeason- OH | 257 | 6338 | Rate Constraint in MTons | FALSE | L | Annual | Rate | lb/MMBtu | 0 | 0.072852 | 0.074921 | 0.073882 | 0.069104 | 0.059815 | 0.052593
CSAPR- NOX OzoneSeason- OH | 257 | 6338 | Rate Constraint in MTons | FALSE | L | Annual | Generation | TWh | 0 | 52.5205 | 50.4083 | 52.1056 | 52.2895 | 70.6568 | 82.8625
CSAPR- NOX OzoneSeason- OH | 257 | 6338 | Rate Constraint in MTons | FALSE | L | Annual | Qualifying Generation | TWh | 0 | 52.5205 | 50.4083 | 52.1056 | 52.2895 | 70.6568 | 82.8625
CSAPR- NOX OzoneSeason- OH | 257 | 6338 | Rate Constraint in MTons | FALSE | L | Annual | Rate | lb/MWh | 0 | 0.34497 | 0.35773 | 0.33886 | 0.31247 | 0.25135 | 0.21122
CSAPR- NOX OzoneSeason- OH | 257 | 6338 | Rate Constraint in MTons | FALSE | L | Annual | Constraint Shadow Price | US2011$/Ton | 0 | 0 | 0 | 0 | 0 | 0 | 0
CSAPR- NOX OzoneSeason- OK | 258 | 6339 | Rate Constraint in MTons | FALSE | L | Annual | Seasons Included | Seasons |  | Summer | Summer | Summer | Summer | Summer | Summer
CSAPR- NOX OzoneSeason- OK | 258 | 6339 | Rate Constraint in MTons | FALSE | L | Annual | Standard | Thousand Tons | 0 | 27.4597 | 27.4597 | 27.4597 | 27.4597 | 27.4597 | 27.4597
CSAPR- NOX OzoneSeason- OK | 258 | 6339 | Rate Constraint in MTons | FALSE | L | Annual | Standard NOX | Thousand Tons | 0 | 27.4597 | 27.4597 | 27.4597 | 27.4597 | 27.4597 | 27.4597
CSAPR- NOX OzoneSeason- OK | 258 | 6339 | Rate Constraint in MTons | FALSE | L | Annual | Emissions at Affected Plants NOX | Thousand Tons | 0 | 17.2694 | 17.7282 | 15.1733 | 10.1403 | 11.0834 | 10.835
CSAPR- NOX OzoneSeason- OK | 258 | 6339 | Rate Constraint in MTons | FALSE | L | Annual | Allowances Purchased NOX | Thousand Tons | 0 | 0 | 0 | 0 | 0 | 0 | 0
CSAPR- NOX OzoneSeason- OK | 258 | 6339 | Rate Constraint in MTons | FALSE | L | Annual | Allowances Sold NOX | Thousand Tons | 0 | 0 | 0 | 0 | 0 | 0 | 0
CSAPR- NOX OzoneSeason- OK | 258 | 6339 | Rate Constraint in MTons | FALSE | L | Annual | Allowances Banked | Thousand Tons | 0 | 0 | 0 | 0 | 0 | 0 | 0
CSAPR- NOX OzoneSeason- OK | 258 | 6339 | Rate Constraint in MTons | FALSE | L | Annual | Allowances Withdrawn (1:1) | Thousand Tons | 0 | 0 | 0 | 0 | 0 | 0 | 0
CSAPR- NOX OzoneSeason- OK | 258 | 6339 | Rate Constraint in MTons | FALSE | L | Annual | Allowances Withdrawn (n:1) | Thousand Tons | 0 | 0 | 0 | 0 | 0 | 0 | 0
CSAPR- NOX OzoneSeason- OK | 258 | 6339 | Rate Constraint in MTons | FALSE | L | Annual | Net Emissions Allowance Position | Thousand Tons | 0 | 17.2694 | 17.7282 | 15.1733 | 10.1403 | 11.0834 | 10.835
CSAPR- NOX OzoneSeason- OK | 258 | 6339 | Rate Constraint in MTons | FALSE | L | Annual | Fuel Consumed | TBtu | 0 | 239.8107 | 244.7375 | 239.4865 | 208.4492 | 225.3069 | 239.2171
CSAPR- NOX OzoneSeason- OK | 258 | 6339 | Rate Constraint in MTons | FALSE | L | Annual | Rate | lb/MMBtu | 0 | 0.14403 | 0.14487 | 0.12672 | 0.097292 | 0.098385 | 0.090587
CSAPR- NOX OzoneSeason- OK | 258 | 6339 | Rate Constraint in MTons | FALSE | L | Annual | Generation | TWh | 0 | 25.9902 | 26.5131 | 27.4566 | 25.0509 | 27.2118 | 29.3297
CSAPR- NOX OzoneSeason- OK | 258 | 6339 | Rate Constraint in MTons | FALSE | L | Annual | Qualifying Generation | TWh | 0 | 25.9902 | 26.5131 | 27.4566 | 25.0509 | 27.2118 | 29.3297
CSAPR- NOX OzoneSeason- OK | 258 | 6339 | Rate Constraint in MTons | FALSE | L | Annual | Rate | lb/MWh | 0 | 0.66446 | 0.66866 | 0.55263 | 0.40479 | 0.4073 | 0.36942
CSAPR- NOX OzoneSeason- OK | 258 | 6339 | Rate Constraint in MTons | FALSE | L | Annual | Constraint Shadow Price | US2011$/Ton | 0 | 0 | 0 | 0 | 0 | 0 | 0
CSAPR- NOX OzoneSeason- PA | 259 | 6340 | Rate Constraint in MTons | FALSE | L | Annual | Seasons Included | Seasons |  | Summer | Summer | Summer | Summer | Summer | Summer
CSAPR- NOX OzoneSeason- PA | 259 | 6340 | Rate Constraint in MTons | FALSE | L | Annual | Standard | Thousand Tons | 0 | 62.8135 | 62.8135 | 62.8135 | 62.8135 | 62.8135 | 62.8135
CSAPR- NOX OzoneSeason- PA | 259 | 6340 | Rate Constraint in MTons | FALSE | L | Annual | Standard NOX | Thousand Tons | 0 | 62.8135 | 62.8135 | 62.8135 | 62.8135 | 62.8135 | 62.8135
CSAPR- NOX OzoneSeason- PA | 259 | 6340 | Rate Constraint in MTons | FALSE | L | Annual | Emissions at Affected Plants NOX | Thousand Tons | 0 | 14.7731 | 14.878 | 11.7101 | 10.475 | 11.4408 | 11.976
CSAPR- NOX OzoneSeason- PA | 259 | 6340 | Rate Constraint in MTons | FALSE | L | Annual | Allowances Purchased NOX | Thousand Tons | 0 | 0 | 0 | 0 | 0 | 0 | 0
CSAPR- NOX OzoneSeason- PA | 259 | 6340 | Rate Constraint in MTons | FALSE | L | Annual | Allowances Sold NOX | Thousand Tons | 0 | 0 | 0 | 0 | 0 | 0 | 0
CSAPR- NOX OzoneSeason- PA | 259 | 6340 | Rate Constraint in MTons | FALSE | L | Annual | Allowances Banked | Thousand Tons | 0 | 0 | 0 | 0 | 0 | 0 | 0
CSAPR- NOX OzoneSeason- PA | 259 | 6340 | Rate Constraint in MTons | FALSE | L | Annual | Allowances Withdrawn (1:1) | Thousand Tons | 0 | 0 | 0 | 0 | 0 | 0 | 0
CSAPR- NOX OzoneSeason- PA | 259 | 6340 | Rate Constraint in MTons | FALSE | L | Annual | Allowances Withdrawn (n:1) | Thousand Tons | 0 | 0 | 0 | 0 | 0 | 0 | 0
CSAPR- NOX OzoneSeason- PA | 259 | 6340 | Rate Constraint in MTons | FALSE | L | Annual | Net Emissions Allowance Position | Thousand Tons | 0 | 14.7731 | 14.878 | 11.7101 | 10.475 | 11.4408 | 11.976
CSAPR- NOX OzoneSeason- PA | 259 | 6340 | Rate Constraint in MTons | FALSE | L | Annual | Fuel Consumed | TBtu | 0 | 522.2685 | 522.6384 | 440.3843 | 420.2705 | 502.0857 | 622.0964
CSAPR- NOX OzoneSeason- PA | 259 | 6340 | Rate Constraint in MTons | FALSE | L | Annual | Rate | lb/MMBtu | 0 | 0.056573 | 0.056934 | 0.053181 | 0.049849 | 0.045573 | 0.038502
CSAPR- NOX OzoneSeason- PA | 259 | 6340 | Rate Constraint in MTons | FALSE | L | Annual | Generation | TWh | 0 | 59.4781 | 59.3832 | 52.1141 | 50.5553 | 62.7089 | 81.4925
CSAPR- NOX OzoneSeason- PA | 259 | 6340 | Rate Constraint in MTons | FALSE | L | Annual | Qualifying Generation | TWh | 0 | 59.4781 | 59.3832 | 52.1141 | 50.5553 | 62.7089 | 81.4925
CSAPR- NOX OzoneSeason- PA | 259 | 6340 | Rate Constraint in MTons | FALSE | L | Annual | Rate | lb/MWh | 0 | 0.24838 | 0.25054 | 0.2247 | 0.2072 | 0.18244 | 0.14696
CSAPR- NOX OzoneSeason- PA | 259 | 6340 | Rate Constraint in MTons | FALSE | L | Annual | Constraint Shadow Price | US2011$/Ton | 0 | 0 | 0 | 0 | 0 | 0 | 0
CSAPR- NOX OzoneSeason- SC | 260 | 6341 | Rate Constraint in MTons | FALSE | L | Annual | Seasons Included | Seasons |  | Summer | Summer | Summer | Summer | Summer | Summer
CSAPR- NOX OzoneSeason- SC | 260 | 6341 | Rate Constraint in MTons | FALSE | L | Annual | Standard | Thousand Tons | 0 | 16.8299 | 16.8299 | 16.8299 | 16.8299 | 16.8299 | 16.8299
CSAPR- NOX OzoneSeason- SC | 260 | 6341 | Rate Constraint in MTons | FALSE | L | Annual | Standard NOX | Thousand Tons | 0 | 16.8299 | 16.8299 | 16.8299 | 16.8299 | 16.8299 | 16.8299
CSAPR- NOX OzoneSeason- SC | 260 | 6341 | Rate Constraint in MTons | FALSE | L | Annual | Emissions at Affected Plants NOX | Thousand Tons | 0 | 4.5422 | 5.3086 | 4.5302 | 4.8318 | 4.6996 | 5.2054
CSAPR- NOX OzoneSeason- SC | 260 | 6341 | Rate Constraint in MTons | FALSE | L | Annual | Allowances Purchased NOX | Thousand Tons | 0 | 0 | 0 | 0 | 0 | 0 | 0
CSAPR- NOX OzoneSeason- SC | 260 | 6341 | Rate Constraint in MTons | FALSE | L | Annual | Allowances Sold NOX | Thousand Tons | 0 | 0 | 0 | 0 | 0 | 0 | 0
CSAPR- NOX OzoneSeason- SC | 260 | 6341 | Rate Constraint in MTons | FALSE | L | Annual | Allowances Banked | Thousand Tons | 0 | 0 | 0 | 0 | 0 | 0 | 0
CSAPR- NOX OzoneSeason- SC | 260 | 6341 | Rate Constraint in MTons | FALSE | L | Annual | Allowances Withdrawn (1:1) | Thousand Tons | 0 | 0 | 0 | 0 | 0 | 0 | 0
CSAPR- NOX OzoneSeason- SC | 260 | 6341 | Rate Constraint in MTons | FALSE | L | Annual | Allowances Withdrawn (n:1) | Thousand Tons | 0 | 0 | 0 | 0 | 0 | 0 | 0
CSAPR- NOX OzoneSeason- SC | 260 | 6341 | Rate Constraint in MTons | FALSE | L | Annual | Net Emissions Allowance Position | Thousand Tons | 0 | 4.5422 | 5.3086 | 4.5302 | 4.8318 | 4.6996 | 5.2054
CSAPR- NOX OzoneSeason- SC | 260 | 6341 | Rate Constraint in MTons | FALSE | L | Annual | Fuel Consumed | TBtu | 0 | 164.1457 | 176.3371 | 155.6437 | 181.9117 | 219.879 | 310.5851
CSAPR- NOX OzoneSeason- SC | 260 | 6341 | Rate Constraint in MTons | FALSE | L | Annual | Rate | lb/MMBtu | 0 | 0.055343 | 0.06021 | 0.058212 | 0.053122 | 0.042747 | 0.03352
CSAPR- NOX OzoneSeason- SC | 260 | 6341 | Rate Constraint in MTons | FALSE | L | Annual | Generation | TWh | 0 | 18.3395 | 19.2566 | 17.523 | 21.3574 | 27.7974 | 41.855
CSAPR- NOX OzoneSeason- SC | 260 | 6341 | Rate Constraint in MTons | FALSE | L | Annual | Qualifying Generation | TWh | 0 | 18.3395 | 19.2566 | 17.523 | 21.3574 | 27.7974 | 41.855
CSAPR- NOX OzoneSeason- SC | 260 | 6341 | Rate Constraint in MTons | FALSE | L | Annual | Rate | lb/MWh | 0 | 0.24767 | 0.27568 | 0.25853 | 0.22623 | 0.16907 | 0.12437
CSAPR- NOX OzoneSeason- SC | 260 | 6341 | Rate Constraint in MTons | FALSE | L | Annual | Constraint Shadow Price | US2011$/Ton | 0 | 0 | 0 | 0 | 0 | 0 | 0
CSAPR- NOX OzoneSeason- TN | 261 | 6342 | Rate Constraint in MTons | FALSE | L | Annual | Seasons Included | Seasons |  | Summer | Summer | Summer | Summer | Summer | Summer
CSAPR- NOX OzoneSeason- TN | 261 | 6342 | Rate Constraint in MTons | FALSE | L | Annual | Standard | Thousand Tons | 0 | 9.6994 | 9.6994 | 9.6994 | 9.6994 | 9.6994 | 9.6994
CSAPR- NOX OzoneSeason- TN | 261 | 6342 | Rate Constraint in MTons | FALSE | L | Annual | Standard NOX | Thousand Tons | 0 | 9.6994 | 9.6994 | 9.6994 | 9.6994 | 9.6994 | 9.6994
CSAPR- NOX OzoneSeason- TN | 261 | 6342 | Rate Constraint in MTons | FALSE | L | Annual | Emissions at Affected Plants NOX | Thousand Tons | 0 | 5.4428 | 5.4641 | 5.281 | 5.4161 | 5.5201 | 5.3619
CSAPR- NOX OzoneSeason- TN | 261 | 6342 | Rate Constraint in MTons | FALSE | L | Annual | Allowances Purchased NOX | Thousand Tons | 0 | 0 | 0 | 0 | 0 | 0 | 0
CSAPR- NOX OzoneSeason- TN | 261 | 6342 | Rate Constraint in MTons | FALSE | L | Annual | Allowances Sold NOX | Thousand Tons | 0 | 0 | 0 | 0 | 0 | 0 | 0
CSAPR- NOX OzoneSeason- TN | 261 | 6342 | Rate Constraint in MTons | FALSE | L | Annual | Allowances Banked | Thousand Tons | 0 | 0 | 0 | 0 | 0 | 0 | 0
CSAPR- NOX OzoneSeason- TN | 261 | 6342 | Rate Constraint in MTons | FALSE | L | Annual | Allowances Withdrawn (1:1) | Thousand Tons | 0 | 0 | 0 | 0 | 0 | 0 | 0
CSAPR- NOX OzoneSeason- TN | 261 | 6342 | Rate Constraint in MTons | FALSE | L | Annual | Allowances Withdrawn (n:1) | Thousand Tons | 0 | 0 | 0 | 0 | 0 | 0 | 0
CSAPR- NOX OzoneSeason- TN | 261 | 6342 | Rate Constraint in MTons | FALSE | L | Annual | Net Emissions Allowance Position | Thousand Tons | 0 | 5.4428 | 5.4641 | 5.281 | 5.4161 | 5.5201 | 5.3619
CSAPR- NOX OzoneSeason- TN | 261 | 6342 | Rate Constraint in MTons | FALSE | L | Annual | Fuel Consumed | TBtu | 0 | 195.0503 | 194.4493 | 188.6597 | 209.459 | 260.7743 | 258.9703
CSAPR- NOX OzoneSeason- TN | 261 | 6342 | Rate Constraint in MTons | FALSE | L | Annual | Rate | lb/MMBtu | 0 | 0.055809 | 0.056201 | 0.055985 | 0.051715 | 0.042336 | 0.04141
CSAPR- NOX OzoneSeason- TN | 261 | 6342 | Rate Constraint in MTons | FALSE | L | Annual | Generation | TWh | 0 | 21.2531 | 21.1936 | 21.2398 | 24.4543 | 32.8868 | 32.7343
CSAPR- NOX OzoneSeason- TN | 261 | 6342 | Rate Constraint in MTons | FALSE | L | Annual | Qualifying Generation | TWh | 0 | 21.2531 | 21.1936 | 21.2398 | 24.4543 | 32.8868 | 32.7343
CSAPR- NOX OzoneSeason- TN | 261 | 6342 | Rate Constraint in MTons | FALSE | L | Annual | Rate | lb/MWh | 0 | 0.25609 | 0.25782 | 0.24864 | 0.22148 | 0.16785 | 0.1638
CSAPR- NOX OzoneSeason- TN | 261 | 6342 | Rate Constraint in MTons | FALSE | L | Annual | Constraint Shadow Price | US2011$/Ton | 0 | 0 | 0 | 0 | 0 | 0 | 0
CSAPR- NOX OzoneSeason- TX | 262 | 6343 | Rate Constraint in MTons | FALSE | L | Annual | Seasons Included | Seasons |  | Summer | Summer | Summer | Summer | Summer | Summer
CSAPR- NOX OzoneSeason- TX | 262 | 6343 | Rate Constraint in MTons | FALSE | L | Annual | Standard | Thousand Tons | 0 | 79.3276 | 79.3276 | 79.3276 | 79.3276 | 79.3276 | 79.3276
CSAPR- NOX OzoneSeason- TX | 262 | 6343 | Rate Constraint in MTons | FALSE | L | Annual | Standard NOX | Thousand Tons | 0 | 79.3276 | 79.3276 | 79.3276 | 79.3276 | 79.3276 | 79.3276
CSAPR- NOX OzoneSeason- TX | 262 | 6343 | Rate Constraint in MTons | FALSE | L | Annual | Emissions at Affected Plants NOX | Thousand Tons | 0 | 54.461 | 56.6824 | 46.6898 | 42.8254 | 43.2337 | 43.468
CSAPR- NOX OzoneSeason- TX | 262 | 6343 | Rate Constraint in MTons | FALSE | L | Annual | Allowances Purchased NOX | Thousand Tons | 0 | 0 | 0 | 0 | 0 | 0 | 0
CSAPR- NOX OzoneSeason- TX | 262 | 6343 | Rate Constraint in MTons | FALSE | L | Annual | Allowances Sold NOX | Thousand Tons | 0 | 0 | 0 | 0 | 0 | 0 | 0
CSAPR- NOX OzoneSeason- TX | 262 | 6343 | Rate Constraint in MTons | FALSE | L | Annual | Allowances Banked | Thousand Tons | 0 | 0 | 0 | 0 | 0 | 0 | 0
CSAPR- NOX OzoneSeason- TX | 262 | 6343 | Rate Constraint in MTons | FALSE | L | Annual | Allowances Withdrawn (1:1) | Thousand Tons | 0 | 0 | 0 | 0 | 0 | 0 | 0
CSAPR- NOX OzoneSeason- TX | 262 | 6343 | Rate Constraint in MTons | FALSE | L | Annual | Allowances Withdrawn (n:1) | Thousand Tons | 0 | 0 | 0 | 0 | 0 | 0 | 0
CSAPR- NOX OzoneSeason- TX | 262 | 6343 | Rate Constraint in MTons | FALSE | L | Annual | Net Emissions Allowance Position | Thousand Tons | 0 | 54.461 | 56.6824 | 46.6898 | 42.8254 | 43.2337 | 43.468
CSAPR- NOX OzoneSeason- TX | 262 | 6343 | Rate Constraint in MTons | FALSE | L | Annual | Fuel Consumed | TBtu | 0 | 1379.6807 | 1416.6319 | 1330.6218 | 1203.9737 | 1167.3808 | 1374.6224
CSAPR- NOX OzoneSeason- TX | 262 | 6343 | Rate Constraint in MTons | FALSE | L | Annual | Rate | lb/MMBtu | 0 | 0.078947 | 0.080024 | 0.070177 | 0.07114 | 0.07407 | 0.063244
CSAPR- NOX OzoneSeason- TX | 262 | 6343 | Rate Constraint in MTons | FALSE | L | Annual | Generation | TWh | 0 | 158.6903 | 162.1323 | 157.847 | 144.5552 | 139.3753 | 171.8375
CSAPR- NOX OzoneSeason- TX | 262 | 6343 | Rate Constraint in MTons | FALSE | L | Annual | Qualifying Generation | TWh | 0 | 158.6903 | 162.1323 | 157.847 | 144.5552 | 139.3753 | 171.8375
CSAPR- NOX OzoneSeason- TX | 262 | 6343 | Rate Constraint in MTons | FALSE | L | Annual | Rate | lb/MWh | 0 | 0.34319 | 0.34961 | 0.29579 | 0.29626 | 0.3102 | 0.25296
CSAPR- NOX OzoneSeason- TX | 262 | 6343 | Rate Constraint in MTons | FALSE | L | Annual | Constraint Shadow Price | US2011$/Ton | 0 | 0 | 0 | 0 | 0 | 0 | 0
CSAPR- NOX OzoneSeason- VA | 263 | 6344 | Rate Constraint in MTons | FALSE | L | Annual | Seasons Included | Seasons |  | Summer | Summer | Summer | Summer | Summer | Summer
CSAPR- NOX OzoneSeason- VA | 263 | 6344 | Rate Constraint in MTons | FALSE | L | Annual | Standard | Thousand Tons | 0 | 17.4869 | 17.4869 | 17.4869 | 17.4869 | 17.4869 | 17.4869
CSAPR- NOX OzoneSeason- VA | 263 | 6344 | Rate Constraint in MTons | FALSE | L | Annual | Standard NOX | Thousand Tons | 0 | 17.4869 | 17.4869 | 17.4869 | 17.4869 | 17.4869 | 17.4869
CSAPR- NOX OzoneSeason- VA | 263 | 6344 | Rate Constraint in MTons | FALSE | L | Annual | Emissions at Affected Plants NOX | Thousand Tons | 0 | 6.6565 | 6.0655 | 4.3716 | 5.0248 | 3.5574 | 3.2803
CSAPR- NOX OzoneSeason- VA | 263 | 6344 | Rate Constraint in MTons | FALSE | L | Annual | Allowances Purchased NOX | Thousand Tons | 0 | 0 | 0 | 0 | 0 | 0 | 0
CSAPR- NOX OzoneSeason- VA | 263 | 6344 | Rate Constraint in MTons | FALSE | L | Annual | Allowances Sold NOX | Thousand Tons | 0 | 0 | 0 | 0 | 0 | 0 | 0
CSAPR- NOX OzoneSeason- VA | 263 | 6344 | Rate Constraint in MTons | FALSE | L | Annual | Allowances Banked | Thousand Tons | 0 | 0 | 0 | 0 | 0 | 0 | 0
CSAPR- NOX OzoneSeason- VA | 263 | 6344 | Rate Constraint in MTons | FALSE | L | Annual | Allowances Withdrawn (1:1) | Thousand Tons | 0 | 0 | 0 | 0 | 0 | 0 | 0
CSAPR- NOX OzoneSeason- VA | 263 | 6344 | Rate Constraint in MTons | FALSE | L | Annual | Allowances Withdrawn (n:1) | Thousand Tons | 0 | 0 | 0 | 0 | 0 | 0 | 0
CSAPR- NOX OzoneSeason- VA | 263 | 6344 | Rate Constraint in MTons | FALSE | L | Annual | Net Emissions Allowance Position | Thousand Tons | 0 | 6.6565 | 6.0655 | 4.3716 | 5.0248 | 3.5574 | 3.2803
CSAPR- NOX OzoneSeason- VA | 263 | 6344 | Rate Constraint in MTons | FALSE | L | Annual | Fuel Consumed | TBtu | 0 | 175.0734 | 167.7833 | 160.3927 | 160.1672 | 167.9753 | 158.6067
CSAPR- NOX OzoneSeason- VA | 263 | 6344 | Rate Constraint in MTons | FALSE | L | Annual | Rate | lb/MMBtu | 0 | 0.076042 | 0.072301 | 0.054512 | 0.062744 | 0.042356 | 0.041365
CSAPR- NOX OzoneSeason- VA | 263 | 6344 | Rate Constraint in MTons | FALSE | L | Annual | Generation | TWh | 0 | 22.8965 | 22.0816 | 21.6765 | 21.3907 | 23.5974 | 22.7678
CSAPR- NOX OzoneSeason- VA | 263 | 6344 | Rate Constraint in MTons | FALSE | L | Annual | Qualifying Generation | TWh | 0 | 22.8965 | 22.0816 | 21.6765 | 21.3907 | 23.5974 | 22.7678
CSAPR- NOX OzoneSeason- VA | 263 | 6344 | Rate Constraint in MTons | FALSE | L | Annual | Rate | lb/MWh | 0 | 0.29072 | 0.27468 | 0.20168 | 0.23491 | 0.15075 | 0.14408
CSAPR- NOX OzoneSeason- VA | 263 | 6344 | Rate Constraint in MTons | FALSE | L | Annual | Constraint Shadow Price | US2011$/Ton | 0 | 0 | 0 | 0 | 0 | 0 | 0
CSAPR- NOX OzoneSeason- WI | 264 | 6346 | Rate Constraint in MTons | FALSE | L | Annual | Seasons Included | Seasons |  | Summer | Summer | Summer | Summer | Summer | Summer
CSAPR- NOX OzoneSeason- WI | 264 | 6346 | Rate Constraint in MTons | FALSE | L | Annual | Standard | Thousand Tons | 0 | 17.2982 | 17.2982 | 17.2982 | 17.2982 | 17.2982 | 17.2982
CSAPR- NOX OzoneSeason- WI | 264 | 6346 | Rate Constraint in MTons | FALSE | L | Annual | Standard NOX | Thousand Tons | 0 | 17.2982 | 17.2982 | 17.2982 | 17.2982 | 17.2982 | 17.2982
CSAPR- NOX OzoneSeason- WI | 264 | 6346 | Rate Constraint in MTons | FALSE | L | Annual | Emissions at Affected Plants NOX | Thousand Tons | 0 | 5.2206 | 5.399 | 4.9255 | 4.1442 | 5.0071 | 4.9725
CSAPR- NOX OzoneSeason- WI | 264 | 6346 | Rate Constraint in MTons | FALSE | L | Annual | Allowances Purchased NOX | Thousand Tons | 0 | 0 | 0 | 0 | 0 | 0 | 0
CSAPR- NOX OzoneSeason- WI | 264 | 6346 | Rate Constraint in MTons | FALSE | L | Annual | Allowances Sold NOX | Thousand Tons | 0 | 0 | 0 | 0 | 0 | 0 | 0
CSAPR- NOX OzoneSeason- WI | 264 | 6346 | Rate Constraint in MTons | FALSE | L | Annual | Allowances Banked | Thousand Tons | 0 | 0 | 0 | 0 | 0 | 0 | 0
CSAPR- NOX OzoneSeason- WI | 264 | 6346 | Rate Constraint in MTons | FALSE | L | Annual | Allowances Withdrawn (1:1) | Thousand Tons | 0 | 0 | 0 | 0 | 0 | 0 | 0
CSAPR- NOX OzoneSeason- WI | 264 | 6346 | Rate Constraint in MTons | FALSE | L | Annual | Allowances Withdrawn (n:1) | Thousand Tons | 0 | 0 | 0 | 0 | 0 | 0 | 0
CSAPR- NOX OzoneSeason- WI | 264 | 6346 | Rate Constraint in MTons | FALSE | L | Annual | Net Emissions Allowance Position | Thousand Tons | 0 | 5.2206 | 5.399 | 4.9255 | 4.1442 | 5.0071 | 4.9725
CSAPR- NOX OzoneSeason- WI | 264 | 6346 | Rate Constraint in MTons | FALSE | L | Annual | Fuel Consumed | TBtu | 0 | 192.7455 | 194.9386 | 175.743 | 172.7899 | 185.3654 | 187.4923
CSAPR- NOX OzoneSeason- WI | 264 | 6346 | Rate Constraint in MTons | FALSE | L | Annual | Rate | lb/MMBtu | 0 | 0.054171 | 0.055392 | 0.056053 | 0.047968 | 0.054024 | 0.053043
CSAPR- NOX OzoneSeason- WI | 264 | 6346 | Rate Constraint in MTons | FALSE | L | Annual | Generation | TWh | 0 | 20.064 | 20.0934 | 18.5384 | 19.2657 | 19.7958 | 20.2659
CSAPR- NOX OzoneSeason- WI | 264 | 6346 | Rate Constraint in MTons | FALSE | L | Annual | Qualifying Generation | TWh | 0 | 20.064 | 20.0934 | 18.5384 | 19.2657 | 19.7958 | 20.2659
CSAPR- NOX OzoneSeason- WI | 264 | 6346 | Rate Constraint in MTons | FALSE | L | Annual | Rate | lb/MWh | 0 | 0.2602 | 0.2687 | 0.26569 | 0.21511 | 0.25294 | 0.24537
CSAPR- NOX OzoneSeason- WI | 264 | 6346 | Rate Constraint in MTons | FALSE | L | Annual | Constraint Shadow Price | US2011$/Ton | 0 | 0 | 0 | 0 | 0 | 0 | 0
CSAPR- NOX OzoneSeason- WV | 265 | 6345 | Rate Constraint in MTons | FALSE | L | Annual | Seasons Included | Seasons |  | Summer | Summer | Summer | Summer | Summer | Summer
CSAPR- NOX OzoneSeason- WV | 265 | 6345 | Rate Constraint in MTons | FALSE | L | Annual | Standard | Thousand Tons | 0 | 28.1821 | 28.1821 | 28.1821 | 28.1821 | 28.1821 | 28.1821
CSAPR- NOX OzoneSeason- WV | 265 | 6345 | Rate Constraint in MTons | FALSE | L | Annual | Standard NOX | Thousand Tons | 0 | 28.1821 | 28.1821 | 28.1821 | 28.1821 | 28.1821 | 28.1821
CSAPR- NOX OzoneSeason- WV | 265 | 6345 | Rate Constraint in MTons | FALSE | L | Annual | Emissions at Affected Plants NOX | Thousand Tons | 0 | 14.4754 | 14.4743 | 14.0356 | 13.4576 | 13.7709 | 13.2576
CSAPR- NOX OzoneSeason- WV | 265 | 6345 | Rate Constraint in MTons | FALSE | L | Annual | Allowances Purchased NOX | Thousand Tons | 0 | 0 | 0 | 0 | 0 | 0 | 0
CSAPR- NOX OzoneSeason- WV | 265 | 6345 | Rate Constraint in MTons | FALSE | L | Annual | Allowances Sold NOX | Thousand Tons | 0 | 0 | 0 | 0 | 0 | 0 | 0
CSAPR- NOX OzoneSeason- WV | 265 | 6345 | Rate Constraint in MTons | FALSE | L | Annual | Allowances Banked | Thousand Tons | 0 | 0 | 0 | 0 | 0 | 0 | 0
CSAPR- NOX OzoneSeason- WV | 265 | 6345 | Rate Constraint in MTons | FALSE | L | Annual | Allowances Withdrawn (1:1) | Thousand Tons | 0 | 0 | 0 | 0 | 0 | 0 | 0
CSAPR- NOX OzoneSeason- WV | 265 | 6345 | Rate Constraint in MTons | FALSE | L | Annual | Allowances Withdrawn (n:1) | Thousand Tons | 0 | 0 | 0 | 0 | 0 | 0 | 0
CSAPR- NOX OzoneSeason- WV | 265 | 6345 | Rate Constraint in MTons | FALSE | L | Annual | Net Emissions Allowance Position | Thousand Tons | 0 | 14.4754 | 14.4743 | 14.0356 | 13.4576 | 13.7709 | 13.2576
CSAPR- NOX OzoneSeason- WV | 265 | 6345 | Rate Constraint in MTons | FALSE | L | Annual | Fuel Consumed | TBtu | 0 | 342.7945 | 342.7631 | 333.1154 | 328.4247 | 422.1929 | 421.2596
CSAPR- NOX OzoneSeason- WV | 265 | 6345 | Rate Constraint in MTons | FALSE | L | Annual | Rate | lb/MMBtu | 0 | 0.084455 | 0.084456 | 0.084268 | 0.081952 | 0.065235 | 0.062943
CSAPR- NOX OzoneSeason- WV | 265 | 6345 | Rate Constraint in MTons | FALSE | L | Annual | Generation | TWh | 0 | 34.5061 | 34.5029 | 34.5061 | 34.0346 | 48.9944 | 49.871
CSAPR- NOX OzoneSeason- WV | 265 | 6345 | Rate Constraint in MTons | FALSE | L | Annual | Qualifying Generation | TWh | 0 | 34.5061 | 34.5029 | 34.5061 | 34.0346 | 48.9944 | 49.871
CSAPR- NOX OzoneSeason- WV | 265 | 6345 | Rate Constraint in MTons | FALSE | L | Annual | Rate | lb/MWh | 0 | 0.4195 | 0.41951 | 0.40676 | 0.39541 | 0.28107 | 0.26584
CSAPR- NOX OzoneSeason- WV | 265 | 6345 | Rate Constraint in MTons | FALSE | L | Annual | Constraint Shadow Price | US2011$/Ton | 0 | 0 | 0 | 0 | 0 | 0 | 0
CSAPR Rule Constraint- NOX Annual | 266 | 6319 | Rate Constraint in MTons | FALSE | L | Annual | Seasons Included | Seasons | Winter, Summer | Winter, Summer | Winter, Summer | Winter, Summer | Winter, Summer | Winter, Summer | Winter, Summer
CSAPR Rule Constraint- NOX Annual | 266 | 6319 | Rate Constraint in MTons | FALSE | L | Annual | Standard | Thousand Tons | 1238.397 | 1206.957 | 1206.957 | 1206.957 | 1206.957 | 1206.957 | 1206.957
CSAPR Rule Constraint- NOX Annual | 266 | 6319 | Rate Constraint in MTons | FALSE | L | Annual | Standard NOX | Thousand Tons | 1238.397 | 1206.957 | 1206.957 | 1206.957 | 1206.957 | 1206.957 | 1206.957
CSAPR Rule Constraint- NOX Annual | 266 | 6319 | Rate Constraint in MTons | FALSE | L | Annual | Emissions at Affected Plants NOX | Thousand Tons | 854.0962 | 731.6102 | 737.2321 | 646.2807 | 577.4877 | 604.1592 | 608.3596
CSAPR Rule Constraint- NOX Annual | 266 | 6319 | Rate Constraint in MTons | FALSE | L | Annual | Allowances Purchased NOX | Thousand Tons | 0 | 0 | 0 | 0 | 0 | 0 | 0
CSAPR Rule Constraint- NOX Annual | 266 | 6319 | Rate Constraint in MTons | FALSE | L | Annual | Allowances Sold NOX | Thousand Tons | 0 | 0 | 0 | 0 | 0 | 0 | 0
CSAPR Rule Constraint- NOX Annual | 266 | 6319 | Rate Constraint in MTons | FALSE | L | Annual | Allowances Banked | Thousand Tons | 0 | 0 | 0 | 0 | 0 | 0 | 0
CSAPR Rule Constraint- NOX Annual | 266 | 6319 | Rate Constraint in MTons | FALSE | L | Annual | Allowances Withdrawn (1:1) | Thousand Tons | 0 | 0 | 0 | 0 | 0 | 0 | 0
CSAPR Rule Constraint- NOX Annual | 266 | 6319 | Rate Constraint in MTons | FALSE | L | Annual | Allowances Withdrawn (n:1) | Thousand Tons | 0 | 0 | 0 | 0 | 0 | 0 | 0
CSAPR Rule Constraint- NOX Annual | 266 | 6319 | Rate Constraint in MTons | FALSE | L | Annual | Net Emissions Allowance Position | Thousand Tons | 854.0962 | 731.6102 | 737.2321 | 646.2807 | 577.4877 | 604.1592 | 608.3596
CSAPR Rule Constraint- NOX Annual | 266 | 6319 | Rate Constraint in MTons | FALSE | L | Annual | Fuel Consumed | TBtu | 15961.5539 | 15755.3586 | 15505.6509 | 14488.6913 | 13852.6845 | 15410.8567 | 17634.1683
CSAPR Rule Constraint- NOX Annual | 266 | 6319 | Rate Constraint in MTons | FALSE | L | Annual | Rate | lb/MMBtu | 0.10702 | 0.092871 | 0.095092 | 0.089212 | 0.083376 | 0.078407 | 0.068998
CSAPR Rule Constraint- NOX Annual | 266 | 6319 | Rate Constraint in MTons | FALSE | L | Annual | Generation | TWh | 1766.6567 | 1749.6099 | 1705.9914 | 1647.3261 | 1606.3132 | 1843.862 | 2200.3906
CSAPR Rule Constraint- NOX Annual | 266 | 6319 | Rate Constraint in MTons | FALSE | L | Annual | Qualifying Generation | TWh | 1766.6567 | 1749.6099 | 1705.9914 | 1647.3261 | 1606.3132 | 1843.862 | 2200.3906
CSAPR Rule Constraint- NOX Annual | 266 | 6319 | Rate Constraint in MTons | FALSE | L | Annual | Rate | lb/MWh | 0.48345 | 0.41816 | 0.43214 | 0.39232 | 0.35951 | 0.32766 | 0.27648
CSAPR Rule Constraint- NOX Annual | 266 | 6319 | Rate Constraint in MTons | FALSE | L | Annual | Constraint Shadow Price | US2011$/Ton | 0 | 0 | 0 | 0 | 0 | 0 | 0
CSAPR Rule Constraint- NOX OzoneSeason | 267 | 6320 | Rate Constraint in MTons | FALSE | L | Annual | Seasons Included | Seasons | Summer | Summer | Summer | Summer | Summer | Summer | Summer
CSAPR Rule Constraint- NOX OzoneSeason | 267 | 6320 | Rate Constraint in MTons | FALSE | L | Annual | Standard | Thousand Tons | 600.397 | 586.275 | 586.275 | 586.275 | 586.275 | 586.275 | 586.275
CSAPR Rule Constraint- NOX OzoneSeason | 267 | 6320 | Rate Constraint in MTons | FALSE | L | Annual | Standard NOX | Thousand Tons | 600.397 | 586.275 | 586.275 | 586.275 | 586.275 | 586.275 | 586.275
CSAPR Rule Constraint- NOX OzoneSeason | 267 | 6320 | Rate Constraint in MTons | FALSE | L | Annual | Emissions at Affected Plants NOX | Thousand Tons | 421.369 | 313.1169 | 313.6919 | 274.2496 | 238.3396 | 244.4313 | 245.6284
CSAPR Rule Constraint- NOX OzoneSeason | 267 | 6320 | Rate Constraint in MTons | FALSE | L | Annual | Allowances Purchased NOX | Thousand Tons | 0 | 0 | 0 | 0 | 0 | 0 | 0
CSAPR Rule Constraint- NOX OzoneSeason | 267 | 6320 | Rate Constraint in MTons | FALSE | L | Annual | Allowances Sold NOX | Thousand Tons | 0 | 0 | 0 | 0 | 0 | 0 | 0
CSAPR Rule Constraint- NOX OzoneSeason | 267 | 6320 | Rate Constraint in MTons | FALSE | L | Annual | Allowances Banked | Thousand Tons | 0 | 0 | 0 | 0 | 0 | 0 | 0
CSAPR Rule Constraint- NOX OzoneSeason | 267 | 6320 | Rate Constraint in MTons | FALSE | L | Annual | Allowances Withdrawn (1:1) | Thousand Tons | 0 | 0 | 0 | 0 | 0 | 0 | 0
CSAPR Rule Constraint- NOX OzoneSeason | 267 | 6320 | Rate Constraint in MTons | FALSE | L | Annual | Allowances Withdrawn (n:1) | Thousand Tons | 0 | 0 | 0 | 0 | 0 | 0 | 0
CSAPR Rule Constraint- NOX OzoneSeason | 267 | 6320 | Rate Constraint in MTons | FALSE | L | Annual | Net Emissions Allowance Position | Thousand Tons | 421.369 | 313.1169 | 313.6919 | 274.2496 | 238.3396 | 244.4313 | 245.6284
CSAPR Rule Constraint- NOX OzoneSeason | 267 | 6320 | Rate Constraint in MTons | FALSE | L | Annual | Fuel Consumed | TBtu | 8506.1532 | 8510.899 | 8406.911 | 7985.2865 | 7630.464 | 8305.8438 | 9320.2144
CSAPR Rule Constraint- NOX OzoneSeason | 267 | 6320 | Rate Constraint in MTons | FALSE | L | Annual | Rate | lb/MMBtu | 0.099074 | 0.07358 | 0.074627 | 0.068689 | 0.062471 | 0.058858 | 0.052709
CSAPR Rule Constraint- NOX OzoneSeason | 267 | 6320 | Rate Constraint in MTons | FALSE | L | Annual | Generation | TWh | 958.5779 | 964.5005 | 948.0884 | 927.0715 | 904.1424 | 1013.8051 | 1177.9525
CSAPR Rule Constraint- NOX OzoneSeason | 267 | 6320 | Rate Constraint in MTons | FALSE | L | Annual | Qualifying Generation | TWh | 958.5779 | 964.5005 | 948.0884 | 927.0715 | 904.1424 | 1013.8051 | 1177.9525
CSAPR Rule Constraint- NOX OzoneSeason | 267 | 6320 | Rate Constraint in MTons | FALSE | L | Annual | Rate | lb/MWh | 0.43958 | 0.32464 | 0.33087 | 0.29582 | 0.26361 | 0.2411 | 0.20852
CSAPR Rule Constraint- NOX OzoneSeason | 267 | 6320 | Rate Constraint in MTons | FALSE | L | Annual | Constraint Shadow Price | US2011$/Ton | 0 | 0 | 0 | 0 | 0 | 0 | 0
CSAPR Rule Constraint- SO2 Annual- Region1 | 268 | 6317 | Rate Constraint in MTons | FALSE | L | Annual | Seasons Included | Seasons | Winter, Summer | Winter, Summer | Winter, Summer | Winter, Summer | Winter, Summer | Winter, Summer | Winter, Summer
CSAPR Rule Constraint- SO2 Annual- Region1 | 268 | 6317 | Rate Constraint in MTons | FALSE | L | Annual | Standard | Thousand Tons | 1962.2165 | 1372.631 | 1372.631 | 1372.631 | 1372.631 | 1372.631 | 1372.631
CSAPR Rule Constraint- SO2 Annual- Region1 | 268 | 6317 | Rate Constraint in MTons | FALSE | L | Annual | Standard SO2 | Thousand Tons | 1962.2165 | 1372.631 | 1372.631 | 1372.631 | 1372.631 | 1372.631 | 1372.631
CSAPR Rule Constraint- SO2 Annual- Region1 | 268 | 6317 | Rate Constraint in MTons | FALSE | L | Annual | Emissions at Affected Plants SO2 | Thousand Tons | 617.3034 | 614.8032 | 628.0688 | 556.6351 | 505.6189 | 538.2047 | 529.7672
CSAPR Rule Constraint- SO2 Annual- Region1 | 268 | 6317 | Rate Constraint in MTons | FALSE | L | Annual | Allowances Purchased SO2 | Thousand Tons | 0 | 0 | 0 | 0 | 0 | 0 | 0
CSAPR Rule Constraint- SO2 Annual- Region1 | 268 | 6317 | Rate Constraint in MTons | FALSE | L | Annual | Allowances Sold SO2 | Thousand Tons | 0 | 0 | 0 | 0 | 0 | 0 | 0
CSAPR Rule Constraint- SO2 Annual- Region1 | 268 | 6317 | Rate Constraint in MTons | FALSE | L | Annual | Allowances Banked | Thousand Tons | 0 | 0 | 0 | 0 | 0 | 0 | 0
CSAPR Rule Constraint- SO2 Annual- Region1 | 268 | 6317 | Rate Constraint in MTons | FALSE | L | Annual | Allowances Withdrawn (1:1) | Thousand Tons | 0 | 0 | 0 | 0 | 0 | 0 | 0
CSAPR Rule Constraint- SO2 Annual- Region1 | 268 | 6317 | Rate Constraint in MTons | FALSE | L | Annual | Allowances Withdrawn (n:1) | Thousand Tons | 0 | 0 | 0 | 0 | 0 | 0 | 0
CSAPR Rule Constraint- SO2 Annual- Region1 | 268 | 6317 | Rate Constraint in MTons | FALSE | L | Annual | Net Emissions Allowance Position | Thousand Tons | 617.3034 | 614.8032 | 628.0688 | 556.6351 | 505.6189 | 538.2047 | 529.7672
CSAPR Rule Constraint- SO2 Annual- Region1 | 268 | 6317 | Rate Constraint in MTons | FALSE | L | Annual | Fuel Consumed | TBtu | 10332.9198 | 10062.1863 | 9842.8889 | 9138.2917 | 8873.5192 | 10502.0013 | 11845.882
CSAPR Rule Constraint- SO2 Annual- Region1 | 268 | 6317 | Rate Constraint in MTons | FALSE | L | Annual | Rate | lb/MMBtu | 0.11948 | 0.1222 | 0.12762 | 0.12182 | 0.11396 | 0.1025 | 0.089443
CSAPR Rule Constraint- SO2 Annual- Region1 | 268 | 6317 | Rate Constraint in MTons | FALSE | L | Annual | Generation | TWh | 1129.0866 | 1107.6261 | 1075.7327 | 1028.4045 | 1021.1589 | 1269.027 | 1487.608
CSAPR Rule Constraint- SO2 Annual- Region1 | 268 | 6317 | Rate Constraint in MTons | FALSE | L | Annual | Qualifying Generation | TWh | 1129.0866 | 1107.6261 | 1075.7327 | 1028.4045 | 1021.1589 | 1269.027 | 1487.608
CSAPR Rule Constraint- SO2 Annual- Region1 | 268 | 6317 | Rate Constraint in MTons | FALSE | L | Annual | Rate | lb/MWh | 0.54673 | 0.55506 | 0.58385 | 0.54126 | 0.49514 | 0.42411 | 0.35612
CSAPR Rule Constraint- SO2 Annual- Region1 | 268 | 6317 | Rate Constraint in MTons | FALSE | L | Annual | Constraint Shadow Price | US2011$/Ton | 0 | 0 | 0 | 0 | 0 | 0 | 0
CSAPR Rule Constraint- SO2 Annual- Region2 | 269 | 6318 | Rate Constraint in MTons | FALSE | L | Annual | Seasons Included | Seasons | Winter, Summer | Winter, Summer | Winter, Summer | Winter, Summer | Winter, Summer | Winter, Summer | Winter, Summer
CSAPR Rule Constraint- SO2 Annual- Region2 | 269 | 6318 | Rate Constraint in MTons | FALSE | L | Annual | Standard | Thousand Tons | 904.9185 | 892.05 | 892.05 | 892.05 | 892.05 | 892.05 | 892.05
CSAPR Rule Constraint- SO2 Annual- Region2 | 269 | 6318 | Rate Constraint in MTons | FALSE | L | Annual | Standard SO2 | Thousand Tons | 904.9185 | 892.05 | 892.05 | 892.05 | 892.05 | 892.05 | 892.05
CSAPR Rule Constraint- SO2 Annual- Region2 | 269 | 6318 | Rate Constraint in MTons | FALSE | L | Annual | Emissions at Affected Plants SO2 | Thousand Tons | 255.5497 | 268.5484 | 295.7408 | 207.7662 | 185.3937 | 196.7762 | 195.8503
CSAPR Rule Constraint- SO2 Annual- Region2 | 269 | 6318 | Rate Constraint in MTons | FALSE | L | Annual | Allowances Purchased SO2 | Thousand Tons | 0 | 0 | 0 | 0 | 0 | 0 | 0
CSAPR Rule Constraint- SO2 Annual- Region2 | 269 | 6318 | Rate Constraint in MTons | FALSE | L | Annual | Allowances Sold SO2 | Thousand Tons | 0 | 0 | 0 | 0 | 0 | 0 | 0
CSAPR Rule Constraint- SO2 Annual- Region2 | 269 | 6318 | Rate Constraint in MTons | FALSE | L | Annual | Allowances Banked | Thousand Tons | 0 | 0 | 0 | 0 | 0 | 0 | 0
CSAPR Rule Constraint- SO2 Annual- Region2 | 269 | 6318 | Rate Constraint in MTons | FALSE | L | Annual | Allowances Withdrawn (1:1) | Thousand Tons | 0 | 0 | 0 | 0 | 0 | 0 | 0
CSAPR Rule Constraint- SO2 Annual- Region2 | 269 | 6318 | Rate Constraint in MTons | FALSE | L | Annual | Allowances Withdrawn (n:1) | Thousand Tons | 0 | 0 | 0 | 0 | 0 | 0 | 0
CSAPR Rule Constraint- SO2 Annual- Region2 | 269 | 6318 | Rate Constraint in MTons | FALSE | L | Annual | Net Emissions Allowance Position | Thousand Tons | 255.5497 | 268.5484 | 295.7408 | 207.7662 | 185.3937 | 196.7762 | 195.8503
CSAPR Rule Constraint- SO2 Annual- Region2 | 269 | 6318 | Rate Constraint in MTons | FALSE | L | Annual | Fuel Consumed | TBtu | 5628.634 | 5703.9998 | 5673.5895 | 5361.2271 | 5006.4274 | 4986.5138 | 5866.4644
CSAPR Rule Constraint- SO2 Annual- Region2 | 269 | 6318 | Rate Constraint in MTons | FALSE | L | Annual | Rate | lb/MMBtu | 0.090803 | 0.094161 | 0.10425 | 0.077507 | 0.074062 | 0.078923 | 0.066769
CSAPR Rule Constraint- SO2 Annual- Region2 | 269 | 6318 | Rate Constraint in MTons | FALSE | L | Annual | Generation | TWh | 637.5701 | 643.6677 | 631.9426 | 620.6055 | 589.3941 | 586.9125 | 724.9409
CSAPR Rule Constraint- SO2 Annual- Region2 | 269 | 6318 | Rate Constraint in MTons | FALSE | L | Annual | Qualifying Generation | TWh | 637.5701 | 643.6677 | 631.9426 | 620.6055 | 589.3941 | 586.9125 | 724.9409
CSAPR Rule Constraint- SO2 Annual- Region2 | 269 | 6318 | Rate Constraint in MTons | FALSE | L | Annual | Rate | lb/MWh | 0.40082 | 0.41722 | 0.46799 | 0.33478 | 0.31455 | 0.33527 | 0.27016
CSAPR Rule Constraint- SO2 Annual- Region2 | 269 | 6318 | Rate Constraint in MTons | FALSE | L | Annual | Constraint Shadow Price | US2011$/Ton | 0 | 0 | 0 | 0 | 0 | 0 | 0
CSAPR- SO2 Annual- AL | 270 | 6370 | Rate Constraint in MTons | FALSE | L | Annual | Seasons Included | Seasons |  | Winter, Summer | Winter, Summer | Winter, Summer | Winter, Summer | Winter, Summer | Winter, Summer
CSAPR- SO2 Annual- AL | 270 | 6370 | Rate Constraint in MTons | FALSE | L | Annual | Standard | Thousand Tons | 0 | 251.6444 | 251.6444 | 251.6444 | 251.6444 | 251.6444 | 251.6444
CSAPR- SO2 Annual- AL | 270 | 6370 | Rate Constraint in MTons | FALSE | L | Annual | Standard SO2 | Thousand Tons | 0 | 251.6444 | 251.6444 | 251.6444 | 251.6444 | 251.6444 | 251.6444
CSAPR- SO2 Annual- AL | 270 | 6370 | Rate Constraint in MTons | FALSE | L | Annual | Emissions at Affected Plants SO2 | Thousand Tons | 0 | 37.7065 | 39.0142 | 38.8839 | 20.8289 | 27.0332 | 21.9148
CSAPR- SO2 Annual- AL | 270 | 6370 | Rate Constraint in MTons | FALSE | L | Annual | Allowances Purchased SO2 | Thousand Tons | 0 | 0 | 0 | 0 | 0 | 0 | 0
CSAPR- SO2 Annual- AL | 270 | 6370 | Rate Constraint in MTons | FALSE | L | Annual | Allowances Sold SO2 | Thousand Tons | 0 | 0 | 0 | 0 | 0 | 0 | 0
CSAPR- SO2 Annual- AL | 270 | 6370 | Rate Constraint in MTons | FALSE | L | Annual | Allowances Banked | Thousand Tons | 0 | 0 | 0 | 0 | 0 | 0 | 0
CSAPR- SO2 Annual- AL | 270 | 6370 | Rate Constraint in MTons | FALSE | L | Annual | Allowances Withdrawn (1:1) | Thousand Tons | 0 | 0 | 0 | 0 | 0 | 0 | 0
CSAPR- SO2 Annual- AL | 270 | 6370 | Rate Constraint in MTons | FALSE | L | Annual | Allowances Withdrawn (n:1) | Thousand Tons | 0 | 0 | 0 | 0 | 0 | 0 | 0
CSAPR- SO2 Annual- AL | 270 | 6370 | Rate Constraint in MTons | FALSE | L | Annual | Net Emissions Allowance Position | Thousand Tons | 0 | 37.7065 | 39.0142 | 38.8839 | 20.8289 | 27.0332 | 21.9148
CSAPR- SO2 Annual- AL | 270 | 6370 | Rate Constraint in MTons | FALSE | L | Annual | Fuel Consumed | TBtu | 0 | 833.1689 | 739.2279 | 736.2822 | 625.653 | 683.4417 | 749.8018
CSAPR- SO2 Annual- AL | 270 | 6370 | Rate Constraint in MTons | FALSE | L | Annual | Rate | lb/MMBtu | 0 | 0.090513 | 0.10555 | 0.10562 | 0.066583 | 0.079109 | 0.058455
CSAPR- SO2 Annual- AL | 270 | 6370 | Rate Constraint in MTons | FALSE | L | Annual | Generation | TWh | 0 | 97.7466 | 85.2215 | 86.9685 | 78.418 | 84.1411 | 94.9233
CSAPR- SO2 Annual- AL | 270 | 6370 | Rate Constraint in MTons | FALSE | L | Annual | Qualifying Generation | TWh | 0 | 97.7466 | 85.2215 | 86.9685 | 78.418 | 84.1411 | 94.9233
CSAPR- SO2 Annual- AL | 270 | 6370 | Rate Constraint in MTons | FALSE | L | Annual | Rate | lb/MWh | 0 | 0.38576 | 0.4578 | 0.4471 | 0.26561 | 0.32128 | 0.23087
CSAPR- SO2 Annual- AL | 270 | 6370 | Rate Constraint in MTons | FALSE | L | Annual | Constraint Shadow Price | US2011$/Ton | 0 | 0 | 0 | 0 | 0 | 0 | 0
CSAPR- SO2 Annual- GA | 271 | 6371 | Rate Constraint in MTons | FALSE | L | Annual | Seasons Included | Seasons |  | Winter, Summer | Winter, Summer | Winter, Summer | Winter, Summer | Winter, Summer | Winter, Summer
CSAPR- SO2 Annual- GA | 271 | 6371 | Rate Constraint in MTons | FALSE | L | Annual | Standard | Thousand Tons | 0 | 159.9667 | 159.9667 | 159.9667 | 159.9667 | 159.9667 | 159.9667
CSAPR- SO2 Annual- GA | 271 | 6371 | Rate Constraint in MTons | FALSE | L | Annual | Standard SO2 | Thousand Tons | 0 | 159.9667 | 159.9667 | 159.9667 | 159.9667 | 159.9667 | 159.9667
CSAPR- SO2 Annual- GA | 271 | 6371 | Rate Constraint in MTons | FALSE | L | Annual | Emissions at Affected Plants SO2 | Thousand Tons | 0 | 16.7517 | 18.5069 | 15.5664 | 15.5648 | 15.072 | 14.4676
CSAPR- SO2 Annual- GA | 271 | 6371 | Rate Constraint in MTons | FALSE | L | Annual | Allowances Purchased SO2 | Thousand Tons | 0 | 0 | 0 | 0 | 0 | 0 | 0
CSAPR- SO2 Annual- GA | 271 | 6371 | Rate Constraint in MTons | FALSE | L | Annual | Allowances Sold SO2 | Thousand Tons | 0 | 0 | 0 | 0 | 0 | 0 | 0
CSAPR- SO2 Annual- GA | 271 | 6371 | Rate Constraint in MTons | FALSE | L | Annual | Allowances Banked | Thousand Tons | 0 | 0 | 0 | 0 | 0 | 0 | 0
CSAPR- SO2 Annual- GA | 271 | 6371 | Rate Constraint in MTons | FALSE | L | Annual | Allowances Withdrawn (1:1) | Thousand Tons | 0 | 0 | 0 | 0 | 0 | 0 | 0
CSAPR- SO2 Annual- GA | 271 | 6371 | Rate Constraint in MTons | FALSE | L | Annual | Allowances Withdrawn (n:1) | Thousand Tons | 0 | 0 | 0 | 0 | 0 | 0 | 0
CSAPR- SO2 Annual- GA | 271 | 6371 | Rate Constraint in MTons | FALSE | L | Annual | Net Emissions Allowance Position | Thousand Tons | 0 | 16.7517 | 18.5069 | 15.5664 | 15.5648 | 15.072 | 14.4676
CSAPR- SO2 Annual- GA | 271 | 6371 | Rate Constraint in MTons | FALSE | L | Annual | Fuel Consumed | TBtu | 0 | 778.6928 | 744.2144 | 763.8795 | 734.6781 | 651.3097 | 801.4402
CSAPR- SO2 Annual- GA | 271 | 6371 | Rate Constraint in MTons | FALSE | L | Annual | Rate | lb/MMBtu | 0 | 0.043025 | 0.049735 | 0.040756 | 0.042372 | 0.046282 | 0.036104
CSAPR- SO2 Annual- GA | 271 | 6371 | Rate Constraint in MTons | FALSE | L | Annual | Generation | TWh | 0 | 94.4082 | 89.6426 | 92.2989 | 90.2023 | 80.6351 | 104.1077
CSAPR- SO2 Annual- GA | 271 | 6371 | Rate Constraint in MTons | FALSE | L | Annual | Qualifying Generation | TWh | 0 | 94.4082 | 89.6426 | 92.2989 | 90.2023 | 80.6351 | 104.1077
CSAPR- SO2 Annual- GA | 271 | 6371 | Rate Constraint in MTons | FALSE | L | Annual | Rate | lb/MWh | 0 | 0.17744 | 0.20645 | 0.16865 | 0.17255 | 0.18692 | 0.13897
CSAPR- SO2 Annual- GA | 271 | 6371 | Rate Constraint in MTons | FALSE | L | Annual | Constraint Shadow Price | US2011$/Ton | 0 | 0 | 0 | 0 | 0 | 0 | 0
CSAPR- SO2 Annual- IA | 272 | 6374 | Rate Constraint in MTons | FALSE | L | Annual | Seasons Included | Seasons |  | Winter, Summer | Winter, Summer | Winter, Summer | Winter, Summer | Winter, Summer | Winter, Summer
CSAPR- SO2 Annual- IA | 272 | 6374 | Rate Constraint in MTons | FALSE | L | Annual | Standard | Thousand Tons | 0 | 88.7171 | 88.7171 | 88.7171 | 88.7171 | 88.7171 | 88.7171
CSAPR- SO2 Annual- IA | 272 | 6374 | Rate Constraint in MTons | FALSE | L | Annual | Standard SO2 | Thousand Tons | 0 | 88.7171 | 88.7171 | 88.7171 | 88.7171 | 88.7171 | 88.7171
CSAPR- SO2 Annual- IA | 272 | 6374 | Rate Constraint in MTons | FALSE | L | Annual | Emissions at Affected Plants SO2 | Thousand Tons | 0 | 9.4515 | 9.4503 | 9.2342 | 8.8712 | 9.0451 | 9.4825
CSAPR- SO2 Annual- IA | 272 | 6374 | Rate Constraint in MTons | FALSE | L | Annual | Allowances Purchased SO2 | Thousand Tons | 0 | 0 | 0 | 0 | 0 | 0 | 0
CSAPR- SO2 Annual- IA | 272 | 6374 | Rate Constraint in MTons | FALSE | L | Annual | Allowances Sold SO2 | Thousand Tons | 0 | 0 | 0 | 0 | 0 | 0 | 0
CSAPR- SO2 Annual- IA | 272 | 6374 | Rate Constraint in MTons | FALSE | L | Annual | Allowances Banked | Thousand Tons | 0 | 0 | 0 | 0 | 0 | 0 | 0
CSAPR- SO2 Annual- IA | 272 | 6374 | Rate Constraint in MTons | FALSE | L | Annual | Allowances Withdrawn (1:1) | Thousand Tons | 0 | 0 | 0 | 0 | 0 | 0 | 0
CSAPR- SO2 Annual- IA | 272 | 6374 | Rate Constraint in MTons | FALSE | L | Annual | Allowances Withdrawn (n:1) | Thousand Tons | 0 | 0 | 0 | 0 | 0 | 0 | 0
CSAPR- SO2 Annual- IA | 272 | 6374 | Rate Constraint in MTons | FALSE | L | Annual | Net Emissions Allowance Position | Thousand Tons | 0 | 9.4515 | 9.4503 | 9.2342 | 8.8712 | 9.0451 | 9.4825
CSAPR- SO2 Annual- IA | 272 | 6374 | Rate Constraint in MTons | FALSE | L | Annual | Fuel Consumed | TBtu | 0 | 296.914 | 288.7982 | 282.2428 | 290.1541 | 308.6316 | 306.796
CSAPR- SO2 Annual- IA | 272 | 6374 | Rate Constraint in MTons | FALSE | L | Annual | Rate | lb/MMBtu | 0 | 0.063665 | 0.065446 | 0.065434 | 0.061148 | 0.058614 | 0.061816
CSAPR- SO2 Annual- IA | 272 | 6374 | Rate Constraint in MTons | FALSE | L | Annual | Generation | TWh | 0 | 31.5622 | 30.4697 | 30.3379 | 32.5011 | 34.9749 | 34.8976
CSAPR- SO2 Annual- IA | 272 | 6374 | Rate Constraint in MTons | FALSE | L | Annual | Qualifying Generation | TWh | 0 | 31.5622 | 30.4697 | 30.3379 | 32.5011 | 34.9749 | 34.8976
CSAPR- SO2 Annual- IA | 272 | 6374 | Rate Constraint in MTons | FALSE | L | Annual | Rate | lb/MWh | 0 | 0.29946 | 0.31015 | 0.30438 | 0.27295 | 0.25862 | 0.27172
CSAPR- SO2 Annual- IA | 272 | 6374 | Rate Constraint in MTons | FALSE | L | Annual | Constraint Shadow Price | US2011$/Ton | 0 | 0 | 0 | 0 | 0 | 0 | 0
CSAPR- SO2 Annual- IL | 273 | 6372 | Rate Constraint in MTons | FALSE | L | Annual | Seasons Included | Seasons |  | Winter, Summer | Winter, Summer | Winter, Summer | Winter, Summer | Winter, Summer | Winter, Summer
CSAPR- SO2 Annual- IL | 273 | 6372 | Rate Constraint in MTons | FALSE | L | Annual | Standard | Thousand Tons | 0 | 146.4651 | 146.4651 | 146.4651 | 146.4651 | 146.4651 | 146.4651
CSAPR- SO2 Annual- IL | 273 | 6372 | Rate Constraint in MTons | FALSE | L | Annual | Standard SO2 | Thousand Tons | 0 | 146.4651 | 146.4651 | 146.4651 | 146.4651 | 146.4651 | 146.4651
CSAPR- SO2 Annual- IL | 273 | 6372 | Rate Constraint in MTons | FALSE | L | Annual | Emissions at Affected Plants SO2 | Thousand Tons | 0 | 31.3462 | 31.0837 | 28.8174 | 26.2174 | 28.526 | 28.4752
CSAPR- SO2 Annual- IL | 273 | 6372 | Rate Constraint in MTons | FALSE | L | Annual | Allowances Purchased SO2 | Thousand Tons | 0 | 0 | 0 | 0 | 0 | 0 | 0
CSAPR- SO2 Annual- IL | 273 | 6372 | Rate Constraint in MTons | FALSE | L | Annual | Allowances Sold SO2 | Thousand Tons | 0 | 0 | 0 | 0 | 0 | 0 | 0
CSAPR- SO2 Annual- IL | 273 | 6372 | Rate Constraint in MTons | FALSE | L | Annual | Allowances Banked | Thousand Tons | 0 | 0 | 0 | 0 | 0 | 0 | 0
CSAPR- SO2 Annual- IL | 273 | 6372 | Rate Constraint in MTons | FALSE | L | Annual | Allowances Withdrawn (1:1) | Thousand Tons | 0 | 0 | 0 | 0 | 0 | 0 | 0
CSAPR- SO2 Annual- IL | 273 | 6372 | Rate Constraint in MTons | FALSE | L | Annual | Allowances Withdrawn (n:1) | Thousand Tons | 0 | 0 | 0 | 0 | 0 | 0 | 0
CSAPR- SO2 Annual- IL | 273 | 6372 | Rate Constraint in MTons | FALSE | L | Annual | Net Emissions Allowance Position | Thousand Tons | 0 | 31.3462 | 31.0837 | 28.8174 | 26.2174 | 28.526 | 28.4752
CSAPR- SO2 Annual- IL | 273 | 6372 | Rate Constraint in MTons | FALSE | L | Annual | Fuel Consumed | TBtu | 0 | 645.0442 | 629.8351 | 578.165 | 553.1349 | 586.4755 | 879.3561
CSAPR- SO2 Annual- IL | 273 | 6372 | Rate Constraint in MTons | FALSE | L | Annual | Rate | lb/MMBtu | 0 | 0.097191 | 0.098704 | 0.099686 | 0.094796 | 0.097279 | 0.064764
CSAPR- SO2 Annual- IL | 273 | 6372 | Rate Constraint in MTons | FALSE | L | Annual | Generation | TWh | 0 | 68.4249 | 65.9542 | 61.2037 | 60.3422 | 62.3418 | 108.4284
CSAPR- SO2 Annual- IL | 273 | 6372 | Rate Constraint in MTons | FALSE | L | Annual | Qualifying Generation | TWh | 0 | 68.4249 | 65.9542 | 61.2037 | 60.3422 | 62.3418 | 108.4284
CSAPR- SO2 Annual- IL | 273 | 6372 | Rate Constraint in MTons | FALSE | L | Annual | Rate | lb/MWh | 0 | 0.45811 | 0.47129 | 0.47084 | 0.43448 | 0.45757 | 0.26262
CSAPR- SO2 Annual- IL | 273 | 6372 | Rate Constraint in MTons | FALSE | L | Annual | Constraint Shadow Price | US2011$/Ton | 0 | 0 | 0 | 0 | 0 | 0 | 0
CSAPR- SO2 Annual- IN | 274 | 6373 | Rate Constraint in MTons | FALSE | L | Annual | Seasons Included | Seasons |  | Winter, Summer | Winter, Summer | Winter, Summer | Winter, Summer | Winter, Summer | Winter, Summer
CSAPR- SO2 Annual- IN | 274 | 6373 | Rate Constraint in MTons | FALSE | L | Annual | Standard | Thousand Tons | 0 | 196.4098 | 196.4098 | 196.4098 | 196.4098 | 196.4098 | 196.4098
CSAPR- SO2 Annual- IN | 274 | 6373 | Rate Constraint in MTons | FALSE | L | Annual | Standard SO2 | Thousand Tons | 0 | 196.4098 | 196.4098 | 196.4098 | 196.4098 | 196.4098 | 196.4098
CSAPR- SO2 Annual- IN | 274 | 6373 | Rate Constraint in MTons | FALSE | L | Annual | Emissions at Affected Plants SO2 | Thousand Tons | 0 | 118.2686 | 119.8424 | 112.3131 | 101.0088 | 103.0684 | 99.0576
CSAPR- SO2 Annual- IN | 274 | 6373 | Rate Constraint in MTons | FALSE | L | Annual | Allowances Purchased SO2 | Thousand Tons | 0 | 0 | 0 | 0 | 0 | 0 | 0
CSAPR- SO2 Annual- IN | 274 | 6373 | Rate Constraint in MTons | FALSE | L | Annual | Allowances Sold SO2 | Thousand Tons | 0 | 0 | 0 | 0 | 0 | 0 | 0
CSAPR- SO2 Annual- IN | 274 | 6373 | Rate Constraint in MTons | FALSE | L | Annual | Allowances Banked | Thousand Tons | 0 | 0 | 0 | 0 | 0 | 0 | 0
CSAPR- SO2 Annual- IN | 274 | 6373 | Rate Constraint in MTons | FALSE | L | Annual | Allowances Withdrawn (1:1) | Thousand Tons | 0 | 0 | 0 | 0 | 0 | 0 | 0
CSAPR- SO2 Annual- IN | 274 | 6373 | Rate Constraint in MTons | FALSE | L | Annual | Allowances Withdrawn (n:1) | Thousand Tons | 0 | 0 | 0 | 0 | 0 | 0 | 0
CSAPR- SO2 Annual- IN | 274 | 6373 | Rate Constraint in MTons | FALSE | L | Annual | Net Emissions Allowance Position | Thousand Tons | 0 | 118.2686 | 119.8424 | 112.3131 | 101.0088 | 103.0684 | 99.0576
CSAPR- SO2 Annual- IN | 274 | 6373 | Rate Constraint in MTons | FALSE | L | Annual | Fuel Consumed | TBtu | 0 | 1038.3054 | 1052.1933 | 988.0007 | 906.3691 | 969.4267 | 1026.8614
CSAPR- SO2 Annual- IN | 274 | 6373 | Rate Constraint in MTons | FALSE | L | Annual | Rate | lb/MMBtu | 0 | 0.22781 | 0.2278 | 0.22735 | 0.22289 | 0.21264 | 0.19293
CSAPR- SO2 Annual- IN | 274 | 6373 | Rate Constraint in MTons | FALSE | L | Annual | Generation | TWh | 0 | 103.2566 | 104.1627 | 100.3265 | 93.181 | 102.7452 | 112.1117
CSAPR- SO2 Annual- IN | 274 | 6373 | Rate Constraint in MTons | FALSE | L | Annual | Qualifying Generation | TWh | 0 | 103.2566 | 104.1627 | 100.3265 | 93.181 | 102.7452 | 112.1117
CSAPR- SO2 Annual- IN | 274 | 6373 | Rate Constraint in MTons | FALSE | L | Annual | Rate | lb/MWh | 0 | 1.1454 | 1.1505 | 1.1195 | 1.084 | 1.0031 | 0.88356
CSAPR- SO2 Annual- IN | 274 | 6373 | Rate Constraint in MTons | FALSE | L | Annual | Constraint Shadow Price | US2011$/Ton | 0 | 0 | 0 | 0 | 0 | 0 | 0
CSAPR- SO2 Annual- KS | 275 | 6375 | Rate Constraint in MTons | FALSE | L | Annual | Seasons Included | Seasons |  | Winter, Summer | Winter, Summer | Winter, Summer | Winter, Summer | Winter, Summer | Winter, Summer
CSAPR- SO2 Annual- KS | 275 | 6375 | Rate Constraint in MTons | FALSE | L | Annual | Standard | Thousand Tons | 0 | 49.5364 | 49.5364 | 49.5364 | 49.5364 | 49.5364 | 49.5364
CSAPR- SO2 Annual- KS | 275 | 6375 | Rate Constraint in MTons | FALSE | L | Annual | Standard SO2 | Thousand Tons | 0 | 49.5364 | 49.5364 | 49.5364 | 49.5364 | 49.5364 | 49.5364
CSAPR- SO2 Annual- KS | 275 | 6375 | Rate Constraint in MTons | FALSE | L | Annual | Emissions at Affected Plants SO2 | Thousand Tons | 0 | 14.0363 | 14.0293 | 13.6599 | 13.2259 | 13.423 | 13.4222
CSAPR- SO2 Annual- KS | 275 | 6375 | Rate Constraint in MTons | FALSE | L | Annual | Allowances Purchased SO2 | Thousand Tons | 0 | 0 | 0 | 0 | 0 | 0 | 0
CSAPR- SO2 Annual- KS | 275 | 6375 | Rate Constraint in MTons | FALSE | L | Annual | Allowances Sold SO2 | Thousand Tons | 0 | 0 | 0 | 0 | 0 | 0 | 0
CSAPR- SO2 Annual- KS | 275 | 6375 | Rate Constraint in MTons | FALSE | L | Annual | Allowances Banked | Thousand Tons | 0 | 0 | 0 | 0 | 0 | 0 | 0
CSAPR- SO2 Annual- KS | 275 | 6375 | Rate Constraint in MTons | FALSE | L | Annual | Allowances Withdrawn (1:1) | Thousand Tons | 0 | 0 | 0 | 0 | 0 | 0 | 0
CSAPR- SO2 Annual- KS | 275 | 6375 | Rate Constraint in MTons | FALSE | L | Annual | Allowances Withdrawn (n:1) | Thousand Tons | 0 | 0 | 0 | 0 | 0 | 0 | 0
CSAPR- SO2 Annual- KS | 275 | 6375 | Rate Constraint in MTons | FALSE | L | Annual | Net Emissions Allowance Position | Thousand Tons | 0 | 14.0363 | 14.0293 | 13.6599 | 13.2259 | 13.423 | 13.4222
CSAPR- SO2 Annual- KS | 275 | 6375 | Rate Constraint in MTons | FALSE | L | Annual | Fuel Consumed | TBtu | 0 | 405.9451 | 403.8811 | 389.9104 | 378.4211 | 379.1199 | 381.6966
CSAPR- SO2 Annual- KS | 275 | 6375 | Rate Constraint in MTons | FALSE | L | Annual | Rate | lb/MMBtu | 0 | 0.069154 | 0.069473 | 0.070067 | 0.0699 | 0.070812 | 0.070329
CSAPR- SO2 Annual- KS | 275 | 6375 | Rate Constraint in MTons | FALSE | L | Annual | Generation | TWh | 0 | 37.888 | 37.7234 | 37.3098 | 36.9537 | 37.0964 | 37.3712
CSAPR- SO2 Annual- KS | 275 | 6375 | Rate Constraint in MTons | FALSE | L | Annual | Qualifying Generation | TWh | 0 | 37.888 | 37.7234 | 37.3098 | 36.9537 | 37.0964 | 37.3712
CSAPR- SO2 Annual- KS | 275 | 6375 | Rate Constraint in MTons | FALSE | L | Annual | Rate | lb/MWh | 0 | 0.37047 | 0.3719 | 0.36612 | 0.3579 | 0.36184 | 0.35916
CSAPR- SO2 Annual- KS | 275 | 6375 | Rate Constraint in MTons | FALSE | L | Annual | Constraint Shadow Price | US2011$/Ton | 0 | 0 | 0 | 0 | 0 | 0 | 0
CSAPR- SO2 Annual- KY | 276 | 6376 | Rate Constraint in MTons | FALSE | L | Annual | Seasons Included | Seasons |  | Winter, Summer | Winter, Summer | Winter, Summer | Winter, Summer | Winter, Summer | Winter, Summer
CSAPR- SO2 Annual- KY | 276 | 6376 | Rate Constraint in MTons | FALSE | L | Annual | Standard | Thousand Tons | 0 | 125.4151 | 125.4151 | 125.4151 | 125.4151 | 125.4151 | 125.4151
CSAPR- SO2 Annual- KY | 276 | 6376 | Rate Constraint in MTons | FALSE | L | Annual | Standard SO2 | Thousand Tons | 0 | 125.4151 | 125.4151 | 125.4151 | 125.4151 | 125.4151 | 125.4151
CSAPR- SO2 Annual- KY | 276 | 6376 | Rate Constraint in MTons | FALSE | L | Annual | Emissions at Affected Plants SO2 | Thousand Tons | 0 | 70.792 | 74.748 | 71.2377 | 69.5387 | 70.5307 | 70.8123
CSAPR- SO2 Annual- KY | 276 | 6376 | Rate Constraint in MTons | FALSE | L | Annual | Allowances Purchased SO2 | Thousand Tons | 0 | 0 | 0 | 0 | 0 | 0 | 0
CSAPR- SO2 Annual- KY | 276 | 6376 | Rate Constraint in MTons | FALSE | L | Annual | Allowances Sold SO2 | Thousand Tons | 0 | 0 | 0 | 0 | 0 | 0 | 0
CSAPR- SO2 Annual- KY | 276 | 6376 | Rate Constraint in MTons | FALSE | L | Annual | Allowances Banked | Thousand Tons | 0 | 0 | 0 | 0 | 0 | 0 | 0
CSAPR- SO2 Annual- KY | 276 | 6376 | Rate Constraint in MTons | FALSE | L | Annual | Allowances Withdrawn (1:1) | Thousand Tons | 0 | 0 | 0 | 0 | 0 | 0 | 0
CSAPR- SO2 Annual- KY | 276 | 6376 | Rate Constraint in MTons | FALSE | L | Annual | Allowances Withdrawn (n:1) | Thousand Tons | 0 | 0 | 0 | 0 | 0 | 0 | 0
CSAPR- SO2 Annual- KY | 276 | 6376 | Rate Constraint in MTons | FALSE | L | Annual | Net Emissions Allowance Position | Thousand Tons | 0 | 70.792 | 74.748 | 71.2377 | 69.5387 | 70.5307 | 70.8123
CSAPR- SO2 Annual- KY | 276 | 6376 | Rate Constraint in MTons | FALSE | L | Annual | Fuel Consumed | TBtu | 0 | 589.3318 | 621.1138 | 569.1591 | 564.582 | 628.975 | 655.5981
CSAPR- SO2 Annual- KY | 276 | 6376 | Rate Constraint in MTons | FALSE | L | Annual | Rate | lb/MMBtu | 0 | 0.24025 | 0.24069 | 0.25033 | 0.24634 | 0.22427 | 0.21602
CSAPR- SO2 Annual- KY | 276 | 6376 | Rate Constraint in MTons | FALSE | L | Annual | Generation | TWh | 0 | 58.1791 | 60.591 | 57.5782 | 58.9349 | 67.6574 | 71.8947
CSAPR- SO2 Annual- KY | 276 | 6376 | Rate Constraint in MTons | FALSE | L | Annual | Qualifying Generation | TWh | 0 | 58.1791 | 60.591 | 57.5782 | 58.9349 | 67.6574 | 71.8947
CSAPR- SO2 Annual- KY | 276 | 6376 | Rate Constraint in MTons | FALSE | L | Annual | Rate | lb/MWh | 0 | 1.2168 | 1.2336 | 1.2372 | 1.1799 | 1.0425 | 0.98494
CSAPR- SO2 Annual- KY | 276 | 6376 | Rate Constraint in MTons | FALSE | L | Annual | Constraint Shadow Price | US2011$/Ton | 0 | 0 | 0 | 0 | 0 | 0 | 0
CSAPR- SO2 Annual- MD | 277 | 6377 | Rate Constraint in MTons | FALSE | L | Annual | Seasons Included | Seasons |  | Winter, Summer | Winter, Summer | Winter, Summer | Winter, Summer | Winter, Summer | Winter, Summer
CSAPR- SO2 Annual- MD | 277 | 6377 | Rate Constraint in MTons | FALSE | L | Annual | Standard | Thousand Tons | 0 | 33.2795 | 33.2795 | 33.2795 | 33.2795 | 33.2795 | 33.2795
CSAPR- SO2 Annual- MD | 277 | 6377 | Rate Constraint in MTons | FALSE | L | Annual | Standard SO2 | Thousand Tons | 0 | 33.2795 | 33.2795 | 33.2795 | 33.2795 | 33.2795 | 33.2795
CSAPR- SO2 Annual- MD | 277 | 6377 | Rate Constraint in MTons | FALSE | L | Annual | Emissions at Affected Plants SO2 | Thousand Tons | 0 | 3.7892 | 4.6182 | 4.525 | 2.5583 | 2.6541 | 0.91356
CSAPR- SO2 Annual- MD | 277 | 6377 | Rate Constraint in MTons | FALSE | L | Annual | Allowances Purchased SO2 | Thousand Tons | 0 | 0 | 0 | 0 | 0 | 0 | 0
CSAPR- SO2 Annual- MD | 277 | 6377 | Rate Constraint in MTons | FALSE | L | Annual | Allowances Sold SO2 | Thousand Tons | 0 | 0 | 0 | 0 | 0 | 0 | 0
CSAPR- SO2 Annual- MD | 277 | 6377 | Rate Constraint in MTons | FALSE | L | Annual | Allowances Banked | Thousand Tons | 0 | 0 | 0 | 0 | 0 | 0 | 0
CSAPR- SO2 Annual- MD | 277 | 6377 | Rate Constraint in MTons | FALSE | L | Annual | Allowances Withdrawn (1:1) | Thousand Tons | 0 | 0 | 0 | 0 | 0 | 0 | 0
CSAPR- SO2 Annual- MD | 277 | 6377 | Rate Constraint in MTons | FALSE | L | Annual | Allowances Withdrawn (n:1) | Thousand Tons | 0 | 0 | 0 | 0 | 0 | 0 | 0
CSAPR- SO2 Annual- MD | 277 | 6377 | Rate Constraint in MTons | FALSE | L | Annual | Net Emissions Allowance Position | Thousand Tons | 0 | 3.7892 | 4.6182 | 4.525 | 2.5583 | 2.6541 | 0.91356
CSAPR- SO2 Annual- MD | 277 | 6377 | Rate Constraint in MTons | FALSE | L | Annual | Fuel Consumed | TBtu | 0 | 225.6064 | 249.8625 | 203.7181 | 182.1815 | 180.2738 | 148.5396
CSAPR- SO2 Annual- MD | 277 | 6377 | Rate Constraint in MTons | FALSE | L | Annual | Rate | lb/MMBtu | 0 | 0.033591 | 0.036966 | 0.044424 | 0.028085 | 0.029446 | 0.012301
CSAPR- SO2 Annual- MD | 277 | 6377 | Rate Constraint in MTons | FALSE | L | Annual | Generation | TWh | 0 | 27.7264 | 30.1761 | 25.5929 | 23.5 | 24.0033 | 20.7775
CSAPR- SO2 Annual- MD | 277 | 6377 | Rate Constraint in MTons | FALSE | L | Annual | Qualifying Generation | TWh | 0 | 27.7264 | 30.1761 | 25.5929 | 23.5 | 24.0033 | 20.7775
CSAPR- SO2 Annual- MD | 277 | 6377 | Rate Constraint in MTons | FALSE | L | Annual | Rate | lb/MWh | 0 | 0.13666 | 0.15304 | 0.17681 | 0.10886 | 0.11057 | 0.043969
CSAPR- SO2 Annual- MD | 277 | 6377 | Rate Constraint in MTons | FALSE | L | Annual | Constraint Shadow Price | US2011$/Ton | 0 | 0 | 0 | 0 | 0 | 0 | 0
CSAPR- SO2 Annual- MI | 278 | 6378 | Rate Constraint in MTons | FALSE | L | Annual | Seasons Included | Seasons |  | Winter, Summer | Winter, Summer | Winter, Summer | Winter, Summer | Winter, Summer | Winter, Summer
CSAPR- SO2 Annual- MI | 278 | 6378 | Rate Constraint in MTons | FALSE | L | Annual | Standard | Thousand Tons | 0 | 169.9141 | 169.9141 | 169.9141 | 169.9141 | 169.9141 | 169.9141
CSAPR- SO2 Annual- MI | 278 | 6378 | Rate Constraint in MTons | FALSE | L | Annual | Standard SO2 | Thousand Tons | 0 | 169.9141 | 169.9141 | 169.9141 | 169.9141 | 169.9141 | 169.9141
CSAPR- SO2 Annual- MI | 278 | 6378 | Rate Constraint in MTons | FALSE | L | Annual | Emissions at Affected Plants SO2 | Thousand Tons | 0 | 59.4442 | 63.5247 | 48.4619 | 35.2997 | 44.6579 | 42.5349
CSAPR- SO2 Annual- MI | 278 | 6378 | Rate Constraint in MTons | FALSE | L | Annual | Allowances Purchased SO2 | Thousand Tons | 0 | 0 | 0 | 0 | 0 | 0 | 0
CSAPR- SO2 Annual- MI | 278 | 6378 | Rate Constraint in MTons | FALSE | L | Annual | Allowances Sold SO2 | Thousand Tons | 0 | 0 | 0 | 0 | 0 | 0 | 0
CSAPR- SO2 Annual- MI | 278 | 6378 | Rate Constraint in MTons | FALSE | L | Annual | Allowances Banked | Thousand Tons | 0 | 0 | 0 | 0 | 0 | 0 | 0
CSAPR- SO2 Annual- MI | 278 | 6378 | Rate Constraint in MTons | FALSE | L | Annual | Allowances Withdrawn (1:1) | Thousand Tons | 0 | 0 | 0 | 0 | 0 | 0 | 0
CSAPR- SO2 Annual- MI | 278 | 6378 | Rate Constraint in MTons | FALSE | L | Annual | Allowances Withdrawn (n:1) | Thousand Tons | 0 | 0 | 0 | 0 | 0 | 0 | 0
CSAPR- SO2 Annual- MI | 278 | 6378 | Rate Constraint in MTons | FALSE | L | Annual | Net Emissions Allowance Position | Thousand Tons | 0 | 59.4442 | 63.5247 | 48.4619 | 35.2997 | 44.6579 | 42.5349
CSAPR- SO2 Annual- MI | 278 | 6378 | Rate Constraint in MTons | FALSE | L | Annual | Fuel Consumed | TBtu | 0 | 599.4005 | 575.9597 | 511.1107 | 483.1753 | 610.2365 | 694.7616
CSAPR- SO2 Annual- MI | 278 | 6378 | Rate Constraint in MTons | FALSE | L | Annual | Rate | lb/MMBtu | 0 | 0.19835 | 0.22059 | 0.18963 | 0.14612 | 0.14636 | 0.12244
CSAPR- SO2 Annual- MI | 278 | 6378 | Rate Constraint in MTons | FALSE | L | Annual | Generation | TWh | 0 | 70.2947 | 66.7948 | 61.7034 | 61.164 | 79.6554 | 93.1031
CSAPR- SO2 Annual- MI | 278 | 6378 | Rate Constraint in MTons | FALSE | L | Annual | Qualifying Generation | TWh | 0 | 70.2947 | 66.7948 | 61.7034 | 61.164 | 79.6554 | 93.1031
CSAPR- SO2 Annual- MI | 278 | 6378 | Rate Constraint in MTons | FALSE | L | Annual | Rate | lb/MWh | 0 | 0.84564 | 0.95104 | 0.7854 | 0.57713 | 0.56064 | 0.45686
CSAPR- SO2 Annual- MI | 278 | 6378 | Rate Constraint in MTons | FALSE | L | Annual | Constraint Shadow Price | US2011$/Ton | 0 | 0 | 0 | 0 | 0 | 0 | 0
CSAPR- SO2 Annual- MN | 279 | 6379 | Rate Constraint in MTons | FALSE | L | Annual | Seasons Included | Seasons |  | Winter, Summer | Winter, Summer | Winter, Summer | Winter, Summer | Winter, Summer | Winter, Summer
CSAPR- SO2 Annual- MN | 279 | 6379 | Rate Constraint in MTons | FALSE | L | Annual | Standard | Thousand Tons | 0 | 49.5376 | 49.5376 | 49.5376 | 49.5376 | 49.5376 | 49.5376
CSAPR- SO2 Annual- MN | 279 | 6379 | Rate Constraint in MTons | FALSE | L | Annual | Standard SO2 | Thousand Tons | 0 | 49.5376 | 49.5376 | 49.5376 | 49.5376 | 49.5376 | 49.5376
CSAPR- SO2 Annual- MN | 279 | 6379 | Rate Constraint in MTons | FALSE | L | Annual | Emissions at Affected Plants SO2 | Thousand Tons | 0 | 14.3891 | 14.3638 | 10.4129 | 10.0829 | 10.4665 | 10.4765
CSAPR- SO2 Annual- MN | 279 | 6379 | Rate Constraint in MTons | FALSE | L | Annual | Allowances Purchased SO2 | Thousand Tons | 0 | 0 | 0 | 0 | 0 | 0 | 0
CSAPR- SO2 Annual- MN | 279 | 6379 | Rate Constraint in MTons | FALSE | L | Annual | Allowances Sold SO2 | Thousand Tons | 0 | 0 | 0 | 0 | 0 | 0 | 0
CSAPR- SO2 Annual- MN | 279 | 6379 | Rate Constraint in MTons | FALSE | L | Annual | Allowances Banked | Thousand Tons | 0 | 0 | 0 | 0 | 0 | 0 | 0
CSAPR- SO2 Annual- MN | 279 | 6379 | Rate Constraint in MTons | FALSE | L | Annual | Allowances Withdrawn (1:1) | Thousand Tons | 0 | 0 | 0 | 0 | 0 | 0 | 0
CSAPR- SO2 Annual- MN | 279 | 6379 | Rate Constraint in MTons | FALSE | L | Annual | Allowances Withdrawn (n:1) | Thousand Tons | 0 | 0 | 0 | 0 | 0 | 0 | 0
CSAPR- SO2 Annual- MN | 279 | 6379 | Rate Constraint in MTons | FALSE | L | Annual | Net Emissions Allowance Position | Thousand Tons | 0 | 14.3891 | 14.3638 | 10.4129 | 10.0829 | 10.4665 | 10.4765
CSAPR- SO2 Annual- MN | 279 | 6379 | Rate Constraint in MTons | FALSE | L | Annual | Fuel Consumed | TBtu | 0 | 343.9513 | 329.3554 | 308.7092 | 314.8973 | 341.5386 | 338.3716
CSAPR- SO2 Annual- MN | 279 | 6379 | Rate Constraint in MTons | FALSE | L | Annual | Rate | lb/MMBtu | 0 | 0.083669 | 0.087224 | 0.067461 | 0.064039 | 0.06129 | 0.061923
CSAPR- SO2 Annual- MN | 279 | 6379 | Rate Constraint in MTons | FALSE | L | Annual | Generation | TWh | 0 | 35.407 | 33.4215 | 32.7672 | 34.1733 | 37.792 | 37.4444
CSAPR- SO2 Annual- MN | 279 | 6379 | Rate Constraint in MTons | FALSE | L | Annual | Qualifying Generation | TWh | 0 | 35.407 | 33.4215 | 32.7672 | 34.1733 | 37.792 | 37.4444
CSAPR- SO2 Annual- MN | 279 | 6379 | Rate Constraint in MTons | FALSE | L | Annual | Rate | lb/MWh | 0 | 0.40639 | 0.42978 | 0.31778 | 0.29505 | 0.27695 | 0.27979
CSAPR- SO2 Annual- MN | 279 | 6379 | Rate Constraint in MTons | FALSE | L | Annual | Constraint Shadow Price | US2011$/Ton | 0 | 0 | 0 | 0 | 0 | 0 | 0
CSAPR- SO2 Annual- MO | 280 | 6380 | Rate Constraint in MTons | FALSE | L | Annual | Seasons Included | Seasons |  | Winter, Summer | Winter, Summer | Winter, Summer | Winter, Summer | Winter, Summer | Winter, Summer
CSAPR- SO2 Annual- MO | 280 | 6380 | Rate Constraint in MTons | FALSE | L | Annual | Standard | Thousand Tons | 0 | 195.8104 | 195.8104 | 195.8104 | 195.8104 | 195.8104 | 195.8104
CSAPR- SO2 Annual- MO | 280 | 6380 | Rate Constraint in MTons | FALSE | L | Annual | Standard SO2 | Thousand Tons | 0 | 195.8104 | 195.8104 | 195.8104 | 195.8104 | 195.8104 | 195.8104
CSAPR- SO2 Annual- MO | 280 | 6380 | Rate Constraint in MTons | FALSE | L | Annual | Emissions at Affected Plants SO2 | Thousand Tons | 0 | 56.0285 | 55.357 | 55.5922 | 52.5986 | 57.7327 | 65.5534
CSAPR- SO2 Annual- MO | 280 | 6380 | Rate Constraint in MTons | FALSE | L | Annual | Allowances Purchased SO2 | Thousand Tons | 0 | 0 | 0 | 0 | 0 | 0 | 0
CSAPR- SO2 Annual- MO | 280 | 6380 | Rate Constraint in MTons | FALSE | L | Annual | Allowances Sold SO2 | Thousand Tons | 0 | 0 | 0 | 0 | 0 | 0 | 0
CSAPR- SO2 Annual- MO | 280 | 6380 | Rate Constraint in MTons | FALSE | L | Annual | Allowances Banked | Thousand Tons | 0 | 0 | 0 | 0 | 0 | 0 | 0
CSAPR- SO2 Annual- MO | 280 | 6380 | Rate Constraint in MTons | FALSE | L | Annual | Allowances Withdrawn (1:1) | Thousand Tons | 0 | 0 | 0 | 0 | 0 | 0 | 0
CSAPR- SO2 Annual- MO | 280 | 6380 | Rate Constraint in MTons | FALSE | L | Annual | Allowances Withdrawn (n:1) | Thousand Tons | 0 | 0 | 0 | 0 | 0 | 0 | 0
CSAPR- SO2 Annual- MO | 280 | 6380 | Rate Constraint in MTons | FALSE | L | Annual | Net Emissions Allowance Position | Thousand Tons | 0 | 56.0285 | 55.357 | 55.5922 | 52.5986 | 57.7327 | 65.5534
CSAPR- SO2 Annual- MO | 280 | 6380 | Rate Constraint in MTons | FALSE | L | Annual | Fuel Consumed | TBtu | 0 | 766.5027 | 765.2243 | 756.0551 | 750.768 | 779.8147 | 818.5948
CSAPR- SO2 Annual- MO | 280 | 6380 | Rate Constraint in MTons | FALSE | L | Annual | Rate | lb/MMBtu | 0 | 0.14619 | 0.14468 | 0.14706 | 0.14012 | 0.14807 | 0.16016
CSAPR- SO2 Annual- MO | 280 | 6380 | Rate Constraint in MTons | FALSE | L | Annual | Generation | TWh | 0 | 75.5511 | 75.3976 | 76.4326 | 77.6577 | 81.1449 | 87.1972
CSAPR- SO2 Annual- MO | 280 | 6380 | Rate Constraint in MTons | FALSE | L | Annual | Qualifying Generation | TWh | 0 | 75.5511 | 75.3976 | 76.4326 | 77.6577 | 81.1449 | 87.1972
CSAPR- SO2 Annual- MO | 280 | 6380 | Rate Constraint in MTons | FALSE | L | Annual | Rate | lb/MWh | 0 | 0.7416 | 0.7342 | 0.72734 | 0.67731 | 0.71148 | 0.75178
CSAPR- SO2 Annual- MO | 280 | 6380 | Rate Constraint in MTons | FALSE | L | Annual | Constraint Shadow Price | US2011$/Ton | 0 | 0 | 0 | 0 | 0 | 0 | 0
CSAPR- SO2 Annual- NC | 281 | 6384 | Rate Constraint in MTons | FALSE | L | Annual | Seasons Included | Seasons |  | Winter, Summer | Winter, Summer | Winter, Summer | Winter, Summer | Winter, Summer | Winter, Summer
CSAPR- SO2 Annual- NC | 281 | 6384 | Rate Constraint in MTons | FALSE | L | Annual | Standard | Thousand Tons | 0 | 67.9916 | 67.9916 | 67.9916 | 67.9916 | 67.9916 | 67.9916
CSAPR- SO2 Annual- NC | 281 | 6384 | Rate Constraint in MTons | FALSE | L | Annual | Standard SO2 | Thousand Tons | 0 | 67.9916 | 67.9916 | 67.9916 | 67.9916 | 67.9916 | 67.9916
CSAPR- SO2 Annual- NC | 281 | 6384 | Rate Constraint in MTons | FALSE | L | Annual | Emissions at Affected Plants SO2 | Thousand Tons | 0 | 17.9768 | 17.3629 | 12.0036 | 6.1795 | 6.0834 | 6.0243
CSAPR- SO2 Annual- NC | 281 | 6384 | Rate Constraint in MTons | FALSE | L | Annual | Allowances Purchased SO2 | Thousand Tons | 0 | 0 | 0 | 0 | 0 | 0 | 0
CSAPR- SO2 Annual- NC | 281 | 6384 | Rate Constraint in MTons | FALSE | L | Annual | Allowances Sold SO2 | Thousand Tons | 0 | 0 | 0 | 0 | 0 | 0 | 0
CSAPR- SO2 Annual- NC | 281 | 6384 | Rate Constraint in MTons | FALSE | L | Annual | Allowances Banked | Thousand Tons | 0 | 0 | 0 | 0 | 0 | 0 | 0
CSAPR- SO2 Annual- NC | 281 | 6384 | Rate Constraint in MTons | FALSE | L | Annual | Allowances Withdrawn (1:1) | Thousand Tons | 0 | 0 | 0 | 0 | 0 | 0 | 0
CSAPR- SO2 Annual- NC | 281 | 6384 | Rate Constraint in MTons | FALSE | L | Annual | Allowances Withdrawn (n:1) | Thousand Tons | 0 | 0 | 0 | 0 | 0 | 0 | 0
CSAPR- SO2 Annual- NC | 281 | 6384 | Rate Constraint in MTons | FALSE | L | Annual | Net Emissions Allowance Position | Thousand Tons | 0 | 17.9768 | 17.3629 | 12.0036 | 6.1795 | 6.0834 | 6.0243
CSAPR- SO2 Annual- NC | 281 | 6384 | Rate Constraint in MTons | FALSE | L | Annual | Fuel Consumed | TBtu | 0 | 696.0619 | 536.3449 | 507.4653 | 451.378 | 468.8185 | 694.3407
CSAPR- SO2 Annual- NC | 281 | 6384 | Rate Constraint in MTons | FALSE | L | Annual | Rate | lb/MMBtu | 0 | 0.051653 | 0.064745 | 0.047308 | 0.027381 | 0.025952 | 0.017353
CSAPR- SO2 Annual- NC | 281 | 6384 | Rate Constraint in MTons | FALSE | L | Annual | Generation | TWh | 0 | 82.3836 | 63.5585 | 62.8348 | 60.1162 | 65.5575 | 100.7748
CSAPR- SO2 Annual- NC | 281 | 6384 | Rate Constraint in MTons | FALSE | L | Annual | Qualifying Generation | TWh | 0 | 82.3836 | 63.5585 | 62.8348 | 60.1162 | 65.5575 | 100.7748
CSAPR- SO2 Annual- NC | 281 | 6384 | Rate Constraint in MTons | FALSE | L | Annual | Rate | lb/MWh | 0 | 0.21821 | 0.27318 | 0.19103 | 0.10279 | 0.092795 | 0.05978
CSAPR- SO2 Annual- NC | 281 | 6384 | Rate Constraint in MTons | FALSE | L | Annual | Constraint Shadow Price | US2011$/Ton | 0 | 0 | 0 | 0 | 0 | 0 | 0
CSAPR- SO2 Annual- NE | 282 | 6381 | Rate Constraint in MTons | FALSE | L | Annual | Seasons Included | Seasons |  | Winter, Summer | Winter, Summer | Winter, Summer | Winter, Summer | Winter, Summer | Winter, Summer
CSAPR- SO2 Annual- NE | 282 | 6381 | Rate Constraint in MTons | FALSE | L | Annual | Standard | Thousand Tons | 0 | 80.4312 | 80.4312 | 80.4312 | 80.4312 | 80.4312 | 80.4312
CSAPR- SO2 Annual- NE | 282 | 6381 | Rate Constraint in MTons | FALSE | L | Annual | Standard SO2 | Thousand Tons | 0 | 80.4312 | 80.4312 | 80.4312 | 80.4312 | 80.4312 | 80.4312
CSAPR- SO2 Annual- NE | 282 | 6381 | Rate Constraint in MTons | FALSE | L | Annual | Emissions at Affected Plants SO2 | Thousand Tons | 0 | 23.9004 | 23.9593 | 23.8506 | 22.9797 | 23.2833 | 28.8784
CSAPR- SO2 Annual- NE | 282 | 6381 | Rate Constraint in MTons | FALSE | L | Annual | Allowances Purchased SO2 | Thousand Tons | 0 | 0 | 0 | 0 | 0 | 0 | 0
CSAPR- SO2 Annual- NE | 282 | 6381 | Rate Constraint in MTons | FALSE | L | Annual | Allowances Sold SO2 | Thousand Tons | 0 | 0 | 0 | 0 | 0 | 0 | 0
CSAPR- SO2 Annual- NE | 282 | 6381 | Rate Constraint in MTons | FALSE | L | Annual | Allowances Banked | Thousand Tons | 0 | 0 | 0 | 0 | 0 | 0 | 0
CSAPR- SO2 Annual- NE | 282 | 6381 | Rate Constraint in MTons | FALSE | L | Annual | Allowances Withdrawn (1:1) | Thousand Tons | 0 | 0 | 0 | 0 | 0 | 0 | 0
CSAPR- SO2 Annual- NE | 282 | 6381 | Rate Constraint in MTons | FALSE | L | Annual | Allowances Withdrawn (n:1) | Thousand Tons | 0 | 0 | 0 | 0 | 0 | 0 | 0
CSAPR- SO2 Annual- NE | 282 | 6381 | Rate Constraint in MTons | FALSE | L | Annual | Net Emissions Allowance Position | Thousand Tons | 0 | 23.9004 | 23.9593 | 23.8506 | 22.9797 | 23.2833 | 28.8784
CSAPR- SO2 Annual- NE | 282 | 6381 | Rate Constraint in MTons | FALSE | L | Annual | Fuel Consumed | TBtu | 0 | 316.8562 | 318.6774 | 319.1123 | 310.0636 | 312.3081 | 336.0503
CSAPR- SO2 Annual- NE | 282 | 6381 | Rate Constraint in MTons | FALSE | L | Annual | Rate | lb/MMBtu | 0 | 0.15086 | 0.15037 | 0.14948 | 0.14823 | 0.1491 | 0.17187
CSAPR- SO2 Annual- NE | 282 | 6381 | Rate Constraint in MTons | FALSE | L | Annual | Generation | TWh | 0 | 30.1101 | 30.3081 | 30.4685 | 30.4184 | 30.5762 | 34.2549
CSAPR- SO2 Annual- NE | 282 | 6381 | Rate Constraint in MTons | FALSE | L | Annual | Qualifying Generation | TWh | 0 | 30.1101 | 30.3081 | 30.4685 | 30.4184 | 30.5762 | 34.2549
CSAPR- SO2 Annual- NE | 282 | 6381 | Rate Constraint in MTons | FALSE | L | Annual | Rate | lb/MWh | 0 | 0.79376 | 0.79053 | 0.78279 | 0.75545 | 0.76148 | 0.84304
CSAPR- SO2 Annual- NE | 282 | 6381 | Rate Constraint in MTons | FALSE | L | Annual | Constraint Shadow Price | US2011$/Ton | 0 | 0 | 0 | 0 | 0 | 0 | 0
CSAPR- SO2 Annual- NJ | 283 | 6382 | Rate Constraint in MTons | FALSE | L | Annual | Seasons Included | Seasons |  | Winter, Summer | Winter, Summer | Winter, Summer | Winter, Summer | Winter, Summer | Winter, Summer
CSAPR- SO2 Annual- NJ | 283 | 6382 | Rate Constraint in MTons | FALSE | L | Annual | Standard | Thousand Tons | 0 | 6.5773 | 6.5773 | 6.5773 | 6.5773 | 6.5773 | 6.5773
CSAPR- SO2 Annual- NJ | 283 | 6382 | Rate Constraint in MTons | FALSE | L | Annual | Standard SO2 | Thousand Tons | 0 | 6.5773 | 6.5773 | 6.5773 | 6.5773 | 6.5773 | 6.5773
CSAPR- SO2 Annual- NJ | 283 | 6382 | Rate Constraint in MTons | FALSE | L | Annual | Emissions at Affected Plants SO2 | Thousand Tons | 0 | 1.5066 | 1.6853 | 0 | 0 | 0 | 0
CSAPR- SO2 Annual- NJ | 283 | 6382 | Rate Constraint in MTons | FALSE | L | Annual | Allowances Purchased SO2 | Thousand Tons | 0 | 0 | 0 | 0 | 0 | 0 | 0
CSAPR- SO2 Annual- NJ | 283 | 6382 | Rate Constraint in MTons | FALSE | L | Annual | Allowances Sold SO2 | Thousand Tons | 0 | 0 | 0 | 0 | 0 | 0 | 0
CSAPR- SO2 Annual- NJ | 283 | 6382 | Rate Constraint in MTons | FALSE | L | Annual | Allowances Banked | Thousand Tons | 0 | 0 | 0 | 0 | 0 | 0 | 0
CSAPR- SO2 Annual- NJ | 283 | 6382 | Rate Constraint in MTons | FALSE | L | Annual | Allowances Withdrawn (1:1) | Thousand Tons | 0 | 0 | 0 | 0 | 0 | 0 | 0
CSAPR- SO2 Annual- NJ | 283 | 6382 | Rate Constraint in MTons | FALSE | L | Annual | Allowances Withdrawn (n:1) | Thousand Tons | 0 | 0 | 0 | 0 | 0 | 0 | 0
CSAPR- SO2 Annual- NJ | 283 | 6382 | Rate Constraint in MTons | FALSE | L | Annual | Net Emissions Allowance Position | Thousand Tons | 0 | 1.5066 | 1.6853 | 0 | 0 | 0 | 0
CSAPR- SO2 Annual- NJ | 283 | 6382 | Rate Constraint in MTons | FALSE | L | Annual | Fuel Consumed | TBtu | 0 | 320.5958 | 311.503 | 289.8895 | 226.2113 | 337.1374 | 474.6499
CSAPR- SO2 Annual- NJ | 283 | 6382 | Rate Constraint in MTons | FALSE | L | Annual | Rate | lb/MMBtu | 0 | 0.0093986 | 0.01082 | 0 | 0 | 0 | 0
CSAPR- SO2 Annual- NJ | 283 | 6382 | Rate Constraint in MTons | FALSE | L | Annual | Generation | TWh | 0 | 44.0547 | 42.8803 | 40.7982 | 32.2446 | 48.5193 | 69.9489
CSAPR- SO2 Annual- NJ | 283 | 6382 | Rate Constraint in MTons | FALSE | L | Annual | Qualifying Generation | TWh | 0 | 44.0547 | 42.8803 | 40.7982 | 32.2446 | 48.5193 | 69.9489
CSAPR- SO2 Annual- NJ | 283 | 6382 | Rate Constraint in MTons | FALSE | L | Annual | Rate | lb/MWh | 0 | 0.034198 | 0.039302 | 0 | 0 | 0 | 0
CSAPR- SO2 Annual- NJ | 283 | 6382 | Rate Constraint in MTons | FALSE | L | Annual | Constraint Shadow Price | US2011$/Ton | 0 | 0 | 0 | 0 | 0 | 0 | 0
CSAPR- SO2 Annual- NY | 284 | 6383 | Rate Constraint in MTons | FALSE | L | Annual | Seasons Included | Seasons |  | Winter, Summer | Winter, Summer | Winter, Summer | Winter, Summer | Winter, Summer | Winter, Summer
CSAPR- SO2 Annual- NY | 284 | 6383 | Rate Constraint in MTons | FALSE | L | Annual | Standard | Thousand Tons | 0 | 32.5161 | 32.5161 | 32.5161 | 32.5161 | 32.5161 | 32.5161
CSAPR- SO2 Annual- NY | 284 | 6383 | Rate Constraint in MTons | FALSE | L | Annual | Standard SO2 | Thousand Tons | 0 | 32.5161 | 32.5161 | 32.5161 | 32.5161 | 32.5161 | 32.5161
CSAPR- SO2 Annual- NY | 284 | 6383 | Rate Constraint in MTons | FALSE | L | Annual | Emissions at Affected Plants SO2 | Thousand Tons | 0 | 0.20671 | 0.25624 | 0 | 0 | 0 | 0
CSAPR- SO2 Annual- NY | 284 | 6383 | Rate Constraint in MTons | FALSE | L | Annual | Allowances Purchased SO2 | Thousand Tons | 0 | 0 | 0 | 0 | 0 | 0 | 0
CSAPR- SO2 Annual- NY | 284 | 6383 | Rate Constraint in MTons | FALSE | L | Annual | Allowances Sold SO2 | Thousand Tons | 0 | 0 | 0 | 0 | 0 | 0 | 0
CSAPR- SO2 Annual- NY | 284 | 6383 | Rate Constraint in MTons | FALSE | L | Annual | Allowances Banked | Thousand Tons | 0 | 0 | 0 | 0 | 0 | 0 | 0
CSAPR- SO2 Annual- NY | 284 | 6383 | Rate Constraint in MTons | FALSE | L | Annual | Allowances Withdrawn (1:1) | Thousand Tons | 0 | 0 | 0 | 0 | 0 | 0 | 0
CSAPR- SO2 Annual- NY | 284 | 6383 | Rate Constraint in MTons | FALSE | L | Annual | Allowances Withdrawn (n:1) | Thousand Tons | 0 | 0 | 0 | 0 | 0 | 0 | 0
CSAPR- SO2 Annual- NY | 284 | 6383 | Rate Constraint in MTons | FALSE | L | Annual | Net Emissions Allowance Position | Thousand Tons | 0 | 0.20671 | 0.25624 | 0 | 0 | 0 | 0
CSAPR- SO2 Annual- NY | 284 | 6383 | Rate Constraint in MTons | FALSE | L | Annual | Fuel Consumed | TBtu | 0 | 469.8428 | 448.6811 | 404.8576 | 394.3534 | 609.2225 | 647.4362
CSAPR- SO2 Annual- NY | 284 | 6383 | Rate Constraint in MTons | FALSE | L | Annual | Rate | lb/MMBtu | 0 | 0.00087992 | 0.0011422 | 0 | 0 | 0 | 0
CSAPR- SO2 Annual- NY | 284 | 6383 | Rate Constraint in MTons | FALSE | L | Annual | Generation | TWh | 0 | 59.9079 | 57.8652 | 53.6594 | 52.5736 | 87.3615 | 94.3708
CSAPR- SO2 Annual- NY | 284 | 6383 | Rate Constraint in MTons | FALSE | L | Annual | Qualifying Generation | TWh | 0 | 59.9079 | 57.8652 | 53.6594 | 52.5736 | 87.3615 | 94.3708
CSAPR- SO2 Annual- NY | 284 | 6383 | Rate Constraint in MTons | FALSE | L | Annual | Rate | lb/MWh | 0 | 0.0034505 | 0.0044282 | 0 | 0 | 0 | 0
CSAPR- SO2 Annual- NY | 284 | 6383 | Rate Constraint in MTons | FALSE | L | Annual | Constraint Shadow Price | US2011$/Ton | 0 | 0 | 0 | 0 | 0 | 0 | 0
CSAPR- SO2 Annual- OH | 285 | 6385 | Rate Constraint in MTons | FALSE | L | Annual | Seasons Included | Seasons |  | Winter, Summer | Winter, Summer | Winter, Summer | Winter, Summer | Winter, Summer | Winter, Summer
CSAPR- SO2 Annual- OH | 285 | 6385 | Rate Constraint in MTons | FALSE | L | Annual | Standard | Thousand Tons | 0 | 167.8432 | 167.8432 | 167.8432 | 167.8432 | 167.8432 | 167.8432
CSAPR- SO2 Annual- OH | 285 | 6385 | Rate Constraint in MTons | FALSE | L | Annual | Standard SO2 | Thousand Tons | 0 | 167.8432 | 167.8432 | 167.8432 | 167.8432 | 167.8432 | 167.8432
CSAPR- SO2 Annual- OH | 285 | 6385 | Rate Constraint in MTons | FALSE | L | Annual | Emissions at Affected Plants SO2 | Thousand Tons | 0 | 82.1121 | 82.072 | 71.4359 | 67.1088 | 71.0554 | 64.1985
CSAPR- SO2 Annual- OH | 285 | 6385 | Rate Constraint in MTons | FALSE | L | Annual | Allowances Purchased SO2 | Thousand Tons | 0 | 0 | 0 | 0 | 0 | 0 | 0
CSAPR- SO2 Annual- OH | 285 | 6385 | Rate Constraint in MTons | FALSE | L | Annual | Allowances Sold SO2 | Thousand Tons | 0 | 0 | 0 | 0 | 0 | 0 | 0
CSAPR- SO2 Annual- OH | 285 | 6385 | Rate Constraint in MTons | FALSE | L | Annual | Allowances Banked | Thousand Tons | 0 | 0 | 0 | 0 | 0 | 0 | 0
CSAPR- SO2 Annual- OH | 285 | 6385 | Rate Constraint in MTons | FALSE | L | Annual | Allowances Withdrawn (1:1) | Thousand Tons | 0 | 0 | 0 | 0 | 0 | 0 | 0
CSAPR- SO2 Annual- OH | 285 | 6385 | Rate Constraint in MTons | FALSE | L | Annual | Allowances Withdrawn (n:1) | Thousand Tons | 0 | 0 | 0 | 0 | 0 | 0 | 0
CSAPR- SO2 Annual- OH | 285 | 6385 | Rate Constraint in MTons | FALSE | L | Annual | Net Emissions Allowance Position | Thousand Tons | 0 | 82.1121 | 82.072 | 71.4359 | 67.1088 | 71.0554 | 64.1985
CSAPR- SO2 Annual- OH | 285 | 6385 | Rate Constraint in MTons | FALSE | L | Annual | Fuel Consumed | TBtu | 0 | 1140.0952 | 1082.3719 | 1063.216 | 1091.3976 | 1335.9595 | 1529.9202
CSAPR- SO2 Annual- OH | 285 | 6385 | Rate Constraint in MTons | FALSE | L | Annual | Rate | lb/MMBtu | 0 | 0.14404 | 0.15165 | 0.13438 | 0.12298 | 0.10637 | 0.083924
CSAPR- SO2 Annual- OH | 285 | 6385 | Rate Constraint in MTons | FALSE | L | Annual | Generation | TWh | 0 | 120.8769 | 113.2704 | 115.6764 | 120.7174 | 159.0806 | 190.6289
CSAPR- SO2 Annual- OH | 285 | 6385 | Rate Constraint in MTons | FALSE | L | Annual | Qualifying Generation | TWh | 0 | 120.8769 | 113.2704 | 115.6764 | 120.7174 | 159.0806 | 190.6289
CSAPR- SO2 Annual- OH | 285 | 6385 | Rate Constraint in MTons | FALSE | L | Annual | Rate | lb/MWh | 0 | 0.6793 | 0.72457 | 0.61755 | 0.55592 | 0.44666 | 0.33677
CSAPR- SO2 Annual- OH | 285 | 6385 | Rate Constraint in MTons | FALSE | L | Annual | Constraint Shadow Price | US2011$/Ton | 0 | 0 | 0 | 0 | 0 | 0 | 0
CSAPR- SO2 Annual- PA | 286 | 6386 | Rate Constraint in MTons | FALSE | L | Annual | Seasons Included | Seasons |  | Winter, Summer | Winter, Summer | Winter, Summer | Winter, Summer | Winter, Summer | Winter, Summer
CSAPR- SO2 Annual- PA | 286 | 6386 | Rate Constraint in MTons | FALSE | L | Annual | Standard | Thousand Tons | 0 | 132.1848 | 132.1848 | 132.1848 | 132.1848 | 132.1848 | 132.1848
CSAPR- SO2 Annual- PA | 286 | 6386 | Rate Constraint in MTons | FALSE | L | Annual | Standard SO2 | Thousand Tons | 0 | 132.1848 | 132.1848 | 132.1848 | 132.1848 | 132.1848 | 132.1848
CSAPR- SO2 Annual- PA | 286 | 6386 | Rate Constraint in MTons | FALSE | L | Annual | Emissions at Affected Plants SO2 | Thousand Tons | 0 | 47.9805 | 52.7487 | 35.5999 | 29.0305 | 38.9642 | 38.3028
CSAPR- SO2 Annual- PA | 286 | 6386 | Rate Constraint in MTons | FALSE | L | Annual | Allowances Purchased SO2 | Thousand Tons | 0 | 0 | 0 | 0 | 0 | 0 | 0
CSAPR- SO2 Annual- PA | 286 | 6386 | Rate Constraint in MTons | FALSE | L | Annual | Allowances Sold SO2 | Thousand Tons | 0 | 0 | 0 | 0 | 0 | 0 | 0
CSAPR- SO2 Annual- PA | 286 | 6386 | Rate Constraint in MTons | FALSE | L | Annual | Allowances Banked | Thousand Tons | 0 | 0 | 0 | 0 | 0 | 0 | 0
CSAPR- SO2 Annual- PA | 286 | 6386 | Rate Constraint in MTons | FALSE | L | Annual | Allowances Withdrawn (1:1) | Thousand Tons | 0 | 0 | 0 | 0 | 0 | 0 | 0
CSAPR- SO2 Annual- PA | 286 | 6386 | Rate Constraint in MTons | FALSE | L | Annual | Allowances Withdrawn (n:1) | Thousand Tons | 0 | 0 | 0 | 0 | 0 | 0 | 0
CSAPR- SO2 Annual- PA | 286 | 6386 | Rate Constraint in MTons | FALSE | L | Annual | Net Emissions Allowance Position | Thousand Tons | 0 | 47.9805 | 52.7487 | 35.5999 | 29.0305 | 38.9642 | 38.3028
CSAPR- SO2 Annual- PA | 286 | 6386 | Rate Constraint in MTons | FALSE | L | Annual | Fuel Consumed | TBtu | 0 | 1223.0604 | 1209.1116 | 1023.1413 | 981.0608 | 1179.4824 | 1455.4948
CSAPR- SO2 Annual- PA | 286 | 6386 | Rate Constraint in MTons | FALSE | L | Annual | Rate | lb/MMBtu | 0 | 0.07846 | 0.087252 | 0.069589 | 0.059182 | 0.06607 | 0.052632
CSAPR- SO2 Annual- PA | 286 | 6386 | Rate Constraint in MTons | FALSE | L | Annual | Generation | TWh | 0 | 140.1551 | 137.9396 | 121.6183 | 118.3707 | 147.7378 | 191.3131
CSAPR- SO2 Annual- PA | 286 | 6386 | Rate Constraint in MTons | FALSE | L | Annual | Qualifying Generation | TWh | 0 | 140.1551 | 137.9396 | 121.6183 | 118.3707 | 147.7378 | 191.3131
CSAPR- SO2 Annual- PA | 286 | 6386 | Rate Constraint in MTons | FALSE | L | Annual | Rate | lb/MWh | 0 | 0.34234 | 0.3824 | 0.29272 | 0.24525 | 0.26374 | 0.20021
CSAPR- SO2 Annual- PA | 286 | 6386 | Rate Constraint in MTons | FALSE | L | Annual | Constraint Shadow Price | US2011$/Ton | 0 | 0 | 0 | 0 | 0 | 0 | 0
CSAPR- SO2 Annual- SC | 287 | 6387 | Rate Constraint in MTons | FALSE | L | Annual | Seasons Included | Seasons |  | Winter, Summer | Winter, Summer | Winter, Summer | Winter, Summer | Winter, Summer | Winter, Summer
CSAPR- SO2 Annual- SC | 287 | 6387 | Rate Constraint in MTons | FALSE | L | Annual | Standard | Thousand Tons | 0 | 114.0269 | 114.0269 | 114.0269 | 114.0269 | 114.0269 | 114.0269
CSAPR- SO2 Annual- SC | 287 | 6387 | Rate Constraint in MTons | FALSE | L | Annual | Standard SO2 | Thousand Tons | 0 | 114.0269 | 114.0269 | 114.0269 | 114.0269 | 114.0269 | 114.0269
CSAPR- SO2 Annual- SC | 287 | 6387 | Rate Constraint in MTons | FALSE | L | Annual | Emissions at Affected Plants SO2 | Thousand Tons | 0 | 24.6893 | 28.4586 | 23.1409 | 23.4625 | 15.4289 | 15.3476
CSAPR- SO2 Annual- SC | 287 | 6387 | Rate Constraint in MTons | FALSE | L | Annual | Allowances Purchased SO2 | Thousand Tons | 0 | 0 | 0 | 0 | 0 | 0 | 0
CSAPR- SO2 Annual- SC | 287 | 6387 | Rate Constraint in MTons | FALSE | L | Annual | Allowances Sold SO2 | Thousand Tons | 0 | 0 | 0 | 0 | 0 | 0 | 0
CSAPR- SO2 Annual- SC | 287 | 6387 | Rate Constraint in MTons | FALSE | L | Annual | Allowances Banked | Thousand Tons | 0 | 0 | 0 | 0 | 0 | 0 | 0
CSAPR- SO2 Annual- SC | 287 | 6387 | Rate Constraint in MTons | FALSE | L | Annual | Allowances Withdrawn (1:1) | Thousand Tons | 0 | 0 | 0 | 0 | 0 | 0 | 0
CSAPR- SO2 Annual- SC | 287 | 6387 | Rate Constraint in MTons | FALSE | L | Annual | Allowances Withdrawn (n:1) | Thousand Tons | 0 | 0 | 0 | 0 | 0 | 0 | 0
CSAPR- SO2 Annual- SC | 287 | 6387 | Rate Constraint in MTons | FALSE | L | Annual | Net Emissions Allowance Position | Thousand Tons | 0 | 24.6893 | 28.4586 | 23.1409 | 23.4625 | 15.4289 | 15.3476
CSAPR- SO2 Annual- SC | 287 | 6387 | Rate Constraint in MTons | FALSE | L | Annual | Fuel Consumed | TBtu | 0 | 372.3648 | 382.3329 | 336.1387 | 380.5286 | 423.349 | 632.0335
CSAPR- SO2 Annual- SC | 287 | 6387 | Rate Constraint in MTons | FALSE | L | Annual | Rate | lb/MMBtu | 0 | 0.13261 | 0.14887 | 0.13769 | 0.12332 | 0.07289 | 0.048566
CSAPR- SO2 Annual- SC | 287 | 6387 | Rate Constraint in MTons | FALSE | L | Annual | Generation | TWh | 0 | 41.3335 | 41.374 | 37.6337 | 44.5607 | 55.9761 | 88.3819
CSAPR- SO2 Annual- SC | 287 | 6387 | Rate Constraint in MTons | FALSE | L | Annual | Qualifying Generation | TWh | 0 | 41.3335 | 41.374 | 37.6337 | 44.5607 | 55.9761 | 88.3819
CSAPR- SO2 Annual- SC | 287 | 6387 | Rate Constraint in MTons | FALSE | L | Annual | Rate | lb/MWh | 0 | 0.59732 | 0.68784 | 0.6149 | 0.52653 | 0.27563 | 0.17365
CSAPR- SO2 Annual- SC | 287 | 6387 | Rate Constraint in MTons | FALSE | L | Annual | Constraint Shadow Price | US2011$/Ton | 0 | 0 | 0 | 0 | 0 | 0 | 0
CSAPR- SO2 Annual- TN | 288 | 6388 | Rate Constraint in MTons | FALSE | L | Annual | Seasons Included | Seasons |  | Winter, Summer | Winter, Summer | Winter, Summer | Winter, Summer | Winter, Summer | Winter, Summer
CSAPR- SO2 Annual- TN | 288 | 6388 | Rate Constraint in MTons | FALSE | L | Annual | Standard | Thousand Tons | 0 | 69.4229 | 69.4229 | 69.4229 | 69.4229 | 69.4229 | 69.4229
CSAPR- SO2 Annual- TN | 288 | 6388 | Rate Constraint in MTons | FALSE | L | Annual | Standard SO2 | Thousand Tons | 0 | 69.4229 | 69.4229 | 69.4229 | 69.4229 | 69.4229 | 69.4229
CSAPR- SO2 Annual- TN | 288 | 6388 | Rate Constraint in MTons | FALSE | L | Annual | Emissions at Affected Plants SO2 | Thousand Tons | 0 | 34.5777 | 34.6173 | 32.1305 | 31.9896 | 31.088 | 32.6434
CSAPR- SO2 Annual- TN | 288 | 6388 | Rate Constraint in MTons | FALSE | L | Annual | Allowances Purchased SO2 | Thousand Tons | 0 | 0 | 0 | 0 | 0 | 0 | 0
CSAPR- SO2 Annual- TN | 288 | 6388 | Rate Constraint in MTons | FALSE | L | Annual | Allowances Sold SO2 | Thousand Tons | 0 | 0 | 0 | 0 | 0 | 0 | 0
CSAPR- SO2 Annual- TN | 288 | 6388 | Rate Constraint in MTons | FALSE | L | Annual | Allowances Banked | Thousand Tons | 0 | 0 | 0 | 0 | 0 | 0 | 0
CSAPR- SO2 Annual- TN | 288 | 6388 | Rate Constraint in MTons | FALSE | L | Annual | Allowances Withdrawn (1:1) | Thousand Tons | 0 | 0 | 0 | 0 | 0 | 0 | 0
CSAPR- SO2 Annual- TN | 288 | 6388 | Rate Constraint in MTons | FALSE | L | Annual | Allowances Withdrawn (n:1) | Thousand Tons | 0 | 0 | 0 | 0 | 0 | 0 | 0
CSAPR- SO2 Annual- TN | 288 | 6388 | Rate Constraint in MTons | FALSE | L | Annual | Net Emissions Allowance Position | Thousand Tons | 0 | 34.5777 | 34.6173 | 32.1305 | 31.9896 | 31.088 | 32.6434
CSAPR- SO2 Annual- TN | 288 | 6388 | Rate Constraint in MTons | FALSE | L | Annual | Fuel Consumed | TBtu | 0 | 434.5287 | 431.2826 | 419.0592 | 467.5461 | 600.4526 | 598.6488
CSAPR- SO2 Annual- TN | 288 | 6388 | Rate Constraint in MTons | FALSE | L | Annual | Rate | lb/MMBtu | 0 | 0.15915 | 0.16053 | 0.15335 | 0.13684 | 0.10355 | 0.10906
CSAPR- SO2 Annual- TN | 288 | 6388 | Rate Constraint in MTons | FALSE | L | Annual | Generation | TWh | 0 | 47.5447 | 47.2181 | 47.4342 | 54.9287 | 76.2404 | 76.0878
CSAPR- SO2 Annual- TN | 288 | 6388 | Rate Constraint in MTons | FALSE | L | Annual | Qualifying Generation | TWh | 0 | 47.5447 | 47.2181 | 47.4342 | 54.9287 | 76.2404 | 76.0878
CSAPR- SO2 Annual- TN | 288 | 6388 | Rate Constraint in MTons | FALSE | L | Annual | Rate | lb/MWh | 0 | 0.72727 | 0.73314 | 0.67737 | 0.58239 | 0.40776 | 0.42902
CSAPR- SO2 Annual- TN | 288 | 6388 | Rate Constraint in MTons | FALSE | L | Annual | Constraint Shadow Price | US2011$/Ton | 0 | 0 | 0 | 0 | 0 | 0 | 0
CSAPR- SO2 Annual- TX | 289 | 6389 | Rate Constraint in MTons | FALSE | L | Annual | Seasons Included | Seasons |  | Winter, Summer | Winter, Summer | Winter, Summer | Winter, Summer | Winter, Summer | Winter, Summer
CSAPR- SO2 Annual- TX | 289 | 6389 | Rate Constraint in MTons | FALSE | L | Annual | Standard | Thousand Tons | 0 | 347.4758 | 347.4758 | 347.4758 | 347.4758 | 347.4758 | 347.4758
CSAPR- SO2 Annual- TX | 289 | 6389 | Rate Constraint in MTons | FALSE | L | Annual | Standard SO2 | Thousand Tons | 0 | 347.4758 | 347.4758 | 347.4758 | 347.4758 | 347.4758 | 347.4758
CSAPR- SO2 Annual- TX | 289 | 6389 | Rate Constraint in MTons | FALSE | L | Annual | Emissions at Affected Plants SO2 | Thousand Tons | 0 | 137.0752 | 157.4086 | 82.2517 | 79.2491 | 92.0693 | 91.3431
CSAPR- SO2 Annual- TX | 289 | 6389 | Rate Constraint in MTons | FALSE | L | Annual | Allowances Purchased SO2 | Thousand Tons | 0 | 0 | 0 | 0 | 0 | 0 | 0
CSAPR- SO2 Annual- TX | 289 | 6389 | Rate Constraint in MTons | FALSE | L | Annual | Allowances Sold SO2 | Thousand Tons | 0 | 0 | 0 | 0 | 0 | 0 | 0
CSAPR- SO2 Annual- TX | 289 | 6389 | Rate Constraint in MTons | FALSE | L | Annual | Allowances Banked | Thousand Tons | 0 | 0 | 0 | 0 | 0 | 0 | 0
CSAPR- SO2 Annual- TX | 289 | 6389 | Rate Constraint in MTons | FALSE | L | Annual | Allowances Withdrawn (1:1) | Thousand Tons | 0 | 0 | 0 | 0 | 0 | 0 | 0
CSAPR- SO2 Annual- TX | 289 | 6389 | Rate Constraint in MTons | FALSE | L | Annual | Allowances Withdrawn (n:1) | Thousand Tons | 0 | 0 | 0 | 0 | 0 | 0 | 0
CSAPR- SO2 Annual- TX | 289 | 6389 | Rate Constraint in MTons | FALSE | L | Annual | Net Emissions Allowance Position | Thousand Tons | 0 | 137.0752 | 157.4086 | 82.2517 | 79.2491 | 92.0693 | 91.3431
CSAPR- SO2 Annual- TX | 289 | 6389 | Rate Constraint in MTons | FALSE | L | Annual | Fuel Consumed | TBtu | 0 | 2653.0207 | 2755.9005 | 2507.1947 | 2262.1857 | 2195.4469 | 2627.0705
CSAPR- SO2 Annual- TX | 289 | 6389 | Rate Constraint in MTons | FALSE | L | Annual | Rate | lb/MMBtu | 0 | 0.10334 | 0.11423 | 0.065613 | 0.070064 | 0.083873 | 0.06954
CSAPR- SO2 Annual- TX | 289 | 6389 | Rate Constraint in MTons | FALSE | L | Annual | Generation | TWh | 0 | 306.7742 | 314.2517 | 303.1588 | 274.6678 | 260.6957 | 328.4576
CSAPR- SO2 Annual- TX | 289 | 6389 | Rate Constraint in MTons | FALSE | L | Annual | Qualifying Generation | TWh | 0 | 306.7742 | 314.2517 | 303.1588 | 274.6678 | 260.6957 | 328.4576
CSAPR- SO2 Annual- TX | 289 | 6389 | Rate Constraint in MTons | FALSE | L | Annual | Rate | lb/MWh | 0 | 0.44683 | 0.5009 | 0.27132 | 0.28853 | 0.35317 | 0.2781
CSAPR- SO2 Annual- TX | 289 | 6389 | Rate Constraint in MTons | FALSE | L | Annual | Constraint Shadow Price | US2011$/Ton | 0 | 0 | 0 | 0 | 0 | 0 | 0
CSAPR- SO2 Annual- VA | 290 | 6390 | Rate Constraint in MTons | FALSE | L | Annual | Seasons Included | Seasons |  | Winter, Summer | Winter, Summer | Winter, Summer | Winter, Summer | Winter, Summer | Winter, Summer
CSAPR- SO2 Annual- VA | 290 | 6390 | Rate Constraint in MTons | FALSE | L | Annual | Standard | Thousand Tons | 0 | 41.3673 | 41.3673 | 41.3673 | 41.3673 | 41.3673 | 41.3673
CSAPR- SO2 Annual- VA | 290 | 6390 | Rate Constraint in MTons | FALSE | L | Annual | Standard SO2 | Thousand Tons | 0 | 41.3673 | 41.3673 | 41.3673 | 41.3673 | 41.3673 | 41.3673
CSAPR- SO2 Annual- VA | 290 | 6390 | Rate Constraint in MTons | FALSE | L | Annual | Emissions at Affected Plants SO2 | Thousand Tons | 0 | 2.1735 | 2.8382 | 0.73552 | 0.97149 | 0.64454 | 0.56199
CSAPR- SO2 Annual- VA | 290 | 6390 | Rate Constraint in MTons | FALSE | L | Annual | Allowances Purchased SO2 | Thousand Tons | 0 | 0 | 0 | 0 | 0 | 0 | 0
CSAPR- SO2 Annual- VA | 290 | 6390 | Rate Constraint in MTons | FALSE | L | Annual | Allowances Sold SO2 | Thousand Tons | 0 | 0 | 0 | 0 | 0 | 0 | 0
CSAPR- SO2 Annual- VA | 290 | 6390 | Rate Constraint in MTons | FALSE | L | Annual | Allowances Banked | Thousand Tons | 0 | 0 | 0 | 0 | 0 | 0 | 0
CSAPR- SO2 Annual- VA | 290 | 6390 | Rate Constraint in MTons | FALSE | L | Annual | Allowances Withdrawn (1:1) | Thousand Tons | 0 | 0 | 0 | 0 | 0 | 0 | 0
CSAPR- SO2 Annual- VA | 290 | 6390 | Rate Constraint in MTons | FALSE | L | Annual | Allowances Withdrawn (n:1) | Thousand Tons | 0 | 0 | 0 | 0 | 0 | 0 | 0
CSAPR- SO2 Annual- VA | 290 | 6390 | Rate Constraint in MTons | FALSE | L | Annual | Net Emissions Allowance Position | Thousand Tons | 0 | 2.1735 | 2.8382 | 0.73552 | 0.97149 | 0.64454 | 0.56199
CSAPR- SO2 Annual- VA | 290 | 6390 | Rate Constraint in MTons | FALSE | L | Annual | Fuel Consumed | TBtu | 0 | 345.5708 | 371.43 | 339.0534 | 313.6579 | 355.3004 | 336.599
CSAPR- SO2 Annual- VA | 290 | 6390 | Rate Constraint in MTons | FALSE | L | Annual | Rate | lb/MMBtu | 0 | 0.012579 | 0.015283 | 0.0043387 | 0.0061946 | 0.0036281 | 0.0033392
CSAPR- SO2 Annual- VA | 290 | 6390 | Rate Constraint in MTons | FALSE | L | Annual | Generation | TWh | 0 | 46.6935 | 49.3135 | 46.8288 | 43.2158 | 50.9368 | 49.2356
CSAPR- SO2 Annual- VA | 290 | 6390 | Rate Constraint in MTons | FALSE | L | Annual | Qualifying Generation | TWh | 0 | 46.6935 | 49.3135 | 46.8288 | 43.2158 | 50.9368 | 49.2356
CSAPR- SO2 Annual- VA | 290 | 6390 | Rate Constraint in MTons | FALSE | L | Annual | Rate | lb/MWh | 0 | 0.046549 | 0.057555 | 0.015707 | 0.02248 | 0.012654 | 0.011414
CSAPR- SO2 Annual- VA | 290 | 6390 | Rate Constraint in MTons | FALSE | L | Annual | Constraint Shadow Price | US2011$/Ton | 0 | 0 | 0 | 0 | 0 | 0 | 0
CSAPR- SO2 Annual- WI | 291 | 6392 | Rate Constraint in MTons | FALSE | L | Annual | Seasons Included | Seasons |  | Winter, Summer | Winter, Summer | Winter, Summer | Winter, Summer | Winter, Summer | Winter, Summer
CSAPR- SO2 Annual- WI | 291 | 6392 | Rate Constraint in MTons | FALSE | L | Annual | Standard | Thousand Tons | 0 | 56.5019 | 56.5019 | 56.5019 | 56.5019 | 56.5019 | 56.5019
CSAPR- SO2 Annual- WI | 291 | 6392 | Rate Constraint in MTons | FALSE | L | Annual | Standard SO2 | Thousand Tons | 0 | 56.5019 | 56.5019 | 56.5019 | 56.5019 | 56.5019 | 56.5019
CSAPR- SO2 Annual- WI | 291 | 6392 | Rate Constraint in MTons | FALSE | L | Annual | Emissions at Affected Plants SO2 | Thousand Tons | 0 | 8.9821 | 9.368 | 8.6627 | 7.1749 | 8.6266 | 8.5874
CSAPR- SO2 Annual- WI | 291 | 6392 | Rate Constraint in MTons | FALSE | L | Annual | Allowances Purchased SO2 | Thousand Tons | 0 | 0 | 0 | 0 | 0 | 0 | 0
CSAPR- SO2 Annual- WI | 291 | 6392 | Rate Constraint in MTons | FALSE | L | Annual | Allowances Sold SO2 | Thousand Tons | 0 | 0 | 0 | 0 | 0 | 0 | 0
CSAPR- SO2 Annual- WI | 291 | 6392 | Rate Constraint in MTons | FALSE | L | Annual | Allowances Banked | Thousand Tons | 0 | 0 | 0 | 0 | 0 | 0 | 0
CSAPR- SO2 Annual- WI | 291 | 6392 | Rate Constraint in MTons | FALSE | L | Annual | Allowances Withdrawn (1:1) | Thousand Tons | 0 | 0 | 0 | 0 | 0 | 0 | 0
CSAPR- SO2 Annual- WI | 291 | 6392 | Rate Constraint in MTons | FALSE | L | Annual | Allowances Withdrawn (n:1) | Thousand Tons | 0 | 0 | 0 | 0 | 0 | 0 | 0
CSAPR- SO2 Annual- WI | 291 | 6392 | Rate Constraint in MTons | FALSE | L | Annual | Net Emissions Allowance Position | Thousand Tons | 0 | 8.9821 | 9.368 | 8.6627 | 7.1749 | 8.6266 | 8.5874
CSAPR- SO2 Annual- WI | 291 | 6392 | Rate Constraint in MTons | FALSE | L | Annual | Fuel Consumed | TBtu | 0 | 449.4656 | 447.5663 | 403.5147 | 393.2439 | 408.8906 | 422.4838
CSAPR- SO2 Annual- WI | 291 | 6392 | Rate Constraint in MTons | FALSE | L | Annual | Rate | lb/MMBtu | 0 | 0.039968 | 0.041862 | 0.042936 | 0.036491 | 0.042195 | 0.040652
CSAPR- SO2 Annual- WI | 291 | 6392 | Rate Constraint in MTons | FALSE | L | Annual | Generation | TWh | 0 | 47.1799 | 46.3291 | 42.5444 | 43.814 | 43.2552 | 45.4672
CSAPR- SO2 Annual- WI | 291 | 6392 | Rate Constraint in MTons | FALSE | L | Annual | Qualifying Generation | TWh | 0 | 47.1799 | 46.3291 | 42.5444 | 43.814 | 43.2552 | 45.4672
CSAPR- SO2 Annual- WI | 291 | 6392 | Rate Constraint in MTons | FALSE | L | Annual | Rate | lb/MWh | 0 | 0.19038 | 0.2022 | 0.20361 | 0.16376 | 0.19944 | 0.18887
CSAPR- SO2 Annual- WI | 291 | 6392 | Rate Constraint in MTons | FALSE | L | Annual | Constraint Shadow Price | US2011$/Ton | 0 | 0 | 0 | 0 | 0 | 0 | 0
CSAPR- SO2 Annual- WV | 292 | 6391 | Rate Constraint in MTons | FALSE | L | Annual | Seasons Included | Seasons |  | Winter, Summer | Winter, Summer | Winter, Summer | Winter, Summer | Winter, Summer | Winter, Summer
CSAPR- SO2 Annual- WV | 292 | 6391 | Rate Constraint in MTons | FALSE | L | Annual | Standard | Thousand Tons | 0 | 89.2882 | 89.2882 | 89.2882 | 89.2882 | 89.2882 | 89.2882
CSAPR- SO2 Annual- WV | 292 | 6391 | Rate Constraint in MTons | FALSE | L | Annual | Standard SO2 | Thousand Tons | 0 | 89.2882 | 89.2882 | 89.2882 | 89.2882 | 89.2882 | 89.2882
CSAPR- SO2 Annual- WV | 292 | 6391 | Rate Constraint in MTons | FALSE | L | Annual | Emissions at Affected Plants SO2 | Thousand Tons | 0 | 70.1654 | 68.4954 | 65.8848 | 67.0709 | 65.5271 | 62.6187
CSAPR- SO2 Annual- WV | 292 | 6391 | Rate Constraint in MTons | FALSE | L | Annual | Allowances Purchased SO2 | Thousand Tons | 0 | 0 | 0 | 0 | 0 | 0 | 0
CSAPR- SO2 Annual- WV | 292 | 6391 | Rate Constraint in MTons | FALSE | L | Annual | Allowances Sold SO2 | Thousand Tons | 0 | 0 | 0 | 0 | 0 | 0 | 0
CSAPR- SO2 Annual- WV | 292 | 6391 | Rate Constraint in MTons | FALSE | L | Annual | Allowances Banked | Thousand Tons | 0 | 0 | 0 | 0 | 0 | 0 | 0
CSAPR- SO2 Annual- WV | 292 | 6391 | Rate Constraint in MTons | FALSE | L | Annual | Allowances Withdrawn (1:1) | Thousand Tons | 0 | 0 | 0 | 0 | 0 | 0 | 0
CSAPR- SO2 Annual- WV | 292 | 6391 | Rate Constraint in MTons | FALSE | L | Annual | Allowances Withdrawn (n:1) | Thousand Tons | 0 | 0 | 0 | 0 | 0 | 0 | 0
CSAPR- SO2 Annual- WV | 292 | 6391 | Rate Constraint in MTons | FALSE | L | Annual | Net Emissions Allowance Position | Thousand Tons | 0 | 70.1654 | 68.4954 | 65.8848 | 67.0709 | 65.5271 | 62.6187
CSAPR- SO2 Annual- WV | 292 | 6391 | Rate Constraint in MTons | FALSE | L | Annual | Fuel Consumed | TBtu | 0 | 802.9846 | 802.7353 | 780.7675 | 776.8563 | 1008.9371 | 1024.1044
CSAPR- SO2 Annual- WV | 292 | 6391 | Rate Constraint in MTons | FALSE | L | Annual | Rate | lb/MMBtu | 0 | 0.17476 | 0.17066 | 0.16877 | 0.17267 | 0.12989 | 0.12229
CSAPR- SO2 Annual- WV | 292 | 6391 | Rate Constraint in MTons | FALSE | L | Annual | Generation | TWh | 0 | 80.9024 | 80.8798 | 80.9024 | 80.5207 | 116.9838 | 120.885
CSAPR- SO2 Annual- WV | 292 | 6391 | Rate Constraint in MTons | FALSE | L | Annual | Qualifying Generation | TWh | 0 | 80.9024 | 80.8798 | 80.9024 | 80.5207 | 116.9838 | 120.885
CSAPR- SO2 Annual- WV | 292 | 6391 | Rate Constraint in MTons | FALSE | L | Annual | Rate | lb/MWh | 0 | 0.86728 | 0.84688 | 0.81437 | 0.83296 | 0.56014 | 0.518
CSAPR- SO2 Annual- WV | 292 | 6391 | Rate Constraint in MTons | FALSE | L | Annual | Constraint Shadow Price | US2011$/Ton | 0 | 0 | 0 | 0 | 0 | 0 | 0
CT Fac. Spec. - MER Rate Annual v3.1 | 293 | 1767 | MACT Fuel Choice Floor in lbs/MMBtu | FALSE | L | Annual | Seasons Included | Seasons | Winter, Summer | Winter, Summer | Winter, Summer | Winter, Summer | Winter, Summer | Winter, Summer | Winter, Summer
CT Fac. Spec. - MER Rate Annual v3.1 | 293 | 1767 | MACT Fuel Choice Floor in lbs/MMBtu | FALSE | L | Annual | Emission Floor | lbs/MMBtu | 6e-07 | 6e-07 | 6e-07 | 6e-07 | 6e-07 | 6e-07 | 6e-07
CT Fac. Spec. - MER Rate Annual v3.1 | 293 | 1767 | MACT Fuel Choice Floor in lbs/MMBtu | FALSE | L | Annual | Emissions at Affected Plants MER | lbs | 0 | 0 | 0 | 0 | 0 | 0 | 0
CT Fac. Spec. - MER Rate Annual v3.1 | 293 | 1767 | MACT Fuel Choice Floor in lbs/MMBtu | FALSE | L | Annual | Allowances Purchased MER | lbs | 0 | 0 | 0 | 0 | 0 | 0 | 0
CT Fac. Spec. - MER Rate Annual v3.1 | 293 | 1767 | MACT Fuel Choice Floor in lbs/MMBtu | FALSE | L | Annual | Allowances Sold MER | lbs | 0 | 0 | 0 | 0 | 0 | 0 | 0
CT Fac. Spec. - MER Rate Annual v3.1 | 293 | 1767 | MACT Fuel Choice Floor in lbs/MMBtu | FALSE | L | Annual | Allowances Banked | lbs | 0 | 0 | 0 | 0 | 0 | 0 | 0
CT Fac. Spec. - MER Rate Annual v3.1 | 293 | 1767 | MACT Fuel Choice Floor in lbs/MMBtu | FALSE | L | Annual | Allowances Withdrawn (1:1) | lbs | 0 | 0 | 0 | 0 | 0 | 0 | 0
CT Fac. Spec. - MER Rate Annual v3.1 | 293 | 1767 | MACT Fuel Choice Floor in lbs/MMBtu | FALSE | L | Annual | Allowances Withdrawn (n:1) | lbs | 0 | 0 | 0 | 0 | 0 | 0 | 0
CT Fac. Spec. - MER Rate Annual v3.1 | 293 | 1767 | MACT Fuel Choice Floor in lbs/MMBtu | FALSE | L | Annual | Net Emissions Allowance Position | lbs | 0 | 0 | 0 | 0 | 0 | 0 | 0
CT Fac. Spec. - MER Rate Annual v3.1 | 293 | 1767 | MACT Fuel Choice Floor in lbs/MMBtu | FALSE | L | Annual | Fuel Consumed | TBtu | 0 | 0 | 0 | 0 | 0 | 0 | 0
CT Fac. Spec. - MER Rate Annual v3.1 | 293 | 1767 | MACT Fuel Choice Floor in lbs/MMBtu | FALSE | L | Annual | Rate | lb/MMBtu | 0 | 0 | 0 | 0 | 0 | 0 | 0
CT Fac. Spec. - MER Rate Annual v3.1 | 293 | 1767 | MACT Fuel Choice Floor in lbs/MMBtu | FALSE | L | Annual | Generation | TWh | 0 | 0 | 0 | 0 | 0 | 0 | 0
CT Fac. Spec. - MER Rate Annual v3.1 | 293 | 1767 | MACT Fuel Choice Floor in lbs/MMBtu | FALSE | L | Annual | Qualifying Generation | TWh | 0 | 0 | 0 | 0 | 0 | 0 | 0
CT Fac. Spec. - MER Rate Annual v3.1 | 293 | 1767 | MACT Fuel Choice Floor in lbs/MMBtu | FALSE | L | Annual | Constraint Shadow Price | US2011$/Lb | 0 | 0 | 0 | 0 | 0 | 0 | 0
CT Fac. Spec. - NOX Rate Winter v.4.10 Final, Unit 1155 and retrofits | 294 | 2270 | Rate Constraint in lbs/MMBtu | FALSE | L | Annual | Seasons Included | Seasons | Winter | Winter | Winter | Winter | Winter | Winter | Winter
CT Fac. Spec. - NOX Rate Winter v.4.10 Final, Unit 1155 and retrofits | 294 | 2270 | Rate Constraint in lbs/MMBtu | FALSE | L | Annual | Standard | lb/MMBtu | 0.15 | 0.15 | 0.15 | 0.15 | 0.15 | 0.15 | 0.15
CT Fac. Spec. - NOX Rate Winter v.4.10 Final, Unit 1155 and retrofits | 294 | 2270 | Rate Constraint in lbs/MMBtu | FALSE | L | Annual | Emissions at Affected Plants NOX | Thousand Tons | 0 | 0 | 0 | 0 | 0 | 0 | 0
CT Fac. Spec. - NOX Rate Winter v.4.10 Final, Unit 1155 and retrofits | 294 | 2270 | Rate Constraint in lbs/MMBtu | FALSE | L | Annual | Allowances Purchased NOX | Thousand Tons | 0 | 0 | 0 | 0 | 0 | 0 | 0
CT Fac. Spec. - NOX Rate Winter v.4.10 Final, Unit 1155 and retrofits | 294 | 2270 | Rate Constraint in lbs/MMBtu | FALSE | L | Annual | Allowances Sold NOX | Thousand Tons | 0 | 0 | 0 | 0 | 0 | 0 | 0
CT Fac. Spec. - NOX Rate Winter v.4.10 Final, Unit 1155 and retrofits | 294 | 2270 | Rate Constraint in lbs/MMBtu | FALSE | L | Annual | Allowances Banked | Thousand Tons | 0 | 0 | 0 | 0 | 0 | 0 | 0
CT Fac. Spec. - NOX Rate Winter v.4.10 Final, Unit 1155 and retrofits | 294 | 2270 | Rate Constraint in lbs/MMBtu | FALSE | L | Annual | Allowances Withdrawn (1:1) | Thousand Tons | 0 | 0 | 0 | 0 | 0 | 0 | 0
CT Fac. Spec. - NOX Rate Winter v.4.10 Final, Unit 1155 and retrofits | 294 | 2270 | Rate Constraint in lbs/MMBtu | FALSE | L | Annual | Allowances Withdrawn (n:1) | Thousand Tons | 0 | 0 | 0 | 0 | 0 | 0 | 0
CT Fac. Spec. - NOX Rate Winter v.4.10 Final, Unit 1155 and retrofits | 294 | 2270 | Rate Constraint in lbs/MMBtu | FALSE | L | Annual | Net Emissions Allowance Position | Thousand Tons | 0 | 0 | 0 | 0 | 0 | 0 | 0
CT Fac. Spec. - NOX Rate Winter v.4.10 Final, Unit 1155 and retrofits | 294 | 2270 | Rate Constraint in lbs/MMBtu | FALSE | L | Annual | Fuel Consumed | TBtu | 0 | 0 | 0 | 0 | 0 | 0 | 0
CT Fac. Spec. - NOX Rate Winter v.4.10 Final, Unit 1155 and retrofits | 294 | 2270 | Rate Constraint in lbs/MMBtu | FALSE | L | Annual | Rate | lb/MMBtu | 0 | 0 | 0 | 0 | 0 | 0 | 0
CT Fac. Spec. - NOX Rate Winter v.4.10 Final, Unit 1155 and retrofits | 294 | 2270 | Rate Constraint in lbs/MMBtu | FALSE | L | Annual | Generation | TWh | 0 | 0 | 0 | 0 | 0 | 0 | 0
CT Fac. Spec. - NOX Rate Winter v.4.10 Final, Unit 1155 and retrofits | 294 | 2270 | Rate Constraint in lbs/MMBtu | FALSE | L | Annual | Qualifying Generation | TWh | 0 | 0 | 0 | 0 | 0 | 0 | 0
CT Fac. Spec. - NOX Rate Winter v.4.10 Final, Unit 1155 and retrofits | 294 | 2270 | Rate Constraint in lbs/MMBtu | FALSE | L | Annual | Rate | lb/MWh | 0 | 0 | 0 | 0 | 0 | 0 | 0
CT Fac. Spec. - NOX Rate Winter v.4.10 Final, Unit 1155 and retrofits | 294 | 2270 | Rate Constraint in lbs/MMBtu | FALSE | L | Annual | Constraint Shadow Price | US2011$/Ton | 0 | 0 | 0 | 0 | 0 | 0 | 0
CT Fac. Spec. - NOX Rate Winter v.4.10 Final, Unit 1156 and retrofits | 295 | 2270 | Rate Constraint in lbs/MMBtu | FALSE | L | Annual | Seasons Included | Seasons | Winter | Winter | Winter | Winter | Winter | Winter | Winter
CT Fac. Spec. - NOX Rate Winter v.4.10 Final, Unit 1156 and retrofits | 295 | 2270 | Rate Constraint in lbs/MMBtu | FALSE | L | Annual | Standard | lb/MMBtu | 0.15 | 0.15 | 0.15 | 0.15 | 0.15 | 0.15 | 0.15
CT Fac. Spec. - NOX Rate Winter v.4.10 Final, Unit 1156 and retrofits | 295 | 2270 | Rate Constraint in lbs/MMBtu | FALSE | L | Annual | Emissions at Affected Plants NOX | Thousand Tons | 0 | 0 | 0 | 0 | 0 | 0 | 0
CT Fac. Spec. - NOX Rate Winter v.4.10 Final, Unit 1156 and retrofits | 295 | 2270 | Rate Constraint in lbs/MMBtu | FALSE | L | Annual | Allowances Purchased NOX | Thousand Tons | 0 | 0 | 0 | 0 | 0 | 0 | 0
CT Fac. Spec. - NOX Rate Winter v.4.10 Final, Unit 1156 and retrofits | 295 | 2270 | Rate Constraint in lbs/MMBtu | FALSE | L | Annual | Allowances Sold NOX | Thousand Tons | 0 | 0 | 0 | 0 | 0 | 0 | 0
CT Fac. Spec. - NOX Rate Winter v.4.10 Final, Unit 1156 and retrofits | 295 | 2270 | Rate Constraint in lbs/MMBtu | FALSE | L | Annual | Allowances Banked | Thousand Tons | 0 | 0 | 0 | 0 | 0 | 0 | 0
CT Fac. Spec. - NOX Rate Winter v.4.10 Final, Unit 1156 and retrofits | 295 | 2270 | Rate Constraint in lbs/MMBtu | FALSE | L | Annual | Allowances Withdrawn (1:1) | Thousand Tons | 0 | 0 | 0 | 0 | 0 | 0 | 0
CT Fac. Spec. - NOX Rate Winter v.4.10 Final, Unit 1156 and retrofits | 295 | 2270 | Rate Constraint in lbs/MMBtu | FALSE | L | Annual | Allowances Withdrawn (n:1) | Thousand Tons | 0 | 0 | 0 | 0 | 0 | 0 | 0
CT Fac. Spec. - NOX Rate Winter v.4.10 Final, Unit 1156 and retrofits | 295 | 2270 | Rate Constraint in lbs/MMBtu | FALSE | L | Annual | Net Emissions Allowance Position | Thousand Tons | 0 | 0 | 0 | 0 | 0 | 0 | 0
CT Fac. Spec. - NOX Rate Winter v.4.10 Final, Unit 1156 and retrofits | 295 | 2270 | Rate Constraint in lbs/MMBtu | FALSE | L | Annual | Fuel Consumed | TBtu | 0 | 0 | 0 | 0 | 0 | 0 | 0
CT Fac. Spec. - NOX Rate Winter v.4.10 Final, Unit 1156 and retrofits | 295 | 2270 | Rate Constraint in lbs/MMBtu | FALSE | L | Annual | Rate | lb/MMBtu | 0 | 0 | 0 | 0 | 0 | 0 | 0
CT Fac. Spec. - NOX Rate Winter v.4.10 Final, Unit 1156 and retrofits | 295 | 2270 | Rate Constraint in lbs/MMBtu | FALSE | L | Annual | Generation | TWh | 0 | 0 | 0 | 0 | 0 | 0 | 0
CT Fac. Spec. - NOX Rate Winter v.4.10 Final, Unit 1156 and retrofits | 295 | 2270 | Rate Constraint in lbs/MMBtu | FALSE | L | Annual | Qualifying Generation | TWh | 0 | 0 | 0 | 0 | 0 | 0 | 0
CT Fac. Spec. - NOX Rate Winter v.4.10 Final, Unit 1156 and retrofits | 295 | 2270 | Rate Constraint in lbs/MMBtu | FALSE | L | Annual | Rate | lb/MWh | 0 | 0 | 0 | 0 | 0 | 0 | 0
CT Fac. Spec. - NOX Rate Winter v.4.10 Final, Unit 1156 and retrofits | 295 | 2270 | Rate Constraint in lbs/MMBtu | FALSE | L | Annual | Constraint Shadow Price | US2011$/Ton | 0 | 0 | 0 | 0 | 0 | 0 | 0
CT Fac. Spec. - NOX Rate Winter v.4.10 Final, Unit 1157 and retrofits | 296 | 2270 | Rate Constraint in lbs/MMBtu | FALSE | L | Annual | Seasons Included | Seasons | Winter | Winter | Winter | Winter | Winter | Winter | Winter
CT Fac. Spec. - NOX Rate Winter v.4.10 Final, Unit 1157 and retrofits | 296 | 2270 | Rate Constraint in lbs/MMBtu | FALSE | L | Annual | Standard | lb/MMBtu | 0.15 | 0.15 | 0.15 | 0.15 | 0.15 | 0.15 | 0.15
CT Fac. Spec. - NOX Rate Winter v.4.10 Final, Unit 1157 and retrofits | 296 | 2270 | Rate Constraint in lbs/MMBtu | FALSE | L | Annual | Emissions at Affected Plants NOX | Thousand Tons | 0 | 0 | 0 | 0 | 0 | 0 | 0
CT Fac. Spec. - NOX Rate Winter v.4.10 Final, Unit 1157 and retrofits | 296 | 2270 | Rate Constraint in lbs/MMBtu | FALSE | L | Annual | Allowances Purchased NOX | Thousand Tons | 0 | 0 | 0 | 0 | 0 | 0 | 0
CT Fac. Spec. - NOX Rate Winter v.4.10 Final, Unit 1157 and retrofits | 296 | 2270 | Rate Constraint in lbs/MMBtu | FALSE | L | Annual | Allowances Sold NOX | Thousand Tons | 0 | 0 | 0 | 0 | 0 | 0 | 0
CT Fac. Spec. - NOX Rate Winter v.4.10 Final, Unit 1157 and retrofits | 296 | 2270 | Rate Constraint in lbs/MMBtu | FALSE | L | Annual | Allowances Banked | Thousand Tons | 0 | 0 | 0 | 0 | 0 | 0 | 0
CT Fac. Spec. - NOX Rate Winter v.4.10 Final, Unit 1157 and retrofits | 296 | 2270 | Rate Constraint in lbs/MMBtu | FALSE | L | Annual | Allowances Withdrawn (1:1) | Thousand Tons | 0 | 0 | 0 | 0 | 0 | 0 | 0
CT Fac. Spec. - NOX Rate Winter v.4.10 Final, Unit 1157 and retrofits | 296 | 2270 | Rate Constraint in lbs/MMBtu | FALSE | L | Annual | Allowances Withdrawn (n:1) | Thousand Tons | 0 | 0 | 0 | 0 | 0 | 0 | 0
CT Fac. Spec. - NOX Rate Winter v.4.10 Final, Unit 1157 and retrofits | 296 | 2270 | Rate Constraint in lbs/MMBtu | FALSE | L | Annual | Net Emissions Allowance Position | Thousand Tons | 0 | 0 | 0 | 0 | 0 | 0 | 0
CT Fac. Spec. - NOX Rate Winter v.4.10 Final, Unit 1157 and retrofits | 296 | 2270 | Rate Constraint in lbs/MMBtu | FALSE | L | Annual | Fuel Consumed | TBtu | 0 | 0 | 0 | 0 | 0 | 0 | 0
CT Fac. Spec. - NOX Rate Winter v.4.10 Final, Unit 1157 and retrofits | 296 | 2270 | Rate Constraint in lbs/MMBtu | FALSE | L | Annual | Rate | lb/MMBtu | 0 | 0 | 0 | 0 | 0 | 0 | 0
CT Fac. Spec. - NOX Rate Winter v.4.10 Final, Unit 1157 and retrofits | 296 | 2270 | Rate Constraint in lbs/MMBtu | FALSE | L | Annual | Generation | TWh | 0 | 0 | 0 | 0 | 0 | 0 | 0
CT Fac. Spec. - NOX Rate Winter v.4.10 Final, Unit 1157 and retrofits | 296 | 2270 | Rate Constraint in lbs/MMBtu | FALSE | L | Annual | Qualifying Generation | TWh | 0 | 0 | 0 | 0 | 0 | 0 | 0
CT Fac. Spec. - NOX Rate Winter v.4.10 Final, Unit 1157 and retrofits | 296 | 2270 | Rate Constraint in lbs/MMBtu | FALSE | L | Annual | Rate | lb/MWh | 0 | 0 | 0 | 0 | 0 | 0 | 0
CT Fac. Spec. - NOX Rate Winter v.4.10 Final, Unit 1157 and retrofits | 296 | 2270 | Rate Constraint in lbs/MMBtu | FALSE | L | Annual | Constraint Shadow Price | US2011$/Ton | 0 | 0 | 0 | 0 | 0 | 0 | 0
CT Fac. Spec. - NOX Rate Winter v.4.10 Final, Unit 1158 and retrofits | 297 | 2270 | Rate Constraint in lbs/MMBtu | FALSE | L | Annual | Seasons Included | Seasons | Winter | Winter | Winter | Winter | Winter | Winter | Winter
CT Fac. Spec. - NOX Rate Winter v.4.10 Final, Unit 1158 and retrofits | 297 | 2270 | Rate Constraint in lbs/MMBtu | FALSE | L | Annual | Standard | lb/MMBtu | 0.15 | 0.15 | 0.15 | 0.15 | 0.15 | 0.15 | 0.15
CT Fac. Spec. - NOX Rate Winter v.4.10 Final, Unit 1158 and retrofits | 297 | 2270 | Rate Constraint in lbs/MMBtu | FALSE | L | Annual | Emissions at Affected Plants NOX | Thousand Tons | 0 | 0 | 0 | 0 | 0 | 0 | 0
CT Fac. Spec. - NOX Rate Winter v.4.10 Final, Unit 1158 and retrofits | 297 | 2270 | Rate Constraint in lbs/MMBtu | FALSE | L | Annual | Allowances Purchased NOX | Thousand Tons | 0 | 0 | 0 | 0 | 0 | 0 | 0
CT Fac. Spec. - NOX Rate Winter v.4.10 Final, Unit 1158 and retrofits | 297 | 2270 | Rate Constraint in lbs/MMBtu | FALSE | L | Annual | Allowances Sold NOX | Thousand Tons | 0 | 0 | 0 | 0 | 0 | 0 | 0
CT Fac. Spec. - NOX Rate Winter v.4.10 Final, Unit 1158 and retrofits | 297 | 2270 | Rate Constraint in lbs/MMBtu | FALSE | L | Annual | Allowances Banked | Thousand Tons | 0 | 0 | 0 | 0 | 0 | 0 | 0
CT Fac. Spec. - NOX Rate Winter v.4.10 Final, Unit 1158 and retrofits | 297 | 2270 | Rate Constraint in lbs/MMBtu | FALSE | L | Annual | Allowances Withdrawn (1:1) | Thousand Tons | 0 | 0 | 0 | 0 | 0 | 0 | 0
CT Fac. Spec. - NOX Rate Winter v.4.10 Final, Unit 1158 and retrofits | 297 | 2270 | Rate Constraint in lbs/MMBtu | FALSE | L | Annual | Allowances Withdrawn (n:1) | Thousand Tons | 0 | 0 | 0 | 0 | 0 | 0 | 0
CT Fac. Spec. - NOX Rate Winter v.4.10 Final, Unit 1158 and retrofits | 297 | 2270 | Rate Constraint in lbs/MMBtu | FALSE | L | Annual | Net Emissions Allowance Position | Thousand Tons | 0 | 0 | 0 | 0 | 0 | 0 | 0
CT Fac. Spec. - NOX Rate Winter v.4.10 Final, Unit 1158 and retrofits | 297 | 2270 | Rate Constraint in lbs/MMBtu | FALSE | L | Annual | Fuel Consumed | TBtu | 0 | 0 | 0 | 0 | 0 | 0 | 0
CT Fac. Spec. - NOX Rate Winter v.4.10 Final, Unit 1158 and retrofits | 297 | 2270 | Rate Constraint in lbs/MMBtu | FALSE | L | Annual | Rate | lb/MMBtu | 0 | 0 | 0 | 0 | 0 | 0 | 0
CT Fac. Spec. - NOX Rate Winter v.4.10 Final, Unit 1158 and retrofits | 297 | 2270 | Rate Constraint in lbs/MMBtu | FALSE | L | Annual | Generation | TWh | 0 | 0 | 0 | 0 | 0 | 0 | 0
CT Fac. Spec. - NOX Rate Winter v.4.10 Final, Unit 1158 and retrofits | 297 | 2270 | Rate Constraint in lbs/MMBtu | FALSE | L | Annual | Qualifying Generation | TWh | 0 | 0 | 0 | 0 | 0 | 0 | 0
CT Fac. Spec. - NOX Rate Winter v.4.10 Final, Unit 1158 and retrofits | 297 | 2270 | Rate Constraint in lbs/MMBtu | FALSE | L | Annual | Rate | lb/MWh | 0 | 0 | 0 | 0 | 0 | 0 | 0
CT Fac. Spec. - NOX Rate Winter v.4.10 Final, Unit 1158 and retrofits | 297 | 2270 | Rate Constraint in lbs/MMBtu | FALSE | L | Annual | Constraint Shadow Price | US2011$/Ton | 0 | 0 | 0 | 0 | 0 | 0 | 0
CT Fac. Spec. - NOX Rate Winter v.4.10 Final, Unit 1159 and retrofits | 298 | 2270 | Rate Constraint in lbs/MMBtu | FALSE | L | Annual | Seasons Included | Seasons | Winter | Winter | Winter | Winter | Winter | Winter | Winter
CT Fac. Spec. - NOX Rate Winter v.4.10 Final, Unit 1159 and retrofits | 298 | 2270 | Rate Constraint in lbs/MMBtu | FALSE | L | Annual | Standard | lb/MMBtu | 0.15 | 0.15 | 0.15 | 0.15 | 0.15 | 0.15 | 0.15
CT Fac. Spec. - NOX Rate Winter v.4.10 Final, Unit 1159 and retrofits | 298 | 2270 | Rate Constraint in lbs/MMBtu | FALSE | L | Annual | Emissions at Affected Plants NOX | Thousand Tons | 0 | 0 | 0 | 0 | 0 | 0 | 0
CT Fac. Spec. - NOX Rate Winter v.4.10 Final, Unit 1159 and retrofits | 298 | 2270 | Rate Constraint in lbs/MMBtu | FALSE | L | Annual | Allowances Purchased NOX | Thousand Tons | 0 | 0 | 0 | 0 | 0 | 0 | 0
CT Fac. Spec. - NOX Rate Winter v.4.10 Final, Unit 1159 and retrofits | 298 | 2270 | Rate Constraint in lbs/MMBtu | FALSE | L | Annual | Allowances Sold NOX | Thousand Tons | 0 | 0 | 0 | 0 | 0 | 0 | 0
CT Fac. Spec. - NOX Rate Winter v.4.10 Final, Unit 1159 and retrofits | 298 | 2270 | Rate Constraint in lbs/MMBtu | FALSE | L | Annual | Allowances Banked | Thousand Tons | 0 | 0 | 0 | 0 | 0 | 0 | 0
CT Fac. Spec. - NOX Rate Winter v.4.10 Final, Unit 1159 and retrofits | 298 | 2270 | Rate Constraint in lbs/MMBtu | FALSE | L | Annual | Allowances Withdrawn (1:1) | Thousand Tons | 0 | 0 | 0 | 0 | 0 | 0 | 0
CT Fac. Spec. - NOX Rate Winter v.4.10 Final, Unit 1159 and retrofits | 298 | 2270 | Rate Constraint in lbs/MMBtu | FALSE | L | Annual | Allowances Withdrawn (n:1) | Thousand Tons | 0 | 0 | 0 | 0 | 0 | 0 | 0
CT Fac. Spec. - NOX Rate Winter v.4.10 Final, Unit 1159 and retrofits | 298 | 2270 | Rate Constraint in lbs/MMBtu | FALSE | L | Annual | Net Emissions Allowance Position | Thousand Tons | 0 | 0 | 0 | 0 | 0 | 0 | 0
CT Fac. Spec. - NOX Rate Winter v.4.10 Final, Unit 1159 and retrofits | 298 | 2270 | Rate Constraint in lbs/MMBtu | FALSE | L | Annual | Fuel Consumed | TBtu | 0 | 0 | 0 | 0 | 0 | 0 | 0
CT Fac. Spec. - NOX Rate Winter v.4.10 Final, Unit 1159 and retrofits | 298 | 2270 | Rate Constraint in lbs/MMBtu | FALSE | L | Annual | Rate | lb/MMBtu | 0 | 0 | 0 | 0 | 0 | 0 | 0
CT Fac. Spec. - NOX Rate Winter v.4.10 Final, Unit 1159 and retrofits | 298 | 2270 | Rate Constraint in lbs/MMBtu | FALSE | L | Annual | Generation | TWh | 0 | 0 | 0 | 0 | 0 | 0 | 0
CT Fac. Spec. - NOX Rate Winter v.4.10 Final, Unit 1159 and retrofits | 298 | 2270 | Rate Constraint in lbs/MMBtu | FALSE | L | Annual | Qualifying Generation | TWh | 0 | 0 | 0 | 0 | 0 | 0 | 0
CT Fac. Spec. - NOX Rate Winter v.4.10 Final, Unit 1159 and retrofits | 298 | 2270 | Rate Constraint in lbs/MMBtu | FALSE | L | Annual | Rate | lb/MWh | 0 | 0 | 0 | 0 | 0 | 0 | 0
CT Fac. Spec. - NOX Rate Winter v.4.10 Final, Unit 1159 and retrofits | 298 | 2270 | Rate Constraint in lbs/MMBtu | FALSE | L | Annual | Constraint Shadow Price | US2011$/Ton | 0 | 0 | 0 | 0 | 0 | 0 | 0
CT Fac. Spec. - NOX Rate Winter v.4.10 Final, Unit 1160 and retrofits | 299 | 2270 | Rate Constraint in lbs/MMBtu | FALSE | L | Annual | Seasons Included | Seasons | Winter | Winter | Winter | Winter | Winter | Winter | Winter
CT Fac. Spec. - NOX Rate Winter v.4.10 Final, Unit 1160 and retrofits | 299 | 2270 | Rate Constraint in lbs/MMBtu | FALSE | L | Annual | Standard | lb/MMBtu | 0.15 | 0.15 | 0.15 | 0.15 | 0.15 | 0.15 | 0.15
CT Fac. Spec. - NOX Rate Winter v.4.10 Final, Unit 1160 and retrofits | 299 | 2270 | Rate Constraint in lbs/MMBtu | FALSE | L | Annual | Emissions at Affected Plants NOX | Thousand Tons | 0 | 0 | 0 | 0 | 0 | 0 | 0
CT Fac. Spec. - NOX Rate Winter v.4.10 Final, Unit 1160 and retrofits | 299 | 2270 | Rate Constraint in lbs/MMBtu | FALSE | L | Annual | Allowances Purchased NOX | Thousand Tons | 0 | 0 | 0 | 0 | 0 | 0 | 0
CT Fac. Spec. - NOX Rate Winter v.4.10 Final, Unit 1160 and retrofits | 299 | 2270 | Rate Constraint in lbs/MMBtu | FALSE | L | Annual | Allowances Sold NOX | Thousand Tons | 0 | 0 | 0 | 0 | 0 | 0 | 0
CT Fac. Spec. - NOX Rate Winter v.4.10 Final, Unit 1160 and retrofits | 299 | 2270 | Rate Constraint in lbs/MMBtu | FALSE | L | Annual | Allowances Banked | Thousand Tons | 0 | 0 | 0 | 0 | 0 | 0 | 0
CT Fac. Spec. - NOX Rate Winter v.4.10 Final, Unit 1160 and retrofits | 299 | 2270 | Rate Constraint in lbs/MMBtu | FALSE | L | Annual | Allowances Withdrawn (1:1) | Thousand Tons | 0 | 0 | 0 | 0 | 0 | 0 | 0
CT Fac. Spec. - NOX Rate Winter v.4.10 Final, Unit 1160 and retrofits | 299 | 2270 | Rate Constraint in lbs/MMBtu | FALSE | L | Annual | Allowances Withdrawn (n:1) | Thousand Tons | 0 | 0 | 0 | 0 | 0 | 0 | 0
CT Fac. Spec. - NOX Rate Winter v.4.10 Final, Unit 1160 and retrofits | 299 | 2270 | Rate Constraint in lbs/MMBtu | FALSE | L | Annual | Net Emissions Allowance Position | Thousand Tons | 0 | 0 | 0 | 0 | 0 | 0 | 0
CT Fac. Spec. - NOX Rate Winter v.4.10 Final, Unit 1160 and retrofits | 299 | 2270 | Rate Constraint in lbs/MMBtu | FALSE | L | Annual | Fuel Consumed | TBtu | 0 | 0 | 0 | 0 | 0 | 0 | 0
CT Fac. Spec. - NOX Rate Winter v.4.10 Final, Unit 1160 and retrofits | 299 | 2270 | Rate Constraint in lbs/MMBtu | FALSE | L | Annual | Rate | lb/MMBtu | 0 | 0 | 0 | 0 | 0 | 0 | 0
CT Fac. Spec. - NOX Rate Winter v.4.10 Final, Unit 1160 and retrofits | 299 | 2270 | Rate Constraint in lbs/MMBtu | FALSE | L | Annual | Generation | TWh | 0 | 0 | 0 | 0 | 0 | 0 | 0
CT Fac. Spec. - NOX Rate Winter v.4.10 Final, Unit 1160 and retrofits | 299 | 2270 | Rate Constraint in lbs/MMBtu | FALSE | L | Annual | Qualifying Generation | TWh | 0 | 0 | 0 | 0 | 0 | 0 | 0
CT Fac. Spec. - NOX Rate Winter v.4.10 Final, Unit 1160 and retrofits | 299 | 2270 | Rate Constraint in lbs/MMBtu | FALSE | L | Annual | Rate | lb/MWh | 0 | 0 | 0 | 0 | 0 | 0 | 0
CT Fac. Spec. - NOX Rate Winter v.4.10 Final, Unit 1160 and retrofits | 299 | 2270 | Rate Constraint in lbs/MMBtu | FALSE | L | Annual | Constraint Shadow Price | US2011$/Ton | 0 | 0 | 0 | 0 | 0 | 0 | 0
CT Fac. Spec. - NOX Rate Winter v.4.10 Final, Unit 1161 and retrofits | 300 | 2270 | Rate Constraint in lbs/MMBtu | FALSE | L | Annual | Seasons Included | Seasons | Winter | Winter | Winter | Winter | Winter | Winter | Winter
CT Fac. Spec. - NOX Rate Winter v.4.10 Final, Unit 1161 and retrofits | 300 | 2270 | Rate Constraint in lbs/MMBtu | FALSE | L | Annual | Standard | lb/MMBtu | 0.15 | 0.15 | 0.15 | 0.15 | 0.15 | 0.15 | 0.15
CT Fac. Spec. - NOX Rate Winter v.4.10 Final, Unit 1161 and retrofits | 300 | 2270 | Rate Constraint in lbs/MMBtu | FALSE | L | Annual | Emissions at Affected Plants NOX | Thousand Tons | 0 | 0 | 0 | 0 | 0 | 0 | 0
CT Fac. Spec. - NOX Rate Winter v.4.10 Final, Unit 1161 and retrofits | 300 | 2270 | Rate Constraint in lbs/MMBtu | FALSE | L | Annual | Allowances Purchased NOX | Thousand Tons | 0 | 0 | 0 | 0 | 0 | 0 | 0
CT Fac. Spec. - NOX Rate Winter v.4.10 Final, Unit 1161 and retrofits | 300 | 2270 | Rate Constraint in lbs/MMBtu | FALSE | L | Annual | Allowances Sold NOX | Thousand Tons | 0 | 0 | 0 | 0 | 0 | 0 | 0
CT Fac. Spec. - NOX Rate Winter v.4.10 Final, Unit 1161 and retrofits | 300 | 2270 | Rate Constraint in lbs/MMBtu | FALSE | L | Annual | Allowances Banked | Thousand Tons | 0 | 0 | 0 | 0 | 0 | 0 | 0
CT Fac. Spec. - NOX Rate Winter v.4.10 Final, Unit 1161 and retrofits | 300 | 2270 | Rate Constraint in lbs/MMBtu | FALSE | L | Annual | Allowances Withdrawn (1:1) | Thousand Tons | 0 | 0 | 0 | 0 | 0 | 0 | 0
CT Fac. Spec. - NOX Rate Winter v.4.10 Final, Unit 1161 and retrofits | 300 | 2270 | Rate Constraint in lbs/MMBtu | FALSE | L | Annual | Allowances Withdrawn (n:1) | Thousand Tons | 0 | 0 | 0 | 0 | 0 | 0 | 0
CT Fac. Spec. - NOX Rate Winter v.4.10 Final, Unit 1161 and retrofits | 300 | 2270 | Rate Constraint in lbs/MMBtu | FALSE | L | Annual | Net Emissions Allowance Position | Thousand Tons | 0 | 0 | 0 | 0 | 0 | 0 | 0
CT Fac. Spec. - NOX Rate Winter v.4.10 Final, Unit 1161 and retrofits | 300 | 2270 | Rate Constraint in lbs/MMBtu | FALSE | L | Annual | Fuel Consumed | TBtu | 0 | 0 | 0 | 0 | 0 | 0 | 0
CT Fac. Spec. - NOX Rate Winter v.4.10 Final, Unit 1161 and retrofits | 300 | 2270 | Rate Constraint in lbs/MMBtu | FALSE | L | Annual | Rate | lb/MMBtu | 0 | 0 | 0 | 0 | 0 | 0 | 0
CT Fac. Spec. - NOX Rate Winter v.4.10 Final, Unit 1161 and retrofits | 300 | 2270 | Rate Constraint in lbs/MMBtu | FALSE | L | Annual | Generation | TWh | 0 | 0 | 0 | 0 | 0 | 0 | 0
CT Fac. Spec. - NOX Rate Winter v.4.10 Final, Unit 1161 and retrofits | 300 | 2270 | Rate Constraint in lbs/MMBtu | FALSE | L | Annual | Qualifying Generation | TWh | 0 | 0 | 0 | 0 | 0 | 0 | 0
CT Fac. Spec. - NOX Rate Winter v.4.10 Final, Unit 1161 and retrofits | 300 | 2270 | Rate Constraint in lbs/MMBtu | FALSE | L | Annual | Rate | lb/MWh | 0 | 0 | 0 | 0 | 0 | 0 | 0
CT Fac. Spec. - NOX Rate Winter v.4.10 Final, Unit 1161 and retrofits | 300 | 2270 | Rate Constraint in lbs/MMBtu | FALSE | L | Annual | Constraint Shadow Price | US2011$/Ton | 0 | 0 | 0 | 0 | 0 | 0 | 0
CT Fac. Spec. - NOX Rate Winter v.4.10 Final, Unit 1162 and retrofits | 301 | 2270 | Rate Constraint in lbs/MMBtu | FALSE | L | Annual | Seasons Included | Seasons | Winter | Winter | Winter | Winter | Winter | Winter | Winter
CT Fac. Spec. - NOX Rate Winter v.4.10 Final, Unit 1162 and retrofits | 301 | 2270 | Rate Constraint in lbs/MMBtu | FALSE | L | Annual | Standard | lb/MMBtu | 0.15 | 0.15 | 0.15 | 0.15 | 0.15 | 0.15 | 0.15
CT Fac. Spec. - NOX Rate Winter v.4.10 Final, Unit 1162 and retrofits | 301 | 2270 | Rate Constraint in lbs/MMBtu | FALSE | L | Annual | Emissions at Affected Plants NOX | Thousand Tons | 0 | 0 | 0 | 0 | 0 | 0 | 0
CT Fac. Spec. - NOX Rate Winter v.4.10 Final, Unit 1162 and retrofits | 301 | 2270 | Rate Constraint in lbs/MMBtu | FALSE | L | Annual | Allowances Purchased NOX | Thousand Tons | 0 | 0 | 0 | 0 | 0 | 0 | 0
CT Fac. Spec. - NOX Rate Winter v.4.10 Final, Unit 1162 and retrofits | 301 | 2270 | Rate Constraint in lbs/MMBtu | FALSE | L | Annual | Allowances Sold NOX | Thousand Tons | 0 | 0 | 0 | 0 | 0 | 0 | 0
CT Fac. Spec. - NOX Rate Winter v.4.10 Final, Unit 1162 and retrofits | 301 | 2270 | Rate Constraint in lbs/MMBtu | FALSE | L | Annual | Allowances Banked | Thousand Tons | 0 | 0 | 0 | 0 | 0 | 0 | 0
CT Fac. Spec. - NOX Rate Winter v.4.10 Final, Unit 1162 and retrofits | 301 | 2270 | Rate Constraint in lbs/MMBtu | FALSE | L | Annual | Allowances Withdrawn (1:1) | Thousand Tons | 0 | 0 | 0 | 0 | 0 | 0 | 0
CT Fac. Spec. - NOX Rate Winter v.4.10 Final, Unit 1162 and retrofits | 301 | 2270 | Rate Constraint in lbs/MMBtu | FALSE | L | Annual | Allowances Withdrawn (n:1) | Thousand Tons | 0 | 0 | 0 | 0 | 0 | 0 | 0
CT Fac. Spec. - NOX Rate Winter v.4.10 Final, Unit 1162 and retrofits | 301 | 2270 | Rate Constraint in lbs/MMBtu | FALSE | L | Annual | Net Emissions Allowance Position | Thousand Tons | 0 | 0 | 0 | 0 | 0 | 0 | 0
CT Fac. Spec. - NOX Rate Winter v.4.10 Final, Unit 1162 and retrofits | 301 | 2270 | Rate Constraint in lbs/MMBtu | FALSE | L | Annual | Fuel Consumed | TBtu | 0 | 0 | 0 | 0 | 0 | 0 | 0
CT Fac. Spec. - NOX Rate Winter v.4.10 Final, Unit 1162 and retrofits | 301 | 2270 | Rate Constraint in lbs/MMBtu | FALSE | L | Annual | Rate | lb/MMBtu | 0 | 0 | 0 | 0 | 0 | 0 | 0
CT Fac. Spec. - NOX Rate Winter v.4.10 Final, Unit 1162 and retrofits | 301 | 2270 | Rate Constraint in lbs/MMBtu | FALSE | L | Annual | Generation | TWh | 0 | 0 | 0 | 0 | 0 | 0 | 0
CT Fac. Spec. - NOX Rate Winter v.4.10 Final, Unit 1162 and retrofits | 301 | 2270 | Rate Constraint in lbs/MMBtu | FALSE | L | Annual | Qualifying Generation | TWh | 0 | 0 | 0 | 0 | 0 | 0 | 0
CT Fac. Spec. - NOX Rate Winter v.4.10 Final, Unit 1162 and retrofits | 301 | 2270 | Rate Constraint in lbs/MMBtu | FALSE | L | Annual | Rate | lb/MWh | 0 | 0 | 0 | 0 | 0 | 0 | 0
CT Fac. Spec. - NOX Rate Winter v.4.10 Final, Unit 1162 and retrofits | 301 | 2270 | Rate Constraint in lbs/MMBtu | FALSE | L | Annual | Constraint Shadow Price | US2011$/Ton | 0 | 0 | 0 | 0 | 0 | 0 | 0
CT Fac. Spec. - NOX Rate Winter v.4.10 Final, Unit 1163 and retrofits | 302 | 2270 | Rate Constraint in lbs/MMBtu | FALSE | L | Annual | Seasons Included | Seasons | Winter | Winter | Winter | Winter | Winter | Winter | Winter
CT Fac. Spec. - NOX Rate Winter v.4.10 Final, Unit 1163 and retrofits | 302 | 2270 | Rate Constraint in lbs/MMBtu | FALSE | L | Annual | Standard | lb/MMBtu | 0.15 | 0.15 | 0.15 | 0.15 | 0.15 | 0.15 | 0.15
CT Fac. Spec. - NOX Rate Winter v.4.10 Final, Unit 1163 and retrofits | 302 | 2270 | Rate Constraint in lbs/MMBtu | FALSE | L | Annual | Emissions at Affected Plants NOX | Thousand Tons | 0 | 0 | 0 | 0 | 0 | 0 | 0
CT Fac. Spec. - NOX Rate Winter v.4.10 Final, Unit 1163 and retrofits | 302 | 2270 | Rate Constraint in lbs/MMBtu | FALSE | L | Annual | Allowances Purchased NOX | Thousand Tons | 0 | 0 | 0 | 0 | 0 | 0 | 0
CT Fac. Spec. - NOX Rate Winter v.4.10 Final, Unit 1163 and retrofits | 302 | 2270 | Rate Constraint in lbs/MMBtu | FALSE | L | Annual | Allowances Sold NOX | Thousand Tons | 0 | 0 | 0 | 0 | 0 | 0 | 0
CT Fac. Spec. - NOX Rate Winter v.4.10 Final, Unit 1163 and retrofits | 302 | 2270 | Rate Constraint in lbs/MMBtu | FALSE | L | Annual | Allowances Banked | Thousand Tons | 0 | 0 | 0 | 0 | 0 | 0 | 0
CT Fac. Spec. - NOX Rate Winter v.4.10 Final, Unit 1163 and retrofits | 302 | 2270 | Rate Constraint in lbs/MMBtu | FALSE | L | Annual | Allowances Withdrawn (1:1) | Thousand Tons | 0 | 0 | 0 | 0 | 0 | 0 | 0
CT Fac. Spec. - NOX Rate Winter v.4.10 Final, Unit 1163 and retrofits | 302 | 2270 | Rate Constraint in lbs/MMBtu | FALSE | L | Annual | Allowances Withdrawn (n:1) | Thousand Tons | 0 | 0 | 0 | 0 | 0 | 0 | 0
CT Fac. Spec. - NOX Rate Winter v.4.10 Final, Unit 1163 and retrofits | 302 | 2270 | Rate Constraint in lbs/MMBtu | FALSE | L | Annual | Net Emissions Allowance Position | Thousand Tons | 0 | 0 | 0 | 0 | 0 | 0 | 0
CT Fac. Spec. - NOX Rate Winter v.4.10 Final, Unit 1163 and retrofits | 302 | 2270 | Rate Constraint in lbs/MMBtu | FALSE | L | Annual | Fuel Consumed | TBtu | 0 | 0 | 0 | 0 | 0 | 0 | 0
CT Fac. Spec. - NOX Rate Winter v.4.10 Final, Unit 1163 and retrofits | 302 | 2270 | Rate Constraint in lbs/MMBtu | FALSE | L | Annual | Rate | lb/MMBtu | 0 | 0 | 0 | 0 | 0 | 0 | 0
CT Fac. Spec. - NOX Rate Winter v.4.10 Final, Unit 1163 and retrofits | 302 | 2270 | Rate Constraint in lbs/MMBtu | FALSE | L | Annual | Generation | TWh | 0 | 0 | 0 | 0 | 0 | 0 | 0
CT Fac. Spec. - NOX Rate Winter v.4.10 Final, Unit 1163 and retrofits | 302 | 2270 | Rate Constraint in lbs/MMBtu | FALSE | L | Annual | Qualifying Generation | TWh | 0 | 0 | 0 | 0 | 0 | 0 | 0
CT Fac. Spec. - NOX Rate Winter v.4.10 Final, Unit 1163 and retrofits | 302 | 2270 | Rate Constraint in lbs/MMBtu | FALSE | L | Annual | Rate | lb/MWh | 0 | 0 | 0 | 0 | 0 | 0 | 0
CT Fac. Spec. - NOX Rate Winter v.4.10 Final, Unit 1163 and retrofits | 302 | 2270 | Rate Constraint in lbs/MMBtu | FALSE | L | Annual | Constraint Shadow Price | US2011$/Ton | 0 | 0 | 0 | 0 | 0 | 0 | 0
CT Fac. Spec. - NOX Rate Winter v.4.10 Final, Unit 1177 and retrofits | 303 | 2270 | Rate Constraint in lbs/MMBtu | FALSE | L | Annual | Seasons Included | Seasons | Winter | Winter | Winter | Winter | Winter | Winter | Winter
CT Fac. Spec. - NOX Rate Winter v.4.10 Final, Unit 1177 and retrofits | 303 | 2270 | Rate Constraint in lbs/MMBtu | FALSE | L | Annual | Standard | lb/MMBtu | 0.15 | 0.15 | 0.15 | 0.15 | 0.15 | 0.15 | 0.15
CT Fac. Spec. - NOX Rate Winter v.4.10 Final, Unit 1177 and retrofits | 303 | 2270 | Rate Constraint in lbs/MMBtu | FALSE | L | Annual | Emissions at Affected Plants NOX | Thousand Tons | 0 | 0 | 0 | 0 | 0 | 0 | 0
CT Fac. Spec. - NOX Rate Winter v.4.10 Final, Unit 1177 and retrofits | 303 | 2270 | Rate Constraint in lbs/MMBtu | FALSE | L | Annual | Allowances Purchased NOX | Thousand Tons | 0 | 0 | 0 | 0 | 0 | 0 | 0
CT Fac. Spec. - NOX Rate Winter v.4.10 Final, Unit 1177 and retrofits | 303 | 2270 | Rate Constraint in lbs/MMBtu | FALSE | L | Annual | Allowances Sold NOX | Thousand Tons | 0 | 0 | 0 | 0 | 0 | 0 | 0
CT Fac. Spec. - NOX Rate Winter v.4.10 Final, Unit 1177 and retrofits | 303 | 2270 | Rate Constraint in lbs/MMBtu | FALSE | L | Annual | Allowances Banked | Thousand Tons | 0 | 0 | 0 | 0 | 0 | 0 | 0
CT Fac. Spec. - NOX Rate Winter v.4.10 Final, Unit 1177 and retrofits | 303 | 2270 | Rate Constraint in lbs/MMBtu | FALSE | L | Annual | Allowances Withdrawn (1:1) | Thousand Tons | 0 | 0 | 0 | 0 | 0 | 0 | 0
CT Fac. Spec. - NOX Rate Winter v.4.10 Final, Unit 1177 and retrofits | 303 | 2270 | Rate Constraint in lbs/MMBtu | FALSE | L | Annual | Allowances Withdrawn (n:1) | Thousand Tons | 0 | 0 | 0 | 0 | 0 | 0 | 0
CT Fac. Spec. - NOX Rate Winter v.4.10 Final, Unit 1177 and retrofits | 303 | 2270 | Rate Constraint in lbs/MMBtu | FALSE | L | Annual | Net Emissions Allowance Position | Thousand Tons | 0 | 0 | 0 | 0 | 0 | 0 | 0
CT Fac. Spec. - NOX Rate Winter v.4.10 Final, Unit 1177 and retrofits | 303 | 2270 | Rate Constraint in lbs/MMBtu | FALSE | L | Annual | Fuel Consumed | TBtu | 0 | 0 | 0 | 0 | 0 | 0 | 0
CT Fac. Spec. - NOX Rate Winter v.4.10 Final, Unit 1177 and retrofits | 303 | 2270 | Rate Constraint in lbs/MMBtu | FALSE | L | Annual | Rate | lb/MMBtu | 0 | 0 | 0 | 0 | 0 | 0 | 0
CT Fac. Spec. - NOX Rate Winter v.4.10 Final, Unit 1177 and retrofits | 303 | 2270 | Rate Constraint in lbs/MMBtu | FALSE | L | Annual | Generation | TWh | 0 | 0 | 0 | 0 | 0 | 0 | 0
CT Fac. Spec. - NOX Rate Winter v.4.10 Final, Unit 1177 and retrofits | 303 | 2270 | Rate Constraint in lbs/MMBtu | FALSE | L | Annual | Qualifying Generation | TWh | 0 | 0 | 0 | 0 | 0 | 0 | 0
CT Fac. Spec. - NOX Rate Winter v.4.10 Final, Unit 1177 and retrofits | 303 | 2270 | Rate Constraint in lbs/MMBtu | FALSE | L | Annual | Rate | lb/MWh | 0 | 0 | 0 | 0 | 0 | 0 | 0
CT Fac. Spec. - NOX Rate Winter v.4.10 Final, Unit 1177 and retrofits | 303 | 2270 | Rate Constraint in lbs/MMBtu | FALSE | L | Annual | Constraint Shadow Price | US2011$/Ton | 0 | 0 | 0 | 0 | 0 | 0 | 0
CT Fac. Spec. - NOX Rate Winter v.4.10 Final, Unit 1178 and retrofits | 304 | 2270 | Rate Constraint in lbs/MMBtu | FALSE | L | Annual | Seasons Included | Seasons | Winter | Winter | Winter | Winter | Winter | Winter | Winter
CT Fac. Spec. - NOX Rate Winter v.4.10 Final, Unit 1178 and retrofits | 304 | 2270 | Rate Constraint in lbs/MMBtu | FALSE | L | Annual | Standard | lb/MMBtu | 0.15 | 0.15 | 0.15 | 0.15 | 0.15 | 0.15 | 0.15
CT Fac. Spec. - NOX Rate Winter v.4.10 Final, Unit 1178 and retrofits | 304 | 2270 | Rate Constraint in lbs/MMBtu | FALSE | L | Annual | Emissions at Affected Plants NOX | Thousand Tons | 0 | 0 | 0 | 0 | 0 | 0 | 0
CT Fac. Spec. - NOX Rate Winter v.4.10 Final, Unit 1178 and retrofits | 304 | 2270 | Rate Constraint in lbs/MMBtu | FALSE | L | Annual | Allowances Purchased NOX | Thousand Tons | 0 | 0 | 0 | 0 | 0 | 0 | 0
CT Fac. Spec. - NOX Rate Winter v.4.10 Final, Unit 1178 and retrofits | 304 | 2270 | Rate Constraint in lbs/MMBtu | FALSE | L | Annual | Allowances Sold NOX | Thousand Tons | 0 | 0 | 0 | 0 | 0 | 0 | 0
CT Fac. Spec. - NOX Rate Winter v.4.10 Final, Unit 1178 and retrofits | 304 | 2270 | Rate Constraint in lbs/MMBtu | FALSE | L | Annual | Allowances Banked | Thousand Tons | 0 | 0 | 0 | 0 | 0 | 0 | 0
CT Fac. Spec. - NOX Rate Winter v.4.10 Final, Unit 1178 and retrofits | 304 | 2270 | Rate Constraint in lbs/MMBtu | FALSE | L | Annual | Allowances Withdrawn (1:1) | Thousand Tons | 0 | 0 | 0 | 0 | 0 | 0 | 0
CT Fac. Spec. - NOX Rate Winter v.4.10 Final, Unit 1178 and retrofits | 304 | 2270 | Rate Constraint in lbs/MMBtu | FALSE | L | Annual | Allowances Withdrawn (n:1) | Thousand Tons | 0 | 0 | 0 | 0 | 0 | 0 | 0
CT Fac. Spec. - NOX Rate Winter v.4.10 Final, Unit 1178 and retrofits | 304 | 2270 | Rate Constraint in lbs/MMBtu | FALSE | L | Annual | Net Emissions Allowance Position | Thousand Tons | 0 | 0 | 0 | 0 | 0 | 0 | 0
CT Fac. Spec. - NOX Rate Winter v.4.10 Final, Unit 1178 and retrofits | 304 | 2270 | Rate Constraint in lbs/MMBtu | FALSE | L | Annual | Fuel Consumed | TBtu | 0 | 0 | 0 | 0 | 0 | 0 | 0
CT Fac. Spec. - NOX Rate Winter v.4.10 Final, Unit 1178 and retrofits | 304 | 2270 | Rate Constraint in lbs/MMBtu | FALSE | L | Annual | Rate | lb/MMBtu | 0 | 0 | 0 | 0 | 0 | 0 | 0
CT Fac. Spec. - NOX Rate Winter v.4.10 Final, Unit 1178 and retrofits | 304 | 2270 | Rate Constraint in lbs/MMBtu | FALSE | L | Annual | Generation | TWh | 0 | 0 | 0 | 0 | 0 | 0 | 0
CT Fac. Spec. - NOX Rate Winter v.4.10 Final, Unit 1178 and retrofits | 304 | 2270 | Rate Constraint in lbs/MMBtu | FALSE | L | Annual | Qualifying Generation | TWh | 0 | 0 | 0 | 0 | 0 | 0 | 0
CT Fac. Spec. - NOX Rate Winter v.4.10 Final, Unit 1178 and retrofits | 304 | 2270 | Rate Constraint in lbs/MMBtu | FALSE | L | Annual | Rate | lb/MWh | 0 | 0 | 0 | 0 | 0 | 0 | 0
CT Fac. Spec. - NOX Rate Winter v.4.10 Final, Unit 1178 and retrofits | 304 | 2270 | Rate Constraint in lbs/MMBtu | FALSE | L | Annual | Constraint Shadow Price | US2011$/Ton | 0 | 0 | 0 | 0 | 0 | 0 | 0
CT Fac. Spec. - NOX Rate Winter v.4.10 Final, Unit 1179 and retrofits | 305 | 2270 | Rate Constraint in lbs/MMBtu | FALSE | L | Annual | Seasons Included | Seasons | Winter | Winter | Winter | Winter | Winter | Winter | Winter
CT Fac. Spec. - NOX Rate Winter v.4.10 Final, Unit 1179 and retrofits | 305 | 2270 | Rate Constraint in lbs/MMBtu | FALSE | L | Annual | Standard | lb/MMBtu | 0.15 | 0.15 | 0.15 | 0.15 | 0.15 | 0.15 | 0.15
CT Fac. Spec. - NOX Rate Winter v.4.10 Final, Unit 1179 and retrofits | 305 | 2270 | Rate Constraint in lbs/MMBtu | FALSE | L | Annual | Emissions at Affected Plants NOX | Thousand Tons | 0 | 0 | 0 | 0 | 0 | 0 | 0
CT Fac. Spec. - NOX Rate Winter v.4.10 Final, Unit 1179 and retrofits | 305 | 2270 | Rate Constraint in lbs/MMBtu | FALSE | L | Annual | Allowances Purchased NOX | Thousand Tons | 0 | 0 | 0 | 0 | 0 | 0 | 0
CT Fac. Spec. - NOX Rate Winter v.4.10 Final, Unit 1179 and retrofits | 305 | 2270 | Rate Constraint in lbs/MMBtu | FALSE | L | Annual | Allowances Sold NOX | Thousand Tons | 0 | 0 | 0 | 0 | 0 | 0 | 0
CT Fac. Spec. - NOX Rate Winter v.4.10 Final, Unit 1179 and retrofits | 305 | 2270 | Rate Constraint in lbs/MMBtu | FALSE | L | Annual | Allowances Banked | Thousand Tons | 0 | 0 | 0 | 0 | 0 | 0 | 0
CT Fac. Spec. - NOX Rate Winter v.4.10 Final, Unit 1179 and retrofits | 305 | 2270 | Rate Constraint in lbs/MMBtu | FALSE | L | Annual | Allowances Withdrawn (1:1) | Thousand Tons | 0 | 0 | 0 | 0 | 0 | 0 | 0
CT Fac. Spec. - NOX Rate Winter v.4.10 Final, Unit 1179 and retrofits | 305 | 2270 | Rate Constraint in lbs/MMBtu | FALSE | L | Annual | Allowances Withdrawn (n:1) | Thousand Tons | 0 | 0 | 0 | 0 | 0 | 0 | 0
CT Fac. Spec. - NOX Rate Winter v.4.10 Final, Unit 1179 and retrofits | 305 | 2270 | Rate Constraint in lbs/MMBtu | FALSE | L | Annual | Net Emissions Allowance Position | Thousand Tons | 0 | 0 | 0 | 0 | 0 | 0 | 0
CT Fac. Spec. - NOX Rate Winter v.4.10 Final, Unit 1179 and retrofits | 305 | 2270 | Rate Constraint in lbs/MMBtu | FALSE | L | Annual | Fuel Consumed | TBtu | 0 | 0 | 0 | 0 | 0 | 0 | 0
CT Fac. Spec. - NOX Rate Winter v.4.10 Final, Unit 1179 and retrofits | 305 | 2270 | Rate Constraint in lbs/MMBtu | FALSE | L | Annual | Rate | lb/MMBtu | 0 | 0 | 0 | 0 | 0 | 0 | 0
CT Fac. Spec. - NOX Rate Winter v.4.10 Final, Unit 1179 and retrofits | 305 | 2270 | Rate Constraint in lbs/MMBtu | FALSE | L | Annual | Generation | TWh | 0 | 0 | 0 | 0 | 0 | 0 | 0
CT Fac. Spec. - NOX Rate Winter v.4.10 Final, Unit 1179 and retrofits | 305 | 2270 | Rate Constraint in lbs/MMBtu | FALSE | L | Annual | Qualifying Generation | TWh | 0 | 0 | 0 | 0 | 0 | 0 | 0
CT Fac. Spec. - NOX Rate Winter v.4.10 Final, Unit 1179 and retrofits | 305 | 2270 | Rate Constraint in lbs/MMBtu | FALSE | L | Annual | Rate | lb/MWh | 0 | 0 | 0 | 0 | 0 | 0 | 0
CT Fac. Spec. - NOX Rate Winter v.4.10 Final, Unit 1179 and retrofits | 305 | 2270 | Rate Constraint in lbs/MMBtu | FALSE | L | Annual | Constraint Shadow Price | US2011$/Ton | 0 | 0 | 0 | 0 | 0 | 0 | 0
CT Fac. Spec. - NOX Rate Winter v.4.10 Final, Unit 1180 and retrofits | 306 | 2270 | Rate Constraint in lbs/MMBtu | FALSE | L | Annual | Seasons Included | Seasons | Winter | Winter | Winter | Winter | Winter | Winter | Winter
CT Fac. Spec. - NOX Rate Winter v.4.10 Final, Unit 1180 and retrofits | 306 | 2270 | Rate Constraint in lbs/MMBtu | FALSE | L | Annual | Standard | lb/MMBtu | 0.15 | 0.15 | 0.15 | 0.15 | 0.15 | 0.15 | 0.15
CT Fac. Spec. - NOX Rate Winter v.4.10 Final, Unit 1180 and retrofits | 306 | 2270 | Rate Constraint in lbs/MMBtu | FALSE | L | Annual | Emissions at Affected Plants NOX | Thousand Tons | 0 | 0 | 0 | 0 | 0 | 0 | 0
CT Fac. Spec. - NOX Rate Winter v.4.10 Final, Unit 1180 and retrofits | 306 | 2270 | Rate Constraint in lbs/MMBtu | FALSE | L | Annual | Allowances Purchased NOX | Thousand Tons | 0 | 0 | 0 | 0 | 0 | 0 | 0
CT Fac. Spec. - NOX Rate Winter v.4.10 Final, Unit 1180 and retrofits | 306 | 2270 | Rate Constraint in lbs/MMBtu | FALSE | L | Annual | Allowances Sold NOX | Thousand Tons | 0 | 0 | 0 | 0 | 0 | 0 | 0
CT Fac. Spec. - NOX Rate Winter v.4.10 Final, Unit 1180 and retrofits | 306 | 2270 | Rate Constraint in lbs/MMBtu | FALSE | L | Annual | Allowances Banked | Thousand Tons | 0 | 0 | 0 | 0 | 0 | 0 | 0
CT Fac. Spec. - NOX Rate Winter v.4.10 Final, Unit 1180 and retrofits | 306 | 2270 | Rate Constraint in lbs/MMBtu | FALSE | L | Annual | Allowances Withdrawn (1:1) | Thousand Tons | 0 | 0 | 0 | 0 | 0 | 0 | 0
CT Fac. Spec. - NOX Rate Winter v.4.10 Final, Unit 1180 and retrofits | 306 | 2270 | Rate Constraint in lbs/MMBtu | FALSE | L | Annual | Allowances Withdrawn (n:1) | Thousand Tons | 0 | 0 | 0 | 0 | 0 | 0 | 0
CT Fac. Spec. - NOX Rate Winter v.4.10 Final, Unit 1180 and retrofits | 306 | 2270 | Rate Constraint in lbs/MMBtu | FALSE | L | Annual | Net Emissions Allowance Position | Thousand Tons | 0 | 0 | 0 | 0 | 0 | 0 | 0
CT Fac. Spec. - NOX Rate Winter v.4.10 Final, Unit 1180 and retrofits | 306 | 2270 | Rate Constraint in lbs/MMBtu | FALSE | L | Annual | Fuel Consumed | TBtu | 0 | 0 | 0 | 0 | 0 | 0 | 0
CT Fac. Spec. - NOX Rate Winter v.4.10 Final, Unit 1180 and retrofits | 306 | 2270 | Rate Constraint in lbs/MMBtu | FALSE | L | Annual | Rate | lb/MMBtu | 0 | 0 | 0 | 0 | 0 | 0 | 0
CT Fac. Spec. - NOX Rate Winter v.4.10 Final, Unit 1180 and retrofits | 306 | 2270 | Rate Constraint in lbs/MMBtu | FALSE | L | Annual | Generation | TWh | 0 | 0 | 0 | 0 | 0 | 0 | 0
CT Fac. Spec. - NOX Rate Winter v.4.10 Final, Unit 1180 and retrofits | 306 | 2270 | Rate Constraint in lbs/MMBtu | FALSE | L | Annual | Qualifying Generation | TWh | 0 | 0 | 0 | 0 | 0 | 0 | 0
CT Fac. Spec. - NOX Rate Winter v.4.10 Final, Unit 1180 and retrofits | 306 | 2270 | Rate Constraint in lbs/MMBtu | FALSE | L | Annual | Rate | lb/MWh | 0 | 0 | 0 | 0 | 0 | 0 | 0
CT Fac. Spec. - NOX Rate Winter v.4.10 Final, Unit 1180 and retrofits | 306 | 2270 | Rate Constraint in lbs/MMBtu | FALSE | L | Annual | Constraint Shadow Price | US2011$/Ton | 0 | 0 | 0 | 0 | 0 | 0 | 0
CT Fac. Spec. - NOX Rate Winter v.4.10 Final, Unit 1181 and retrofits | 307 | 2270 | Rate Constraint in lbs/MMBtu | FALSE | L | Annual | Seasons Included | Seasons | Winter | Winter | Winter | Winter | Winter | Winter | Winter
CT Fac. Spec. - NOX Rate Winter v.4.10 Final, Unit 1181 and retrofits | 307 | 2270 | Rate Constraint in lbs/MMBtu | FALSE | L | Annual | Standard | lb/MMBtu | 0.15 | 0.15 | 0.15 | 0.15 | 0.15 | 0.15 | 0.15
CT Fac. Spec. - NOX Rate Winter v.4.10 Final, Unit 1181 and retrofits | 307 | 2270 | Rate Constraint in lbs/MMBtu | FALSE | L | Annual | Emissions at Affected Plants NOX | Thousand Tons | 0 | 0 | 0 | 0 | 0 | 0 | 0
CT Fac. Spec. - NOX Rate Winter v.4.10 Final, Unit 1181 and retrofits | 307 | 2270 | Rate Constraint in lbs/MMBtu | FALSE | L | Annual | Allowances Purchased NOX | Thousand Tons | 0 | 0 | 0 | 0 | 0 | 0 | 0
CT Fac. Spec. - NOX Rate Winter v.4.10 Final, Unit 1181 and retrofits | 307 | 2270 | Rate Constraint in lbs/MMBtu | FALSE | L | Annual | Allowances Sold NOX | Thousand Tons | 0 | 0 | 0 | 0 | 0 | 0 | 0
CT Fac. Spec. - NOX Rate Winter v.4.10 Final, Unit 1181 and retrofits | 307 | 2270 | Rate Constraint in lbs/MMBtu | FALSE | L | Annual | Allowances Banked | Thousand Tons | 0 | 0 | 0 | 0 | 0 | 0 | 0
CT Fac. Spec. - NOX Rate Winter v.4.10 Final, Unit 1181 and retrofits | 307 | 2270 | Rate Constraint in lbs/MMBtu | FALSE | L | Annual | Allowances Withdrawn (1:1) | Thousand Tons | 0 | 0 | 0 | 0 | 0 | 0 | 0
CT Fac. Spec. - NOX Rate Winter v.4.10 Final, Unit 1181 and retrofits | 307 | 2270 | Rate Constraint in lbs/MMBtu | FALSE | L | Annual | Allowances Withdrawn (n:1) | Thousand Tons | 0 | 0 | 0 | 0 | 0 | 0 | 0
CT Fac. Spec. - NOX Rate Winter v.4.10 Final, Unit 1181 and retrofits | 307 | 2270 | Rate Constraint in lbs/MMBtu | FALSE | L | Annual | Net Emissions Allowance Position | Thousand Tons | 0 | 0 | 0 | 0 | 0 | 0 | 0
CT Fac. Spec. - NOX Rate Winter v.4.10 Final, Unit 1181 and retrofits | 307 | 2270 | Rate Constraint in lbs/MMBtu | FALSE | L | Annual | Fuel Consumed | TBtu | 0 | 0 | 0 | 0 | 0 | 0 | 0
CT Fac. Spec. - NOX Rate Winter v.4.10 Final, Unit 1181 and retrofits | 307 | 2270 | Rate Constraint in lbs/MMBtu | FALSE | L | Annual | Rate | lb/MMBtu | 0 | 0 | 0 | 0 | 0 | 0 | 0
CT Fac. Spec. - NOX Rate Winter v.4.10 Final, Unit 1181 and retrofits | 307 | 2270 | Rate Constraint in lbs/MMBtu | FALSE | L | Annual | Generation | TWh | 0 | 0 | 0 | 0 | 0 | 0 | 0
CT Fac. Spec. - NOX Rate Winter v.4.10 Final, Unit 1181 and retrofits | 307 | 2270 | Rate Constraint in lbs/MMBtu | FALSE | L | Annual | Qualifying Generation | TWh | 0 | 0 | 0 | 0 | 0 | 0 | 0
CT Fac. Spec. - NOX Rate Winter v.4.10 Final, Unit 1181 and retrofits | 307 | 2270 | Rate Constraint in lbs/MMBtu | FALSE | L | Annual | Rate | lb/MWh | 0 | 0 | 0 | 0 | 0 | 0 | 0
CT Fac. Spec. - NOX Rate Winter v.4.10 Final, Unit 1181 and retrofits | 307 | 2270 | Rate Constraint in lbs/MMBtu | FALSE | L | Annual | Constraint Shadow Price | US2011$/Ton | 0 | 0 | 0 | 0 | 0 | 0 | 0
CT Fac. Spec. - NOX Rate Winter v.4.10 Final, Unit 1182 and retrofits | 308 | 2270 | Rate Constraint in lbs/MMBtu | FALSE | L | Annual | Seasons Included | Seasons | Winter | Winter | Winter | Winter | Winter | Winter | Winter
CT Fac. Spec. - NOX Rate Winter v.4.10 Final, Unit 1182 and retrofits | 308 | 2270 | Rate Constraint in lbs/MMBtu | FALSE | L | Annual | Standard | lb/MMBtu | 0.15 | 0.15 | 0.15 | 0.15 | 0.15 | 0.15 | 0.15
CT Fac. Spec. - NOX Rate Winter v.4.10 Final, Unit 1182 and retrofits | 308 | 2270 | Rate Constraint in lbs/MMBtu | FALSE | L | Annual | Emissions at Affected Plants NOX | Thousand Tons | 0 | 0 | 0 | 0 | 0 | 0 | 0
CT Fac. Spec. - NOX Rate Winter v.4.10 Final, Unit 1182 and retrofits | 308 | 2270 | Rate Constraint in lbs/MMBtu | FALSE | L | Annual | Allowances Purchased NOX | Thousand Tons | 0 | 0 | 0 | 0 | 0 | 0 | 0
CT Fac. Spec. - NOX Rate Winter v.4.10 Final, Unit 1182 and retrofits | 308 | 2270 | Rate Constraint in lbs/MMBtu | FALSE | L | Annual | Allowances Sold NOX | Thousand Tons | 0 | 0 | 0 | 0 | 0 | 0 | 0
CT Fac. Spec. - NOX Rate Winter v.4.10 Final, Unit 1182 and retrofits | 308 | 2270 | Rate Constraint in lbs/MMBtu | FALSE | L | Annual | Allowances Banked | Thousand Tons | 0 | 0 | 0 | 0 | 0 | 0 | 0
CT Fac. Spec. - NOX Rate Winter v.4.10 Final, Unit 1182 and retrofits | 308 | 2270 | Rate Constraint in lbs/MMBtu | FALSE | L | Annual | Allowances Withdrawn (1:1) | Thousand Tons | 0 | 0 | 0 | 0 | 0 | 0 | 0
CT Fac. Spec. - NOX Rate Winter v.4.10 Final, Unit 1182 and retrofits | 308 | 2270 | Rate Constraint in lbs/MMBtu | FALSE | L | Annual | Allowances Withdrawn (n:1) | Thousand Tons | 0 | 0 | 0 | 0 | 0 | 0 | 0
CT Fac. Spec. - NOX Rate Winter v.4.10 Final, Unit 1182 and retrofits | 308 | 2270 | Rate Constraint in lbs/MMBtu | FALSE | L | Annual | Net Emissions Allowance Position | Thousand Tons | 0 | 0 | 0 | 0 | 0 | 0 | 0
CT Fac. Spec. - NOX Rate Winter v.4.10 Final, Unit 1182 and retrofits | 308 | 2270 | Rate Constraint in lbs/MMBtu | FALSE | L | Annual | Fuel Consumed | TBtu | 0 | 0 | 0 | 0 | 0 | 0 | 0
CT Fac. Spec. - NOX Rate Winter v.4.10 Final, Unit 1182 and retrofits | 308 | 2270 | Rate Constraint in lbs/MMBtu | FALSE | L | Annual | Rate | lb/MMBtu | 0 | 0 | 0 | 0 | 0 | 0 | 0
CT Fac. Spec. - NOX Rate Winter v.4.10 Final, Unit 1182 and retrofits | 308 | 2270 | Rate Constraint in lbs/MMBtu | FALSE | L | Annual | Generation | TWh | 0 | 0 | 0 | 0 | 0 | 0 | 0
CT Fac. Spec. - NOX Rate Winter v.4.10 Final, Unit 1182 and retrofits | 308 | 2270 | Rate Constraint in lbs/MMBtu | FALSE | L | Annual | Qualifying Generation | TWh | 0 | 0 | 0 | 0 | 0 | 0 | 0
CT Fac. Spec. - NOX Rate Winter v.4.10 Final, Unit 1182 and retrofits | 308 | 2270 | Rate Constraint in lbs/MMBtu | FALSE | L | Annual | Rate | lb/MWh | 0 | 0 | 0 | 0 | 0 | 0 | 0
CT Fac. Spec. - NOX Rate Winter v.4.10 Final, Unit 1182 and retrofits | 308 | 2270 | Rate Constraint in lbs/MMBtu | FALSE | L | Annual | Constraint Shadow Price | US2011$/Ton | 0 | 0 | 0 | 0 | 0 | 0 | 0
CT Fac. Spec. - NOX Rate Winter v.4.10 Final, Unit 1183 and retrofits | 309 | 2270 | Rate Constraint in lbs/MMBtu | FALSE | L | Annual | Seasons Included | Seasons | Winter | Winter | Winter | Winter | Winter | Winter | Winter
CT Fac. Spec. - NOX Rate Winter v.4.10 Final, Unit 1183 and retrofits | 309 | 2270 | Rate Constraint in lbs/MMBtu | FALSE | L | Annual | Standard | lb/MMBtu | 0.15 | 0.15 | 0.15 | 0.15 | 0.15 | 0.15 | 0.15
CT Fac. Spec. - NOX Rate Winter v.4.10 Final, Unit 1183 and retrofits | 309 | 2270 | Rate Constraint in lbs/MMBtu | FALSE | L | Annual | Emissions at Affected Plants NOX | Thousand Tons | 0 | 0 | 0 | 0 | 0 | 0 | 0
CT Fac. Spec. - NOX Rate Winter v.4.10 Final, Unit 1183 and retrofits | 309 | 2270 | Rate Constraint in lbs/MMBtu | FALSE | L | Annual | Allowances Purchased NOX | Thousand Tons | 0 | 0 | 0 | 0 | 0 | 0 | 0
CT Fac. Spec. - NOX Rate Winter v.4.10 Final, Unit 1183 and retrofits | 309 | 2270 | Rate Constraint in lbs/MMBtu | FALSE | L | Annual | Allowances Sold NOX | Thousand Tons | 0 | 0 | 0 | 0 | 0 | 0 | 0
CT Fac. Spec. - NOX Rate Winter v.4.10 Final, Unit 1183 and retrofits | 309 | 2270 | Rate Constraint in lbs/MMBtu | FALSE | L | Annual | Allowances Banked | Thousand Tons | 0 | 0 | 0 | 0 | 0 | 0 | 0
CT Fac. Spec. - NOX Rate Winter v.4.10 Final, Unit 1183 and retrofits | 309 | 2270 | Rate Constraint in lbs/MMBtu | FALSE | L | Annual | Allowances Withdrawn (1:1) | Thousand Tons | 0 | 0 | 0 | 0 | 0 | 0 | 0
CT Fac. Spec. - NOX Rate Winter v.4.10 Final, Unit 1183 and retrofits | 309 | 2270 | Rate Constraint in lbs/MMBtu | FALSE | L | Annual | Allowances Withdrawn (n:1) | Thousand Tons | 0 | 0 | 0 | 0 | 0 | 0 | 0
CT Fac. Spec. - NOX Rate Winter v.4.10 Final, Unit 1183 and retrofits | 309 | 2270 | Rate Constraint in lbs/MMBtu | FALSE | L | Annual | Net Emissions Allowance Position | Thousand Tons | 0 | 0 | 0 | 0 | 0 | 0 | 0
CT Fac. Spec. - NOX Rate Winter v.4.10 Final, Unit 1183 and retrofits | 309 | 2270 | Rate Constraint in lbs/MMBtu | FALSE | L | Annual | Fuel Consumed | TBtu | 0 | 0 | 0 | 0 | 0 | 0 | 0
CT Fac. Spec. - NOX Rate Winter v.4.10 Final, Unit 1183 and retrofits | 309 | 2270 | Rate Constraint in lbs/MMBtu | FALSE | L | Annual | Rate | lb/MMBtu | 0 | 0 | 0 | 0 | 0 | 0 | 0
CT Fac. Spec. - NOX Rate Winter v.4.10 Final, Unit 1183 and retrofits | 309 | 2270 | Rate Constraint in lbs/MMBtu | FALSE | L | Annual | Generation | TWh | 0 | 0 | 0 | 0 | 0 | 0 | 0
CT Fac. Spec. - NOX Rate Winter v.4.10 Final, Unit 1183 and retrofits | 309 | 2270 | Rate Constraint in lbs/MMBtu | FALSE | L | Annual | Qualifying Generation | TWh | 0 | 0 | 0 | 0 | 0 | 0 | 0
CT Fac. Spec. - NOX Rate Winter v.4.10 Final, Unit 1183 and retrofits | 309 | 2270 | Rate Constraint in lbs/MMBtu | FALSE | L | Annual | Rate | lb/MWh | 0 | 0 | 0 | 0 | 0 | 0 | 0
CT Fac. Spec. - NOX Rate Winter v.4.10 Final, Unit 1183 and retrofits | 309 | 2270 | Rate Constraint in lbs/MMBtu | FALSE | L | Annual | Constraint Shadow Price | US2011$/Ton | 0 | 0 | 0 | 0 | 0 | 0 | 0
CT Fac. Spec. - NOX Rate Winter v.4.10 Final, Unit 1184 and retrofits | 310 | 2270 | Rate Constraint in lbs/MMBtu | FALSE | L | Annual | Seasons Included | Seasons | Winter | Winter | Winter | Winter | Winter | Winter | Winter
CT Fac. Spec. - NOX Rate Winter v.4.10 Final, Unit 1184 and retrofits | 310 | 2270 | Rate Constraint in lbs/MMBtu | FALSE | L | Annual | Standard | lb/MMBtu | 0.15 | 0.15 | 0.15 | 0.15 | 0.15 | 0.15 | 0.15
CT Fac. Spec. - NOX Rate Winter v.4.10 Final, Unit 1184 and retrofits | 310 | 2270 | Rate Constraint in lbs/MMBtu | FALSE | L | Annual | Emissions at Affected Plants NOX | Thousand Tons | 0 | 0 | 0 | 0 | 0 | 0 | 0
CT Fac. Spec. - NOX Rate Winter v.4.10 Final, Unit 1184 and retrofits | 310 | 2270 | Rate Constraint in lbs/MMBtu | FALSE | L | Annual | Allowances Purchased NOX | Thousand Tons | 0 | 0 | 0 | 0 | 0 | 0 | 0
CT Fac. Spec. - NOX Rate Winter v.4.10 Final, Unit 1184 and retrofits | 310 | 2270 | Rate Constraint in lbs/MMBtu | FALSE | L | Annual | Allowances Sold NOX | Thousand Tons | 0 | 0 | 0 | 0 | 0 | 0 | 0
CT Fac. Spec. - NOX Rate Winter v.4.10 Final, Unit 1184 and retrofits | 310 | 2270 | Rate Constraint in lbs/MMBtu | FALSE | L | Annual | Allowances Banked | Thousand Tons | 0 | 0 | 0 | 0 | 0 | 0 | 0
CT Fac. Spec. - NOX Rate Winter v.4.10 Final, Unit 1184 and retrofits | 310 | 2270 | Rate Constraint in lbs/MMBtu | FALSE | L | Annual | Allowances Withdrawn (1:1) | Thousand Tons | 0 | 0 | 0 | 0 | 0 | 0 | 0
CT Fac. Spec. - NOX Rate Winter v.4.10 Final, Unit 1184 and retrofits | 310 | 2270 | Rate Constraint in lbs/MMBtu | FALSE | L | Annual | Allowances Withdrawn (n:1) | Thousand Tons | 0 | 0 | 0 | 0 | 0 | 0 | 0
CT Fac. Spec. - NOX Rate Winter v.4.10 Final, Unit 1184 and retrofits | 310 | 2270 | Rate Constraint in lbs/MMBtu | FALSE | L | Annual | Net Emissions Allowance Position | Thousand Tons | 0 | 0 | 0 | 0 | 0 | 0 | 0
CT Fac. Spec. - NOX Rate Winter v.4.10 Final, Unit 1184 and retrofits | 310 | 2270 | Rate Constraint in lbs/MMBtu | FALSE | L | Annual | Fuel Consumed | TBtu | 0 | 0 | 0 | 0 | 0 | 0 | 0
CT Fac. Spec. - NOX Rate Winter v.4.10 Final, Unit 1184 and retrofits | 310 | 2270 | Rate Constraint in lbs/MMBtu | FALSE | L | Annual | Rate | lb/MMBtu | 0 | 0 | 0 | 0 | 0 | 0 | 0
CT Fac. Spec. - NOX Rate Winter v.4.10 Final, Unit 1184 and retrofits | 310 | 2270 | Rate Constraint in lbs/MMBtu | FALSE | L | Annual | Generation | TWh | 0 | 0 | 0 | 0 | 0 | 0 | 0
CT Fac. Spec. - NOX Rate Winter v.4.10 Final, Unit 1184 and retrofits | 310 | 2270 | Rate Constraint in lbs/MMBtu | FALSE | L | Annual | Qualifying Generation | TWh | 0 | 0 | 0 | 0 | 0 | 0 | 0
CT Fac. Spec. - NOX Rate Winter v.4.10 Final, Unit 1184 and retrofits | 310 | 2270 | Rate Constraint in lbs/MMBtu | FALSE | L | Annual | Rate | lb/MWh | 0 | 0 | 0 | 0 | 0 | 0 | 0
CT Fac. Spec. - NOX Rate Winter v.4.10 Final, Unit 1184 and retrofits | 310 | 2270 | Rate Constraint in lbs/MMBtu | FALSE | L | Annual | Constraint Shadow Price | US2011$/Ton | 0 | 0 | 0 | 0 | 0 | 0 | 0
CT Fac. Spec. - NOX Rate Winter v.4.10 Final, Unit 1185 and retrofits | 311 | 2270 | Rate Constraint in lbs/MMBtu | FALSE | L | Annual | Seasons Included | Seasons | Winter | Winter | Winter | Winter | Winter | Winter | Winter
CT Fac. Spec. - NOX Rate Winter v.4.10 Final, Unit 1185 and retrofits | 311 | 2270 | Rate Constraint in lbs/MMBtu | FALSE | L | Annual | Standard | lb/MMBtu | 0.15 | 0.15 | 0.15 | 0.15 | 0.15 | 0.15 | 0.15
CT Fac. Spec. - NOX Rate Winter v.4.10 Final, Unit 1185 and retrofits | 311 | 2270 | Rate Constraint in lbs/MMBtu | FALSE | L | Annual | Emissions at Affected Plants NOX | Thousand Tons | 0 | 0 | 0 | 0 | 0 | 0 | 0
CT Fac. Spec. - NOX Rate Winter v.4.10 Final, Unit 1185 and retrofits | 311 | 2270 | Rate Constraint in lbs/MMBtu | FALSE | L | Annual | Allowances Purchased NOX | Thousand Tons | 0 | 0 | 0 | 0 | 0 | 0 | 0
CT Fac. Spec. - NOX Rate Winter v.4.10 Final, Unit 1185 and retrofits | 311 | 2270 | Rate Constraint in lbs/MMBtu | FALSE | L | Annual | Allowances Sold NOX | Thousand Tons | 0 | 0 | 0 | 0 | 0 | 0 | 0
CT Fac. Spec. - NOX Rate Winter v.4.10 Final, Unit 1185 and retrofits | 311 | 2270 | Rate Constraint in lbs/MMBtu | FALSE | L | Annual | Allowances Banked | Thousand Tons | 0 | 0 | 0 | 0 | 0 | 0 | 0
CT Fac. Spec. - NOX Rate Winter v.4.10 Final, Unit 1185 and retrofits | 311 | 2270 | Rate Constraint in lbs/MMBtu | FALSE | L | Annual | Allowances Withdrawn (1:1) | Thousand Tons | 0 | 0 | 0 | 0 | 0 | 0 | 0
CT Fac. Spec. - NOX Rate Winter v.4.10 Final, Unit 1185 and retrofits | 311 | 2270 | Rate Constraint in lbs/MMBtu | FALSE | L | Annual | Allowances Withdrawn (n:1) | Thousand Tons | 0 | 0 | 0 | 0 | 0 | 0 | 0
CT Fac. Spec. - NOX Rate Winter v.4.10 Final, Unit 1185 and retrofits | 311 | 2270 | Rate Constraint in lbs/MMBtu | FALSE | L | Annual | Net Emissions Allowance Position | Thousand Tons | 0 | 0 | 0 | 0 | 0 | 0 | 0
CT Fac. Spec. - NOX Rate Winter v.4.10 Final, Unit 1185 and retrofits | 311 | 2270 | Rate Constraint in lbs/MMBtu | FALSE | L | Annual | Fuel Consumed | TBtu | 0 | 0 | 0 | 0 | 0 | 0 | 0
CT Fac. Spec. - NOX Rate Winter v.4.10 Final, Unit 1185 and retrofits | 311 | 2270 | Rate Constraint in lbs/MMBtu | FALSE | L | Annual | Rate | lb/MMBtu | 0 | 0 | 0 | 0 | 0 | 0 | 0
CT Fac. Spec. - NOX Rate Winter v.4.10 Final, Unit 1185 and retrofits | 311 | 2270 | Rate Constraint in lbs/MMBtu | FALSE | L | Annual | Generation | TWh | 0 | 0 | 0 | 0 | 0 | 0 | 0
CT Fac. Spec. - NOX Rate Winter v.4.10 Final, Unit 1185 and retrofits | 311 | 2270 | Rate Constraint in lbs/MMBtu | FALSE | L | Annual | Qualifying Generation | TWh | 0 | 0 | 0 | 0 | 0 | 0 | 0
CT Fac. Spec. - NOX Rate Winter v.4.10 Final, Unit 1185 and retrofits | 311 | 2270 | Rate Constraint in lbs/MMBtu | FALSE | L | Annual | Rate | lb/MWh | 0 | 0 | 0 | 0 | 0 | 0 | 0
CT Fac. Spec. - NOX Rate Winter v.4.10 Final, Unit 1185 and retrofits | 311 | 2270 | Rate Constraint in lbs/MMBtu | FALSE | L | Annual | Constraint Shadow Price | US2011$/Ton | 0 | 0 | 0 | 0 | 0 | 0 | 0
CT Fac. Spec. - NOX Rate Winter v.4.10 Final, Unit 1186 and retrofits | 312 | 2270 | Rate Constraint in lbs/MMBtu | FALSE | L | Annual | Seasons Included | Seasons | Winter | Winter | Winter | Winter | Winter | Winter | Winter
CT Fac. Spec. - NOX Rate Winter v.4.10 Final, Unit 1186 and retrofits | 312 | 2270 | Rate Constraint in lbs/MMBtu | FALSE | L | Annual | Standard | lb/MMBtu | 0.15 | 0.15 | 0.15 | 0.15 | 0.15 | 0.15 | 0.15
CT Fac. Spec. - NOX Rate Winter v.4.10 Final, Unit 1186 and retrofits | 312 | 2270 | Rate Constraint in lbs/MMBtu | FALSE | L | Annual | Emissions at Affected Plants NOX | Thousand Tons | 0 | 0 | 0 | 0 | 0 | 0 | 0
CT Fac. Spec. - NOX Rate Winter v.4.10 Final, Unit 1186 and retrofits | 312 | 2270 | Rate Constraint in lbs/MMBtu | FALSE | L | Annual | Allowances Purchased NOX | Thousand Tons | 0 | 0 | 0 | 0 | 0 | 0 | 0
CT Fac. Spec. - NOX Rate Winter v.4.10 Final, Unit 1186 and retrofits | 312 | 2270 | Rate Constraint in lbs/MMBtu | FALSE | L | Annual | Allowances Sold NOX | Thousand Tons | 0 | 0 | 0 | 0 | 0 | 0 | 0
CT Fac. Spec. - NOX Rate Winter v.4.10 Final, Unit 1186 and retrofits | 312 | 2270 | Rate Constraint in lbs/MMBtu | FALSE | L | Annual | Allowances Banked | Thousand Tons | 0 | 0 | 0 | 0 | 0 | 0 | 0
CT Fac. Spec. - NOX Rate Winter v.4.10 Final, Unit 1186 and retrofits | 312 | 2270 | Rate Constraint in lbs/MMBtu | FALSE | L | Annual | Allowances Withdrawn (1:1) | Thousand Tons | 0 | 0 | 0 | 0 | 0 | 0 | 0
CT Fac. Spec. - NOX Rate Winter v.4.10 Final, Unit 1186 and retrofits | 312 | 2270 | Rate Constraint in lbs/MMBtu | FALSE | L | Annual | Allowances Withdrawn (n:1) | Thousand Tons | 0 | 0 | 0 | 0 | 0 | 0 | 0
CT Fac. Spec. - NOX Rate Winter v.4.10 Final, Unit 1186 and retrofits | 312 | 2270 | Rate Constraint in lbs/MMBtu | FALSE | L | Annual | Net Emissions Allowance Position | Thousand Tons | 0 | 0 | 0 | 0 | 0 | 0 | 0
CT Fac. Spec. - NOX Rate Winter v.4.10 Final, Unit 1186 and retrofits | 312 | 2270 | Rate Constraint in lbs/MMBtu | FALSE | L | Annual | Fuel Consumed | TBtu | 0 | 0 | 0 | 0 | 0 | 0 | 0
CT Fac. Spec. - NOX Rate Winter v.4.10 Final, Unit 1186 and retrofits | 312 | 2270 | Rate Constraint in lbs/MMBtu | FALSE | L | Annual | Rate | lb/MMBtu | 0 | 0 | 0 | 0 | 0 | 0 | 0
CT Fac. Spec. - NOX Rate Winter v.4.10 Final, Unit 1186 and retrofits | 312 | 2270 | Rate Constraint in lbs/MMBtu | FALSE | L | Annual | Generation | TWh | 0 | 0 | 0 | 0 | 0 | 0 | 0
CT Fac. Spec. - NOX Rate Winter v.4.10 Final, Unit 1186 and retrofits | 312 | 2270 | Rate Constraint in lbs/MMBtu | FALSE | L | Annual | Qualifying Generation | TWh | 0 | 0 | 0 | 0 | 0 | 0 | 0
CT Fac. Spec. - NOX Rate Winter v.4.10 Final, Unit 1186 and retrofits | 312 | 2270 | Rate Constraint in lbs/MMBtu | FALSE | L | Annual | Rate | lb/MWh | 0 | 0 | 0 | 0 | 0 | 0 | 0
CT Fac. Spec. - NOX Rate Winter v.4.10 Final, Unit 1186 and retrofits | 312 | 2270 | Rate Constraint in lbs/MMBtu | FALSE | L | Annual | Constraint Shadow Price | US2011$/Ton | 0 | 0 | 0 | 0 | 0 | 0 | 0
CT Fac. Spec. - NOX Rate Winter v.4.10 Final, Unit 1187 and retrofits | 313 | 2270 | Rate Constraint in lbs/MMBtu | FALSE | L | Annual | Seasons Included | Seasons | Winter | Winter | Winter | Winter | Winter | Winter | Winter
CT Fac. Spec. - NOX Rate Winter v.4.10 Final, Unit 1187 and retrofits | 313 | 2270 | Rate Constraint in lbs/MMBtu | FALSE | L | Annual | Standard | lb/MMBtu | 0.15 | 0.15 | 0.15 | 0.15 | 0.15 | 0.15 | 0.15
CT Fac. Spec. - NOX Rate Winter v.4.10 Final, Unit 1187 and retrofits | 313 | 2270 | Rate Constraint in lbs/MMBtu | FALSE | L | Annual | Emissions at Affected Plants NOX | Thousand Tons | 0 | 0 | 0 | 0 | 0 | 0 | 0
CT Fac. Spec. - NOX Rate Winter v.4.10 Final, Unit 1187 and retrofits | 313 | 2270 | Rate Constraint in lbs/MMBtu | FALSE | L | Annual | Allowances Purchased NOX | Thousand Tons | 0 | 0 | 0 | 0 | 0 | 0 | 0
CT Fac. Spec. - NOX Rate Winter v.4.10 Final, Unit 1187 and retrofits | 313 | 2270 | Rate Constraint in lbs/MMBtu | FALSE | L | Annual | Allowances Sold NOX | Thousand Tons | 0 | 0 | 0 | 0 | 0 | 0 | 0
CT Fac. Spec. - NOX Rate Winter v.4.10 Final, Unit 1187 and retrofits | 313 | 2270 | Rate Constraint in lbs/MMBtu | FALSE | L | Annual | Allowances Banked | Thousand Tons | 0 | 0 | 0 | 0 | 0 | 0 | 0
CT Fac. Spec. - NOX Rate Winter v.4.10 Final, Unit 1187 and retrofits | 313 | 2270 | Rate Constraint in lbs/MMBtu | FALSE | L | Annual | Allowances Withdrawn (1:1) | Thousand Tons | 0 | 0 | 0 | 0 | 0 | 0 | 0
CT Fac. Spec. - NOX Rate Winter v.4.10 Final, Unit 1187 and retrofits | 313 | 2270 | Rate Constraint in lbs/MMBtu | FALSE | L | Annual | Allowances Withdrawn (n:1) | Thousand Tons | 0 | 0 | 0 | 0 | 0 | 0 | 0
CT Fac. Spec. - NOX Rate Winter v.4.10 Final, Unit 1187 and retrofits | 313 | 2270 | Rate Constraint in lbs/MMBtu | FALSE | L | Annual | Net Emissions Allowance Position | Thousand Tons | 0 | 0 | 0 | 0 | 0 | 0 | 0
CT Fac. Spec. - NOX Rate Winter v.4.10 Final, Unit 1187 and retrofits | 313 | 2270 | Rate Constraint in lbs/MMBtu | FALSE | L | Annual | Fuel Consumed | TBtu | 0 | 0 | 0 | 0 | 0 | 0 | 0
CT Fac. Spec. - NOX Rate Winter v.4.10 Final, Unit 1187 and retrofits | 313 | 2270 | Rate Constraint in lbs/MMBtu | FALSE | L | Annual | Rate | lb/MMBtu | 0 | 0 | 0 | 0 | 0 | 0 | 0
CT Fac. Spec. - NOX Rate Winter v.4.10 Final, Unit 1187 and retrofits | 313 | 2270 | Rate Constraint in lbs/MMBtu | FALSE | L | Annual | Generation | TWh | 0 | 0 | 0 | 0 | 0 | 0 | 0
CT Fac. Spec. - NOX Rate Winter v.4.10 Final, Unit 1187 and retrofits | 313 | 2270 | Rate Constraint in lbs/MMBtu | FALSE | L | Annual | Qualifying Generation | TWh | 0 | 0 | 0 | 0 | 0 | 0 | 0
CT Fac. Spec. - NOX Rate Winter v.4.10 Final, Unit 1187 and retrofits | 313 | 2270 | Rate Constraint in lbs/MMBtu | FALSE | L | Annual | Rate | lb/MWh | 0 | 0 | 0 | 0 | 0 | 0 | 0
CT Fac. Spec. - NOX Rate Winter v.4.10 Final, Unit 1187 and retrofits | 313 | 2270 | Rate Constraint in lbs/MMBtu | FALSE | L | Annual | Constraint Shadow Price | US2011$/Ton | 0 | 0 | 0 | 0 | 0 | 0 | 0
CT Fac. Spec. - NOX Rate Winter v.4.10 Final, Unit 1193 and retrofits | 314 | 2270 | Rate Constraint in lbs/MMBtu | FALSE | L | Annual | Seasons Included | Seasons | Winter | Winter | Winter | Winter | Winter | Winter | Winter
CT Fac. Spec. - NOX Rate Winter v.4.10 Final, Unit 1193 and retrofits | 314 | 2270 | Rate Constraint in lbs/MMBtu | FALSE | L | Annual | Standard | lb/MMBtu | 0.15 | 0.15 | 0.15 | 0.15 | 0.15 | 0.15 | 0.15
CT Fac. Spec. - NOX Rate Winter v.4.10 Final, Unit 1193 and retrofits | 314 | 2270 | Rate Constraint in lbs/MMBtu | FALSE | L | Annual | Emissions at Affected Plants NOX | Thousand Tons | 0 | 0 | 0 | 0 | 0 | 0 | 0
CT Fac. Spec. - NOX Rate Winter v.4.10 Final, Unit 1193 and retrofits | 314 | 2270 | Rate Constraint in lbs/MMBtu | FALSE | L | Annual | Allowances Purchased NOX | Thousand Tons | 0 | 0 | 0 | 0 | 0 | 0 | 0
CT Fac. Spec. - NOX Rate Winter v.4.10 Final, Unit 1193 and retrofits | 314 | 2270 | Rate Constraint in lbs/MMBtu | FALSE | L | Annual | Allowances Sold NOX | Thousand Tons | 0 | 0 | 0 | 0 | 0 | 0 | 0
CT Fac. Spec. - NOX Rate Winter v.4.10 Final, Unit 1193 and retrofits | 314 | 2270 | Rate Constraint in lbs/MMBtu | FALSE | L | Annual | Allowances Banked | Thousand Tons | 0 | 0 | 0 | 0 | 0 | 0 | 0
CT Fac. Spec. - NOX Rate Winter v.4.10 Final, Unit 1193 and retrofits | 314 | 2270 | Rate Constraint in lbs/MMBtu | FALSE | L | Annual | Allowances Withdrawn (1:1) | Thousand Tons | 0 | 0 | 0 | 0 | 0 | 0 | 0
CT Fac. Spec. - NOX Rate Winter v.4.10 Final, Unit 1193 and retrofits | 314 | 2270 | Rate Constraint in lbs/MMBtu | FALSE | L | Annual | Allowances Withdrawn (n:1) | Thousand Tons | 0 | 0 | 0 | 0 | 0 | 0 | 0
CT Fac. Spec. - NOX Rate Winter v.4.10 Final, Unit 1193 and retrofits | 314 | 2270 | Rate Constraint in lbs/MMBtu | FALSE | L | Annual | Net Emissions Allowance Position | Thousand Tons | 0 | 0 | 0 | 0 | 0 | 0 | 0
CT Fac. Spec. - NOX Rate Winter v.4.10 Final, Unit 1193 and retrofits | 314 | 2270 | Rate Constraint in lbs/MMBtu | FALSE | L | Annual | Fuel Consumed | TBtu | 0 | 0 | 0 | 0 | 0 | 0 | 0
CT Fac. Spec. - NOX Rate Winter v.4.10 Final, Unit 1193 and retrofits | 314 | 2270 | Rate Constraint in lbs/MMBtu | FALSE | L | Annual | Rate | lb/MMBtu | 0 | 0 | 0 | 0 | 0 | 0 | 0
CT Fac. Spec. - NOX Rate Winter v.4.10 Final, Unit 1193 and retrofits | 314 | 2270 | Rate Constraint in lbs/MMBtu | FALSE | L | Annual | Generation | TWh | 0 | 0 | 0 | 0 | 0 | 0 | 0
CT Fac. Spec. - NOX Rate Winter v.4.10 Final, Unit 1193 and retrofits | 314 | 2270 | Rate Constraint in lbs/MMBtu | FALSE | L | Annual | Qualifying Generation | TWh | 0 | 0 | 0 | 0 | 0 | 0 | 0
CT Fac. Spec. - NOX Rate Winter v.4.10 Final, Unit 1193 and retrofits | 314 | 2270 | Rate Constraint in lbs/MMBtu | FALSE | L | Annual | Rate | lb/MWh | 0 | 0 | 0 | 0 | 0 | 0 | 0
CT Fac. Spec. - NOX Rate Winter v.4.10 Final, Unit 1193 and retrofits | 314 | 2270 | Rate Constraint in lbs/MMBtu | FALSE | L | Annual | Constraint Shadow Price | US2011$/Ton | 0 | 0 | 0 | 0 | 0 | 0 | 0
CT Fac. Spec. - NOX Rate Winter v.4.10 Final, Unit 1194 and retrofits | 315 | 2270 | Rate Constraint in lbs/MMBtu | FALSE | L | Annual | Seasons Included | Seasons | Winter | Winter | Winter | Winter | Winter | Winter | Winter
CT Fac. Spec. - NOX Rate Winter v.4.10 Final, Unit 1194 and retrofits | 315 | 2270 | Rate Constraint in lbs/MMBtu | FALSE | L | Annual | Standard | lb/MMBtu | 0.15 | 0.15 | 0.15 | 0.15 | 0.15 | 0.15 | 0.15
CT Fac. Spec. - NOX Rate Winter v.4.10 Final, Unit 1194 and retrofits | 315 | 2270 | Rate Constraint in lbs/MMBtu | FALSE | L | Annual | Emissions at Affected Plants NOX | Thousand Tons | 0 | 0 | 0 | 0 | 0 | 0 | 0
CT Fac. Spec. - NOX Rate Winter v.4.10 Final, Unit 1194 and retrofits | 315 | 2270 | Rate Constraint in lbs/MMBtu | FALSE | L | Annual | Allowances Purchased NOX | Thousand Tons | 0 | 0 | 0 | 0 | 0 | 0 | 0
CT Fac. Spec. - NOX Rate Winter v.4.10 Final, Unit 1194 and retrofits | 315 | 2270 | Rate Constraint in lbs/MMBtu | FALSE | L | Annual | Allowances Sold NOX | Thousand Tons | 0 | 0 | 0 | 0 | 0 | 0 | 0
CT Fac. Spec. - NOX Rate Winter v.4.10 Final, Unit 1194 and retrofits | 315 | 2270 | Rate Constraint in lbs/MMBtu | FALSE | L | Annual | Allowances Banked | Thousand Tons | 0 | 0 | 0 | 0 | 0 | 0 | 0
CT Fac. Spec. - NOX Rate Winter v.4.10 Final, Unit 1194 and retrofits | 315 | 2270 | Rate Constraint in lbs/MMBtu | FALSE | L | Annual | Allowances Withdrawn (1:1) | Thousand Tons | 0 | 0 | 0 | 0 | 0 | 0 | 0
CT Fac. Spec. - NOX Rate Winter v.4.10 Final, Unit 1194 and retrofits | 315 | 2270 | Rate Constraint in lbs/MMBtu | FALSE | L | Annual | Allowances Withdrawn (n:1) | Thousand Tons | 0 | 0 | 0 | 0 | 0 | 0 | 0
CT Fac. Spec. - NOX Rate Winter v.4.10 Final, Unit 1194 and retrofits | 315 | 2270 | Rate Constraint in lbs/MMBtu | FALSE | L | Annual | Net Emissions Allowance Position | Thousand Tons | 0 | 0 | 0 | 0 | 0 | 0 | 0
CT Fac. Spec. - NOX Rate Winter v.4.10 Final, Unit 1194 and retrofits | 315 | 2270 | Rate Constraint in lbs/MMBtu | FALSE | L | Annual | Fuel Consumed | TBtu | 0 | 0 | 0 | 0 | 0 | 0 | 0
CT Fac. Spec. - NOX Rate Winter v.4.10 Final, Unit 1194 and retrofits | 315 | 2270 | Rate Constraint in lbs/MMBtu | FALSE | L | Annual | Rate | lb/MMBtu | 0 | 0 | 0 | 0 | 0 | 0 | 0
CT Fac. Spec. - NOX Rate Winter v.4.10 Final, Unit 1194 and retrofits | 315 | 2270 | Rate Constraint in lbs/MMBtu | FALSE | L | Annual | Generation | TWh | 0 | 0 | 0 | 0 | 0 | 0 | 0
CT Fac. Spec. - NOX Rate Winter v.4.10 Final, Unit 1194 and retrofits | 315 | 2270 | Rate Constraint in lbs/MMBtu | FALSE | L | Annual | Qualifying Generation | TWh | 0 | 0 | 0 | 0 | 0 | 0 | 0
CT Fac. Spec. - NOX Rate Winter v.4.10 Final, Unit 1194 and retrofits | 315 | 2270 | Rate Constraint in lbs/MMBtu | FALSE | L | Annual | Rate | lb/MWh | 0 | 0 | 0 | 0 | 0 | 0 | 0
CT Fac. Spec. - NOX Rate Winter v.4.10 Final, Unit 1194 and retrofits | 315 | 2270 | Rate Constraint in lbs/MMBtu | FALSE | L | Annual | Constraint Shadow Price | US2011$/Ton | 0 | 0 | 0 | 0 | 0 | 0 | 0
CT Fac. Spec. - NOX Rate Winter v.4.10 Final, Unit 1195 and retrofits | 316 | 2270 | Rate Constraint in lbs/MMBtu | FALSE | L | Annual | Seasons Included | Seasons | Winter | Winter | Winter | Winter | Winter | Winter | Winter
CT Fac. Spec. - NOX Rate Winter v.4.10 Final, Unit 1195 and retrofits | 316 | 2270 | Rate Constraint in lbs/MMBtu | FALSE | L | Annual | Standard | lb/MMBtu | 0.15 | 0.15 | 0.15 | 0.15 | 0.15 | 0.15 | 0.15
CT Fac. Spec. - NOX Rate Winter v.4.10 Final, Unit 1195 and retrofits | 316 | 2270 | Rate Constraint in lbs/MMBtu | FALSE | L | Annual | Emissions at Affected Plants NOX | Thousand Tons | 0 | 0 | 0 | 0 | 0 | 0 | 0
CT Fac. Spec. - NOX Rate Winter v.4.10 Final, Unit 1195 and retrofits | 316 | 2270 | Rate Constraint in lbs/MMBtu | FALSE | L | Annual | Allowances Purchased NOX | Thousand Tons | 0 | 0 | 0 | 0 | 0 | 0 | 0
CT Fac. Spec. - NOX Rate Winter v.4.10 Final, Unit 1195 and retrofits | 316 | 2270 | Rate Constraint in lbs/MMBtu | FALSE | L | Annual | Allowances Sold NOX | Thousand Tons | 0 | 0 | 0 | 0 | 0 | 0 | 0
CT Fac. Spec. - NOX Rate Winter v.4.10 Final, Unit 1195 and retrofits | 316 | 2270 | Rate Constraint in lbs/MMBtu | FALSE | L | Annual | Allowances Banked | Thousand Tons | 0 | 0 | 0 | 0 | 0 | 0 | 0
CT Fac. Spec. - NOX Rate Winter v.4.10 Final, Unit 1195 and retrofits | 316 | 2270 | Rate Constraint in lbs/MMBtu | FALSE | L | Annual | Allowances Withdrawn (1:1) | Thousand Tons | 0 | 0 | 0 | 0 | 0 | 0 | 0
CT Fac. Spec. - NOX Rate Winter v.4.10 Final, Unit 1195 and retrofits | 316 | 2270 | Rate Constraint in lbs/MMBtu | FALSE | L | Annual | Allowances Withdrawn (n:1) | Thousand Tons | 0 | 0 | 0 | 0 | 0 | 0 | 0
CT Fac. Spec. - NOX Rate Winter v.4.10 Final, Unit 1195 and retrofits | 316 | 2270 | Rate Constraint in lbs/MMBtu | FALSE | L | Annual | Net Emissions Allowance Position | Thousand Tons | 0 | 0 | 0 | 0 | 0 | 0 | 0
CT Fac. Spec. - NOX Rate Winter v.4.10 Final, Unit 1195 and retrofits | 316 | 2270 | Rate Constraint in lbs/MMBtu | FALSE | L | Annual | Fuel Consumed | TBtu | 0 | 0 | 0 | 0 | 0 | 0 | 0
CT Fac. Spec. - NOX Rate Winter v.4.10 Final, Unit 1195 and retrofits | 316 | 2270 | Rate Constraint in lbs/MMBtu | FALSE | L | Annual | Rate | lb/MMBtu | 0 | 0 | 0 | 0 | 0 | 0 | 0
CT Fac. Spec. - NOX Rate Winter v.4.10 Final, Unit 1195 and retrofits | 316 | 2270 | Rate Constraint in lbs/MMBtu | FALSE | L | Annual | Generation | TWh | 0 | 0 | 0 | 0 | 0 | 0 | 0
CT Fac. Spec. - NOX Rate Winter v.4.10 Final, Unit 1195 and retrofits | 316 | 2270 | Rate Constraint in lbs/MMBtu | FALSE | L | Annual | Qualifying Generation | TWh | 0 | 0 | 0 | 0 | 0 | 0 | 0
CT Fac. Spec. - NOX Rate Winter v.4.10 Final, Unit 1195 and retrofits | 316 | 2270 | Rate Constraint in lbs/MMBtu | FALSE | L | Annual | Rate | lb/MWh | 0 | 0 | 0 | 0 | 0 | 0 | 0
CT Fac. Spec. - NOX Rate Winter v.4.10 Final, Unit 1195 and retrofits | 316 | 2270 | Rate Constraint in lbs/MMBtu | FALSE | L | Annual | Constraint Shadow Price | US2011$/Ton | 0 | 0 | 0 | 0 | 0 | 0 | 0
CT Fac. Spec. - NOX Rate Winter v.4.10 Final, Unit 1196 and retrofits | 317 | 2270 | Rate Constraint in lbs/MMBtu | FALSE | L | Annual | Seasons Included | Seasons | Winter | Winter | Winter | Winter | Winter | Winter | Winter
CT Fac. Spec. - NOX Rate Winter v.4.10 Final, Unit 1196 and retrofits | 317 | 2270 | Rate Constraint in lbs/MMBtu | FALSE | L | Annual | Standard | lb/MMBtu | 0.15 | 0.15 | 0.15 | 0.15 | 0.15 | 0.15 | 0.15
CT Fac. Spec. - NOX Rate Winter v.4.10 Final, Unit 1196 and retrofits | 317 | 2270 | Rate Constraint in lbs/MMBtu | FALSE | L | Annual | Emissions at Affected Plants NOX | Thousand Tons | 0 | 0 | 0 | 0 | 0 | 0 | 0
CT Fac. Spec. - NOX Rate Winter v.4.10 Final, Unit 1196 and retrofits | 317 | 2270 | Rate Constraint in lbs/MMBtu | FALSE | L | Annual | Allowances Purchased NOX | Thousand Tons | 0 | 0 | 0 | 0 | 0 | 0 | 0
CT Fac. Spec. - NOX Rate Winter v.4.10 Final, Unit 1196 and retrofits | 317 | 2270 | Rate Constraint in lbs/MMBtu | FALSE | L | Annual | Allowances Sold NOX | Thousand Tons | 0 | 0 | 0 | 0 | 0 | 0 | 0
CT Fac. Spec. - NOX Rate Winter v.4.10 Final, Unit 1196 and retrofits | 317 | 2270 | Rate Constraint in lbs/MMBtu | FALSE | L | Annual | Allowances Banked | Thousand Tons | 0 | 0 | 0 | 0 | 0 | 0 | 0
CT Fac. Spec. - NOX Rate Winter v.4.10 Final, Unit 1196 and retrofits | 317 | 2270 | Rate Constraint in lbs/MMBtu | FALSE | L | Annual | Allowances Withdrawn (1:1) | Thousand Tons | 0 | 0 | 0 | 0 | 0 | 0 | 0
CT Fac. Spec. - NOX Rate Winter v.4.10 Final, Unit 1196 and retrofits | 317 | 2270 | Rate Constraint in lbs/MMBtu | FALSE | L | Annual | Allowances Withdrawn (n:1) | Thousand Tons | 0 | 0 | 0 | 0 | 0 | 0 | 0
CT Fac. Spec. - NOX Rate Winter v.4.10 Final, Unit 1196 and retrofits | 317 | 2270 | Rate Constraint in lbs/MMBtu | FALSE | L | Annual | Net Emissions Allowance Position | Thousand Tons | 0 | 0 | 0 | 0 | 0 | 0 | 0
CT Fac. Spec. - NOX Rate Winter v.4.10 Final, Unit 1196 and retrofits | 317 | 2270 | Rate Constraint in lbs/MMBtu | FALSE | L | Annual | Fuel Consumed | TBtu | 0 | 0 | 0 | 0 | 0 | 0 | 0
CT Fac. Spec. - NOX Rate Winter v.4.10 Final, Unit 1196 and retrofits | 317 | 2270 | Rate Constraint in lbs/MMBtu | FALSE | L | Annual | Rate | lb/MMBtu | 0 | 0 | 0 | 0 | 0 | 0 | 0
CT Fac. Spec. - NOX Rate Winter v.4.10 Final, Unit 1196 and retrofits | 317 | 2270 | Rate Constraint in lbs/MMBtu | FALSE | L | Annual | Generation | TWh | 0 | 0 | 0 | 0 | 0 | 0 | 0
CT Fac. Spec. - NOX Rate Winter v.4.10 Final, Unit 1196 and retrofits | 317 | 2270 | Rate Constraint in lbs/MMBtu | FALSE | L | Annual | Qualifying Generation | TWh | 0 | 0 | 0 | 0 | 0 | 0 | 0
CT Fac. Spec. - NOX Rate Winter v.4.10 Final, Unit 1196 and retrofits | 317 | 2270 | Rate Constraint in lbs/MMBtu | FALSE | L | Annual | Rate | lb/MWh | 0 | 0 | 0 | 0 | 0 | 0 | 0
CT Fac. Spec. - NOX Rate Winter v.4.10 Final, Unit 1196 and retrofits | 317 | 2270 | Rate Constraint in lbs/MMBtu | FALSE | L | Annual | Constraint Shadow Price | US2011$/Ton | 0 | 0 | 0 | 0 | 0 | 0 | 0
CT Fac. Spec. - NOX Rate Winter v.4.10 Final, Unit 1197 and retrofits | 318 | 2270 | Rate Constraint in lbs/MMBtu | FALSE | L | Annual | Seasons Included | Seasons | Winter | Winter | Winter | Winter | Winter | Winter | Winter
CT Fac. Spec. - NOX Rate Winter v.4.10 Final, Unit 1197 and retrofits | 318 | 2270 | Rate Constraint in lbs/MMBtu | FALSE | L | Annual | Standard | lb/MMBtu | 0.15 | 0.15 | 0.15 | 0.15 | 0.15 | 0.15 | 0.15
CT Fac. Spec. - NOX Rate Winter v.4.10 Final, Unit 1197 and retrofits | 318 | 2270 | Rate Constraint in lbs/MMBtu | FALSE | L | Annual | Emissions at Affected Plants NOX | Thousand Tons | 0 | 0 | 0 | 0 | 0 | 0 | 0
CT Fac. Spec. - NOX Rate Winter v.4.10 Final, Unit 1197 and retrofits | 318 | 2270 | Rate Constraint in lbs/MMBtu | FALSE | L | Annual | Allowances Purchased NOX | Thousand Tons | 0 | 0 | 0 | 0 | 0 | 0 | 0
CT Fac. Spec. - NOX Rate Winter v.4.10 Final, Unit 1197 and retrofits | 318 | 2270 | Rate Constraint in lbs/MMBtu | FALSE | L | Annual | Allowances Sold NOX | Thousand Tons | 0 | 0 | 0 | 0 | 0 | 0 | 0
CT Fac. Spec. - NOX Rate Winter v.4.10 Final, Unit 1197 and retrofits | 318 | 2270 | Rate Constraint in lbs/MMBtu | FALSE | L | Annual | Allowances Banked | Thousand Tons | 0 | 0 | 0 | 0 | 0 | 0 | 0
CT Fac. Spec. - NOX Rate Winter v.4.10 Final, Unit 1197 and retrofits | 318 | 2270 | Rate Constraint in lbs/MMBtu | FALSE | L | Annual | Allowances Withdrawn (1:1) | Thousand Tons | 0 | 0 | 0 | 0 | 0 | 0 | 0
CT Fac. Spec. - NOX Rate Winter v.4.10 Final, Unit 1197 and retrofits | 318 | 2270 | Rate Constraint in lbs/MMBtu | FALSE | L | Annual | Allowances Withdrawn (n:1) | Thousand Tons | 0 | 0 | 0 | 0 | 0 | 0 | 0
CT Fac. Spec. - NOX Rate Winter v.4.10 Final, Unit 1197 and retrofits | 318 | 2270 | Rate Constraint in lbs/MMBtu | FALSE | L | Annual | Net Emissions Allowance Position | Thousand Tons | 0 | 0 | 0 | 0 | 0 | 0 | 0
CT Fac. Spec. - NOX Rate Winter v.4.10 Final, Unit 1197 and retrofits | 318 | 2270 | Rate Constraint in lbs/MMBtu | FALSE | L | Annual | Fuel Consumed | TBtu | 0 | 0 | 0 | 0 | 0 | 0 | 0
CT Fac. Spec. - NOX Rate Winter v.4.10 Final, Unit 1197 and retrofits | 318 | 2270 | Rate Constraint in lbs/MMBtu | FALSE | L | Annual | Rate | lb/MMBtu | 0 | 0 | 0 | 0 | 0 | 0 | 0
CT Fac. Spec. - NOX Rate Winter v.4.10 Final, Unit 1197 and retrofits | 318 | 2270 | Rate Constraint in lbs/MMBtu | FALSE | L | Annual | Generation | TWh | 0 | 0 | 0 | 0 | 0 | 0 | 0
CT Fac. Spec. - NOX Rate Winter v.4.10 Final, Unit 1197 and retrofits | 318 | 2270 | Rate Constraint in lbs/MMBtu | FALSE | L | Annual | Qualifying Generation | TWh | 0 | 0 | 0 | 0 | 0 | 0 | 0
CT Fac. Spec. - NOX Rate Winter v.4.10 Final, Unit 1197 and retrofits | 318 | 2270 | Rate Constraint in lbs/MMBtu | FALSE | L | Annual | Rate | lb/MWh | 0 | 0 | 0 | 0 | 0 | 0 | 0
CT Fac. Spec. - NOX Rate Winter v.4.10 Final, Unit 1197 and retrofits | 318 | 2270 | Rate Constraint in lbs/MMBtu | FALSE | L | Annual | Constraint Shadow Price | US2011$/Ton | 0 | 0 | 0 | 0 | 0 | 0 | 0
CT Fac. Spec. - NOX Rate Winter v.4.10 Final, Unit 1198 and retrofits | 319 | 2270 | Rate Constraint in lbs/MMBtu | FALSE | L | Annual | Seasons Included | Seasons | Winter | Winter | Winter | Winter | Winter | Winter | Winter
CT Fac. Spec. - NOX Rate Winter v.4.10 Final, Unit 1198 and retrofits | 319 | 2270 | Rate Constraint in lbs/MMBtu | FALSE | L | Annual | Standard | lb/MMBtu | 0.15 | 0.15 | 0.15 | 0.15 | 0.15 | 0.15 | 0.15
CT Fac. Spec. - NOX Rate Winter v.4.10 Final, Unit 1198 and retrofits | 319 | 2270 | Rate Constraint in lbs/MMBtu | FALSE | L | Annual | Emissions at Affected Plants NOX | Thousand Tons | 0 | 0 | 0 | 0 | 0 | 0 | 0
CT Fac. Spec. - NOX Rate Winter v.4.10 Final, Unit 1198 and retrofits | 319 | 2270 | Rate Constraint in lbs/MMBtu | FALSE | L | Annual | Allowances Purchased NOX | Thousand Tons | 0 | 0 | 0 | 0 | 0 | 0 | 0
CT Fac. Spec. - NOX Rate Winter v.4.10 Final, Unit 1198 and retrofits | 319 | 2270 | Rate Constraint in lbs/MMBtu | FALSE | L | Annual | Allowances Sold NOX | Thousand Tons | 0 | 0 | 0 | 0 | 0 | 0 | 0
CT Fac. Spec. - NOX Rate Winter v.4.10 Final, Unit 1198 and retrofits | 319 | 2270 | Rate Constraint in lbs/MMBtu | FALSE | L | Annual | Allowances Banked | Thousand Tons | 0 | 0 | 0 | 0 | 0 | 0 | 0
CT Fac. Spec. - NOX Rate Winter v.4.10 Final, Unit 1198 and retrofits | 319 | 2270 | Rate Constraint in lbs/MMBtu | FALSE | L | Annual | Allowances Withdrawn (1:1) | Thousand Tons | 0 | 0 | 0 | 0 | 0 | 0 | 0
CT Fac. Spec. - NOX Rate Winter v.4.10 Final, Unit 1198 and retrofits | 319 | 2270 | Rate Constraint in lbs/MMBtu | FALSE | L | Annual | Allowances Withdrawn (n:1) | Thousand Tons | 0 | 0 | 0 | 0 | 0 | 0 | 0
CT Fac. Spec. - NOX Rate Winter v.4.10 Final, Unit 1198 and retrofits | 319 | 2270 | Rate Constraint in lbs/MMBtu | FALSE | L | Annual | Net Emissions Allowance Position | Thousand Tons | 0 | 0 | 0 | 0 | 0 | 0 | 0
CT Fac. Spec. - NOX Rate Winter v.4.10 Final, Unit 1198 and retrofits | 319 | 2270 | Rate Constraint in lbs/MMBtu | FALSE | L | Annual | Fuel Consumed | TBtu | 0 | 0 | 0 | 0 | 0 | 0 | 0
CT Fac. Spec. - NOX Rate Winter v.4.10 Final, Unit 1198 and retrofits | 319 | 2270 | Rate Constraint in lbs/MMBtu | FALSE | L | Annual | Rate | lb/MMBtu | 0 | 0 | 0 | 0 | 0 | 0 | 0
CT Fac. Spec. - NOX Rate Winter v.4.10 Final, Unit 1198 and retrofits | 319 | 2270 | Rate Constraint in lbs/MMBtu | FALSE | L | Annual | Generation | TWh | 0 | 0 | 0 | 0 | 0 | 0 | 0
CT Fac. Spec. - NOX Rate Winter v.4.10 Final, Unit 1198 and retrofits | 319 | 2270 | Rate Constraint in lbs/MMBtu | FALSE | L | Annual | Qualifying Generation | TWh | 0 | 0 | 0 | 0 | 0 | 0 | 0
CT Fac. Spec. - NOX Rate Winter v.4.10 Final, Unit 1198 and retrofits | 319 | 2270 | Rate Constraint in lbs/MMBtu | FALSE | L | Annual | Rate | lb/MWh | 0 | 0 | 0 | 0 | 0 | 0 | 0
CT Fac. Spec. - NOX Rate Winter v.4.10 Final, Unit 1198 and retrofits | 319 | 2270 | Rate Constraint in lbs/MMBtu | FALSE | L | Annual | Constraint Shadow Price | US2011$/Ton | 0 | 0 | 0 | 0 | 0 | 0 | 0
CT Fac. Spec. - NOX Rate Winter v.4.10 Final, Unit 1199 and retrofits | 320 | 2270 | Rate Constraint in lbs/MMBtu | FALSE | L | Annual | Seasons Included | Seasons | Winter | Winter | Winter | Winter | Winter | Winter | Winter
CT Fac. Spec. - NOX Rate Winter v.4.10 Final, Unit 1199 and retrofits | 320 | 2270 | Rate Constraint in lbs/MMBtu | FALSE | L | Annual | Standard | lb/MMBtu | 0.15 | 0.15 | 0.15 | 0.15 | 0.15 | 0.15 | 0.15
CT Fac. Spec. - NOX Rate Winter v.4.10 Final, Unit 1199 and retrofits | 320 | 2270 | Rate Constraint in lbs/MMBtu | FALSE | L | Annual | Emissions at Affected Plants NOX | Thousand Tons | 0 | 0 | 0 | 0 | 0 | 0 | 0
CT Fac. Spec. - NOX Rate Winter v.4.10 Final, Unit 1199 and retrofits | 320 | 2270 | Rate Constraint in lbs/MMBtu | FALSE | L | Annual | Allowances Purchased NOX | Thousand Tons | 0 | 0 | 0 | 0 | 0 | 0 | 0
CT Fac. Spec. - NOX Rate Winter v.4.10 Final, Unit 1199 and retrofits | 320 | 2270 | Rate Constraint in lbs/MMBtu | FALSE | L | Annual | Allowances Sold NOX | Thousand Tons | 0 | 0 | 0 | 0 | 0 | 0 | 0
CT Fac. Spec. - NOX Rate Winter v.4.10 Final, Unit 1199 and retrofits | 320 | 2270 | Rate Constraint in lbs/MMBtu | FALSE | L | Annual | Allowances Banked | Thousand Tons | 0 | 0 | 0 | 0 | 0 | 0 | 0
CT Fac. Spec. - NOX Rate Winter v.4.10 Final, Unit 1199 and retrofits | 320 | 2270 | Rate Constraint in lbs/MMBtu | FALSE | L | Annual | Allowances Withdrawn (1:1) | Thousand Tons | 0 | 0 | 0 | 0 | 0 | 0 | 0
CT Fac. Spec. - NOX Rate Winter v.4.10 Final, Unit 1199 and retrofits | 320 | 2270 | Rate Constraint in lbs/MMBtu | FALSE | L | Annual | Allowances Withdrawn (n:1) | Thousand Tons | 0 | 0 | 0 | 0 | 0 | 0 | 0
CT Fac. Spec. - NOX Rate Winter v.4.10 Final, Unit 1199 and retrofits | 320 | 2270 | Rate Constraint in lbs/MMBtu | FALSE | L | Annual | Net Emissions Allowance Position | Thousand Tons | 0 | 0 | 0 | 0 | 0 | 0 | 0
CT Fac. Spec. - NOX Rate Winter v.4.10 Final, Unit 1199 and retrofits | 320 | 2270 | Rate Constraint in lbs/MMBtu | FALSE | L | Annual | Fuel Consumed | TBtu | 0 | 0 | 0 | 0 | 0 | 0 | 0
CT Fac. Spec. - NOX Rate Winter v.4.10 Final, Unit 1199 and retrofits | 320 | 2270 | Rate Constraint in lbs/MMBtu | FALSE | L | Annual | Rate | lb/MMBtu | 0 | 0 | 0 | 0 | 0 | 0 | 0
CT Fac. Spec. - NOX Rate Winter v.4.10 Final, Unit 1199 and retrofits | 320 | 2270 | Rate Constraint in lbs/MMBtu | FALSE | L | Annual | Generation | TWh | 0 | 0 | 0 | 0 | 0 | 0 | 0
CT Fac. Spec. - NOX Rate Winter v.4.10 Final, Unit 1199 and retrofits | 320 | 2270 | Rate Constraint in lbs/MMBtu | FALSE | L | Annual | Qualifying Generation | TWh | 0 | 0 | 0 | 0 | 0 | 0 | 0
CT Fac. Spec. - NOX Rate Winter v.4.10 Final, Unit 1199 and retrofits | 320 | 2270 | Rate Constraint in lbs/MMBtu | FALSE | L | Annual | Rate | lb/MWh | 0 | 0 | 0 | 0 | 0 | 0 | 0
CT Fac. Spec. - NOX Rate Winter v.4.10 Final, Unit 1199 and retrofits | 320 | 2270 | Rate Constraint in lbs/MMBtu | FALSE | L | Annual | Constraint Shadow Price | US2011$/Ton | 0 | 0 | 0 | 0 | 0 | 0 | 0
CT Fac. Spec. - NOX Rate Winter v.4.10 Final, Unit 1200 and retrofits | 321 | 2270 | Rate Constraint in lbs/MMBtu | FALSE | L | Annual | Seasons Included | Seasons | Winter | Winter | Winter | Winter | Winter | Winter | Winter
CT Fac. Spec. - NOX Rate Winter v.4.10 Final, Unit 1200 and retrofits | 321 | 2270 | Rate Constraint in lbs/MMBtu | FALSE | L | Annual | Standard | lb/MMBtu | 0.15 | 0.15 | 0.15 | 0.15 | 0.15 | 0.15 | 0.15
CT Fac. Spec. - NOX Rate Winter v.4.10 Final, Unit 1200 and retrofits | 321 | 2270 | Rate Constraint in lbs/MMBtu | FALSE | L | Annual | Emissions at Affected Plants NOX | Thousand Tons | 0 | 0 | 0 | 0 | 0 | 0 | 0
CT Fac. Spec. - NOX Rate Winter v.4.10 Final, Unit 1200 and retrofits | 321 | 2270 | Rate Constraint in lbs/MMBtu | FALSE | L | Annual | Allowances Purchased NOX | Thousand Tons | 0 | 0 | 0 | 0 | 0 | 0 | 0
CT Fac. Spec. - NOX Rate Winter v.4.10 Final, Unit 1200 and retrofits | 321 | 2270 | Rate Constraint in lbs/MMBtu | FALSE | L | Annual | Allowances Sold NOX | Thousand Tons | 0 | 0 | 0 | 0 | 0 | 0 | 0
CT Fac. Spec. - NOX Rate Winter v.4.10 Final, Unit 1200 and retrofits | 321 | 2270 | Rate Constraint in lbs/MMBtu | FALSE | L | Annual | Allowances Banked | Thousand Tons | 0 | 0 | 0 | 0 | 0 | 0 | 0
CT Fac. Spec. - NOX Rate Winter v.4.10 Final, Unit 1200 and retrofits | 321 | 2270 | Rate Constraint in lbs/MMBtu | FALSE | L | Annual | Allowances Withdrawn (1:1) | Thousand Tons | 0 | 0 | 0 | 0 | 0 | 0 | 0
CT Fac. Spec. - NOX Rate Winter v.4.10 Final, Unit 1200 and retrofits | 321 | 2270 | Rate Constraint in lbs/MMBtu | FALSE | L | Annual | Allowances Withdrawn (n:1) | Thousand Tons | 0 | 0 | 0 | 0 | 0 | 0 | 0
CT Fac. Spec. - NOX Rate Winter v.4.10 Final, Unit 1200 and retrofits | 321 | 2270 | Rate Constraint in lbs/MMBtu | FALSE | L | Annual | Net Emissions Allowance Position | Thousand Tons | 0 | 0 | 0 | 0 | 0 | 0 | 0
CT Fac. Spec. - NOX Rate Winter v.4.10 Final, Unit 1200 and retrofits | 321 | 2270 | Rate Constraint in lbs/MMBtu | FALSE | L | Annual | Fuel Consumed | TBtu | 0 | 0 | 0 | 0 | 0 | 0 | 0
CT Fac. Spec. - NOX Rate Winter v.4.10 Final, Unit 1200 and retrofits | 321 | 2270 | Rate Constraint in lbs/MMBtu | FALSE | L | Annual | Rate | lb/MMBtu | 0 | 0 | 0 | 0 | 0 | 0 | 0
CT Fac. Spec. - NOX Rate Winter v.4.10 Final, Unit 1200 and retrofits | 321 | 2270 | Rate Constraint in lbs/MMBtu | FALSE | L | Annual | Generation | TWh | 0 | 0 | 0 | 0 | 0 | 0 | 0
CT Fac. Spec. - NOX Rate Winter v.4.10 Final, Unit 1200 and retrofits | 321 | 2270 | Rate Constraint in lbs/MMBtu | FALSE | L | Annual | Qualifying Generation | TWh | 0 | 0 | 0 | 0 | 0 | 0 | 0
CT Fac. Spec. - NOX Rate Winter v.4.10 Final, Unit 1200 and retrofits | 321 | 2270 | Rate Constraint in lbs/MMBtu | FALSE | L | Annual | Rate | lb/MWh | 0 | 0 | 0 | 0 | 0 | 0 | 0
CT Fac. Spec. - NOX Rate Winter v.4.10 Final, Unit 1200 and retrofits | 321 | 2270 | Rate Constraint in lbs/MMBtu | FALSE | L | Annual | Constraint Shadow Price | US2011$/Ton | 0 | 0 | 0 | 0 | 0 | 0 | 0
CT Fac. Spec. - NOX Rate Winter v.4.10 Final, Unit 1201 and retrofits | 322 | 2270 | Rate Constraint in lbs/MMBtu | FALSE | L | Annual | Seasons Included | Seasons | Winter | Winter | Winter | Winter | Winter | Winter | Winter
CT Fac. Spec. - NOX Rate Winter v.4.10 Final, Unit 1201 and retrofits | 322 | 2270 | Rate Constraint in lbs/MMBtu | FALSE | L | Annual | Standard | lb/MMBtu | 0.15 | 0.15 | 0.15 | 0.15 | 0.15 | 0.15 | 0.15
CT Fac. Spec. - NOX Rate Winter v.4.10 Final, Unit 1201 and retrofits | 322 | 2270 | Rate Constraint in lbs/MMBtu | FALSE | L | Annual | Emissions at Affected Plants NOX | Thousand Tons | 0 | 0 | 0 | 0 | 0 | 0 | 0
CT Fac. Spec. - NOX Rate Winter v.4.10 Final, Unit 1201 and retrofits | 322 | 2270 | Rate Constraint in lbs/MMBtu | FALSE | L | Annual | Allowances Purchased NOX | Thousand Tons | 0 | 0 | 0 | 0 | 0 | 0 | 0
CT Fac. Spec. - NOX Rate Winter v.4.10 Final, Unit 1201 and retrofits | 322 | 2270 | Rate Constraint in lbs/MMBtu | FALSE | L | Annual | Allowances Sold NOX | Thousand Tons | 0 | 0 | 0 | 0 | 0 | 0 | 0
CT Fac. Spec. - NOX Rate Winter v.4.10 Final, Unit 1201 and retrofits | 322 | 2270 | Rate Constraint in lbs/MMBtu | FALSE | L | Annual | Allowances Banked | Thousand Tons | 0 | 0 | 0 | 0 | 0 | 0 | 0
CT Fac. Spec. - NOX Rate Winter v.4.10 Final, Unit 1201 and retrofits | 322 | 2270 | Rate Constraint in lbs/MMBtu | FALSE | L | Annual | Allowances Withdrawn (1:1) | Thousand Tons | 0 | 0 | 0 | 0 | 0 | 0 | 0
CT Fac. Spec. - NOX Rate Winter v.4.10 Final, Unit 1201 and retrofits | 322 | 2270 | Rate Constraint in lbs/MMBtu | FALSE | L | Annual | Allowances Withdrawn (n:1) | Thousand Tons | 0 | 0 | 0 | 0 | 0 | 0 | 0
CT Fac. Spec. - NOX Rate Winter v.4.10 Final, Unit 1201 and retrofits | 322 | 2270 | Rate Constraint in lbs/MMBtu | FALSE | L | Annual | Net Emissions Allowance Position | Thousand Tons | 0 | 0 | 0 | 0 | 0 | 0 | 0
CT Fac. Spec. - NOX Rate Winter v.4.10 Final, Unit 1201 and retrofits | 322 | 2270 | Rate Constraint in lbs/MMBtu | FALSE | L | Annual | Fuel Consumed | TBtu | 0 | 0 | 0 | 0 | 0 | 0 | 0
CT Fac. Spec. - NOX Rate Winter v.4.10 Final, Unit 1201 and retrofits | 322 | 2270 | Rate Constraint in lbs/MMBtu | FALSE | L | Annual | Rate | lb/MMBtu | 0 | 0 | 0 | 0 | 0 | 0 | 0
CT Fac. Spec. - NOX Rate Winter v.4.10 Final, Unit 1201 and retrofits | 322 | 2270 | Rate Constraint in lbs/MMBtu | FALSE | L | Annual | Generation | TWh | 0 | 0 | 0 | 0 | 0 | 0 | 0
CT Fac. Spec. - NOX Rate Winter v.4.10 Final, Unit 1201 and retrofits | 322 | 2270 | Rate Constraint in lbs/MMBtu | FALSE | L | Annual | Qualifying Generation | TWh | 0 | 0 | 0 | 0 | 0 | 0 | 0
CT Fac. Spec. - NOX Rate Winter v.4.10 Final, Unit 1201 and retrofits | 322 | 2270 | Rate Constraint in lbs/MMBtu | FALSE | L | Annual | Rate | lb/MWh | 0 | 0 | 0 | 0 | 0 | 0 | 0
CT Fac. Spec. - NOX Rate Winter v.4.10 Final, Unit 1201 and retrofits | 322 | 2270 | Rate Constraint in lbs/MMBtu | FALSE | L | Annual | Constraint Shadow Price | US2011$/Ton | 0 | 0 | 0 | 0 | 0 | 0 | 0
CT Fac. Spec. - NOX Rate Winter v.4.10 Final, Unit 1202 and retrofits | 323 | 2270 | Rate Constraint in lbs/MMBtu | FALSE | L | Annual | Seasons Included | Seasons | Winter | Winter | Winter | Winter | Winter | Winter | Winter
CT Fac. Spec. - NOX Rate Winter v.4.10 Final, Unit 1202 and retrofits | 323 | 2270 | Rate Constraint in lbs/MMBtu | FALSE | L | Annual | Standard | lb/MMBtu | 0.15 | 0.15 | 0.15 | 0.15 | 0.15 | 0.15 | 0.15
CT Fac. Spec. - NOX Rate Winter v.4.10 Final, Unit 1202 and retrofits | 323 | 2270 | Rate Constraint in lbs/MMBtu | FALSE | L | Annual | Emissions at Affected Plants NOX | Thousand Tons | 0 | 0 | 0 | 0 | 0 | 0 | 0
CT Fac. Spec. - NOX Rate Winter v.4.10 Final, Unit 1202 and retrofits | 323 | 2270 | Rate Constraint in lbs/MMBtu | FALSE | L | Annual | Allowances Purchased NOX | Thousand Tons | 0 | 0 | 0 | 0 | 0 | 0 | 0
CT Fac. Spec. - NOX Rate Winter v.4.10 Final, Unit 1202 and retrofits | 323 | 2270 | Rate Constraint in lbs/MMBtu | FALSE | L | Annual | Allowances Sold NOX | Thousand Tons | 0 | 0 | 0 | 0 | 0 | 0 | 0
CT Fac. Spec. - NOX Rate Winter v.4.10 Final, Unit 1202 and retrofits | 323 | 2270 | Rate Constraint in lbs/MMBtu | FALSE | L | Annual | Allowances Banked | Thousand Tons | 0 | 0 | 0 | 0 | 0 | 0 | 0
CT Fac. Spec. - NOX Rate Winter v.4.10 Final, Unit 1202 and retrofits | 323 | 2270 | Rate Constraint in lbs/MMBtu | FALSE | L | Annual | Allowances Withdrawn (1:1) | Thousand Tons | 0 | 0 | 0 | 0 | 0 | 0 | 0
CT Fac. Spec. - NOX Rate Winter v.4.10 Final, Unit 1202 and retrofits | 323 | 2270 | Rate Constraint in lbs/MMBtu | FALSE | L | Annual | Allowances Withdrawn (n:1) | Thousand Tons | 0 | 0 | 0 | 0 | 0 | 0 | 0
CT Fac. Spec. - NOX Rate Winter v.4.10 Final, Unit 1202 and retrofits | 323 | 2270 | Rate Constraint in lbs/MMBtu | FALSE | L | Annual | Net Emissions Allowance Position | Thousand Tons | 0 | 0 | 0 | 0 | 0 | 0 | 0
CT Fac. Spec. - NOX Rate Winter v.4.10 Final, Unit 1202 and retrofits | 323 | 2270 | Rate Constraint in lbs/MMBtu | FALSE | L | Annual | Fuel Consumed | TBtu | 0 | 0 | 0 | 0 | 0 | 0 | 0
CT Fac. Spec. - NOX Rate Winter v.4.10 Final, Unit 1202 and retrofits | 323 | 2270 | Rate Constraint in lbs/MMBtu | FALSE | L | Annual | Rate | lb/MMBtu | 0 | 0 | 0 | 0 | 0 | 0 | 0
CT Fac. Spec. - NOX Rate Winter v.4.10 Final, Unit 1202 and retrofits | 323 | 2270 | Rate Constraint in lbs/MMBtu | FALSE | L | Annual | Generation | TWh | 0 | 0 | 0 | 0 | 0 | 0 | 0
CT Fac. Spec. - NOX Rate Winter v.4.10 Final, Unit 1202 and retrofits | 323 | 2270 | Rate Constraint in lbs/MMBtu | FALSE | L | Annual | Qualifying Generation | TWh | 0 | 0 | 0 | 0 | 0 | 0 | 0
CT Fac. Spec. - NOX Rate Winter v.4.10 Final, Unit 1202 and retrofits | 323 | 2270 | Rate Constraint in lbs/MMBtu | FALSE | L | Annual | Rate | lb/MWh | 0 | 0 | 0 | 0 | 0 | 0 | 0
CT Fac. Spec. - NOX Rate Winter v.4.10 Final, Unit 1202 and retrofits | 323 | 2270 | Rate Constraint in lbs/MMBtu | FALSE | L | Annual | Constraint Shadow Price | US2011$/Ton | 0 | 0 | 0 | 0 | 0 | 0 | 0
CT Fac. Spec. - NOX Rate Winter v.4.10 Final, Unit 1203 and retrofits | 324 | 2270 | Rate Constraint in lbs/MMBtu | FALSE | L | Annual | Seasons Included | Seasons | Winter | Winter | Winter | Winter | Winter | Winter | Winter
CT Fac. Spec. - NOX Rate Winter v.4.10 Final, Unit 1203 and retrofits | 324 | 2270 | Rate Constraint in lbs/MMBtu | FALSE | L | Annual | Standard | lb/MMBtu | 0.15 | 0.15 | 0.15 | 0.15 | 0.15 | 0.15 | 0.15
CT Fac. Spec. - NOX Rate Winter v.4.10 Final, Unit 1203 and retrofits | 324 | 2270 | Rate Constraint in lbs/MMBtu | FALSE | L | Annual | Emissions at Affected Plants NOX | Thousand Tons | 0 | 0 | 0 | 0 | 0 | 0 | 0
CT Fac. Spec. - NOX Rate Winter v.4.10 Final, Unit 1203 and retrofits | 324 | 2270 | Rate Constraint in lbs/MMBtu | FALSE | L | Annual | Allowances Purchased NOX | Thousand Tons | 0 | 0 | 0 | 0 | 0 | 0 | 0
CT Fac. Spec. - NOX Rate Winter v.4.10 Final, Unit 1203 and retrofits | 324 | 2270 | Rate Constraint in lbs/MMBtu | FALSE | L | Annual | Allowances Sold NOX | Thousand Tons | 0 | 0 | 0 | 0 | 0 | 0 | 0
CT Fac. Spec. - NOX Rate Winter v.4.10 Final, Unit 1203 and retrofits | 324 | 2270 | Rate Constraint in lbs/MMBtu | FALSE | L | Annual | Allowances Banked | Thousand Tons | 0 | 0 | 0 | 0 | 0 | 0 | 0
CT Fac. Spec. - NOX Rate Winter v.4.10 Final, Unit 1203 and retrofits | 324 | 2270 | Rate Constraint in lbs/MMBtu | FALSE | L | Annual | Allowances Withdrawn (1:1) | Thousand Tons | 0 | 0 | 0 | 0 | 0 | 0 | 0
CT Fac. Spec. - NOX Rate Winter v.4.10 Final, Unit 1203 and retrofits | 324 | 2270 | Rate Constraint in lbs/MMBtu | FALSE | L | Annual | Allowances Withdrawn (n:1) | Thousand Tons | 0 | 0 | 0 | 0 | 0 | 0 | 0
CT Fac. Spec. - NOX Rate Winter v.4.10 Final, Unit 1203 and retrofits | 324 | 2270 | Rate Constraint in lbs/MMBtu | FALSE | L | Annual | Net Emissions Allowance Position | Thousand Tons | 0 | 0 | 0 | 0 | 0 | 0 | 0
CT Fac. Spec. - NOX Rate Winter v.4.10 Final, Unit 1203 and retrofits | 324 | 2270 | Rate Constraint in lbs/MMBtu | FALSE | L | Annual | Fuel Consumed | TBtu | 0 | 0 | 0 | 0 | 0 | 0 | 0
CT Fac. Spec. - NOX Rate Winter v.4.10 Final, Unit 1203 and retrofits | 324 | 2270 | Rate Constraint in lbs/MMBtu | FALSE | L | Annual | Rate | lb/MMBtu | 0 | 0 | 0 | 0 | 0 | 0 | 0
CT Fac. Spec. - NOX Rate Winter v.4.10 Final, Unit 1203 and retrofits | 324 | 2270 | Rate Constraint in lbs/MMBtu | FALSE | L | Annual | Generation | TWh | 0 | 0 | 0 | 0 | 0 | 0 | 0
CT Fac. Spec. - NOX Rate Winter v.4.10 Final, Unit 1203 and retrofits | 324 | 2270 | Rate Constraint in lbs/MMBtu | FALSE | L | Annual | Qualifying Generation | TWh | 0 | 0 | 0 | 0 | 0 | 0 | 0
CT Fac. Spec. - NOX Rate Winter v.4.10 Final, Unit 1203 and retrofits | 324 | 2270 | Rate Constraint in lbs/MMBtu | FALSE | L | Annual | Rate | lb/MWh | 0 | 0 | 0 | 0 | 0 | 0 | 0
CT Fac. Spec. - NOX Rate Winter v.4.10 Final, Unit 1203 and retrofits | 324 | 2270 | Rate Constraint in lbs/MMBtu | FALSE | L | Annual | Constraint Shadow Price | US2011$/Ton | 0 | 0 | 0 | 0 | 0 | 0 | 0
CT Fac. Spec. - NOX Rate Winter v.4.10 Final, Unit 1204 and retrofits | 325 | 2270 | Rate Constraint in lbs/MMBtu | FALSE | L | Annual | Seasons Included | Seasons | Winter | Winter | Winter | Winter | Winter | Winter | Winter
CT Fac. Spec. - NOX Rate Winter v.4.10 Final, Unit 1204 and retrofits | 325 | 2270 | Rate Constraint in lbs/MMBtu | FALSE | L | Annual | Standard | lb/MMBtu | 0.15 | 0.15 | 0.15 | 0.15 | 0.15 | 0.15 | 0.15
CT Fac. Spec. - NOX Rate Winter v.4.10 Final, Unit 1204 and retrofits | 325 | 2270 | Rate Constraint in lbs/MMBtu | FALSE | L | Annual | Emissions at Affected Plants NOX | Thousand Tons | 0 | 0 | 0 | 0 | 0 | 0 | 0
CT Fac. Spec. - NOX Rate Winter v.4.10 Final, Unit 1204 and retrofits | 325 | 2270 | Rate Constraint in lbs/MMBtu | FALSE | L | Annual | Allowances Purchased NOX | Thousand Tons | 0 | 0 | 0 | 0 | 0 | 0 | 0
CT Fac. Spec. - NOX Rate Winter v.4.10 Final, Unit 1204 and retrofits | 325 | 2270 | Rate Constraint in lbs/MMBtu | FALSE | L | Annual | Allowances Sold NOX | Thousand Tons | 0 | 0 | 0 | 0 | 0 | 0 | 0
CT Fac. Spec. - NOX Rate Winter v.4.10 Final, Unit 1204 and retrofits | 325 | 2270 | Rate Constraint in lbs/MMBtu | FALSE | L | Annual | Allowances Banked | Thousand Tons | 0 | 0 | 0 | 0 | 0 | 0 | 0
CT Fac. Spec. - NOX Rate Winter v.4.10 Final, Unit 1204 and retrofits | 325 | 2270 | Rate Constraint in lbs/MMBtu | FALSE | L | Annual | Allowances Withdrawn (1:1) | Thousand Tons | 0 | 0 | 0 | 0 | 0 | 0 | 0
CT Fac. Spec. - NOX Rate Winter v.4.10 Final, Unit 1204 and retrofits | 325 | 2270 | Rate Constraint in lbs/MMBtu | FALSE | L | Annual | Allowances Withdrawn (n:1) | Thousand Tons | 0 | 0 | 0 | 0 | 0 | 0 | 0
CT Fac. Spec. - NOX Rate Winter v.4.10 Final, Unit 1204 and retrofits | 325 | 2270 | Rate Constraint in lbs/MMBtu | FALSE | L | Annual | Net Emissions Allowance Position | Thousand Tons | 0 | 0 | 0 | 0 | 0 | 0 | 0
CT Fac. Spec. - NOX Rate Winter v.4.10 Final, Unit 1204 and retrofits | 325 | 2270 | Rate Constraint in lbs/MMBtu | FALSE | L | Annual | Fuel Consumed | TBtu | 0 | 0 | 0 | 0 | 0 | 0 | 0
CT Fac. Spec. - NOX Rate Winter v.4.10 Final, Unit 1204 and retrofits | 325 | 2270 | Rate Constraint in lbs/MMBtu | FALSE | L | Annual | Rate | lb/MMBtu | 0 | 0 | 0 | 0 | 0 | 0 | 0
CT Fac. Spec. - NOX Rate Winter v.4.10 Final, Unit 1204 and retrofits | 325 | 2270 | Rate Constraint in lbs/MMBtu | FALSE | L | Annual | Generation | TWh | 0 | 0 | 0 | 0 | 0 | 0 | 0
CT Fac. Spec. - NOX Rate Winter v.4.10 Final, Unit 1204 and retrofits | 325 | 2270 | Rate Constraint in lbs/MMBtu | FALSE | L | Annual | Qualifying Generation | TWh | 0 | 0 | 0 | 0 | 0 | 0 | 0
CT Fac. Spec. - NOX Rate Winter v.4.10 Final, Unit 1204 and retrofits | 325 | 2270 | Rate Constraint in lbs/MMBtu | FALSE | L | Annual | Rate | lb/MWh | 0 | 0 | 0 | 0 | 0 | 0 | 0
CT Fac. Spec. - NOX Rate Winter v.4.10 Final, Unit 1204 and retrofits | 325 | 2270 | Rate Constraint in lbs/MMBtu | FALSE | L | Annual | Constraint Shadow Price | US2011$/Ton | 0 | 0 | 0 | 0 | 0 | 0 | 0
CT Fac. Spec. - NOX Rate Winter v.4.10 Final, Unit 1206 and retrofits | 326 | 2270 | Rate Constraint in lbs/MMBtu | FALSE | L | Annual | Seasons Included | Seasons | Winter | Winter | Winter | Winter | Winter | Winter | Winter
CT Fac. Spec. - NOX Rate Winter v.4.10 Final, Unit 1206 and retrofits | 326 | 2270 | Rate Constraint in lbs/MMBtu | FALSE | L | Annual | Standard | lb/MMBtu | 0.15 | 0.15 | 0.15 | 0.15 | 0.15 | 0.15 | 0.15
CT Fac. Spec. - NOX Rate Winter v.4.10 Final, Unit 1206 and retrofits | 326 | 2270 | Rate Constraint in lbs/MMBtu | FALSE | L | Annual | Emissions at Affected Plants NOX | Thousand Tons | 0 | 0 | 0 | 0 | 0 | 0 | 0
CT Fac. Spec. - NOX Rate Winter v.4.10 Final, Unit 1206 and retrofits | 326 | 2270 | Rate Constraint in lbs/MMBtu | FALSE | L | Annual | Allowances Purchased NOX | Thousand Tons | 0 | 0 | 0 | 0 | 0 | 0 | 0
CT Fac. Spec. - NOX Rate Winter v.4.10 Final, Unit 1206 and retrofits | 326 | 2270 | Rate Constraint in lbs/MMBtu | FALSE | L | Annual | Allowances Sold NOX | Thousand Tons | 0 | 0 | 0 | 0 | 0 | 0 | 0
CT Fac. Spec. - NOX Rate Winter v.4.10 Final, Unit 1206 and retrofits | 326 | 2270 | Rate Constraint in lbs/MMBtu | FALSE | L | Annual | Allowances Banked | Thousand Tons | 0 | 0 | 0 | 0 | 0 | 0 | 0
CT Fac. Spec. - NOX Rate Winter v.4.10 Final, Unit 1206 and retrofits | 326 | 2270 | Rate Constraint in lbs/MMBtu | FALSE | L | Annual | Allowances Withdrawn (1:1) | Thousand Tons | 0 | 0 | 0 | 0 | 0 | 0 | 0
CT Fac. Spec. - NOX Rate Winter v.4.10 Final, Unit 1206 and retrofits | 326 | 2270 | Rate Constraint in lbs/MMBtu | FALSE | L | Annual | Allowances Withdrawn (n:1) | Thousand Tons | 0 | 0 | 0 | 0 | 0 | 0 | 0
CT Fac. Spec. - NOX Rate Winter v.4.10 Final, Unit 1206 and retrofits | 326 | 2270 | Rate Constraint in lbs/MMBtu | FALSE | L | Annual | Net Emissions Allowance Position | Thousand Tons | 0 | 0 | 0 | 0 | 0 | 0 | 0
CT Fac. Spec. - NOX Rate Winter v.4.10 Final, Unit 1206 and retrofits | 326 | 2270 | Rate Constraint in lbs/MMBtu | FALSE | L | Annual | Fuel Consumed | TBtu | 0 | 0 | 0 | 0 | 0 | 0 | 0
CT Fac. Spec. - NOX Rate Winter v.4.10 Final, Unit 1206 and retrofits | 326 | 2270 | Rate Constraint in lbs/MMBtu | FALSE | L | Annual | Rate | lb/MMBtu | 0 | 0 | 0 | 0 | 0 | 0 | 0
CT Fac. Spec. - NOX Rate Winter v.4.10 Final, Unit 1206 and retrofits | 326 | 2270 | Rate Constraint in lbs/MMBtu | FALSE | L | Annual | Generation | TWh | 0 | 0 | 0 | 0 | 0 | 0 | 0
CT Fac. Spec. - NOX Rate Winter v.4.10 Final, Unit 1206 and retrofits | 326 | 2270 | Rate Constraint in lbs/MMBtu | FALSE | L | Annual | Qualifying Generation | TWh | 0 | 0 | 0 | 0 | 0 | 0 | 0
CT Fac. Spec. - NOX Rate Winter v.4.10 Final, Unit 1206 and retrofits | 326 | 2270 | Rate Constraint in lbs/MMBtu | FALSE | L | Annual | Rate | lb/MWh | 0 | 0 | 0 | 0 | 0 | 0 | 0
CT Fac. Spec. - NOX Rate Winter v.4.10 Final, Unit 1206 and retrofits | 326 | 2270 | Rate Constraint in lbs/MMBtu | FALSE | L | Annual | Constraint Shadow Price | US2011$/Ton | 0 | 0 | 0 | 0 | 0 | 0 | 0
CT Fac. Spec. - NOX Rate Winter v.4.10 Final, Unit 1207 and retrofits | 327 | 2270 | Rate Constraint in lbs/MMBtu | FALSE | L | Annual | Seasons Included | Seasons | Winter | Winter | Winter | Winter | Winter | Winter | Winter
CT Fac. Spec. - NOX Rate Winter v.4.10 Final, Unit 1207 and retrofits | 327 | 2270 | Rate Constraint in lbs/MMBtu | FALSE | L | Annual | Standard | lb/MMBtu | 0.15 | 0.15 | 0.15 | 0.15 | 0.15 | 0.15 | 0.15
CT Fac. Spec. - NOX Rate Winter v.4.10 Final, Unit 1207 and retrofits | 327 | 2270 | Rate Constraint in lbs/MMBtu | FALSE | L | Annual | Emissions at Affected Plants NOX | Thousand Tons | 0 | 0 | 0 | 0 | 0 | 0 | 0
CT Fac. Spec. - NOX Rate Winter v.4.10 Final, Unit 1207 and retrofits | 327 | 2270 | Rate Constraint in lbs/MMBtu | FALSE | L | Annual | Allowances Purchased NOX | Thousand Tons | 0 | 0 | 0 | 0 | 0 | 0 | 0
CT Fac. Spec. - NOX Rate Winter v.4.10 Final, Unit 1207 and retrofits | 327 | 2270 | Rate Constraint in lbs/MMBtu | FALSE | L | Annual | Allowances Sold NOX | Thousand Tons | 0 | 0 | 0 | 0 | 0 | 0 | 0
CT Fac. Spec. - NOX Rate Winter v.4.10 Final, Unit 1207 and retrofits | 327 | 2270 | Rate Constraint in lbs/MMBtu | FALSE | L | Annual | Allowances Banked | Thousand Tons | 0 | 0 | 0 | 0 | 0 | 0 | 0
CT Fac. Spec. - NOX Rate Winter v.4.10 Final, Unit 1207 and retrofits | 327 | 2270 | Rate Constraint in lbs/MMBtu | FALSE | L | Annual | Allowances Withdrawn (1:1) | Thousand Tons | 0 | 0 | 0 | 0 | 0 | 0 | 0
CT Fac. Spec. - NOX Rate Winter v.4.10 Final, Unit 1207 and retrofits | 327 | 2270 | Rate Constraint in lbs/MMBtu | FALSE | L | Annual | Allowances Withdrawn (n:1) | Thousand Tons | 0 | 0 | 0 | 0 | 0 | 0 | 0
CT Fac. Spec. - NOX Rate Winter v.4.10 Final, Unit 1207 and retrofits | 327 | 2270 | Rate Constraint in lbs/MMBtu | FALSE | L | Annual | Net Emissions Allowance Position | Thousand Tons | 0 | 0 | 0 | 0 | 0 | 0 | 0
CT Fac. Spec. - NOX Rate Winter v.4.10 Final, Unit 1207 and retrofits | 327 | 2270 | Rate Constraint in lbs/MMBtu | FALSE | L | Annual | Fuel Consumed | TBtu | 0 | 0 | 0 | 0 | 0 | 0 | 0
CT Fac. Spec. - NOX Rate Winter v.4.10 Final, Unit 1207 and retrofits | 327 | 2270 | Rate Constraint in lbs/MMBtu | FALSE | L | Annual | Rate | lb/MMBtu | 0 | 0 | 0 | 0 | 0 | 0 | 0
CT Fac. Spec. - NOX Rate Winter v.4.10 Final, Unit 1207 and retrofits | 327 | 2270 | Rate Constraint in lbs/MMBtu | FALSE | L | Annual | Generation | TWh | 0 | 0 | 0 | 0 | 0 | 0 | 0
CT Fac. Spec. - NOX Rate Winter v.4.10 Final, Unit 1207 and retrofits | 327 | 2270 | Rate Constraint in lbs/MMBtu | FALSE | L | Annual | Qualifying Generation | TWh | 0 | 0 | 0 | 0 | 0 | 0 | 0
CT Fac. Spec. - NOX Rate Winter v.4.10 Final, Unit 1207 and retrofits | 327 | 2270 | Rate Constraint in lbs/MMBtu | FALSE | L | Annual | Rate | lb/MWh | 0 | 0 | 0 | 0 | 0 | 0 | 0
CT Fac. Spec. - NOX Rate Winter v.4.10 Final, Unit 1207 and retrofits | 327 | 2270 | Rate Constraint in lbs/MMBtu | FALSE | L | Annual | Constraint Shadow Price | US2011$/Ton | 0 | 0 | 0 | 0 | 0 | 0 | 0
CT Fac. Spec. - NOX Rate Winter v.4.10 Final, Unit 1208 and retrofits | 328 | 2270 | Rate Constraint in lbs/MMBtu | FALSE | L | Annual | Seasons Included | Seasons | Winter | Winter | Winter | Winter | Winter | Winter | Winter
CT Fac. Spec. - NOX Rate Winter v.4.10 Final, Unit 1208 and retrofits | 328 | 2270 | Rate Constraint in lbs/MMBtu | FALSE | L | Annual | Standard | lb/MMBtu | 0.15 | 0.15 | 0.15 | 0.15 | 0.15 | 0.15 | 0.15
CT Fac. Spec. - NOX Rate Winter v.4.10 Final, Unit 1208 and retrofits | 328 | 2270 | Rate Constraint in lbs/MMBtu | FALSE | L | Annual | Emissions at Affected Plants NOX | Thousand Tons | 0 | 0 | 0 | 0 | 0 | 0 | 0
CT Fac. Spec. - NOX Rate Winter v.4.10 Final, Unit 1208 and retrofits | 328 | 2270 | Rate Constraint in lbs/MMBtu | FALSE | L | Annual | Allowances Purchased NOX | Thousand Tons | 0 | 0 | 0 | 0 | 0 | 0 | 0
CT Fac. Spec. - NOX Rate Winter v.4.10 Final, Unit 1208 and retrofits | 328 | 2270 | Rate Constraint in lbs/MMBtu | FALSE | L | Annual | Allowances Sold NOX | Thousand Tons | 0 | 0 | 0 | 0 | 0 | 0 | 0
CT Fac. Spec. - NOX Rate Winter v.4.10 Final, Unit 1208 and retrofits | 328 | 2270 | Rate Constraint in lbs/MMBtu | FALSE | L | Annual | Allowances Banked | Thousand Tons | 0 | 0 | 0 | 0 | 0 | 0 | 0
CT Fac. Spec. - NOX Rate Winter v.4.10 Final, Unit 1208 and retrofits | 328 | 2270 | Rate Constraint in lbs/MMBtu | FALSE | L | Annual | Allowances Withdrawn (1:1) | Thousand Tons | 0 | 0 | 0 | 0 | 0 | 0 | 0
CT Fac. Spec. - NOX Rate Winter v.4.10 Final, Unit 1208 and retrofits | 328 | 2270 | Rate Constraint in lbs/MMBtu | FALSE | L | Annual | Allowances Withdrawn (n:1) | Thousand Tons | 0 | 0 | 0 | 0 | 0 | 0 | 0
CT Fac. Spec. - NOX Rate Winter v.4.10 Final, Unit 1208 and retrofits | 328 | 2270 | Rate Constraint in lbs/MMBtu | FALSE | L | Annual | Net Emissions Allowance Position | Thousand Tons | 0 | 0 | 0 | 0 | 0 | 0 | 0
CT Fac. Spec. - NOX Rate Winter v.4.10 Final, Unit 1208 and retrofits | 328 | 2270 | Rate Constraint in lbs/MMBtu | FALSE | L | Annual | Fuel Consumed | TBtu | 0 | 0 | 0 | 0 | 0 | 0 | 0
CT Fac. Spec. - NOX Rate Winter v.4.10 Final, Unit 1208 and retrofits | 328 | 2270 | Rate Constraint in lbs/MMBtu | FALSE | L | Annual | Rate | lb/MMBtu | 0 | 0 | 0 | 0 | 0 | 0 | 0
CT Fac. Spec. - NOX Rate Winter v.4.10 Final, Unit 1208 and retrofits | 328 | 2270 | Rate Constraint in lbs/MMBtu | FALSE | L | Annual | Generation | TWh | 0 | 0 | 0 | 0 | 0 | 0 | 0
CT Fac. Spec. - NOX Rate Winter v.4.10 Final, Unit 1208 and retrofits | 328 | 2270 | Rate Constraint in lbs/MMBtu | FALSE | L | Annual | Qualifying Generation | TWh | 0 | 0 | 0 | 0 | 0 | 0 | 0
CT Fac. Spec. - NOX Rate Winter v.4.10 Final, Unit 1208 and retrofits | 328 | 2270 | Rate Constraint in lbs/MMBtu | FALSE | L | Annual | Rate | lb/MWh | 0 | 0 | 0 | 0 | 0 | 0 | 0
CT Fac. Spec. - NOX Rate Winter v.4.10 Final, Unit 1208 and retrofits | 328 | 2270 | Rate Constraint in lbs/MMBtu | FALSE | L | Annual | Constraint Shadow Price | US2011$/Ton | 0 | 0 | 0 | 0 | 0 | 0 | 0
CT Fac. Spec. - NOX Rate Winter v.4.10 Final, Unit 3058 and retrofits | 329 | 2270 | Rate Constraint in lbs/MMBtu | FALSE | L | Annual | Seasons Included | Seasons | Winter | Winter | Winter | Winter | Winter | Winter | Winter
CT Fac. Spec. - NOX Rate Winter v.4.10 Final, Unit 3058 and retrofits | 329 | 2270 | Rate Constraint in lbs/MMBtu | FALSE | L | Annual | Standard | lb/MMBtu | 0.15 | 0.15 | 0.15 | 0.15 | 0.15 | 0.15 | 0.15
CT Fac. Spec. - NOX Rate Winter v.4.10 Final, Unit 3058 and retrofits | 329 | 2270 | Rate Constraint in lbs/MMBtu | FALSE | L | Annual | Emissions at Affected Plants NOX | Thousand Tons | 0.023843 | 0.023843 | 0.023843 | 0.023843 | 0.023843 | 0.023843 | 0.023843
CT Fac. Spec. - NOX Rate Winter v.4.10 Final, Unit 3058 and retrofits | 329 | 2270 | Rate Constraint in lbs/MMBtu | FALSE | L | Annual | Allowances Purchased NOX | Thousand Tons | 0 | 0 | 0 | 0 | 0 | 0 | 0
CT Fac. Spec. - NOX Rate Winter v.4.10 Final, Unit 3058 and retrofits | 329 | 2270 | Rate Constraint in lbs/MMBtu | FALSE | L | Annual | Allowances Sold NOX | Thousand Tons | 0 | 0 | 0 | 0 | 0 | 0 | 0
CT Fac. Spec. - NOX Rate Winter v.4.10 Final, Unit 3058 and retrofits | 329 | 2270 | Rate Constraint in lbs/MMBtu | FALSE | L | Annual | Allowances Banked | Thousand Tons | 0 | 0 | 0 | 0 | 0 | 0 | 0
CT Fac. Spec. - NOX Rate Winter v.4.10 Final, Unit 3058 and retrofits | 329 | 2270 | Rate Constraint in lbs/MMBtu | FALSE | L | Annual | Allowances Withdrawn (1:1) | Thousand Tons | 0 | 0 | 0 | 0 | 0 | 0 | 0
CT Fac. Spec. - NOX Rate Winter v.4.10 Final, Unit 3058 and retrofits | 329 | 2270 | Rate Constraint in lbs/MMBtu | FALSE | L | Annual | Allowances Withdrawn (n:1) | Thousand Tons | 0 | 0 | 0 | 0 | 0 | 0 | 0
CT Fac. Spec. - NOX Rate Winter v.4.10 Final, Unit 3058 and retrofits | 329 | 2270 | Rate Constraint in lbs/MMBtu | FALSE | L | Annual | Net Emissions Allowance Position | Thousand Tons | 0.023843 | 0.023843 | 0.023843 | 0.023843 | 0.023843 | 0.023843 | 0.023843
CT Fac. Spec. - NOX Rate Winter v.4.10 Final, Unit 3058 and retrofits | 329 | 2270 | Rate Constraint in lbs/MMBtu | FALSE | L | Annual | Fuel Consumed | TBtu | 4.8237 | 4.8237 | 4.8237 | 4.8237 | 4.8237 | 4.8237 | 4.8237
CT Fac. Spec. - NOX Rate Winter v.4.10 Final, Unit 3058 and retrofits | 329 | 2270 | Rate Constraint in lbs/MMBtu | FALSE | L | Annual | Rate | lb/MMBtu | 0.009886 | 0.009886 | 0.009886 | 0.009886 | 0.009886 | 0.009886 | 0.009886
CT Fac. Spec. - NOX Rate Winter v.4.10 Final, Unit 3058 and retrofits | 329 | 2270 | Rate Constraint in lbs/MMBtu | FALSE | L | Annual | Generation | TWh | 0.67492 | 0.67492 | 0.67492 | 0.67492 | 0.67492 | 0.67492 | 0.67492
CT Fac. Spec. - NOX Rate Winter v.4.10 Final, Unit 3058 and retrofits | 329 | 2270 | Rate Constraint in lbs/MMBtu | FALSE | L | Annual | Qualifying Generation | TWh | 0.67492 | 0.67492 | 0.67492 | 0.67492 | 0.67492 | 0.67492 | 0.67492
CT Fac. Spec. - NOX Rate Winter v.4.10 Final, Unit 3058 and retrofits | 329 | 2270 | Rate Constraint in lbs/MMBtu | FALSE | L | Annual | Rate | lb/MWh | 0.035328 | 0.035328 | 0.035328 | 0.035328 | 0.035328 | 0.035328 | 0.035328
CT Fac. Spec. - NOX Rate Winter v.4.10 Final, Unit 3058 and retrofits | 329 | 2270 | Rate Constraint in lbs/MMBtu | FALSE | L | Annual | Constraint Shadow Price | US2011$/Ton | 0 | 0 | 0 | 0 | 0 | 0 | 0
CT Fac. Spec. - NOX Rate Winter v.4.10 Final, Unit 3059 and retrofits | 330 | 2270 | Rate Constraint in lbs/MMBtu | FALSE | L | Annual | Seasons Included | Seasons | Winter | Winter | Winter | Winter | Winter | Winter | Winter
CT Fac. Spec. - NOX Rate Winter v.4.10 Final, Unit 3059 and retrofits | 330 | 2270 | Rate Constraint in lbs/MMBtu | FALSE | L | Annual | Standard | lb/MMBtu | 0.15 | 0.15 | 0.15 | 0.15 | 0.15 | 0.15 | 0.15
CT Fac. Spec. - NOX Rate Winter v.4.10 Final, Unit 3059 and retrofits | 330 | 2270 | Rate Constraint in lbs/MMBtu | FALSE | L | Annual | Emissions at Affected Plants NOX | Thousand Tons | 0.022476 | 0.022476 | 0.022476 | 0.022476 | 0.022476 | 0.022476 | 0.022476
CT Fac. Spec. - NOX Rate Winter v.4.10 Final, Unit 3059 and retrofits | 330 | 2270 | Rate Constraint in lbs/MMBtu | FALSE | L | Annual | Allowances Purchased NOX | Thousand Tons | 0 | 0 | 0 | 0 | 0 | 0 | 0
CT Fac. Spec. - NOX Rate Winter v.4.10 Final, Unit 3059 and retrofits | 330 | 2270 | Rate Constraint in lbs/MMBtu | FALSE | L | Annual | Allowances Sold NOX | Thousand Tons | 0 | 0 | 0 | 0 | 0 | 0 | 0
CT Fac. Spec. - NOX Rate Winter v.4.10 Final, Unit 3059 and retrofits | 330 | 2270 | Rate Constraint in lbs/MMBtu | FALSE | L | Annual | Allowances Banked | Thousand Tons | 0 | 0 | 0 | 0 | 0 | 0 | 0
CT Fac. Spec. - NOX Rate Winter v.4.10 Final, Unit 3059 and retrofits | 330 | 2270 | Rate Constraint in lbs/MMBtu | FALSE | L | Annual | Allowances Withdrawn (1:1) | Thousand Tons | 0 | 0 | 0 | 0 | 0 | 0 | 0
CT Fac. Spec. - NOX Rate Winter v.4.10 Final, Unit 3059 and retrofits | 330 | 2270 | Rate Constraint in lbs/MMBtu | FALSE | L | Annual | Allowances Withdrawn (n:1) | Thousand Tons | 0 | 0 | 0 | 0 | 0 | 0 | 0
CT Fac. Spec. - NOX Rate Winter v.4.10 Final, Unit 3059 and retrofits | 330 | 2270 | Rate Constraint in lbs/MMBtu | FALSE | L | Annual | Net Emissions Allowance Position | Thousand Tons | 0.022476 | 0.022476 | 0.022476 | 0.022476 | 0.022476 | 0.022476 | 0.022476
CT Fac. Spec. - NOX Rate Winter v.4.10 Final, Unit 3059 and retrofits | 330 | 2270 | Rate Constraint in lbs/MMBtu | FALSE | L | Annual | Fuel Consumed | TBtu | 4.5471 | 4.5471 | 4.5471 | 4.5471 | 4.5471 | 4.5471 | 4.5471
CT Fac. Spec. - NOX Rate Winter v.4.10 Final, Unit 3059 and retrofits | 330 | 2270 | Rate Constraint in lbs/MMBtu | FALSE | L | Annual | Rate | lb/MMBtu | 0.009886 | 0.009886 | 0.009886 | 0.009886 | 0.009886 | 0.009886 | 0.009886
CT Fac. Spec. - NOX Rate Winter v.4.10 Final, Unit 3059 and retrofits | 330 | 2270 | Rate Constraint in lbs/MMBtu | FALSE | L | Annual | Generation | TWh | 0.63623 | 0.63623 | 0.63623 | 0.63623 | 0.63623 | 0.63623 | 0.63623
CT Fac. Spec. - NOX Rate Winter v.4.10 Final, Unit 3059 and retrofits | 330 | 2270 | Rate Constraint in lbs/MMBtu | FALSE | L | Annual | Qualifying Generation | TWh | 0.63623 | 0.63623 | 0.63623 | 0.63623 | 0.63623 | 0.63623 | 0.63623
CT Fac. Spec. - NOX Rate Winter v.4.10 Final, Unit 3059 and retrofits | 330 | 2270 | Rate Constraint in lbs/MMBtu | FALSE | L | Annual | Rate | lb/MWh | 0.035328 | 0.035328 | 0.035328 | 0.035328 | 0.035328 | 0.035328 | 0.035328
CT Fac. Spec. - NOX Rate Winter v.4.10 Final, Unit 3059 and retrofits | 330 | 2270 | Rate Constraint in lbs/MMBtu | FALSE | L | Annual | Constraint Shadow Price | US2011$/Ton | 0 | 0 | 0 | 0 | 0 | 0 | 0
CT Fac. Spec. - NOX Rate Winter v.4.10 Final, Unit 3060 and retrofits | 331 | 2270 | Rate Constraint in lbs/MMBtu | FALSE | L | Annual | Seasons Included | Seasons | Winter | Winter | Winter | Winter | Winter | Winter | Winter
CT Fac. Spec. - NOX Rate Winter v.4.10 Final, Unit 3060 and retrofits | 331 | 2270 | Rate Constraint in lbs/MMBtu | FALSE | L | Annual | Standard | lb/MMBtu | 0.15 | 0.15 | 0.15 | 0.15 | 0.15 | 0.15 | 0.15
CT Fac. Spec. - NOX Rate Winter v.4.10 Final, Unit 3060 and retrofits | 331 | 2270 | Rate Constraint in lbs/MMBtu | FALSE | L | Annual | Emissions at Affected Plants NOX | Thousand Tons | 0.022476 | 0.022476 | 0.022476 | 0.022476 | 0.022476 | 0.022476 | 0.022476
CT Fac. Spec. - NOX Rate Winter v.4.10 Final, Unit 3060 and retrofits | 331 | 2270 | Rate Constraint in lbs/MMBtu | FALSE | L | Annual | Allowances Purchased NOX | Thousand Tons | 0 | 0 | 0 | 0 | 0 | 0 | 0
CT Fac. Spec. - NOX Rate Winter v.4.10 Final, Unit 3060 and retrofits | 331 | 2270 | Rate Constraint in lbs/MMBtu | FALSE | L | Annual | Allowances Sold NOX | Thousand Tons | 0 | 0 | 0 | 0 | 0 | 0 | 0
CT Fac. Spec. - NOX Rate Winter v.4.10 Final, Unit 3060 and retrofits | 331 | 2270 | Rate Constraint in lbs/MMBtu | FALSE | L | Annual | Allowances Banked | Thousand Tons | 0 | 0 | 0 | 0 | 0 | 0 | 0
CT Fac. Spec. - NOX Rate Winter v.4.10 Final, Unit 3060 and retrofits | 331 | 2270 | Rate Constraint in lbs/MMBtu | FALSE | L | Annual | Allowances Withdrawn (1:1) | Thousand Tons | 0 | 0 | 0 | 0 | 0 | 0 | 0
CT Fac. Spec. - NOX Rate Winter v.4.10 Final, Unit 3060 and retrofits | 331 | 2270 | Rate Constraint in lbs/MMBtu | FALSE | L | Annual | Allowances Withdrawn (n:1) | Thousand Tons | 0 | 0 | 0 | 0 | 0 | 0 | 0
CT Fac. Spec. - NOX Rate Winter v.4.10 Final, Unit 3060 and retrofits | 331 | 2270 | Rate Constraint in lbs/MMBtu | FALSE | L | Annual | Net Emissions Allowance Position | Thousand Tons | 0.022476 | 0.022476 | 0.022476 | 0.022476 | 0.022476 | 0.022476 | 0.022476
CT Fac. Spec. - NOX Rate Winter v.4.10 Final, Unit 3060 and retrofits | 331 | 2270 | Rate Constraint in lbs/MMBtu | FALSE | L | Annual | Fuel Consumed | TBtu | 4.5471 | 4.5471 | 4.5471 | 4.5471 | 4.5471 | 4.5471 | 4.5471
CT Fac. Spec. - NOX Rate Winter v.4.10 Final, Unit 3060 and retrofits | 331 | 2270 | Rate Constraint in lbs/MMBtu | FALSE | L | Annual | Rate | lb/MMBtu | 0.009886 | 0.009886 | 0.009886 | 0.009886 | 0.009886 | 0.009886 | 0.009886
CT Fac. Spec. - NOX Rate Winter v.4.10 Final, Unit 3060 and retrofits | 331 | 2270 | Rate Constraint in lbs/MMBtu | FALSE | L | Annual | Generation | TWh | 0.63623 | 0.63623 | 0.63623 | 0.63623 | 0.63623 | 0.63623 | 0.63623
CT Fac. Spec. - NOX Rate Winter v.4.10 Final, Unit 3060 and retrofits | 331 | 2270 | Rate Constraint in lbs/MMBtu | FALSE | L | Annual | Qualifying Generation | TWh | 0.63623 | 0.63623 | 0.63623 | 0.63623 | 0.63623 | 0.63623 | 0.63623
CT Fac. Spec. - NOX Rate Winter v.4.10 Final, Unit 3060 and retrofits | 331 | 2270 | Rate Constraint in lbs/MMBtu | FALSE | L | Annual | Rate | lb/MWh | 0.035328 | 0.035328 | 0.035328 | 0.035328 | 0.035328 | 0.035328 | 0.035328
CT Fac. Spec. - NOX Rate Winter v.4.10 Final, Unit 3060 and retrofits | 331 | 2270 | Rate Constraint in lbs/MMBtu | FALSE | L | Annual | Constraint Shadow Price | US2011$/Ton | 0 | 0 | 0 | 0 | 0 | 0 | 0
CT Fac. Spec. - NOX Rate Winter v.4.10 Final, Unit 3062 and retrofits | 332 | 2270 | Rate Constraint in lbs/MMBtu | FALSE | L | Annual | Seasons Included | Seasons | Winter | Winter | Winter | Winter | Winter | Winter | Winter
CT Fac. Spec. - NOX Rate Winter v.4.10 Final, Unit 3062 and retrofits | 332 | 2270 | Rate Constraint in lbs/MMBtu | FALSE | L | Annual | Standard | lb/MMBtu | 0.15 | 0.15 | 0.15 | 0.15 | 0.15 | 0.15 | 0.15
CT Fac. Spec. - NOX Rate Winter v.4.10 Final, Unit 3062 and retrofits | 332 | 2270 | Rate Constraint in lbs/MMBtu | FALSE | L | Annual | Emissions at Affected Plants NOX | Thousand Tons | 0.011006 | 0.011006 | 0.011006 | 0.011006 | 0.011006 | 0.011006 | 0.011006
CT Fac. Spec. - NOX Rate Winter v.4.10 Final, Unit 3062 and retrofits | 332 | 2270 | Rate Constraint in lbs/MMBtu | FALSE | L | Annual | Allowances Purchased NOX | Thousand Tons | 0 | 0 | 0 | 0 | 0 | 0 | 0
CT Fac. Spec. - NOX Rate Winter v.4.10 Final, Unit 3062 and retrofits | 332 | 2270 | Rate Constraint in lbs/MMBtu | FALSE | L | Annual | Allowances Sold NOX | Thousand Tons | 0 | 0 | 0 | 0 | 0 | 0 | 0
CT Fac. Spec. - NOX Rate Winter v.4.10 Final, Unit 3062 and retrofits | 332 | 2270 | Rate Constraint in lbs/MMBtu | FALSE | L | Annual | Allowances Banked | Thousand Tons | 0 | 0 | 0 | 0 | 0 | 0 | 0
CT Fac. Spec. - NOX Rate Winter v.4.10 Final, Unit 3062 and retrofits | 332 | 2270 | Rate Constraint in lbs/MMBtu | FALSE | L | Annual | Allowances Withdrawn (1:1) | Thousand Tons | 0 | 0 | 0 | 0 | 0 | 0 | 0
CT Fac. Spec. - NOX Rate Winter v.4.10 Final, Unit 3062 and retrofits | 332 | 2270 | Rate Constraint in lbs/MMBtu | FALSE | L | Annual | Allowances Withdrawn (n:1) | Thousand Tons | 0 | 0 | 0 | 0 | 0 | 0 | 0
CT Fac. Spec. - NOX Rate Winter v.4.10 Final, Unit 3062 and retrofits | 332 | 2270 | Rate Constraint in lbs/MMBtu | FALSE | L | Annual | Net Emissions Allowance Position | Thousand Tons | 0.011006 | 0.011006 | 0.011006 | 0.011006 | 0.011006 | 0.011006 | 0.011006
CT Fac. Spec. - NOX Rate Winter v.4.10 Final, Unit 3062 and retrofits | 332 | 2270 | Rate Constraint in lbs/MMBtu | FALSE | L | Annual | Fuel Consumed | TBtu | 5.3643 | 5.3643 | 5.3643 | 5.3643 | 5.3643 | 5.3643 | 5.3643
CT Fac. Spec. - NOX Rate Winter v.4.10 Final, Unit 3062 and retrofits | 332 | 2270 | Rate Constraint in lbs/MMBtu | FALSE | L | Annual | Rate | lb/MMBtu | 0.0041036 | 0.0041036 | 0.0041036 | 0.0041036 | 0.0041036 | 0.0041036 | 0.0041036
CT Fac. Spec. - NOX Rate Winter v.4.10 Final, Unit 3062 and retrofits | 332 | 2270 | Rate Constraint in lbs/MMBtu | FALSE | L | Annual | Generation | TWh | 0.7609 | 0.7609 | 0.7609 | 0.7609 | 0.7609 | 0.7609 | 0.7609
CT Fac. Spec. - NOX Rate Winter v.4.10 Final, Unit 3062 and retrofits | 332 | 2270 | Rate Constraint in lbs/MMBtu | FALSE | L | Annual | Qualifying Generation | TWh | 0.7609 | 0.7609 | 0.7609 | 0.7609 | 0.7609 | 0.7609 | 0.7609
CT Fac. Spec. - NOX Rate Winter v.4.10 Final, Unit 3062 and retrofits | 332 | 2270 | Rate Constraint in lbs/MMBtu | FALSE | L | Annual | Rate | lb/MWh | 0.014465 | 0.014465 | 0.014465 | 0.014465 | 0.014465 | 0.014465 | 0.014465
CT Fac. Spec. - NOX Rate Winter v.4.10 Final, Unit 3062 and retrofits | 332 | 2270 | Rate Constraint in lbs/MMBtu | FALSE | L | Annual | Constraint Shadow Price | US2011$/Ton | 0 | 0 | 0 | 0 | 0 | 0 | 0
CT Fac. Spec. - NOX Rate Winter v.4.10 Final, Unit 3063 and retrofits | 333 | 2270 | Rate Constraint in lbs/MMBtu | FALSE | L | Annual | Seasons Included | Seasons | Winter | Winter | Winter | Winter | Winter | Winter | Winter
CT Fac. Spec. - NOX Rate Winter v.4.10 Final, Unit 3063 and retrofits | 333 | 2270 | Rate Constraint in lbs/MMBtu | FALSE | L | Annual | Standard | lb/MMBtu | 0.15 | 0.15 | 0.15 | 0.15 | 0.15 | 0.15 | 0.15
CT Fac. Spec. - NOX Rate Winter v.4.10 Final, Unit 3063 and retrofits | 333 | 2270 | Rate Constraint in lbs/MMBtu | FALSE | L | Annual | Emissions at Affected Plants NOX | Thousand Tons | 0.011006 | 0.011006 | 0.011006 | 0.011006 | 0.011006 | 0.011006 | 0.011006
CT Fac. Spec. - NOX Rate Winter v.4.10 Final, Unit 3063 and retrofits | 333 | 2270 | Rate Constraint in lbs/MMBtu | FALSE | L | Annual | Allowances Purchased NOX | Thousand Tons | 0 | 0 | 0 | 0 | 0 | 0 | 0
CT Fac. Spec. - NOX Rate Winter v.4.10 Final, Unit 3063 and retrofits | 333 | 2270 | Rate Constraint in lbs/MMBtu | FALSE | L | Annual | Allowances Sold NOX | Thousand Tons | 0 | 0 | 0 | 0 | 0 | 0 | 0
CT Fac. Spec. - NOX Rate Winter v.4.10 Final, Unit 3063 and retrofits | 333 | 2270 | Rate Constraint in lbs/MMBtu | FALSE | L | Annual | Allowances Banked | Thousand Tons | 0 | 0 | 0 | 0 | 0 | 0 | 0
CT Fac. Spec. - NOX Rate Winter v.4.10 Final, Unit 3063 and retrofits | 333 | 2270 | Rate Constraint in lbs/MMBtu | FALSE | L | Annual | Allowances Withdrawn (1:1) | Thousand Tons | 0 | 0 | 0 | 0 | 0 | 0 | 0
CT Fac. Spec. - NOX Rate Winter v.4.10 Final, Unit 3063 and retrofits | 333 | 2270 | Rate Constraint in lbs/MMBtu | FALSE | L | Annual | Allowances Withdrawn (n:1) | Thousand Tons | 0 | 0 | 0 | 0 | 0 | 0 | 0
CT Fac. Spec. - NOX Rate Winter v.4.10 Final, Unit 3063 and retrofits | 333 | 2270 | Rate Constraint in lbs/MMBtu | FALSE | L | Annual | Net Emissions Allowance Position | Thousand Tons | 0.011006 | 0.011006 | 0.011006 | 0.011006 | 0.011006 | 0.011006 | 0.011006
CT Fac. Spec. - NOX Rate Winter v.4.10 Final, Unit 3063 and retrofits | 333 | 2270 | Rate Constraint in lbs/MMBtu | FALSE | L | Annual | Fuel Consumed | TBtu | 5.3643 | 5.3643 | 5.3643 | 5.3643 | 5.3643 | 5.3643 | 5.3643
CT Fac. Spec. - NOX Rate Winter v.4.10 Final, Unit 3063 and retrofits | 333 | 2270 | Rate Constraint in lbs/MMBtu | FALSE | L | Annual | Rate | lb/MMBtu | 0.0041036 | 0.0041036 | 0.0041036 | 0.0041036 | 0.0041036 | 0.0041036 | 0.0041036
CT Fac. Spec. - NOX Rate Winter v.4.10 Final, Unit 3063 and retrofits | 333 | 2270 | Rate Constraint in lbs/MMBtu | FALSE | L | Annual | Generation | TWh | 0.7609 | 0.7609 | 0.7609 | 0.7609 | 0.7609 | 0.7609 | 0.7609
CT Fac. Spec. - NOX Rate Winter v.4.10 Final, Unit 3063 and retrofits | 333 | 2270 | Rate Constraint in lbs/MMBtu | FALSE | L | Annual | Qualifying Generation | TWh | 0.7609 | 0.7609 | 0.7609 | 0.7609 | 0.7609 | 0.7609 | 0.7609
CT Fac. Spec. - NOX Rate Winter v.4.10 Final, Unit 3063 and retrofits | 333 | 2270 | Rate Constraint in lbs/MMBtu | FALSE | L | Annual | Rate | lb/MWh | 0.014465 | 0.014465 | 0.014465 | 0.014465 | 0.014465 | 0.014465 | 0.014465
CT Fac. Spec. - NOX Rate Winter v.4.10 Final, Unit 3063 and retrofits | 333 | 2270 | Rate Constraint in lbs/MMBtu | FALSE | L | Annual | Constraint Shadow Price | US2011$/Ton | 0 | 0 | 0 | 0 | 0 | 0 | 0
CT Fac. Spec. - NOX Rate Winter v.4.10 Final, Unit 3064 and retrofits | 334 | 2270 | Rate Constraint in lbs/MMBtu | FALSE | L | Annual | Seasons Included | Seasons | Winter | Winter | Winter | Winter | Winter | Winter | Winter
CT Fac. Spec. - NOX Rate Winter v.4.10 Final, Unit 3064 and retrofits | 334 | 2270 | Rate Constraint in lbs/MMBtu | FALSE | L | Annual | Standard | lb/MMBtu | 0.15 | 0.15 | 0.15 | 0.15 | 0.15 | 0.15 | 0.15
CT Fac. Spec. - NOX Rate Winter v.4.10 Final, Unit 3064 and retrofits | 334 | 2270 | Rate Constraint in lbs/MMBtu | FALSE | L | Annual | Emissions at Affected Plants NOX | Thousand Tons | 0.017038 | 0.017038 | 0.017038 | 0.017038 | 0.017038 | 0.017038 | 0.017038
CT Fac. Spec. - NOX Rate Winter v.4.10 Final, Unit 3064 and retrofits | 334 | 2270 | Rate Constraint in lbs/MMBtu | FALSE | L | Annual | Allowances Purchased NOX | Thousand Tons | 0 | 0 | 0 | 0 | 0 | 0 | 0
CT Fac. Spec. - NOX Rate Winter v.4.10 Final, Unit 3064 and retrofits | 334 | 2270 | Rate Constraint in lbs/MMBtu | FALSE | L | Annual | Allowances Sold NOX | Thousand Tons | 0 | 0 | 0 | 0 | 0 | 0 | 0
CT Fac. Spec. - NOX Rate Winter v.4.10 Final, Unit 3064 and retrofits | 334 | 2270 | Rate Constraint in lbs/MMBtu | FALSE | L | Annual | Allowances Banked | Thousand Tons | 0 | 0 | 0 | 0 | 0 | 0 | 0
CT Fac. Spec. - NOX Rate Winter v.4.10 Final, Unit 3064 and retrofits | 334 | 2270 | Rate Constraint in lbs/MMBtu | FALSE | L | Annual | Allowances Withdrawn (1:1) | Thousand Tons | 0 | 0 | 0 | 0 | 0 | 0 | 0
CT Fac. Spec. - NOX Rate Winter v.4.10 Final, Unit 3064 and retrofits | 334 | 2270 | Rate Constraint in lbs/MMBtu | FALSE | L | Annual | Allowances Withdrawn (n:1) | Thousand Tons | 0 | 0 | 0 | 0 | 0 | 0 | 0
CT Fac. Spec. - NOX Rate Winter v.4.10 Final, Unit 3064 and retrofits | 334 | 2270 | Rate Constraint in lbs/MMBtu | FALSE | L | Annual | Net Emissions Allowance Position | Thousand Tons | 0.017038 | 0.017038 | 0.017038 | 0.017038 | 0.017038 | 0.017038 | 0.017038
CT Fac. Spec. - NOX Rate Winter v.4.10 Final, Unit 3064 and retrofits | 334 | 2270 | Rate Constraint in lbs/MMBtu | FALSE | L | Annual | Fuel Consumed | TBtu | 8.3041 | 8.3041 | 8.3041 | 8.3041 | 8.3041 | 8.3041 | 8.3041
CT Fac. Spec. - NOX Rate Winter v.4.10 Final, Unit 3064 and retrofits | 334 | 2270 | Rate Constraint in lbs/MMBtu | FALSE | L | Annual | Rate | lb/MMBtu | 0.0041036 | 0.0041036 | 0.0041036 | 0.0041036 | 0.0041036 | 0.0041036 | 0.0041036
CT Fac. Spec. - NOX Rate Winter v.4.10 Final, Unit 3064 and retrofits | 334 | 2270 | Rate Constraint in lbs/MMBtu | FALSE | L | Annual | Generation | TWh | 1.1779 | 1.1779 | 1.1779 | 1.1779 | 1.1779 | 1.1779 | 1.1779
CT Fac. Spec. - NOX Rate Winter v.4.10 Final, Unit 3064 and retrofits | 334 | 2270 | Rate Constraint in lbs/MMBtu | FALSE | L | Annual | Qualifying Generation | TWh | 1.1779 | 1.1779 | 1.1779 | 1.1779 | 1.1779 | 1.1779 | 1.1779
CT Fac. Spec. - NOX Rate Winter v.4.10 Final, Unit 3064 and retrofits | 334 | 2270 | Rate Constraint in lbs/MMBtu | FALSE | L | Annual | Rate | lb/MWh | 0.014465 | 0.014465 | 0.014465 | 0.014465 | 0.014465 | 0.014465 | 0.014465
CT Fac. Spec. - NOX Rate Winter v.4.10 Final, Unit 3064 and retrofits | 334 | 2270 | Rate Constraint in lbs/MMBtu | FALSE | L | Annual | Constraint Shadow Price | US2011$/Ton | 0 | 0 | 0 | 0 | 0 | 0 | 0
CT Fac. Spec. - NOX Rate Winter v.4.10 Final, Unit 3065 and retrofits | 335 | 2270 | Rate Constraint in lbs/MMBtu | FALSE | L | Annual | Seasons Included | Seasons | Winter | Winter | Winter | Winter | Winter | Winter | Winter
CT Fac. Spec. - NOX Rate Winter v.4.10 Final, Unit 3065 and retrofits | 335 | 2270 | Rate Constraint in lbs/MMBtu | FALSE | L | Annual | Standard | lb/MMBtu | 0.15 | 0.15 | 0.15 | 0.15 | 0.15 | 0.15 | 0.15
CT Fac. Spec. - NOX Rate Winter v.4.10 Final, Unit 3065 and retrofits | 335 | 2270 | Rate Constraint in lbs/MMBtu | FALSE | L | Annual | Emissions at Affected Plants NOX | Thousand Tons | 0.00027249 | 0.00027249 | 0.00027249 | 0.00027249 | 0 | 0 | 0
CT Fac. Spec. - NOX Rate Winter v.4.10 Final, Unit 3065 and retrofits | 335 | 2270 | Rate Constraint in lbs/MMBtu | FALSE | L | Annual | Allowances Purchased NOX | Thousand Tons | 0 | 0 | 0 | 0 | 0 | 0 | 0
CT Fac. Spec. - NOX Rate Winter v.4.10 Final, Unit 3065 and retrofits | 335 | 2270 | Rate Constraint in lbs/MMBtu | FALSE | L | Annual | Allowances Sold NOX | Thousand Tons | 0 | 0 | 0 | 0 | 0 | 0 | 0
CT Fac. Spec. - NOX Rate Winter v.4.10 Final, Unit 3065 and retrofits | 335 | 2270 | Rate Constraint in lbs/MMBtu | FALSE | L | Annual | Allowances Banked | Thousand Tons | 0 | 0 | 0 | 0 | 0 | 0 | 0
CT Fac. Spec. - NOX Rate Winter v.4.10 Final, Unit 3065 and retrofits | 335 | 2270 | Rate Constraint in lbs/MMBtu | FALSE | L | Annual | Allowances Withdrawn (1:1) | Thousand Tons | 0 | 0 | 0 | 0 | 0 | 0 | 0
CT Fac. Spec. - NOX Rate Winter v.4.10 Final, Unit 3065 and retrofits | 335 | 2270 | Rate Constraint in lbs/MMBtu | FALSE | L | Annual | Allowances Withdrawn (n:1) | Thousand Tons | 0 | 0 | 0 | 0 | 0 | 0 | 0
CT Fac. Spec. - NOX Rate Winter v.4.10 Final, Unit 3065 and retrofits | 335 | 2270 | Rate Constraint in lbs/MMBtu | FALSE | L | Annual | Net Emissions Allowance Position | Thousand Tons | 0.00027249 | 0.00027249 | 0.00027249 | 0.00027249 | 0 | 0 | 0
CT Fac. Spec. - NOX Rate Winter v.4.10 Final, Unit 3065 and retrofits | 335 | 2270 | Rate Constraint in lbs/MMBtu | FALSE | L | Annual | Fuel Consumed | TBtu | 0.0087347 | 0.0087347 | 0.0087347 | 0.0087347 | 0 | 0 | 0
CT Fac. Spec. - NOX Rate Winter v.4.10 Final, Unit 3065 and retrofits | 335 | 2270 | Rate Constraint in lbs/MMBtu | FALSE | L | Annual | Rate | lb/MMBtu | 0.062393 | 0.062393 | 0.062393 | 0.062393 | 0 | 0 | 0
CT Fac. Spec. - NOX Rate Winter v.4.10 Final, Unit 3065 and retrofits | 335 | 2270 | Rate Constraint in lbs/MMBtu | FALSE | L | Annual | Generation | TWh | 0.0009843 | 0.0009843 | 0.0009843 | 0.0009843 | 0 | 0 | 0
CT Fac. Spec. - NOX Rate Winter v.4.10 Final, Unit 3065 and retrofits | 335 | 2270 | Rate Constraint in lbs/MMBtu | FALSE | L | Annual | Qualifying Generation | TWh | 0.0009843 | 0.0009843 | 0.0009843 | 0.0009843 | 0 | 0 | 0
CT Fac. Spec. - NOX Rate Winter v.4.10 Final, Unit 3065 and retrofits | 335 | 2270 | Rate Constraint in lbs/MMBtu | FALSE | L | Annual | Rate | lb/MWh | 0.27684 | 0.27684 | 0.27684 | 0.27684 | 0 | 0 | 0
CT Fac. Spec. - NOX Rate Winter v.4.10 Final, Unit 3065 and retrofits | 335 | 2270 | Rate Constraint in lbs/MMBtu | FALSE | L | Annual | Constraint Shadow Price | US2011$/Ton | 0 | 0 | 0 | 0 | 0 | 0 | 0
CT Fac. Spec. - NOX Rate Winter v.4.10 Final, Unit 3066 and retrofits | 336 | 2270 | Rate Constraint in lbs/MMBtu | FALSE | L | Annual | Seasons Included | Seasons | Winter | Winter | Winter | Winter | Winter | Winter | Winter
CT Fac. Spec. - NOX Rate Winter v.4.10 Final, Unit 3066 and retrofits | 336 | 2270 | Rate Constraint in lbs/MMBtu | FALSE | L | Annual | Standard | lb/MMBtu | 0.15 | 0.15 | 0.15 | 0.15 | 0.15 | 0.15 | 0.15
CT Fac. Spec. - NOX Rate Winter v.4.10 Final, Unit 3066 and retrofits | 336 | 2270 | Rate Constraint in lbs/MMBtu | FALSE | L | Annual | Emissions at Affected Plants NOX | Thousand Tons | 0.00037424 | 0.00037424 | 0.00037424 | 0 | 0 | 0 | 0
CT Fac. Spec. - NOX Rate Winter v.4.10 Final, Unit 3066 and retrofits | 336 | 2270 | Rate Constraint in lbs/MMBtu | FALSE | L | Annual | Allowances Purchased NOX | Thousand Tons | 0 | 0 | 0 | 0 | 0 | 0 | 0
CT Fac. Spec. - NOX Rate Winter v.4.10 Final, Unit 3066 and retrofits | 336 | 2270 | Rate Constraint in lbs/MMBtu | FALSE | L | Annual | Allowances Sold NOX | Thousand Tons | 0 | 0 | 0 | 0 | 0 | 0 | 0
CT Fac. Spec. - NOX Rate Winter v.4.10 Final, Unit 3066 and retrofits | 336 | 2270 | Rate Constraint in lbs/MMBtu | FALSE | L | Annual | Allowances Banked | Thousand Tons | 0 | 0 | 0 | 0 | 0 | 0 | 0
CT Fac. Spec. - NOX Rate Winter v.4.10 Final, Unit 3066 and retrofits | 336 | 2270 | Rate Constraint in lbs/MMBtu | FALSE | L | Annual | Allowances Withdrawn (1:1) | Thousand Tons | 0 | 0 | 0 | 0 | 0 | 0 | 0
CT Fac. Spec. - NOX Rate Winter v.4.10 Final, Unit 3066 and retrofits | 336 | 2270 | Rate Constraint in lbs/MMBtu | FALSE | L | Annual | Allowances Withdrawn (n:1) | Thousand Tons | 0 | 0 | 0 | 0 | 0 | 0 | 0
CT Fac. Spec. - NOX Rate Winter v.4.10 Final, Unit 3066 and retrofits | 336 | 2270 | Rate Constraint in lbs/MMBtu | FALSE | L | Annual | Net Emissions Allowance Position | Thousand Tons | 0.00037424 | 0.00037424 | 0.00037424 | 0 | 0 | 0 | 0
CT Fac. Spec. - NOX Rate Winter v.4.10 Final, Unit 3066 and retrofits | 336 | 2270 | Rate Constraint in lbs/MMBtu | FALSE | L | Annual | Fuel Consumed | TBtu | 0.011996 | 0.011996 | 0.011996 | 0 | 0 | 0 | 0
CT Fac. Spec. - NOX Rate Winter v.4.10 Final, Unit 3066 and retrofits | 336 | 2270 | Rate Constraint in lbs/MMBtu | FALSE | L | Annual | Rate | lb/MMBtu | 0.062393 | 0.062393 | 0.062393 | 0 | 0 | 0 | 0
CT Fac. Spec. - NOX Rate Winter v.4.10 Final, Unit 3066 and retrofits | 336 | 2270 | Rate Constraint in lbs/MMBtu | FALSE | L | Annual | Generation | TWh | 0.0013518 | 0.0013518 | 0.0013518 | 0 | 0 | 0 | 0
CT Fac. Spec. - NOX Rate Winter v.4.10 Final, Unit 3066 and retrofits | 336 | 2270 | Rate Constraint in lbs/MMBtu | FALSE | L | Annual | Qualifying Generation | TWh | 0.0013518 | 0.0013518 | 0.0013518 | 0 | 0 | 0 | 0
CT Fac. Spec. - NOX Rate Winter v.4.10 Final, Unit 3066 and retrofits | 336 | 2270 | Rate Constraint in lbs/MMBtu | FALSE | L | Annual | Rate | lb/MWh | 0.27684 | 0.27684 | 0.27684 | 0 | 0 | 0 | 0
CT Fac. Spec. - NOX Rate Winter v.4.10 Final, Unit 3066 and retrofits | 336 | 2270 | Rate Constraint in lbs/MMBtu | FALSE | L | Annual | Constraint Shadow Price | US2011$/Ton | 0 | 0 | 0 | 0 | 0 | 0 | 0
CT Fac. Spec. - NOX Rate Winter v.4.10 Final, Unit 3069 and retrofits | 337 | 2270 | Rate Constraint in lbs/MMBtu | FALSE | L | Annual | Seasons Included | Seasons | Winter | Winter | Winter | Winter | Winter | Winter | Winter
CT Fac. Spec. - NOX Rate Winter v.4.10 Final, Unit 3069 and retrofits | 337 | 2270 | Rate Constraint in lbs/MMBtu | FALSE | L | Annual | Standard | lb/MMBtu | 0.15 | 0.15 | 0.15 | 0.15 | 0.15 | 0.15 | 0.15
CT Fac. Spec. - NOX Rate Winter v.4.10 Final, Unit 3069 and retrofits | 337 | 2270 | Rate Constraint in lbs/MMBtu | FALSE | L | Annual | Emissions at Affected Plants NOX | Thousand Tons | 0.016339 | 0.016339 | 0.016339 | 0.016339 | 0.0073508 | 0.00081568 | 0.00081568
CT Fac. Spec. - NOX Rate Winter v.4.10 Final, Unit 3069 and retrofits | 337 | 2270 | Rate Constraint in lbs/MMBtu | FALSE | L | Annual | Allowances Purchased NOX | Thousand Tons | 0 | 0 | 0 | 0 | 0 | 0 | 0
CT Fac. Spec. - NOX Rate Winter v.4.10 Final, Unit 3069 and retrofits | 337 | 2270 | Rate Constraint in lbs/MMBtu | FALSE | L | Annual | Allowances Sold NOX | Thousand Tons | 0 | 0 | 0 | 0 | 0 | 0 | 0
CT Fac. Spec. - NOX Rate Winter v.4.10 Final, Unit 3069 and retrofits | 337 | 2270 | Rate Constraint in lbs/MMBtu | FALSE | L | Annual | Allowances Banked | Thousand Tons | 0 | 0 | 0 | 0 | 0 | 0 | 0
CT Fac. Spec. - NOX Rate Winter v.4.10 Final, Unit 3069 and retrofits | 337 | 2270 | Rate Constraint in lbs/MMBtu | FALSE | L | Annual | Allowances Withdrawn (1:1) | Thousand Tons | 0 | 0 | 0 | 0 | 0 | 0 | 0
CT Fac. Spec. - NOX Rate Winter v.4.10 Final, Unit 3069 and retrofits | 337 | 2270 | Rate Constraint in lbs/MMBtu | FALSE | L | Annual | Allowances Withdrawn (n:1) | Thousand Tons | 0 | 0 | 0 | 0 | 0 | 0 | 0
CT Fac. Spec. - NOX Rate Winter v.4.10 Final, Unit 3069 and retrofits | 337 | 2270 | Rate Constraint in lbs/MMBtu | FALSE | L | Annual | Net Emissions Allowance Position | Thousand Tons | 0.016339 | 0.016339 | 0.016339 | 0.016339 | 0.0073508 | 0.00081568 | 0.00081568
CT Fac. Spec. - NOX Rate Winter v.4.10 Final, Unit 3069 and retrofits | 337 | 2270 | Rate Constraint in lbs/MMBtu | FALSE | L | Annual | Fuel Consumed | TBtu | 7.8827 | 7.8827 | 7.8827 | 7.8827 | 3.5463 | 0.39352 | 0.39352
CT Fac. Spec. - NOX Rate Winter v.4.10 Final, Unit 3069 and retrofits | 337 | 2270 | Rate Constraint in lbs/MMBtu | FALSE | L | Annual | Rate | lb/MMBtu | 0.0041456 | 0.0041456 | 0.0041456 | 0.0041456 | 0.0041456 | 0.0041456 | 0.0041456
CT Fac. Spec. - NOX Rate Winter v.4.10 Final, Unit 3069 and retrofits | 337 | 2270 | Rate Constraint in lbs/MMBtu | FALSE | L | Annual | Generation | TWh | 1.0575 | 1.0575 | 1.0575 | 1.0575 | 0.47576 | 0.052793 | 0.052793
CT Fac. Spec. - NOX Rate Winter v.4.10 Final, Unit 3069 and retrofits | 337 | 2270 | Rate Constraint in lbs/MMBtu | FALSE | L | Annual | Qualifying Generation | TWh | 1.0575 | 1.0575 | 1.0575 | 1.0575 | 0.47576 | 0.052793 | 0.052793
CT Fac. Spec. - NOX Rate Winter v.4.10 Final, Unit 3069 and retrofits | 337 | 2270 | Rate Constraint in lbs/MMBtu | FALSE | L | Annual | Rate | lb/MWh | 0.015451 | 0.015451 | 0.015451 | 0.015451 | 0.015451 | 0.015451 | 0.015451
CT Fac. Spec. - NOX Rate Winter v.4.10 Final, Unit 3069 and retrofits | 337 | 2270 | Rate Constraint in lbs/MMBtu | FALSE | L | Annual | Constraint Shadow Price | US2011$/Ton | 0 | 0 | 0 | 0 | 0 | 0 | 0
CT Fac. Spec. - NOX Rate Winter v.4.10 Final, Unit 3070 and retrofits | 338 | 2270 | Rate Constraint in lbs/MMBtu | FALSE | L | Annual | Seasons Included | Seasons | Winter | Winter | Winter | Winter | Winter | Winter | Winter
CT Fac. Spec. - NOX Rate Winter v.4.10 Final, Unit 3070 and retrofits | 338 | 2270 | Rate Constraint in lbs/MMBtu | FALSE | L | Annual | Standard | lb/MMBtu | 0.15 | 0.15 | 0.15 | 0.15 | 0.15 | 0.15 | 0.15
CT Fac. Spec. - NOX Rate Winter v.4.10 Final, Unit 3070 and retrofits | 338 | 2270 | Rate Constraint in lbs/MMBtu | FALSE | L | Annual | Emissions at Affected Plants NOX | Thousand Tons | 0.016369 | 0.016369 | 0.016369 | 0.0073642 | 0.0024547 | 0.00081717 | 0.00081717
CT Fac. Spec. - NOX Rate Winter v.4.10 Final, Unit 3070 and retrofits | 338 | 2270 | Rate Constraint in lbs/MMBtu | FALSE | L | Annual | Allowances Purchased NOX | Thousand Tons | 0 | 0 | 0 | 0 | 0 | 0 | 0
CT Fac. Spec. - NOX Rate Winter v.4.10 Final, Unit 3070 and retrofits | 338 | 2270 | Rate Constraint in lbs/MMBtu | FALSE | L | Annual | Allowances Sold NOX | Thousand Tons | 0 | 0 | 0 | 0 | 0 | 0 | 0
CT Fac. Spec. - NOX Rate Winter v.4.10 Final, Unit 3070 and retrofits | 338 | 2270 | Rate Constraint in lbs/MMBtu | FALSE | L | Annual | Allowances Banked | Thousand Tons | 0 | 0 | 0 | 0 | 0 | 0 | 0
CT Fac. Spec. - NOX Rate Winter v.4.10 Final, Unit 3070 and retrofits | 338 | 2270 | Rate Constraint in lbs/MMBtu | FALSE | L | Annual | Allowances Withdrawn (1:1) | Thousand Tons | 0 | 0 | 0 | 0 | 0 | 0 | 0
CT Fac. Spec. - NOX Rate Winter v.4.10 Final, Unit 3070 and retrofits | 338 | 2270 | Rate Constraint in lbs/MMBtu | FALSE | L | Annual | Allowances Withdrawn (n:1) | Thousand Tons | 0 | 0 | 0 | 0 | 0 | 0 | 0
CT Fac. Spec. - NOX Rate Winter v.4.10 Final, Unit 3070 and retrofits | 338 | 2270 | Rate Constraint in lbs/MMBtu | FALSE | L | Annual | Net Emissions Allowance Position | Thousand Tons | 0.016369 | 0.016369 | 0.016369 | 0.0073642 | 0.0024547 | 0.00081717 | 0.00081717
CT Fac. Spec. - NOX Rate Winter v.4.10 Final, Unit 3070 and retrofits | 338 | 2270 | Rate Constraint in lbs/MMBtu | FALSE | L | Annual | Fuel Consumed | TBtu | 8.043 | 8.043 | 8.043 | 3.6184 | 1.2061 | 0.40152 | 0.40152
CT Fac. Spec. - NOX Rate Winter v.4.10 Final, Unit 3070 and retrofits | 338 | 2270 | Rate Constraint in lbs/MMBtu | FALSE | L | Annual | Rate | lb/MMBtu | 0.0040704 | 0.0040704 | 0.0040704 | 0.0040704 | 0.0040704 | 0.0040704 | 0.0040704
CT Fac. Spec. - NOX Rate Winter v.4.10 Final, Unit 3070 and retrofits | 338 | 2270 | Rate Constraint in lbs/MMBtu | FALSE | L | Annual | Generation | TWh | 1.079 | 1.079 | 1.079 | 0.48543 | 0.16181 | 0.053866 | 0.053866
CT Fac. Spec. - NOX Rate Winter v.4.10 Final, Unit 3070 and retrofits | 338 | 2270 | Rate Constraint in lbs/MMBtu | FALSE | L | Annual | Qualifying Generation | TWh | 1.079 | 1.079 | 1.079 | 0.48543 | 0.16181 | 0.053866 | 0.053866
CT Fac. Spec. - NOX Rate Winter v.4.10 Final, Unit 3070 and retrofits | 338 | 2270 | Rate Constraint in lbs/MMBtu | FALSE | L | Annual | Rate | lb/MWh | 0.015171 | 0.015171 | 0.015171 | 0.015171 | 0.015171 | 0.015171 | 0.015171
CT Fac. Spec. - NOX Rate Winter v.4.10 Final, Unit 3070 and retrofits | 338 | 2270 | Rate Constraint in lbs/MMBtu | FALSE | L | Annual | Constraint Shadow Price | US2011$/Ton | 0 | 0 | 0 | 0 | 0 | 0 | 0
CT Fac. Spec. - NOX Rate Winter v.4.10 Final, Unit 3071 and retrofits | 339 | 2270 | Rate Constraint in lbs/MMBtu | FALSE | L | Annual | Seasons Included | Seasons | Winter | Winter | Winter | Winter | Winter | Winter | Winter
CT Fac. Spec. - NOX Rate Winter v.4.10 Final, Unit 3071 and retrofits | 339 | 2270 | Rate Constraint in lbs/MMBtu | FALSE | L | Annual | Standard | lb/MMBtu | 0.15 | 0.15 | 0.15 | 0.15 | 0.15 | 0.15 | 0.15
CT Fac. Spec. - NOX Rate Winter v.4.10 Final, Unit 3071 and retrofits | 339 | 2270 | Rate Constraint in lbs/MMBtu | FALSE | L | Annual | Emissions at Affected Plants NOX | Thousand Tons | 0.016878 | 0.016878 | 0.016878 | 0.0065825 | 0.0026926 | 0.0008426 | 0.0008426
CT Fac. Spec. - NOX Rate Winter v.4.10 Final, Unit 3071 and retrofits | 339 | 2270 | Rate Constraint in lbs/MMBtu | FALSE | L | Annual | Allowances Purchased NOX | Thousand Tons | 0 | 0 | 0 | 0 | 0 | 0 | 0
CT Fac. Spec. - NOX Rate Winter v.4.10 Final, Unit 3071 and retrofits | 339 | 2270 | Rate Constraint in lbs/MMBtu | FALSE | L | Annual | Allowances Sold NOX | Thousand Tons | 0 | 0 | 0 | 0 | 0 | 0 | 0
CT Fac. Spec. - NOX Rate Winter v.4.10 Final, Unit 3071 and retrofits | 339 | 2270 | Rate Constraint in lbs/MMBtu | FALSE | L | Annual | Allowances Banked | Thousand Tons | 0 | 0 | 0 | 0 | 0 | 0 | 0
CT Fac. Spec. - NOX Rate Winter v.4.10 Final, Unit 3071 and retrofits | 339 | 2270 | Rate Constraint in lbs/MMBtu | FALSE | L | Annual | Allowances Withdrawn (1:1) | Thousand Tons | 0 | 0 | 0 | 0 | 0 | 0 | 0
CT Fac. Spec. - NOX Rate Winter v.4.10 Final, Unit 3071 and retrofits | 339 | 2270 | Rate Constraint in lbs/MMBtu | FALSE | L | Annual | Allowances Withdrawn (n:1) | Thousand Tons | 0 | 0 | 0 | 0 | 0 | 0 | 0
CT Fac. Spec. - NOX Rate Winter v.4.10 Final, Unit 3071 and retrofits | 339 | 2270 | Rate Constraint in lbs/MMBtu | FALSE | L | Annual | Net Emissions Allowance Position | Thousand Tons | 0.016878 | 0.016878 | 0.016878 | 0.0065825 | 0.0026926 | 0.0008426 | 0.0008426
CT Fac. Spec. - NOX Rate Winter v.4.10 Final, Unit 3071 and retrofits | 339 | 2270 | Rate Constraint in lbs/MMBtu | FALSE | L | Annual | Fuel Consumed | TBtu | 7.9468 | 7.9468 | 7.9468 | 3.0992 | 1.2678 | 0.39672 | 0.39672
CT Fac. Spec. - NOX Rate Winter v.4.10 Final, Unit 3071 and retrofits | 339 | 2270 | Rate Constraint in lbs/MMBtu | FALSE | L | Annual | Rate | lb/MMBtu | 0.0042479 | 0.0042479 | 0.0042479 | 0.0042479 | 0.0042479 | 0.0042479 | 0.0042479
CT Fac. Spec. - NOX Rate Winter v.4.10 Final, Unit 3071 and retrofits | 339 | 2270 | Rate Constraint in lbs/MMBtu | FALSE | L | Annual | Generation | TWh | 1.0661 | 1.0661 | 1.0661 | 0.41578 | 0.17008 | 0.053222 | 0.053222
CT Fac. Spec. - NOX Rate Winter v.4.10 Final, Unit 3071 and retrofits | 339 | 2270 | Rate Constraint in lbs/MMBtu | FALSE | L | Annual | Qualifying Generation | TWh | 1.0661 | 1.0661 | 1.0661 | 0.41578 | 0.17008 | 0.053222 | 0.053222
CT Fac. Spec. - NOX Rate Winter v.4.10 Final, Unit 3071 and retrofits | 339 | 2270 | Rate Constraint in lbs/MMBtu | FALSE | L | Annual | Rate | lb/MWh | 0.015832 | 0.015832 | 0.015832 | 0.015832 | 0.015832 | 0.015832 | 0.015832
CT Fac. Spec. - NOX Rate Winter v.4.10 Final, Unit 3071 and retrofits | 339 | 2270 | Rate Constraint in lbs/MMBtu | FALSE | L | Annual | Constraint Shadow Price | US2011$/Ton | 0 | 0 | 0 | 0 | 0 | 0 | 0
CT Fac. Spec. - NOX Rate Winter v.4.10 Final, Unit 3072 and retrofits | 340 | 2270 | Rate Constraint in lbs/MMBtu | FALSE | L | Annual | Seasons Included | Seasons | Winter | Winter | Winter | Winter | Winter | Winter | Winter
CT Fac. Spec. - NOX Rate Winter v.4.10 Final, Unit 3072 and retrofits | 340 | 2270 | Rate Constraint in lbs/MMBtu | FALSE | L | Annual | Standard | lb/MMBtu | 0.15 | 0.15 | 0.15 | 0.15 | 0.15 | 0.15 | 0.15
CT Fac. Spec. - NOX Rate Winter v.4.10 Final, Unit 3072 and retrofits | 340 | 2270 | Rate Constraint in lbs/MMBtu | FALSE | L | Annual | Emissions at Affected Plants NOX | Thousand Tons | 0.013249 | 0.013249 | 0.013249 | 0.013249 | 0.013249 | 0.011163 | 0.0099081
CT Fac. Spec. - NOX Rate Winter v.4.10 Final, Unit 3072 and retrofits | 340 | 2270 | Rate Constraint in lbs/MMBtu | FALSE | L | Annual | Allowances Purchased NOX | Thousand Tons | 0 | 0 | 0 | 0 | 0 | 0 | 0
CT Fac. Spec. - NOX Rate Winter v.4.10 Final, Unit 3072 and retrofits | 340 | 2270 | Rate Constraint in lbs/MMBtu | FALSE | L | Annual | Allowances Sold NOX | Thousand Tons | 0 | 0 | 0 | 0 | 0 | 0 | 0
CT Fac. Spec. - NOX Rate Winter v.4.10 Final, Unit 3072 and retrofits | 340 | 2270 | Rate Constraint in lbs/MMBtu | FALSE | L | Annual | Allowances Banked | Thousand Tons | 0 | 0 | 0 | 0 | 0 | 0 | 0
CT Fac. Spec. - NOX Rate Winter v.4.10 Final, Unit 3072 and retrofits | 340 | 2270 | Rate Constraint in lbs/MMBtu | FALSE | L | Annual | Allowances Withdrawn (1:1) | Thousand Tons | 0 | 0 | 0 | 0 | 0 | 0 | 0
CT Fac. Spec. - NOX Rate Winter v.4.10 Final, Unit 3072 and retrofits | 340 | 2270 | Rate Constraint in lbs/MMBtu | FALSE | L | Annual | Allowances Withdrawn (n:1) | Thousand Tons | 0 | 0 | 0 | 0 | 0 | 0 | 0
CT Fac. Spec. - NOX Rate Winter v.4.10 Final, Unit 3072 and retrofits | 340 | 2270 | Rate Constraint in lbs/MMBtu | FALSE | L | Annual | Net Emissions Allowance Position | Thousand Tons | 0.013249 | 0.013249 | 0.013249 | 0.013249 | 0.013249 | 0.011163 | 0.0099081
CT Fac. Spec. - NOX Rate Winter v.4.10 Final, Unit 3072 and retrofits | 340 | 2270 | Rate Constraint in lbs/MMBtu | FALSE | L | Annual | Fuel Consumed | TBtu | 8.0048 | 8.0048 | 8.0048 | 8.0048 | 8.0048 | 6.7445 | 5.9862
CT Fac. Spec. - NOX Rate Winter v.4.10 Final, Unit 3072 and retrofits | 340 | 2270 | Rate Constraint in lbs/MMBtu | FALSE | L | Annual | Rate | lb/MMBtu | 0.0033103 | 0.0033103 | 0.0033103 | 0.0033103 | 0.0033103 | 0.0033103 | 0.0033103
CT Fac. Spec. - NOX Rate Winter v.4.10 Final, Unit 3072 and retrofits | 340 | 2270 | Rate Constraint in lbs/MMBtu | FALSE | L | Annual | Generation | TWh | 1.0876 | 1.0876 | 1.0876 | 1.0876 | 1.0876 | 0.91637 | 0.81334
CT Fac. Spec. - NOX Rate Winter v.4.10 Final, Unit 3072 and retrofits | 340 | 2270 | Rate Constraint in lbs/MMBtu | FALSE | L | Annual | Qualifying Generation | TWh | 1.0876 | 1.0876 | 1.0876 | 1.0876 | 1.0876 | 0.91637 | 0.81334
CT Fac. Spec. - NOX Rate Winter v.4.10 Final, Unit 3072 and retrofits | 340 | 2270 | Rate Constraint in lbs/MMBtu | FALSE | L | Annual | Rate | lb/MWh | 0.012182 | 0.012182 | 0.012182 | 0.012182 | 0.012182 | 0.012182 | 0.012182
CT Fac. Spec. - NOX Rate Winter v.4.10 Final, Unit 3072 and retrofits | 340 | 2270 | Rate Constraint in lbs/MMBtu | FALSE | L | Annual | Constraint Shadow Price | US2011$/Ton | 0 | 0 | 0 | 0 | 0 | 0 | 0
CT Fac. Spec. - NOX Rate Winter v.4.10 Final, Unit 3073 and retrofits | 341 | 2270 | Rate Constraint in lbs/MMBtu | FALSE | L | Annual | Seasons Included | Seasons | Winter | Winter | Winter | Winter | Winter | Winter | Winter
CT Fac. Spec. - NOX Rate Winter v.4.10 Final, Unit 3073 and retrofits | 341 | 2270 | Rate Constraint in lbs/MMBtu | FALSE | L | Annual | Standard | lb/MMBtu | 0.15 | 0.15 | 0.15 | 0.15 | 0.15 | 0.15 | 0.15
CT Fac. Spec. - NOX Rate Winter v.4.10 Final, Unit 3073 and retrofits | 341 | 2270 | Rate Constraint in lbs/MMBtu | FALSE | L | Annual | Emissions at Affected Plants NOX | Thousand Tons | 0.014712 | 0.014712 | 0.014712 | 0.014712 | 0.014712 | 0.014712 | 0.014712
CT Fac. Spec. - NOX Rate Winter v.4.10 Final, Unit 3073 and retrofits | 341 | 2270 | Rate Constraint in lbs/MMBtu | FALSE | L | Annual | Allowances Purchased NOX | Thousand Tons | 0 | 0 | 0 | 0 | 0 | 0 | 0
CT Fac. Spec. - NOX Rate Winter v.4.10 Final, Unit 3073 and retrofits | 341 | 2270 | Rate Constraint in lbs/MMBtu | FALSE | L | Annual | Allowances Sold NOX | Thousand Tons | 0 | 0 | 0 | 0 | 0 | 0 | 0
CT Fac. Spec. - NOX Rate Winter v.4.10 Final, Unit 3073 and retrofits | 341 | 2270 | Rate Constraint in lbs/MMBtu | FALSE | L | Annual | Allowances Banked | Thousand Tons | 0 | 0 | 0 | 0 | 0 | 0 | 0
CT Fac. Spec. - NOX Rate Winter v.4.10 Final, Unit 3073 and retrofits | 341 | 2270 | Rate Constraint in lbs/MMBtu | FALSE | L | Annual | Allowances Withdrawn (1:1) | Thousand Tons | 0 | 0 | 0 | 0 | 0 | 0 | 0
CT Fac. Spec. - NOX Rate Winter v.4.10 Final, Unit 3073 and retrofits | 341 | 2270 | Rate Constraint in lbs/MMBtu | FALSE | L | Annual | Allowances Withdrawn (n:1) | Thousand Tons | 0 | 0 | 0 | 0 | 0 | 0 | 0
CT Fac. Spec. - NOX Rate Winter v.4.10 Final, Unit 3073 and retrofits | 341 | 2270 | Rate Constraint in lbs/MMBtu | FALSE | L | Annual | Net Emissions Allowance Position | Thousand Tons | 0.014712 | 0.014712 | 0.014712 | 0.014712 | 0.014712 | 0.014712 | 0.014712
CT Fac. Spec. - NOX Rate Winter v.4.10 Final, Unit 3073 and retrofits | 341 | 2270 | Rate Constraint in lbs/MMBtu | FALSE | L | Annual | Fuel Consumed | TBtu | 8.0354 | 8.0354 | 8.0354 | 8.0354 | 8.0354 | 8.0354 | 8.0354
CT Fac. Spec. - NOX Rate Winter v.4.10 Final, Unit 3073 and retrofits | 341 | 2270 | Rate Constraint in lbs/MMBtu | FALSE | L | Annual | Rate | lb/MMBtu | 0.0036619 | 0.0036619 | 0.0036619 | 0.0036619 | 0.0036619 | 0.0036619 | 0.0036619
CT Fac. Spec. - NOX Rate Winter v.4.10 Final, Unit 3073 and retrofits | 341 | 2270 | Rate Constraint in lbs/MMBtu | FALSE | L | Annual | Generation | TWh | 1.0919 | 1.0919 | 1.0919 | 1.0919 | 1.0919 | 1.0919 | 1.0919
CT Fac. Spec. - NOX Rate Winter v.4.10 Final, Unit 3073 and retrofits | 341 | 2270 | Rate Constraint in lbs/MMBtu | FALSE | L | Annual | Qualifying Generation | TWh | 1.0919 | 1.0919 | 1.0919 | 1.0919 | 1.0919 | 1.0919 | 1.0919
CT Fac. Spec. - NOX Rate Winter v.4.10 Final, Unit 3073 and retrofits | 341 | 2270 | Rate Constraint in lbs/MMBtu | FALSE | L | Annual | Rate | lb/MWh | 0.013474 | 0.013474 | 0.013474 | 0.013474 | 0.013474 | 0.013474 | 0.013474
CT Fac. Spec. - NOX Rate Winter v.4.10 Final, Unit 3073 and retrofits | 341 | 2270 | Rate Constraint in lbs/MMBtu | FALSE | L | Annual | Constraint Shadow Price | US2011$/Ton | 0 | 0 | 0 | 0 | 0 | 0 | 0
CT Fac. Spec. - NOX Rate Winter v.4.10 Final, Unit 3074 and retrofits | 342 | 2270 | Rate Constraint in lbs/MMBtu | FALSE | L | Annual | Seasons Included | Seasons | Winter | Winter | Winter | Winter | Winter | Winter | Winter
CT Fac. Spec. - NOX Rate Winter v.4.10 Final, Unit 3074 and retrofits | 342 | 2270 | Rate Constraint in lbs/MMBtu | FALSE | L | Annual | Standard | lb/MMBtu | 0.15 | 0.15 | 0.15 | 0.15 | 0.15 | 0.15 | 0.15
CT Fac. Spec. - NOX Rate Winter v.4.10 Final, Unit 3074 and retrofits | 342 | 2270 | Rate Constraint in lbs/MMBtu | FALSE | L | Annual | Emissions at Affected Plants NOX | Thousand Tons | 0.029403 | 0.029403 | 0.029403 | 0.029403 | 0.00028895 | 0.029403 | 0.029403
CT Fac. Spec. - NOX Rate Winter v.4.10 Final, Unit 3074 and retrofits | 342 | 2270 | Rate Constraint in lbs/MMBtu | FALSE | L | Annual | Allowances Purchased NOX | Thousand Tons | 0 | 0 | 0 | 0 | 0 | 0 | 0
CT Fac. Spec. - NOX Rate Winter v.4.10 Final, Unit 3074 and retrofits | 342 | 2270 | Rate Constraint in lbs/MMBtu | FALSE | L | Annual | Allowances Sold NOX | Thousand Tons | 0 | 0 | 0 | 0 | 0 | 0 | 0
CT Fac. Spec. - NOX Rate Winter v.4.10 Final, Unit 3074 and retrofits | 342 | 2270 | Rate Constraint in lbs/MMBtu | FALSE | L | Annual | Allowances Banked | Thousand Tons | 0 | 0 | 0 | 0 | 0 | 0 | 0
CT Fac. Spec. - NOX Rate Winter v.4.10 Final, Unit 3074 and retrofits | 342 | 2270 | Rate Constraint in lbs/MMBtu | FALSE | L | Annual | Allowances Withdrawn (1:1) | Thousand Tons | 0 | 0 | 0 | 0 | 0 | 0 | 0
CT Fac. Spec. - NOX Rate Winter v.4.10 Final, Unit 3074 and retrofits | 342 | 2270 | Rate Constraint in lbs/MMBtu | FALSE | L | Annual | Allowances Withdrawn (n:1) | Thousand Tons | 0 | 0 | 0 | 0 | 0 | 0 | 0
CT Fac. Spec. - NOX Rate Winter v.4.10 Final, Unit 3074 and retrofits | 342 | 2270 | Rate Constraint in lbs/MMBtu | FALSE | L | Annual | Net Emissions Allowance Position | Thousand Tons | 0.029403 | 0.029403 | 0.029403 | 0.029403 | 0.00028895 | 0.029403 | 0.029403
CT Fac. Spec. - NOX Rate Winter v.4.10 Final, Unit 3074 and retrofits | 342 | 2270 | Rate Constraint in lbs/MMBtu | FALSE | L | Annual | Fuel Consumed | TBtu | 0.49426 | 0.49426 | 0.49426 | 0.49426 | 0.0048571 | 0.49426 | 0.49426
CT Fac. Spec. - NOX Rate Winter v.4.10 Final, Unit 3074 and retrofits | 342 | 2270 | Rate Constraint in lbs/MMBtu | FALSE | L | Annual | Rate | lb/MMBtu | 0.11898 | 0.11898 | 0.11898 | 0.11898 | 0.11898 | 0.11898 | 0.11898
CT Fac. Spec. - NOX Rate Winter v.4.10 Final, Unit 3074 and retrofits | 342 | 2270 | Rate Constraint in lbs/MMBtu | FALSE | L | Annual | Generation | TWh | 0.068781 | 0.068781 | 0.068781 | 0.068781 | 0.00067591 | 0.068781 | 0.068781
CT Fac. Spec. - NOX Rate Winter v.4.10 Final, Unit 3074 and retrofits | 342 | 2270 | Rate Constraint in lbs/MMBtu | FALSE | L | Annual | Qualifying Generation | TWh | 0.068781 | 0.068781 | 0.068781 | 0.068781 | 0.00067591 | 0.068781 | 0.068781
CT Fac. Spec. - NOX Rate Winter v.4.10 Final, Unit 3074 and retrofits | 342 | 2270 | Rate Constraint in lbs/MMBtu | FALSE | L | Annual | Rate | lb/MWh | 0.42749 | 0.42749 | 0.42749 | 0.42749 | 0.42749 | 0.42749 | 0.42749
CT Fac. Spec. - NOX Rate Winter v.4.10 Final, Unit 3074 and retrofits | 342 | 2270 | Rate Constraint in lbs/MMBtu | FALSE | L | Annual | Constraint Shadow Price | US2011$/Ton | 0 | 0 | 0 | 0 | 0 | 0 | 0
CT Fac. Spec. - NOX Rate Winter v.4.10 Final, Unit 3075 and retrofits | 343 | 2270 | Rate Constraint in lbs/MMBtu | FALSE | L | Annual | Seasons Included | Seasons | Winter | Winter | Winter | Winter | Winter | Winter | Winter
CT Fac. Spec. - NOX Rate Winter v.4.10 Final, Unit 3075 and retrofits | 343 | 2270 | Rate Constraint in lbs/MMBtu | FALSE | L | Annual | Standard | lb/MMBtu | 0.15 | 0.15 | 0.15 | 0.15 | 0.15 | 0.15 | 0.15
CT Fac. Spec. - NOX Rate Winter v.4.10 Final, Unit 3075 and retrofits | 343 | 2270 | Rate Constraint in lbs/MMBtu | FALSE | L | Annual | Emissions at Affected Plants NOX | Thousand Tons | 0.064319 | 0.064319 | 0.064319 | 0.064319 | 0.00063207 | 0.064319 | 0.0032109
CT Fac. Spec. - NOX Rate Winter v.4.10 Final, Unit 3075 and retrofits | 343 | 2270 | Rate Constraint in lbs/MMBtu | FALSE | L | Annual | Allowances Purchased NOX | Thousand Tons | 0 | 0 | 0 | 0 | 0 | 0 | 0
CT Fac. Spec. - NOX Rate Winter v.4.10 Final, Unit 3075 and retrofits | 343 | 2270 | Rate Constraint in lbs/MMBtu | FALSE | L | Annual | Allowances Sold NOX | Thousand Tons | 0 | 0 | 0 | 0 | 0 | 0 | 0
CT Fac. Spec. - NOX Rate Winter v.4.10 Final, Unit 3075 and retrofits | 343 | 2270 | Rate Constraint in lbs/MMBtu | FALSE | L | Annual | Allowances Banked | Thousand Tons | 0 | 0 | 0 | 0 | 0 | 0 | 0
CT Fac. Spec. - NOX Rate Winter v.4.10 Final, Unit 3075 and retrofits | 343 | 2270 | Rate Constraint in lbs/MMBtu | FALSE | L | Annual | Allowances Withdrawn (1:1) | Thousand Tons | 0 | 0 | 0 | 0 | 0 | 0 | 0
CT Fac. Spec. - NOX Rate Winter v.4.10 Final, Unit 3075 and retrofits | 343 | 2270 | Rate Constraint in lbs/MMBtu | FALSE | L | Annual | Allowances Withdrawn (n:1) | Thousand Tons | 0 | 0 | 0 | 0 | 0 | 0 | 0
CT Fac. Spec. - NOX Rate Winter v.4.10 Final, Unit 3075 and retrofits | 343 | 2270 | Rate Constraint in lbs/MMBtu | FALSE | L | Annual | Net Emissions Allowance Position | Thousand Tons | 0.064319 | 0.064319 | 0.064319 | 0.064319 | 0.00063207 | 0.064319 | 0.0032109
CT Fac. Spec. - NOX Rate Winter v.4.10 Final, Unit 3075 and retrofits | 343 | 2270 | Rate Constraint in lbs/MMBtu | FALSE | L | Annual | Fuel Consumed | TBtu | 1.0812 | 1.0812 | 1.0812 | 1.0812 | 0.010625 | 1.0812 | 0.053975
CT Fac. Spec. - NOX Rate Winter v.4.10 Final, Unit 3075 and retrofits | 343 | 2270 | Rate Constraint in lbs/MMBtu | FALSE | L | Annual | Rate | lb/MMBtu | 0.11898 | 0.11898 | 0.11898 | 0.11898 | 0.11898 | 0.11898 | 0.11898
CT Fac. Spec. - NOX Rate Winter v.4.10 Final, Unit 3075 and retrofits | 343 | 2270 | Rate Constraint in lbs/MMBtu | FALSE | L | Annual | Generation | TWh | 0.15046 | 0.15046 | 0.15046 | 0.15046 | 0.0014786 | 0.15046 | 0.0075111
CT Fac. Spec. - NOX Rate Winter v.4.10 Final, Unit 3075 and retrofits | 343 | 2270 | Rate Constraint in lbs/MMBtu | FALSE | L | Annual | Qualifying Generation | TWh | 0.15046 | 0.15046 | 0.15046 | 0.15046 | 0.0014786 | 0.15046 | 0.0075111
CT Fac. Spec. - NOX Rate Winter v.4.10 Final, Unit 3075 and retrofits | 343 | 2270 | Rate Constraint in lbs/MMBtu | FALSE | L | Annual | Rate | lb/MWh | 0.42749 | 0.42749 | 0.42749 | 0.42749 | 0.42749 | 0.42749 | 0.42749
CT Fac. Spec. - NOX Rate Winter v.4.10 Final, Unit 3075 and retrofits | 343 | 2270 | Rate Constraint in lbs/MMBtu | FALSE | L | Annual | Constraint Shadow Price | US2011$/Ton | 0 | 0 | 0 | 0 | 0 | 0 | 0
CT Fac. Spec. - NOX Rate Winter v.4.10 Final, Unit 3766 and retrofits | 344 | 2270 | Rate Constraint in lbs/MMBtu | FALSE | L | Annual | Seasons Included | Seasons | Winter | Winter | Winter | Winter | Winter | Winter | Winter
CT Fac. Spec. - NOX Rate Winter v.4.10 Final, Unit 3766 and retrofits | 344 | 2270 | Rate Constraint in lbs/MMBtu | FALSE | L | Annual | Standard | lb/MMBtu | 0.15 | 0.15 | 0.15 | 0.15 | 0.15 | 0.15 | 0.15
CT Fac. Spec. - NOX Rate Winter v.4.10 Final, Unit 3766 and retrofits | 344 | 2270 | Rate Constraint in lbs/MMBtu | FALSE | L | Annual | Emissions at Affected Plants NOX | Thousand Tons | 0.006925 | 0 | 0 | 0 | 0 | 0 | 0
CT Fac. Spec. - NOX Rate Winter v.4.10 Final, Unit 3766 and retrofits | 344 | 2270 | Rate Constraint in lbs/MMBtu | FALSE | L | Annual | Allowances Purchased NOX | Thousand Tons | 0 | 0 | 0 | 0 | 0 | 0 | 0
CT Fac. Spec. - NOX Rate Winter v.4.10 Final, Unit 3766 and retrofits | 344 | 2270 | Rate Constraint in lbs/MMBtu | FALSE | L | Annual | Allowances Sold NOX | Thousand Tons | 0 | 0 | 0 | 0 | 0 | 0 | 0
CT Fac. Spec. - NOX Rate Winter v.4.10 Final, Unit 3766 and retrofits | 344 | 2270 | Rate Constraint in lbs/MMBtu | FALSE | L | Annual | Allowances Banked | Thousand Tons | 0 | 0 | 0 | 0 | 0 | 0 | 0
CT Fac. Spec. - NOX Rate Winter v.4.10 Final, Unit 3766 and retrofits | 344 | 2270 | Rate Constraint in lbs/MMBtu | FALSE | L | Annual | Allowances Withdrawn (1:1) | Thousand Tons | 0 | 0 | 0 | 0 | 0 | 0 | 0
CT Fac. Spec. - NOX Rate Winter v.4.10 Final, Unit 3766 and retrofits | 344 | 2270 | Rate Constraint in lbs/MMBtu | FALSE | L | Annual | Allowances Withdrawn (n:1) | Thousand Tons | 0 | 0 | 0 | 0 | 0 | 0 | 0
CT Fac. Spec. - NOX Rate Winter v.4.10 Final, Unit 3766 and retrofits | 344 | 2270 | Rate Constraint in lbs/MMBtu | FALSE | L | Annual | Net Emissions Allowance Position | Thousand Tons | 0.006925 | 0 | 0 | 0 | 0 | 0 | 0
CT Fac. Spec. - NOX Rate Winter v.4.10 Final, Unit 3766 and retrofits | 344 | 2270 | Rate Constraint in lbs/MMBtu | FALSE | L | Annual | Fuel Consumed | TBtu | 0.1589 | 0 | 0 | 0 | 0 | 0 | 0
CT Fac. Spec. - NOX Rate Winter v.4.10 Final, Unit 3766 and retrofits | 344 | 2270 | Rate Constraint in lbs/MMBtu | FALSE | L | Annual | Rate | lb/MMBtu | 0.087162 | 0 | 0 | 0 | 0 | 0 | 0
CT Fac. Spec. - NOX Rate Winter v.4.10 Final, Unit 3766 and retrofits | 344 | 2270 | Rate Constraint in lbs/MMBtu | FALSE | L | Annual | Generation | TWh | 0.013127 | 0 | 0 | 0 | 0 | 0 | 0
CT Fac. Spec. - NOX Rate Winter v.4.10 Final, Unit 3766 and retrofits | 344 | 2270 | Rate Constraint in lbs/MMBtu | FALSE | L | Annual | Qualifying Generation | TWh | 0.013127 | 0 | 0 | 0 | 0 | 0 | 0
CT Fac. Spec. - NOX Rate Winter v.4.10 Final, Unit 3766 and retrofits | 344 | 2270 | Rate Constraint in lbs/MMBtu | FALSE | L | Annual | Rate | lb/MWh | 0.52755 | 0 | 0 | 0 | 0 | 0 | 0
CT Fac. Spec. - NOX Rate Winter v.4.10 Final, Unit 3766 and retrofits | 344 | 2270 | Rate Constraint in lbs/MMBtu | FALSE | L | Annual | Constraint Shadow Price | US2011$/Ton | 0 | 0 | 0 | 0 | 0 | 0 | 0
CT Fac. Spec. - NOX Rate Winter v.4.10 Final, Unit 3767 and retrofits | 345 | 2270 | Rate Constraint in lbs/MMBtu | FALSE | L | Annual | Seasons Included | Seasons | Winter | Winter | Winter | Winter | Winter | Winter | Winter
CT Fac. Spec. - NOX Rate Winter v.4.10 Final, Unit 3767 and retrofits | 345 | 2270 | Rate Constraint in lbs/MMBtu | FALSE | L | Annual | Standard | lb/MMBtu | 0.15 | 0.15 | 0.15 | 0.15 | 0.15 | 0.15 | 0.15
CT Fac. Spec. - NOX Rate Winter v.4.10 Final, Unit 3767 and retrofits | 345 | 2270 | Rate Constraint in lbs/MMBtu | FALSE | L | Annual | Emissions at Affected Plants NOX | Thousand Tons | 0.0039841 | 0 | 0 | 0 | 0 | 0 | 0
CT Fac. Spec. - NOX Rate Winter v.4.10 Final, Unit 3767 and retrofits | 345 | 2270 | Rate Constraint in lbs/MMBtu | FALSE | L | Annual | Allowances Purchased NOX | Thousand Tons | 0 | 0 | 0 | 0 | 0 | 0 | 0
CT Fac. Spec. - NOX Rate Winter v.4.10 Final, Unit 3767 and retrofits | 345 | 2270 | Rate Constraint in lbs/MMBtu | FALSE | L | Annual | Allowances Sold NOX | Thousand Tons | 0 | 0 | 0 | 0 | 0 | 0 | 0
CT Fac. Spec. - NOX Rate Winter v.4.10 Final, Unit 3767 and retrofits | 345 | 2270 | Rate Constraint in lbs/MMBtu | FALSE | L | Annual | Allowances Banked | Thousand Tons | 0 | 0 | 0 | 0 | 0 | 0 | 0
CT Fac. Spec. - NOX Rate Winter v.4.10 Final, Unit 3767 and retrofits | 345 | 2270 | Rate Constraint in lbs/MMBtu | FALSE | L | Annual | Allowances Withdrawn (1:1) | Thousand Tons | 0 | 0 | 0 | 0 | 0 | 0 | 0
CT Fac. Spec. - NOX Rate Winter v.4.10 Final, Unit 3767 and retrofits | 345 | 2270 | Rate Constraint in lbs/MMBtu | FALSE | L | Annual | Allowances Withdrawn (n:1) | Thousand Tons | 0 | 0 | 0 | 0 | 0 | 0 | 0
CT Fac. Spec. - NOX Rate Winter v.4.10 Final, Unit 3767 and retrofits | 345 | 2270 | Rate Constraint in lbs/MMBtu | FALSE | L | Annual | Net Emissions Allowance Position | Thousand Tons | 0.0039841 | 0 | 0 | 0 | 0 | 0 | 0
CT Fac. Spec. - NOX Rate Winter v.4.10 Final, Unit 3767 and retrofits | 345 | 2270 | Rate Constraint in lbs/MMBtu | FALSE | L | Annual | Fuel Consumed | TBtu | 0.091125 | 0 | 0 | 0 | 0 | 0 | 0
CT Fac. Spec. - NOX Rate Winter v.4.10 Final, Unit 3767 and retrofits | 345 | 2270 | Rate Constraint in lbs/MMBtu | FALSE | L | Annual | Rate | lb/MMBtu | 0.087442 | 0 | 0 | 0 | 0 | 0 | 0
CT Fac. Spec. - NOX Rate Winter v.4.10 Final, Unit 3767 and retrofits | 345 | 2270 | Rate Constraint in lbs/MMBtu | FALSE | L | Annual | Generation | TWh | 0.0075341 | 0 | 0 | 0 | 0 | 0 | 0
CT Fac. Spec. - NOX Rate Winter v.4.10 Final, Unit 3767 and retrofits | 345 | 2270 | Rate Constraint in lbs/MMBtu | FALSE | L | Annual | Qualifying Generation | TWh | 0.0075341 | 0 | 0 | 0 | 0 | 0 | 0
CT Fac. Spec. - NOX Rate Winter v.4.10 Final, Unit 3767 and retrofits | 345 | 2270 | Rate Constraint in lbs/MMBtu | FALSE | L | Annual | Rate | lb/MWh | 0.5288 | 0 | 0 | 0 | 0 | 0 | 0
CT Fac. Spec. - NOX Rate Winter v.4.10 Final, Unit 3767 and retrofits | 345 | 2270 | Rate Constraint in lbs/MMBtu | FALSE | L | Annual | Constraint Shadow Price | US2011$/Ton | 0 | 0 | 0 | 0 | 0 | 0 | 0
CT Fac. Spec. - NOX Rate Winter v.4.10 Final, Unit 3957 and retrofits | 346 | 2270 | Rate Constraint in lbs/MMBtu | FALSE | L | Annual | Seasons Included | Seasons | Winter | Winter | Winter | Winter | Winter | Winter | Winter
CT Fac. Spec. - NOX Rate Winter v.4.10 Final, Unit 3957 and retrofits | 346 | 2270 | Rate Constraint in lbs/MMBtu | FALSE | L | Annual | Standard | lb/MMBtu | 0.15 | 0.15 | 0.15 | 0.15 | 0.15 | 0.15 | 0.15
CT Fac. Spec. - NOX Rate Winter v.4.10 Final, Unit 3957 and retrofits | 346 | 2270 | Rate Constraint in lbs/MMBtu | FALSE | L | Annual | Emissions at Affected Plants NOX | Thousand Tons | 0 | 0 | 0 | 0 | 0 | 0 | 0
CT Fac. Spec. - NOX Rate Winter v.4.10 Final, Unit 3957 and retrofits | 346 | 2270 | Rate Constraint in lbs/MMBtu | FALSE | L | Annual | Allowances Purchased NOX | Thousand Tons | 0 | 0 | 0 | 0 | 0 | 0 | 0
CT Fac. Spec. - NOX Rate Winter v.4.10 Final, Unit 3957 and retrofits | 346 | 2270 | Rate Constraint in lbs/MMBtu | FALSE | L | Annual | Allowances Sold NOX | Thousand Tons | 0 | 0 | 0 | 0 | 0 | 0 | 0
CT Fac. Spec. - NOX Rate Winter v.4.10 Final, Unit 3957 and retrofits | 346 | 2270 | Rate Constraint in lbs/MMBtu | FALSE | L | Annual | Allowances Banked | Thousand Tons | 0 | 0 | 0 | 0 | 0 | 0 | 0
CT Fac. Spec. - NOX Rate Winter v.4.10 Final, Unit 3957 and retrofits | 346 | 2270 | Rate Constraint in lbs/MMBtu | FALSE | L | Annual | Allowances Withdrawn (1:1) | Thousand Tons | 0 | 0 | 0 | 0 | 0 | 0 | 0
CT Fac. Spec. - NOX Rate Winter v.4.10 Final, Unit 3957 and retrofits | 346 | 2270 | Rate Constraint in lbs/MMBtu | FALSE | L | Annual | Allowances Withdrawn (n:1) | Thousand Tons | 0 | 0 | 0 | 0 | 0 | 0 | 0
CT Fac. Spec. - NOX Rate Winter v.4.10 Final, Unit 3957 and retrofits | 346 | 2270 | Rate Constraint in lbs/MMBtu | FALSE | L | Annual | Net Emissions Allowance Position | Thousand Tons | 0 | 0 | 0 | 0 | 0 | 0 | 0
CT Fac. Spec. - NOX Rate Winter v.4.10 Final, Unit 3957 and retrofits | 346 | 2270 | Rate Constraint in lbs/MMBtu | FALSE | L | Annual | Fuel Consumed | TBtu | 0 | 0 | 0 | 0 | 0 | 0 | 0
CT Fac. Spec. - NOX Rate Winter v.4.10 Final, Unit 3957 and retrofits | 346 | 2270 | Rate Constraint in lbs/MMBtu | FALSE | L | Annual | Rate | lb/MMBtu | 0 | 0 | 0 | 0 | 0 | 0 | 0
CT Fac. Spec. - NOX Rate Winter v.4.10 Final, Unit 3957 and retrofits | 346 | 2270 | Rate Constraint in lbs/MMBtu | FALSE | L | Annual | Generation | TWh | 0 | 0 | 0 | 0 | 0 | 0 | 0
CT Fac. Spec. - NOX Rate Winter v.4.10 Final, Unit 3957 and retrofits | 346 | 2270 | Rate Constraint in lbs/MMBtu | FALSE | L | Annual | Qualifying Generation | TWh | 0 | 0 | 0 | 0 | 0 | 0 | 0
CT Fac. Spec. - NOX Rate Winter v.4.10 Final, Unit 3957 and retrofits | 346 | 2270 | Rate Constraint in lbs/MMBtu | FALSE | L | Annual | Rate | lb/MWh | 0 | 0 | 0 | 0 | 0 | 0 | 0
CT Fac. Spec. - NOX Rate Winter v.4.10 Final, Unit 3957 and retrofits | 346 | 2270 | Rate Constraint in lbs/MMBtu | FALSE | L | Annual | Constraint Shadow Price | US2011$/Ton | 0 | 0 | 0 | 0 | 0 | 0 | 0
CT Fac. Spec. - NOX Rate Winter v.4.10 Final, Unit 3958 and retrofits | 347 | 2270 | Rate Constraint in lbs/MMBtu | FALSE | L | Annual | Seasons Included | Seasons | Winter | Winter | Winter | Winter | Winter | Winter | Winter
CT Fac. Spec. - NOX Rate Winter v.4.10 Final, Unit 3958 and retrofits | 347 | 2270 | Rate Constraint in lbs/MMBtu | FALSE | L | Annual | Standard | lb/MMBtu | 0.15 | 0.15 | 0.15 | 0.15 | 0.15 | 0.15 | 0.15
CT Fac. Spec. - NOX Rate Winter v.4.10 Final, Unit 3958 and retrofits | 347 | 2270 | Rate Constraint in lbs/MMBtu | FALSE | L | Annual | Emissions at Affected Plants NOX | Thousand Tons | 0 | 0 | 0 | 0 | 0 | 0 | 0
CT Fac. Spec. - NOX Rate Winter v.4.10 Final, Unit 3958 and retrofits | 347 | 2270 | Rate Constraint in lbs/MMBtu | FALSE | L | Annual | Allowances Purchased NOX | Thousand Tons | 0 | 0 | 0 | 0 | 0 | 0 | 0
CT Fac. Spec. - NOX Rate Winter v.4.10 Final, Unit 3958 and retrofits | 347 | 2270 | Rate Constraint in lbs/MMBtu | FALSE | L | Annual | Allowances Sold NOX | Thousand Tons | 0 | 0 | 0 | 0 | 0 | 0 | 0
CT Fac. Spec. - NOX Rate Winter v.4.10 Final, Unit 3958 and retrofits | 347 | 2270 | Rate Constraint in lbs/MMBtu | FALSE | L | Annual | Allowances Banked | Thousand Tons | 0 | 0 | 0 | 0 | 0 | 0 | 0
CT Fac. Spec. - NOX Rate Winter v.4.10 Final, Unit 3958 and retrofits | 347 | 2270 | Rate Constraint in lbs/MMBtu | FALSE | L | Annual | Allowances Withdrawn (1:1) | Thousand Tons | 0 | 0 | 0 | 0 | 0 | 0 | 0
CT Fac. Spec. - NOX Rate Winter v.4.10 Final, Unit 3958 and retrofits | 347 | 2270 | Rate Constraint in lbs/MMBtu | FALSE | L | Annual | Allowances Withdrawn (n:1) | Thousand Tons | 0 | 0 | 0 | 0 | 0 | 0 | 0
CT Fac. Spec. - NOX Rate Winter v.4.10 Final, Unit 3958 and retrofits | 347 | 2270 | Rate Constraint in lbs/MMBtu | FALSE | L | Annual | Net Emissions Allowance Position | Thousand Tons | 0 | 0 | 0 | 0 | 0 | 0 | 0
CT Fac. Spec. - NOX Rate Winter v.4.10 Final, Unit 3958 and retrofits | 347 | 2270 | Rate Constraint in lbs/MMBtu | FALSE | L | Annual | Fuel Consumed | TBtu | 0 | 0 | 0 | 0 | 0 | 0 | 0
CT Fac. Spec. - NOX Rate Winter v.4.10 Final, Unit 3958 and retrofits | 347 | 2270 | Rate Constraint in lbs/MMBtu | FALSE | L | Annual | Rate | lb/MMBtu | 0 | 0 | 0 | 0 | 0 | 0 | 0
CT Fac. Spec. - NOX Rate Winter v.4.10 Final, Unit 3958 and retrofits | 347 | 2270 | Rate Constraint in lbs/MMBtu | FALSE | L | Annual | Generation | TWh | 0 | 0 | 0 | 0 | 0 | 0 | 0
CT Fac. Spec. - NOX Rate Winter v.4.10 Final, Unit 3958 and retrofits | 347 | 2270 | Rate Constraint in lbs/MMBtu | FALSE | L | Annual | Qualifying Generation | TWh | 0 | 0 | 0 | 0 | 0 | 0 | 0
CT Fac. Spec. - NOX Rate Winter v.4.10 Final, Unit 3958 and retrofits | 347 | 2270 | Rate Constraint in lbs/MMBtu | FALSE | L | Annual | Rate | lb/MWh | 0 | 0 | 0 | 0 | 0 | 0 | 0
CT Fac. Spec. - NOX Rate Winter v.4.10 Final, Unit 3958 and retrofits | 347 | 2270 | Rate Constraint in lbs/MMBtu | FALSE | L | Annual | Constraint Shadow Price | US2011$/Ton | 0 | 0 | 0 | 0 | 0 | 0 | 0
CT Fac. Spec. - NOX Rate Winter v.4.10 Final, Unit 3959 and retrofits | 348 | 2270 | Rate Constraint in lbs/MMBtu | FALSE | L | Annual | Seasons Included | Seasons | Winter | Winter | Winter | Winter | Winter | Winter | Winter
CT Fac. Spec. - NOX Rate Winter v.4.10 Final, Unit 3959 and retrofits | 348 | 2270 | Rate Constraint in lbs/MMBtu | FALSE | L | Annual | Standard | lb/MMBtu | 0.15 | 0.15 | 0.15 | 0.15 | 0.15 | 0.15 | 0.15
CT Fac. Spec. - NOX Rate Winter v.4.10 Final, Unit 3959 and retrofits | 348 | 2270 | Rate Constraint in lbs/MMBtu | FALSE | L | Annual | Emissions at Affected Plants NOX | Thousand Tons | 0 | 0 | 0 | 0 | 0 | 0 | 0
CT Fac. Spec. - NOX Rate Winter v.4.10 Final, Unit 3959 and retrofits | 348 | 2270 | Rate Constraint in lbs/MMBtu | FALSE | L | Annual | Allowances Purchased NOX | Thousand Tons | 0 | 0 | 0 | 0 | 0 | 0 | 0
CT Fac. Spec. - NOX Rate Winter v.4.10 Final, Unit 3959 and retrofits | 348 | 2270 | Rate Constraint in lbs/MMBtu | FALSE | L | Annual | Allowances Sold NOX | Thousand Tons | 0 | 0 | 0 | 0 | 0 | 0 | 0
CT Fac. Spec. - NOX Rate Winter v.4.10 Final, Unit 3959 and retrofits | 348 | 2270 | Rate Constraint in lbs/MMBtu | FALSE | L | Annual | Allowances Banked | Thousand Tons | 0 | 0 | 0 | 0 | 0 | 0 | 0
CT Fac. Spec. - NOX Rate Winter v.4.10 Final, Unit 3959 and retrofits | 348 | 2270 | Rate Constraint in lbs/MMBtu | FALSE | L | Annual | Allowances Withdrawn (1:1) | Thousand Tons | 0 | 0 | 0 | 0 | 0 | 0 | 0
CT Fac. Spec. - NOX Rate Winter v.4.10 Final, Unit 3959 and retrofits | 348 | 2270 | Rate Constraint in lbs/MMBtu | FALSE | L | Annual | Allowances Withdrawn (n:1) | Thousand Tons | 0 | 0 | 0 | 0 | 0 | 0 | 0
CT Fac. Spec. - NOX Rate Winter v.4.10 Final, Unit 3959 and retrofits | 348 | 2270 | Rate Constraint in lbs/MMBtu | FALSE | L | Annual | Net Emissions Allowance Position | Thousand Tons | 0 | 0 | 0 | 0 | 0 | 0 | 0
CT Fac. Spec. - NOX Rate Winter v.4.10 Final, Unit 3959 and retrofits | 348 | 2270 | Rate Constraint in lbs/MMBtu | FALSE | L | Annual | Fuel Consumed | TBtu | 0 | 0 | 0 | 0 | 0 | 0 | 0
CT Fac. Spec. - NOX Rate Winter v.4.10 Final, Unit 3959 and retrofits | 348 | 2270 | Rate Constraint in lbs/MMBtu | FALSE | L | Annual | Rate | lb/MMBtu | 0 | 0 | 0 | 0 | 0 | 0 | 0
CT Fac. Spec. - NOX Rate Winter v.4.10 Final, Unit 3959 and retrofits | 348 | 2270 | Rate Constraint in lbs/MMBtu | FALSE | L | Annual | Generation | TWh | 0 | 0 | 0 | 0 | 0 | 0 | 0
CT Fac. Spec. - NOX Rate Winter v.4.10 Final, Unit 3959 and retrofits | 348 | 2270 | Rate Constraint in lbs/MMBtu | FALSE | L | Annual | Qualifying Generation | TWh | 0 | 0 | 0 | 0 | 0 | 0 | 0
CT Fac. Spec. - NOX Rate Winter v.4.10 Final, Unit 3959 and retrofits | 348 | 2270 | Rate Constraint in lbs/MMBtu | FALSE | L | Annual | Rate | lb/MWh | 0 | 0 | 0 | 0 | 0 | 0 | 0
CT Fac. Spec. - NOX Rate Winter v.4.10 Final, Unit 3959 and retrofits | 348 | 2270 | Rate Constraint in lbs/MMBtu | FALSE | L | Annual | Constraint Shadow Price | US2011$/Ton | 0 | 0 | 0 | 0 | 0 | 0 | 0
CT Fac. Spec. - NOX Rate Winter v.4.10 Final, Unit 3960 and retrofits | 349 | 2270 | Rate Constraint in lbs/MMBtu | FALSE | L | Annual | Seasons Included | Seasons | Winter | Winter | Winter | Winter | Winter | Winter | Winter
CT Fac. Spec. - NOX Rate Winter v.4.10 Final, Unit 3960 and retrofits | 349 | 2270 | Rate Constraint in lbs/MMBtu | FALSE | L | Annual | Standard | lb/MMBtu | 0.15 | 0.15 | 0.15 | 0.15 | 0.15 | 0.15 | 0.15
CT Fac. Spec. - NOX Rate Winter v.4.10 Final, Unit 3960 and retrofits | 349 | 2270 | Rate Constraint in lbs/MMBtu | FALSE | L | Annual | Emissions at Affected Plants NOX | Thousand Tons | 0.013297 | 0 | 0 | 0 | 0 | 0 | 0
CT Fac. Spec. - NOX Rate Winter v.4.10 Final, Unit 3960 and retrofits | 349 | 2270 | Rate Constraint in lbs/MMBtu | FALSE | L | Annual | Allowances Purchased NOX | Thousand Tons | 0 | 0 | 0 | 0 | 0 | 0 | 0
CT Fac. Spec. - NOX Rate Winter v.4.10 Final, Unit 3960 and retrofits | 349 | 2270 | Rate Constraint in lbs/MMBtu | FALSE | L | Annual | Allowances Sold NOX | Thousand Tons | 0 | 0 | 0 | 0 | 0 | 0 | 0
CT Fac. Spec. - NOX Rate Winter v.4.10 Final, Unit 3960 and retrofits | 349 | 2270 | Rate Constraint in lbs/MMBtu | FALSE | L | Annual | Allowances Banked | Thousand Tons | 0 | 0 | 0 | 0 | 0 | 0 | 0
CT Fac. Spec. - NOX Rate Winter v.4.10 Final, Unit 3960 and retrofits | 349 | 2270 | Rate Constraint in lbs/MMBtu | FALSE | L | Annual | Allowances Withdrawn (1:1) | Thousand Tons | 0 | 0 | 0 | 0 | 0 | 0 | 0
CT Fac. Spec. - NOX Rate Winter v.4.10 Final, Unit 3960 and retrofits | 349 | 2270 | Rate Constraint in lbs/MMBtu | FALSE | L | Annual | Allowances Withdrawn (n:1) | Thousand Tons | 0 | 0 | 0 | 0 | 0 | 0 | 0
CT Fac. Spec. - NOX Rate Winter v.4.10 Final, Unit 3960 and retrofits | 349 | 2270 | Rate Constraint in lbs/MMBtu | FALSE | L | Annual | Net Emissions Allowance Position | Thousand Tons | 0.013297 | 0 | 0 | 0 | 0 | 0 | 0
CT Fac. Spec. - NOX Rate Winter v.4.10 Final, Unit 3960 and retrofits | 349 | 2270 | Rate Constraint in lbs/MMBtu | FALSE | L | Annual | Fuel Consumed | TBtu | 0.47487 | 0 | 0 | 0 | 0 | 0 | 0
CT Fac. Spec. - NOX Rate Winter v.4.10 Final, Unit 3960 and retrofits | 349 | 2270 | Rate Constraint in lbs/MMBtu | FALSE | L | Annual | Rate | lb/MMBtu | 0.056002 | 0 | 0 | 0 | 0 | 0 | 0
CT Fac. Spec. - NOX Rate Winter v.4.10 Final, Unit 3960 and retrofits | 349 | 2270 | Rate Constraint in lbs/MMBtu | FALSE | L | Annual | Generation | TWh | 0.037427 | 0 | 0 | 0 | 0 | 0 | 0
CT Fac. Spec. - NOX Rate Winter v.4.10 Final, Unit 3960 and retrofits | 349 | 2270 | Rate Constraint in lbs/MMBtu | FALSE | L | Annual | Qualifying Generation | TWh | 0.037427 | 0 | 0 | 0 | 0 | 0 | 0
CT Fac. Spec. - NOX Rate Winter v.4.10 Final, Unit 3960 and retrofits | 349 | 2270 | Rate Constraint in lbs/MMBtu | FALSE | L | Annual | Rate | lb/MWh | 0.35528 | 0 | 0 | 0 | 0 | 0 | 0
CT Fac. Spec. - NOX Rate Winter v.4.10 Final, Unit 3960 and retrofits | 349 | 2270 | Rate Constraint in lbs/MMBtu | FALSE | L | Annual | Constraint Shadow Price | US2011$/Ton | 0 | 0 | 0 | 0 | 0 | 0 | 0
CT Fac. Spec. - NOX Rate Winter v.4.10 Final, Unit 4317 and retrofits | 350 | 2270 | Rate Constraint in lbs/MMBtu | FALSE | L | Annual | Seasons Included | Seasons | Winter | Winter | Winter | Winter | Winter | Winter | Winter
CT Fac. Spec. - NOX Rate Winter v.4.10 Final, Unit 4317 and retrofits | 350 | 2270 | Rate Constraint in lbs/MMBtu | FALSE | L | Annual | Standard | lb/MMBtu | 0.15 | 0.15 | 0.15 | 0.15 | 0.15 | 0.15 | 0.15
CT Fac. Spec. - NOX Rate Winter v.4.10 Final, Unit 4317 and retrofits | 350 | 2270 | Rate Constraint in lbs/MMBtu | FALSE | L | Annual | Emissions at Affected Plants NOX | Thousand Tons | 0 | 0 | 0 | 0 | 0 | 0 | 0
CT Fac. Spec. - NOX Rate Winter v.4.10 Final, Unit 4317 and retrofits | 350 | 2270 | Rate Constraint in lbs/MMBtu | FALSE | L | Annual | Allowances Purchased NOX | Thousand Tons | 0 | 0 | 0 | 0 | 0 | 0 | 0
CT Fac. Spec. - NOX Rate Winter v.4.10 Final, Unit 4317 and retrofits | 350 | 2270 | Rate Constraint in lbs/MMBtu | FALSE | L | Annual | Allowances Sold NOX | Thousand Tons | 0 | 0 | 0 | 0 | 0 | 0 | 0
CT Fac. Spec. - NOX Rate Winter v.4.10 Final, Unit 4317 and retrofits | 350 | 2270 | Rate Constraint in lbs/MMBtu | FALSE | L | Annual | Allowances Banked | Thousand Tons | 0 | 0 | 0 | 0 | 0 | 0 | 0
CT Fac. Spec. - NOX Rate Winter v.4.10 Final, Unit 4317 and retrofits | 350 | 2270 | Rate Constraint in lbs/MMBtu | FALSE | L | Annual | Allowances Withdrawn (1:1) | Thousand Tons | 0 | 0 | 0 | 0 | 0 | 0 | 0
CT Fac. Spec. - NOX Rate Winter v.4.10 Final, Unit 4317 and retrofits | 350 | 2270 | Rate Constraint in lbs/MMBtu | FALSE | L | Annual | Allowances Withdrawn (n:1) | Thousand Tons | 0 | 0 | 0 | 0 | 0 | 0 | 0
CT Fac. Spec. - NOX Rate Winter v.4.10 Final, Unit 4317 and retrofits | 350 | 2270 | Rate Constraint in lbs/MMBtu | FALSE | L | Annual | Net Emissions Allowance Position | Thousand Tons | 0 | 0 | 0 | 0 | 0 | 0 | 0
CT Fac. Spec. - NOX Rate Winter v.4.10 Final, Unit 4317 and retrofits | 350 | 2270 | Rate Constraint in lbs/MMBtu | FALSE | L | Annual | Fuel Consumed | TBtu | 0 | 0 | 0 | 0 | 0 | 0 | 0
CT Fac. Spec. - NOX Rate Winter v.4.10 Final, Unit 4317 and retrofits | 350 | 2270 | Rate Constraint in lbs/MMBtu | FALSE | L | Annual | Rate | lb/MMBtu | 0 | 0 | 0 | 0 | 0 | 0 | 0
CT Fac. Spec. - NOX Rate Winter v.4.10 Final, Unit 4317 and retrofits | 350 | 2270 | Rate Constraint in lbs/MMBtu | FALSE | L | Annual | Generation | TWh | 0 | 0 | 0 | 0 | 0 | 0 | 0
CT Fac. Spec. - NOX Rate Winter v.4.10 Final, Unit 4317 and retrofits | 350 | 2270 | Rate Constraint in lbs/MMBtu | FALSE | L | Annual | Qualifying Generation | TWh | 0 | 0 | 0 | 0 | 0 | 0 | 0
CT Fac. Spec. - NOX Rate Winter v.4.10 Final, Unit 4317 and retrofits | 350 | 2270 | Rate Constraint in lbs/MMBtu | FALSE | L | Annual | Rate | lb/MWh | 0 | 0 | 0 | 0 | 0 | 0 | 0
CT Fac. Spec. - NOX Rate Winter v.4.10 Final, Unit 4317 and retrofits | 350 | 2270 | Rate Constraint in lbs/MMBtu | FALSE | L | Annual | Constraint Shadow Price | US2011$/Ton | 0 | 0 | 0 | 0 | 0 | 0 | 0
CT Fac. Spec. - SO2 Rate Annual Non-Title IV v3.1, Unit 72 and retrofits | 351 | 2294 | Rate Constraint in lbs/MMBtu | FALSE | L | Annual | Seasons Included | Seasons | Winter, Summer | Winter, Summer | Winter, Summer | Winter, Summer | Winter, Summer | Winter, Summer | Winter, Summer
CT Fac. Spec. - SO2 Rate Annual Non-Title IV v3.1, Unit 72 and retrofits | 351 | 2294 | Rate Constraint in lbs/MMBtu | FALSE | L | Annual | Standard | lb/MMBtu | 0.55 | 0.55 | 0.55 | 0.55 | 0.55 | 0.55 | 0.55
CT Fac. Spec. - SO2 Rate Annual Non-Title IV v3.1, Unit 72 and retrofits | 351 | 2294 | Rate Constraint in lbs/MMBtu | FALSE | L | Annual | Emissions at Affected Plants SO2 | Thousand Tons | 0.073382 | 0.055418 | 0.066238 | 0.067601 | 0.073382 | 0.066238 | 0.066238
CT Fac. Spec. - SO2 Rate Annual Non-Title IV v3.1, Unit 72 and retrofits | 351 | 2294 | Rate Constraint in lbs/MMBtu | FALSE | L | Annual | Allowances Purchased SO2 | Thousand Tons | 0 | 0 | 0 | 0 | 0 | 0 | 0
CT Fac. Spec. - SO2 Rate Annual Non-Title IV v3.1, Unit 72 and retrofits | 351 | 2294 | Rate Constraint in lbs/MMBtu | FALSE | L | Annual | Allowances Sold SO2 | Thousand Tons | 0 | 0 | 0 | 0 | 0 | 0 | 0
CT Fac. Spec. - SO2 Rate Annual Non-Title IV v3.1, Unit 72 and retrofits | 351 | 2294 | Rate Constraint in lbs/MMBtu | FALSE | L | Annual | Allowances Banked | Thousand Tons | 0 | 0 | 0 | 0 | 0 | 0 | 0
CT Fac. Spec. - SO2 Rate Annual Non-Title IV v3.1, Unit 72 and retrofits | 351 | 2294 | Rate Constraint in lbs/MMBtu | FALSE | L | Annual | Allowances Withdrawn (1:1) | Thousand Tons | 0 | 0 | 0 | 0 | 0 | 0 | 0
CT Fac. Spec. - SO2 Rate Annual Non-Title IV v3.1, Unit 72 and retrofits | 351 | 2294 | Rate Constraint in lbs/MMBtu | FALSE | L | Annual | Allowances Withdrawn (n:1) | Thousand Tons | 0 | 0 | 0 | 0 | 0 | 0 | 0
CT Fac. Spec. - SO2 Rate Annual Non-Title IV v3.1, Unit 72 and retrofits | 351 | 2294 | Rate Constraint in lbs/MMBtu | FALSE | L | Annual | Net Emissions Allowance Position | Thousand Tons | 0.073382 | 0.055418 | 0.066238 | 0.067601 | 0.073382 | 0.066238 | 0.066238
CT Fac. Spec. - SO2 Rate Annual Non-Title IV v3.1, Unit 72 and retrofits | 351 | 2294 | Rate Constraint in lbs/MMBtu | FALSE | L | Annual | Fuel Consumed | TBtu | 1.8345 | 1.3855 | 1.656 | 1.69 | 1.8345 | 1.656 | 1.656
CT Fac. Spec. - SO2 Rate Annual Non-Title IV v3.1, Unit 72 and retrofits | 351 | 2294 | Rate Constraint in lbs/MMBtu | FALSE | L | Annual | Rate | lb/MMBtu | 0.08 | 0.08 | 0.08 | 0.08 | 0.08 | 0.08 | 0.08
CT Fac. Spec. - SO2 Rate Annual Non-Title IV v3.1, Unit 72 and retrofits | 351 | 2294 | Rate Constraint in lbs/MMBtu | FALSE | L | Annual | Generation | TWh | 0.13589 | 0.10263 | 0.12266 | 0.12519 | 0.13589 | 0.12266 | 0.12266
CT Fac. Spec. - SO2 Rate Annual Non-Title IV v3.1, Unit 72 and retrofits | 351 | 2294 | Rate Constraint in lbs/MMBtu | FALSE | L | Annual | Qualifying Generation | TWh | 0.13589 | 0.10263 | 0.12266 | 0.12519 | 0.13589 | 0.12266 | 0.12266
CT Fac. Spec. - SO2 Rate Annual Non-Title IV v3.1, Unit 72 and retrofits | 351 | 2294 | Rate Constraint in lbs/MMBtu | FALSE | L | Annual | Rate | lb/MWh | 0.54 | 0.54 | 0.54 | 0.54 | 0.54 | 0.54 | 0.54
CT Fac. Spec. - SO2 Rate Annual Non-Title IV v3.1, Unit 72 and retrofits | 351 | 2294 | Rate Constraint in lbs/MMBtu | FALSE | L | Annual | Constraint Shadow Price | US2011$/Ton | 0 | 0 | 0 | 0 | 0 | 0 | 0
CT Fac. Spec. - SO2 Rate Annual Non-Title IV v3.1, Unit 73 and retrofits | 352 | 2294 | Rate Constraint in lbs/MMBtu | FALSE | L | Annual | Seasons Included | Seasons | Winter, Summer | Winter, Summer | Winter, Summer | Winter, Summer | Winter, Summer | Winter, Summer | Winter, Summer
CT Fac. Spec. - SO2 Rate Annual Non-Title IV v3.1, Unit 73 and retrofits | 352 | 2294 | Rate Constraint in lbs/MMBtu | FALSE | L | Annual | Standard | lb/MMBtu | 0.55 | 0.55 | 0.55 | 0.55 | 0.55 | 0.55 | 0.55
CT Fac. Spec. - SO2 Rate Annual Non-Title IV v3.1, Unit 73 and retrofits | 352 | 2294 | Rate Constraint in lbs/MMBtu | FALSE | L | Annual | Emissions at Affected Plants SO2 | Thousand Tons | 0.056219 | 0.055097 | 0.068659 | 0.065631 | 0.068675 | 0.062767 | 0.062767
CT Fac. Spec. - SO2 Rate Annual Non-Title IV v3.1, Unit 73 and retrofits | 352 | 2294 | Rate Constraint in lbs/MMBtu | FALSE | L | Annual | Allowances Purchased SO2 | Thousand Tons | 0 | 0 | 0 | 0 | 0 | 0 | 0
CT Fac. Spec. - SO2 Rate Annual Non-Title IV v3.1, Unit 73 and retrofits | 352 | 2294 | Rate Constraint in lbs/MMBtu | FALSE | L | Annual | Allowances Sold SO2 | Thousand Tons | 0 | 0 | 0 | 0 | 0 | 0 | 0
CT Fac. Spec. - SO2 Rate Annual Non-Title IV v3.1, Unit 73 and retrofits | 352 | 2294 | Rate Constraint in lbs/MMBtu | FALSE | L | Annual | Allowances Banked | Thousand Tons | 0 | 0 | 0 | 0 | 0 | 0 | 0
CT Fac. Spec. - SO2 Rate Annual Non-Title IV v3.1, Unit 73 and retrofits | 352 | 2294 | Rate Constraint in lbs/MMBtu | FALSE | L | Annual | Allowances Withdrawn (1:1) | Thousand Tons | 0 | 0 | 0 | 0 | 0 | 0 | 0
CT Fac. Spec. - SO2 Rate Annual Non-Title IV v3.1, Unit 73 and retrofits | 352 | 2294 | Rate Constraint in lbs/MMBtu | FALSE | L | Annual | Allowances Withdrawn (n:1) | Thousand Tons | 0 | 0 | 0 | 0 | 0 | 0 | 0
CT Fac. Spec. - SO2 Rate Annual Non-Title IV v3.1, Unit 73 and retrofits | 352 | 2294 | Rate Constraint in lbs/MMBtu | FALSE | L | Annual | Net Emissions Allowance Position | Thousand Tons | 0.056219 | 0.055097 | 0.068659 | 0.065631 | 0.068675 | 0.062767 | 0.062767
CT Fac. Spec. - SO2 Rate Annual Non-Title IV v3.1, Unit 73 and retrofits | 352 | 2294 | Rate Constraint in lbs/MMBtu | FALSE | L | Annual | Fuel Consumed | TBtu | 1.4055 | 1.3774 | 1.7165 | 1.6408 | 1.7169 | 1.5692 | 1.5692
CT Fac. Spec. - SO2 Rate Annual Non-Title IV v3.1, Unit 73 and retrofits | 352 | 2294 | Rate Constraint in lbs/MMBtu | FALSE | L | Annual | Rate | lb/MMBtu | 0.08 | 0.08 | 0.08 | 0.08 | 0.08 | 0.08 | 0.08
CT Fac. Spec. - SO2 Rate Annual Non-Title IV v3.1, Unit 73 and retrofits | 352 | 2294 | Rate Constraint in lbs/MMBtu | FALSE | L | Annual | Generation | TWh | 0.10411 | 0.10203 | 0.12715 | 0.12154 | 0.12718 | 0.11624 | 0.11624
CT Fac. Spec. - SO2 Rate Annual Non-Title IV v3.1, Unit 73 and retrofits | 352 | 2294 | Rate Constraint in lbs/MMBtu | FALSE | L | Annual | Qualifying Generation | TWh | 0.10411 | 0.10203 | 0.12715 | 0.12154 | 0.12718 | 0.11624 | 0.11624
CT Fac. Spec. - SO2 Rate Annual Non-Title IV v3.1, Unit 73 and retrofits | 352 | 2294 | Rate Constraint in lbs/MMBtu | FALSE | L | Annual | Rate | lb/MWh | 0.54 | 0.54 | 0.54 | 0.54 | 0.54 | 0.54 | 0.54
CT Fac. Spec. - SO2 Rate Annual Non-Title IV v3.1, Unit 73 and retrofits | 352 | 2294 | Rate Constraint in lbs/MMBtu | FALSE | L | Annual | Constraint Shadow Price | US2011$/Ton | 0 | 0 | 0 | 0 | 0 | 0 | 0
CT Fac. Spec. - SO2 Rate Annual Non-Title IV v3.1, Unit 1155 and retrofits | 353 | 2294 | Rate Constraint in lbs/MMBtu | FALSE | L | Annual | Seasons Included | Seasons | Winter, Summer | Winter, Summer | Winter, Summer | Winter, Summer | Winter, Summer | Winter, Summer | Winter, Summer
CT Fac. Spec. - SO2 Rate Annual Non-Title IV v3.1, Unit 1155 and retrofits | 353 | 2294 | Rate Constraint in lbs/MMBtu | FALSE | L | Annual | Standard | lb/MMBtu | 0.55 | 0.55 | 0.55 | 0.55 | 0.55 | 0.55 | 0.55
CT Fac. Spec. - SO2 Rate Annual Non-Title IV v3.1, Unit 1155 and retrofits | 353 | 2294 | Rate Constraint in lbs/MMBtu | FALSE | L | Annual | Emissions at Affected Plants SO2 | Thousand Tons | 0 | 0 | 0 | 0 | 0 | 0 | 0
CT Fac. Spec. - SO2 Rate Annual Non-Title IV v3.1, Unit 1155 and retrofits | 353 | 2294 | Rate Constraint in lbs/MMBtu | FALSE | L | Annual | Allowances Purchased SO2 | Thousand Tons | 0 | 0 | 0 | 0 | 0 | 0 | 0
CT Fac. Spec. - SO2 Rate Annual Non-Title IV v3.1, Unit 1155 and retrofits | 353 | 2294 | Rate Constraint in lbs/MMBtu | FALSE | L | Annual | Allowances Sold SO2 | Thousand Tons | 0 | 0 | 0 | 0 | 0 | 0 | 0
CT Fac. Spec. - SO2 Rate Annual Non-Title IV v3.1, Unit 1155 and retrofits | 353 | 2294 | Rate Constraint in lbs/MMBtu | FALSE | L | Annual | Allowances Banked | Thousand Tons | 0 | 0 | 0 | 0 | 0 | 0 | 0
CT Fac. Spec. - SO2 Rate Annual Non-Title IV v3.1, Unit 1155 and retrofits | 353 | 2294 | Rate Constraint in lbs/MMBtu | FALSE | L | Annual | Allowances Withdrawn (1:1) | Thousand Tons | 0 | 0 | 0 | 0 | 0 | 0 | 0
CT Fac. Spec. - SO2 Rate Annual Non-Title IV v3.1, Unit 1155 and retrofits | 353 | 2294 | Rate Constraint in lbs/MMBtu | FALSE | L | Annual | Allowances Withdrawn (n:1) | Thousand Tons | 0 | 0 | 0 | 0 | 0 | 0 | 0
CT Fac. Spec. - SO2 Rate Annual Non-Title IV v3.1, Unit 1155 and retrofits | 353 | 2294 | Rate Constraint in lbs/MMBtu | FALSE | L | Annual | Net Emissions Allowance Position | Thousand Tons | 0 | 0 | 0 | 0 | 0 | 0 | 0
CT Fac. Spec. - SO2 Rate Annual Non-Title IV v3.1, Unit 1155 and retrofits | 353 | 2294 | Rate Constraint in lbs/MMBtu | FALSE | L | Annual | Fuel Consumed | TBtu | 0 | 0 | 0 | 0 | 0 | 0 | 0
CT Fac. Spec. - SO2 Rate Annual Non-Title IV v3.1, Unit 1155 and retrofits | 353 | 2294 | Rate Constraint in lbs/MMBtu | FALSE | L | Annual | Rate | lb/MMBtu | 0 | 0 | 0 | 0 | 0 | 0 | 0
CT Fac. Spec. - SO2 Rate Annual Non-Title IV v3.1, Unit 1155 and retrofits | 353 | 2294 | Rate Constraint in lbs/MMBtu | FALSE | L | Annual | Generation | TWh | 0 | 0 | 0 | 0 | 0 | 0 | 0
CT Fac. Spec. - SO2 Rate Annual Non-Title IV v3.1, Unit 1155 and retrofits | 353 | 2294 | Rate Constraint in lbs/MMBtu | FALSE | L | Annual | Qualifying Generation | TWh | 0 | 0 | 0 | 0 | 0 | 0 | 0
CT Fac. Spec. - SO2 Rate Annual Non-Title IV v3.1, Unit 1155 and retrofits | 353 | 2294 | Rate Constraint in lbs/MMBtu | FALSE | L | Annual | Rate | lb/MWh | 0 | 0 | 0 | 0 | 0 | 0 | 0
CT Fac. Spec. - SO2 Rate Annual Non-Title IV v3.1, Unit 1155 and retrofits | 353 | 2294 | Rate Constraint in lbs/MMBtu | FALSE | L | Annual | Constraint Shadow Price | US2011$/Ton | 0 | 0 | 0 | 0 | 0 | 0 | 0
CT Fac. Spec. - SO2 Rate Annual Non-Title IV v3.1, Unit 1159 and retrofits | 354 | 2294 | Rate Constraint in lbs/MMBtu | FALSE | L | Annual | Seasons Included | Seasons | Winter, Summer | Winter, Summer | Winter, Summer | Winter, Summer | Winter, Summer | Winter, Summer | Winter, Summer
CT Fac. Spec. - SO2 Rate Annual Non-Title IV v3.1, Unit 1159 and retrofits | 354 | 2294 | Rate Constraint in lbs/MMBtu | FALSE | L | Annual | Standard | lb/MMBtu | 0.55 | 0.55 | 0.55 | 0.55 | 0.55 | 0.55 | 0.55
CT Fac. Spec. - SO2 Rate Annual Non-Title IV v3.1, Unit 1159 and retrofits | 354 | 2294 | Rate Constraint in lbs/MMBtu | FALSE | L | Annual | Emissions at Affected Plants SO2 | Thousand Tons | 0 | 0 | 0 | 0 | 0 | 0 | 0
CT Fac. Spec. - SO2 Rate Annual Non-Title IV v3.1, Unit 1159 and retrofits | 354 | 2294 | Rate Constraint in lbs/MMBtu | FALSE | L | Annual | Allowances Purchased SO2 | Thousand Tons | 0 | 0 | 0 | 0 | 0 | 0 | 0
CT Fac. Spec. - SO2 Rate Annual Non-Title IV v3.1, Unit 1159 and retrofits | 354 | 2294 | Rate Constraint in lbs/MMBtu | FALSE | L | Annual | Allowances Sold SO2 | Thousand Tons | 0 | 0 | 0 | 0 | 0 | 0 | 0
CT Fac. Spec. - SO2 Rate Annual Non-Title IV v3.1, Unit 1159 and retrofits | 354 | 2294 | Rate Constraint in lbs/MMBtu | FALSE | L | Annual | Allowances Banked | Thousand Tons | 0 | 0 | 0 | 0 | 0 | 0 | 0
CT Fac. Spec. - SO2 Rate Annual Non-Title IV v3.1, Unit 1159 and retrofits | 354 | 2294 | Rate Constraint in lbs/MMBtu | FALSE | L | Annual | Allowances Withdrawn (1:1) | Thousand Tons | 0 | 0 | 0 | 0 | 0 | 0 | 0
CT Fac. Spec. - SO2 Rate Annual Non-Title IV v3.1, Unit 1159 and retrofits | 354 | 2294 | Rate Constraint in lbs/MMBtu | FALSE | L | Annual | Allowances Withdrawn (n:1) | Thousand Tons | 0 | 0 | 0 | 0 | 0 | 0 | 0
CT Fac. Spec. - SO2 Rate Annual Non-Title IV v3.1, Unit 1159 and retrofits | 354 | 2294 | Rate Constraint in lbs/MMBtu | FALSE | L | Annual | Net Emissions Allowance Position | Thousand Tons | 0 | 0 | 0 | 0 | 0 | 0 | 0
CT Fac. Spec. - SO2 Rate Annual Non-Title IV v3.1, Unit 1159 and retrofits | 354 | 2294 | Rate Constraint in lbs/MMBtu | FALSE | L | Annual | Fuel Consumed | TBtu | 0 | 0 | 0 | 0 | 0 | 0 | 0
CT Fac. Spec. - SO2 Rate Annual Non-Title IV v3.1, Unit 1159 and retrofits | 354 | 2294 | Rate Constraint in lbs/MMBtu | FALSE | L | Annual | Rate | lb/MMBtu | 0 | 0 | 0 | 0 | 0 | 0 | 0
CT Fac. Spec. - SO2 Rate Annual Non-Title IV v3.1, Unit 1159 and retrofits | 354 | 2294 | Rate Constraint in lbs/MMBtu | FALSE | L | Annual | Generation | TWh | 0 | 0 | 0 | 0 | 0 | 0 | 0
CT Fac. Spec. - SO2 Rate Annual Non-Title IV v3.1, Unit 1159 and retrofits | 354 | 2294 | Rate Constraint in lbs/MMBtu | FALSE | L | Annual | Qualifying Generation | TWh | 0 | 0 | 0 | 0 | 0 | 0 | 0
CT Fac. Spec. - SO2 Rate Annual Non-Title IV v3.1, Unit 1159 and retrofits | 354 | 2294 | Rate Constraint in lbs/MMBtu | FALSE | L | Annual | Rate | lb/MWh | 0 | 0 | 0 | 0 | 0 | 0 | 0
CT Fac. Spec. - SO2 Rate Annual Non-Title IV v3.1, Unit 1159 and retrofits | 354 | 2294 | Rate Constraint in lbs/MMBtu | FALSE | L | Annual | Constraint Shadow Price | US2011$/Ton | 0 | 0 | 0 | 0 | 0 | 0 | 0
CT Fac. Spec. - SO2 Rate Annual Non-Title IV v3.1, Unit 1160 and retrofits | 355 | 2294 | Rate Constraint in lbs/MMBtu | FALSE | L | Annual | Seasons Included | Seasons | Winter, Summer | Winter, Summer | Winter, Summer | Winter, Summer | Winter, Summer | Winter, Summer | Winter, Summer
CT Fac. Spec. - SO2 Rate Annual Non-Title IV v3.1, Unit 1160 and retrofits | 355 | 2294 | Rate Constraint in lbs/MMBtu | FALSE | L | Annual | Standard | lb/MMBtu | 0.55 | 0.55 | 0.55 | 0.55 | 0.55 | 0.55 | 0.55
CT Fac. Spec. - SO2 Rate Annual Non-Title IV v3.1, Unit 1160 and retrofits | 355 | 2294 | Rate Constraint in lbs/MMBtu | FALSE | L | Annual | Emissions at Affected Plants SO2 | Thousand Tons | 0 | 0 | 0 | 0 | 0 | 0 | 0
CT Fac. Spec. - SO2 Rate Annual Non-Title IV v3.1, Unit 1160 and retrofits | 355 | 2294 | Rate Constraint in lbs/MMBtu | FALSE | L | Annual | Allowances Purchased SO2 | Thousand Tons | 0 | 0 | 0 | 0 | 0 | 0 | 0
CT Fac. Spec. - SO2 Rate Annual Non-Title IV v3.1, Unit 1160 and retrofits | 355 | 2294 | Rate Constraint in lbs/MMBtu | FALSE | L | Annual | Allowances Sold SO2 | Thousand Tons | 0 | 0 | 0 | 0 | 0 | 0 | 0
CT Fac. Spec. - SO2 Rate Annual Non-Title IV v3.1, Unit 1160 and retrofits | 355 | 2294 | Rate Constraint in lbs/MMBtu | FALSE | L | Annual | Allowances Banked | Thousand Tons | 0 | 0 | 0 | 0 | 0 | 0 | 0
CT Fac. Spec. - SO2 Rate Annual Non-Title IV v3.1, Unit 1160 and retrofits | 355 | 2294 | Rate Constraint in lbs/MMBtu | FALSE | L | Annual | Allowances Withdrawn (1:1) | Thousand Tons | 0 | 0 | 0 | 0 | 0 | 0 | 0
CT Fac. Spec. - SO2 Rate Annual Non-Title IV v3.1, Unit 1160 and retrofits | 355 | 2294 | Rate Constraint in lbs/MMBtu | FALSE | L | Annual | Allowances Withdrawn (n:1) | Thousand Tons | 0 | 0 | 0 | 0 | 0 | 0 | 0
CT Fac. Spec. - SO2 Rate Annual Non-Title IV v3.1, Unit 1160 and retrofits | 355 | 2294 | Rate Constraint in lbs/MMBtu | FALSE | L | Annual | Net Emissions Allowance Position | Thousand Tons | 0 | 0 | 0 | 0 | 0 | 0 | 0
CT Fac. Spec. - SO2 Rate Annual Non-Title IV v3.1, Unit 1160 and retrofits | 355 | 2294 | Rate Constraint in lbs/MMBtu | FALSE | L | Annual | Fuel Consumed | TBtu | 0 | 0 | 0 | 0 | 0 | 0 | 0
CT Fac. Spec. - SO2 Rate Annual Non-Title IV v3.1, Unit 1160 and retrofits | 355 | 2294 | Rate Constraint in lbs/MMBtu | FALSE | L | Annual | Rate | lb/MMBtu | 0 | 0 | 0 | 0 | 0 | 0 | 0
CT Fac. Spec. - SO2 Rate Annual Non-Title IV v3.1, Unit 1160 and retrofits | 355 | 2294 | Rate Constraint in lbs/MMBtu | FALSE | L | Annual | Generation | TWh | 0 | 0 | 0 | 0 | 0 | 0 | 0
CT Fac. Spec. - SO2 Rate Annual Non-Title IV v3.1, Unit 1160 and retrofits | 355 | 2294 | Rate Constraint in lbs/MMBtu | FALSE | L | Annual | Qualifying Generation | TWh | 0 | 0 | 0 | 0 | 0 | 0 | 0
CT Fac. Spec. - SO2 Rate Annual Non-Title IV v3.1, Unit 1160 and retrofits | 355 | 2294 | Rate Constraint in lbs/MMBtu | FALSE | L | Annual | Rate | lb/MWh | 0 | 0 | 0 | 0 | 0 | 0 | 0
CT Fac. Spec. - SO2 Rate Annual Non-Title IV v3.1, Unit 1160 and retrofits | 355 | 2294 | Rate Constraint in lbs/MMBtu | FALSE | L | Annual | Constraint Shadow Price | US2011$/Ton | 0 | 0 | 0 | 0 | 0 | 0 | 0
CT Fac. Spec. - SO2 Rate Annual Non-Title IV v3.1, Unit 1161 and retrofits | 356 | 2294 | Rate Constraint in lbs/MMBtu | FALSE | L | Annual | Seasons Included | Seasons | Winter, Summer | Winter, Summer | Winter, Summer | Winter, Summer | Winter, Summer | Winter, Summer | Winter, Summer
CT Fac. Spec. - SO2 Rate Annual Non-Title IV v3.1, Unit 1161 and retrofits | 356 | 2294 | Rate Constraint in lbs/MMBtu | FALSE | L | Annual | Standard | lb/MMBtu | 0.55 | 0.55 | 0.55 | 0.55 | 0.55 | 0.55 | 0.55
CT Fac. Spec. - SO2 Rate Annual Non-Title IV v3.1, Unit 1161 and retrofits | 356 | 2294 | Rate Constraint in lbs/MMBtu | FALSE | L | Annual | Emissions at Affected Plants SO2 | Thousand Tons | 0 | 0 | 0 | 0 | 0 | 0 | 0
CT Fac. Spec. - SO2 Rate Annual Non-Title IV v3.1, Unit 1161 and retrofits | 356 | 2294 | Rate Constraint in lbs/MMBtu | FALSE | L | Annual | Allowances Purchased SO2 | Thousand Tons | 0 | 0 | 0 | 0 | 0 | 0 | 0
CT Fac. Spec. - SO2 Rate Annual Non-Title IV v3.1, Unit 1161 and retrofits | 356 | 2294 | Rate Constraint in lbs/MMBtu | FALSE | L | Annual | Allowances Sold SO2 | Thousand Tons | 0 | 0 | 0 | 0 | 0 | 0 | 0
CT Fac. Spec. - SO2 Rate Annual Non-Title IV v3.1, Unit 1161 and retrofits | 356 | 2294 | Rate Constraint in lbs/MMBtu | FALSE | L | Annual | Allowances Banked | Thousand Tons | 0 | 0 | 0 | 0 | 0 | 0 | 0
CT Fac. Spec. - SO2 Rate Annual Non-Title IV v3.1, Unit 1161 and retrofits | 356 | 2294 | Rate Constraint in lbs/MMBtu | FALSE | L | Annual | Allowances Withdrawn (1:1) | Thousand Tons | 0 | 0 | 0 | 0 | 0 | 0 | 0
CT Fac. Spec. - SO2 Rate Annual Non-Title IV v3.1, Unit 1161 and retrofits | 356 | 2294 | Rate Constraint in lbs/MMBtu | FALSE | L | Annual | Allowances Withdrawn (n:1) | Thousand Tons | 0 | 0 | 0 | 0 | 0 | 0 | 0
CT Fac. Spec. - SO2 Rate Annual Non-Title IV v3.1, Unit 1161 and retrofits | 356 | 2294 | Rate Constraint in lbs/MMBtu | FALSE | L | Annual | Net Emissions Allowance Position | Thousand Tons | 0 | 0 | 0 | 0 | 0 | 0 | 0
CT Fac. Spec. - SO2 Rate Annual Non-Title IV v3.1, Unit 1161 and retrofits | 356 | 2294 | Rate Constraint in lbs/MMBtu | FALSE | L | Annual | Fuel Consumed | TBtu | 0 | 0 | 0 | 0 | 0 | 0 | 0
CT Fac. Spec. - SO2 Rate Annual Non-Title IV v3.1, Unit 1161 and retrofits | 356 | 2294 | Rate Constraint in lbs/MMBtu | FALSE | L | Annual | Rate | lb/MMBtu | 0 | 0 | 0 | 0 | 0 | 0 | 0
CT Fac. Spec. - SO2 Rate Annual Non-Title IV v3.1, Unit 1161 and retrofits | 356 | 2294 | Rate Constraint in lbs/MMBtu | FALSE | L | Annual | Generation | TWh | 0 | 0 | 0 | 0 | 0 | 0 | 0
CT Fac. Spec. - SO2 Rate Annual Non-Title IV v3.1, Unit 1161 and retrofits | 356 | 2294 | Rate Constraint in lbs/MMBtu | FALSE | L | Annual | Qualifying Generation | TWh | 0 | 0 | 0 | 0 | 0 | 0 | 0
CT Fac. Spec. - SO2 Rate Annual Non-Title IV v3.1, Unit 1161 and retrofits | 356 | 2294 | Rate Constraint in lbs/MMBtu | FALSE | L | Annual | Rate | lb/MWh | 0 | 0 | 0 | 0 | 0 | 0 | 0
CT Fac. Spec. - SO2 Rate Annual Non-Title IV v3.1, Unit 1161 and retrofits | 356 | 2294 | Rate Constraint in lbs/MMBtu | FALSE | L | Annual | Constraint Shadow Price | US2011$/Ton | 0 | 0 | 0 | 0 | 0 | 0 | 0
CT Fac. Spec. - SO2 Rate Annual Non-Title IV v3.1, Unit 1162 and retrofits | 357 | 2294 | Rate Constraint in lbs/MMBtu | FALSE | L | Annual | Seasons Included | Seasons | Winter, Summer | Winter, Summer | Winter, Summer | Winter, Summer | Winter, Summer | Winter, Summer | Winter, Summer
CT Fac. Spec. - SO2 Rate Annual Non-Title IV v3.1, Unit 1162 and retrofits | 357 | 2294 | Rate Constraint in lbs/MMBtu | FALSE | L | Annual | Standard | lb/MMBtu | 0.55 | 0.55 | 0.55 | 0.55 | 0.55 | 0.55 | 0.55
CT Fac. Spec. - SO2 Rate Annual Non-Title IV v3.1, Unit 1162 and retrofits | 357 | 2294 | Rate Constraint in lbs/MMBtu | FALSE | L | Annual | Emissions at Affected Plants SO2 | Thousand Tons | 0 | 0 | 0 | 0 | 0 | 0 | 0
CT Fac. Spec. - SO2 Rate Annual Non-Title IV v3.1, Unit 1162 and retrofits | 357 | 2294 | Rate Constraint in lbs/MMBtu | FALSE | L | Annual | Allowances Purchased SO2 | Thousand Tons | 0 | 0 | 0 | 0 | 0 | 0 | 0
CT Fac. Spec. - SO2 Rate Annual Non-Title IV v3.1, Unit 1162 and retrofits | 357 | 2294 | Rate Constraint in lbs/MMBtu | FALSE | L | Annual | Allowances Sold SO2 | Thousand Tons | 0 | 0 | 0 | 0 | 0 | 0 | 0
CT Fac. Spec. - SO2 Rate Annual Non-Title IV v3.1, Unit 1162 and retrofits | 357 | 2294 | Rate Constraint in lbs/MMBtu | FALSE | L | Annual | Allowances Banked | Thousand Tons | 0 | 0 | 0 | 0 | 0 | 0 | 0
CT Fac. Spec. - SO2 Rate Annual Non-Title IV v3.1, Unit 1162 and retrofits | 357 | 2294 | Rate Constraint in lbs/MMBtu | FALSE | L | Annual | Allowances Withdrawn (1:1) | Thousand Tons | 0 | 0 | 0 | 0 | 0 | 0 | 0
CT Fac. Spec. - SO2 Rate Annual Non-Title IV v3.1, Unit 1162 and retrofits | 357 | 2294 | Rate Constraint in lbs/MMBtu | FALSE | L | Annual | Allowances Withdrawn (n:1) | Thousand Tons | 0 | 0 | 0 | 0 | 0 | 0 | 0
CT Fac. Spec. - SO2 Rate Annual Non-Title IV v3.1, Unit 1162 and retrofits | 357 | 2294 | Rate Constraint in lbs/MMBtu | FALSE | L | Annual | Net Emissions Allowance Position | Thousand Tons | 0 | 0 | 0 | 0 | 0 | 0 | 0
CT Fac. Spec. - SO2 Rate Annual Non-Title IV v3.1, Unit 1162 and retrofits | 357 | 2294 | Rate Constraint in lbs/MMBtu | FALSE | L | Annual | Fuel Consumed | TBtu | 0 | 0 | 0 | 0 | 0 | 0 | 0
CT Fac. Spec. - SO2 Rate Annual Non-Title IV v3.1, Unit 1162 and retrofits | 357 | 2294 | Rate Constraint in lbs/MMBtu | FALSE | L | Annual | Rate | lb/MMBtu | 0 | 0 | 0 | 0 | 0 | 0 | 0
CT Fac. Spec. - SO2 Rate Annual Non-Title IV v3.1, Unit 1162 and retrofits | 357 | 2294 | Rate Constraint in lbs/MMBtu | FALSE | L | Annual | Generation | TWh | 0 | 0 | 0 | 0 | 0 | 0 | 0
CT Fac. Spec. - SO2 Rate Annual Non-Title IV v3.1, Unit 1162 and retrofits | 357 | 2294 | Rate Constraint in lbs/MMBtu | FALSE | L | Annual | Qualifying Generation | TWh | 0 | 0 | 0 | 0 | 0 | 0 | 0
CT Fac. Spec. - SO2 Rate Annual Non-Title IV v3.1, Unit 1162 and retrofits | 357 | 2294 | Rate Constraint in lbs/MMBtu | FALSE | L | Annual | Rate | lb/MWh | 0 | 0 | 0 | 0 | 0 | 0 | 0
CT Fac. Spec. - SO2 Rate Annual Non-Title IV v3.1, Unit 1162 and retrofits | 357 | 2294 | Rate Constraint in lbs/MMBtu | FALSE | L | Annual | Constraint Shadow Price | US2011$/Ton | 0 | 0 | 0 | 0 | 0 | 0 | 0
CT Fac. Spec. - SO2 Rate Annual Non-Title IV v3.1, Unit 1163 and retrofits | 358 | 2294 | Rate Constraint in lbs/MMBtu | FALSE | L | Annual | Seasons Included | Seasons | Winter, Summer | Winter, Summer | Winter, Summer | Winter, Summer | Winter, Summer | Winter, Summer | Winter, Summer
CT Fac. Spec. - SO2 Rate Annual Non-Title IV v3.1, Unit 1163 and retrofits | 358 | 2294 | Rate Constraint in lbs/MMBtu | FALSE | L | Annual | Standard | lb/MMBtu | 0.55 | 0.55 | 0.55 | 0.55 | 0.55 | 0.55 | 0.55
CT Fac. Spec. - SO2 Rate Annual Non-Title IV v3.1, Unit 1163 and retrofits | 358 | 2294 | Rate Constraint in lbs/MMBtu | FALSE | L | Annual | Emissions at Affected Plants SO2 | Thousand Tons | 0 | 0 | 0 | 0 | 0 | 0 | 0
CT Fac. Spec. - SO2 Rate Annual Non-Title IV v3.1, Unit 1163 and retrofits | 358 | 2294 | Rate Constraint in lbs/MMBtu | FALSE | L | Annual | Allowances Purchased SO2 | Thousand Tons | 0 | 0 | 0 | 0 | 0 | 0 | 0
CT Fac. Spec. - SO2 Rate Annual Non-Title IV v3.1, Unit 1163 and retrofits | 358 | 2294 | Rate Constraint in lbs/MMBtu | FALSE | L | Annual | Allowances Sold SO2 | Thousand Tons | 0 | 0 | 0 | 0 | 0 | 0 | 0
CT Fac. Spec. - SO2 Rate Annual Non-Title IV v3.1, Unit 1163 and retrofits | 358 | 2294 | Rate Constraint in lbs/MMBtu | FALSE | L | Annual | Allowances Banked | Thousand Tons | 0 | 0 | 0 | 0 | 0 | 0 | 0
CT Fac. Spec. - SO2 Rate Annual Non-Title IV v3.1, Unit 1163 and retrofits | 358 | 2294 | Rate Constraint in lbs/MMBtu | FALSE | L | Annual | Allowances Withdrawn (1:1) | Thousand Tons | 0 | 0 | 0 | 0 | 0 | 0 | 0
CT Fac. Spec. - SO2 Rate Annual Non-Title IV v3.1, Unit 1163 and retrofits | 358 | 2294 | Rate Constraint in lbs/MMBtu | FALSE | L | Annual | Allowances Withdrawn (n:1) | Thousand Tons | 0 | 0 | 0 | 0 | 0 | 0 | 0
CT Fac. Spec. - SO2 Rate Annual Non-Title IV v3.1, Unit 1163 and retrofits | 358 | 2294 | Rate Constraint in lbs/MMBtu | FALSE | L | Annual | Net Emissions Allowance Position | Thousand Tons | 0 | 0 | 0 | 0 | 0 | 0 | 0
CT Fac. Spec. - SO2 Rate Annual Non-Title IV v3.1, Unit 1163 and retrofits | 358 | 2294 | Rate Constraint in lbs/MMBtu | FALSE | L | Annual | Fuel Consumed | TBtu | 0 | 0 | 0 | 0 | 0 | 0 | 0
CT Fac. Spec. - SO2 Rate Annual Non-Title IV v3.1, Unit 1163 and retrofits | 358 | 2294 | Rate Constraint in lbs/MMBtu | FALSE | L | Annual | Rate | lb/MMBtu | 0 | 0 | 0 | 0 | 0 | 0 | 0
CT Fac. Spec. - SO2 Rate Annual Non-Title IV v3.1, Unit 1163 and retrofits | 358 | 2294 | Rate Constraint in lbs/MMBtu | FALSE | L | Annual | Generation | TWh | 0 | 0 | 0 | 0 | 0 | 0 | 0
CT Fac. Spec. - SO2 Rate Annual Non-Title IV v3.1, Unit 1163 and retrofits | 358 | 2294 | Rate Constraint in lbs/MMBtu | FALSE | L | Annual | Qualifying Generation | TWh | 0 | 0 | 0 | 0 | 0 | 0 | 0
CT Fac. Spec. - SO2 Rate Annual Non-Title IV v3.1, Unit 1163 and retrofits | 358 | 2294 | Rate Constraint in lbs/MMBtu | FALSE | L | Annual | Rate | lb/MWh | 0 | 0 | 0 | 0 | 0 | 0 | 0
CT Fac. Spec. - SO2 Rate Annual Non-Title IV v3.1, Unit 1163 and retrofits | 358 | 2294 | Rate Constraint in lbs/MMBtu | FALSE | L | Annual | Constraint Shadow Price | US2011$/Ton | 0 | 0 | 0 | 0 | 0 | 0 | 0
CT Fac. Spec. - SO2 Rate Annual Non-Title IV v3.1, Unit 1177 and retrofits | 359 | 2294 | Rate Constraint in lbs/MMBtu | FALSE | L | Annual | Seasons Included | Seasons | Winter, Summer | Winter, Summer | Winter, Summer | Winter, Summer | Winter, Summer | Winter, Summer | Winter, Summer
CT Fac. Spec. - SO2 Rate Annual Non-Title IV v3.1, Unit 1177 and retrofits | 359 | 2294 | Rate Constraint in lbs/MMBtu | FALSE | L | Annual | Standard | lb/MMBtu | 0.55 | 0.55 | 0.55 | 0.55 | 0.55 | 0.55 | 0.55
CT Fac. Spec. - SO2 Rate Annual Non-Title IV v3.1, Unit 1177 and retrofits | 359 | 2294 | Rate Constraint in lbs/MMBtu | FALSE | L | Annual | Emissions at Affected Plants SO2 | Thousand Tons | 0 | 0 | 0 | 0 | 0 | 0 | 0
CT Fac. Spec. - SO2 Rate Annual Non-Title IV v3.1, Unit 1177 and retrofits | 359 | 2294 | Rate Constraint in lbs/MMBtu | FALSE | L | Annual | Allowances Purchased SO2 | Thousand Tons | 0 | 0 | 0 | 0 | 0 | 0 | 0
CT Fac. Spec. - SO2 Rate Annual Non-Title IV v3.1, Unit 1177 and retrofits | 359 | 2294 | Rate Constraint in lbs/MMBtu | FALSE | L | Annual | Allowances Sold SO2 | Thousand Tons | 0 | 0 | 0 | 0 | 0 | 0 | 0
CT Fac. Spec. - SO2 Rate Annual Non-Title IV v3.1, Unit 1177 and retrofits | 359 | 2294 | Rate Constraint in lbs/MMBtu | FALSE | L | Annual | Allowances Banked | Thousand Tons | 0 | 0 | 0 | 0 | 0 | 0 | 0
CT Fac. Spec. - SO2 Rate Annual Non-Title IV v3.1, Unit 1177 and retrofits | 359 | 2294 | Rate Constraint in lbs/MMBtu | FALSE | L | Annual | Allowances Withdrawn (1:1) | Thousand Tons | 0 | 0 | 0 | 0 | 0 | 0 | 0
CT Fac. Spec. - SO2 Rate Annual Non-Title IV v3.1, Unit 1177 and retrofits | 359 | 2294 | Rate Constraint in lbs/MMBtu | FALSE | L | Annual | Allowances Withdrawn (n:1) | Thousand Tons | 0 | 0 | 0 | 0 | 0 | 0 | 0
CT Fac. Spec. - SO2 Rate Annual Non-Title IV v3.1, Unit 1177 and retrofits | 359 | 2294 | Rate Constraint in lbs/MMBtu | FALSE | L | Annual | Net Emissions Allowance Position | Thousand Tons | 0 | 0 | 0 | 0 | 0 | 0 | 0
CT Fac. Spec. - SO2 Rate Annual Non-Title IV v3.1, Unit 1177 and retrofits | 359 | 2294 | Rate Constraint in lbs/MMBtu | FALSE | L | Annual | Fuel Consumed | TBtu | 0 | 0 | 0 | 0 | 0 | 0 | 0
CT Fac. Spec. - SO2 Rate Annual Non-Title IV v3.1, Unit 1177 and retrofits | 359 | 2294 | Rate Constraint in lbs/MMBtu | FALSE | L | Annual | Rate | lb/MMBtu | 0 | 0 | 0 | 0 | 0 | 0 | 0
CT Fac. Spec. - SO2 Rate Annual Non-Title IV v3.1, Unit 1177 and retrofits | 359 | 2294 | Rate Constraint in lbs/MMBtu | FALSE | L | Annual | Generation | TWh | 0 | 0 | 0 | 0 | 0 | 0 | 0
CT Fac. Spec. - SO2 Rate Annual Non-Title IV v3.1, Unit 1177 and retrofits | 359 | 2294 | Rate Constraint in lbs/MMBtu | FALSE | L | Annual | Qualifying Generation | TWh | 0 | 0 | 0 | 0 | 0 | 0 | 0
CT Fac. Spec. - SO2 Rate Annual Non-Title IV v3.1, Unit 1177 and retrofits | 359 | 2294 | Rate Constraint in lbs/MMBtu | FALSE | L | Annual | Rate | lb/MWh | 0 | 0 | 0 | 0 | 0 | 0 | 0
CT Fac. Spec. - SO2 Rate Annual Non-Title IV v3.1, Unit 1177 and retrofits | 359 | 2294 | Rate Constraint in lbs/MMBtu | FALSE | L | Annual | Constraint Shadow Price | US2011$/Ton | 0 | 0 | 0 | 0 | 0 | 0 | 0
CT Fac. Spec. - SO2 Rate Annual Non-Title IV v3.1, Unit 1178 and retrofits | 360 | 2294 | Rate Constraint in lbs/MMBtu | FALSE | L | Annual | Seasons Included | Seasons | Winter, Summer | Winter, Summer | Winter, Summer | Winter, Summer | Winter, Summer | Winter, Summer | Winter, Summer
CT Fac. Spec. - SO2 Rate Annual Non-Title IV v3.1, Unit 1178 and retrofits | 360 | 2294 | Rate Constraint in lbs/MMBtu | FALSE | L | Annual | Standard | lb/MMBtu | 0.55 | 0.55 | 0.55 | 0.55 | 0.55 | 0.55 | 0.55
CT Fac. Spec. - SO2 Rate Annual Non-Title IV v3.1, Unit 1178 and retrofits | 360 | 2294 | Rate Constraint in lbs/MMBtu | FALSE | L | Annual | Emissions at Affected Plants SO2 | Thousand Tons | 0 | 0 | 0 | 0 | 0 | 0 | 0
CT Fac. Spec. - SO2 Rate Annual Non-Title IV v3.1, Unit 1178 and retrofits | 360 | 2294 | Rate Constraint in lbs/MMBtu | FALSE | L | Annual | Allowances Purchased SO2 | Thousand Tons | 0 | 0 | 0 | 0 | 0 | 0 | 0
CT Fac. Spec. - SO2 Rate Annual Non-Title IV v3.1, Unit 1178 and retrofits | 360 | 2294 | Rate Constraint in lbs/MMBtu | FALSE | L | Annual | Allowances Sold SO2 | Thousand Tons | 0 | 0 | 0 | 0 | 0 | 0 | 0
CT Fac. Spec. - SO2 Rate Annual Non-Title IV v3.1, Unit 1178 and retrofits | 360 | 2294 | Rate Constraint in lbs/MMBtu | FALSE | L | Annual | Allowances Banked | Thousand Tons | 0 | 0 | 0 | 0 | 0 | 0 | 0
CT Fac. Spec. - SO2 Rate Annual Non-Title IV v3.1, Unit 1178 and retrofits | 360 | 2294 | Rate Constraint in lbs/MMBtu | FALSE | L | Annual | Allowances Withdrawn (1:1) | Thousand Tons | 0 | 0 | 0 | 0 | 0 | 0 | 0
CT Fac. Spec. - SO2 Rate Annual Non-Title IV v3.1, Unit 1178 and retrofits | 360 | 2294 | Rate Constraint in lbs/MMBtu | FALSE | L | Annual | Allowances Withdrawn (n:1) | Thousand Tons | 0 | 0 | 0 | 0 | 0 | 0 | 0
CT Fac. Spec. - SO2 Rate Annual Non-Title IV v3.1, Unit 1178 and retrofits | 360 | 2294 | Rate Constraint in lbs/MMBtu | FALSE | L | Annual | Net Emissions Allowance Position | Thousand Tons | 0 | 0 | 0 | 0 | 0 | 0 | 0
CT Fac. Spec. - SO2 Rate Annual Non-Title IV v3.1, Unit 1178 and retrofits | 360 | 2294 | Rate Constraint in lbs/MMBtu | FALSE | L | Annual | Fuel Consumed | TBtu | 0 | 0 | 0 | 0 | 0 | 0 | 0
CT Fac. Spec. - SO2 Rate Annual Non-Title IV v3.1, Unit 1178 and retrofits | 360 | 2294 | Rate Constraint in lbs/MMBtu | FALSE | L | Annual | Rate | lb/MMBtu | 0 | 0 | 0 | 0 | 0 | 0 | 0
CT Fac. Spec. - SO2 Rate Annual Non-Title IV v3.1, Unit 1178 and retrofits | 360 | 2294 | Rate Constraint in lbs/MMBtu | FALSE | L | Annual | Generation | TWh | 0 | 0 | 0 | 0 | 0 | 0 | 0
CT Fac. Spec. - SO2 Rate Annual Non-Title IV v3.1, Unit 1178 and retrofits | 360 | 2294 | Rate Constraint in lbs/MMBtu | FALSE | L | Annual | Qualifying Generation | TWh | 0 | 0 | 0 | 0 | 0 | 0 | 0
CT Fac. Spec. - SO2 Rate Annual Non-Title IV v3.1, Unit 1178 and retrofits | 360 | 2294 | Rate Constraint in lbs/MMBtu | FALSE | L | Annual | Rate | lb/MWh | 0 | 0 | 0 | 0 | 0 | 0 | 0
CT Fac. Spec. - SO2 Rate Annual Non-Title IV v3.1, Unit 1178 and retrofits | 360 | 2294 | Rate Constraint in lbs/MMBtu | FALSE | L | Annual | Constraint Shadow Price | US2011$/Ton | 0 | 0 | 0 | 0 | 0 | 0 | 0
CT Fac. Spec. - SO2 Rate Annual Non-Title IV v3.1, Unit 1179 and retrofits | 361 | 2294 | Rate Constraint in lbs/MMBtu | FALSE | L | Annual | Seasons Included | Seasons | Winter, Summer | Winter, Summer | Winter, Summer | Winter, Summer | Winter, Summer | Winter, Summer | Winter, Summer
CT Fac. Spec. - SO2 Rate Annual Non-Title IV v3.1, Unit 1179 and retrofits | 361 | 2294 | Rate Constraint in lbs/MMBtu | FALSE | L | Annual | Standard | lb/MMBtu | 0.55 | 0.55 | 0.55 | 0.55 | 0.55 | 0.55 | 0.55
CT Fac. Spec. - SO2 Rate Annual Non-Title IV v3.1, Unit 1179 and retrofits | 361 | 2294 | Rate Constraint in lbs/MMBtu | FALSE | L | Annual | Emissions at Affected Plants SO2 | Thousand Tons | 0 | 0 | 0 | 0 | 0 | 0 | 0
CT Fac. Spec. - SO2 Rate Annual Non-Title IV v3.1, Unit 1179 and retrofits | 361 | 2294 | Rate Constraint in lbs/MMBtu | FALSE | L | Annual | Allowances Purchased SO2 | Thousand Tons | 0 | 0 | 0 | 0 | 0 | 0 | 0
CT Fac. Spec. - SO2 Rate Annual Non-Title IV v3.1, Unit 1179 and retrofits | 361 | 2294 | Rate Constraint in lbs/MMBtu | FALSE | L | Annual | Allowances Sold SO2 | Thousand Tons | 0 | 0 | 0 | 0 | 0 | 0 | 0
CT Fac. Spec. - SO2 Rate Annual Non-Title IV v3.1, Unit 1179 and retrofits | 361 | 2294 | Rate Constraint in lbs/MMBtu | FALSE | L | Annual | Allowances Banked | Thousand Tons | 0 | 0 | 0 | 0 | 0 | 0 | 0
CT Fac. Spec. - SO2 Rate Annual Non-Title IV v3.1, Unit 1179 and retrofits | 361 | 2294 | Rate Constraint in lbs/MMBtu | FALSE | L | Annual | Allowances Withdrawn (1:1) | Thousand Tons | 0 | 0 | 0 | 0 | 0 | 0 | 0
CT Fac. Spec. - SO2 Rate Annual Non-Title IV v3.1, Unit 1179 and retrofits | 361 | 2294 | Rate Constraint in lbs/MMBtu | FALSE | L | Annual | Allowances Withdrawn (n:1) | Thousand Tons | 0 | 0 | 0 | 0 | 0 | 0 | 0
CT Fac. Spec. - SO2 Rate Annual Non-Title IV v3.1, Unit 1179 and retrofits | 361 | 2294 | Rate Constraint in lbs/MMBtu | FALSE | L | Annual | Net Emissions Allowance Position | Thousand Tons | 0 | 0 | 0 | 0 | 0 | 0 | 0
CT Fac. Spec. - SO2 Rate Annual Non-Title IV v3.1, Unit 1179 and retrofits | 361 | 2294 | Rate Constraint in lbs/MMBtu | FALSE | L | Annual | Fuel Consumed | TBtu | 0 | 0 | 0 | 0 | 0 | 0 | 0
CT Fac. Spec. - SO2 Rate Annual Non-Title IV v3.1, Unit 1179 and retrofits | 361 | 2294 | Rate Constraint in lbs/MMBtu | FALSE | L | Annual | Rate | lb/MMBtu | 0 | 0 | 0 | 0 | 0 | 0 | 0
CT Fac. Spec. - SO2 Rate Annual Non-Title IV v3.1, Unit 1179 and retrofits | 361 | 2294 | Rate Constraint in lbs/MMBtu | FALSE | L | Annual | Generation | TWh | 0 | 0 | 0 | 0 | 0 | 0 | 0
CT Fac. Spec. - SO2 Rate Annual Non-Title IV v3.1, Unit 1179 and retrofits | 361 | 2294 | Rate Constraint in lbs/MMBtu | FALSE | L | Annual | Qualifying Generation | TWh | 0 | 0 | 0 | 0 | 0 | 0 | 0
CT Fac. Spec. - SO2 Rate Annual Non-Title IV v3.1, Unit 1179 and retrofits | 361 | 2294 | Rate Constraint in lbs/MMBtu | FALSE | L | Annual | Rate | lb/MWh | 0 | 0 | 0 | 0 | 0 | 0 | 0
CT Fac. Spec. - SO2 Rate Annual Non-Title IV v3.1, Unit 1179 and retrofits | 361 | 2294 | Rate Constraint in lbs/MMBtu | FALSE | L | Annual | Constraint Shadow Price | US2011$/Ton | 0 | 0 | 0 | 0 | 0 | 0 | 0
CT Fac. Spec. - SO2 Rate Annual Non-Title IV v3.1, Unit 1180 and retrofits | 362 | 2294 | Rate Constraint in lbs/MMBtu | FALSE | L | Annual | Seasons Included | Seasons | Winter, Summer | Winter, Summer | Winter, Summer | Winter, Summer | Winter, Summer | Winter, Summer | Winter, Summer
CT Fac. Spec. - SO2 Rate Annual Non-Title IV v3.1, Unit 1180 and retrofits | 362 | 2294 | Rate Constraint in lbs/MMBtu | FALSE | L | Annual | Standard | lb/MMBtu | 0.55 | 0.55 | 0.55 | 0.55 | 0.55 | 0.55 | 0.55
CT Fac. Spec. - SO2 Rate Annual Non-Title IV v3.1, Unit 1180 and retrofits | 362 | 2294 | Rate Constraint in lbs/MMBtu | FALSE | L | Annual | Emissions at Affected Plants SO2 | Thousand Tons | 0 | 0 | 0 | 0 | 0 | 0 | 0
CT Fac. Spec. - SO2 Rate Annual Non-Title IV v3.1, Unit 1180 and retrofits | 362 | 2294 | Rate Constraint in lbs/MMBtu | FALSE | L | Annual | Allowances Purchased SO2 | Thousand Tons | 0 | 0 | 0 | 0 | 0 | 0 | 0
CT Fac. Spec. - SO2 Rate Annual Non-Title IV v3.1, Unit 1180 and retrofits | 362 | 2294 | Rate Constraint in lbs/MMBtu | FALSE | L | Annual | Allowances Sold SO2 | Thousand Tons | 0 | 0 | 0 | 0 | 0 | 0 | 0
CT Fac. Spec. - SO2 Rate Annual Non-Title IV v3.1, Unit 1180 and retrofits | 362 | 2294 | Rate Constraint in lbs/MMBtu | FALSE | L | Annual | Allowances Banked | Thousand Tons | 0 | 0 | 0 | 0 | 0 | 0 | 0
CT Fac. Spec. - SO2 Rate Annual Non-Title IV v3.1, Unit 1180 and retrofits | 362 | 2294 | Rate Constraint in lbs/MMBtu | FALSE | L | Annual | Allowances Withdrawn (1:1) | Thousand Tons | 0 | 0 | 0 | 0 | 0 | 0 | 0
CT Fac. Spec. - SO2 Rate Annual Non-Title IV v3.1, Unit 1180 and retrofits | 362 | 2294 | Rate Constraint in lbs/MMBtu | FALSE | L | Annual | Allowances Withdrawn (n:1) | Thousand Tons | 0 | 0 | 0 | 0 | 0 | 0 | 0
CT Fac. Spec. - SO2 Rate Annual Non-Title IV v3.1, Unit 1180 and retrofits | 362 | 2294 | Rate Constraint in lbs/MMBtu | FALSE | L | Annual | Net Emissions Allowance Position | Thousand Tons | 0 | 0 | 0 | 0 | 0 | 0 | 0
CT Fac. Spec. - SO2 Rate Annual Non-Title IV v3.1, Unit 1180 and retrofits | 362 | 2294 | Rate Constraint in lbs/MMBtu | FALSE | L | Annual | Fuel Consumed | TBtu | 0 | 0 | 0 | 0 | 0 | 0 | 0
CT Fac. Spec. - SO2 Rate Annual Non-Title IV v3.1, Unit 1180 and retrofits | 362 | 2294 | Rate Constraint in lbs/MMBtu | FALSE | L | Annual | Rate | lb/MMBtu | 0 | 0 | 0 | 0 | 0 | 0 | 0
CT Fac. Spec. - SO2 Rate Annual Non-Title IV v3.1, Unit 1180 and retrofits | 362 | 2294 | Rate Constraint in lbs/MMBtu | FALSE | L | Annual | Generation | TWh | 0 | 0 | 0 | 0 | 0 | 0 | 0
CT Fac. Spec. - SO2 Rate Annual Non-Title IV v3.1, Unit 1180 and retrofits | 362 | 2294 | Rate Constraint in lbs/MMBtu | FALSE | L | Annual | Qualifying Generation | TWh | 0 | 0 | 0 | 0 | 0 | 0 | 0
CT Fac. Spec. - SO2 Rate Annual Non-Title IV v3.1, Unit 1180 and retrofits | 362 | 2294 | Rate Constraint in lbs/MMBtu | FALSE | L | Annual | Rate | lb/MWh | 0 | 0 | 0 | 0 | 0 | 0 | 0
CT Fac. Spec. - SO2 Rate Annual Non-Title IV v3.1, Unit 1180 and retrofits | 362 | 2294 | Rate Constraint in lbs/MMBtu | FALSE | L | Annual | Constraint Shadow Price | US2011$/Ton | 0 | 0 | 0 | 0 | 0 | 0 | 0
CT Fac. Spec. - SO2 Rate Annual Non-Title IV v3.1, Unit 1181 and retrofits | 363 | 2294 | Rate Constraint in lbs/MMBtu | FALSE | L | Annual | Seasons Included | Seasons | Winter, Summer | Winter, Summer | Winter, Summer | Winter, Summer | Winter, Summer | Winter, Summer | Winter, Summer
CT Fac. Spec. - SO2 Rate Annual Non-Title IV v3.1, Unit 1181 and retrofits | 363 | 2294 | Rate Constraint in lbs/MMBtu | FALSE | L | Annual | Standard | lb/MMBtu | 0.55 | 0.55 | 0.55 | 0.55 | 0.55 | 0.55 | 0.55
CT Fac. Spec. - SO2 Rate Annual Non-Title IV v3.1, Unit 1181 and retrofits | 363 | 2294 | Rate Constraint in lbs/MMBtu | FALSE | L | Annual | Emissions at Affected Plants SO2 | Thousand Tons | 0 | 0 | 0 | 0 | 0 | 0 | 0
CT Fac. Spec. - SO2 Rate Annual Non-Title IV v3.1, Unit 1181 and retrofits | 363 | 2294 | Rate Constraint in lbs/MMBtu | FALSE | L | Annual | Allowances Purchased SO2 | Thousand Tons | 0 | 0 | 0 | 0 | 0 | 0 | 0
CT Fac. Spec. - SO2 Rate Annual Non-Title IV v3.1, Unit 1181 and retrofits | 363 | 2294 | Rate Constraint in lbs/MMBtu | FALSE | L | Annual | Allowances Sold SO2 | Thousand Tons | 0 | 0 | 0 | 0 | 0 | 0 | 0
CT Fac. Spec. - SO2 Rate Annual Non-Title IV v3.1, Unit 1181 and retrofits | 363 | 2294 | Rate Constraint in lbs/MMBtu | FALSE | L | Annual | Allowances Banked | Thousand Tons | 0 | 0 | 0 | 0 | 0 | 0 | 0
CT Fac. Spec. - SO2 Rate Annual Non-Title IV v3.1, Unit 1181 and retrofits | 363 | 2294 | Rate Constraint in lbs/MMBtu | FALSE | L | Annual | Allowances Withdrawn (1:1) | Thousand Tons | 0 | 0 | 0 | 0 | 0 | 0 | 0
CT Fac. Spec. - SO2 Rate Annual Non-Title IV v3.1, Unit 1181 and retrofits | 363 | 2294 | Rate Constraint in lbs/MMBtu | FALSE | L | Annual | Allowances Withdrawn (n:1) | Thousand Tons | 0 | 0 | 0 | 0 | 0 | 0 | 0
CT Fac. Spec. - SO2 Rate Annual Non-Title IV v3.1, Unit 1181 and retrofits | 363 | 2294 | Rate Constraint in lbs/MMBtu | FALSE | L | Annual | Net Emissions Allowance Position | Thousand Tons | 0 | 0 | 0 | 0 | 0 | 0 | 0
CT Fac. Spec. - SO2 Rate Annual Non-Title IV v3.1, Unit 1181 and retrofits | 363 | 2294 | Rate Constraint in lbs/MMBtu | FALSE | L | Annual | Fuel Consumed | TBtu | 0 | 0 | 0 | 0 | 0 | 0 | 0
CT Fac. Spec. - SO2 Rate Annual Non-Title IV v3.1, Unit 1181 and retrofits | 363 | 2294 | Rate Constraint in lbs/MMBtu | FALSE | L | Annual | Rate | lb/MMBtu | 0 | 0 | 0 | 0 | 0 | 0 | 0
CT Fac. Spec. - SO2 Rate Annual Non-Title IV v3.1, Unit 1181 and retrofits | 363 | 2294 | Rate Constraint in lbs/MMBtu | FALSE | L | Annual | Generation | TWh | 0 | 0 | 0 | 0 | 0 | 0 | 0
CT Fac. Spec. - SO2 Rate Annual Non-Title IV v3.1, Unit 1181 and retrofits | 363 | 2294 | Rate Constraint in lbs/MMBtu | FALSE | L | Annual | Qualifying Generation | TWh | 0 | 0 | 0 | 0 | 0 | 0 | 0
CT Fac. Spec. - SO2 Rate Annual Non-Title IV v3.1, Unit 1181 and retrofits | 363 | 2294 | Rate Constraint in lbs/MMBtu | FALSE | L | Annual | Rate | lb/MWh | 0 | 0 | 0 | 0 | 0 | 0 | 0
CT Fac. Spec. - SO2 Rate Annual Non-Title IV v3.1, Unit 1181 and retrofits | 363 | 2294 | Rate Constraint in lbs/MMBtu | FALSE | L | Annual | Constraint Shadow Price | US2011$/Ton | 0 | 0 | 0 | 0 | 0 | 0 | 0
CT Fac. Spec. - SO2 Rate Annual Non-Title IV v3.1, Unit 1182 and retrofits | 364 | 2294 | Rate Constraint in lbs/MMBtu | FALSE | L | Annual | Seasons Included | Seasons | Winter, Summer | Winter, Summer | Winter, Summer | Winter, Summer | Winter, Summer | Winter, Summer | Winter, Summer
CT Fac. Spec. - SO2 Rate Annual Non-Title IV v3.1, Unit 1182 and retrofits | 364 | 2294 | Rate Constraint in lbs/MMBtu | FALSE | L | Annual | Standard | lb/MMBtu | 0.55 | 0.55 | 0.55 | 0.55 | 0.55 | 0.55 | 0.55
CT Fac. Spec. - SO2 Rate Annual Non-Title IV v3.1, Unit 1182 and retrofits | 364 | 2294 | Rate Constraint in lbs/MMBtu | FALSE | L | Annual | Emissions at Affected Plants SO2 | Thousand Tons | 0 | 0 | 0 | 0 | 0 | 0 | 0
CT Fac. Spec. - SO2 Rate Annual Non-Title IV v3.1, Unit 1182 and retrofits | 364 | 2294 | Rate Constraint in lbs/MMBtu | FALSE | L | Annual | Allowances Purchased SO2 | Thousand Tons | 0 | 0 | 0 | 0 | 0 | 0 | 0
CT Fac. Spec. - SO2 Rate Annual Non-Title IV v3.1, Unit 1182 and retrofits | 364 | 2294 | Rate Constraint in lbs/MMBtu | FALSE | L | Annual | Allowances Sold SO2 | Thousand Tons | 0 | 0 | 0 | 0 | 0 | 0 | 0
CT Fac. Spec. - SO2 Rate Annual Non-Title IV v3.1, Unit 1182 and retrofits | 364 | 2294 | Rate Constraint in lbs/MMBtu | FALSE | L | Annual | Allowances Banked | Thousand Tons | 0 | 0 | 0 | 0 | 0 | 0 | 0
CT Fac. Spec. - SO2 Rate Annual Non-Title IV v3.1, Unit 1182 and retrofits | 364 | 2294 | Rate Constraint in lbs/MMBtu | FALSE | L | Annual | Allowances Withdrawn (1:1) | Thousand Tons | 0 | 0 | 0 | 0 | 0 | 0 | 0
CT Fac. Spec. - SO2 Rate Annual Non-Title IV v3.1, Unit 1182 and retrofits | 364 | 2294 | Rate Constraint in lbs/MMBtu | FALSE | L | Annual | Allowances Withdrawn (n:1) | Thousand Tons | 0 | 0 | 0 | 0 | 0 | 0 | 0
CT Fac. Spec. - SO2 Rate Annual Non-Title IV v3.1, Unit 1182 and retrofits | 364 | 2294 | Rate Constraint in lbs/MMBtu | FALSE | L | Annual | Net Emissions Allowance Position | Thousand Tons | 0 | 0 | 0 | 0 | 0 | 0 | 0
CT Fac. Spec. - SO2 Rate Annual Non-Title IV v3.1, Unit 1182 and retrofits | 364 | 2294 | Rate Constraint in lbs/MMBtu | FALSE | L | Annual | Fuel Consumed | TBtu | 0 | 0 | 0 | 0 | 0 | 0 | 0
CT Fac. Spec. - SO2 Rate Annual Non-Title IV v3.1, Unit 1182 and retrofits | 364 | 2294 | Rate Constraint in lbs/MMBtu | FALSE | L | Annual | Rate | lb/MMBtu | 0 | 0 | 0 | 0 | 0 | 0 | 0
CT Fac. Spec. - SO2 Rate Annual Non-Title IV v3.1, Unit 1182 and retrofits | 364 | 2294 | Rate Constraint in lbs/MMBtu | FALSE | L | Annual | Generation | TWh | 0 | 0 | 0 | 0 | 0 | 0 | 0
CT Fac. Spec. - SO2 Rate Annual Non-Title IV v3.1, Unit 1182 and retrofits | 364 | 2294 | Rate Constraint in lbs/MMBtu | FALSE | L | Annual | Qualifying Generation | TWh | 0 | 0 | 0 | 0 | 0 | 0 | 0
CT Fac. Spec. - SO2 Rate Annual Non-Title IV v3.1, Unit 1182 and retrofits | 364 | 2294 | Rate Constraint in lbs/MMBtu | FALSE | L | Annual | Rate | lb/MWh | 0 | 0 | 0 | 0 | 0 | 0 | 0
CT Fac. Spec. - SO2 Rate Annual Non-Title IV v3.1, Unit 1182 and retrofits | 364 | 2294 | Rate Constraint in lbs/MMBtu | FALSE | L | Annual | Constraint Shadow Price | US2011$/Ton | 0 | 0 | 0 | 0 | 0 | 0 | 0
CT Fac. Spec. - SO2 Rate Annual Non-Title IV v3.1, Unit 1183 and retrofits | 365 | 2294 | Rate Constraint in lbs/MMBtu | FALSE | L | Annual | Seasons Included | Seasons | Winter, Summer | Winter, Summer | Winter, Summer | Winter, Summer | Winter, Summer | Winter, Summer | Winter, Summer
CT Fac. Spec. - SO2 Rate Annual Non-Title IV v3.1, Unit 1183 and retrofits | 365 | 2294 | Rate Constraint in lbs/MMBtu | FALSE | L | Annual | Standard | lb/MMBtu | 0.55 | 0.55 | 0.55 | 0.55 | 0.55 | 0.55 | 0.55
CT Fac. Spec. - SO2 Rate Annual Non-Title IV v3.1, Unit 1183 and retrofits | 365 | 2294 | Rate Constraint in lbs/MMBtu | FALSE | L | Annual | Emissions at Affected Plants SO2 | Thousand Tons | 0 | 0 | 0 | 0 | 0 | 0 | 0
CT Fac. Spec. - SO2 Rate Annual Non-Title IV v3.1, Unit 1183 and retrofits | 365 | 2294 | Rate Constraint in lbs/MMBtu | FALSE | L | Annual | Allowances Purchased SO2 | Thousand Tons | 0 | 0 | 0 | 0 | 0 | 0 | 0
CT Fac. Spec. - SO2 Rate Annual Non-Title IV v3.1, Unit 1183 and retrofits | 365 | 2294 | Rate Constraint in lbs/MMBtu | FALSE | L | Annual | Allowances Sold SO2 | Thousand Tons | 0 | 0 | 0 | 0 | 0 | 0 | 0
CT Fac. Spec. - SO2 Rate Annual Non-Title IV v3.1, Unit 1183 and retrofits | 365 | 2294 | Rate Constraint in lbs/MMBtu | FALSE | L | Annual | Allowances Banked | Thousand Tons | 0 | 0 | 0 | 0 | 0 | 0 | 0
CT Fac. Spec. - SO2 Rate Annual Non-Title IV v3.1, Unit 1183 and retrofits | 365 | 2294 | Rate Constraint in lbs/MMBtu | FALSE | L | Annual | Allowances Withdrawn (1:1) | Thousand Tons | 0 | 0 | 0 | 0 | 0 | 0 | 0
CT Fac. Spec. - SO2 Rate Annual Non-Title IV v3.1, Unit 1183 and retrofits | 365 | 2294 | Rate Constraint in lbs/MMBtu | FALSE | L | Annual | Allowances Withdrawn (n:1) | Thousand Tons | 0 | 0 | 0 | 0 | 0 | 0 | 0
CT Fac. Spec. - SO2 Rate Annual Non-Title IV v3.1, Unit 1183 and retrofits | 365 | 2294 | Rate Constraint in lbs/MMBtu | FALSE | L | Annual | Net Emissions Allowance Position | Thousand Tons | 0 | 0 | 0 | 0 | 0 | 0 | 0
CT Fac. Spec. - SO2 Rate Annual Non-Title IV v3.1, Unit 1183 and retrofits | 365 | 2294 | Rate Constraint in lbs/MMBtu | FALSE | L | Annual | Fuel Consumed | TBtu | 0 | 0 | 0 | 0 | 0 | 0 | 0
CT Fac. Spec. - SO2 Rate Annual Non-Title IV v3.1, Unit 1183 and retrofits | 365 | 2294 | Rate Constraint in lbs/MMBtu | FALSE | L | Annual | Rate | lb/MMBtu | 0 | 0 | 0 | 0 | 0 | 0 | 0
CT Fac. Spec. - SO2 Rate Annual Non-Title IV v3.1, Unit 1183 and retrofits | 365 | 2294 | Rate Constraint in lbs/MMBtu | FALSE | L | Annual | Generation | TWh | 0 | 0 | 0 | 0 | 0 | 0 | 0
CT Fac. Spec. - SO2 Rate Annual Non-Title IV v3.1, Unit 1183 and retrofits | 365 | 2294 | Rate Constraint in lbs/MMBtu | FALSE | L | Annual | Qualifying Generation | TWh | 0 | 0 | 0 | 0 | 0 | 0 | 0
CT Fac. Spec. - SO2 Rate Annual Non-Title IV v3.1, Unit 1183 and retrofits | 365 | 2294 | Rate Constraint in lbs/MMBtu | FALSE | L | Annual | Rate | lb/MWh | 0 | 0 | 0 | 0 | 0 | 0 | 0
CT Fac. Spec. - SO2 Rate Annual Non-Title IV v3.1, Unit 1183 and retrofits | 365 | 2294 | Rate Constraint in lbs/MMBtu | FALSE | L | Annual | Constraint Shadow Price | US2011$/Ton | 0 | 0 | 0 | 0 | 0 | 0 | 0
CT Fac. Spec. - SO2 Rate Annual Non-Title IV v3.1, Unit 1200 and retrofits | 366 | 2294 | Rate Constraint in lbs/MMBtu | FALSE | L | Annual | Seasons Included | Seasons | Winter, Summer | Winter, Summer | Winter, Summer | Winter, Summer | Winter, Summer | Winter, Summer | Winter, Summer
CT Fac. Spec. - SO2 Rate Annual Non-Title IV v3.1, Unit 1200 and retrofits | 366 | 2294 | Rate Constraint in lbs/MMBtu | FALSE | L | Annual | Standard | lb/MMBtu | 0.55 | 0.55 | 0.55 | 0.55 | 0.55 | 0.55 | 0.55
CT Fac. Spec. - SO2 Rate Annual Non-Title IV v3.1, Unit 1200 and retrofits | 366 | 2294 | Rate Constraint in lbs/MMBtu | FALSE | L | Annual | Emissions at Affected Plants SO2 | Thousand Tons | 0 | 0 | 0 | 0 | 0 | 0 | 0
CT Fac. Spec. - SO2 Rate Annual Non-Title IV v3.1, Unit 1200 and retrofits | 366 | 2294 | Rate Constraint in lbs/MMBtu | FALSE | L | Annual | Allowances Purchased SO2 | Thousand Tons | 0 | 0 | 0 | 0 | 0 | 0 | 0
CT Fac. Spec. - SO2 Rate Annual Non-Title IV v3.1, Unit 1200 and retrofits | 366 | 2294 | Rate Constraint in lbs/MMBtu | FALSE | L | Annual | Allowances Sold SO2 | Thousand Tons | 0 | 0 | 0 | 0 | 0 | 0 | 0
CT Fac. Spec. - SO2 Rate Annual Non-Title IV v3.1, Unit 1200 and retrofits | 366 | 2294 | Rate Constraint in lbs/MMBtu | FALSE | L | Annual | Allowances Banked | Thousand Tons | 0 | 0 | 0 | 0 | 0 | 0 | 0
CT Fac. Spec. - SO2 Rate Annual Non-Title IV v3.1, Unit 1200 and retrofits | 366 | 2294 | Rate Constraint in lbs/MMBtu | FALSE | L | Annual | Allowances Withdrawn (1:1) | Thousand Tons | 0 | 0 | 0 | 0 | 0 | 0 | 0
CT Fac. Spec. - SO2 Rate Annual Non-Title IV v3.1, Unit 1200 and retrofits | 366 | 2294 | Rate Constraint in lbs/MMBtu | FALSE | L | Annual | Allowances Withdrawn (n:1) | Thousand Tons | 0 | 0 | 0 | 0 | 0 | 0 | 0
CT Fac. Spec. - SO2 Rate Annual Non-Title IV v3.1, Unit 1200 and retrofits | 366 | 2294 | Rate Constraint in lbs/MMBtu | FALSE | L | Annual | Net Emissions Allowance Position | Thousand Tons | 0 | 0 | 0 | 0 | 0 | 0 | 0
CT Fac. Spec. - SO2 Rate Annual Non-Title IV v3.1, Unit 1200 and retrofits | 366 | 2294 | Rate Constraint in lbs/MMBtu | FALSE | L | Annual | Fuel Consumed | TBtu | 0.0073262 | 0.037242 | 0.035627 | 0.037242 | 0.037242 | 0.037242 | 0.037242
CT Fac. Spec. - SO2 Rate Annual Non-Title IV v3.1, Unit 1200 and retrofits | 366 | 2294 | Rate Constraint in lbs/MMBtu | FALSE | L | Annual | Rate | lb/MMBtu | 0 | 0 | 0 | 0 | 0 | 0 | 0
CT Fac. Spec. - SO2 Rate Annual Non-Title IV v3.1, Unit 1200 and retrofits | 366 | 2294 | Rate Constraint in lbs/MMBtu | FALSE | L | Annual | Generation | TWh | 0.00075141 | 0.0038196 | 0.0036541 | 0.0038196 | 0.0038196 | 0.0038196 | 0.0038196
CT Fac. Spec. - SO2 Rate Annual Non-Title IV v3.1, Unit 1200 and retrofits | 366 | 2294 | Rate Constraint in lbs/MMBtu | FALSE | L | Annual | Qualifying Generation | TWh | 0.00075141 | 0.0038196 | 0.0036541 | 0.0038196 | 0.0038196 | 0.0038196 | 0.0038196
CT Fac. Spec. - SO2 Rate Annual Non-Title IV v3.1, Unit 1200 and retrofits | 366 | 2294 | Rate Constraint in lbs/MMBtu | FALSE | L | Annual | Rate | lb/MWh | 0 | 0 | 0 | 0 | 0 | 0 | 0
CT Fac. Spec. - SO2 Rate Annual Non-Title IV v3.1, Unit 1200 and retrofits | 366 | 2294 | Rate Constraint in lbs/MMBtu | FALSE | L | Annual | Constraint Shadow Price | US2011$/Ton | 0 | 0 | 0 | 0 | 0 | 0 | 0
CT Fac. Spec. - SO2 Rate Annual Non-Title IV v3.1, Unit 1208 and retrofits | 367 | 2294 | Rate Constraint in lbs/MMBtu | FALSE | L | Annual | Seasons Included | Seasons | Winter, Summer | Winter, Summer | Winter, Summer | Winter, Summer | Winter, Summer | Winter, Summer | Winter, Summer
CT Fac. Spec. - SO2 Rate Annual Non-Title IV v3.1, Unit 1208 and retrofits | 367 | 2294 | Rate Constraint in lbs/MMBtu | FALSE | L | Annual | Standard | lb/MMBtu | 0.55 | 0.55 | 0.55 | 0.55 | 0.55 | 0.55 | 0.55
CT Fac. Spec. - SO2 Rate Annual Non-Title IV v3.1, Unit 1208 and retrofits | 367 | 2294 | Rate Constraint in lbs/MMBtu | FALSE | L | Annual | Emissions at Affected Plants SO2 | Thousand Tons | 0 | 0 | 0 | 0 | 0 | 0 | 0
CT Fac. Spec. - SO2 Rate Annual Non-Title IV v3.1, Unit 1208 and retrofits | 367 | 2294 | Rate Constraint in lbs/MMBtu | FALSE | L | Annual | Allowances Purchased SO2 | Thousand Tons | 0 | 0 | 0 | 0 | 0 | 0 | 0
CT Fac. Spec. - SO2 Rate Annual Non-Title IV v3.1, Unit 1208 and retrofits | 367 | 2294 | Rate Constraint in lbs/MMBtu | FALSE | L | Annual | Allowances Sold SO2 | Thousand Tons | 0 | 0 | 0 | 0 | 0 | 0 | 0
CT Fac. Spec. - SO2 Rate Annual Non-Title IV v3.1, Unit 1208 and retrofits | 367 | 2294 | Rate Constraint in lbs/MMBtu | FALSE | L | Annual | Allowances Banked | Thousand Tons | 0 | 0 | 0 | 0 | 0 | 0 | 0
CT Fac. Spec. - SO2 Rate Annual Non-Title IV v3.1, Unit 1208 and retrofits | 367 | 2294 | Rate Constraint in lbs/MMBtu | FALSE | L | Annual | Allowances Withdrawn (1:1) | Thousand Tons | 0 | 0 | 0 | 0 | 0 | 0 | 0
CT Fac. Spec. - SO2 Rate Annual Non-Title IV v3.1, Unit 1208 and retrofits | 367 | 2294 | Rate Constraint in lbs/MMBtu | FALSE | L | Annual | Allowances Withdrawn (n:1) | Thousand Tons | 0 | 0 | 0 | 0 | 0 | 0 | 0
CT Fac. Spec. - SO2 Rate Annual Non-Title IV v3.1, Unit 1208 and retrofits | 367 | 2294 | Rate Constraint in lbs/MMBtu | FALSE | L | Annual | Net Emissions Allowance Position | Thousand Tons | 0 | 0 | 0 | 0 | 0 | 0 | 0
CT Fac. Spec. - SO2 Rate Annual Non-Title IV v3.1, Unit 1208 and retrofits | 367 | 2294 | Rate Constraint in lbs/MMBtu | FALSE | L | Annual | Fuel Consumed | TBtu | 0 | 0 | 0 | 0 | 0 | 0 | 0
CT Fac. Spec. - SO2 Rate Annual Non-Title IV v3.1, Unit 1208 and retrofits | 367 | 2294 | Rate Constraint in lbs/MMBtu | FALSE | L | Annual | Rate | lb/MMBtu | 0 | 0 | 0 | 0 | 0 | 0 | 0
CT Fac. Spec. - SO2 Rate Annual Non-Title IV v3.1, Unit 1208 and retrofits | 367 | 2294 | Rate Constraint in lbs/MMBtu | FALSE | L | Annual | Generation | TWh | 0 | 0 | 0 | 0 | 0 | 0 | 0
CT Fac. Spec. - SO2 Rate Annual Non-Title IV v3.1, Unit 1208 and retrofits | 367 | 2294 | Rate Constraint in lbs/MMBtu | FALSE | L | Annual | Qualifying Generation | TWh | 0 | 0 | 0 | 0 | 0 | 0 | 0
CT Fac. Spec. - SO2 Rate Annual Non-Title IV v3.1, Unit 1208 and retrofits | 367 | 2294 | Rate Constraint in lbs/MMBtu | FALSE | L | Annual | Rate | lb/MWh | 0 | 0 | 0 | 0 | 0 | 0 | 0
CT Fac. Spec. - SO2 Rate Annual Non-Title IV v3.1, Unit 1208 and retrofits | 367 | 2294 | Rate Constraint in lbs/MMBtu | FALSE | L | Annual | Constraint Shadow Price | US2011$/Ton | 0 | 0 | 0 | 0 | 0 | 0 | 0
CT Fac. Spec. - SO2 Rate Annual Non-Title IV v3.1, Unit 3065 and retrofits | 368 | 2294 | Rate Constraint in lbs/MMBtu | FALSE | L | Annual | Seasons Included | Seasons | Winter, Summer | Winter, Summer | Winter, Summer | Winter, Summer | Winter, Summer | Winter, Summer | Winter, Summer
CT Fac. Spec. - SO2 Rate Annual Non-Title IV v3.1, Unit 3065 and retrofits | 368 | 2294 | Rate Constraint in lbs/MMBtu | FALSE | L | Annual | Standard | lb/MMBtu | 0.55 | 0.55 | 0.55 | 0.55 | 0.55 | 0.55 | 0.55
CT Fac. Spec. - SO2 Rate Annual Non-Title IV v3.1, Unit 3065 and retrofits | 368 | 2294 | Rate Constraint in lbs/MMBtu | FALSE | L | Annual | Emissions at Affected Plants SO2 | Thousand Tons | 0 | 0 | 0 | 0 | 0 | 0 | 0
CT Fac. Spec. - SO2 Rate Annual Non-Title IV v3.1, Unit 3065 and retrofits | 368 | 2294 | Rate Constraint in lbs/MMBtu | FALSE | L | Annual | Allowances Purchased SO2 | Thousand Tons | 0 | 0 | 0 | 0 | 0 | 0 | 0
CT Fac. Spec. - SO2 Rate Annual Non-Title IV v3.1, Unit 3065 and retrofits | 368 | 2294 | Rate Constraint in lbs/MMBtu | FALSE | L | Annual | Allowances Sold SO2 | Thousand Tons | 0 | 0 | 0 | 0 | 0 | 0 | 0
CT Fac. Spec. - SO2 Rate Annual Non-Title IV v3.1, Unit 3065 and retrofits | 368 | 2294 | Rate Constraint in lbs/MMBtu | FALSE | L | Annual | Allowances Banked | Thousand Tons | 0 | 0 | 0 | 0 | 0 | 0 | 0
CT Fac. Spec. - SO2 Rate Annual Non-Title IV v3.1, Unit 3065 and retrofits | 368 | 2294 | Rate Constraint in lbs/MMBtu | FALSE | L | Annual | Allowances Withdrawn (1:1) | Thousand Tons | 0 | 0 | 0 | 0 | 0 | 0 | 0
CT Fac. Spec. - SO2 Rate Annual Non-Title IV v3.1, Unit 3065 and retrofits | 368 | 2294 | Rate Constraint in lbs/MMBtu | FALSE | L | Annual | Allowances Withdrawn (n:1) | Thousand Tons | 0 | 0 | 0 | 0 | 0 | 0 | 0
CT Fac. Spec. - SO2 Rate Annual Non-Title IV v3.1, Unit 3065 and retrofits | 368 | 2294 | Rate Constraint in lbs/MMBtu | FALSE | L | Annual | Net Emissions Allowance Position | Thousand Tons | 0 | 0 | 0 | 0 | 0 | 0 | 0
CT Fac. Spec. - SO2 Rate Annual Non-Title IV v3.1, Unit 3065 and retrofits | 368 | 2294 | Rate Constraint in lbs/MMBtu | FALSE | L | Annual | Fuel Consumed | TBtu | 0.31662 | 0.2014 | 0.11124 | 0.11124 | 0.1025 | 0.30789 | 0.30789
CT Fac. Spec. - SO2 Rate Annual Non-Title IV v3.1, Unit 3065 and retrofits | 368 | 2294 | Rate Constraint in lbs/MMBtu | FALSE | L | Annual | Rate | lb/MMBtu | 0 | 0 | 0 | 0 | 0 | 0 | 0
CT Fac. Spec. - SO2 Rate Annual Non-Title IV v3.1, Unit 3065 and retrofits | 368 | 2294 | Rate Constraint in lbs/MMBtu | FALSE | L | Annual | Generation | TWh | 0.03568 | 0.022696 | 0.012535 | 0.012535 | 0.011551 | 0.034695 | 0.034695
CT Fac. Spec. - SO2 Rate Annual Non-Title IV v3.1, Unit 3065 and retrofits | 368 | 2294 | Rate Constraint in lbs/MMBtu | FALSE | L | Annual | Qualifying Generation | TWh | 0.03568 | 0.022696 | 0.012535 | 0.012535 | 0.011551 | 0.034695 | 0.034695
CT Fac. Spec. - SO2 Rate Annual Non-Title IV v3.1, Unit 3065 and retrofits | 368 | 2294 | Rate Constraint in lbs/MMBtu | FALSE | L | Annual | Rate | lb/MWh | 0 | 0 | 0 | 0 | 0 | 0 | 0
CT Fac. Spec. - SO2 Rate Annual Non-Title IV v3.1, Unit 3065 and retrofits | 368 | 2294 | Rate Constraint in lbs/MMBtu | FALSE | L | Annual | Constraint Shadow Price | US2011$/Ton | 0 | 0 | 0 | 0 | 0 | 0 | 0
CT Fac. Spec. - SO2 Rate Annual Non-Title IV v3.1, Unit 3074 and retrofits | 369 | 2294 | Rate Constraint in lbs/MMBtu | FALSE | L | Annual | Seasons Included | Seasons | Winter, Summer | Winter, Summer | Winter, Summer | Winter, Summer | Winter, Summer | Winter, Summer | Winter, Summer
CT Fac. Spec. - SO2 Rate Annual Non-Title IV v3.1, Unit 3074 and retrofits | 369 | 2294 | Rate Constraint in lbs/MMBtu | FALSE | L | Annual | Standard | lb/MMBtu | 0.55 | 0.55 | 0.55 | 0.55 | 0.55 | 0.55 | 0.55
CT Fac. Spec. - SO2 Rate Annual Non-Title IV v3.1, Unit 3074 and retrofits | 369 | 2294 | Rate Constraint in lbs/MMBtu | FALSE | L | Annual | Emissions at Affected Plants SO2 | Thousand Tons | 0 | 0 | 0 | 0 | 0 | 0 | 0
CT Fac. Spec. - SO2 Rate Annual Non-Title IV v3.1, Unit 3074 and retrofits | 369 | 2294 | Rate Constraint in lbs/MMBtu | FALSE | L | Annual | Allowances Purchased SO2 | Thousand Tons | 0 | 0 | 0 | 0 | 0 | 0 | 0
CT Fac. Spec. - SO2 Rate Annual Non-Title IV v3.1, Unit 3074 and retrofits | 369 | 2294 | Rate Constraint in lbs/MMBtu | FALSE | L | Annual | Allowances Sold SO2 | Thousand Tons | 0 | 0 | 0 | 0 | 0 | 0 | 0
CT Fac. Spec. - SO2 Rate Annual Non-Title IV v3.1, Unit 3074 and retrofits | 369 | 2294 | Rate Constraint in lbs/MMBtu | FALSE | L | Annual | Allowances Banked | Thousand Tons | 0 | 0 | 0 | 0 | 0 | 0 | 0
CT Fac. Spec. - SO2 Rate Annual Non-Title IV v3.1, Unit 3074 and retrofits | 369 | 2294 | Rate Constraint in lbs/MMBtu | FALSE | L | Annual | Allowances Withdrawn (1:1) | Thousand Tons | 0 | 0 | 0 | 0 | 0 | 0 | 0
CT Fac. Spec. - SO2 Rate Annual Non-Title IV v3.1, Unit 3074 and retrofits | 369 | 2294 | Rate Constraint in lbs/MMBtu | FALSE | L | Annual | Allowances Withdrawn (n:1) | Thousand Tons | 0 | 0 | 0 | 0 | 0 | 0 | 0
CT Fac. Spec. - SO2 Rate Annual Non-Title IV v3.1, Unit 3074 and retrofits | 369 | 2294 | Rate Constraint in lbs/MMBtu | FALSE | L | Annual | Net Emissions Allowance Position | Thousand Tons | 0 | 0 | 0 | 0 | 0 | 0 | 0
CT Fac. Spec. - SO2 Rate Annual Non-Title IV v3.1, Unit 3074 and retrofits | 369 | 2294 | Rate Constraint in lbs/MMBtu | FALSE | L | Annual | Fuel Consumed | TBtu | 0.87481 | 0.87481 | 0.87481 | 0.87481 | 0.061857 | 0.87481 | 0.87481
CT Fac. Spec. - SO2 Rate Annual Non-Title IV v3.1, Unit 3074 and retrofits | 369 | 2294 | Rate Constraint in lbs/MMBtu | FALSE | L | Annual | Rate | lb/MMBtu | 0 | 0 | 0 | 0 | 0 | 0 | 0
CT Fac. Spec. - SO2 Rate Annual Non-Title IV v3.1, Unit 3074 and retrofits | 369 | 2294 | Rate Constraint in lbs/MMBtu | FALSE | L | Annual | Generation | TWh | 0.12174 | 0.12174 | 0.12174 | 0.12174 | 0.008608 | 0.12174 | 0.12174
CT Fac. Spec. - SO2 Rate Annual Non-Title IV v3.1, Unit 3074 and retrofits | 369 | 2294 | Rate Constraint in lbs/MMBtu | FALSE | L | Annual | Qualifying Generation | TWh | 0.12174 | 0.12174 | 0.12174 | 0.12174 | 0.008608 | 0.12174 | 0.12174
CT Fac. Spec. - SO2 Rate Annual Non-Title IV v3.1, Unit 3074 and retrofits | 369 | 2294 | Rate Constraint in lbs/MMBtu | FALSE | L | Annual | Rate | lb/MWh | 0 | 0 | 0 | 0 | 0 | 0 | 0
CT Fac. Spec. - SO2 Rate Annual Non-Title IV v3.1, Unit 3074 and retrofits | 369 | 2294 | Rate Constraint in lbs/MMBtu | FALSE | L | Annual | Constraint Shadow Price | US2011$/Ton | 0 | 0 | 0 | 0 | 0 | 0 | 0
CT Fac. Spec. - SO2 Rate Annual Non-Title IV v3.1, Unit 5397 and retrofits | 370 | 2294 | Rate Constraint in lbs/MMBtu | FALSE | L | Annual | Seasons Included | Seasons | Winter, Summer | Winter, Summer | Winter, Summer | Winter, Summer | Winter, Summer | Winter, Summer | Winter, Summer
CT Fac. Spec. - SO2 Rate Annual Non-Title IV v3.1, Unit 5397 and retrofits | 370 | 2294 | Rate Constraint in lbs/MMBtu | FALSE | L | Annual | Standard | lb/MMBtu | 0.55 | 0.55 | 0.55 | 0.55 | 0.55 | 0.55 | 0.55
CT Fac. Spec. - SO2 Rate Annual Non-Title IV v3.1, Unit 5397 and retrofits | 370 | 2294 | Rate Constraint in lbs/MMBtu | FALSE | L | Annual | Emissions at Affected Plants SO2 | Thousand Tons | 0.042484 | 0.042484 | 0.042484 | 0.042484 | 0.042484 | 0.042484 | 0.042484
CT Fac. Spec. - SO2 Rate Annual Non-Title IV v3.1, Unit 5397 and retrofits | 370 | 2294 | Rate Constraint in lbs/MMBtu | FALSE | L | Annual | Allowances Purchased SO2 | Thousand Tons | 0 | 0 | 0 | 0 | 0 | 0 | 0
CT Fac. Spec. - SO2 Rate Annual Non-Title IV v3.1, Unit 5397 and retrofits | 370 | 2294 | Rate Constraint in lbs/MMBtu | FALSE | L | Annual | Allowances Sold SO2 | Thousand Tons | 0 | 0 | 0 | 0 | 0 | 0 | 0
CT Fac. Spec. - SO2 Rate Annual Non-Title IV v3.1, Unit 5397 and retrofits | 370 | 2294 | Rate Constraint in lbs/MMBtu | FALSE | L | Annual | Allowances Banked | Thousand Tons | 0 | 0 | 0 | 0 | 0 | 0 | 0
CT Fac. Spec. - SO2 Rate Annual Non-Title IV v3.1, Unit 5397 and retrofits | 370 | 2294 | Rate Constraint in lbs/MMBtu | FALSE | L | Annual | Allowances Withdrawn (1:1) | Thousand Tons | 0 | 0 | 0 | 0 | 0 | 0 | 0
CT Fac. Spec. - SO2 Rate Annual Non-Title IV v3.1, Unit 5397 and retrofits | 370 | 2294 | Rate Constraint in lbs/MMBtu | FALSE | L | Annual | Allowances Withdrawn (n:1) | Thousand Tons | 0 | 0 | 0 | 0 | 0 | 0 | 0
CT Fac. Spec. - SO2 Rate Annual Non-Title IV v3.1, Unit 5397 and retrofits | 370 | 2294 | Rate Constraint in lbs/MMBtu | FALSE | L | Annual | Net Emissions Allowance Position | Thousand Tons | 0.042484 | 0.042484 | 0.042484 | 0.042484 | 0.042484 | 0.042484 | 0.042484
CT Fac. Spec. - SO2 Rate Annual Non-Title IV v3.1, Unit 5397 and retrofits | 370 | 2294 | Rate Constraint in lbs/MMBtu | FALSE | L | Annual | Fuel Consumed | TBtu | 0.97106 | 0.97106 | 0.97106 | 0.97106 | 0.97106 | 0.97106 | 0.97106
CT Fac. Spec. - SO2 Rate Annual Non-Title IV v3.1, Unit 5397 and retrofits | 370 | 2294 | Rate Constraint in lbs/MMBtu | FALSE | L | Annual | Rate | lb/MMBtu | 0.0875 | 0.0875 | 0.0875 | 0.0875 | 0.0875 | 0.0875 | 0.0875
CT Fac. Spec. - SO2 Rate Annual Non-Title IV v3.1, Unit 5397 and retrofits | 370 | 2294 | Rate Constraint in lbs/MMBtu | FALSE | L | Annual | Generation | TWh | 0.049435 | 0.049435 | 0.049435 | 0.049435 | 0.049435 | 0.049435 | 0.049435
CT Fac. Spec. - SO2 Rate Annual Non-Title IV v3.1, Unit 5397 and retrofits | 370 | 2294 | Rate Constraint in lbs/MMBtu | FALSE | L | Annual | Qualifying Generation | TWh | 0.049435 | 0.049435 | 0.049435 | 0.049435 | 0.049435 | 0.049435 | 0.049435
CT Fac. Spec. - SO2 Rate Annual Non-Title IV v3.1, Unit 5397 and retrofits | 370 | 2294 | Rate Constraint in lbs/MMBtu | FALSE | L | Annual | Rate | lb/MWh | 0.85938 | 0.85938 | 0.85938 | 0.85938 | 0.85938 | 0.85938 | 0.85938
CT Fac. Spec. - SO2 Rate Annual Non-Title IV v3.1, Unit 5397 and retrofits | 370 | 2294 | Rate Constraint in lbs/MMBtu | FALSE | L | Annual | Constraint Shadow Price | US2011$/Ton | 0 | 0 | 0 | 0 | 0 | 0 | 0
CT Fac. Spec. - SO2 Rate Annual Non-Title IV v3.1, Unit 5398 and retrofits | 371 | 2294 | Rate Constraint in lbs/MMBtu | FALSE | L | Annual | Seasons Included | Seasons | Winter, Summer | Winter, Summer | Winter, Summer | Winter, Summer | Winter, Summer | Winter, Summer | Winter, Summer
CT Fac. Spec. - SO2 Rate Annual Non-Title IV v3.1, Unit 5398 and retrofits | 371 | 2294 | Rate Constraint in lbs/MMBtu | FALSE | L | Annual | Standard | lb/MMBtu | 0.55 | 0.55 | 0.55 | 0.55 | 0.55 | 0.55 | 0.55
CT Fac. Spec. - SO2 Rate Annual Non-Title IV v3.1, Unit 5398 and retrofits | 371 | 2294 | Rate Constraint in lbs/MMBtu | FALSE | L | Annual | Emissions at Affected Plants SO2 | Thousand Tons | 0.042373 | 0.042373 | 0.042373 | 0.042373 | 0.042373 | 0.042373 | 0.042373
CT Fac. Spec. - SO2 Rate Annual Non-Title IV v3.1, Unit 5398 and retrofits | 371 | 2294 | Rate Constraint in lbs/MMBtu | FALSE | L | Annual | Allowances Purchased SO2 | Thousand Tons | 0 | 0 | 0 | 0 | 0 | 0 | 0
CT Fac. Spec. - SO2 Rate Annual Non-Title IV v3.1, Unit 5398 and retrofits | 371 | 2294 | Rate Constraint in lbs/MMBtu | FALSE | L | Annual | Allowances Sold SO2 | Thousand Tons | 0 | 0 | 0 | 0 | 0 | 0 | 0
CT Fac. Spec. - SO2 Rate Annual Non-Title IV v3.1, Unit 5398 and retrofits | 371 | 2294 | Rate Constraint in lbs/MMBtu | FALSE | L | Annual | Allowances Banked | Thousand Tons | 0 | 0 | 0 | 0 | 0 | 0 | 0
CT Fac. Spec. - SO2 Rate Annual Non-Title IV v3.1, Unit 5398 and retrofits | 371 | 2294 | Rate Constraint in lbs/MMBtu | FALSE | L | Annual | Allowances Withdrawn (1:1) | Thousand Tons | 0 | 0 | 0 | 0 | 0 | 0 | 0
CT Fac. Spec. - SO2 Rate Annual Non-Title IV v3.1, Unit 5398 and retrofits | 371 | 2294 | Rate Constraint in lbs/MMBtu | FALSE | L | Annual | Allowances Withdrawn (n:1) | Thousand Tons | 0 | 0 | 0 | 0 | 0 | 0 | 0
CT Fac. Spec. - SO2 Rate Annual Non-Title IV v3.1, Unit 5398 and retrofits | 371 | 2294 | Rate Constraint in lbs/MMBtu | FALSE | L | Annual | Net Emissions Allowance Position | Thousand Tons | 0.042373 | 0.042373 | 0.042373 | 0.042373 | 0.042373 | 0.042373 | 0.042373
CT Fac. Spec. - SO2 Rate Annual Non-Title IV v3.1, Unit 5398 and retrofits | 371 | 2294 | Rate Constraint in lbs/MMBtu | FALSE | L | Annual | Fuel Consumed | TBtu | 1.2744 | 1.2744 | 1.2744 | 1.2744 | 1.2744 | 1.2744 | 1.2744
CT Fac. Spec. - SO2 Rate Annual Non-Title IV v3.1, Unit 5398 and retrofits | 371 | 2294 | Rate Constraint in lbs/MMBtu | FALSE | L | Annual | Rate | lb/MMBtu | 0.0665 | 0.0665 | 0.0665 | 0.0665 | 0.0665 | 0.0665 | 0.0665
CT Fac. Spec. - SO2 Rate Annual Non-Title IV v3.1, Unit 5398 and retrofits | 371 | 2294 | Rate Constraint in lbs/MMBtu | FALSE | L | Annual | Generation | TWh | 0.079509 | 0.079509 | 0.079509 | 0.079509 | 0.079509 | 0.079509 | 0.079509
CT Fac. Spec. - SO2 Rate Annual Non-Title IV v3.1, Unit 5398 and retrofits | 371 | 2294 | Rate Constraint in lbs/MMBtu | FALSE | L | Annual | Qualifying Generation | TWh | 0.079509 | 0.079509 | 0.079509 | 0.079509 | 0.079509 | 0.079509 | 0.079509
CT Fac. Spec. - SO2 Rate Annual Non-Title IV v3.1, Unit 5398 and retrofits | 371 | 2294 | Rate Constraint in lbs/MMBtu | FALSE | L | Annual | Rate | lb/MWh | 0.53293 | 0.53293 | 0.53293 | 0.53293 | 0.53293 | 0.53293 | 0.53293
CT Fac. Spec. - SO2 Rate Annual Non-Title IV v3.1, Unit 5398 and retrofits | 371 | 2294 | Rate Constraint in lbs/MMBtu | FALSE | L | Annual | Constraint Shadow Price | US2011$/Ton | 0 | 0 | 0 | 0 | 0 | 0 | 0
CT Fac. Spec. - SO2 Rate Annual Non-Title IV v3.1, Unit 5399 and retrofits | 372 | 2294 | Rate Constraint in lbs/MMBtu | FALSE | L | Annual | Seasons Included | Seasons | Winter, Summer | Winter, Summer | Winter, Summer | Winter, Summer | Winter, Summer | Winter, Summer | Winter, Summer
CT Fac. Spec. - SO2 Rate Annual Non-Title IV v3.1, Unit 5399 and retrofits | 372 | 2294 | Rate Constraint in lbs/MMBtu | FALSE | L | Annual | Standard | lb/MMBtu | 0.55 | 0.55 | 0.55 | 0.55 | 0.55 | 0.55 | 0.55
CT Fac. Spec. - SO2 Rate Annual Non-Title IV v3.1, Unit 5399 and retrofits | 372 | 2294 | Rate Constraint in lbs/MMBtu | FALSE | L | Annual | Emissions at Affected Plants SO2 | Thousand Tons | 0.042373 | 0.042373 | 0.042373 | 0.042373 | 0.042373 | 0.042373 | 0.042373
CT Fac. Spec. - SO2 Rate Annual Non-Title IV v3.1, Unit 5399 and retrofits | 372 | 2294 | Rate Constraint in lbs/MMBtu | FALSE | L | Annual | Allowances Purchased SO2 | Thousand Tons | 0 | 0 | 0 | 0 | 0 | 0 | 0
CT Fac. Spec. - SO2 Rate Annual Non-Title IV v3.1, Unit 5399 and retrofits | 372 | 2294 | Rate Constraint in lbs/MMBtu | FALSE | L | Annual | Allowances Sold SO2 | Thousand Tons | 0 | 0 | 0 | 0 | 0 | 0 | 0
CT Fac. Spec. - SO2 Rate Annual Non-Title IV v3.1, Unit 5399 and retrofits | 372 | 2294 | Rate Constraint in lbs/MMBtu | FALSE | L | Annual | Allowances Banked | Thousand Tons | 0 | 0 | 0 | 0 | 0 | 0 | 0
CT Fac. Spec. - SO2 Rate Annual Non-Title IV v3.1, Unit 5399 and retrofits | 372 | 2294 | Rate Constraint in lbs/MMBtu | FALSE | L | Annual | Allowances Withdrawn (1:1) | Thousand Tons | 0 | 0 | 0 | 0 | 0 | 0 | 0
CT Fac. Spec. - SO2 Rate Annual Non-Title IV v3.1, Unit 5399 and retrofits | 372 | 2294 | Rate Constraint in lbs/MMBtu | FALSE | L | Annual | Allowances Withdrawn (n:1) | Thousand Tons | 0 | 0 | 0 | 0 | 0 | 0 | 0
CT Fac. Spec. - SO2 Rate Annual Non-Title IV v3.1, Unit 5399 and retrofits | 372 | 2294 | Rate Constraint in lbs/MMBtu | FALSE | L | Annual | Net Emissions Allowance Position | Thousand Tons | 0.042373 | 0.042373 | 0.042373 | 0.042373 | 0.042373 | 0.042373 | 0.042373
CT Fac. Spec. - SO2 Rate Annual Non-Title IV v3.1, Unit 5399 and retrofits | 372 | 2294 | Rate Constraint in lbs/MMBtu | FALSE | L | Annual | Fuel Consumed | TBtu | 1.2744 | 1.2744 | 1.2744 | 1.2744 | 1.2744 | 1.2744 | 1.2744
CT Fac. Spec. - SO2 Rate Annual Non-Title IV v3.1, Unit 5399 and retrofits | 372 | 2294 | Rate Constraint in lbs/MMBtu | FALSE | L | Annual | Rate | lb/MMBtu | 0.0665 | 0.0665 | 0.0665 | 0.0665 | 0.0665 | 0.0665 | 0.0665
CT Fac. Spec. - SO2 Rate Annual Non-Title IV v3.1, Unit 5399 and retrofits | 372 | 2294 | Rate Constraint in lbs/MMBtu | FALSE | L | Annual | Generation | TWh | 0.079509 | 0.079509 | 0.079509 | 0.079509 | 0.079509 | 0.079509 | 0.079509
CT Fac. Spec. - SO2 Rate Annual Non-Title IV v3.1, Unit 5399 and retrofits | 372 | 2294 | Rate Constraint in lbs/MMBtu | FALSE | L | Annual | Qualifying Generation | TWh | 0.079509 | 0.079509 | 0.079509 | 0.079509 | 0.079509 | 0.079509 | 0.079509
CT Fac. Spec. - SO2 Rate Annual Non-Title IV v3.1, Unit 5399 and retrofits | 372 | 2294 | Rate Constraint in lbs/MMBtu | FALSE | L | Annual | Rate | lb/MWh | 0.53293 | 0.53293 | 0.53293 | 0.53293 | 0.53293 | 0.53293 | 0.53293
CT Fac. Spec. - SO2 Rate Annual Non-Title IV v3.1, Unit 5399 and retrofits | 372 | 2294 | Rate Constraint in lbs/MMBtu | FALSE | L | Annual | Constraint Shadow Price | US2011$/Ton | 0 | 0 | 0 | 0 | 0 | 0 | 0
CT Fac. Spec. - SO2 Rate Annual Non-Title IV v3.1, Unit 5400 and retrofits | 373 | 2294 | Rate Constraint in lbs/MMBtu | FALSE | L | Annual | Seasons Included | Seasons | Winter, Summer | Winter, Summer | Winter, Summer | Winter, Summer | Winter, Summer | Winter, Summer | Winter, Summer
CT Fac. Spec. - SO2 Rate Annual Non-Title IV v3.1, Unit 5400 and retrofits | 373 | 2294 | Rate Constraint in lbs/MMBtu | FALSE | L | Annual | Standard | lb/MMBtu | 0.55 | 0.55 | 0.55 | 0.55 | 0.55 | 0.55 | 0.55
CT Fac. Spec. - SO2 Rate Annual Non-Title IV v3.1, Unit 5400 and retrofits | 373 | 2294 | Rate Constraint in lbs/MMBtu | FALSE | L | Annual | Emissions at Affected Plants SO2 | Thousand Tons | 0.042373 | 0.042373 | 0.042373 | 0.042373 | 0.042373 | 0.042373 | 0.042373
CT Fac. Spec. - SO2 Rate Annual Non-Title IV v3.1, Unit 5400 and retrofits | 373 | 2294 | Rate Constraint in lbs/MMBtu | FALSE | L | Annual | Allowances Purchased SO2 | Thousand Tons | 0 | 0 | 0 | 0 | 0 | 0 | 0
CT Fac. Spec. - SO2 Rate Annual Non-Title IV v3.1, Unit 5400 and retrofits | 373 | 2294 | Rate Constraint in lbs/MMBtu | FALSE | L | Annual | Allowances Sold SO2 | Thousand Tons | 0 | 0 | 0 | 0 | 0 | 0 | 0
CT Fac. Spec. - SO2 Rate Annual Non-Title IV v3.1, Unit 5400 and retrofits | 373 | 2294 | Rate Constraint in lbs/MMBtu | FALSE | L | Annual | Allowances Banked | Thousand Tons | 0 | 0 | 0 | 0 | 0 | 0 | 0
CT Fac. Spec. - SO2 Rate Annual Non-Title IV v3.1, Unit 5400 and retrofits | 373 | 2294 | Rate Constraint in lbs/MMBtu | FALSE | L | Annual | Allowances Withdrawn (1:1) | Thousand Tons | 0 | 0 | 0 | 0 | 0 | 0 | 0
CT Fac. Spec. - SO2 Rate Annual Non-Title IV v3.1, Unit 5400 and retrofits | 373 | 2294 | Rate Constraint in lbs/MMBtu | FALSE | L | Annual | Allowances Withdrawn (n:1) | Thousand Tons | 0 | 0 | 0 | 0 | 0 | 0 | 0
CT Fac. Spec. - SO2 Rate Annual Non-Title IV v3.1, Unit 5400 and retrofits | 373 | 2294 | Rate Constraint in lbs/MMBtu | FALSE | L | Annual | Net Emissions Allowance Position | Thousand Tons | 0.042373 | 0.042373 | 0.042373 | 0.042373 | 0.042373 | 0.042373 | 0.042373
CT Fac. Spec. - SO2 Rate Annual Non-Title IV v3.1, Unit 5400 and retrofits | 373 | 2294 | Rate Constraint in lbs/MMBtu | FALSE | L | Annual | Fuel Consumed | TBtu | 1.2744 | 1.2744 | 1.2744 | 1.2744 | 1.2744 | 1.2744 | 1.2744
CT Fac. Spec. - SO2 Rate Annual Non-Title IV v3.1, Unit 5400 and retrofits | 373 | 2294 | Rate Constraint in lbs/MMBtu | FALSE | L | Annual | Rate | lb/MMBtu | 0.0665 | 0.0665 | 0.0665 | 0.0665 | 0.0665 | 0.0665 | 0.0665
CT Fac. Spec. - SO2 Rate Annual Non-Title IV v3.1, Unit 5400 and retrofits | 373 | 2294 | Rate Constraint in lbs/MMBtu | FALSE | L | Annual | Generation | TWh | 0.079509 | 0.079509 | 0.079509 | 0.079509 | 0.079509 | 0.079509 | 0.079509
CT Fac. Spec. - SO2 Rate Annual Non-Title IV v3.1, Unit 5400 and retrofits | 373 | 2294 | Rate Constraint in lbs/MMBtu | FALSE | L | Annual | Qualifying Generation | TWh | 0.079509 | 0.079509 | 0.079509 | 0.079509 | 0.079509 | 0.079509 | 0.079509
CT Fac. Spec. - SO2 Rate Annual Non-Title IV v3.1, Unit 5400 and retrofits | 373 | 2294 | Rate Constraint in lbs/MMBtu | FALSE | L | Annual | Rate | lb/MWh | 0.53293 | 0.53293 | 0.53293 | 0.53293 | 0.53293 | 0.53293 | 0.53293
CT Fac. Spec. - SO2 Rate Annual Non-Title IV v3.1, Unit 5400 and retrofits | 373 | 2294 | Rate Constraint in lbs/MMBtu | FALSE | L | Annual | Constraint Shadow Price | US2011$/Ton | 0 | 0 | 0 | 0 | 0 | 0 | 0
CT Fac. Spec. - SO2 Rate Annual Non-Title IV v3.1, Unit 5401 and retrofits | 374 | 2294 | Rate Constraint in lbs/MMBtu | FALSE | L | Annual | Seasons Included | Seasons | Winter, Summer | Winter, Summer | Winter, Summer | Winter, Summer | Winter, Summer | Winter, Summer | Winter, Summer
CT Fac. Spec. - SO2 Rate Annual Non-Title IV v3.1, Unit 5401 and retrofits | 374 | 2294 | Rate Constraint in lbs/MMBtu | FALSE | L | Annual | Standard | lb/MMBtu | 0.55 | 0.55 | 0.55 | 0.55 | 0.55 | 0.55 | 0.55
CT Fac. Spec. - SO2 Rate Annual Non-Title IV v3.1, Unit 5401 and retrofits | 374 | 2294 | Rate Constraint in lbs/MMBtu | FALSE | L | Annual | Emissions at Affected Plants SO2 | Thousand Tons | 0.014717 | 0.014717 | 0.014717 | 0.014717 | 0.014717 | 0.014717 | 0.014717
CT Fac. Spec. - SO2 Rate Annual Non-Title IV v3.1, Unit 5401 and retrofits | 374 | 2294 | Rate Constraint in lbs/MMBtu | FALSE | L | Annual | Allowances Purchased SO2 | Thousand Tons | 0 | 0 | 0 | 0 | 0 | 0 | 0
CT Fac. Spec. - SO2 Rate Annual Non-Title IV v3.1, Unit 5401 and retrofits | 374 | 2294 | Rate Constraint in lbs/MMBtu | FALSE | L | Annual | Allowances Sold SO2 | Thousand Tons | 0 | 0 | 0 | 0 | 0 | 0 | 0
CT Fac. Spec. - SO2 Rate Annual Non-Title IV v3.1, Unit 5401 and retrofits | 374 | 2294 | Rate Constraint in lbs/MMBtu | FALSE | L | Annual | Allowances Banked | Thousand Tons | 0 | 0 | 0 | 0 | 0 | 0 | 0
CT Fac. Spec. - SO2 Rate Annual Non-Title IV v3.1, Unit 5401 and retrofits | 374 | 2294 | Rate Constraint in lbs/MMBtu | FALSE | L | Annual | Allowances Withdrawn (1:1) | Thousand Tons | 0 | 0 | 0 | 0 | 0 | 0 | 0
CT Fac. Spec. - SO2 Rate Annual Non-Title IV v3.1, Unit 5401 and retrofits | 374 | 2294 | Rate Constraint in lbs/MMBtu | FALSE | L | Annual | Allowances Withdrawn (n:1) | Thousand Tons | 0 | 0 | 0 | 0 | 0 | 0 | 0
CT Fac. Spec. - SO2 Rate Annual Non-Title IV v3.1, Unit 5401 and retrofits | 374 | 2294 | Rate Constraint in lbs/MMBtu | FALSE | L | Annual | Net Emissions Allowance Position | Thousand Tons | 0.014717 | 0.014717 | 0.014717 | 0.014717 | 0.014717 | 0.014717 | 0.014717
CT Fac. Spec. - SO2 Rate Annual Non-Title IV v3.1, Unit 5401 and retrofits | 374 | 2294 | Rate Constraint in lbs/MMBtu | FALSE | L | Annual | Fuel Consumed | TBtu | 0.56065 | 0.56065 | 0.56065 | 0.56065 | 0.56065 | 0.56065 | 0.56065
CT Fac. Spec. - SO2 Rate Annual Non-Title IV v3.1, Unit 5401 and retrofits | 374 | 2294 | Rate Constraint in lbs/MMBtu | FALSE | L | Annual | Rate | lb/MMBtu | 0.0525 | 0.0525 | 0.0525 | 0.0525 | 0.0525 | 0.0525 | 0.0525
CT Fac. Spec. - SO2 Rate Annual Non-Title IV v3.1, Unit 5401 and retrofits | 374 | 2294 | Rate Constraint in lbs/MMBtu | FALSE | L | Annual | Generation | TWh | 0.027189 | 0.027189 | 0.027189 | 0.027189 | 0.027189 | 0.027189 | 0.027189
CT Fac. Spec. - SO2 Rate Annual Non-Title IV v3.1, Unit 5401 and retrofits | 374 | 2294 | Rate Constraint in lbs/MMBtu | FALSE | L | Annual | Qualifying Generation | TWh | 0.027189 | 0.027189 | 0.027189 | 0.027189 | 0.027189 | 0.027189 | 0.027189
CT Fac. Spec. - SO2 Rate Annual Non-Title IV v3.1, Unit 5401 and retrofits | 374 | 2294 | Rate Constraint in lbs/MMBtu | FALSE | L | Annual | Rate | lb/MWh | 0.54128 | 0.54128 | 0.54128 | 0.54128 | 0.54128 | 0.54128 | 0.54128
CT Fac. Spec. - SO2 Rate Annual Non-Title IV v3.1, Unit 5401 and retrofits | 374 | 2294 | Rate Constraint in lbs/MMBtu | FALSE | L | Annual | Constraint Shadow Price | US2011$/Ton | 0 | 0 | 0 | 0 | 0 | 0 | 0
CT Fac. Spec. - SO2 Rate Annual Non-Title IV v3.1, Unit 5402 and retrofits | 375 | 2294 | Rate Constraint in lbs/MMBtu | FALSE | L | Annual | Seasons Included | Seasons | Winter, Summer | Winter, Summer | Winter, Summer | Winter, Summer | Winter, Summer | Winter, Summer | Winter, Summer
CT Fac. Spec. - SO2 Rate Annual Non-Title IV v3.1, Unit 5402 and retrofits | 375 | 2294 | Rate Constraint in lbs/MMBtu | FALSE | L | Annual | Standard | lb/MMBtu | 0.55 | 0.55 | 0.55 | 0.55 | 0.55 | 0.55 | 0.55
CT Fac. Spec. - SO2 Rate Annual Non-Title IV v3.1, Unit 5402 and retrofits | 375 | 2294 | Rate Constraint in lbs/MMBtu | FALSE | L | Annual | Emissions at Affected Plants SO2 | Thousand Tons | 0.014717 | 0.014717 | 0.014717 | 0.014717 | 0.014717 | 0.014717 | 0.014717
CT Fac. Spec. - SO2 Rate Annual Non-Title IV v3.1, Unit 5402 and retrofits | 375 | 2294 | Rate Constraint in lbs/MMBtu | FALSE | L | Annual | Allowances Purchased SO2 | Thousand Tons | 0 | 0 | 0 | 0 | 0 | 0 | 0
CT Fac. Spec. - SO2 Rate Annual Non-Title IV v3.1, Unit 5402 and retrofits | 375 | 2294 | Rate Constraint in lbs/MMBtu | FALSE | L | Annual | Allowances Sold SO2 | Thousand Tons | 0 | 0 | 0 | 0 | 0 | 0 | 0
CT Fac. Spec. - SO2 Rate Annual Non-Title IV v3.1, Unit 5402 and retrofits | 375 | 2294 | Rate Constraint in lbs/MMBtu | FALSE | L | Annual | Allowances Banked | Thousand Tons | 0 | 0 | 0 | 0 | 0 | 0 | 0
CT Fac. Spec. - SO2 Rate Annual Non-Title IV v3.1, Unit 5402 and retrofits | 375 | 2294 | Rate Constraint in lbs/MMBtu | FALSE | L | Annual | Allowances Withdrawn (1:1) | Thousand Tons | 0 | 0 | 0 | 0 | 0 | 0 | 0
CT Fac. Spec. - SO2 Rate Annual Non-Title IV v3.1, Unit 5402 and retrofits | 375 | 2294 | Rate Constraint in lbs/MMBtu | FALSE | L | Annual | Allowances Withdrawn (n:1) | Thousand Tons | 0 | 0 | 0 | 0 | 0 | 0 | 0
CT Fac. Spec. - SO2 Rate Annual Non-Title IV v3.1, Unit 5402 and retrofits | 375 | 2294 | Rate Constraint in lbs/MMBtu | FALSE | L | Annual | Net Emissions Allowance Position | Thousand Tons | 0.014717 | 0.014717 | 0.014717 | 0.014717 | 0.014717 | 0.014717 | 0.014717
CT Fac. Spec. - SO2 Rate Annual Non-Title IV v3.1, Unit 5402 and retrofits | 375 | 2294 | Rate Constraint in lbs/MMBtu | FALSE | L | Annual | Fuel Consumed | TBtu | 0.56065 | 0.56065 | 0.56065 | 0.56065 | 0.56065 | 0.56065 | 0.56065
CT Fac. Spec. - SO2 Rate Annual Non-Title IV v3.1, Unit 5402 and retrofits | 375 | 2294 | Rate Constraint in lbs/MMBtu | FALSE | L | Annual | Rate | lb/MMBtu | 0.0525 | 0.0525 | 0.0525 | 0.0525 | 0.0525 | 0.0525 | 0.0525
CT Fac. Spec. - SO2 Rate Annual Non-Title IV v3.1, Unit 5402 and retrofits | 375 | 2294 | Rate Constraint in lbs/MMBtu | FALSE | L | Annual | Generation | TWh | 0.027189 | 0.027189 | 0.027189 | 0.027189 | 0.027189 | 0.027189 | 0.027189
CT Fac. Spec. - SO2 Rate Annual Non-Title IV v3.1, Unit 5402 and retrofits | 375 | 2294 | Rate Constraint in lbs/MMBtu | FALSE | L | Annual | Qualifying Generation | TWh | 0.027189 | 0.027189 | 0.027189 | 0.027189 | 0.027189 | 0.027189 | 0.027189
CT Fac. Spec. - SO2 Rate Annual Non-Title IV v3.1, Unit 5402 and retrofits | 375 | 2294 | Rate Constraint in lbs/MMBtu | FALSE | L | Annual | Rate | lb/MWh | 0.54128 | 0.54128 | 0.54128 | 0.54128 | 0.54128 | 0.54128 | 0.54128
CT Fac. Spec. - SO2 Rate Annual Non-Title IV v3.1, Unit 5402 and retrofits | 375 | 2294 | Rate Constraint in lbs/MMBtu | FALSE | L | Annual | Constraint Shadow Price | US2011$/Ton | 0 | 0 | 0 | 0 | 0 | 0 | 0
CT Fac. Spec. - SO2 Rate Annual Non-Title IV v3.1, Unit 5403 and retrofits | 376 | 2294 | Rate Constraint in lbs/MMBtu | FALSE | L | Annual | Seasons Included | Seasons | Winter, Summer | Winter, Summer | Winter, Summer | Winter, Summer | Winter, Summer | Winter, Summer | Winter, Summer
CT Fac. Spec. - SO2 Rate Annual Non-Title IV v3.1, Unit 5403 and retrofits | 376 | 2294 | Rate Constraint in lbs/MMBtu | FALSE | L | Annual | Standard | lb/MMBtu | 0.55 | 0.55 | 0.55 | 0.55 | 0.55 | 0.55 | 0.55
CT Fac. Spec. - SO2 Rate Annual Non-Title IV v3.1, Unit 5403 and retrofits | 376 | 2294 | Rate Constraint in lbs/MMBtu | FALSE | L | Annual | Emissions at Affected Plants SO2 | Thousand Tons | 0.040387 | 0.040387 | 0.040387 | 0.040387 | 0.040387 | 0.040387 | 0.040387
CT Fac. Spec. - SO2 Rate Annual Non-Title IV v3.1, Unit 5403 and retrofits | 376 | 2294 | Rate Constraint in lbs/MMBtu | FALSE | L | Annual | Allowances Purchased SO2 | Thousand Tons | 0 | 0 | 0 | 0 | 0 | 0 | 0
CT Fac. Spec. - SO2 Rate Annual Non-Title IV v3.1, Unit 5403 and retrofits | 376 | 2294 | Rate Constraint in lbs/MMBtu | FALSE | L | Annual | Allowances Sold SO2 | Thousand Tons | 0 | 0 | 0 | 0 | 0 | 0 | 0
CT Fac. Spec. - SO2 Rate Annual Non-Title IV v3.1, Unit 5403 and retrofits | 376 | 2294 | Rate Constraint in lbs/MMBtu | FALSE | L | Annual | Allowances Banked | Thousand Tons | 0 | 0 | 0 | 0 | 0 | 0 | 0
CT Fac. Spec. - SO2 Rate Annual Non-Title IV v3.1, Unit 5403 and retrofits | 376 | 2294 | Rate Constraint in lbs/MMBtu | FALSE | L | Annual | Allowances Withdrawn (1:1) | Thousand Tons | 0 | 0 | 0 | 0 | 0 | 0 | 0
CT Fac. Spec. - SO2 Rate Annual Non-Title IV v3.1, Unit 5403 and retrofits | 376 | 2294 | Rate Constraint in lbs/MMBtu | FALSE | L | Annual | Allowances Withdrawn (n:1) | Thousand Tons | 0 | 0 | 0 | 0 | 0 | 0 | 0
CT Fac. Spec. - SO2 Rate Annual Non-Title IV v3.1, Unit 5403 and retrofits | 376 | 2294 | Rate Constraint in lbs/MMBtu | FALSE | L | Annual | Net Emissions Allowance Position | Thousand Tons | 0.040387 | 0.040387 | 0.040387 | 0.040387 | 0.040387 | 0.040387 | 0.040387
CT Fac. Spec. - SO2 Rate Annual Non-Title IV v3.1, Unit 5403 and retrofits | 376 | 2294 | Rate Constraint in lbs/MMBtu | FALSE | L | Annual | Fuel Consumed | TBtu | 0.92313 | 0.92313 | 0.92313 | 0.92313 | 0.92313 | 0.92313 | 0.92313
CT Fac. Spec. - SO2 Rate Annual Non-Title IV v3.1, Unit 5403 and retrofits | 376 | 2294 | Rate Constraint in lbs/MMBtu | FALSE | L | Annual | Rate | lb/MMBtu | 0.0875 | 0.0875 | 0.0875 | 0.0875 | 0.0875 | 0.0875 | 0.0875
CT Fac. Spec. - SO2 Rate Annual Non-Title IV v3.1, Unit 5403 and retrofits | 376 | 2294 | Rate Constraint in lbs/MMBtu | FALSE | L | Annual | Generation | TWh | 0.053555 | 0.053555 | 0.053555 | 0.053555 | 0.053555 | 0.053555 | 0.053555
CT Fac. Spec. - SO2 Rate Annual Non-Title IV v3.1, Unit 5403 and retrofits | 376 | 2294 | Rate Constraint in lbs/MMBtu | FALSE | L | Annual | Qualifying Generation | TWh | 0.053555 | 0.053555 | 0.053555 | 0.053555 | 0.053555 | 0.053555 | 0.053555
CT Fac. Spec. - SO2 Rate Annual Non-Title IV v3.1, Unit 5403 and retrofits | 376 | 2294 | Rate Constraint in lbs/MMBtu | FALSE | L | Annual | Rate | lb/MWh | 0.75412 | 0.75412 | 0.75412 | 0.75412 | 0.75412 | 0.75412 | 0.75412
CT Fac. Spec. - SO2 Rate Annual Non-Title IV v3.1, Unit 5403 and retrofits | 376 | 2294 | Rate Constraint in lbs/MMBtu | FALSE | L | Annual | Constraint Shadow Price | US2011$/Ton | 0 | 0 | 0 | 0 | 0 | 0 | 0
CT Fac. Spec. - SO2 Rate Annual Non-Title IV v3.1, Unit 5404 and retrofits | 377 | 2294 | Rate Constraint in lbs/MMBtu | FALSE | L | Annual | Seasons Included | Seasons | Winter, Summer | Winter, Summer | Winter, Summer | Winter, Summer | Winter, Summer | Winter, Summer | Winter, Summer
CT Fac. Spec. - SO2 Rate Annual Non-Title IV v3.1, Unit 5404 and retrofits | 377 | 2294 | Rate Constraint in lbs/MMBtu | FALSE | L | Annual | Standard | lb/MMBtu | 0.55 | 0.55 | 0.55 | 0.55 | 0.55 | 0.55 | 0.55
CT Fac. Spec. - SO2 Rate Annual Non-Title IV v3.1, Unit 5404 and retrofits | 377 | 2294 | Rate Constraint in lbs/MMBtu | FALSE | L | Annual | Emissions at Affected Plants SO2 | Thousand Tons | 0.16401 | 0.16401 | 0.16401 | 0.16401 | 0.16401 | 0.16401 | 0.16401
CT Fac. Spec. - SO2 Rate Annual Non-Title IV v3.1, Unit 5404 and retrofits | 377 | 2294 | Rate Constraint in lbs/MMBtu | FALSE | L | Annual | Allowances Purchased SO2 | Thousand Tons | 0 | 0 | 0 | 0 | 0 | 0 | 0
CT Fac. Spec. - SO2 Rate Annual Non-Title IV v3.1, Unit 5404 and retrofits | 377 | 2294 | Rate Constraint in lbs/MMBtu | FALSE | L | Annual | Allowances Sold SO2 | Thousand Tons | 0 | 0 | 0 | 0 | 0 | 0 | 0
CT Fac. Spec. - SO2 Rate Annual Non-Title IV v3.1, Unit 5404 and retrofits | 377 | 2294 | Rate Constraint in lbs/MMBtu | FALSE | L | Annual | Allowances Banked | Thousand Tons | 0 | 0 | 0 | 0 | 0 | 0 | 0
CT Fac. Spec. - SO2 Rate Annual Non-Title IV v3.1, Unit 5404 and retrofits | 377 | 2294 | Rate Constraint in lbs/MMBtu | FALSE | L | Annual | Allowances Withdrawn (1:1) | Thousand Tons | 0 | 0 | 0 | 0 | 0 | 0 | 0
CT Fac. Spec. - SO2 Rate Annual Non-Title IV v3.1, Unit 5404 and retrofits | 377 | 2294 | Rate Constraint in lbs/MMBtu | FALSE | L | Annual | Allowances Withdrawn (n:1) | Thousand Tons | 0 | 0 | 0 | 0 | 0 | 0 | 0
CT Fac. Spec. - SO2 Rate Annual Non-Title IV v3.1, Unit 5404 and retrofits | 377 | 2294 | Rate Constraint in lbs/MMBtu | FALSE | L | Annual | Net Emissions Allowance Position | Thousand Tons | 0.16401 | 0.16401 | 0.16401 | 0.16401 | 0.16401 | 0.16401 | 0.16401
CT Fac. Spec. - SO2 Rate Annual Non-Title IV v3.1, Unit 5404 and retrofits | 377 | 2294 | Rate Constraint in lbs/MMBtu | FALSE | L | Annual | Fuel Consumed | TBtu | 3.7489 | 3.7489 | 3.7489 | 3.7489 | 3.7489 | 3.7489 | 3.7489
CT Fac. Spec. - SO2 Rate Annual Non-Title IV v3.1, Unit 5404 and retrofits | 377 | 2294 | Rate Constraint in lbs/MMBtu | FALSE | L | Annual | Rate | lb/MMBtu | 0.0875 | 0.0875 | 0.0875 | 0.0875 | 0.0875 | 0.0875 | 0.0875
CT Fac. Spec. - SO2 Rate Annual Non-Title IV v3.1, Unit 5404 and retrofits | 377 | 2294 | Rate Constraint in lbs/MMBtu | FALSE | L | Annual | Generation | TWh | 0.20268 | 0.20268 | 0.20268 | 0.20268 | 0.20268 | 0.20268 | 0.20268
CT Fac. Spec. - SO2 Rate Annual Non-Title IV v3.1, Unit 5404 and retrofits | 377 | 2294 | Rate Constraint in lbs/MMBtu | FALSE | L | Annual | Qualifying Generation | TWh | 0.20268 | 0.20268 | 0.20268 | 0.20268 | 0.20268 | 0.20268 | 0.20268
CT Fac. Spec. - SO2 Rate Annual Non-Title IV v3.1, Unit 5404 and retrofits | 377 | 2294 | Rate Constraint in lbs/MMBtu | FALSE | L | Annual | Rate | lb/MWh | 0.8092 | 0.8092 | 0.8092 | 0.8092 | 0.8092 | 0.8092 | 0.8092
CT Fac. Spec. - SO2 Rate Annual Non-Title IV v3.1, Unit 5404 and retrofits | 377 | 2294 | Rate Constraint in lbs/MMBtu | FALSE | L | Annual | Constraint Shadow Price | US2011$/Ton | 0 | 0 | 0 | 0 | 0 | 0 | 0
CT Fac. Spec. - SO2 Rate Annual Non-Title IV v3.1, Unit 5405 and retrofits | 378 | 2294 | Rate Constraint in lbs/MMBtu | FALSE | L | Annual | Seasons Included | Seasons | Winter, Summer | Winter, Summer | Winter, Summer | Winter, Summer | Winter, Summer | Winter, Summer | Winter, Summer
CT Fac. Spec. - SO2 Rate Annual Non-Title IV v3.1, Unit 5405 and retrofits | 378 | 2294 | Rate Constraint in lbs/MMBtu | FALSE | L | Annual | Standard | lb/MMBtu | 0.55 | 0.55 | 0.55 | 0.55 | 0.55 | 0.55 | 0.55
CT Fac. Spec. - SO2 Rate Annual Non-Title IV v3.1, Unit 5405 and retrofits | 378 | 2294 | Rate Constraint in lbs/MMBtu | FALSE | L | Annual | Emissions at Affected Plants SO2 | Thousand Tons | 0.016786 | 0.016786 | 0.016786 | 0.016786 | 0.016786 | 0.016786 | 0.016786
CT Fac. Spec. - SO2 Rate Annual Non-Title IV v3.1, Unit 5405 and retrofits | 378 | 2294 | Rate Constraint in lbs/MMBtu | FALSE | L | Annual | Allowances Purchased SO2 | Thousand Tons | 0 | 0 | 0 | 0 | 0 | 0 | 0
CT Fac. Spec. - SO2 Rate Annual Non-Title IV v3.1, Unit 5405 and retrofits | 378 | 2294 | Rate Constraint in lbs/MMBtu | FALSE | L | Annual | Allowances Sold SO2 | Thousand Tons | 0 | 0 | 0 | 0 | 0 | 0 | 0
CT Fac. Spec. - SO2 Rate Annual Non-Title IV v3.1, Unit 5405 and retrofits | 378 | 2294 | Rate Constraint in lbs/MMBtu | FALSE | L | Annual | Allowances Banked | Thousand Tons | 0 | 0 | 0 | 0 | 0 | 0 | 0
CT Fac. Spec. - SO2 Rate Annual Non-Title IV v3.1, Unit 5405 and retrofits | 378 | 2294 | Rate Constraint in lbs/MMBtu | FALSE | L | Annual | Allowances Withdrawn (1:1) | Thousand Tons | 0 | 0 | 0 | 0 | 0 | 0 | 0
CT Fac. Spec. - SO2 Rate Annual Non-Title IV v3.1, Unit 5405 and retrofits | 378 | 2294 | Rate Constraint in lbs/MMBtu | FALSE | L | Annual | Allowances Withdrawn (n:1) | Thousand Tons | 0 | 0 | 0 | 0 | 0 | 0 | 0
CT Fac. Spec. - SO2 Rate Annual Non-Title IV v3.1, Unit 5405 and retrofits | 378 | 2294 | Rate Constraint in lbs/MMBtu | FALSE | L | Annual | Net Emissions Allowance Position | Thousand Tons | 0.016786 | 0.016786 | 0.016786 | 0.016786 | 0.016786 | 0.016786 | 0.016786
CT Fac. Spec. - SO2 Rate Annual Non-Title IV v3.1, Unit 5405 and retrofits | 378 | 2294 | Rate Constraint in lbs/MMBtu | FALSE | L | Annual | Fuel Consumed | TBtu | 0.31972 | 0.31972 | 0.31972 | 0.31972 | 0.31972 | 0.31972 | 0.31972
CT Fac. Spec. - SO2 Rate Annual Non-Title IV v3.1, Unit 5405 and retrofits | 378 | 2294 | Rate Constraint in lbs/MMBtu | FALSE | L | Annual | Rate | lb/MMBtu | 0.105 | 0.105 | 0.105 | 0.105 | 0.105 | 0.105 | 0.105
CT Fac. Spec. - SO2 Rate Annual Non-Title IV v3.1, Unit 5405 and retrofits | 378 | 2294 | Rate Constraint in lbs/MMBtu | FALSE | L | Annual | Generation | TWh | 0.011535 | 0.011535 | 0.011535 | 0.011535 | 0.011535 | 0.011535 | 0.011535
CT Fac. Spec. - SO2 Rate Annual Non-Title IV v3.1, Unit 5405 and retrofits | 378 | 2294 | Rate Constraint in lbs/MMBtu | FALSE | L | Annual | Qualifying Generation | TWh | 0.011535 | 0.011535 | 0.011535 | 0.011535 | 0.011535 | 0.011535 | 0.011535
CT Fac. Spec. - SO2 Rate Annual Non-Title IV v3.1, Unit 5405 and retrofits | 378 | 2294 | Rate Constraint in lbs/MMBtu | FALSE | L | Annual | Rate | lb/MWh | 1.4552 | 1.4552 | 1.4552 | 1.4552 | 1.4552 | 1.4552 | 1.4552
CT Fac. Spec. - SO2 Rate Annual Non-Title IV v3.1, Unit 5405 and retrofits | 378 | 2294 | Rate Constraint in lbs/MMBtu | FALSE | L | Annual | Constraint Shadow Price | US2011$/Ton | 0 | 0 | 0 | 0 | 0 | 0 | 0
CT Fac. Spec. - SO2 Rate Annual Non-Title IV v3.1, Unit 5406 and retrofits | 379 | 2294 | Rate Constraint in lbs/MMBtu | FALSE | L | Annual | Seasons Included | Seasons | Winter, Summer | Winter, Summer | Winter, Summer | Winter, Summer | Winter, Summer | Winter, Summer | Winter, Summer
CT Fac. Spec. - SO2 Rate Annual Non-Title IV v3.1, Unit 5406 and retrofits | 379 | 2294 | Rate Constraint in lbs/MMBtu | FALSE | L | Annual | Standard | lb/MMBtu | 0.55 | 0.55 | 0.55 | 0.55 | 0.55 | 0.55 | 0.55
CT Fac. Spec. - SO2 Rate Annual Non-Title IV v3.1, Unit 5406 and retrofits | 379 | 2294 | Rate Constraint in lbs/MMBtu | FALSE | L | Annual | Emissions at Affected Plants SO2 | Thousand Tons | 0.033571 | 0.033571 | 0.033571 | 0.033571 | 0.033571 | 0.033571 | 0.033571
CT Fac. Spec. - SO2 Rate Annual Non-Title IV v3.1, Unit 5406 and retrofits | 379 | 2294 | Rate Constraint in lbs/MMBtu | FALSE | L | Annual | Allowances Purchased SO2 | Thousand Tons | 0 | 0 | 0 | 0 | 0 | 0 | 0
CT Fac. Spec. - SO2 Rate Annual Non-Title IV v3.1, Unit 5406 and retrofits | 379 | 2294 | Rate Constraint in lbs/MMBtu | FALSE | L | Annual | Allowances Sold SO2 | Thousand Tons | 0 | 0 | 0 | 0 | 0 | 0 | 0
CT Fac. Spec. - SO2 Rate Annual Non-Title IV v3.1, Unit 5406 and retrofits | 379 | 2294 | Rate Constraint in lbs/MMBtu | FALSE | L | Annual | Allowances Banked | Thousand Tons | 0 | 0 | 0 | 0 | 0 | 0 | 0
CT Fac. Spec. - SO2 Rate Annual Non-Title IV v3.1, Unit 5406 and retrofits | 379 | 2294 | Rate Constraint in lbs/MMBtu | FALSE | L | Annual | Allowances Withdrawn (1:1) | Thousand Tons | 0 | 0 | 0 | 0 | 0 | 0 | 0
CT Fac. Spec. - SO2 Rate Annual Non-Title IV v3.1, Unit 5406 and retrofits | 379 | 2294 | Rate Constraint in lbs/MMBtu | FALSE | L | Annual | Allowances Withdrawn (n:1) | Thousand Tons | 0 | 0 | 0 | 0 | 0 | 0 | 0
CT Fac. Spec. - SO2 Rate Annual Non-Title IV v3.1, Unit 5406 and retrofits | 379 | 2294 | Rate Constraint in lbs/MMBtu | FALSE | L | Annual | Net Emissions Allowance Position | Thousand Tons | 0.033571 | 0.033571 | 0.033571 | 0.033571 | 0.033571 | 0.033571 | 0.033571
CT Fac. Spec. - SO2 Rate Annual Non-Title IV v3.1, Unit 5406 and retrofits | 379 | 2294 | Rate Constraint in lbs/MMBtu | FALSE | L | Annual | Fuel Consumed | TBtu | 0.63945 | 0.63945 | 0.63945 | 0.63945 | 0.63945 | 0.63945 | 0.63945
CT Fac. Spec. - SO2 Rate Annual Non-Title IV v3.1, Unit 5406 and retrofits | 379 | 2294 | Rate Constraint in lbs/MMBtu | FALSE | L | Annual | Rate | lb/MMBtu | 0.105 | 0.105 | 0.105 | 0.105 | 0.105 | 0.105 | 0.105
CT Fac. Spec. - SO2 Rate Annual Non-Title IV v3.1, Unit 5406 and retrofits | 379 | 2294 | Rate Constraint in lbs/MMBtu | FALSE | L | Annual | Generation | TWh | 0.02307 | 0.02307 | 0.02307 | 0.02307 | 0.02307 | 0.02307 | 0.02307
CT Fac. Spec. - SO2 Rate Annual Non-Title IV v3.1, Unit 5406 and retrofits | 379 | 2294 | Rate Constraint in lbs/MMBtu | FALSE | L | Annual | Qualifying Generation | TWh | 0.02307 | 0.02307 | 0.02307 | 0.02307 | 0.02307 | 0.02307 | 0.02307
CT Fac. Spec. - SO2 Rate Annual Non-Title IV v3.1, Unit 5406 and retrofits | 379 | 2294 | Rate Constraint in lbs/MMBtu | FALSE | L | Annual | Rate | lb/MWh | 1.4552 | 1.4552 | 1.4552 | 1.4552 | 1.4552 | 1.4552 | 1.4552
CT Fac. Spec. - SO2 Rate Annual Non-Title IV v3.1, Unit 5406 and retrofits | 379 | 2294 | Rate Constraint in lbs/MMBtu | FALSE | L | Annual | Constraint Shadow Price | US2011$/Ton | 0 | 0 | 0 | 0 | 0 | 0 | 0
CT Fac. Spec. - SO2 Rate Annual Non-Title IV v3.1, Unit 5407 and retrofits | 380 | 2294 | Rate Constraint in lbs/MMBtu | FALSE | L | Annual | Seasons Included | Seasons | Winter, Summer | Winter, Summer | Winter, Summer | Winter, Summer | Winter, Summer | Winter, Summer | Winter, Summer
CT Fac. Spec. - SO2 Rate Annual Non-Title IV v3.1, Unit 5407 and retrofits | 380 | 2294 | Rate Constraint in lbs/MMBtu | FALSE | L | Annual | Standard | lb/MMBtu | 0.55 | 0.55 | 0.55 | 0.55 | 0.55 | 0.55 | 0.55
CT Fac. Spec. - SO2 Rate Annual Non-Title IV v3.1, Unit 5407 and retrofits | 380 | 2294 | Rate Constraint in lbs/MMBtu | FALSE | L | Annual | Emissions at Affected Plants SO2 | Thousand Tons | 0.059744 | 0.059744 | 0.059744 | 0.059744 | 0.059744 | 0.059744 | 0.059744
CT Fac. Spec. - SO2 Rate Annual Non-Title IV v3.1, Unit 5407 and retrofits | 380 | 2294 | Rate Constraint in lbs/MMBtu | FALSE | L | Annual | Allowances Purchased SO2 | Thousand Tons | 0 | 0 | 0 | 0 | 0 | 0 | 0
CT Fac. Spec. - SO2 Rate Annual Non-Title IV v3.1, Unit 5407 and retrofits | 380 | 2294 | Rate Constraint in lbs/MMBtu | FALSE | L | Annual | Allowances Sold SO2 | Thousand Tons | 0 | 0 | 0 | 0 | 0 | 0 | 0
CT Fac. Spec. - SO2 Rate Annual Non-Title IV v3.1, Unit 5407 and retrofits | 380 | 2294 | Rate Constraint in lbs/MMBtu | FALSE | L | Annual | Allowances Banked | Thousand Tons | 0 | 0 | 0 | 0 | 0 | 0 | 0
CT Fac. Spec. - SO2 Rate Annual Non-Title IV v3.1, Unit 5407 and retrofits | 380 | 2294 | Rate Constraint in lbs/MMBtu | FALSE | L | Annual | Allowances Withdrawn (1:1) | Thousand Tons | 0 | 0 | 0 | 0 | 0 | 0 | 0
CT Fac. Spec. - SO2 Rate Annual Non-Title IV v3.1, Unit 5407 and retrofits | 380 | 2294 | Rate Constraint in lbs/MMBtu | FALSE | L | Annual | Allowances Withdrawn (n:1) | Thousand Tons | 0 | 0 | 0 | 0 | 0 | 0 | 0
CT Fac. Spec. - SO2 Rate Annual Non-Title IV v3.1, Unit 5407 and retrofits | 380 | 2294 | Rate Constraint in lbs/MMBtu | FALSE | L | Annual | Net Emissions Allowance Position | Thousand Tons | 0.059744 | 0.059744 | 0.059744 | 0.059744 | 0.059744 | 0.059744 | 0.059744
CT Fac. Spec. - SO2 Rate Annual Non-Title IV v3.1, Unit 5407 and retrofits | 380 | 2294 | Rate Constraint in lbs/MMBtu | FALSE | L | Annual | Fuel Consumed | TBtu | 1.9572 | 1.9572 | 1.9572 | 1.9572 | 1.9572 | 1.9572 | 1.9572
CT Fac. Spec. - SO2 Rate Annual Non-Title IV v3.1, Unit 5407 and retrofits | 380 | 2294 | Rate Constraint in lbs/MMBtu | FALSE | L | Annual | Rate | lb/MMBtu | 0.06105 | 0.06105 | 0.06105 | 0.06105 | 0.06105 | 0.06105 | 0.06105
CT Fac. Spec. - SO2 Rate Annual Non-Title IV v3.1, Unit 5407 and retrofits | 380 | 2294 | Rate Constraint in lbs/MMBtu | FALSE | L | Annual | Generation | TWh | 0.13372 | 0.13372 | 0.13372 | 0.13372 | 0.13372 | 0.13372 | 0.13372
CT Fac. Spec. - SO2 Rate Annual Non-Title IV v3.1, Unit 5407 and retrofits | 380 | 2294 | Rate Constraint in lbs/MMBtu | FALSE | L | Annual | Qualifying Generation | TWh | 0.13372 | 0.13372 | 0.13372 | 0.13372 | 0.13372 | 0.13372 | 0.13372
CT Fac. Spec. - SO2 Rate Annual Non-Title IV v3.1, Unit 5407 and retrofits | 380 | 2294 | Rate Constraint in lbs/MMBtu | FALSE | L | Annual | Rate | lb/MWh | 0.44679 | 0.44679 | 0.44679 | 0.44679 | 0.44679 | 0.44679 | 0.44679
CT Fac. Spec. - SO2 Rate Annual Non-Title IV v3.1, Unit 5407 and retrofits | 380 | 2294 | Rate Constraint in lbs/MMBtu | FALSE | L | Annual | Constraint Shadow Price | US2011$/Ton | 0 | 0 | 0 | 0 | 0 | 0 | 0
CT Fac. Spec. - SO2 Rate Annual v3.1, Unit 1156 and retrofits | 381 | 1769 | Rate Constraint in lbs/MMBtu | FALSE | L | Annual | Seasons Included | Seasons | Winter, Summer | Winter, Summer | Winter, Summer | Winter, Summer | Winter, Summer | Winter, Summer | Winter, Summer
CT Fac. Spec. - SO2 Rate Annual v3.1, Unit 1156 and retrofits | 381 | 1769 | Rate Constraint in lbs/MMBtu | FALSE | L | Annual | Standard | lb/MMBtu | 0.33 | 0.33 | 0.33 | 0.33 | 0.33 | 0.33 | 0.33
CT Fac. Spec. - SO2 Rate Annual v3.1, Unit 1156 and retrofits | 381 | 1769 | Rate Constraint in lbs/MMBtu | FALSE | L | Annual | Emissions at Affected Plants SO2 | Thousand Tons | 0 | 0 | 0 | 0 | 0 | 0 | 0
CT Fac. Spec. - SO2 Rate Annual v3.1, Unit 1156 and retrofits | 381 | 1769 | Rate Constraint in lbs/MMBtu | FALSE | L | Annual | Allowances Purchased SO2 | Thousand Tons | 0 | 0 | 0 | 0 | 0 | 0 | 0
CT Fac. Spec. - SO2 Rate Annual v3.1, Unit 1156 and retrofits | 381 | 1769 | Rate Constraint in lbs/MMBtu | FALSE | L | Annual | Allowances Sold SO2 | Thousand Tons | 0 | 0 | 0 | 0 | 0 | 0 | 0
CT Fac. Spec. - SO2 Rate Annual v3.1, Unit 1156 and retrofits | 381 | 1769 | Rate Constraint in lbs/MMBtu | FALSE | L | Annual | Allowances Banked | Thousand Tons | 0 | 0 | 0 | 0 | 0 | 0 | 0
CT Fac. Spec. - SO2 Rate Annual v3.1, Unit 1156 and retrofits | 381 | 1769 | Rate Constraint in lbs/MMBtu | FALSE | L | Annual | Allowances Withdrawn (1:1) | Thousand Tons | 0 | 0 | 0 | 0 | 0 | 0 | 0
CT Fac. Spec. - SO2 Rate Annual v3.1, Unit 1156 and retrofits | 381 | 1769 | Rate Constraint in lbs/MMBtu | FALSE | L | Annual | Allowances Withdrawn (n:1) | Thousand Tons | 0 | 0 | 0 | 0 | 0 | 0 | 0
CT Fac. Spec. - SO2 Rate Annual v3.1, Unit 1156 and retrofits | 381 | 1769 | Rate Constraint in lbs/MMBtu | FALSE | L | Annual | Net Emissions Allowance Position | Thousand Tons | 0 | 0 | 0 | 0 | 0 | 0 | 0
CT Fac. Spec. - SO2 Rate Annual v3.1, Unit 1156 and retrofits | 381 | 1769 | Rate Constraint in lbs/MMBtu | FALSE | L | Annual | Fuel Consumed | TBtu | 0 | 0 | 0 | 0 | 0 | 0 | 0
CT Fac. Spec. - SO2 Rate Annual v3.1, Unit 1156 and retrofits | 381 | 1769 | Rate Constraint in lbs/MMBtu | FALSE | L | Annual | Rate | lb/MMBtu | 0 | 0 | 0 | 0 | 0 | 0 | 0
CT Fac. Spec. - SO2 Rate Annual v3.1, Unit 1156 and retrofits | 381 | 1769 | Rate Constraint in lbs/MMBtu | FALSE | L | Annual | Generation | TWh | 0 | 0 | 0 | 0 | 0 | 0 | 0
CT Fac. Spec. - SO2 Rate Annual v3.1, Unit 1156 and retrofits | 381 | 1769 | Rate Constraint in lbs/MMBtu | FALSE | L | Annual | Qualifying Generation | TWh | 0 | 0 | 0 | 0 | 0 | 0 | 0
CT Fac. Spec. - SO2 Rate Annual v3.1, Unit 1156 and retrofits | 381 | 1769 | Rate Constraint in lbs/MMBtu | FALSE | L | Annual | Rate | lb/MWh | 0 | 0 | 0 | 0 | 0 | 0 | 0
CT Fac. Spec. - SO2 Rate Annual v3.1, Unit 1156 and retrofits | 381 | 1769 | Rate Constraint in lbs/MMBtu | FALSE | L | Annual | Constraint Shadow Price | US2011$/Ton | 0 | 0 | 0 | 0 | 0 | 0 | 0
CT Fac. Spec. - SO2 Rate Annual v3.1, Unit 1157 and retrofits | 382 | 1769 | Rate Constraint in lbs/MMBtu | FALSE | L | Annual | Seasons Included | Seasons | Winter, Summer | Winter, Summer | Winter, Summer | Winter, Summer | Winter, Summer | Winter, Summer | Winter, Summer
CT Fac. Spec. - SO2 Rate Annual v3.1, Unit 1157 and retrofits | 382 | 1769 | Rate Constraint in lbs/MMBtu | FALSE | L | Annual | Standard | lb/MMBtu | 0.33 | 0.33 | 0.33 | 0.33 | 0.33 | 0.33 | 0.33
CT Fac. Spec. - SO2 Rate Annual v3.1, Unit 1157 and retrofits | 382 | 1769 | Rate Constraint in lbs/MMBtu | FALSE | L | Annual | Emissions at Affected Plants SO2 | Thousand Tons | 0 | 0 | 0 | 0 | 0 | 0 | 0
CT Fac. Spec. - SO2 Rate Annual v3.1, Unit 1157 and retrofits | 382 | 1769 | Rate Constraint in lbs/MMBtu | FALSE | L | Annual | Allowances Purchased SO2 | Thousand Tons | 0 | 0 | 0 | 0 | 0 | 0 | 0
CT Fac. Spec. - SO2 Rate Annual v3.1, Unit 1157 and retrofits | 382 | 1769 | Rate Constraint in lbs/MMBtu | FALSE | L | Annual | Allowances Sold SO2 | Thousand Tons | 0 | 0 | 0 | 0 | 0 | 0 | 0
CT Fac. Spec. - SO2 Rate Annual v3.1, Unit 1157 and retrofits | 382 | 1769 | Rate Constraint in lbs/MMBtu | FALSE | L | Annual | Allowances Banked | Thousand Tons | 0 | 0 | 0 | 0 | 0 | 0 | 0
CT Fac. Spec. - SO2 Rate Annual v3.1, Unit 1157 and retrofits | 382 | 1769 | Rate Constraint in lbs/MMBtu | FALSE | L | Annual | Allowances Withdrawn (1:1) | Thousand Tons | 0 | 0 | 0 | 0 | 0 | 0 | 0
CT Fac. Spec. - SO2 Rate Annual v3.1, Unit 1157 and retrofits | 382 | 1769 | Rate Constraint in lbs/MMBtu | FALSE | L | Annual | Allowances Withdrawn (n:1) | Thousand Tons | 0 | 0 | 0 | 0 | 0 | 0 | 0
CT Fac. Spec. - SO2 Rate Annual v3.1, Unit 1157 and retrofits | 382 | 1769 | Rate Constraint in lbs/MMBtu | FALSE | L | Annual | Net Emissions Allowance Position | Thousand Tons | 0 | 0 | 0 | 0 | 0 | 0 | 0
CT Fac. Spec. - SO2 Rate Annual v3.1, Unit 1157 and retrofits | 382 | 1769 | Rate Constraint in lbs/MMBtu | FALSE | L | Annual | Fuel Consumed | TBtu | 0 | 0 | 0 | 0 | 0 | 0 | 0
CT Fac. Spec. - SO2 Rate Annual v3.1, Unit 1157 and retrofits | 382 | 1769 | Rate Constraint in lbs/MMBtu | FALSE | L | Annual | Rate | lb/MMBtu | 0 | 0 | 0 | 0 | 0 | 0 | 0
CT Fac. Spec. - SO2 Rate Annual v3.1, Unit 1157 and retrofits | 382 | 1769 | Rate Constraint in lbs/MMBtu | FALSE | L | Annual | Generation | TWh | 0 | 0 | 0 | 0 | 0 | 0 | 0
CT Fac. Spec. - SO2 Rate Annual v3.1, Unit 1157 and retrofits | 382 | 1769 | Rate Constraint in lbs/MMBtu | FALSE | L | Annual | Qualifying Generation | TWh | 0 | 0 | 0 | 0 | 0 | 0 | 0
CT Fac. Spec. - SO2 Rate Annual v3.1, Unit 1157 and retrofits | 382 | 1769 | Rate Constraint in lbs/MMBtu | FALSE | L | Annual | Rate | lb/MWh | 0 | 0 | 0 | 0 | 0 | 0 | 0
CT Fac. Spec. - SO2 Rate Annual v3.1, Unit 1157 and retrofits | 382 | 1769 | Rate Constraint in lbs/MMBtu | FALSE | L | Annual | Constraint Shadow Price | US2011$/Ton | 0 | 0 | 0 | 0 | 0 | 0 | 0
CT Fac. Spec. - SO2 Rate Annual v3.1, Unit 1158 and retrofits | 383 | 1769 | Rate Constraint in lbs/MMBtu | FALSE | L | Annual | Seasons Included | Seasons | Winter, Summer | Winter, Summer | Winter, Summer | Winter, Summer | Winter, Summer | Winter, Summer | Winter, Summer
CT Fac. Spec. - SO2 Rate Annual v3.1, Unit 1158 and retrofits | 383 | 1769 | Rate Constraint in lbs/MMBtu | FALSE | L | Annual | Standard | lb/MMBtu | 0.33 | 0.33 | 0.33 | 0.33 | 0.33 | 0.33 | 0.33
CT Fac. Spec. - SO2 Rate Annual v3.1, Unit 1158 and retrofits | 383 | 1769 | Rate Constraint in lbs/MMBtu | FALSE | L | Annual | Emissions at Affected Plants SO2 | Thousand Tons | 0 | 0 | 0 | 0 | 0 | 0 | 0
CT Fac. Spec. - SO2 Rate Annual v3.1, Unit 1158 and retrofits | 383 | 1769 | Rate Constraint in lbs/MMBtu | FALSE | L | Annual | Allowances Purchased SO2 | Thousand Tons | 0 | 0 | 0 | 0 | 0 | 0 | 0
CT Fac. Spec. - SO2 Rate Annual v3.1, Unit 1158 and retrofits | 383 | 1769 | Rate Constraint in lbs/MMBtu | FALSE | L | Annual | Allowances Sold SO2 | Thousand Tons | 0 | 0 | 0 | 0 | 0 | 0 | 0
CT Fac. Spec. - SO2 Rate Annual v3.1, Unit 1158 and retrofits | 383 | 1769 | Rate Constraint in lbs/MMBtu | FALSE | L | Annual | Allowances Banked | Thousand Tons | 0 | 0 | 0 | 0 | 0 | 0 | 0
CT Fac. Spec. - SO2 Rate Annual v3.1, Unit 1158 and retrofits | 383 | 1769 | Rate Constraint in lbs/MMBtu | FALSE | L | Annual | Allowances Withdrawn (1:1) | Thousand Tons | 0 | 0 | 0 | 0 | 0 | 0 | 0
CT Fac. Spec. - SO2 Rate Annual v3.1, Unit 1158 and retrofits | 383 | 1769 | Rate Constraint in lbs/MMBtu | FALSE | L | Annual | Allowances Withdrawn (n:1) | Thousand Tons | 0 | 0 | 0 | 0 | 0 | 0 | 0
CT Fac. Spec. - SO2 Rate Annual v3.1, Unit 1158 and retrofits | 383 | 1769 | Rate Constraint in lbs/MMBtu | FALSE | L | Annual | Net Emissions Allowance Position | Thousand Tons | 0 | 0 | 0 | 0 | 0 | 0 | 0
CT Fac. Spec. - SO2 Rate Annual v3.1, Unit 1158 and retrofits | 383 | 1769 | Rate Constraint in lbs/MMBtu | FALSE | L | Annual | Fuel Consumed | TBtu | 0 | 0 | 0 | 0 | 0 | 0 | 0
CT Fac. Spec. - SO2 Rate Annual v3.1, Unit 1158 and retrofits | 383 | 1769 | Rate Constraint in lbs/MMBtu | FALSE | L | Annual | Rate | lb/MMBtu | 0 | 0 | 0 | 0 | 0 | 0 | 0
CT Fac. Spec. - SO2 Rate Annual v3.1, Unit 1158 and retrofits | 383 | 1769 | Rate Constraint in lbs/MMBtu | FALSE | L | Annual | Generation | TWh | 0 | 0 | 0 | 0 | 0 | 0 | 0
CT Fac. Spec. - SO2 Rate Annual v3.1, Unit 1158 and retrofits | 383 | 1769 | Rate Constraint in lbs/MMBtu | FALSE | L | Annual | Qualifying Generation | TWh | 0 | 0 | 0 | 0 | 0 | 0 | 0
CT Fac. Spec. - SO2 Rate Annual v3.1, Unit 1158 and retrofits | 383 | 1769 | Rate Constraint in lbs/MMBtu | FALSE | L | Annual | Rate | lb/MWh | 0 | 0 | 0 | 0 | 0 | 0 | 0
CT Fac. Spec. - SO2 Rate Annual v3.1, Unit 1158 and retrofits | 383 | 1769 | Rate Constraint in lbs/MMBtu | FALSE | L | Annual | Constraint Shadow Price | US2011$/Ton | 0 | 0 | 0 | 0 | 0 | 0 | 0
CT Fac. Spec. - SO2 Rate Annual v3.1, Unit 1184 and retrofits | 384 | 1769 | Rate Constraint in lbs/MMBtu | FALSE | L | Annual | Seasons Included | Seasons | Winter, Summer | Winter, Summer | Winter, Summer | Winter, Summer | Winter, Summer | Winter, Summer | Winter, Summer
CT Fac. Spec. - SO2 Rate Annual v3.1, Unit 1184 and retrofits | 384 | 1769 | Rate Constraint in lbs/MMBtu | FALSE | L | Annual | Standard | lb/MMBtu | 0.33 | 0.33 | 0.33 | 0.33 | 0.33 | 0.33 | 0.33
CT Fac. Spec. - SO2 Rate Annual v3.1, Unit 1184 and retrofits | 384 | 1769 | Rate Constraint in lbs/MMBtu | FALSE | L | Annual | Emissions at Affected Plants SO2 | Thousand Tons | 0 | 0 | 0 | 0 | 0 | 0 | 0
CT Fac. Spec. - SO2 Rate Annual v3.1, Unit 1184 and retrofits | 384 | 1769 | Rate Constraint in lbs/MMBtu | FALSE | L | Annual | Allowances Purchased SO2 | Thousand Tons | 0 | 0 | 0 | 0 | 0 | 0 | 0
CT Fac. Spec. - SO2 Rate Annual v3.1, Unit 1184 and retrofits | 384 | 1769 | Rate Constraint in lbs/MMBtu | FALSE | L | Annual | Allowances Sold SO2 | Thousand Tons | 0 | 0 | 0 | 0 | 0 | 0 | 0
CT Fac. Spec. - SO2 Rate Annual v3.1, Unit 1184 and retrofits | 384 | 1769 | Rate Constraint in lbs/MMBtu | FALSE | L | Annual | Allowances Banked | Thousand Tons | 0 | 0 | 0 | 0 | 0 | 0 | 0
CT Fac. Spec. - SO2 Rate Annual v3.1, Unit 1184 and retrofits | 384 | 1769 | Rate Constraint in lbs/MMBtu | FALSE | L | Annual | Allowances Withdrawn (1:1) | Thousand Tons | 0 | 0 | 0 | 0 | 0 | 0 | 0
CT Fac. Spec. - SO2 Rate Annual v3.1, Unit 1184 and retrofits | 384 | 1769 | Rate Constraint in lbs/MMBtu | FALSE | L | Annual | Allowances Withdrawn (n:1) | Thousand Tons | 0 | 0 | 0 | 0 | 0 | 0 | 0
CT Fac. Spec. - SO2 Rate Annual v3.1, Unit 1184 and retrofits | 384 | 1769 | Rate Constraint in lbs/MMBtu | FALSE | L | Annual | Net Emissions Allowance Position | Thousand Tons | 0 | 0 | 0 | 0 | 0 | 0 | 0
CT Fac. Spec. - SO2 Rate Annual v3.1, Unit 1184 and retrofits | 384 | 1769 | Rate Constraint in lbs/MMBtu | FALSE | L | Annual | Fuel Consumed | TBtu | 0.013224 | 0.013224 | 0.013224 | 0.067224 | 0.067224 | 0.067224 | 0.067224
CT Fac. Spec. - SO2 Rate Annual v3.1, Unit 1184 and retrofits | 384 | 1769 | Rate Constraint in lbs/MMBtu | FALSE | L | Annual | Rate | lb/MMBtu | 0 | 0 | 0 | 0 | 0 | 0 | 0
CT Fac. Spec. - SO2 Rate Annual v3.1, Unit 1184 and retrofits | 384 | 1769 | Rate Constraint in lbs/MMBtu | FALSE | L | Annual | Generation | TWh | 0.0012308 | 0.0012308 | 0.0012308 | 0.0062563 | 0.0062563 | 0.0062563 | 0.0062563
CT Fac. Spec. - SO2 Rate Annual v3.1, Unit 1184 and retrofits | 384 | 1769 | Rate Constraint in lbs/MMBtu | FALSE | L | Annual | Qualifying Generation | TWh | 0.0012308 | 0.0012308 | 0.0012308 | 0.0062563 | 0.0062563 | 0.0062563 | 0.0062563
CT Fac. Spec. - SO2 Rate Annual v3.1, Unit 1184 and retrofits | 384 | 1769 | Rate Constraint in lbs/MMBtu | FALSE | L | Annual | Rate | lb/MWh | 0 | 0 | 0 | 0 | 0 | 0 | 0
CT Fac. Spec. - SO2 Rate Annual v3.1, Unit 1184 and retrofits | 384 | 1769 | Rate Constraint in lbs/MMBtu | FALSE | L | Annual | Constraint Shadow Price | US2011$/Ton | 0 | 0 | 0 | 0 | 0 | 0 | 0
CT Fac. Spec. - SO2 Rate Annual v3.1, Unit 1185 and retrofits | 385 | 1769 | Rate Constraint in lbs/MMBtu | FALSE | L | Annual | Seasons Included | Seasons | Winter, Summer | Winter, Summer | Winter, Summer | Winter, Summer | Winter, Summer | Winter, Summer | Winter, Summer
CT Fac. Spec. - SO2 Rate Annual v3.1, Unit 1185 and retrofits | 385 | 1769 | Rate Constraint in lbs/MMBtu | FALSE | L | Annual | Standard | lb/MMBtu | 0.33 | 0.33 | 0.33 | 0.33 | 0.33 | 0.33 | 0.33
CT Fac. Spec. - SO2 Rate Annual v3.1, Unit 1185 and retrofits | 385 | 1769 | Rate Constraint in lbs/MMBtu | FALSE | L | Annual | Emissions at Affected Plants SO2 | Thousand Tons | 0 | 0 | 0 | 0 | 0 | 0 | 0
CT Fac. Spec. - SO2 Rate Annual v3.1, Unit 1185 and retrofits | 385 | 1769 | Rate Constraint in lbs/MMBtu | FALSE | L | Annual | Allowances Purchased SO2 | Thousand Tons | 0 | 0 | 0 | 0 | 0 | 0 | 0
CT Fac. Spec. - SO2 Rate Annual v3.1, Unit 1185 and retrofits | 385 | 1769 | Rate Constraint in lbs/MMBtu | FALSE | L | Annual | Allowances Sold SO2 | Thousand Tons | 0 | 0 | 0 | 0 | 0 | 0 | 0
CT Fac. Spec. - SO2 Rate Annual v3.1, Unit 1185 and retrofits | 385 | 1769 | Rate Constraint in lbs/MMBtu | FALSE | L | Annual | Allowances Banked | Thousand Tons | 0 | 0 | 0 | 0 | 0 | 0 | 0
CT Fac. Spec. - SO2 Rate Annual v3.1, Unit 1185 and retrofits | 385 | 1769 | Rate Constraint in lbs/MMBtu | FALSE | L | Annual | Allowances Withdrawn (1:1) | Thousand Tons | 0 | 0 | 0 | 0 | 0 | 0 | 0
CT Fac. Spec. - SO2 Rate Annual v3.1, Unit 1185 and retrofits | 385 | 1769 | Rate Constraint in lbs/MMBtu | FALSE | L | Annual | Allowances Withdrawn (n:1) | Thousand Tons | 0 | 0 | 0 | 0 | 0 | 0 | 0
CT Fac. Spec. - SO2 Rate Annual v3.1, Unit 1185 and retrofits | 385 | 1769 | Rate Constraint in lbs/MMBtu | FALSE | L | Annual | Net Emissions Allowance Position | Thousand Tons | 0 | 0 | 0 | 0 | 0 | 0 | 0
CT Fac. Spec. - SO2 Rate Annual v3.1, Unit 1185 and retrofits | 385 | 1769 | Rate Constraint in lbs/MMBtu | FALSE | L | Annual | Fuel Consumed | TBtu | 0.013224 | 0.013224 | 0.013224 | 0.067224 | 0.067224 | 0.067224 | 0.067224
CT Fac. Spec. - SO2 Rate Annual v3.1, Unit 1185 and retrofits | 385 | 1769 | Rate Constraint in lbs/MMBtu | FALSE | L | Annual | Rate | lb/MMBtu | 0 | 0 | 0 | 0 | 0 | 0 | 0
CT Fac. Spec. - SO2 Rate Annual v3.1, Unit 1185 and retrofits | 385 | 1769 | Rate Constraint in lbs/MMBtu | FALSE | L | Annual | Generation | TWh | 0.0012308 | 0.0012308 | 0.0012308 | 0.0062563 | 0.0062563 | 0.0062563 | 0.0062563
CT Fac. Spec. - SO2 Rate Annual v3.1, Unit 1185 and retrofits | 385 | 1769 | Rate Constraint in lbs/MMBtu | FALSE | L | Annual | Qualifying Generation | TWh | 0.0012308 | 0.0012308 | 0.0012308 | 0.0062563 | 0.0062563 | 0.0062563 | 0.0062563
CT Fac. Spec. - SO2 Rate Annual v3.1, Unit 1185 and retrofits | 385 | 1769 | Rate Constraint in lbs/MMBtu | FALSE | L | Annual | Rate | lb/MWh | 0 | 0 | 0 | 0 | 0 | 0 | 0
CT Fac. Spec. - SO2 Rate Annual v3.1, Unit 1185 and retrofits | 385 | 1769 | Rate Constraint in lbs/MMBtu | FALSE | L | Annual | Constraint Shadow Price | US2011$/Ton | 0 | 0 | 0 | 0 | 0 | 0 | 0
CT Fac. Spec. - SO2 Rate Annual v3.1, Unit 1186 and retrofits | 386 | 1769 | Rate Constraint in lbs/MMBtu | FALSE | L | Annual | Seasons Included | Seasons | Winter, Summer | Winter, Summer | Winter, Summer | Winter, Summer | Winter, Summer | Winter, Summer | Winter, Summer
CT Fac. Spec. - SO2 Rate Annual v3.1, Unit 1186 and retrofits | 386 | 1769 | Rate Constraint in lbs/MMBtu | FALSE | L | Annual | Standard | lb/MMBtu | 0.33 | 0.33 | 0.33 | 0.33 | 0.33 | 0.33 | 0.33
CT Fac. Spec. - SO2 Rate Annual v3.1, Unit 1186 and retrofits | 386 | 1769 | Rate Constraint in lbs/MMBtu | FALSE | L | Annual | Emissions at Affected Plants SO2 | Thousand Tons | 0 | 0 | 0 | 0 | 0 | 0 | 0
CT Fac. Spec. - SO2 Rate Annual v3.1, Unit 1186 and retrofits | 386 | 1769 | Rate Constraint in lbs/MMBtu | FALSE | L | Annual | Allowances Purchased SO2 | Thousand Tons | 0 | 0 | 0 | 0 | 0 | 0 | 0
CT Fac. Spec. - SO2 Rate Annual v3.1, Unit 1186 and retrofits | 386 | 1769 | Rate Constraint in lbs/MMBtu | FALSE | L | Annual | Allowances Sold SO2 | Thousand Tons | 0 | 0 | 0 | 0 | 0 | 0 | 0
CT Fac. Spec. - SO2 Rate Annual v3.1, Unit 1186 and retrofits | 386 | 1769 | Rate Constraint in lbs/MMBtu | FALSE | L | Annual | Allowances Banked | Thousand Tons | 0 | 0 | 0 | 0 | 0 | 0 | 0
CT Fac. Spec. - SO2 Rate Annual v3.1, Unit 1186 and retrofits | 386 | 1769 | Rate Constraint in lbs/MMBtu | FALSE | L | Annual | Allowances Withdrawn (1:1) | Thousand Tons | 0 | 0 | 0 | 0 | 0 | 0 | 0
CT Fac. Spec. - SO2 Rate Annual v3.1, Unit 1186 and retrofits | 386 | 1769 | Rate Constraint in lbs/MMBtu | FALSE | L | Annual | Allowances Withdrawn (n:1) | Thousand Tons | 0 | 0 | 0 | 0 | 0 | 0 | 0
CT Fac. Spec. - SO2 Rate Annual v3.1, Unit 1186 and retrofits | 386 | 1769 | Rate Constraint in lbs/MMBtu | FALSE | L | Annual | Net Emissions Allowance Position | Thousand Tons | 0 | 0 | 0 | 0 | 0 | 0 | 0
CT Fac. Spec. - SO2 Rate Annual v3.1, Unit 1186 and retrofits | 386 | 1769 | Rate Constraint in lbs/MMBtu | FALSE | L | Annual | Fuel Consumed | TBtu | 0.026449 | 0.026449 | 0.026449 | 0.13445 | 0.13445 | 0.13445 | 0.13445
CT Fac. Spec. - SO2 Rate Annual v3.1, Unit 1186 and retrofits | 386 | 1769 | Rate Constraint in lbs/MMBtu | FALSE | L | Annual | Rate | lb/MMBtu | 0 | 0 | 0 | 0 | 0 | 0 | 0
CT Fac. Spec. - SO2 Rate Annual v3.1, Unit 1186 and retrofits | 386 | 1769 | Rate Constraint in lbs/MMBtu | FALSE | L | Annual | Generation | TWh | 0.0024615 | 0.0024615 | 0.0024615 | 0.012513 | 0.012513 | 0.012513 | 0.012513
CT Fac. Spec. - SO2 Rate Annual v3.1, Unit 1186 and retrofits | 386 | 1769 | Rate Constraint in lbs/MMBtu | FALSE | L | Annual | Qualifying Generation | TWh | 0.0024615 | 0.0024615 | 0.0024615 | 0.012513 | 0.012513 | 0.012513 | 0.012513
CT Fac. Spec. - SO2 Rate Annual v3.1, Unit 1186 and retrofits | 386 | 1769 | Rate Constraint in lbs/MMBtu | FALSE | L | Annual | Rate | lb/MWh | 0 | 0 | 0 | 0 | 0 | 0 | 0
CT Fac. Spec. - SO2 Rate Annual v3.1, Unit 1186 and retrofits | 386 | 1769 | Rate Constraint in lbs/MMBtu | FALSE | L | Annual | Constraint Shadow Price | US2011$/Ton | 0 | 0 | 0 | 0 | 0 | 0 | 0
CT Fac. Spec. - SO2 Rate Annual v3.1, Unit 1187 and retrofits | 387 | 1769 | Rate Constraint in lbs/MMBtu | FALSE | L | Annual | Seasons Included | Seasons | Winter, Summer | Winter, Summer | Winter, Summer | Winter, Summer | Winter, Summer | Winter, Summer | Winter, Summer
CT Fac. Spec. - SO2 Rate Annual v3.1, Unit 1187 and retrofits | 387 | 1769 | Rate Constraint in lbs/MMBtu | FALSE | L | Annual | Standard | lb/MMBtu | 0.33 | 0.33 | 0.33 | 0.33 | 0.33 | 0.33 | 0.33
CT Fac. Spec. - SO2 Rate Annual v3.1, Unit 1187 and retrofits | 387 | 1769 | Rate Constraint in lbs/MMBtu | FALSE | L | Annual | Emissions at Affected Plants SO2 | Thousand Tons | 0 | 0 | 0 | 0 | 0 | 0 | 0
CT Fac. Spec. - SO2 Rate Annual v3.1, Unit 1187 and retrofits | 387 | 1769 | Rate Constraint in lbs/MMBtu | FALSE | L | Annual | Allowances Purchased SO2 | Thousand Tons | 0 | 0 | 0 | 0 | 0 | 0 | 0
CT Fac. Spec. - SO2 Rate Annual v3.1, Unit 1187 and retrofits | 387 | 1769 | Rate Constraint in lbs/MMBtu | FALSE | L | Annual | Allowances Sold SO2 | Thousand Tons | 0 | 0 | 0 | 0 | 0 | 0 | 0
CT Fac. Spec. - SO2 Rate Annual v3.1, Unit 1187 and retrofits | 387 | 1769 | Rate Constraint in lbs/MMBtu | FALSE | L | Annual | Allowances Banked | Thousand Tons | 0 | 0 | 0 | 0 | 0 | 0 | 0
CT Fac. Spec. - SO2 Rate Annual v3.1, Unit 1187 and retrofits | 387 | 1769 | Rate Constraint in lbs/MMBtu | FALSE | L | Annual | Allowances Withdrawn (1:1) | Thousand Tons | 0 | 0 | 0 | 0 | 0 | 0 | 0
CT Fac. Spec. - SO2 Rate Annual v3.1, Unit 1187 and retrofits | 387 | 1769 | Rate Constraint in lbs/MMBtu | FALSE | L | Annual | Allowances Withdrawn (n:1) | Thousand Tons | 0 | 0 | 0 | 0 | 0 | 0 | 0
CT Fac. Spec. - SO2 Rate Annual v3.1, Unit 1187 and retrofits | 387 | 1769 | Rate Constraint in lbs/MMBtu | FALSE | L | Annual | Net Emissions Allowance Position | Thousand Tons | 0 | 0 | 0 | 0 | 0 | 0 | 0
CT Fac. Spec. - SO2 Rate Annual v3.1, Unit 1187 and retrofits | 387 | 1769 | Rate Constraint in lbs/MMBtu | FALSE | L | Annual | Fuel Consumed | TBtu | 0.013224 | 0.013224 | 0.013224 | 0.067224 | 0.067224 | 0.067224 | 0.067224
CT Fac. Spec. - SO2 Rate Annual v3.1, Unit 1187 and retrofits | 387 | 1769 | Rate Constraint in lbs/MMBtu | FALSE | L | Annual | Rate | lb/MMBtu | 0 | 0 | 0 | 0 | 0 | 0 | 0
CT Fac. Spec. - SO2 Rate Annual v3.1, Unit 1187 and retrofits | 387 | 1769 | Rate Constraint in lbs/MMBtu | FALSE | L | Annual | Generation | TWh | 0.0012308 | 0.0012308 | 0.0012308 | 0.0062563 | 0.0062563 | 0.0062563 | 0.0062563
CT Fac. Spec. - SO2 Rate Annual v3.1, Unit 1187 and retrofits | 387 | 1769 | Rate Constraint in lbs/MMBtu | FALSE | L | Annual | Qualifying Generation | TWh | 0.0012308 | 0.0012308 | 0.0012308 | 0.0062563 | 0.0062563 | 0.0062563 | 0.0062563
CT Fac. Spec. - SO2 Rate Annual v3.1, Unit 1187 and retrofits | 387 | 1769 | Rate Constraint in lbs/MMBtu | FALSE | L | Annual | Rate | lb/MWh | 0 | 0 | 0 | 0 | 0 | 0 | 0
CT Fac. Spec. - SO2 Rate Annual v3.1, Unit 1187 and retrofits | 387 | 1769 | Rate Constraint in lbs/MMBtu | FALSE | L | Annual | Constraint Shadow Price | US2011$/Ton | 0 | 0 | 0 | 0 | 0 | 0 | 0
CT Fac. Spec. - SO2 Rate Annual v3.1, Unit 1193 and retrofits | 388 | 1769 | Rate Constraint in lbs/MMBtu | FALSE | L | Annual | Seasons Included | Seasons | Winter, Summer | Winter, Summer | Winter, Summer | Winter, Summer | Winter, Summer | Winter, Summer | Winter, Summer
CT Fac. Spec. - SO2 Rate Annual v3.1, Unit 1193 and retrofits | 388 | 1769 | Rate Constraint in lbs/MMBtu | FALSE | L | Annual | Standard | lb/MMBtu | 0.33 | 0.33 | 0.33 | 0.33 | 0.33 | 0.33 | 0.33
CT Fac. Spec. - SO2 Rate Annual v3.1, Unit 1193 and retrofits | 388 | 1769 | Rate Constraint in lbs/MMBtu | FALSE | L | Annual | Emissions at Affected Plants SO2 | Thousand Tons | 0 | 0 | 0 | 0 | 0 | 0 | 0
CT Fac. Spec. - SO2 Rate Annual v3.1, Unit 1193 and retrofits | 388 | 1769 | Rate Constraint in lbs/MMBtu | FALSE | L | Annual | Allowances Purchased SO2 | Thousand Tons | 0 | 0 | 0 | 0 | 0 | 0 | 0
CT Fac. Spec. - SO2 Rate Annual v3.1, Unit 1193 and retrofits | 388 | 1769 | Rate Constraint in lbs/MMBtu | FALSE | L | Annual | Allowances Sold SO2 | Thousand Tons | 0 | 0 | 0 | 0 | 0 | 0 | 0
CT Fac. Spec. - SO2 Rate Annual v3.1, Unit 1193 and retrofits | 388 | 1769 | Rate Constraint in lbs/MMBtu | FALSE | L | Annual | Allowances Banked | Thousand Tons | 0 | 0 | 0 | 0 | 0 | 0 | 0
CT Fac. Spec. - SO2 Rate Annual v3.1, Unit 1193 and retrofits | 388 | 1769 | Rate Constraint in lbs/MMBtu | FALSE | L | Annual | Allowances Withdrawn (1:1) | Thousand Tons | 0 | 0 | 0 | 0 | 0 | 0 | 0
CT Fac. Spec. - SO2 Rate Annual v3.1, Unit 1193 and retrofits | 388 | 1769 | Rate Constraint in lbs/MMBtu | FALSE | L | Annual | Allowances Withdrawn (n:1) | Thousand Tons | 0 | 0 | 0 | 0 | 0 | 0 | 0
CT Fac. Spec. - SO2 Rate Annual v3.1, Unit 1193 and retrofits | 388 | 1769 | Rate Constraint in lbs/MMBtu | FALSE | L | Annual | Net Emissions Allowance Position | Thousand Tons | 0 | 0 | 0 | 0 | 0 | 0 | 0
CT Fac. Spec. - SO2 Rate Annual v3.1, Unit 1193 and retrofits | 388 | 1769 | Rate Constraint in lbs/MMBtu | FALSE | L | Annual | Fuel Consumed | TBtu | 0.034029 | 0.034029 | 0.034029 | 0.17298 | 0.14364 | 0.17298 | 0.17298
CT Fac. Spec. - SO2 Rate Annual v3.1, Unit 1193 and retrofits | 388 | 1769 | Rate Constraint in lbs/MMBtu | FALSE | L | Annual | Rate | lb/MMBtu | 0 | 0 | 0 | 0 | 0 | 0 | 0
CT Fac. Spec. - SO2 Rate Annual v3.1, Unit 1193 and retrofits | 388 | 1769 | Rate Constraint in lbs/MMBtu | FALSE | L | Annual | Generation | TWh | 0.003167 | 0.003167 | 0.003167 | 0.016099 | 0.013368 | 0.016099 | 0.016099
CT Fac. Spec. - SO2 Rate Annual v3.1, Unit 1193 and retrofits | 388 | 1769 | Rate Constraint in lbs/MMBtu | FALSE | L | Annual | Qualifying Generation | TWh | 0.003167 | 0.003167 | 0.003167 | 0.016099 | 0.013368 | 0.016099 | 0.016099
CT Fac. Spec. - SO2 Rate Annual v3.1, Unit 1193 and retrofits | 388 | 1769 | Rate Constraint in lbs/MMBtu | FALSE | L | Annual | Rate | lb/MWh | 0 | 0 | 0 | 0 | 0 | 0 | 0
CT Fac. Spec. - SO2 Rate Annual v3.1, Unit 1193 and retrofits | 388 | 1769 | Rate Constraint in lbs/MMBtu | FALSE | L | Annual | Constraint Shadow Price | US2011$/Ton | 0 | 0 | 0 | 0 | 0 | 0 | 0
CT Fac. Spec. - SO2 Rate Annual v3.1, Unit 1194 and retrofits | 389 | 1769 | Rate Constraint in lbs/MMBtu | FALSE | L | Annual | Seasons Included | Seasons | Winter, Summer | Winter, Summer | Winter, Summer | Winter, Summer | Winter, Summer | Winter, Summer | Winter, Summer
CT Fac. Spec. - SO2 Rate Annual v3.1, Unit 1194 and retrofits | 389 | 1769 | Rate Constraint in lbs/MMBtu | FALSE | L | Annual | Standard | lb/MMBtu | 0.33 | 0.33 | 0.33 | 0.33 | 0.33 | 0.33 | 0.33
CT Fac. Spec. - SO2 Rate Annual v3.1, Unit 1194 and retrofits | 389 | 1769 | Rate Constraint in lbs/MMBtu | FALSE | L | Annual | Emissions at Affected Plants SO2 | Thousand Tons | 0 | 0 | 0 | 0 | 0 | 0 | 0
CT Fac. Spec. - SO2 Rate Annual v3.1, Unit 1194 and retrofits | 389 | 1769 | Rate Constraint in lbs/MMBtu | FALSE | L | Annual | Allowances Purchased SO2 | Thousand Tons | 0 | 0 | 0 | 0 | 0 | 0 | 0
CT Fac. Spec. - SO2 Rate Annual v3.1, Unit 1194 and retrofits | 389 | 1769 | Rate Constraint in lbs/MMBtu | FALSE | L | Annual | Allowances Sold SO2 | Thousand Tons | 0 | 0 | 0 | 0 | 0 | 0 | 0
CT Fac. Spec. - SO2 Rate Annual v3.1, Unit 1194 and retrofits | 389 | 1769 | Rate Constraint in lbs/MMBtu | FALSE | L | Annual | Allowances Banked | Thousand Tons | 0 | 0 | 0 | 0 | 0 | 0 | 0
CT Fac. Spec. - SO2 Rate Annual v3.1, Unit 1194 and retrofits | 389 | 1769 | Rate Constraint in lbs/MMBtu | FALSE | L | Annual | Allowances Withdrawn (1:1) | Thousand Tons | 0 | 0 | 0 | 0 | 0 | 0 | 0
CT Fac. Spec. - SO2 Rate Annual v3.1, Unit 1194 and retrofits | 389 | 1769 | Rate Constraint in lbs/MMBtu | FALSE | L | Annual | Allowances Withdrawn (n:1) | Thousand Tons | 0 | 0 | 0 | 0 | 0 | 0 | 0
CT Fac. Spec. - SO2 Rate Annual v3.1, Unit 1194 and retrofits | 389 | 1769 | Rate Constraint in lbs/MMBtu | FALSE | L | Annual | Net Emissions Allowance Position | Thousand Tons | 0 | 0 | 0 | 0 | 0 | 0 | 0
CT Fac. Spec. - SO2 Rate Annual v3.1, Unit 1194 and retrofits | 389 | 1769 | Rate Constraint in lbs/MMBtu | FALSE | L | Annual | Fuel Consumed | TBtu | 0.033409 | 0.033409 | 0.033409 | 0.16983 | 0.16983 | 0.16983 | 0.16983
CT Fac. Spec. - SO2 Rate Annual v3.1, Unit 1194 and retrofits | 389 | 1769 | Rate Constraint in lbs/MMBtu | FALSE | L | Annual | Rate | lb/MMBtu | 0 | 0 | 0 | 0 | 0 | 0 | 0
CT Fac. Spec. - SO2 Rate Annual v3.1, Unit 1194 and retrofits | 389 | 1769 | Rate Constraint in lbs/MMBtu | FALSE | L | Annual | Generation | TWh | 0.0031093 | 0.0031093 | 0.0031093 | 0.015805 | 0.015805 | 0.015805 | 0.015805
CT Fac. Spec. - SO2 Rate Annual v3.1, Unit 1194 and retrofits | 389 | 1769 | Rate Constraint in lbs/MMBtu | FALSE | L | Annual | Qualifying Generation | TWh | 0.0031093 | 0.0031093 | 0.0031093 | 0.015805 | 0.015805 | 0.015805 | 0.015805
CT Fac. Spec. - SO2 Rate Annual v3.1, Unit 1194 and retrofits | 389 | 1769 | Rate Constraint in lbs/MMBtu | FALSE | L | Annual | Rate | lb/MWh | 0 | 0 | 0 | 0 | 0 | 0 | 0
CT Fac. Spec. - SO2 Rate Annual v3.1, Unit 1194 and retrofits | 389 | 1769 | Rate Constraint in lbs/MMBtu | FALSE | L | Annual | Constraint Shadow Price | US2011$/Ton | 0 | 0 | 0 | 0 | 0 | 0 | 0
CT Fac. Spec. - SO2 Rate Annual v3.1, Unit 1195 and retrofits | 390 | 1769 | Rate Constraint in lbs/MMBtu | FALSE | L | Annual | Seasons Included | Seasons | Winter, Summer | Winter, Summer | Winter, Summer | Winter, Summer | Winter, Summer | Winter, Summer | Winter, Summer
CT Fac. Spec. - SO2 Rate Annual v3.1, Unit 1195 and retrofits | 390 | 1769 | Rate Constraint in lbs/MMBtu | FALSE | L | Annual | Standard | lb/MMBtu | 0.33 | 0.33 | 0.33 | 0.33 | 0.33 | 0.33 | 0.33
CT Fac. Spec. - SO2 Rate Annual v3.1, Unit 1195 and retrofits | 390 | 1769 | Rate Constraint in lbs/MMBtu | FALSE | L | Annual | Emissions at Affected Plants SO2 | Thousand Tons | 0 | 0 | 0 | 0 | 0 | 0 | 0
CT Fac. Spec. - SO2 Rate Annual v3.1, Unit 1195 and retrofits | 390 | 1769 | Rate Constraint in lbs/MMBtu | FALSE | L | Annual | Allowances Purchased SO2 | Thousand Tons | 0 | 0 | 0 | 0 | 0 | 0 | 0
CT Fac. Spec. - SO2 Rate Annual v3.1, Unit 1195 and retrofits | 390 | 1769 | Rate Constraint in lbs/MMBtu | FALSE | L | Annual | Allowances Sold SO2 | Thousand Tons | 0 | 0 | 0 | 0 | 0 | 0 | 0
CT Fac. Spec. - SO2 Rate Annual v3.1, Unit 1195 and retrofits | 390 | 1769 | Rate Constraint in lbs/MMBtu | FALSE | L | Annual | Allowances Banked | Thousand Tons | 0 | 0 | 0 | 0 | 0 | 0 | 0
CT Fac. Spec. - SO2 Rate Annual v3.1, Unit 1195 and retrofits | 390 | 1769 | Rate Constraint in lbs/MMBtu | FALSE | L | Annual | Allowances Withdrawn (1:1) | Thousand Tons | 0 | 0 | 0 | 0 | 0 | 0 | 0
CT Fac. Spec. - SO2 Rate Annual v3.1, Unit 1195 and retrofits | 390 | 1769 | Rate Constraint in lbs/MMBtu | FALSE | L | Annual | Allowances Withdrawn (n:1) | Thousand Tons | 0 | 0 | 0 | 0 | 0 | 0 | 0
CT Fac. Spec. - SO2 Rate Annual v3.1, Unit 1195 and retrofits | 390 | 1769 | Rate Constraint in lbs/MMBtu | FALSE | L | Annual | Net Emissions Allowance Position | Thousand Tons | 0 | 0 | 0 | 0 | 0 | 0 | 0
CT Fac. Spec. - SO2 Rate Annual v3.1, Unit 1195 and retrofits | 390 | 1769 | Rate Constraint in lbs/MMBtu | FALSE | L | Annual | Fuel Consumed | TBtu | 0.016705 | 0.016705 | 0.016705 | 0.084915 | 0.084915 | 0.084915 | 0.084915
CT Fac. Spec. - SO2 Rate Annual v3.1, Unit 1195 and retrofits | 390 | 1769 | Rate Constraint in lbs/MMBtu | FALSE | L | Annual | Rate | lb/MMBtu | 0 | 0 | 0 | 0 | 0 | 0 | 0
CT Fac. Spec. - SO2 Rate Annual v3.1, Unit 1195 and retrofits | 390 | 1769 | Rate Constraint in lbs/MMBtu | FALSE | L | Annual | Generation | TWh | 0.0015546 | 0.0015546 | 0.0015546 | 0.0079027 | 0.0079027 | 0.0079027 | 0.0079027
CT Fac. Spec. - SO2 Rate Annual v3.1, Unit 1195 and retrofits | 390 | 1769 | Rate Constraint in lbs/MMBtu | FALSE | L | Annual | Qualifying Generation | TWh | 0.0015546 | 0.0015546 | 0.0015546 | 0.0079027 | 0.0079027 | 0.0079027 | 0.0079027
CT Fac. Spec. - SO2 Rate Annual v3.1, Unit 1195 and retrofits | 390 | 1769 | Rate Constraint in lbs/MMBtu | FALSE | L | Annual | Rate | lb/MWh | 0 | 0 | 0 | 0 | 0 | 0 | 0
CT Fac. Spec. - SO2 Rate Annual v3.1, Unit 1195 and retrofits | 390 | 1769 | Rate Constraint in lbs/MMBtu | FALSE | L | Annual | Constraint Shadow Price | US2011$/Ton | 0 | 0 | 0 | 0 | 0 | 0 | 0
CT Fac. Spec. - SO2 Rate Annual v3.1, Unit 1196 and retrofits | 391 | 1769 | Rate Constraint in lbs/MMBtu | FALSE | L | Annual | Seasons Included | Seasons | Winter, Summer | Winter, Summer | Winter, Summer | Winter, Summer | Winter, Summer | Winter, Summer | Winter, Summer
CT Fac. Spec. - SO2 Rate Annual v3.1, Unit 1196 and retrofits | 391 | 1769 | Rate Constraint in lbs/MMBtu | FALSE | L | Annual | Standard | lb/MMBtu | 0.33 | 0.33 | 0.33 | 0.33 | 0.33 | 0.33 | 0.33
CT Fac. Spec. - SO2 Rate Annual v3.1, Unit 1196 and retrofits | 391 | 1769 | Rate Constraint in lbs/MMBtu | FALSE | L | Annual | Emissions at Affected Plants SO2 | Thousand Tons | 0 | 0 | 0 | 0 | 0 | 0 | 0
CT Fac. Spec. - SO2 Rate Annual v3.1, Unit 1196 and retrofits | 391 | 1769 | Rate Constraint in lbs/MMBtu | FALSE | L | Annual | Allowances Purchased SO2 | Thousand Tons | 0 | 0 | 0 | 0 | 0 | 0 | 0
CT Fac. Spec. - SO2 Rate Annual v3.1, Unit 1196 and retrofits | 391 | 1769 | Rate Constraint in lbs/MMBtu | FALSE | L | Annual | Allowances Sold SO2 | Thousand Tons | 0 | 0 | 0 | 0 | 0 | 0 | 0
CT Fac. Spec. - SO2 Rate Annual v3.1, Unit 1196 and retrofits | 391 | 1769 | Rate Constraint in lbs/MMBtu | FALSE | L | Annual | Allowances Banked | Thousand Tons | 0 | 0 | 0 | 0 | 0 | 0 | 0
CT Fac. Spec. - SO2 Rate Annual v3.1, Unit 1196 and retrofits | 391 | 1769 | Rate Constraint in lbs/MMBtu | FALSE | L | Annual | Allowances Withdrawn (1:1) | Thousand Tons | 0 | 0 | 0 | 0 | 0 | 0 | 0
CT Fac. Spec. - SO2 Rate Annual v3.1, Unit 1196 and retrofits | 391 | 1769 | Rate Constraint in lbs/MMBtu | FALSE | L | Annual | Allowances Withdrawn (n:1) | Thousand Tons | 0 | 0 | 0 | 0 | 0 | 0 | 0
CT Fac. Spec. - SO2 Rate Annual v3.1, Unit 1196 and retrofits | 391 | 1769 | Rate Constraint in lbs/MMBtu | FALSE | L | Annual | Net Emissions Allowance Position | Thousand Tons | 0 | 0 | 0 | 0 | 0 | 0 | 0
CT Fac. Spec. - SO2 Rate Annual v3.1, Unit 1196 and retrofits | 391 | 1769 | Rate Constraint in lbs/MMBtu | FALSE | L | Annual | Fuel Consumed | TBtu | 0 | 0.04351 | 0.04351 | 0.04351 | 0.04351 | 0.22117 | 0.22117
CT Fac. Spec. - SO2 Rate Annual v3.1, Unit 1196 and retrofits | 391 | 1769 | Rate Constraint in lbs/MMBtu | FALSE | L | Annual | Rate | lb/MMBtu | 0 | 0 | 0 | 0 | 0 | 0 | 0
CT Fac. Spec. - SO2 Rate Annual v3.1, Unit 1196 and retrofits | 391 | 1769 | Rate Constraint in lbs/MMBtu | FALSE | L | Annual | Generation | TWh | 0 | 0.0031093 | 0.0031093 | 0.0031093 | 0.0031093 | 0.015805 | 0.015805
CT Fac. Spec. - SO2 Rate Annual v3.1, Unit 1196 and retrofits | 391 | 1769 | Rate Constraint in lbs/MMBtu | FALSE | L | Annual | Qualifying Generation | TWh | 0 | 0.0031093 | 0.0031093 | 0.0031093 | 0.0031093 | 0.015805 | 0.015805
CT Fac. Spec. - SO2 Rate Annual v3.1, Unit 1196 and retrofits | 391 | 1769 | Rate Constraint in lbs/MMBtu | FALSE | L | Annual | Rate | lb/MWh | 0 | 0 | 0 | 0 | 0 | 0 | 0
CT Fac. Spec. - SO2 Rate Annual v3.1, Unit 1196 and retrofits | 391 | 1769 | Rate Constraint in lbs/MMBtu | FALSE | L | Annual | Constraint Shadow Price | US2011$/Ton | 0 | 0 | 0 | 0 | 0 | 0 | 0
CT Fac. Spec. - SO2 Rate Annual v3.1, Unit 1197 and retrofits | 392 | 1769 | Rate Constraint in lbs/MMBtu | FALSE | L | Annual | Seasons Included | Seasons | Winter, Summer | Winter, Summer | Winter, Summer | Winter, Summer | Winter, Summer | Winter, Summer | Winter, Summer
CT Fac. Spec. - SO2 Rate Annual v3.1, Unit 1197 and retrofits | 392 | 1769 | Rate Constraint in lbs/MMBtu | FALSE | L | Annual | Standard | lb/MMBtu | 0.33 | 0.33 | 0.33 | 0.33 | 0.33 | 0.33 | 0.33
CT Fac. Spec. - SO2 Rate Annual v3.1, Unit 1197 and retrofits | 392 | 1769 | Rate Constraint in lbs/MMBtu | FALSE | L | Annual | Emissions at Affected Plants SO2 | Thousand Tons | 0 | 0 | 0 | 0 | 0 | 0 | 0
CT Fac. Spec. - SO2 Rate Annual v3.1, Unit 1197 and retrofits | 392 | 1769 | Rate Constraint in lbs/MMBtu | FALSE | L | Annual | Allowances Purchased SO2 | Thousand Tons | 0 | 0 | 0 | 0 | 0 | 0 | 0
CT Fac. Spec. - SO2 Rate Annual v3.1, Unit 1197 and retrofits | 392 | 1769 | Rate Constraint in lbs/MMBtu | FALSE | L | Annual | Allowances Sold SO2 | Thousand Tons | 0 | 0 | 0 | 0 | 0 | 0 | 0
CT Fac. Spec. - SO2 Rate Annual v3.1, Unit 1197 and retrofits | 392 | 1769 | Rate Constraint in lbs/MMBtu | FALSE | L | Annual | Allowances Banked | Thousand Tons | 0 | 0 | 0 | 0 | 0 | 0 | 0
CT Fac. Spec. - SO2 Rate Annual v3.1, Unit 1197 and retrofits | 392 | 1769 | Rate Constraint in lbs/MMBtu | FALSE | L | Annual | Allowances Withdrawn (1:1) | Thousand Tons | 0 | 0 | 0 | 0 | 0 | 0 | 0
CT Fac. Spec. - SO2 Rate Annual v3.1, Unit 1197 and retrofits | 392 | 1769 | Rate Constraint in lbs/MMBtu | FALSE | L | Annual | Allowances Withdrawn (n:1) | Thousand Tons | 0 | 0 | 0 | 0 | 0 | 0 | 0
CT Fac. Spec. - SO2 Rate Annual v3.1, Unit 1197 and retrofits | 392 | 1769 | Rate Constraint in lbs/MMBtu | FALSE | L | Annual | Net Emissions Allowance Position | Thousand Tons | 0 | 0 | 0 | 0 | 0 | 0 | 0
CT Fac. Spec. - SO2 Rate Annual v3.1, Unit 1197 and retrofits | 392 | 1769 | Rate Constraint in lbs/MMBtu | FALSE | L | Annual | Fuel Consumed | TBtu | 0.016705 | 0.016705 | 0.016705 | 0.084915 | 0.084915 | 0.084915 | 0.084915
CT Fac. Spec. - SO2 Rate Annual v3.1, Unit 1197 and retrofits | 392 | 1769 | Rate Constraint in lbs/MMBtu | FALSE | L | Annual | Rate | lb/MMBtu | 0 | 0 | 0 | 0 | 0 | 0 | 0
CT Fac. Spec. - SO2 Rate Annual v3.1, Unit 1197 and retrofits | 392 | 1769 | Rate Constraint in lbs/MMBtu | FALSE | L | Annual | Generation | TWh | 0.0015546 | 0.0015546 | 0.0015546 | 0.0079027 | 0.0079027 | 0.0079027 | 0.0079027
CT Fac. Spec. - SO2 Rate Annual v3.1, Unit 1197 and retrofits | 392 | 1769 | Rate Constraint in lbs/MMBtu | FALSE | L | Annual | Qualifying Generation | TWh | 0.0015546 | 0.0015546 | 0.0015546 | 0.0079027 | 0.0079027 | 0.0079027 | 0.0079027
CT Fac. Spec. - SO2 Rate Annual v3.1, Unit 1197 and retrofits | 392 | 1769 | Rate Constraint in lbs/MMBtu | FALSE | L | Annual | Rate | lb/MWh | 0 | 0 | 0 | 0 | 0 | 0 | 0
CT Fac. Spec. - SO2 Rate Annual v3.1, Unit 1197 and retrofits | 392 | 1769 | Rate Constraint in lbs/MMBtu | FALSE | L | Annual | Constraint Shadow Price | US2011$/Ton | 0 | 0 | 0 | 0 | 0 | 0 | 0
CT Fac. Spec. - SO2 Rate Annual v3.1, Unit 1198 and retrofits | 393 | 1769 | Rate Constraint in lbs/MMBtu | FALSE | L | Annual | Seasons Included | Seasons | Winter, Summer | Winter, Summer | Winter, Summer | Winter, Summer | Winter, Summer | Winter, Summer | Winter, Summer
CT Fac. Spec. - SO2 Rate Annual v3.1, Unit 1198 and retrofits | 393 | 1769 | Rate Constraint in lbs/MMBtu | FALSE | L | Annual | Standard | lb/MMBtu | 0.33 | 0.33 | 0.33 | 0.33 | 0.33 | 0.33 | 0.33
CT Fac. Spec. - SO2 Rate Annual v3.1, Unit 1198 and retrofits | 393 | 1769 | Rate Constraint in lbs/MMBtu | FALSE | L | Annual | Emissions at Affected Plants SO2 | Thousand Tons | 0 | 0 | 0 | 0 | 0 | 0 | 0
CT Fac. Spec. - SO2 Rate Annual v3.1, Unit 1198 and retrofits | 393 | 1769 | Rate Constraint in lbs/MMBtu | FALSE | L | Annual | Allowances Purchased SO2 | Thousand Tons | 0 | 0 | 0 | 0 | 0 | 0 | 0
CT Fac. Spec. - SO2 Rate Annual v3.1, Unit 1198 and retrofits | 393 | 1769 | Rate Constraint in lbs/MMBtu | FALSE | L | Annual | Allowances Sold SO2 | Thousand Tons | 0 | 0 | 0 | 0 | 0 | 0 | 0
CT Fac. Spec. - SO2 Rate Annual v3.1, Unit 1198 and retrofits | 393 | 1769 | Rate Constraint in lbs/MMBtu | FALSE | L | Annual | Allowances Banked | Thousand Tons | 0 | 0 | 0 | 0 | 0 | 0 | 0
CT Fac. Spec. - SO2 Rate Annual v3.1, Unit 1198 and retrofits | 393 | 1769 | Rate Constraint in lbs/MMBtu | FALSE | L | Annual | Allowances Withdrawn (1:1) | Thousand Tons | 0 | 0 | 0 | 0 | 0 | 0 | 0
CT Fac. Spec. - SO2 Rate Annual v3.1, Unit 1198 and retrofits | 393 | 1769 | Rate Constraint in lbs/MMBtu | FALSE | L | Annual | Allowances Withdrawn (n:1) | Thousand Tons | 0 | 0 | 0 | 0 | 0 | 0 | 0
CT Fac. Spec. - SO2 Rate Annual v3.1, Unit 1198 and retrofits | 393 | 1769 | Rate Constraint in lbs/MMBtu | FALSE | L | Annual | Net Emissions Allowance Position | Thousand Tons | 0 | 0 | 0 | 0 | 0 | 0 | 0
CT Fac. Spec. - SO2 Rate Annual v3.1, Unit 1198 and retrofits | 393 | 1769 | Rate Constraint in lbs/MMBtu | FALSE | L | Annual | Fuel Consumed | TBtu | 0 | 0.042211 | 0.042211 | 0.042211 | 0.042211 | 0.21457 | 0.21457
CT Fac. Spec. - SO2 Rate Annual v3.1, Unit 1198 and retrofits | 393 | 1769 | Rate Constraint in lbs/MMBtu | FALSE | L | Annual | Rate | lb/MMBtu | 0 | 0 | 0 | 0 | 0 | 0 | 0
CT Fac. Spec. - SO2 Rate Annual v3.1, Unit 1198 and retrofits | 393 | 1769 | Rate Constraint in lbs/MMBtu | FALSE | L | Annual | Generation | TWh | 0 | 0.0031093 | 0.0031093 | 0.0031093 | 0.0031093 | 0.015805 | 0.015805
CT Fac. Spec. - SO2 Rate Annual v3.1, Unit 1198 and retrofits | 393 | 1769 | Rate Constraint in lbs/MMBtu | FALSE | L | Annual | Qualifying Generation | TWh | 0 | 0.0031093 | 0.0031093 | 0.0031093 | 0.0031093 | 0.015805 | 0.015805
CT Fac. Spec. - SO2 Rate Annual v3.1, Unit 1198 and retrofits | 393 | 1769 | Rate Constraint in lbs/MMBtu | FALSE | L | Annual | Rate | lb/MWh | 0 | 0 | 0 | 0 | 0 | 0 | 0
CT Fac. Spec. - SO2 Rate Annual v3.1, Unit 1198 and retrofits | 393 | 1769 | Rate Constraint in lbs/MMBtu | FALSE | L | Annual | Constraint Shadow Price | US2011$/Ton | 0 | 0 | 0 | 0 | 0 | 0 | 0
CT Fac. Spec. - SO2 Rate Annual v3.1, Unit 1199 and retrofits | 394 | 1769 | Rate Constraint in lbs/MMBtu | FALSE | L | Annual | Seasons Included | Seasons | Winter, Summer | Winter, Summer | Winter, Summer | Winter, Summer | Winter, Summer | Winter, Summer | Winter, Summer
CT Fac. Spec. - SO2 Rate Annual v3.1, Unit 1199 and retrofits | 394 | 1769 | Rate Constraint in lbs/MMBtu | FALSE | L | Annual | Standard | lb/MMBtu | 0.33 | 0.33 | 0.33 | 0.33 | 0.33 | 0.33 | 0.33
CT Fac. Spec. - SO2 Rate Annual v3.1, Unit 1199 and retrofits | 394 | 1769 | Rate Constraint in lbs/MMBtu | FALSE | L | Annual | Emissions at Affected Plants SO2 | Thousand Tons | 0 | 0 | 0 | 0 | 0 | 0 | 0
CT Fac. Spec. - SO2 Rate Annual v3.1, Unit 1199 and retrofits | 394 | 1769 | Rate Constraint in lbs/MMBtu | FALSE | L | Annual | Allowances Purchased SO2 | Thousand Tons | 0 | 0 | 0 | 0 | 0 | 0 | 0
CT Fac. Spec. - SO2 Rate Annual v3.1, Unit 1199 and retrofits | 394 | 1769 | Rate Constraint in lbs/MMBtu | FALSE | L | Annual | Allowances Sold SO2 | Thousand Tons | 0 | 0 | 0 | 0 | 0 | 0 | 0
CT Fac. Spec. - SO2 Rate Annual v3.1, Unit 1199 and retrofits | 394 | 1769 | Rate Constraint in lbs/MMBtu | FALSE | L | Annual | Allowances Banked | Thousand Tons | 0 | 0 | 0 | 0 | 0 | 0 | 0
CT Fac. Spec. - SO2 Rate Annual v3.1, Unit 1199 and retrofits | 394 | 1769 | Rate Constraint in lbs/MMBtu | FALSE | L | Annual | Allowances Withdrawn (1:1) | Thousand Tons | 0 | 0 | 0 | 0 | 0 | 0 | 0
CT Fac. Spec. - SO2 Rate Annual v3.1, Unit 1199 and retrofits | 394 | 1769 | Rate Constraint in lbs/MMBtu | FALSE | L | Annual | Allowances Withdrawn (n:1) | Thousand Tons | 0 | 0 | 0 | 0 | 0 | 0 | 0
CT Fac. Spec. - SO2 Rate Annual v3.1, Unit 1199 and retrofits | 394 | 1769 | Rate Constraint in lbs/MMBtu | FALSE | L | Annual | Net Emissions Allowance Position | Thousand Tons | 0 | 0 | 0 | 0 | 0 | 0 | 0
CT Fac. Spec. - SO2 Rate Annual v3.1, Unit 1199 and retrofits | 394 | 1769 | Rate Constraint in lbs/MMBtu | FALSE | L | Annual | Fuel Consumed | TBtu | 0.030313 | 0.030313 | 0.030313 | 0.030313 | 0.030313 | 0.15409 | 0.15409
CT Fac. Spec. - SO2 Rate Annual v3.1, Unit 1199 and retrofits | 394 | 1769 | Rate Constraint in lbs/MMBtu | FALSE | L | Annual | Rate | lb/MMBtu | 0 | 0 | 0 | 0 | 0 | 0 | 0
CT Fac. Spec. - SO2 Rate Annual v3.1, Unit 1199 and retrofits | 394 | 1769 | Rate Constraint in lbs/MMBtu | FALSE | L | Annual | Generation | TWh | 0.0023669 | 0.0023669 | 0.0023669 | 0.0023669 | 0.0023669 | 0.012032 | 0.012032
CT Fac. Spec. - SO2 Rate Annual v3.1, Unit 1199 and retrofits | 394 | 1769 | Rate Constraint in lbs/MMBtu | FALSE | L | Annual | Qualifying Generation | TWh | 0.0023669 | 0.0023669 | 0.0023669 | 0.0023669 | 0.0023669 | 0.012032 | 0.012032
CT Fac. Spec. - SO2 Rate Annual v3.1, Unit 1199 and retrofits | 394 | 1769 | Rate Constraint in lbs/MMBtu | FALSE | L | Annual | Rate | lb/MWh | 0 | 0 | 0 | 0 | 0 | 0 | 0
CT Fac. Spec. - SO2 Rate Annual v3.1, Unit 1199 and retrofits | 394 | 1769 | Rate Constraint in lbs/MMBtu | FALSE | L | Annual | Constraint Shadow Price | US2011$/Ton | 0 | 0 | 0 | 0 | 0 | 0 | 0
CT Fac. Spec. - SO2 Rate Annual v3.1, Unit 1201 and retrofits | 395 | 1769 | Rate Constraint in lbs/MMBtu | FALSE | L | Annual | Seasons Included | Seasons | Winter, Summer | Winter, Summer | Winter, Summer | Winter, Summer | Winter, Summer | Winter, Summer | Winter, Summer
CT Fac. Spec. - SO2 Rate Annual v3.1, Unit 1201 and retrofits | 395 | 1769 | Rate Constraint in lbs/MMBtu | FALSE | L | Annual | Standard | lb/MMBtu | 0.33 | 0.33 | 0.33 | 0.33 | 0.33 | 0.33 | 0.33
CT Fac. Spec. - SO2 Rate Annual v3.1, Unit 1201 and retrofits | 395 | 1769 | Rate Constraint in lbs/MMBtu | FALSE | L | Annual | Emissions at Affected Plants SO2 | Thousand Tons | 0 | 0 | 0 | 0 | 0 | 0 | 0
CT Fac. Spec. - SO2 Rate Annual v3.1, Unit 1201 and retrofits | 395 | 1769 | Rate Constraint in lbs/MMBtu | FALSE | L | Annual | Allowances Purchased SO2 | Thousand Tons | 0 | 0 | 0 | 0 | 0 | 0 | 0
CT Fac. Spec. - SO2 Rate Annual v3.1, Unit 1201 and retrofits | 395 | 1769 | Rate Constraint in lbs/MMBtu | FALSE | L | Annual | Allowances Sold SO2 | Thousand Tons | 0 | 0 | 0 | 0 | 0 | 0 | 0
CT Fac. Spec. - SO2 Rate Annual v3.1, Unit 1201 and retrofits | 395 | 1769 | Rate Constraint in lbs/MMBtu | FALSE | L | Annual | Allowances Banked | Thousand Tons | 0 | 0 | 0 | 0 | 0 | 0 | 0
CT Fac. Spec. - SO2 Rate Annual v3.1, Unit 1201 and retrofits | 395 | 1769 | Rate Constraint in lbs/MMBtu | FALSE | L | Annual | Allowances Withdrawn (1:1) | Thousand Tons | 0 | 0 | 0 | 0 | 0 | 0 | 0
CT Fac. Spec. - SO2 Rate Annual v3.1, Unit 1201 and retrofits | 395 | 1769 | Rate Constraint in lbs/MMBtu | FALSE | L | Annual | Allowances Withdrawn (n:1) | Thousand Tons | 0 | 0 | 0 | 0 | 0 | 0 | 0
CT Fac. Spec. - SO2 Rate Annual v3.1, Unit 1201 and retrofits | 395 | 1769 | Rate Constraint in lbs/MMBtu | FALSE | L | Annual | Net Emissions Allowance Position | Thousand Tons | 0 | 0 | 0 | 0 | 0 | 0 | 0
CT Fac. Spec. - SO2 Rate Annual v3.1, Unit 1201 and retrofits | 395 | 1769 | Rate Constraint in lbs/MMBtu | FALSE | L | Annual | Fuel Consumed | TBtu | 0.012134 | 0.012134 | 0.012134 | 0.012134 | 0.012134 | 0.06168 | 0.06168
CT Fac. Spec. - SO2 Rate Annual v3.1, Unit 1201 and retrofits | 395 | 1769 | Rate Constraint in lbs/MMBtu | FALSE | L | Annual | Rate | lb/MMBtu | 0 | 0 | 0 | 0 | 0 | 0 | 0
CT Fac. Spec. - SO2 Rate Annual v3.1, Unit 1201 and retrofits | 395 | 1769 | Rate Constraint in lbs/MMBtu | FALSE | L | Annual | Generation | TWh | 0.001004 | 0.001004 | 0.001004 | 0.001004 | 0.001004 | 0.0051038 | 0.0051038
CT Fac. Spec. - SO2 Rate Annual v3.1, Unit 1201 and retrofits | 395 | 1769 | Rate Constraint in lbs/MMBtu | FALSE | L | Annual | Qualifying Generation | TWh | 0.001004 | 0.001004 | 0.001004 | 0.001004 | 0.001004 | 0.0051038 | 0.0051038
CT Fac. Spec. - SO2 Rate Annual v3.1, Unit 1201 and retrofits | 395 | 1769 | Rate Constraint in lbs/MMBtu | FALSE | L | Annual | Rate | lb/MWh | 0 | 0 | 0 | 0 | 0 | 0 | 0
CT Fac. Spec. - SO2 Rate Annual v3.1, Unit 1201 and retrofits | 395 | 1769 | Rate Constraint in lbs/MMBtu | FALSE | L | Annual | Constraint Shadow Price | US2011$/Ton | 0 | 0 | 0 | 0 | 0 | 0 | 0
CT Fac. Spec. - SO2 Rate Annual v3.1, Unit 1202 and retrofits | 396 | 1769 | Rate Constraint in lbs/MMBtu | FALSE | L | Annual | Seasons Included | Seasons | Winter, Summer | Winter, Summer | Winter, Summer | Winter, Summer | Winter, Summer | Winter, Summer | Winter, Summer
CT Fac. Spec. - SO2 Rate Annual v3.1, Unit 1202 and retrofits | 396 | 1769 | Rate Constraint in lbs/MMBtu | FALSE | L | Annual | Standard | lb/MMBtu | 0.33 | 0.33 | 0.33 | 0.33 | 0.33 | 0.33 | 0.33
CT Fac. Spec. - SO2 Rate Annual v3.1, Unit 1202 and retrofits | 396 | 1769 | Rate Constraint in lbs/MMBtu | FALSE | L | Annual | Emissions at Affected Plants SO2 | Thousand Tons | 0 | 0 | 0 | 0 | 0 | 0 | 0
CT Fac. Spec. - SO2 Rate Annual v3.1, Unit 1202 and retrofits | 396 | 1769 | Rate Constraint in lbs/MMBtu | FALSE | L | Annual | Allowances Purchased SO2 | Thousand Tons | 0 | 0 | 0 | 0 | 0 | 0 | 0
CT Fac. Spec. - SO2 Rate Annual v3.1, Unit 1202 and retrofits | 396 | 1769 | Rate Constraint in lbs/MMBtu | FALSE | L | Annual | Allowances Sold SO2 | Thousand Tons | 0 | 0 | 0 | 0 | 0 | 0 | 0
CT Fac. Spec. - SO2 Rate Annual v3.1, Unit 1202 and retrofits | 396 | 1769 | Rate Constraint in lbs/MMBtu | FALSE | L | Annual | Allowances Banked | Thousand Tons | 0 | 0 | 0 | 0 | 0 | 0 | 0
CT Fac. Spec. - SO2 Rate Annual v3.1, Unit 1202 and retrofits | 396 | 1769 | Rate Constraint in lbs/MMBtu | FALSE | L | Annual | Allowances Withdrawn (1:1) | Thousand Tons | 0 | 0 | 0 | 0 | 0 | 0 | 0
CT Fac. Spec. - SO2 Rate Annual v3.1, Unit 1202 and retrofits | 396 | 1769 | Rate Constraint in lbs/MMBtu | FALSE | L | Annual | Allowances Withdrawn (n:1) | Thousand Tons | 0 | 0 | 0 | 0 | 0 | 0 | 0
CT Fac. Spec. - SO2 Rate Annual v3.1, Unit 1202 and retrofits | 396 | 1769 | Rate Constraint in lbs/MMBtu | FALSE | L | Annual | Net Emissions Allowance Position | Thousand Tons | 0 | 0 | 0 | 0 | 0 | 0 | 0
CT Fac. Spec. - SO2 Rate Annual v3.1, Unit 1202 and retrofits | 396 | 1769 | Rate Constraint in lbs/MMBtu | FALSE | L | Annual | Fuel Consumed | TBtu | 0.01135 | 0.01135 | 0.01135 | 0.01135 | 0.01135 | 0.057696 | 0.057696
CT Fac. Spec. - SO2 Rate Annual v3.1, Unit 1202 and retrofits | 396 | 1769 | Rate Constraint in lbs/MMBtu | FALSE | L | Annual | Rate | lb/MMBtu | 0 | 0 | 0 | 0 | 0 | 0 | 0
CT Fac. Spec. - SO2 Rate Annual v3.1, Unit 1202 and retrofits | 396 | 1769 | Rate Constraint in lbs/MMBtu | FALSE | L | Annual | Generation | TWh | 0.00093926 | 0.00093926 | 0.00093926 | 0.00093926 | 0.00093926 | 0.0047746 | 0.0047746
CT Fac. Spec. - SO2 Rate Annual v3.1, Unit 1202 and retrofits | 396 | 1769 | Rate Constraint in lbs/MMBtu | FALSE | L | Annual | Qualifying Generation | TWh | 0.00093926 | 0.00093926 | 0.00093926 | 0.00093926 | 0.00093926 | 0.0047746 | 0.0047746
CT Fac. Spec. - SO2 Rate Annual v3.1, Unit 1202 and retrofits | 396 | 1769 | Rate Constraint in lbs/MMBtu | FALSE | L | Annual | Rate | lb/MWh | 0 | 0 | 0 | 0 | 0 | 0 | 0
CT Fac. Spec. - SO2 Rate Annual v3.1, Unit 1202 and retrofits | 396 | 1769 | Rate Constraint in lbs/MMBtu | FALSE | L | Annual | Constraint Shadow Price | US2011$/Ton | 0 | 0 | 0 | 0 | 0 | 0 | 0
CT Fac. Spec. - SO2 Rate Annual v3.1, Unit 1203 and retrofits | 397 | 1769 | Rate Constraint in lbs/MMBtu | FALSE | L | Annual | Seasons Included | Seasons | Winter, Summer | Winter, Summer | Winter, Summer | Winter, Summer | Winter, Summer | Winter, Summer | Winter, Summer
CT Fac. Spec. - SO2 Rate Annual v3.1, Unit 1203 and retrofits | 397 | 1769 | Rate Constraint in lbs/MMBtu | FALSE | L | Annual | Standard | lb/MMBtu | 0.33 | 0.33 | 0.33 | 0.33 | 0.33 | 0.33 | 0.33
CT Fac. Spec. - SO2 Rate Annual v3.1, Unit 1203 and retrofits | 397 | 1769 | Rate Constraint in lbs/MMBtu | FALSE | L | Annual | Emissions at Affected Plants SO2 | Thousand Tons | 0 | 0 | 0 | 0 | 0 | 0 | 0
CT Fac. Spec. - SO2 Rate Annual v3.1, Unit 1203 and retrofits | 397 | 1769 | Rate Constraint in lbs/MMBtu | FALSE | L | Annual | Allowances Purchased SO2 | Thousand Tons | 0 | 0 | 0 | 0 | 0 | 0 | 0
CT Fac. Spec. - SO2 Rate Annual v3.1, Unit 1203 and retrofits | 397 | 1769 | Rate Constraint in lbs/MMBtu | FALSE | L | Annual | Allowances Sold SO2 | Thousand Tons | 0 | 0 | 0 | 0 | 0 | 0 | 0
CT Fac. Spec. - SO2 Rate Annual v3.1, Unit 1203 and retrofits | 397 | 1769 | Rate Constraint in lbs/MMBtu | FALSE | L | Annual | Allowances Banked | Thousand Tons | 0 | 0 | 0 | 0 | 0 | 0 | 0
CT Fac. Spec. - SO2 Rate Annual v3.1, Unit 1203 and retrofits | 397 | 1769 | Rate Constraint in lbs/MMBtu | FALSE | L | Annual | Allowances Withdrawn (1:1) | Thousand Tons | 0 | 0 | 0 | 0 | 0 | 0 | 0
CT Fac. Spec. - SO2 Rate Annual v3.1, Unit 1203 and retrofits | 397 | 1769 | Rate Constraint in lbs/MMBtu | FALSE | L | Annual | Allowances Withdrawn (n:1) | Thousand Tons | 0 | 0 | 0 | 0 | 0 | 0 | 0
CT Fac. Spec. - SO2 Rate Annual v3.1, Unit 1203 and retrofits | 397 | 1769 | Rate Constraint in lbs/MMBtu | FALSE | L | Annual | Net Emissions Allowance Position | Thousand Tons | 0 | 0 | 0 | 0 | 0 | 0 | 0
CT Fac. Spec. - SO2 Rate Annual v3.1, Unit 1203 and retrofits | 397 | 1769 | Rate Constraint in lbs/MMBtu | FALSE | L | Annual | Fuel Consumed | TBtu | 0.01135 | 0.01135 | 0.01135 | 0.01135 | 0.01135 | 0.057696 | 0.057696
CT Fac. Spec. - SO2 Rate Annual v3.1, Unit 1203 and retrofits | 397 | 1769 | Rate Constraint in lbs/MMBtu | FALSE | L | Annual | Rate | lb/MMBtu | 0 | 0 | 0 | 0 | 0 | 0 | 0
CT Fac. Spec. - SO2 Rate Annual v3.1, Unit 1203 and retrofits | 397 | 1769 | Rate Constraint in lbs/MMBtu | FALSE | L | Annual | Generation | TWh | 0.00093926 | 0.00093926 | 0.00093926 | 0.00093926 | 0.00093926 | 0.0047746 | 0.0047746
CT Fac. Spec. - SO2 Rate Annual v3.1, Unit 1203 and retrofits | 397 | 1769 | Rate Constraint in lbs/MMBtu | FALSE | L | Annual | Qualifying Generation | TWh | 0.00093926 | 0.00093926 | 0.00093926 | 0.00093926 | 0.00093926 | 0.0047746 | 0.0047746
CT Fac. Spec. - SO2 Rate Annual v3.1, Unit 1203 and retrofits | 397 | 1769 | Rate Constraint in lbs/MMBtu | FALSE | L | Annual | Rate | lb/MWh | 0 | 0 | 0 | 0 | 0 | 0 | 0
CT Fac. Spec. - SO2 Rate Annual v3.1, Unit 1203 and retrofits | 397 | 1769 | Rate Constraint in lbs/MMBtu | FALSE | L | Annual | Constraint Shadow Price | US2011$/Ton | 0 | 0 | 0 | 0 | 0 | 0 | 0
CT Fac. Spec. - SO2 Rate Annual v3.1, Unit 1204 and retrofits | 398 | 1769 | Rate Constraint in lbs/MMBtu | FALSE | L | Annual | Seasons Included | Seasons | Winter, Summer | Winter, Summer | Winter, Summer | Winter, Summer | Winter, Summer | Winter, Summer | Winter, Summer
CT Fac. Spec. - SO2 Rate Annual v3.1, Unit 1204 and retrofits | 398 | 1769 | Rate Constraint in lbs/MMBtu | FALSE | L | Annual | Standard | lb/MMBtu | 0.33 | 0.33 | 0.33 | 0.33 | 0.33 | 0.33 | 0.33
CT Fac. Spec. - SO2 Rate Annual v3.1, Unit 1204 and retrofits | 398 | 1769 | Rate Constraint in lbs/MMBtu | FALSE | L | Annual | Emissions at Affected Plants SO2 | Thousand Tons | 0 | 0 | 0 | 0 | 0 | 0 | 0
CT Fac. Spec. - SO2 Rate Annual v3.1, Unit 1204 and retrofits | 398 | 1769 | Rate Constraint in lbs/MMBtu | FALSE | L | Annual | Allowances Purchased SO2 | Thousand Tons | 0 | 0 | 0 | 0 | 0 | 0 | 0
CT Fac. Spec. - SO2 Rate Annual v3.1, Unit 1204 and retrofits | 398 | 1769 | Rate Constraint in lbs/MMBtu | FALSE | L | Annual | Allowances Sold SO2 | Thousand Tons | 0 | 0 | 0 | 0 | 0 | 0 | 0
CT Fac. Spec. - SO2 Rate Annual v3.1, Unit 1204 and retrofits | 398 | 1769 | Rate Constraint in lbs/MMBtu | FALSE | L | Annual | Allowances Banked | Thousand Tons | 0 | 0 | 0 | 0 | 0 | 0 | 0
CT Fac. Spec. - SO2 Rate Annual v3.1, Unit 1204 and retrofits | 398 | 1769 | Rate Constraint in lbs/MMBtu | FALSE | L | Annual | Allowances Withdrawn (1:1) | Thousand Tons | 0 | 0 | 0 | 0 | 0 | 0 | 0
CT Fac. Spec. - SO2 Rate Annual v3.1, Unit 1204 and retrofits | 398 | 1769 | Rate Constraint in lbs/MMBtu | FALSE | L | Annual | Allowances Withdrawn (n:1) | Thousand Tons | 0 | 0 | 0 | 0 | 0 | 0 | 0
CT Fac. Spec. - SO2 Rate Annual v3.1, Unit 1204 and retrofits | 398 | 1769 | Rate Constraint in lbs/MMBtu | FALSE | L | Annual | Net Emissions Allowance Position | Thousand Tons | 0 | 0 | 0 | 0 | 0 | 0 | 0
CT Fac. Spec. - SO2 Rate Annual v3.1, Unit 1204 and retrofits | 398 | 1769 | Rate Constraint in lbs/MMBtu | FALSE | L | Annual | Fuel Consumed | TBtu | 0.011741 | 0.011741 | 0.011741 | 0.011741 | 0.011741 | 0.059685 | 0.059685
CT Fac. Spec. - SO2 Rate Annual v3.1, Unit 1204 and retrofits | 398 | 1769 | Rate Constraint in lbs/MMBtu | FALSE | L | Annual | Rate | lb/MMBtu | 0 | 0 | 0 | 0 | 0 | 0 | 0
CT Fac. Spec. - SO2 Rate Annual v3.1, Unit 1204 and retrofits | 398 | 1769 | Rate Constraint in lbs/MMBtu | FALSE | L | Annual | Generation | TWh | 0.00097165 | 0.00097165 | 0.00097165 | 0.00097165 | 0.00097165 | 0.0049392 | 0.0049392
CT Fac. Spec. - SO2 Rate Annual v3.1, Unit 1204 and retrofits | 398 | 1769 | Rate Constraint in lbs/MMBtu | FALSE | L | Annual | Qualifying Generation | TWh | 0.00097165 | 0.00097165 | 0.00097165 | 0.00097165 | 0.00097165 | 0.0049392 | 0.0049392
CT Fac. Spec. - SO2 Rate Annual v3.1, Unit 1204 and retrofits | 398 | 1769 | Rate Constraint in lbs/MMBtu | FALSE | L | Annual | Rate | lb/MWh | 0 | 0 | 0 | 0 | 0 | 0 | 0
CT Fac. Spec. - SO2 Rate Annual v3.1, Unit 1204 and retrofits | 398 | 1769 | Rate Constraint in lbs/MMBtu | FALSE | L | Annual | Constraint Shadow Price | US2011$/Ton | 0 | 0 | 0 | 0 | 0 | 0 | 0
CT Fac. Spec. - SO2 Rate Annual v3.1, Unit 1206 and retrofits | 399 | 1769 | Rate Constraint in lbs/MMBtu | FALSE | L | Annual | Seasons Included | Seasons | Winter, Summer | Winter, Summer | Winter, Summer | Winter, Summer | Winter, Summer | Winter, Summer | Winter, Summer
CT Fac. Spec. - SO2 Rate Annual v3.1, Unit 1206 and retrofits | 399 | 1769 | Rate Constraint in lbs/MMBtu | FALSE | L | Annual | Standard | lb/MMBtu | 0.33 | 0.33 | 0.33 | 0.33 | 0.33 | 0.33 | 0.33
CT Fac. Spec. - SO2 Rate Annual v3.1, Unit 1206 and retrofits | 399 | 1769 | Rate Constraint in lbs/MMBtu | FALSE | L | Annual | Emissions at Affected Plants SO2 | Thousand Tons | 0 | 0 | 0 | 0 | 0 | 0 | 0
CT Fac. Spec. - SO2 Rate Annual v3.1, Unit 1206 and retrofits | 399 | 1769 | Rate Constraint in lbs/MMBtu | FALSE | L | Annual | Allowances Purchased SO2 | Thousand Tons | 0 | 0 | 0 | 0 | 0 | 0 | 0
CT Fac. Spec. - SO2 Rate Annual v3.1, Unit 1206 and retrofits | 399 | 1769 | Rate Constraint in lbs/MMBtu | FALSE | L | Annual | Allowances Sold SO2 | Thousand Tons | 0 | 0 | 0 | 0 | 0 | 0 | 0
CT Fac. Spec. - SO2 Rate Annual v3.1, Unit 1206 and retrofits | 399 | 1769 | Rate Constraint in lbs/MMBtu | FALSE | L | Annual | Allowances Banked | Thousand Tons | 0 | 0 | 0 | 0 | 0 | 0 | 0
CT Fac. Spec. - SO2 Rate Annual v3.1, Unit 1206 and retrofits | 399 | 1769 | Rate Constraint in lbs/MMBtu | FALSE | L | Annual | Allowances Withdrawn (1:1) | Thousand Tons | 0 | 0 | 0 | 0 | 0 | 0 | 0
CT Fac. Spec. - SO2 Rate Annual v3.1, Unit 1206 and retrofits | 399 | 1769 | Rate Constraint in lbs/MMBtu | FALSE | L | Annual | Allowances Withdrawn (n:1) | Thousand Tons | 0 | 0 | 0 | 0 | 0 | 0 | 0
CT Fac. Spec. - SO2 Rate Annual v3.1, Unit 1206 and retrofits | 399 | 1769 | Rate Constraint in lbs/MMBtu | FALSE | L | Annual | Net Emissions Allowance Position | Thousand Tons | 0 | 0 | 0 | 0 | 0 | 0 | 0
CT Fac. Spec. - SO2 Rate Annual v3.1, Unit 1206 and retrofits | 399 | 1769 | Rate Constraint in lbs/MMBtu | FALSE | L | Annual | Fuel Consumed | TBtu | 0.015486 | 0.015486 | 0.015486 | 0.078723 | 0.015486 | 0.078723 | 0.078723
CT Fac. Spec. - SO2 Rate Annual v3.1, Unit 1206 and retrofits | 399 | 1769 | Rate Constraint in lbs/MMBtu | FALSE | L | Annual | Rate | lb/MMBtu | 0 | 0 | 0 | 0 | 0 | 0 | 0
CT Fac. Spec. - SO2 Rate Annual v3.1, Unit 1206 and retrofits | 399 | 1769 | Rate Constraint in lbs/MMBtu | FALSE | L | Annual | Generation | TWh | 0.0014413 | 0.0014413 | 0.0014413 | 0.0073265 | 0.0014413 | 0.0073265 | 0.0073265
CT Fac. Spec. - SO2 Rate Annual v3.1, Unit 1206 and retrofits | 399 | 1769 | Rate Constraint in lbs/MMBtu | FALSE | L | Annual | Qualifying Generation | TWh | 0.0014413 | 0.0014413 | 0.0014413 | 0.0073265 | 0.0014413 | 0.0073265 | 0.0073265
CT Fac. Spec. - SO2 Rate Annual v3.1, Unit 1206 and retrofits | 399 | 1769 | Rate Constraint in lbs/MMBtu | FALSE | L | Annual | Rate | lb/MWh | 0 | 0 | 0 | 0 | 0 | 0 | 0
CT Fac. Spec. - SO2 Rate Annual v3.1, Unit 1206 and retrofits | 399 | 1769 | Rate Constraint in lbs/MMBtu | FALSE | L | Annual | Constraint Shadow Price | US2011$/Ton | 0 | 0 | 0 | 0 | 0 | 0 | 0
CT Fac. Spec. - SO2 Rate Annual v3.1, Unit 1207 and retrofits | 400 | 1769 | Rate Constraint in lbs/MMBtu | FALSE | L | Annual | Seasons Included | Seasons | Winter, Summer | Winter, Summer | Winter, Summer | Winter, Summer | Winter, Summer | Winter, Summer | Winter, Summer
CT Fac. Spec. - SO2 Rate Annual v3.1, Unit 1207 and retrofits | 400 | 1769 | Rate Constraint in lbs/MMBtu | FALSE | L | Annual | Standard | lb/MMBtu | 0.33 | 0.33 | 0.33 | 0.33 | 0.33 | 0.33 | 0.33
CT Fac. Spec. - SO2 Rate Annual v3.1, Unit 1207 and retrofits | 400 | 1769 | Rate Constraint in lbs/MMBtu | FALSE | L | Annual | Emissions at Affected Plants SO2 | Thousand Tons | 0 | 0 | 0 | 0 | 0 | 0 | 0
CT Fac. Spec. - SO2 Rate Annual v3.1, Unit 1207 and retrofits | 400 | 1769 | Rate Constraint in lbs/MMBtu | FALSE | L | Annual | Allowances Purchased SO2 | Thousand Tons | 0 | 0 | 0 | 0 | 0 | 0 | 0
CT Fac. Spec. - SO2 Rate Annual v3.1, Unit 1207 and retrofits | 400 | 1769 | Rate Constraint in lbs/MMBtu | FALSE | L | Annual | Allowances Sold SO2 | Thousand Tons | 0 | 0 | 0 | 0 | 0 | 0 | 0
CT Fac. Spec. - SO2 Rate Annual v3.1, Unit 1207 and retrofits | 400 | 1769 | Rate Constraint in lbs/MMBtu | FALSE | L | Annual | Allowances Banked | Thousand Tons | 0 | 0 | 0 | 0 | 0 | 0 | 0
CT Fac. Spec. - SO2 Rate Annual v3.1, Unit 1207 and retrofits | 400 | 1769 | Rate Constraint in lbs/MMBtu | FALSE | L | Annual | Allowances Withdrawn (1:1) | Thousand Tons | 0 | 0 | 0 | 0 | 0 | 0 | 0
CT Fac. Spec. - SO2 Rate Annual v3.1, Unit 1207 and retrofits | 400 | 1769 | Rate Constraint in lbs/MMBtu | FALSE | L | Annual | Allowances Withdrawn (n:1) | Thousand Tons | 0 | 0 | 0 | 0 | 0 | 0 | 0
CT Fac. Spec. - SO2 Rate Annual v3.1, Unit 1207 and retrofits | 400 | 1769 | Rate Constraint in lbs/MMBtu | FALSE | L | Annual | Net Emissions Allowance Position | Thousand Tons | 0 | 0 | 0 | 0 | 0 | 0 | 0
CT Fac. Spec. - SO2 Rate Annual v3.1, Unit 1207 and retrofits | 400 | 1769 | Rate Constraint in lbs/MMBtu | FALSE | L | Annual | Fuel Consumed | TBtu | 0.030973 | 0.030973 | 0.030973 | 0.15745 | 0.030973 | 0.15745 | 0.15745
CT Fac. Spec. - SO2 Rate Annual v3.1, Unit 1207 and retrofits | 400 | 1769 | Rate Constraint in lbs/MMBtu | FALSE | L | Annual | Rate | lb/MMBtu | 0 | 0 | 0 | 0 | 0 | 0 | 0
CT Fac. Spec. - SO2 Rate Annual v3.1, Unit 1207 and retrofits | 400 | 1769 | Rate Constraint in lbs/MMBtu | FALSE | L | Annual | Generation | TWh | 0.0028825 | 0.0028825 | 0.0028825 | 0.014653 | 0.0028825 | 0.014653 | 0.014653
CT Fac. Spec. - SO2 Rate Annual v3.1, Unit 1207 and retrofits | 400 | 1769 | Rate Constraint in lbs/MMBtu | FALSE | L | Annual | Qualifying Generation | TWh | 0.0028825 | 0.0028825 | 0.0028825 | 0.014653 | 0.0028825 | 0.014653 | 0.014653
CT Fac. Spec. - SO2 Rate Annual v3.1, Unit 1207 and retrofits | 400 | 1769 | Rate Constraint in lbs/MMBtu | FALSE | L | Annual | Rate | lb/MWh | 0 | 0 | 0 | 0 | 0 | 0 | 0
CT Fac. Spec. - SO2 Rate Annual v3.1, Unit 1207 and retrofits | 400 | 1769 | Rate Constraint in lbs/MMBtu | FALSE | L | Annual | Constraint Shadow Price | US2011$/Ton | 0 | 0 | 0 | 0 | 0 | 0 | 0
CT Fac. Spec. - SO2 Rate Annual v3.1, Unit 3058 and retrofits | 401 | 1769 | Rate Constraint in lbs/MMBtu | FALSE | L | Annual | Seasons Included | Seasons | Winter, Summer | Winter, Summer | Winter, Summer | Winter, Summer | Winter, Summer | Winter, Summer | Winter, Summer
CT Fac. Spec. - SO2 Rate Annual v3.1, Unit 3058 and retrofits | 401 | 1769 | Rate Constraint in lbs/MMBtu | FALSE | L | Annual | Standard | lb/MMBtu | 0.33 | 0.33 | 0.33 | 0.33 | 0.33 | 0.33 | 0.33
CT Fac. Spec. - SO2 Rate Annual v3.1, Unit 3058 and retrofits | 401 | 1769 | Rate Constraint in lbs/MMBtu | FALSE | L | Annual | Emissions at Affected Plants SO2 | Thousand Tons | 0 | 0 | 0 | 0 | 0 | 0 | 0
CT Fac. Spec. - SO2 Rate Annual v3.1, Unit 3058 and retrofits | 401 | 1769 | Rate Constraint in lbs/MMBtu | FALSE | L | Annual | Allowances Purchased SO2 | Thousand Tons | 0 | 0 | 0 | 0 | 0 | 0 | 0
CT Fac. Spec. - SO2 Rate Annual v3.1, Unit 3058 and retrofits | 401 | 1769 | Rate Constraint in lbs/MMBtu | FALSE | L | Annual | Allowances Sold SO2 | Thousand Tons | 0 | 0 | 0 | 0 | 0 | 0 | 0
CT Fac. Spec. - SO2 Rate Annual v3.1, Unit 3058 and retrofits | 401 | 1769 | Rate Constraint in lbs/MMBtu | FALSE | L | Annual | Allowances Banked | Thousand Tons | 0 | 0 | 0 | 0 | 0 | 0 | 0
CT Fac. Spec. - SO2 Rate Annual v3.1, Unit 3058 and retrofits | 401 | 1769 | Rate Constraint in lbs/MMBtu | FALSE | L | Annual | Allowances Withdrawn (1:1) | Thousand Tons | 0 | 0 | 0 | 0 | 0 | 0 | 0
CT Fac. Spec. - SO2 Rate Annual v3.1, Unit 3058 and retrofits | 401 | 1769 | Rate Constraint in lbs/MMBtu | FALSE | L | Annual | Allowances Withdrawn (n:1) | Thousand Tons | 0 | 0 | 0 | 0 | 0 | 0 | 0
CT Fac. Spec. - SO2 Rate Annual v3.1, Unit 3058 and retrofits | 401 | 1769 | Rate Constraint in lbs/MMBtu | FALSE | L | Annual | Net Emissions Allowance Position | Thousand Tons | 0 | 0 | 0 | 0 | 0 | 0 | 0
CT Fac. Spec. - SO2 Rate Annual v3.1, Unit 3058 and retrofits | 401 | 1769 | Rate Constraint in lbs/MMBtu | FALSE | L | Annual | Fuel Consumed | TBtu | 8.5377 | 8.5377 | 8.5377 | 8.5377 | 8.5377 | 8.5377 | 8.5377
CT Fac. Spec. - SO2 Rate Annual v3.1, Unit 3058 and retrofits | 401 | 1769 | Rate Constraint in lbs/MMBtu | FALSE | L | Annual | Rate | lb/MMBtu | 0 | 0 | 0 | 0 | 0 | 0 | 0
CT Fac. Spec. - SO2 Rate Annual v3.1, Unit 3058 and retrofits | 401 | 1769 | Rate Constraint in lbs/MMBtu | FALSE | L | Annual | Generation | TWh | 1.1946 | 1.1946 | 1.1946 | 1.1946 | 1.1946 | 1.1946 | 1.1946
CT Fac. Spec. - SO2 Rate Annual v3.1, Unit 3058 and retrofits | 401 | 1769 | Rate Constraint in lbs/MMBtu | FALSE | L | Annual | Qualifying Generation | TWh | 1.1946 | 1.1946 | 1.1946 | 1.1946 | 1.1946 | 1.1946 | 1.1946
CT Fac. Spec. - SO2 Rate Annual v3.1, Unit 3058 and retrofits | 401 | 1769 | Rate Constraint in lbs/MMBtu | FALSE | L | Annual | Rate | lb/MWh | 0 | 0 | 0 | 0 | 0 | 0 | 0
CT Fac. Spec. - SO2 Rate Annual v3.1, Unit 3058 and retrofits | 401 | 1769 | Rate Constraint in lbs/MMBtu | FALSE | L | Annual | Constraint Shadow Price | US2011$/Ton | 0 | 0 | 0 | 0 | 0 | 0 | 0
CT Fac. Spec. - SO2 Rate Annual v3.1, Unit 3059 and retrofits | 402 | 1769 | Rate Constraint in lbs/MMBtu | FALSE | L | Annual | Seasons Included | Seasons | Winter, Summer | Winter, Summer | Winter, Summer | Winter, Summer | Winter, Summer | Winter, Summer | Winter, Summer
CT Fac. Spec. - SO2 Rate Annual v3.1, Unit 3059 and retrofits | 402 | 1769 | Rate Constraint in lbs/MMBtu | FALSE | L | Annual | Standard | lb/MMBtu | 0.33 | 0.33 | 0.33 | 0.33 | 0.33 | 0.33 | 0.33
CT Fac. Spec. - SO2 Rate Annual v3.1, Unit 3059 and retrofits | 402 | 1769 | Rate Constraint in lbs/MMBtu | FALSE | L | Annual | Emissions at Affected Plants SO2 | Thousand Tons | 0 | 0 | 0 | 0 | 0 | 0 | 0
CT Fac. Spec. - SO2 Rate Annual v3.1, Unit 3059 and retrofits | 402 | 1769 | Rate Constraint in lbs/MMBtu | FALSE | L | Annual | Allowances Purchased SO2 | Thousand Tons | 0 | 0 | 0 | 0 | 0 | 0 | 0
CT Fac. Spec. - SO2 Rate Annual v3.1, Unit 3059 and retrofits | 402 | 1769 | Rate Constraint in lbs/MMBtu | FALSE | L | Annual | Allowances Sold SO2 | Thousand Tons | 0 | 0 | 0 | 0 | 0 | 0 | 0
CT Fac. Spec. - SO2 Rate Annual v3.1, Unit 3059 and retrofits | 402 | 1769 | Rate Constraint in lbs/MMBtu | FALSE | L | Annual | Allowances Banked | Thousand Tons | 0 | 0 | 0 | 0 | 0 | 0 | 0
CT Fac. Spec. - SO2 Rate Annual v3.1, Unit 3059 and retrofits | 402 | 1769 | Rate Constraint in lbs/MMBtu | FALSE | L | Annual | Allowances Withdrawn (1:1) | Thousand Tons | 0 | 0 | 0 | 0 | 0 | 0 | 0
CT Fac. Spec. - SO2 Rate Annual v3.1, Unit 3059 and retrofits | 402 | 1769 | Rate Constraint in lbs/MMBtu | FALSE | L | Annual | Allowances Withdrawn (n:1) | Thousand Tons | 0 | 0 | 0 | 0 | 0 | 0 | 0
CT Fac. Spec. - SO2 Rate Annual v3.1, Unit 3059 and retrofits | 402 | 1769 | Rate Constraint in lbs/MMBtu | FALSE | L | Annual | Net Emissions Allowance Position | Thousand Tons | 0 | 0 | 0 | 0 | 0 | 0 | 0
CT Fac. Spec. - SO2 Rate Annual v3.1, Unit 3059 and retrofits | 402 | 1769 | Rate Constraint in lbs/MMBtu | FALSE | L | Annual | Fuel Consumed | TBtu | 8.0482 | 8.0482 | 8.0482 | 8.0482 | 8.0482 | 8.0482 | 8.0482
CT Fac. Spec. - SO2 Rate Annual v3.1, Unit 3059 and retrofits | 402 | 1769 | Rate Constraint in lbs/MMBtu | FALSE | L | Annual | Rate | lb/MMBtu | 0 | 0 | 0 | 0 | 0 | 0 | 0
CT Fac. Spec. - SO2 Rate Annual v3.1, Unit 3059 and retrofits | 402 | 1769 | Rate Constraint in lbs/MMBtu | FALSE | L | Annual | Generation | TWh | 1.1261 | 1.1261 | 1.1261 | 1.1261 | 1.1261 | 1.1261 | 1.1261
CT Fac. Spec. - SO2 Rate Annual v3.1, Unit 3059 and retrofits | 402 | 1769 | Rate Constraint in lbs/MMBtu | FALSE | L | Annual | Qualifying Generation | TWh | 1.1261 | 1.1261 | 1.1261 | 1.1261 | 1.1261 | 1.1261 | 1.1261
CT Fac. Spec. - SO2 Rate Annual v3.1, Unit 3059 and retrofits | 402 | 1769 | Rate Constraint in lbs/MMBtu | FALSE | L | Annual | Rate | lb/MWh | 0 | 0 | 0 | 0 | 0 | 0 | 0
CT Fac. Spec. - SO2 Rate Annual v3.1, Unit 3059 and retrofits | 402 | 1769 | Rate Constraint in lbs/MMBtu | FALSE | L | Annual | Constraint Shadow Price | US2011$/Ton | 0 | 0 | 0 | 0 | 0 | 0 | 0
CT Fac. Spec. - SO2 Rate Annual v3.1, Unit 3060 and retrofits | 403 | 1769 | Rate Constraint in lbs/MMBtu | FALSE | L | Annual | Seasons Included | Seasons | Winter, Summer | Winter, Summer | Winter, Summer | Winter, Summer | Winter, Summer | Winter, Summer | Winter, Summer
CT Fac. Spec. - SO2 Rate Annual v3.1, Unit 3060 and retrofits | 403 | 1769 | Rate Constraint in lbs/MMBtu | FALSE | L | Annual | Standard | lb/MMBtu | 0.33 | 0.33 | 0.33 | 0.33 | 0.33 | 0.33 | 0.33
CT Fac. Spec. - SO2 Rate Annual v3.1, Unit 3060 and retrofits | 403 | 1769 | Rate Constraint in lbs/MMBtu | FALSE | L | Annual | Emissions at Affected Plants SO2 | Thousand Tons | 0 | 0 | 0 | 0 | 0 | 0 | 0
CT Fac. Spec. - SO2 Rate Annual v3.1, Unit 3060 and retrofits | 403 | 1769 | Rate Constraint in lbs/MMBtu | FALSE | L | Annual | Allowances Purchased SO2 | Thousand Tons | 0 | 0 | 0 | 0 | 0 | 0 | 0
CT Fac. Spec. - SO2 Rate Annual v3.1, Unit 3060 and retrofits | 403 | 1769 | Rate Constraint in lbs/MMBtu | FALSE | L | Annual | Allowances Sold SO2 | Thousand Tons | 0 | 0 | 0 | 0 | 0 | 0 | 0
CT Fac. Spec. - SO2 Rate Annual v3.1, Unit 3060 and retrofits | 403 | 1769 | Rate Constraint in lbs/MMBtu | FALSE | L | Annual | Allowances Banked | Thousand Tons | 0 | 0 | 0 | 0 | 0 | 0 | 0
CT Fac. Spec. - SO2 Rate Annual v3.1, Unit 3060 and retrofits | 403 | 1769 | Rate Constraint in lbs/MMBtu | FALSE | L | Annual | Allowances Withdrawn (1:1) | Thousand Tons | 0 | 0 | 0 | 0 | 0 | 0 | 0
CT Fac. Spec. - SO2 Rate Annual v3.1, Unit 3060 and retrofits | 403 | 1769 | Rate Constraint in lbs/MMBtu | FALSE | L | Annual | Allowances Withdrawn (n:1) | Thousand Tons | 0 | 0 | 0 | 0 | 0 | 0 | 0
CT Fac. Spec. - SO2 Rate Annual v3.1, Unit 3060 and retrofits | 403 | 1769 | Rate Constraint in lbs/MMBtu | FALSE | L | Annual | Net Emissions Allowance Position | Thousand Tons | 0 | 0 | 0 | 0 | 0 | 0 | 0
CT Fac. Spec. - SO2 Rate Annual v3.1, Unit 3060 and retrofits | 403 | 1769 | Rate Constraint in lbs/MMBtu | FALSE | L | Annual | Fuel Consumed | TBtu | 8.0482 | 8.0482 | 8.0482 | 8.0482 | 8.0482 | 8.0482 | 8.0482
CT Fac. Spec. - SO2 Rate Annual v3.1, Unit 3060 and retrofits | 403 | 1769 | Rate Constraint in lbs/MMBtu | FALSE | L | Annual | Rate | lb/MMBtu | 0 | 0 | 0 | 0 | 0 | 0 | 0
CT Fac. Spec. - SO2 Rate Annual v3.1, Unit 3060 and retrofits | 403 | 1769 | Rate Constraint in lbs/MMBtu | FALSE | L | Annual | Generation | TWh | 1.1261 | 1.1261 | 1.1261 | 1.1261 | 1.1261 | 1.1261 | 1.1261
CT Fac. Spec. - SO2 Rate Annual v3.1, Unit 3060 and retrofits | 403 | 1769 | Rate Constraint in lbs/MMBtu | FALSE | L | Annual | Qualifying Generation | TWh | 1.1261 | 1.1261 | 1.1261 | 1.1261 | 1.1261 | 1.1261 | 1.1261
CT Fac. Spec. - SO2 Rate Annual v3.1, Unit 3060 and retrofits | 403 | 1769 | Rate Constraint in lbs/MMBtu | FALSE | L | Annual | Rate | lb/MWh | 0 | 0 | 0 | 0 | 0 | 0 | 0
CT Fac. Spec. - SO2 Rate Annual v3.1, Unit 3060 and retrofits | 403 | 1769 | Rate Constraint in lbs/MMBtu | FALSE | L | Annual | Constraint Shadow Price | US2011$/Ton | 0 | 0 | 0 | 0 | 0 | 0 | 0
CT Fac. Spec. - SO2 Rate Annual v3.1, Unit 3062 and retrofits | 404 | 1769 | Rate Constraint in lbs/MMBtu | FALSE | L | Annual | Seasons Included | Seasons | Winter, Summer | Winter, Summer | Winter, Summer | Winter, Summer | Winter, Summer | Winter, Summer | Winter, Summer
CT Fac. Spec. - SO2 Rate Annual v3.1, Unit 3062 and retrofits | 404 | 1769 | Rate Constraint in lbs/MMBtu | FALSE | L | Annual | Standard | lb/MMBtu | 0.33 | 0.33 | 0.33 | 0.33 | 0.33 | 0.33 | 0.33
CT Fac. Spec. - SO2 Rate Annual v3.1, Unit 3062 and retrofits | 404 | 1769 | Rate Constraint in lbs/MMBtu | FALSE | L | Annual | Emissions at Affected Plants SO2 | Thousand Tons | 0 | 0 | 0 | 0 | 0 | 0 | 0
CT Fac. Spec. - SO2 Rate Annual v3.1, Unit 3062 and retrofits | 404 | 1769 | Rate Constraint in lbs/MMBtu | FALSE | L | Annual | Allowances Purchased SO2 | Thousand Tons | 0 | 0 | 0 | 0 | 0 | 0 | 0
CT Fac. Spec. - SO2 Rate Annual v3.1, Unit 3062 and retrofits | 404 | 1769 | Rate Constraint in lbs/MMBtu | FALSE | L | Annual | Allowances Sold SO2 | Thousand Tons | 0 | 0 | 0 | 0 | 0 | 0 | 0
CT Fac. Spec. - SO2 Rate Annual v3.1, Unit 3062 and retrofits | 404 | 1769 | Rate Constraint in lbs/MMBtu | FALSE | L | Annual | Allowances Banked | Thousand Tons | 0 | 0 | 0 | 0 | 0 | 0 | 0
CT Fac. Spec. - SO2 Rate Annual v3.1, Unit 3062 and retrofits | 404 | 1769 | Rate Constraint in lbs/MMBtu | FALSE | L | Annual | Allowances Withdrawn (1:1) | Thousand Tons | 0 | 0 | 0 | 0 | 0 | 0 | 0
CT Fac. Spec. - SO2 Rate Annual v3.1, Unit 3062 and retrofits | 404 | 1769 | Rate Constraint in lbs/MMBtu | FALSE | L | Annual | Allowances Withdrawn (n:1) | Thousand Tons | 0 | 0 | 0 | 0 | 0 | 0 | 0
CT Fac. Spec. - SO2 Rate Annual v3.1, Unit 3062 and retrofits | 404 | 1769 | Rate Constraint in lbs/MMBtu | FALSE | L | Annual | Net Emissions Allowance Position | Thousand Tons | 0 | 0 | 0 | 0 | 0 | 0 | 0
CT Fac. Spec. - SO2 Rate Annual v3.1, Unit 3062 and retrofits | 404 | 1769 | Rate Constraint in lbs/MMBtu | FALSE | L | Annual | Fuel Consumed | TBtu | 9.4946 | 9.4946 | 9.4946 | 9.4946 | 9.4946 | 9.4946 | 9.4946
CT Fac. Spec. - SO2 Rate Annual v3.1, Unit 3062 and retrofits | 404 | 1769 | Rate Constraint in lbs/MMBtu | FALSE | L | Annual | Rate | lb/MMBtu | 0 | 0 | 0 | 0 | 0 | 0 | 0
CT Fac. Spec. - SO2 Rate Annual v3.1, Unit 3062 and retrofits | 404 | 1769 | Rate Constraint in lbs/MMBtu | FALSE | L | Annual | Generation | TWh | 1.3468 | 1.3468 | 1.3468 | 1.3468 | 1.3468 | 1.3468 | 1.3468
CT Fac. Spec. - SO2 Rate Annual v3.1, Unit 3062 and retrofits | 404 | 1769 | Rate Constraint in lbs/MMBtu | FALSE | L | Annual | Qualifying Generation | TWh | 1.3468 | 1.3468 | 1.3468 | 1.3468 | 1.3468 | 1.3468 | 1.3468
CT Fac. Spec. - SO2 Rate Annual v3.1, Unit 3062 and retrofits | 404 | 1769 | Rate Constraint in lbs/MMBtu | FALSE | L | Annual | Rate | lb/MWh | 0 | 0 | 0 | 0 | 0 | 0 | 0
CT Fac. Spec. - SO2 Rate Annual v3.1, Unit 3062 and retrofits | 404 | 1769 | Rate Constraint in lbs/MMBtu | FALSE | L | Annual | Constraint Shadow Price | US2011$/Ton | 0 | 0 | 0 | 0 | 0 | 0 | 0
CT Fac. Spec. - SO2 Rate Annual v3.1, Unit 3063 and retrofits | 405 | 1769 | Rate Constraint in lbs/MMBtu | FALSE | L | Annual | Seasons Included | Seasons | Winter, Summer | Winter, Summer | Winter, Summer | Winter, Summer | Winter, Summer | Winter, Summer | Winter, Summer
CT Fac. Spec. - SO2 Rate Annual v3.1, Unit 3063 and retrofits | 405 | 1769 | Rate Constraint in lbs/MMBtu | FALSE | L | Annual | Standard | lb/MMBtu | 0.33 | 0.33 | 0.33 | 0.33 | 0.33 | 0.33 | 0.33
CT Fac. Spec. - SO2 Rate Annual v3.1, Unit 3063 and retrofits | 405 | 1769 | Rate Constraint in lbs/MMBtu | FALSE | L | Annual | Emissions at Affected Plants SO2 | Thousand Tons | 0 | 0 | 0 | 0 | 0 | 0 | 0
CT Fac. Spec. - SO2 Rate Annual v3.1, Unit 3063 and retrofits | 405 | 1769 | Rate Constraint in lbs/MMBtu | FALSE | L | Annual | Allowances Purchased SO2 | Thousand Tons | 0 | 0 | 0 | 0 | 0 | 0 | 0
CT Fac. Spec. - SO2 Rate Annual v3.1, Unit 3063 and retrofits | 405 | 1769 | Rate Constraint in lbs/MMBtu | FALSE | L | Annual | Allowances Sold SO2 | Thousand Tons | 0 | 0 | 0 | 0 | 0 | 0 | 0
CT Fac. Spec. - SO2 Rate Annual v3.1, Unit 3063 and retrofits | 405 | 1769 | Rate Constraint in lbs/MMBtu | FALSE | L | Annual | Allowances Banked | Thousand Tons | 0 | 0 | 0 | 0 | 0 | 0 | 0
CT Fac. Spec. - SO2 Rate Annual v3.1, Unit 3063 and retrofits | 405 | 1769 | Rate Constraint in lbs/MMBtu | FALSE | L | Annual | Allowances Withdrawn (1:1) | Thousand Tons | 0 | 0 | 0 | 0 | 0 | 0 | 0
CT Fac. Spec. - SO2 Rate Annual v3.1, Unit 3063 and retrofits | 405 | 1769 | Rate Constraint in lbs/MMBtu | FALSE | L | Annual | Allowances Withdrawn (n:1) | Thousand Tons | 0 | 0 | 0 | 0 | 0 | 0 | 0
CT Fac. Spec. - SO2 Rate Annual v3.1, Unit 3063 and retrofits | 405 | 1769 | Rate Constraint in lbs/MMBtu | FALSE | L | Annual | Net Emissions Allowance Position | Thousand Tons | 0 | 0 | 0 | 0 | 0 | 0 | 0
CT Fac. Spec. - SO2 Rate Annual v3.1, Unit 3063 and retrofits | 405 | 1769 | Rate Constraint in lbs/MMBtu | FALSE | L | Annual | Fuel Consumed | TBtu | 9.4946 | 9.4946 | 9.4946 | 9.4946 | 9.4946 | 9.4946 | 9.4946
CT Fac. Spec. - SO2 Rate Annual v3.1, Unit 3063 and retrofits | 405 | 1769 | Rate Constraint in lbs/MMBtu | FALSE | L | Annual | Rate | lb/MMBtu | 0 | 0 | 0 | 0 | 0 | 0 | 0
CT Fac. Spec. - SO2 Rate Annual v3.1, Unit 3063 and retrofits | 405 | 1769 | Rate Constraint in lbs/MMBtu | FALSE | L | Annual | Generation | TWh | 1.3468 | 1.3468 | 1.3468 | 1.3468 | 1.3468 | 1.3468 | 1.3468
CT Fac. Spec. - SO2 Rate Annual v3.1, Unit 3063 and retrofits | 405 | 1769 | Rate Constraint in lbs/MMBtu | FALSE | L | Annual | Qualifying Generation | TWh | 1.3468 | 1.3468 | 1.3468 | 1.3468 | 1.3468 | 1.3468 | 1.3468
CT Fac. Spec. - SO2 Rate Annual v3.1, Unit 3063 and retrofits | 405 | 1769 | Rate Constraint in lbs/MMBtu | FALSE | L | Annual | Rate | lb/MWh | 0 | 0 | 0 | 0 | 0 | 0 | 0
CT Fac. Spec. - SO2 Rate Annual v3.1, Unit 3063 and retrofits | 405 | 1769 | Rate Constraint in lbs/MMBtu | FALSE | L | Annual | Constraint Shadow Price | US2011$/Ton | 0 | 0 | 0 | 0 | 0 | 0 | 0
CT Fac. Spec. - SO2 Rate Annual v3.1, Unit 3064 and retrofits | 406 | 1769 | Rate Constraint in lbs/MMBtu | FALSE | L | Annual | Seasons Included | Seasons | Winter, Summer | Winter, Summer | Winter, Summer | Winter, Summer | Winter, Summer | Winter, Summer | Winter, Summer
CT Fac. Spec. - SO2 Rate Annual v3.1, Unit 3064 and retrofits | 406 | 1769 | Rate Constraint in lbs/MMBtu | FALSE | L | Annual | Standard | lb/MMBtu | 0.33 | 0.33 | 0.33 | 0.33 | 0.33 | 0.33 | 0.33
CT Fac. Spec. - SO2 Rate Annual v3.1, Unit 3064 and retrofits | 406 | 1769 | Rate Constraint in lbs/MMBtu | FALSE | L | Annual | Emissions at Affected Plants SO2 | Thousand Tons | 0 | 0 | 0 | 0 | 0 | 0 | 0
CT Fac. Spec. - SO2 Rate Annual v3.1, Unit 3064 and retrofits | 406 | 1769 | Rate Constraint in lbs/MMBtu | FALSE | L | Annual | Allowances Purchased SO2 | Thousand Tons | 0 | 0 | 0 | 0 | 0 | 0 | 0
CT Fac. Spec. - SO2 Rate Annual v3.1, Unit 3064 and retrofits | 406 | 1769 | Rate Constraint in lbs/MMBtu | FALSE | L | Annual | Allowances Sold SO2 | Thousand Tons | 0 | 0 | 0 | 0 | 0 | 0 | 0
CT Fac. Spec. - SO2 Rate Annual v3.1, Unit 3064 and retrofits | 406 | 1769 | Rate Constraint in lbs/MMBtu | FALSE | L | Annual | Allowances Banked | Thousand Tons | 0 | 0 | 0 | 0 | 0 | 0 | 0
CT Fac. Spec. - SO2 Rate Annual v3.1, Unit 3064 and retrofits | 406 | 1769 | Rate Constraint in lbs/MMBtu | FALSE | L | Annual | Allowances Withdrawn (1:1) | Thousand Tons | 0 | 0 | 0 | 0 | 0 | 0 | 0
CT Fac. Spec. - SO2 Rate Annual v3.1, Unit 3064 and retrofits | 406 | 1769 | Rate Constraint in lbs/MMBtu | FALSE | L | Annual | Allowances Withdrawn (n:1) | Thousand Tons | 0 | 0 | 0 | 0 | 0 | 0 | 0
CT Fac. Spec. - SO2 Rate Annual v3.1, Unit 3064 and retrofits | 406 | 1769 | Rate Constraint in lbs/MMBtu | FALSE | L | Annual | Net Emissions Allowance Position | Thousand Tons | 0 | 0 | 0 | 0 | 0 | 0 | 0
CT Fac. Spec. - SO2 Rate Annual v3.1, Unit 3064 and retrofits | 406 | 1769 | Rate Constraint in lbs/MMBtu | FALSE | L | Annual | Fuel Consumed | TBtu | 14.6979 | 14.6979 | 14.6979 | 14.6979 | 14.6979 | 14.6979 | 14.6979
CT Fac. Spec. - SO2 Rate Annual v3.1, Unit 3064 and retrofits | 406 | 1769 | Rate Constraint in lbs/MMBtu | FALSE | L | Annual | Rate | lb/MMBtu | 0 | 0 | 0 | 0 | 0 | 0 | 0
CT Fac. Spec. - SO2 Rate Annual v3.1, Unit 3064 and retrofits | 406 | 1769 | Rate Constraint in lbs/MMBtu | FALSE | L | Annual | Generation | TWh | 2.0848 | 2.0848 | 2.0848 | 2.0848 | 2.0848 | 2.0848 | 2.0848
CT Fac. Spec. - SO2 Rate Annual v3.1, Unit 3064 and retrofits | 406 | 1769 | Rate Constraint in lbs/MMBtu | FALSE | L | Annual | Qualifying Generation | TWh | 2.0848 | 2.0848 | 2.0848 | 2.0848 | 2.0848 | 2.0848 | 2.0848
CT Fac. Spec. - SO2 Rate Annual v3.1, Unit 3064 and retrofits | 406 | 1769 | Rate Constraint in lbs/MMBtu | FALSE | L | Annual | Rate | lb/MWh | 0 | 0 | 0 | 0 | 0 | 0 | 0
CT Fac. Spec. - SO2 Rate Annual v3.1, Unit 3064 and retrofits | 406 | 1769 | Rate Constraint in lbs/MMBtu | FALSE | L | Annual | Constraint Shadow Price | US2011$/Ton | 0 | 0 | 0 | 0 | 0 | 0 | 0
CT Fac. Spec. - SO2 Rate Annual v3.1, Unit 3066 and retrofits | 407 | 1769 | Rate Constraint in lbs/MMBtu | FALSE | L | Annual | Seasons Included | Seasons | Winter, Summer | Winter, Summer | Winter, Summer | Winter, Summer | Winter, Summer | Winter, Summer | Winter, Summer
CT Fac. Spec. - SO2 Rate Annual v3.1, Unit 3066 and retrofits | 407 | 1769 | Rate Constraint in lbs/MMBtu | FALSE | L | Annual | Standard | lb/MMBtu | 0.33 | 0.33 | 0.33 | 0.33 | 0.33 | 0.33 | 0.33
CT Fac. Spec. - SO2 Rate Annual v3.1, Unit 3066 and retrofits | 407 | 1769 | Rate Constraint in lbs/MMBtu | FALSE | L | Annual | Emissions at Affected Plants SO2 | Thousand Tons | 0 | 0 | 0 | 0 | 0 | 0 | 0
CT Fac. Spec. - SO2 Rate Annual v3.1, Unit 3066 and retrofits | 407 | 1769 | Rate Constraint in lbs/MMBtu | FALSE | L | Annual | Allowances Purchased SO2 | Thousand Tons | 0 | 0 | 0 | 0 | 0 | 0 | 0
CT Fac. Spec. - SO2 Rate Annual v3.1, Unit 3066 and retrofits | 407 | 1769 | Rate Constraint in lbs/MMBtu | FALSE | L | Annual | Allowances Sold SO2 | Thousand Tons | 0 | 0 | 0 | 0 | 0 | 0 | 0
CT Fac. Spec. - SO2 Rate Annual v3.1, Unit 3066 and retrofits | 407 | 1769 | Rate Constraint in lbs/MMBtu | FALSE | L | Annual | Allowances Banked | Thousand Tons | 0 | 0 | 0 | 0 | 0 | 0 | 0
CT Fac. Spec. - SO2 Rate Annual v3.1, Unit 3066 and retrofits | 407 | 1769 | Rate Constraint in lbs/MMBtu | FALSE | L | Annual | Allowances Withdrawn (1:1) | Thousand Tons | 0 | 0 | 0 | 0 | 0 | 0 | 0
CT Fac. Spec. - SO2 Rate Annual v3.1, Unit 3066 and retrofits | 407 | 1769 | Rate Constraint in lbs/MMBtu | FALSE | L | Annual | Allowances Withdrawn (n:1) | Thousand Tons | 0 | 0 | 0 | 0 | 0 | 0 | 0
CT Fac. Spec. - SO2 Rate Annual v3.1, Unit 3066 and retrofits | 407 | 1769 | Rate Constraint in lbs/MMBtu | FALSE | L | Annual | Net Emissions Allowance Position | Thousand Tons | 0 | 0 | 0 | 0 | 0 | 0 | 0
CT Fac. Spec. - SO2 Rate Annual v3.1, Unit 3066 and retrofits | 407 | 1769 | Rate Constraint in lbs/MMBtu | FALSE | L | Annual | Fuel Consumed | TBtu | 0.15277 | 0.15277 | 0.15277 | 0.14078 | 0.046841 | 0.046841 | 0.046841
CT Fac. Spec. - SO2 Rate Annual v3.1, Unit 3066 and retrofits | 407 | 1769 | Rate Constraint in lbs/MMBtu | FALSE | L | Annual | Rate | lb/MMBtu | 0 | 0 | 0 | 0 | 0 | 0 | 0
CT Fac. Spec. - SO2 Rate Annual v3.1, Unit 3066 and retrofits | 407 | 1769 | Rate Constraint in lbs/MMBtu | FALSE | L | Annual | Generation | TWh | 0.017216 | 0.017216 | 0.017216 | 0.015864 | 0.0052784 | 0.0052784 | 0.0052784
CT Fac. Spec. - SO2 Rate Annual v3.1, Unit 3066 and retrofits | 407 | 1769 | Rate Constraint in lbs/MMBtu | FALSE | L | Annual | Qualifying Generation | TWh | 0.017216 | 0.017216 | 0.017216 | 0.015864 | 0.0052784 | 0.0052784 | 0.0052784
CT Fac. Spec. - SO2 Rate Annual v3.1, Unit 3066 and retrofits | 407 | 1769 | Rate Constraint in lbs/MMBtu | FALSE | L | Annual | Rate | lb/MWh | 0 | 0 | 0 | 0 | 0 | 0 | 0
CT Fac. Spec. - SO2 Rate Annual v3.1, Unit 3066 and retrofits | 407 | 1769 | Rate Constraint in lbs/MMBtu | FALSE | L | Annual | Constraint Shadow Price | US2011$/Ton | 0 | 0 | 0 | 0 | 0 | 0 | 0
CT Fac. Spec. - SO2 Rate Annual v3.1, Unit 3069 and retrofits | 408 | 1769 | Rate Constraint in lbs/MMBtu | FALSE | L | Annual | Seasons Included | Seasons | Winter, Summer | Winter, Summer | Winter, Summer | Winter, Summer | Winter, Summer | Winter, Summer | Winter, Summer
CT Fac. Spec. - SO2 Rate Annual v3.1, Unit 3069 and retrofits | 408 | 1769 | Rate Constraint in lbs/MMBtu | FALSE | L | Annual | Standard | lb/MMBtu | 0.33 | 0.33 | 0.33 | 0.33 | 0.33 | 0.33 | 0.33
CT Fac. Spec. - SO2 Rate Annual v3.1, Unit 3069 and retrofits | 408 | 1769 | Rate Constraint in lbs/MMBtu | FALSE | L | Annual | Emissions at Affected Plants SO2 | Thousand Tons | 0 | 0 | 0 | 0 | 0 | 0 | 0
CT Fac. Spec. - SO2 Rate Annual v3.1, Unit 3069 and retrofits | 408 | 1769 | Rate Constraint in lbs/MMBtu | FALSE | L | Annual | Allowances Purchased SO2 | Thousand Tons | 0 | 0 | 0 | 0 | 0 | 0 | 0
CT Fac. Spec. - SO2 Rate Annual v3.1, Unit 3069 and retrofits | 408 | 1769 | Rate Constraint in lbs/MMBtu | FALSE | L | Annual | Allowances Sold SO2 | Thousand Tons | 0 | 0 | 0 | 0 | 0 | 0 | 0
CT Fac. Spec. - SO2 Rate Annual v3.1, Unit 3069 and retrofits | 408 | 1769 | Rate Constraint in lbs/MMBtu | FALSE | L | Annual | Allowances Banked | Thousand Tons | 0 | 0 | 0 | 0 | 0 | 0 | 0
CT Fac. Spec. - SO2 Rate Annual v3.1, Unit 3069 and retrofits | 408 | 1769 | Rate Constraint in lbs/MMBtu | FALSE | L | Annual | Allowances Withdrawn (1:1) | Thousand Tons | 0 | 0 | 0 | 0 | 0 | 0 | 0
CT Fac. Spec. - SO2 Rate Annual v3.1, Unit 3069 and retrofits | 408 | 1769 | Rate Constraint in lbs/MMBtu | FALSE | L | Annual | Allowances Withdrawn (n:1) | Thousand Tons | 0 | 0 | 0 | 0 | 0 | 0 | 0
CT Fac. Spec. - SO2 Rate Annual v3.1, Unit 3069 and retrofits | 408 | 1769 | Rate Constraint in lbs/MMBtu | FALSE | L | Annual | Net Emissions Allowance Position | Thousand Tons | 0 | 0 | 0 | 0 | 0 | 0 | 0
CT Fac. Spec. - SO2 Rate Annual v3.1, Unit 3069 and retrofits | 408 | 1769 | Rate Constraint in lbs/MMBtu | FALSE | L | Annual | Fuel Consumed | TBtu | 13.9521 | 13.9521 | 12.4348 | 11.354 | 6.2769 | 4.4539 | 3.6081
CT Fac. Spec. - SO2 Rate Annual v3.1, Unit 3069 and retrofits | 408 | 1769 | Rate Constraint in lbs/MMBtu | FALSE | L | Annual | Rate | lb/MMBtu | 0 | 0 | 0 | 0 | 0 | 0 | 0
CT Fac. Spec. - SO2 Rate Annual v3.1, Unit 3069 and retrofits | 408 | 1769 | Rate Constraint in lbs/MMBtu | FALSE | L | Annual | Generation | TWh | 1.8718 | 1.8718 | 1.6682 | 1.5232 | 0.84208 | 0.59752 | 0.48405
CT Fac. Spec. - SO2 Rate Annual v3.1, Unit 3069 and retrofits | 408 | 1769 | Rate Constraint in lbs/MMBtu | FALSE | L | Annual | Qualifying Generation | TWh | 1.8718 | 1.8718 | 1.6682 | 1.5232 | 0.84208 | 0.59752 | 0.48405
CT Fac. Spec. - SO2 Rate Annual v3.1, Unit 3069 and retrofits | 408 | 1769 | Rate Constraint in lbs/MMBtu | FALSE | L | Annual | Rate | lb/MWh | 0 | 0 | 0 | 0 | 0 | 0 | 0
CT Fac. Spec. - SO2 Rate Annual v3.1, Unit 3069 and retrofits | 408 | 1769 | Rate Constraint in lbs/MMBtu | FALSE | L | Annual | Constraint Shadow Price | US2011$/Ton | 0 | 0 | 0 | 0 | 0 | 0 | 0
CT Fac. Spec. - SO2 Rate Annual v3.1, Unit 3070 and retrofits | 409 | 1769 | Rate Constraint in lbs/MMBtu | FALSE | L | Annual | Seasons Included | Seasons | Winter, Summer | Winter, Summer | Winter, Summer | Winter, Summer | Winter, Summer | Winter, Summer | Winter, Summer
CT Fac. Spec. - SO2 Rate Annual v3.1, Unit 3070 and retrofits | 409 | 1769 | Rate Constraint in lbs/MMBtu | FALSE | L | Annual | Standard | lb/MMBtu | 0.33 | 0.33 | 0.33 | 0.33 | 0.33 | 0.33 | 0.33
CT Fac. Spec. - SO2 Rate Annual v3.1, Unit 3070 and retrofits | 409 | 1769 | Rate Constraint in lbs/MMBtu | FALSE | L | Annual | Emissions at Affected Plants SO2 | Thousand Tons | 0 | 0 | 0 | 0 | 0 | 0 | 0
CT Fac. Spec. - SO2 Rate Annual v3.1, Unit 3070 and retrofits | 409 | 1769 | Rate Constraint in lbs/MMBtu | FALSE | L | Annual | Allowances Purchased SO2 | Thousand Tons | 0 | 0 | 0 | 0 | 0 | 0 | 0
CT Fac. Spec. - SO2 Rate Annual v3.1, Unit 3070 and retrofits | 409 | 1769 | Rate Constraint in lbs/MMBtu | FALSE | L | Annual | Allowances Sold SO2 | Thousand Tons | 0 | 0 | 0 | 0 | 0 | 0 | 0
CT Fac. Spec. - SO2 Rate Annual v3.1, Unit 3070 and retrofits | 409 | 1769 | Rate Constraint in lbs/MMBtu | FALSE | L | Annual | Allowances Banked | Thousand Tons | 0 | 0 | 0 | 0 | 0 | 0 | 0
CT Fac. Spec. - SO2 Rate Annual v3.1, Unit 3070 and retrofits | 409 | 1769 | Rate Constraint in lbs/MMBtu | FALSE | L | Annual | Allowances Withdrawn (1:1) | Thousand Tons | 0 | 0 | 0 | 0 | 0 | 0 | 0
CT Fac. Spec. - SO2 Rate Annual v3.1, Unit 3070 and retrofits | 409 | 1769 | Rate Constraint in lbs/MMBtu | FALSE | L | Annual | Allowances Withdrawn (n:1) | Thousand Tons | 0 | 0 | 0 | 0 | 0 | 0 | 0
CT Fac. Spec. - SO2 Rate Annual v3.1, Unit 3070 and retrofits | 409 | 1769 | Rate Constraint in lbs/MMBtu | FALSE | L | Annual | Net Emissions Allowance Position | Thousand Tons | 0 | 0 | 0 | 0 | 0 | 0 | 0
CT Fac. Spec. - SO2 Rate Annual v3.1, Unit 3070 and retrofits | 409 | 1769 | Rate Constraint in lbs/MMBtu | FALSE | L | Annual | Fuel Consumed | TBtu | 14.2357 | 14.2357 | 13.6275 | 8.2629 | 4.1971 | 5.0461 | 5.0461
CT Fac. Spec. - SO2 Rate Annual v3.1, Unit 3070 and retrofits | 409 | 1769 | Rate Constraint in lbs/MMBtu | FALSE | L | Annual | Rate | lb/MMBtu | 0 | 0 | 0 | 0 | 0 | 0 | 0
CT Fac. Spec. - SO2 Rate Annual v3.1, Unit 3070 and retrofits | 409 | 1769 | Rate Constraint in lbs/MMBtu | FALSE | L | Annual | Generation | TWh | 1.9098 | 1.9098 | 1.8282 | 1.1085 | 0.56307 | 0.67696 | 0.67696
CT Fac. Spec. - SO2 Rate Annual v3.1, Unit 3070 and retrofits | 409 | 1769 | Rate Constraint in lbs/MMBtu | FALSE | L | Annual | Qualifying Generation | TWh | 1.9098 | 1.9098 | 1.8282 | 1.1085 | 0.56307 | 0.67696 | 0.67696
CT Fac. Spec. - SO2 Rate Annual v3.1, Unit 3070 and retrofits | 409 | 1769 | Rate Constraint in lbs/MMBtu | FALSE | L | Annual | Rate | lb/MWh | 0 | 0 | 0 | 0 | 0 | 0 | 0
CT Fac. Spec. - SO2 Rate Annual v3.1, Unit 3070 and retrofits | 409 | 1769 | Rate Constraint in lbs/MMBtu | FALSE | L | Annual | Constraint Shadow Price | US2011$/Ton | 0 | 0 | 0 | 0 | 0 | 0 | 0
CT Fac. Spec. - SO2 Rate Annual v3.1, Unit 3071 and retrofits | 410 | 1769 | Rate Constraint in lbs/MMBtu | FALSE | L | Annual | Seasons Included | Seasons | Winter, Summer | Winter, Summer | Winter, Summer | Winter, Summer | Winter, Summer | Winter, Summer | Winter, Summer
CT Fac. Spec. - SO2 Rate Annual v3.1, Unit 3071 and retrofits | 410 | 1769 | Rate Constraint in lbs/MMBtu | FALSE | L | Annual | Standard | lb/MMBtu | 0.33 | 0.33 | 0.33 | 0.33 | 0.33 | 0.33 | 0.33
CT Fac. Spec. - SO2 Rate Annual v3.1, Unit 3071 and retrofits | 410 | 1769 | Rate Constraint in lbs/MMBtu | FALSE | L | Annual | Emissions at Affected Plants SO2 | Thousand Tons | 0 | 0 | 0 | 0 | 0 | 0 | 0
CT Fac. Spec. - SO2 Rate Annual v3.1, Unit 3071 and retrofits | 410 | 1769 | Rate Constraint in lbs/MMBtu | FALSE | L | Annual | Allowances Purchased SO2 | Thousand Tons | 0 | 0 | 0 | 0 | 0 | 0 | 0
CT Fac. Spec. - SO2 Rate Annual v3.1, Unit 3071 and retrofits | 410 | 1769 | Rate Constraint in lbs/MMBtu | FALSE | L | Annual | Allowances Sold SO2 | Thousand Tons | 0 | 0 | 0 | 0 | 0 | 0 | 0
CT Fac. Spec. - SO2 Rate Annual v3.1, Unit 3071 and retrofits | 410 | 1769 | Rate Constraint in lbs/MMBtu | FALSE | L | Annual | Allowances Banked | Thousand Tons | 0 | 0 | 0 | 0 | 0 | 0 | 0
CT Fac. Spec. - SO2 Rate Annual v3.1, Unit 3071 and retrofits | 410 | 1769 | Rate Constraint in lbs/MMBtu | FALSE | L | Annual | Allowances Withdrawn (1:1) | Thousand Tons | 0 | 0 | 0 | 0 | 0 | 0 | 0
CT Fac. Spec. - SO2 Rate Annual v3.1, Unit 3071 and retrofits | 410 | 1769 | Rate Constraint in lbs/MMBtu | FALSE | L | Annual | Allowances Withdrawn (n:1) | Thousand Tons | 0 | 0 | 0 | 0 | 0 | 0 | 0
CT Fac. Spec. - SO2 Rate Annual v3.1, Unit 3071 and retrofits | 410 | 1769 | Rate Constraint in lbs/MMBtu | FALSE | L | Annual | Net Emissions Allowance Position | Thousand Tons | 0 | 0 | 0 | 0 | 0 | 0 | 0
CT Fac. Spec. - SO2 Rate Annual v3.1, Unit 3071 and retrofits | 410 | 1769 | Rate Constraint in lbs/MMBtu | FALSE | L | Annual | Fuel Consumed | TBtu | 14.0656 | 13.486 | 12.5359 | 5.852 | 4.0205 | 3.1495 | 3.1495
CT Fac. Spec. - SO2 Rate Annual v3.1, Unit 3071 and retrofits | 410 | 1769 | Rate Constraint in lbs/MMBtu | FALSE | L | Annual | Rate | lb/MMBtu | 0 | 0 | 0 | 0 | 0 | 0 | 0
CT Fac. Spec. - SO2 Rate Annual v3.1, Unit 3071 and retrofits | 410 | 1769 | Rate Constraint in lbs/MMBtu | FALSE | L | Annual | Generation | TWh | 1.887 | 1.8092 | 1.6818 | 0.78508 | 0.53938 | 0.42252 | 0.42252
CT Fac. Spec. - SO2 Rate Annual v3.1, Unit 3071 and retrofits | 410 | 1769 | Rate Constraint in lbs/MMBtu | FALSE | L | Annual | Qualifying Generation | TWh | 1.887 | 1.8092 | 1.6818 | 0.78508 | 0.53938 | 0.42252 | 0.42252
CT Fac. Spec. - SO2 Rate Annual v3.1, Unit 3071 and retrofits | 410 | 1769 | Rate Constraint in lbs/MMBtu | FALSE | L | Annual | Rate | lb/MWh | 0 | 0 | 0 | 0 | 0 | 0 | 0
CT Fac. Spec. - SO2 Rate Annual v3.1, Unit 3071 and retrofits | 410 | 1769 | Rate Constraint in lbs/MMBtu | FALSE | L | Annual | Constraint Shadow Price | US2011$/Ton | 0 | 0 | 0 | 0 | 0 | 0 | 0
CT Fac. Spec. - SO2 Rate Annual v3.1, Unit 3072 and retrofits | 411 | 1769 | Rate Constraint in lbs/MMBtu | FALSE | L | Annual | Seasons Included | Seasons | Winter, Summer | Winter, Summer | Winter, Summer | Winter, Summer | Winter, Summer | Winter, Summer | Winter, Summer
CT Fac. Spec. - SO2 Rate Annual v3.1, Unit 3072 and retrofits | 411 | 1769 | Rate Constraint in lbs/MMBtu | FALSE | L | Annual | Standard | lb/MMBtu | 0.33 | 0.33 | 0.33 | 0.33 | 0.33 | 0.33 | 0.33
CT Fac. Spec. - SO2 Rate Annual v3.1, Unit 3072 and retrofits | 411 | 1769 | Rate Constraint in lbs/MMBtu | FALSE | L | Annual | Emissions at Affected Plants SO2 | Thousand Tons | 0 | 0 | 0 | 0 | 0 | 0 | 0
CT Fac. Spec. - SO2 Rate Annual v3.1, Unit 3072 and retrofits | 411 | 1769 | Rate Constraint in lbs/MMBtu | FALSE | L | Annual | Allowances Purchased SO2 | Thousand Tons | 0 | 0 | 0 | 0 | 0 | 0 | 0
CT Fac. Spec. - SO2 Rate Annual v3.1, Unit 3072 and retrofits | 411 | 1769 | Rate Constraint in lbs/MMBtu | FALSE | L | Annual | Allowances Sold SO2 | Thousand Tons | 0 | 0 | 0 | 0 | 0 | 0 | 0
CT Fac. Spec. - SO2 Rate Annual v3.1, Unit 3072 and retrofits | 411 | 1769 | Rate Constraint in lbs/MMBtu | FALSE | L | Annual | Allowances Banked | Thousand Tons | 0 | 0 | 0 | 0 | 0 | 0 | 0
CT Fac. Spec. - SO2 Rate Annual v3.1, Unit 3072 and retrofits | 411 | 1769 | Rate Constraint in lbs/MMBtu | FALSE | L | Annual | Allowances Withdrawn (1:1) | Thousand Tons | 0 | 0 | 0 | 0 | 0 | 0 | 0
CT Fac. Spec. - SO2 Rate Annual v3.1, Unit 3072 and retrofits | 411 | 1769 | Rate Constraint in lbs/MMBtu | FALSE | L | Annual | Allowances Withdrawn (n:1) | Thousand Tons | 0 | 0 | 0 | 0 | 0 | 0 | 0
CT Fac. Spec. - SO2 Rate Annual v3.1, Unit 3072 and retrofits | 411 | 1769 | Rate Constraint in lbs/MMBtu | FALSE | L | Annual | Net Emissions Allowance Position | Thousand Tons | 0 | 0 | 0 | 0 | 0 | 0 | 0
CT Fac. Spec. - SO2 Rate Annual v3.1, Unit 3072 and retrofits | 411 | 1769 | Rate Constraint in lbs/MMBtu | FALSE | L | Annual | Fuel Consumed | TBtu | 14.1682 | 14.1682 | 14.1682 | 12.6273 | 12.6273 | 12.1829 | 10.683
CT Fac. Spec. - SO2 Rate Annual v3.1, Unit 3072 and retrofits | 411 | 1769 | Rate Constraint in lbs/MMBtu | FALSE | L | Annual | Rate | lb/MMBtu | 0 | 0 | 0 | 0 | 0 | 0 | 0
CT Fac. Spec. - SO2 Rate Annual v3.1, Unit 3072 and retrofits | 411 | 1769 | Rate Constraint in lbs/MMBtu | FALSE | L | Annual | Generation | TWh | 1.925 | 1.925 | 1.925 | 1.7157 | 1.7157 | 1.6553 | 1.4515
CT Fac. Spec. - SO2 Rate Annual v3.1, Unit 3072 and retrofits | 411 | 1769 | Rate Constraint in lbs/MMBtu | FALSE | L | Annual | Qualifying Generation | TWh | 1.925 | 1.925 | 1.925 | 1.7157 | 1.7157 | 1.6553 | 1.4515
CT Fac. Spec. - SO2 Rate Annual v3.1, Unit 3072 and retrofits | 411 | 1769 | Rate Constraint in lbs/MMBtu | FALSE | L | Annual | Rate | lb/MWh | 0 | 0 | 0 | 0 | 0 | 0 | 0
CT Fac. Spec. - SO2 Rate Annual v3.1, Unit 3072 and retrofits | 411 | 1769 | Rate Constraint in lbs/MMBtu | FALSE | L | Annual | Constraint Shadow Price | US2011$/Ton | 0 | 0 | 0 | 0 | 0 | 0 | 0
CT Fac. Spec. - SO2 Rate Annual v3.1, Unit 3073 and retrofits | 412 | 1769 | Rate Constraint in lbs/MMBtu | FALSE | L | Annual | Seasons Included | Seasons | Winter, Summer | Winter, Summer | Winter, Summer | Winter, Summer | Winter, Summer | Winter, Summer | Winter, Summer
CT Fac. Spec. - SO2 Rate Annual v3.1, Unit 3073 and retrofits | 412 | 1769 | Rate Constraint in lbs/MMBtu | FALSE | L | Annual | Standard | lb/MMBtu | 0.33 | 0.33 | 0.33 | 0.33 | 0.33 | 0.33 | 0.33
CT Fac. Spec. - SO2 Rate Annual v3.1, Unit 3073 and retrofits | 412 | 1769 | Rate Constraint in lbs/MMBtu | FALSE | L | Annual | Emissions at Affected Plants SO2 | Thousand Tons | 0 | 0 | 0 | 0 | 0 | 0 | 0
CT Fac. Spec. - SO2 Rate Annual v3.1, Unit 3073 and retrofits | 412 | 1769 | Rate Constraint in lbs/MMBtu | FALSE | L | Annual | Allowances Purchased SO2 | Thousand Tons | 0 | 0 | 0 | 0 | 0 | 0 | 0
CT Fac. Spec. - SO2 Rate Annual v3.1, Unit 3073 and retrofits | 412 | 1769 | Rate Constraint in lbs/MMBtu | FALSE | L | Annual | Allowances Sold SO2 | Thousand Tons | 0 | 0 | 0 | 0 | 0 | 0 | 0
CT Fac. Spec. - SO2 Rate Annual v3.1, Unit 3073 and retrofits | 412 | 1769 | Rate Constraint in lbs/MMBtu | FALSE | L | Annual | Allowances Banked | Thousand Tons | 0 | 0 | 0 | 0 | 0 | 0 | 0
CT Fac. Spec. - SO2 Rate Annual v3.1, Unit 3073 and retrofits | 412 | 1769 | Rate Constraint in lbs/MMBtu | FALSE | L | Annual | Allowances Withdrawn (1:1) | Thousand Tons | 0 | 0 | 0 | 0 | 0 | 0 | 0
CT Fac. Spec. - SO2 Rate Annual v3.1, Unit 3073 and retrofits | 412 | 1769 | Rate Constraint in lbs/MMBtu | FALSE | L | Annual | Allowances Withdrawn (n:1) | Thousand Tons | 0 | 0 | 0 | 0 | 0 | 0 | 0
CT Fac. Spec. - SO2 Rate Annual v3.1, Unit 3073 and retrofits | 412 | 1769 | Rate Constraint in lbs/MMBtu | FALSE | L | Annual | Net Emissions Allowance Position | Thousand Tons | 0 | 0 | 0 | 0 | 0 | 0 | 0
CT Fac. Spec. - SO2 Rate Annual v3.1, Unit 3073 and retrofits | 412 | 1769 | Rate Constraint in lbs/MMBtu | FALSE | L | Annual | Fuel Consumed | TBtu | 14.2222 | 14.2222 | 14.2222 | 13.4417 | 12.7903 | 14.2222 | 14.2222
CT Fac. Spec. - SO2 Rate Annual v3.1, Unit 3073 and retrofits | 412 | 1769 | Rate Constraint in lbs/MMBtu | FALSE | L | Annual | Rate | lb/MMBtu | 0 | 0 | 0 | 0 | 0 | 0 | 0
CT Fac. Spec. - SO2 Rate Annual v3.1, Unit 3073 and retrofits | 412 | 1769 | Rate Constraint in lbs/MMBtu | FALSE | L | Annual | Generation | TWh | 1.9326 | 1.9326 | 1.9326 | 1.8266 | 1.7381 | 1.9326 | 1.9326
CT Fac. Spec. - SO2 Rate Annual v3.1, Unit 3073 and retrofits | 412 | 1769 | Rate Constraint in lbs/MMBtu | FALSE | L | Annual | Qualifying Generation | TWh | 1.9326 | 1.9326 | 1.9326 | 1.8266 | 1.7381 | 1.9326 | 1.9326
CT Fac. Spec. - SO2 Rate Annual v3.1, Unit 3073 and retrofits | 412 | 1769 | Rate Constraint in lbs/MMBtu | FALSE | L | Annual | Rate | lb/MWh | 0 | 0 | 0 | 0 | 0 | 0 | 0
CT Fac. Spec. - SO2 Rate Annual v3.1, Unit 3073 and retrofits | 412 | 1769 | Rate Constraint in lbs/MMBtu | FALSE | L | Annual | Constraint Shadow Price | US2011$/Ton | 0 | 0 | 0 | 0 | 0 | 0 | 0
CT Fac. Spec. - SO2 Rate Annual v3.1, Unit 3075 and retrofits | 413 | 1769 | Rate Constraint in lbs/MMBtu | FALSE | L | Annual | Seasons Included | Seasons | Winter, Summer | Winter, Summer | Winter, Summer | Winter, Summer | Winter, Summer | Winter, Summer | Winter, Summer
CT Fac. Spec. - SO2 Rate Annual v3.1, Unit 3075 and retrofits | 413 | 1769 | Rate Constraint in lbs/MMBtu | FALSE | L | Annual | Standard | lb/MMBtu | 0.33 | 0.33 | 0.33 | 0.33 | 0.33 | 0.33 | 0.33
CT Fac. Spec. - SO2 Rate Annual v3.1, Unit 3075 and retrofits | 413 | 1769 | Rate Constraint in lbs/MMBtu | FALSE | L | Annual | Emissions at Affected Plants SO2 | Thousand Tons | 0 | 0 | 0 | 0 | 0 | 0 | 0
CT Fac. Spec. - SO2 Rate Annual v3.1, Unit 3075 and retrofits | 413 | 1769 | Rate Constraint in lbs/MMBtu | FALSE | L | Annual | Allowances Purchased SO2 | Thousand Tons | 0 | 0 | 0 | 0 | 0 | 0 | 0
CT Fac. Spec. - SO2 Rate Annual v3.1, Unit 3075 and retrofits | 413 | 1769 | Rate Constraint in lbs/MMBtu | FALSE | L | Annual | Allowances Sold SO2 | Thousand Tons | 0 | 0 | 0 | 0 | 0 | 0 | 0
CT Fac. Spec. - SO2 Rate Annual v3.1, Unit 3075 and retrofits | 413 | 1769 | Rate Constraint in lbs/MMBtu | FALSE | L | Annual | Allowances Banked | Thousand Tons | 0 | 0 | 0 | 0 | 0 | 0 | 0
CT Fac. Spec. - SO2 Rate Annual v3.1, Unit 3075 and retrofits | 413 | 1769 | Rate Constraint in lbs/MMBtu | FALSE | L | Annual | Allowances Withdrawn (1:1) | Thousand Tons | 0 | 0 | 0 | 0 | 0 | 0 | 0
CT Fac. Spec. - SO2 Rate Annual v3.1, Unit 3075 and retrofits | 413 | 1769 | Rate Constraint in lbs/MMBtu | FALSE | L | Annual | Allowances Withdrawn (n:1) | Thousand Tons | 0 | 0 | 0 | 0 | 0 | 0 | 0
CT Fac. Spec. - SO2 Rate Annual v3.1, Unit 3075 and retrofits | 413 | 1769 | Rate Constraint in lbs/MMBtu | FALSE | L | Annual | Net Emissions Allowance Position | Thousand Tons | 0 | 0 | 0 | 0 | 0 | 0 | 0
CT Fac. Spec. - SO2 Rate Annual v3.1, Unit 3075 and retrofits | 413 | 1769 | Rate Constraint in lbs/MMBtu | FALSE | L | Annual | Fuel Consumed | TBtu | 1.9137 | 1.9137 | 1.9137 | 1.4557 | 0.13531 | 1.4557 | 0.42849
CT Fac. Spec. - SO2 Rate Annual v3.1, Unit 3075 and retrofits | 413 | 1769 | Rate Constraint in lbs/MMBtu | FALSE | L | Annual | Rate | lb/MMBtu | 0 | 0 | 0 | 0 | 0 | 0 | 0
CT Fac. Spec. - SO2 Rate Annual v3.1, Unit 3075 and retrofits | 413 | 1769 | Rate Constraint in lbs/MMBtu | FALSE | L | Annual | Generation | TWh | 0.2663 | 0.2663 | 0.2663 | 0.20258 | 0.01883 | 0.20258 | 0.059628
CT Fac. Spec. - SO2 Rate Annual v3.1, Unit 3075 and retrofits | 413 | 1769 | Rate Constraint in lbs/MMBtu | FALSE | L | Annual | Qualifying Generation | TWh | 0.2663 | 0.2663 | 0.2663 | 0.20258 | 0.01883 | 0.20258 | 0.059628
CT Fac. Spec. - SO2 Rate Annual v3.1, Unit 3075 and retrofits | 413 | 1769 | Rate Constraint in lbs/MMBtu | FALSE | L | Annual | Rate | lb/MWh | 0 | 0 | 0 | 0 | 0 | 0 | 0
CT Fac. Spec. - SO2 Rate Annual v3.1, Unit 3075 and retrofits | 413 | 1769 | Rate Constraint in lbs/MMBtu | FALSE | L | Annual | Constraint Shadow Price | US2011$/Ton | 0 | 0 | 0 | 0 | 0 | 0 | 0
CT Fac. Spec. - SO2 Rate Annual v3.1, Unit 3766 and retrofits | 414 | 1769 | Rate Constraint in lbs/MMBtu | FALSE | L | Annual | Seasons Included | Seasons | Winter, Summer | Winter, Summer | Winter, Summer | Winter, Summer | Winter, Summer | Winter, Summer | Winter, Summer
CT Fac. Spec. - SO2 Rate Annual v3.1, Unit 3766 and retrofits | 414 | 1769 | Rate Constraint in lbs/MMBtu | FALSE | L | Annual | Standard | lb/MMBtu | 0.33 | 0.33 | 0.33 | 0.33 | 0.33 | 0.33 | 0.33
CT Fac. Spec. - SO2 Rate Annual v3.1, Unit 3766 and retrofits | 414 | 1769 | Rate Constraint in lbs/MMBtu | FALSE | L | Annual | Emissions at Affected Plants SO2 | Thousand Tons | 0 | 0 | 0 | 0 | 0 | 0 | 0
CT Fac. Spec. - SO2 Rate Annual v3.1, Unit 3766 and retrofits | 414 | 1769 | Rate Constraint in lbs/MMBtu | FALSE | L | Annual | Allowances Purchased SO2 | Thousand Tons | 0 | 0 | 0 | 0 | 0 | 0 | 0
CT Fac. Spec. - SO2 Rate Annual v3.1, Unit 3766 and retrofits | 414 | 1769 | Rate Constraint in lbs/MMBtu | FALSE | L | Annual | Allowances Sold SO2 | Thousand Tons | 0 | 0 | 0 | 0 | 0 | 0 | 0
CT Fac. Spec. - SO2 Rate Annual v3.1, Unit 3766 and retrofits | 414 | 1769 | Rate Constraint in lbs/MMBtu | FALSE | L | Annual | Allowances Banked | Thousand Tons | 0 | 0 | 0 | 0 | 0 | 0 | 0
CT Fac. Spec. - SO2 Rate Annual v3.1, Unit 3766 and retrofits | 414 | 1769 | Rate Constraint in lbs/MMBtu | FALSE | L | Annual | Allowances Withdrawn (1:1) | Thousand Tons | 0 | 0 | 0 | 0 | 0 | 0 | 0
CT Fac. Spec. - SO2 Rate Annual v3.1, Unit 3766 and retrofits | 414 | 1769 | Rate Constraint in lbs/MMBtu | FALSE | L | Annual | Allowances Withdrawn (n:1) | Thousand Tons | 0 | 0 | 0 | 0 | 0 | 0 | 0
CT Fac. Spec. - SO2 Rate Annual v3.1, Unit 3766 and retrofits | 414 | 1769 | Rate Constraint in lbs/MMBtu | FALSE | L | Annual | Net Emissions Allowance Position | Thousand Tons | 0 | 0 | 0 | 0 | 0 | 0 | 0
CT Fac. Spec. - SO2 Rate Annual v3.1, Unit 3766 and retrofits | 414 | 1769 | Rate Constraint in lbs/MMBtu | FALSE | L | Annual | Fuel Consumed | TBtu | 0.55635 | 0.39745 | 0 | 0 | 0 | 0 | 0
CT Fac. Spec. - SO2 Rate Annual v3.1, Unit 3766 and retrofits | 414 | 1769 | Rate Constraint in lbs/MMBtu | FALSE | L | Annual | Rate | lb/MMBtu | 0 | 0 | 0 | 0 | 0 | 0 | 0
CT Fac. Spec. - SO2 Rate Annual v3.1, Unit 3766 and retrofits | 414 | 1769 | Rate Constraint in lbs/MMBtu | FALSE | L | Annual | Generation | TWh | 0.04596 | 0.032833 | 0 | 0 | 0 | 0 | 0
CT Fac. Spec. - SO2 Rate Annual v3.1, Unit 3766 and retrofits | 414 | 1769 | Rate Constraint in lbs/MMBtu | FALSE | L | Annual | Qualifying Generation | TWh | 0.04596 | 0.032833 | 0 | 0 | 0 | 0 | 0
CT Fac. Spec. - SO2 Rate Annual v3.1, Unit 3766 and retrofits | 414 | 1769 | Rate Constraint in lbs/MMBtu | FALSE | L | Annual | Rate | lb/MWh | 0 | 0 | 0 | 0 | 0 | 0 | 0
CT Fac. Spec. - SO2 Rate Annual v3.1, Unit 3766 and retrofits | 414 | 1769 | Rate Constraint in lbs/MMBtu | FALSE | L | Annual | Constraint Shadow Price | US2011$/Ton | 0 | 0 | 0 | 0 | 0 | 0 | 0
CT Fac. Spec. - SO2 Rate Annual v3.1, Unit 3767 and retrofits | 415 | 1769 | Rate Constraint in lbs/MMBtu | FALSE | L | Annual | Seasons Included | Seasons | Winter, Summer | Winter, Summer | Winter, Summer | Winter, Summer | Winter, Summer | Winter, Summer | Winter, Summer
CT Fac. Spec. - SO2 Rate Annual v3.1, Unit 3767 and retrofits | 415 | 1769 | Rate Constraint in lbs/MMBtu | FALSE | L | Annual | Standard | lb/MMBtu | 0.33 | 0.33 | 0.33 | 0.33 | 0.33 | 0.33 | 0.33
CT Fac. Spec. - SO2 Rate Annual v3.1, Unit 3767 and retrofits | 415 | 1769 | Rate Constraint in lbs/MMBtu | FALSE | L | Annual | Emissions at Affected Plants SO2 | Thousand Tons | 0 | 0 | 0 | 0 | 0 | 0 | 0
CT Fac. Spec. - SO2 Rate Annual v3.1, Unit 3767 and retrofits | 415 | 1769 | Rate Constraint in lbs/MMBtu | FALSE | L | Annual | Allowances Purchased SO2 | Thousand Tons | 0 | 0 | 0 | 0 | 0 | 0 | 0
CT Fac. Spec. - SO2 Rate Annual v3.1, Unit 3767 and retrofits | 415 | 1769 | Rate Constraint in lbs/MMBtu | FALSE | L | Annual | Allowances Sold SO2 | Thousand Tons | 0 | 0 | 0 | 0 | 0 | 0 | 0
CT Fac. Spec. - SO2 Rate Annual v3.1, Unit 3767 and retrofits | 415 | 1769 | Rate Constraint in lbs/MMBtu | FALSE | L | Annual | Allowances Banked | Thousand Tons | 0 | 0 | 0 | 0 | 0 | 0 | 0
CT Fac. Spec. - SO2 Rate Annual v3.1, Unit 3767 and retrofits | 415 | 1769 | Rate Constraint in lbs/MMBtu | FALSE | L | Annual | Allowances Withdrawn (1:1) | Thousand Tons | 0 | 0 | 0 | 0 | 0 | 0 | 0
CT Fac. Spec. - SO2 Rate Annual v3.1, Unit 3767 and retrofits | 415 | 1769 | Rate Constraint in lbs/MMBtu | FALSE | L | Annual | Allowances Withdrawn (n:1) | Thousand Tons | 0 | 0 | 0 | 0 | 0 | 0 | 0
CT Fac. Spec. - SO2 Rate Annual v3.1, Unit 3767 and retrofits | 415 | 1769 | Rate Constraint in lbs/MMBtu | FALSE | L | Annual | Net Emissions Allowance Position | Thousand Tons | 0 | 0 | 0 | 0 | 0 | 0 | 0
CT Fac. Spec. - SO2 Rate Annual v3.1, Unit 3767 and retrofits | 415 | 1769 | Rate Constraint in lbs/MMBtu | FALSE | L | Annual | Fuel Consumed | TBtu | 0.5445 | 0.45338 | 0 | 0 | 0 | 0 | 0
CT Fac. Spec. - SO2 Rate Annual v3.1, Unit 3767 and retrofits | 415 | 1769 | Rate Constraint in lbs/MMBtu | FALSE | L | Annual | Rate | lb/MMBtu | 0 | 0 | 0 | 0 | 0 | 0 | 0
CT Fac. Spec. - SO2 Rate Annual v3.1, Unit 3767 and retrofits | 415 | 1769 | Rate Constraint in lbs/MMBtu | FALSE | L | Annual | Generation | TWh | 0.045019 | 0.037485 | 0 | 0 | 0 | 0 | 0
CT Fac. Spec. - SO2 Rate Annual v3.1, Unit 3767 and retrofits | 415 | 1769 | Rate Constraint in lbs/MMBtu | FALSE | L | Annual | Qualifying Generation | TWh | 0.045019 | 0.037485 | 0 | 0 | 0 | 0 | 0
CT Fac. Spec. - SO2 Rate Annual v3.1, Unit 3767 and retrofits | 415 | 1769 | Rate Constraint in lbs/MMBtu | FALSE | L | Annual | Rate | lb/MWh | 0 | 0 | 0 | 0 | 0 | 0 | 0
CT Fac. Spec. - SO2 Rate Annual v3.1, Unit 3767 and retrofits | 415 | 1769 | Rate Constraint in lbs/MMBtu | FALSE | L | Annual | Constraint Shadow Price | US2011$/Ton | 0 | 0 | 0 | 0 | 0 | 0 | 0
CT Fac. Spec. - SO2 Rate Annual v3.1, Unit 3957 and retrofits | 416 | 1769 | Rate Constraint in lbs/MMBtu | FALSE | L | Annual | Seasons Included | Seasons | Winter, Summer | Winter, Summer | Winter, Summer | Winter, Summer | Winter, Summer | Winter, Summer | Winter, Summer
CT Fac. Spec. - SO2 Rate Annual v3.1, Unit 3957 and retrofits | 416 | 1769 | Rate Constraint in lbs/MMBtu | FALSE | L | Annual | Standard | lb/MMBtu | 0.33 | 0.33 | 0.33 | 0.33 | 0.33 | 0.33 | 0.33
CT Fac. Spec. - SO2 Rate Annual v3.1, Unit 3957 and retrofits | 416 | 1769 | Rate Constraint in lbs/MMBtu | FALSE | L | Annual | Emissions at Affected Plants SO2 | Thousand Tons | 0.030221 | 0 | 0 | 0 | 0 | 0 | 0
CT Fac. Spec. - SO2 Rate Annual v3.1, Unit 3957 and retrofits | 416 | 1769 | Rate Constraint in lbs/MMBtu | FALSE | L | Annual | Allowances Purchased SO2 | Thousand Tons | 0 | 0 | 0 | 0 | 0 | 0 | 0
CT Fac. Spec. - SO2 Rate Annual v3.1, Unit 3957 and retrofits | 416 | 1769 | Rate Constraint in lbs/MMBtu | FALSE | L | Annual | Allowances Sold SO2 | Thousand Tons | 0 | 0 | 0 | 0 | 0 | 0 | 0
CT Fac. Spec. - SO2 Rate Annual v3.1, Unit 3957 and retrofits | 416 | 1769 | Rate Constraint in lbs/MMBtu | FALSE | L | Annual | Allowances Banked | Thousand Tons | 0 | 0 | 0 | 0 | 0 | 0 | 0
CT Fac. Spec. - SO2 Rate Annual v3.1, Unit 3957 and retrofits | 416 | 1769 | Rate Constraint in lbs/MMBtu | FALSE | L | Annual | Allowances Withdrawn (1:1) | Thousand Tons | 0 | 0 | 0 | 0 | 0 | 0 | 0
CT Fac. Spec. - SO2 Rate Annual v3.1, Unit 3957 and retrofits | 416 | 1769 | Rate Constraint in lbs/MMBtu | FALSE | L | Annual | Allowances Withdrawn (n:1) | Thousand Tons | 0 | 0 | 0 | 0 | 0 | 0 | 0
CT Fac. Spec. - SO2 Rate Annual v3.1, Unit 3957 and retrofits | 416 | 1769 | Rate Constraint in lbs/MMBtu | FALSE | L | Annual | Net Emissions Allowance Position | Thousand Tons | 0.030221 | 0 | 0 | 0 | 0 | 0 | 0
CT Fac. Spec. - SO2 Rate Annual v3.1, Unit 3957 and retrofits | 416 | 1769 | Rate Constraint in lbs/MMBtu | FALSE | L | Annual | Fuel Consumed | TBtu | 0.18334 | 0 | 0 | 0 | 0 | 0 | 0
CT Fac. Spec. - SO2 Rate Annual v3.1, Unit 3957 and retrofits | 416 | 1769 | Rate Constraint in lbs/MMBtu | FALSE | L | Annual | Rate | lb/MMBtu | 0.32968 | 0 | 0 | 0 | 0 | 0 | 0
CT Fac. Spec. - SO2 Rate Annual v3.1, Unit 3957 and retrofits | 416 | 1769 | Rate Constraint in lbs/MMBtu | FALSE | L | Annual | Generation | TWh | 0.014839 | 0 | 0 | 0 | 0 | 0 | 0
CT Fac. Spec. - SO2 Rate Annual v3.1, Unit 3957 and retrofits | 416 | 1769 | Rate Constraint in lbs/MMBtu | FALSE | L | Annual | Qualifying Generation | TWh | 0.014839 | 0 | 0 | 0 | 0 | 0 | 0
CT Fac. Spec. - SO2 Rate Annual v3.1, Unit 3957 and retrofits | 416 | 1769 | Rate Constraint in lbs/MMBtu | FALSE | L | Annual | Rate | lb/MWh | 2.0366 | 0 | 0 | 0 | 0 | 0 | 0
CT Fac. Spec. - SO2 Rate Annual v3.1, Unit 3957 and retrofits | 416 | 1769 | Rate Constraint in lbs/MMBtu | FALSE | L | Annual | Constraint Shadow Price | US2011$/Ton | 0 | 0 | 0 | 0 | 0 | 0 | 0
CT Fac. Spec. - SO2 Rate Annual v3.1, Unit 3958 and retrofits | 417 | 1769 | Rate Constraint in lbs/MMBtu | FALSE | L | Annual | Seasons Included | Seasons | Winter, Summer | Winter, Summer | Winter, Summer | Winter, Summer | Winter, Summer | Winter, Summer | Winter, Summer
CT Fac. Spec. - SO2 Rate Annual v3.1, Unit 3958 and retrofits | 417 | 1769 | Rate Constraint in lbs/MMBtu | FALSE | L | Annual | Standard | lb/MMBtu | 0.33 | 0.33 | 0.33 | 0.33 | 0.33 | 0.33 | 0.33
CT Fac. Spec. - SO2 Rate Annual v3.1, Unit 3958 and retrofits | 417 | 1769 | Rate Constraint in lbs/MMBtu | FALSE | L | Annual | Emissions at Affected Plants SO2 | Thousand Tons | 0 | 0 | 0 | 0 | 0 | 0 | 0
CT Fac. Spec. - SO2 Rate Annual v3.1, Unit 3958 and retrofits | 417 | 1769 | Rate Constraint in lbs/MMBtu | FALSE | L | Annual | Allowances Purchased SO2 | Thousand Tons | 0 | 0 | 0 | 0 | 0 | 0 | 0
CT Fac. Spec. - SO2 Rate Annual v3.1, Unit 3958 and retrofits | 417 | 1769 | Rate Constraint in lbs/MMBtu | FALSE | L | Annual | Allowances Sold SO2 | Thousand Tons | 0 | 0 | 0 | 0 | 0 | 0 | 0
CT Fac. Spec. - SO2 Rate Annual v3.1, Unit 3958 and retrofits | 417 | 1769 | Rate Constraint in lbs/MMBtu | FALSE | L | Annual | Allowances Banked | Thousand Tons | 0 | 0 | 0 | 0 | 0 | 0 | 0
CT Fac. Spec. - SO2 Rate Annual v3.1, Unit 3958 and retrofits | 417 | 1769 | Rate Constraint in lbs/MMBtu | FALSE | L | Annual | Allowances Withdrawn (1:1) | Thousand Tons | 0 | 0 | 0 | 0 | 0 | 0 | 0
CT Fac. Spec. - SO2 Rate Annual v3.1, Unit 3958 and retrofits | 417 | 1769 | Rate Constraint in lbs/MMBtu | FALSE | L | Annual | Allowances Withdrawn (n:1) | Thousand Tons | 0 | 0 | 0 | 0 | 0 | 0 | 0
CT Fac. Spec. - SO2 Rate Annual v3.1, Unit 3958 and retrofits | 417 | 1769 | Rate Constraint in lbs/MMBtu | FALSE | L | Annual | Net Emissions Allowance Position | Thousand Tons | 0 | 0 | 0 | 0 | 0 | 0 | 0
CT Fac. Spec. - SO2 Rate Annual v3.1, Unit 3958 and retrofits | 417 | 1769 | Rate Constraint in lbs/MMBtu | FALSE | L | Annual | Fuel Consumed | TBtu | 0 | 0 | 0 | 0 | 0 | 0 | 0
CT Fac. Spec. - SO2 Rate Annual v3.1, Unit 3958 and retrofits | 417 | 1769 | Rate Constraint in lbs/MMBtu | FALSE | L | Annual | Rate | lb/MMBtu | 0 | 0 | 0 | 0 | 0 | 0 | 0
CT Fac. Spec. - SO2 Rate Annual v3.1, Unit 3958 and retrofits | 417 | 1769 | Rate Constraint in lbs/MMBtu | FALSE | L | Annual | Generation | TWh | 0 | 0 | 0 | 0 | 0 | 0 | 0
CT Fac. Spec. - SO2 Rate Annual v3.1, Unit 3958 and retrofits | 417 | 1769 | Rate Constraint in lbs/MMBtu | FALSE | L | Annual | Qualifying Generation | TWh | 0 | 0 | 0 | 0 | 0 | 0 | 0
CT Fac. Spec. - SO2 Rate Annual v3.1, Unit 3958 and retrofits | 417 | 1769 | Rate Constraint in lbs/MMBtu | FALSE | L | Annual | Rate | lb/MWh | 0 | 0 | 0 | 0 | 0 | 0 | 0
CT Fac. Spec. - SO2 Rate Annual v3.1, Unit 3958 and retrofits | 417 | 1769 | Rate Constraint in lbs/MMBtu | FALSE | L | Annual | Constraint Shadow Price | US2011$/Ton | 0 | 0 | 0 | 0 | 0 | 0 | 0
CT Fac. Spec. - SO2 Rate Annual v3.1, Unit 3959 and retrofits | 418 | 1769 | Rate Constraint in lbs/MMBtu | FALSE | L | Annual | Seasons Included | Seasons | Winter, Summer | Winter, Summer | Winter, Summer | Winter, Summer | Winter, Summer | Winter, Summer | Winter, Summer
CT Fac. Spec. - SO2 Rate Annual v3.1, Unit 3959 and retrofits | 418 | 1769 | Rate Constraint in lbs/MMBtu | FALSE | L | Annual | Standard | lb/MMBtu | 0.33 | 0.33 | 0.33 | 0.33 | 0.33 | 0.33 | 0.33
CT Fac. Spec. - SO2 Rate Annual v3.1, Unit 3959 and retrofits | 418 | 1769 | Rate Constraint in lbs/MMBtu | FALSE | L | Annual | Emissions at Affected Plants SO2 | Thousand Tons | 0 | 0 | 0 | 0 | 0 | 0 | 0
CT Fac. Spec. - SO2 Rate Annual v3.1, Unit 3959 and retrofits | 418 | 1769 | Rate Constraint in lbs/MMBtu | FALSE | L | Annual | Allowances Purchased SO2 | Thousand Tons | 0 | 0 | 0 | 0 | 0 | 0 | 0
CT Fac. Spec. - SO2 Rate Annual v3.1, Unit 3959 and retrofits | 418 | 1769 | Rate Constraint in lbs/MMBtu | FALSE | L | Annual | Allowances Sold SO2 | Thousand Tons | 0 | 0 | 0 | 0 | 0 | 0 | 0
CT Fac. Spec. - SO2 Rate Annual v3.1, Unit 3959 and retrofits | 418 | 1769 | Rate Constraint in lbs/MMBtu | FALSE | L | Annual | Allowances Banked | Thousand Tons | 0 | 0 | 0 | 0 | 0 | 0 | 0
CT Fac. Spec. - SO2 Rate Annual v3.1, Unit 3959 and retrofits | 418 | 1769 | Rate Constraint in lbs/MMBtu | FALSE | L | Annual | Allowances Withdrawn (1:1) | Thousand Tons | 0 | 0 | 0 | 0 | 0 | 0 | 0
CT Fac. Spec. - SO2 Rate Annual v3.1, Unit 3959 and retrofits | 418 | 1769 | Rate Constraint in lbs/MMBtu | FALSE | L | Annual | Allowances Withdrawn (n:1) | Thousand Tons | 0 | 0 | 0 | 0 | 0 | 0 | 0
CT Fac. Spec. - SO2 Rate Annual v3.1, Unit 3959 and retrofits | 418 | 1769 | Rate Constraint in lbs/MMBtu | FALSE | L | Annual | Net Emissions Allowance Position | Thousand Tons | 0 | 0 | 0 | 0 | 0 | 0 | 0
CT Fac. Spec. - SO2 Rate Annual v3.1, Unit 3959 and retrofits | 418 | 1769 | Rate Constraint in lbs/MMBtu | FALSE | L | Annual | Fuel Consumed | TBtu | 0 | 0 | 0 | 0 | 0 | 0 | 0
CT Fac. Spec. - SO2 Rate Annual v3.1, Unit 3959 and retrofits | 418 | 1769 | Rate Constraint in lbs/MMBtu | FALSE | L | Annual | Rate | lb/MMBtu | 0 | 0 | 0 | 0 | 0 | 0 | 0
CT Fac. Spec. - SO2 Rate Annual v3.1, Unit 3959 and retrofits | 418 | 1769 | Rate Constraint in lbs/MMBtu | FALSE | L | Annual | Generation | TWh | 0 | 0 | 0 | 0 | 0 | 0 | 0
CT Fac. Spec. - SO2 Rate Annual v3.1, Unit 3959 and retrofits | 418 | 1769 | Rate Constraint in lbs/MMBtu | FALSE | L | Annual | Qualifying Generation | TWh | 0 | 0 | 0 | 0 | 0 | 0 | 0
CT Fac. Spec. - SO2 Rate Annual v3.1, Unit 3959 and retrofits | 418 | 1769 | Rate Constraint in lbs/MMBtu | FALSE | L | Annual | Rate | lb/MWh | 0 | 0 | 0 | 0 | 0 | 0 | 0
CT Fac. Spec. - SO2 Rate Annual v3.1, Unit 3959 and retrofits | 418 | 1769 | Rate Constraint in lbs/MMBtu | FALSE | L | Annual | Constraint Shadow Price | US2011$/Ton | 0 | 0 | 0 | 0 | 0 | 0 | 0
CT Fac. Spec. - SO2 Rate Annual v3.1, Unit 3960 and retrofits | 419 | 1769 | Rate Constraint in lbs/MMBtu | FALSE | L | Annual | Seasons Included | Seasons | Winter, Summer | Winter, Summer | Winter, Summer | Winter, Summer | Winter, Summer | Winter, Summer | Winter, Summer
CT Fac. Spec. - SO2 Rate Annual v3.1, Unit 3960 and retrofits | 419 | 1769 | Rate Constraint in lbs/MMBtu | FALSE | L | Annual | Standard | lb/MMBtu | 0.33 | 0.33 | 0.33 | 0.33 | 0.33 | 0.33 | 0.33
CT Fac. Spec. - SO2 Rate Annual v3.1, Unit 3960 and retrofits | 419 | 1769 | Rate Constraint in lbs/MMBtu | FALSE | L | Annual | Emissions at Affected Plants SO2 | Thousand Tons | 0 | 0 | 0 | 0 | 0 | 0 | 0
CT Fac. Spec. - SO2 Rate Annual v3.1, Unit 3960 and retrofits | 419 | 1769 | Rate Constraint in lbs/MMBtu | FALSE | L | Annual | Allowances Purchased SO2 | Thousand Tons | 0 | 0 | 0 | 0 | 0 | 0 | 0
CT Fac. Spec. - SO2 Rate Annual v3.1, Unit 3960 and retrofits | 419 | 1769 | Rate Constraint in lbs/MMBtu | FALSE | L | Annual | Allowances Sold SO2 | Thousand Tons | 0 | 0 | 0 | 0 | 0 | 0 | 0
CT Fac. Spec. - SO2 Rate Annual v3.1, Unit 3960 and retrofits | 419 | 1769 | Rate Constraint in lbs/MMBtu | FALSE | L | Annual | Allowances Banked | Thousand Tons | 0 | 0 | 0 | 0 | 0 | 0 | 0
CT Fac. Spec. - SO2 Rate Annual v3.1, Unit 3960 and retrofits | 419 | 1769 | Rate Constraint in lbs/MMBtu | FALSE | L | Annual | Allowances Withdrawn (1:1) | Thousand Tons | 0 | 0 | 0 | 0 | 0 | 0 | 0
CT Fac. Spec. - SO2 Rate Annual v3.1, Unit 3960 and retrofits | 419 | 1769 | Rate Constraint in lbs/MMBtu | FALSE | L | Annual | Allowances Withdrawn (n:1) | Thousand Tons | 0 | 0 | 0 | 0 | 0 | 0 | 0
CT Fac. Spec. - SO2 Rate Annual v3.1, Unit 3960 and retrofits | 419 | 1769 | Rate Constraint in lbs/MMBtu | FALSE | L | Annual | Net Emissions Allowance Position | Thousand Tons | 0 | 0 | 0 | 0 | 0 | 0 | 0
CT Fac. Spec. - SO2 Rate Annual v3.1, Unit 3960 and retrofits | 419 | 1769 | Rate Constraint in lbs/MMBtu | FALSE | L | Annual | Fuel Consumed | TBtu | 0.8826 | 0 | 0 | 0 | 0 | 0 | 0
CT Fac. Spec. - SO2 Rate Annual v3.1, Unit 3960 and retrofits | 419 | 1769 | Rate Constraint in lbs/MMBtu | FALSE | L | Annual | Rate | lb/MMBtu | 0 | 0 | 0 | 0 | 0 | 0 | 0
CT Fac. Spec. - SO2 Rate Annual v3.1, Unit 3960 and retrofits | 419 | 1769 | Rate Constraint in lbs/MMBtu | FALSE | L | Annual | Generation | TWh | 0.069562 | 0 | 0 | 0 | 0 | 0 | 0
CT Fac. Spec. - SO2 Rate Annual v3.1, Unit 3960 and retrofits | 419 | 1769 | Rate Constraint in lbs/MMBtu | FALSE | L | Annual | Qualifying Generation | TWh | 0.069562 | 0 | 0 | 0 | 0 | 0 | 0
CT Fac. Spec. - SO2 Rate Annual v3.1, Unit 3960 and retrofits | 419 | 1769 | Rate Constraint in lbs/MMBtu | FALSE | L | Annual | Rate | lb/MWh | 0 | 0 | 0 | 0 | 0 | 0 | 0
CT Fac. Spec. - SO2 Rate Annual v3.1, Unit 3960 and retrofits | 419 | 1769 | Rate Constraint in lbs/MMBtu | FALSE | L | Annual | Constraint Shadow Price | US2011$/Ton | 0 | 0 | 0 | 0 | 0 | 0 | 0
CT Fac. Spec. - SO2 Rate Annual v3.1, Unit 4317 and retrofits | 420 | 1769 | Rate Constraint in lbs/MMBtu | FALSE | L | Annual | Seasons Included | Seasons | Winter, Summer | Winter, Summer | Winter, Summer | Winter, Summer | Winter, Summer | Winter, Summer | Winter, Summer
CT Fac. Spec. - SO2 Rate Annual v3.1, Unit 4317 and retrofits | 420 | 1769 | Rate Constraint in lbs/MMBtu | FALSE | L | Annual | Standard | lb/MMBtu | 0.33 | 0.33 | 0.33 | 0.33 | 0.33 | 0.33 | 0.33
CT Fac. Spec. - SO2 Rate Annual v3.1, Unit 4317 and retrofits | 420 | 1769 | Rate Constraint in lbs/MMBtu | FALSE | L | Annual | Emissions at Affected Plants SO2 | Thousand Tons | 0 | 0 | 0 | 0 | 0 | 0 | 0
CT Fac. Spec. - SO2 Rate Annual v3.1, Unit 4317 and retrofits | 420 | 1769 | Rate Constraint in lbs/MMBtu | FALSE | L | Annual | Allowances Purchased SO2 | Thousand Tons | 0 | 0 | 0 | 0 | 0 | 0 | 0
CT Fac. Spec. - SO2 Rate Annual v3.1, Unit 4317 and retrofits | 420 | 1769 | Rate Constraint in lbs/MMBtu | FALSE | L | Annual | Allowances Sold SO2 | Thousand Tons | 0 | 0 | 0 | 0 | 0 | 0 | 0
CT Fac. Spec. - SO2 Rate Annual v3.1, Unit 4317 and retrofits | 420 | 1769 | Rate Constraint in lbs/MMBtu | FALSE | L | Annual | Allowances Banked | Thousand Tons | 0 | 0 | 0 | 0 | 0 | 0 | 0
CT Fac. Spec. - SO2 Rate Annual v3.1, Unit 4317 and retrofits | 420 | 1769 | Rate Constraint in lbs/MMBtu | FALSE | L | Annual | Allowances Withdrawn (1:1) | Thousand Tons | 0 | 0 | 0 | 0 | 0 | 0 | 0
CT Fac. Spec. - SO2 Rate Annual v3.1, Unit 4317 and retrofits | 420 | 1769 | Rate Constraint in lbs/MMBtu | FALSE | L | Annual | Allowances Withdrawn (n:1) | Thousand Tons | 0 | 0 | 0 | 0 | 0 | 0 | 0
CT Fac. Spec. - SO2 Rate Annual v3.1, Unit 4317 and retrofits | 420 | 1769 | Rate Constraint in lbs/MMBtu | FALSE | L | Annual | Net Emissions Allowance Position | Thousand Tons | 0 | 0 | 0 | 0 | 0 | 0 | 0
CT Fac. Spec. - SO2 Rate Annual v3.1, Unit 4317 and retrofits | 420 | 1769 | Rate Constraint in lbs/MMBtu | FALSE | L | Annual | Fuel Consumed | TBtu | 0 | 0 | 0 | 0 | 0 | 0 | 0
CT Fac. Spec. - SO2 Rate Annual v3.1, Unit 4317 and retrofits | 420 | 1769 | Rate Constraint in lbs/MMBtu | FALSE | L | Annual | Rate | lb/MMBtu | 0 | 0 | 0 | 0 | 0 | 0 | 0
CT Fac. Spec. - SO2 Rate Annual v3.1, Unit 4317 and retrofits | 420 | 1769 | Rate Constraint in lbs/MMBtu | FALSE | L | Annual | Generation | TWh | 0 | 0 | 0 | 0 | 0 | 0 | 0
CT Fac. Spec. - SO2 Rate Annual v3.1, Unit 4317 and retrofits | 420 | 1769 | Rate Constraint in lbs/MMBtu | FALSE | L | Annual | Qualifying Generation | TWh | 0 | 0 | 0 | 0 | 0 | 0 | 0
CT Fac. Spec. - SO2 Rate Annual v3.1, Unit 4317 and retrofits | 420 | 1769 | Rate Constraint in lbs/MMBtu | FALSE | L | Annual | Rate | lb/MWh | 0 | 0 | 0 | 0 | 0 | 0 | 0
CT Fac. Spec. - SO2 Rate Annual v3.1, Unit 4317 and retrofits | 420 | 1769 | Rate Constraint in lbs/MMBtu | FALSE | L | Annual | Constraint Shadow Price | US2011$/Ton | 0 | 0 | 0 | 0 | 0 | 0 | 0
DE Facility Specific - Hg Annual Reduction v3.1 | 421 | 1521 | MACT Fuel Choice Floor in lbs/MMBtu | FALSE | L | Annual | Seasons Included | Seasons | Winter, Summer | Winter, Summer | Winter, Summer | Winter, Summer | Winter, Summer | Winter, Summer | Winter, Summer
DE Facility Specific - Hg Annual Reduction v3.1 | 421 | 1521 | MACT Fuel Choice Floor in lbs/MMBtu | FALSE | L | Annual | Emission Floor | lbs/MMBtu | 6e-07 | 6e-07 | 6e-07 | 6e-07 | 6e-07 | 6e-07 | 6e-07
DE Facility Specific - Hg Annual Reduction v3.1 | 421 | 1521 | MACT Fuel Choice Floor in lbs/MMBtu | FALSE | L | Annual | Emissions at Affected Plants MER | lbs | 0 | 0 | 0 | 0 | 0 | 0 | 0
DE Facility Specific - Hg Annual Reduction v3.1 | 421 | 1521 | MACT Fuel Choice Floor in lbs/MMBtu | FALSE | L | Annual | Allowances Purchased MER | lbs | 0 | 0 | 0 | 0 | 0 | 0 | 0
DE Facility Specific - Hg Annual Reduction v3.1 | 421 | 1521 | MACT Fuel Choice Floor in lbs/MMBtu | FALSE | L | Annual | Allowances Sold MER | lbs | 0 | 0 | 0 | 0 | 0 | 0 | 0
DE Facility Specific - Hg Annual Reduction v3.1 | 421 | 1521 | MACT Fuel Choice Floor in lbs/MMBtu | FALSE | L | Annual | Allowances Banked | lbs | 0 | 0 | 0 | 0 | 0 | 0 | 0
DE Facility Specific - Hg Annual Reduction v3.1 | 421 | 1521 | MACT Fuel Choice Floor in lbs/MMBtu | FALSE | L | Annual | Allowances Withdrawn (1:1) | lbs | 0 | 0 | 0 | 0 | 0 | 0 | 0
DE Facility Specific - Hg Annual Reduction v3.1 | 421 | 1521 | MACT Fuel Choice Floor in lbs/MMBtu | FALSE | L | Annual | Allowances Withdrawn (n:1) | lbs | 0 | 0 | 0 | 0 | 0 | 0 | 0
DE Facility Specific - Hg Annual Reduction v3.1 | 421 | 1521 | MACT Fuel Choice Floor in lbs/MMBtu | FALSE | L | Annual | Net Emissions Allowance Position | lbs | 0 | 0 | 0 | 0 | 0 | 0 | 0
DE Facility Specific - Hg Annual Reduction v3.1 | 421 | 1521 | MACT Fuel Choice Floor in lbs/MMBtu | FALSE | L | Annual | Fuel Consumed | TBtu | 0 | 0 | 0 | 0 | 0 | 0 | 0
DE Facility Specific - Hg Annual Reduction v3.1 | 421 | 1521 | MACT Fuel Choice Floor in lbs/MMBtu | FALSE | L | Annual | Rate | lb/MMBtu | 0 | 0 | 0 | 0 | 0 | 0 | 0
DE Facility Specific - Hg Annual Reduction v3.1 | 421 | 1521 | MACT Fuel Choice Floor in lbs/MMBtu | FALSE | L | Annual | Generation | TWh | 0 | 0 | 0 | 0 | 0 | 0 | 0
DE Facility Specific - Hg Annual Reduction v3.1 | 421 | 1521 | MACT Fuel Choice Floor in lbs/MMBtu | FALSE | L | Annual | Qualifying Generation | TWh | 0 | 0 | 0 | 0 | 0 | 0 | 0
DE Facility Specific - Hg Annual Reduction v3.1 | 421 | 1521 | MACT Fuel Choice Floor in lbs/MMBtu | FALSE | L | Annual | Constraint Shadow Price | US2011$/Lb | 0 | 0 | 0 | 0 | 0 | 0 | 0
DE Facility Specific - NOx Annual Rate v3.1, Unit 3764 and retrofits | 422 | 1519 | Rate Constraint in lbs/MMBtu | FALSE | L | Annual | Seasons Included | Seasons | Winter, Summer | Winter, Summer | Winter, Summer | Winter, Summer | Winter, Summer | Winter, Summer | Winter, Summer
DE Facility Specific - NOx Annual Rate v3.1, Unit 3764 and retrofits | 422 | 1519 | Rate Constraint in lbs/MMBtu | FALSE | L | Annual | Standard | lb/MMBtu | 0.125 | 0.125 | 0.125 | 0.125 | 0.125 | 0.125 | 0.125
DE Facility Specific - NOx Annual Rate v3.1, Unit 3764 and retrofits | 422 | 1519 | Rate Constraint in lbs/MMBtu | FALSE | L | Annual | Emissions at Affected Plants NOX | Thousand Tons | 0.0070897 | 0 | 0 | 0 | 0 | 0 | 0
DE Facility Specific - NOx Annual Rate v3.1, Unit 3764 and retrofits | 422 | 1519 | Rate Constraint in lbs/MMBtu | FALSE | L | Annual | Allowances Purchased NOX | Thousand Tons | 0 | 0 | 0 | 0 | 0 | 0 | 0
DE Facility Specific - NOx Annual Rate v3.1, Unit 3764 and retrofits | 422 | 1519 | Rate Constraint in lbs/MMBtu | FALSE | L | Annual | Allowances Sold NOX | Thousand Tons | 0 | 0 | 0 | 0 | 0 | 0 | 0
DE Facility Specific - NOx Annual Rate v3.1, Unit 3764 and retrofits | 422 | 1519 | Rate Constraint in lbs/MMBtu | FALSE | L | Annual | Allowances Banked | Thousand Tons | 0 | 0 | 0 | 0 | 0 | 0 | 0
DE Facility Specific - NOx Annual Rate v3.1, Unit 3764 and retrofits | 422 | 1519 | Rate Constraint in lbs/MMBtu | FALSE | L | Annual | Allowances Withdrawn (1:1) | Thousand Tons | 0 | 0 | 0 | 0 | 0 | 0 | 0
DE Facility Specific - NOx Annual Rate v3.1, Unit 3764 and retrofits | 422 | 1519 | Rate Constraint in lbs/MMBtu | FALSE | L | Annual | Allowances Withdrawn (n:1) | Thousand Tons | 0 | 0 | 0 | 0 | 0 | 0 | 0
DE Facility Specific - NOx Annual Rate v3.1, Unit 3764 and retrofits | 422 | 1519 | Rate Constraint in lbs/MMBtu | FALSE | L | Annual | Net Emissions Allowance Position | Thousand Tons | 0.0070897 | 0 | 0 | 0 | 0 | 0 | 0
DE Facility Specific - NOx Annual Rate v3.1, Unit 3764 and retrofits | 422 | 1519 | Rate Constraint in lbs/MMBtu | FALSE | L | Annual | Fuel Consumed | TBtu | 0.17692 | 0 | 0 | 0 | 0 | 0 | 0
DE Facility Specific - NOx Annual Rate v3.1, Unit 3764 and retrofits | 422 | 1519 | Rate Constraint in lbs/MMBtu | FALSE | L | Annual | Rate | lb/MMBtu | 0.080148 | 0 | 0 | 0 | 0 | 0 | 0
DE Facility Specific - NOx Annual Rate v3.1, Unit 3764 and retrofits | 422 | 1519 | Rate Constraint in lbs/MMBtu | FALSE | L | Annual | Generation | TWh | 0.015118 | 0 | 0 | 0 | 0 | 0 | 0
DE Facility Specific - NOx Annual Rate v3.1, Unit 3764 and retrofits | 422 | 1519 | Rate Constraint in lbs/MMBtu | FALSE | L | Annual | Qualifying Generation | TWh | 0.015118 | 0 | 0 | 0 | 0 | 0 | 0
DE Facility Specific - NOx Annual Rate v3.1, Unit 3764 and retrofits | 422 | 1519 | Rate Constraint in lbs/MMBtu | FALSE | L | Annual | Rate | lb/MWh | 0.46895 | 0 | 0 | 0 | 0 | 0 | 0
DE Facility Specific - NOx Annual Rate v3.1, Unit 3764 and retrofits | 422 | 1519 | Rate Constraint in lbs/MMBtu | FALSE | L | Annual | Constraint Shadow Price | US2011$/Ton | 0 | 0 | 0 | 0 | 0 | 0 | 0
DE Facility Specific - NOx Annual Rate v3.1, Unit 3765 and retrofits | 423 | 1519 | Rate Constraint in lbs/MMBtu | FALSE | L | Annual | Seasons Included | Seasons | Winter, Summer | Winter, Summer | Winter, Summer | Winter, Summer | Winter, Summer | Winter, Summer | Winter, Summer
DE Facility Specific - NOx Annual Rate v3.1, Unit 3765 and retrofits | 423 | 1519 | Rate Constraint in lbs/MMBtu | FALSE | L | Annual | Standard | lb/MMBtu | 0.125 | 0.125 | 0.125 | 0.125 | 0.125 | 0.125 | 0.125
DE Facility Specific - NOx Annual Rate v3.1, Unit 3765 and retrofits | 423 | 1519 | Rate Constraint in lbs/MMBtu | FALSE | L | Annual | Emissions at Affected Plants NOX | Thousand Tons | 0.0023303 | 0 | 0 | 0 | 0 | 0 | 0
DE Facility Specific - NOx Annual Rate v3.1, Unit 3765 and retrofits | 423 | 1519 | Rate Constraint in lbs/MMBtu | FALSE | L | Annual | Allowances Purchased NOX | Thousand Tons | 0 | 0 | 0 | 0 | 0 | 0 | 0
DE Facility Specific - NOx Annual Rate v3.1, Unit 3765 and retrofits | 423 | 1519 | Rate Constraint in lbs/MMBtu | FALSE | L | Annual | Allowances Sold NOX | Thousand Tons | 0 | 0 | 0 | 0 | 0 | 0 | 0
DE Facility Specific - NOx Annual Rate v3.1, Unit 3765 and retrofits | 423 | 1519 | Rate Constraint in lbs/MMBtu | FALSE | L | Annual | Allowances Banked | Thousand Tons | 0 | 0 | 0 | 0 | 0 | 0 | 0
DE Facility Specific - NOx Annual Rate v3.1, Unit 3765 and retrofits | 423 | 1519 | Rate Constraint in lbs/MMBtu | FALSE | L | Annual | Allowances Withdrawn (1:1) | Thousand Tons | 0 | 0 | 0 | 0 | 0 | 0 | 0
DE Facility Specific - NOx Annual Rate v3.1, Unit 3765 and retrofits | 423 | 1519 | Rate Constraint in lbs/MMBtu | FALSE | L | Annual | Allowances Withdrawn (n:1) | Thousand Tons | 0 | 0 | 0 | 0 | 0 | 0 | 0
DE Facility Specific - NOx Annual Rate v3.1, Unit 3765 and retrofits | 423 | 1519 | Rate Constraint in lbs/MMBtu | FALSE | L | Annual | Net Emissions Allowance Position | Thousand Tons | 0.0023303 | 0 | 0 | 0 | 0 | 0 | 0
DE Facility Specific - NOx Annual Rate v3.1, Unit 3765 and retrofits | 423 | 1519 | Rate Constraint in lbs/MMBtu | FALSE | L | Annual | Fuel Consumed | TBtu | 0.037284 | 0 | 0 | 0 | 0 | 0 | 0
DE Facility Specific - NOx Annual Rate v3.1, Unit 3765 and retrofits | 423 | 1519 | Rate Constraint in lbs/MMBtu | FALSE | L | Annual | Rate | lb/MMBtu | 0.125 | 0 | 0 | 0 | 0 | 0 | 0
DE Facility Specific - NOx Annual Rate v3.1, Unit 3765 and retrofits | 423 | 1519 | Rate Constraint in lbs/MMBtu | FALSE | L | Annual | Generation | TWh | 0.0033086 | 0 | 0 | 0 | 0 | 0 | 0
DE Facility Specific - NOx Annual Rate v3.1, Unit 3765 and retrofits | 423 | 1519 | Rate Constraint in lbs/MMBtu | FALSE | L | Annual | Qualifying Generation | TWh | 0.0033086 | 0 | 0 | 0 | 0 | 0 | 0
DE Facility Specific - NOx Annual Rate v3.1, Unit 3765 and retrofits | 423 | 1519 | Rate Constraint in lbs/MMBtu | FALSE | L | Annual | Rate | lb/MWh | 0.70431 | 0 | 0 | 0 | 0 | 0 | 0
DE Facility Specific - NOx Annual Rate v3.1, Unit 3765 and retrofits | 423 | 1519 | Rate Constraint in lbs/MMBtu | FALSE | L | Annual | Constraint Shadow Price | US2011$/Ton | 0 | 0 | 0 | 0 | 0 | 0 | 0
DE Facility Specific - NOx Annual Rate v3.1, Unit 4244 and retrofits | 424 | 1519 | Rate Constraint in lbs/MMBtu | FALSE | L | Annual | Seasons Included | Seasons | Winter, Summer | Winter, Summer | Winter, Summer | Winter, Summer | Winter, Summer | Winter, Summer | Winter, Summer
DE Facility Specific - NOx Annual Rate v3.1, Unit 4244 and retrofits | 424 | 1519 | Rate Constraint in lbs/MMBtu | FALSE | L | Annual | Standard | lb/MMBtu | 0.125 | 0.125 | 0.125 | 0.125 | 0.125 | 0.125 | 0.125
DE Facility Specific - NOx Annual Rate v3.1, Unit 4244 and retrofits | 424 | 1519 | Rate Constraint in lbs/MMBtu | FALSE | L | Annual | Emissions at Affected Plants NOX | Thousand Tons | 0 | 0 | 0 | 0 | 0 | 0 | 0
DE Facility Specific - NOx Annual Rate v3.1, Unit 4244 and retrofits | 424 | 1519 | Rate Constraint in lbs/MMBtu | FALSE | L | Annual | Allowances Purchased NOX | Thousand Tons | 0 | 0 | 0 | 0 | 0 | 0 | 0
DE Facility Specific - NOx Annual Rate v3.1, Unit 4244 and retrofits | 424 | 1519 | Rate Constraint in lbs/MMBtu | FALSE | L | Annual | Allowances Sold NOX | Thousand Tons | 0 | 0 | 0 | 0 | 0 | 0 | 0
DE Facility Specific - NOx Annual Rate v3.1, Unit 4244 and retrofits | 424 | 1519 | Rate Constraint in lbs/MMBtu | FALSE | L | Annual | Allowances Banked | Thousand Tons | 0 | 0 | 0 | 0 | 0 | 0 | 0
DE Facility Specific - NOx Annual Rate v3.1, Unit 4244 and retrofits | 424 | 1519 | Rate Constraint in lbs/MMBtu | FALSE | L | Annual | Allowances Withdrawn (1:1) | Thousand Tons | 0 | 0 | 0 | 0 | 0 | 0 | 0
DE Facility Specific - NOx Annual Rate v3.1, Unit 4244 and retrofits | 424 | 1519 | Rate Constraint in lbs/MMBtu | FALSE | L | Annual | Allowances Withdrawn (n:1) | Thousand Tons | 0 | 0 | 0 | 0 | 0 | 0 | 0
DE Facility Specific - NOx Annual Rate v3.1, Unit 4244 and retrofits | 424 | 1519 | Rate Constraint in lbs/MMBtu | FALSE | L | Annual | Net Emissions Allowance Position | Thousand Tons | 0 | 0 | 0 | 0 | 0 | 0 | 0
DE Facility Specific - NOx Annual Rate v3.1, Unit 4244 and retrofits | 424 | 1519 | Rate Constraint in lbs/MMBtu | FALSE | L | Annual | Fuel Consumed | TBtu | 0 | 0 | 0 | 0 | 0 | 0 | 0
DE Facility Specific - NOx Annual Rate v3.1, Unit 4244 and retrofits | 424 | 1519 | Rate Constraint in lbs/MMBtu | FALSE | L | Annual | Rate | lb/MMBtu | 0 | 0 | 0 | 0 | 0 | 0 | 0
DE Facility Specific - NOx Annual Rate v3.1, Unit 4244 and retrofits | 424 | 1519 | Rate Constraint in lbs/MMBtu | FALSE | L | Annual | Generation | TWh | 0 | 0 | 0 | 0 | 0 | 0 | 0
DE Facility Specific - NOx Annual Rate v3.1, Unit 4244 and retrofits | 424 | 1519 | Rate Constraint in lbs/MMBtu | FALSE | L | Annual | Qualifying Generation | TWh | 0 | 0 | 0 | 0 | 0 | 0 | 0
DE Facility Specific - NOx Annual Rate v3.1, Unit 4244 and retrofits | 424 | 1519 | Rate Constraint in lbs/MMBtu | FALSE | L | Annual | Rate | lb/MWh | 0 | 0 | 0 | 0 | 0 | 0 | 0
DE Facility Specific - NOx Annual Rate v3.1, Unit 4244 and retrofits | 424 | 1519 | Rate Constraint in lbs/MMBtu | FALSE | L | Annual | Constraint Shadow Price | US2011$/Ton | 0 | 0 | 0 | 0 | 0 | 0 | 0
DE Facility Specific - NOx Annual Rate v3.1, Unit 4271 and retrofits | 425 | 1519 | Rate Constraint in lbs/MMBtu | FALSE | L | Annual | Seasons Included | Seasons | Winter, Summer | Winter, Summer | Winter, Summer | Winter, Summer | Winter, Summer | Winter, Summer | Winter, Summer
DE Facility Specific - NOx Annual Rate v3.1, Unit 4271 and retrofits | 425 | 1519 | Rate Constraint in lbs/MMBtu | FALSE | L | Annual | Standard | lb/MMBtu | 0.125 | 0.125 | 0.125 | 0.125 | 0.125 | 0.125 | 0.125
DE Facility Specific - NOx Annual Rate v3.1, Unit 4271 and retrofits | 425 | 1519 | Rate Constraint in lbs/MMBtu | FALSE | L | Annual | Emissions at Affected Plants NOX | Thousand Tons | 0 | 0 | 0 | 0 | 0 | 0 | 0
DE Facility Specific - NOx Annual Rate v3.1, Unit 4271 and retrofits | 425 | 1519 | Rate Constraint in lbs/MMBtu | FALSE | L | Annual | Allowances Purchased NOX | Thousand Tons | 0 | 0 | 0 | 0 | 0 | 0 | 0
DE Facility Specific - NOx Annual Rate v3.1, Unit 4271 and retrofits | 425 | 1519 | Rate Constraint in lbs/MMBtu | FALSE | L | Annual | Allowances Sold NOX | Thousand Tons | 0 | 0 | 0 | 0 | 0 | 0 | 0
DE Facility Specific - NOx Annual Rate v3.1, Unit 4271 and retrofits | 425 | 1519 | Rate Constraint in lbs/MMBtu | FALSE | L | Annual | Allowances Banked | Thousand Tons | 0 | 0 | 0 | 0 | 0 | 0 | 0
DE Facility Specific - NOx Annual Rate v3.1, Unit 4271 and retrofits | 425 | 1519 | Rate Constraint in lbs/MMBtu | FALSE | L | Annual | Allowances Withdrawn (1:1) | Thousand Tons | 0 | 0 | 0 | 0 | 0 | 0 | 0
DE Facility Specific - NOx Annual Rate v3.1, Unit 4271 and retrofits | 425 | 1519 | Rate Constraint in lbs/MMBtu | FALSE | L | Annual | Allowances Withdrawn (n:1) | Thousand Tons | 0 | 0 | 0 | 0 | 0 | 0 | 0
DE Facility Specific - NOx Annual Rate v3.1, Unit 4271 and retrofits | 425 | 1519 | Rate Constraint in lbs/MMBtu | FALSE | L | Annual | Net Emissions Allowance Position | Thousand Tons | 0 | 0 | 0 | 0 | 0 | 0 | 0
DE Facility Specific - NOx Annual Rate v3.1, Unit 4271 and retrofits | 425 | 1519 | Rate Constraint in lbs/MMBtu | FALSE | L | Annual | Fuel Consumed | TBtu | 0 | 0 | 0 | 0 | 0 | 0 | 0
DE Facility Specific - NOx Annual Rate v3.1, Unit 4271 and retrofits | 425 | 1519 | Rate Constraint in lbs/MMBtu | FALSE | L | Annual | Rate | lb/MMBtu | 0 | 0 | 0 | 0 | 0 | 0 | 0
DE Facility Specific - NOx Annual Rate v3.1, Unit 4271 and retrofits | 425 | 1519 | Rate Constraint in lbs/MMBtu | FALSE | L | Annual | Generation | TWh | 0 | 0 | 0 | 0 | 0 | 0 | 0
DE Facility Specific - NOx Annual Rate v3.1, Unit 4271 and retrofits | 425 | 1519 | Rate Constraint in lbs/MMBtu | FALSE | L | Annual | Qualifying Generation | TWh | 0 | 0 | 0 | 0 | 0 | 0 | 0
DE Facility Specific - NOx Annual Rate v3.1, Unit 4271 and retrofits | 425 | 1519 | Rate Constraint in lbs/MMBtu | FALSE | L | Annual | Rate | lb/MWh | 0 | 0 | 0 | 0 | 0 | 0 | 0
DE Facility Specific - NOx Annual Rate v3.1, Unit 4271 and retrofits | 425 | 1519 | Rate Constraint in lbs/MMBtu | FALSE | L | Annual | Constraint Shadow Price | US2011$/Ton | 0 | 0 | 0 | 0 | 0 | 0 | 0
DE Facility Specific - NOx Annual Rate v3.1, Unit 4272 and retrofits | 426 | 1519 | Rate Constraint in lbs/MMBtu | FALSE | L | Annual | Seasons Included | Seasons | Winter, Summer | Winter, Summer | Winter, Summer | Winter, Summer | Winter, Summer | Winter, Summer | Winter, Summer
DE Facility Specific - NOx Annual Rate v3.1, Unit 4272 and retrofits | 426 | 1519 | Rate Constraint in lbs/MMBtu | FALSE | L | Annual | Standard | lb/MMBtu | 0.125 | 0.125 | 0.125 | 0.125 | 0.125 | 0.125 | 0.125
DE Facility Specific - NOx Annual Rate v3.1, Unit 4272 and retrofits | 426 | 1519 | Rate Constraint in lbs/MMBtu | FALSE | L | Annual | Emissions at Affected Plants NOX | Thousand Tons | 0 | 0 | 0 | 0 | 0 | 0 | 0
DE Facility Specific - NOx Annual Rate v3.1, Unit 4272 and retrofits | 426 | 1519 | Rate Constraint in lbs/MMBtu | FALSE | L | Annual | Allowances Purchased NOX | Thousand Tons | 0 | 0 | 0 | 0 | 0 | 0 | 0
DE Facility Specific - NOx Annual Rate v3.1, Unit 4272 and retrofits | 426 | 1519 | Rate Constraint in lbs/MMBtu | FALSE | L | Annual | Allowances Sold NOX | Thousand Tons | 0 | 0 | 0 | 0 | 0 | 0 | 0
DE Facility Specific - NOx Annual Rate v3.1, Unit 4272 and retrofits | 426 | 1519 | Rate Constraint in lbs/MMBtu | FALSE | L | Annual | Allowances Banked | Thousand Tons | 0 | 0 | 0 | 0 | 0 | 0 | 0
DE Facility Specific - NOx Annual Rate v3.1, Unit 4272 and retrofits | 426 | 1519 | Rate Constraint in lbs/MMBtu | FALSE | L | Annual | Allowances Withdrawn (1:1) | Thousand Tons | 0 | 0 | 0 | 0 | 0 | 0 | 0
DE Facility Specific - NOx Annual Rate v3.1, Unit 4272 and retrofits | 426 | 1519 | Rate Constraint in lbs/MMBtu | FALSE | L | Annual | Allowances Withdrawn (n:1) | Thousand Tons | 0 | 0 | 0 | 0 | 0 | 0 | 0
DE Facility Specific - NOx Annual Rate v3.1, Unit 4272 and retrofits | 426 | 1519 | Rate Constraint in lbs/MMBtu | FALSE | L | Annual | Net Emissions Allowance Position | Thousand Tons | 0 | 0 | 0 | 0 | 0 | 0 | 0
DE Facility Specific - NOx Annual Rate v3.1, Unit 4272 and retrofits | 426 | 1519 | Rate Constraint in lbs/MMBtu | FALSE | L | Annual | Fuel Consumed | TBtu | 0 | 0 | 0 | 0 | 0 | 0 | 0
DE Facility Specific - NOx Annual Rate v3.1, Unit 4272 and retrofits | 426 | 1519 | Rate Constraint in lbs/MMBtu | FALSE | L | Annual | Rate | lb/MMBtu | 0 | 0 | 0 | 0 | 0 | 0 | 0
DE Facility Specific - NOx Annual Rate v3.1, Unit 4272 and retrofits | 426 | 1519 | Rate Constraint in lbs/MMBtu | FALSE | L | Annual | Generation | TWh | 0 | 0 | 0 | 0 | 0 | 0 | 0
DE Facility Specific - NOx Annual Rate v3.1, Unit 4272 and retrofits | 426 | 1519 | Rate Constraint in lbs/MMBtu | FALSE | L | Annual | Qualifying Generation | TWh | 0 | 0 | 0 | 0 | 0 | 0 | 0
DE Facility Specific - NOx Annual Rate v3.1, Unit 4272 and retrofits | 426 | 1519 | Rate Constraint in lbs/MMBtu | FALSE | L | Annual | Rate | lb/MWh | 0 | 0 | 0 | 0 | 0 | 0 | 0
DE Facility Specific - NOx Annual Rate v3.1, Unit 4272 and retrofits | 426 | 1519 | Rate Constraint in lbs/MMBtu | FALSE | L | Annual | Constraint Shadow Price | US2011$/Ton | 0 | 0 | 0 | 0 | 0 | 0 | 0
DE Facility Specific - SO2 Annual Rate v3.1, Unit 3764 and retrofits | 427 | 1520 | Rate Constraint in lbs/MMBtu | FALSE | L | Annual | Seasons Included | Seasons | Winter, Summer | Winter, Summer | Winter, Summer | Winter, Summer | Winter, Summer | Winter, Summer | Winter, Summer
DE Facility Specific - SO2 Annual Rate v3.1, Unit 3764 and retrofits | 427 | 1520 | Rate Constraint in lbs/MMBtu | FALSE | L | Annual | Standard | lb/MMBtu | 0.26 | 0.26 | 0.26 | 0.26 | 0.26 | 0.26 | 0.26
DE Facility Specific - SO2 Annual Rate v3.1, Unit 3764 and retrofits | 427 | 1520 | Rate Constraint in lbs/MMBtu | FALSE | L | Annual | Emissions at Affected Plants SO2 | Thousand Tons | 0 | 0 | 0 | 0 | 0 | 0 | 0
DE Facility Specific - SO2 Annual Rate v3.1, Unit 3764 and retrofits | 427 | 1520 | Rate Constraint in lbs/MMBtu | FALSE | L | Annual | Allowances Purchased SO2 | Thousand Tons | 0 | 0 | 0 | 0 | 0 | 0 | 0
DE Facility Specific - SO2 Annual Rate v3.1, Unit 3764 and retrofits | 427 | 1520 | Rate Constraint in lbs/MMBtu | FALSE | L | Annual | Allowances Sold SO2 | Thousand Tons | 0 | 0 | 0 | 0 | 0 | 0 | 0
DE Facility Specific - SO2 Annual Rate v3.1, Unit 3764 and retrofits | 427 | 1520 | Rate Constraint in lbs/MMBtu | FALSE | L | Annual | Allowances Banked | Thousand Tons | 0 | 0 | 0 | 0 | 0 | 0 | 0
DE Facility Specific - SO2 Annual Rate v3.1, Unit 3764 and retrofits | 427 | 1520 | Rate Constraint in lbs/MMBtu | FALSE | L | Annual | Allowances Withdrawn (1:1) | Thousand Tons | 0 | 0 | 0 | 0 | 0 | 0 | 0
DE Facility Specific - SO2 Annual Rate v3.1, Unit 3764 and retrofits | 427 | 1520 | Rate Constraint in lbs/MMBtu | FALSE | L | Annual | Allowances Withdrawn (n:1) | Thousand Tons | 0 | 0 | 0 | 0 | 0 | 0 | 0
DE Facility Specific - SO2 Annual Rate v3.1, Unit 3764 and retrofits | 427 | 1520 | Rate Constraint in lbs/MMBtu | FALSE | L | Annual | Net Emissions Allowance Position | Thousand Tons | 0 | 0 | 0 | 0 | 0 | 0 | 0
DE Facility Specific - SO2 Annual Rate v3.1, Unit 3764 and retrofits | 427 | 1520 | Rate Constraint in lbs/MMBtu | FALSE | L | Annual | Fuel Consumed | TBtu | 0.17692 | 0 | 0 | 0 | 0 | 0 | 0
DE Facility Specific - SO2 Annual Rate v3.1, Unit 3764 and retrofits | 427 | 1520 | Rate Constraint in lbs/MMBtu | FALSE | L | Annual | Rate | lb/MMBtu | 0 | 0 | 0 | 0 | 0 | 0 | 0
DE Facility Specific - SO2 Annual Rate v3.1, Unit 3764 and retrofits | 427 | 1520 | Rate Constraint in lbs/MMBtu | FALSE | L | Annual | Generation | TWh | 0.015118 | 0 | 0 | 0 | 0 | 0 | 0
DE Facility Specific - SO2 Annual Rate v3.1, Unit 3764 and retrofits | 427 | 1520 | Rate Constraint in lbs/MMBtu | FALSE | L | Annual | Qualifying Generation | TWh | 0.015118 | 0 | 0 | 0 | 0 | 0 | 0
DE Facility Specific - SO2 Annual Rate v3.1, Unit 3764 and retrofits | 427 | 1520 | Rate Constraint in lbs/MMBtu | FALSE | L | Annual | Rate | lb/MWh | 0 | 0 | 0 | 0 | 0 | 0 | 0
DE Facility Specific - SO2 Annual Rate v3.1, Unit 3764 and retrofits | 427 | 1520 | Rate Constraint in lbs/MMBtu | FALSE | L | Annual | Constraint Shadow Price | US2011$/Ton | 0 | 0 | 0 | 0 | 0 | 0 | 0
DE Facility Specific - SO2 Annual Rate v3.1, Unit 3765 and retrofits | 428 | 1520 | Rate Constraint in lbs/MMBtu | FALSE | L | Annual | Seasons Included | Seasons | Winter, Summer | Winter, Summer | Winter, Summer | Winter, Summer | Winter, Summer | Winter, Summer | Winter, Summer
DE Facility Specific - SO2 Annual Rate v3.1, Unit 3765 and retrofits | 428 | 1520 | Rate Constraint in lbs/MMBtu | FALSE | L | Annual | Standard | lb/MMBtu | 0.26 | 0.26 | 0.26 | 0.26 | 0.26 | 0.26 | 0.26
DE Facility Specific - SO2 Annual Rate v3.1, Unit 3765 and retrofits | 428 | 1520 | Rate Constraint in lbs/MMBtu | FALSE | L | Annual | Emissions at Affected Plants SO2 | Thousand Tons | 0 | 0 | 0 | 0 | 0 | 0 | 0
DE Facility Specific - SO2 Annual Rate v3.1, Unit 3765 and retrofits | 428 | 1520 | Rate Constraint in lbs/MMBtu | FALSE | L | Annual | Allowances Purchased SO2 | Thousand Tons | 0 | 0 | 0 | 0 | 0 | 0 | 0
DE Facility Specific - SO2 Annual Rate v3.1, Unit 3765 and retrofits | 428 | 1520 | Rate Constraint in lbs/MMBtu | FALSE | L | Annual | Allowances Sold SO2 | Thousand Tons | 0 | 0 | 0 | 0 | 0 | 0 | 0
DE Facility Specific - SO2 Annual Rate v3.1, Unit 3765 and retrofits | 428 | 1520 | Rate Constraint in lbs/MMBtu | FALSE | L | Annual | Allowances Banked | Thousand Tons | 0 | 0 | 0 | 0 | 0 | 0 | 0
DE Facility Specific - SO2 Annual Rate v3.1, Unit 3765 and retrofits | 428 | 1520 | Rate Constraint in lbs/MMBtu | FALSE | L | Annual | Allowances Withdrawn (1:1) | Thousand Tons | 0 | 0 | 0 | 0 | 0 | 0 | 0
DE Facility Specific - SO2 Annual Rate v3.1, Unit 3765 and retrofits | 428 | 1520 | Rate Constraint in lbs/MMBtu | FALSE | L | Annual | Allowances Withdrawn (n:1) | Thousand Tons | 0 | 0 | 0 | 0 | 0 | 0 | 0
DE Facility Specific - SO2 Annual Rate v3.1, Unit 3765 and retrofits | 428 | 1520 | Rate Constraint in lbs/MMBtu | FALSE | L | Annual | Net Emissions Allowance Position | Thousand Tons | 0 | 0 | 0 | 0 | 0 | 0 | 0
DE Facility Specific - SO2 Annual Rate v3.1, Unit 3765 and retrofits | 428 | 1520 | Rate Constraint in lbs/MMBtu | FALSE | L | Annual | Fuel Consumed | TBtu | 0.037284 | 0 | 0 | 0 | 0 | 0 | 0
DE Facility Specific - SO2 Annual Rate v3.1, Unit 3765 and retrofits | 428 | 1520 | Rate Constraint in lbs/MMBtu | FALSE | L | Annual | Rate | lb/MMBtu | 0 | 0 | 0 | 0 | 0 | 0 | 0
DE Facility Specific - SO2 Annual Rate v3.1, Unit 3765 and retrofits | 428 | 1520 | Rate Constraint in lbs/MMBtu | FALSE | L | Annual | Generation | TWh | 0.0033086 | 0 | 0 | 0 | 0 | 0 | 0
DE Facility Specific - SO2 Annual Rate v3.1, Unit 3765 and retrofits | 428 | 1520 | Rate Constraint in lbs/MMBtu | FALSE | L | Annual | Qualifying Generation | TWh | 0.0033086 | 0 | 0 | 0 | 0 | 0 | 0
DE Facility Specific - SO2 Annual Rate v3.1, Unit 3765 and retrofits | 428 | 1520 | Rate Constraint in lbs/MMBtu | FALSE | L | Annual | Rate | lb/MWh | 0 | 0 | 0 | 0 | 0 | 0 | 0
DE Facility Specific - SO2 Annual Rate v3.1, Unit 3765 and retrofits | 428 | 1520 | Rate Constraint in lbs/MMBtu | FALSE | L | Annual | Constraint Shadow Price | US2011$/Ton | 0 | 0 | 0 | 0 | 0 | 0 | 0
DE Facility Specific - SO2 Annual Rate v3.1, Unit 4244 and retrofits | 429 | 1520 | Rate Constraint in lbs/MMBtu | FALSE | L | Annual | Seasons Included | Seasons | Winter, Summer | Winter, Summer | Winter, Summer | Winter, Summer | Winter, Summer | Winter, Summer | Winter, Summer
DE Facility Specific - SO2 Annual Rate v3.1, Unit 4244 and retrofits | 429 | 1520 | Rate Constraint in lbs/MMBtu | FALSE | L | Annual | Standard | lb/MMBtu | 0.26 | 0.26 | 0.26 | 0.26 | 0.26 | 0.26 | 0.26
DE Facility Specific - SO2 Annual Rate v3.1, Unit 4244 and retrofits | 429 | 1520 | Rate Constraint in lbs/MMBtu | FALSE | L | Annual | Emissions at Affected Plants SO2 | Thousand Tons | 0 | 0 | 0 | 0 | 0 | 0 | 0
DE Facility Specific - SO2 Annual Rate v3.1, Unit 4244 and retrofits | 429 | 1520 | Rate Constraint in lbs/MMBtu | FALSE | L | Annual | Allowances Purchased SO2 | Thousand Tons | 0 | 0 | 0 | 0 | 0 | 0 | 0
DE Facility Specific - SO2 Annual Rate v3.1, Unit 4244 and retrofits | 429 | 1520 | Rate Constraint in lbs/MMBtu | FALSE | L | Annual | Allowances Sold SO2 | Thousand Tons | 0 | 0 | 0 | 0 | 0 | 0 | 0
DE Facility Specific - SO2 Annual Rate v3.1, Unit 4244 and retrofits | 429 | 1520 | Rate Constraint in lbs/MMBtu | FALSE | L | Annual | Allowances Banked | Thousand Tons | 0 | 0 | 0 | 0 | 0 | 0 | 0
DE Facility Specific - SO2 Annual Rate v3.1, Unit 4244 and retrofits | 429 | 1520 | Rate Constraint in lbs/MMBtu | FALSE | L | Annual | Allowances Withdrawn (1:1) | Thousand Tons | 0 | 0 | 0 | 0 | 0 | 0 | 0
DE Facility Specific - SO2 Annual Rate v3.1, Unit 4244 and retrofits | 429 | 1520 | Rate Constraint in lbs/MMBtu | FALSE | L | Annual | Allowances Withdrawn (n:1) | Thousand Tons | 0 | 0 | 0 | 0 | 0 | 0 | 0
DE Facility Specific - SO2 Annual Rate v3.1, Unit 4244 and retrofits | 429 | 1520 | Rate Constraint in lbs/MMBtu | FALSE | L | Annual | Net Emissions Allowance Position | Thousand Tons | 0 | 0 | 0 | 0 | 0 | 0 | 0
DE Facility Specific - SO2 Annual Rate v3.1, Unit 4244 and retrofits | 429 | 1520 | Rate Constraint in lbs/MMBtu | FALSE | L | Annual | Fuel Consumed | TBtu | 0 | 0 | 0 | 0 | 0 | 0 | 0
DE Facility Specific - SO2 Annual Rate v3.1, Unit 4244 and retrofits | 429 | 1520 | Rate Constraint in lbs/MMBtu | FALSE | L | Annual | Rate | lb/MMBtu | 0 | 0 | 0 | 0 | 0 | 0 | 0
DE Facility Specific - SO2 Annual Rate v3.1, Unit 4244 and retrofits | 429 | 1520 | Rate Constraint in lbs/MMBtu | FALSE | L | Annual | Generation | TWh | 0 | 0 | 0 | 0 | 0 | 0 | 0
DE Facility Specific - SO2 Annual Rate v3.1, Unit 4244 and retrofits | 429 | 1520 | Rate Constraint in lbs/MMBtu | FALSE | L | Annual | Qualifying Generation | TWh | 0 | 0 | 0 | 0 | 0 | 0 | 0
DE Facility Specific - SO2 Annual Rate v3.1, Unit 4244 and retrofits | 429 | 1520 | Rate Constraint in lbs/MMBtu | FALSE | L | Annual | Rate | lb/MWh | 0 | 0 | 0 | 0 | 0 | 0 | 0
DE Facility Specific - SO2 Annual Rate v3.1, Unit 4244 and retrofits | 429 | 1520 | Rate Constraint in lbs/MMBtu | FALSE | L | Annual | Constraint Shadow Price | US2011$/Ton | 0 | 0 | 0 | 0 | 0 | 0 | 0
DE Facility Specific - SO2 Annual Rate v3.1, Unit 4271 and retrofits | 430 | 1520 | Rate Constraint in lbs/MMBtu | FALSE | L | Annual | Seasons Included | Seasons | Winter, Summer | Winter, Summer | Winter, Summer | Winter, Summer | Winter, Summer | Winter, Summer | Winter, Summer
DE Facility Specific - SO2 Annual Rate v3.1, Unit 4271 and retrofits | 430 | 1520 | Rate Constraint in lbs/MMBtu | FALSE | L | Annual | Standard | lb/MMBtu | 0.26 | 0.26 | 0.26 | 0.26 | 0.26 | 0.26 | 0.26
DE Facility Specific - SO2 Annual Rate v3.1, Unit 4271 and retrofits | 430 | 1520 | Rate Constraint in lbs/MMBtu | FALSE | L | Annual | Emissions at Affected Plants SO2 | Thousand Tons | 0 | 0 | 0 | 0 | 0 | 0 | 0
DE Facility Specific - SO2 Annual Rate v3.1, Unit 4271 and retrofits | 430 | 1520 | Rate Constraint in lbs/MMBtu | FALSE | L | Annual | Allowances Purchased SO2 | Thousand Tons | 0 | 0 | 0 | 0 | 0 | 0 | 0
DE Facility Specific - SO2 Annual Rate v3.1, Unit 4271 and retrofits | 430 | 1520 | Rate Constraint in lbs/MMBtu | FALSE | L | Annual | Allowances Sold SO2 | Thousand Tons | 0 | 0 | 0 | 0 | 0 | 0 | 0
DE Facility Specific - SO2 Annual Rate v3.1, Unit 4271 and retrofits | 430 | 1520 | Rate Constraint in lbs/MMBtu | FALSE | L | Annual | Allowances Banked | Thousand Tons | 0 | 0 | 0 | 0 | 0 | 0 | 0
DE Facility Specific - SO2 Annual Rate v3.1, Unit 4271 and retrofits | 430 | 1520 | Rate Constraint in lbs/MMBtu | FALSE | L | Annual | Allowances Withdrawn (1:1) | Thousand Tons | 0 | 0 | 0 | 0 | 0 | 0 | 0
DE Facility Specific - SO2 Annual Rate v3.1, Unit 4271 and retrofits | 430 | 1520 | Rate Constraint in lbs/MMBtu | FALSE | L | Annual | Allowances Withdrawn (n:1) | Thousand Tons | 0 | 0 | 0 | 0 | 0 | 0 | 0
DE Facility Specific - SO2 Annual Rate v3.1, Unit 4271 and retrofits | 430 | 1520 | Rate Constraint in lbs/MMBtu | FALSE | L | Annual | Net Emissions Allowance Position | Thousand Tons | 0 | 0 | 0 | 0 | 0 | 0 | 0
DE Facility Specific - SO2 Annual Rate v3.1, Unit 4271 and retrofits | 430 | 1520 | Rate Constraint in lbs/MMBtu | FALSE | L | Annual | Fuel Consumed | TBtu | 0 | 0 | 0 | 0 | 0 | 0 | 0
DE Facility Specific - SO2 Annual Rate v3.1, Unit 4271 and retrofits | 430 | 1520 | Rate Constraint in lbs/MMBtu | FALSE | L | Annual | Rate | lb/MMBtu | 0 | 0 | 0 | 0 | 0 | 0 | 0
DE Facility Specific - SO2 Annual Rate v3.1, Unit 4271 and retrofits | 430 | 1520 | Rate Constraint in lbs/MMBtu | FALSE | L | Annual | Generation | TWh | 0 | 0 | 0 | 0 | 0 | 0 | 0
DE Facility Specific - SO2 Annual Rate v3.1, Unit 4271 and retrofits | 430 | 1520 | Rate Constraint in lbs/MMBtu | FALSE | L | Annual | Qualifying Generation | TWh | 0 | 0 | 0 | 0 | 0 | 0 | 0
DE Facility Specific - SO2 Annual Rate v3.1, Unit 4271 and retrofits | 430 | 1520 | Rate Constraint in lbs/MMBtu | FALSE | L | Annual | Rate | lb/MWh | 0 | 0 | 0 | 0 | 0 | 0 | 0
DE Facility Specific - SO2 Annual Rate v3.1, Unit 4271 and retrofits | 430 | 1520 | Rate Constraint in lbs/MMBtu | FALSE | L | Annual | Constraint Shadow Price | US2011$/Ton | 0 | 0 | 0 | 0 | 0 | 0 | 0
DE Facility Specific - SO2 Annual Rate v3.1, Unit 4272 and retrofits | 431 | 1520 | Rate Constraint in lbs/MMBtu | FALSE | L | Annual | Seasons Included | Seasons | Winter, Summer | Winter, Summer | Winter, Summer | Winter, Summer | Winter, Summer | Winter, Summer | Winter, Summer
DE Facility Specific - SO2 Annual Rate v3.1, Unit 4272 and retrofits | 431 | 1520 | Rate Constraint in lbs/MMBtu | FALSE | L | Annual | Standard | lb/MMBtu | 0.26 | 0.26 | 0.26 | 0.26 | 0.26 | 0.26 | 0.26
DE Facility Specific - SO2 Annual Rate v3.1, Unit 4272 and retrofits | 431 | 1520 | Rate Constraint in lbs/MMBtu | FALSE | L | Annual | Emissions at Affected Plants SO2 | Thousand Tons | 0 | 0 | 0 | 0 | 0 | 0 | 0
DE Facility Specific - SO2 Annual Rate v3.1, Unit 4272 and retrofits | 431 | 1520 | Rate Constraint in lbs/MMBtu | FALSE | L | Annual | Allowances Purchased SO2 | Thousand Tons | 0 | 0 | 0 | 0 | 0 | 0 | 0
DE Facility Specific - SO2 Annual Rate v3.1, Unit 4272 and retrofits | 431 | 1520 | Rate Constraint in lbs/MMBtu | FALSE | L | Annual | Allowances Sold SO2 | Thousand Tons | 0 | 0 | 0 | 0 | 0 | 0 | 0
DE Facility Specific - SO2 Annual Rate v3.1, Unit 4272 and retrofits | 431 | 1520 | Rate Constraint in lbs/MMBtu | FALSE | L | Annual | Allowances Banked | Thousand Tons | 0 | 0 | 0 | 0 | 0 | 0 | 0
DE Facility Specific - SO2 Annual Rate v3.1, Unit 4272 and retrofits | 431 | 1520 | Rate Constraint in lbs/MMBtu | FALSE | L | Annual | Allowances Withdrawn (1:1) | Thousand Tons | 0 | 0 | 0 | 0 | 0 | 0 | 0
DE Facility Specific - SO2 Annual Rate v3.1, Unit 4272 and retrofits | 431 | 1520 | Rate Constraint in lbs/MMBtu | FALSE | L | Annual | Allowances Withdrawn (n:1) | Thousand Tons | 0 | 0 | 0 | 0 | 0 | 0 | 0
DE Facility Specific - SO2 Annual Rate v3.1, Unit 4272 and retrofits | 431 | 1520 | Rate Constraint in lbs/MMBtu | FALSE | L | Annual | Net Emissions Allowance Position | Thousand Tons | 0 | 0 | 0 | 0 | 0 | 0 | 0
DE Facility Specific - SO2 Annual Rate v3.1, Unit 4272 and retrofits | 431 | 1520 | Rate Constraint in lbs/MMBtu | FALSE | L | Annual | Fuel Consumed | TBtu | 0 | 0 | 0 | 0 | 0 | 0 | 0
DE Facility Specific - SO2 Annual Rate v3.1, Unit 4272 and retrofits | 431 | 1520 | Rate Constraint in lbs/MMBtu | FALSE | L | Annual | Rate | lb/MMBtu | 0 | 0 | 0 | 0 | 0 | 0 | 0
DE Facility Specific - SO2 Annual Rate v3.1, Unit 4272 and retrofits | 431 | 1520 | Rate Constraint in lbs/MMBtu | FALSE | L | Annual | Generation | TWh | 0 | 0 | 0 | 0 | 0 | 0 | 0
DE Facility Specific - SO2 Annual Rate v3.1, Unit 4272 and retrofits | 431 | 1520 | Rate Constraint in lbs/MMBtu | FALSE | L | Annual | Qualifying Generation | TWh | 0 | 0 | 0 | 0 | 0 | 0 | 0
DE Facility Specific - SO2 Annual Rate v3.1, Unit 4272 and retrofits | 431 | 1520 | Rate Constraint in lbs/MMBtu | FALSE | L | Annual | Rate | lb/MWh | 0 | 0 | 0 | 0 | 0 | 0 | 0
DE Facility Specific - SO2 Annual Rate v3.1, Unit 4272 and retrofits | 431 | 1520 | Rate Constraint in lbs/MMBtu | FALSE | L | Annual | Constraint Shadow Price | US2011$/Ton | 0 | 0 | 0 | 0 | 0 | 0 | 0
DE Unit Level EdMoore3 - MER Cap Annual v3.1 | 432 | 1539 | Rate Constraint in MTons | FALSE | L | Annual | Seasons Included | Seasons | Winter, Summer | Winter, Summer | Winter, Summer | Winter, Summer | Winter, Summer | Winter, Summer | Winter, Summer
DE Unit Level EdMoore3 - MER Cap Annual v3.1 | 432 | 1539 | Rate Constraint in MTons | FALSE | L | Annual | Standard | Lb | 6.6 | 6.6 | 6.6 | 6.6 | 6.6 | 6.6 | 6.6
DE Unit Level EdMoore3 - MER Cap Annual v3.1 | 432 | 1539 | Rate Constraint in MTons | FALSE | L | Annual | Standard MER | lbs | 6.6 | 6.6 | 6.6 | 6.6 | 6.6 | 6.6 | 6.6
DE Unit Level EdMoore3 - MER Cap Annual v3.1 | 432 | 1539 | Rate Constraint in MTons | FALSE | L | Annual | Emissions at Affected Plants MER | lbs | 0 | 0 | 0 | 0 | 0 | 0 | 0
DE Unit Level EdMoore3 - MER Cap Annual v3.1 | 432 | 1539 | Rate Constraint in MTons | FALSE | L | Annual | Allowances Purchased MER | lbs | 0 | 0 | 0 | 0 | 0 | 0 | 0
DE Unit Level EdMoore3 - MER Cap Annual v3.1 | 432 | 1539 | Rate Constraint in MTons | FALSE | L | Annual | Allowances Sold MER | lbs | 0 | 0 | 0 | 0 | 0 | 0 | 0
DE Unit Level EdMoore3 - MER Cap Annual v3.1 | 432 | 1539 | Rate Constraint in MTons | FALSE | L | Annual | Allowances Banked | lbs | 0 | 0 | 0 | 0 | 0 | 0 | 0
DE Unit Level EdMoore3 - MER Cap Annual v3.1 | 432 | 1539 | Rate Constraint in MTons | FALSE | L | Annual | Allowances Withdrawn (1:1) | lbs | 0 | 0 | 0 | 0 | 0 | 0 | 0
DE Unit Level EdMoore3 - MER Cap Annual v3.1 | 432 | 1539 | Rate Constraint in MTons | FALSE | L | Annual | Allowances Withdrawn (n:1) | lbs | 0 | 0 | 0 | 0 | 0 | 0 | 0
DE Unit Level EdMoore3 - MER Cap Annual v3.1 | 432 | 1539 | Rate Constraint in MTons | FALSE | L | Annual | Net Emissions Allowance Position | lbs | 0 | 0 | 0 | 0 | 0 | 0 | 0
DE Unit Level EdMoore3 - MER Cap Annual v3.1 | 432 | 1539 | Rate Constraint in MTons | FALSE | L | Annual | Fuel Consumed | TBtu | 0 | 0 | 0 | 0 | 0 | 0 | 0
DE Unit Level EdMoore3 - MER Cap Annual v3.1 | 432 | 1539 | Rate Constraint in MTons | FALSE | L | Annual | Rate | lb/MMBtu | 0 | 0 | 0 | 0 | 0 | 0 | 0
DE Unit Level EdMoore3 - MER Cap Annual v3.1 | 432 | 1539 | Rate Constraint in MTons | FALSE | L | Annual | Generation | TWh | 0 | 0 | 0 | 0 | 0 | 0 | 0
DE Unit Level EdMoore3 - MER Cap Annual v3.1 | 432 | 1539 | Rate Constraint in MTons | FALSE | L | Annual | Qualifying Generation | TWh | 0 | 0 | 0 | 0 | 0 | 0 | 0
DE Unit Level EdMoore3 - MER Cap Annual v3.1 | 432 | 1539 | Rate Constraint in MTons | FALSE | L | Annual | Rate | lb/MWh | 0 | 0 | 0 | 0 | 0 | 0 | 0
DE Unit Level EdMoore3 - MER Cap Annual v3.1 | 432 | 1539 | Rate Constraint in MTons | FALSE | L | Annual | Constraint Shadow Price | US2011$/Lb | 0 | 0 | 0 | 0 | 0 | 0 | 0
DE Unit Level EdMoore3 - NOX Cap Annual v3.1 | 433 | 1522 | Rate Constraint in MTons | FALSE | L | Annual | Seasons Included | Seasons | Winter, Summer | Winter, Summer | Winter, Summer | Winter, Summer | Winter, Summer | Winter, Summer | Winter, Summer
DE Unit Level EdMoore3 - NOX Cap Annual v3.1 | 433 | 1522 | Rate Constraint in MTons | FALSE | L | Annual | Standard | Thousand Tons | 0.773 | 0.773 | 0.773 | 0.773 | 0.773 | 0.773 | 0.773
DE Unit Level EdMoore3 - NOX Cap Annual v3.1 | 433 | 1522 | Rate Constraint in MTons | FALSE | L | Annual | Standard NOX | Thousand Tons | 0.773 | 0.773 | 0.773 | 0.773 | 0.773 | 0.773 | 0.773
DE Unit Level EdMoore3 - NOX Cap Annual v3.1 | 433 | 1522 | Rate Constraint in MTons | FALSE | L | Annual | Emissions at Affected Plants NOX | Thousand Tons | 0 | 0 | 0 | 0 | 0 | 0 | 0
DE Unit Level EdMoore3 - NOX Cap Annual v3.1 | 433 | 1522 | Rate Constraint in MTons | FALSE | L | Annual | Allowances Purchased NOX | Thousand Tons | 0 | 0 | 0 | 0 | 0 | 0 | 0
DE Unit Level EdMoore3 - NOX Cap Annual v3.1 | 433 | 1522 | Rate Constraint in MTons | FALSE | L | Annual | Allowances Sold NOX | Thousand Tons | 0 | 0 | 0 | 0 | 0 | 0 | 0
DE Unit Level EdMoore3 - NOX Cap Annual v3.1 | 433 | 1522 | Rate Constraint in MTons | FALSE | L | Annual | Allowances Banked | Thousand Tons | 0 | 0 | 0 | 0 | 0 | 0 | 0
DE Unit Level EdMoore3 - NOX Cap Annual v3.1 | 433 | 1522 | Rate Constraint in MTons | FALSE | L | Annual | Allowances Withdrawn (1:1) | Thousand Tons | 0 | 0 | 0 | 0 | 0 | 0 | 0
DE Unit Level EdMoore3 - NOX Cap Annual v3.1 | 433 | 1522 | Rate Constraint in MTons | FALSE | L | Annual | Allowances Withdrawn (n:1) | Thousand Tons | 0 | 0 | 0 | 0 | 0 | 0 | 0
DE Unit Level EdMoore3 - NOX Cap Annual v3.1 | 433 | 1522 | Rate Constraint in MTons | FALSE | L | Annual | Net Emissions Allowance Position | Thousand Tons | 0 | 0 | 0 | 0 | 0 | 0 | 0
DE Unit Level EdMoore3 - NOX Cap Annual v3.1 | 433 | 1522 | Rate Constraint in MTons | FALSE | L | Annual | Fuel Consumed | TBtu | 0 | 0 | 0 | 0 | 0 | 0 | 0
DE Unit Level EdMoore3 - NOX Cap Annual v3.1 | 433 | 1522 | Rate Constraint in MTons | FALSE | L | Annual | Rate | lb/MMBtu | 0 | 0 | 0 | 0 | 0 | 0 | 0
DE Unit Level EdMoore3 - NOX Cap Annual v3.1 | 433 | 1522 | Rate Constraint in MTons | FALSE | L | Annual | Generation | TWh | 0 | 0 | 0 | 0 | 0 | 0 | 0
DE Unit Level EdMoore3 - NOX Cap Annual v3.1 | 433 | 1522 | Rate Constraint in MTons | FALSE | L | Annual | Qualifying Generation | TWh | 0 | 0 | 0 | 0 | 0 | 0 | 0
DE Unit Level EdMoore3 - NOX Cap Annual v3.1 | 433 | 1522 | Rate Constraint in MTons | FALSE | L | Annual | Rate | lb/MWh | 0 | 0 | 0 | 0 | 0 | 0 | 0
DE Unit Level EdMoore3 - NOX Cap Annual v3.1 | 433 | 1522 | Rate Constraint in MTons | FALSE | L | Annual | Constraint Shadow Price | US2011$/Ton | 0 | 0 | 0 | 0 | 0 | 0 | 0
DE Unit Level EdMoore3 - SO2 Cap Annual v3.1 | 434 | 1530 | Rate Constraint in MTons | FALSE | L | Annual | Seasons Included | Seasons | Winter, Summer | Winter, Summer | Winter, Summer | Winter, Summer | Winter, Summer | Winter, Summer | Winter, Summer
DE Unit Level EdMoore3 - SO2 Cap Annual v3.1 | 434 | 1530 | Rate Constraint in MTons | FALSE | L | Annual | Standard | Thousand Tons | 1.391 | 1.391 | 1.391 | 1.391 | 1.391 | 1.391 | 1.391
DE Unit Level EdMoore3 - SO2 Cap Annual v3.1 | 434 | 1530 | Rate Constraint in MTons | FALSE | L | Annual | Standard SO2 | Thousand Tons | 1.391 | 1.391 | 1.391 | 1.391 | 1.391 | 1.391 | 1.391
DE Unit Level EdMoore3 - SO2 Cap Annual v3.1 | 434 | 1530 | Rate Constraint in MTons | FALSE | L | Annual | Emissions at Affected Plants SO2 | Thousand Tons | 0 | 0 | 0 | 0 | 0 | 0 | 0
DE Unit Level EdMoore3 - SO2 Cap Annual v3.1 | 434 | 1530 | Rate Constraint in MTons | FALSE | L | Annual | Allowances Purchased SO2 | Thousand Tons | 0 | 0 | 0 | 0 | 0 | 0 | 0
DE Unit Level EdMoore3 - SO2 Cap Annual v3.1 | 434 | 1530 | Rate Constraint in MTons | FALSE | L | Annual | Allowances Sold SO2 | Thousand Tons | 0 | 0 | 0 | 0 | 0 | 0 | 0
DE Unit Level EdMoore3 - SO2 Cap Annual v3.1 | 434 | 1530 | Rate Constraint in MTons | FALSE | L | Annual | Allowances Banked | Thousand Tons | 0 | 0 | 0 | 0 | 0 | 0 | 0
DE Unit Level EdMoore3 - SO2 Cap Annual v3.1 | 434 | 1530 | Rate Constraint in MTons | FALSE | L | Annual | Allowances Withdrawn (1:1) | Thousand Tons | 0 | 0 | 0 | 0 | 0 | 0 | 0
DE Unit Level EdMoore3 - SO2 Cap Annual v3.1 | 434 | 1530 | Rate Constraint in MTons | FALSE | L | Annual | Allowances Withdrawn (n:1) | Thousand Tons | 0 | 0 | 0 | 0 | 0 | 0 | 0
DE Unit Level EdMoore3 - SO2 Cap Annual v3.1 | 434 | 1530 | Rate Constraint in MTons | FALSE | L | Annual | Net Emissions Allowance Position | Thousand Tons | 0 | 0 | 0 | 0 | 0 | 0 | 0
DE Unit Level EdMoore3 - SO2 Cap Annual v3.1 | 434 | 1530 | Rate Constraint in MTons | FALSE | L | Annual | Fuel Consumed | TBtu | 0 | 0 | 0 | 0 | 0 | 0 | 0
DE Unit Level EdMoore3 - SO2 Cap Annual v3.1 | 434 | 1530 | Rate Constraint in MTons | FALSE | L | Annual | Rate | lb/MMBtu | 0 | 0 | 0 | 0 | 0 | 0 | 0
DE Unit Level EdMoore3 - SO2 Cap Annual v3.1 | 434 | 1530 | Rate Constraint in MTons | FALSE | L | Annual | Generation | TWh | 0 | 0 | 0 | 0 | 0 | 0 | 0
DE Unit Level EdMoore3 - SO2 Cap Annual v3.1 | 434 | 1530 | Rate Constraint in MTons | FALSE | L | Annual | Qualifying Generation | TWh | 0 | 0 | 0 | 0 | 0 | 0 | 0
DE Unit Level EdMoore3 - SO2 Cap Annual v3.1 | 434 | 1530 | Rate Constraint in MTons | FALSE | L | Annual | Rate | lb/MWh | 0 | 0 | 0 | 0 | 0 | 0 | 0
DE Unit Level EdMoore3 - SO2 Cap Annual v3.1 | 434 | 1530 | Rate Constraint in MTons | FALSE | L | Annual | Constraint Shadow Price | US2011$/Ton | 0 | 0 | 0 | 0 | 0 | 0 | 0
DE Unit Level EdMoore4 - MER Cap Annual v3.1 | 435 | 1540 | Rate Constraint in MTons | FALSE | L | Annual | Seasons Included | Seasons | Winter, Summer | Winter, Summer | Winter, Summer | Winter, Summer | Winter, Summer | Winter, Summer | Winter, Summer
DE Unit Level EdMoore4 - MER Cap Annual v3.1 | 435 | 1540 | Rate Constraint in MTons | FALSE | L | Annual | Standard | Lb | 11.4 | 11.4 | 11.4 | 11.4 | 11.4 | 11.4 | 11.4
DE Unit Level EdMoore4 - MER Cap Annual v3.1 | 435 | 1540 | Rate Constraint in MTons | FALSE | L | Annual | Standard MER | lbs | 11.4 | 11.4 | 11.4 | 11.4 | 11.4 | 11.4 | 11.4
DE Unit Level EdMoore4 - MER Cap Annual v3.1 | 435 | 1540 | Rate Constraint in MTons | FALSE | L | Annual | Emissions at Affected Plants MER | lbs | 0 | 0 | 0 | 0 | 0 | 0 | 0
DE Unit Level EdMoore4 - MER Cap Annual v3.1 | 435 | 1540 | Rate Constraint in MTons | FALSE | L | Annual | Allowances Purchased MER | lbs | 0 | 0 | 0 | 0 | 0 | 0 | 0
DE Unit Level EdMoore4 - MER Cap Annual v3.1 | 435 | 1540 | Rate Constraint in MTons | FALSE | L | Annual | Allowances Sold MER | lbs | 0 | 0 | 0 | 0 | 0 | 0 | 0
DE Unit Level EdMoore4 - MER Cap Annual v3.1 | 435 | 1540 | Rate Constraint in MTons | FALSE | L | Annual | Allowances Banked | lbs | 0 | 0 | 0 | 0 | 0 | 0 | 0
DE Unit Level EdMoore4 - MER Cap Annual v3.1 | 435 | 1540 | Rate Constraint in MTons | FALSE | L | Annual | Allowances Withdrawn (1:1) | lbs | 0 | 0 | 0 | 0 | 0 | 0 | 0
DE Unit Level EdMoore4 - MER Cap Annual v3.1 | 435 | 1540 | Rate Constraint in MTons | FALSE | L | Annual | Allowances Withdrawn (n:1) | lbs | 0 | 0 | 0 | 0 | 0 | 0 | 0
DE Unit Level EdMoore4 - MER Cap Annual v3.1 | 435 | 1540 | Rate Constraint in MTons | FALSE | L | Annual | Net Emissions Allowance Position | lbs | 0 | 0 | 0 | 0 | 0 | 0 | 0
DE Unit Level EdMoore4 - MER Cap Annual v3.1 | 435 | 1540 | Rate Constraint in MTons | FALSE | L | Annual | Fuel Consumed | TBtu | 0 | 0 | 0 | 0 | 0 | 0 | 0
DE Unit Level EdMoore4 - MER Cap Annual v3.1 | 435 | 1540 | Rate Constraint in MTons | FALSE | L | Annual | Rate | lb/MMBtu | 0 | 0 | 0 | 0 | 0 | 0 | 0
DE Unit Level EdMoore4 - MER Cap Annual v3.1 | 435 | 1540 | Rate Constraint in MTons | FALSE | L | Annual | Generation | TWh | 0 | 0 | 0 | 0 | 0 | 0 | 0
DE Unit Level EdMoore4 - MER Cap Annual v3.1 | 435 | 1540 | Rate Constraint in MTons | FALSE | L | Annual | Qualifying Generation | TWh | 0 | 0 | 0 | 0 | 0 | 0 | 0
DE Unit Level EdMoore4 - MER Cap Annual v3.1 | 435 | 1540 | Rate Constraint in MTons | FALSE | L | Annual | Rate | lb/MWh | 0 | 0 | 0 | 0 | 0 | 0 | 0
DE Unit Level EdMoore4 - MER Cap Annual v3.1 | 435 | 1540 | Rate Constraint in MTons | FALSE | L | Annual | Constraint Shadow Price | US2011$/Lb | 0 | 0 | 0 | 0 | 0 | 0 | 0
DE Unit Level EdMoore4 - NOX Cap Annual v3.1 | 436 | 1523 | Rate Constraint in MTons | FALSE | L | Annual | Seasons Included | Seasons | Winter, Summer | Winter, Summer | Winter, Summer | Winter, Summer | Winter, Summer | Winter, Summer | Winter, Summer
DE Unit Level EdMoore4 - NOX Cap Annual v3.1 | 436 | 1523 | Rate Constraint in MTons | FALSE | L | Annual | Standard | Thousand Tons | 1.339 | 1.339 | 1.339 | 1.339 | 1.339 | 1.339 | 1.339
DE Unit Level EdMoore4 - NOX Cap Annual v3.1 | 436 | 1523 | Rate Constraint in MTons | FALSE | L | Annual | Standard NOX | Thousand Tons | 1.339 | 1.339 | 1.339 | 1.339 | 1.339 | 1.339 | 1.339
DE Unit Level EdMoore4 - NOX Cap Annual v3.1 | 436 | 1523 | Rate Constraint in MTons | FALSE | L | Annual | Emissions at Affected Plants NOX | Thousand Tons | 0 | 0 | 0 | 0 | 0 | 0 | 0
DE Unit Level EdMoore4 - NOX Cap Annual v3.1 | 436 | 1523 | Rate Constraint in MTons | FALSE | L | Annual | Allowances Purchased NOX | Thousand Tons | 0 | 0 | 0 | 0 | 0 | 0 | 0
DE Unit Level EdMoore4 - NOX Cap Annual v3.1 | 436 | 1523 | Rate Constraint in MTons | FALSE | L | Annual | Allowances Sold NOX | Thousand Tons | 0 | 0 | 0 | 0 | 0 | 0 | 0
DE Unit Level EdMoore4 - NOX Cap Annual v3.1 | 436 | 1523 | Rate Constraint in MTons | FALSE | L | Annual | Allowances Banked | Thousand Tons | 0 | 0 | 0 | 0 | 0 | 0 | 0
DE Unit Level EdMoore4 - NOX Cap Annual v3.1 | 436 | 1523 | Rate Constraint in MTons | FALSE | L | Annual | Allowances Withdrawn (1:1) | Thousand Tons | 0 | 0 | 0 | 0 | 0 | 0 | 0
DE Unit Level EdMoore4 - NOX Cap Annual v3.1 | 436 | 1523 | Rate Constraint in MTons | FALSE | L | Annual | Allowances Withdrawn (n:1) | Thousand Tons | 0 | 0 | 0 | 0 | 0 | 0 | 0
DE Unit Level EdMoore4 - NOX Cap Annual v3.1 | 436 | 1523 | Rate Constraint in MTons | FALSE | L | Annual | Net Emissions Allowance Position | Thousand Tons | 0 | 0 | 0 | 0 | 0 | 0 | 0
DE Unit Level EdMoore4 - NOX Cap Annual v3.1 | 436 | 1523 | Rate Constraint in MTons | FALSE | L | Annual | Fuel Consumed | TBtu | 0 | 0 | 0 | 0 | 0 | 0 | 0
DE Unit Level EdMoore4 - NOX Cap Annual v3.1 | 436 | 1523 | Rate Constraint in MTons | FALSE | L | Annual | Rate | lb/MMBtu | 0 | 0 | 0 | 0 | 0 | 0 | 0
DE Unit Level EdMoore4 - NOX Cap Annual v3.1 | 436 | 1523 | Rate Constraint in MTons | FALSE | L | Annual | Generation | TWh | 0 | 0 | 0 | 0 | 0 | 0 | 0
DE Unit Level EdMoore4 - NOX Cap Annual v3.1 | 436 | 1523 | Rate Constraint in MTons | FALSE | L | Annual | Qualifying Generation | TWh | 0 | 0 | 0 | 0 | 0 | 0 | 0
DE Unit Level EdMoore4 - NOX Cap Annual v3.1 | 436 | 1523 | Rate Constraint in MTons | FALSE | L | Annual | Rate | lb/MWh | 0 | 0 | 0 | 0 | 0 | 0 | 0
DE Unit Level EdMoore4 - NOX Cap Annual v3.1 | 436 | 1523 | Rate Constraint in MTons | FALSE | L | Annual | Constraint Shadow Price | US2011$/Ton | 0 | 0 | 0 | 0 | 0 | 0 | 0
DE Unit Level EdMoore4 - SO2 Cap Annual v3.1 | 437 | 1531 | Rate Constraint in MTons | FALSE | L | Annual | Seasons Included | Seasons | Winter, Summer | Winter, Summer | Winter, Summer | Winter, Summer | Winter, Summer | Winter, Summer | Winter, Summer
DE Unit Level EdMoore4 - SO2 Cap Annual v3.1 | 437 | 1531 | Rate Constraint in MTons | FALSE | L | Annual | Standard | Thousand Tons | 2.41 | 2.41 | 2.41 | 2.41 | 2.41 | 2.41 | 2.41
DE Unit Level EdMoore4 - SO2 Cap Annual v3.1 | 437 | 1531 | Rate Constraint in MTons | FALSE | L | Annual | Standard SO2 | Thousand Tons | 2.41 | 2.41 | 2.41 | 2.41 | 2.41 | 2.41 | 2.41
DE Unit Level EdMoore4 - SO2 Cap Annual v3.1 | 437 | 1531 | Rate Constraint in MTons | FALSE | L | Annual | Emissions at Affected Plants SO2 | Thousand Tons | 0 | 0 | 0 | 0 | 0 | 0 | 0
DE Unit Level EdMoore4 - SO2 Cap Annual v3.1 | 437 | 1531 | Rate Constraint in MTons | FALSE | L | Annual | Allowances Purchased SO2 | Thousand Tons | 0 | 0 | 0 | 0 | 0 | 0 | 0
DE Unit Level EdMoore4 - SO2 Cap Annual v3.1 | 437 | 1531 | Rate Constraint in MTons | FALSE | L | Annual | Allowances Sold SO2 | Thousand Tons | 0 | 0 | 0 | 0 | 0 | 0 | 0
DE Unit Level EdMoore4 - SO2 Cap Annual v3.1 | 437 | 1531 | Rate Constraint in MTons | FALSE | L | Annual | Allowances Banked | Thousand Tons | 0 | 0 | 0 | 0 | 0 | 0 | 0
DE Unit Level EdMoore4 - SO2 Cap Annual v3.1 | 437 | 1531 | Rate Constraint in MTons | FALSE | L | Annual | Allowances Withdrawn (1:1) | Thousand Tons | 0 | 0 | 0 | 0 | 0 | 0 | 0
DE Unit Level EdMoore4 - SO2 Cap Annual v3.1 | 437 | 1531 | Rate Constraint in MTons | FALSE | L | Annual | Allowances Withdrawn (n:1) | Thousand Tons | 0 | 0 | 0 | 0 | 0 | 0 | 0
DE Unit Level EdMoore4 - SO2 Cap Annual v3.1 | 437 | 1531 | Rate Constraint in MTons | FALSE | L | Annual | Net Emissions Allowance Position | Thousand Tons | 0 | 0 | 0 | 0 | 0 | 0 | 0
DE Unit Level EdMoore4 - SO2 Cap Annual v3.1 | 437 | 1531 | Rate Constraint in MTons | FALSE | L | Annual | Fuel Consumed | TBtu | 0 | 0 | 0 | 0 | 0 | 0 | 0
DE Unit Level EdMoore4 - SO2 Cap Annual v3.1 | 437 | 1531 | Rate Constraint in MTons | FALSE | L | Annual | Rate | lb/MMBtu | 0 | 0 | 0 | 0 | 0 | 0 | 0
DE Unit Level EdMoore4 - SO2 Cap Annual v3.1 | 437 | 1531 | Rate Constraint in MTons | FALSE | L | Annual | Generation | TWh | 0 | 0 | 0 | 0 | 0 | 0 | 0
DE Unit Level EdMoore4 - SO2 Cap Annual v3.1 | 437 | 1531 | Rate Constraint in MTons | FALSE | L | Annual | Qualifying Generation | TWh | 0 | 0 | 0 | 0 | 0 | 0 | 0
DE Unit Level EdMoore4 - SO2 Cap Annual v3.1 | 437 | 1531 | Rate Constraint in MTons | FALSE | L | Annual | Rate | lb/MWh | 0 | 0 | 0 | 0 | 0 | 0 | 0
DE Unit Level EdMoore4 - SO2 Cap Annual v3.1 | 437 | 1531 | Rate Constraint in MTons | FALSE | L | Annual | Constraint Shadow Price | US2011$/Ton | 0 | 0 | 0 | 0 | 0 | 0 | 0
DE Unit Level EdMoore5 - NOX Cap Annual v3.1 | 438 | 1524 | Rate Constraint in MTons | FALSE | L | Annual | Seasons Included | Seasons | Winter, Summer | Winter, Summer | Winter, Summer | Winter, Summer | Winter, Summer | Winter, Summer | Winter, Summer
DE Unit Level EdMoore5 - NOX Cap Annual v3.1 | 438 | 1524 | Rate Constraint in MTons | FALSE | L | Annual | Standard | Thousand Tons | 1.348 | 1.348 | 1.348 | 1.348 | 1.348 | 1.348 | 1.348
DE Unit Level EdMoore5 - NOX Cap Annual v3.1 | 438 | 1524 | Rate Constraint in MTons | FALSE | L | Annual | Standard NOX | Thousand Tons | 1.348 | 1.348 | 1.348 | 1.348 | 1.348 | 1.348 | 1.348
DE Unit Level EdMoore5 - NOX Cap Annual v3.1 | 438 | 1524 | Rate Constraint in MTons | FALSE | L | Annual | Emissions at Affected Plants NOX | Thousand Tons | 0.0070897 | 0 | 0 | 0 | 0 | 0 | 0
DE Unit Level EdMoore5 - NOX Cap Annual v3.1 | 438 | 1524 | Rate Constraint in MTons | FALSE | L | Annual | Allowances Purchased NOX | Thousand Tons | 0 | 0 | 0 | 0 | 0 | 0 | 0
DE Unit Level EdMoore5 - NOX Cap Annual v3.1 | 438 | 1524 | Rate Constraint in MTons | FALSE | L | Annual | Allowances Sold NOX | Thousand Tons | 0 | 0 | 0 | 0 | 0 | 0 | 0
DE Unit Level EdMoore5 - NOX Cap Annual v3.1 | 438 | 1524 | Rate Constraint in MTons | FALSE | L | Annual | Allowances Banked | Thousand Tons | 0 | 0 | 0 | 0 | 0 | 0 | 0
DE Unit Level EdMoore5 - NOX Cap Annual v3.1 | 438 | 1524 | Rate Constraint in MTons | FALSE | L | Annual | Allowances Withdrawn (1:1) | Thousand Tons | 0 | 0 | 0 | 0 | 0 | 0 | 0
DE Unit Level EdMoore5 - NOX Cap Annual v3.1 | 438 | 1524 | Rate Constraint in MTons | FALSE | L | Annual | Allowances Withdrawn (n:1) | Thousand Tons | 0 | 0 | 0 | 0 | 0 | 0 | 0
DE Unit Level EdMoore5 - NOX Cap Annual v3.1 | 438 | 1524 | Rate Constraint in MTons | FALSE | L | Annual | Net Emissions Allowance Position | Thousand Tons | 0.0070897 | 0 | 0 | 0 | 0 | 0 | 0
DE Unit Level EdMoore5 - NOX Cap Annual v3.1 | 438 | 1524 | Rate Constraint in MTons | FALSE | L | Annual | Fuel Consumed | TBtu | 0.17692 | 0 | 0 | 0 | 0 | 0 | 0
DE Unit Level EdMoore5 - NOX Cap Annual v3.1 | 438 | 1524 | Rate Constraint in MTons | FALSE | L | Annual | Rate | lb/MMBtu | 0.080148 | 0 | 0 | 0 | 0 | 0 | 0
DE Unit Level EdMoore5 - NOX Cap Annual v3.1 | 438 | 1524 | Rate Constraint in MTons | FALSE | L | Annual | Generation | TWh | 0.015118 | 0 | 0 | 0 | 0 | 0 | 0
DE Unit Level EdMoore5 - NOX Cap Annual v3.1 | 438 | 1524 | Rate Constraint in MTons | FALSE | L | Annual | Qualifying Generation | TWh | 0.015118 | 0 | 0 | 0 | 0 | 0 | 0
DE Unit Level EdMoore5 - NOX Cap Annual v3.1 | 438 | 1524 | Rate Constraint in MTons | FALSE | L | Annual | Rate | lb/MWh | 0.46895 | 0 | 0 | 0 | 0 | 0 | 0
DE Unit Level EdMoore5 - NOX Cap Annual v3.1 | 438 | 1524 | Rate Constraint in MTons | FALSE | L | Annual | Constraint Shadow Price | US2011$/Ton | 0 | 0 | 0 | 0 | 0 | 0 | 0
DE Unit Level EdMoore5 - SO2 Cap Annual v3.1 | 439 | 1533 | Rate Constraint in MTons | FALSE | L | Annual | Seasons Included | Seasons | Winter, Summer | Winter, Summer | Winter, Summer | Winter, Summer | Winter, Summer | Winter, Summer | Winter, Summer
DE Unit Level EdMoore5 - SO2 Cap Annual v3.1 | 439 | 1533 | Rate Constraint in MTons | FALSE | L | Annual | Standard | Thousand Tons | 2.427 | 2.427 | 2.427 | 2.427 | 2.427 | 2.427 | 2.427
DE Unit Level EdMoore5 - SO2 Cap Annual v3.1 | 439 | 1533 | Rate Constraint in MTons | FALSE | L | Annual | Standard SO2 | Thousand Tons | 2.427 | 2.427 | 2.427 | 2.427 | 2.427 | 2.427 | 2.427
DE Unit Level EdMoore5 - SO2 Cap Annual v3.1 | 439 | 1533 | Rate Constraint in MTons | FALSE | L | Annual | Emissions at Affected Plants SO2 | Thousand Tons | 0 | 0 | 0 | 0 | 0 | 0 | 0
DE Unit Level EdMoore5 - SO2 Cap Annual v3.1 | 439 | 1533 | Rate Constraint in MTons | FALSE | L | Annual | Allowances Purchased SO2 | Thousand Tons | 0 | 0 | 0 | 0 | 0 | 0 | 0
DE Unit Level EdMoore5 - SO2 Cap Annual v3.1 | 439 | 1533 | Rate Constraint in MTons | FALSE | L | Annual | Allowances Sold SO2 | Thousand Tons | 0 | 0 | 0 | 0 | 0 | 0 | 0
DE Unit Level EdMoore5 - SO2 Cap Annual v3.1 | 439 | 1533 | Rate Constraint in MTons | FALSE | L | Annual | Allowances Banked | Thousand Tons | 0 | 0 | 0 | 0 | 0 | 0 | 0
DE Unit Level EdMoore5 - SO2 Cap Annual v3.1 | 439 | 1533 | Rate Constraint in MTons | FALSE | L | Annual | Allowances Withdrawn (1:1) | Thousand Tons | 0 | 0 | 0 | 0 | 0 | 0 | 0
DE Unit Level EdMoore5 - SO2 Cap Annual v3.1 | 439 | 1533 | Rate Constraint in MTons | FALSE | L | Annual | Allowances Withdrawn (n:1) | Thousand Tons | 0 | 0 | 0 | 0 | 0 | 0 | 0
DE Unit Level EdMoore5 - SO2 Cap Annual v3.1 | 439 | 1533 | Rate Constraint in MTons | FALSE | L | Annual | Net Emissions Allowance Position | Thousand Tons | 0 | 0 | 0 | 0 | 0 | 0 | 0
DE Unit Level EdMoore5 - SO2 Cap Annual v3.1 | 439 | 1533 | Rate Constraint in MTons | FALSE | L | Annual | Fuel Consumed | TBtu | 0.17692 | 0 | 0 | 0 | 0 | 0 | 0
DE Unit Level EdMoore5 - SO2 Cap Annual v3.1 | 439 | 1533 | Rate Constraint in MTons | FALSE | L | Annual | Rate | lb/MMBtu | 0 | 0 | 0 | 0 | 0 | 0 | 0
DE Unit Level EdMoore5 - SO2 Cap Annual v3.1 | 439 | 1533 | Rate Constraint in MTons | FALSE | L | Annual | Generation | TWh | 0.015118 | 0 | 0 | 0 | 0 | 0 | 0
DE Unit Level EdMoore5 - SO2 Cap Annual v3.1 | 439 | 1533 | Rate Constraint in MTons | FALSE | L | Annual | Qualifying Generation | TWh | 0.015118 | 0 | 0 | 0 | 0 | 0 | 0
DE Unit Level EdMoore5 - SO2 Cap Annual v3.1 | 439 | 1533 | Rate Constraint in MTons | FALSE | L | Annual | Rate | lb/MWh | 0 | 0 | 0 | 0 | 0 | 0 | 0
DE Unit Level EdMoore5 - SO2 Cap Annual v3.1 | 439 | 1533 | Rate Constraint in MTons | FALSE | L | Annual | Constraint Shadow Price | US2011$/Ton | 0 | 0 | 0 | 0 | 0 | 0 | 0
DE Unit Level IndRiver4 - MER Cap Annual v3.1 | 440 | 1544 | Rate Constraint in MTons | FALSE | L | Annual | Seasons Included | Seasons | Winter, Summer | Winter, Summer | Winter, Summer | Winter, Summer | Winter, Summer | Winter, Summer | Winter, Summer
DE Unit Level IndRiver4 - MER Cap Annual v3.1 | 440 | 1544 | Rate Constraint in MTons | FALSE | L | Annual | Standard | Lb | 17.4 | 17.4 | 17.4 | 17.4 | 17.4 | 17.4 | 17.4
DE Unit Level IndRiver4 - MER Cap Annual v3.1 | 440 | 1544 | Rate Constraint in MTons | FALSE | L | Annual | Standard MER | lbs | 17.4 | 17.4 | 17.4 | 17.4 | 17.4 | 17.4 | 17.4
DE Unit Level IndRiver4 - MER Cap Annual v3.1 | 440 | 1544 | Rate Constraint in MTons | FALSE | L | Annual | Emissions at Affected Plants MER | lbs | 0 | 0 | 0 | 0 | 0 | 0 | 0
DE Unit Level IndRiver4 - MER Cap Annual v3.1 | 440 | 1544 | Rate Constraint in MTons | FALSE | L | Annual | Allowances Purchased MER | lbs | 0 | 0 | 0 | 0 | 0 | 0 | 0
DE Unit Level IndRiver4 - MER Cap Annual v3.1 | 440 | 1544 | Rate Constraint in MTons | FALSE | L | Annual | Allowances Sold MER | lbs | 0 | 0 | 0 | 0 | 0 | 0 | 0
DE Unit Level IndRiver4 - MER Cap Annual v3.1 | 440 | 1544 | Rate Constraint in MTons | FALSE | L | Annual | Allowances Banked | lbs | 0 | 0 | 0 | 0 | 0 | 0 | 0
DE Unit Level IndRiver4 - MER Cap Annual v3.1 | 440 | 1544 | Rate Constraint in MTons | FALSE | L | Annual | Allowances Withdrawn (1:1) | lbs | 0 | 0 | 0 | 0 | 0 | 0 | 0
DE Unit Level IndRiver4 - MER Cap Annual v3.1 | 440 | 1544 | Rate Constraint in MTons | FALSE | L | Annual | Allowances Withdrawn (n:1) | lbs | 0 | 0 | 0 | 0 | 0 | 0 | 0
DE Unit Level IndRiver4 - MER Cap Annual v3.1 | 440 | 1544 | Rate Constraint in MTons | FALSE | L | Annual | Net Emissions Allowance Position | lbs | 0 | 0 | 0 | 0 | 0 | 0 | 0
DE Unit Level IndRiver4 - MER Cap Annual v3.1 | 440 | 1544 | Rate Constraint in MTons | FALSE | L | Annual | Fuel Consumed | TBtu | 0 | 0 | 0 | 0 | 0 | 0 | 0
DE Unit Level IndRiver4 - MER Cap Annual v3.1 | 440 | 1544 | Rate Constraint in MTons | FALSE | L | Annual | Rate | lb/MMBtu | 0 | 0 | 0 | 0 | 0 | 0 | 0
DE Unit Level IndRiver4 - MER Cap Annual v3.1 | 440 | 1544 | Rate Constraint in MTons | FALSE | L | Annual | Generation | TWh | 0 | 0 | 0 | 0 | 0 | 0 | 0
DE Unit Level IndRiver4 - MER Cap Annual v3.1 | 440 | 1544 | Rate Constraint in MTons | FALSE | L | Annual | Qualifying Generation | TWh | 0 | 0 | 0 | 0 | 0 | 0 | 0
DE Unit Level IndRiver4 - MER Cap Annual v3.1 | 440 | 1544 | Rate Constraint in MTons | FALSE | L | Annual | Rate | lb/MWh | 0 | 0 | 0 | 0 | 0 | 0 | 0
DE Unit Level IndRiver4 - MER Cap Annual v3.1 | 440 | 1544 | Rate Constraint in MTons | FALSE | L | Annual | Constraint Shadow Price | US2011$/Lb | 0 | 0 | 0 | 0 | 0 | 0 | 0
DE Unit Level IndRiver4 - NOX Cap Annual v3.1 | 441 | 1528 | Rate Constraint in MTons | FALSE | L | Annual | Seasons Included | Seasons | Winter, Summer | Winter, Summer | Winter, Summer | Winter, Summer | Winter, Summer | Winter, Summer | Winter, Summer
DE Unit Level IndRiver4 - NOX Cap Annual v3.1 | 441 | 1528 | Rate Constraint in MTons | FALSE | L | Annual | Standard | Thousand Tons | 2.032 | 2.032 | 2.032 | 2.032 | 2.032 | 2.032 | 2.032
DE Unit Level IndRiver4 - NOX Cap Annual v3.1 | 441 | 1528 | Rate Constraint in MTons | FALSE | L | Annual | Standard NOX | Thousand Tons | 2.032 | 2.032 | 2.032 | 2.032 | 2.032 | 2.032 | 2.032
DE Unit Level IndRiver4 - NOX Cap Annual v3.1 | 441 | 1528 | Rate Constraint in MTons | FALSE | L | Annual | Emissions at Affected Plants NOX | Thousand Tons | 0 | 0 | 0 | 0 | 0 | 0 | 0
DE Unit Level IndRiver4 - NOX Cap Annual v3.1 | 441 | 1528 | Rate Constraint in MTons | FALSE | L | Annual | Allowances Purchased NOX | Thousand Tons | 0 | 0 | 0 | 0 | 0 | 0 | 0
DE Unit Level IndRiver4 - NOX Cap Annual v3.1 | 441 | 1528 | Rate Constraint in MTons | FALSE | L | Annual | Allowances Sold NOX | Thousand Tons | 0 | 0 | 0 | 0 | 0 | 0 | 0
DE Unit Level IndRiver4 - NOX Cap Annual v3.1 | 441 | 1528 | Rate Constraint in MTons | FALSE | L | Annual | Allowances Banked | Thousand Tons | 0 | 0 | 0 | 0 | 0 | 0 | 0
DE Unit Level IndRiver4 - NOX Cap Annual v3.1 | 441 | 1528 | Rate Constraint in MTons | FALSE | L | Annual | Allowances Withdrawn (1:1) | Thousand Tons | 0 | 0 | 0 | 0 | 0 | 0 | 0
DE Unit Level IndRiver4 - NOX Cap Annual v3.1 | 441 | 1528 | Rate Constraint in MTons | FALSE | L | Annual | Allowances Withdrawn (n:1) | Thousand Tons | 0 | 0 | 0 | 0 | 0 | 0 | 0
DE Unit Level IndRiver4 - NOX Cap Annual v3.1 | 441 | 1528 | Rate Constraint in MTons | FALSE | L | Annual | Net Emissions Allowance Position | Thousand Tons | 0 | 0 | 0 | 0 | 0 | 0 | 0
DE Unit Level IndRiver4 - NOX Cap Annual v3.1 | 441 | 1528 | Rate Constraint in MTons | FALSE | L | Annual | Fuel Consumed | TBtu | 0 | 0 | 0 | 0 | 0 | 0 | 0
DE Unit Level IndRiver4 - NOX Cap Annual v3.1 | 441 | 1528 | Rate Constraint in MTons | FALSE | L | Annual | Rate | lb/MMBtu | 0 | 0 | 0 | 0 | 0 | 0 | 0
DE Unit Level IndRiver4 - NOX Cap Annual v3.1 | 441 | 1528 | Rate Constraint in MTons | FALSE | L | Annual | Generation | TWh | 0 | 0 | 0 | 0 | 0 | 0 | 0
DE Unit Level IndRiver4 - NOX Cap Annual v3.1 | 441 | 1528 | Rate Constraint in MTons | FALSE | L | Annual | Qualifying Generation | TWh | 0 | 0 | 0 | 0 | 0 | 0 | 0
DE Unit Level IndRiver4 - NOX Cap Annual v3.1 | 441 | 1528 | Rate Constraint in MTons | FALSE | L | Annual | Rate | lb/MWh | 0 | 0 | 0 | 0 | 0 | 0 | 0
DE Unit Level IndRiver4 - NOX Cap Annual v3.1 | 441 | 1528 | Rate Constraint in MTons | FALSE | L | Annual | Constraint Shadow Price | US2011$/Ton | 0 | 0 | 0 | 0 | 0 | 0 | 0
DE Unit Level IndRiver4 - SO2 Cap Annual v3.1 | 442 | 1537 | Rate Constraint in MTons | FALSE | L | Annual | Seasons Included | Seasons | Winter, Summer | Winter, Summer | Winter, Summer | Winter, Summer | Winter, Summer | Winter, Summer | Winter, Summer
DE Unit Level IndRiver4 - SO2 Cap Annual v3.1 | 442 | 1537 | Rate Constraint in MTons | FALSE | L | Annual | Standard | Thousand Tons | 3.657 | 3.657 | 3.657 | 3.657 | 3.657 | 3.657 | 3.657
DE Unit Level IndRiver4 - SO2 Cap Annual v3.1 | 442 | 1537 | Rate Constraint in MTons | FALSE | L | Annual | Standard SO2 | Thousand Tons | 3.657 | 3.657 | 3.657 | 3.657 | 3.657 | 3.657 | 3.657
DE Unit Level IndRiver4 - SO2 Cap Annual v3.1 | 442 | 1537 | Rate Constraint in MTons | FALSE | L | Annual | Emissions at Affected Plants SO2 | Thousand Tons | 0 | 0 | 0 | 0 | 0 | 0 | 0
DE Unit Level IndRiver4 - SO2 Cap Annual v3.1 | 442 | 1537 | Rate Constraint in MTons | FALSE | L | Annual | Allowances Purchased SO2 | Thousand Tons | 0 | 0 | 0 | 0 | 0 | 0 | 0
DE Unit Level IndRiver4 - SO2 Cap Annual v3.1 | 442 | 1537 | Rate Constraint in MTons | FALSE | L | Annual | Allowances Sold SO2 | Thousand Tons | 0 | 0 | 0 | 0 | 0 | 0 | 0
DE Unit Level IndRiver4 - SO2 Cap Annual v3.1 | 442 | 1537 | Rate Constraint in MTons | FALSE | L | Annual | Allowances Banked | Thousand Tons | 0 | 0 | 0 | 0 | 0 | 0 | 0
DE Unit Level IndRiver4 - SO2 Cap Annual v3.1 | 442 | 1537 | Rate Constraint in MTons | FALSE | L | Annual | Allowances Withdrawn (1:1) | Thousand Tons | 0 | 0 | 0 | 0 | 0 | 0 | 0
DE Unit Level IndRiver4 - SO2 Cap Annual v3.1 | 442 | 1537 | Rate Constraint in MTons | FALSE | L | Annual | Allowances Withdrawn (n:1) | Thousand Tons | 0 | 0 | 0 | 0 | 0 | 0 | 0
DE Unit Level IndRiver4 - SO2 Cap Annual v3.1 | 442 | 1537 | Rate Constraint in MTons | FALSE | L | Annual | Net Emissions Allowance Position | Thousand Tons | 0 | 0 | 0 | 0 | 0 | 0 | 0
DE Unit Level IndRiver4 - SO2 Cap Annual v3.1 | 442 | 1537 | Rate Constraint in MTons | FALSE | L | Annual | Fuel Consumed | TBtu | 0 | 0 | 0 | 0 | 0 | 0 | 0
DE Unit Level IndRiver4 - SO2 Cap Annual v3.1 | 442 | 1537 | Rate Constraint in MTons | FALSE | L | Annual | Rate | lb/MMBtu | 0 | 0 | 0 | 0 | 0 | 0 | 0
DE Unit Level IndRiver4 - SO2 Cap Annual v3.1 | 442 | 1537 | Rate Constraint in MTons | FALSE | L | Annual | Generation | TWh | 0 | 0 | 0 | 0 | 0 | 0 | 0
DE Unit Level IndRiver4 - SO2 Cap Annual v3.1 | 442 | 1537 | Rate Constraint in MTons | FALSE | L | Annual | Qualifying Generation | TWh | 0 | 0 | 0 | 0 | 0 | 0 | 0
DE Unit Level IndRiver4 - SO2 Cap Annual v3.1 | 442 | 1537 | Rate Constraint in MTons | FALSE | L | Annual | Rate | lb/MWh | 0 | 0 | 0 | 0 | 0 | 0 | 0
DE Unit Level IndRiver4 - SO2 Cap Annual v3.1 | 442 | 1537 | Rate Constraint in MTons | FALSE | L | Annual | Constraint Shadow Price | US2011$/Ton | 0 | 0 | 0 | 0 | 0 | 0 | 0
DE Unit Level McKee3 - NOX Cap Annual v3.1 | 443 | 1529 | Rate Constraint in MTons | FALSE | L | Annual | Seasons Included | Seasons | Winter, Summer | Winter, Summer | Winter, Summer | Winter, Summer | Winter, Summer | Winter, Summer | Winter, Summer
DE Unit Level McKee3 - NOX Cap Annual v3.1 | 443 | 1529 | Rate Constraint in MTons | FALSE | L | Annual | Standard | Thousand Tons | 0.244 | 0.244 | 0.244 | 0.244 | 0.244 | 0.244 | 0.244
DE Unit Level McKee3 - NOX Cap Annual v3.1 | 443 | 1529 | Rate Constraint in MTons | FALSE | L | Annual | Standard NOX | Thousand Tons | 0.244 | 0.244 | 0.244 | 0.244 | 0.244 | 0.244 | 0.244
DE Unit Level McKee3 - NOX Cap Annual v3.1 | 443 | 1529 | Rate Constraint in MTons | FALSE | L | Annual | Emissions at Affected Plants NOX | Thousand Tons | 0.0023303 | 0 | 0 | 0 | 0 | 0 | 0
DE Unit Level McKee3 - NOX Cap Annual v3.1 | 443 | 1529 | Rate Constraint in MTons | FALSE | L | Annual | Allowances Purchased NOX | Thousand Tons | 0 | 0 | 0 | 0 | 0 | 0 | 0
DE Unit Level McKee3 - NOX Cap Annual v3.1 | 443 | 1529 | Rate Constraint in MTons | FALSE | L | Annual | Allowances Sold NOX | Thousand Tons | 0 | 0 | 0 | 0 | 0 | 0 | 0
DE Unit Level McKee3 - NOX Cap Annual v3.1 | 443 | 1529 | Rate Constraint in MTons | FALSE | L | Annual | Allowances Banked | Thousand Tons | 0 | 0 | 0 | 0 | 0 | 0 | 0
DE Unit Level McKee3 - NOX Cap Annual v3.1 | 443 | 1529 | Rate Constraint in MTons | FALSE | L | Annual | Allowances Withdrawn (1:1) | Thousand Tons | 0 | 0 | 0 | 0 | 0 | 0 | 0
DE Unit Level McKee3 - NOX Cap Annual v3.1 | 443 | 1529 | Rate Constraint in MTons | FALSE | L | Annual | Allowances Withdrawn (n:1) | Thousand Tons | 0 | 0 | 0 | 0 | 0 | 0 | 0
DE Unit Level McKee3 - NOX Cap Annual v3.1 | 443 | 1529 | Rate Constraint in MTons | FALSE | L | Annual | Net Emissions Allowance Position | Thousand Tons | 0.0023303 | 0 | 0 | 0 | 0 | 0 | 0
DE Unit Level McKee3 - NOX Cap Annual v3.1 | 443 | 1529 | Rate Constraint in MTons | FALSE | L | Annual | Fuel Consumed | TBtu | 0.037284 | 0 | 0 | 0 | 0 | 0 | 0
DE Unit Level McKee3 - NOX Cap Annual v3.1 | 443 | 1529 | Rate Constraint in MTons | FALSE | L | Annual | Rate | lb/MMBtu | 0.125 | 0 | 0 | 0 | 0 | 0 | 0
DE Unit Level McKee3 - NOX Cap Annual v3.1 | 443 | 1529 | Rate Constraint in MTons | FALSE | L | Annual | Generation | TWh | 0.0033086 | 0 | 0 | 0 | 0 | 0 | 0
DE Unit Level McKee3 - NOX Cap Annual v3.1 | 443 | 1529 | Rate Constraint in MTons | FALSE | L | Annual | Qualifying Generation | TWh | 0.0033086 | 0 | 0 | 0 | 0 | 0 | 0
DE Unit Level McKee3 - NOX Cap Annual v3.1 | 443 | 1529 | Rate Constraint in MTons | FALSE | L | Annual | Rate | lb/MWh | 0.70431 | 0 | 0 | 0 | 0 | 0 | 0
DE Unit Level McKee3 - NOX Cap Annual v3.1 | 443 | 1529 | Rate Constraint in MTons | FALSE | L | Annual | Constraint Shadow Price | US2011$/Ton | 0 | 0 | 0 | 0 | 0 | 0 | 0
DE Unit Level McKee3 - SO2 Cap Annual v3.1 | 444 | 1538 | Rate Constraint in MTons | FALSE | L | Annual | Seasons Included | Seasons | Winter, Summer | Winter, Summer | Winter, Summer | Winter, Summer | Winter, Summer | Winter, Summer | Winter, Summer
DE Unit Level McKee3 - SO2 Cap Annual v3.1 | 444 | 1538 | Rate Constraint in MTons | FALSE | L | Annual | Standard | Thousand Tons | 0.439 | 0.439 | 0.439 | 0.439 | 0.439 | 0.439 | 0.439
DE Unit Level McKee3 - SO2 Cap Annual v3.1 | 444 | 1538 | Rate Constraint in MTons | FALSE | L | Annual | Standard SO2 | Thousand Tons | 0.439 | 0.439 | 0.439 | 0.439 | 0.439 | 0.439 | 0.439
DE Unit Level McKee3 - SO2 Cap Annual v3.1 | 444 | 1538 | Rate Constraint in MTons | FALSE | L | Annual | Emissions at Affected Plants SO2 | Thousand Tons | 0 | 0 | 0 | 0 | 0 | 0 | 0
DE Unit Level McKee3 - SO2 Cap Annual v3.1 | 444 | 1538 | Rate Constraint in MTons | FALSE | L | Annual | Allowances Purchased SO2 | Thousand Tons | 0 | 0 | 0 | 0 | 0 | 0 | 0
DE Unit Level McKee3 - SO2 Cap Annual v3.1 | 444 | 1538 | Rate Constraint in MTons | FALSE | L | Annual | Allowances Sold SO2 | Thousand Tons | 0 | 0 | 0 | 0 | 0 | 0 | 0
DE Unit Level McKee3 - SO2 Cap Annual v3.1 | 444 | 1538 | Rate Constraint in MTons | FALSE | L | Annual | Allowances Banked | Thousand Tons | 0 | 0 | 0 | 0 | 0 | 0 | 0
DE Unit Level McKee3 - SO2 Cap Annual v3.1 | 444 | 1538 | Rate Constraint in MTons | FALSE | L | Annual | Allowances Withdrawn (1:1) | Thousand Tons | 0 | 0 | 0 | 0 | 0 | 0 | 0
DE Unit Level McKee3 - SO2 Cap Annual v3.1 | 444 | 1538 | Rate Constraint in MTons | FALSE | L | Annual | Allowances Withdrawn (n:1) | Thousand Tons | 0 | 0 | 0 | 0 | 0 | 0 | 0
DE Unit Level McKee3 - SO2 Cap Annual v3.1 | 444 | 1538 | Rate Constraint in MTons | FALSE | L | Annual | Net Emissions Allowance Position | Thousand Tons | 0 | 0 | 0 | 0 | 0 | 0 | 0
DE Unit Level McKee3 - SO2 Cap Annual v3.1 | 444 | 1538 | Rate Constraint in MTons | FALSE | L | Annual | Fuel Consumed | TBtu | 0.037284 | 0 | 0 | 0 | 0 | 0 | 0
DE Unit Level McKee3 - SO2 Cap Annual v3.1 | 444 | 1538 | Rate Constraint in MTons | FALSE | L | Annual | Rate | lb/MMBtu | 0 | 0 | 0 | 0 | 0 | 0 | 0
DE Unit Level McKee3 - SO2 Cap Annual v3.1 | 444 | 1538 | Rate Constraint in MTons | FALSE | L | Annual | Generation | TWh | 0.0033086 | 0 | 0 | 0 | 0 | 0 | 0
DE Unit Level McKee3 - SO2 Cap Annual v3.1 | 444 | 1538 | Rate Constraint in MTons | FALSE | L | Annual | Qualifying Generation | TWh | 0.0033086 | 0 | 0 | 0 | 0 | 0 | 0
DE Unit Level McKee3 - SO2 Cap Annual v3.1 | 444 | 1538 | Rate Constraint in MTons | FALSE | L | Annual | Rate | lb/MWh | 0 | 0 | 0 | 0 | 0 | 0 | 0
DE Unit Level McKee3 - SO2 Cap Annual v3.1 | 444 | 1538 | Rate Constraint in MTons | FALSE | L | Annual | Constraint Shadow Price | US2011$/Ton | 0 | 0 | 0 | 0 | 0 | 0 | 0
Dummy Delaware NOx Constraint v4.0 | 445 | 2168 | Rate Constraint in MTons | FALSE | L | Annual | Seasons Included | Seasons | Winter, Summer | Winter, Summer | Winter, Summer | Winter, Summer | Winter, Summer | Winter, Summer | Winter, Summer
Dummy Delaware NOx Constraint v4.0 | 445 | 2168 | Rate Constraint in MTons | FALSE | L | Annual | Standard | Thousand Tons | 99999 | 99999 | 99999 | 99999 | 99999 | 99999 | 99999
Dummy Delaware NOx Constraint v4.0 | 445 | 2168 | Rate Constraint in MTons | FALSE | L | Annual | Standard NOX | Thousand Tons | 99999 | 99999 | 99999 | 99999 | 99999 | 99999 | 99999
Dummy Delaware NOx Constraint v4.0 | 445 | 2168 | Rate Constraint in MTons | FALSE | L | Annual | Emissions at Affected Plants NOX | Thousand Tons | 0.032693 | 0.032693 | 0.026968 | 0.026968 | 0.026236 | 0.026236 | 0.026236
Dummy Delaware NOx Constraint v4.0 | 445 | 2168 | Rate Constraint in MTons | FALSE | L | Annual | Allowances Purchased NOX | Thousand Tons | 0 | 0 | 0 | 0 | 0 | 0 | 0
Dummy Delaware NOx Constraint v4.0 | 445 | 2168 | Rate Constraint in MTons | FALSE | L | Annual | Allowances Sold NOX | Thousand Tons | 0 | 0 | 0 | 0 | 0 | 0 | 0
Dummy Delaware NOx Constraint v4.0 | 445 | 2168 | Rate Constraint in MTons | FALSE | L | Annual | Allowances Banked | Thousand Tons | 0 | 0 | 0 | 0 | 0 | 0 | 0
Dummy Delaware NOx Constraint v4.0 | 445 | 2168 | Rate Constraint in MTons | FALSE | L | Annual | Allowances Withdrawn (1:1) | Thousand Tons | 0 | 0 | 0 | 0 | 0 | 0 | 0
Dummy Delaware NOx Constraint v4.0 | 445 | 2168 | Rate Constraint in MTons | FALSE | L | Annual | Allowances Withdrawn (n:1) | Thousand Tons | 0 | 0 | 0 | 0 | 0 | 0 | 0
Dummy Delaware NOx Constraint v4.0 | 445 | 2168 | Rate Constraint in MTons | FALSE | L | Annual | Net Emissions Allowance Position | Thousand Tons | 0.032693 | 0.032693 | 0.026968 | 0.026968 | 0.026236 | 0.026236 | 0.026236
Dummy Delaware NOx Constraint v4.0 | 445 | 2168 | Rate Constraint in MTons | FALSE | L | Annual | Fuel Consumed | TBtu | 0.80529 | 0.80529 | 0.64889 | 0.64889 | 0.62892 | 0.62892 | 0.62892
Dummy Delaware NOx Constraint v4.0 | 445 | 2168 | Rate Constraint in MTons | FALSE | L | Annual | Rate | lb/MMBtu | 0.081195 | 0.081195 | 0.083119 | 0.083119 | 0.083433 | 0.083433 | 0.083433
Dummy Delaware NOx Constraint v4.0 | 445 | 2168 | Rate Constraint in MTons | FALSE | L | Annual | Generation | TWh | 0.072354 | 0.072354 | 0.057798 | 0.057798 | 0.055939 | 0.055939 | 0.055939
Dummy Delaware NOx Constraint v4.0 | 445 | 2168 | Rate Constraint in MTons | FALSE | L | Annual | Qualifying Generation | TWh | 0.072354 | 0.072354 | 0.057798 | 0.057798 | 0.055939 | 0.055939 | 0.055939
Dummy Delaware NOx Constraint v4.0 | 445 | 2168 | Rate Constraint in MTons | FALSE | L | Annual | Rate | lb/MWh | 0.45185 | 0.45185 | 0.46658 | 0.46658 | 0.46902 | 0.46902 | 0.46902
Dummy Delaware NOx Constraint v4.0 | 445 | 2168 | Rate Constraint in MTons | FALSE | L | Annual | Constraint Shadow Price | US2011$/Ton | 0 | 0 | 0 | 0 | 0 | 0 | 0
Dummy Hg Summer for Mode v5.13 | 447 | 6009 | Rate Constraint in MTons | FALSE | L | Annual | Seasons Included | Seasons | Summer | Summer | Summer | Summer | Summer | Summer | Summer
Dummy Hg Summer for Mode v5.13 | 447 | 6009 | Rate Constraint in MTons | FALSE | L | Annual | Standard | Lb | 19999998000000 | 19999998000000 | 19999998000000 | 19999998000000 | 19999998000000 | 19999998000000 | 19999998000000
Dummy Hg Summer for Mode v5.13 | 447 | 6009 | Rate Constraint in MTons | FALSE | L | Annual | Standard MER | lbs | 19999998000000 | 19999998000000 | 19999998000000 | 19999998000000 | 19999998000000 | 19999998000000 | 19999998000000
Dummy Hg Summer for Mode v5.13 | 447 | 6009 | Rate Constraint in MTons | FALSE | L | Annual | Emissions at Affected Plants MER | lbs | 2453.3255 | 2459.9465 | 2502.3688 | 2246.7782 | 2027.17 | 2133.0286 | 2162.9617
Dummy Hg Summer for Mode v5.13 | 447 | 6009 | Rate Constraint in MTons | FALSE | L | Annual | Allowances Purchased MER | lbs | 0 | 0 | 0 | 0 | 0 | 0 | 0
Dummy Hg Summer for Mode v5.13 | 447 | 6009 | Rate Constraint in MTons | FALSE | L | Annual | Allowances Sold MER | lbs | 0 | 0 | 0 | 0 | 0 | 0 | 0
Dummy Hg Summer for Mode v5.13 | 447 | 6009 | Rate Constraint in MTons | FALSE | L | Annual | Allowances Banked | lbs | 0 | 0 | 0 | 0 | 0 | 0 | 0
Dummy Hg Summer for Mode v5.13 | 447 | 6009 | Rate Constraint in MTons | FALSE | L | Annual | Allowances Withdrawn (1:1) | lbs | 0 | 0 | 0 | 0 | 0 | 0 | 0
Dummy Hg Summer for Mode v5.13 | 447 | 6009 | Rate Constraint in MTons | FALSE | L | Annual | Allowances Withdrawn (n:1) | lbs | 0 | 0 | 0 | 0 | 0 | 0 | 0
Dummy Hg Summer for Mode v5.13 | 447 | 6009 | Rate Constraint in MTons | FALSE | L | Annual | Net Emissions Allowance Position | lbs | 2453.3255 | 2459.9465 | 2502.3688 | 2246.7782 | 2027.17 | 2133.0286 | 2162.9617
Dummy Hg Summer for Mode v5.13 | 447 | 6009 | Rate Constraint in MTons | FALSE | L | Annual | Fuel Consumed | TBtu | 6765.2915 | 6945.1561 | 6900.7858 | 6733.551 | 6655.5182 | 7411.7762 | 8620.5481
Dummy Hg Summer for Mode v5.13 | 447 | 6009 | Rate Constraint in MTons | FALSE | L | Annual | Rate | lb/MMBtu | 3.6263e-07 | 3.542e-07 | 3.6262e-07 | 3.3367e-07 | 3.0458e-07 | 2.8779e-07 | 2.5091e-07
Dummy Hg Summer for Mode v5.13 | 447 | 6009 | Rate Constraint in MTons | FALSE | L | Annual | Generation | TWh | 800.6486 | 825.4235 | 815.9321 | 813.1457 | 819.2126 | 937.6135 | 1130.0556
Dummy Hg Summer for Mode v5.13 | 447 | 6009 | Rate Constraint in MTons | FALSE | L | Annual | Qualifying Generation | TWh | 800.6486 | 825.4235 | 815.9321 | 813.1457 | 819.2126 | 937.6135 | 1130.0556
Dummy Hg Summer for Mode v5.13 | 447 | 6009 | Rate Constraint in MTons | FALSE | L | Annual | Rate | lb/MWh | 3.0642 | 2.9802 | 3.0669 | 2.7631 | 2.4745 | 2.275 | 1.914
Dummy Hg Summer for Mode v5.13 | 447 | 6009 | Rate Constraint in MTons | FALSE | L | Annual | Constraint Shadow Price | US2011$/Lb | 0 | 0 | 0 | 0 | 0 | 0 | 0
Dummy Hg Winter for Mode v5.13 | 448 | 6008 | Rate Constraint in MTons | FALSE | L | Annual | Seasons Included | Seasons | Winter | Winter | Winter | Winter | Winter | Winter | Winter
Dummy Hg Winter for Mode v5.13 | 448 | 6008 | Rate Constraint in MTons | FALSE | L | Annual | Standard | Lb | 19999998000000 | 19999998000000 | 19999998000000 | 19999998000000 | 19999998000000 | 19999998000000 | 19999998000000
Dummy Hg Winter for Mode v5.13 | 448 | 6008 | Rate Constraint in MTons | FALSE | L | Annual | Standard MER | lbs | 19999998000000 | 19999998000000 | 19999998000000 | 19999998000000 | 19999998000000 | 19999998000000 | 19999998000000
Dummy Hg Winter for Mode v5.13 | 448 | 6008 | Rate Constraint in MTons | FALSE | L | Annual | Emissions at Affected Plants MER | lbs | 2895.1307 | 2883.373 | 3063.3403 | 2600.3724 | 2311.9087 | 2473.6397 | 2504.9831
Dummy Hg Winter for Mode v5.13 | 448 | 6008 | Rate Constraint in MTons | FALSE | L | Annual | Allowances Purchased MER | lbs | 0 | 0 | 0 | 0 | 0 | 0 | 0
Dummy Hg Winter for Mode v5.13 | 448 | 6008 | Rate Constraint in MTons | FALSE | L | Annual | Allowances Sold MER | lbs | 0 | 0 | 0 | 0 | 0 | 0 | 0
Dummy Hg Winter for Mode v5.13 | 448 | 6008 | Rate Constraint in MTons | FALSE | L | Annual | Allowances Banked | lbs | 0 | 0 | 0 | 0 | 0 | 0 | 0
Dummy Hg Winter for Mode v5.13 | 448 | 6008 | Rate Constraint in MTons | FALSE | L | Annual | Allowances Withdrawn (1:1) | lbs | 0 | 0 | 0 | 0 | 0 | 0 | 0
Dummy Hg Winter for Mode v5.13 | 448 | 6008 | Rate Constraint in MTons | FALSE | L | Annual | Allowances Withdrawn (n:1) | lbs | 0 | 0 | 0 | 0 | 0 | 0 | 0
Dummy Hg Winter for Mode v5.13 | 448 | 6008 | Rate Constraint in MTons | FALSE | L | Annual | Net Emissions Allowance Position | lbs | 2895.1307 | 2883.373 | 3063.3403 | 2600.3724 | 2311.9087 | 2473.6397 | 2504.9831
Dummy Hg Winter for Mode v5.13 | 448 | 6008 | Rate Constraint in MTons | FALSE | L | Annual | Fuel Consumed | TBtu | 8120.2644 | 8061.8009 | 7994.6562 | 7664.2983 | 7489.5917 | 8497.1615 | 10238.1598
Dummy Hg Winter for Mode v5.13 | 448 | 6008 | Rate Constraint in MTons | FALSE | L | Annual | Rate | lb/MMBtu | 3.5653e-07 | 3.5766e-07 | 3.8317e-07 | 3.3928e-07 | 3.0868e-07 | 2.9111e-07 | 2.4467e-07
Dummy Hg Winter for Mode v5.13 | 448 | 6008 | Rate Constraint in MTons | FALSE | L | Annual | Generation | TWh | 969.8417 | 965.6738 | 948.2933 | 934.1412 | 932.8949 | 1088.3957 | 1364.9391
Dummy Hg Winter for Mode v5.13 | 448 | 6008 | Rate Constraint in MTons | FALSE | L | Annual | Qualifying Generation | TWh | 969.8417 | 965.6738 | 948.2933 | 934.1412 | 932.8949 | 1088.3957 | 1364.9391
Dummy Hg Winter for Mode v5.13 | 448 | 6008 | Rate Constraint in MTons | FALSE | L | Annual | Rate | lb/MWh | 2.9852 | 2.9859 | 3.2304 | 2.7837 | 2.4782 | 2.2727 | 1.8352
Dummy Hg Winter for Mode v5.13 | 448 | 6008 | Rate Constraint in MTons | FALSE | L | Annual | Constraint Shadow Price | US2011$/Lb | 0 | 0 | 0 | 0 | 0 | 0 | 0
Dummy -SCRs through JCC - v5.12 | 449 | 5802 | Rate Constraint in MTons | FALSE | L | Annual | Seasons Included | Seasons | Winter, Summer | Winter, Summer | Winter, Summer | Winter, Summer | Winter, Summer | Winter, Summer | Winter, Summer
Dummy -SCRs through JCC - v5.12 | 449 | 5802 | Rate Constraint in MTons | FALSE | L | Annual | Standard | Thousand Tons | 999999 | 999999 | 999999 | 999999 | 999999 | 999999 | 999999
Dummy -SCRs through JCC - v5.12 | 449 | 5802 | Rate Constraint in MTons | FALSE | L | Annual | Standard NOX | Thousand Tons | 999999 | 999999 | 999999 | 999999 | 999999 | 999999 | 999999
Dummy -SCRs through JCC - v5.12 | 449 | 5802 | Rate Constraint in MTons | FALSE | L | Annual | Emissions at Affected Plants NOX | Thousand Tons | 22.6615 | 22.6615 | 22.6615 | 22.6606 | 6.1841 | 5.6676 | 5.6676
Dummy -SCRs through JCC - v5.12 | 449 | 5802 | Rate Constraint in MTons | FALSE | L | Annual | Allowances Purchased NOX | Thousand Tons | 0 | 0 | 0 | 0 | 0 | 0 | 0
Dummy -SCRs through JCC - v5.12 | 449 | 5802 | Rate Constraint in MTons | FALSE | L | Annual | Allowances Sold NOX | Thousand Tons | 0 | 0 | 0 | 0 | 0 | 0 | 0
Dummy -SCRs through JCC - v5.12 | 449 | 5802 | Rate Constraint in MTons | FALSE | L | Annual | Allowances Banked | Thousand Tons | 0 | 0 | 0 | 0 | 0 | 0 | 0
Dummy -SCRs through JCC - v5.12 | 449 | 5802 | Rate Constraint in MTons | FALSE | L | Annual | Allowances Withdrawn (1:1) | Thousand Tons | 0 | 0 | 0 | 0 | 0 | 0 | 0
Dummy -SCRs through JCC - v5.12 | 449 | 5802 | Rate Constraint in MTons | FALSE | L | Annual | Allowances Withdrawn (n:1) | Thousand Tons | 0 | 0 | 0 | 0 | 0 | 0 | 0
Dummy -SCRs through JCC - v5.12 | 449 | 5802 | Rate Constraint in MTons | FALSE | L | Annual | Net Emissions Allowance Position | Thousand Tons | 22.6615 | 22.6615 | 22.6615 | 22.6606 | 6.1841 | 5.6676 | 5.6676
Dummy -SCRs through JCC - v5.12 | 449 | 5802 | Rate Constraint in MTons | FALSE | L | Annual | Fuel Consumed | TBtu | 227.1351 | 227.1351 | 227.135 | 227.1265 | 182.0005 | 167.185 | 167.3222
Dummy -SCRs through JCC - v5.12 | 449 | 5802 | Rate Constraint in MTons | FALSE | L | Annual | Rate | lb/MMBtu | 0.19954 | 0.19954 | 0.19954 | 0.19954 | 0.067957 | 0.067801 | 0.067745
Dummy -SCRs through JCC - v5.12 | 449 | 5802 | Rate Constraint in MTons | FALSE | L | Annual | Generation | TWh | 23.6066 | 23.6066 | 23.6065 | 23.6066 | 19.3383 | 17.7148 | 17.7142
Dummy -SCRs through JCC - v5.12 | 449 | 5802 | Rate Constraint in MTons | FALSE | L | Annual | Qualifying Generation | TWh | 23.6066 | 23.6066 | 23.6065 | 23.6066 | 19.3383 | 17.7148 | 17.7142
Dummy -SCRs through JCC - v5.12 | 449 | 5802 | Rate Constraint in MTons | FALSE | L | Annual | Rate | lb/MWh | 0.95997 | 0.95997 | 0.95997 | 0.95993 | 0.31978 | 0.31994 | 0.31995
Dummy -SCRs through JCC - v5.12 | 449 | 5802 | Rate Constraint in MTons | FALSE | L | Annual | Constraint Shadow Price | US2011$/Ton | 0 | 0 | 0 | 0 | 0 | 0 | 0
Dunkirk MER Rate Limit v3.1 | 450 | 2041 | Rate Constraint in lbs/MMBtu | FALSE | L | Annual | Seasons Included | Seasons | Winter, Summer | Winter, Summer | Winter, Summer | Winter, Summer | Winter, Summer | Winter, Summer | Winter, Summer
Dunkirk MER Rate Limit v3.1 | 450 | 2041 | Rate Constraint in lbs/MMBtu | FALSE | L | Annual | Standard | lb/MMBtu | 6e-07 | 6e-07 | 6e-07 | 6e-07 | 6e-07 | 6e-07 | 6e-07
Dunkirk MER Rate Limit v3.1 | 450 | 2041 | Rate Constraint in lbs/MMBtu | FALSE | L | Annual | Emissions at Affected Plants MER | lbs | 0 | 0 | 0 | 0 | 0 | 0 | 0
Dunkirk MER Rate Limit v3.1 | 450 | 2041 | Rate Constraint in lbs/MMBtu | FALSE | L | Annual | Allowances Purchased MER | lbs | 0 | 0 | 0 | 0 | 0 | 0 | 0
Dunkirk MER Rate Limit v3.1 | 450 | 2041 | Rate Constraint in lbs/MMBtu | FALSE | L | Annual | Allowances Sold MER | lbs | 0 | 0 | 0 | 0 | 0 | 0 | 0
Dunkirk MER Rate Limit v3.1 | 450 | 2041 | Rate Constraint in lbs/MMBtu | FALSE | L | Annual | Allowances Banked | lbs | 0 | 0 | 0 | 0 | 0 | 0 | 0
Dunkirk MER Rate Limit v3.1 | 450 | 2041 | Rate Constraint in lbs/MMBtu | FALSE | L | Annual | Allowances Withdrawn (1:1) | lbs | 0 | 0 | 0 | 0 | 0 | 0 | 0
Dunkirk MER Rate Limit v3.1 | 450 | 2041 | Rate Constraint in lbs/MMBtu | FALSE | L | Annual | Allowances Withdrawn (n:1) | lbs | 0 | 0 | 0 | 0 | 0 | 0 | 0
Dunkirk MER Rate Limit v3.1 | 450 | 2041 | Rate Constraint in lbs/MMBtu | FALSE | L | Annual | Net Emissions Allowance Position | lbs | 0 | 0 | 0 | 0 | 0 | 0 | 0
Dunkirk MER Rate Limit v3.1 | 450 | 2041 | Rate Constraint in lbs/MMBtu | FALSE | L | Annual | Fuel Consumed | TBtu | 0 | 0 | 0 | 0 | 0 | 0 | 0
Dunkirk MER Rate Limit v3.1 | 450 | 2041 | Rate Constraint in lbs/MMBtu | FALSE | L | Annual | Rate | lb/MMBtu | 0 | 0 | 0 | 0 | 0 | 0 | 0
Dunkirk MER Rate Limit v3.1 | 450 | 2041 | Rate Constraint in lbs/MMBtu | FALSE | L | Annual | Generation | TWh | 0 | 0 | 0 | 0 | 0 | 0 | 0
Dunkirk MER Rate Limit v3.1 | 450 | 2041 | Rate Constraint in lbs/MMBtu | FALSE | L | Annual | Qualifying Generation | TWh | 0 | 0 | 0 | 0 | 0 | 0 | 0
Dunkirk MER Rate Limit v3.1 | 450 | 2041 | Rate Constraint in lbs/MMBtu | FALSE | L | Annual | Rate | lb/MWh | 0 | 0 | 0 | 0 | 0 | 0 | 0
Dunkirk MER Rate Limit v3.1 | 450 | 2041 | Rate Constraint in lbs/MMBtu | FALSE | L | Annual | Constraint Shadow Price | US2011$/Lb | 0 | 0 | 0 | 0 | 0 | 0 | 0
IA George Neal NOX Rate Annual v5.14 | 451 | 6146 | Rate Constraint in lbs/MMBtu | FALSE | L | Annual | Seasons Included | Seasons | Winter, Summer | Winter, Summer | Winter, Summer | Winter, Summer | Winter, Summer | Winter, Summer | Winter, Summer
IA George Neal NOX Rate Annual v5.14 | 451 | 6146 | Rate Constraint in lbs/MMBtu | FALSE | L | Annual | Standard | lb/MMBtu | 0.16 | 0.16 | 0.16 | 0.16 | 0.16 | 0.16 | 0.16
IA George Neal NOX Rate Annual v5.14 | 451 | 6146 | Rate Constraint in lbs/MMBtu | FALSE | L | Annual | Emissions at Affected Plants NOX | Thousand Tons | 0 | 0 | 0 | 0 | 0 | 0 | 0
IA George Neal NOX Rate Annual v5.14 | 451 | 6146 | Rate Constraint in lbs/MMBtu | FALSE | L | Annual | Allowances Purchased NOX | Thousand Tons | 0 | 0 | 0 | 0 | 0 | 0 | 0
IA George Neal NOX Rate Annual v5.14 | 451 | 6146 | Rate Constraint in lbs/MMBtu | FALSE | L | Annual | Allowances Sold NOX | Thousand Tons | 0 | 0 | 0 | 0 | 0 | 0 | 0
IA George Neal NOX Rate Annual v5.14 | 451 | 6146 | Rate Constraint in lbs/MMBtu | FALSE | L | Annual | Allowances Banked | Thousand Tons | 0 | 0 | 0 | 0 | 0 | 0 | 0
IA George Neal NOX Rate Annual v5.14 | 451 | 6146 | Rate Constraint in lbs/MMBtu | FALSE | L | Annual | Allowances Withdrawn (1:1) | Thousand Tons | 0 | 0 | 0 | 0 | 0 | 0 | 0
IA George Neal NOX Rate Annual v5.14 | 451 | 6146 | Rate Constraint in lbs/MMBtu | FALSE | L | Annual | Allowances Withdrawn (n:1) | Thousand Tons | 0 | 0 | 0 | 0 | 0 | 0 | 0
IA George Neal NOX Rate Annual v5.14 | 451 | 6146 | Rate Constraint in lbs/MMBtu | FALSE | L | Annual | Net Emissions Allowance Position | Thousand Tons | 0 | 0 | 0 | 0 | 0 | 0 | 0
IA George Neal NOX Rate Annual v5.14 | 451 | 6146 | Rate Constraint in lbs/MMBtu | FALSE | L | Annual | Fuel Consumed | TBtu | 0 | 0 | 0 | 0 | 0 | 0 | 0
IA George Neal NOX Rate Annual v5.14 | 451 | 6146 | Rate Constraint in lbs/MMBtu | FALSE | L | Annual | Rate | lb/MMBtu | 0 | 0 | 0 | 0 | 0 | 0 | 0
IA George Neal NOX Rate Annual v5.14 | 451 | 6146 | Rate Constraint in lbs/MMBtu | FALSE | L | Annual | Generation | TWh | 0 | 0 | 0 | 0 | 0 | 0 | 0
IA George Neal NOX Rate Annual v5.14 | 451 | 6146 | Rate Constraint in lbs/MMBtu | FALSE | L | Annual | Qualifying Generation | TWh | 0 | 0 | 0 | 0 | 0 | 0 | 0
IA George Neal NOX Rate Annual v5.14 | 451 | 6146 | Rate Constraint in lbs/MMBtu | FALSE | L | Annual | Rate | lb/MWh | 0 | 0 | 0 | 0 | 0 | 0 | 0
IA George Neal NOX Rate Annual v5.14 | 451 | 6146 | Rate Constraint in lbs/MMBtu | FALSE | L | Annual | Constraint Shadow Price | US2011$/Ton | 0 | 0 | 0 | 0 | 0 | 0 | 0
IA George Neal SO2 Rate Annual v5.14 | 452 | 6147 | Rate Constraint in lbs/MMBtu | FALSE | L | Annual | Seasons Included | Seasons | Winter, Summer | Winter, Summer | Winter, Summer | Winter, Summer | Winter, Summer | Winter, Summer | Winter, Summer
IA George Neal SO2 Rate Annual v5.14 | 452 | 6147 | Rate Constraint in lbs/MMBtu | FALSE | L | Annual | Standard | lb/MMBtu | 0.006 | 0.006 | 0.006 | 0.006 | 0.006 | 0.006 | 0.006
IA George Neal SO2 Rate Annual v5.14 | 452 | 6147 | Rate Constraint in lbs/MMBtu | FALSE | L | Annual | Emissions at Affected Plants SO2 | Thousand Tons | 0 | 0 | 0 | 0 | 0 | 0 | 0
IA George Neal SO2 Rate Annual v5.14 | 452 | 6147 | Rate Constraint in lbs/MMBtu | FALSE | L | Annual | Allowances Purchased SO2 | Thousand Tons | 0 | 0 | 0 | 0 | 0 | 0 | 0
IA George Neal SO2 Rate Annual v5.14 | 452 | 6147 | Rate Constraint in lbs/MMBtu | FALSE | L | Annual | Allowances Sold SO2 | Thousand Tons | 0 | 0 | 0 | 0 | 0 | 0 | 0
IA George Neal SO2 Rate Annual v5.14 | 452 | 6147 | Rate Constraint in lbs/MMBtu | FALSE | L | Annual | Allowances Banked | Thousand Tons | 0 | 0 | 0 | 0 | 0 | 0 | 0
IA George Neal SO2 Rate Annual v5.14 | 452 | 6147 | Rate Constraint in lbs/MMBtu | FALSE | L | Annual | Allowances Withdrawn (1:1) | Thousand Tons | 0 | 0 | 0 | 0 | 0 | 0 | 0
IA George Neal SO2 Rate Annual v5.14 | 452 | 6147 | Rate Constraint in lbs/MMBtu | FALSE | L | Annual | Allowances Withdrawn (n:1) | Thousand Tons | 0 | 0 | 0 | 0 | 0 | 0 | 0
IA George Neal SO2 Rate Annual v5.14 | 452 | 6147 | Rate Constraint in lbs/MMBtu | FALSE | L | Annual | Net Emissions Allowance Position | Thousand Tons | 0 | 0 | 0 | 0 | 0 | 0 | 0
IA George Neal SO2 Rate Annual v5.14 | 452 | 6147 | Rate Constraint in lbs/MMBtu | FALSE | L | Annual | Fuel Consumed | TBtu | 0 | 0 | 0 | 0 | 0 | 0 | 0
IA George Neal SO2 Rate Annual v5.14 | 452 | 6147 | Rate Constraint in lbs/MMBtu | FALSE | L | Annual | Rate | lb/MMBtu | 0 | 0 | 0 | 0 | 0 | 0 | 0
IA George Neal SO2 Rate Annual v5.14 | 452 | 6147 | Rate Constraint in lbs/MMBtu | FALSE | L | Annual | Generation | TWh | 0 | 0 | 0 | 0 | 0 | 0 | 0
IA George Neal SO2 Rate Annual v5.14 | 452 | 6147 | Rate Constraint in lbs/MMBtu | FALSE | L | Annual | Qualifying Generation | TWh | 0 | 0 | 0 | 0 | 0 | 0 | 0
IA George Neal SO2 Rate Annual v5.14 | 452 | 6147 | Rate Constraint in lbs/MMBtu | FALSE | L | Annual | Rate | lb/MWh | 0 | 0 | 0 | 0 | 0 | 0 | 0
IA George Neal SO2 Rate Annual v5.14 | 452 | 6147 | Rate Constraint in lbs/MMBtu | FALSE | L | Annual | Constraint Shadow Price | US2011$/Ton | 897083.6472 | 911060.088 | 978934.884 | 944680.6526 | 820823.7373 | 804820.2106 | 898354.4449
IA Riverside NOX Rate Annual v5.14 | 453 | 6148 | Rate Constraint in lbs/MMBtu | FALSE | L | Annual | Seasons Included | Seasons | Winter, Summer | Winter, Summer | Winter, Summer | Winter, Summer | Winter, Summer | Winter, Summer | Winter, Summer
IA Riverside NOX Rate Annual v5.14 | 453 | 6148 | Rate Constraint in lbs/MMBtu | FALSE | L | Annual | Standard | lb/MMBtu | 0.16 | 0.16 | 0.16 | 0.16 | 0.16 | 0.16 | 0.16
IA Riverside NOX Rate Annual v5.14 | 453 | 6148 | Rate Constraint in lbs/MMBtu | FALSE | L | Annual | Emissions at Affected Plants NOX | Thousand Tons | 0 | 0 | 0 | 0 | 0 | 0 | 0
IA Riverside NOX Rate Annual v5.14 | 453 | 6148 | Rate Constraint in lbs/MMBtu | FALSE | L | Annual | Allowances Purchased NOX | Thousand Tons | 0 | 0 | 0 | 0 | 0 | 0 | 0
IA Riverside NOX Rate Annual v5.14 | 453 | 6148 | Rate Constraint in lbs/MMBtu | FALSE | L | Annual | Allowances Sold NOX | Thousand Tons | 0 | 0 | 0 | 0 | 0 | 0 | 0
IA Riverside NOX Rate Annual v5.14 | 453 | 6148 | Rate Constraint in lbs/MMBtu | FALSE | L | Annual | Allowances Banked | Thousand Tons | 0 | 0 | 0 | 0 | 0 | 0 | 0
IA Riverside NOX Rate Annual v5.14 | 453 | 6148 | Rate Constraint in lbs/MMBtu | FALSE | L | Annual | Allowances Withdrawn (1:1) | Thousand Tons | 0 | 0 | 0 | 0 | 0 | 0 | 0
IA Riverside NOX Rate Annual v5.14 | 453 | 6148 | Rate Constraint in lbs/MMBtu | FALSE | L | Annual | Allowances Withdrawn (n:1) | Thousand Tons | 0 | 0 | 0 | 0 | 0 | 0 | 0
IA Riverside NOX Rate Annual v5.14 | 453 | 6148 | Rate Constraint in lbs/MMBtu | FALSE | L | Annual | Net Emissions Allowance Position | Thousand Tons | 0 | 0 | 0 | 0 | 0 | 0 | 0
IA Riverside NOX Rate Annual v5.14 | 453 | 6148 | Rate Constraint in lbs/MMBtu | FALSE | L | Annual | Fuel Consumed | TBtu | 0 | 0 | 0 | 0 | 0 | 0 | 0
IA Riverside NOX Rate Annual v5.14 | 453 | 6148 | Rate Constraint in lbs/MMBtu | FALSE | L | Annual | Rate | lb/MMBtu | 0 | 0 | 0 | 0 | 0 | 0 | 0
IA Riverside NOX Rate Annual v5.14 | 453 | 6148 | Rate Constraint in lbs/MMBtu | FALSE | L | Annual | Generation | TWh | 0 | 0 | 0 | 0 | 0 | 0 | 0
IA Riverside NOX Rate Annual v5.14 | 453 | 6148 | Rate Constraint in lbs/MMBtu | FALSE | L | Annual | Qualifying Generation | TWh | 0 | 0 | 0 | 0 | 0 | 0 | 0
IA Riverside NOX Rate Annual v5.14 | 453 | 6148 | Rate Constraint in lbs/MMBtu | FALSE | L | Annual | Rate | lb/MWh | 0 | 0 | 0 | 0 | 0 | 0 | 0
IA Riverside NOX Rate Annual v5.14 | 453 | 6148 | Rate Constraint in lbs/MMBtu | FALSE | L | Annual | Constraint Shadow Price | US2011$/Ton | 0 | 0 | 0 | 0 | 0 | 0 | 0
IA Riverside SO2 Rate Annual v5.14 | 454 | 6149 | Rate Constraint in lbs/MMBtu | FALSE | L | Annual | Seasons Included | Seasons | Winter, Summer | Winter, Summer | Winter, Summer | Winter, Summer | Winter, Summer | Winter, Summer | Winter, Summer
IA Riverside SO2 Rate Annual v5.14 | 454 | 6149 | Rate Constraint in lbs/MMBtu | FALSE | L | Annual | Standard | lb/MMBtu | 0.006 | 0.006 | 0.006 | 0.006 | 0.006 | 0.006 | 0.006
IA Riverside SO2 Rate Annual v5.14 | 454 | 6149 | Rate Constraint in lbs/MMBtu | FALSE | L | Annual | Emissions at Affected Plants SO2 | Thousand Tons | 0 | 0 | 0 | 0 | 0 | 0 | 0
IA Riverside SO2 Rate Annual v5.14 | 454 | 6149 | Rate Constraint in lbs/MMBtu | FALSE | L | Annual | Allowances Purchased SO2 | Thousand Tons | 0 | 0 | 0 | 0 | 0 | 0 | 0
IA Riverside SO2 Rate Annual v5.14 | 454 | 6149 | Rate Constraint in lbs/MMBtu | FALSE | L | Annual | Allowances Sold SO2 | Thousand Tons | 0 | 0 | 0 | 0 | 0 | 0 | 0
IA Riverside SO2 Rate Annual v5.14 | 454 | 6149 | Rate Constraint in lbs/MMBtu | FALSE | L | Annual | Allowances Banked | Thousand Tons | 0 | 0 | 0 | 0 | 0 | 0 | 0
IA Riverside SO2 Rate Annual v5.14 | 454 | 6149 | Rate Constraint in lbs/MMBtu | FALSE | L | Annual | Allowances Withdrawn (1:1) | Thousand Tons | 0 | 0 | 0 | 0 | 0 | 0 | 0
IA Riverside SO2 Rate Annual v5.14 | 454 | 6149 | Rate Constraint in lbs/MMBtu | FALSE | L | Annual | Allowances Withdrawn (n:1) | Thousand Tons | 0 | 0 | 0 | 0 | 0 | 0 | 0
IA Riverside SO2 Rate Annual v5.14 | 454 | 6149 | Rate Constraint in lbs/MMBtu | FALSE | L | Annual | Net Emissions Allowance Position | Thousand Tons | 0 | 0 | 0 | 0 | 0 | 0 | 0
IA Riverside SO2 Rate Annual v5.14 | 454 | 6149 | Rate Constraint in lbs/MMBtu | FALSE | L | Annual | Fuel Consumed | TBtu | 0 | 0 | 0 | 0 | 0 | 0 | 0
IA Riverside SO2 Rate Annual v5.14 | 454 | 6149 | Rate Constraint in lbs/MMBtu | FALSE | L | Annual | Rate | lb/MMBtu | 0 | 0 | 0 | 0 | 0 | 0 | 0
IA Riverside SO2 Rate Annual v5.14 | 454 | 6149 | Rate Constraint in lbs/MMBtu | FALSE | L | Annual | Generation | TWh | 0 | 0 | 0 | 0 | 0 | 0 | 0
IA Riverside SO2 Rate Annual v5.14 | 454 | 6149 | Rate Constraint in lbs/MMBtu | FALSE | L | Annual | Qualifying Generation | TWh | 0 | 0 | 0 | 0 | 0 | 0 | 0
IA Riverside SO2 Rate Annual v5.14 | 454 | 6149 | Rate Constraint in lbs/MMBtu | FALSE | L | Annual | Rate | lb/MWh | 0 | 0 | 0 | 0 | 0 | 0 | 0
IA Riverside SO2 Rate Annual v5.14 | 454 | 6149 | Rate Constraint in lbs/MMBtu | FALSE | L | Annual | Constraint Shadow Price | US2011$/Ton | 587441.5296 | 584056.4875 | 441544.9643 | 604574.5127 | 683740.183 | 922736.635 | 863477.0075
IA Walter Scott NOX Rate Annual v5.14 | 455 | 6144 | Rate Constraint in lbs/MMBtu | FALSE | L | Annual | Seasons Included | Seasons | Winter, Summer | Winter, Summer | Winter, Summer | Winter, Summer | Winter, Summer | Winter, Summer | Winter, Summer
IA Walter Scott NOX Rate Annual v5.14 | 455 | 6144 | Rate Constraint in lbs/MMBtu | FALSE | L | Annual | Standard | lb/MMBtu | 0.16 | 0.16 | 0.16 | 0.16 | 0.16 | 0.16 | 0.16
IA Walter Scott NOX Rate Annual v5.14 | 455 | 6144 | Rate Constraint in lbs/MMBtu | FALSE | L | Annual | Emissions at Affected Plants NOX | Thousand Tons | 0 | 0 | 0 | 0 | 0 | 0 | 0
IA Walter Scott NOX Rate Annual v5.14 | 455 | 6144 | Rate Constraint in lbs/MMBtu | FALSE | L | Annual | Allowances Purchased NOX | Thousand Tons | 0 | 0 | 0 | 0 | 0 | 0 | 0
IA Walter Scott NOX Rate Annual v5.14 | 455 | 6144 | Rate Constraint in lbs/MMBtu | FALSE | L | Annual | Allowances Sold NOX | Thousand Tons | 0 | 0 | 0 | 0 | 0 | 0 | 0
IA Walter Scott NOX Rate Annual v5.14 | 455 | 6144 | Rate Constraint in lbs/MMBtu | FALSE | L | Annual | Allowances Banked | Thousand Tons | 0 | 0 | 0 | 0 | 0 | 0 | 0
IA Walter Scott NOX Rate Annual v5.14 | 455 | 6144 | Rate Constraint in lbs/MMBtu | FALSE | L | Annual | Allowances Withdrawn (1:1) | Thousand Tons | 0 | 0 | 0 | 0 | 0 | 0 | 0
IA Walter Scott NOX Rate Annual v5.14 | 455 | 6144 | Rate Constraint in lbs/MMBtu | FALSE | L | Annual | Allowances Withdrawn (n:1) | Thousand Tons | 0 | 0 | 0 | 0 | 0 | 0 | 0
IA Walter Scott NOX Rate Annual v5.14 | 455 | 6144 | Rate Constraint in lbs/MMBtu | FALSE | L | Annual | Net Emissions Allowance Position | Thousand Tons | 0 | 0 | 0 | 0 | 0 | 0 | 0
IA Walter Scott NOX Rate Annual v5.14 | 455 | 6144 | Rate Constraint in lbs/MMBtu | FALSE | L | Annual | Fuel Consumed | TBtu | 0 | 0 | 0 | 0 | 0 | 0 | 0
IA Walter Scott NOX Rate Annual v5.14 | 455 | 6144 | Rate Constraint in lbs/MMBtu | FALSE | L | Annual | Rate | lb/MMBtu | 0 | 0 | 0 | 0 | 0 | 0 | 0
IA Walter Scott NOX Rate Annual v5.14 | 455 | 6144 | Rate Constraint in lbs/MMBtu | FALSE | L | Annual | Generation | TWh | 0 | 0 | 0 | 0 | 0 | 0 | 0
IA Walter Scott NOX Rate Annual v5.14 | 455 | 6144 | Rate Constraint in lbs/MMBtu | FALSE | L | Annual | Qualifying Generation | TWh | 0 | 0 | 0 | 0 | 0 | 0 | 0
IA Walter Scott NOX Rate Annual v5.14 | 455 | 6144 | Rate Constraint in lbs/MMBtu | FALSE | L | Annual | Rate | lb/MWh | 0 | 0 | 0 | 0 | 0 | 0 | 0
IA Walter Scott NOX Rate Annual v5.14 | 455 | 6144 | Rate Constraint in lbs/MMBtu | FALSE | L | Annual | Constraint Shadow Price | US2011$/Ton | 0 | 0 | 0 | 0 | 0 | 0 | 0
IA Walter Scott SO2 Rate Annual v5.14 | 456 | 6145 | Rate Constraint in lbs/MMBtu | FALSE | L | Annual | Seasons Included | Seasons | Winter, Summer | Winter, Summer | Winter, Summer | Winter, Summer | Winter, Summer | Winter, Summer | Winter, Summer
IA Walter Scott SO2 Rate Annual v5.14 | 456 | 6145 | Rate Constraint in lbs/MMBtu | FALSE | L | Annual | Standard | lb/MMBtu | 0.006 | 0.006 | 0.006 | 0.006 | 0.006 | 0.006 | 0.006
IA Walter Scott SO2 Rate Annual v5.14 | 456 | 6145 | Rate Constraint in lbs/MMBtu | FALSE | L | Annual | Emissions at Affected Plants SO2 | Thousand Tons | 0 | 0 | 0 | 0 | 0 | 0 | 0
IA Walter Scott SO2 Rate Annual v5.14 | 456 | 6145 | Rate Constraint in lbs/MMBtu | FALSE | L | Annual | Allowances Purchased SO2 | Thousand Tons | 0 | 0 | 0 | 0 | 0 | 0 | 0
IA Walter Scott SO2 Rate Annual v5.14 | 456 | 6145 | Rate Constraint in lbs/MMBtu | FALSE | L | Annual | Allowances Sold SO2 | Thousand Tons | 0 | 0 | 0 | 0 | 0 | 0 | 0
IA Walter Scott SO2 Rate Annual v5.14 | 456 | 6145 | Rate Constraint in lbs/MMBtu | FALSE | L | Annual | Allowances Banked | Thousand Tons | 0 | 0 | 0 | 0 | 0 | 0 | 0
IA Walter Scott SO2 Rate Annual v5.14 | 456 | 6145 | Rate Constraint in lbs/MMBtu | FALSE | L | Annual | Allowances Withdrawn (1:1) | Thousand Tons | 0 | 0 | 0 | 0 | 0 | 0 | 0
IA Walter Scott SO2 Rate Annual v5.14 | 456 | 6145 | Rate Constraint in lbs/MMBtu | FALSE | L | Annual | Allowances Withdrawn (n:1) | Thousand Tons | 0 | 0 | 0 | 0 | 0 | 0 | 0
IA Walter Scott SO2 Rate Annual v5.14 | 456 | 6145 | Rate Constraint in lbs/MMBtu | FALSE | L | Annual | Net Emissions Allowance Position | Thousand Tons | 0 | 0 | 0 | 0 | 0 | 0 | 0
IA Walter Scott SO2 Rate Annual v5.14 | 456 | 6145 | Rate Constraint in lbs/MMBtu | FALSE | L | Annual | Fuel Consumed | TBtu | 0 | 0 | 0 | 0 | 0 | 0 | 0
IA Walter Scott SO2 Rate Annual v5.14 | 456 | 6145 | Rate Constraint in lbs/MMBtu | FALSE | L | Annual | Rate | lb/MMBtu | 0 | 0 | 0 | 0 | 0 | 0 | 0
IA Walter Scott SO2 Rate Annual v5.14 | 456 | 6145 | Rate Constraint in lbs/MMBtu | FALSE | L | Annual | Generation | TWh | 0 | 0 | 0 | 0 | 0 | 0 | 0
IA Walter Scott SO2 Rate Annual v5.14 | 456 | 6145 | Rate Constraint in lbs/MMBtu | FALSE | L | Annual | Qualifying Generation | TWh | 0 | 0 | 0 | 0 | 0 | 0 | 0
IA Walter Scott SO2 Rate Annual v5.14 | 456 | 6145 | Rate Constraint in lbs/MMBtu | FALSE | L | Annual | Rate | lb/MWh | 0 | 0 | 0 | 0 | 0 | 0 | 0
IA Walter Scott SO2 Rate Annual v5.14 | 456 | 6145 | Rate Constraint in lbs/MMBtu | FALSE | L | Annual | Constraint Shadow Price | US2011$/Ton | 949600.5775 | 964590.4365 | 1034674.2026 | 1000095.2628 | 1051322.7057 | 862098.0206 | 1190340.2233
IL CPS- Midwest MER Rate Annual v5.12 | 457 | 5764 | MACT Fuel Choice Floor in lbs/MMBtu | FALSE | L | Annual | Seasons Included | Seasons | Winter, Summer | Winter, Summer | Winter, Summer | Winter, Summer | Winter, Summer | Winter, Summer | Winter, Summer
IL CPS- Midwest MER Rate Annual v5.12 | 457 | 5764 | MACT Fuel Choice Floor in lbs/MMBtu | FALSE | L | Annual | Emission Floor | lbs/MMBtu | 7.4e-07 | 7.4e-07 | 7.4e-07 | 7.4e-07 | 7.4e-07 | 7.4e-07 | 7.4e-07
IL CPS- Midwest MER Rate Annual v5.12 | 457 | 5764 | MACT Fuel Choice Floor in lbs/MMBtu | FALSE | L | Annual | Emissions at Affected Plants MER | lbs | 30.4203 | 32.3854 | 32.3446 | 28.6757 | 25.0894 | 27.62 | 31.511
IL CPS- Midwest MER Rate Annual v5.12 | 457 | 5764 | MACT Fuel Choice Floor in lbs/MMBtu | FALSE | L | Annual | Allowances Purchased MER | lbs | 0 | 0 | 0 | 0 | 0 | 0 | 0
IL CPS- Midwest MER Rate Annual v5.12 | 457 | 5764 | MACT Fuel Choice Floor in lbs/MMBtu | FALSE | L | Annual | Allowances Sold MER | lbs | 0 | 0 | 0 | 0 | 0 | 0 | 0
IL CPS- Midwest MER Rate Annual v5.12 | 457 | 5764 | MACT Fuel Choice Floor in lbs/MMBtu | FALSE | L | Annual | Allowances Banked | lbs | 0 | 0 | 0 | 0 | 0 | 0 | 0
IL CPS- Midwest MER Rate Annual v5.12 | 457 | 5764 | MACT Fuel Choice Floor in lbs/MMBtu | FALSE | L | Annual | Allowances Withdrawn (1:1) | lbs | 0 | 0 | 0 | 0 | 0 | 0 | 0
IL CPS- Midwest MER Rate Annual v5.12 | 457 | 5764 | MACT Fuel Choice Floor in lbs/MMBtu | FALSE | L | Annual | Allowances Withdrawn (n:1) | lbs | 0 | 0 | 0 | 0 | 0 | 0 | 0
IL CPS- Midwest MER Rate Annual v5.12 | 457 | 5764 | MACT Fuel Choice Floor in lbs/MMBtu | FALSE | L | Annual | Net Emissions Allowance Position | lbs | 30.4203 | 32.3854 | 32.3446 | 28.6757 | 25.0894 | 27.62 | 31.511
IL CPS- Midwest MER Rate Annual v5.12 | 457 | 5764 | MACT Fuel Choice Floor in lbs/MMBtu | FALSE | L | Annual | Fuel Consumed | TBtu | 60.6445 | 60.6144 | 60.538 | 57.171 | 50.0127 | 55.0601 | 55.6287
IL CPS- Midwest MER Rate Annual v5.12 | 457 | 5764 | MACT Fuel Choice Floor in lbs/MMBtu | FALSE | L | Annual | Rate | lb/MMBtu | 5.0162e-07 | 5.3429e-07 | 5.3429e-07 | 5.0158e-07 | 5.0166e-07 | 5.0163e-07 | 5.6645e-07
IL CPS- Midwest MER Rate Annual v5.12 | 457 | 5764 | MACT Fuel Choice Floor in lbs/MMBtu | FALSE | L | Annual | Generation | TWh | 5.739 | 5.7398 | 5.7327 | 5.4105 | 4.7358 | 5.2128 | 5.2671
IL CPS- Midwest MER Rate Annual v5.12 | 457 | 5764 | MACT Fuel Choice Floor in lbs/MMBtu | FALSE | L | Annual | Qualifying Generation | TWh | 5.739 | 5.7398 | 5.7327 | 5.4105 | 4.7358 | 5.2128 | 5.2671
IL CPS- Midwest MER Rate Annual v5.12 | 457 | 5764 | MACT Fuel Choice Floor in lbs/MMBtu | FALSE | L | Annual | Constraint Shadow Price | US2011$/Lb | 0 | 0 | 0 | 0 | 0 | 0 | 0
IL CPS- Midwest NOX rate Annual v5.12 | 458 | 5765 | Rate Constraint in lbs/MMBtu | FALSE | L | Annual | Seasons Included | Seasons | Winter, Summer | Winter, Summer | Winter, Summer | Winter, Summer | Winter, Summer | Winter, Summer | Winter, Summer
IL CPS- Midwest NOX rate Annual v5.12 | 458 | 5765 | Rate Constraint in lbs/MMBtu | FALSE | L | Annual | Standard | lb/MMBtu | 0.11 | 0.11 | 0.11 | 0.11 | 0.11 | 0.11 | 0.11
IL CPS- Midwest NOX rate Annual v5.12 | 458 | 5765 | Rate Constraint in lbs/MMBtu | FALSE | L | Annual | Emissions at Affected Plants NOX | Thousand Tons | 3.3354 | 3.3338 | 3.3296 | 3.1444 | 2.7507 | 3.0283 | 3.0596
IL CPS- Midwest NOX rate Annual v5.12 | 458 | 5765 | Rate Constraint in lbs/MMBtu | FALSE | L | Annual | Allowances Purchased NOX | Thousand Tons | 0 | 0 | 0 | 0 | 0 | 0 | 0
IL CPS- Midwest NOX rate Annual v5.12 | 458 | 5765 | Rate Constraint in lbs/MMBtu | FALSE | L | Annual | Allowances Sold NOX | Thousand Tons | 0 | 0 | 0 | 0 | 0 | 0 | 0
IL CPS- Midwest NOX rate Annual v5.12 | 458 | 5765 | Rate Constraint in lbs/MMBtu | FALSE | L | Annual | Allowances Banked | Thousand Tons | 0 | 0 | 0 | 0 | 0 | 0 | 0
IL CPS- Midwest NOX rate Annual v5.12 | 458 | 5765 | Rate Constraint in lbs/MMBtu | FALSE | L | Annual | Allowances Withdrawn (1:1) | Thousand Tons | 0 | 0 | 0 | 0 | 0 | 0 | 0
IL CPS- Midwest NOX rate Annual v5.12 | 458 | 5765 | Rate Constraint in lbs/MMBtu | FALSE | L | Annual | Allowances Withdrawn (n:1) | Thousand Tons | 0 | 0 | 0 | 0 | 0 | 0 | 0
IL CPS- Midwest NOX rate Annual v5.12 | 458 | 5765 | Rate Constraint in lbs/MMBtu | FALSE | L | Annual | Net Emissions Allowance Position | Thousand Tons | 3.3354 | 3.3338 | 3.3296 | 3.1444 | 2.7507 | 3.0283 | 3.0596
IL CPS- Midwest NOX rate Annual v5.12 | 458 | 5765 | Rate Constraint in lbs/MMBtu | FALSE | L | Annual | Fuel Consumed | TBtu | 60.6445 | 60.6144 | 60.538 | 57.171 | 50.0127 | 55.0601 | 55.6287
IL CPS- Midwest NOX rate Annual v5.12 | 458 | 5765 | Rate Constraint in lbs/MMBtu | FALSE | L | Annual | Rate | lb/MMBtu | 0.11 | 0.11 | 0.11 | 0.11 | 0.11 | 0.11 | 0.11
IL CPS- Midwest NOX rate Annual v5.12 | 458 | 5765 | Rate Constraint in lbs/MMBtu | FALSE | L | Annual | Generation | TWh | 5.739 | 5.7398 | 5.7327 | 5.4105 | 4.7358 | 5.2128 | 5.2671
IL CPS- Midwest NOX rate Annual v5.12 | 458 | 5765 | Rate Constraint in lbs/MMBtu | FALSE | L | Annual | Qualifying Generation | TWh | 5.739 | 5.7398 | 5.7327 | 5.4105 | 4.7358 | 5.2128 | 5.2671
IL CPS- Midwest NOX rate Annual v5.12 | 458 | 5765 | Rate Constraint in lbs/MMBtu | FALSE | L | Annual | Rate | lb/MWh | 0.58119 | 0.58082 | 0.58081 | 0.58117 | 0.58083 | 0.58094 | 0.58088
IL CPS- Midwest NOX rate Annual v5.12 | 458 | 5765 | Rate Constraint in lbs/MMBtu | FALSE | L | Annual | Constraint Shadow Price | US2011$/Ton | 7032.9921 | 2854.1358 | 32033.13 | 1065.6034 | 4710.5038 | 2890.6412 | 2638.8414
IL CPS- Midwest NOX rate Summer v5.12 | 459 | 5766 | Rate Constraint in lbs/MMBtu | FALSE | L | Annual | Seasons Included | Seasons | Summer | Summer | Summer | Summer | Summer | Summer | Summer
IL CPS- Midwest NOX rate Summer v5.12 | 459 | 5766 | Rate Constraint in lbs/MMBtu | FALSE | L | Annual | Standard | lb/MMBtu | 0.11 | 0.11 | 0.11 | 0.11 | 0.11 | 0.11 | 0.11
IL CPS- Midwest NOX rate Summer v5.12 | 459 | 5766 | Rate Constraint in lbs/MMBtu | FALSE | L | Annual | Emissions at Affected Plants NOX | Thousand Tons | 1.4543 | 1.4535 | 1.4521 | 1.2688 | 1.2522 | 1.2688 | 1.3642
IL CPS- Midwest NOX rate Summer v5.12 | 459 | 5766 | Rate Constraint in lbs/MMBtu | FALSE | L | Annual | Allowances Purchased NOX | Thousand Tons | 0 | 0 | 0 | 0 | 0 | 0 | 0
IL CPS- Midwest NOX rate Summer v5.12 | 459 | 5766 | Rate Constraint in lbs/MMBtu | FALSE | L | Annual | Allowances Sold NOX | Thousand Tons | 0 | 0 | 0 | 0 | 0 | 0 | 0
IL CPS- Midwest NOX rate Summer v5.12 | 459 | 5766 | Rate Constraint in lbs/MMBtu | FALSE | L | Annual | Allowances Banked | Thousand Tons | 0 | 0 | 0 | 0 | 0 | 0 | 0
IL CPS- Midwest NOX rate Summer v5.12 | 459 | 5766 | Rate Constraint in lbs/MMBtu | FALSE | L | Annual | Allowances Withdrawn (1:1) | Thousand Tons | 0 | 0 | 0 | 0 | 0 | 0 | 0
IL CPS- Midwest NOX rate Summer v5.12 | 459 | 5766 | Rate Constraint in lbs/MMBtu | FALSE | L | Annual | Allowances Withdrawn (n:1) | Thousand Tons | 0 | 0 | 0 | 0 | 0 | 0 | 0
IL CPS- Midwest NOX rate Summer v5.12 | 459 | 5766 | Rate Constraint in lbs/MMBtu | FALSE | L | Annual | Net Emissions Allowance Position | Thousand Tons | 1.4543 | 1.4535 | 1.4521 | 1.2688 | 1.2522 | 1.2688 | 1.3642
IL CPS- Midwest NOX rate Summer v5.12 | 459 | 5766 | Rate Constraint in lbs/MMBtu | FALSE | L | Annual | Fuel Consumed | TBtu | 26.4269 | 26.4271 | 26.4121 | 23.1211 | 22.7948 | 23.1046 | 24.8593
IL CPS- Midwest NOX rate Summer v5.12 | 459 | 5766 | Rate Constraint in lbs/MMBtu | FALSE | L | Annual | Rate | lb/MMBtu | 0.11006 | 0.11 | 0.10996 | 0.10975 | 0.10987 | 0.10983 | 0.10976
IL CPS- Midwest NOX rate Summer v5.12 | 459 | 5766 | Rate Constraint in lbs/MMBtu | FALSE | L | Annual | Generation | TWh | 2.5023 | 2.5025 | 2.5011 | 2.1861 | 2.1584 | 2.1861 | 2.3555
IL CPS- Midwest NOX rate Summer v5.12 | 459 | 5766 | Rate Constraint in lbs/MMBtu | FALSE | L | Annual | Qualifying Generation | TWh | 2.5023 | 2.5025 | 2.5011 | 2.1861 | 2.1584 | 2.1861 | 2.3555
IL CPS- Midwest NOX rate Summer v5.12 | 459 | 5766 | Rate Constraint in lbs/MMBtu | FALSE | L | Annual | Rate | lb/MWh | 0.58119 | 0.5808 | 0.5806 | 0.58039 | 0.58014 | 0.58039 | 0.57918
IL CPS- Midwest NOX rate Summer v5.12 | 459 | 5766 | Rate Constraint in lbs/MMBtu | FALSE | L | Annual | Constraint Shadow Price | US2011$/Ton | 0 | 0 | 0 | 0 | 0 | 0 | 0
IL CPS- Midwest SO2 Rate Annual v5.12 | 460 | 5767 | Rate Constraint in lbs/MMBtu | FALSE | L | Annual | Seasons Included | Seasons | Winter, Summer | Winter, Summer | Winter, Summer | Winter, Summer | Winter, Summer | Winter, Summer | Winter, Summer
IL CPS- Midwest SO2 Rate Annual v5.12 | 460 | 5767 | Rate Constraint in lbs/MMBtu | FALSE | L | Annual | Standard | lb/MMBtu | 0.25 | 0.25 | 0.25 | 0.25 | 0.25 | 0.25 | 0.25
IL CPS- Midwest SO2 Rate Annual v5.12 | 460 | 5767 | Rate Constraint in lbs/MMBtu | FALSE | L | Annual | Emissions at Affected Plants SO2 | Thousand Tons | 2.3088 | 2.3091 | 2.3062 | 2.1765 | 1.904 | 2.0962 | 2.268
IL CPS- Midwest SO2 Rate Annual v5.12 | 460 | 5767 | Rate Constraint in lbs/MMBtu | FALSE | L | Annual | Allowances Purchased SO2 | Thousand Tons | 0 | 0 | 0 | 0 | 0 | 0 | 0
IL CPS- Midwest SO2 Rate Annual v5.12 | 460 | 5767 | Rate Constraint in lbs/MMBtu | FALSE | L | Annual | Allowances Sold SO2 | Thousand Tons | 0 | 0 | 0 | 0 | 0 | 0 | 0
IL CPS- Midwest SO2 Rate Annual v5.12 | 460 | 5767 | Rate Constraint in lbs/MMBtu | FALSE | L | Annual | Allowances Banked | Thousand Tons | 0 | 0 | 0 | 0 | 0 | 0 | 0
IL CPS- Midwest SO2 Rate Annual v5.12 | 460 | 5767 | Rate Constraint in lbs/MMBtu | FALSE | L | Annual | Allowances Withdrawn (1:1) | Thousand Tons | 0 | 0 | 0 | 0 | 0 | 0 | 0
IL CPS- Midwest SO2 Rate Annual v5.12 | 460 | 5767 | Rate Constraint in lbs/MMBtu | FALSE | L | Annual | Allowances Withdrawn (n:1) | Thousand Tons | 0 | 0 | 0 | 0 | 0 | 0 | 0
IL CPS- Midwest SO2 Rate Annual v5.12 | 460 | 5767 | Rate Constraint in lbs/MMBtu | FALSE | L | Annual | Net Emissions Allowance Position | Thousand Tons | 2.3088 | 2.3091 | 2.3062 | 2.1765 | 1.904 | 2.0962 | 2.268
IL CPS- Midwest SO2 Rate Annual v5.12 | 460 | 5767 | Rate Constraint in lbs/MMBtu | FALSE | L | Annual | Fuel Consumed | TBtu | 60.6445 | 60.6144 | 60.538 | 57.171 | 50.0127 | 55.0601 | 55.6287
IL CPS- Midwest SO2 Rate Annual v5.12 | 460 | 5767 | Rate Constraint in lbs/MMBtu | FALSE | L | Annual | Rate | lb/MMBtu | 0.076142 | 0.07619 | 0.07619 | 0.076142 | 0.076142 | 0.076142 | 0.08154
IL CPS- Midwest SO2 Rate Annual v5.12 | 460 | 5767 | Rate Constraint in lbs/MMBtu | FALSE | L | Annual | Generation | TWh | 5.739 | 5.7398 | 5.7327 | 5.4105 | 4.7358 | 5.2128 | 5.2671
IL CPS- Midwest SO2 Rate Annual v5.12 | 460 | 5767 | Rate Constraint in lbs/MMBtu | FALSE | L | Annual | Qualifying Generation | TWh | 5.739 | 5.7398 | 5.7327 | 5.4105 | 4.7358 | 5.2128 | 5.2671
IL CPS- Midwest SO2 Rate Annual v5.12 | 460 | 5767 | Rate Constraint in lbs/MMBtu | FALSE | L | Annual | Rate | lb/MWh | 0.4023 | 0.4023 | 0.40229 | 0.40228 | 0.40205 | 0.40212 | 0.43059
IL CPS- Midwest SO2 Rate Annual v5.12 | 460 | 5767 | Rate Constraint in lbs/MMBtu | FALSE | L | Annual | Constraint Shadow Price | US2011$/Ton | 0 | 0 | 0 | 0 | 0 | 0 | 0
IL Fac. Spec. - NOX Rate Summer v3.1, Unit 513 and retrofits | 461 | 1797 | Rate Constraint in lbs/MMBtu | FALSE | L | Annual | Seasons Included | Seasons | Summer | Summer | Summer | Summer | Summer | Summer | Summer
IL Fac. Spec. - NOX Rate Summer v3.1, Unit 513 and retrofits | 461 | 1797 | Rate Constraint in lbs/MMBtu | FALSE | L | Annual | Standard | lb/MMBtu | 0.25 | 0.25 | 0.25 | 0.25 | 0.25 | 0.25 | 0.25
IL Fac. Spec. - NOX Rate Summer v3.1, Unit 513 and retrofits | 461 | 1797 | Rate Constraint in lbs/MMBtu | FALSE | L | Annual | Emissions at Affected Plants NOX | Thousand Tons | 0.0052988 | 0.0052988 | 0.0052988 | 0.0052988 | 0.0052988 | 0.0052988 | 0.0052988
IL Fac. Spec. - NOX Rate Summer v3.1, Unit 513 and retrofits | 461 | 1797 | Rate Constraint in lbs/MMBtu | FALSE | L | Annual | Allowances Purchased NOX | Thousand Tons | 0 | 0 | 0 | 0 | 0 | 0 | 0
IL Fac. Spec. - NOX Rate Summer v3.1, Unit 513 and retrofits | 461 | 1797 | Rate Constraint in lbs/MMBtu | FALSE | L | Annual | Allowances Sold NOX | Thousand Tons | 0 | 0 | 0 | 0 | 0 | 0 | 0
IL Fac. Spec. - NOX Rate Summer v3.1, Unit 513 and retrofits | 461 | 1797 | Rate Constraint in lbs/MMBtu | FALSE | L | Annual | Allowances Banked | Thousand Tons | 0 | 0 | 0 | 0 | 0 | 0 | 0
IL Fac. Spec. - NOX Rate Summer v3.1, Unit 513 and retrofits | 461 | 1797 | Rate Constraint in lbs/MMBtu | FALSE | L | Annual | Allowances Withdrawn (1:1) | Thousand Tons | 0 | 0 | 0 | 0 | 0 | 0 | 0
IL Fac. Spec. - NOX Rate Summer v3.1, Unit 513 and retrofits | 461 | 1797 | Rate Constraint in lbs/MMBtu | FALSE | L | Annual | Allowances Withdrawn (n:1) | Thousand Tons | 0 | 0 | 0 | 0 | 0 | 0 | 0
IL Fac. Spec. - NOX Rate Summer v3.1, Unit 513 and retrofits | 461 | 1797 | Rate Constraint in lbs/MMBtu | FALSE | L | Annual | Net Emissions Allowance Position | Thousand Tons | 0.0052988 | 0.0052988 | 0.0052988 | 0.0052988 | 0.0052988 | 0.0052988 | 0.0052988
IL Fac. Spec. - NOX Rate Summer v3.1, Unit 513 and retrofits | 461 | 1797 | Rate Constraint in lbs/MMBtu | FALSE | L | Annual | Fuel Consumed | TBtu | 0.29998 | 0.29998 | 0.29998 | 0.29998 | 0.29998 | 0.29998 | 0.29998
IL Fac. Spec. - NOX Rate Summer v3.1, Unit 513 and retrofits | 461 | 1797 | Rate Constraint in lbs/MMBtu | FALSE | L | Annual | Rate | lb/MMBtu | 0.035328 | 0.035328 | 0.035328 | 0.035328 | 0.035328 | 0.035328 | 0.035328
IL Fac. Spec. - NOX Rate Summer v3.1, Unit 513 and retrofits | 461 | 1797 | Rate Constraint in lbs/MMBtu | FALSE | L | Annual | Generation | TWh | 0.025758 | 0.025758 | 0.025758 | 0.025758 | 0.025758 | 0.025758 | 0.025758
IL Fac. Spec. - NOX Rate Summer v3.1, Unit 513 and retrofits | 461 | 1797 | Rate Constraint in lbs/MMBtu | FALSE | L | Annual | Qualifying Generation | TWh | 0.025758 | 0.025758 | 0.025758 | 0.025758 | 0.025758 | 0.025758 | 0.025758
IL Fac. Spec. - NOX Rate Summer v3.1, Unit 513 and retrofits | 461 | 1797 | Rate Constraint in lbs/MMBtu | FALSE | L | Annual | Rate | lb/MWh | 0.20572 | 0.20572 | 0.20572 | 0.20572 | 0.20572 | 0.20572 | 0.20572
IL Fac. Spec. - NOX Rate Summer v3.1, Unit 513 and retrofits | 461 | 1797 | Rate Constraint in lbs/MMBtu | FALSE | L | Annual | Constraint Shadow Price | US2011$/Ton | 0 | 0 | 0 | 0 | 0 | 0 | 0
IL Fac. Spec. - NOX Rate Summer v3.1, Unit 514 and retrofits | 462 | 1797 | Rate Constraint in lbs/MMBtu | FALSE | L | Annual | Seasons Included | Seasons | Summer | Summer | Summer | Summer | Summer | Summer | Summer
IL Fac. Spec. - NOX Rate Summer v3.1, Unit 514 and retrofits | 462 | 1797 | Rate Constraint in lbs/MMBtu | FALSE | L | Annual | Standard | lb/MMBtu | 0.25 | 0.25 | 0.25 | 0.25 | 0.25 | 0.25 | 0.25
IL Fac. Spec. - NOX Rate Summer v3.1, Unit 514 and retrofits | 462 | 1797 | Rate Constraint in lbs/MMBtu | FALSE | L | Annual | Emissions at Affected Plants NOX | Thousand Tons | 0.0047103 | 0.0047103 | 0.0047103 | 0.0047103 | 0.0047103 | 0.0047103 | 0.0047103
IL Fac. Spec. - NOX Rate Summer v3.1, Unit 514 and retrofits | 462 | 1797 | Rate Constraint in lbs/MMBtu | FALSE | L | Annual | Allowances Purchased NOX | Thousand Tons | 0 | 0 | 0 | 0 | 0 | 0 | 0
IL Fac. Spec. - NOX Rate Summer v3.1, Unit 514 and retrofits | 462 | 1797 | Rate Constraint in lbs/MMBtu | FALSE | L | Annual | Allowances Sold NOX | Thousand Tons | 0 | 0 | 0 | 0 | 0 | 0 | 0
IL Fac. Spec. - NOX Rate Summer v3.1, Unit 514 and retrofits | 462 | 1797 | Rate Constraint in lbs/MMBtu | FALSE | L | Annual | Allowances Banked | Thousand Tons | 0 | 0 | 0 | 0 | 0 | 0 | 0
IL Fac. Spec. - NOX Rate Summer v3.1, Unit 514 and retrofits | 462 | 1797 | Rate Constraint in lbs/MMBtu | FALSE | L | Annual | Allowances Withdrawn (1:1) | Thousand Tons | 0 | 0 | 0 | 0 | 0 | 0 | 0
IL Fac. Spec. - NOX Rate Summer v3.1, Unit 514 and retrofits | 462 | 1797 | Rate Constraint in lbs/MMBtu | FALSE | L | Annual | Allowances Withdrawn (n:1) | Thousand Tons | 0 | 0 | 0 | 0 | 0 | 0 | 0
IL Fac. Spec. - NOX Rate Summer v3.1, Unit 514 and retrofits | 462 | 1797 | Rate Constraint in lbs/MMBtu | FALSE | L | Annual | Net Emissions Allowance Position | Thousand Tons | 0.0047103 | 0.0047103 | 0.0047103 | 0.0047103 | 0.0047103 | 0.0047103 | 0.0047103
IL Fac. Spec. - NOX Rate Summer v3.1, Unit 514 and retrofits | 462 | 1797 | Rate Constraint in lbs/MMBtu | FALSE | L | Annual | Fuel Consumed | TBtu | 0.29998 | 0.29998 | 0.29998 | 0.29998 | 0.29998 | 0.29998 | 0.29998
IL Fac. Spec. - NOX Rate Summer v3.1, Unit 514 and retrofits | 462 | 1797 | Rate Constraint in lbs/MMBtu | FALSE | L | Annual | Rate | lb/MMBtu | 0.031404 | 0.031404 | 0.031404 | 0.031404 | 0.031404 | 0.031404 | 0.031404
IL Fac. Spec. - NOX Rate Summer v3.1, Unit 514 and retrofits | 462 | 1797 | Rate Constraint in lbs/MMBtu | FALSE | L | Annual | Generation | TWh | 0.025758 | 0.025758 | 0.025758 | 0.025758 | 0.025758 | 0.025758 | 0.025758
IL Fac. Spec. - NOX Rate Summer v3.1, Unit 514 and retrofits | 462 | 1797 | Rate Constraint in lbs/MMBtu | FALSE | L | Annual | Qualifying Generation | TWh | 0.025758 | 0.025758 | 0.025758 | 0.025758 | 0.025758 | 0.025758 | 0.025758
IL Fac. Spec. - NOX Rate Summer v3.1, Unit 514 and retrofits | 462 | 1797 | Rate Constraint in lbs/MMBtu | FALSE | L | Annual | Rate | lb/MWh | 0.18287 | 0.18287 | 0.18287 | 0.18287 | 0.18287 | 0.18287 | 0.18287
IL Fac. Spec. - NOX Rate Summer v3.1, Unit 514 and retrofits | 462 | 1797 | Rate Constraint in lbs/MMBtu | FALSE | L | Annual | Constraint Shadow Price | US2011$/Ton | 0 | 0 | 0 | 0 | 0 | 0 | 0
IL Fac. Spec. - NOX Rate Summer v3.1, Unit 515 and retrofits | 463 | 1797 | Rate Constraint in lbs/MMBtu | FALSE | L | Annual | Seasons Included | Seasons | Summer | Summer | Summer | Summer | Summer | Summer | Summer
IL Fac. Spec. - NOX Rate Summer v3.1, Unit 515 and retrofits | 463 | 1797 | Rate Constraint in lbs/MMBtu | FALSE | L | Annual | Standard | lb/MMBtu | 0.25 | 0.25 | 0.25 | 0.25 | 0.25 | 0.25 | 0.25
IL Fac. Spec. - NOX Rate Summer v3.1, Unit 515 and retrofits | 463 | 1797 | Rate Constraint in lbs/MMBtu | FALSE | L | Annual | Emissions at Affected Plants NOX | Thousand Tons | 0.0049141 | 0.0049141 | 0.0049141 | 0.0049141 | 0.0049141 | 0.0049141 | 0.0049141
IL Fac. Spec. - NOX Rate Summer v3.1, Unit 515 and retrofits | 463 | 1797 | Rate Constraint in lbs/MMBtu | FALSE | L | Annual | Allowances Purchased NOX | Thousand Tons | 0 | 0 | 0 | 0 | 0 | 0 | 0
IL Fac. Spec. - NOX Rate Summer v3.1, Unit 515 and retrofits | 463 | 1797 | Rate Constraint in lbs/MMBtu | FALSE | L | Annual | Allowances Sold NOX | Thousand Tons | 0 | 0 | 0 | 0 | 0 | 0 | 0
IL Fac. Spec. - NOX Rate Summer v3.1, Unit 515 and retrofits | 463 | 1797 | Rate Constraint in lbs/MMBtu | FALSE | L | Annual | Allowances Banked | Thousand Tons | 0 | 0 | 0 | 0 | 0 | 0 | 0
IL Fac. Spec. - NOX Rate Summer v3.1, Unit 515 and retrofits | 463 | 1797 | Rate Constraint in lbs/MMBtu | FALSE | L | Annual | Allowances Withdrawn (1:1) | Thousand Tons | 0 | 0 | 0 | 0 | 0 | 0 | 0
IL Fac. Spec. - NOX Rate Summer v3.1, Unit 515 and retrofits | 463 | 1797 | Rate Constraint in lbs/MMBtu | FALSE | L | Annual | Allowances Withdrawn (n:1) | Thousand Tons | 0 | 0 | 0 | 0 | 0 | 0 | 0
IL Fac. Spec. - NOX Rate Summer v3.1, Unit 515 and retrofits | 463 | 1797 | Rate Constraint in lbs/MMBtu | FALSE | L | Annual | Net Emissions Allowance Position | Thousand Tons | 0.0049141 | 0.0049141 | 0.0049141 | 0.0049141 | 0.0049141 | 0.0049141 | 0.0049141
IL Fac. Spec. - NOX Rate Summer v3.1, Unit 515 and retrofits | 463 | 1797 | Rate Constraint in lbs/MMBtu | FALSE | L | Annual | Fuel Consumed | TBtu | 0.29998 | 0.29998 | 0.29998 | 0.29998 | 0.29998 | 0.29998 | 0.29998
IL Fac. Spec. - NOX Rate Summer v3.1, Unit 515 and retrofits | 463 | 1797 | Rate Constraint in lbs/MMBtu | FALSE | L | Annual | Rate | lb/MMBtu | 0.032763 | 0.032763 | 0.032763 | 0.032763 | 0.032763 | 0.032763 | 0.032763
IL Fac. Spec. - NOX Rate Summer v3.1, Unit 515 and retrofits | 463 | 1797 | Rate Constraint in lbs/MMBtu | FALSE | L | Annual | Generation | TWh | 0.025758 | 0.025758 | 0.025758 | 0.025758 | 0.025758 | 0.025758 | 0.025758
IL Fac. Spec. - NOX Rate Summer v3.1, Unit 515 and retrofits | 463 | 1797 | Rate Constraint in lbs/MMBtu | FALSE | L | Annual | Qualifying Generation | TWh | 0.025758 | 0.025758 | 0.025758 | 0.025758 | 0.025758 | 0.025758 | 0.025758
IL Fac. Spec. - NOX Rate Summer v3.1, Unit 515 and retrofits | 463 | 1797 | Rate Constraint in lbs/MMBtu | FALSE | L | Annual | Rate | lb/MWh | 0.19078 | 0.19078 | 0.19078 | 0.19078 | 0.19078 | 0.19078 | 0.19078
IL Fac. Spec. - NOX Rate Summer v3.1, Unit 515 and retrofits | 463 | 1797 | Rate Constraint in lbs/MMBtu | FALSE | L | Annual | Constraint Shadow Price | US2011$/Ton | 0 | 0 | 0 | 0 | 0 | 0 | 0
IL Fac. Spec. - NOX Rate Summer v3.1, Unit 519 and retrofits | 464 | 1797 | Rate Constraint in lbs/MMBtu | FALSE | L | Annual | Seasons Included | Seasons | Summer | Summer | Summer | Summer | Summer | Summer | Summer
IL Fac. Spec. - NOX Rate Summer v3.1, Unit 519 and retrofits | 464 | 1797 | Rate Constraint in lbs/MMBtu | FALSE | L | Annual | Standard | lb/MMBtu | 0.25 | 0.25 | 0.25 | 0.25 | 0.25 | 0.25 | 0.25
IL Fac. Spec. - NOX Rate Summer v3.1, Unit 519 and retrofits | 464 | 1797 | Rate Constraint in lbs/MMBtu | FALSE | L | Annual | Emissions at Affected Plants NOX | Thousand Tons | 0 | 0 | 0 | 0 | 0 | 0 | 0
IL Fac. Spec. - NOX Rate Summer v3.1, Unit 519 and retrofits | 464 | 1797 | Rate Constraint in lbs/MMBtu | FALSE | L | Annual | Allowances Purchased NOX | Thousand Tons | 0 | 0 | 0 | 0 | 0 | 0 | 0
IL Fac. Spec. - NOX Rate Summer v3.1, Unit 519 and retrofits | 464 | 1797 | Rate Constraint in lbs/MMBtu | FALSE | L | Annual | Allowances Sold NOX | Thousand Tons | 0 | 0 | 0 | 0 | 0 | 0 | 0
IL Fac. Spec. - NOX Rate Summer v3.1, Unit 519 and retrofits | 464 | 1797 | Rate Constraint in lbs/MMBtu | FALSE | L | Annual | Allowances Banked | Thousand Tons | 0 | 0 | 0 | 0 | 0 | 0 | 0
IL Fac. Spec. - NOX Rate Summer v3.1, Unit 519 and retrofits | 464 | 1797 | Rate Constraint in lbs/MMBtu | FALSE | L | Annual | Allowances Withdrawn (1:1) | Thousand Tons | 0 | 0 | 0 | 0 | 0 | 0 | 0
IL Fac. Spec. - NOX Rate Summer v3.1, Unit 519 and retrofits | 464 | 1797 | Rate Constraint in lbs/MMBtu | FALSE | L | Annual | Allowances Withdrawn (n:1) | Thousand Tons | 0 | 0 | 0 | 0 | 0 | 0 | 0
IL Fac. Spec. - NOX Rate Summer v3.1, Unit 519 and retrofits | 464 | 1797 | Rate Constraint in lbs/MMBtu | FALSE | L | Annual | Net Emissions Allowance Position | Thousand Tons | 0 | 0 | 0 | 0 | 0 | 0 | 0
IL Fac. Spec. - NOX Rate Summer v3.1, Unit 519 and retrofits | 464 | 1797 | Rate Constraint in lbs/MMBtu | FALSE | L | Annual | Fuel Consumed | TBtu | 0 | 0 | 0 | 0 | 0 | 0 | 0
IL Fac. Spec. - NOX Rate Summer v3.1, Unit 519 and retrofits | 464 | 1797 | Rate Constraint in lbs/MMBtu | FALSE | L | Annual | Rate | lb/MMBtu | 0 | 0 | 0 | 0 | 0 | 0 | 0
IL Fac. Spec. - NOX Rate Summer v3.1, Unit 519 and retrofits | 464 | 1797 | Rate Constraint in lbs/MMBtu | FALSE | L | Annual | Generation | TWh | 0 | 0 | 0 | 0 | 0 | 0 | 0
IL Fac. Spec. - NOX Rate Summer v3.1, Unit 519 and retrofits | 464 | 1797 | Rate Constraint in lbs/MMBtu | FALSE | L | Annual | Qualifying Generation | TWh | 0 | 0 | 0 | 0 | 0 | 0 | 0
IL Fac. Spec. - NOX Rate Summer v3.1, Unit 519 and retrofits | 464 | 1797 | Rate Constraint in lbs/MMBtu | FALSE | L | Annual | Rate | lb/MWh | 0 | 0 | 0 | 0 | 0 | 0 | 0
IL Fac. Spec. - NOX Rate Summer v3.1, Unit 519 and retrofits | 464 | 1797 | Rate Constraint in lbs/MMBtu | FALSE | L | Annual | Constraint Shadow Price | US2011$/Ton | 0 | 0 | 0 | 0 | 0 | 0 | 0
IL Fac. Spec. - NOX Rate Summer v3.1, Unit 520 and retrofits | 465 | 1797 | Rate Constraint in lbs/MMBtu | FALSE | L | Annual | Seasons Included | Seasons | Summer | Summer | Summer | Summer | Summer | Summer | Summer
IL Fac. Spec. - NOX Rate Summer v3.1, Unit 520 and retrofits | 465 | 1797 | Rate Constraint in lbs/MMBtu | FALSE | L | Annual | Standard | lb/MMBtu | 0.25 | 0.25 | 0.25 | 0.25 | 0.25 | 0.25 | 0.25
IL Fac. Spec. - NOX Rate Summer v3.1, Unit 520 and retrofits | 465 | 1797 | Rate Constraint in lbs/MMBtu | FALSE | L | Annual | Emissions at Affected Plants NOX | Thousand Tons | 0 | 0 | 0 | 0 | 0 | 0 | 0
IL Fac. Spec. - NOX Rate Summer v3.1, Unit 520 and retrofits | 465 | 1797 | Rate Constraint in lbs/MMBtu | FALSE | L | Annual | Allowances Purchased NOX | Thousand Tons | 0 | 0 | 0 | 0 | 0 | 0 | 0
IL Fac. Spec. - NOX Rate Summer v3.1, Unit 520 and retrofits | 465 | 1797 | Rate Constraint in lbs/MMBtu | FALSE | L | Annual | Allowances Sold NOX | Thousand Tons | 0 | 0 | 0 | 0 | 0 | 0 | 0
IL Fac. Spec. - NOX Rate Summer v3.1, Unit 520 and retrofits | 465 | 1797 | Rate Constraint in lbs/MMBtu | FALSE | L | Annual | Allowances Banked | Thousand Tons | 0 | 0 | 0 | 0 | 0 | 0 | 0
IL Fac. Spec. - NOX Rate Summer v3.1, Unit 520 and retrofits | 465 | 1797 | Rate Constraint in lbs/MMBtu | FALSE | L | Annual | Allowances Withdrawn (1:1) | Thousand Tons | 0 | 0 | 0 | 0 | 0 | 0 | 0
IL Fac. Spec. - NOX Rate Summer v3.1, Unit 520 and retrofits | 465 | 1797 | Rate Constraint in lbs/MMBtu | FALSE | L | Annual | Allowances Withdrawn (n:1) | Thousand Tons | 0 | 0 | 0 | 0 | 0 | 0 | 0
IL Fac. Spec. - NOX Rate Summer v3.1, Unit 520 and retrofits | 465 | 1797 | Rate Constraint in lbs/MMBtu | FALSE | L | Annual | Net Emissions Allowance Position | Thousand Tons | 0 | 0 | 0 | 0 | 0 | 0 | 0
IL Fac. Spec. - NOX Rate Summer v3.1, Unit 520 and retrofits | 465 | 1797 | Rate Constraint in lbs/MMBtu | FALSE | L | Annual | Fuel Consumed | TBtu | 0 | 0 | 0 | 0 | 0 | 0 | 0
IL Fac. Spec. - NOX Rate Summer v3.1, Unit 520 and retrofits | 465 | 1797 | Rate Constraint in lbs/MMBtu | FALSE | L | Annual | Rate | lb/MMBtu | 0 | 0 | 0 | 0 | 0 | 0 | 0
IL Fac. Spec. - NOX Rate Summer v3.1, Unit 520 and retrofits | 465 | 1797 | Rate Constraint in lbs/MMBtu | FALSE | L | Annual | Generation | TWh | 0 | 0 | 0 | 0 | 0 | 0 | 0
IL Fac. Spec. - NOX Rate Summer v3.1, Unit 520 and retrofits | 465 | 1797 | Rate Constraint in lbs/MMBtu | FALSE | L | Annual | Qualifying Generation | TWh | 0 | 0 | 0 | 0 | 0 | 0 | 0
IL Fac. Spec. - NOX Rate Summer v3.1, Unit 520 and retrofits | 465 | 1797 | Rate Constraint in lbs/MMBtu | FALSE | L | Annual | Rate | lb/MWh | 0 | 0 | 0 | 0 | 0 | 0 | 0
IL Fac. Spec. - NOX Rate Summer v3.1, Unit 520 and retrofits | 465 | 1797 | Rate Constraint in lbs/MMBtu | FALSE | L | Annual | Constraint Shadow Price | US2011$/Ton | 0 | 0 | 0 | 0 | 0 | 0 | 0
IL Fac. Spec. - NOX Rate Summer v3.1, Unit 521 and retrofits | 466 | 1797 | Rate Constraint in lbs/MMBtu | FALSE | L | Annual | Seasons Included | Seasons | Summer | Summer | Summer | Summer | Summer | Summer | Summer
IL Fac. Spec. - NOX Rate Summer v3.1, Unit 521 and retrofits | 466 | 1797 | Rate Constraint in lbs/MMBtu | FALSE | L | Annual | Standard | lb/MMBtu | 0.25 | 0.25 | 0.25 | 0.25 | 0.25 | 0.25 | 0.25
IL Fac. Spec. - NOX Rate Summer v3.1, Unit 521 and retrofits | 466 | 1797 | Rate Constraint in lbs/MMBtu | FALSE | L | Annual | Emissions at Affected Plants NOX | Thousand Tons | 0 | 0 | 0 | 0 | 0 | 0 | 0
IL Fac. Spec. - NOX Rate Summer v3.1, Unit 521 and retrofits | 466 | 1797 | Rate Constraint in lbs/MMBtu | FALSE | L | Annual | Allowances Purchased NOX | Thousand Tons | 0 | 0 | 0 | 0 | 0 | 0 | 0
IL Fac. Spec. - NOX Rate Summer v3.1, Unit 521 and retrofits | 466 | 1797 | Rate Constraint in lbs/MMBtu | FALSE | L | Annual | Allowances Sold NOX | Thousand Tons | 0 | 0 | 0 | 0 | 0 | 0 | 0
IL Fac. Spec. - NOX Rate Summer v3.1, Unit 521 and retrofits | 466 | 1797 | Rate Constraint in lbs/MMBtu | FALSE | L | Annual | Allowances Banked | Thousand Tons | 0 | 0 | 0 | 0 | 0 | 0 | 0
IL Fac. Spec. - NOX Rate Summer v3.1, Unit 521 and retrofits | 466 | 1797 | Rate Constraint in lbs/MMBtu | FALSE | L | Annual | Allowances Withdrawn (1:1) | Thousand Tons | 0 | 0 | 0 | 0 | 0 | 0 | 0
IL Fac. Spec. - NOX Rate Summer v3.1, Unit 521 and retrofits | 466 | 1797 | Rate Constraint in lbs/MMBtu | FALSE | L | Annual | Allowances Withdrawn (n:1) | Thousand Tons | 0 | 0 | 0 | 0 | 0 | 0 | 0
IL Fac. Spec. - NOX Rate Summer v3.1, Unit 521 and retrofits | 466 | 1797 | Rate Constraint in lbs/MMBtu | FALSE | L | Annual | Net Emissions Allowance Position | Thousand Tons | 0 | 0 | 0 | 0 | 0 | 0 | 0
IL Fac. Spec. - NOX Rate Summer v3.1, Unit 521 and retrofits | 466 | 1797 | Rate Constraint in lbs/MMBtu | FALSE | L | Annual | Fuel Consumed | TBtu | 0 | 0 | 0 | 0 | 0 | 0 | 0
IL Fac. Spec. - NOX Rate Summer v3.1, Unit 521 and retrofits | 466 | 1797 | Rate Constraint in lbs/MMBtu | FALSE | L | Annual | Rate | lb/MMBtu | 0 | 0 | 0 | 0 | 0 | 0 | 0
IL Fac. Spec. - NOX Rate Summer v3.1, Unit 521 and retrofits | 466 | 1797 | Rate Constraint in lbs/MMBtu | FALSE | L | Annual | Generation | TWh | 0 | 0 | 0 | 0 | 0 | 0 | 0
IL Fac. Spec. - NOX Rate Summer v3.1, Unit 521 and retrofits | 466 | 1797 | Rate Constraint in lbs/MMBtu | FALSE | L | Annual | Qualifying Generation | TWh | 0 | 0 | 0 | 0 | 0 | 0 | 0
IL Fac. Spec. - NOX Rate Summer v3.1, Unit 521 and retrofits | 466 | 1797 | Rate Constraint in lbs/MMBtu | FALSE | L | Annual | Rate | lb/MWh | 0 | 0 | 0 | 0 | 0 | 0 | 0
IL Fac. Spec. - NOX Rate Summer v3.1, Unit 521 and retrofits | 466 | 1797 | Rate Constraint in lbs/MMBtu | FALSE | L | Annual | Constraint Shadow Price | US2011$/Ton | 0 | 0 | 0 | 0 | 0 | 0 | 0
IL Fac. Spec. - NOX Rate Summer v3.1, Unit 522 and retrofits | 467 | 1797 | Rate Constraint in lbs/MMBtu | FALSE | L | Annual | Seasons Included | Seasons | Summer | Summer | Summer | Summer | Summer | Summer | Summer
IL Fac. Spec. - NOX Rate Summer v3.1, Unit 522 and retrofits | 467 | 1797 | Rate Constraint in lbs/MMBtu | FALSE | L | Annual | Standard | lb/MMBtu | 0.25 | 0.25 | 0.25 | 0.25 | 0.25 | 0.25 | 0.25
IL Fac. Spec. - NOX Rate Summer v3.1, Unit 522 and retrofits | 467 | 1797 | Rate Constraint in lbs/MMBtu | FALSE | L | Annual | Emissions at Affected Plants NOX | Thousand Tons | 0 | 0 | 0 | 0 | 0 | 0 | 0
IL Fac. Spec. - NOX Rate Summer v3.1, Unit 522 and retrofits | 467 | 1797 | Rate Constraint in lbs/MMBtu | FALSE | L | Annual | Allowances Purchased NOX | Thousand Tons | 0 | 0 | 0 | 0 | 0 | 0 | 0
IL Fac. Spec. - NOX Rate Summer v3.1, Unit 522 and retrofits | 467 | 1797 | Rate Constraint in lbs/MMBtu | FALSE | L | Annual | Allowances Sold NOX | Thousand Tons | 0 | 0 | 0 | 0 | 0 | 0 | 0
IL Fac. Spec. - NOX Rate Summer v3.1, Unit 522 and retrofits | 467 | 1797 | Rate Constraint in lbs/MMBtu | FALSE | L | Annual | Allowances Banked | Thousand Tons | 0 | 0 | 0 | 0 | 0 | 0 | 0
IL Fac. Spec. - NOX Rate Summer v3.1, Unit 522 and retrofits | 467 | 1797 | Rate Constraint in lbs/MMBtu | FALSE | L | Annual | Allowances Withdrawn (1:1) | Thousand Tons | 0 | 0 | 0 | 0 | 0 | 0 | 0
IL Fac. Spec. - NOX Rate Summer v3.1, Unit 522 and retrofits | 467 | 1797 | Rate Constraint in lbs/MMBtu | FALSE | L | Annual | Allowances Withdrawn (n:1) | Thousand Tons | 0 | 0 | 0 | 0 | 0 | 0 | 0
IL Fac. Spec. - NOX Rate Summer v3.1, Unit 522 and retrofits | 467 | 1797 | Rate Constraint in lbs/MMBtu | FALSE | L | Annual | Net Emissions Allowance Position | Thousand Tons | 0 | 0 | 0 | 0 | 0 | 0 | 0
IL Fac. Spec. - NOX Rate Summer v3.1, Unit 522 and retrofits | 467 | 1797 | Rate Constraint in lbs/MMBtu | FALSE | L | Annual | Fuel Consumed | TBtu | 0 | 0 | 0 | 0 | 0 | 0 | 0
IL Fac. Spec. - NOX Rate Summer v3.1, Unit 522 and retrofits | 467 | 1797 | Rate Constraint in lbs/MMBtu | FALSE | L | Annual | Rate | lb/MMBtu | 0 | 0 | 0 | 0 | 0 | 0 | 0
IL Fac. Spec. - NOX Rate Summer v3.1, Unit 522 and retrofits | 467 | 1797 | Rate Constraint in lbs/MMBtu | FALSE | L | Annual | Generation | TWh | 0 | 0 | 0 | 0 | 0 | 0 | 0
IL Fac. Spec. - NOX Rate Summer v3.1, Unit 522 and retrofits | 467 | 1797 | Rate Constraint in lbs/MMBtu | FALSE | L | Annual | Qualifying Generation | TWh | 0 | 0 | 0 | 0 | 0 | 0 | 0
IL Fac. Spec. - NOX Rate Summer v3.1, Unit 522 and retrofits | 467 | 1797 | Rate Constraint in lbs/MMBtu | FALSE | L | Annual | Rate | lb/MWh | 0 | 0 | 0 | 0 | 0 | 0 | 0
IL Fac. Spec. - NOX Rate Summer v3.1, Unit 522 and retrofits | 467 | 1797 | Rate Constraint in lbs/MMBtu | FALSE | L | Annual | Constraint Shadow Price | US2011$/Ton | 0 | 0 | 0 | 0 | 0 | 0 | 0
IL Fac. Spec. - NOX Rate Summer v3.1, Unit 523 and retrofits | 468 | 1797 | Rate Constraint in lbs/MMBtu | FALSE | L | Annual | Seasons Included | Seasons | Summer | Summer | Summer | Summer | Summer | Summer | Summer
IL Fac. Spec. - NOX Rate Summer v3.1, Unit 523 and retrofits | 468 | 1797 | Rate Constraint in lbs/MMBtu | FALSE | L | Annual | Standard | lb/MMBtu | 0.25 | 0.25 | 0.25 | 0.25 | 0.25 | 0.25 | 0.25
IL Fac. Spec. - NOX Rate Summer v3.1, Unit 523 and retrofits | 468 | 1797 | Rate Constraint in lbs/MMBtu | FALSE | L | Annual | Emissions at Affected Plants NOX | Thousand Tons | 0.0022746 | 0.0022746 | 0.0022746 | 0.00075683 | 0.0022746 | 0.00075683 | 0.00075683
IL Fac. Spec. - NOX Rate Summer v3.1, Unit 523 and retrofits | 468 | 1797 | Rate Constraint in lbs/MMBtu | FALSE | L | Annual | Allowances Purchased NOX | Thousand Tons | 0 | 0 | 0 | 0 | 0 | 0 | 0
IL Fac. Spec. - NOX Rate Summer v3.1, Unit 523 and retrofits | 468 | 1797 | Rate Constraint in lbs/MMBtu | FALSE | L | Annual | Allowances Sold NOX | Thousand Tons | 0 | 0 | 0 | 0 | 0 | 0 | 0
IL Fac. Spec. - NOX Rate Summer v3.1, Unit 523 and retrofits | 468 | 1797 | Rate Constraint in lbs/MMBtu | FALSE | L | Annual | Allowances Banked | Thousand Tons | 0 | 0 | 0 | 0 | 0 | 0 | 0
IL Fac. Spec. - NOX Rate Summer v3.1, Unit 523 and retrofits | 468 | 1797 | Rate Constraint in lbs/MMBtu | FALSE | L | Annual | Allowances Withdrawn (1:1) | Thousand Tons | 0 | 0 | 0 | 0 | 0 | 0 | 0
IL Fac. Spec. - NOX Rate Summer v3.1, Unit 523 and retrofits | 468 | 1797 | Rate Constraint in lbs/MMBtu | FALSE | L | Annual | Allowances Withdrawn (n:1) | Thousand Tons | 0 | 0 | 0 | 0 | 0 | 0 | 0
IL Fac. Spec. - NOX Rate Summer v3.1, Unit 523 and retrofits | 468 | 1797 | Rate Constraint in lbs/MMBtu | FALSE | L | Annual | Net Emissions Allowance Position | Thousand Tons | 0.0022746 | 0.0022746 | 0.0022746 | 0.00075683 | 0.0022746 | 0.00075683 | 0.00075683
IL Fac. Spec. - NOX Rate Summer v3.1, Unit 523 and retrofits | 468 | 1797 | Rate Constraint in lbs/MMBtu | FALSE | L | Annual | Fuel Consumed | TBtu | 0.22331 | 0.22331 | 0.22331 | 0.0743 | 0.22331 | 0.0743 | 0.0743
IL Fac. Spec. - NOX Rate Summer v3.1, Unit 523 and retrofits | 468 | 1797 | Rate Constraint in lbs/MMBtu | FALSE | L | Annual | Rate | lb/MMBtu | 0.020372 | 0.020372 | 0.020372 | 0.020372 | 0.020372 | 0.020372 | 0.020372
IL Fac. Spec. - NOX Rate Summer v3.1, Unit 523 and retrofits | 468 | 1797 | Rate Constraint in lbs/MMBtu | FALSE | L | Annual | Generation | TWh | 0.020782 | 0.020782 | 0.020782 | 0.0069149 | 0.020782 | 0.0069149 | 0.0069149
IL Fac. Spec. - NOX Rate Summer v3.1, Unit 523 and retrofits | 468 | 1797 | Rate Constraint in lbs/MMBtu | FALSE | L | Annual | Qualifying Generation | TWh | 0.020782 | 0.020782 | 0.020782 | 0.0069149 | 0.020782 | 0.0069149 | 0.0069149
IL Fac. Spec. - NOX Rate Summer v3.1, Unit 523 and retrofits | 468 | 1797 | Rate Constraint in lbs/MMBtu | FALSE | L | Annual | Rate | lb/MWh | 0.10945 | 0.10945 | 0.10945 | 0.10945 | 0.10945 | 0.10945 | 0.10945
IL Fac. Spec. - NOX Rate Summer v3.1, Unit 523 and retrofits | 468 | 1797 | Rate Constraint in lbs/MMBtu | FALSE | L | Annual | Constraint Shadow Price | US2011$/Ton | 0 | 0 | 0 | 0 | 0 | 0 | 0
IL Fac. Spec. - NOX Rate Summer v3.1, Unit 524 and retrofits | 469 | 1797 | Rate Constraint in lbs/MMBtu | FALSE | L | Annual | Seasons Included | Seasons | Summer | Summer | Summer | Summer | Summer | Summer | Summer
IL Fac. Spec. - NOX Rate Summer v3.1, Unit 524 and retrofits | 469 | 1797 | Rate Constraint in lbs/MMBtu | FALSE | L | Annual | Standard | lb/MMBtu | 0.25 | 0.25 | 0.25 | 0.25 | 0.25 | 0.25 | 0.25
IL Fac. Spec. - NOX Rate Summer v3.1, Unit 524 and retrofits | 469 | 1797 | Rate Constraint in lbs/MMBtu | FALSE | L | Annual | Emissions at Affected Plants NOX | Thousand Tons | 0.0023465 | 0.0023465 | 0.0023465 | 0.00078073 | 0.0023465 | 0.00078073 | 0.00078073
IL Fac. Spec. - NOX Rate Summer v3.1, Unit 524 and retrofits | 469 | 1797 | Rate Constraint in lbs/MMBtu | FALSE | L | Annual | Allowances Purchased NOX | Thousand Tons | 0 | 0 | 0 | 0 | 0 | 0 | 0
IL Fac. Spec. - NOX Rate Summer v3.1, Unit 524 and retrofits | 469 | 1797 | Rate Constraint in lbs/MMBtu | FALSE | L | Annual | Allowances Sold NOX | Thousand Tons | 0 | 0 | 0 | 0 | 0 | 0 | 0
IL Fac. Spec. - NOX Rate Summer v3.1, Unit 524 and retrofits | 469 | 1797 | Rate Constraint in lbs/MMBtu | FALSE | L | Annual | Allowances Banked | Thousand Tons | 0 | 0 | 0 | 0 | 0 | 0 | 0
IL Fac. Spec. - NOX Rate Summer v3.1, Unit 524 and retrofits | 469 | 1797 | Rate Constraint in lbs/MMBtu | FALSE | L | Annual | Allowances Withdrawn (1:1) | Thousand Tons | 0 | 0 | 0 | 0 | 0 | 0 | 0
IL Fac. Spec. - NOX Rate Summer v3.1, Unit 524 and retrofits | 469 | 1797 | Rate Constraint in lbs/MMBtu | FALSE | L | Annual | Allowances Withdrawn (n:1) | Thousand Tons | 0 | 0 | 0 | 0 | 0 | 0 | 0
IL Fac. Spec. - NOX Rate Summer v3.1, Unit 524 and retrofits | 469 | 1797 | Rate Constraint in lbs/MMBtu | FALSE | L | Annual | Net Emissions Allowance Position | Thousand Tons | 0.0023465 | 0.0023465 | 0.0023465 | 0.00078073 | 0.0023465 | 0.00078073 | 0.00078073
IL Fac. Spec. - NOX Rate Summer v3.1, Unit 524 and retrofits | 469 | 1797 | Rate Constraint in lbs/MMBtu | FALSE | L | Annual | Fuel Consumed | TBtu | 0.22331 | 0.22331 | 0.22331 | 0.0743 | 0.22331 | 0.0743 | 0.0743
IL Fac. Spec. - NOX Rate Summer v3.1, Unit 524 and retrofits | 469 | 1797 | Rate Constraint in lbs/MMBtu | FALSE | L | Annual | Rate | lb/MMBtu | 0.021015 | 0.021015 | 0.021015 | 0.021015 | 0.021015 | 0.021015 | 0.021015
IL Fac. Spec. - NOX Rate Summer v3.1, Unit 524 and retrofits | 469 | 1797 | Rate Constraint in lbs/MMBtu | FALSE | L | Annual | Generation | TWh | 0.020782 | 0.020782 | 0.020782 | 0.0069149 | 0.020782 | 0.0069149 | 0.0069149
IL Fac. Spec. - NOX Rate Summer v3.1, Unit 524 and retrofits | 469 | 1797 | Rate Constraint in lbs/MMBtu | FALSE | L | Annual | Qualifying Generation | TWh | 0.020782 | 0.020782 | 0.020782 | 0.0069149 | 0.020782 | 0.0069149 | 0.0069149
IL Fac. Spec. - NOX Rate Summer v3.1, Unit 524 and retrofits | 469 | 1797 | Rate Constraint in lbs/MMBtu | FALSE | L | Annual | Rate | lb/MWh | 0.11291 | 0.11291 | 0.11291 | 0.11291 | 0.11291 | 0.11291 | 0.11291
IL Fac. Spec. - NOX Rate Summer v3.1, Unit 524 and retrofits | 469 | 1797 | Rate Constraint in lbs/MMBtu | FALSE | L | Annual | Constraint Shadow Price | US2011$/Ton | 0 | 0 | 0 | 0 | 0 | 0 | 0
IL Fac. Spec. - NOX Rate Summer v3.1, Unit 525 and retrofits | 470 | 1797 | Rate Constraint in lbs/MMBtu | FALSE | L | Annual | Seasons Included | Seasons | Summer | Summer | Summer | Summer | Summer | Summer | Summer
IL Fac. Spec. - NOX Rate Summer v3.1, Unit 525 and retrofits | 470 | 1797 | Rate Constraint in lbs/MMBtu | FALSE | L | Annual | Standard | lb/MMBtu | 0.25 | 0.25 | 0.25 | 0.25 | 0.25 | 0.25 | 0.25
IL Fac. Spec. - NOX Rate Summer v3.1, Unit 525 and retrofits | 470 | 1797 | Rate Constraint in lbs/MMBtu | FALSE | L | Annual | Emissions at Affected Plants NOX | Thousand Tons | 0.0026703 | 0.0026703 | 0.0026703 | 0.0008885 | 0.0008885 | 0.0008885 | 0.0008885
IL Fac. Spec. - NOX Rate Summer v3.1, Unit 525 and retrofits | 470 | 1797 | Rate Constraint in lbs/MMBtu | FALSE | L | Annual | Allowances Purchased NOX | Thousand Tons | 0 | 0 | 0 | 0 | 0 | 0 | 0
IL Fac. Spec. - NOX Rate Summer v3.1, Unit 525 and retrofits | 470 | 1797 | Rate Constraint in lbs/MMBtu | FALSE | L | Annual | Allowances Sold NOX | Thousand Tons | 0 | 0 | 0 | 0 | 0 | 0 | 0
IL Fac. Spec. - NOX Rate Summer v3.1, Unit 525 and retrofits | 470 | 1797 | Rate Constraint in lbs/MMBtu | FALSE | L | Annual | Allowances Banked | Thousand Tons | 0 | 0 | 0 | 0 | 0 | 0 | 0
IL Fac. Spec. - NOX Rate Summer v3.1, Unit 525 and retrofits | 470 | 1797 | Rate Constraint in lbs/MMBtu | FALSE | L | Annual | Allowances Withdrawn (1:1) | Thousand Tons | 0 | 0 | 0 | 0 | 0 | 0 | 0
IL Fac. Spec. - NOX Rate Summer v3.1, Unit 525 and retrofits | 470 | 1797 | Rate Constraint in lbs/MMBtu | FALSE | L | Annual | Allowances Withdrawn (n:1) | Thousand Tons | 0 | 0 | 0 | 0 | 0 | 0 | 0
IL Fac. Spec. - NOX Rate Summer v3.1, Unit 525 and retrofits | 470 | 1797 | Rate Constraint in lbs/MMBtu | FALSE | L | Annual | Net Emissions Allowance Position | Thousand Tons | 0.0026703 | 0.0026703 | 0.0026703 | 0.0008885 | 0.0008885 | 0.0008885 | 0.0008885
IL Fac. Spec. - NOX Rate Summer v3.1, Unit 525 and retrofits | 470 | 1797 | Rate Constraint in lbs/MMBtu | FALSE | L | Annual | Fuel Consumed | TBtu | 0.22331 | 0.22331 | 0.22331 | 0.0743 | 0.0743 | 0.0743 | 0.0743
IL Fac. Spec. - NOX Rate Summer v3.1, Unit 525 and retrofits | 470 | 1797 | Rate Constraint in lbs/MMBtu | FALSE | L | Annual | Rate | lb/MMBtu | 0.023916 | 0.023916 | 0.023916 | 0.023916 | 0.023916 | 0.023916 | 0.023916
IL Fac. Spec. - NOX Rate Summer v3.1, Unit 525 and retrofits | 470 | 1797 | Rate Constraint in lbs/MMBtu | FALSE | L | Annual | Generation | TWh | 0.020782 | 0.020782 | 0.020782 | 0.0069149 | 0.0069149 | 0.0069149 | 0.0069149
IL Fac. Spec. - NOX Rate Summer v3.1, Unit 525 and retrofits | 470 | 1797 | Rate Constraint in lbs/MMBtu | FALSE | L | Annual | Qualifying Generation | TWh | 0.020782 | 0.020782 | 0.020782 | 0.0069149 | 0.0069149 | 0.0069149 | 0.0069149
IL Fac. Spec. - NOX Rate Summer v3.1, Unit 525 and retrofits | 470 | 1797 | Rate Constraint in lbs/MMBtu | FALSE | L | Annual | Rate | lb/MWh | 0.12849 | 0.12849 | 0.12849 | 0.12849 | 0.12849 | 0.12849 | 0.12849
IL Fac. Spec. - NOX Rate Summer v3.1, Unit 525 and retrofits | 470 | 1797 | Rate Constraint in lbs/MMBtu | FALSE | L | Annual | Constraint Shadow Price | US2011$/Ton | 0 | 0 | 0 | 0 | 0 | 0 | 0
IL Fac. Spec. - NOX Rate Summer v3.1, Unit 526 and retrofits | 471 | 1797 | Rate Constraint in lbs/MMBtu | FALSE | L | Annual | Seasons Included | Seasons | Summer | Summer | Summer | Summer | Summer | Summer | Summer
IL Fac. Spec. - NOX Rate Summer v3.1, Unit 526 and retrofits | 471 | 1797 | Rate Constraint in lbs/MMBtu | FALSE | L | Annual | Standard | lb/MMBtu | 0.25 | 0.25 | 0.25 | 0.25 | 0.25 | 0.25 | 0.25
IL Fac. Spec. - NOX Rate Summer v3.1, Unit 526 and retrofits | 471 | 1797 | Rate Constraint in lbs/MMBtu | FALSE | L | Annual | Emissions at Affected Plants NOX | Thousand Tons | 0.0024048 | 0.0024048 | 0.0024048 | 0.00080014 | 0.0024048 | 0.00080014 | 0.00080014
IL Fac. Spec. - NOX Rate Summer v3.1, Unit 526 and retrofits | 471 | 1797 | Rate Constraint in lbs/MMBtu | FALSE | L | Annual | Allowances Purchased NOX | Thousand Tons | 0 | 0 | 0 | 0 | 0 | 0 | 0
IL Fac. Spec. - NOX Rate Summer v3.1, Unit 526 and retrofits | 471 | 1797 | Rate Constraint in lbs/MMBtu | FALSE | L | Annual | Allowances Sold NOX | Thousand Tons | 0 | 0 | 0 | 0 | 0 | 0 | 0
IL Fac. Spec. - NOX Rate Summer v3.1, Unit 526 and retrofits | 471 | 1797 | Rate Constraint in lbs/MMBtu | FALSE | L | Annual | Allowances Banked | Thousand Tons | 0 | 0 | 0 | 0 | 0 | 0 | 0
IL Fac. Spec. - NOX Rate Summer v3.1, Unit 526 and retrofits | 471 | 1797 | Rate Constraint in lbs/MMBtu | FALSE | L | Annual | Allowances Withdrawn (1:1) | Thousand Tons | 0 | 0 | 0 | 0 | 0 | 0 | 0
IL Fac. Spec. - NOX Rate Summer v3.1, Unit 526 and retrofits | 471 | 1797 | Rate Constraint in lbs/MMBtu | FALSE | L | Annual | Allowances Withdrawn (n:1) | Thousand Tons | 0 | 0 | 0 | 0 | 0 | 0 | 0
IL Fac. Spec. - NOX Rate Summer v3.1, Unit 526 and retrofits | 471 | 1797 | Rate Constraint in lbs/MMBtu | FALSE | L | Annual | Net Emissions Allowance Position | Thousand Tons | 0.0024048 | 0.0024048 | 0.0024048 | 0.00080014 | 0.0024048 | 0.00080014 | 0.00080014
IL Fac. Spec. - NOX Rate Summer v3.1, Unit 526 and retrofits | 471 | 1797 | Rate Constraint in lbs/MMBtu | FALSE | L | Annual | Fuel Consumed | TBtu | 0.22331 | 0.22331 | 0.22331 | 0.0743 | 0.22331 | 0.0743 | 0.0743
IL Fac. Spec. - NOX Rate Summer v3.1, Unit 526 and retrofits | 471 | 1797 | Rate Constraint in lbs/MMBtu | FALSE | L | Annual | Rate | lb/MMBtu | 0.021538 | 0.021538 | 0.021538 | 0.021538 | 0.021538 | 0.021538 | 0.021538
IL Fac. Spec. - NOX Rate Summer v3.1, Unit 526 and retrofits | 471 | 1797 | Rate Constraint in lbs/MMBtu | FALSE | L | Annual | Generation | TWh | 0.020782 | 0.020782 | 0.020782 | 0.0069149 | 0.020782 | 0.0069149 | 0.0069149
IL Fac. Spec. - NOX Rate Summer v3.1, Unit 526 and retrofits | 471 | 1797 | Rate Constraint in lbs/MMBtu | FALSE | L | Annual | Qualifying Generation | TWh | 0.020782 | 0.020782 | 0.020782 | 0.0069149 | 0.020782 | 0.0069149 | 0.0069149
IL Fac. Spec. - NOX Rate Summer v3.1, Unit 526 and retrofits | 471 | 1797 | Rate Constraint in lbs/MMBtu | FALSE | L | Annual | Rate | lb/MWh | 0.11571 | 0.11571 | 0.11571 | 0.11571 | 0.11571 | 0.11571 | 0.11571
IL Fac. Spec. - NOX Rate Summer v3.1, Unit 526 and retrofits | 471 | 1797 | Rate Constraint in lbs/MMBtu | FALSE | L | Annual | Constraint Shadow Price | US2011$/Ton | 0 | 0 | 0 | 0 | 0 | 0 | 0
IL Fac. Spec. - NOX Rate Summer v3.1, Unit 527 and retrofits | 472 | 1797 | Rate Constraint in lbs/MMBtu | FALSE | L | Annual | Seasons Included | Seasons | Summer | Summer | Summer | Summer | Summer | Summer | Summer
IL Fac. Spec. - NOX Rate Summer v3.1, Unit 527 and retrofits | 472 | 1797 | Rate Constraint in lbs/MMBtu | FALSE | L | Annual | Standard | lb/MMBtu | 0.25 | 0.25 | 0.25 | 0.25 | 0.25 | 0.25 | 0.25
IL Fac. Spec. - NOX Rate Summer v3.1, Unit 527 and retrofits | 472 | 1797 | Rate Constraint in lbs/MMBtu | FALSE | L | Annual | Emissions at Affected Plants NOX | Thousand Tons | 0.0024667 | 0.0024667 | 0.0024667 | 0.00082074 | 0.00082074 | 0.00082074 | 0.00082074
IL Fac. Spec. - NOX Rate Summer v3.1, Unit 527 and retrofits | 472 | 1797 | Rate Constraint in lbs/MMBtu | FALSE | L | Annual | Allowances Purchased NOX | Thousand Tons | 0 | 0 | 0 | 0 | 0 | 0 | 0
IL Fac. Spec. - NOX Rate Summer v3.1, Unit 527 and retrofits | 472 | 1797 | Rate Constraint in lbs/MMBtu | FALSE | L | Annual | Allowances Sold NOX | Thousand Tons | 0 | 0 | 0 | 0 | 0 | 0 | 0
IL Fac. Spec. - NOX Rate Summer v3.1, Unit 527 and retrofits | 472 | 1797 | Rate Constraint in lbs/MMBtu | FALSE | L | Annual | Allowances Banked | Thousand Tons | 0 | 0 | 0 | 0 | 0 | 0 | 0
IL Fac. Spec. - NOX Rate Summer v3.1, Unit 527 and retrofits | 472 | 1797 | Rate Constraint in lbs/MMBtu | FALSE | L | Annual | Allowances Withdrawn (1:1) | Thousand Tons | 0 | 0 | 0 | 0 | 0 | 0 | 0
IL Fac. Spec. - NOX Rate Summer v3.1, Unit 527 and retrofits | 472 | 1797 | Rate Constraint in lbs/MMBtu | FALSE | L | Annual | Allowances Withdrawn (n:1) | Thousand Tons | 0 | 0 | 0 | 0 | 0 | 0 | 0
IL Fac. Spec. - NOX Rate Summer v3.1, Unit 527 and retrofits | 472 | 1797 | Rate Constraint in lbs/MMBtu | FALSE | L | Annual | Net Emissions Allowance Position | Thousand Tons | 0.0024667 | 0.0024667 | 0.0024667 | 0.00082074 | 0.00082074 | 0.00082074 | 0.00082074
IL Fac. Spec. - NOX Rate Summer v3.1, Unit 527 and retrofits | 472 | 1797 | Rate Constraint in lbs/MMBtu | FALSE | L | Annual | Fuel Consumed | TBtu | 0.22331 | 0.22331 | 0.22331 | 0.0743 | 0.0743 | 0.0743 | 0.0743
IL Fac. Spec. - NOX Rate Summer v3.1, Unit 527 and retrofits | 472 | 1797 | Rate Constraint in lbs/MMBtu | FALSE | L | Annual | Rate | lb/MMBtu | 0.022092 | 0.022092 | 0.022092 | 0.022092 | 0.022092 | 0.022092 | 0.022092
IL Fac. Spec. - NOX Rate Summer v3.1, Unit 527 and retrofits | 472 | 1797 | Rate Constraint in lbs/MMBtu | FALSE | L | Annual | Generation | TWh | 0.020782 | 0.020782 | 0.020782 | 0.0069149 | 0.0069149 | 0.0069149 | 0.0069149
IL Fac. Spec. - NOX Rate Summer v3.1, Unit 527 and retrofits | 472 | 1797 | Rate Constraint in lbs/MMBtu | FALSE | L | Annual | Qualifying Generation | TWh | 0.020782 | 0.020782 | 0.020782 | 0.0069149 | 0.0069149 | 0.0069149 | 0.0069149
IL Fac. Spec. - NOX Rate Summer v3.1, Unit 527 and retrofits | 472 | 1797 | Rate Constraint in lbs/MMBtu | FALSE | L | Annual | Rate | lb/MWh | 0.11869 | 0.11869 | 0.11869 | 0.11869 | 0.11869 | 0.11869 | 0.11869
IL Fac. Spec. - NOX Rate Summer v3.1, Unit 527 and retrofits | 472 | 1797 | Rate Constraint in lbs/MMBtu | FALSE | L | Annual | Constraint Shadow Price | US2011$/Ton | 0 | 0 | 0 | 0 | 0 | 0 | 0
IL Fac. Spec. - NOX Rate Summer v3.1, Unit 528 and retrofits | 473 | 1797 | Rate Constraint in lbs/MMBtu | FALSE | L | Annual | Seasons Included | Seasons | Summer | Summer | Summer | Summer | Summer | Summer | Summer
IL Fac. Spec. - NOX Rate Summer v3.1, Unit 528 and retrofits | 473 | 1797 | Rate Constraint in lbs/MMBtu | FALSE | L | Annual | Standard | lb/MMBtu | 0.25 | 0.25 | 0.25 | 0.25 | 0.25 | 0.25 | 0.25
IL Fac. Spec. - NOX Rate Summer v3.1, Unit 528 and retrofits | 473 | 1797 | Rate Constraint in lbs/MMBtu | FALSE | L | Annual | Emissions at Affected Plants NOX | Thousand Tons | 0.002142 | 0.002142 | 0.002142 | 0.00071271 | 0.002142 | 0.00071271 | 0.00071271
IL Fac. Spec. - NOX Rate Summer v3.1, Unit 528 and retrofits | 473 | 1797 | Rate Constraint in lbs/MMBtu | FALSE | L | Annual | Allowances Purchased NOX | Thousand Tons | 0 | 0 | 0 | 0 | 0 | 0 | 0
IL Fac. Spec. - NOX Rate Summer v3.1, Unit 528 and retrofits | 473 | 1797 | Rate Constraint in lbs/MMBtu | FALSE | L | Annual | Allowances Sold NOX | Thousand Tons | 0 | 0 | 0 | 0 | 0 | 0 | 0
IL Fac. Spec. - NOX Rate Summer v3.1, Unit 528 and retrofits | 473 | 1797 | Rate Constraint in lbs/MMBtu | FALSE | L | Annual | Allowances Banked | Thousand Tons | 0 | 0 | 0 | 0 | 0 | 0 | 0
IL Fac. Spec. - NOX Rate Summer v3.1, Unit 528 and retrofits | 473 | 1797 | Rate Constraint in lbs/MMBtu | FALSE | L | Annual | Allowances Withdrawn (1:1) | Thousand Tons | 0 | 0 | 0 | 0 | 0 | 0 | 0
IL Fac. Spec. - NOX Rate Summer v3.1, Unit 528 and retrofits | 473 | 1797 | Rate Constraint in lbs/MMBtu | FALSE | L | Annual | Allowances Withdrawn (n:1) | Thousand Tons | 0 | 0 | 0 | 0 | 0 | 0 | 0
IL Fac. Spec. - NOX Rate Summer v3.1, Unit 528 and retrofits | 473 | 1797 | Rate Constraint in lbs/MMBtu | FALSE | L | Annual | Net Emissions Allowance Position | Thousand Tons | 0.002142 | 0.002142 | 0.002142 | 0.00071271 | 0.002142 | 0.00071271 | 0.00071271
IL Fac. Spec. - NOX Rate Summer v3.1, Unit 528 and retrofits | 473 | 1797 | Rate Constraint in lbs/MMBtu | FALSE | L | Annual | Fuel Consumed | TBtu | 0.22331 | 0.22331 | 0.22331 | 0.0743 | 0.22331 | 0.0743 | 0.0743
IL Fac. Spec. - NOX Rate Summer v3.1, Unit 528 and retrofits | 473 | 1797 | Rate Constraint in lbs/MMBtu | FALSE | L | Annual | Rate | lb/MMBtu | 0.019185 | 0.019185 | 0.019185 | 0.019185 | 0.019185 | 0.019185 | 0.019185
IL Fac. Spec. - NOX Rate Summer v3.1, Unit 528 and retrofits | 473 | 1797 | Rate Constraint in lbs/MMBtu | FALSE | L | Annual | Generation | TWh | 0.020782 | 0.020782 | 0.020782 | 0.0069149 | 0.020782 | 0.0069149 | 0.0069149
IL Fac. Spec. - NOX Rate Summer v3.1, Unit 528 and retrofits | 473 | 1797 | Rate Constraint in lbs/MMBtu | FALSE | L | Annual | Qualifying Generation | TWh | 0.020782 | 0.020782 | 0.020782 | 0.0069149 | 0.020782 | 0.0069149 | 0.0069149
IL Fac. Spec. - NOX Rate Summer v3.1, Unit 528 and retrofits | 473 | 1797 | Rate Constraint in lbs/MMBtu | FALSE | L | Annual | Rate | lb/MWh | 0.10307 | 0.10307 | 0.10307 | 0.10307 | 0.10307 | 0.10307 | 0.10307
IL Fac. Spec. - NOX Rate Summer v3.1, Unit 528 and retrofits | 473 | 1797 | Rate Constraint in lbs/MMBtu | FALSE | L | Annual | Constraint Shadow Price | US2011$/Ton | 0 | 0 | 0 | 0 | 0 | 0 | 0
IL Fac. Spec. - NOX Rate Summer v3.1, Unit 529 and retrofits | 474 | 1797 | Rate Constraint in lbs/MMBtu | FALSE | L | Annual | Seasons Included | Seasons | Summer | Summer | Summer | Summer | Summer | Summer | Summer
IL Fac. Spec. - NOX Rate Summer v3.1, Unit 529 and retrofits | 474 | 1797 | Rate Constraint in lbs/MMBtu | FALSE | L | Annual | Standard | lb/MMBtu | 0.25 | 0.25 | 0.25 | 0.25 | 0.25 | 0.25 | 0.25
IL Fac. Spec. - NOX Rate Summer v3.1, Unit 529 and retrofits | 474 | 1797 | Rate Constraint in lbs/MMBtu | FALSE | L | Annual | Emissions at Affected Plants NOX | Thousand Tons | 0.0024247 | 0.0024247 | 0.0024247 | 0.00080677 | 0.0022909 | 0.00080677 | 0.00080677
IL Fac. Spec. - NOX Rate Summer v3.1, Unit 529 and retrofits | 474 | 1797 | Rate Constraint in lbs/MMBtu | FALSE | L | Annual | Allowances Purchased NOX | Thousand Tons | 0 | 0 | 0 | 0 | 0 | 0 | 0
IL Fac. Spec. - NOX Rate Summer v3.1, Unit 529 and retrofits | 474 | 1797 | Rate Constraint in lbs/MMBtu | FALSE | L | Annual | Allowances Sold NOX | Thousand Tons | 0 | 0 | 0 | 0 | 0 | 0 | 0
IL Fac. Spec. - NOX Rate Summer v3.1, Unit 529 and retrofits | 474 | 1797 | Rate Constraint in lbs/MMBtu | FALSE | L | Annual | Allowances Banked | Thousand Tons | 0 | 0 | 0 | 0 | 0 | 0 | 0
IL Fac. Spec. - NOX Rate Summer v3.1, Unit 529 and retrofits | 474 | 1797 | Rate Constraint in lbs/MMBtu | FALSE | L | Annual | Allowances Withdrawn (1:1) | Thousand Tons | 0 | 0 | 0 | 0 | 0 | 0 | 0
IL Fac. Spec. - NOX Rate Summer v3.1, Unit 529 and retrofits | 474 | 1797 | Rate Constraint in lbs/MMBtu | FALSE | L | Annual | Allowances Withdrawn (n:1) | Thousand Tons | 0 | 0 | 0 | 0 | 0 | 0 | 0
IL Fac. Spec. - NOX Rate Summer v3.1, Unit 529 and retrofits | 474 | 1797 | Rate Constraint in lbs/MMBtu | FALSE | L | Annual | Net Emissions Allowance Position | Thousand Tons | 0.0024247 | 0.0024247 | 0.0024247 | 0.00080677 | 0.0022909 | 0.00080677 | 0.00080677
IL Fac. Spec. - NOX Rate Summer v3.1, Unit 529 and retrofits | 474 | 1797 | Rate Constraint in lbs/MMBtu | FALSE | L | Annual | Fuel Consumed | TBtu | 0.22331 | 0.22331 | 0.22331 | 0.0743 | 0.21098 | 0.0743 | 0.0743
IL Fac. Spec. - NOX Rate Summer v3.1, Unit 529 and retrofits | 474 | 1797 | Rate Constraint in lbs/MMBtu | FALSE | L | Annual | Rate | lb/MMBtu | 0.021716 | 0.021716 | 0.021716 | 0.021716 | 0.021716 | 0.021716 | 0.021716
IL Fac. Spec. - NOX Rate Summer v3.1, Unit 529 and retrofits | 474 | 1797 | Rate Constraint in lbs/MMBtu | FALSE | L | Annual | Generation | TWh | 0.020782 | 0.020782 | 0.020782 | 0.0069149 | 0.019636 | 0.0069149 | 0.0069149
IL Fac. Spec. - NOX Rate Summer v3.1, Unit 529 and retrofits | 474 | 1797 | Rate Constraint in lbs/MMBtu | FALSE | L | Annual | Qualifying Generation | TWh | 0.020782 | 0.020782 | 0.020782 | 0.0069149 | 0.019636 | 0.0069149 | 0.0069149
IL Fac. Spec. - NOX Rate Summer v3.1, Unit 529 and retrofits | 474 | 1797 | Rate Constraint in lbs/MMBtu | FALSE | L | Annual | Rate | lb/MWh | 0.11667 | 0.11667 | 0.11667 | 0.11667 | 0.11667 | 0.11667 | 0.11667
IL Fac. Spec. - NOX Rate Summer v3.1, Unit 529 and retrofits | 474 | 1797 | Rate Constraint in lbs/MMBtu | FALSE | L | Annual | Constraint Shadow Price | US2011$/Ton | 0 | 0 | 0 | 0 | 0 | 0 | 0
IL Fac. Spec. - NOX Rate Summer v3.1, Unit 530 and retrofits | 475 | 1797 | Rate Constraint in lbs/MMBtu | FALSE | L | Annual | Seasons Included | Seasons | Summer | Summer | Summer | Summer | Summer | Summer | Summer
IL Fac. Spec. - NOX Rate Summer v3.1, Unit 530 and retrofits | 475 | 1797 | Rate Constraint in lbs/MMBtu | FALSE | L | Annual | Standard | lb/MMBtu | 0.25 | 0.25 | 0.25 | 0.25 | 0.25 | 0.25 | 0.25
IL Fac. Spec. - NOX Rate Summer v3.1, Unit 530 and retrofits | 475 | 1797 | Rate Constraint in lbs/MMBtu | FALSE | L | Annual | Emissions at Affected Plants NOX | Thousand Tons | 0.0023104 | 0.0023104 | 0.0023104 | 0.00076872 | 0.0023104 | 0.00076872 | 0.00076872
IL Fac. Spec. - NOX Rate Summer v3.1, Unit 530 and retrofits | 475 | 1797 | Rate Constraint in lbs/MMBtu | FALSE | L | Annual | Allowances Purchased NOX | Thousand Tons | 0 | 0 | 0 | 0 | 0 | 0 | 0
IL Fac. Spec. - NOX Rate Summer v3.1, Unit 530 and retrofits | 475 | 1797 | Rate Constraint in lbs/MMBtu | FALSE | L | Annual | Allowances Sold NOX | Thousand Tons | 0 | 0 | 0 | 0 | 0 | 0 | 0
IL Fac. Spec. - NOX Rate Summer v3.1, Unit 530 and retrofits | 475 | 1797 | Rate Constraint in lbs/MMBtu | FALSE | L | Annual | Allowances Banked | Thousand Tons | 0 | 0 | 0 | 0 | 0 | 0 | 0
IL Fac. Spec. - NOX Rate Summer v3.1, Unit 530 and retrofits | 475 | 1797 | Rate Constraint in lbs/MMBtu | FALSE | L | Annual | Allowances Withdrawn (1:1) | Thousand Tons | 0 | 0 | 0 | 0 | 0 | 0 | 0
IL Fac. Spec. - NOX Rate Summer v3.1, Unit 530 and retrofits | 475 | 1797 | Rate Constraint in lbs/MMBtu | FALSE | L | Annual | Allowances Withdrawn (n:1) | Thousand Tons | 0 | 0 | 0 | 0 | 0 | 0 | 0
IL Fac. Spec. - NOX Rate Summer v3.1, Unit 530 and retrofits | 475 | 1797 | Rate Constraint in lbs/MMBtu | FALSE | L | Annual | Net Emissions Allowance Position | Thousand Tons | 0.0023104 | 0.0023104 | 0.0023104 | 0.00076872 | 0.0023104 | 0.00076872 | 0.00076872
IL Fac. Spec. - NOX Rate Summer v3.1, Unit 530 and retrofits | 475 | 1797 | Rate Constraint in lbs/MMBtu | FALSE | L | Annual | Fuel Consumed | TBtu | 0.22331 | 0.22331 | 0.22331 | 0.0743 | 0.22331 | 0.0743 | 0.0743
IL Fac. Spec. - NOX Rate Summer v3.1, Unit 530 and retrofits | 475 | 1797 | Rate Constraint in lbs/MMBtu | FALSE | L | Annual | Rate | lb/MMBtu | 0.020692 | 0.020692 | 0.020692 | 0.020692 | 0.020692 | 0.020692 | 0.020692
IL Fac. Spec. - NOX Rate Summer v3.1, Unit 530 and retrofits | 475 | 1797 | Rate Constraint in lbs/MMBtu | FALSE | L | Annual | Generation | TWh | 0.020782 | 0.020782 | 0.020782 | 0.0069149 | 0.020782 | 0.0069149 | 0.0069149
IL Fac. Spec. - NOX Rate Summer v3.1, Unit 530 and retrofits | 475 | 1797 | Rate Constraint in lbs/MMBtu | FALSE | L | Annual | Qualifying Generation | TWh | 0.020782 | 0.020782 | 0.020782 | 0.0069149 | 0.020782 | 0.0069149 | 0.0069149
IL Fac. Spec. - NOX Rate Summer v3.1, Unit 530 and retrofits | 475 | 1797 | Rate Constraint in lbs/MMBtu | FALSE | L | Annual | Rate | lb/MWh | 0.11117 | 0.11117 | 0.11117 | 0.11117 | 0.11117 | 0.11117 | 0.11117
IL Fac. Spec. - NOX Rate Summer v3.1, Unit 530 and retrofits | 475 | 1797 | Rate Constraint in lbs/MMBtu | FALSE | L | Annual | Constraint Shadow Price | US2011$/Ton | 0 | 0 | 0 | 0 | 0 | 0 | 0
IL Fac. Spec. - NOX Rate Summer v3.1, Unit 531 and retrofits | 476 | 1797 | Rate Constraint in lbs/MMBtu | FALSE | L | Annual | Seasons Included | Seasons | Summer | Summer | Summer | Summer | Summer | Summer | Summer
IL Fac. Spec. - NOX Rate Summer v3.1, Unit 531 and retrofits | 476 | 1797 | Rate Constraint in lbs/MMBtu | FALSE | L | Annual | Standard | lb/MMBtu | 0.25 | 0.25 | 0.25 | 0.25 | 0.25 | 0.25 | 0.25
IL Fac. Spec. - NOX Rate Summer v3.1, Unit 531 and retrofits | 476 | 1797 | Rate Constraint in lbs/MMBtu | FALSE | L | Annual | Emissions at Affected Plants NOX | Thousand Tons | 0.0023588 | 0.0023588 | 0.0023588 | 0.00078484 | 0.0023588 | 0.00078484 | 0.00078484
IL Fac. Spec. - NOX Rate Summer v3.1, Unit 531 and retrofits | 476 | 1797 | Rate Constraint in lbs/MMBtu | FALSE | L | Annual | Allowances Purchased NOX | Thousand Tons | 0 | 0 | 0 | 0 | 0 | 0 | 0
IL Fac. Spec. - NOX Rate Summer v3.1, Unit 531 and retrofits | 476 | 1797 | Rate Constraint in lbs/MMBtu | FALSE | L | Annual | Allowances Sold NOX | Thousand Tons | 0 | 0 | 0 | 0 | 0 | 0 | 0
IL Fac. Spec. - NOX Rate Summer v3.1, Unit 531 and retrofits | 476 | 1797 | Rate Constraint in lbs/MMBtu | FALSE | L | Annual | Allowances Banked | Thousand Tons | 0 | 0 | 0 | 0 | 0 | 0 | 0
IL Fac. Spec. - NOX Rate Summer v3.1, Unit 531 and retrofits | 476 | 1797 | Rate Constraint in lbs/MMBtu | FALSE | L | Annual | Allowances Withdrawn (1:1) | Thousand Tons | 0 | 0 | 0 | 0 | 0 | 0 | 0
IL Fac. Spec. - NOX Rate Summer v3.1, Unit 531 and retrofits | 476 | 1797 | Rate Constraint in lbs/MMBtu | FALSE | L | Annual | Allowances Withdrawn (n:1) | Thousand Tons | 0 | 0 | 0 | 0 | 0 | 0 | 0
IL Fac. Spec. - NOX Rate Summer v3.1, Unit 531 and retrofits | 476 | 1797 | Rate Constraint in lbs/MMBtu | FALSE | L | Annual | Net Emissions Allowance Position | Thousand Tons | 0.0023588 | 0.0023588 | 0.0023588 | 0.00078484 | 0.0023588 | 0.00078484 | 0.00078484
IL Fac. Spec. - NOX Rate Summer v3.1, Unit 531 and retrofits | 476 | 1797 | Rate Constraint in lbs/MMBtu | FALSE | L | Annual | Fuel Consumed | TBtu | 0.22331 | 0.22331 | 0.22331 | 0.0743 | 0.22331 | 0.0743 | 0.0743
IL Fac. Spec. - NOX Rate Summer v3.1, Unit 531 and retrofits | 476 | 1797 | Rate Constraint in lbs/MMBtu | FALSE | L | Annual | Rate | lb/MMBtu | 0.021126 | 0.021126 | 0.021126 | 0.021126 | 0.021126 | 0.021126 | 0.021126
IL Fac. Spec. - NOX Rate Summer v3.1, Unit 531 and retrofits | 476 | 1797 | Rate Constraint in lbs/MMBtu | FALSE | L | Annual | Generation | TWh | 0.020782 | 0.020782 | 0.020782 | 0.0069149 | 0.020782 | 0.0069149 | 0.0069149
IL Fac. Spec. - NOX Rate Summer v3.1, Unit 531 and retrofits | 476 | 1797 | Rate Constraint in lbs/MMBtu | FALSE | L | Annual | Qualifying Generation | TWh | 0.020782 | 0.020782 | 0.020782 | 0.0069149 | 0.020782 | 0.0069149 | 0.0069149
IL Fac. Spec. - NOX Rate Summer v3.1, Unit 531 and retrofits | 476 | 1797 | Rate Constraint in lbs/MMBtu | FALSE | L | Annual | Rate | lb/MWh | 0.1135 | 0.1135 | 0.1135 | 0.1135 | 0.1135 | 0.1135 | 0.1135
IL Fac. Spec. - NOX Rate Summer v3.1, Unit 531 and retrofits | 476 | 1797 | Rate Constraint in lbs/MMBtu | FALSE | L | Annual | Constraint Shadow Price | US2011$/Ton | 0 | 0 | 0 | 0 | 0 | 0 | 0
IL Fac. Spec. - NOX Rate Summer v3.1, Unit 532 and retrofits | 477 | 1797 | Rate Constraint in lbs/MMBtu | FALSE | L | Annual | Seasons Included | Seasons | Summer | Summer | Summer | Summer | Summer | Summer | Summer
IL Fac. Spec. - NOX Rate Summer v3.1, Unit 532 and retrofits | 477 | 1797 | Rate Constraint in lbs/MMBtu | FALSE | L | Annual | Standard | lb/MMBtu | 0.25 | 0.25 | 0.25 | 0.25 | 0.25 | 0.25 | 0.25
IL Fac. Spec. - NOX Rate Summer v3.1, Unit 532 and retrofits | 477 | 1797 | Rate Constraint in lbs/MMBtu | FALSE | L | Annual | Emissions at Affected Plants NOX | Thousand Tons | 0.002486 | 0.002486 | 0.002486 | 0.00082717 | 0.00082717 | 0.00082717 | 0.00082717
IL Fac. Spec. - NOX Rate Summer v3.1, Unit 532 and retrofits | 477 | 1797 | Rate Constraint in lbs/MMBtu | FALSE | L | Annual | Allowances Purchased NOX | Thousand Tons | 0 | 0 | 0 | 0 | 0 | 0 | 0
IL Fac. Spec. - NOX Rate Summer v3.1, Unit 532 and retrofits | 477 | 1797 | Rate Constraint in lbs/MMBtu | FALSE | L | Annual | Allowances Sold NOX | Thousand Tons | 0 | 0 | 0 | 0 | 0 | 0 | 0
IL Fac. Spec. - NOX Rate Summer v3.1, Unit 532 and retrofits | 477 | 1797 | Rate Constraint in lbs/MMBtu | FALSE | L | Annual | Allowances Banked | Thousand Tons | 0 | 0 | 0 | 0 | 0 | 0 | 0
IL Fac. Spec. - NOX Rate Summer v3.1, Unit 532 and retrofits | 477 | 1797 | Rate Constraint in lbs/MMBtu | FALSE | L | Annual | Allowances Withdrawn (1:1) | Thousand Tons | 0 | 0 | 0 | 0 | 0 | 0 | 0
IL Fac. Spec. - NOX Rate Summer v3.1, Unit 532 and retrofits | 477 | 1797 | Rate Constraint in lbs/MMBtu | FALSE | L | Annual | Allowances Withdrawn (n:1) | Thousand Tons | 0 | 0 | 0 | 0 | 0 | 0 | 0
IL Fac. Spec. - NOX Rate Summer v3.1, Unit 532 and retrofits | 477 | 1797 | Rate Constraint in lbs/MMBtu | FALSE | L | Annual | Net Emissions Allowance Position | Thousand Tons | 0.002486 | 0.002486 | 0.002486 | 0.00082717 | 0.00082717 | 0.00082717 | 0.00082717
IL Fac. Spec. - NOX Rate Summer v3.1, Unit 532 and retrofits | 477 | 1797 | Rate Constraint in lbs/MMBtu | FALSE | L | Annual | Fuel Consumed | TBtu | 0.22331 | 0.22331 | 0.22331 | 0.0743 | 0.0743 | 0.0743 | 0.0743
IL Fac. Spec. - NOX Rate Summer v3.1, Unit 532 and retrofits | 477 | 1797 | Rate Constraint in lbs/MMBtu | FALSE | L | Annual | Rate | lb/MMBtu | 0.022266 | 0.022266 | 0.022266 | 0.022266 | 0.022266 | 0.022266 | 0.022266
IL Fac. Spec. - NOX Rate Summer v3.1, Unit 532 and retrofits | 477 | 1797 | Rate Constraint in lbs/MMBtu | FALSE | L | Annual | Generation | TWh | 0.020782 | 0.020782 | 0.020782 | 0.0069149 | 0.0069149 | 0.0069149 | 0.0069149
IL Fac. Spec. - NOX Rate Summer v3.1, Unit 532 and retrofits | 477 | 1797 | Rate Constraint in lbs/MMBtu | FALSE | L | Annual | Qualifying Generation | TWh | 0.020782 | 0.020782 | 0.020782 | 0.0069149 | 0.0069149 | 0.0069149 | 0.0069149
IL Fac. Spec. - NOX Rate Summer v3.1, Unit 532 and retrofits | 477 | 1797 | Rate Constraint in lbs/MMBtu | FALSE | L | Annual | Rate | lb/MWh | 0.11962 | 0.11962 | 0.11962 | 0.11962 | 0.11962 | 0.11962 | 0.11962
IL Fac. Spec. - NOX Rate Summer v3.1, Unit 532 and retrofits | 477 | 1797 | Rate Constraint in lbs/MMBtu | FALSE | L | Annual | Constraint Shadow Price | US2011$/Ton | 0 | 0 | 0 | 0 | 0 | 0 | 0
IL Fac. Spec. - NOX Rate Summer v3.1, Unit 533 and retrofits | 478 | 1797 | Rate Constraint in lbs/MMBtu | FALSE | L | Annual | Seasons Included | Seasons | Summer | Summer | Summer | Summer | Summer | Summer | Summer
IL Fac. Spec. - NOX Rate Summer v3.1, Unit 533 and retrofits | 478 | 1797 | Rate Constraint in lbs/MMBtu | FALSE | L | Annual | Standard | lb/MMBtu | 0.25 | 0.25 | 0.25 | 0.25 | 0.25 | 0.25 | 0.25
IL Fac. Spec. - NOX Rate Summer v3.1, Unit 533 and retrofits | 478 | 1797 | Rate Constraint in lbs/MMBtu | FALSE | L | Annual | Emissions at Affected Plants NOX | Thousand Tons | 0.0023467 | 0.0023467 | 0.0023467 | 0.00078081 | 0.0023467 | 0.00078081 | 0.00078081
IL Fac. Spec. - NOX Rate Summer v3.1, Unit 533 and retrofits | 478 | 1797 | Rate Constraint in lbs/MMBtu | FALSE | L | Annual | Allowances Purchased NOX | Thousand Tons | 0 | 0 | 0 | 0 | 0 | 0 | 0
IL Fac. Spec. - NOX Rate Summer v3.1, Unit 533 and retrofits | 478 | 1797 | Rate Constraint in lbs/MMBtu | FALSE | L | Annual | Allowances Sold NOX | Thousand Tons | 0 | 0 | 0 | 0 | 0 | 0 | 0
IL Fac. Spec. - NOX Rate Summer v3.1, Unit 533 and retrofits | 478 | 1797 | Rate Constraint in lbs/MMBtu | FALSE | L | Annual | Allowances Banked | Thousand Tons | 0 | 0 | 0 | 0 | 0 | 0 | 0
IL Fac. Spec. - NOX Rate Summer v3.1, Unit 533 and retrofits | 478 | 1797 | Rate Constraint in lbs/MMBtu | FALSE | L | Annual | Allowances Withdrawn (1:1) | Thousand Tons | 0 | 0 | 0 | 0 | 0 | 0 | 0
IL Fac. Spec. - NOX Rate Summer v3.1, Unit 533 and retrofits | 478 | 1797 | Rate Constraint in lbs/MMBtu | FALSE | L | Annual | Allowances Withdrawn (n:1) | Thousand Tons | 0 | 0 | 0 | 0 | 0 | 0 | 0
IL Fac. Spec. - NOX Rate Summer v3.1, Unit 533 and retrofits | 478 | 1797 | Rate Constraint in lbs/MMBtu | FALSE | L | Annual | Net Emissions Allowance Position | Thousand Tons | 0.0023467 | 0.0023467 | 0.0023467 | 0.00078081 | 0.0023467 | 0.00078081 | 0.00078081
IL Fac. Spec. - NOX Rate Summer v3.1, Unit 533 and retrofits | 478 | 1797 | Rate Constraint in lbs/MMBtu | FALSE | L | Annual | Fuel Consumed | TBtu | 0.22331 | 0.22331 | 0.22331 | 0.0743 | 0.22331 | 0.0743 | 0.0743
IL Fac. Spec. - NOX Rate Summer v3.1, Unit 533 and retrofits | 478 | 1797 | Rate Constraint in lbs/MMBtu | FALSE | L | Annual | Rate | lb/MMBtu | 0.021018 | 0.021018 | 0.021018 | 0.021018 | 0.021018 | 0.021018 | 0.021018
IL Fac. Spec. - NOX Rate Summer v3.1, Unit 533 and retrofits | 478 | 1797 | Rate Constraint in lbs/MMBtu | FALSE | L | Annual | Generation | TWh | 0.020782 | 0.020782 | 0.020782 | 0.0069149 | 0.020782 | 0.0069149 | 0.0069149
IL Fac. Spec. - NOX Rate Summer v3.1, Unit 533 and retrofits | 478 | 1797 | Rate Constraint in lbs/MMBtu | FALSE | L | Annual | Qualifying Generation | TWh | 0.020782 | 0.020782 | 0.020782 | 0.0069149 | 0.020782 | 0.0069149 | 0.0069149
IL Fac. Spec. - NOX Rate Summer v3.1, Unit 533 and retrofits | 478 | 1797 | Rate Constraint in lbs/MMBtu | FALSE | L | Annual | Rate | lb/MWh | 0.11292 | 0.11292 | 0.11292 | 0.11292 | 0.11292 | 0.11292 | 0.11292
IL Fac. Spec. - NOX Rate Summer v3.1, Unit 533 and retrofits | 478 | 1797 | Rate Constraint in lbs/MMBtu | FALSE | L | Annual | Constraint Shadow Price | US2011$/Ton | 0 | 0 | 0 | 0 | 0 | 0 | 0
IL Fac. Spec. - NOX Rate Summer v3.1, Unit 534 and retrofits | 479 | 1797 | Rate Constraint in lbs/MMBtu | FALSE | L | Annual | Seasons Included | Seasons | Summer | Summer | Summer | Summer | Summer | Summer | Summer
IL Fac. Spec. - NOX Rate Summer v3.1, Unit 534 and retrofits | 479 | 1797 | Rate Constraint in lbs/MMBtu | FALSE | L | Annual | Standard | lb/MMBtu | 0.25 | 0.25 | 0.25 | 0.25 | 0.25 | 0.25 | 0.25
IL Fac. Spec. - NOX Rate Summer v3.1, Unit 534 and retrofits | 479 | 1797 | Rate Constraint in lbs/MMBtu | FALSE | L | Annual | Emissions at Affected Plants NOX | Thousand Tons | 0.0023667 | 0.0023667 | 0.0023667 | 0.00078748 | 0.0023667 | 0.00078748 | 0.00078748
IL Fac. Spec. - NOX Rate Summer v3.1, Unit 534 and retrofits | 479 | 1797 | Rate Constraint in lbs/MMBtu | FALSE | L | Annual | Allowances Purchased NOX | Thousand Tons | 0 | 0 | 0 | 0 | 0 | 0 | 0
IL Fac. Spec. - NOX Rate Summer v3.1, Unit 534 and retrofits | 479 | 1797 | Rate Constraint in lbs/MMBtu | FALSE | L | Annual | Allowances Sold NOX | Thousand Tons | 0 | 0 | 0 | 0 | 0 | 0 | 0
IL Fac. Spec. - NOX Rate Summer v3.1, Unit 534 and retrofits | 479 | 1797 | Rate Constraint in lbs/MMBtu | FALSE | L | Annual | Allowances Banked | Thousand Tons | 0 | 0 | 0 | 0 | 0 | 0 | 0
IL Fac. Spec. - NOX Rate Summer v3.1, Unit 534 and retrofits | 479 | 1797 | Rate Constraint in lbs/MMBtu | FALSE | L | Annual | Allowances Withdrawn (1:1) | Thousand Tons | 0 | 0 | 0 | 0 | 0 | 0 | 0
IL Fac. Spec. - NOX Rate Summer v3.1, Unit 534 and retrofits | 479 | 1797 | Rate Constraint in lbs/MMBtu | FALSE | L | Annual | Allowances Withdrawn (n:1) | Thousand Tons | 0 | 0 | 0 | 0 | 0 | 0 | 0
IL Fac. Spec. - NOX Rate Summer v3.1, Unit 534 and retrofits | 479 | 1797 | Rate Constraint in lbs/MMBtu | FALSE | L | Annual | Net Emissions Allowance Position | Thousand Tons | 0.0023667 | 0.0023667 | 0.0023667 | 0.00078748 | 0.0023667 | 0.00078748 | 0.00078748
IL Fac. Spec. - NOX Rate Summer v3.1, Unit 534 and retrofits | 479 | 1797 | Rate Constraint in lbs/MMBtu | FALSE | L | Annual | Fuel Consumed | TBtu | 0.22331 | 0.22331 | 0.22331 | 0.0743 | 0.22331 | 0.0743 | 0.0743
IL Fac. Spec. - NOX Rate Summer v3.1, Unit 534 and retrofits | 479 | 1797 | Rate Constraint in lbs/MMBtu | FALSE | L | Annual | Rate | lb/MMBtu | 0.021197 | 0.021197 | 0.021197 | 0.021197 | 0.021197 | 0.021197 | 0.021197
IL Fac. Spec. - NOX Rate Summer v3.1, Unit 534 and retrofits | 479 | 1797 | Rate Constraint in lbs/MMBtu | FALSE | L | Annual | Generation | TWh | 0.020782 | 0.020782 | 0.020782 | 0.0069149 | 0.020782 | 0.0069149 | 0.0069149
IL Fac. Spec. - NOX Rate Summer v3.1, Unit 534 and retrofits | 479 | 1797 | Rate Constraint in lbs/MMBtu | FALSE | L | Annual | Qualifying Generation | TWh | 0.020782 | 0.020782 | 0.020782 | 0.0069149 | 0.020782 | 0.0069149 | 0.0069149
IL Fac. Spec. - NOX Rate Summer v3.1, Unit 534 and retrofits | 479 | 1797 | Rate Constraint in lbs/MMBtu | FALSE | L | Annual | Rate | lb/MWh | 0.11388 | 0.11388 | 0.11388 | 0.11388 | 0.11388 | 0.11388 | 0.11388
IL Fac. Spec. - NOX Rate Summer v3.1, Unit 534 and retrofits | 479 | 1797 | Rate Constraint in lbs/MMBtu | FALSE | L | Annual | Constraint Shadow Price | US2011$/Ton | 0 | 0 | 0 | 0 | 0 | 0 | 0
IL Fac. Spec. - NOX Rate Summer v3.1, Unit 535 and retrofits | 480 | 1797 | Rate Constraint in lbs/MMBtu | FALSE | L | Annual | Seasons Included | Seasons | Summer | Summer | Summer | Summer | Summer | Summer | Summer
IL Fac. Spec. - NOX Rate Summer v3.1, Unit 535 and retrofits | 480 | 1797 | Rate Constraint in lbs/MMBtu | FALSE | L | Annual | Standard | lb/MMBtu | 0.25 | 0.25 | 0.25 | 0.25 | 0.25 | 0.25 | 0.25
IL Fac. Spec. - NOX Rate Summer v3.1, Unit 535 and retrofits | 480 | 1797 | Rate Constraint in lbs/MMBtu | FALSE | L | Annual | Emissions at Affected Plants NOX | Thousand Tons | 0.0094109 | 0.0094109 | 0.0031313 | 0.0031313 | 0.0031313 | 0.0031313 | 0.0031313
IL Fac. Spec. - NOX Rate Summer v3.1, Unit 535 and retrofits | 480 | 1797 | Rate Constraint in lbs/MMBtu | FALSE | L | Annual | Allowances Purchased NOX | Thousand Tons | 0 | 0 | 0 | 0 | 0 | 0 | 0
IL Fac. Spec. - NOX Rate Summer v3.1, Unit 535 and retrofits | 480 | 1797 | Rate Constraint in lbs/MMBtu | FALSE | L | Annual | Allowances Sold NOX | Thousand Tons | 0 | 0 | 0 | 0 | 0 | 0 | 0
IL Fac. Spec. - NOX Rate Summer v3.1, Unit 535 and retrofits | 480 | 1797 | Rate Constraint in lbs/MMBtu | FALSE | L | Annual | Allowances Banked | Thousand Tons | 0 | 0 | 0 | 0 | 0 | 0 | 0
IL Fac. Spec. - NOX Rate Summer v3.1, Unit 535 and retrofits | 480 | 1797 | Rate Constraint in lbs/MMBtu | FALSE | L | Annual | Allowances Withdrawn (1:1) | Thousand Tons | 0 | 0 | 0 | 0 | 0 | 0 | 0
IL Fac. Spec. - NOX Rate Summer v3.1, Unit 535 and retrofits | 480 | 1797 | Rate Constraint in lbs/MMBtu | FALSE | L | Annual | Allowances Withdrawn (n:1) | Thousand Tons | 0 | 0 | 0 | 0 | 0 | 0 | 0
IL Fac. Spec. - NOX Rate Summer v3.1, Unit 535 and retrofits | 480 | 1797 | Rate Constraint in lbs/MMBtu | FALSE | L | Annual | Net Emissions Allowance Position | Thousand Tons | 0.0094109 | 0.0094109 | 0.0031313 | 0.0031313 | 0.0031313 | 0.0031313 | 0.0031313
IL Fac. Spec. - NOX Rate Summer v3.1, Unit 535 and retrofits | 480 | 1797 | Rate Constraint in lbs/MMBtu | FALSE | L | Annual | Fuel Consumed | TBtu | 0.23926 | 0.23926 | 0.079608 | 0.079608 | 0.079608 | 0.079608 | 0.079608
IL Fac. Spec. - NOX Rate Summer v3.1, Unit 535 and retrofits | 480 | 1797 | Rate Constraint in lbs/MMBtu | FALSE | L | Annual | Rate | lb/MMBtu | 0.078667 | 0.078667 | 0.078667 | 0.078667 | 0.078667 | 0.078667 | 0.078667
IL Fac. Spec. - NOX Rate Summer v3.1, Unit 535 and retrofits | 480 | 1797 | Rate Constraint in lbs/MMBtu | FALSE | L | Annual | Generation | TWh | 0.022267 | 0.022267 | 0.0074088 | 0.0074088 | 0.0074088 | 0.0074088 | 0.0074088
IL Fac. Spec. - NOX Rate Summer v3.1, Unit 535 and retrofits | 480 | 1797 | Rate Constraint in lbs/MMBtu | FALSE | L | Annual | Qualifying Generation | TWh | 0.022267 | 0.022267 | 0.0074088 | 0.0074088 | 0.0074088 | 0.0074088 | 0.0074088
IL Fac. Spec. - NOX Rate Summer v3.1, Unit 535 and retrofits | 480 | 1797 | Rate Constraint in lbs/MMBtu | FALSE | L | Annual | Rate | lb/MWh | 0.42264 | 0.42264 | 0.42264 | 0.42264 | 0.42264 | 0.42264 | 0.42264
IL Fac. Spec. - NOX Rate Summer v3.1, Unit 535 and retrofits | 480 | 1797 | Rate Constraint in lbs/MMBtu | FALSE | L | Annual | Constraint Shadow Price | US2011$/Ton | 0 | 0 | 0 | 0 | 0 | 0 | 0
IL Fac. Spec. - NOX Rate Summer v3.1, Unit 536 and retrofits | 481 | 1797 | Rate Constraint in lbs/MMBtu | FALSE | L | Annual | Seasons Included | Seasons | Summer | Summer | Summer | Summer | Summer | Summer | Summer
IL Fac. Spec. - NOX Rate Summer v3.1, Unit 536 and retrofits | 481 | 1797 | Rate Constraint in lbs/MMBtu | FALSE | L | Annual | Standard | lb/MMBtu | 0.25 | 0.25 | 0.25 | 0.25 | 0.25 | 0.25 | 0.25
IL Fac. Spec. - NOX Rate Summer v3.1, Unit 536 and retrofits | 481 | 1797 | Rate Constraint in lbs/MMBtu | FALSE | L | Annual | Emissions at Affected Plants NOX | Thousand Tons | 0.019679 | 0.019679 | 0.019679 | 0.0065478 | 0.0065478 | 0.0065478 | 0.0065478
IL Fac. Spec. - NOX Rate Summer v3.1, Unit 536 and retrofits | 481 | 1797 | Rate Constraint in lbs/MMBtu | FALSE | L | Annual | Allowances Purchased NOX | Thousand Tons | 0 | 0 | 0 | 0 | 0 | 0 | 0
IL Fac. Spec. - NOX Rate Summer v3.1, Unit 536 and retrofits | 481 | 1797 | Rate Constraint in lbs/MMBtu | FALSE | L | Annual | Allowances Sold NOX | Thousand Tons | 0 | 0 | 0 | 0 | 0 | 0 | 0
IL Fac. Spec. - NOX Rate Summer v3.1, Unit 536 and retrofits | 481 | 1797 | Rate Constraint in lbs/MMBtu | FALSE | L | Annual | Allowances Banked | Thousand Tons | 0 | 0 | 0 | 0 | 0 | 0 | 0
IL Fac. Spec. - NOX Rate Summer v3.1, Unit 536 and retrofits | 481 | 1797 | Rate Constraint in lbs/MMBtu | FALSE | L | Annual | Allowances Withdrawn (1:1) | Thousand Tons | 0 | 0 | 0 | 0 | 0 | 0 | 0
IL Fac. Spec. - NOX Rate Summer v3.1, Unit 536 and retrofits | 481 | 1797 | Rate Constraint in lbs/MMBtu | FALSE | L | Annual | Allowances Withdrawn (n:1) | Thousand Tons | 0 | 0 | 0 | 0 | 0 | 0 | 0
IL Fac. Spec. - NOX Rate Summer v3.1, Unit 536 and retrofits | 481 | 1797 | Rate Constraint in lbs/MMBtu | FALSE | L | Annual | Net Emissions Allowance Position | Thousand Tons | 0.019679 | 0.019679 | 0.019679 | 0.0065478 | 0.0065478 | 0.0065478 | 0.0065478
IL Fac. Spec. - NOX Rate Summer v3.1, Unit 536 and retrofits | 481 | 1797 | Rate Constraint in lbs/MMBtu | FALSE | L | Annual | Fuel Consumed | TBtu | 0.83182 | 0.83182 | 0.83182 | 0.27677 | 0.27677 | 0.27677 | 0.27677
IL Fac. Spec. - NOX Rate Summer v3.1, Unit 536 and retrofits | 481 | 1797 | Rate Constraint in lbs/MMBtu | FALSE | L | Annual | Rate | lb/MMBtu | 0.047316 | 0.047316 | 0.047316 | 0.047316 | 0.047316 | 0.047316 | 0.047316
IL Fac. Spec. - NOX Rate Summer v3.1, Unit 536 and retrofits | 481 | 1797 | Rate Constraint in lbs/MMBtu | FALSE | L | Annual | Generation | TWh | 0.077415 | 0.077415 | 0.077415 | 0.025758 | 0.025758 | 0.025758 | 0.025758
IL Fac. Spec. - NOX Rate Summer v3.1, Unit 536 and retrofits | 481 | 1797 | Rate Constraint in lbs/MMBtu | FALSE | L | Annual | Qualifying Generation | TWh | 0.077415 | 0.077415 | 0.077415 | 0.025758 | 0.025758 | 0.025758 | 0.025758
IL Fac. Spec. - NOX Rate Summer v3.1, Unit 536 and retrofits | 481 | 1797 | Rate Constraint in lbs/MMBtu | FALSE | L | Annual | Rate | lb/MWh | 0.25421 | 0.25421 | 0.25421 | 0.25421 | 0.25421 | 0.25421 | 0.25421
IL Fac. Spec. - NOX Rate Summer v3.1, Unit 536 and retrofits | 481 | 1797 | Rate Constraint in lbs/MMBtu | FALSE | L | Annual | Constraint Shadow Price | US2011$/Ton | 0 | 0 | 0 | 0 | 0 | 0 | 0
IL Fac. Spec. - NOX Rate Summer v3.1, Unit 537 and retrofits | 482 | 1797 | Rate Constraint in lbs/MMBtu | FALSE | L | Annual | Seasons Included | Seasons | Summer | Summer | Summer | Summer | Summer | Summer | Summer
IL Fac. Spec. - NOX Rate Summer v3.1, Unit 537 and retrofits | 482 | 1797 | Rate Constraint in lbs/MMBtu | FALSE | L | Annual | Standard | lb/MMBtu | 0.25 | 0.25 | 0.25 | 0.25 | 0.25 | 0.25 | 0.25
IL Fac. Spec. - NOX Rate Summer v3.1, Unit 537 and retrofits | 482 | 1797 | Rate Constraint in lbs/MMBtu | FALSE | L | Annual | Emissions at Affected Plants NOX | Thousand Tons | 0.019186 | 0.019186 | 0.019186 | 0.0063836 | 0.0063836 | 0.0063836 | 0.0063836
IL Fac. Spec. - NOX Rate Summer v3.1, Unit 537 and retrofits | 482 | 1797 | Rate Constraint in lbs/MMBtu | FALSE | L | Annual | Allowances Purchased NOX | Thousand Tons | 0 | 0 | 0 | 0 | 0 | 0 | 0
IL Fac. Spec. - NOX Rate Summer v3.1, Unit 537 and retrofits | 482 | 1797 | Rate Constraint in lbs/MMBtu | FALSE | L | Annual | Allowances Sold NOX | Thousand Tons | 0 | 0 | 0 | 0 | 0 | 0 | 0
IL Fac. Spec. - NOX Rate Summer v3.1, Unit 537 and retrofits | 482 | 1797 | Rate Constraint in lbs/MMBtu | FALSE | L | Annual | Allowances Banked | Thousand Tons | 0 | 0 | 0 | 0 | 0 | 0 | 0
IL Fac. Spec. - NOX Rate Summer v3.1, Unit 537 and retrofits | 482 | 1797 | Rate Constraint in lbs/MMBtu | FALSE | L | Annual | Allowances Withdrawn (1:1) | Thousand Tons | 0 | 0 | 0 | 0 | 0 | 0 | 0
IL Fac. Spec. - NOX Rate Summer v3.1, Unit 537 and retrofits | 482 | 1797 | Rate Constraint in lbs/MMBtu | FALSE | L | Annual | Allowances Withdrawn (n:1) | Thousand Tons | 0 | 0 | 0 | 0 | 0 | 0 | 0
IL Fac. Spec. - NOX Rate Summer v3.1, Unit 537 and retrofits | 482 | 1797 | Rate Constraint in lbs/MMBtu | FALSE | L | Annual | Net Emissions Allowance Position | Thousand Tons | 0.019186 | 0.019186 | 0.019186 | 0.0063836 | 0.0063836 | 0.0063836 | 0.0063836
IL Fac. Spec. - NOX Rate Summer v3.1, Unit 537 and retrofits | 482 | 1797 | Rate Constraint in lbs/MMBtu | FALSE | L | Annual | Fuel Consumed | TBtu | 0.83182 | 0.83182 | 0.83182 | 0.27677 | 0.27677 | 0.27677 | 0.27677
IL Fac. Spec. - NOX Rate Summer v3.1, Unit 537 and retrofits | 482 | 1797 | Rate Constraint in lbs/MMBtu | FALSE | L | Annual | Rate | lb/MMBtu | 0.046129 | 0.046129 | 0.046129 | 0.046129 | 0.046129 | 0.046129 | 0.046129
IL Fac. Spec. - NOX Rate Summer v3.1, Unit 537 and retrofits | 482 | 1797 | Rate Constraint in lbs/MMBtu | FALSE | L | Annual | Generation | TWh | 0.077415 | 0.077415 | 0.077415 | 0.025758 | 0.025758 | 0.025758 | 0.025758
IL Fac. Spec. - NOX Rate Summer v3.1, Unit 537 and retrofits | 482 | 1797 | Rate Constraint in lbs/MMBtu | FALSE | L | Annual | Qualifying Generation | TWh | 0.077415 | 0.077415 | 0.077415 | 0.025758 | 0.025758 | 0.025758 | 0.025758
IL Fac. Spec. - NOX Rate Summer v3.1, Unit 537 and retrofits | 482 | 1797 | Rate Constraint in lbs/MMBtu | FALSE | L | Annual | Rate | lb/MWh | 0.24783 | 0.24783 | 0.24783 | 0.24783 | 0.24783 | 0.24783 | 0.24783
IL Fac. Spec. - NOX Rate Summer v3.1, Unit 537 and retrofits | 482 | 1797 | Rate Constraint in lbs/MMBtu | FALSE | L | Annual | Constraint Shadow Price | US2011$/Ton | 0 | 0 | 0 | 0 | 0 | 0 | 0
IL Fac. Spec. - NOX Rate Summer v3.1, Unit 538 and retrofits | 483 | 1797 | Rate Constraint in lbs/MMBtu | FALSE | L | Annual | Seasons Included | Seasons | Summer | Summer | Summer | Summer | Summer | Summer | Summer
IL Fac. Spec. - NOX Rate Summer v3.1, Unit 538 and retrofits | 483 | 1797 | Rate Constraint in lbs/MMBtu | FALSE | L | Annual | Standard | lb/MMBtu | 0.25 | 0.25 | 0.25 | 0.25 | 0.25 | 0.25 | 0.25
IL Fac. Spec. - NOX Rate Summer v3.1, Unit 538 and retrofits | 483 | 1797 | Rate Constraint in lbs/MMBtu | FALSE | L | Annual | Emissions at Affected Plants NOX | Thousand Tons | 0.012156 | 0.0064254 | 0.0064254 | 0.0064254 | 0.0064254 | 0.0064254 | 0.0064254
IL Fac. Spec. - NOX Rate Summer v3.1, Unit 538 and retrofits | 483 | 1797 | Rate Constraint in lbs/MMBtu | FALSE | L | Annual | Allowances Purchased NOX | Thousand Tons | 0 | 0 | 0 | 0 | 0 | 0 | 0
IL Fac. Spec. - NOX Rate Summer v3.1, Unit 538 and retrofits | 483 | 1797 | Rate Constraint in lbs/MMBtu | FALSE | L | Annual | Allowances Sold NOX | Thousand Tons | 0 | 0 | 0 | 0 | 0 | 0 | 0
IL Fac. Spec. - NOX Rate Summer v3.1, Unit 538 and retrofits | 483 | 1797 | Rate Constraint in lbs/MMBtu | FALSE | L | Annual | Allowances Banked | Thousand Tons | 0 | 0 | 0 | 0 | 0 | 0 | 0
IL Fac. Spec. - NOX Rate Summer v3.1, Unit 538 and retrofits | 483 | 1797 | Rate Constraint in lbs/MMBtu | FALSE | L | Annual | Allowances Withdrawn (1:1) | Thousand Tons | 0 | 0 | 0 | 0 | 0 | 0 | 0
IL Fac. Spec. - NOX Rate Summer v3.1, Unit 538 and retrofits | 483 | 1797 | Rate Constraint in lbs/MMBtu | FALSE | L | Annual | Allowances Withdrawn (n:1) | Thousand Tons | 0 | 0 | 0 | 0 | 0 | 0 | 0
IL Fac. Spec. - NOX Rate Summer v3.1, Unit 538 and retrofits | 483 | 1797 | Rate Constraint in lbs/MMBtu | FALSE | L | Annual | Net Emissions Allowance Position | Thousand Tons | 0.012156 | 0.0064254 | 0.0064254 | 0.0064254 | 0.0064254 | 0.0064254 | 0.0064254
IL Fac. Spec. - NOX Rate Summer v3.1, Unit 538 and retrofits | 483 | 1797 | Rate Constraint in lbs/MMBtu | FALSE | L | Annual | Fuel Consumed | TBtu | 0.40451 | 0.21382 | 0.21382 | 0.21382 | 0.21382 | 0.21382 | 0.21382
IL Fac. Spec. - NOX Rate Summer v3.1, Unit 538 and retrofits | 483 | 1797 | Rate Constraint in lbs/MMBtu | FALSE | L | Annual | Rate | lb/MMBtu | 0.0601 | 0.0601 | 0.0601 | 0.0601 | 0.0601 | 0.0601 | 0.0601
IL Fac. Spec. - NOX Rate Summer v3.1, Unit 538 and retrofits | 483 | 1797 | Rate Constraint in lbs/MMBtu | FALSE | L | Annual | Generation | TWh | 0.036868 | 0.019488 | 0.019488 | 0.019488 | 0.019488 | 0.019488 | 0.019488
IL Fac. Spec. - NOX Rate Summer v3.1, Unit 538 and retrofits | 483 | 1797 | Rate Constraint in lbs/MMBtu | FALSE | L | Annual | Qualifying Generation | TWh | 0.036868 | 0.019488 | 0.019488 | 0.019488 | 0.019488 | 0.019488 | 0.019488
IL Fac. Spec. - NOX Rate Summer v3.1, Unit 538 and retrofits | 483 | 1797 | Rate Constraint in lbs/MMBtu | FALSE | L | Annual | Rate | lb/MWh | 0.32971 | 0.32971 | 0.32971 | 0.32971 | 0.32971 | 0.32971 | 0.32971
IL Fac. Spec. - NOX Rate Summer v3.1, Unit 538 and retrofits | 483 | 1797 | Rate Constraint in lbs/MMBtu | FALSE | L | Annual | Constraint Shadow Price | US2011$/Ton | 0 | 0 | 0 | 0 | 0 | 0 | 0
IL Fac. Spec. - NOX Rate Summer v3.1, Unit 539 and retrofits | 484 | 1797 | Rate Constraint in lbs/MMBtu | FALSE | L | Annual | Seasons Included | Seasons | Summer | Summer | Summer | Summer | Summer | Summer | Summer
IL Fac. Spec. - NOX Rate Summer v3.1, Unit 539 and retrofits | 484 | 1797 | Rate Constraint in lbs/MMBtu | FALSE | L | Annual | Standard | lb/MMBtu | 0.25 | 0.25 | 0.25 | 0.25 | 0.25 | 0.25 | 0.25
IL Fac. Spec. - NOX Rate Summer v3.1, Unit 539 and retrofits | 484 | 1797 | Rate Constraint in lbs/MMBtu | FALSE | L | Annual | Emissions at Affected Plants NOX | Thousand Tons | 0.0063933 | 0.0063933 | 0.0063933 | 0.0063933 | 0.0063933 | 0.0063933 | 0.0063933
IL Fac. Spec. - NOX Rate Summer v3.1, Unit 539 and retrofits | 484 | 1797 | Rate Constraint in lbs/MMBtu | FALSE | L | Annual | Allowances Purchased NOX | Thousand Tons | 0 | 0 | 0 | 0 | 0 | 0 | 0
IL Fac. Spec. - NOX Rate Summer v3.1, Unit 539 and retrofits | 484 | 1797 | Rate Constraint in lbs/MMBtu | FALSE | L | Annual | Allowances Sold NOX | Thousand Tons | 0 | 0 | 0 | 0 | 0 | 0 | 0
IL Fac. Spec. - NOX Rate Summer v3.1, Unit 539 and retrofits | 484 | 1797 | Rate Constraint in lbs/MMBtu | FALSE | L | Annual | Allowances Banked | Thousand Tons | 0 | 0 | 0 | 0 | 0 | 0 | 0
IL Fac. Spec. - NOX Rate Summer v3.1, Unit 539 and retrofits | 484 | 1797 | Rate Constraint in lbs/MMBtu | FALSE | L | Annual | Allowances Withdrawn (1:1) | Thousand Tons | 0 | 0 | 0 | 0 | 0 | 0 | 0
IL Fac. Spec. - NOX Rate Summer v3.1, Unit 539 and retrofits | 484 | 1797 | Rate Constraint in lbs/MMBtu | FALSE | L | Annual | Allowances Withdrawn (n:1) | Thousand Tons | 0 | 0 | 0 | 0 | 0 | 0 | 0
IL Fac. Spec. - NOX Rate Summer v3.1, Unit 539 and retrofits | 484 | 1797 | Rate Constraint in lbs/MMBtu | FALSE | L | Annual | Net Emissions Allowance Position | Thousand Tons | 0.0063933 | 0.0063933 | 0.0063933 | 0.0063933 | 0.0063933 | 0.0063933 | 0.0063933
IL Fac. Spec. - NOX Rate Summer v3.1, Unit 539 and retrofits | 484 | 1797 | Rate Constraint in lbs/MMBtu | FALSE | L | Annual | Fuel Consumed | TBtu | 0.21382 | 0.21382 | 0.21382 | 0.21382 | 0.21382 | 0.21382 | 0.21382
IL Fac. Spec. - NOX Rate Summer v3.1, Unit 539 and retrofits | 484 | 1797 | Rate Constraint in lbs/MMBtu | FALSE | L | Annual | Rate | lb/MMBtu | 0.0598 | 0.0598 | 0.0598 | 0.0598 | 0.0598 | 0.0598 | 0.0598
IL Fac. Spec. - NOX Rate Summer v3.1, Unit 539 and retrofits | 484 | 1797 | Rate Constraint in lbs/MMBtu | FALSE | L | Annual | Generation | TWh | 0.019488 | 0.019488 | 0.019488 | 0.019488 | 0.019488 | 0.019488 | 0.019488
IL Fac. Spec. - NOX Rate Summer v3.1, Unit 539 and retrofits | 484 | 1797 | Rate Constraint in lbs/MMBtu | FALSE | L | Annual | Qualifying Generation | TWh | 0.019488 | 0.019488 | 0.019488 | 0.019488 | 0.019488 | 0.019488 | 0.019488
IL Fac. Spec. - NOX Rate Summer v3.1, Unit 539 and retrofits | 484 | 1797 | Rate Constraint in lbs/MMBtu | FALSE | L | Annual | Rate | lb/MWh | 0.32806 | 0.32806 | 0.32806 | 0.32806 | 0.32806 | 0.32806 | 0.32806
IL Fac. Spec. - NOX Rate Summer v3.1, Unit 539 and retrofits | 484 | 1797 | Rate Constraint in lbs/MMBtu | FALSE | L | Annual | Constraint Shadow Price | US2011$/Ton | 0 | 0 | 0 | 0 | 0 | 0 | 0
IL Fac. Spec. - NOX Rate Summer v3.1, Unit 540 and retrofits | 485 | 1797 | Rate Constraint in lbs/MMBtu | FALSE | L | Annual | Seasons Included | Seasons | Summer | Summer | Summer | Summer | Summer | Summer | Summer
IL Fac. Spec. - NOX Rate Summer v3.1, Unit 540 and retrofits | 485 | 1797 | Rate Constraint in lbs/MMBtu | FALSE | L | Annual | Standard | lb/MMBtu | 0.25 | 0.25 | 0.25 | 0.25 | 0.25 | 0.25 | 0.25
IL Fac. Spec. - NOX Rate Summer v3.1, Unit 540 and retrofits | 485 | 1797 | Rate Constraint in lbs/MMBtu | FALSE | L | Annual | Emissions at Affected Plants NOX | Thousand Tons | 0.0063612 | 0.0063612 | 0.0063612 | 0.0063612 | 0.0063612 | 0.0063612 | 0.0063612
IL Fac. Spec. - NOX Rate Summer v3.1, Unit 540 and retrofits | 485 | 1797 | Rate Constraint in lbs/MMBtu | FALSE | L | Annual | Allowances Purchased NOX | Thousand Tons | 0 | 0 | 0 | 0 | 0 | 0 | 0
IL Fac. Spec. - NOX Rate Summer v3.1, Unit 540 and retrofits | 485 | 1797 | Rate Constraint in lbs/MMBtu | FALSE | L | Annual | Allowances Sold NOX | Thousand Tons | 0 | 0 | 0 | 0 | 0 | 0 | 0
IL Fac. Spec. - NOX Rate Summer v3.1, Unit 540 and retrofits | 485 | 1797 | Rate Constraint in lbs/MMBtu | FALSE | L | Annual | Allowances Banked | Thousand Tons | 0 | 0 | 0 | 0 | 0 | 0 | 0
IL Fac. Spec. - NOX Rate Summer v3.1, Unit 540 and retrofits | 485 | 1797 | Rate Constraint in lbs/MMBtu | FALSE | L | Annual | Allowances Withdrawn (1:1) | Thousand Tons | 0 | 0 | 0 | 0 | 0 | 0 | 0
IL Fac. Spec. - NOX Rate Summer v3.1, Unit 540 and retrofits | 485 | 1797 | Rate Constraint in lbs/MMBtu | FALSE | L | Annual | Allowances Withdrawn (n:1) | Thousand Tons | 0 | 0 | 0 | 0 | 0 | 0 | 0
IL Fac. Spec. - NOX Rate Summer v3.1, Unit 540 and retrofits | 485 | 1797 | Rate Constraint in lbs/MMBtu | FALSE | L | Annual | Net Emissions Allowance Position | Thousand Tons | 0.0063612 | 0.0063612 | 0.0063612 | 0.0063612 | 0.0063612 | 0.0063612 | 0.0063612
IL Fac. Spec. - NOX Rate Summer v3.1, Unit 540 and retrofits | 485 | 1797 | Rate Constraint in lbs/MMBtu | FALSE | L | Annual | Fuel Consumed | TBtu | 0.21382 | 0.21382 | 0.21382 | 0.21382 | 0.21382 | 0.21382 | 0.21382
IL Fac. Spec. - NOX Rate Summer v3.1, Unit 540 and retrofits | 485 | 1797 | Rate Constraint in lbs/MMBtu | FALSE | L | Annual | Rate | lb/MMBtu | 0.0595 | 0.0595 | 0.0595 | 0.0595 | 0.0595 | 0.0595 | 0.0595
IL Fac. Spec. - NOX Rate Summer v3.1, Unit 540 and retrofits | 485 | 1797 | Rate Constraint in lbs/MMBtu | FALSE | L | Annual | Generation | TWh | 0.019488 | 0.019488 | 0.019488 | 0.019488 | 0.019488 | 0.019488 | 0.019488
IL Fac. Spec. - NOX Rate Summer v3.1, Unit 540 and retrofits | 485 | 1797 | Rate Constraint in lbs/MMBtu | FALSE | L | Annual | Qualifying Generation | TWh | 0.019488 | 0.019488 | 0.019488 | 0.019488 | 0.019488 | 0.019488 | 0.019488
IL Fac. Spec. - NOX Rate Summer v3.1, Unit 540 and retrofits | 485 | 1797 | Rate Constraint in lbs/MMBtu | FALSE | L | Annual | Rate | lb/MWh | 0.32642 | 0.32642 | 0.32642 | 0.32642 | 0.32642 | 0.32642 | 0.32642
IL Fac. Spec. - NOX Rate Summer v3.1, Unit 540 and retrofits | 485 | 1797 | Rate Constraint in lbs/MMBtu | FALSE | L | Annual | Constraint Shadow Price | US2011$/Ton | 0 | 0 | 0 | 0 | 0 | 0 | 0
IL Fac. Spec. - NOX Rate Summer v3.1, Unit 541 and retrofits | 486 | 1797 | Rate Constraint in lbs/MMBtu | FALSE | L | Annual | Seasons Included | Seasons | Summer | Summer | Summer | Summer | Summer | Summer | Summer
IL Fac. Spec. - NOX Rate Summer v3.1, Unit 541 and retrofits | 486 | 1797 | Rate Constraint in lbs/MMBtu | FALSE | L | Annual | Standard | lb/MMBtu | 0.25 | 0.25 | 0.25 | 0.25 | 0.25 | 0.25 | 0.25
IL Fac. Spec. - NOX Rate Summer v3.1, Unit 541 and retrofits | 486 | 1797 | Rate Constraint in lbs/MMBtu | FALSE | L | Annual | Emissions at Affected Plants NOX | Thousand Tons | 0.0066926 | 0.0066926 | 0.0066926 | 0.0066926 | 0.0066926 | 0.0066926 | 0.0066926
IL Fac. Spec. - NOX Rate Summer v3.1, Unit 541 and retrofits | 486 | 1797 | Rate Constraint in lbs/MMBtu | FALSE | L | Annual | Allowances Purchased NOX | Thousand Tons | 0 | 0 | 0 | 0 | 0 | 0 | 0
IL Fac. Spec. - NOX Rate Summer v3.1, Unit 541 and retrofits | 486 | 1797 | Rate Constraint in lbs/MMBtu | FALSE | L | Annual | Allowances Sold NOX | Thousand Tons | 0 | 0 | 0 | 0 | 0 | 0 | 0
IL Fac. Spec. - NOX Rate Summer v3.1, Unit 541 and retrofits | 486 | 1797 | Rate Constraint in lbs/MMBtu | FALSE | L | Annual | Allowances Banked | Thousand Tons | 0 | 0 | 0 | 0 | 0 | 0 | 0
IL Fac. Spec. - NOX Rate Summer v3.1, Unit 541 and retrofits | 486 | 1797 | Rate Constraint in lbs/MMBtu | FALSE | L | Annual | Allowances Withdrawn (1:1) | Thousand Tons | 0 | 0 | 0 | 0 | 0 | 0 | 0
IL Fac. Spec. - NOX Rate Summer v3.1, Unit 541 and retrofits | 486 | 1797 | Rate Constraint in lbs/MMBtu | FALSE | L | Annual | Allowances Withdrawn (n:1) | Thousand Tons | 0 | 0 | 0 | 0 | 0 | 0 | 0
IL Fac. Spec. - NOX Rate Summer v3.1, Unit 541 and retrofits | 486 | 1797 | Rate Constraint in lbs/MMBtu | FALSE | L | Annual | Net Emissions Allowance Position | Thousand Tons | 0.0066926 | 0.0066926 | 0.0066926 | 0.0066926 | 0.0066926 | 0.0066926 | 0.0066926
IL Fac. Spec. - NOX Rate Summer v3.1, Unit 541 and retrofits | 486 | 1797 | Rate Constraint in lbs/MMBtu | FALSE | L | Annual | Fuel Consumed | TBtu | 0.21382 | 0.21382 | 0.21382 | 0.21382 | 0.21382 | 0.21382 | 0.21382
IL Fac. Spec. - NOX Rate Summer v3.1, Unit 541 and retrofits | 486 | 1797 | Rate Constraint in lbs/MMBtu | FALSE | L | Annual | Rate | lb/MMBtu | 0.0626 | 0.0626 | 0.0626 | 0.0626 | 0.0626 | 0.0626 | 0.0626
IL Fac. Spec. - NOX Rate Summer v3.1, Unit 541 and retrofits | 486 | 1797 | Rate Constraint in lbs/MMBtu | FALSE | L | Annual | Generation | TWh | 0.019488 | 0.019488 | 0.019488 | 0.019488 | 0.019488 | 0.019488 | 0.019488
IL Fac. Spec. - NOX Rate Summer v3.1, Unit 541 and retrofits | 486 | 1797 | Rate Constraint in lbs/MMBtu | FALSE | L | Annual | Qualifying Generation | TWh | 0.019488 | 0.019488 | 0.019488 | 0.019488 | 0.019488 | 0.019488 | 0.019488
IL Fac. Spec. - NOX Rate Summer v3.1, Unit 541 and retrofits | 486 | 1797 | Rate Constraint in lbs/MMBtu | FALSE | L | Annual | Rate | lb/MWh | 0.34342 | 0.34342 | 0.34342 | 0.34342 | 0.34342 | 0.34342 | 0.34342
IL Fac. Spec. - NOX Rate Summer v3.1, Unit 541 and retrofits | 486 | 1797 | Rate Constraint in lbs/MMBtu | FALSE | L | Annual | Constraint Shadow Price | US2011$/Ton | 0 | 0 | 0 | 0 | 0 | 0 | 0
IL Fac. Spec. - NOX Rate Summer v3.1, Unit 542 and retrofits | 487 | 1797 | Rate Constraint in lbs/MMBtu | FALSE | L | Annual | Seasons Included | Seasons | Summer | Summer | Summer | Summer | Summer | Summer | Summer
IL Fac. Spec. - NOX Rate Summer v3.1, Unit 542 and retrofits | 487 | 1797 | Rate Constraint in lbs/MMBtu | FALSE | L | Annual | Standard | lb/MMBtu | 0.25 | 0.25 | 0.25 | 0.25 | 0.25 | 0.25 | 0.25
IL Fac. Spec. - NOX Rate Summer v3.1, Unit 542 and retrofits | 487 | 1797 | Rate Constraint in lbs/MMBtu | FALSE | L | Annual | Emissions at Affected Plants NOX | Thousand Tons | 0.022398 | 0.022398 | 0.013645 | 0.0074524 | 0.0074524 | 0.0074524 | 0.0074524
IL Fac. Spec. - NOX Rate Summer v3.1, Unit 542 and retrofits | 487 | 1797 | Rate Constraint in lbs/MMBtu | FALSE | L | Annual | Allowances Purchased NOX | Thousand Tons | 0 | 0 | 0 | 0 | 0 | 0 | 0
IL Fac. Spec. - NOX Rate Summer v3.1, Unit 542 and retrofits | 487 | 1797 | Rate Constraint in lbs/MMBtu | FALSE | L | Annual | Allowances Sold NOX | Thousand Tons | 0 | 0 | 0 | 0 | 0 | 0 | 0
IL Fac. Spec. - NOX Rate Summer v3.1, Unit 542 and retrofits | 487 | 1797 | Rate Constraint in lbs/MMBtu | FALSE | L | Annual | Allowances Banked | Thousand Tons | 0 | 0 | 0 | 0 | 0 | 0 | 0
IL Fac. Spec. - NOX Rate Summer v3.1, Unit 542 and retrofits | 487 | 1797 | Rate Constraint in lbs/MMBtu | FALSE | L | Annual | Allowances Withdrawn (1:1) | Thousand Tons | 0 | 0 | 0 | 0 | 0 | 0 | 0
IL Fac. Spec. - NOX Rate Summer v3.1, Unit 542 and retrofits | 487 | 1797 | Rate Constraint in lbs/MMBtu | FALSE | L | Annual | Allowances Withdrawn (n:1) | Thousand Tons | 0 | 0 | 0 | 0 | 0 | 0 | 0
IL Fac. Spec. - NOX Rate Summer v3.1, Unit 542 and retrofits | 487 | 1797 | Rate Constraint in lbs/MMBtu | FALSE | L | Annual | Net Emissions Allowance Position | Thousand Tons | 0.022398 | 0.022398 | 0.013645 | 0.0074524 | 0.0074524 | 0.0074524 | 0.0074524
IL Fac. Spec. - NOX Rate Summer v3.1, Unit 542 and retrofits | 487 | 1797 | Rate Constraint in lbs/MMBtu | FALSE | L | Annual | Fuel Consumed | TBtu | 0.84277 | 0.84277 | 0.51343 | 0.28041 | 0.28041 | 0.28041 | 0.28041
IL Fac. Spec. - NOX Rate Summer v3.1, Unit 542 and retrofits | 487 | 1797 | Rate Constraint in lbs/MMBtu | FALSE | L | Annual | Rate | lb/MMBtu | 0.053153 | 0.053153 | 0.053153 | 0.053153 | 0.053153 | 0.053153 | 0.053153
IL Fac. Spec. - NOX Rate Summer v3.1, Unit 542 and retrofits | 487 | 1797 | Rate Constraint in lbs/MMBtu | FALSE | L | Annual | Generation | TWh | 0.078434 | 0.078434 | 0.047783 | 0.026097 | 0.026097 | 0.026097 | 0.026097
IL Fac. Spec. - NOX Rate Summer v3.1, Unit 542 and retrofits | 487 | 1797 | Rate Constraint in lbs/MMBtu | FALSE | L | Annual | Qualifying Generation | TWh | 0.078434 | 0.078434 | 0.047783 | 0.026097 | 0.026097 | 0.026097 | 0.026097
IL Fac. Spec. - NOX Rate Summer v3.1, Unit 542 and retrofits | 487 | 1797 | Rate Constraint in lbs/MMBtu | FALSE | L | Annual | Rate | lb/MWh | 0.28556 | 0.28556 | 0.28556 | 0.28556 | 0.28556 | 0.28556 | 0.28556
IL Fac. Spec. - NOX Rate Summer v3.1, Unit 542 and retrofits | 487 | 1797 | Rate Constraint in lbs/MMBtu | FALSE | L | Annual | Constraint Shadow Price | US2011$/Ton | 0 | 0 | 0 | 0 | 0 | 0 | 0
IL Fac. Spec. - NOX Rate Summer v3.1, Unit 543 and retrofits | 488 | 1797 | Rate Constraint in lbs/MMBtu | FALSE | L | Annual | Seasons Included | Seasons | Summer | Summer | Summer | Summer | Summer | Summer | Summer
IL Fac. Spec. - NOX Rate Summer v3.1, Unit 543 and retrofits | 488 | 1797 | Rate Constraint in lbs/MMBtu | FALSE | L | Annual | Standard | lb/MMBtu | 0.25 | 0.25 | 0.25 | 0.25 | 0.25 | 0.25 | 0.25
IL Fac. Spec. - NOX Rate Summer v3.1, Unit 543 and retrofits | 488 | 1797 | Rate Constraint in lbs/MMBtu | FALSE | L | Annual | Emissions at Affected Plants NOX | Thousand Tons | 0.005319 | 0.005319 | 0.005319 | 0.005319 | 0.005319 | 0.005319 | 0.005319
IL Fac. Spec. - NOX Rate Summer v3.1, Unit 543 and retrofits | 488 | 1797 | Rate Constraint in lbs/MMBtu | FALSE | L | Annual | Allowances Purchased NOX | Thousand Tons | 0 | 0 | 0 | 0 | 0 | 0 | 0
IL Fac. Spec. - NOX Rate Summer v3.1, Unit 543 and retrofits | 488 | 1797 | Rate Constraint in lbs/MMBtu | FALSE | L | Annual | Allowances Sold NOX | Thousand Tons | 0 | 0 | 0 | 0 | 0 | 0 | 0
IL Fac. Spec. - NOX Rate Summer v3.1, Unit 543 and retrofits | 488 | 1797 | Rate Constraint in lbs/MMBtu | FALSE | L | Annual | Allowances Banked | Thousand Tons | 0 | 0 | 0 | 0 | 0 | 0 | 0
IL Fac. Spec. - NOX Rate Summer v3.1, Unit 543 and retrofits | 488 | 1797 | Rate Constraint in lbs/MMBtu | FALSE | L | Annual | Allowances Withdrawn (1:1) | Thousand Tons | 0 | 0 | 0 | 0 | 0 | 0 | 0
IL Fac. Spec. - NOX Rate Summer v3.1, Unit 543 and retrofits | 488 | 1797 | Rate Constraint in lbs/MMBtu | FALSE | L | Annual | Allowances Withdrawn (n:1) | Thousand Tons | 0 | 0 | 0 | 0 | 0 | 0 | 0
IL Fac. Spec. - NOX Rate Summer v3.1, Unit 543 and retrofits | 488 | 1797 | Rate Constraint in lbs/MMBtu | FALSE | L | Annual | Net Emissions Allowance Position | Thousand Tons | 0.005319 | 0.005319 | 0.005319 | 0.005319 | 0.005319 | 0.005319 | 0.005319
IL Fac. Spec. - NOX Rate Summer v3.1, Unit 543 and retrofits | 488 | 1797 | Rate Constraint in lbs/MMBtu | FALSE | L | Annual | Fuel Consumed | TBtu | 0.29356 | 0.29356 | 0.29356 | 0.29356 | 0.29356 | 0.29356 | 0.29356
IL Fac. Spec. - NOX Rate Summer v3.1, Unit 543 and retrofits | 488 | 1797 | Rate Constraint in lbs/MMBtu | FALSE | L | Annual | Rate | lb/MMBtu | 0.036238 | 0.036238 | 0.036238 | 0.036238 | 0.036238 | 0.036238 | 0.036238
IL Fac. Spec. - NOX Rate Summer v3.1, Unit 543 and retrofits | 488 | 1797 | Rate Constraint in lbs/MMBtu | FALSE | L | Annual | Generation | TWh | 0.025758 | 0.025758 | 0.025758 | 0.025758 | 0.025758 | 0.025758 | 0.025758
IL Fac. Spec. - NOX Rate Summer v3.1, Unit 543 and retrofits | 488 | 1797 | Rate Constraint in lbs/MMBtu | FALSE | L | Annual | Qualifying Generation | TWh | 0.025758 | 0.025758 | 0.025758 | 0.025758 | 0.025758 | 0.025758 | 0.025758
IL Fac. Spec. - NOX Rate Summer v3.1, Unit 543 and retrofits | 488 | 1797 | Rate Constraint in lbs/MMBtu | FALSE | L | Annual | Rate | lb/MWh | 0.2065 | 0.2065 | 0.2065 | 0.2065 | 0.2065 | 0.2065 | 0.2065
IL Fac. Spec. - NOX Rate Summer v3.1, Unit 543 and retrofits | 488 | 1797 | Rate Constraint in lbs/MMBtu | FALSE | L | Annual | Constraint Shadow Price | US2011$/Ton | 0 | 0 | 0 | 0 | 0 | 0 | 0
IL Fac. Spec. - NOX Rate Summer v3.1, Unit 544 and retrofits | 489 | 1797 | Rate Constraint in lbs/MMBtu | FALSE | L | Annual | Seasons Included | Seasons | Summer | Summer | Summer | Summer | Summer | Summer | Summer
IL Fac. Spec. - NOX Rate Summer v3.1, Unit 544 and retrofits | 489 | 1797 | Rate Constraint in lbs/MMBtu | FALSE | L | Annual | Standard | lb/MMBtu | 0.25 | 0.25 | 0.25 | 0.25 | 0.25 | 0.25 | 0.25
IL Fac. Spec. - NOX Rate Summer v3.1, Unit 544 and retrofits | 489 | 1797 | Rate Constraint in lbs/MMBtu | FALSE | L | Annual | Emissions at Affected Plants NOX | Thousand Tons | 0.00493 | 0.00493 | 0.00493 | 0.00493 | 0.00493 | 0.00493 | 0.00493
IL Fac. Spec. - NOX Rate Summer v3.1, Unit 544 and retrofits | 489 | 1797 | Rate Constraint in lbs/MMBtu | FALSE | L | Annual | Allowances Purchased NOX | Thousand Tons | 0 | 0 | 0 | 0 | 0 | 0 | 0
IL Fac. Spec. - NOX Rate Summer v3.1, Unit 544 and retrofits | 489 | 1797 | Rate Constraint in lbs/MMBtu | FALSE | L | Annual | Allowances Sold NOX | Thousand Tons | 0 | 0 | 0 | 0 | 0 | 0 | 0
IL Fac. Spec. - NOX Rate Summer v3.1, Unit 544 and retrofits | 489 | 1797 | Rate Constraint in lbs/MMBtu | FALSE | L | Annual | Allowances Banked | Thousand Tons | 0 | 0 | 0 | 0 | 0 | 0 | 0
IL Fac. Spec. - NOX Rate Summer v3.1, Unit 544 and retrofits | 489 | 1797 | Rate Constraint in lbs/MMBtu | FALSE | L | Annual | Allowances Withdrawn (1:1) | Thousand Tons | 0 | 0 | 0 | 0 | 0 | 0 | 0
IL Fac. Spec. - NOX Rate Summer v3.1, Unit 544 and retrofits | 489 | 1797 | Rate Constraint in lbs/MMBtu | FALSE | L | Annual | Allowances Withdrawn (n:1) | Thousand Tons | 0 | 0 | 0 | 0 | 0 | 0 | 0
IL Fac. Spec. - NOX Rate Summer v3.1, Unit 544 and retrofits | 489 | 1797 | Rate Constraint in lbs/MMBtu | FALSE | L | Annual | Net Emissions Allowance Position | Thousand Tons | 0.00493 | 0.00493 | 0.00493 | 0.00493 | 0.00493 | 0.00493 | 0.00493
IL Fac. Spec. - NOX Rate Summer v3.1, Unit 544 and retrofits | 489 | 1797 | Rate Constraint in lbs/MMBtu | FALSE | L | Annual | Fuel Consumed | TBtu | 0.29351 | 0.29351 | 0.29351 | 0.29351 | 0.29351 | 0.29351 | 0.29351
IL Fac. Spec. - NOX Rate Summer v3.1, Unit 544 and retrofits | 489 | 1797 | Rate Constraint in lbs/MMBtu | FALSE | L | Annual | Rate | lb/MMBtu | 0.033593 | 0.033593 | 0.033593 | 0.033593 | 0.033593 | 0.033593 | 0.033593
IL Fac. Spec. - NOX Rate Summer v3.1, Unit 544 and retrofits | 489 | 1797 | Rate Constraint in lbs/MMBtu | FALSE | L | Annual | Generation | TWh | 0.025758 | 0.025758 | 0.025758 | 0.025758 | 0.025758 | 0.025758 | 0.025758
IL Fac. Spec. - NOX Rate Summer v3.1, Unit 544 and retrofits | 489 | 1797 | Rate Constraint in lbs/MMBtu | FALSE | L | Annual | Qualifying Generation | TWh | 0.025758 | 0.025758 | 0.025758 | 0.025758 | 0.025758 | 0.025758 | 0.025758
IL Fac. Spec. - NOX Rate Summer v3.1, Unit 544 and retrofits | 489 | 1797 | Rate Constraint in lbs/MMBtu | FALSE | L | Annual | Rate | lb/MWh | 0.1914 | 0.1914 | 0.1914 | 0.1914 | 0.1914 | 0.1914 | 0.1914
IL Fac. Spec. - NOX Rate Summer v3.1, Unit 544 and retrofits | 489 | 1797 | Rate Constraint in lbs/MMBtu | FALSE | L | Annual | Constraint Shadow Price | US2011$/Ton | 0 | 0 | 0 | 0 | 0 | 0 | 0
IL Fac. Spec. - NOX Rate Summer v3.1, Unit 545 and retrofits | 490 | 1797 | Rate Constraint in lbs/MMBtu | FALSE | L | Annual | Seasons Included | Seasons | Summer | Summer | Summer | Summer | Summer | Summer | Summer
IL Fac. Spec. - NOX Rate Summer v3.1, Unit 545 and retrofits | 490 | 1797 | Rate Constraint in lbs/MMBtu | FALSE | L | Annual | Standard | lb/MMBtu | 0.25 | 0.25 | 0.25 | 0.25 | 0.25 | 0.25 | 0.25
IL Fac. Spec. - NOX Rate Summer v3.1, Unit 545 and retrofits | 490 | 1797 | Rate Constraint in lbs/MMBtu | FALSE | L | Annual | Emissions at Affected Plants NOX | Thousand Tons | 0.0059775 | 0.0059775 | 0.0059775 | 0.0059775 | 0.0059775 | 0.0059775 | 0.0059775
IL Fac. Spec. - NOX Rate Summer v3.1, Unit 545 and retrofits | 490 | 1797 | Rate Constraint in lbs/MMBtu | FALSE | L | Annual | Allowances Purchased NOX | Thousand Tons | 0 | 0 | 0 | 0 | 0 | 0 | 0
IL Fac. Spec. - NOX Rate Summer v3.1, Unit 545 and retrofits | 490 | 1797 | Rate Constraint in lbs/MMBtu | FALSE | L | Annual | Allowances Sold NOX | Thousand Tons | 0 | 0 | 0 | 0 | 0 | 0 | 0
IL Fac. Spec. - NOX Rate Summer v3.1, Unit 545 and retrofits | 490 | 1797 | Rate Constraint in lbs/MMBtu | FALSE | L | Annual | Allowances Banked | Thousand Tons | 0 | 0 | 0 | 0 | 0 | 0 | 0
IL Fac. Spec. - NOX Rate Summer v3.1, Unit 545 and retrofits | 490 | 1797 | Rate Constraint in lbs/MMBtu | FALSE | L | Annual | Allowances Withdrawn (1:1) | Thousand Tons | 0 | 0 | 0 | 0 | 0 | 0 | 0
IL Fac. Spec. - NOX Rate Summer v3.1, Unit 545 and retrofits | 490 | 1797 | Rate Constraint in lbs/MMBtu | FALSE | L | Annual | Allowances Withdrawn (n:1) | Thousand Tons | 0 | 0 | 0 | 0 | 0 | 0 | 0
IL Fac. Spec. - NOX Rate Summer v3.1, Unit 545 and retrofits | 490 | 1797 | Rate Constraint in lbs/MMBtu | FALSE | L | Annual | Net Emissions Allowance Position | Thousand Tons | 0.0059775 | 0.0059775 | 0.0059775 | 0.0059775 | 0.0059775 | 0.0059775 | 0.0059775
IL Fac. Spec. - NOX Rate Summer v3.1, Unit 545 and retrofits | 490 | 1797 | Rate Constraint in lbs/MMBtu | FALSE | L | Annual | Fuel Consumed | TBtu | 0.29351 | 0.29351 | 0.29351 | 0.29351 | 0.29351 | 0.29351 | 0.29351
IL Fac. Spec. - NOX Rate Summer v3.1, Unit 545 and retrofits | 490 | 1797 | Rate Constraint in lbs/MMBtu | FALSE | L | Annual | Rate | lb/MMBtu | 0.040731 | 0.040731 | 0.040731 | 0.040731 | 0.040731 | 0.040731 | 0.040731
IL Fac. Spec. - NOX Rate Summer v3.1, Unit 545 and retrofits | 490 | 1797 | Rate Constraint in lbs/MMBtu | FALSE | L | Annual | Generation | TWh | 0.025758 | 0.025758 | 0.025758 | 0.025758 | 0.025758 | 0.025758 | 0.025758
IL Fac. Spec. - NOX Rate Summer v3.1, Unit 545 and retrofits | 490 | 1797 | Rate Constraint in lbs/MMBtu | FALSE | L | Annual | Qualifying Generation | TWh | 0.025758 | 0.025758 | 0.025758 | 0.025758 | 0.025758 | 0.025758 | 0.025758
IL Fac. Spec. - NOX Rate Summer v3.1, Unit 545 and retrofits | 490 | 1797 | Rate Constraint in lbs/MMBtu | FALSE | L | Annual | Rate | lb/MWh | 0.23207 | 0.23207 | 0.23207 | 0.23207 | 0.23207 | 0.23207 | 0.23207
IL Fac. Spec. - NOX Rate Summer v3.1, Unit 545 and retrofits | 490 | 1797 | Rate Constraint in lbs/MMBtu | FALSE | L | Annual | Constraint Shadow Price | US2011$/Ton | 0 | 0 | 0 | 0 | 0 | 0 | 0
IL Fac. Spec. - NOX Rate Summer v3.1, Unit 546 and retrofits | 491 | 1797 | Rate Constraint in lbs/MMBtu | FALSE | L | Annual | Seasons Included | Seasons | Summer | Summer | Summer | Summer | Summer | Summer | Summer
IL Fac. Spec. - NOX Rate Summer v3.1, Unit 546 and retrofits | 491 | 1797 | Rate Constraint in lbs/MMBtu | FALSE | L | Annual | Standard | lb/MMBtu | 0.25 | 0.25 | 0.25 | 0.25 | 0.25 | 0.25 | 0.25
IL Fac. Spec. - NOX Rate Summer v3.1, Unit 546 and retrofits | 491 | 1797 | Rate Constraint in lbs/MMBtu | FALSE | L | Annual | Emissions at Affected Plants NOX | Thousand Tons | 0.0047287 | 0.0047287 | 0.0047287 | 0.0047287 | 0.0047287 | 0.0047287 | 0.0047287
IL Fac. Spec. - NOX Rate Summer v3.1, Unit 546 and retrofits | 491 | 1797 | Rate Constraint in lbs/MMBtu | FALSE | L | Annual | Allowances Purchased NOX | Thousand Tons | 0 | 0 | 0 | 0 | 0 | 0 | 0
IL Fac. Spec. - NOX Rate Summer v3.1, Unit 546 and retrofits | 491 | 1797 | Rate Constraint in lbs/MMBtu | FALSE | L | Annual | Allowances Sold NOX | Thousand Tons | 0 | 0 | 0 | 0 | 0 | 0 | 0
IL Fac. Spec. - NOX Rate Summer v3.1, Unit 546 and retrofits | 491 | 1797 | Rate Constraint in lbs/MMBtu | FALSE | L | Annual | Allowances Banked | Thousand Tons | 0 | 0 | 0 | 0 | 0 | 0 | 0
IL Fac. Spec. - NOX Rate Summer v3.1, Unit 546 and retrofits | 491 | 1797 | Rate Constraint in lbs/MMBtu | FALSE | L | Annual | Allowances Withdrawn (1:1) | Thousand Tons | 0 | 0 | 0 | 0 | 0 | 0 | 0
IL Fac. Spec. - NOX Rate Summer v3.1, Unit 546 and retrofits | 491 | 1797 | Rate Constraint in lbs/MMBtu | FALSE | L | Annual | Allowances Withdrawn (n:1) | Thousand Tons | 0 | 0 | 0 | 0 | 0 | 0 | 0
IL Fac. Spec. - NOX Rate Summer v3.1, Unit 546 and retrofits | 491 | 1797 | Rate Constraint in lbs/MMBtu | FALSE | L | Annual | Net Emissions Allowance Position | Thousand Tons | 0.0047287 | 0.0047287 | 0.0047287 | 0.0047287 | 0.0047287 | 0.0047287 | 0.0047287
IL Fac. Spec. - NOX Rate Summer v3.1, Unit 546 and retrofits | 491 | 1797 | Rate Constraint in lbs/MMBtu | FALSE | L | Annual | Fuel Consumed | TBtu | 0.29351 | 0.29351 | 0.29351 | 0.29351 | 0.29351 | 0.29351 | 0.29351
IL Fac. Spec. - NOX Rate Summer v3.1, Unit 546 and retrofits | 491 | 1797 | Rate Constraint in lbs/MMBtu | FALSE | L | Annual | Rate | lb/MMBtu | 0.032221 | 0.032221 | 0.032221 | 0.032221 | 0.032221 | 0.032221 | 0.032221
IL Fac. Spec. - NOX Rate Summer v3.1, Unit 546 and retrofits | 491 | 1797 | Rate Constraint in lbs/MMBtu | FALSE | L | Annual | Generation | TWh | 0.025758 | 0.025758 | 0.025758 | 0.025758 | 0.025758 | 0.025758 | 0.025758
IL Fac. Spec. - NOX Rate Summer v3.1, Unit 546 and retrofits | 491 | 1797 | Rate Constraint in lbs/MMBtu | FALSE | L | Annual | Qualifying Generation | TWh | 0.025758 | 0.025758 | 0.025758 | 0.025758 | 0.025758 | 0.025758 | 0.025758
IL Fac. Spec. - NOX Rate Summer v3.1, Unit 546 and retrofits | 491 | 1797 | Rate Constraint in lbs/MMBtu | FALSE | L | Annual | Rate | lb/MWh | 0.18358 | 0.18358 | 0.18358 | 0.18358 | 0.18358 | 0.18358 | 0.18358
IL Fac. Spec. - NOX Rate Summer v3.1, Unit 546 and retrofits | 491 | 1797 | Rate Constraint in lbs/MMBtu | FALSE | L | Annual | Constraint Shadow Price | US2011$/Ton | 0 | 0 | 0 | 0 | 0 | 0 | 0
IL Fac. Spec. - NOX Rate Summer v3.1, Unit 547 and retrofits | 492 | 1797 | Rate Constraint in lbs/MMBtu | FALSE | L | Annual | Seasons Included | Seasons | Summer | Summer | Summer | Summer | Summer | Summer | Summer
IL Fac. Spec. - NOX Rate Summer v3.1, Unit 547 and retrofits | 492 | 1797 | Rate Constraint in lbs/MMBtu | FALSE | L | Annual | Standard | lb/MMBtu | 0.25 | 0.25 | 0.25 | 0.25 | 0.25 | 0.25 | 0.25
IL Fac. Spec. - NOX Rate Summer v3.1, Unit 547 and retrofits | 492 | 1797 | Rate Constraint in lbs/MMBtu | FALSE | L | Annual | Emissions at Affected Plants NOX | Thousand Tons | 0.00074402 | 0.00074402 | 0.00074402 | 0.00074402 | 0.00074402 | 0 | 0
IL Fac. Spec. - NOX Rate Summer v3.1, Unit 547 and retrofits | 492 | 1797 | Rate Constraint in lbs/MMBtu | FALSE | L | Annual | Allowances Purchased NOX | Thousand Tons | 0 | 0 | 0 | 0 | 0 | 0 | 0
IL Fac. Spec. - NOX Rate Summer v3.1, Unit 547 and retrofits | 492 | 1797 | Rate Constraint in lbs/MMBtu | FALSE | L | Annual | Allowances Sold NOX | Thousand Tons | 0 | 0 | 0 | 0 | 0 | 0 | 0
IL Fac. Spec. - NOX Rate Summer v3.1, Unit 547 and retrofits | 492 | 1797 | Rate Constraint in lbs/MMBtu | FALSE | L | Annual | Allowances Banked | Thousand Tons | 0 | 0 | 0 | 0 | 0 | 0 | 0
IL Fac. Spec. - NOX Rate Summer v3.1, Unit 547 and retrofits | 492 | 1797 | Rate Constraint in lbs/MMBtu | FALSE | L | Annual | Allowances Withdrawn (1:1) | Thousand Tons | 0 | 0 | 0 | 0 | 0 | 0 | 0
IL Fac. Spec. - NOX Rate Summer v3.1, Unit 547 and retrofits | 492 | 1797 | Rate Constraint in lbs/MMBtu | FALSE | L | Annual | Allowances Withdrawn (n:1) | Thousand Tons | 0 | 0 | 0 | 0 | 0 | 0 | 0
IL Fac. Spec. - NOX Rate Summer v3.1, Unit 547 and retrofits | 492 | 1797 | Rate Constraint in lbs/MMBtu | FALSE | L | Annual | Net Emissions Allowance Position | Thousand Tons | 0.00074402 | 0.00074402 | 0.00074402 | 0.00074402 | 0.00074402 | 0 | 0
IL Fac. Spec. - NOX Rate Summer v3.1, Unit 547 and retrofits | 492 | 1797 | Rate Constraint in lbs/MMBtu | FALSE | L | Annual | Fuel Consumed | TBtu | 0.018647 | 0.018647 | 0.018647 | 0.018647 | 0.018647 | 0 | 0
IL Fac. Spec. - NOX Rate Summer v3.1, Unit 547 and retrofits | 492 | 1797 | Rate Constraint in lbs/MMBtu | FALSE | L | Annual | Rate | lb/MMBtu | 0.079802 | 0.079802 | 0.079802 | 0.079802 | 0.079802 | 0 | 0
IL Fac. Spec. - NOX Rate Summer v3.1, Unit 547 and retrofits | 492 | 1797 | Rate Constraint in lbs/MMBtu | FALSE | L | Annual | Generation | TWh | 0.0014575 | 0.0014575 | 0.0014575 | 0.0014575 | 0.0014575 | 0 | 0
IL Fac. Spec. - NOX Rate Summer v3.1, Unit 547 and retrofits | 492 | 1797 | Rate Constraint in lbs/MMBtu | FALSE | L | Annual | Qualifying Generation | TWh | 0.0014575 | 0.0014575 | 0.0014575 | 0.0014575 | 0.0014575 | 0 | 0
IL Fac. Spec. - NOX Rate Summer v3.1, Unit 547 and retrofits | 492 | 1797 | Rate Constraint in lbs/MMBtu | FALSE | L | Annual | Rate | lb/MWh | 0.51049 | 0.51049 | 0.51049 | 0.51049 | 0.51049 | 0 | 0
IL Fac. Spec. - NOX Rate Summer v3.1, Unit 547 and retrofits | 492 | 1797 | Rate Constraint in lbs/MMBtu | FALSE | L | Annual | Constraint Shadow Price | US2011$/Ton | 0 | 0 | 0 | 0 | 0 | 0 | 0
IL Fac. Spec. - NOX Rate Summer v3.1, Unit 548 and retrofits | 493 | 1797 | Rate Constraint in lbs/MMBtu | FALSE | L | Annual | Seasons Included | Seasons | Summer | Summer | Summer | Summer | Summer | Summer | Summer
IL Fac. Spec. - NOX Rate Summer v3.1, Unit 548 and retrofits | 493 | 1797 | Rate Constraint in lbs/MMBtu | FALSE | L | Annual | Standard | lb/MMBtu | 0.25 | 0.25 | 0.25 | 0.25 | 0.25 | 0.25 | 0.25
IL Fac. Spec. - NOX Rate Summer v3.1, Unit 548 and retrofits | 493 | 1797 | Rate Constraint in lbs/MMBtu | FALSE | L | Annual | Emissions at Affected Plants NOX | Thousand Tons | 0.0090846 | 0.0090846 | 0.0030227 | 0.0030227 | 0.0030227 | 0.0030227 | 0.0030227
IL Fac. Spec. - NOX Rate Summer v3.1, Unit 548 and retrofits | 493 | 1797 | Rate Constraint in lbs/MMBtu | FALSE | L | Annual | Allowances Purchased NOX | Thousand Tons | 0 | 0 | 0 | 0 | 0 | 0 | 0
IL Fac. Spec. - NOX Rate Summer v3.1, Unit 548 and retrofits | 493 | 1797 | Rate Constraint in lbs/MMBtu | FALSE | L | Annual | Allowances Sold NOX | Thousand Tons | 0 | 0 | 0 | 0 | 0 | 0 | 0
IL Fac. Spec. - NOX Rate Summer v3.1, Unit 548 and retrofits | 493 | 1797 | Rate Constraint in lbs/MMBtu | FALSE | L | Annual | Allowances Banked | Thousand Tons | 0 | 0 | 0 | 0 | 0 | 0 | 0
IL Fac. Spec. - NOX Rate Summer v3.1, Unit 548 and retrofits | 493 | 1797 | Rate Constraint in lbs/MMBtu | FALSE | L | Annual | Allowances Withdrawn (1:1) | Thousand Tons | 0 | 0 | 0 | 0 | 0 | 0 | 0
IL Fac. Spec. - NOX Rate Summer v3.1, Unit 548 and retrofits | 493 | 1797 | Rate Constraint in lbs/MMBtu | FALSE | L | Annual | Allowances Withdrawn (n:1) | Thousand Tons | 0 | 0 | 0 | 0 | 0 | 0 | 0
IL Fac. Spec. - NOX Rate Summer v3.1, Unit 548 and retrofits | 493 | 1797 | Rate Constraint in lbs/MMBtu | FALSE | L | Annual | Net Emissions Allowance Position | Thousand Tons | 0.0090846 | 0.0090846 | 0.0030227 | 0.0030227 | 0.0030227 | 0.0030227 | 0.0030227
IL Fac. Spec. - NOX Rate Summer v3.1, Unit 548 and retrofits | 493 | 1797 | Rate Constraint in lbs/MMBtu | FALSE | L | Annual | Fuel Consumed | TBtu | 0.23926 | 0.23926 | 0.079608 | 0.079608 | 0.079608 | 0.079608 | 0.079608
IL Fac. Spec. - NOX Rate Summer v3.1, Unit 548 and retrofits | 493 | 1797 | Rate Constraint in lbs/MMBtu | FALSE | L | Annual | Rate | lb/MMBtu | 0.07594 | 0.07594 | 0.07594 | 0.07594 | 0.07594 | 0.07594 | 0.07594
IL Fac. Spec. - NOX Rate Summer v3.1, Unit 548 and retrofits | 493 | 1797 | Rate Constraint in lbs/MMBtu | FALSE | L | Annual | Generation | TWh | 0.022267 | 0.022267 | 0.0074088 | 0.0074088 | 0.0074088 | 0.0074088 | 0.0074088
IL Fac. Spec. - NOX Rate Summer v3.1, Unit 548 and retrofits | 493 | 1797 | Rate Constraint in lbs/MMBtu | FALSE | L | Annual | Qualifying Generation | TWh | 0.022267 | 0.022267 | 0.0074088 | 0.0074088 | 0.0074088 | 0.0074088 | 0.0074088
IL Fac. Spec. - NOX Rate Summer v3.1, Unit 548 and retrofits | 493 | 1797 | Rate Constraint in lbs/MMBtu | FALSE | L | Annual | Rate | lb/MWh | 0.40799 | 0.40799 | 0.40799 | 0.40799 | 0.40799 | 0.40799 | 0.40799
IL Fac. Spec. - NOX Rate Summer v3.1, Unit 548 and retrofits | 493 | 1797 | Rate Constraint in lbs/MMBtu | FALSE | L | Annual | Constraint Shadow Price | US2011$/Ton | 0 | 0 | 0 | 0 | 0 | 0 | 0
IL Fac. Spec. - NOX Rate Summer v3.1, Unit 549 and retrofits | 494 | 1797 | Rate Constraint in lbs/MMBtu | FALSE | L | Annual | Seasons Included | Seasons | Summer | Summer | Summer | Summer | Summer | Summer | Summer
IL Fac. Spec. - NOX Rate Summer v3.1, Unit 549 and retrofits | 494 | 1797 | Rate Constraint in lbs/MMBtu | FALSE | L | Annual | Standard | lb/MMBtu | 0.25 | 0.25 | 0.25 | 0.25 | 0.25 | 0.25 | 0.25
IL Fac. Spec. - NOX Rate Summer v3.1, Unit 549 and retrofits | 494 | 1797 | Rate Constraint in lbs/MMBtu | FALSE | L | Annual | Emissions at Affected Plants NOX | Thousand Tons | 0.0096688 | 0.0096688 | 0.0032171 | 0.0032171 | 0.0032171 | 0.0032171 | 0.0032171
IL Fac. Spec. - NOX Rate Summer v3.1, Unit 549 and retrofits | 494 | 1797 | Rate Constraint in lbs/MMBtu | FALSE | L | Annual | Allowances Purchased NOX | Thousand Tons | 0 | 0 | 0 | 0 | 0 | 0 | 0
IL Fac. Spec. - NOX Rate Summer v3.1, Unit 549 and retrofits | 494 | 1797 | Rate Constraint in lbs/MMBtu | FALSE | L | Annual | Allowances Sold NOX | Thousand Tons | 0 | 0 | 0 | 0 | 0 | 0 | 0
IL Fac. Spec. - NOX Rate Summer v3.1, Unit 549 and retrofits | 494 | 1797 | Rate Constraint in lbs/MMBtu | FALSE | L | Annual | Allowances Banked | Thousand Tons | 0 | 0 | 0 | 0 | 0 | 0 | 0
IL Fac. Spec. - NOX Rate Summer v3.1, Unit 549 and retrofits | 494 | 1797 | Rate Constraint in lbs/MMBtu | FALSE | L | Annual | Allowances Withdrawn (1:1) | Thousand Tons | 0 | 0 | 0 | 0 | 0 | 0 | 0
IL Fac. Spec. - NOX Rate Summer v3.1, Unit 549 and retrofits | 494 | 1797 | Rate Constraint in lbs/MMBtu | FALSE | L | Annual | Allowances Withdrawn (n:1) | Thousand Tons | 0 | 0 | 0 | 0 | 0 | 0 | 0
IL Fac. Spec. - NOX Rate Summer v3.1, Unit 549 and retrofits | 494 | 1797 | Rate Constraint in lbs/MMBtu | FALSE | L | Annual | Net Emissions Allowance Position | Thousand Tons | 0.0096688 | 0.0096688 | 0.0032171 | 0.0032171 | 0.0032171 | 0.0032171 | 0.0032171
IL Fac. Spec. - NOX Rate Summer v3.1, Unit 549 and retrofits | 494 | 1797 | Rate Constraint in lbs/MMBtu | FALSE | L | Annual | Fuel Consumed | TBtu | 0.23926 | 0.23926 | 0.079608 | 0.079608 | 0.079608 | 0.079608 | 0.079608
IL Fac. Spec. - NOX Rate Summer v3.1, Unit 549 and retrofits | 494 | 1797 | Rate Constraint in lbs/MMBtu | FALSE | L | Annual | Rate | lb/MMBtu | 0.080824 | 0.080824 | 0.080824 | 0.080824 | 0.080824 | 0.080824 | 0.080824
IL Fac. Spec. - NOX Rate Summer v3.1, Unit 549 and retrofits | 494 | 1797 | Rate Constraint in lbs/MMBtu | FALSE | L | Annual | Generation | TWh | 0.022267 | 0.022267 | 0.0074088 | 0.0074088 | 0.0074088 | 0.0074088 | 0.0074088
IL Fac. Spec. - NOX Rate Summer v3.1, Unit 549 and retrofits | 494 | 1797 | Rate Constraint in lbs/MMBtu | FALSE | L | Annual | Qualifying Generation | TWh | 0.022267 | 0.022267 | 0.0074088 | 0.0074088 | 0.0074088 | 0.0074088 | 0.0074088
IL Fac. Spec. - NOX Rate Summer v3.1, Unit 549 and retrofits | 494 | 1797 | Rate Constraint in lbs/MMBtu | FALSE | L | Annual | Rate | lb/MWh | 0.43422 | 0.43422 | 0.43422 | 0.43422 | 0.43422 | 0.43422 | 0.43422
IL Fac. Spec. - NOX Rate Summer v3.1, Unit 549 and retrofits | 494 | 1797 | Rate Constraint in lbs/MMBtu | FALSE | L | Annual | Constraint Shadow Price | US2011$/Ton | 0 | 0 | 0 | 0 | 0 | 0 | 0
IL Fac. Spec. - NOX Rate Summer v3.1, Unit 550 and retrofits | 495 | 1797 | Rate Constraint in lbs/MMBtu | FALSE | L | Annual | Seasons Included | Seasons | Summer | Summer | Summer | Summer | Summer | Summer | Summer
IL Fac. Spec. - NOX Rate Summer v3.1, Unit 550 and retrofits | 495 | 1797 | Rate Constraint in lbs/MMBtu | FALSE | L | Annual | Standard | lb/MMBtu | 0.25 | 0.25 | 0.25 | 0.25 | 0.25 | 0.25 | 0.25
IL Fac. Spec. - NOX Rate Summer v3.1, Unit 550 and retrofits | 495 | 1797 | Rate Constraint in lbs/MMBtu | FALSE | L | Annual | Emissions at Affected Plants NOX | Thousand Tons | 0.0097075 | 0.0097075 | 0.0032299 | 0.0032299 | 0.0032299 | 0.0032299 | 0.0032299
IL Fac. Spec. - NOX Rate Summer v3.1, Unit 550 and retrofits | 495 | 1797 | Rate Constraint in lbs/MMBtu | FALSE | L | Annual | Allowances Purchased NOX | Thousand Tons | 0 | 0 | 0 | 0 | 0 | 0 | 0
IL Fac. Spec. - NOX Rate Summer v3.1, Unit 550 and retrofits | 495 | 1797 | Rate Constraint in lbs/MMBtu | FALSE | L | Annual | Allowances Sold NOX | Thousand Tons | 0 | 0 | 0 | 0 | 0 | 0 | 0
IL Fac. Spec. - NOX Rate Summer v3.1, Unit 550 and retrofits | 495 | 1797 | Rate Constraint in lbs/MMBtu | FALSE | L | Annual | Allowances Banked | Thousand Tons | 0 | 0 | 0 | 0 | 0 | 0 | 0
IL Fac. Spec. - NOX Rate Summer v3.1, Unit 550 and retrofits | 495 | 1797 | Rate Constraint in lbs/MMBtu | FALSE | L | Annual | Allowances Withdrawn (1:1) | Thousand Tons | 0 | 0 | 0 | 0 | 0 | 0 | 0
IL Fac. Spec. - NOX Rate Summer v3.1, Unit 550 and retrofits | 495 | 1797 | Rate Constraint in lbs/MMBtu | FALSE | L | Annual | Allowances Withdrawn (n:1) | Thousand Tons | 0 | 0 | 0 | 0 | 0 | 0 | 0
IL Fac. Spec. - NOX Rate Summer v3.1, Unit 550 and retrofits | 495 | 1797 | Rate Constraint in lbs/MMBtu | FALSE | L | Annual | Net Emissions Allowance Position | Thousand Tons | 0.0097075 | 0.0097075 | 0.0032299 | 0.0032299 | 0.0032299 | 0.0032299 | 0.0032299
IL Fac. Spec. - NOX Rate Summer v3.1, Unit 550 and retrofits | 495 | 1797 | Rate Constraint in lbs/MMBtu | FALSE | L | Annual | Fuel Consumed | TBtu | 0.23926 | 0.23926 | 0.079608 | 0.079608 | 0.079608 | 0.079608 | 0.079608
IL Fac. Spec. - NOX Rate Summer v3.1, Unit 550 and retrofits | 495 | 1797 | Rate Constraint in lbs/MMBtu | FALSE | L | Annual | Rate | lb/MMBtu | 0.081147 | 0.081147 | 0.081147 | 0.081147 | 0.081147 | 0.081147 | 0.081147
IL Fac. Spec. - NOX Rate Summer v3.1, Unit 550 and retrofits | 495 | 1797 | Rate Constraint in lbs/MMBtu | FALSE | L | Annual | Generation | TWh | 0.022267 | 0.022267 | 0.0074088 | 0.0074088 | 0.0074088 | 0.0074088 | 0.0074088
IL Fac. Spec. - NOX Rate Summer v3.1, Unit 550 and retrofits | 495 | 1797 | Rate Constraint in lbs/MMBtu | FALSE | L | Annual | Qualifying Generation | TWh | 0.022267 | 0.022267 | 0.0074088 | 0.0074088 | 0.0074088 | 0.0074088 | 0.0074088
IL Fac. Spec. - NOX Rate Summer v3.1, Unit 550 and retrofits | 495 | 1797 | Rate Constraint in lbs/MMBtu | FALSE | L | Annual | Rate | lb/MWh | 0.43596 | 0.43596 | 0.43596 | 0.43596 | 0.43596 | 0.43596 | 0.43596
IL Fac. Spec. - NOX Rate Summer v3.1, Unit 550 and retrofits | 495 | 1797 | Rate Constraint in lbs/MMBtu | FALSE | L | Annual | Constraint Shadow Price | US2011$/Ton | 0 | 0 | 0 | 0 | 0 | 0 | 0
IL Fac. Spec. - NOX Rate Summer v3.1, Unit 551 and retrofits | 496 | 1797 | Rate Constraint in lbs/MMBtu | FALSE | L | Annual | Seasons Included | Seasons | Summer | Summer | Summer | Summer | Summer | Summer | Summer
IL Fac. Spec. - NOX Rate Summer v3.1, Unit 551 and retrofits | 496 | 1797 | Rate Constraint in lbs/MMBtu | FALSE | L | Annual | Standard | lb/MMBtu | 0.25 | 0.25 | 0.25 | 0.25 | 0.25 | 0.25 | 0.25
IL Fac. Spec. - NOX Rate Summer v3.1, Unit 551 and retrofits | 496 | 1797 | Rate Constraint in lbs/MMBtu | FALSE | L | Annual | Emissions at Affected Plants NOX | Thousand Tons | 0.0097383 | 0.0097383 | 0.0032402 | 0.0032402 | 0.0032402 | 0.0032402 | 0.0032402
IL Fac. Spec. - NOX Rate Summer v3.1, Unit 551 and retrofits | 496 | 1797 | Rate Constraint in lbs/MMBtu | FALSE | L | Annual | Allowances Purchased NOX | Thousand Tons | 0 | 0 | 0 | 0 | 0 | 0 | 0
IL Fac. Spec. - NOX Rate Summer v3.1, Unit 551 and retrofits | 496 | 1797 | Rate Constraint in lbs/MMBtu | FALSE | L | Annual | Allowances Sold NOX | Thousand Tons | 0 | 0 | 0 | 0 | 0 | 0 | 0
IL Fac. Spec. - NOX Rate Summer v3.1, Unit 551 and retrofits | 496 | 1797 | Rate Constraint in lbs/MMBtu | FALSE | L | Annual | Allowances Banked | Thousand Tons | 0 | 0 | 0 | 0 | 0 | 0 | 0
IL Fac. Spec. - NOX Rate Summer v3.1, Unit 551 and retrofits | 496 | 1797 | Rate Constraint in lbs/MMBtu | FALSE | L | Annual | Allowances Withdrawn (1:1) | Thousand Tons | 0 | 0 | 0 | 0 | 0 | 0 | 0
IL Fac. Spec. - NOX Rate Summer v3.1, Unit 551 and retrofits | 496 | 1797 | Rate Constraint in lbs/MMBtu | FALSE | L | Annual | Allowances Withdrawn (n:1) | Thousand Tons | 0 | 0 | 0 | 0 | 0 | 0 | 0
IL Fac. Spec. - NOX Rate Summer v3.1, Unit 551 and retrofits | 496 | 1797 | Rate Constraint in lbs/MMBtu | FALSE | L | Annual | Net Emissions Allowance Position | Thousand Tons | 0.0097383 | 0.0097383 | 0.0032402 | 0.0032402 | 0.0032402 | 0.0032402 | 0.0032402
IL Fac. Spec. - NOX Rate Summer v3.1, Unit 551 and retrofits | 496 | 1797 | Rate Constraint in lbs/MMBtu | FALSE | L | Annual | Fuel Consumed | TBtu | 0.23926 | 0.23926 | 0.079608 | 0.079608 | 0.079608 | 0.079608 | 0.079608
IL Fac. Spec. - NOX Rate Summer v3.1, Unit 551 and retrofits | 496 | 1797 | Rate Constraint in lbs/MMBtu | FALSE | L | Annual | Rate | lb/MMBtu | 0.081404 | 0.081404 | 0.081404 | 0.081404 | 0.081404 | 0.081404 | 0.081404
IL Fac. Spec. - NOX Rate Summer v3.1, Unit 551 and retrofits | 496 | 1797 | Rate Constraint in lbs/MMBtu | FALSE | L | Annual | Generation | TWh | 0.022267 | 0.022267 | 0.0074088 | 0.0074088 | 0.0074088 | 0.0074088 | 0.0074088
IL Fac. Spec. - NOX Rate Summer v3.1, Unit 551 and retrofits | 496 | 1797 | Rate Constraint in lbs/MMBtu | FALSE | L | Annual | Qualifying Generation | TWh | 0.022267 | 0.022267 | 0.0074088 | 0.0074088 | 0.0074088 | 0.0074088 | 0.0074088
IL Fac. Spec. - NOX Rate Summer v3.1, Unit 551 and retrofits | 496 | 1797 | Rate Constraint in lbs/MMBtu | FALSE | L | Annual | Rate | lb/MWh | 0.43734 | 0.43734 | 0.43734 | 0.43734 | 0.43734 | 0.43734 | 0.43734
IL Fac. Spec. - NOX Rate Summer v3.1, Unit 551 and retrofits | 496 | 1797 | Rate Constraint in lbs/MMBtu | FALSE | L | Annual | Constraint Shadow Price | US2011$/Ton | 0 | 0 | 0 | 0 | 0 | 0 | 0
IL Fac. Spec. - NOX Rate Summer v3.1, Unit 552 and retrofits | 497 | 1797 | Rate Constraint in lbs/MMBtu | FALSE | L | Annual | Seasons Included | Seasons | Summer | Summer | Summer | Summer | Summer | Summer | Summer
IL Fac. Spec. - NOX Rate Summer v3.1, Unit 552 and retrofits | 497 | 1797 | Rate Constraint in lbs/MMBtu | FALSE | L | Annual | Standard | lb/MMBtu | 0.25 | 0.25 | 0.25 | 0.25 | 0.25 | 0.25 | 0.25
IL Fac. Spec. - NOX Rate Summer v3.1, Unit 552 and retrofits | 497 | 1797 | Rate Constraint in lbs/MMBtu | FALSE | L | Annual | Emissions at Affected Plants NOX | Thousand Tons | 0.0011769 | 0.0011769 | 0.0011769 | 0.0011769 | 0.0011769 | 0 | 0.0059823
IL Fac. Spec. - NOX Rate Summer v3.1, Unit 552 and retrofits | 497 | 1797 | Rate Constraint in lbs/MMBtu | FALSE | L | Annual | Allowances Purchased NOX | Thousand Tons | 0 | 0 | 0 | 0 | 0 | 0 | 0
IL Fac. Spec. - NOX Rate Summer v3.1, Unit 552 and retrofits | 497 | 1797 | Rate Constraint in lbs/MMBtu | FALSE | L | Annual | Allowances Sold NOX | Thousand Tons | 0 | 0 | 0 | 0 | 0 | 0 | 0
IL Fac. Spec. - NOX Rate Summer v3.1, Unit 552 and retrofits | 497 | 1797 | Rate Constraint in lbs/MMBtu | FALSE | L | Annual | Allowances Banked | Thousand Tons | 0 | 0 | 0 | 0 | 0 | 0 | 0
IL Fac. Spec. - NOX Rate Summer v3.1, Unit 552 and retrofits | 497 | 1797 | Rate Constraint in lbs/MMBtu | FALSE | L | Annual | Allowances Withdrawn (1:1) | Thousand Tons | 0 | 0 | 0 | 0 | 0 | 0 | 0
IL Fac. Spec. - NOX Rate Summer v3.1, Unit 552 and retrofits | 497 | 1797 | Rate Constraint in lbs/MMBtu | FALSE | L | Annual | Allowances Withdrawn (n:1) | Thousand Tons | 0 | 0 | 0 | 0 | 0 | 0 | 0
IL Fac. Spec. - NOX Rate Summer v3.1, Unit 552 and retrofits | 497 | 1797 | Rate Constraint in lbs/MMBtu | FALSE | L | Annual | Net Emissions Allowance Position | Thousand Tons | 0.0011769 | 0.0011769 | 0.0011769 | 0.0011769 | 0.0011769 | 0 | 0.0059823
IL Fac. Spec. - NOX Rate Summer v3.1, Unit 552 and retrofits | 497 | 1797 | Rate Constraint in lbs/MMBtu | FALSE | L | Annual | Fuel Consumed | TBtu | 0.043992 | 0.043992 | 0.043992 | 0.043992 | 0.043992 | 0 | 0.22363
IL Fac. Spec. - NOX Rate Summer v3.1, Unit 552 and retrofits | 497 | 1797 | Rate Constraint in lbs/MMBtu | FALSE | L | Annual | Rate | lb/MMBtu | 0.053503 | 0.053503 | 0.053503 | 0.053503 | 0.053503 | 0 | 0.053503
IL Fac. Spec. - NOX Rate Summer v3.1, Unit 552 and retrofits | 497 | 1797 | Rate Constraint in lbs/MMBtu | FALSE | L | Annual | Generation | TWh | 0.0035003 | 0.0035003 | 0.0035003 | 0.0035003 | 0.0035003 | 0 | 0.017793
IL Fac. Spec. - NOX Rate Summer v3.1, Unit 552 and retrofits | 497 | 1797 | Rate Constraint in lbs/MMBtu | FALSE | L | Annual | Qualifying Generation | TWh | 0.0035003 | 0.0035003 | 0.0035003 | 0.0035003 | 0.0035003 | 0 | 0.017793
IL Fac. Spec. - NOX Rate Summer v3.1, Unit 552 and retrofits | 497 | 1797 | Rate Constraint in lbs/MMBtu | FALSE | L | Annual | Rate | lb/MWh | 0.33621 | 0.33621 | 0.33621 | 0.33621 | 0.33621 | 0 | 0.33621
IL Fac. Spec. - NOX Rate Summer v3.1, Unit 552 and retrofits | 497 | 1797 | Rate Constraint in lbs/MMBtu | FALSE | L | Annual | Constraint Shadow Price | US2011$/Ton | 0 | 0 | 0 | 0 | 0 | 0 | 0
IL Fac. Spec. - NOX Rate Summer v3.1, Unit 553 and retrofits | 498 | 1797 | Rate Constraint in lbs/MMBtu | FALSE | L | Annual | Seasons Included | Seasons | Summer | Summer | Summer | Summer | Summer | Summer | Summer
IL Fac. Spec. - NOX Rate Summer v3.1, Unit 553 and retrofits | 498 | 1797 | Rate Constraint in lbs/MMBtu | FALSE | L | Annual | Standard | lb/MMBtu | 0.25 | 0.25 | 0.25 | 0.25 | 0.25 | 0.25 | 0.25
IL Fac. Spec. - NOX Rate Summer v3.1, Unit 553 and retrofits | 498 | 1797 | Rate Constraint in lbs/MMBtu | FALSE | L | Annual | Emissions at Affected Plants NOX | Thousand Tons | 0.0023017 | 0.0023017 | 0.0023017 | 0.0023017 | 0.0023017 | 0 | 0
IL Fac. Spec. - NOX Rate Summer v3.1, Unit 553 and retrofits | 498 | 1797 | Rate Constraint in lbs/MMBtu | FALSE | L | Annual | Allowances Purchased NOX | Thousand Tons | 0 | 0 | 0 | 0 | 0 | 0 | 0
IL Fac. Spec. - NOX Rate Summer v3.1, Unit 553 and retrofits | 498 | 1797 | Rate Constraint in lbs/MMBtu | FALSE | L | Annual | Allowances Sold NOX | Thousand Tons | 0 | 0 | 0 | 0 | 0 | 0 | 0
IL Fac. Spec. - NOX Rate Summer v3.1, Unit 553 and retrofits | 498 | 1797 | Rate Constraint in lbs/MMBtu | FALSE | L | Annual | Allowances Banked | Thousand Tons | 0 | 0 | 0 | 0 | 0 | 0 | 0
IL Fac. Spec. - NOX Rate Summer v3.1, Unit 553 and retrofits | 498 | 1797 | Rate Constraint in lbs/MMBtu | FALSE | L | Annual | Allowances Withdrawn (1:1) | Thousand Tons | 0 | 0 | 0 | 0 | 0 | 0 | 0
IL Fac. Spec. - NOX Rate Summer v3.1, Unit 553 and retrofits | 498 | 1797 | Rate Constraint in lbs/MMBtu | FALSE | L | Annual | Allowances Withdrawn (n:1) | Thousand Tons | 0 | 0 | 0 | 0 | 0 | 0 | 0
IL Fac. Spec. - NOX Rate Summer v3.1, Unit 553 and retrofits | 498 | 1797 | Rate Constraint in lbs/MMBtu | FALSE | L | Annual | Net Emissions Allowance Position | Thousand Tons | 0.0023017 | 0.0023017 | 0.0023017 | 0.0023017 | 0.0023017 | 0 | 0
IL Fac. Spec. - NOX Rate Summer v3.1, Unit 553 and retrofits | 498 | 1797 | Rate Constraint in lbs/MMBtu | FALSE | L | Annual | Fuel Consumed | TBtu | 0.043992 | 0.043992 | 0.043992 | 0.043992 | 0.043992 | 0 | 0
IL Fac. Spec. - NOX Rate Summer v3.1, Unit 553 and retrofits | 498 | 1797 | Rate Constraint in lbs/MMBtu | FALSE | L | Annual | Rate | lb/MMBtu | 0.10464 | 0.10464 | 0.10464 | 0.10464 | 0.10464 | 0 | 0
IL Fac. Spec. - NOX Rate Summer v3.1, Unit 553 and retrofits | 498 | 1797 | Rate Constraint in lbs/MMBtu | FALSE | L | Annual | Generation | TWh | 0.0035003 | 0.0035003 | 0.0035003 | 0.0035003 | 0.0035003 | 0 | 0
IL Fac. Spec. - NOX Rate Summer v3.1, Unit 553 and retrofits | 498 | 1797 | Rate Constraint in lbs/MMBtu | FALSE | L | Annual | Qualifying Generation | TWh | 0.0035003 | 0.0035003 | 0.0035003 | 0.0035003 | 0.0035003 | 0 | 0
IL Fac. Spec. - NOX Rate Summer v3.1, Unit 553 and retrofits | 498 | 1797 | Rate Constraint in lbs/MMBtu | FALSE | L | Annual | Rate | lb/MWh | 0.65757 | 0.65757 | 0.65757 | 0.65757 | 0.65757 | 0 | 0
IL Fac. Spec. - NOX Rate Summer v3.1, Unit 553 and retrofits | 498 | 1797 | Rate Constraint in lbs/MMBtu | FALSE | L | Annual | Constraint Shadow Price | US2011$/Ton | 0 | 0 | 0 | 0 | 0 | 0 | 0
IL Fac. Spec. - NOX Rate Summer v3.1, Unit 554 and retrofits | 499 | 1797 | Rate Constraint in lbs/MMBtu | FALSE | L | Annual | Seasons Included | Seasons | Summer | Summer | Summer | Summer | Summer | Summer | Summer
IL Fac. Spec. - NOX Rate Summer v3.1, Unit 554 and retrofits | 499 | 1797 | Rate Constraint in lbs/MMBtu | FALSE | L | Annual | Standard | lb/MMBtu | 0.25 | 0.25 | 0.25 | 0.25 | 0.25 | 0.25 | 0.25
IL Fac. Spec. - NOX Rate Summer v3.1, Unit 554 and retrofits | 499 | 1797 | Rate Constraint in lbs/MMBtu | FALSE | L | Annual | Emissions at Affected Plants NOX | Thousand Tons | 0.0016644 | 0.0016644 | 0.0016644 | 0.0016644 | 0.0016644 | 0 | 0
IL Fac. Spec. - NOX Rate Summer v3.1, Unit 554 and retrofits | 499 | 1797 | Rate Constraint in lbs/MMBtu | FALSE | L | Annual | Allowances Purchased NOX | Thousand Tons | 0 | 0 | 0 | 0 | 0 | 0 | 0
IL Fac. Spec. - NOX Rate Summer v3.1, Unit 554 and retrofits | 499 | 1797 | Rate Constraint in lbs/MMBtu | FALSE | L | Annual | Allowances Sold NOX | Thousand Tons | 0 | 0 | 0 | 0 | 0 | 0 | 0
IL Fac. Spec. - NOX Rate Summer v3.1, Unit 554 and retrofits | 499 | 1797 | Rate Constraint in lbs/MMBtu | FALSE | L | Annual | Allowances Banked | Thousand Tons | 0 | 0 | 0 | 0 | 0 | 0 | 0
IL Fac. Spec. - NOX Rate Summer v3.1, Unit 554 and retrofits | 499 | 1797 | Rate Constraint in lbs/MMBtu | FALSE | L | Annual | Allowances Withdrawn (1:1) | Thousand Tons | 0 | 0 | 0 | 0 | 0 | 0 | 0
IL Fac. Spec. - NOX Rate Summer v3.1, Unit 554 and retrofits | 499 | 1797 | Rate Constraint in lbs/MMBtu | FALSE | L | Annual | Allowances Withdrawn (n:1) | Thousand Tons | 0 | 0 | 0 | 0 | 0 | 0 | 0
IL Fac. Spec. - NOX Rate Summer v3.1, Unit 554 and retrofits | 499 | 1797 | Rate Constraint in lbs/MMBtu | FALSE | L | Annual | Net Emissions Allowance Position | Thousand Tons | 0.0016644 | 0.0016644 | 0.0016644 | 0.0016644 | 0.0016644 | 0 | 0
IL Fac. Spec. - NOX Rate Summer v3.1, Unit 554 and retrofits | 499 | 1797 | Rate Constraint in lbs/MMBtu | FALSE | L | Annual | Fuel Consumed | TBtu | 0.043992 | 0.043992 | 0.043992 | 0.043992 | 0.043992 | 0 | 0
IL Fac. Spec. - NOX Rate Summer v3.1, Unit 554 and retrofits | 499 | 1797 | Rate Constraint in lbs/MMBtu | FALSE | L | Annual | Rate | lb/MMBtu | 0.075669 | 0.075669 | 0.075669 | 0.075669 | 0.075669 | 0 | 0
IL Fac. Spec. - NOX Rate Summer v3.1, Unit 554 and retrofits | 499 | 1797 | Rate Constraint in lbs/MMBtu | FALSE | L | Annual | Generation | TWh | 0.0035003 | 0.0035003 | 0.0035003 | 0.0035003 | 0.0035003 | 0 | 0
IL Fac. Spec. - NOX Rate Summer v3.1, Unit 554 and retrofits | 499 | 1797 | Rate Constraint in lbs/MMBtu | FALSE | L | Annual | Qualifying Generation | TWh | 0.0035003 | 0.0035003 | 0.0035003 | 0.0035003 | 0.0035003 | 0 | 0
IL Fac. Spec. - NOX Rate Summer v3.1, Unit 554 and retrofits | 499 | 1797 | Rate Constraint in lbs/MMBtu | FALSE | L | Annual | Rate | lb/MWh | 0.47551 | 0.47551 | 0.47551 | 0.47551 | 0.47551 | 0 | 0
IL Fac. Spec. - NOX Rate Summer v3.1, Unit 554 and retrofits | 499 | 1797 | Rate Constraint in lbs/MMBtu | FALSE | L | Annual | Constraint Shadow Price | US2011$/Ton | 0 | 0 | 0 | 0 | 0 | 0 | 0
IL Fac. Spec. - NOX Rate Summer v3.1, Unit 555 and retrofits | 500 | 1797 | Rate Constraint in lbs/MMBtu | FALSE | L | Annual | Seasons Included | Seasons | Summer | Summer | Summer | Summer | Summer | Summer | Summer
IL Fac. Spec. - NOX Rate Summer v3.1, Unit 555 and retrofits | 500 | 1797 | Rate Constraint in lbs/MMBtu | FALSE | L | Annual | Standard | lb/MMBtu | 0.25 | 0.25 | 0.25 | 0.25 | 0.25 | 0.25 | 0.25
IL Fac. Spec. - NOX Rate Summer v3.1, Unit 555 and retrofits | 500 | 1797 | Rate Constraint in lbs/MMBtu | FALSE | L | Annual | Emissions at Affected Plants NOX | Thousand Tons | 0.0011713 | 0.0011713 | 0.0011713 | 0.0011713 | 0.0011713 | 0 | 0
IL Fac. Spec. - NOX Rate Summer v3.1, Unit 555 and retrofits | 500 | 1797 | Rate Constraint in lbs/MMBtu | FALSE | L | Annual | Allowances Purchased NOX | Thousand Tons | 0 | 0 | 0 | 0 | 0 | 0 | 0
IL Fac. Spec. - NOX Rate Summer v3.1, Unit 555 and retrofits | 500 | 1797 | Rate Constraint in lbs/MMBtu | FALSE | L | Annual | Allowances Sold NOX | Thousand Tons | 0 | 0 | 0 | 0 | 0 | 0 | 0
IL Fac. Spec. - NOX Rate Summer v3.1, Unit 555 and retrofits | 500 | 1797 | Rate Constraint in lbs/MMBtu | FALSE | L | Annual | Allowances Banked | Thousand Tons | 0 | 0 | 0 | 0 | 0 | 0 | 0
IL Fac. Spec. - NOX Rate Summer v3.1, Unit 555 and retrofits | 500 | 1797 | Rate Constraint in lbs/MMBtu | FALSE | L | Annual | Allowances Withdrawn (1:1) | Thousand Tons | 0 | 0 | 0 | 0 | 0 | 0 | 0
IL Fac. Spec. - NOX Rate Summer v3.1, Unit 555 and retrofits | 500 | 1797 | Rate Constraint in lbs/MMBtu | FALSE | L | Annual | Allowances Withdrawn (n:1) | Thousand Tons | 0 | 0 | 0 | 0 | 0 | 0 | 0
IL Fac. Spec. - NOX Rate Summer v3.1, Unit 555 and retrofits | 500 | 1797 | Rate Constraint in lbs/MMBtu | FALSE | L | Annual | Net Emissions Allowance Position | Thousand Tons | 0.0011713 | 0.0011713 | 0.0011713 | 0.0011713 | 0.0011713 | 0 | 0
IL Fac. Spec. - NOX Rate Summer v3.1, Unit 555 and retrofits | 500 | 1797 | Rate Constraint in lbs/MMBtu | FALSE | L | Annual | Fuel Consumed | TBtu | 0.012997 | 0.012997 | 0.012997 | 0.012997 | 0.012997 | 0 | 0
IL Fac. Spec. - NOX Rate Summer v3.1, Unit 555 and retrofits | 500 | 1797 | Rate Constraint in lbs/MMBtu | FALSE | L | Annual | Rate | lb/MMBtu | 0.18024 | 0.18024 | 0.18024 | 0.18024 | 0.18024 | 0 | 0
IL Fac. Spec. - NOX Rate Summer v3.1, Unit 555 and retrofits | 500 | 1797 | Rate Constraint in lbs/MMBtu | FALSE | L | Annual | Generation | TWh | 0.0010364 | 0.0010364 | 0.0010364 | 0.0010364 | 0.0010364 | 0 | 0
IL Fac. Spec. - NOX Rate Summer v3.1, Unit 555 and retrofits | 500 | 1797 | Rate Constraint in lbs/MMBtu | FALSE | L | Annual | Qualifying Generation | TWh | 0.0010364 | 0.0010364 | 0.0010364 | 0.0010364 | 0.0010364 | 0 | 0
IL Fac. Spec. - NOX Rate Summer v3.1, Unit 555 and retrofits | 500 | 1797 | Rate Constraint in lbs/MMBtu | FALSE | L | Annual | Rate | lb/MWh | 1.1301 | 1.1301 | 1.1301 | 1.1301 | 1.1301 | 0 | 0
IL Fac. Spec. - NOX Rate Summer v3.1, Unit 555 and retrofits | 500 | 1797 | Rate Constraint in lbs/MMBtu | FALSE | L | Annual | Constraint Shadow Price | US2011$/Ton | 0 | 0 | 0 | 0 | 0 | 0 | 0
IL Fac. Spec. - NOX Rate Summer v3.1, Unit 556 and retrofits | 501 | 1797 | Rate Constraint in lbs/MMBtu | FALSE | L | Annual | Seasons Included | Seasons | Summer | Summer | Summer | Summer | Summer | Summer | Summer
IL Fac. Spec. - NOX Rate Summer v3.1, Unit 556 and retrofits | 501 | 1797 | Rate Constraint in lbs/MMBtu | FALSE | L | Annual | Standard | lb/MMBtu | 0.25 | 0.25 | 0.25 | 0.25 | 0.25 | 0.25 | 0.25
IL Fac. Spec. - NOX Rate Summer v3.1, Unit 556 and retrofits | 501 | 1797 | Rate Constraint in lbs/MMBtu | FALSE | L | Annual | Emissions at Affected Plants NOX | Thousand Tons | 0.016501 | 0.0096049 | 0.0054902 | 0.0054902 | 0.0054902 | 0.0054902 | 0.0054902
IL Fac. Spec. - NOX Rate Summer v3.1, Unit 556 and retrofits | 501 | 1797 | Rate Constraint in lbs/MMBtu | FALSE | L | Annual | Allowances Purchased NOX | Thousand Tons | 0 | 0 | 0 | 0 | 0 | 0 | 0
IL Fac. Spec. - NOX Rate Summer v3.1, Unit 556 and retrofits | 501 | 1797 | Rate Constraint in lbs/MMBtu | FALSE | L | Annual | Allowances Sold NOX | Thousand Tons | 0 | 0 | 0 | 0 | 0 | 0 | 0
IL Fac. Spec. - NOX Rate Summer v3.1, Unit 556 and retrofits | 501 | 1797 | Rate Constraint in lbs/MMBtu | FALSE | L | Annual | Allowances Banked | Thousand Tons | 0 | 0 | 0 | 0 | 0 | 0 | 0
IL Fac. Spec. - NOX Rate Summer v3.1, Unit 556 and retrofits | 501 | 1797 | Rate Constraint in lbs/MMBtu | FALSE | L | Annual | Allowances Withdrawn (1:1) | Thousand Tons | 0 | 0 | 0 | 0 | 0 | 0 | 0
IL Fac. Spec. - NOX Rate Summer v3.1, Unit 556 and retrofits | 501 | 1797 | Rate Constraint in lbs/MMBtu | FALSE | L | Annual | Allowances Withdrawn (n:1) | Thousand Tons | 0 | 0 | 0 | 0 | 0 | 0 | 0
IL Fac. Spec. - NOX Rate Summer v3.1, Unit 556 and retrofits | 501 | 1797 | Rate Constraint in lbs/MMBtu | FALSE | L | Annual | Net Emissions Allowance Position | Thousand Tons | 0.016501 | 0.0096049 | 0.0054902 | 0.0054902 | 0.0054902 | 0.0054902 | 0.0054902
IL Fac. Spec. - NOX Rate Summer v3.1, Unit 556 and retrofits | 501 | 1797 | Rate Constraint in lbs/MMBtu | FALSE | L | Annual | Fuel Consumed | TBtu | 0.83127 | 0.48388 | 0.27659 | 0.27659 | 0.27659 | 0.27659 | 0.27659
IL Fac. Spec. - NOX Rate Summer v3.1, Unit 556 and retrofits | 501 | 1797 | Rate Constraint in lbs/MMBtu | FALSE | L | Annual | Rate | lb/MMBtu | 0.0397 | 0.0397 | 0.0397 | 0.0397 | 0.0397 | 0.0397 | 0.0397
IL Fac. Spec. - NOX Rate Summer v3.1, Unit 556 and retrofits | 501 | 1797 | Rate Constraint in lbs/MMBtu | FALSE | L | Annual | Generation | TWh | 0.076396 | 0.04447 | 0.025419 | 0.025419 | 0.025419 | 0.025419 | 0.025419
IL Fac. Spec. - NOX Rate Summer v3.1, Unit 556 and retrofits | 501 | 1797 | Rate Constraint in lbs/MMBtu | FALSE | L | Annual | Qualifying Generation | TWh | 0.076396 | 0.04447 | 0.025419 | 0.025419 | 0.025419 | 0.025419 | 0.025419
IL Fac. Spec. - NOX Rate Summer v3.1, Unit 556 and retrofits | 501 | 1797 | Rate Constraint in lbs/MMBtu | FALSE | L | Annual | Rate | lb/MWh | 0.21599 | 0.21599 | 0.21599 | 0.21599 | 0.21599 | 0.21599 | 0.21599
IL Fac. Spec. - NOX Rate Summer v3.1, Unit 556 and retrofits | 501 | 1797 | Rate Constraint in lbs/MMBtu | FALSE | L | Annual | Constraint Shadow Price | US2011$/Ton | 0 | 0 | 0 | 0 | 0 | 0 | 0
IL Fac. Spec. - NOX Rate Summer v3.1, Unit 557 and retrofits | 502 | 1797 | Rate Constraint in lbs/MMBtu | FALSE | L | Annual | Seasons Included | Seasons | Summer | Summer | Summer | Summer | Summer | Summer | Summer
IL Fac. Spec. - NOX Rate Summer v3.1, Unit 557 and retrofits | 502 | 1797 | Rate Constraint in lbs/MMBtu | FALSE | L | Annual | Standard | lb/MMBtu | 0.25 | 0.25 | 0.25 | 0.25 | 0.25 | 0.25 | 0.25
IL Fac. Spec. - NOX Rate Summer v3.1, Unit 557 and retrofits | 502 | 1797 | Rate Constraint in lbs/MMBtu | FALSE | L | Annual | Emissions at Affected Plants NOX | Thousand Tons | 0.013737 | 0.013737 | 0.0045708 | 0.0045708 | 0.0045708 | 0.0045708 | 0.0045708
IL Fac. Spec. - NOX Rate Summer v3.1, Unit 557 and retrofits | 502 | 1797 | Rate Constraint in lbs/MMBtu | FALSE | L | Annual | Allowances Purchased NOX | Thousand Tons | 0 | 0 | 0 | 0 | 0 | 0 | 0
IL Fac. Spec. - NOX Rate Summer v3.1, Unit 557 and retrofits | 502 | 1797 | Rate Constraint in lbs/MMBtu | FALSE | L | Annual | Allowances Sold NOX | Thousand Tons | 0 | 0 | 0 | 0 | 0 | 0 | 0
IL Fac. Spec. - NOX Rate Summer v3.1, Unit 557 and retrofits | 502 | 1797 | Rate Constraint in lbs/MMBtu | FALSE | L | Annual | Allowances Banked | Thousand Tons | 0 | 0 | 0 | 0 | 0 | 0 | 0
IL Fac. Spec. - NOX Rate Summer v3.1, Unit 557 and retrofits | 502 | 1797 | Rate Constraint in lbs/MMBtu | FALSE | L | Annual | Allowances Withdrawn (1:1) | Thousand Tons | 0 | 0 | 0 | 0 | 0 | 0 | 0
IL Fac. Spec. - NOX Rate Summer v3.1, Unit 557 and retrofits | 502 | 1797 | Rate Constraint in lbs/MMBtu | FALSE | L | Annual | Allowances Withdrawn (n:1) | Thousand Tons | 0 | 0 | 0 | 0 | 0 | 0 | 0
IL Fac. Spec. - NOX Rate Summer v3.1, Unit 557 and retrofits | 502 | 1797 | Rate Constraint in lbs/MMBtu | FALSE | L | Annual | Net Emissions Allowance Position | Thousand Tons | 0.013737 | 0.013737 | 0.0045708 | 0.0045708 | 0.0045708 | 0.0045708 | 0.0045708
IL Fac. Spec. - NOX Rate Summer v3.1, Unit 557 and retrofits | 502 | 1797 | Rate Constraint in lbs/MMBtu | FALSE | L | Annual | Fuel Consumed | TBtu | 0.83127 | 0.83127 | 0.27659 | 0.27659 | 0.27659 | 0.27659 | 0.27659
IL Fac. Spec. - NOX Rate Summer v3.1, Unit 557 and retrofits | 502 | 1797 | Rate Constraint in lbs/MMBtu | FALSE | L | Annual | Rate | lb/MMBtu | 0.033051 | 0.033051 | 0.033051 | 0.033051 | 0.033051 | 0.033051 | 0.033051
IL Fac. Spec. - NOX Rate Summer v3.1, Unit 557 and retrofits | 502 | 1797 | Rate Constraint in lbs/MMBtu | FALSE | L | Annual | Generation | TWh | 0.076396 | 0.076396 | 0.025419 | 0.025419 | 0.025419 | 0.025419 | 0.025419
IL Fac. Spec. - NOX Rate Summer v3.1, Unit 557 and retrofits | 502 | 1797 | Rate Constraint in lbs/MMBtu | FALSE | L | Annual | Qualifying Generation | TWh | 0.076396 | 0.076396 | 0.025419 | 0.025419 | 0.025419 | 0.025419 | 0.025419
IL Fac. Spec. - NOX Rate Summer v3.1, Unit 557 and retrofits | 502 | 1797 | Rate Constraint in lbs/MMBtu | FALSE | L | Annual | Rate | lb/MWh | 0.17982 | 0.17982 | 0.17982 | 0.17982 | 0.17982 | 0.17982 | 0.17982
IL Fac. Spec. - NOX Rate Summer v3.1, Unit 557 and retrofits | 502 | 1797 | Rate Constraint in lbs/MMBtu | FALSE | L | Annual | Constraint Shadow Price | US2011$/Ton | 0 | 0 | 0 | 0 | 0 | 0 | 0
IL Fac. Spec. - NOX Rate Summer v3.1, Unit 558 and retrofits | 503 | 1797 | Rate Constraint in lbs/MMBtu | FALSE | L | Annual | Seasons Included | Seasons | Summer | Summer | Summer | Summer | Summer | Summer | Summer
IL Fac. Spec. - NOX Rate Summer v3.1, Unit 558 and retrofits | 503 | 1797 | Rate Constraint in lbs/MMBtu | FALSE | L | Annual | Standard | lb/MMBtu | 0.25 | 0.25 | 0.25 | 0.25 | 0.25 | 0.25 | 0.25
IL Fac. Spec. - NOX Rate Summer v3.1, Unit 558 and retrofits | 503 | 1797 | Rate Constraint in lbs/MMBtu | FALSE | L | Annual | Emissions at Affected Plants NOX | Thousand Tons | 0.01463 | 0.01463 | 0.0048679 | 0.0048679 | 0.0048679 | 0.0048679 | 0.0048679
IL Fac. Spec. - NOX Rate Summer v3.1, Unit 558 and retrofits | 503 | 1797 | Rate Constraint in lbs/MMBtu | FALSE | L | Annual | Allowances Purchased NOX | Thousand Tons | 0 | 0 | 0 | 0 | 0 | 0 | 0
IL Fac. Spec. - NOX Rate Summer v3.1, Unit 558 and retrofits | 503 | 1797 | Rate Constraint in lbs/MMBtu | FALSE | L | Annual | Allowances Sold NOX | Thousand Tons | 0 | 0 | 0 | 0 | 0 | 0 | 0
IL Fac. Spec. - NOX Rate Summer v3.1, Unit 558 and retrofits | 503 | 1797 | Rate Constraint in lbs/MMBtu | FALSE | L | Annual | Allowances Banked | Thousand Tons | 0 | 0 | 0 | 0 | 0 | 0 | 0
IL Fac. Spec. - NOX Rate Summer v3.1, Unit 558 and retrofits | 503 | 1797 | Rate Constraint in lbs/MMBtu | FALSE | L | Annual | Allowances Withdrawn (1:1) | Thousand Tons | 0 | 0 | 0 | 0 | 0 | 0 | 0
IL Fac. Spec. - NOX Rate Summer v3.1, Unit 558 and retrofits | 503 | 1797 | Rate Constraint in lbs/MMBtu | FALSE | L | Annual | Allowances Withdrawn (n:1) | Thousand Tons | 0 | 0 | 0 | 0 | 0 | 0 | 0
IL Fac. Spec. - NOX Rate Summer v3.1, Unit 558 and retrofits | 503 | 1797 | Rate Constraint in lbs/MMBtu | FALSE | L | Annual | Net Emissions Allowance Position | Thousand Tons | 0.01463 | 0.01463 | 0.0048679 | 0.0048679 | 0.0048679 | 0.0048679 | 0.0048679
IL Fac. Spec. - NOX Rate Summer v3.1, Unit 558 and retrofits | 503 | 1797 | Rate Constraint in lbs/MMBtu | FALSE | L | Annual | Fuel Consumed | TBtu | 0.83127 | 0.83127 | 0.27659 | 0.27659 | 0.27659 | 0.27659 | 0.27659
IL Fac. Spec. - NOX Rate Summer v3.1, Unit 558 and retrofits | 503 | 1797 | Rate Constraint in lbs/MMBtu | FALSE | L | Annual | Rate | lb/MMBtu | 0.0352 | 0.0352 | 0.0352 | 0.0352 | 0.0352 | 0.0352 | 0.0352
IL Fac. Spec. - NOX Rate Summer v3.1, Unit 558 and retrofits | 503 | 1797 | Rate Constraint in lbs/MMBtu | FALSE | L | Annual | Generation | TWh | 0.076396 | 0.076396 | 0.025419 | 0.025419 | 0.025419 | 0.025419 | 0.025419
IL Fac. Spec. - NOX Rate Summer v3.1, Unit 558 and retrofits | 503 | 1797 | Rate Constraint in lbs/MMBtu | FALSE | L | Annual | Qualifying Generation | TWh | 0.076396 | 0.076396 | 0.025419 | 0.025419 | 0.025419 | 0.025419 | 0.025419
IL Fac. Spec. - NOX Rate Summer v3.1, Unit 558 and retrofits | 503 | 1797 | Rate Constraint in lbs/MMBtu | FALSE | L | Annual | Rate | lb/MWh | 0.19151 | 0.19151 | 0.19151 | 0.19151 | 0.19151 | 0.19151 | 0.19151
IL Fac. Spec. - NOX Rate Summer v3.1, Unit 558 and retrofits | 503 | 1797 | Rate Constraint in lbs/MMBtu | FALSE | L | Annual | Constraint Shadow Price | US2011$/Ton | 0 | 0 | 0 | 0 | 0 | 0 | 0
IL Fac. Spec. - NOX Rate Summer v3.1, Unit 559 and retrofits | 504 | 1797 | Rate Constraint in lbs/MMBtu | FALSE | L | Annual | Seasons Included | Seasons | Summer | Summer | Summer | Summer | Summer | Summer | Summer
IL Fac. Spec. - NOX Rate Summer v3.1, Unit 559 and retrofits | 504 | 1797 | Rate Constraint in lbs/MMBtu | FALSE | L | Annual | Standard | lb/MMBtu | 0.25 | 0.25 | 0.25 | 0.25 | 0.25 | 0.25 | 0.25
IL Fac. Spec. - NOX Rate Summer v3.1, Unit 559 and retrofits | 504 | 1797 | Rate Constraint in lbs/MMBtu | FALSE | L | Annual | Emissions at Affected Plants NOX | Thousand Tons | 0.015557 | 0.015557 | 0.0051762 | 0.0051762 | 0.0051762 | 0.0051762 | 0.0051762
IL Fac. Spec. - NOX Rate Summer v3.1, Unit 559 and retrofits | 504 | 1797 | Rate Constraint in lbs/MMBtu | FALSE | L | Annual | Allowances Purchased NOX | Thousand Tons | 0 | 0 | 0 | 0 | 0 | 0 | 0
IL Fac. Spec. - NOX Rate Summer v3.1, Unit 559 and retrofits | 504 | 1797 | Rate Constraint in lbs/MMBtu | FALSE | L | Annual | Allowances Sold NOX | Thousand Tons | 0 | 0 | 0 | 0 | 0 | 0 | 0
IL Fac. Spec. - NOX Rate Summer v3.1, Unit 559 and retrofits | 504 | 1797 | Rate Constraint in lbs/MMBtu | FALSE | L | Annual | Allowances Banked | Thousand Tons | 0 | 0 | 0 | 0 | 0 | 0 | 0
IL Fac. Spec. - NOX Rate Summer v3.1, Unit 559 and retrofits | 504 | 1797 | Rate Constraint in lbs/MMBtu | FALSE | L | Annual | Allowances Withdrawn (1:1) | Thousand Tons | 0 | 0 | 0 | 0 | 0 | 0 | 0
IL Fac. Spec. - NOX Rate Summer v3.1, Unit 559 and retrofits | 504 | 1797 | Rate Constraint in lbs/MMBtu | FALSE | L | Annual | Allowances Withdrawn (n:1) | Thousand Tons | 0 | 0 | 0 | 0 | 0 | 0 | 0
IL Fac. Spec. - NOX Rate Summer v3.1, Unit 559 and retrofits | 504 | 1797 | Rate Constraint in lbs/MMBtu | FALSE | L | Annual | Net Emissions Allowance Position | Thousand Tons | 0.015557 | 0.015557 | 0.0051762 | 0.0051762 | 0.0051762 | 0.0051762 | 0.0051762
IL Fac. Spec. - NOX Rate Summer v3.1, Unit 559 and retrofits | 504 | 1797 | Rate Constraint in lbs/MMBtu | FALSE | L | Annual | Fuel Consumed | TBtu | 0.83127 | 0.83127 | 0.27659 | 0.27659 | 0.27659 | 0.27659 | 0.27659
IL Fac. Spec. - NOX Rate Summer v3.1, Unit 559 and retrofits | 504 | 1797 | Rate Constraint in lbs/MMBtu | FALSE | L | Annual | Rate | lb/MMBtu | 0.037429 | 0.037429 | 0.037429 | 0.037429 | 0.037429 | 0.037429 | 0.037429
IL Fac. Spec. - NOX Rate Summer v3.1, Unit 559 and retrofits | 504 | 1797 | Rate Constraint in lbs/MMBtu | FALSE | L | Annual | Generation | TWh | 0.076396 | 0.076396 | 0.025419 | 0.025419 | 0.025419 | 0.025419 | 0.025419
IL Fac. Spec. - NOX Rate Summer v3.1, Unit 559 and retrofits | 504 | 1797 | Rate Constraint in lbs/MMBtu | FALSE | L | Annual | Qualifying Generation | TWh | 0.076396 | 0.076396 | 0.025419 | 0.025419 | 0.025419 | 0.025419 | 0.025419
IL Fac. Spec. - NOX Rate Summer v3.1, Unit 559 and retrofits | 504 | 1797 | Rate Constraint in lbs/MMBtu | FALSE | L | Annual | Rate | lb/MWh | 0.20363 | 0.20363 | 0.20363 | 0.20363 | 0.20363 | 0.20363 | 0.20363
IL Fac. Spec. - NOX Rate Summer v3.1, Unit 559 and retrofits | 504 | 1797 | Rate Constraint in lbs/MMBtu | FALSE | L | Annual | Constraint Shadow Price | US2011$/Ton | 0 | 0 | 0 | 0 | 0 | 0 | 0
IL Fac. Spec. - NOX Rate Summer v3.1, Unit 560 and retrofits | 505 | 1797 | Rate Constraint in lbs/MMBtu | FALSE | L | Annual | Seasons Included | Seasons | Summer | Summer | Summer | Summer | Summer | Summer | Summer
IL Fac. Spec. - NOX Rate Summer v3.1, Unit 560 and retrofits | 505 | 1797 | Rate Constraint in lbs/MMBtu | FALSE | L | Annual | Standard | lb/MMBtu | 0.25 | 0.25 | 0.25 | 0.25 | 0.25 | 0.25 | 0.25
IL Fac. Spec. - NOX Rate Summer v3.1, Unit 560 and retrofits | 505 | 1797 | Rate Constraint in lbs/MMBtu | FALSE | L | Annual | Emissions at Affected Plants NOX | Thousand Tons | 0.00062405 | 0.00062405 | 0.00062405 | 0.00062405 | 0.00062405 | 0 | 0.0031722
IL Fac. Spec. - NOX Rate Summer v3.1, Unit 560 and retrofits | 505 | 1797 | Rate Constraint in lbs/MMBtu | FALSE | L | Annual | Allowances Purchased NOX | Thousand Tons | 0 | 0 | 0 | 0 | 0 | 0 | 0
IL Fac. Spec. - NOX Rate Summer v3.1, Unit 560 and retrofits | 505 | 1797 | Rate Constraint in lbs/MMBtu | FALSE | L | Annual | Allowances Sold NOX | Thousand Tons | 0 | 0 | 0 | 0 | 0 | 0 | 0
IL Fac. Spec. - NOX Rate Summer v3.1, Unit 560 and retrofits | 505 | 1797 | Rate Constraint in lbs/MMBtu | FALSE | L | Annual | Allowances Banked | Thousand Tons | 0 | 0 | 0 | 0 | 0 | 0 | 0
IL Fac. Spec. - NOX Rate Summer v3.1, Unit 560 and retrofits | 505 | 1797 | Rate Constraint in lbs/MMBtu | FALSE | L | Annual | Allowances Withdrawn (1:1) | Thousand Tons | 0 | 0 | 0 | 0 | 0 | 0 | 0
IL Fac. Spec. - NOX Rate Summer v3.1, Unit 560 and retrofits | 505 | 1797 | Rate Constraint in lbs/MMBtu | FALSE | L | Annual | Allowances Withdrawn (n:1) | Thousand Tons | 0 | 0 | 0 | 0 | 0 | 0 | 0
IL Fac. Spec. - NOX Rate Summer v3.1, Unit 560 and retrofits | 505 | 1797 | Rate Constraint in lbs/MMBtu | FALSE | L | Annual | Net Emissions Allowance Position | Thousand Tons | 0.00062405 | 0.00062405 | 0.00062405 | 0.00062405 | 0.00062405 | 0 | 0.0031722
IL Fac. Spec. - NOX Rate Summer v3.1, Unit 560 and retrofits | 505 | 1797 | Rate Constraint in lbs/MMBtu | FALSE | L | Annual | Fuel Consumed | TBtu | 0.032724 | 0.032724 | 0.032724 | 0.032724 | 0.032724 | 0 | 0.16635
IL Fac. Spec. - NOX Rate Summer v3.1, Unit 560 and retrofits | 505 | 1797 | Rate Constraint in lbs/MMBtu | FALSE | L | Annual | Rate | lb/MMBtu | 0.03814 | 0.03814 | 0.03814 | 0.03814 | 0.03814 | 0 | 0.03814
IL Fac. Spec. - NOX Rate Summer v3.1, Unit 560 and retrofits | 505 | 1797 | Rate Constraint in lbs/MMBtu | FALSE | L | Annual | Generation | TWh | 0.0026003 | 0.0026003 | 0.0026003 | 0.0026003 | 0.0026003 | 0 | 0.013218
IL Fac. Spec. - NOX Rate Summer v3.1, Unit 560 and retrofits | 505 | 1797 | Rate Constraint in lbs/MMBtu | FALSE | L | Annual | Qualifying Generation | TWh | 0.0026003 | 0.0026003 | 0.0026003 | 0.0026003 | 0.0026003 | 0 | 0.013218
IL Fac. Spec. - NOX Rate Summer v3.1, Unit 560 and retrofits | 505 | 1797 | Rate Constraint in lbs/MMBtu | FALSE | L | Annual | Rate | lb/MWh | 0.23999 | 0.23999 | 0.23999 | 0.23999 | 0.23999 | 0 | 0.23999
IL Fac. Spec. - NOX Rate Summer v3.1, Unit 560 and retrofits | 505 | 1797 | Rate Constraint in lbs/MMBtu | FALSE | L | Annual | Constraint Shadow Price | US2011$/Ton | 0 | 0 | 0 | 0 | 0 | 0 | 0
IL Fac. Spec. - NOX Rate Summer v3.1, Unit 561 and retrofits | 506 | 1797 | Rate Constraint in lbs/MMBtu | FALSE | L | Annual | Seasons Included | Seasons | Summer | Summer | Summer | Summer | Summer | Summer | Summer
IL Fac. Spec. - NOX Rate Summer v3.1, Unit 561 and retrofits | 506 | 1797 | Rate Constraint in lbs/MMBtu | FALSE | L | Annual | Standard | lb/MMBtu | 0.25 | 0.25 | 0.25 | 0.25 | 0.25 | 0.25 | 0.25
IL Fac. Spec. - NOX Rate Summer v3.1, Unit 561 and retrofits | 506 | 1797 | Rate Constraint in lbs/MMBtu | FALSE | L | Annual | Emissions at Affected Plants NOX | Thousand Tons | 0.00068869 | 0.00068869 | 0.00068869 | 0.00068869 | 0.00068869 | 0 | 0.0035008
IL Fac. Spec. - NOX Rate Summer v3.1, Unit 561 and retrofits | 506 | 1797 | Rate Constraint in lbs/MMBtu | FALSE | L | Annual | Allowances Purchased NOX | Thousand Tons | 0 | 0 | 0 | 0 | 0 | 0 | 0
IL Fac. Spec. - NOX Rate Summer v3.1, Unit 561 and retrofits | 506 | 1797 | Rate Constraint in lbs/MMBtu | FALSE | L | Annual | Allowances Sold NOX | Thousand Tons | 0 | 0 | 0 | 0 | 0 | 0 | 0
IL Fac. Spec. - NOX Rate Summer v3.1, Unit 561 and retrofits | 506 | 1797 | Rate Constraint in lbs/MMBtu | FALSE | L | Annual | Allowances Banked | Thousand Tons | 0 | 0 | 0 | 0 | 0 | 0 | 0
IL Fac. Spec. - NOX Rate Summer v3.1, Unit 561 and retrofits | 506 | 1797 | Rate Constraint in lbs/MMBtu | FALSE | L | Annual | Allowances Withdrawn (1:1) | Thousand Tons | 0 | 0 | 0 | 0 | 0 | 0 | 0
IL Fac. Spec. - NOX Rate Summer v3.1, Unit 561 and retrofits | 506 | 1797 | Rate Constraint in lbs/MMBtu | FALSE | L | Annual | Allowances Withdrawn (n:1) | Thousand Tons | 0 | 0 | 0 | 0 | 0 | 0 | 0
IL Fac. Spec. - NOX Rate Summer v3.1, Unit 561 and retrofits | 506 | 1797 | Rate Constraint in lbs/MMBtu | FALSE | L | Annual | Net Emissions Allowance Position | Thousand Tons | 0.00068869 | 0.00068869 | 0.00068869 | 0.00068869 | 0.00068869 | 0 | 0.0035008
IL Fac. Spec. - NOX Rate Summer v3.1, Unit 561 and retrofits | 506 | 1797 | Rate Constraint in lbs/MMBtu | FALSE | L | Annual | Fuel Consumed | TBtu | 0.032724 | 0.032724 | 0.032724 | 0.032724 | 0.032724 | 0 | 0.16635
IL Fac. Spec. - NOX Rate Summer v3.1, Unit 561 and retrofits | 506 | 1797 | Rate Constraint in lbs/MMBtu | FALSE | L | Annual | Rate | lb/MMBtu | 0.04209 | 0.04209 | 0.04209 | 0.04209 | 0.04209 | 0 | 0.04209
IL Fac. Spec. - NOX Rate Summer v3.1, Unit 561 and retrofits | 506 | 1797 | Rate Constraint in lbs/MMBtu | FALSE | L | Annual | Generation | TWh | 0.0026003 | 0.0026003 | 0.0026003 | 0.0026003 | 0.0026003 | 0 | 0.013218
IL Fac. Spec. - NOX Rate Summer v3.1, Unit 561 and retrofits | 506 | 1797 | Rate Constraint in lbs/MMBtu | FALSE | L | Annual | Qualifying Generation | TWh | 0.0026003 | 0.0026003 | 0.0026003 | 0.0026003 | 0.0026003 | 0 | 0.013218
IL Fac. Spec. - NOX Rate Summer v3.1, Unit 561 and retrofits | 506 | 1797 | Rate Constraint in lbs/MMBtu | FALSE | L | Annual | Rate | lb/MWh | 0.26485 | 0.26485 | 0.26485 | 0.26485 | 0.26485 | 0 | 0.26485
IL Fac. Spec. - NOX Rate Summer v3.1, Unit 561 and retrofits | 506 | 1797 | Rate Constraint in lbs/MMBtu | FALSE | L | Annual | Constraint Shadow Price | US2011$/Ton | 0 | 0 | 0 | 0 | 0 | 0 | 0
IL Fac. Spec. - NOX Rate Summer v3.1, Unit 562 and retrofits | 507 | 1797 | Rate Constraint in lbs/MMBtu | FALSE | L | Annual | Seasons Included | Seasons | Summer | Summer | Summer | Summer | Summer | Summer | Summer
IL Fac. Spec. - NOX Rate Summer v3.1, Unit 562 and retrofits | 507 | 1797 | Rate Constraint in lbs/MMBtu | FALSE | L | Annual | Standard | lb/MMBtu | 0.25 | 0.25 | 0.25 | 0.25 | 0.25 | 0.25 | 0.25
IL Fac. Spec. - NOX Rate Summer v3.1, Unit 562 and retrofits | 507 | 1797 | Rate Constraint in lbs/MMBtu | FALSE | L | Annual | Emissions at Affected Plants NOX | Thousand Tons | 0.00074115 | 0.00074115 | 0.00074115 | 0.00074115 | 0.00074115 | 0 | 0.0037675
IL Fac. Spec. - NOX Rate Summer v3.1, Unit 562 and retrofits | 507 | 1797 | Rate Constraint in lbs/MMBtu | FALSE | L | Annual | Allowances Purchased NOX | Thousand Tons | 0 | 0 | 0 | 0 | 0 | 0 | 0
IL Fac. Spec. - NOX Rate Summer v3.1, Unit 562 and retrofits | 507 | 1797 | Rate Constraint in lbs/MMBtu | FALSE | L | Annual | Allowances Sold NOX | Thousand Tons | 0 | 0 | 0 | 0 | 0 | 0 | 0
IL Fac. Spec. - NOX Rate Summer v3.1, Unit 562 and retrofits | 507 | 1797 | Rate Constraint in lbs/MMBtu | FALSE | L | Annual | Allowances Banked | Thousand Tons | 0 | 0 | 0 | 0 | 0 | 0 | 0
IL Fac. Spec. - NOX Rate Summer v3.1, Unit 562 and retrofits | 507 | 1797 | Rate Constraint in lbs/MMBtu | FALSE | L | Annual | Allowances Withdrawn (1:1) | Thousand Tons | 0 | 0 | 0 | 0 | 0 | 0 | 0
IL Fac. Spec. - NOX Rate Summer v3.1, Unit 562 and retrofits | 507 | 1797 | Rate Constraint in lbs/MMBtu | FALSE | L | Annual | Allowances Withdrawn (n:1) | Thousand Tons | 0 | 0 | 0 | 0 | 0 | 0 | 0
IL Fac. Spec. - NOX Rate Summer v3.1, Unit 562 and retrofits | 507 | 1797 | Rate Constraint in lbs/MMBtu | FALSE | L | Annual | Net Emissions Allowance Position | Thousand Tons | 0.00074115 | 0.00074115 | 0.00074115 | 0.00074115 | 0.00074115 | 0 | 0.0037675
IL Fac. Spec. - NOX Rate Summer v3.1, Unit 562 and retrofits | 507 | 1797 | Rate Constraint in lbs/MMBtu | FALSE | L | Annual | Fuel Consumed | TBtu | 0.033141 | 0.033141 | 0.033141 | 0.033141 | 0.033141 | 0 | 0.16847
IL Fac. Spec. - NOX Rate Summer v3.1, Unit 562 and retrofits | 507 | 1797 | Rate Constraint in lbs/MMBtu | FALSE | L | Annual | Rate | lb/MMBtu | 0.044727 | 0.044727 | 0.044727 | 0.044727 | 0.044727 | 0 | 0.044727
IL Fac. Spec. - NOX Rate Summer v3.1, Unit 562 and retrofits | 507 | 1797 | Rate Constraint in lbs/MMBtu | FALSE | L | Annual | Generation | TWh | 0.0026336 | 0.0026336 | 0.0026336 | 0.0026336 | 0.0026336 | 0 | 0.013387
IL Fac. Spec. - NOX Rate Summer v3.1, Unit 562 and retrofits | 507 | 1797 | Rate Constraint in lbs/MMBtu | FALSE | L | Annual | Qualifying Generation | TWh | 0.0026336 | 0.0026336 | 0.0026336 | 0.0026336 | 0.0026336 | 0 | 0.013387
IL Fac. Spec. - NOX Rate Summer v3.1, Unit 562 and retrofits | 507 | 1797 | Rate Constraint in lbs/MMBtu | FALSE | L | Annual | Rate | lb/MWh | 0.28142 | 0.28142 | 0.28142 | 0.28142 | 0.28142 | 0 | 0.28142
IL Fac. Spec. - NOX Rate Summer v3.1, Unit 562 and retrofits | 507 | 1797 | Rate Constraint in lbs/MMBtu | FALSE | L | Annual | Constraint Shadow Price | US2011$/Ton | 0 | 0 | 0 | 0 | 0 | 0 | 0
IL Fac. Spec. - NOX Rate Summer v3.1, Unit 563 and retrofits | 508 | 1797 | Rate Constraint in lbs/MMBtu | FALSE | L | Annual | Seasons Included | Seasons | Summer | Summer | Summer | Summer | Summer | Summer | Summer
IL Fac. Spec. - NOX Rate Summer v3.1, Unit 563 and retrofits | 508 | 1797 | Rate Constraint in lbs/MMBtu | FALSE | L | Annual | Standard | lb/MMBtu | 0.25 | 0.25 | 0.25 | 0.25 | 0.25 | 0.25 | 0.25
IL Fac. Spec. - NOX Rate Summer v3.1, Unit 563 and retrofits | 508 | 1797 | Rate Constraint in lbs/MMBtu | FALSE | L | Annual | Emissions at Affected Plants NOX | Thousand Tons | 0.00061188 | 0.00061188 | 0.00061188 | 0.00061188 | 0.00061188 | 0 | 0.0031104
IL Fac. Spec. - NOX Rate Summer v3.1, Unit 563 and retrofits | 508 | 1797 | Rate Constraint in lbs/MMBtu | FALSE | L | Annual | Allowances Purchased NOX | Thousand Tons | 0 | 0 | 0 | 0 | 0 | 0 | 0
IL Fac. Spec. - NOX Rate Summer v3.1, Unit 563 and retrofits | 508 | 1797 | Rate Constraint in lbs/MMBtu | FALSE | L | Annual | Allowances Sold NOX | Thousand Tons | 0 | 0 | 0 | 0 | 0 | 0 | 0
IL Fac. Spec. - NOX Rate Summer v3.1, Unit 563 and retrofits | 508 | 1797 | Rate Constraint in lbs/MMBtu | FALSE | L | Annual | Allowances Banked | Thousand Tons | 0 | 0 | 0 | 0 | 0 | 0 | 0
IL Fac. Spec. - NOX Rate Summer v3.1, Unit 563 and retrofits | 508 | 1797 | Rate Constraint in lbs/MMBtu | FALSE | L | Annual | Allowances Withdrawn (1:1) | Thousand Tons | 0 | 0 | 0 | 0 | 0 | 0 | 0
IL Fac. Spec. - NOX Rate Summer v3.1, Unit 563 and retrofits | 508 | 1797 | Rate Constraint in lbs/MMBtu | FALSE | L | Annual | Allowances Withdrawn (n:1) | Thousand Tons | 0 | 0 | 0 | 0 | 0 | 0 | 0
IL Fac. Spec. - NOX Rate Summer v3.1, Unit 563 and retrofits | 508 | 1797 | Rate Constraint in lbs/MMBtu | FALSE | L | Annual | Net Emissions Allowance Position | Thousand Tons | 0.00061188 | 0.00061188 | 0.00061188 | 0.00061188 | 0.00061188 | 0 | 0.0031104
IL Fac. Spec. - NOX Rate Summer v3.1, Unit 563 and retrofits | 508 | 1797 | Rate Constraint in lbs/MMBtu | FALSE | L | Annual | Fuel Consumed | TBtu | 0.032722 | 0.032722 | 0.032722 | 0.032722 | 0.032722 | 0 | 0.16633
IL Fac. Spec. - NOX Rate Summer v3.1, Unit 563 and retrofits | 508 | 1797 | Rate Constraint in lbs/MMBtu | FALSE | L | Annual | Rate | lb/MMBtu | 0.037399 | 0.037399 | 0.037399 | 0.037399 | 0.037399 | 0 | 0.037399
IL Fac. Spec. - NOX Rate Summer v3.1, Unit 563 and retrofits | 508 | 1797 | Rate Constraint in lbs/MMBtu | FALSE | L | Annual | Generation | TWh | 0.0026003 | 0.0026003 | 0.0026003 | 0.0026003 | 0.0026003 | 0 | 0.013218
IL Fac. Spec. - NOX Rate Summer v3.1, Unit 563 and retrofits | 508 | 1797 | Rate Constraint in lbs/MMBtu | FALSE | L | Annual | Qualifying Generation | TWh | 0.0026003 | 0.0026003 | 0.0026003 | 0.0026003 | 0.0026003 | 0 | 0.013218
IL Fac. Spec. - NOX Rate Summer v3.1, Unit 563 and retrofits | 508 | 1797 | Rate Constraint in lbs/MMBtu | FALSE | L | Annual | Rate | lb/MWh | 0.23532 | 0.23532 | 0.23532 | 0.23532 | 0.23532 | 0 | 0.23532
IL Fac. Spec. - NOX Rate Summer v3.1, Unit 563 and retrofits | 508 | 1797 | Rate Constraint in lbs/MMBtu | FALSE | L | Annual | Constraint Shadow Price | US2011$/Ton | 0 | 0 | 0 | 0 | 0 | 0 | 0
IL Fac. Spec. - NOX Rate Summer v3.1, Unit 564 and retrofits | 509 | 1797 | Rate Constraint in lbs/MMBtu | FALSE | L | Annual | Seasons Included | Seasons | Summer | Summer | Summer | Summer | Summer | Summer | Summer
IL Fac. Spec. - NOX Rate Summer v3.1, Unit 564 and retrofits | 509 | 1797 | Rate Constraint in lbs/MMBtu | FALSE | L | Annual | Standard | lb/MMBtu | 0.25 | 0.25 | 0.25 | 0.25 | 0.25 | 0.25 | 0.25
IL Fac. Spec. - NOX Rate Summer v3.1, Unit 564 and retrofits | 509 | 1797 | Rate Constraint in lbs/MMBtu | FALSE | L | Annual | Emissions at Affected Plants NOX | Thousand Tons | 0.00053137 | 0.00053137 | 0.00053137 | 0.00053137 | 0.00053137 | 0 | 0.0027011
IL Fac. Spec. - NOX Rate Summer v3.1, Unit 564 and retrofits | 509 | 1797 | Rate Constraint in lbs/MMBtu | FALSE | L | Annual | Allowances Purchased NOX | Thousand Tons | 0 | 0 | 0 | 0 | 0 | 0 | 0
IL Fac. Spec. - NOX Rate Summer v3.1, Unit 564 and retrofits | 509 | 1797 | Rate Constraint in lbs/MMBtu | FALSE | L | Annual | Allowances Sold NOX | Thousand Tons | 0 | 0 | 0 | 0 | 0 | 0 | 0
IL Fac. Spec. - NOX Rate Summer v3.1, Unit 564 and retrofits | 509 | 1797 | Rate Constraint in lbs/MMBtu | FALSE | L | Annual | Allowances Banked | Thousand Tons | 0 | 0 | 0 | 0 | 0 | 0 | 0
IL Fac. Spec. - NOX Rate Summer v3.1, Unit 564 and retrofits | 509 | 1797 | Rate Constraint in lbs/MMBtu | FALSE | L | Annual | Allowances Withdrawn (1:1) | Thousand Tons | 0 | 0 | 0 | 0 | 0 | 0 | 0
IL Fac. Spec. - NOX Rate Summer v3.1, Unit 564 and retrofits | 509 | 1797 | Rate Constraint in lbs/MMBtu | FALSE | L | Annual | Allowances Withdrawn (n:1) | Thousand Tons | 0 | 0 | 0 | 0 | 0 | 0 | 0
IL Fac. Spec. - NOX Rate Summer v3.1, Unit 564 and retrofits | 509 | 1797 | Rate Constraint in lbs/MMBtu | FALSE | L | Annual | Net Emissions Allowance Position | Thousand Tons | 0.00053137 | 0.00053137 | 0.00053137 | 0.00053137 | 0.00053137 | 0 | 0.0027011
IL Fac. Spec. - NOX Rate Summer v3.1, Unit 564 and retrofits | 509 | 1797 | Rate Constraint in lbs/MMBtu | FALSE | L | Annual | Fuel Consumed | TBtu | 0.032302 | 0.032302 | 0.032302 | 0.032302 | 0.032302 | 0 | 0.1642
IL Fac. Spec. - NOX Rate Summer v3.1, Unit 564 and retrofits | 509 | 1797 | Rate Constraint in lbs/MMBtu | FALSE | L | Annual | Rate | lb/MMBtu | 0.0329 | 0.0329 | 0.0329 | 0.0329 | 0.0329 | 0 | 0.0329
IL Fac. Spec. - NOX Rate Summer v3.1, Unit 564 and retrofits | 509 | 1797 | Rate Constraint in lbs/MMBtu | FALSE | L | Annual | Generation | TWh | 0.0025669 | 0.0025669 | 0.0025669 | 0.0025669 | 0.0025669 | 0 | 0.013048
IL Fac. Spec. - NOX Rate Summer v3.1, Unit 564 and retrofits | 509 | 1797 | Rate Constraint in lbs/MMBtu | FALSE | L | Annual | Qualifying Generation | TWh | 0.0025669 | 0.0025669 | 0.0025669 | 0.0025669 | 0.0025669 | 0 | 0.013048
IL Fac. Spec. - NOX Rate Summer v3.1, Unit 564 and retrofits | 509 | 1797 | Rate Constraint in lbs/MMBtu | FALSE | L | Annual | Rate | lb/MWh | 0.20701 | 0.20701 | 0.20701 | 0.20701 | 0.20701 | 0 | 0.20701
IL Fac. Spec. - NOX Rate Summer v3.1, Unit 564 and retrofits | 509 | 1797 | Rate Constraint in lbs/MMBtu | FALSE | L | Annual | Constraint Shadow Price | US2011$/Ton | 0 | 0 | 0 | 0 | 0 | 0 | 0
IL Fac. Spec. - NOX Rate Summer v3.1, Unit 565 and retrofits | 510 | 1797 | Rate Constraint in lbs/MMBtu | FALSE | L | Annual | Seasons Included | Seasons | Summer | Summer | Summer | Summer | Summer | Summer | Summer
IL Fac. Spec. - NOX Rate Summer v3.1, Unit 565 and retrofits | 510 | 1797 | Rate Constraint in lbs/MMBtu | FALSE | L | Annual | Standard | lb/MMBtu | 0.25 | 0.25 | 0.25 | 0.25 | 0.25 | 0.25 | 0.25
IL Fac. Spec. - NOX Rate Summer v3.1, Unit 565 and retrofits | 510 | 1797 | Rate Constraint in lbs/MMBtu | FALSE | L | Annual | Emissions at Affected Plants NOX | Thousand Tons | 0.00075423 | 0.00075423 | 0.00075423 | 0.00075423 | 0.00075423 | 0 | 0.002501
IL Fac. Spec. - NOX Rate Summer v3.1, Unit 565 and retrofits | 510 | 1797 | Rate Constraint in lbs/MMBtu | FALSE | L | Annual | Allowances Purchased NOX | Thousand Tons | 0 | 0 | 0 | 0 | 0 | 0 | 0
IL Fac. Spec. - NOX Rate Summer v3.1, Unit 565 and retrofits | 510 | 1797 | Rate Constraint in lbs/MMBtu | FALSE | L | Annual | Allowances Sold NOX | Thousand Tons | 0 | 0 | 0 | 0 | 0 | 0 | 0
IL Fac. Spec. - NOX Rate Summer v3.1, Unit 565 and retrofits | 510 | 1797 | Rate Constraint in lbs/MMBtu | FALSE | L | Annual | Allowances Banked | Thousand Tons | 0 | 0 | 0 | 0 | 0 | 0 | 0
IL Fac. Spec. - NOX Rate Summer v3.1, Unit 565 and retrofits | 510 | 1797 | Rate Constraint in lbs/MMBtu | FALSE | L | Annual | Allowances Withdrawn (1:1) | Thousand Tons | 0 | 0 | 0 | 0 | 0 | 0 | 0
IL Fac. Spec. - NOX Rate Summer v3.1, Unit 565 and retrofits | 510 | 1797 | Rate Constraint in lbs/MMBtu | FALSE | L | Annual | Allowances Withdrawn (n:1) | Thousand Tons | 0 | 0 | 0 | 0 | 0 | 0 | 0
IL Fac. Spec. - NOX Rate Summer v3.1, Unit 565 and retrofits | 510 | 1797 | Rate Constraint in lbs/MMBtu | FALSE | L | Annual | Net Emissions Allowance Position | Thousand Tons | 0.00075423 | 0.00075423 | 0.00075423 | 0.00075423 | 0.00075423 | 0 | 0.002501
IL Fac. Spec. - NOX Rate Summer v3.1, Unit 565 and retrofits | 510 | 1797 | Rate Constraint in lbs/MMBtu | FALSE | L | Annual | Fuel Consumed | TBtu | 0.032722 | 0.032722 | 0.032722 | 0.032722 | 0.032722 | 0 | 0.1085
IL Fac. Spec. - NOX Rate Summer v3.1, Unit 565 and retrofits | 510 | 1797 | Rate Constraint in lbs/MMBtu | FALSE | L | Annual | Rate | lb/MMBtu | 0.0461 | 0.0461 | 0.0461 | 0.0461 | 0.0461 | 0 | 0.0461
IL Fac. Spec. - NOX Rate Summer v3.1, Unit 565 and retrofits | 510 | 1797 | Rate Constraint in lbs/MMBtu | FALSE | L | Annual | Generation | TWh | 0.0026003 | 0.0026003 | 0.0026003 | 0.0026003 | 0.0026003 | 0 | 0.0086224
IL Fac. Spec. - NOX Rate Summer v3.1, Unit 565 and retrofits | 510 | 1797 | Rate Constraint in lbs/MMBtu | FALSE | L | Annual | Qualifying Generation | TWh | 0.0026003 | 0.0026003 | 0.0026003 | 0.0026003 | 0.0026003 | 0 | 0.0086224
IL Fac. Spec. - NOX Rate Summer v3.1, Unit 565 and retrofits | 510 | 1797 | Rate Constraint in lbs/MMBtu | FALSE | L | Annual | Rate | lb/MWh | 0.29006 | 0.29006 | 0.29006 | 0.29006 | 0.29006 | 0 | 0.29006
IL Fac. Spec. - NOX Rate Summer v3.1, Unit 565 and retrofits | 510 | 1797 | Rate Constraint in lbs/MMBtu | FALSE | L | Annual | Constraint Shadow Price | US2011$/Ton | 0 | 0 | 0 | 0 | 0 | 0 | 0
IL Fac. Spec. - NOX Rate Summer v3.1, Unit 566 and retrofits | 511 | 1797 | Rate Constraint in lbs/MMBtu | FALSE | L | Annual | Seasons Included | Seasons | Summer | Summer | Summer | Summer | Summer | Summer | Summer
IL Fac. Spec. - NOX Rate Summer v3.1, Unit 566 and retrofits | 511 | 1797 | Rate Constraint in lbs/MMBtu | FALSE | L | Annual | Standard | lb/MMBtu | 0.25 | 0.25 | 0.25 | 0.25 | 0.25 | 0.25 | 0.25
IL Fac. Spec. - NOX Rate Summer v3.1, Unit 566 and retrofits | 511 | 1797 | Rate Constraint in lbs/MMBtu | FALSE | L | Annual | Emissions at Affected Plants NOX | Thousand Tons | 0.00077386 | 0.00077386 | 0.00077386 | 0.00077386 | 0.00077386 | 0 | 0
IL Fac. Spec. - NOX Rate Summer v3.1, Unit 566 and retrofits | 511 | 1797 | Rate Constraint in lbs/MMBtu | FALSE | L | Annual | Allowances Purchased NOX | Thousand Tons | 0 | 0 | 0 | 0 | 0 | 0 | 0
IL Fac. Spec. - NOX Rate Summer v3.1, Unit 566 and retrofits | 511 | 1797 | Rate Constraint in lbs/MMBtu | FALSE | L | Annual | Allowances Sold NOX | Thousand Tons | 0 | 0 | 0 | 0 | 0 | 0 | 0
IL Fac. Spec. - NOX Rate Summer v3.1, Unit 566 and retrofits | 511 | 1797 | Rate Constraint in lbs/MMBtu | FALSE | L | Annual | Allowances Banked | Thousand Tons | 0 | 0 | 0 | 0 | 0 | 0 | 0
IL Fac. Spec. - NOX Rate Summer v3.1, Unit 566 and retrofits | 511 | 1797 | Rate Constraint in lbs/MMBtu | FALSE | L | Annual | Allowances Withdrawn (1:1) | Thousand Tons | 0 | 0 | 0 | 0 | 0 | 0 | 0
IL Fac. Spec. - NOX Rate Summer v3.1, Unit 566 and retrofits | 511 | 1797 | Rate Constraint in lbs/MMBtu | FALSE | L | Annual | Allowances Withdrawn (n:1) | Thousand Tons | 0 | 0 | 0 | 0 | 0 | 0 | 0
IL Fac. Spec. - NOX Rate Summer v3.1, Unit 566 and retrofits | 511 | 1797 | Rate Constraint in lbs/MMBtu | FALSE | L | Annual | Net Emissions Allowance Position | Thousand Tons | 0.00077386 | 0.00077386 | 0.00077386 | 0.00077386 | 0.00077386 | 0 | 0
IL Fac. Spec. - NOX Rate Summer v3.1, Unit 566 and retrofits | 511 | 1797 | Rate Constraint in lbs/MMBtu | FALSE | L | Annual | Fuel Consumed | TBtu | 0.032722 | 0.032722 | 0.032722 | 0.032722 | 0.032722 | 0 | 0
IL Fac. Spec. - NOX Rate Summer v3.1, Unit 566 and retrofits | 511 | 1797 | Rate Constraint in lbs/MMBtu | FALSE | L | Annual | Rate | lb/MMBtu | 0.0473 | 0.0473 | 0.0473 | 0.0473 | 0.0473 | 0 | 0
IL Fac. Spec. - NOX Rate Summer v3.1, Unit 566 and retrofits | 511 | 1797 | Rate Constraint in lbs/MMBtu | FALSE | L | Annual | Generation | TWh | 0.0026003 | 0.0026003 | 0.0026003 | 0.0026003 | 0.0026003 | 0 | 0
IL Fac. Spec. - NOX Rate Summer v3.1, Unit 566 and retrofits | 511 | 1797 | Rate Constraint in lbs/MMBtu | FALSE | L | Annual | Qualifying Generation | TWh | 0.0026003 | 0.0026003 | 0.0026003 | 0.0026003 | 0.0026003 | 0 | 0
IL Fac. Spec. - NOX Rate Summer v3.1, Unit 566 and retrofits | 511 | 1797 | Rate Constraint in lbs/MMBtu | FALSE | L | Annual | Rate | lb/MWh | 0.29761 | 0.29761 | 0.29761 | 0.29761 | 0.29761 | 0 | 0
IL Fac. Spec. - NOX Rate Summer v3.1, Unit 566 and retrofits | 511 | 1797 | Rate Constraint in lbs/MMBtu | FALSE | L | Annual | Constraint Shadow Price | US2011$/Ton | 0 | 0 | 0 | 0 | 0 | 0 | 0
IL Fac. Spec. - NOX Rate Summer v3.1, Unit 567 and retrofits | 512 | 1797 | Rate Constraint in lbs/MMBtu | FALSE | L | Annual | Seasons Included | Seasons | Summer | Summer | Summer | Summer | Summer | Summer | Summer
IL Fac. Spec. - NOX Rate Summer v3.1, Unit 567 and retrofits | 512 | 1797 | Rate Constraint in lbs/MMBtu | FALSE | L | Annual | Standard | lb/MMBtu | 0.25 | 0.25 | 0.25 | 0.25 | 0.25 | 0.25 | 0.25
IL Fac. Spec. - NOX Rate Summer v3.1, Unit 567 and retrofits | 512 | 1797 | Rate Constraint in lbs/MMBtu | FALSE | L | Annual | Emissions at Affected Plants NOX | Thousand Tons | 0.00055014 | 0.00055014 | 0.00055014 | 0.00055014 | 0.00055014 | 0 | 0.0027966
IL Fac. Spec. - NOX Rate Summer v3.1, Unit 567 and retrofits | 512 | 1797 | Rate Constraint in lbs/MMBtu | FALSE | L | Annual | Allowances Purchased NOX | Thousand Tons | 0 | 0 | 0 | 0 | 0 | 0 | 0
IL Fac. Spec. - NOX Rate Summer v3.1, Unit 567 and retrofits | 512 | 1797 | Rate Constraint in lbs/MMBtu | FALSE | L | Annual | Allowances Sold NOX | Thousand Tons | 0 | 0 | 0 | 0 | 0 | 0 | 0
IL Fac. Spec. - NOX Rate Summer v3.1, Unit 567 and retrofits | 512 | 1797 | Rate Constraint in lbs/MMBtu | FALSE | L | Annual | Allowances Banked | Thousand Tons | 0 | 0 | 0 | 0 | 0 | 0 | 0
IL Fac. Spec. - NOX Rate Summer v3.1, Unit 567 and retrofits | 512 | 1797 | Rate Constraint in lbs/MMBtu | FALSE | L | Annual | Allowances Withdrawn (1:1) | Thousand Tons | 0 | 0 | 0 | 0 | 0 | 0 | 0
IL Fac. Spec. - NOX Rate Summer v3.1, Unit 567 and retrofits | 512 | 1797 | Rate Constraint in lbs/MMBtu | FALSE | L | Annual | Allowances Withdrawn (n:1) | Thousand Tons | 0 | 0 | 0 | 0 | 0 | 0 | 0
IL Fac. Spec. - NOX Rate Summer v3.1, Unit 567 and retrofits | 512 | 1797 | Rate Constraint in lbs/MMBtu | FALSE | L | Annual | Net Emissions Allowance Position | Thousand Tons | 0.00055014 | 0.00055014 | 0.00055014 | 0.00055014 | 0.00055014 | 0 | 0.0027966
IL Fac. Spec. - NOX Rate Summer v3.1, Unit 567 and retrofits | 512 | 1797 | Rate Constraint in lbs/MMBtu | FALSE | L | Annual | Fuel Consumed | TBtu | 0.033141 | 0.033141 | 0.033141 | 0.033141 | 0.033141 | 0 | 0.16847
IL Fac. Spec. - NOX Rate Summer v3.1, Unit 567 and retrofits | 512 | 1797 | Rate Constraint in lbs/MMBtu | FALSE | L | Annual | Rate | lb/MMBtu | 0.0332 | 0.0332 | 0.0332 | 0.0332 | 0.0332 | 0 | 0.0332
IL Fac. Spec. - NOX Rate Summer v3.1, Unit 567 and retrofits | 512 | 1797 | Rate Constraint in lbs/MMBtu | FALSE | L | Annual | Generation | TWh | 0.0026336 | 0.0026336 | 0.0026336 | 0.0026336 | 0.0026336 | 0 | 0.013387
IL Fac. Spec. - NOX Rate Summer v3.1, Unit 567 and retrofits | 512 | 1797 | Rate Constraint in lbs/MMBtu | FALSE | L | Annual | Qualifying Generation | TWh | 0.0026336 | 0.0026336 | 0.0026336 | 0.0026336 | 0.0026336 | 0 | 0.013387
IL Fac. Spec. - NOX Rate Summer v3.1, Unit 567 and retrofits | 512 | 1797 | Rate Constraint in lbs/MMBtu | FALSE | L | Annual | Rate | lb/MWh | 0.20889 | 0.20889 | 0.20889 | 0.20889 | 0.20889 | 0 | 0.20889
IL Fac. Spec. - NOX Rate Summer v3.1, Unit 567 and retrofits | 512 | 1797 | Rate Constraint in lbs/MMBtu | FALSE | L | Annual | Constraint Shadow Price | US2011$/Ton | 0 | 0 | 0 | 0 | 0 | 0 | 0
IL Fac. Spec. - NOX Rate Summer v3.1, Unit 568 and retrofits | 513 | 1797 | Rate Constraint in lbs/MMBtu | FALSE | L | Annual | Seasons Included | Seasons | Summer | Summer | Summer | Summer | Summer | Summer | Summer
IL Fac. Spec. - NOX Rate Summer v3.1, Unit 568 and retrofits | 513 | 1797 | Rate Constraint in lbs/MMBtu | FALSE | L | Annual | Standard | lb/MMBtu | 0.25 | 0.25 | 0.25 | 0.25 | 0.25 | 0.25 | 0.25
IL Fac. Spec. - NOX Rate Summer v3.1, Unit 568 and retrofits | 513 | 1797 | Rate Constraint in lbs/MMBtu | FALSE | L | Annual | Emissions at Affected Plants NOX | Thousand Tons | 0.012037 | 0.012037 | 0.004005 | 0.004005 | 0.004005 | 0.004005 | 0.004005
IL Fac. Spec. - NOX Rate Summer v3.1, Unit 568 and retrofits | 513 | 1797 | Rate Constraint in lbs/MMBtu | FALSE | L | Annual | Allowances Purchased NOX | Thousand Tons | 0 | 0 | 0 | 0 | 0 | 0 | 0
IL Fac. Spec. - NOX Rate Summer v3.1, Unit 568 and retrofits | 513 | 1797 | Rate Constraint in lbs/MMBtu | FALSE | L | Annual | Allowances Sold NOX | Thousand Tons | 0 | 0 | 0 | 0 | 0 | 0 | 0
IL Fac. Spec. - NOX Rate Summer v3.1, Unit 568 and retrofits | 513 | 1797 | Rate Constraint in lbs/MMBtu | FALSE | L | Annual | Allowances Banked | Thousand Tons | 0 | 0 | 0 | 0 | 0 | 0 | 0
IL Fac. Spec. - NOX Rate Summer v3.1, Unit 568 and retrofits | 513 | 1797 | Rate Constraint in lbs/MMBtu | FALSE | L | Annual | Allowances Withdrawn (1:1) | Thousand Tons | 0 | 0 | 0 | 0 | 0 | 0 | 0
IL Fac. Spec. - NOX Rate Summer v3.1, Unit 568 and retrofits | 513 | 1797 | Rate Constraint in lbs/MMBtu | FALSE | L | Annual | Allowances Withdrawn (n:1) | Thousand Tons | 0 | 0 | 0 | 0 | 0 | 0 | 0
IL Fac. Spec. - NOX Rate Summer v3.1, Unit 568 and retrofits | 513 | 1797 | Rate Constraint in lbs/MMBtu | FALSE | L | Annual | Net Emissions Allowance Position | Thousand Tons | 0.012037 | 0.012037 | 0.004005 | 0.004005 | 0.004005 | 0.004005 | 0.004005
IL Fac. Spec. - NOX Rate Summer v3.1, Unit 568 and retrofits | 513 | 1797 | Rate Constraint in lbs/MMBtu | FALSE | L | Annual | Fuel Consumed | TBtu | 0.83127 | 0.83127 | 0.27659 | 0.27659 | 0.27659 | 0.27659 | 0.27659
IL Fac. Spec. - NOX Rate Summer v3.1, Unit 568 and retrofits | 513 | 1797 | Rate Constraint in lbs/MMBtu | FALSE | L | Annual | Rate | lb/MMBtu | 0.02896 | 0.02896 | 0.02896 | 0.02896 | 0.02896 | 0.02896 | 0.02896
IL Fac. Spec. - NOX Rate Summer v3.1, Unit 568 and retrofits | 513 | 1797 | Rate Constraint in lbs/MMBtu | FALSE | L | Annual | Generation | TWh | 0.076396 | 0.076396 | 0.025419 | 0.025419 | 0.025419 | 0.025419 | 0.025419
IL Fac. Spec. - NOX Rate Summer v3.1, Unit 568 and retrofits | 513 | 1797 | Rate Constraint in lbs/MMBtu | FALSE | L | Annual | Qualifying Generation | TWh | 0.076396 | 0.076396 | 0.025419 | 0.025419 | 0.025419 | 0.025419 | 0.025419
IL Fac. Spec. - NOX Rate Summer v3.1, Unit 568 and retrofits | 513 | 1797 | Rate Constraint in lbs/MMBtu | FALSE | L | Annual | Rate | lb/MWh | 0.15756 | 0.15756 | 0.15756 | 0.15756 | 0.15756 | 0.15756 | 0.15756
IL Fac. Spec. - NOX Rate Summer v3.1, Unit 568 and retrofits | 513 | 1797 | Rate Constraint in lbs/MMBtu | FALSE | L | Annual | Constraint Shadow Price | US2011$/Ton | 0 | 0 | 0 | 0 | 0 | 0 | 0
IL Fac. Spec. - NOX Rate Summer v3.1, Unit 569 and retrofits | 514 | 1797 | Rate Constraint in lbs/MMBtu | FALSE | L | Annual | Seasons Included | Seasons | Summer | Summer | Summer | Summer | Summer | Summer | Summer
IL Fac. Spec. - NOX Rate Summer v3.1, Unit 569 and retrofits | 514 | 1797 | Rate Constraint in lbs/MMBtu | FALSE | L | Annual | Standard | lb/MMBtu | 0.25 | 0.25 | 0.25 | 0.25 | 0.25 | 0.25 | 0.25
IL Fac. Spec. - NOX Rate Summer v3.1, Unit 569 and retrofits | 514 | 1797 | Rate Constraint in lbs/MMBtu | FALSE | L | Annual | Emissions at Affected Plants NOX | Thousand Tons | 0.012749 | 0.012749 | 0.0042421 | 0.0042421 | 0.0042421 | 0.0042421 | 0.0042421
IL Fac. Spec. - NOX Rate Summer v3.1, Unit 569 and retrofits | 514 | 1797 | Rate Constraint in lbs/MMBtu | FALSE | L | Annual | Allowances Purchased NOX | Thousand Tons | 0 | 0 | 0 | 0 | 0 | 0 | 0
IL Fac. Spec. - NOX Rate Summer v3.1, Unit 569 and retrofits | 514 | 1797 | Rate Constraint in lbs/MMBtu | FALSE | L | Annual | Allowances Sold NOX | Thousand Tons | 0 | 0 | 0 | 0 | 0 | 0 | 0
IL Fac. Spec. - NOX Rate Summer v3.1, Unit 569 and retrofits | 514 | 1797 | Rate Constraint in lbs/MMBtu | FALSE | L | Annual | Allowances Banked | Thousand Tons | 0 | 0 | 0 | 0 | 0 | 0 | 0
IL Fac. Spec. - NOX Rate Summer v3.1, Unit 569 and retrofits | 514 | 1797 | Rate Constraint in lbs/MMBtu | FALSE | L | Annual | Allowances Withdrawn (1:1) | Thousand Tons | 0 | 0 | 0 | 0 | 0 | 0 | 0
IL Fac. Spec. - NOX Rate Summer v3.1, Unit 569 and retrofits | 514 | 1797 | Rate Constraint in lbs/MMBtu | FALSE | L | Annual | Allowances Withdrawn (n:1) | Thousand Tons | 0 | 0 | 0 | 0 | 0 | 0 | 0
IL Fac. Spec. - NOX Rate Summer v3.1, Unit 569 and retrofits | 514 | 1797 | Rate Constraint in lbs/MMBtu | FALSE | L | Annual | Net Emissions Allowance Position | Thousand Tons | 0.012749 | 0.012749 | 0.0042421 | 0.0042421 | 0.0042421 | 0.0042421 | 0.0042421
IL Fac. Spec. - NOX Rate Summer v3.1, Unit 569 and retrofits | 514 | 1797 | Rate Constraint in lbs/MMBtu | FALSE | L | Annual | Fuel Consumed | TBtu | 0.83127 | 0.83127 | 0.27659 | 0.27659 | 0.27659 | 0.27659 | 0.27659
IL Fac. Spec. - NOX Rate Summer v3.1, Unit 569 and retrofits | 514 | 1797 | Rate Constraint in lbs/MMBtu | FALSE | L | Annual | Rate | lb/MMBtu | 0.030674 | 0.030674 | 0.030674 | 0.030674 | 0.030674 | 0.030674 | 0.030674
IL Fac. Spec. - NOX Rate Summer v3.1, Unit 569 and retrofits | 514 | 1797 | Rate Constraint in lbs/MMBtu | FALSE | L | Annual | Generation | TWh | 0.076396 | 0.076396 | 0.025419 | 0.025419 | 0.025419 | 0.025419 | 0.025419
IL Fac. Spec. - NOX Rate Summer v3.1, Unit 569 and retrofits | 514 | 1797 | Rate Constraint in lbs/MMBtu | FALSE | L | Annual | Qualifying Generation | TWh | 0.076396 | 0.076396 | 0.025419 | 0.025419 | 0.025419 | 0.025419 | 0.025419
IL Fac. Spec. - NOX Rate Summer v3.1, Unit 569 and retrofits | 514 | 1797 | Rate Constraint in lbs/MMBtu | FALSE | L | Annual | Rate | lb/MWh | 0.16688 | 0.16688 | 0.16688 | 0.16688 | 0.16688 | 0.16688 | 0.16688
IL Fac. Spec. - NOX Rate Summer v3.1, Unit 569 and retrofits | 514 | 1797 | Rate Constraint in lbs/MMBtu | FALSE | L | Annual | Constraint Shadow Price | US2011$/Ton | 0 | 0 | 0 | 0 | 0 | 0 | 0
IL Fac. Spec. - NOX Rate Summer v3.1, Unit 570 and retrofits | 515 | 1797 | Rate Constraint in lbs/MMBtu | FALSE | L | Annual | Seasons Included | Seasons | Summer | Summer | Summer | Summer | Summer | Summer | Summer
IL Fac. Spec. - NOX Rate Summer v3.1, Unit 570 and retrofits | 515 | 1797 | Rate Constraint in lbs/MMBtu | FALSE | L | Annual | Standard | lb/MMBtu | 0.25 | 0.25 | 0.25 | 0.25 | 0.25 | 0.25 | 0.25
IL Fac. Spec. - NOX Rate Summer v3.1, Unit 570 and retrofits | 515 | 1797 | Rate Constraint in lbs/MMBtu | FALSE | L | Annual | Emissions at Affected Plants NOX | Thousand Tons | 0.012159 | 0.012159 | 0.0040456 | 0.0040456 | 0.0040456 | 0.0040456 | 0.0040456
IL Fac. Spec. - NOX Rate Summer v3.1, Unit 570 and retrofits | 515 | 1797 | Rate Constraint in lbs/MMBtu | FALSE | L | Annual | Allowances Purchased NOX | Thousand Tons | 0 | 0 | 0 | 0 | 0 | 0 | 0
IL Fac. Spec. - NOX Rate Summer v3.1, Unit 570 and retrofits | 515 | 1797 | Rate Constraint in lbs/MMBtu | FALSE | L | Annual | Allowances Sold NOX | Thousand Tons | 0 | 0 | 0 | 0 | 0 | 0 | 0
IL Fac. Spec. - NOX Rate Summer v3.1, Unit 570 and retrofits | 515 | 1797 | Rate Constraint in lbs/MMBtu | FALSE | L | Annual | Allowances Banked | Thousand Tons | 0 | 0 | 0 | 0 | 0 | 0 | 0
IL Fac. Spec. - NOX Rate Summer v3.1, Unit 570 and retrofits | 515 | 1797 | Rate Constraint in lbs/MMBtu | FALSE | L | Annual | Allowances Withdrawn (1:1) | Thousand Tons | 0 | 0 | 0 | 0 | 0 | 0 | 0
IL Fac. Spec. - NOX Rate Summer v3.1, Unit 570 and retrofits | 515 | 1797 | Rate Constraint in lbs/MMBtu | FALSE | L | Annual | Allowances Withdrawn (n:1) | Thousand Tons | 0 | 0 | 0 | 0 | 0 | 0 | 0
IL Fac. Spec. - NOX Rate Summer v3.1, Unit 570 and retrofits | 515 | 1797 | Rate Constraint in lbs/MMBtu | FALSE | L | Annual | Net Emissions Allowance Position | Thousand Tons | 0.012159 | 0.012159 | 0.0040456 | 0.0040456 | 0.0040456 | 0.0040456 | 0.0040456
IL Fac. Spec. - NOX Rate Summer v3.1, Unit 570 and retrofits | 515 | 1797 | Rate Constraint in lbs/MMBtu | FALSE | L | Annual | Fuel Consumed | TBtu | 0.83127 | 0.83127 | 0.27659 | 0.27659 | 0.27659 | 0.27659 | 0.27659
IL Fac. Spec. - NOX Rate Summer v3.1, Unit 570 and retrofits | 515 | 1797 | Rate Constraint in lbs/MMBtu | FALSE | L | Annual | Rate | lb/MMBtu | 0.029254 | 0.029254 | 0.029254 | 0.029254 | 0.029254 | 0.029254 | 0.029254
IL Fac. Spec. - NOX Rate Summer v3.1, Unit 570 and retrofits | 515 | 1797 | Rate Constraint in lbs/MMBtu | FALSE | L | Annual | Generation | TWh | 0.076396 | 0.076396 | 0.025419 | 0.025419 | 0.025419 | 0.025419 | 0.025419
IL Fac. Spec. - NOX Rate Summer v3.1, Unit 570 and retrofits | 515 | 1797 | Rate Constraint in lbs/MMBtu | FALSE | L | Annual | Qualifying Generation | TWh | 0.076396 | 0.076396 | 0.025419 | 0.025419 | 0.025419 | 0.025419 | 0.025419
IL Fac. Spec. - NOX Rate Summer v3.1, Unit 570 and retrofits | 515 | 1797 | Rate Constraint in lbs/MMBtu | FALSE | L | Annual | Rate | lb/MWh | 0.15915 | 0.15915 | 0.15915 | 0.15915 | 0.15915 | 0.15915 | 0.15915
IL Fac. Spec. - NOX Rate Summer v3.1, Unit 570 and retrofits | 515 | 1797 | Rate Constraint in lbs/MMBtu | FALSE | L | Annual | Constraint Shadow Price | US2011$/Ton | 0 | 0 | 0 | 0 | 0 | 0 | 0
IL Fac. Spec. - NOX Rate Summer v3.1, Unit 571 and retrofits | 516 | 1797 | Rate Constraint in lbs/MMBtu | FALSE | L | Annual | Seasons Included | Seasons | Summer | Summer | Summer | Summer | Summer | Summer | Summer
IL Fac. Spec. - NOX Rate Summer v3.1, Unit 571 and retrofits | 516 | 1797 | Rate Constraint in lbs/MMBtu | FALSE | L | Annual | Standard | lb/MMBtu | 0.25 | 0.25 | 0.25 | 0.25 | 0.25 | 0.25 | 0.25
IL Fac. Spec. - NOX Rate Summer v3.1, Unit 571 and retrofits | 516 | 1797 | Rate Constraint in lbs/MMBtu | FALSE | L | Annual | Emissions at Affected Plants NOX | Thousand Tons | 0.012055 | 0.012055 | 0.004011 | 0.004011 | 0.004011 | 0.004011 | 0.004011
IL Fac. Spec. - NOX Rate Summer v3.1, Unit 571 and retrofits | 516 | 1797 | Rate Constraint in lbs/MMBtu | FALSE | L | Annual | Allowances Purchased NOX | Thousand Tons | 0 | 0 | 0 | 0 | 0 | 0 | 0
IL Fac. Spec. - NOX Rate Summer v3.1, Unit 571 and retrofits | 516 | 1797 | Rate Constraint in lbs/MMBtu | FALSE | L | Annual | Allowances Sold NOX | Thousand Tons | 0 | 0 | 0 | 0 | 0 | 0 | 0
IL Fac. Spec. - NOX Rate Summer v3.1, Unit 571 and retrofits | 516 | 1797 | Rate Constraint in lbs/MMBtu | FALSE | L | Annual | Allowances Banked | Thousand Tons | 0 | 0 | 0 | 0 | 0 | 0 | 0
IL Fac. Spec. - NOX Rate Summer v3.1, Unit 571 and retrofits | 516 | 1797 | Rate Constraint in lbs/MMBtu | FALSE | L | Annual | Allowances Withdrawn (1:1) | Thousand Tons | 0 | 0 | 0 | 0 | 0 | 0 | 0
IL Fac. Spec. - NOX Rate Summer v3.1, Unit 571 and retrofits | 516 | 1797 | Rate Constraint in lbs/MMBtu | FALSE | L | Annual | Allowances Withdrawn (n:1) | Thousand Tons | 0 | 0 | 0 | 0 | 0 | 0 | 0
IL Fac. Spec. - NOX Rate Summer v3.1, Unit 571 and retrofits | 516 | 1797 | Rate Constraint in lbs/MMBtu | FALSE | L | Annual | Net Emissions Allowance Position | Thousand Tons | 0.012055 | 0.012055 | 0.004011 | 0.004011 | 0.004011 | 0.004011 | 0.004011
IL Fac. Spec. - NOX Rate Summer v3.1, Unit 571 and retrofits | 516 | 1797 | Rate Constraint in lbs/MMBtu | FALSE | L | Annual | Fuel Consumed | TBtu | 0.83127 | 0.83127 | 0.27659 | 0.27659 | 0.27659 | 0.27659 | 0.27659
IL Fac. Spec. - NOX Rate Summer v3.1, Unit 571 and retrofits | 516 | 1797 | Rate Constraint in lbs/MMBtu | FALSE | L | Annual | Rate | lb/MMBtu | 0.029004 | 0.029004 | 0.029004 | 0.029004 | 0.029004 | 0.029004 | 0.029004
IL Fac. Spec. - NOX Rate Summer v3.1, Unit 571 and retrofits | 516 | 1797 | Rate Constraint in lbs/MMBtu | FALSE | L | Annual | Generation | TWh | 0.076396 | 0.076396 | 0.025419 | 0.025419 | 0.025419 | 0.025419 | 0.025419
IL Fac. Spec. - NOX Rate Summer v3.1, Unit 571 and retrofits | 516 | 1797 | Rate Constraint in lbs/MMBtu | FALSE | L | Annual | Qualifying Generation | TWh | 0.076396 | 0.076396 | 0.025419 | 0.025419 | 0.025419 | 0.025419 | 0.025419
IL Fac. Spec. - NOX Rate Summer v3.1, Unit 571 and retrofits | 516 | 1797 | Rate Constraint in lbs/MMBtu | FALSE | L | Annual | Rate | lb/MWh | 0.15779 | 0.15779 | 0.15779 | 0.15779 | 0.15779 | 0.15779 | 0.15779
IL Fac. Spec. - NOX Rate Summer v3.1, Unit 571 and retrofits | 516 | 1797 | Rate Constraint in lbs/MMBtu | FALSE | L | Annual | Constraint Shadow Price | US2011$/Ton | 0 | 0 | 0 | 0 | 0 | 0 | 0
IL Fac. Spec. - NOX Rate Summer v3.1, Unit 572 and retrofits | 517 | 1797 | Rate Constraint in lbs/MMBtu | FALSE | L | Annual | Seasons Included | Seasons | Summer | Summer | Summer | Summer | Summer | Summer | Summer
IL Fac. Spec. - NOX Rate Summer v3.1, Unit 572 and retrofits | 517 | 1797 | Rate Constraint in lbs/MMBtu | FALSE | L | Annual | Standard | lb/MMBtu | 0.25 | 0.25 | 0.25 | 0.25 | 0.25 | 0.25 | 0.25
IL Fac. Spec. - NOX Rate Summer v3.1, Unit 572 and retrofits | 517 | 1797 | Rate Constraint in lbs/MMBtu | FALSE | L | Annual | Emissions at Affected Plants NOX | Thousand Tons | 0.012174 | 0.012174 | 0.0040505 | 0.0040505 | 0.0040505 | 0.0040505 | 0.0040505
IL Fac. Spec. - NOX Rate Summer v3.1, Unit 572 and retrofits | 517 | 1797 | Rate Constraint in lbs/MMBtu | FALSE | L | Annual | Allowances Purchased NOX | Thousand Tons | 0 | 0 | 0 | 0 | 0 | 0 | 0
IL Fac. Spec. - NOX Rate Summer v3.1, Unit 572 and retrofits | 517 | 1797 | Rate Constraint in lbs/MMBtu | FALSE | L | Annual | Allowances Sold NOX | Thousand Tons | 0 | 0 | 0 | 0 | 0 | 0 | 0
IL Fac. Spec. - NOX Rate Summer v3.1, Unit 572 and retrofits | 517 | 1797 | Rate Constraint in lbs/MMBtu | FALSE | L | Annual | Allowances Banked | Thousand Tons | 0 | 0 | 0 | 0 | 0 | 0 | 0
IL Fac. Spec. - NOX Rate Summer v3.1, Unit 572 and retrofits | 517 | 1797 | Rate Constraint in lbs/MMBtu | FALSE | L | Annual | Allowances Withdrawn (1:1) | Thousand Tons | 0 | 0 | 0 | 0 | 0 | 0 | 0
IL Fac. Spec. - NOX Rate Summer v3.1, Unit 572 and retrofits | 517 | 1797 | Rate Constraint in lbs/MMBtu | FALSE | L | Annual | Allowances Withdrawn (n:1) | Thousand Tons | 0 | 0 | 0 | 0 | 0 | 0 | 0
IL Fac. Spec. - NOX Rate Summer v3.1, Unit 572 and retrofits | 517 | 1797 | Rate Constraint in lbs/MMBtu | FALSE | L | Annual | Net Emissions Allowance Position | Thousand Tons | 0.012174 | 0.012174 | 0.0040505 | 0.0040505 | 0.0040505 | 0.0040505 | 0.0040505
IL Fac. Spec. - NOX Rate Summer v3.1, Unit 572 and retrofits | 517 | 1797 | Rate Constraint in lbs/MMBtu | FALSE | L | Annual | Fuel Consumed | TBtu | 0.83127 | 0.83127 | 0.27659 | 0.27659 | 0.27659 | 0.27659 | 0.27659
IL Fac. Spec. - NOX Rate Summer v3.1, Unit 572 and retrofits | 517 | 1797 | Rate Constraint in lbs/MMBtu | FALSE | L | Annual | Rate | lb/MMBtu | 0.02929 | 0.02929 | 0.02929 | 0.02929 | 0.02929 | 0.02929 | 0.02929
IL Fac. Spec. - NOX Rate Summer v3.1, Unit 572 and retrofits | 517 | 1797 | Rate Constraint in lbs/MMBtu | FALSE | L | Annual | Generation | TWh | 0.076396 | 0.076396 | 0.025419 | 0.025419 | 0.025419 | 0.025419 | 0.025419
IL Fac. Spec. - NOX Rate Summer v3.1, Unit 572 and retrofits | 517 | 1797 | Rate Constraint in lbs/MMBtu | FALSE | L | Annual | Qualifying Generation | TWh | 0.076396 | 0.076396 | 0.025419 | 0.025419 | 0.025419 | 0.025419 | 0.025419
IL Fac. Spec. - NOX Rate Summer v3.1, Unit 572 and retrofits | 517 | 1797 | Rate Constraint in lbs/MMBtu | FALSE | L | Annual | Rate | lb/MWh | 0.15935 | 0.15935 | 0.15935 | 0.15935 | 0.15935 | 0.15935 | 0.15935
IL Fac. Spec. - NOX Rate Summer v3.1, Unit 572 and retrofits | 517 | 1797 | Rate Constraint in lbs/MMBtu | FALSE | L | Annual | Constraint Shadow Price | US2011$/Ton | 0 | 0 | 0 | 0 | 0 | 0 | 0
IL Fac. Spec. - NOX Rate Summer v3.1, Unit 573 and retrofits | 518 | 1797 | Rate Constraint in lbs/MMBtu | FALSE | L | Annual | Seasons Included | Seasons | Summer | Summer | Summer | Summer | Summer | Summer | Summer
IL Fac. Spec. - NOX Rate Summer v3.1, Unit 573 and retrofits | 518 | 1797 | Rate Constraint in lbs/MMBtu | FALSE | L | Annual | Standard | lb/MMBtu | 0.25 | 0.25 | 0.25 | 0.25 | 0.25 | 0.25 | 0.25
IL Fac. Spec. - NOX Rate Summer v3.1, Unit 573 and retrofits | 518 | 1797 | Rate Constraint in lbs/MMBtu | FALSE | L | Annual | Emissions at Affected Plants NOX | Thousand Tons | 0.0005524 | 0.0005524 | 0.0005524 | 0.0005524 | 0.0005524 | 0 | 0
IL Fac. Spec. - NOX Rate Summer v3.1, Unit 573 and retrofits | 518 | 1797 | Rate Constraint in lbs/MMBtu | FALSE | L | Annual | Allowances Purchased NOX | Thousand Tons | 0 | 0 | 0 | 0 | 0 | 0 | 0
IL Fac. Spec. - NOX Rate Summer v3.1, Unit 573 and retrofits | 518 | 1797 | Rate Constraint in lbs/MMBtu | FALSE | L | Annual | Allowances Sold NOX | Thousand Tons | 0 | 0 | 0 | 0 | 0 | 0 | 0
IL Fac. Spec. - NOX Rate Summer v3.1, Unit 573 and retrofits | 518 | 1797 | Rate Constraint in lbs/MMBtu | FALSE | L | Annual | Allowances Banked | Thousand Tons | 0 | 0 | 0 | 0 | 0 | 0 | 0
IL Fac. Spec. - NOX Rate Summer v3.1, Unit 573 and retrofits | 518 | 1797 | Rate Constraint in lbs/MMBtu | FALSE | L | Annual | Allowances Withdrawn (1:1) | Thousand Tons | 0 | 0 | 0 | 0 | 0 | 0 | 0
IL Fac. Spec. - NOX Rate Summer v3.1, Unit 573 and retrofits | 518 | 1797 | Rate Constraint in lbs/MMBtu | FALSE | L | Annual | Allowances Withdrawn (n:1) | Thousand Tons | 0 | 0 | 0 | 0 | 0 | 0 | 0
IL Fac. Spec. - NOX Rate Summer v3.1, Unit 573 and retrofits | 518 | 1797 | Rate Constraint in lbs/MMBtu | FALSE | L | Annual | Net Emissions Allowance Position | Thousand Tons | 0.0005524 | 0.0005524 | 0.0005524 | 0.0005524 | 0.0005524 | 0 | 0
IL Fac. Spec. - NOX Rate Summer v3.1, Unit 573 and retrofits | 518 | 1797 | Rate Constraint in lbs/MMBtu | FALSE | L | Annual | Fuel Consumed | TBtu | 0.031172 | 0.031172 | 0.031172 | 0.031172 | 0.031172 | 0 | 0
IL Fac. Spec. - NOX Rate Summer v3.1, Unit 573 and retrofits | 518 | 1797 | Rate Constraint in lbs/MMBtu | FALSE | L | Annual | Rate | lb/MMBtu | 0.035442 | 0.035442 | 0.035442 | 0.035442 | 0.035442 | 0 | 0
IL Fac. Spec. - NOX Rate Summer v3.1, Unit 573 and retrofits | 518 | 1797 | Rate Constraint in lbs/MMBtu | FALSE | L | Annual | Generation | TWh | 0.0023669 | 0.0023669 | 0.0023669 | 0.0023669 | 0.0023669 | 0 | 0
IL Fac. Spec. - NOX Rate Summer v3.1, Unit 573 and retrofits | 518 | 1797 | Rate Constraint in lbs/MMBtu | FALSE | L | Annual | Qualifying Generation | TWh | 0.0023669 | 0.0023669 | 0.0023669 | 0.0023669 | 0.0023669 | 0 | 0
IL Fac. Spec. - NOX Rate Summer v3.1, Unit 573 and retrofits | 518 | 1797 | Rate Constraint in lbs/MMBtu | FALSE | L | Annual | Rate | lb/MWh | 0.23339 | 0.23339 | 0.23339 | 0.23339 | 0.23339 | 0 | 0
IL Fac. Spec. - NOX Rate Summer v3.1, Unit 573 and retrofits | 518 | 1797 | Rate Constraint in lbs/MMBtu | FALSE | L | Annual | Constraint Shadow Price | US2011$/Ton | 0 | 0 | 0 | 0 | 0 | 0 | 0
IL Fac. Spec. - NOX Rate Summer v3.1, Unit 574 and retrofits | 519 | 1797 | Rate Constraint in lbs/MMBtu | FALSE | L | Annual | Seasons Included | Seasons | Summer | Summer | Summer | Summer | Summer | Summer | Summer
IL Fac. Spec. - NOX Rate Summer v3.1, Unit 574 and retrofits | 519 | 1797 | Rate Constraint in lbs/MMBtu | FALSE | L | Annual | Standard | lb/MMBtu | 0.25 | 0.25 | 0.25 | 0.25 | 0.25 | 0.25 | 0.25
IL Fac. Spec. - NOX Rate Summer v3.1, Unit 574 and retrofits | 519 | 1797 | Rate Constraint in lbs/MMBtu | FALSE | L | Annual | Emissions at Affected Plants NOX | Thousand Tons | 0.00040144 | 0.00040144 | 0.00040144 | 0.00040144 | 0.00040144 | 0 | 0
IL Fac. Spec. - NOX Rate Summer v3.1, Unit 574 and retrofits | 519 | 1797 | Rate Constraint in lbs/MMBtu | FALSE | L | Annual | Allowances Purchased NOX | Thousand Tons | 0 | 0 | 0 | 0 | 0 | 0 | 0
IL Fac. Spec. - NOX Rate Summer v3.1, Unit 574 and retrofits | 519 | 1797 | Rate Constraint in lbs/MMBtu | FALSE | L | Annual | Allowances Sold NOX | Thousand Tons | 0 | 0 | 0 | 0 | 0 | 0 | 0
IL Fac. Spec. - NOX Rate Summer v3.1, Unit 574 and retrofits | 519 | 1797 | Rate Constraint in lbs/MMBtu | FALSE | L | Annual | Allowances Banked | Thousand Tons | 0 | 0 | 0 | 0 | 0 | 0 | 0
IL Fac. Spec. - NOX Rate Summer v3.1, Unit 574 and retrofits | 519 | 1797 | Rate Constraint in lbs/MMBtu | FALSE | L | Annual | Allowances Withdrawn (1:1) | Thousand Tons | 0 | 0 | 0 | 0 | 0 | 0 | 0
IL Fac. Spec. - NOX Rate Summer v3.1, Unit 574 and retrofits | 519 | 1797 | Rate Constraint in lbs/MMBtu | FALSE | L | Annual | Allowances Withdrawn (n:1) | Thousand Tons | 0 | 0 | 0 | 0 | 0 | 0 | 0
IL Fac. Spec. - NOX Rate Summer v3.1, Unit 574 and retrofits | 519 | 1797 | Rate Constraint in lbs/MMBtu | FALSE | L | Annual | Net Emissions Allowance Position | Thousand Tons | 0.00040144 | 0.00040144 | 0.00040144 | 0.00040144 | 0.00040144 | 0 | 0
IL Fac. Spec. - NOX Rate Summer v3.1, Unit 574 and retrofits | 519 | 1797 | Rate Constraint in lbs/MMBtu | FALSE | L | Annual | Fuel Consumed | TBtu | 0.031179 | 0.031179 | 0.031179 | 0.031179 | 0.031179 | 0 | 0
IL Fac. Spec. - NOX Rate Summer v3.1, Unit 574 and retrofits | 519 | 1797 | Rate Constraint in lbs/MMBtu | FALSE | L | Annual | Rate | lb/MMBtu | 0.02575 | 0.02575 | 0.02575 | 0.02575 | 0.02575 | 0 | 0
IL Fac. Spec. - NOX Rate Summer v3.1, Unit 574 and retrofits | 519 | 1797 | Rate Constraint in lbs/MMBtu | FALSE | L | Annual | Generation | TWh | 0.0023669 | 0.0023669 | 0.0023669 | 0.0023669 | 0.0023669 | 0 | 0
IL Fac. Spec. - NOX Rate Summer v3.1, Unit 574 and retrofits | 519 | 1797 | Rate Constraint in lbs/MMBtu | FALSE | L | Annual | Qualifying Generation | TWh | 0.0023669 | 0.0023669 | 0.0023669 | 0.0023669 | 0.0023669 | 0 | 0
IL Fac. Spec. - NOX Rate Summer v3.1, Unit 574 and retrofits | 519 | 1797 | Rate Constraint in lbs/MMBtu | FALSE | L | Annual | Rate | lb/MWh | 0.1696 | 0.1696 | 0.1696 | 0.1696 | 0.1696 | 0 | 0
IL Fac. Spec. - NOX Rate Summer v3.1, Unit 574 and retrofits | 519 | 1797 | Rate Constraint in lbs/MMBtu | FALSE | L | Annual | Constraint Shadow Price | US2011$/Ton | 0 | 0 | 0 | 0 | 0 | 0 | 0
IL Fac. Spec. - NOX Rate Summer v3.1, Unit 575 and retrofits | 520 | 1797 | Rate Constraint in lbs/MMBtu | FALSE | L | Annual | Seasons Included | Seasons | Summer | Summer | Summer | Summer | Summer | Summer | Summer
IL Fac. Spec. - NOX Rate Summer v3.1, Unit 575 and retrofits | 520 | 1797 | Rate Constraint in lbs/MMBtu | FALSE | L | Annual | Standard | lb/MMBtu | 0.25 | 0.25 | 0.25 | 0.25 | 0.25 | 0.25 | 0.25
IL Fac. Spec. - NOX Rate Summer v3.1, Unit 575 and retrofits | 520 | 1797 | Rate Constraint in lbs/MMBtu | FALSE | L | Annual | Emissions at Affected Plants NOX | Thousand Tons | 0.00053685 | 0.00053685 | 0.00053685 | 0.00053685 | 0.00053685 | 0 | 0
IL Fac. Spec. - NOX Rate Summer v3.1, Unit 575 and retrofits | 520 | 1797 | Rate Constraint in lbs/MMBtu | FALSE | L | Annual | Allowances Purchased NOX | Thousand Tons | 0 | 0 | 0 | 0 | 0 | 0 | 0
IL Fac. Spec. - NOX Rate Summer v3.1, Unit 575 and retrofits | 520 | 1797 | Rate Constraint in lbs/MMBtu | FALSE | L | Annual | Allowances Sold NOX | Thousand Tons | 0 | 0 | 0 | 0 | 0 | 0 | 0
IL Fac. Spec. - NOX Rate Summer v3.1, Unit 575 and retrofits | 520 | 1797 | Rate Constraint in lbs/MMBtu | FALSE | L | Annual | Allowances Banked | Thousand Tons | 0 | 0 | 0 | 0 | 0 | 0 | 0
IL Fac. Spec. - NOX Rate Summer v3.1, Unit 575 and retrofits | 520 | 1797 | Rate Constraint in lbs/MMBtu | FALSE | L | Annual | Allowances Withdrawn (1:1) | Thousand Tons | 0 | 0 | 0 | 0 | 0 | 0 | 0
IL Fac. Spec. - NOX Rate Summer v3.1, Unit 575 and retrofits | 520 | 1797 | Rate Constraint in lbs/MMBtu | FALSE | L | Annual | Allowances Withdrawn (n:1) | Thousand Tons | 0 | 0 | 0 | 0 | 0 | 0 | 0
IL Fac. Spec. - NOX Rate Summer v3.1, Unit 575 and retrofits | 520 | 1797 | Rate Constraint in lbs/MMBtu | FALSE | L | Annual | Net Emissions Allowance Position | Thousand Tons | 0.00053685 | 0.00053685 | 0.00053685 | 0.00053685 | 0.00053685 | 0 | 0
IL Fac. Spec. - NOX Rate Summer v3.1, Unit 575 and retrofits | 520 | 1797 | Rate Constraint in lbs/MMBtu | FALSE | L | Annual | Fuel Consumed | TBtu | 0.031141 | 0.031141 | 0.031141 | 0.031141 | 0.031141 | 0 | 0
IL Fac. Spec. - NOX Rate Summer v3.1, Unit 575 and retrofits | 520 | 1797 | Rate Constraint in lbs/MMBtu | FALSE | L | Annual | Rate | lb/MMBtu | 0.034478 | 0.034478 | 0.034478 | 0.034478 | 0.034478 | 0 | 0
IL Fac. Spec. - NOX Rate Summer v3.1, Unit 575 and retrofits | 520 | 1797 | Rate Constraint in lbs/MMBtu | FALSE | L | Annual | Generation | TWh | 0.0023669 | 0.0023669 | 0.0023669 | 0.0023669 | 0.0023669 | 0 | 0
IL Fac. Spec. - NOX Rate Summer v3.1, Unit 575 and retrofits | 520 | 1797 | Rate Constraint in lbs/MMBtu | FALSE | L | Annual | Qualifying Generation | TWh | 0.0023669 | 0.0023669 | 0.0023669 | 0.0023669 | 0.0023669 | 0 | 0
IL Fac. Spec. - NOX Rate Summer v3.1, Unit 575 and retrofits | 520 | 1797 | Rate Constraint in lbs/MMBtu | FALSE | L | Annual | Rate | lb/MWh | 0.22682 | 0.22682 | 0.22682 | 0.22682 | 0.22682 | 0 | 0
IL Fac. Spec. - NOX Rate Summer v3.1, Unit 575 and retrofits | 520 | 1797 | Rate Constraint in lbs/MMBtu | FALSE | L | Annual | Constraint Shadow Price | US2011$/Ton | 0 | 0 | 0 | 0 | 0 | 0 | 0
IL Fac. Spec. - NOX Rate Summer v3.1, Unit 576 and retrofits | 521 | 1797 | Rate Constraint in lbs/MMBtu | FALSE | L | Annual | Seasons Included | Seasons | Summer | Summer | Summer | Summer | Summer | Summer | Summer
IL Fac. Spec. - NOX Rate Summer v3.1, Unit 576 and retrofits | 521 | 1797 | Rate Constraint in lbs/MMBtu | FALSE | L | Annual | Standard | lb/MMBtu | 0.25 | 0.25 | 0.25 | 0.25 | 0.25 | 0.25 | 0.25
IL Fac. Spec. - NOX Rate Summer v3.1, Unit 576 and retrofits | 521 | 1797 | Rate Constraint in lbs/MMBtu | FALSE | L | Annual | Emissions at Affected Plants NOX | Thousand Tons | 0.0010223 | 0.0010223 | 0.0010223 | 0.0010223 | 0.0010223 | 0 | 0
IL Fac. Spec. - NOX Rate Summer v3.1, Unit 576 and retrofits | 521 | 1797 | Rate Constraint in lbs/MMBtu | FALSE | L | Annual | Allowances Purchased NOX | Thousand Tons | 0 | 0 | 0 | 0 | 0 | 0 | 0
IL Fac. Spec. - NOX Rate Summer v3.1, Unit 576 and retrofits | 521 | 1797 | Rate Constraint in lbs/MMBtu | FALSE | L | Annual | Allowances Sold NOX | Thousand Tons | 0 | 0 | 0 | 0 | 0 | 0 | 0
IL Fac. Spec. - NOX Rate Summer v3.1, Unit 576 and retrofits | 521 | 1797 | Rate Constraint in lbs/MMBtu | FALSE | L | Annual | Allowances Banked | Thousand Tons | 0 | 0 | 0 | 0 | 0 | 0 | 0
IL Fac. Spec. - NOX Rate Summer v3.1, Unit 576 and retrofits | 521 | 1797 | Rate Constraint in lbs/MMBtu | FALSE | L | Annual | Allowances Withdrawn (1:1) | Thousand Tons | 0 | 0 | 0 | 0 | 0 | 0 | 0
IL Fac. Spec. - NOX Rate Summer v3.1, Unit 576 and retrofits | 521 | 1797 | Rate Constraint in lbs/MMBtu | FALSE | L | Annual | Allowances Withdrawn (n:1) | Thousand Tons | 0 | 0 | 0 | 0 | 0 | 0 | 0
IL Fac. Spec. - NOX Rate Summer v3.1, Unit 576 and retrofits | 521 | 1797 | Rate Constraint in lbs/MMBtu | FALSE | L | Annual | Net Emissions Allowance Position | Thousand Tons | 0.0010223 | 0.0010223 | 0.0010223 | 0.0010223 | 0.0010223 | 0 | 0
IL Fac. Spec. - NOX Rate Summer v3.1, Unit 576 and retrofits | 521 | 1797 | Rate Constraint in lbs/MMBtu | FALSE | L | Annual | Fuel Consumed | TBtu | 0.031139 | 0.031139 | 0.031139 | 0.031139 | 0.031139 | 0 | 0
IL Fac. Spec. - NOX Rate Summer v3.1, Unit 576 and retrofits | 521 | 1797 | Rate Constraint in lbs/MMBtu | FALSE | L | Annual | Rate | lb/MMBtu | 0.065659 | 0.065659 | 0.065659 | 0.065659 | 0.065659 | 0 | 0
IL Fac. Spec. - NOX Rate Summer v3.1, Unit 576 and retrofits | 521 | 1797 | Rate Constraint in lbs/MMBtu | FALSE | L | Annual | Generation | TWh | 0.0023669 | 0.0023669 | 0.0023669 | 0.0023669 | 0.0023669 | 0 | 0
IL Fac. Spec. - NOX Rate Summer v3.1, Unit 576 and retrofits | 521 | 1797 | Rate Constraint in lbs/MMBtu | FALSE | L | Annual | Qualifying Generation | TWh | 0.0023669 | 0.0023669 | 0.0023669 | 0.0023669 | 0.0023669 | 0 | 0
IL Fac. Spec. - NOX Rate Summer v3.1, Unit 576 and retrofits | 521 | 1797 | Rate Constraint in lbs/MMBtu | FALSE | L | Annual | Rate | lb/MWh | 0.43191 | 0.43191 | 0.43191 | 0.43191 | 0.43191 | 0 | 0
IL Fac. Spec. - NOX Rate Summer v3.1, Unit 576 and retrofits | 521 | 1797 | Rate Constraint in lbs/MMBtu | FALSE | L | Annual | Constraint Shadow Price | US2011$/Ton | 0 | 0 | 0 | 0 | 0 | 0 | 0
IL Fac. Spec. - NOX Rate Summer v3.1, Unit 577 and retrofits | 522 | 1797 | Rate Constraint in lbs/MMBtu | FALSE | L | Annual | Seasons Included | Seasons | Summer | Summer | Summer | Summer | Summer | Summer | Summer
IL Fac. Spec. - NOX Rate Summer v3.1, Unit 577 and retrofits | 522 | 1797 | Rate Constraint in lbs/MMBtu | FALSE | L | Annual | Standard | lb/MMBtu | 0.25 | 0.25 | 0.25 | 0.25 | 0.25 | 0.25 | 0.25
IL Fac. Spec. - NOX Rate Summer v3.1, Unit 577 and retrofits | 522 | 1797 | Rate Constraint in lbs/MMBtu | FALSE | L | Annual | Emissions at Affected Plants NOX | Thousand Tons | 0.00044339 | 0.00044339 | 0.00044339 | 0.00044339 | 0.00044339 | 0 | 0
IL Fac. Spec. - NOX Rate Summer v3.1, Unit 577 and retrofits | 522 | 1797 | Rate Constraint in lbs/MMBtu | FALSE | L | Annual | Allowances Purchased NOX | Thousand Tons | 0 | 0 | 0 | 0 | 0 | 0 | 0
IL Fac. Spec. - NOX Rate Summer v3.1, Unit 577 and retrofits | 522 | 1797 | Rate Constraint in lbs/MMBtu | FALSE | L | Annual | Allowances Sold NOX | Thousand Tons | 0 | 0 | 0 | 0 | 0 | 0 | 0
IL Fac. Spec. - NOX Rate Summer v3.1, Unit 577 and retrofits | 522 | 1797 | Rate Constraint in lbs/MMBtu | FALSE | L | Annual | Allowances Banked | Thousand Tons | 0 | 0 | 0 | 0 | 0 | 0 | 0
IL Fac. Spec. - NOX Rate Summer v3.1, Unit 577 and retrofits | 522 | 1797 | Rate Constraint in lbs/MMBtu | FALSE | L | Annual | Allowances Withdrawn (1:1) | Thousand Tons | 0 | 0 | 0 | 0 | 0 | 0 | 0
IL Fac. Spec. - NOX Rate Summer v3.1, Unit 577 and retrofits | 522 | 1797 | Rate Constraint in lbs/MMBtu | FALSE | L | Annual | Allowances Withdrawn (n:1) | Thousand Tons | 0 | 0 | 0 | 0 | 0 | 0 | 0
IL Fac. Spec. - NOX Rate Summer v3.1, Unit 577 and retrofits | 522 | 1797 | Rate Constraint in lbs/MMBtu | FALSE | L | Annual | Net Emissions Allowance Position | Thousand Tons | 0.00044339 | 0.00044339 | 0.00044339 | 0.00044339 | 0.00044339 | 0 | 0
IL Fac. Spec. - NOX Rate Summer v3.1, Unit 577 and retrofits | 522 | 1797 | Rate Constraint in lbs/MMBtu | FALSE | L | Annual | Fuel Consumed | TBtu | 0.031191 | 0.031191 | 0.031191 | 0.031191 | 0.031191 | 0 | 0
IL Fac. Spec. - NOX Rate Summer v3.1, Unit 577 and retrofits | 522 | 1797 | Rate Constraint in lbs/MMBtu | FALSE | L | Annual | Rate | lb/MMBtu | 0.028431 | 0.028431 | 0.028431 | 0.028431 | 0.028431 | 0 | 0
IL Fac. Spec. - NOX Rate Summer v3.1, Unit 577 and retrofits | 522 | 1797 | Rate Constraint in lbs/MMBtu | FALSE | L | Annual | Generation | TWh | 0.0023669 | 0.0023669 | 0.0023669 | 0.0023669 | 0.0023669 | 0 | 0
IL Fac. Spec. - NOX Rate Summer v3.1, Unit 577 and retrofits | 522 | 1797 | Rate Constraint in lbs/MMBtu | FALSE | L | Annual | Qualifying Generation | TWh | 0.0023669 | 0.0023669 | 0.0023669 | 0.0023669 | 0.0023669 | 0 | 0
IL Fac. Spec. - NOX Rate Summer v3.1, Unit 577 and retrofits | 522 | 1797 | Rate Constraint in lbs/MMBtu | FALSE | L | Annual | Rate | lb/MWh | 0.18733 | 0.18733 | 0.18733 | 0.18733 | 0.18733 | 0 | 0
IL Fac. Spec. - NOX Rate Summer v3.1, Unit 577 and retrofits | 522 | 1797 | Rate Constraint in lbs/MMBtu | FALSE | L | Annual | Constraint Shadow Price | US2011$/Ton | 0 | 0 | 0 | 0 | 0 | 0 | 0
IL Fac. Spec. - NOX Rate Summer v3.1, Unit 578 and retrofits | 523 | 1797 | Rate Constraint in lbs/MMBtu | FALSE | L | Annual | Seasons Included | Seasons | Summer | Summer | Summer | Summer | Summer | Summer | Summer
IL Fac. Spec. - NOX Rate Summer v3.1, Unit 578 and retrofits | 523 | 1797 | Rate Constraint in lbs/MMBtu | FALSE | L | Annual | Standard | lb/MMBtu | 0.25 | 0.25 | 0.25 | 0.25 | 0.25 | 0.25 | 0.25
IL Fac. Spec. - NOX Rate Summer v3.1, Unit 578 and retrofits | 523 | 1797 | Rate Constraint in lbs/MMBtu | FALSE | L | Annual | Emissions at Affected Plants NOX | Thousand Tons | 0.00048468 | 0.00048468 | 0.00048468 | 0.00048468 | 0.00048468 | 0 | 0
IL Fac. Spec. - NOX Rate Summer v3.1, Unit 578 and retrofits | 523 | 1797 | Rate Constraint in lbs/MMBtu | FALSE | L | Annual | Allowances Purchased NOX | Thousand Tons | 0 | 0 | 0 | 0 | 0 | 0 | 0
IL Fac. Spec. - NOX Rate Summer v3.1, Unit 578 and retrofits | 523 | 1797 | Rate Constraint in lbs/MMBtu | FALSE | L | Annual | Allowances Sold NOX | Thousand Tons | 0 | 0 | 0 | 0 | 0 | 0 | 0
IL Fac. Spec. - NOX Rate Summer v3.1, Unit 578 and retrofits | 523 | 1797 | Rate Constraint in lbs/MMBtu | FALSE | L | Annual | Allowances Banked | Thousand Tons | 0 | 0 | 0 | 0 | 0 | 0 | 0
IL Fac. Spec. - NOX Rate Summer v3.1, Unit 578 and retrofits | 523 | 1797 | Rate Constraint in lbs/MMBtu | FALSE | L | Annual | Allowances Withdrawn (1:1) | Thousand Tons | 0 | 0 | 0 | 0 | 0 | 0 | 0
IL Fac. Spec. - NOX Rate Summer v3.1, Unit 578 and retrofits | 523 | 1797 | Rate Constraint in lbs/MMBtu | FALSE | L | Annual | Allowances Withdrawn (n:1) | Thousand Tons | 0 | 0 | 0 | 0 | 0 | 0 | 0
IL Fac. Spec. - NOX Rate Summer v3.1, Unit 578 and retrofits | 523 | 1797 | Rate Constraint in lbs/MMBtu | FALSE | L | Annual | Net Emissions Allowance Position | Thousand Tons | 0.00048468 | 0.00048468 | 0.00048468 | 0.00048468 | 0.00048468 | 0 | 0
IL Fac. Spec. - NOX Rate Summer v3.1, Unit 578 and retrofits | 523 | 1797 | Rate Constraint in lbs/MMBtu | FALSE | L | Annual | Fuel Consumed | TBtu | 0.031181 | 0.031181 | 0.031181 | 0.031181 | 0.031181 | 0 | 0
IL Fac. Spec. - NOX Rate Summer v3.1, Unit 578 and retrofits | 523 | 1797 | Rate Constraint in lbs/MMBtu | FALSE | L | Annual | Rate | lb/MMBtu | 0.031088 | 0.031088 | 0.031088 | 0.031088 | 0.031088 | 0 | 0
IL Fac. Spec. - NOX Rate Summer v3.1, Unit 578 and retrofits | 523 | 1797 | Rate Constraint in lbs/MMBtu | FALSE | L | Annual | Generation | TWh | 0.0023669 | 0.0023669 | 0.0023669 | 0.0023669 | 0.0023669 | 0 | 0
IL Fac. Spec. - NOX Rate Summer v3.1, Unit 578 and retrofits | 523 | 1797 | Rate Constraint in lbs/MMBtu | FALSE | L | Annual | Qualifying Generation | TWh | 0.0023669 | 0.0023669 | 0.0023669 | 0.0023669 | 0.0023669 | 0 | 0
IL Fac. Spec. - NOX Rate Summer v3.1, Unit 578 and retrofits | 523 | 1797 | Rate Constraint in lbs/MMBtu | FALSE | L | Annual | Rate | lb/MWh | 0.20478 | 0.20478 | 0.20478 | 0.20478 | 0.20478 | 0 | 0
IL Fac. Spec. - NOX Rate Summer v3.1, Unit 578 and retrofits | 523 | 1797 | Rate Constraint in lbs/MMBtu | FALSE | L | Annual | Constraint Shadow Price | US2011$/Ton | 0 | 0 | 0 | 0 | 0 | 0 | 0
IL Fac. Spec. - NOX Rate Summer v3.1, Unit 579 and retrofits | 524 | 1797 | Rate Constraint in lbs/MMBtu | FALSE | L | Annual | Seasons Included | Seasons | Summer | Summer | Summer | Summer | Summer | Summer | Summer
IL Fac. Spec. - NOX Rate Summer v3.1, Unit 579 and retrofits | 524 | 1797 | Rate Constraint in lbs/MMBtu | FALSE | L | Annual | Standard | lb/MMBtu | 0.25 | 0.25 | 0.25 | 0.25 | 0.25 | 0.25 | 0.25
IL Fac. Spec. - NOX Rate Summer v3.1, Unit 579 and retrofits | 524 | 1797 | Rate Constraint in lbs/MMBtu | FALSE | L | Annual | Emissions at Affected Plants NOX | Thousand Tons | 0.00053148 | 0.00053148 | 0.00053148 | 0.00053148 | 0.00053148 | 0 | 0
IL Fac. Spec. - NOX Rate Summer v3.1, Unit 579 and retrofits | 524 | 1797 | Rate Constraint in lbs/MMBtu | FALSE | L | Annual | Allowances Purchased NOX | Thousand Tons | 0 | 0 | 0 | 0 | 0 | 0 | 0
IL Fac. Spec. - NOX Rate Summer v3.1, Unit 579 and retrofits | 524 | 1797 | Rate Constraint in lbs/MMBtu | FALSE | L | Annual | Allowances Sold NOX | Thousand Tons | 0 | 0 | 0 | 0 | 0 | 0 | 0
IL Fac. Spec. - NOX Rate Summer v3.1, Unit 579 and retrofits | 524 | 1797 | Rate Constraint in lbs/MMBtu | FALSE | L | Annual | Allowances Banked | Thousand Tons | 0 | 0 | 0 | 0 | 0 | 0 | 0
IL Fac. Spec. - NOX Rate Summer v3.1, Unit 579 and retrofits | 524 | 1797 | Rate Constraint in lbs/MMBtu | FALSE | L | Annual | Allowances Withdrawn (1:1) | Thousand Tons | 0 | 0 | 0 | 0 | 0 | 0 | 0
IL Fac. Spec. - NOX Rate Summer v3.1, Unit 579 and retrofits | 524 | 1797 | Rate Constraint in lbs/MMBtu | FALSE | L | Annual | Allowances Withdrawn (n:1) | Thousand Tons | 0 | 0 | 0 | 0 | 0 | 0 | 0
IL Fac. Spec. - NOX Rate Summer v3.1, Unit 579 and retrofits | 524 | 1797 | Rate Constraint in lbs/MMBtu | FALSE | L | Annual | Net Emissions Allowance Position | Thousand Tons | 0.00053148 | 0.00053148 | 0.00053148 | 0.00053148 | 0.00053148 | 0 | 0
IL Fac. Spec. - NOX Rate Summer v3.1, Unit 579 and retrofits | 524 | 1797 | Rate Constraint in lbs/MMBtu | FALSE | L | Annual | Fuel Consumed | TBtu | 0.031141 | 0.031141 | 0.031141 | 0.031141 | 0.031141 | 0 | 0
IL Fac. Spec. - NOX Rate Summer v3.1, Unit 579 and retrofits | 524 | 1797 | Rate Constraint in lbs/MMBtu | FALSE | L | Annual | Rate | lb/MMBtu | 0.034133 | 0.034133 | 0.034133 | 0.034133 | 0.034133 | 0 | 0
IL Fac. Spec. - NOX Rate Summer v3.1, Unit 579 and retrofits | 524 | 1797 | Rate Constraint in lbs/MMBtu | FALSE | L | Annual | Generation | TWh | 0.0023669 | 0.0023669 | 0.0023669 | 0.0023669 | 0.0023669 | 0 | 0
IL Fac. Spec. - NOX Rate Summer v3.1, Unit 579 and retrofits | 524 | 1797 | Rate Constraint in lbs/MMBtu | FALSE | L | Annual | Qualifying Generation | TWh | 0.0023669 | 0.0023669 | 0.0023669 | 0.0023669 | 0.0023669 | 0 | 0
IL Fac. Spec. - NOX Rate Summer v3.1, Unit 579 and retrofits | 524 | 1797 | Rate Constraint in lbs/MMBtu | FALSE | L | Annual | Rate | lb/MWh | 0.22455 | 0.22455 | 0.22455 | 0.22455 | 0.22455 | 0 | 0
IL Fac. Spec. - NOX Rate Summer v3.1, Unit 579 and retrofits | 524 | 1797 | Rate Constraint in lbs/MMBtu | FALSE | L | Annual | Constraint Shadow Price | US2011$/Ton | 0 | 0 | 0 | 0 | 0 | 0 | 0
IL Fac. Spec. - NOX Rate Summer v3.1, Unit 580 and retrofits | 525 | 1797 | Rate Constraint in lbs/MMBtu | FALSE | L | Annual | Seasons Included | Seasons | Summer | Summer | Summer | Summer | Summer | Summer | Summer
IL Fac. Spec. - NOX Rate Summer v3.1, Unit 580 and retrofits | 525 | 1797 | Rate Constraint in lbs/MMBtu | FALSE | L | Annual | Standard | lb/MMBtu | 0.25 | 0.25 | 0.25 | 0.25 | 0.25 | 0.25 | 0.25
IL Fac. Spec. - NOX Rate Summer v3.1, Unit 580 and retrofits | 525 | 1797 | Rate Constraint in lbs/MMBtu | FALSE | L | Annual | Emissions at Affected Plants NOX | Thousand Tons | 0.00049009 | 0.00049009 | 0.00049009 | 0.00049009 | 0.00049009 | 0 | 0
IL Fac. Spec. - NOX Rate Summer v3.1, Unit 580 and retrofits | 525 | 1797 | Rate Constraint in lbs/MMBtu | FALSE | L | Annual | Allowances Purchased NOX | Thousand Tons | 0 | 0 | 0 | 0 | 0 | 0 | 0
IL Fac. Spec. - NOX Rate Summer v3.1, Unit 580 and retrofits | 525 | 1797 | Rate Constraint in lbs/MMBtu | FALSE | L | Annual | Allowances Sold NOX | Thousand Tons | 0 | 0 | 0 | 0 | 0 | 0 | 0
IL Fac. Spec. - NOX Rate Summer v3.1, Unit 580 and retrofits | 525 | 1797 | Rate Constraint in lbs/MMBtu | FALSE | L | Annual | Allowances Banked | Thousand Tons | 0 | 0 | 0 | 0 | 0 | 0 | 0
IL Fac. Spec. - NOX Rate Summer v3.1, Unit 580 and retrofits | 525 | 1797 | Rate Constraint in lbs/MMBtu | FALSE | L | Annual | Allowances Withdrawn (1:1) | Thousand Tons | 0 | 0 | 0 | 0 | 0 | 0 | 0
IL Fac. Spec. - NOX Rate Summer v3.1, Unit 580 and retrofits | 525 | 1797 | Rate Constraint in lbs/MMBtu | FALSE | L | Annual | Allowances Withdrawn (n:1) | Thousand Tons | 0 | 0 | 0 | 0 | 0 | 0 | 0
IL Fac. Spec. - NOX Rate Summer v3.1, Unit 580 and retrofits | 525 | 1797 | Rate Constraint in lbs/MMBtu | FALSE | L | Annual | Net Emissions Allowance Position | Thousand Tons | 0.00049009 | 0.00049009 | 0.00049009 | 0.00049009 | 0.00049009 | 0 | 0
IL Fac. Spec. - NOX Rate Summer v3.1, Unit 580 and retrofits | 525 | 1797 | Rate Constraint in lbs/MMBtu | FALSE | L | Annual | Fuel Consumed | TBtu | 0.031139 | 0.031139 | 0.031139 | 0.031139 | 0.031139 | 0 | 0
IL Fac. Spec. - NOX Rate Summer v3.1, Unit 580 and retrofits | 525 | 1797 | Rate Constraint in lbs/MMBtu | FALSE | L | Annual | Rate | lb/MMBtu | 0.031478 | 0.031478 | 0.031478 | 0.031478 | 0.031478 | 0 | 0
IL Fac. Spec. - NOX Rate Summer v3.1, Unit 580 and retrofits | 525 | 1797 | Rate Constraint in lbs/MMBtu | FALSE | L | Annual | Generation | TWh | 0.0023669 | 0.0023669 | 0.0023669 | 0.0023669 | 0.0023669 | 0 | 0
IL Fac. Spec. - NOX Rate Summer v3.1, Unit 580 and retrofits | 525 | 1797 | Rate Constraint in lbs/MMBtu | FALSE | L | Annual | Qualifying Generation | TWh | 0.0023669 | 0.0023669 | 0.0023669 | 0.0023669 | 0.0023669 | 0 | 0
IL Fac. Spec. - NOX Rate Summer v3.1, Unit 580 and retrofits | 525 | 1797 | Rate Constraint in lbs/MMBtu | FALSE | L | Annual | Rate | lb/MWh | 0.20706 | 0.20706 | 0.20706 | 0.20706 | 0.20706 | 0 | 0
IL Fac. Spec. - NOX Rate Summer v3.1, Unit 580 and retrofits | 525 | 1797 | Rate Constraint in lbs/MMBtu | FALSE | L | Annual | Constraint Shadow Price | US2011$/Ton | 0 | 0 | 0 | 0 | 0 | 0 | 0
IL Fac. Spec. - NOX Rate Summer v3.1, Unit 581 and retrofits | 526 | 1797 | Rate Constraint in lbs/MMBtu | FALSE | L | Annual | Seasons Included | Seasons | Summer | Summer | Summer | Summer | Summer | Summer | Summer
IL Fac. Spec. - NOX Rate Summer v3.1, Unit 581 and retrofits | 526 | 1797 | Rate Constraint in lbs/MMBtu | FALSE | L | Annual | Standard | lb/MMBtu | 0.25 | 0.25 | 0.25 | 0.25 | 0.25 | 0.25 | 0.25
IL Fac. Spec. - NOX Rate Summer v3.1, Unit 581 and retrofits | 526 | 1797 | Rate Constraint in lbs/MMBtu | FALSE | L | Annual | Emissions at Affected Plants NOX | Thousand Tons | 0.0038753 | 0.0038753 | 0.0038753 | 0.0038753 | 0.0038753 | 0.0038753 | 0.0038753
IL Fac. Spec. - NOX Rate Summer v3.1, Unit 581 and retrofits | 526 | 1797 | Rate Constraint in lbs/MMBtu | FALSE | L | Annual | Allowances Purchased NOX | Thousand Tons | 0 | 0 | 0 | 0 | 0 | 0 | 0
IL Fac. Spec. - NOX Rate Summer v3.1, Unit 581 and retrofits | 526 | 1797 | Rate Constraint in lbs/MMBtu | FALSE | L | Annual | Allowances Sold NOX | Thousand Tons | 0 | 0 | 0 | 0 | 0 | 0 | 0
IL Fac. Spec. - NOX Rate Summer v3.1, Unit 581 and retrofits | 526 | 1797 | Rate Constraint in lbs/MMBtu | FALSE | L | Annual | Allowances Banked | Thousand Tons | 0 | 0 | 0 | 0 | 0 | 0 | 0
IL Fac. Spec. - NOX Rate Summer v3.1, Unit 581 and retrofits | 526 | 1797 | Rate Constraint in lbs/MMBtu | FALSE | L | Annual | Allowances Withdrawn (1:1) | Thousand Tons | 0 | 0 | 0 | 0 | 0 | 0 | 0
IL Fac. Spec. - NOX Rate Summer v3.1, Unit 581 and retrofits | 526 | 1797 | Rate Constraint in lbs/MMBtu | FALSE | L | Annual | Allowances Withdrawn (n:1) | Thousand Tons | 0 | 0 | 0 | 0 | 0 | 0 | 0
IL Fac. Spec. - NOX Rate Summer v3.1, Unit 581 and retrofits | 526 | 1797 | Rate Constraint in lbs/MMBtu | FALSE | L | Annual | Net Emissions Allowance Position | Thousand Tons | 0.0038753 | 0.0038753 | 0.0038753 | 0.0038753 | 0.0038753 | 0.0038753 | 0.0038753
IL Fac. Spec. - NOX Rate Summer v3.1, Unit 581 and retrofits | 526 | 1797 | Rate Constraint in lbs/MMBtu | FALSE | L | Annual | Fuel Consumed | TBtu | 0.097813 | 0.097813 | 0.097813 | 0.097813 | 0.097813 | 0.097813 | 0.097813
IL Fac. Spec. - NOX Rate Summer v3.1, Unit 581 and retrofits | 526 | 1797 | Rate Constraint in lbs/MMBtu | FALSE | L | Annual | Rate | lb/MMBtu | 0.07924 | 0.07924 | 0.07924 | 0.07924 | 0.07924 | 0.07924 | 0.07924
IL Fac. Spec. - NOX Rate Summer v3.1, Unit 581 and retrofits | 526 | 1797 | Rate Constraint in lbs/MMBtu | FALSE | L | Annual | Generation | TWh | 0.008473 | 0.008473 | 0.008473 | 0.008473 | 0.008473 | 0.008473 | 0.008473
IL Fac. Spec. - NOX Rate Summer v3.1, Unit 581 and retrofits | 526 | 1797 | Rate Constraint in lbs/MMBtu | FALSE | L | Annual | Qualifying Generation | TWh | 0.008473 | 0.008473 | 0.008473 | 0.008473 | 0.008473 | 0.008473 | 0.008473
IL Fac. Spec. - NOX Rate Summer v3.1, Unit 581 and retrofits | 526 | 1797 | Rate Constraint in lbs/MMBtu | FALSE | L | Annual | Rate | lb/MWh | 0.45737 | 0.45737 | 0.45737 | 0.45737 | 0.45737 | 0.45737 | 0.45737
IL Fac. Spec. - NOX Rate Summer v3.1, Unit 581 and retrofits | 526 | 1797 | Rate Constraint in lbs/MMBtu | FALSE | L | Annual | Constraint Shadow Price | US2011$/Ton | 0 | 0 | 0 | 0 | 0 | 0 | 0
IL Fac. Spec. - NOX Rate Summer v3.1, Unit 582 and retrofits | 527 | 1797 | Rate Constraint in lbs/MMBtu | FALSE | L | Annual | Seasons Included | Seasons | Summer | Summer | Summer | Summer | Summer | Summer | Summer
IL Fac. Spec. - NOX Rate Summer v3.1, Unit 582 and retrofits | 527 | 1797 | Rate Constraint in lbs/MMBtu | FALSE | L | Annual | Standard | lb/MMBtu | 0.25 | 0.25 | 0.25 | 0.25 | 0.25 | 0.25 | 0.25
IL Fac. Spec. - NOX Rate Summer v3.1, Unit 582 and retrofits | 527 | 1797 | Rate Constraint in lbs/MMBtu | FALSE | L | Annual | Emissions at Affected Plants NOX | Thousand Tons | 0.0039364 | 0.0039364 | 0.0039364 | 0.0039364 | 0.0039364 | 0.0039364 | 0.0039364
IL Fac. Spec. - NOX Rate Summer v3.1, Unit 582 and retrofits | 527 | 1797 | Rate Constraint in lbs/MMBtu | FALSE | L | Annual | Allowances Purchased NOX | Thousand Tons | 0 | 0 | 0 | 0 | 0 | 0 | 0
IL Fac. Spec. - NOX Rate Summer v3.1, Unit 582 and retrofits | 527 | 1797 | Rate Constraint in lbs/MMBtu | FALSE | L | Annual | Allowances Sold NOX | Thousand Tons | 0 | 0 | 0 | 0 | 0 | 0 | 0
IL Fac. Spec. - NOX Rate Summer v3.1, Unit 582 and retrofits | 527 | 1797 | Rate Constraint in lbs/MMBtu | FALSE | L | Annual | Allowances Banked | Thousand Tons | 0 | 0 | 0 | 0 | 0 | 0 | 0
IL Fac. Spec. - NOX Rate Summer v3.1, Unit 582 and retrofits | 527 | 1797 | Rate Constraint in lbs/MMBtu | FALSE | L | Annual | Allowances Withdrawn (1:1) | Thousand Tons | 0 | 0 | 0 | 0 | 0 | 0 | 0
IL Fac. Spec. - NOX Rate Summer v3.1, Unit 582 and retrofits | 527 | 1797 | Rate Constraint in lbs/MMBtu | FALSE | L | Annual | Allowances Withdrawn (n:1) | Thousand Tons | 0 | 0 | 0 | 0 | 0 | 0 | 0
IL Fac. Spec. - NOX Rate Summer v3.1, Unit 582 and retrofits | 527 | 1797 | Rate Constraint in lbs/MMBtu | FALSE | L | Annual | Net Emissions Allowance Position | Thousand Tons | 0.0039364 | 0.0039364 | 0.0039364 | 0.0039364 | 0.0039364 | 0.0039364 | 0.0039364
IL Fac. Spec. - NOX Rate Summer v3.1, Unit 582 and retrofits | 527 | 1797 | Rate Constraint in lbs/MMBtu | FALSE | L | Annual | Fuel Consumed | TBtu | 0.097821 | 0.097821 | 0.097821 | 0.097821 | 0.097821 | 0.097821 | 0.097821
IL Fac. Spec. - NOX Rate Summer v3.1, Unit 582 and retrofits | 527 | 1797 | Rate Constraint in lbs/MMBtu | FALSE | L | Annual | Rate | lb/MMBtu | 0.080481 | 0.080481 | 0.080481 | 0.080481 | 0.080481 | 0.080481 | 0.080481
IL Fac. Spec. - NOX Rate Summer v3.1, Unit 582 and retrofits | 527 | 1797 | Rate Constraint in lbs/MMBtu | FALSE | L | Annual | Generation | TWh | 0.008473 | 0.008473 | 0.008473 | 0.008473 | 0.008473 | 0.008473 | 0.008473
IL Fac. Spec. - NOX Rate Summer v3.1, Unit 582 and retrofits | 527 | 1797 | Rate Constraint in lbs/MMBtu | FALSE | L | Annual | Qualifying Generation | TWh | 0.008473 | 0.008473 | 0.008473 | 0.008473 | 0.008473 | 0.008473 | 0.008473
IL Fac. Spec. - NOX Rate Summer v3.1, Unit 582 and retrofits | 527 | 1797 | Rate Constraint in lbs/MMBtu | FALSE | L | Annual | Rate | lb/MWh | 0.46458 | 0.46458 | 0.46458 | 0.46458 | 0.46458 | 0.46458 | 0.46458
IL Fac. Spec. - NOX Rate Summer v3.1, Unit 582 and retrofits | 527 | 1797 | Rate Constraint in lbs/MMBtu | FALSE | L | Annual | Constraint Shadow Price | US2011$/Ton | 0 | 0 | 0 | 0 | 0 | 0 | 0
IL Fac. Spec. - NOX Rate Summer v3.1, Unit 583 and retrofits | 528 | 1797 | Rate Constraint in lbs/MMBtu | FALSE | L | Annual | Seasons Included | Seasons | Summer | Summer | Summer | Summer | Summer | Summer | Summer
IL Fac. Spec. - NOX Rate Summer v3.1, Unit 583 and retrofits | 528 | 1797 | Rate Constraint in lbs/MMBtu | FALSE | L | Annual | Standard | lb/MMBtu | 0.25 | 0.25 | 0.25 | 0.25 | 0.25 | 0.25 | 0.25
IL Fac. Spec. - NOX Rate Summer v3.1, Unit 583 and retrofits | 528 | 1797 | Rate Constraint in lbs/MMBtu | FALSE | L | Annual | Emissions at Affected Plants NOX | Thousand Tons | 0.0038824 | 0.0038824 | 0.0038824 | 0.0038824 | 0.0038824 | 0.0038824 | 0.0038824
IL Fac. Spec. - NOX Rate Summer v3.1, Unit 583 and retrofits | 528 | 1797 | Rate Constraint in lbs/MMBtu | FALSE | L | Annual | Allowances Purchased NOX | Thousand Tons | 0 | 0 | 0 | 0 | 0 | 0 | 0
IL Fac. Spec. - NOX Rate Summer v3.1, Unit 583 and retrofits | 528 | 1797 | Rate Constraint in lbs/MMBtu | FALSE | L | Annual | Allowances Sold NOX | Thousand Tons | 0 | 0 | 0 | 0 | 0 | 0 | 0
IL Fac. Spec. - NOX Rate Summer v3.1, Unit 583 and retrofits | 528 | 1797 | Rate Constraint in lbs/MMBtu | FALSE | L | Annual | Allowances Banked | Thousand Tons | 0 | 0 | 0 | 0 | 0 | 0 | 0
IL Fac. Spec. - NOX Rate Summer v3.1, Unit 583 and retrofits | 528 | 1797 | Rate Constraint in lbs/MMBtu | FALSE | L | Annual | Allowances Withdrawn (1:1) | Thousand Tons | 0 | 0 | 0 | 0 | 0 | 0 | 0
IL Fac. Spec. - NOX Rate Summer v3.1, Unit 583 and retrofits | 528 | 1797 | Rate Constraint in lbs/MMBtu | FALSE | L | Annual | Allowances Withdrawn (n:1) | Thousand Tons | 0 | 0 | 0 | 0 | 0 | 0 | 0
IL Fac. Spec. - NOX Rate Summer v3.1, Unit 583 and retrofits | 528 | 1797 | Rate Constraint in lbs/MMBtu | FALSE | L | Annual | Net Emissions Allowance Position | Thousand Tons | 0.0038824 | 0.0038824 | 0.0038824 | 0.0038824 | 0.0038824 | 0.0038824 | 0.0038824
IL Fac. Spec. - NOX Rate Summer v3.1, Unit 583 and retrofits | 528 | 1797 | Rate Constraint in lbs/MMBtu | FALSE | L | Annual | Fuel Consumed | TBtu | 0.097821 | 0.097821 | 0.097821 | 0.097821 | 0.097821 | 0.097821 | 0.097821
IL Fac. Spec. - NOX Rate Summer v3.1, Unit 583 and retrofits | 528 | 1797 | Rate Constraint in lbs/MMBtu | FALSE | L | Annual | Rate | lb/MMBtu | 0.079377 | 0.079377 | 0.079377 | 0.079377 | 0.079377 | 0.079377 | 0.079377
IL Fac. Spec. - NOX Rate Summer v3.1, Unit 583 and retrofits | 528 | 1797 | Rate Constraint in lbs/MMBtu | FALSE | L | Annual | Generation | TWh | 0.008473 | 0.008473 | 0.008473 | 0.008473 | 0.008473 | 0.008473 | 0.008473
IL Fac. Spec. - NOX Rate Summer v3.1, Unit 583 and retrofits | 528 | 1797 | Rate Constraint in lbs/MMBtu | FALSE | L | Annual | Qualifying Generation | TWh | 0.008473 | 0.008473 | 0.008473 | 0.008473 | 0.008473 | 0.008473 | 0.008473
IL Fac. Spec. - NOX Rate Summer v3.1, Unit 583 and retrofits | 528 | 1797 | Rate Constraint in lbs/MMBtu | FALSE | L | Annual | Rate | lb/MWh | 0.4582 | 0.4582 | 0.4582 | 0.4582 | 0.4582 | 0.4582 | 0.4582
IL Fac. Spec. - NOX Rate Summer v3.1, Unit 583 and retrofits | 528 | 1797 | Rate Constraint in lbs/MMBtu | FALSE | L | Annual | Constraint Shadow Price | US2011$/Ton | 0 | 0 | 0 | 0 | 0 | 0 | 0
IL Fac. Spec. - NOX Rate Summer v3.1, Unit 584 and retrofits | 529 | 1797 | Rate Constraint in lbs/MMBtu | FALSE | L | Annual | Seasons Included | Seasons | Summer | Summer | Summer | Summer | Summer | Summer | Summer
IL Fac. Spec. - NOX Rate Summer v3.1, Unit 584 and retrofits | 529 | 1797 | Rate Constraint in lbs/MMBtu | FALSE | L | Annual | Standard | lb/MMBtu | 0.25 | 0.25 | 0.25 | 0.25 | 0.25 | 0.25 | 0.25
IL Fac. Spec. - NOX Rate Summer v3.1, Unit 584 and retrofits | 529 | 1797 | Rate Constraint in lbs/MMBtu | FALSE | L | Annual | Emissions at Affected Plants NOX | Thousand Tons | 0.0039375 | 0.0039375 | 0.0039375 | 0.0039375 | 0.0039375 | 0.0039375 | 0.0039375
IL Fac. Spec. - NOX Rate Summer v3.1, Unit 584 and retrofits | 529 | 1797 | Rate Constraint in lbs/MMBtu | FALSE | L | Annual | Allowances Purchased NOX | Thousand Tons | 0 | 0 | 0 | 0 | 0 | 0 | 0
IL Fac. Spec. - NOX Rate Summer v3.1, Unit 584 and retrofits | 529 | 1797 | Rate Constraint in lbs/MMBtu | FALSE | L | Annual | Allowances Sold NOX | Thousand Tons | 0 | 0 | 0 | 0 | 0 | 0 | 0
IL Fac. Spec. - NOX Rate Summer v3.1, Unit 584 and retrofits | 529 | 1797 | Rate Constraint in lbs/MMBtu | FALSE | L | Annual | Allowances Banked | Thousand Tons | 0 | 0 | 0 | 0 | 0 | 0 | 0
IL Fac. Spec. - NOX Rate Summer v3.1, Unit 584 and retrofits | 529 | 1797 | Rate Constraint in lbs/MMBtu | FALSE | L | Annual | Allowances Withdrawn (1:1) | Thousand Tons | 0 | 0 | 0 | 0 | 0 | 0 | 0
IL Fac. Spec. - NOX Rate Summer v3.1, Unit 584 and retrofits | 529 | 1797 | Rate Constraint in lbs/MMBtu | FALSE | L | Annual | Allowances Withdrawn (n:1) | Thousand Tons | 0 | 0 | 0 | 0 | 0 | 0 | 0
IL Fac. Spec. - NOX Rate Summer v3.1, Unit 584 and retrofits | 529 | 1797 | Rate Constraint in lbs/MMBtu | FALSE | L | Annual | Net Emissions Allowance Position | Thousand Tons | 0.0039375 | 0.0039375 | 0.0039375 | 0.0039375 | 0.0039375 | 0.0039375 | 0.0039375
IL Fac. Spec. - NOX Rate Summer v3.1, Unit 584 and retrofits | 529 | 1797 | Rate Constraint in lbs/MMBtu | FALSE | L | Annual | Fuel Consumed | TBtu | 0.097821 | 0.097821 | 0.097821 | 0.097821 | 0.097821 | 0.097821 | 0.097821
IL Fac. Spec. - NOX Rate Summer v3.1, Unit 584 and retrofits | 529 | 1797 | Rate Constraint in lbs/MMBtu | FALSE | L | Annual | Rate | lb/MMBtu | 0.080503 | 0.080503 | 0.080503 | 0.080503 | 0.080503 | 0.080503 | 0.080503
IL Fac. Spec. - NOX Rate Summer v3.1, Unit 584 and retrofits | 529 | 1797 | Rate Constraint in lbs/MMBtu | FALSE | L | Annual | Generation | TWh | 0.008473 | 0.008473 | 0.008473 | 0.008473 | 0.008473 | 0.008473 | 0.008473
IL Fac. Spec. - NOX Rate Summer v3.1, Unit 584 and retrofits | 529 | 1797 | Rate Constraint in lbs/MMBtu | FALSE | L | Annual | Qualifying Generation | TWh | 0.008473 | 0.008473 | 0.008473 | 0.008473 | 0.008473 | 0.008473 | 0.008473
IL Fac. Spec. - NOX Rate Summer v3.1, Unit 584 and retrofits | 529 | 1797 | Rate Constraint in lbs/MMBtu | FALSE | L | Annual | Rate | lb/MWh | 0.46471 | 0.46471 | 0.46471 | 0.46471 | 0.46471 | 0.46471 | 0.46471
IL Fac. Spec. - NOX Rate Summer v3.1, Unit 584 and retrofits | 529 | 1797 | Rate Constraint in lbs/MMBtu | FALSE | L | Annual | Constraint Shadow Price | US2011$/Ton | 0 | 0 | 0 | 0 | 0 | 0 | 0
IL Fac. Spec. - NOX Rate Summer v3.1, Unit 585 and retrofits | 530 | 1797 | Rate Constraint in lbs/MMBtu | FALSE | L | Annual | Seasons Included | Seasons | Summer | Summer | Summer | Summer | Summer | Summer | Summer
IL Fac. Spec. - NOX Rate Summer v3.1, Unit 585 and retrofits | 530 | 1797 | Rate Constraint in lbs/MMBtu | FALSE | L | Annual | Standard | lb/MMBtu | 0.25 | 0.25 | 0.25 | 0.25 | 0.25 | 0.25 | 0.25
IL Fac. Spec. - NOX Rate Summer v3.1, Unit 585 and retrofits | 530 | 1797 | Rate Constraint in lbs/MMBtu | FALSE | L | Annual | Emissions at Affected Plants NOX | Thousand Tons | 0.0038812 | 0.0038812 | 0.0038812 | 0.0038812 | 0.0038812 | 0.0038812 | 0.0038812
IL Fac. Spec. - NOX Rate Summer v3.1, Unit 585 and retrofits | 530 | 1797 | Rate Constraint in lbs/MMBtu | FALSE | L | Annual | Allowances Purchased NOX | Thousand Tons | 0 | 0 | 0 | 0 | 0 | 0 | 0
IL Fac. Spec. - NOX Rate Summer v3.1, Unit 585 and retrofits | 530 | 1797 | Rate Constraint in lbs/MMBtu | FALSE | L | Annual | Allowances Sold NOX | Thousand Tons | 0 | 0 | 0 | 0 | 0 | 0 | 0
IL Fac. Spec. - NOX Rate Summer v3.1, Unit 585 and retrofits | 530 | 1797 | Rate Constraint in lbs/MMBtu | FALSE | L | Annual | Allowances Banked | Thousand Tons | 0 | 0 | 0 | 0 | 0 | 0 | 0
IL Fac. Spec. - NOX Rate Summer v3.1, Unit 585 and retrofits | 530 | 1797 | Rate Constraint in lbs/MMBtu | FALSE | L | Annual | Allowances Withdrawn (1:1) | Thousand Tons | 0 | 0 | 0 | 0 | 0 | 0 | 0
IL Fac. Spec. - NOX Rate Summer v3.1, Unit 585 and retrofits | 530 | 1797 | Rate Constraint in lbs/MMBtu | FALSE | L | Annual | Allowances Withdrawn (n:1) | Thousand Tons | 0 | 0 | 0 | 0 | 0 | 0 | 0
IL Fac. Spec. - NOX Rate Summer v3.1, Unit 585 and retrofits | 530 | 1797 | Rate Constraint in lbs/MMBtu | FALSE | L | Annual | Net Emissions Allowance Position | Thousand Tons | 0.0038812 | 0.0038812 | 0.0038812 | 0.0038812 | 0.0038812 | 0.0038812 | 0.0038812
IL Fac. Spec. - NOX Rate Summer v3.1, Unit 585 and retrofits | 530 | 1797 | Rate Constraint in lbs/MMBtu | FALSE | L | Annual | Fuel Consumed | TBtu | 0.097821 | 0.097821 | 0.097821 | 0.097821 | 0.097821 | 0.097821 | 0.097821
IL Fac. Spec. - NOX Rate Summer v3.1, Unit 585 and retrofits | 530 | 1797 | Rate Constraint in lbs/MMBtu | FALSE | L | Annual | Rate | lb/MMBtu | 0.079353 | 0.079353 | 0.079353 | 0.079353 | 0.079353 | 0.079353 | 0.079353
IL Fac. Spec. - NOX Rate Summer v3.1, Unit 585 and retrofits | 530 | 1797 | Rate Constraint in lbs/MMBtu | FALSE | L | Annual | Generation | TWh | 0.008473 | 0.008473 | 0.008473 | 0.008473 | 0.008473 | 0.008473 | 0.008473
IL Fac. Spec. - NOX Rate Summer v3.1, Unit 585 and retrofits | 530 | 1797 | Rate Constraint in lbs/MMBtu | FALSE | L | Annual | Qualifying Generation | TWh | 0.008473 | 0.008473 | 0.008473 | 0.008473 | 0.008473 | 0.008473 | 0.008473
IL Fac. Spec. - NOX Rate Summer v3.1, Unit 585 and retrofits | 530 | 1797 | Rate Constraint in lbs/MMBtu | FALSE | L | Annual | Rate | lb/MWh | 0.45806 | 0.45806 | 0.45806 | 0.45806 | 0.45806 | 0.45806 | 0.45806
IL Fac. Spec. - NOX Rate Summer v3.1, Unit 585 and retrofits | 530 | 1797 | Rate Constraint in lbs/MMBtu | FALSE | L | Annual | Constraint Shadow Price | US2011$/Ton | 0 | 0 | 0 | 0 | 0 | 0 | 0
IL Fac. Spec. - NOX Rate Summer v3.1, Unit 586 and retrofits | 531 | 1797 | Rate Constraint in lbs/MMBtu | FALSE | L | Annual | Seasons Included | Seasons | Summer | Summer | Summer | Summer | Summer | Summer | Summer
IL Fac. Spec. - NOX Rate Summer v3.1, Unit 586 and retrofits | 531 | 1797 | Rate Constraint in lbs/MMBtu | FALSE | L | Annual | Standard | lb/MMBtu | 0.25 | 0.25 | 0.25 | 0.25 | 0.25 | 0.25 | 0.25
IL Fac. Spec. - NOX Rate Summer v3.1, Unit 586 and retrofits | 531 | 1797 | Rate Constraint in lbs/MMBtu | FALSE | L | Annual | Emissions at Affected Plants NOX | Thousand Tons | 0.0039293 | 0.0039293 | 0.0039293 | 0.0039293 | 0.0039293 | 0.0039293 | 0.0039293
IL Fac. Spec. - NOX Rate Summer v3.1, Unit 586 and retrofits | 531 | 1797 | Rate Constraint in lbs/MMBtu | FALSE | L | Annual | Allowances Purchased NOX | Thousand Tons | 0 | 0 | 0 | 0 | 0 | 0 | 0
IL Fac. Spec. - NOX Rate Summer v3.1, Unit 586 and retrofits | 531 | 1797 | Rate Constraint in lbs/MMBtu | FALSE | L | Annual | Allowances Sold NOX | Thousand Tons | 0 | 0 | 0 | 0 | 0 | 0 | 0
IL Fac. Spec. - NOX Rate Summer v3.1, Unit 586 and retrofits | 531 | 1797 | Rate Constraint in lbs/MMBtu | FALSE | L | Annual | Allowances Banked | Thousand Tons | 0 | 0 | 0 | 0 | 0 | 0 | 0
IL Fac. Spec. - NOX Rate Summer v3.1, Unit 586 and retrofits | 531 | 1797 | Rate Constraint in lbs/MMBtu | FALSE | L | Annual | Allowances Withdrawn (1:1) | Thousand Tons | 0 | 0 | 0 | 0 | 0 | 0 | 0
IL Fac. Spec. - NOX Rate Summer v3.1, Unit 586 and retrofits | 531 | 1797 | Rate Constraint in lbs/MMBtu | FALSE | L | Annual | Allowances Withdrawn (n:1) | Thousand Tons | 0 | 0 | 0 | 0 | 0 | 0 | 0
IL Fac. Spec. - NOX Rate Summer v3.1, Unit 586 and retrofits | 531 | 1797 | Rate Constraint in lbs/MMBtu | FALSE | L | Annual | Net Emissions Allowance Position | Thousand Tons | 0.0039293 | 0.0039293 | 0.0039293 | 0.0039293 | 0.0039293 | 0.0039293 | 0.0039293
IL Fac. Spec. - NOX Rate Summer v3.1, Unit 586 and retrofits | 531 | 1797 | Rate Constraint in lbs/MMBtu | FALSE | L | Annual | Fuel Consumed | TBtu | 0.097821 | 0.097821 | 0.097821 | 0.097821 | 0.097821 | 0.097821 | 0.097821
IL Fac. Spec. - NOX Rate Summer v3.1, Unit 586 and retrofits | 531 | 1797 | Rate Constraint in lbs/MMBtu | FALSE | L | Annual | Rate | lb/MMBtu | 0.080337 | 0.080337 | 0.080337 | 0.080337 | 0.080337 | 0.080337 | 0.080337
IL Fac. Spec. - NOX Rate Summer v3.1, Unit 586 and retrofits | 531 | 1797 | Rate Constraint in lbs/MMBtu | FALSE | L | Annual | Generation | TWh | 0.008473 | 0.008473 | 0.008473 | 0.008473 | 0.008473 | 0.008473 | 0.008473
IL Fac. Spec. - NOX Rate Summer v3.1, Unit 586 and retrofits | 531 | 1797 | Rate Constraint in lbs/MMBtu | FALSE | L | Annual | Qualifying Generation | TWh | 0.008473 | 0.008473 | 0.008473 | 0.008473 | 0.008473 | 0.008473 | 0.008473
IL Fac. Spec. - NOX Rate Summer v3.1, Unit 586 and retrofits | 531 | 1797 | Rate Constraint in lbs/MMBtu | FALSE | L | Annual | Rate | lb/MWh | 0.46375 | 0.46375 | 0.46375 | 0.46375 | 0.46375 | 0.46375 | 0.46375
IL Fac. Spec. - NOX Rate Summer v3.1, Unit 586 and retrofits | 531 | 1797 | Rate Constraint in lbs/MMBtu | FALSE | L | Annual | Constraint Shadow Price | US2011$/Ton | 0 | 0 | 0 | 0 | 0 | 0 | 0
IL Fac. Spec. - NOX Rate Summer v3.1, Unit 587 and retrofits | 532 | 1797 | Rate Constraint in lbs/MMBtu | FALSE | L | Annual | Seasons Included | Seasons | Summer | Summer | Summer | Summer | Summer | Summer | Summer
IL Fac. Spec. - NOX Rate Summer v3.1, Unit 587 and retrofits | 532 | 1797 | Rate Constraint in lbs/MMBtu | FALSE | L | Annual | Standard | lb/MMBtu | 0.25 | 0.25 | 0.25 | 0.25 | 0.25 | 0.25 | 0.25
IL Fac. Spec. - NOX Rate Summer v3.1, Unit 587 and retrofits | 532 | 1797 | Rate Constraint in lbs/MMBtu | FALSE | L | Annual | Emissions at Affected Plants NOX | Thousand Tons | 0.00040963 | 0.00040963 | 0.00040963 | 0.00040963 | 0.00040963 | 0 | 0.0020823
IL Fac. Spec. - NOX Rate Summer v3.1, Unit 587 and retrofits | 532 | 1797 | Rate Constraint in lbs/MMBtu | FALSE | L | Annual | Allowances Purchased NOX | Thousand Tons | 0 | 0 | 0 | 0 | 0 | 0 | 0
IL Fac. Spec. - NOX Rate Summer v3.1, Unit 587 and retrofits | 532 | 1797 | Rate Constraint in lbs/MMBtu | FALSE | L | Annual | Allowances Sold NOX | Thousand Tons | 0 | 0 | 0 | 0 | 0 | 0 | 0
IL Fac. Spec. - NOX Rate Summer v3.1, Unit 587 and retrofits | 532 | 1797 | Rate Constraint in lbs/MMBtu | FALSE | L | Annual | Allowances Banked | Thousand Tons | 0 | 0 | 0 | 0 | 0 | 0 | 0
IL Fac. Spec. - NOX Rate Summer v3.1, Unit 587 and retrofits | 532 | 1797 | Rate Constraint in lbs/MMBtu | FALSE | L | Annual | Allowances Withdrawn (1:1) | Thousand Tons | 0 | 0 | 0 | 0 | 0 | 0 | 0
IL Fac. Spec. - NOX Rate Summer v3.1, Unit 587 and retrofits | 532 | 1797 | Rate Constraint in lbs/MMBtu | FALSE | L | Annual | Allowances Withdrawn (n:1) | Thousand Tons | 0 | 0 | 0 | 0 | 0 | 0 | 0
IL Fac. Spec. - NOX Rate Summer v3.1, Unit 587 and retrofits | 532 | 1797 | Rate Constraint in lbs/MMBtu | FALSE | L | Annual | Net Emissions Allowance Position | Thousand Tons | 0.00040963 | 0.00040963 | 0.00040963 | 0.00040963 | 0.00040963 | 0 | 0.0020823
IL Fac. Spec. - NOX Rate Summer v3.1, Unit 587 and retrofits | 532 | 1797 | Rate Constraint in lbs/MMBtu | FALSE | L | Annual | Fuel Consumed | TBtu | 0.030915 | 0.030915 | 0.030915 | 0.030915 | 0.030915 | 0 | 0.15715
IL Fac. Spec. - NOX Rate Summer v3.1, Unit 587 and retrofits | 532 | 1797 | Rate Constraint in lbs/MMBtu | FALSE | L | Annual | Rate | lb/MMBtu | 0.0265 | 0.0265 | 0.0265 | 0.0265 | 0.0265 | 0 | 0.0265
IL Fac. Spec. - NOX Rate Summer v3.1, Unit 587 and retrofits | 532 | 1797 | Rate Constraint in lbs/MMBtu | FALSE | L | Annual | Generation | TWh | 0.0025002 | 0.0025002 | 0.0025002 | 0.0025002 | 0.0025002 | 0 | 0.01271
IL Fac. Spec. - NOX Rate Summer v3.1, Unit 587 and retrofits | 532 | 1797 | Rate Constraint in lbs/MMBtu | FALSE | L | Annual | Qualifying Generation | TWh | 0.0025002 | 0.0025002 | 0.0025002 | 0.0025002 | 0.0025002 | 0 | 0.01271
IL Fac. Spec. - NOX Rate Summer v3.1, Unit 587 and retrofits | 532 | 1797 | Rate Constraint in lbs/MMBtu | FALSE | L | Annual | Rate | lb/MWh | 0.16384 | 0.16384 | 0.16384 | 0.16384 | 0.16384 | 0 | 0.16384
IL Fac. Spec. - NOX Rate Summer v3.1, Unit 587 and retrofits | 532 | 1797 | Rate Constraint in lbs/MMBtu | FALSE | L | Annual | Constraint Shadow Price | US2011$/Ton | 0 | 0 | 0 | 0 | 0 | 0 | 0
IL Fac. Spec. - NOX Rate Summer v3.1, Unit 588 and retrofits | 533 | 1797 | Rate Constraint in lbs/MMBtu | FALSE | L | Annual | Seasons Included | Seasons | Summer | Summer | Summer | Summer | Summer | Summer | Summer
IL Fac. Spec. - NOX Rate Summer v3.1, Unit 588 and retrofits | 533 | 1797 | Rate Constraint in lbs/MMBtu | FALSE | L | Annual | Standard | lb/MMBtu | 0.25 | 0.25 | 0.25 | 0.25 | 0.25 | 0.25 | 0.25
IL Fac. Spec. - NOX Rate Summer v3.1, Unit 588 and retrofits | 533 | 1797 | Rate Constraint in lbs/MMBtu | FALSE | L | Annual | Emissions at Affected Plants NOX | Thousand Tons | 0.00030918 | 0.00030918 | 0.00030918 | 0.00030918 | 0.00030918 | 0.0012593 | 0.0015717
IL Fac. Spec. - NOX Rate Summer v3.1, Unit 588 and retrofits | 533 | 1797 | Rate Constraint in lbs/MMBtu | FALSE | L | Annual | Allowances Purchased NOX | Thousand Tons | 0 | 0 | 0 | 0 | 0 | 0 | 0
IL Fac. Spec. - NOX Rate Summer v3.1, Unit 588 and retrofits | 533 | 1797 | Rate Constraint in lbs/MMBtu | FALSE | L | Annual | Allowances Sold NOX | Thousand Tons | 0 | 0 | 0 | 0 | 0 | 0 | 0
IL Fac. Spec. - NOX Rate Summer v3.1, Unit 588 and retrofits | 533 | 1797 | Rate Constraint in lbs/MMBtu | FALSE | L | Annual | Allowances Banked | Thousand Tons | 0 | 0 | 0 | 0 | 0 | 0 | 0
IL Fac. Spec. - NOX Rate Summer v3.1, Unit 588 and retrofits | 533 | 1797 | Rate Constraint in lbs/MMBtu | FALSE | L | Annual | Allowances Withdrawn (1:1) | Thousand Tons | 0 | 0 | 0 | 0 | 0 | 0 | 0
IL Fac. Spec. - NOX Rate Summer v3.1, Unit 588 and retrofits | 533 | 1797 | Rate Constraint in lbs/MMBtu | FALSE | L | Annual | Allowances Withdrawn (n:1) | Thousand Tons | 0 | 0 | 0 | 0 | 0 | 0 | 0
IL Fac. Spec. - NOX Rate Summer v3.1, Unit 588 and retrofits | 533 | 1797 | Rate Constraint in lbs/MMBtu | FALSE | L | Annual | Net Emissions Allowance Position | Thousand Tons | 0.00030918 | 0.00030918 | 0.00030918 | 0.00030918 | 0.00030918 | 0.0012593 | 0.0015717
IL Fac. Spec. - NOX Rate Summer v3.1, Unit 588 and retrofits | 533 | 1797 | Rate Constraint in lbs/MMBtu | FALSE | L | Annual | Fuel Consumed | TBtu | 0.030918 | 0.030918 | 0.030918 | 0.030918 | 0.030918 | 0.12593 | 0.15717
IL Fac. Spec. - NOX Rate Summer v3.1, Unit 588 and retrofits | 533 | 1797 | Rate Constraint in lbs/MMBtu | FALSE | L | Annual | Rate | lb/MMBtu | 0.02 | 0.02 | 0.02 | 0.02 | 0.02 | 0.02 | 0.02
IL Fac. Spec. - NOX Rate Summer v3.1, Unit 588 and retrofits | 533 | 1797 | Rate Constraint in lbs/MMBtu | FALSE | L | Annual | Generation | TWh | 0.0025002 | 0.0025002 | 0.0025002 | 0.0025002 | 0.0025002 | 0.010184 | 0.01271
IL Fac. Spec. - NOX Rate Summer v3.1, Unit 588 and retrofits | 533 | 1797 | Rate Constraint in lbs/MMBtu | FALSE | L | Annual | Qualifying Generation | TWh | 0.0025002 | 0.0025002 | 0.0025002 | 0.0025002 | 0.0025002 | 0.010184 | 0.01271
IL Fac. Spec. - NOX Rate Summer v3.1, Unit 588 and retrofits | 533 | 1797 | Rate Constraint in lbs/MMBtu | FALSE | L | Annual | Rate | lb/MWh | 0.12366 | 0.12366 | 0.12366 | 0.12366 | 0.12366 | 0.12366 | 0.12366
IL Fac. Spec. - NOX Rate Summer v3.1, Unit 588 and retrofits | 533 | 1797 | Rate Constraint in lbs/MMBtu | FALSE | L | Annual | Constraint Shadow Price | US2011$/Ton | 0 | 0 | 0 | 0 | 0 | 0 | 0
IL Fac. Spec. - NOX Rate Summer v3.1, Unit 589 and retrofits | 534 | 1797 | Rate Constraint in lbs/MMBtu | FALSE | L | Annual | Seasons Included | Seasons | Summer | Summer | Summer | Summer | Summer | Summer | Summer
IL Fac. Spec. - NOX Rate Summer v3.1, Unit 589 and retrofits | 534 | 1797 | Rate Constraint in lbs/MMBtu | FALSE | L | Annual | Standard | lb/MMBtu | 0.25 | 0.25 | 0.25 | 0.25 | 0.25 | 0.25 | 0.25
IL Fac. Spec. - NOX Rate Summer v3.1, Unit 589 and retrofits | 534 | 1797 | Rate Constraint in lbs/MMBtu | FALSE | L | Annual | Emissions at Affected Plants NOX | Thousand Tons | 0.00032928 | 0.00032928 | 0.00032928 | 0.00032928 | 0.00032928 | 0 | 0.0016738
IL Fac. Spec. - NOX Rate Summer v3.1, Unit 589 and retrofits | 534 | 1797 | Rate Constraint in lbs/MMBtu | FALSE | L | Annual | Allowances Purchased NOX | Thousand Tons | 0 | 0 | 0 | 0 | 0 | 0 | 0
IL Fac. Spec. - NOX Rate Summer v3.1, Unit 589 and retrofits | 534 | 1797 | Rate Constraint in lbs/MMBtu | FALSE | L | Annual | Allowances Sold NOX | Thousand Tons | 0 | 0 | 0 | 0 | 0 | 0 | 0
IL Fac. Spec. - NOX Rate Summer v3.1, Unit 589 and retrofits | 534 | 1797 | Rate Constraint in lbs/MMBtu | FALSE | L | Annual | Allowances Banked | Thousand Tons | 0 | 0 | 0 | 0 | 0 | 0 | 0
IL Fac. Spec. - NOX Rate Summer v3.1, Unit 589 and retrofits | 534 | 1797 | Rate Constraint in lbs/MMBtu | FALSE | L | Annual | Allowances Withdrawn (1:1) | Thousand Tons | 0 | 0 | 0 | 0 | 0 | 0 | 0
IL Fac. Spec. - NOX Rate Summer v3.1, Unit 589 and retrofits | 534 | 1797 | Rate Constraint in lbs/MMBtu | FALSE | L | Annual | Allowances Withdrawn (n:1) | Thousand Tons | 0 | 0 | 0 | 0 | 0 | 0 | 0
IL Fac. Spec. - NOX Rate Summer v3.1, Unit 589 and retrofits | 534 | 1797 | Rate Constraint in lbs/MMBtu | FALSE | L | Annual | Net Emissions Allowance Position | Thousand Tons | 0.00032928 | 0.00032928 | 0.00032928 | 0.00032928 | 0.00032928 | 0 | 0.0016738
IL Fac. Spec. - NOX Rate Summer v3.1, Unit 589 and retrofits | 534 | 1797 | Rate Constraint in lbs/MMBtu | FALSE | L | Annual | Fuel Consumed | TBtu | 0.030918 | 0.030918 | 0.030918 | 0.030918 | 0.030918 | 0 | 0.15717
IL Fac. Spec. - NOX Rate Summer v3.1, Unit 589 and retrofits | 534 | 1797 | Rate Constraint in lbs/MMBtu | FALSE | L | Annual | Rate | lb/MMBtu | 0.0213 | 0.0213 | 0.0213 | 0.0213 | 0.0213 | 0 | 0.0213
IL Fac. Spec. - NOX Rate Summer v3.1, Unit 589 and retrofits | 534 | 1797 | Rate Constraint in lbs/MMBtu | FALSE | L | Annual | Generation | TWh | 0.0025002 | 0.0025002 | 0.0025002 | 0.0025002 | 0.0025002 | 0 | 0.01271
IL Fac. Spec. - NOX Rate Summer v3.1, Unit 589 and retrofits | 534 | 1797 | Rate Constraint in lbs/MMBtu | FALSE | L | Annual | Qualifying Generation | TWh | 0.0025002 | 0.0025002 | 0.0025002 | 0.0025002 | 0.0025002 | 0 | 0.01271
IL Fac. Spec. - NOX Rate Summer v3.1, Unit 589 and retrofits | 534 | 1797 | Rate Constraint in lbs/MMBtu | FALSE | L | Annual | Rate | lb/MWh | 0.1317 | 0.1317 | 0.1317 | 0.1317 | 0.1317 | 0 | 0.1317
IL Fac. Spec. - NOX Rate Summer v3.1, Unit 589 and retrofits | 534 | 1797 | Rate Constraint in lbs/MMBtu | FALSE | L | Annual | Constraint Shadow Price | US2011$/Ton | 0 | 0 | 0 | 0 | 0 | 0 | 0
IL Fac. Spec. - NOX Rate Summer v3.1, Unit 590 and retrofits | 535 | 1797 | Rate Constraint in lbs/MMBtu | FALSE | L | Annual | Seasons Included | Seasons | Summer | Summer | Summer | Summer | Summer | Summer | Summer
IL Fac. Spec. - NOX Rate Summer v3.1, Unit 590 and retrofits | 535 | 1797 | Rate Constraint in lbs/MMBtu | FALSE | L | Annual | Standard | lb/MMBtu | 0.25 | 0.25 | 0.25 | 0.25 | 0.25 | 0.25 | 0.25
IL Fac. Spec. - NOX Rate Summer v3.1, Unit 590 and retrofits | 535 | 1797 | Rate Constraint in lbs/MMBtu | FALSE | L | Annual | Emissions at Affected Plants NOX | Thousand Tons | 0.00029063 | 0.00029063 | 0.00029063 | 0.00029063 | 0.00029063 | 0.0014774 | 0.0014774
IL Fac. Spec. - NOX Rate Summer v3.1, Unit 590 and retrofits | 535 | 1797 | Rate Constraint in lbs/MMBtu | FALSE | L | Annual | Allowances Purchased NOX | Thousand Tons | 0 | 0 | 0 | 0 | 0 | 0 | 0
IL Fac. Spec. - NOX Rate Summer v3.1, Unit 590 and retrofits | 535 | 1797 | Rate Constraint in lbs/MMBtu | FALSE | L | Annual | Allowances Sold NOX | Thousand Tons | 0 | 0 | 0 | 0 | 0 | 0 | 0
IL Fac. Spec. - NOX Rate Summer v3.1, Unit 590 and retrofits | 535 | 1797 | Rate Constraint in lbs/MMBtu | FALSE | L | Annual | Allowances Banked | Thousand Tons | 0 | 0 | 0 | 0 | 0 | 0 | 0
IL Fac. Spec. - NOX Rate Summer v3.1, Unit 590 and retrofits | 535 | 1797 | Rate Constraint in lbs/MMBtu | FALSE | L | Annual | Allowances Withdrawn (1:1) | Thousand Tons | 0 | 0 | 0 | 0 | 0 | 0 | 0
IL Fac. Spec. - NOX Rate Summer v3.1, Unit 590 and retrofits | 535 | 1797 | Rate Constraint in lbs/MMBtu | FALSE | L | Annual | Allowances Withdrawn (n:1) | Thousand Tons | 0 | 0 | 0 | 0 | 0 | 0 | 0
IL Fac. Spec. - NOX Rate Summer v3.1, Unit 590 and retrofits | 535 | 1797 | Rate Constraint in lbs/MMBtu | FALSE | L | Annual | Net Emissions Allowance Position | Thousand Tons | 0.00029063 | 0.00029063 | 0.00029063 | 0.00029063 | 0.00029063 | 0.0014774 | 0.0014774
IL Fac. Spec. - NOX Rate Summer v3.1, Unit 590 and retrofits | 535 | 1797 | Rate Constraint in lbs/MMBtu | FALSE | L | Annual | Fuel Consumed | TBtu | 0.030918 | 0.030918 | 0.030918 | 0.030918 | 0.030918 | 0.15717 | 0.15717
IL Fac. Spec. - NOX Rate Summer v3.1, Unit 590 and retrofits | 535 | 1797 | Rate Constraint in lbs/MMBtu | FALSE | L | Annual | Rate | lb/MMBtu | 0.0188 | 0.0188 | 0.0188 | 0.0188 | 0.0188 | 0.0188 | 0.0188
IL Fac. Spec. - NOX Rate Summer v3.1, Unit 590 and retrofits | 535 | 1797 | Rate Constraint in lbs/MMBtu | FALSE | L | Annual | Generation | TWh | 0.0025002 | 0.0025002 | 0.0025002 | 0.0025002 | 0.0025002 | 0.01271 | 0.01271
IL Fac. Spec. - NOX Rate Summer v3.1, Unit 590 and retrofits | 535 | 1797 | Rate Constraint in lbs/MMBtu | FALSE | L | Annual | Qualifying Generation | TWh | 0.0025002 | 0.0025002 | 0.0025002 | 0.0025002 | 0.0025002 | 0.01271 | 0.01271
IL Fac. Spec. - NOX Rate Summer v3.1, Unit 590 and retrofits | 535 | 1797 | Rate Constraint in lbs/MMBtu | FALSE | L | Annual | Rate | lb/MWh | 0.11624 | 0.11624 | 0.11624 | 0.11624 | 0.11624 | 0.11624 | 0.11624
IL Fac. Spec. - NOX Rate Summer v3.1, Unit 590 and retrofits | 535 | 1797 | Rate Constraint in lbs/MMBtu | FALSE | L | Annual | Constraint Shadow Price | US2011$/Ton | 0 | 0 | 0 | 0 | 0 | 0 | 0
IL Fac. Spec. - NOX Rate Summer v3.1, Unit 591 and retrofits | 536 | 1797 | Rate Constraint in lbs/MMBtu | FALSE | L | Annual | Seasons Included | Seasons | Summer | Summer | Summer | Summer | Summer | Summer | Summer
IL Fac. Spec. - NOX Rate Summer v3.1, Unit 591 and retrofits | 536 | 1797 | Rate Constraint in lbs/MMBtu | FALSE | L | Annual | Standard | lb/MMBtu | 0.25 | 0.25 | 0.25 | 0.25 | 0.25 | 0.25 | 0.25
IL Fac. Spec. - NOX Rate Summer v3.1, Unit 591 and retrofits | 536 | 1797 | Rate Constraint in lbs/MMBtu | FALSE | L | Annual | Emissions at Affected Plants NOX | Thousand Tons | 0.0013823 | 0.0013823 | 0.0013823 | 0.0013823 | 0.0013823 | 0 | 0
IL Fac. Spec. - NOX Rate Summer v3.1, Unit 591 and retrofits | 536 | 1797 | Rate Constraint in lbs/MMBtu | FALSE | L | Annual | Allowances Purchased NOX | Thousand Tons | 0 | 0 | 0 | 0 | 0 | 0 | 0
IL Fac. Spec. - NOX Rate Summer v3.1, Unit 591 and retrofits | 536 | 1797 | Rate Constraint in lbs/MMBtu | FALSE | L | Annual | Allowances Sold NOX | Thousand Tons | 0 | 0 | 0 | 0 | 0 | 0 | 0
IL Fac. Spec. - NOX Rate Summer v3.1, Unit 591 and retrofits | 536 | 1797 | Rate Constraint in lbs/MMBtu | FALSE | L | Annual | Allowances Banked | Thousand Tons | 0 | 0 | 0 | 0 | 0 | 0 | 0
IL Fac. Spec. - NOX Rate Summer v3.1, Unit 591 and retrofits | 536 | 1797 | Rate Constraint in lbs/MMBtu | FALSE | L | Annual | Allowances Withdrawn (1:1) | Thousand Tons | 0 | 0 | 0 | 0 | 0 | 0 | 0
IL Fac. Spec. - NOX Rate Summer v3.1, Unit 591 and retrofits | 536 | 1797 | Rate Constraint in lbs/MMBtu | FALSE | L | Annual | Allowances Withdrawn (n:1) | Thousand Tons | 0 | 0 | 0 | 0 | 0 | 0 | 0
IL Fac. Spec. - NOX Rate Summer v3.1, Unit 591 and retrofits | 536 | 1797 | Rate Constraint in lbs/MMBtu | FALSE | L | Annual | Net Emissions Allowance Position | Thousand Tons | 0.0013823 | 0.0013823 | 0.0013823 | 0.0013823 | 0.0013823 | 0 | 0
IL Fac. Spec. - NOX Rate Summer v3.1, Unit 591 and retrofits | 536 | 1797 | Rate Constraint in lbs/MMBtu | FALSE | L | Annual | Fuel Consumed | TBtu | 0.015401 | 0.015401 | 0.015401 | 0.015401 | 0.015401 | 0 | 0
IL Fac. Spec. - NOX Rate Summer v3.1, Unit 591 and retrofits | 536 | 1797 | Rate Constraint in lbs/MMBtu | FALSE | L | Annual | Rate | lb/MMBtu | 0.1795 | 0.1795 | 0.1795 | 0.1795 | 0.1795 | 0 | 0
IL Fac. Spec. - NOX Rate Summer v3.1, Unit 591 and retrofits | 536 | 1797 | Rate Constraint in lbs/MMBtu | FALSE | L | Annual | Generation | TWh | 0.0011984 | 0.0011984 | 0.0011984 | 0.0011984 | 0.0011984 | 0 | 0
IL Fac. Spec. - NOX Rate Summer v3.1, Unit 591 and retrofits | 536 | 1797 | Rate Constraint in lbs/MMBtu | FALSE | L | Annual | Qualifying Generation | TWh | 0.0011984 | 0.0011984 | 0.0011984 | 0.0011984 | 0.0011984 | 0 | 0
IL Fac. Spec. - NOX Rate Summer v3.1, Unit 591 and retrofits | 536 | 1797 | Rate Constraint in lbs/MMBtu | FALSE | L | Annual | Rate | lb/MWh | 1.1535 | 1.1535 | 1.1535 | 1.1535 | 1.1535 | 0 | 0
IL Fac. Spec. - NOX Rate Summer v3.1, Unit 591 and retrofits | 536 | 1797 | Rate Constraint in lbs/MMBtu | FALSE | L | Annual | Constraint Shadow Price | US2011$/Ton | 0 | 0 | 0 | 0 | 0 | 0 | 0
IL Fac. Spec. - NOX Rate Summer v3.1, Unit 592 and retrofits | 537 | 1797 | Rate Constraint in lbs/MMBtu | FALSE | L | Annual | Seasons Included | Seasons | Summer | Summer | Summer | Summer | Summer | Summer | Summer
IL Fac. Spec. - NOX Rate Summer v3.1, Unit 592 and retrofits | 537 | 1797 | Rate Constraint in lbs/MMBtu | FALSE | L | Annual | Standard | lb/MMBtu | 0.25 | 0.25 | 0.25 | 0.25 | 0.25 | 0.25 | 0.25
IL Fac. Spec. - NOX Rate Summer v3.1, Unit 592 and retrofits | 537 | 1797 | Rate Constraint in lbs/MMBtu | FALSE | L | Annual | Emissions at Affected Plants NOX | Thousand Tons | 0.0012673 | 0.0012673 | 0.0012673 | 0.0012673 | 0.0012673 | 0 | 0
IL Fac. Spec. - NOX Rate Summer v3.1, Unit 592 and retrofits | 537 | 1797 | Rate Constraint in lbs/MMBtu | FALSE | L | Annual | Allowances Purchased NOX | Thousand Tons | 0 | 0 | 0 | 0 | 0 | 0 | 0
IL Fac. Spec. - NOX Rate Summer v3.1, Unit 592 and retrofits | 537 | 1797 | Rate Constraint in lbs/MMBtu | FALSE | L | Annual | Allowances Sold NOX | Thousand Tons | 0 | 0 | 0 | 0 | 0 | 0 | 0
IL Fac. Spec. - NOX Rate Summer v3.1, Unit 592 and retrofits | 537 | 1797 | Rate Constraint in lbs/MMBtu | FALSE | L | Annual | Allowances Banked | Thousand Tons | 0 | 0 | 0 | 0 | 0 | 0 | 0
IL Fac. Spec. - NOX Rate Summer v3.1, Unit 592 and retrofits | 537 | 1797 | Rate Constraint in lbs/MMBtu | FALSE | L | Annual | Allowances Withdrawn (1:1) | Thousand Tons | 0 | 0 | 0 | 0 | 0 | 0 | 0
IL Fac. Spec. - NOX Rate Summer v3.1, Unit 592 and retrofits | 537 | 1797 | Rate Constraint in lbs/MMBtu | FALSE | L | Annual | Allowances Withdrawn (n:1) | Thousand Tons | 0 | 0 | 0 | 0 | 0 | 0 | 0
IL Fac. Spec. - NOX Rate Summer v3.1, Unit 592 and retrofits | 537 | 1797 | Rate Constraint in lbs/MMBtu | FALSE | L | Annual | Net Emissions Allowance Position | Thousand Tons | 0.0012673 | 0.0012673 | 0.0012673 | 0.0012673 | 0.0012673 | 0 | 0
IL Fac. Spec. - NOX Rate Summer v3.1, Unit 592 and retrofits | 537 | 1797 | Rate Constraint in lbs/MMBtu | FALSE | L | Annual | Fuel Consumed | TBtu | 0.015399 | 0.015399 | 0.015399 | 0.015399 | 0.015399 | 0 | 0
IL Fac. Spec. - NOX Rate Summer v3.1, Unit 592 and retrofits | 537 | 1797 | Rate Constraint in lbs/MMBtu | FALSE | L | Annual | Rate | lb/MMBtu | 0.1646 | 0.1646 | 0.1646 | 0.1646 | 0.1646 | 0 | 0
IL Fac. Spec. - NOX Rate Summer v3.1, Unit 592 and retrofits | 537 | 1797 | Rate Constraint in lbs/MMBtu | FALSE | L | Annual | Generation | TWh | 0.0011984 | 0.0011984 | 0.0011984 | 0.0011984 | 0.0011984 | 0 | 0
IL Fac. Spec. - NOX Rate Summer v3.1, Unit 592 and retrofits | 537 | 1797 | Rate Constraint in lbs/MMBtu | FALSE | L | Annual | Qualifying Generation | TWh | 0.0011984 | 0.0011984 | 0.0011984 | 0.0011984 | 0.0011984 | 0 | 0
IL Fac. Spec. - NOX Rate Summer v3.1, Unit 592 and retrofits | 537 | 1797 | Rate Constraint in lbs/MMBtu | FALSE | L | Annual | Rate | lb/MWh | 1.0576 | 1.0576 | 1.0576 | 1.0576 | 1.0576 | 0 | 0
IL Fac. Spec. - NOX Rate Summer v3.1, Unit 592 and retrofits | 537 | 1797 | Rate Constraint in lbs/MMBtu | FALSE | L | Annual | Constraint Shadow Price | US2011$/Ton | 0 | 0 | 0 | 0 | 0 | 0 | 0
IL Fac. Spec. - NOX Rate Summer v3.1, Unit 593 and retrofits | 538 | 1797 | Rate Constraint in lbs/MMBtu | FALSE | L | Annual | Seasons Included | Seasons | Summer | Summer | Summer | Summer | Summer | Summer | Summer
IL Fac. Spec. - NOX Rate Summer v3.1, Unit 593 and retrofits | 538 | 1797 | Rate Constraint in lbs/MMBtu | FALSE | L | Annual | Standard | lb/MMBtu | 0.25 | 0.25 | 0.25 | 0.25 | 0.25 | 0.25 | 0.25
IL Fac. Spec. - NOX Rate Summer v3.1, Unit 593 and retrofits | 538 | 1797 | Rate Constraint in lbs/MMBtu | FALSE | L | Annual | Emissions at Affected Plants NOX | Thousand Tons | 0.0012065 | 0.0012065 | 0.0012065 | 0.0012065 | 0.0012065 | 0 | 0
IL Fac. Spec. - NOX Rate Summer v3.1, Unit 593 and retrofits | 538 | 1797 | Rate Constraint in lbs/MMBtu | FALSE | L | Annual | Allowances Purchased NOX | Thousand Tons | 0 | 0 | 0 | 0 | 0 | 0 | 0
IL Fac. Spec. - NOX Rate Summer v3.1, Unit 593 and retrofits | 538 | 1797 | Rate Constraint in lbs/MMBtu | FALSE | L | Annual | Allowances Sold NOX | Thousand Tons | 0 | 0 | 0 | 0 | 0 | 0 | 0
IL Fac. Spec. - NOX Rate Summer v3.1, Unit 593 and retrofits | 538 | 1797 | Rate Constraint in lbs/MMBtu | FALSE | L | Annual | Allowances Banked | Thousand Tons | 0 | 0 | 0 | 0 | 0 | 0 | 0
IL Fac. Spec. - NOX Rate Summer v3.1, Unit 593 and retrofits | 538 | 1797 | Rate Constraint in lbs/MMBtu | FALSE | L | Annual | Allowances Withdrawn (1:1) | Thousand Tons | 0 | 0 | 0 | 0 | 0 | 0 | 0
IL Fac. Spec. - NOX Rate Summer v3.1, Unit 593 and retrofits | 538 | 1797 | Rate Constraint in lbs/MMBtu | FALSE | L | Annual | Allowances Withdrawn (n:1) | Thousand Tons | 0 | 0 | 0 | 0 | 0 | 0 | 0
IL Fac. Spec. - NOX Rate Summer v3.1, Unit 593 and retrofits | 538 | 1797 | Rate Constraint in lbs/MMBtu | FALSE | L | Annual | Net Emissions Allowance Position | Thousand Tons | 0.0012065 | 0.0012065 | 0.0012065 | 0.0012065 | 0.0012065 | 0 | 0
IL Fac. Spec. - NOX Rate Summer v3.1, Unit 593 and retrofits | 538 | 1797 | Rate Constraint in lbs/MMBtu | FALSE | L | Annual | Fuel Consumed | TBtu | 0.015399 | 0.015399 | 0.015399 | 0.015399 | 0.015399 | 0 | 0
IL Fac. Spec. - NOX Rate Summer v3.1, Unit 593 and retrofits | 538 | 1797 | Rate Constraint in lbs/MMBtu | FALSE | L | Annual | Rate | lb/MMBtu | 0.1567 | 0.1567 | 0.1567 | 0.1567 | 0.1567 | 0 | 0
IL Fac. Spec. - NOX Rate Summer v3.1, Unit 593 and retrofits | 538 | 1797 | Rate Constraint in lbs/MMBtu | FALSE | L | Annual | Generation | TWh | 0.0011984 | 0.0011984 | 0.0011984 | 0.0011984 | 0.0011984 | 0 | 0
IL Fac. Spec. - NOX Rate Summer v3.1, Unit 593 and retrofits | 538 | 1797 | Rate Constraint in lbs/MMBtu | FALSE | L | Annual | Qualifying Generation | TWh | 0.0011984 | 0.0011984 | 0.0011984 | 0.0011984 | 0.0011984 | 0 | 0
IL Fac. Spec. - NOX Rate Summer v3.1, Unit 593 and retrofits | 538 | 1797 | Rate Constraint in lbs/MMBtu | FALSE | L | Annual | Rate | lb/MWh | 1.0068 | 1.0068 | 1.0068 | 1.0068 | 1.0068 | 0 | 0
IL Fac. Spec. - NOX Rate Summer v3.1, Unit 593 and retrofits | 538 | 1797 | Rate Constraint in lbs/MMBtu | FALSE | L | Annual | Constraint Shadow Price | US2011$/Ton | 0 | 0 | 0 | 0 | 0 | 0 | 0
IL Fac. Spec. - NOX Rate Summer v3.1, Unit 594 and retrofits | 539 | 1797 | Rate Constraint in lbs/MMBtu | FALSE | L | Annual | Seasons Included | Seasons | Summer | Summer | Summer | Summer | Summer | Summer | Summer
IL Fac. Spec. - NOX Rate Summer v3.1, Unit 594 and retrofits | 539 | 1797 | Rate Constraint in lbs/MMBtu | FALSE | L | Annual | Standard | lb/MMBtu | 0.25 | 0.25 | 0.25 | 0.25 | 0.25 | 0.25 | 0.25
IL Fac. Spec. - NOX Rate Summer v3.1, Unit 594 and retrofits | 539 | 1797 | Rate Constraint in lbs/MMBtu | FALSE | L | Annual | Emissions at Affected Plants NOX | Thousand Tons | 0.0014847 | 0.0014847 | 0.0014847 | 0.0014847 | 0.0014847 | 0 | 0
IL Fac. Spec. - NOX Rate Summer v3.1, Unit 594 and retrofits | 539 | 1797 | Rate Constraint in lbs/MMBtu | FALSE | L | Annual | Allowances Purchased NOX | Thousand Tons | 0 | 0 | 0 | 0 | 0 | 0 | 0
IL Fac. Spec. - NOX Rate Summer v3.1, Unit 594 and retrofits | 539 | 1797 | Rate Constraint in lbs/MMBtu | FALSE | L | Annual | Allowances Sold NOX | Thousand Tons | 0 | 0 | 0 | 0 | 0 | 0 | 0
IL Fac. Spec. - NOX Rate Summer v3.1, Unit 594 and retrofits | 539 | 1797 | Rate Constraint in lbs/MMBtu | FALSE | L | Annual | Allowances Banked | Thousand Tons | 0 | 0 | 0 | 0 | 0 | 0 | 0
IL Fac. Spec. - NOX Rate Summer v3.1, Unit 594 and retrofits | 539 | 1797 | Rate Constraint in lbs/MMBtu | FALSE | L | Annual | Allowances Withdrawn (1:1) | Thousand Tons | 0 | 0 | 0 | 0 | 0 | 0 | 0
IL Fac. Spec. - NOX Rate Summer v3.1, Unit 594 and retrofits | 539 | 1797 | Rate Constraint in lbs/MMBtu | FALSE | L | Annual | Allowances Withdrawn (n:1) | Thousand Tons | 0 | 0 | 0 | 0 | 0 | 0 | 0
IL Fac. Spec. - NOX Rate Summer v3.1, Unit 594 and retrofits | 539 | 1797 | Rate Constraint in lbs/MMBtu | FALSE | L | Annual | Net Emissions Allowance Position | Thousand Tons | 0.0014847 | 0.0014847 | 0.0014847 | 0.0014847 | 0.0014847 | 0 | 0
IL Fac. Spec. - NOX Rate Summer v3.1, Unit 594 and retrofits | 539 | 1797 | Rate Constraint in lbs/MMBtu | FALSE | L | Annual | Fuel Consumed | TBtu | 0.015399 | 0.015399 | 0.015399 | 0.015399 | 0.015399 | 0 | 0
IL Fac. Spec. - NOX Rate Summer v3.1, Unit 594 and retrofits | 539 | 1797 | Rate Constraint in lbs/MMBtu | FALSE | L | Annual | Rate | lb/MMBtu | 0.19284 | 0.19284 | 0.19284 | 0.19284 | 0.19284 | 0 | 0
IL Fac. Spec. - NOX Rate Summer v3.1, Unit 594 and retrofits | 539 | 1797 | Rate Constraint in lbs/MMBtu | FALSE | L | Annual | Generation | TWh | 0.0011984 | 0.0011984 | 0.0011984 | 0.0011984 | 0.0011984 | 0 | 0
IL Fac. Spec. - NOX Rate Summer v3.1, Unit 594 and retrofits | 539 | 1797 | Rate Constraint in lbs/MMBtu | FALSE | L | Annual | Qualifying Generation | TWh | 0.0011984 | 0.0011984 | 0.0011984 | 0.0011984 | 0.0011984 | 0 | 0
IL Fac. Spec. - NOX Rate Summer v3.1, Unit 594 and retrofits | 539 | 1797 | Rate Constraint in lbs/MMBtu | FALSE | L | Annual | Rate | lb/MWh | 1.239 | 1.239 | 1.239 | 1.239 | 1.239 | 0 | 0
IL Fac. Spec. - NOX Rate Summer v3.1, Unit 594 and retrofits | 539 | 1797 | Rate Constraint in lbs/MMBtu | FALSE | L | Annual | Constraint Shadow Price | US2011$/Ton | 0 | 0 | 0 | 0 | 0 | 0 | 0
IL Fac. Spec. - NOX Rate Summer v3.1, Unit 595 and retrofits | 540 | 1797 | Rate Constraint in lbs/MMBtu | FALSE | L | Annual | Seasons Included | Seasons | Summer | Summer | Summer | Summer | Summer | Summer | Summer
IL Fac. Spec. - NOX Rate Summer v3.1, Unit 595 and retrofits | 540 | 1797 | Rate Constraint in lbs/MMBtu | FALSE | L | Annual | Standard | lb/MMBtu | 0.25 | 0.25 | 0.25 | 0.25 | 0.25 | 0.25 | 0.25
IL Fac. Spec. - NOX Rate Summer v3.1, Unit 595 and retrofits | 540 | 1797 | Rate Constraint in lbs/MMBtu | FALSE | L | Annual | Emissions at Affected Plants NOX | Thousand Tons | 0.0011626 | 0.0011626 | 0.0011626 | 0.0011626 | 0.0011626 | 0 | 0
IL Fac. Spec. - NOX Rate Summer v3.1, Unit 595 and retrofits | 540 | 1797 | Rate Constraint in lbs/MMBtu | FALSE | L | Annual | Allowances Purchased NOX | Thousand Tons | 0 | 0 | 0 | 0 | 0 | 0 | 0
IL Fac. Spec. - NOX Rate Summer v3.1, Unit 595 and retrofits | 540 | 1797 | Rate Constraint in lbs/MMBtu | FALSE | L | Annual | Allowances Sold NOX | Thousand Tons | 0 | 0 | 0 | 0 | 0 | 0 | 0
IL Fac. Spec. - NOX Rate Summer v3.1, Unit 595 and retrofits | 540 | 1797 | Rate Constraint in lbs/MMBtu | FALSE | L | Annual | Allowances Banked | Thousand Tons | 0 | 0 | 0 | 0 | 0 | 0 | 0
IL Fac. Spec. - NOX Rate Summer v3.1, Unit 595 and retrofits | 540 | 1797 | Rate Constraint in lbs/MMBtu | FALSE | L | Annual | Allowances Withdrawn (1:1) | Thousand Tons | 0 | 0 | 0 | 0 | 0 | 0 | 0
IL Fac. Spec. - NOX Rate Summer v3.1, Unit 595 and retrofits | 540 | 1797 | Rate Constraint in lbs/MMBtu | FALSE | L | Annual | Allowances Withdrawn (n:1) | Thousand Tons | 0 | 0 | 0 | 0 | 0 | 0 | 0
IL Fac. Spec. - NOX Rate Summer v3.1, Unit 595 and retrofits | 540 | 1797 | Rate Constraint in lbs/MMBtu | FALSE | L | Annual | Net Emissions Allowance Position | Thousand Tons | 0.0011626 | 0.0011626 | 0.0011626 | 0.0011626 | 0.0011626 | 0 | 0
IL Fac. Spec. - NOX Rate Summer v3.1, Unit 595 and retrofits | 540 | 1797 | Rate Constraint in lbs/MMBtu | FALSE | L | Annual | Fuel Consumed | TBtu | 0.015399 | 0.015399 | 0.015399 | 0.015399 | 0.015399 | 0 | 0
IL Fac. Spec. - NOX Rate Summer v3.1, Unit 595 and retrofits | 540 | 1797 | Rate Constraint in lbs/MMBtu | FALSE | L | Annual | Rate | lb/MMBtu | 0.151 | 0.151 | 0.151 | 0.151 | 0.151 | 0 | 0
IL Fac. Spec. - NOX Rate Summer v3.1, Unit 595 and retrofits | 540 | 1797 | Rate Constraint in lbs/MMBtu | FALSE | L | Annual | Generation | TWh | 0.0011984 | 0.0011984 | 0.0011984 | 0.0011984 | 0.0011984 | 0 | 0
IL Fac. Spec. - NOX Rate Summer v3.1, Unit 595 and retrofits | 540 | 1797 | Rate Constraint in lbs/MMBtu | FALSE | L | Annual | Qualifying Generation | TWh | 0.0011984 | 0.0011984 | 0.0011984 | 0.0011984 | 0.0011984 | 0 | 0
IL Fac. Spec. - NOX Rate Summer v3.1, Unit 595 and retrofits | 540 | 1797 | Rate Constraint in lbs/MMBtu | FALSE | L | Annual | Rate | lb/MWh | 0.97018 | 0.97018 | 0.97018 | 0.97018 | 0.97018 | 0 | 0
IL Fac. Spec. - NOX Rate Summer v3.1, Unit 595 and retrofits | 540 | 1797 | Rate Constraint in lbs/MMBtu | FALSE | L | Annual | Constraint Shadow Price | US2011$/Ton | 0 | 0 | 0 | 0 | 0 | 0 | 0
IL Fac. Spec. - NOX Rate Summer v3.1, Unit 596 and retrofits | 541 | 1797 | Rate Constraint in lbs/MMBtu | FALSE | L | Annual | Seasons Included | Seasons | Summer | Summer | Summer | Summer | Summer | Summer | Summer
IL Fac. Spec. - NOX Rate Summer v3.1, Unit 596 and retrofits | 541 | 1797 | Rate Constraint in lbs/MMBtu | FALSE | L | Annual | Standard | lb/MMBtu | 0.25 | 0.25 | 0.25 | 0.25 | 0.25 | 0.25 | 0.25
IL Fac. Spec. - NOX Rate Summer v3.1, Unit 596 and retrofits | 541 | 1797 | Rate Constraint in lbs/MMBtu | FALSE | L | Annual | Emissions at Affected Plants NOX | Thousand Tons | 0.0011206 | 0.0011206 | 0.0011206 | 0.0011206 | 0.0011206 | 0 | 0
IL Fac. Spec. - NOX Rate Summer v3.1, Unit 596 and retrofits | 541 | 1797 | Rate Constraint in lbs/MMBtu | FALSE | L | Annual | Allowances Purchased NOX | Thousand Tons | 0 | 0 | 0 | 0 | 0 | 0 | 0
IL Fac. Spec. - NOX Rate Summer v3.1, Unit 596 and retrofits | 541 | 1797 | Rate Constraint in lbs/MMBtu | FALSE | L | Annual | Allowances Sold NOX | Thousand Tons | 0 | 0 | 0 | 0 | 0 | 0 | 0
IL Fac. Spec. - NOX Rate Summer v3.1, Unit 596 and retrofits | 541 | 1797 | Rate Constraint in lbs/MMBtu | FALSE | L | Annual | Allowances Banked | Thousand Tons | 0 | 0 | 0 | 0 | 0 | 0 | 0
IL Fac. Spec. - NOX Rate Summer v3.1, Unit 596 and retrofits | 541 | 1797 | Rate Constraint in lbs/MMBtu | FALSE | L | Annual | Allowances Withdrawn (1:1) | Thousand Tons | 0 | 0 | 0 | 0 | 0 | 0 | 0
IL Fac. Spec. - NOX Rate Summer v3.1, Unit 596 and retrofits | 541 | 1797 | Rate Constraint in lbs/MMBtu | FALSE | L | Annual | Allowances Withdrawn (n:1) | Thousand Tons | 0 | 0 | 0 | 0 | 0 | 0 | 0
IL Fac. Spec. - NOX Rate Summer v3.1, Unit 596 and retrofits | 541 | 1797 | Rate Constraint in lbs/MMBtu | FALSE | L | Annual | Net Emissions Allowance Position | Thousand Tons | 0.0011206 | 0.0011206 | 0.0011206 | 0.0011206 | 0.0011206 | 0 | 0
IL Fac. Spec. - NOX Rate Summer v3.1, Unit 596 and retrofits | 541 | 1797 | Rate Constraint in lbs/MMBtu | FALSE | L | Annual | Fuel Consumed | TBtu | 0.015399 | 0.015399 | 0.015399 | 0.015399 | 0.015399 | 0 | 0
IL Fac. Spec. - NOX Rate Summer v3.1, Unit 596 and retrofits | 541 | 1797 | Rate Constraint in lbs/MMBtu | FALSE | L | Annual | Rate | lb/MMBtu | 0.14554 | 0.14554 | 0.14554 | 0.14554 | 0.14554 | 0 | 0
IL Fac. Spec. - NOX Rate Summer v3.1, Unit 596 and retrofits | 541 | 1797 | Rate Constraint in lbs/MMBtu | FALSE | L | Annual | Generation | TWh | 0.0011984 | 0.0011984 | 0.0011984 | 0.0011984 | 0.0011984 | 0 | 0
IL Fac. Spec. - NOX Rate Summer v3.1, Unit 596 and retrofits | 541 | 1797 | Rate Constraint in lbs/MMBtu | FALSE | L | Annual | Qualifying Generation | TWh | 0.0011984 | 0.0011984 | 0.0011984 | 0.0011984 | 0.0011984 | 0 | 0
IL Fac. Spec. - NOX Rate Summer v3.1, Unit 596 and retrofits | 541 | 1797 | Rate Constraint in lbs/MMBtu | FALSE | L | Annual | Rate | lb/MWh | 0.93507 | 0.93507 | 0.93507 | 0.93507 | 0.93507 | 0 | 0
IL Fac. Spec. - NOX Rate Summer v3.1, Unit 596 and retrofits | 541 | 1797 | Rate Constraint in lbs/MMBtu | FALSE | L | Annual | Constraint Shadow Price | US2011$/Ton | 0 | 0 | 0 | 0 | 0 | 0 | 0
IL Fac. Spec. - NOX Rate Summer v3.1, Unit 597 and retrofits | 542 | 1797 | Rate Constraint in lbs/MMBtu | FALSE | L | Annual | Seasons Included | Seasons | Summer | Summer | Summer | Summer | Summer | Summer | Summer
IL Fac. Spec. - NOX Rate Summer v3.1, Unit 597 and retrofits | 542 | 1797 | Rate Constraint in lbs/MMBtu | FALSE | L | Annual | Standard | lb/MMBtu | 0.25 | 0.25 | 0.25 | 0.25 | 0.25 | 0.25 | 0.25
IL Fac. Spec. - NOX Rate Summer v3.1, Unit 597 and retrofits | 542 | 1797 | Rate Constraint in lbs/MMBtu | FALSE | L | Annual | Emissions at Affected Plants NOX | Thousand Tons | 0.0014916 | 0.0014916 | 0.0014916 | 0.0014916 | 0.0014916 | 0 | 0
IL Fac. Spec. - NOX Rate Summer v3.1, Unit 597 and retrofits | 542 | 1797 | Rate Constraint in lbs/MMBtu | FALSE | L | Annual | Allowances Purchased NOX | Thousand Tons | 0 | 0 | 0 | 0 | 0 | 0 | 0
IL Fac. Spec. - NOX Rate Summer v3.1, Unit 597 and retrofits | 542 | 1797 | Rate Constraint in lbs/MMBtu | FALSE | L | Annual | Allowances Sold NOX | Thousand Tons | 0 | 0 | 0 | 0 | 0 | 0 | 0
IL Fac. Spec. - NOX Rate Summer v3.1, Unit 597 and retrofits | 542 | 1797 | Rate Constraint in lbs/MMBtu | FALSE | L | Annual | Allowances Banked | Thousand Tons | 0 | 0 | 0 | 0 | 0 | 0 | 0
IL Fac. Spec. - NOX Rate Summer v3.1, Unit 597 and retrofits | 542 | 1797 | Rate Constraint in lbs/MMBtu | FALSE | L | Annual | Allowances Withdrawn (1:1) | Thousand Tons | 0 | 0 | 0 | 0 | 0 | 0 | 0
IL Fac. Spec. - NOX Rate Summer v3.1, Unit 597 and retrofits | 542 | 1797 | Rate Constraint in lbs/MMBtu | FALSE | L | Annual | Allowances Withdrawn (n:1) | Thousand Tons | 0 | 0 | 0 | 0 | 0 | 0 | 0
IL Fac. Spec. - NOX Rate Summer v3.1, Unit 597 and retrofits | 542 | 1797 | Rate Constraint in lbs/MMBtu | FALSE | L | Annual | Net Emissions Allowance Position | Thousand Tons | 0.0014916 | 0.0014916 | 0.0014916 | 0.0014916 | 0.0014916 | 0 | 0
IL Fac. Spec. - NOX Rate Summer v3.1, Unit 597 and retrofits | 542 | 1797 | Rate Constraint in lbs/MMBtu | FALSE | L | Annual | Fuel Consumed | TBtu | 0.015399 | 0.015399 | 0.015399 | 0.015399 | 0.015399 | 0 | 0
IL Fac. Spec. - NOX Rate Summer v3.1, Unit 597 and retrofits | 542 | 1797 | Rate Constraint in lbs/MMBtu | FALSE | L | Annual | Rate | lb/MMBtu | 0.19373 | 0.19373 | 0.19373 | 0.19373 | 0.19373 | 0 | 0
IL Fac. Spec. - NOX Rate Summer v3.1, Unit 597 and retrofits | 542 | 1797 | Rate Constraint in lbs/MMBtu | FALSE | L | Annual | Generation | TWh | 0.0011984 | 0.0011984 | 0.0011984 | 0.0011984 | 0.0011984 | 0 | 0
IL Fac. Spec. - NOX Rate Summer v3.1, Unit 597 and retrofits | 542 | 1797 | Rate Constraint in lbs/MMBtu | FALSE | L | Annual | Qualifying Generation | TWh | 0.0011984 | 0.0011984 | 0.0011984 | 0.0011984 | 0.0011984 | 0 | 0
IL Fac. Spec. - NOX Rate Summer v3.1, Unit 597 and retrofits | 542 | 1797 | Rate Constraint in lbs/MMBtu | FALSE | L | Annual | Rate | lb/MWh | 1.2447 | 1.2447 | 1.2447 | 1.2447 | 1.2447 | 0 | 0
IL Fac. Spec. - NOX Rate Summer v3.1, Unit 597 and retrofits | 542 | 1797 | Rate Constraint in lbs/MMBtu | FALSE | L | Annual | Constraint Shadow Price | US2011$/Ton | 0 | 0 | 0 | 0 | 0 | 0 | 0
IL Fac. Spec. - NOX Rate Summer v3.1, Unit 598 and retrofits | 543 | 1797 | Rate Constraint in lbs/MMBtu | FALSE | L | Annual | Seasons Included | Seasons | Summer | Summer | Summer | Summer | Summer | Summer | Summer
IL Fac. Spec. - NOX Rate Summer v3.1, Unit 598 and retrofits | 543 | 1797 | Rate Constraint in lbs/MMBtu | FALSE | L | Annual | Standard | lb/MMBtu | 0.25 | 0.25 | 0.25 | 0.25 | 0.25 | 0.25 | 0.25
IL Fac. Spec. - NOX Rate Summer v3.1, Unit 598 and retrofits | 543 | 1797 | Rate Constraint in lbs/MMBtu | FALSE | L | Annual | Emissions at Affected Plants NOX | Thousand Tons | 0.0010525 | 0.0010525 | 0.0010525 | 0.0010525 | 0.0010525 | 0 | 0
IL Fac. Spec. - NOX Rate Summer v3.1, Unit 598 and retrofits | 543 | 1797 | Rate Constraint in lbs/MMBtu | FALSE | L | Annual | Allowances Purchased NOX | Thousand Tons | 0 | 0 | 0 | 0 | 0 | 0 | 0
IL Fac. Spec. - NOX Rate Summer v3.1, Unit 598 and retrofits | 543 | 1797 | Rate Constraint in lbs/MMBtu | FALSE | L | Annual | Allowances Sold NOX | Thousand Tons | 0 | 0 | 0 | 0 | 0 | 0 | 0
IL Fac. Spec. - NOX Rate Summer v3.1, Unit 598 and retrofits | 543 | 1797 | Rate Constraint in lbs/MMBtu | FALSE | L | Annual | Allowances Banked | Thousand Tons | 0 | 0 | 0 | 0 | 0 | 0 | 0
IL Fac. Spec. - NOX Rate Summer v3.1, Unit 598 and retrofits | 543 | 1797 | Rate Constraint in lbs/MMBtu | FALSE | L | Annual | Allowances Withdrawn (1:1) | Thousand Tons | 0 | 0 | 0 | 0 | 0 | 0 | 0
IL Fac. Spec. - NOX Rate Summer v3.1, Unit 598 and retrofits | 543 | 1797 | Rate Constraint in lbs/MMBtu | FALSE | L | Annual | Allowances Withdrawn (n:1) | Thousand Tons | 0 | 0 | 0 | 0 | 0 | 0 | 0
IL Fac. Spec. - NOX Rate Summer v3.1, Unit 598 and retrofits | 543 | 1797 | Rate Constraint in lbs/MMBtu | FALSE | L | Annual | Net Emissions Allowance Position | Thousand Tons | 0.0010525 | 0.0010525 | 0.0010525 | 0.0010525 | 0.0010525 | 0 | 0
IL Fac. Spec. - NOX Rate Summer v3.1, Unit 598 and retrofits | 543 | 1797 | Rate Constraint in lbs/MMBtu | FALSE | L | Annual | Fuel Consumed | TBtu | 0.015399 | 0.015399 | 0.015399 | 0.015399 | 0.015399 | 0 | 0
IL Fac. Spec. - NOX Rate Summer v3.1, Unit 598 and retrofits | 543 | 1797 | Rate Constraint in lbs/MMBtu | FALSE | L | Annual | Rate | lb/MMBtu | 0.1367 | 0.1367 | 0.1367 | 0.1367 | 0.1367 | 0 | 0
IL Fac. Spec. - NOX Rate Summer v3.1, Unit 598 and retrofits | 543 | 1797 | Rate Constraint in lbs/MMBtu | FALSE | L | Annual | Generation | TWh | 0.0011984 | 0.0011984 | 0.0011984 | 0.0011984 | 0.0011984 | 0 | 0
IL Fac. Spec. - NOX Rate Summer v3.1, Unit 598 and retrofits | 543 | 1797 | Rate Constraint in lbs/MMBtu | FALSE | L | Annual | Qualifying Generation | TWh | 0.0011984 | 0.0011984 | 0.0011984 | 0.0011984 | 0.0011984 | 0 | 0
IL Fac. Spec. - NOX Rate Summer v3.1, Unit 598 and retrofits | 543 | 1797 | Rate Constraint in lbs/MMBtu | FALSE | L | Annual | Rate | lb/MWh | 0.8783 | 0.8783 | 0.8783 | 0.8783 | 0.8783 | 0 | 0
IL Fac. Spec. - NOX Rate Summer v3.1, Unit 598 and retrofits | 543 | 1797 | Rate Constraint in lbs/MMBtu | FALSE | L | Annual | Constraint Shadow Price | US2011$/Ton | 0 | 0 | 0 | 0 | 0 | 0 | 0
IL Fac. Spec. - NOX Rate Summer v3.1, Unit 599 and retrofits | 544 | 1797 | Rate Constraint in lbs/MMBtu | FALSE | L | Annual | Seasons Included | Seasons | Summer | Summer | Summer | Summer | Summer | Summer | Summer
IL Fac. Spec. - NOX Rate Summer v3.1, Unit 599 and retrofits | 544 | 1797 | Rate Constraint in lbs/MMBtu | FALSE | L | Annual | Standard | lb/MMBtu | 0.25 | 0.25 | 0.25 | 0.25 | 0.25 | 0.25 | 0.25
IL Fac. Spec. - NOX Rate Summer v3.1, Unit 599 and retrofits | 544 | 1797 | Rate Constraint in lbs/MMBtu | FALSE | L | Annual | Emissions at Affected Plants NOX | Thousand Tons | 0.013192 | 0.013192 | 0.013192 | 0.013192 | 0.013192 | 0.013192 | 0.013192
IL Fac. Spec. - NOX Rate Summer v3.1, Unit 599 and retrofits | 544 | 1797 | Rate Constraint in lbs/MMBtu | FALSE | L | Annual | Allowances Purchased NOX | Thousand Tons | 0 | 0 | 0 | 0 | 0 | 0 | 0
IL Fac. Spec. - NOX Rate Summer v3.1, Unit 599 and retrofits | 544 | 1797 | Rate Constraint in lbs/MMBtu | FALSE | L | Annual | Allowances Sold NOX | Thousand Tons | 0 | 0 | 0 | 0 | 0 | 0 | 0
IL Fac. Spec. - NOX Rate Summer v3.1, Unit 599 and retrofits | 544 | 1797 | Rate Constraint in lbs/MMBtu | FALSE | L | Annual | Allowances Banked | Thousand Tons | 0 | 0 | 0 | 0 | 0 | 0 | 0
IL Fac. Spec. - NOX Rate Summer v3.1, Unit 599 and retrofits | 544 | 1797 | Rate Constraint in lbs/MMBtu | FALSE | L | Annual | Allowances Withdrawn (1:1) | Thousand Tons | 0 | 0 | 0 | 0 | 0 | 0 | 0
IL Fac. Spec. - NOX Rate Summer v3.1, Unit 599 and retrofits | 544 | 1797 | Rate Constraint in lbs/MMBtu | FALSE | L | Annual | Allowances Withdrawn (n:1) | Thousand Tons | 0 | 0 | 0 | 0 | 0 | 0 | 0
IL Fac. Spec. - NOX Rate Summer v3.1, Unit 599 and retrofits | 544 | 1797 | Rate Constraint in lbs/MMBtu | FALSE | L | Annual | Net Emissions Allowance Position | Thousand Tons | 0.013192 | 0.013192 | 0.013192 | 0.013192 | 0.013192 | 0.013192 | 0.013192
IL Fac. Spec. - NOX Rate Summer v3.1, Unit 599 and retrofits | 544 | 1797 | Rate Constraint in lbs/MMBtu | FALSE | L | Annual | Fuel Consumed | TBtu | 0.30306 | 0.30306 | 0.30306 | 0.30306 | 0.30306 | 0.30306 | 0.30306
IL Fac. Spec. - NOX Rate Summer v3.1, Unit 599 and retrofits | 544 | 1797 | Rate Constraint in lbs/MMBtu | FALSE | L | Annual | Rate | lb/MMBtu | 0.087058 | 0.087058 | 0.087058 | 0.087058 | 0.087058 | 0.087058 | 0.087058
IL Fac. Spec. - NOX Rate Summer v3.1, Unit 599 and retrofits | 544 | 1797 | Rate Constraint in lbs/MMBtu | FALSE | L | Annual | Generation | TWh | 0.026605 | 0.026605 | 0.026605 | 0.026605 | 0.026605 | 0.026605 | 0.026605
IL Fac. Spec. - NOX Rate Summer v3.1, Unit 599 and retrofits | 544 | 1797 | Rate Constraint in lbs/MMBtu | FALSE | L | Annual | Qualifying Generation | TWh | 0.026605 | 0.026605 | 0.026605 | 0.026605 | 0.026605 | 0.026605 | 0.026605
IL Fac. Spec. - NOX Rate Summer v3.1, Unit 599 and retrofits | 544 | 1797 | Rate Constraint in lbs/MMBtu | FALSE | L | Annual | Rate | lb/MWh | 0.49584 | 0.49584 | 0.49584 | 0.49584 | 0.49584 | 0.49584 | 0.49584
IL Fac. Spec. - NOX Rate Summer v3.1, Unit 599 and retrofits | 544 | 1797 | Rate Constraint in lbs/MMBtu | FALSE | L | Annual | Constraint Shadow Price | US2011$/Ton | 0 | 0 | 0 | 0 | 0 | 0 | 0
IL Fac. Spec. - NOX Rate Summer v3.1, Unit 600 and retrofits | 545 | 1797 | Rate Constraint in lbs/MMBtu | FALSE | L | Annual | Seasons Included | Seasons | Summer | Summer | Summer | Summer | Summer | Summer | Summer
IL Fac. Spec. - NOX Rate Summer v3.1, Unit 600 and retrofits | 545 | 1797 | Rate Constraint in lbs/MMBtu | FALSE | L | Annual | Standard | lb/MMBtu | 0.25 | 0.25 | 0.25 | 0.25 | 0.25 | 0.25 | 0.25
IL Fac. Spec. - NOX Rate Summer v3.1, Unit 600 and retrofits | 545 | 1797 | Rate Constraint in lbs/MMBtu | FALSE | L | Annual | Emissions at Affected Plants NOX | Thousand Tons | 0.011678 | 0.011678 | 0.011678 | 0.011678 | 0.011678 | 0.011678 | 0.011678
IL Fac. Spec. - NOX Rate Summer v3.1, Unit 600 and retrofits | 545 | 1797 | Rate Constraint in lbs/MMBtu | FALSE | L | Annual | Allowances Purchased NOX | Thousand Tons | 0 | 0 | 0 | 0 | 0 | 0 | 0
IL Fac. Spec. - NOX Rate Summer v3.1, Unit 600 and retrofits | 545 | 1797 | Rate Constraint in lbs/MMBtu | FALSE | L | Annual | Allowances Sold NOX | Thousand Tons | 0 | 0 | 0 | 0 | 0 | 0 | 0
IL Fac. Spec. - NOX Rate Summer v3.1, Unit 600 and retrofits | 545 | 1797 | Rate Constraint in lbs/MMBtu | FALSE | L | Annual | Allowances Banked | Thousand Tons | 0 | 0 | 0 | 0 | 0 | 0 | 0
IL Fac. Spec. - NOX Rate Summer v3.1, Unit 600 and retrofits | 545 | 1797 | Rate Constraint in lbs/MMBtu | FALSE | L | Annual | Allowances Withdrawn (1:1) | Thousand Tons | 0 | 0 | 0 | 0 | 0 | 0 | 0
IL Fac. Spec. - NOX Rate Summer v3.1, Unit 600 and retrofits | 545 | 1797 | Rate Constraint in lbs/MMBtu | FALSE | L | Annual | Allowances Withdrawn (n:1) | Thousand Tons | 0 | 0 | 0 | 0 | 0 | 0 | 0
IL Fac. Spec. - NOX Rate Summer v3.1, Unit 600 and retrofits | 545 | 1797 | Rate Constraint in lbs/MMBtu | FALSE | L | Annual | Net Emissions Allowance Position | Thousand Tons | 0.011678 | 0.011678 | 0.011678 | 0.011678 | 0.011678 | 0.011678 | 0.011678
IL Fac. Spec. - NOX Rate Summer v3.1, Unit 600 and retrofits | 545 | 1797 | Rate Constraint in lbs/MMBtu | FALSE | L | Annual | Fuel Consumed | TBtu | 0.31657 | 0.31657 | 0.31657 | 0.31657 | 0.31657 | 0.31657 | 0.31657
IL Fac. Spec. - NOX Rate Summer v3.1, Unit 600 and retrofits | 545 | 1797 | Rate Constraint in lbs/MMBtu | FALSE | L | Annual | Rate | lb/MMBtu | 0.073779 | 0.073779 | 0.073779 | 0.073779 | 0.073779 | 0.073779 | 0.073779
IL Fac. Spec. - NOX Rate Summer v3.1, Unit 600 and retrofits | 545 | 1797 | Rate Constraint in lbs/MMBtu | FALSE | L | Annual | Generation | TWh | 0.027792 | 0.027792 | 0.027792 | 0.027792 | 0.027792 | 0.027792 | 0.027792
IL Fac. Spec. - NOX Rate Summer v3.1, Unit 600 and retrofits | 545 | 1797 | Rate Constraint in lbs/MMBtu | FALSE | L | Annual | Qualifying Generation | TWh | 0.027792 | 0.027792 | 0.027792 | 0.027792 | 0.027792 | 0.027792 | 0.027792
IL Fac. Spec. - NOX Rate Summer v3.1, Unit 600 and retrofits | 545 | 1797 | Rate Constraint in lbs/MMBtu | FALSE | L | Annual | Rate | lb/MWh | 0.42021 | 0.42021 | 0.42021 | 0.42021 | 0.42021 | 0.42021 | 0.42021
IL Fac. Spec. - NOX Rate Summer v3.1, Unit 600 and retrofits | 545 | 1797 | Rate Constraint in lbs/MMBtu | FALSE | L | Annual | Constraint Shadow Price | US2011$/Ton | 0 | 0 | 0 | 0 | 0 | 0 | 0
IL Fac. Spec. - NOX Rate Summer v3.1, Unit 603 and retrofits | 546 | 1797 | Rate Constraint in lbs/MMBtu | FALSE | L | Annual | Seasons Included | Seasons | Summer | Summer | Summer | Summer | Summer | Summer | Summer
IL Fac. Spec. - NOX Rate Summer v3.1, Unit 603 and retrofits | 546 | 1797 | Rate Constraint in lbs/MMBtu | FALSE | L | Annual | Standard | lb/MMBtu | 0.25 | 0.25 | 0.25 | 0.25 | 0.25 | 0.25 | 0.25
IL Fac. Spec. - NOX Rate Summer v3.1, Unit 603 and retrofits | 546 | 1797 | Rate Constraint in lbs/MMBtu | FALSE | L | Annual | Emissions at Affected Plants NOX | Thousand Tons | 0 | 0 | 0 | 0 | 0 | 0 | 0
IL Fac. Spec. - NOX Rate Summer v3.1, Unit 603 and retrofits | 546 | 1797 | Rate Constraint in lbs/MMBtu | FALSE | L | Annual | Allowances Purchased NOX | Thousand Tons | 0 | 0 | 0 | 0 | 0 | 0 | 0
IL Fac. Spec. - NOX Rate Summer v3.1, Unit 603 and retrofits | 546 | 1797 | Rate Constraint in lbs/MMBtu | FALSE | L | Annual | Allowances Sold NOX | Thousand Tons | 0 | 0 | 0 | 0 | 0 | 0 | 0
IL Fac. Spec. - NOX Rate Summer v3.1, Unit 603 and retrofits | 546 | 1797 | Rate Constraint in lbs/MMBtu | FALSE | L | Annual | Allowances Banked | Thousand Tons | 0 | 0 | 0 | 0 | 0 | 0 | 0
IL Fac. Spec. - NOX Rate Summer v3.1, Unit 603 and retrofits | 546 | 1797 | Rate Constraint in lbs/MMBtu | FALSE | L | Annual | Allowances Withdrawn (1:1) | Thousand Tons | 0 | 0 | 0 | 0 | 0 | 0 | 0
IL Fac. Spec. - NOX Rate Summer v3.1, Unit 603 and retrofits | 546 | 1797 | Rate Constraint in lbs/MMBtu | FALSE | L | Annual | Allowances Withdrawn (n:1) | Thousand Tons | 0 | 0 | 0 | 0 | 0 | 0 | 0
IL Fac. Spec. - NOX Rate Summer v3.1, Unit 603 and retrofits | 546 | 1797 | Rate Constraint in lbs/MMBtu | FALSE | L | Annual | Net Emissions Allowance Position | Thousand Tons | 0 | 0 | 0 | 0 | 0 | 0 | 0
IL Fac. Spec. - NOX Rate Summer v3.1, Unit 603 and retrofits | 546 | 1797 | Rate Constraint in lbs/MMBtu | FALSE | L | Annual | Fuel Consumed | TBtu | 0 | 0 | 0 | 0 | 0 | 0 | 0
IL Fac. Spec. - NOX Rate Summer v3.1, Unit 603 and retrofits | 546 | 1797 | Rate Constraint in lbs/MMBtu | FALSE | L | Annual | Rate | lb/MMBtu | 0 | 0 | 0 | 0 | 0 | 0 | 0
IL Fac. Spec. - NOX Rate Summer v3.1, Unit 603 and retrofits | 546 | 1797 | Rate Constraint in lbs/MMBtu | FALSE | L | Annual | Generation | TWh | 0 | 0 | 0 | 0 | 0 | 0 | 0
IL Fac. Spec. - NOX Rate Summer v3.1, Unit 603 and retrofits | 546 | 1797 | Rate Constraint in lbs/MMBtu | FALSE | L | Annual | Qualifying Generation | TWh | 0 | 0 | 0 | 0 | 0 | 0 | 0
IL Fac. Spec. - NOX Rate Summer v3.1, Unit 603 and retrofits | 546 | 1797 | Rate Constraint in lbs/MMBtu | FALSE | L | Annual | Rate | lb/MWh | 0 | 0 | 0 | 0 | 0 | 0 | 0
IL Fac. Spec. - NOX Rate Summer v3.1, Unit 603 and retrofits | 546 | 1797 | Rate Constraint in lbs/MMBtu | FALSE | L | Annual | Constraint Shadow Price | US2011$/Ton | 0 | 0 | 0 | 0 | 0 | 0 | 0
IL Fac. Spec. - NOX Rate Summer v3.1, Unit 604 and retrofits | 547 | 1797 | Rate Constraint in lbs/MMBtu | FALSE | L | Annual | Seasons Included | Seasons | Summer | Summer | Summer | Summer | Summer | Summer | Summer
IL Fac. Spec. - NOX Rate Summer v3.1, Unit 604 and retrofits | 547 | 1797 | Rate Constraint in lbs/MMBtu | FALSE | L | Annual | Standard | lb/MMBtu | 0.25 | 0.25 | 0.25 | 0.25 | 0.25 | 0.25 | 0.25
IL Fac. Spec. - NOX Rate Summer v3.1, Unit 604 and retrofits | 547 | 1797 | Rate Constraint in lbs/MMBtu | FALSE | L | Annual | Emissions at Affected Plants NOX | Thousand Tons | 0 | 0 | 0 | 0 | 0 | 0 | 0
IL Fac. Spec. - NOX Rate Summer v3.1, Unit 604 and retrofits | 547 | 1797 | Rate Constraint in lbs/MMBtu | FALSE | L | Annual | Allowances Purchased NOX | Thousand Tons | 0 | 0 | 0 | 0 | 0 | 0 | 0
IL Fac. Spec. - NOX Rate Summer v3.1, Unit 604 and retrofits | 547 | 1797 | Rate Constraint in lbs/MMBtu | FALSE | L | Annual | Allowances Sold NOX | Thousand Tons | 0 | 0 | 0 | 0 | 0 | 0 | 0
IL Fac. Spec. - NOX Rate Summer v3.1, Unit 604 and retrofits | 547 | 1797 | Rate Constraint in lbs/MMBtu | FALSE | L | Annual | Allowances Banked | Thousand Tons | 0 | 0 | 0 | 0 | 0 | 0 | 0
IL Fac. Spec. - NOX Rate Summer v3.1, Unit 604 and retrofits | 547 | 1797 | Rate Constraint in lbs/MMBtu | FALSE | L | Annual | Allowances Withdrawn (1:1) | Thousand Tons | 0 | 0 | 0 | 0 | 0 | 0 | 0
IL Fac. Spec. - NOX Rate Summer v3.1, Unit 604 and retrofits | 547 | 1797 | Rate Constraint in lbs/MMBtu | FALSE | L | Annual | Allowances Withdrawn (n:1) | Thousand Tons | 0 | 0 | 0 | 0 | 0 | 0 | 0
IL Fac. Spec. - NOX Rate Summer v3.1, Unit 604 and retrofits | 547 | 1797 | Rate Constraint in lbs/MMBtu | FALSE | L | Annual | Net Emissions Allowance Position | Thousand Tons | 0 | 0 | 0 | 0 | 0 | 0 | 0
IL Fac. Spec. - NOX Rate Summer v3.1, Unit 604 and retrofits | 547 | 1797 | Rate Constraint in lbs/MMBtu | FALSE | L | Annual | Fuel Consumed | TBtu | 0 | 0 | 0 | 0 | 0 | 0 | 0
IL Fac. Spec. - NOX Rate Summer v3.1, Unit 604 and retrofits | 547 | 1797 | Rate Constraint in lbs/MMBtu | FALSE | L | Annual | Rate | lb/MMBtu | 0 | 0 | 0 | 0 | 0 | 0 | 0
IL Fac. Spec. - NOX Rate Summer v3.1, Unit 604 and retrofits | 547 | 1797 | Rate Constraint in lbs/MMBtu | FALSE | L | Annual | Generation | TWh | 0 | 0 | 0 | 0 | 0 | 0 | 0
IL Fac. Spec. - NOX Rate Summer v3.1, Unit 604 and retrofits | 547 | 1797 | Rate Constraint in lbs/MMBtu | FALSE | L | Annual | Qualifying Generation | TWh | 0 | 0 | 0 | 0 | 0 | 0 | 0
IL Fac. Spec. - NOX Rate Summer v3.1, Unit 604 and retrofits | 547 | 1797 | Rate Constraint in lbs/MMBtu | FALSE | L | Annual | Rate | lb/MWh | 0 | 0 | 0 | 0 | 0 | 0 | 0
IL Fac. Spec. - NOX Rate Summer v3.1, Unit 604 and retrofits | 547 | 1797 | Rate Constraint in lbs/MMBtu | FALSE | L | Annual | Constraint Shadow Price | US2011$/Ton | 0 | 0 | 0 | 0 | 0 | 0 | 0
IL Fac. Spec. - NOX Rate Summer v3.1, Unit 605 and retrofits | 548 | 1797 | Rate Constraint in lbs/MMBtu | FALSE | L | Annual | Seasons Included | Seasons | Summer | Summer | Summer | Summer | Summer | Summer | Summer
IL Fac. Spec. - NOX Rate Summer v3.1, Unit 605 and retrofits | 548 | 1797 | Rate Constraint in lbs/MMBtu | FALSE | L | Annual | Standard | lb/MMBtu | 0.25 | 0.25 | 0.25 | 0.25 | 0.25 | 0.25 | 0.25
IL Fac. Spec. - NOX Rate Summer v3.1, Unit 605 and retrofits | 548 | 1797 | Rate Constraint in lbs/MMBtu | FALSE | L | Annual | Emissions at Affected Plants NOX | Thousand Tons | 0 | 0 | 0 | 0 | 0 | 0 | 0
IL Fac. Spec. - NOX Rate Summer v3.1, Unit 605 and retrofits | 548 | 1797 | Rate Constraint in lbs/MMBtu | FALSE | L | Annual | Allowances Purchased NOX | Thousand Tons | 0 | 0 | 0 | 0 | 0 | 0 | 0
IL Fac. Spec. - NOX Rate Summer v3.1, Unit 605 and retrofits | 548 | 1797 | Rate Constraint in lbs/MMBtu | FALSE | L | Annual | Allowances Sold NOX | Thousand Tons | 0 | 0 | 0 | 0 | 0 | 0 | 0
IL Fac. Spec. - NOX Rate Summer v3.1, Unit 605 and retrofits | 548 | 1797 | Rate Constraint in lbs/MMBtu | FALSE | L | Annual | Allowances Banked | Thousand Tons | 0 | 0 | 0 | 0 | 0 | 0 | 0
IL Fac. Spec. - NOX Rate Summer v3.1, Unit 605 and retrofits | 548 | 1797 | Rate Constraint in lbs/MMBtu | FALSE | L | Annual | Allowances Withdrawn (1:1) | Thousand Tons | 0 | 0 | 0 | 0 | 0 | 0 | 0
IL Fac. Spec. - NOX Rate Summer v3.1, Unit 605 and retrofits | 548 | 1797 | Rate Constraint in lbs/MMBtu | FALSE | L | Annual | Allowances Withdrawn (n:1) | Thousand Tons | 0 | 0 | 0 | 0 | 0 | 0 | 0
IL Fac. Spec. - NOX Rate Summer v3.1, Unit 605 and retrofits | 548 | 1797 | Rate Constraint in lbs/MMBtu | FALSE | L | Annual | Net Emissions Allowance Position | Thousand Tons | 0 | 0 | 0 | 0 | 0 | 0 | 0
IL Fac. Spec. - NOX Rate Summer v3.1, Unit 605 and retrofits | 548 | 1797 | Rate Constraint in lbs/MMBtu | FALSE | L | Annual | Fuel Consumed | TBtu | 0 | 0 | 0 | 0 | 0 | 0 | 0
IL Fac. Spec. - NOX Rate Summer v3.1, Unit 605 and retrofits | 548 | 1797 | Rate Constraint in lbs/MMBtu | FALSE | L | Annual | Rate | lb/MMBtu | 0 | 0 | 0 | 0 | 0 | 0 | 0
IL Fac. Spec. - NOX Rate Summer v3.1, Unit 605 and retrofits | 548 | 1797 | Rate Constraint in lbs/MMBtu | FALSE | L | Annual | Generation | TWh | 0 | 0 | 0 | 0 | 0 | 0 | 0
IL Fac. Spec. - NOX Rate Summer v3.1, Unit 605 and retrofits | 548 | 1797 | Rate Constraint in lbs/MMBtu | FALSE | L | Annual | Qualifying Generation | TWh | 0 | 0 | 0 | 0 | 0 | 0 | 0
IL Fac. Spec. - NOX Rate Summer v3.1, Unit 605 and retrofits | 548 | 1797 | Rate Constraint in lbs/MMBtu | FALSE | L | Annual | Rate | lb/MWh | 0 | 0 | 0 | 0 | 0 | 0 | 0
IL Fac. Spec. - NOX Rate Summer v3.1, Unit 605 and retrofits | 548 | 1797 | Rate Constraint in lbs/MMBtu | FALSE | L | Annual | Constraint Shadow Price | US2011$/Ton | 0 | 0 | 0 | 0 | 0 | 0 | 0
IL Fac. Spec. - NOX Rate Summer v3.1, Unit 606 and retrofits | 549 | 1797 | Rate Constraint in lbs/MMBtu | FALSE | L | Annual | Seasons Included | Seasons | Summer | Summer | Summer | Summer | Summer | Summer | Summer
IL Fac. Spec. - NOX Rate Summer v3.1, Unit 606 and retrofits | 549 | 1797 | Rate Constraint in lbs/MMBtu | FALSE | L | Annual | Standard | lb/MMBtu | 0.25 | 0.25 | 0.25 | 0.25 | 0.25 | 0.25 | 0.25
IL Fac. Spec. - NOX Rate Summer v3.1, Unit 606 and retrofits | 549 | 1797 | Rate Constraint in lbs/MMBtu | FALSE | L | Annual | Emissions at Affected Plants NOX | Thousand Tons | 0 | 0 | 0 | 0 | 0 | 0 | 0
IL Fac. Spec. - NOX Rate Summer v3.1, Unit 606 and retrofits | 549 | 1797 | Rate Constraint in lbs/MMBtu | FALSE | L | Annual | Allowances Purchased NOX | Thousand Tons | 0 | 0 | 0 | 0 | 0 | 0 | 0
IL Fac. Spec. - NOX Rate Summer v3.1, Unit 606 and retrofits | 549 | 1797 | Rate Constraint in lbs/MMBtu | FALSE | L | Annual | Allowances Sold NOX | Thousand Tons | 0 | 0 | 0 | 0 | 0 | 0 | 0
IL Fac. Spec. - NOX Rate Summer v3.1, Unit 606 and retrofits | 549 | 1797 | Rate Constraint in lbs/MMBtu | FALSE | L | Annual | Allowances Banked | Thousand Tons | 0 | 0 | 0 | 0 | 0 | 0 | 0
IL Fac. Spec. - NOX Rate Summer v3.1, Unit 606 and retrofits | 549 | 1797 | Rate Constraint in lbs/MMBtu | FALSE | L | Annual | Allowances Withdrawn (1:1) | Thousand Tons | 0 | 0 | 0 | 0 | 0 | 0 | 0
IL Fac. Spec. - NOX Rate Summer v3.1, Unit 606 and retrofits | 549 | 1797 | Rate Constraint in lbs/MMBtu | FALSE | L | Annual | Allowances Withdrawn (n:1) | Thousand Tons | 0 | 0 | 0 | 0 | 0 | 0 | 0
IL Fac. Spec. - NOX Rate Summer v3.1, Unit 606 and retrofits | 549 | 1797 | Rate Constraint in lbs/MMBtu | FALSE | L | Annual | Net Emissions Allowance Position | Thousand Tons | 0 | 0 | 0 | 0 | 0 | 0 | 0
IL Fac. Spec. - NOX Rate Summer v3.1, Unit 606 and retrofits | 549 | 1797 | Rate Constraint in lbs/MMBtu | FALSE | L | Annual | Fuel Consumed | TBtu | 0 | 0 | 0 | 0 | 0 | 0 | 0
IL Fac. Spec. - NOX Rate Summer v3.1, Unit 606 and retrofits | 549 | 1797 | Rate Constraint in lbs/MMBtu | FALSE | L | Annual | Rate | lb/MMBtu | 0 | 0 | 0 | 0 | 0 | 0 | 0
IL Fac. Spec. - NOX Rate Summer v3.1, Unit 606 and retrofits | 549 | 1797 | Rate Constraint in lbs/MMBtu | FALSE | L | Annual | Generation | TWh | 0 | 0 | 0 | 0 | 0 | 0 | 0
IL Fac. Spec. - NOX Rate Summer v3.1, Unit 606 and retrofits | 549 | 1797 | Rate Constraint in lbs/MMBtu | FALSE | L | Annual | Qualifying Generation | TWh | 0 | 0 | 0 | 0 | 0 | 0 | 0
IL Fac. Spec. - NOX Rate Summer v3.1, Unit 606 and retrofits | 549 | 1797 | Rate Constraint in lbs/MMBtu | FALSE | L | Annual | Rate | lb/MWh | 0 | 0 | 0 | 0 | 0 | 0 | 0
IL Fac. Spec. - NOX Rate Summer v3.1, Unit 606 and retrofits | 549 | 1797 | Rate Constraint in lbs/MMBtu | FALSE | L | Annual | Constraint Shadow Price | US2011$/Ton | 0 | 0 | 0 | 0 | 0 | 0 | 0
IL Fac. Spec. - NOX Rate Summer v3.1, Unit 607 and retrofits | 550 | 1797 | Rate Constraint in lbs/MMBtu | FALSE | L | Annual | Seasons Included | Seasons | Summer | Summer | Summer | Summer | Summer | Summer | Summer
IL Fac. Spec. - NOX Rate Summer v3.1, Unit 607 and retrofits | 550 | 1797 | Rate Constraint in lbs/MMBtu | FALSE | L | Annual | Standard | lb/MMBtu | 0.25 | 0.25 | 0.25 | 0.25 | 0.25 | 0.25 | 0.25
IL Fac. Spec. - NOX Rate Summer v3.1, Unit 607 and retrofits | 550 | 1797 | Rate Constraint in lbs/MMBtu | FALSE | L | Annual | Emissions at Affected Plants NOX | Thousand Tons | 0 | 0 | 0 | 0 | 0 | 0 | 0
IL Fac. Spec. - NOX Rate Summer v3.1, Unit 607 and retrofits | 550 | 1797 | Rate Constraint in lbs/MMBtu | FALSE | L | Annual | Allowances Purchased NOX | Thousand Tons | 0 | 0 | 0 | 0 | 0 | 0 | 0
IL Fac. Spec. - NOX Rate Summer v3.1, Unit 607 and retrofits | 550 | 1797 | Rate Constraint in lbs/MMBtu | FALSE | L | Annual | Allowances Sold NOX | Thousand Tons | 0 | 0 | 0 | 0 | 0 | 0 | 0
IL Fac. Spec. - NOX Rate Summer v3.1, Unit 607 and retrofits | 550 | 1797 | Rate Constraint in lbs/MMBtu | FALSE | L | Annual | Allowances Banked | Thousand Tons | 0 | 0 | 0 | 0 | 0 | 0 | 0
IL Fac. Spec. - NOX Rate Summer v3.1, Unit 607 and retrofits | 550 | 1797 | Rate Constraint in lbs/MMBtu | FALSE | L | Annual | Allowances Withdrawn (1:1) | Thousand Tons | 0 | 0 | 0 | 0 | 0 | 0 | 0
IL Fac. Spec. - NOX Rate Summer v3.1, Unit 607 and retrofits | 550 | 1797 | Rate Constraint in lbs/MMBtu | FALSE | L | Annual | Allowances Withdrawn (n:1) | Thousand Tons | 0 | 0 | 0 | 0 | 0 | 0 | 0
IL Fac. Spec. - NOX Rate Summer v3.1, Unit 607 and retrofits | 550 | 1797 | Rate Constraint in lbs/MMBtu | FALSE | L | Annual | Net Emissions Allowance Position | Thousand Tons | 0 | 0 | 0 | 0 | 0 | 0 | 0
IL Fac. Spec. - NOX Rate Summer v3.1, Unit 607 and retrofits | 550 | 1797 | Rate Constraint in lbs/MMBtu | FALSE | L | Annual | Fuel Consumed | TBtu | 0 | 0 | 0 | 0 | 0 | 0 | 0
IL Fac. Spec. - NOX Rate Summer v3.1, Unit 607 and retrofits | 550 | 1797 | Rate Constraint in lbs/MMBtu | FALSE | L | Annual | Rate | lb/MMBtu | 0 | 0 | 0 | 0 | 0 | 0 | 0
IL Fac. Spec. - NOX Rate Summer v3.1, Unit 607 and retrofits | 550 | 1797 | Rate Constraint in lbs/MMBtu | FALSE | L | Annual | Generation | TWh | 0 | 0 | 0 | 0 | 0 | 0 | 0
IL Fac. Spec. - NOX Rate Summer v3.1, Unit 607 and retrofits | 550 | 1797 | Rate Constraint in lbs/MMBtu | FALSE | L | Annual | Qualifying Generation | TWh | 0 | 0 | 0 | 0 | 0 | 0 | 0
IL Fac. Spec. - NOX Rate Summer v3.1, Unit 607 and retrofits | 550 | 1797 | Rate Constraint in lbs/MMBtu | FALSE | L | Annual | Rate | lb/MWh | 0 | 0 | 0 | 0 | 0 | 0 | 0
IL Fac. Spec. - NOX Rate Summer v3.1, Unit 607 and retrofits | 550 | 1797 | Rate Constraint in lbs/MMBtu | FALSE | L | Annual | Constraint Shadow Price | US2011$/Ton | 0 | 0 | 0 | 0 | 0 | 0 | 0
IL Fac. Spec. - NOX Rate Summer v3.1, Unit 608 and retrofits | 551 | 1797 | Rate Constraint in lbs/MMBtu | FALSE | L | Annual | Seasons Included | Seasons | Summer | Summer | Summer | Summer | Summer | Summer | Summer
IL Fac. Spec. - NOX Rate Summer v3.1, Unit 608 and retrofits | 551 | 1797 | Rate Constraint in lbs/MMBtu | FALSE | L | Annual | Standard | lb/MMBtu | 0.25 | 0.25 | 0.25 | 0.25 | 0.25 | 0.25 | 0.25
IL Fac. Spec. - NOX Rate Summer v3.1, Unit 608 and retrofits | 551 | 1797 | Rate Constraint in lbs/MMBtu | FALSE | L | Annual | Emissions at Affected Plants NOX | Thousand Tons | 0 | 0 | 0 | 0 | 0 | 0 | 0
IL Fac. Spec. - NOX Rate Summer v3.1, Unit 608 and retrofits | 551 | 1797 | Rate Constraint in lbs/MMBtu | FALSE | L | Annual | Allowances Purchased NOX | Thousand Tons | 0 | 0 | 0 | 0 | 0 | 0 | 0
IL Fac. Spec. - NOX Rate Summer v3.1, Unit 608 and retrofits | 551 | 1797 | Rate Constraint in lbs/MMBtu | FALSE | L | Annual | Allowances Sold NOX | Thousand Tons | 0 | 0 | 0 | 0 | 0 | 0 | 0
IL Fac. Spec. - NOX Rate Summer v3.1, Unit 608 and retrofits | 551 | 1797 | Rate Constraint in lbs/MMBtu | FALSE | L | Annual | Allowances Banked | Thousand Tons | 0 | 0 | 0 | 0 | 0 | 0 | 0
IL Fac. Spec. - NOX Rate Summer v3.1, Unit 608 and retrofits | 551 | 1797 | Rate Constraint in lbs/MMBtu | FALSE | L | Annual | Allowances Withdrawn (1:1) | Thousand Tons | 0 | 0 | 0 | 0 | 0 | 0 | 0
IL Fac. Spec. - NOX Rate Summer v3.1, Unit 608 and retrofits | 551 | 1797 | Rate Constraint in lbs/MMBtu | FALSE | L | Annual | Allowances Withdrawn (n:1) | Thousand Tons | 0 | 0 | 0 | 0 | 0 | 0 | 0
IL Fac. Spec. - NOX Rate Summer v3.1, Unit 608 and retrofits | 551 | 1797 | Rate Constraint in lbs/MMBtu | FALSE | L | Annual | Net Emissions Allowance Position | Thousand Tons | 0 | 0 | 0 | 0 | 0 | 0 | 0
IL Fac. Spec. - NOX Rate Summer v3.1, Unit 608 and retrofits | 551 | 1797 | Rate Constraint in lbs/MMBtu | FALSE | L | Annual | Fuel Consumed | TBtu | 0 | 0 | 0 | 0 | 0 | 0 | 0
IL Fac. Spec. - NOX Rate Summer v3.1, Unit 608 and retrofits | 551 | 1797 | Rate Constraint in lbs/MMBtu | FALSE | L | Annual | Rate | lb/MMBtu | 0 | 0 | 0 | 0 | 0 | 0 | 0
IL Fac. Spec. - NOX Rate Summer v3.1, Unit 608 and retrofits | 551 | 1797 | Rate Constraint in lbs/MMBtu | FALSE | L | Annual | Generation | TWh | 0 | 0 | 0 | 0 | 0 | 0 | 0
IL Fac. Spec. - NOX Rate Summer v3.1, Unit 608 and retrofits | 551 | 1797 | Rate Constraint in lbs/MMBtu | FALSE | L | Annual | Qualifying Generation | TWh | 0 | 0 | 0 | 0 | 0 | 0 | 0
IL Fac. Spec. - NOX Rate Summer v3.1, Unit 608 and retrofits | 551 | 1797 | Rate Constraint in lbs/MMBtu | FALSE | L | Annual | Rate | lb/MWh | 0 | 0 | 0 | 0 | 0 | 0 | 0
IL Fac. Spec. - NOX Rate Summer v3.1, Unit 608 and retrofits | 551 | 1797 | Rate Constraint in lbs/MMBtu | FALSE | L | Annual | Constraint Shadow Price | US2011$/Ton | 0 | 0 | 0 | 0 | 0 | 0 | 0
IL Fac. Spec. - NOX Rate Summer v3.1, Unit 609 and retrofits | 552 | 1797 | Rate Constraint in lbs/MMBtu | FALSE | L | Annual | Seasons Included | Seasons | Summer | Summer | Summer | Summer | Summer | Summer | Summer
IL Fac. Spec. - NOX Rate Summer v3.1, Unit 609 and retrofits | 552 | 1797 | Rate Constraint in lbs/MMBtu | FALSE | L | Annual | Standard | lb/MMBtu | 0.25 | 0.25 | 0.25 | 0.25 | 0.25 | 0.25 | 0.25
IL Fac. Spec. - NOX Rate Summer v3.1, Unit 609 and retrofits | 552 | 1797 | Rate Constraint in lbs/MMBtu | FALSE | L | Annual | Emissions at Affected Plants NOX | Thousand Tons | 0 | 0 | 0 | 0 | 0 | 0 | 0
IL Fac. Spec. - NOX Rate Summer v3.1, Unit 609 and retrofits | 552 | 1797 | Rate Constraint in lbs/MMBtu | FALSE | L | Annual | Allowances Purchased NOX | Thousand Tons | 0 | 0 | 0 | 0 | 0 | 0 | 0
IL Fac. Spec. - NOX Rate Summer v3.1, Unit 609 and retrofits | 552 | 1797 | Rate Constraint in lbs/MMBtu | FALSE | L | Annual | Allowances Sold NOX | Thousand Tons | 0 | 0 | 0 | 0 | 0 | 0 | 0
IL Fac. Spec. - NOX Rate Summer v3.1, Unit 609 and retrofits | 552 | 1797 | Rate Constraint in lbs/MMBtu | FALSE | L | Annual | Allowances Banked | Thousand Tons | 0 | 0 | 0 | 0 | 0 | 0 | 0
IL Fac. Spec. - NOX Rate Summer v3.1, Unit 609 and retrofits | 552 | 1797 | Rate Constraint in lbs/MMBtu | FALSE | L | Annual | Allowances Withdrawn (1:1) | Thousand Tons | 0 | 0 | 0 | 0 | 0 | 0 | 0
IL Fac. Spec. - NOX Rate Summer v3.1, Unit 609 and retrofits | 552 | 1797 | Rate Constraint in lbs/MMBtu | FALSE | L | Annual | Allowances Withdrawn (n:1) | Thousand Tons | 0 | 0 | 0 | 0 | 0 | 0 | 0
IL Fac. Spec. - NOX Rate Summer v3.1, Unit 609 and retrofits | 552 | 1797 | Rate Constraint in lbs/MMBtu | FALSE | L | Annual | Net Emissions Allowance Position | Thousand Tons | 0 | 0 | 0 | 0 | 0 | 0 | 0
IL Fac. Spec. - NOX Rate Summer v3.1, Unit 609 and retrofits | 552 | 1797 | Rate Constraint in lbs/MMBtu | FALSE | L | Annual | Fuel Consumed | TBtu | 0 | 0 | 0 | 0 | 0 | 0 | 0
IL Fac. Spec. - NOX Rate Summer v3.1, Unit 609 and retrofits | 552 | 1797 | Rate Constraint in lbs/MMBtu | FALSE | L | Annual | Rate | lb/MMBtu | 0 | 0 | 0 | 0 | 0 | 0 | 0
IL Fac. Spec. - NOX Rate Summer v3.1, Unit 609 and retrofits | 552 | 1797 | Rate Constraint in lbs/MMBtu | FALSE | L | Annual | Generation | TWh | 0 | 0 | 0 | 0 | 0 | 0 | 0
IL Fac. Spec. - NOX Rate Summer v3.1, Unit 609 and retrofits | 552 | 1797 | Rate Constraint in lbs/MMBtu | FALSE | L | Annual | Qualifying Generation | TWh | 0 | 0 | 0 | 0 | 0 | 0 | 0
IL Fac. Spec. - NOX Rate Summer v3.1, Unit 609 and retrofits | 552 | 1797 | Rate Constraint in lbs/MMBtu | FALSE | L | Annual | Rate | lb/MWh | 0 | 0 | 0 | 0 | 0 | 0 | 0
IL Fac. Spec. - NOX Rate Summer v3.1, Unit 609 and retrofits | 552 | 1797 | Rate Constraint in lbs/MMBtu | FALSE | L | Annual | Constraint Shadow Price | US2011$/Ton | 0 | 0 | 0 | 0 | 0 | 0 | 0
IL Fac. Spec. - NOX Rate Summer v3.1, Unit 610 and retrofits | 553 | 1797 | Rate Constraint in lbs/MMBtu | FALSE | L | Annual | Seasons Included | Seasons | Summer | Summer | Summer | Summer | Summer | Summer | Summer
IL Fac. Spec. - NOX Rate Summer v3.1, Unit 610 and retrofits | 553 | 1797 | Rate Constraint in lbs/MMBtu | FALSE | L | Annual | Standard | lb/MMBtu | 0.25 | 0.25 | 0.25 | 0.25 | 0.25 | 0.25 | 0.25
IL Fac. Spec. - NOX Rate Summer v3.1, Unit 610 and retrofits | 553 | 1797 | Rate Constraint in lbs/MMBtu | FALSE | L | Annual | Emissions at Affected Plants NOX | Thousand Tons | 0 | 0 | 0 | 0 | 0 | 0 | 0
IL Fac. Spec. - NOX Rate Summer v3.1, Unit 610 and retrofits | 553 | 1797 | Rate Constraint in lbs/MMBtu | FALSE | L | Annual | Allowances Purchased NOX | Thousand Tons | 0 | 0 | 0 | 0 | 0 | 0 | 0
IL Fac. Spec. - NOX Rate Summer v3.1, Unit 610 and retrofits | 553 | 1797 | Rate Constraint in lbs/MMBtu | FALSE | L | Annual | Allowances Sold NOX | Thousand Tons | 0 | 0 | 0 | 0 | 0 | 0 | 0
IL Fac. Spec. - NOX Rate Summer v3.1, Unit 610 and retrofits | 553 | 1797 | Rate Constraint in lbs/MMBtu | FALSE | L | Annual | Allowances Banked | Thousand Tons | 0 | 0 | 0 | 0 | 0 | 0 | 0
IL Fac. Spec. - NOX Rate Summer v3.1, Unit 610 and retrofits | 553 | 1797 | Rate Constraint in lbs/MMBtu | FALSE | L | Annual | Allowances Withdrawn (1:1) | Thousand Tons | 0 | 0 | 0 | 0 | 0 | 0 | 0
IL Fac. Spec. - NOX Rate Summer v3.1, Unit 610 and retrofits | 553 | 1797 | Rate Constraint in lbs/MMBtu | FALSE | L | Annual | Allowances Withdrawn (n:1) | Thousand Tons | 0 | 0 | 0 | 0 | 0 | 0 | 0
IL Fac. Spec. - NOX Rate Summer v3.1, Unit 610 and retrofits | 553 | 1797 | Rate Constraint in lbs/MMBtu | FALSE | L | Annual | Net Emissions Allowance Position | Thousand Tons | 0 | 0 | 0 | 0 | 0 | 0 | 0
IL Fac. Spec. - NOX Rate Summer v3.1, Unit 610 and retrofits | 553 | 1797 | Rate Constraint in lbs/MMBtu | FALSE | L | Annual | Fuel Consumed | TBtu | 0 | 0 | 0 | 0 | 0 | 0 | 0
IL Fac. Spec. - NOX Rate Summer v3.1, Unit 610 and retrofits | 553 | 1797 | Rate Constraint in lbs/MMBtu | FALSE | L | Annual | Rate | lb/MMBtu | 0 | 0 | 0 | 0 | 0 | 0 | 0
IL Fac. Spec. - NOX Rate Summer v3.1, Unit 610 and retrofits | 553 | 1797 | Rate Constraint in lbs/MMBtu | FALSE | L | Annual | Generation | TWh | 0 | 0 | 0 | 0 | 0 | 0 | 0
IL Fac. Spec. - NOX Rate Summer v3.1, Unit 610 and retrofits | 553 | 1797 | Rate Constraint in lbs/MMBtu | FALSE | L | Annual | Qualifying Generation | TWh | 0 | 0 | 0 | 0 | 0 | 0 | 0
IL Fac. Spec. - NOX Rate Summer v3.1, Unit 610 and retrofits | 553 | 1797 | Rate Constraint in lbs/MMBtu | FALSE | L | Annual | Rate | lb/MWh | 0 | 0 | 0 | 0 | 0 | 0 | 0
IL Fac. Spec. - NOX Rate Summer v3.1, Unit 610 and retrofits | 553 | 1797 | Rate Constraint in lbs/MMBtu | FALSE | L | Annual | Constraint Shadow Price | US2011$/Ton | 0 | 0 | 0 | 0 | 0 | 0 | 0
IL Fac. Spec. - NOX Rate Summer v3.1, Unit 749 and retrofits | 554 | 1797 | Rate Constraint in lbs/MMBtu | FALSE | L | Annual | Seasons Included | Seasons | Summer | Summer | Summer | Summer | Summer | Summer | Summer
IL Fac. Spec. - NOX Rate Summer v3.1, Unit 749 and retrofits | 554 | 1797 | Rate Constraint in lbs/MMBtu | FALSE | L | Annual | Standard | lb/MMBtu | 0.25 | 0.25 | 0.25 | 0.25 | 0.25 | 0.25 | 0.25
IL Fac. Spec. - NOX Rate Summer v3.1, Unit 749 and retrofits | 554 | 1797 | Rate Constraint in lbs/MMBtu | FALSE | L | Annual | Emissions at Affected Plants NOX | Thousand Tons | 0 | 0 | 0 | 0 | 0 | 0 | 0
IL Fac. Spec. - NOX Rate Summer v3.1, Unit 749 and retrofits | 554 | 1797 | Rate Constraint in lbs/MMBtu | FALSE | L | Annual | Allowances Purchased NOX | Thousand Tons | 0 | 0 | 0 | 0 | 0 | 0 | 0
IL Fac. Spec. - NOX Rate Summer v3.1, Unit 749 and retrofits | 554 | 1797 | Rate Constraint in lbs/MMBtu | FALSE | L | Annual | Allowances Sold NOX | Thousand Tons | 0 | 0 | 0 | 0 | 0 | 0 | 0
IL Fac. Spec. - NOX Rate Summer v3.1, Unit 749 and retrofits | 554 | 1797 | Rate Constraint in lbs/MMBtu | FALSE | L | Annual | Allowances Banked | Thousand Tons | 0 | 0 | 0 | 0 | 0 | 0 | 0
IL Fac. Spec. - NOX Rate Summer v3.1, Unit 749 and retrofits | 554 | 1797 | Rate Constraint in lbs/MMBtu | FALSE | L | Annual | Allowances Withdrawn (1:1) | Thousand Tons | 0 | 0 | 0 | 0 | 0 | 0 | 0
IL Fac. Spec. - NOX Rate Summer v3.1, Unit 749 and retrofits | 554 | 1797 | Rate Constraint in lbs/MMBtu | FALSE | L | Annual | Allowances Withdrawn (n:1) | Thousand Tons | 0 | 0 | 0 | 0 | 0 | 0 | 0
IL Fac. Spec. - NOX Rate Summer v3.1, Unit 749 and retrofits | 554 | 1797 | Rate Constraint in lbs/MMBtu | FALSE | L | Annual | Net Emissions Allowance Position | Thousand Tons | 0 | 0 | 0 | 0 | 0 | 0 | 0
IL Fac. Spec. - NOX Rate Summer v3.1, Unit 749 and retrofits | 554 | 1797 | Rate Constraint in lbs/MMBtu | FALSE | L | Annual | Fuel Consumed | TBtu | 0 | 0 | 0 | 0 | 0 | 0 | 0
IL Fac. Spec. - NOX Rate Summer v3.1, Unit 749 and retrofits | 554 | 1797 | Rate Constraint in lbs/MMBtu | FALSE | L | Annual | Rate | lb/MMBtu | 0 | 0 | 0 | 0 | 0 | 0 | 0
IL Fac. Spec. - NOX Rate Summer v3.1, Unit 749 and retrofits | 554 | 1797 | Rate Constraint in lbs/MMBtu | FALSE | L | Annual | Generation | TWh | 0 | 0 | 0 | 0 | 0 | 0 | 0
IL Fac. Spec. - NOX Rate Summer v3.1, Unit 749 and retrofits | 554 | 1797 | Rate Constraint in lbs/MMBtu | FALSE | L | Annual | Qualifying Generation | TWh | 0 | 0 | 0 | 0 | 0 | 0 | 0
IL Fac. Spec. - NOX Rate Summer v3.1, Unit 749 and retrofits | 554 | 1797 | Rate Constraint in lbs/MMBtu | FALSE | L | Annual | Rate | lb/MWh | 0 | 0 | 0 | 0 | 0 | 0 | 0
IL Fac. Spec. - NOX Rate Summer v3.1, Unit 749 and retrofits | 554 | 1797 | Rate Constraint in lbs/MMBtu | FALSE | L | Annual | Constraint Shadow Price | US2011$/Ton | 0 | 0 | 0 | 0 | 0 | 0 | 0
IL Fac. Spec. - NOX Rate Summer v3.1, Unit 763 and retrofits | 555 | 1797 | Rate Constraint in lbs/MMBtu | FALSE | L | Annual | Seasons Included | Seasons | Summer | Summer | Summer | Summer | Summer | Summer | Summer
IL Fac. Spec. - NOX Rate Summer v3.1, Unit 763 and retrofits | 555 | 1797 | Rate Constraint in lbs/MMBtu | FALSE | L | Annual | Standard | lb/MMBtu | 0.25 | 0.25 | 0.25 | 0.25 | 0.25 | 0.25 | 0.25
IL Fac. Spec. - NOX Rate Summer v3.1, Unit 763 and retrofits | 555 | 1797 | Rate Constraint in lbs/MMBtu | FALSE | L | Annual | Emissions at Affected Plants NOX | Thousand Tons | 0.0099524 | 0.0099524 | 0.0099524 | 0.0099524 | 0.0099524 | 0.0033114 | 0.0033114
IL Fac. Spec. - NOX Rate Summer v3.1, Unit 763 and retrofits | 555 | 1797 | Rate Constraint in lbs/MMBtu | FALSE | L | Annual | Allowances Purchased NOX | Thousand Tons | 0 | 0 | 0 | 0 | 0 | 0 | 0
IL Fac. Spec. - NOX Rate Summer v3.1, Unit 763 and retrofits | 555 | 1797 | Rate Constraint in lbs/MMBtu | FALSE | L | Annual | Allowances Sold NOX | Thousand Tons | 0 | 0 | 0 | 0 | 0 | 0 | 0
IL Fac. Spec. - NOX Rate Summer v3.1, Unit 763 and retrofits | 555 | 1797 | Rate Constraint in lbs/MMBtu | FALSE | L | Annual | Allowances Banked | Thousand Tons | 0 | 0 | 0 | 0 | 0 | 0 | 0
IL Fac. Spec. - NOX Rate Summer v3.1, Unit 763 and retrofits | 555 | 1797 | Rate Constraint in lbs/MMBtu | FALSE | L | Annual | Allowances Withdrawn (1:1) | Thousand Tons | 0 | 0 | 0 | 0 | 0 | 0 | 0
IL Fac. Spec. - NOX Rate Summer v3.1, Unit 763 and retrofits | 555 | 1797 | Rate Constraint in lbs/MMBtu | FALSE | L | Annual | Allowances Withdrawn (n:1) | Thousand Tons | 0 | 0 | 0 | 0 | 0 | 0 | 0
IL Fac. Spec. - NOX Rate Summer v3.1, Unit 763 and retrofits | 555 | 1797 | Rate Constraint in lbs/MMBtu | FALSE | L | Annual | Net Emissions Allowance Position | Thousand Tons | 0.0099524 | 0.0099524 | 0.0099524 | 0.0099524 | 0.0099524 | 0.0033114 | 0.0033114
IL Fac. Spec. - NOX Rate Summer v3.1, Unit 763 and retrofits | 555 | 1797 | Rate Constraint in lbs/MMBtu | FALSE | L | Annual | Fuel Consumed | TBtu | 0.24337 | 0.24337 | 0.24337 | 0.24337 | 0.24337 | 0.080975 | 0.080975
IL Fac. Spec. - NOX Rate Summer v3.1, Unit 763 and retrofits | 555 | 1797 | Rate Constraint in lbs/MMBtu | FALSE | L | Annual | Rate | lb/MMBtu | 0.081789 | 0.081789 | 0.081789 | 0.081789 | 0.081789 | 0.081789 | 0.081789
IL Fac. Spec. - NOX Rate Summer v3.1, Unit 763 and retrofits | 555 | 1797 | Rate Constraint in lbs/MMBtu | FALSE | L | Annual | Generation | TWh | 0.021772 | 0.021772 | 0.021772 | 0.021772 | 0.021772 | 0.0072442 | 0.0072442
IL Fac. Spec. - NOX Rate Summer v3.1, Unit 763 and retrofits | 555 | 1797 | Rate Constraint in lbs/MMBtu | FALSE | L | Annual | Qualifying Generation | TWh | 0.021772 | 0.021772 | 0.021772 | 0.021772 | 0.021772 | 0.0072442 | 0.0072442
IL Fac. Spec. - NOX Rate Summer v3.1, Unit 763 and retrofits | 555 | 1797 | Rate Constraint in lbs/MMBtu | FALSE | L | Annual | Rate | lb/MWh | 0.45712 | 0.45712 | 0.45712 | 0.45712 | 0.45712 | 0.45712 | 0.45712
IL Fac. Spec. - NOX Rate Summer v3.1, Unit 763 and retrofits | 555 | 1797 | Rate Constraint in lbs/MMBtu | FALSE | L | Annual | Constraint Shadow Price | US2011$/Ton | 0 | 0 | 0 | 0 | 0 | 0 | 0
IL Fac. Spec. - NOX Rate Summer v3.1, Unit 764 and retrofits | 556 | 1797 | Rate Constraint in lbs/MMBtu | FALSE | L | Annual | Seasons Included | Seasons | Summer | Summer | Summer | Summer | Summer | Summer | Summer
IL Fac. Spec. - NOX Rate Summer v3.1, Unit 764 and retrofits | 556 | 1797 | Rate Constraint in lbs/MMBtu | FALSE | L | Annual | Standard | lb/MMBtu | 0.25 | 0.25 | 0.25 | 0.25 | 0.25 | 0.25 | 0.25
IL Fac. Spec. - NOX Rate Summer v3.1, Unit 764 and retrofits | 556 | 1797 | Rate Constraint in lbs/MMBtu | FALSE | L | Annual | Emissions at Affected Plants NOX | Thousand Tons | 0.0098882 | 0.0098882 | 0.0098882 | 0.0098882 | 0.0098882 | 0.0032901 | 0.0032901
IL Fac. Spec. - NOX Rate Summer v3.1, Unit 764 and retrofits | 556 | 1797 | Rate Constraint in lbs/MMBtu | FALSE | L | Annual | Allowances Purchased NOX | Thousand Tons | 0 | 0 | 0 | 0 | 0 | 0 | 0
IL Fac. Spec. - NOX Rate Summer v3.1, Unit 764 and retrofits | 556 | 1797 | Rate Constraint in lbs/MMBtu | FALSE | L | Annual | Allowances Sold NOX | Thousand Tons | 0 | 0 | 0 | 0 | 0 | 0 | 0
IL Fac. Spec. - NOX Rate Summer v3.1, Unit 764 and retrofits | 556 | 1797 | Rate Constraint in lbs/MMBtu | FALSE | L | Annual | Allowances Banked | Thousand Tons | 0 | 0 | 0 | 0 | 0 | 0 | 0
IL Fac. Spec. - NOX Rate Summer v3.1, Unit 764 and retrofits | 556 | 1797 | Rate Constraint in lbs/MMBtu | FALSE | L | Annual | Allowances Withdrawn (1:1) | Thousand Tons | 0 | 0 | 0 | 0 | 0 | 0 | 0
IL Fac. Spec. - NOX Rate Summer v3.1, Unit 764 and retrofits | 556 | 1797 | Rate Constraint in lbs/MMBtu | FALSE | L | Annual | Allowances Withdrawn (n:1) | Thousand Tons | 0 | 0 | 0 | 0 | 0 | 0 | 0
IL Fac. Spec. - NOX Rate Summer v3.1, Unit 764 and retrofits | 556 | 1797 | Rate Constraint in lbs/MMBtu | FALSE | L | Annual | Net Emissions Allowance Position | Thousand Tons | 0.0098882 | 0.0098882 | 0.0098882 | 0.0098882 | 0.0098882 | 0.0032901 | 0.0032901
IL Fac. Spec. - NOX Rate Summer v3.1, Unit 764 and retrofits | 556 | 1797 | Rate Constraint in lbs/MMBtu | FALSE | L | Annual | Fuel Consumed | TBtu | 0.24339 | 0.24339 | 0.24339 | 0.24339 | 0.24339 | 0.080982 | 0.080982
IL Fac. Spec. - NOX Rate Summer v3.1, Unit 764 and retrofits | 556 | 1797 | Rate Constraint in lbs/MMBtu | FALSE | L | Annual | Rate | lb/MMBtu | 0.081254 | 0.081254 | 0.081254 | 0.081254 | 0.081254 | 0.081254 | 0.081254
IL Fac. Spec. - NOX Rate Summer v3.1, Unit 764 and retrofits | 556 | 1797 | Rate Constraint in lbs/MMBtu | FALSE | L | Annual | Generation | TWh | 0.021772 | 0.021772 | 0.021772 | 0.021772 | 0.021772 | 0.0072442 | 0.0072442
IL Fac. Spec. - NOX Rate Summer v3.1, Unit 764 and retrofits | 556 | 1797 | Rate Constraint in lbs/MMBtu | FALSE | L | Annual | Qualifying Generation | TWh | 0.021772 | 0.021772 | 0.021772 | 0.021772 | 0.021772 | 0.0072442 | 0.0072442
IL Fac. Spec. - NOX Rate Summer v3.1, Unit 764 and retrofits | 556 | 1797 | Rate Constraint in lbs/MMBtu | FALSE | L | Annual | Rate | lb/MWh | 0.45417 | 0.45417 | 0.45417 | 0.45417 | 0.45417 | 0.45417 | 0.45417
IL Fac. Spec. - NOX Rate Summer v3.1, Unit 764 and retrofits | 556 | 1797 | Rate Constraint in lbs/MMBtu | FALSE | L | Annual | Constraint Shadow Price | US2011$/Ton | 0 | 0 | 0 | 0 | 0 | 0 | 0
IL Fac. Spec. - NOX Rate Summer v3.1, Unit 765 and retrofits | 557 | 1797 | Rate Constraint in lbs/MMBtu | FALSE | L | Annual | Seasons Included | Seasons | Summer | Summer | Summer | Summer | Summer | Summer | Summer
IL Fac. Spec. - NOX Rate Summer v3.1, Unit 765 and retrofits | 557 | 1797 | Rate Constraint in lbs/MMBtu | FALSE | L | Annual | Standard | lb/MMBtu | 0.25 | 0.25 | 0.25 | 0.25 | 0.25 | 0.25 | 0.25
IL Fac. Spec. - NOX Rate Summer v3.1, Unit 765 and retrofits | 557 | 1797 | Rate Constraint in lbs/MMBtu | FALSE | L | Annual | Emissions at Affected Plants NOX | Thousand Tons | 0.0099195 | 0.0099195 | 0.0099195 | 0.0099195 | 0.0099195 | 0.0033005 | 0.0033005
IL Fac. Spec. - NOX Rate Summer v3.1, Unit 765 and retrofits | 557 | 1797 | Rate Constraint in lbs/MMBtu | FALSE | L | Annual | Allowances Purchased NOX | Thousand Tons | 0 | 0 | 0 | 0 | 0 | 0 | 0
IL Fac. Spec. - NOX Rate Summer v3.1, Unit 765 and retrofits | 557 | 1797 | Rate Constraint in lbs/MMBtu | FALSE | L | Annual | Allowances Sold NOX | Thousand Tons | 0 | 0 | 0 | 0 | 0 | 0 | 0
IL Fac. Spec. - NOX Rate Summer v3.1, Unit 765 and retrofits | 557 | 1797 | Rate Constraint in lbs/MMBtu | FALSE | L | Annual | Allowances Banked | Thousand Tons | 0 | 0 | 0 | 0 | 0 | 0 | 0
IL Fac. Spec. - NOX Rate Summer v3.1, Unit 765 and retrofits | 557 | 1797 | Rate Constraint in lbs/MMBtu | FALSE | L | Annual | Allowances Withdrawn (1:1) | Thousand Tons | 0 | 0 | 0 | 0 | 0 | 0 | 0
IL Fac. Spec. - NOX Rate Summer v3.1, Unit 765 and retrofits | 557 | 1797 | Rate Constraint in lbs/MMBtu | FALSE | L | Annual | Allowances Withdrawn (n:1) | Thousand Tons | 0 | 0 | 0 | 0 | 0 | 0 | 0
IL Fac. Spec. - NOX Rate Summer v3.1, Unit 765 and retrofits | 557 | 1797 | Rate Constraint in lbs/MMBtu | FALSE | L | Annual | Net Emissions Allowance Position | Thousand Tons | 0.0099195 | 0.0099195 | 0.0099195 | 0.0099195 | 0.0099195 | 0.0033005 | 0.0033005
IL Fac. Spec. - NOX Rate Summer v3.1, Unit 765 and retrofits | 557 | 1797 | Rate Constraint in lbs/MMBtu | FALSE | L | Annual | Fuel Consumed | TBtu | 0.24339 | 0.24339 | 0.24339 | 0.24339 | 0.24339 | 0.080982 | 0.080982
IL Fac. Spec. - NOX Rate Summer v3.1, Unit 765 and retrofits | 557 | 1797 | Rate Constraint in lbs/MMBtu | FALSE | L | Annual | Rate | lb/MMBtu | 0.081511 | 0.081511 | 0.081511 | 0.081511 | 0.081511 | 0.081511 | 0.081511
IL Fac. Spec. - NOX Rate Summer v3.1, Unit 765 and retrofits | 557 | 1797 | Rate Constraint in lbs/MMBtu | FALSE | L | Annual | Generation | TWh | 0.021772 | 0.021772 | 0.021772 | 0.021772 | 0.021772 | 0.0072442 | 0.0072442
IL Fac. Spec. - NOX Rate Summer v3.1, Unit 765 and retrofits | 557 | 1797 | Rate Constraint in lbs/MMBtu | FALSE | L | Annual | Qualifying Generation | TWh | 0.021772 | 0.021772 | 0.021772 | 0.021772 | 0.021772 | 0.0072442 | 0.0072442
IL Fac. Spec. - NOX Rate Summer v3.1, Unit 765 and retrofits | 557 | 1797 | Rate Constraint in lbs/MMBtu | FALSE | L | Annual | Rate | lb/MWh | 0.45561 | 0.45561 | 0.45561 | 0.45561 | 0.45561 | 0.45561 | 0.45561
IL Fac. Spec. - NOX Rate Summer v3.1, Unit 765 and retrofits | 557 | 1797 | Rate Constraint in lbs/MMBtu | FALSE | L | Annual | Constraint Shadow Price | US2011$/Ton | 0 | 0 | 0 | 0 | 0 | 0 | 0
IL Fac. Spec. - NOX Rate Summer v3.1, Unit 766 and retrofits | 558 | 1797 | Rate Constraint in lbs/MMBtu | FALSE | L | Annual | Seasons Included | Seasons | Summer | Summer | Summer | Summer | Summer | Summer | Summer
IL Fac. Spec. - NOX Rate Summer v3.1, Unit 766 and retrofits | 558 | 1797 | Rate Constraint in lbs/MMBtu | FALSE | L | Annual | Standard | lb/MMBtu | 0.25 | 0.25 | 0.25 | 0.25 | 0.25 | 0.25 | 0.25
IL Fac. Spec. - NOX Rate Summer v3.1, Unit 766 and retrofits | 558 | 1797 | Rate Constraint in lbs/MMBtu | FALSE | L | Annual | Emissions at Affected Plants NOX | Thousand Tons | 0.0099521 | 0.0099521 | 0.0099521 | 0.0099521 | 0.0099521 | 0.0033113 | 0.0033113
IL Fac. Spec. - NOX Rate Summer v3.1, Unit 766 and retrofits | 558 | 1797 | Rate Constraint in lbs/MMBtu | FALSE | L | Annual | Allowances Purchased NOX | Thousand Tons | 0 | 0 | 0 | 0 | 0 | 0 | 0
IL Fac. Spec. - NOX Rate Summer v3.1, Unit 766 and retrofits | 558 | 1797 | Rate Constraint in lbs/MMBtu | FALSE | L | Annual | Allowances Sold NOX | Thousand Tons | 0 | 0 | 0 | 0 | 0 | 0 | 0
IL Fac. Spec. - NOX Rate Summer v3.1, Unit 766 and retrofits | 558 | 1797 | Rate Constraint in lbs/MMBtu | FALSE | L | Annual | Allowances Banked | Thousand Tons | 0 | 0 | 0 | 0 | 0 | 0 | 0
IL Fac. Spec. - NOX Rate Summer v3.1, Unit 766 and retrofits | 558 | 1797 | Rate Constraint in lbs/MMBtu | FALSE | L | Annual | Allowances Withdrawn (1:1) | Thousand Tons | 0 | 0 | 0 | 0 | 0 | 0 | 0
IL Fac. Spec. - NOX Rate Summer v3.1, Unit 766 and retrofits | 558 | 1797 | Rate Constraint in lbs/MMBtu | FALSE | L | Annual | Allowances Withdrawn (n:1) | Thousand Tons | 0 | 0 | 0 | 0 | 0 | 0 | 0
IL Fac. Spec. - NOX Rate Summer v3.1, Unit 766 and retrofits | 558 | 1797 | Rate Constraint in lbs/MMBtu | FALSE | L | Annual | Net Emissions Allowance Position | Thousand Tons | 0.0099521 | 0.0099521 | 0.0099521 | 0.0099521 | 0.0099521 | 0.0033113 | 0.0033113
IL Fac. Spec. - NOX Rate Summer v3.1, Unit 766 and retrofits | 558 | 1797 | Rate Constraint in lbs/MMBtu | FALSE | L | Annual | Fuel Consumed | TBtu | 0.24339 | 0.24339 | 0.24339 | 0.24339 | 0.24339 | 0.080982 | 0.080982
IL Fac. Spec. - NOX Rate Summer v3.1, Unit 766 and retrofits | 558 | 1797 | Rate Constraint in lbs/MMBtu | FALSE | L | Annual | Rate | lb/MMBtu | 0.081779 | 0.081779 | 0.081779 | 0.081779 | 0.081779 | 0.081779 | 0.081779
IL Fac. Spec. - NOX Rate Summer v3.1, Unit 766 and retrofits | 558 | 1797 | Rate Constraint in lbs/MMBtu | FALSE | L | Annual | Generation | TWh | 0.021772 | 0.021772 | 0.021772 | 0.021772 | 0.021772 | 0.0072442 | 0.0072442
IL Fac. Spec. - NOX Rate Summer v3.1, Unit 766 and retrofits | 558 | 1797 | Rate Constraint in lbs/MMBtu | FALSE | L | Annual | Qualifying Generation | TWh | 0.021772 | 0.021772 | 0.021772 | 0.021772 | 0.021772 | 0.0072442 | 0.0072442
IL Fac. Spec. - NOX Rate Summer v3.1, Unit 766 and retrofits | 558 | 1797 | Rate Constraint in lbs/MMBtu | FALSE | L | Annual | Rate | lb/MWh | 0.45711 | 0.45711 | 0.45711 | 0.45711 | 0.45711 | 0.45711 | 0.45711
IL Fac. Spec. - NOX Rate Summer v3.1, Unit 766 and retrofits | 558 | 1797 | Rate Constraint in lbs/MMBtu | FALSE | L | Annual | Constraint Shadow Price | US2011$/Ton | 0 | 0 | 0 | 0 | 0 | 0 | 0
IL Fac. Spec. - NOX Rate Summer v3.1, Unit 767 and retrofits | 559 | 1797 | Rate Constraint in lbs/MMBtu | FALSE | L | Annual | Seasons Included | Seasons | Summer | Summer | Summer | Summer | Summer | Summer | Summer
IL Fac. Spec. - NOX Rate Summer v3.1, Unit 767 and retrofits | 559 | 1797 | Rate Constraint in lbs/MMBtu | FALSE | L | Annual | Standard | lb/MMBtu | 0.25 | 0.25 | 0.25 | 0.25 | 0.25 | 0.25 | 0.25
IL Fac. Spec. - NOX Rate Summer v3.1, Unit 767 and retrofits | 559 | 1797 | Rate Constraint in lbs/MMBtu | FALSE | L | Annual | Emissions at Affected Plants NOX | Thousand Tons | 0.0030009 | 0.0030009 | 0.0030009 | 0.0030009 | 0.0030009 | 0.00099848 | 0.00099848
IL Fac. Spec. - NOX Rate Summer v3.1, Unit 767 and retrofits | 559 | 1797 | Rate Constraint in lbs/MMBtu | FALSE | L | Annual | Allowances Purchased NOX | Thousand Tons | 0 | 0 | 0 | 0 | 0 | 0 | 0
IL Fac. Spec. - NOX Rate Summer v3.1, Unit 767 and retrofits | 559 | 1797 | Rate Constraint in lbs/MMBtu | FALSE | L | Annual | Allowances Sold NOX | Thousand Tons | 0 | 0 | 0 | 0 | 0 | 0 | 0
IL Fac. Spec. - NOX Rate Summer v3.1, Unit 767 and retrofits | 559 | 1797 | Rate Constraint in lbs/MMBtu | FALSE | L | Annual | Allowances Banked | Thousand Tons | 0 | 0 | 0 | 0 | 0 | 0 | 0
IL Fac. Spec. - NOX Rate Summer v3.1, Unit 767 and retrofits | 559 | 1797 | Rate Constraint in lbs/MMBtu | FALSE | L | Annual | Allowances Withdrawn (1:1) | Thousand Tons | 0 | 0 | 0 | 0 | 0 | 0 | 0
IL Fac. Spec. - NOX Rate Summer v3.1, Unit 767 and retrofits | 559 | 1797 | Rate Constraint in lbs/MMBtu | FALSE | L | Annual | Allowances Withdrawn (n:1) | Thousand Tons | 0 | 0 | 0 | 0 | 0 | 0 | 0
IL Fac. Spec. - NOX Rate Summer v3.1, Unit 767 and retrofits | 559 | 1797 | Rate Constraint in lbs/MMBtu | FALSE | L | Annual | Net Emissions Allowance Position | Thousand Tons | 0.0030009 | 0.0030009 | 0.0030009 | 0.0030009 | 0.0030009 | 0.00099848 | 0.00099848
IL Fac. Spec. - NOX Rate Summer v3.1, Unit 767 and retrofits | 559 | 1797 | Rate Constraint in lbs/MMBtu | FALSE | L | Annual | Fuel Consumed | TBtu | 0.19361 | 0.19361 | 0.19361 | 0.19361 | 0.19361 | 0.064418 | 0.064418
IL Fac. Spec. - NOX Rate Summer v3.1, Unit 767 and retrofits | 559 | 1797 | Rate Constraint in lbs/MMBtu | FALSE | L | Annual | Rate | lb/MMBtu | 0.031 | 0.031 | 0.031 | 0.031 | 0.031 | 0.031 | 0.031
IL Fac. Spec. - NOX Rate Summer v3.1, Unit 767 and retrofits | 559 | 1797 | Rate Constraint in lbs/MMBtu | FALSE | L | Annual | Generation | TWh | 0.017319 | 0.017319 | 0.017319 | 0.017319 | 0.017319 | 0.0057624 | 0.0057624
IL Fac. Spec. - NOX Rate Summer v3.1, Unit 767 and retrofits | 559 | 1797 | Rate Constraint in lbs/MMBtu | FALSE | L | Annual | Qualifying Generation | TWh | 0.017319 | 0.017319 | 0.017319 | 0.017319 | 0.017319 | 0.0057624 | 0.0057624
IL Fac. Spec. - NOX Rate Summer v3.1, Unit 767 and retrofits | 559 | 1797 | Rate Constraint in lbs/MMBtu | FALSE | L | Annual | Rate | lb/MWh | 0.17327 | 0.17327 | 0.17327 | 0.17327 | 0.17327 | 0.17327 | 0.17327
IL Fac. Spec. - NOX Rate Summer v3.1, Unit 767 and retrofits | 559 | 1797 | Rate Constraint in lbs/MMBtu | FALSE | L | Annual | Constraint Shadow Price | US2011$/Ton | 0 | 0 | 0 | 0 | 0 | 0 | 0
IL Fac. Spec. - NOX Rate Summer v3.1, Unit 768 and retrofits | 560 | 1797 | Rate Constraint in lbs/MMBtu | FALSE | L | Annual | Seasons Included | Seasons | Summer | Summer | Summer | Summer | Summer | Summer | Summer
IL Fac. Spec. - NOX Rate Summer v3.1, Unit 768 and retrofits | 560 | 1797 | Rate Constraint in lbs/MMBtu | FALSE | L | Annual | Standard | lb/MMBtu | 0.25 | 0.25 | 0.25 | 0.25 | 0.25 | 0.25 | 0.25
IL Fac. Spec. - NOX Rate Summer v3.1, Unit 768 and retrofits | 560 | 1797 | Rate Constraint in lbs/MMBtu | FALSE | L | Annual | Emissions at Affected Plants NOX | Thousand Tons | 0.0030686 | 0.0030686 | 0.0030686 | 0.0030686 | 0.0030686 | 0.001021 | 0.001021
IL Fac. Spec. - NOX Rate Summer v3.1, Unit 768 and retrofits | 560 | 1797 | Rate Constraint in lbs/MMBtu | FALSE | L | Annual | Allowances Purchased NOX | Thousand Tons | 0 | 0 | 0 | 0 | 0 | 0 | 0
IL Fac. Spec. - NOX Rate Summer v3.1, Unit 768 and retrofits | 560 | 1797 | Rate Constraint in lbs/MMBtu | FALSE | L | Annual | Allowances Sold NOX | Thousand Tons | 0 | 0 | 0 | 0 | 0 | 0 | 0
IL Fac. Spec. - NOX Rate Summer v3.1, Unit 768 and retrofits | 560 | 1797 | Rate Constraint in lbs/MMBtu | FALSE | L | Annual | Allowances Banked | Thousand Tons | 0 | 0 | 0 | 0 | 0 | 0 | 0
IL Fac. Spec. - NOX Rate Summer v3.1, Unit 768 and retrofits | 560 | 1797 | Rate Constraint in lbs/MMBtu | FALSE | L | Annual | Allowances Withdrawn (1:1) | Thousand Tons | 0 | 0 | 0 | 0 | 0 | 0 | 0
IL Fac. Spec. - NOX Rate Summer v3.1, Unit 768 and retrofits | 560 | 1797 | Rate Constraint in lbs/MMBtu | FALSE | L | Annual | Allowances Withdrawn (n:1) | Thousand Tons | 0 | 0 | 0 | 0 | 0 | 0 | 0
IL Fac. Spec. - NOX Rate Summer v3.1, Unit 768 and retrofits | 560 | 1797 | Rate Constraint in lbs/MMBtu | FALSE | L | Annual | Net Emissions Allowance Position | Thousand Tons | 0.0030686 | 0.0030686 | 0.0030686 | 0.0030686 | 0.0030686 | 0.001021 | 0.001021
IL Fac. Spec. - NOX Rate Summer v3.1, Unit 768 and retrofits | 560 | 1797 | Rate Constraint in lbs/MMBtu | FALSE | L | Annual | Fuel Consumed | TBtu | 0.19361 | 0.19361 | 0.19361 | 0.19361 | 0.19361 | 0.064418 | 0.064418
IL Fac. Spec. - NOX Rate Summer v3.1, Unit 768 and retrofits | 560 | 1797 | Rate Constraint in lbs/MMBtu | FALSE | L | Annual | Rate | lb/MMBtu | 0.0317 | 0.0317 | 0.0317 | 0.0317 | 0.0317 | 0.0317 | 0.0317
IL Fac. Spec. - NOX Rate Summer v3.1, Unit 768 and retrofits | 560 | 1797 | Rate Constraint in lbs/MMBtu | FALSE | L | Annual | Generation | TWh | 0.017319 | 0.017319 | 0.017319 | 0.017319 | 0.017319 | 0.0057624 | 0.0057624
IL Fac. Spec. - NOX Rate Summer v3.1, Unit 768 and retrofits | 560 | 1797 | Rate Constraint in lbs/MMBtu | FALSE | L | Annual | Qualifying Generation | TWh | 0.017319 | 0.017319 | 0.017319 | 0.017319 | 0.017319 | 0.0057624 | 0.0057624
IL Fac. Spec. - NOX Rate Summer v3.1, Unit 768 and retrofits | 560 | 1797 | Rate Constraint in lbs/MMBtu | FALSE | L | Annual | Rate | lb/MWh | 0.17719 | 0.17719 | 0.17719 | 0.17719 | 0.17719 | 0.17719 | 0.17719
IL Fac. Spec. - NOX Rate Summer v3.1, Unit 768 and retrofits | 560 | 1797 | Rate Constraint in lbs/MMBtu | FALSE | L | Annual | Constraint Shadow Price | US2011$/Ton | 0 | 0 | 0 | 0 | 0 | 0 | 0
IL Fac. Spec. - NOX Rate Summer v3.1, Unit 769 and retrofits | 561 | 1797 | Rate Constraint in lbs/MMBtu | FALSE | L | Annual | Seasons Included | Seasons | Summer | Summer | Summer | Summer | Summer | Summer | Summer
IL Fac. Spec. - NOX Rate Summer v3.1, Unit 769 and retrofits | 561 | 1797 | Rate Constraint in lbs/MMBtu | FALSE | L | Annual | Standard | lb/MMBtu | 0.25 | 0.25 | 0.25 | 0.25 | 0.25 | 0.25 | 0.25
IL Fac. Spec. - NOX Rate Summer v3.1, Unit 769 and retrofits | 561 | 1797 | Rate Constraint in lbs/MMBtu | FALSE | L | Annual | Emissions at Affected Plants NOX | Thousand Tons | 0.008054 | 0.008054 | 0.008054 | 0.008054 | 0.008054 | 0.0026798 | 0.0026798
IL Fac. Spec. - NOX Rate Summer v3.1, Unit 769 and retrofits | 561 | 1797 | Rate Constraint in lbs/MMBtu | FALSE | L | Annual | Allowances Purchased NOX | Thousand Tons | 0 | 0 | 0 | 0 | 0 | 0 | 0
IL Fac. Spec. - NOX Rate Summer v3.1, Unit 769 and retrofits | 561 | 1797 | Rate Constraint in lbs/MMBtu | FALSE | L | Annual | Allowances Sold NOX | Thousand Tons | 0 | 0 | 0 | 0 | 0 | 0 | 0
IL Fac. Spec. - NOX Rate Summer v3.1, Unit 769 and retrofits | 561 | 1797 | Rate Constraint in lbs/MMBtu | FALSE | L | Annual | Allowances Banked | Thousand Tons | 0 | 0 | 0 | 0 | 0 | 0 | 0
IL Fac. Spec. - NOX Rate Summer v3.1, Unit 769 and retrofits | 561 | 1797 | Rate Constraint in lbs/MMBtu | FALSE | L | Annual | Allowances Withdrawn (1:1) | Thousand Tons | 0 | 0 | 0 | 0 | 0 | 0 | 0
IL Fac. Spec. - NOX Rate Summer v3.1, Unit 769 and retrofits | 561 | 1797 | Rate Constraint in lbs/MMBtu | FALSE | L | Annual | Allowances Withdrawn (n:1) | Thousand Tons | 0 | 0 | 0 | 0 | 0 | 0 | 0
IL Fac. Spec. - NOX Rate Summer v3.1, Unit 769 and retrofits | 561 | 1797 | Rate Constraint in lbs/MMBtu | FALSE | L | Annual | Net Emissions Allowance Position | Thousand Tons | 0.008054 | 0.008054 | 0.008054 | 0.008054 | 0.008054 | 0.0026798 | 0.0026798
IL Fac. Spec. - NOX Rate Summer v3.1, Unit 769 and retrofits | 561 | 1797 | Rate Constraint in lbs/MMBtu | FALSE | L | Annual | Fuel Consumed | TBtu | 0.19361 | 0.19361 | 0.19361 | 0.19361 | 0.19361 | 0.064418 | 0.064418
IL Fac. Spec. - NOX Rate Summer v3.1, Unit 769 and retrofits | 561 | 1797 | Rate Constraint in lbs/MMBtu | FALSE | L | Annual | Rate | lb/MMBtu | 0.0832 | 0.0832 | 0.0832 | 0.0832 | 0.0832 | 0.0832 | 0.0832
IL Fac. Spec. - NOX Rate Summer v3.1, Unit 769 and retrofits | 561 | 1797 | Rate Constraint in lbs/MMBtu | FALSE | L | Annual | Generation | TWh | 0.017319 | 0.017319 | 0.017319 | 0.017319 | 0.017319 | 0.0057624 | 0.0057624
IL Fac. Spec. - NOX Rate Summer v3.1, Unit 769 and retrofits | 561 | 1797 | Rate Constraint in lbs/MMBtu | FALSE | L | Annual | Qualifying Generation | TWh | 0.017319 | 0.017319 | 0.017319 | 0.017319 | 0.017319 | 0.0057624 | 0.0057624
IL Fac. Spec. - NOX Rate Summer v3.1, Unit 769 and retrofits | 561 | 1797 | Rate Constraint in lbs/MMBtu | FALSE | L | Annual | Rate | lb/MWh | 0.46505 | 0.46505 | 0.46505 | 0.46505 | 0.46505 | 0.46505 | 0.46505
IL Fac. Spec. - NOX Rate Summer v3.1, Unit 769 and retrofits | 561 | 1797 | Rate Constraint in lbs/MMBtu | FALSE | L | Annual | Constraint Shadow Price | US2011$/Ton | 0 | 0 | 0 | 0 | 0 | 0 | 0
IL Fac. Spec. - NOX Rate Summer v3.1, Unit 770 and retrofits | 562 | 1797 | Rate Constraint in lbs/MMBtu | FALSE | L | Annual | Seasons Included | Seasons | Summer | Summer | Summer | Summer | Summer | Summer | Summer
IL Fac. Spec. - NOX Rate Summer v3.1, Unit 770 and retrofits | 562 | 1797 | Rate Constraint in lbs/MMBtu | FALSE | L | Annual | Standard | lb/MMBtu | 0.25 | 0.25 | 0.25 | 0.25 | 0.25 | 0.25 | 0.25
IL Fac. Spec. - NOX Rate Summer v3.1, Unit 770 and retrofits | 562 | 1797 | Rate Constraint in lbs/MMBtu | FALSE | L | Annual | Emissions at Affected Plants NOX | Thousand Tons | 0.0043368 | 0.0043368 | 0.0043368 | 0.0043368 | 0.0043368 | 0.001443 | 0.001443
IL Fac. Spec. - NOX Rate Summer v3.1, Unit 770 and retrofits | 562 | 1797 | Rate Constraint in lbs/MMBtu | FALSE | L | Annual | Allowances Purchased NOX | Thousand Tons | 0 | 0 | 0 | 0 | 0 | 0 | 0
IL Fac. Spec. - NOX Rate Summer v3.1, Unit 770 and retrofits | 562 | 1797 | Rate Constraint in lbs/MMBtu | FALSE | L | Annual | Allowances Sold NOX | Thousand Tons | 0 | 0 | 0 | 0 | 0 | 0 | 0
IL Fac. Spec. - NOX Rate Summer v3.1, Unit 770 and retrofits | 562 | 1797 | Rate Constraint in lbs/MMBtu | FALSE | L | Annual | Allowances Banked | Thousand Tons | 0 | 0 | 0 | 0 | 0 | 0 | 0
IL Fac. Spec. - NOX Rate Summer v3.1, Unit 770 and retrofits | 562 | 1797 | Rate Constraint in lbs/MMBtu | FALSE | L | Annual | Allowances Withdrawn (1:1) | Thousand Tons | 0 | 0 | 0 | 0 | 0 | 0 | 0
IL Fac. Spec. - NOX Rate Summer v3.1, Unit 770 and retrofits | 562 | 1797 | Rate Constraint in lbs/MMBtu | FALSE | L | Annual | Allowances Withdrawn (n:1) | Thousand Tons | 0 | 0 | 0 | 0 | 0 | 0 | 0
IL Fac. Spec. - NOX Rate Summer v3.1, Unit 770 and retrofits | 562 | 1797 | Rate Constraint in lbs/MMBtu | FALSE | L | Annual | Net Emissions Allowance Position | Thousand Tons | 0.0043368 | 0.0043368 | 0.0043368 | 0.0043368 | 0.0043368 | 0.001443 | 0.001443
IL Fac. Spec. - NOX Rate Summer v3.1, Unit 770 and retrofits | 562 | 1797 | Rate Constraint in lbs/MMBtu | FALSE | L | Annual | Fuel Consumed | TBtu | 0.19361 | 0.19361 | 0.19361 | 0.19361 | 0.19361 | 0.064418 | 0.064418
IL Fac. Spec. - NOX Rate Summer v3.1, Unit 770 and retrofits | 562 | 1797 | Rate Constraint in lbs/MMBtu | FALSE | L | Annual | Rate | lb/MMBtu | 0.0448 | 0.0448 | 0.0448 | 0.0448 | 0.0448 | 0.0448 | 0.0448
IL Fac. Spec. - NOX Rate Summer v3.1, Unit 770 and retrofits | 562 | 1797 | Rate Constraint in lbs/MMBtu | FALSE | L | Annual | Generation | TWh | 0.017319 | 0.017319 | 0.017319 | 0.017319 | 0.017319 | 0.0057624 | 0.0057624
IL Fac. Spec. - NOX Rate Summer v3.1, Unit 770 and retrofits | 562 | 1797 | Rate Constraint in lbs/MMBtu | FALSE | L | Annual | Qualifying Generation | TWh | 0.017319 | 0.017319 | 0.017319 | 0.017319 | 0.017319 | 0.0057624 | 0.0057624
IL Fac. Spec. - NOX Rate Summer v3.1, Unit 770 and retrofits | 562 | 1797 | Rate Constraint in lbs/MMBtu | FALSE | L | Annual | Rate | lb/MWh | 0.25041 | 0.25041 | 0.25041 | 0.25041 | 0.25041 | 0.25041 | 0.25041
IL Fac. Spec. - NOX Rate Summer v3.1, Unit 770 and retrofits | 562 | 1797 | Rate Constraint in lbs/MMBtu | FALSE | L | Annual | Constraint Shadow Price | US2011$/Ton | 0 | 0 | 0 | 0 | 0 | 0 | 0
IL Fac. Spec. - NOX Rate Summer v3.1, Unit 771 and retrofits | 563 | 1797 | Rate Constraint in lbs/MMBtu | FALSE | L | Annual | Seasons Included | Seasons | Summer | Summer | Summer | Summer | Summer | Summer | Summer
IL Fac. Spec. - NOX Rate Summer v3.1, Unit 771 and retrofits | 563 | 1797 | Rate Constraint in lbs/MMBtu | FALSE | L | Annual | Standard | lb/MMBtu | 0.25 | 0.25 | 0.25 | 0.25 | 0.25 | 0.25 | 0.25
IL Fac. Spec. - NOX Rate Summer v3.1, Unit 771 and retrofits | 563 | 1797 | Rate Constraint in lbs/MMBtu | FALSE | L | Annual | Emissions at Affected Plants NOX | Thousand Tons | 0.00062619 | 0.00062619 | 0.00062619 | 0.00062619 | 0.00062619 | 0 | 0
IL Fac. Spec. - NOX Rate Summer v3.1, Unit 771 and retrofits | 563 | 1797 | Rate Constraint in lbs/MMBtu | FALSE | L | Annual | Allowances Purchased NOX | Thousand Tons | 0 | 0 | 0 | 0 | 0 | 0 | 0
IL Fac. Spec. - NOX Rate Summer v3.1, Unit 771 and retrofits | 563 | 1797 | Rate Constraint in lbs/MMBtu | FALSE | L | Annual | Allowances Sold NOX | Thousand Tons | 0 | 0 | 0 | 0 | 0 | 0 | 0
IL Fac. Spec. - NOX Rate Summer v3.1, Unit 771 and retrofits | 563 | 1797 | Rate Constraint in lbs/MMBtu | FALSE | L | Annual | Allowances Banked | Thousand Tons | 0 | 0 | 0 | 0 | 0 | 0 | 0
IL Fac. Spec. - NOX Rate Summer v3.1, Unit 771 and retrofits | 563 | 1797 | Rate Constraint in lbs/MMBtu | FALSE | L | Annual | Allowances Withdrawn (1:1) | Thousand Tons | 0 | 0 | 0 | 0 | 0 | 0 | 0
IL Fac. Spec. - NOX Rate Summer v3.1, Unit 771 and retrofits | 563 | 1797 | Rate Constraint in lbs/MMBtu | FALSE | L | Annual | Allowances Withdrawn (n:1) | Thousand Tons | 0 | 0 | 0 | 0 | 0 | 0 | 0
IL Fac. Spec. - NOX Rate Summer v3.1, Unit 771 and retrofits | 563 | 1797 | Rate Constraint in lbs/MMBtu | FALSE | L | Annual | Net Emissions Allowance Position | Thousand Tons | 0.00062619 | 0.00062619 | 0.00062619 | 0.00062619 | 0.00062619 | 0 | 0
IL Fac. Spec. - NOX Rate Summer v3.1, Unit 771 and retrofits | 563 | 1797 | Rate Constraint in lbs/MMBtu | FALSE | L | Annual | Fuel Consumed | TBtu | 0.04114 | 0.04114 | 0.04114 | 0.04114 | 0.04114 | 0 | 0
IL Fac. Spec. - NOX Rate Summer v3.1, Unit 771 and retrofits | 563 | 1797 | Rate Constraint in lbs/MMBtu | FALSE | L | Annual | Rate | lb/MMBtu | 0.030442 | 0.030442 | 0.030442 | 0.030442 | 0.030442 | 0 | 0
IL Fac. Spec. - NOX Rate Summer v3.1, Unit 771 and retrofits | 563 | 1797 | Rate Constraint in lbs/MMBtu | FALSE | L | Annual | Generation | TWh | 0.0025336 | 0.0025336 | 0.0025336 | 0.0025336 | 0.0025336 | 0 | 0
IL Fac. Spec. - NOX Rate Summer v3.1, Unit 771 and retrofits | 563 | 1797 | Rate Constraint in lbs/MMBtu | FALSE | L | Annual | Qualifying Generation | TWh | 0.0025336 | 0.0025336 | 0.0025336 | 0.0025336 | 0.0025336 | 0 | 0
IL Fac. Spec. - NOX Rate Summer v3.1, Unit 771 and retrofits | 563 | 1797 | Rate Constraint in lbs/MMBtu | FALSE | L | Annual | Rate | lb/MWh | 0.24716 | 0.24716 | 0.24716 | 0.24716 | 0.24716 | 0 | 0
IL Fac. Spec. - NOX Rate Summer v3.1, Unit 771 and retrofits | 563 | 1797 | Rate Constraint in lbs/MMBtu | FALSE | L | Annual | Constraint Shadow Price | US2011$/Ton | 0 | 0 | 0 | 0 | 0 | 0 | 0
IL Fac. Spec. - NOX Rate Summer v3.1, Unit 772 and retrofits | 564 | 1797 | Rate Constraint in lbs/MMBtu | FALSE | L | Annual | Seasons Included | Seasons | Summer | Summer | Summer | Summer | Summer | Summer | Summer
IL Fac. Spec. - NOX Rate Summer v3.1, Unit 772 and retrofits | 564 | 1797 | Rate Constraint in lbs/MMBtu | FALSE | L | Annual | Standard | lb/MMBtu | 0.25 | 0.25 | 0.25 | 0.25 | 0.25 | 0.25 | 0.25
IL Fac. Spec. - NOX Rate Summer v3.1, Unit 772 and retrofits | 564 | 1797 | Rate Constraint in lbs/MMBtu | FALSE | L | Annual | Emissions at Affected Plants NOX | Thousand Tons | 0.0005416 | 0.0005416 | 0.0005416 | 0.0005416 | 0.0005416 | 0 | 0
IL Fac. Spec. - NOX Rate Summer v3.1, Unit 772 and retrofits | 564 | 1797 | Rate Constraint in lbs/MMBtu | FALSE | L | Annual | Allowances Purchased NOX | Thousand Tons | 0 | 0 | 0 | 0 | 0 | 0 | 0
IL Fac. Spec. - NOX Rate Summer v3.1, Unit 772 and retrofits | 564 | 1797 | Rate Constraint in lbs/MMBtu | FALSE | L | Annual | Allowances Sold NOX | Thousand Tons | 0 | 0 | 0 | 0 | 0 | 0 | 0
IL Fac. Spec. - NOX Rate Summer v3.1, Unit 772 and retrofits | 564 | 1797 | Rate Constraint in lbs/MMBtu | FALSE | L | Annual | Allowances Banked | Thousand Tons | 0 | 0 | 0 | 0 | 0 | 0 | 0
IL Fac. Spec. - NOX Rate Summer v3.1, Unit 772 and retrofits | 564 | 1797 | Rate Constraint in lbs/MMBtu | FALSE | L | Annual | Allowances Withdrawn (1:1) | Thousand Tons | 0 | 0 | 0 | 0 | 0 | 0 | 0
IL Fac. Spec. - NOX Rate Summer v3.1, Unit 772 and retrofits | 564 | 1797 | Rate Constraint in lbs/MMBtu | FALSE | L | Annual | Allowances Withdrawn (n:1) | Thousand Tons | 0 | 0 | 0 | 0 | 0 | 0 | 0
IL Fac. Spec. - NOX Rate Summer v3.1, Unit 772 and retrofits | 564 | 1797 | Rate Constraint in lbs/MMBtu | FALSE | L | Annual | Net Emissions Allowance Position | Thousand Tons | 0.0005416 | 0.0005416 | 0.0005416 | 0.0005416 | 0.0005416 | 0 | 0
IL Fac. Spec. - NOX Rate Summer v3.1, Unit 772 and retrofits | 564 | 1797 | Rate Constraint in lbs/MMBtu | FALSE | L | Annual | Fuel Consumed | TBtu | 0.041143 | 0.041143 | 0.041143 | 0.041143 | 0.041143 | 0 | 0
IL Fac. Spec. - NOX Rate Summer v3.1, Unit 772 and retrofits | 564 | 1797 | Rate Constraint in lbs/MMBtu | FALSE | L | Annual | Rate | lb/MMBtu | 0.026328 | 0.026328 | 0.026328 | 0.026328 | 0.026328 | 0 | 0
IL Fac. Spec. - NOX Rate Summer v3.1, Unit 772 and retrofits | 564 | 1797 | Rate Constraint in lbs/MMBtu | FALSE | L | Annual | Generation | TWh | 0.0025336 | 0.0025336 | 0.0025336 | 0.0025336 | 0.0025336 | 0 | 0
IL Fac. Spec. - NOX Rate Summer v3.1, Unit 772 and retrofits | 564 | 1797 | Rate Constraint in lbs/MMBtu | FALSE | L | Annual | Qualifying Generation | TWh | 0.0025336 | 0.0025336 | 0.0025336 | 0.0025336 | 0.0025336 | 0 | 0
IL Fac. Spec. - NOX Rate Summer v3.1, Unit 772 and retrofits | 564 | 1797 | Rate Constraint in lbs/MMBtu | FALSE | L | Annual | Rate | lb/MWh | 0.21377 | 0.21377 | 0.21377 | 0.21377 | 0.21377 | 0 | 0
IL Fac. Spec. - NOX Rate Summer v3.1, Unit 772 and retrofits | 564 | 1797 | Rate Constraint in lbs/MMBtu | FALSE | L | Annual | Constraint Shadow Price | US2011$/Ton | 0 | 0 | 0 | 0 | 0 | 0 | 0
IL Fac. Spec. - NOX Rate Summer v3.1, Unit 773 and retrofits | 565 | 1797 | Rate Constraint in lbs/MMBtu | FALSE | L | Annual | Seasons Included | Seasons | Summer | Summer | Summer | Summer | Summer | Summer | Summer
IL Fac. Spec. - NOX Rate Summer v3.1, Unit 773 and retrofits | 565 | 1797 | Rate Constraint in lbs/MMBtu | FALSE | L | Annual | Standard | lb/MMBtu | 0.25 | 0.25 | 0.25 | 0.25 | 0.25 | 0.25 | 0.25
IL Fac. Spec. - NOX Rate Summer v3.1, Unit 773 and retrofits | 565 | 1797 | Rate Constraint in lbs/MMBtu | FALSE | L | Annual | Emissions at Affected Plants NOX | Thousand Tons | 0.0005213 | 0.0005213 | 0.0005213 | 0.0005213 | 0.0005213 | 0 | 0
IL Fac. Spec. - NOX Rate Summer v3.1, Unit 773 and retrofits | 565 | 1797 | Rate Constraint in lbs/MMBtu | FALSE | L | Annual | Allowances Purchased NOX | Thousand Tons | 0 | 0 | 0 | 0 | 0 | 0 | 0
IL Fac. Spec. - NOX Rate Summer v3.1, Unit 773 and retrofits | 565 | 1797 | Rate Constraint in lbs/MMBtu | FALSE | L | Annual | Allowances Sold NOX | Thousand Tons | 0 | 0 | 0 | 0 | 0 | 0 | 0
IL Fac. Spec. - NOX Rate Summer v3.1, Unit 773 and retrofits | 565 | 1797 | Rate Constraint in lbs/MMBtu | FALSE | L | Annual | Allowances Banked | Thousand Tons | 0 | 0 | 0 | 0 | 0 | 0 | 0
IL Fac. Spec. - NOX Rate Summer v3.1, Unit 773 and retrofits | 565 | 1797 | Rate Constraint in lbs/MMBtu | FALSE | L | Annual | Allowances Withdrawn (1:1) | Thousand Tons | 0 | 0 | 0 | 0 | 0 | 0 | 0
IL Fac. Spec. - NOX Rate Summer v3.1, Unit 773 and retrofits | 565 | 1797 | Rate Constraint in lbs/MMBtu | FALSE | L | Annual | Allowances Withdrawn (n:1) | Thousand Tons | 0 | 0 | 0 | 0 | 0 | 0 | 0
IL Fac. Spec. - NOX Rate Summer v3.1, Unit 773 and retrofits | 565 | 1797 | Rate Constraint in lbs/MMBtu | FALSE | L | Annual | Net Emissions Allowance Position | Thousand Tons | 0.0005213 | 0.0005213 | 0.0005213 | 0.0005213 | 0.0005213 | 0 | 0
IL Fac. Spec. - NOX Rate Summer v3.1, Unit 773 and retrofits | 565 | 1797 | Rate Constraint in lbs/MMBtu | FALSE | L | Annual | Fuel Consumed | TBtu | 0.041143 | 0.041143 | 0.041143 | 0.041143 | 0.041143 | 0 | 0
IL Fac. Spec. - NOX Rate Summer v3.1, Unit 773 and retrofits | 565 | 1797 | Rate Constraint in lbs/MMBtu | FALSE | L | Annual | Rate | lb/MMBtu | 0.025341 | 0.025341 | 0.025341 | 0.025341 | 0.025341 | 0 | 0
IL Fac. Spec. - NOX Rate Summer v3.1, Unit 773 and retrofits | 565 | 1797 | Rate Constraint in lbs/MMBtu | FALSE | L | Annual | Generation | TWh | 0.0025336 | 0.0025336 | 0.0025336 | 0.0025336 | 0.0025336 | 0 | 0
IL Fac. Spec. - NOX Rate Summer v3.1, Unit 773 and retrofits | 565 | 1797 | Rate Constraint in lbs/MMBtu | FALSE | L | Annual | Qualifying Generation | TWh | 0.0025336 | 0.0025336 | 0.0025336 | 0.0025336 | 0.0025336 | 0 | 0
IL Fac. Spec. - NOX Rate Summer v3.1, Unit 773 and retrofits | 565 | 1797 | Rate Constraint in lbs/MMBtu | FALSE | L | Annual | Rate | lb/MWh | 0.20575 | 0.20575 | 0.20575 | 0.20575 | 0.20575 | 0 | 0
IL Fac. Spec. - NOX Rate Summer v3.1, Unit 773 and retrofits | 565 | 1797 | Rate Constraint in lbs/MMBtu | FALSE | L | Annual | Constraint Shadow Price | US2011$/Ton | 0 | 0 | 0 | 0 | 0 | 0 | 0
IL Fac. Spec. - NOX Rate Summer v3.1, Unit 774 and retrofits | 566 | 1797 | Rate Constraint in lbs/MMBtu | FALSE | L | Annual | Seasons Included | Seasons | Summer | Summer | Summer | Summer | Summer | Summer | Summer
IL Fac. Spec. - NOX Rate Summer v3.1, Unit 774 and retrofits | 566 | 1797 | Rate Constraint in lbs/MMBtu | FALSE | L | Annual | Standard | lb/MMBtu | 0.25 | 0.25 | 0.25 | 0.25 | 0.25 | 0.25 | 0.25
IL Fac. Spec. - NOX Rate Summer v3.1, Unit 774 and retrofits | 566 | 1797 | Rate Constraint in lbs/MMBtu | FALSE | L | Annual | Emissions at Affected Plants NOX | Thousand Tons | 0.00059451 | 0.00059451 | 0.00059451 | 0.00059451 | 0.00059451 | 0 | 0
IL Fac. Spec. - NOX Rate Summer v3.1, Unit 774 and retrofits | 566 | 1797 | Rate Constraint in lbs/MMBtu | FALSE | L | Annual | Allowances Purchased NOX | Thousand Tons | 0 | 0 | 0 | 0 | 0 | 0 | 0
IL Fac. Spec. - NOX Rate Summer v3.1, Unit 774 and retrofits | 566 | 1797 | Rate Constraint in lbs/MMBtu | FALSE | L | Annual | Allowances Sold NOX | Thousand Tons | 0 | 0 | 0 | 0 | 0 | 0 | 0
IL Fac. Spec. - NOX Rate Summer v3.1, Unit 774 and retrofits | 566 | 1797 | Rate Constraint in lbs/MMBtu | FALSE | L | Annual | Allowances Banked | Thousand Tons | 0 | 0 | 0 | 0 | 0 | 0 | 0
IL Fac. Spec. - NOX Rate Summer v3.1, Unit 774 and retrofits | 566 | 1797 | Rate Constraint in lbs/MMBtu | FALSE | L | Annual | Allowances Withdrawn (1:1) | Thousand Tons | 0 | 0 | 0 | 0 | 0 | 0 | 0
IL Fac. Spec. - NOX Rate Summer v3.1, Unit 774 and retrofits | 566 | 1797 | Rate Constraint in lbs/MMBtu | FALSE | L | Annual | Allowances Withdrawn (n:1) | Thousand Tons | 0 | 0 | 0 | 0 | 0 | 0 | 0
IL Fac. Spec. - NOX Rate Summer v3.1, Unit 774 and retrofits | 566 | 1797 | Rate Constraint in lbs/MMBtu | FALSE | L | Annual | Net Emissions Allowance Position | Thousand Tons | 0.00059451 | 0.00059451 | 0.00059451 | 0.00059451 | 0.00059451 | 0 | 0
IL Fac. Spec. - NOX Rate Summer v3.1, Unit 774 and retrofits | 566 | 1797 | Rate Constraint in lbs/MMBtu | FALSE | L | Annual | Fuel Consumed | TBtu | 0.041143 | 0.041143 | 0.041143 | 0.041143 | 0.041143 | 0 | 0
IL Fac. Spec. - NOX Rate Summer v3.1, Unit 774 and retrofits | 566 | 1797 | Rate Constraint in lbs/MMBtu | FALSE | L | Annual | Rate | lb/MMBtu | 0.0289 | 0.0289 | 0.0289 | 0.0289 | 0.0289 | 0 | 0
IL Fac. Spec. - NOX Rate Summer v3.1, Unit 774 and retrofits | 566 | 1797 | Rate Constraint in lbs/MMBtu | FALSE | L | Annual | Generation | TWh | 0.0025336 | 0.0025336 | 0.0025336 | 0.0025336 | 0.0025336 | 0 | 0
IL Fac. Spec. - NOX Rate Summer v3.1, Unit 774 and retrofits | 566 | 1797 | Rate Constraint in lbs/MMBtu | FALSE | L | Annual | Qualifying Generation | TWh | 0.0025336 | 0.0025336 | 0.0025336 | 0.0025336 | 0.0025336 | 0 | 0
IL Fac. Spec. - NOX Rate Summer v3.1, Unit 774 and retrofits | 566 | 1797 | Rate Constraint in lbs/MMBtu | FALSE | L | Annual | Rate | lb/MWh | 0.23465 | 0.23465 | 0.23465 | 0.23465 | 0.23465 | 0 | 0
IL Fac. Spec. - NOX Rate Summer v3.1, Unit 774 and retrofits | 566 | 1797 | Rate Constraint in lbs/MMBtu | FALSE | L | Annual | Constraint Shadow Price | US2011$/Ton | 0 | 0 | 0 | 0 | 0 | 0 | 0
IL Fac. Spec. - NOX Rate Summer v3.1, Unit 775 and retrofits | 567 | 1797 | Rate Constraint in lbs/MMBtu | FALSE | L | Annual | Seasons Included | Seasons | Summer | Summer | Summer | Summer | Summer | Summer | Summer
IL Fac. Spec. - NOX Rate Summer v3.1, Unit 775 and retrofits | 567 | 1797 | Rate Constraint in lbs/MMBtu | FALSE | L | Annual | Standard | lb/MMBtu | 0.25 | 0.25 | 0.25 | 0.25 | 0.25 | 0.25 | 0.25
IL Fac. Spec. - NOX Rate Summer v3.1, Unit 775 and retrofits | 567 | 1797 | Rate Constraint in lbs/MMBtu | FALSE | L | Annual | Emissions at Affected Plants NOX | Thousand Tons | 0.013385 | 0.013385 | 0.013385 | 0.013385 | 0.013385 | 0.0044536 | 0.0044536
IL Fac. Spec. - NOX Rate Summer v3.1, Unit 775 and retrofits | 567 | 1797 | Rate Constraint in lbs/MMBtu | FALSE | L | Annual | Allowances Purchased NOX | Thousand Tons | 0 | 0 | 0 | 0 | 0 | 0 | 0
IL Fac. Spec. - NOX Rate Summer v3.1, Unit 775 and retrofits | 567 | 1797 | Rate Constraint in lbs/MMBtu | FALSE | L | Annual | Allowances Sold NOX | Thousand Tons | 0 | 0 | 0 | 0 | 0 | 0 | 0
IL Fac. Spec. - NOX Rate Summer v3.1, Unit 775 and retrofits | 567 | 1797 | Rate Constraint in lbs/MMBtu | FALSE | L | Annual | Allowances Banked | Thousand Tons | 0 | 0 | 0 | 0 | 0 | 0 | 0
IL Fac. Spec. - NOX Rate Summer v3.1, Unit 775 and retrofits | 567 | 1797 | Rate Constraint in lbs/MMBtu | FALSE | L | Annual | Allowances Withdrawn (1:1) | Thousand Tons | 0 | 0 | 0 | 0 | 0 | 0 | 0
IL Fac. Spec. - NOX Rate Summer v3.1, Unit 775 and retrofits | 567 | 1797 | Rate Constraint in lbs/MMBtu | FALSE | L | Annual | Allowances Withdrawn (n:1) | Thousand Tons | 0 | 0 | 0 | 0 | 0 | 0 | 0
IL Fac. Spec. - NOX Rate Summer v3.1, Unit 775 and retrofits | 567 | 1797 | Rate Constraint in lbs/MMBtu | FALSE | L | Annual | Net Emissions Allowance Position | Thousand Tons | 0.013385 | 0.013385 | 0.013385 | 0.013385 | 0.013385 | 0.0044536 | 0.0044536
IL Fac. Spec. - NOX Rate Summer v3.1, Unit 775 and retrofits | 567 | 1797 | Rate Constraint in lbs/MMBtu | FALSE | L | Annual | Fuel Consumed | TBtu | 0.24457 | 0.24457 | 0.24457 | 0.24457 | 0.24457 | 0.081377 | 0.081377
IL Fac. Spec. - NOX Rate Summer v3.1, Unit 775 and retrofits | 567 | 1797 | Rate Constraint in lbs/MMBtu | FALSE | L | Annual | Rate | lb/MMBtu | 0.10946 | 0.10946 | 0.10946 | 0.10946 | 0.10946 | 0.10946 | 0.10946
IL Fac. Spec. - NOX Rate Summer v3.1, Unit 775 and retrofits | 567 | 1797 | Rate Constraint in lbs/MMBtu | FALSE | L | Annual | Generation | TWh | 0.022762 | 0.022762 | 0.022762 | 0.022762 | 0.022762 | 0.0075734 | 0.0075734
IL Fac. Spec. - NOX Rate Summer v3.1, Unit 775 and retrofits | 567 | 1797 | Rate Constraint in lbs/MMBtu | FALSE | L | Annual | Qualifying Generation | TWh | 0.022762 | 0.022762 | 0.022762 | 0.022762 | 0.022762 | 0.0075734 | 0.0075734
IL Fac. Spec. - NOX Rate Summer v3.1, Unit 775 and retrofits | 567 | 1797 | Rate Constraint in lbs/MMBtu | FALSE | L | Annual | Rate | lb/MWh | 0.58805 | 0.58805 | 0.58805 | 0.58805 | 0.58805 | 0.58805 | 0.58805
IL Fac. Spec. - NOX Rate Summer v3.1, Unit 775 and retrofits | 567 | 1797 | Rate Constraint in lbs/MMBtu | FALSE | L | Annual | Constraint Shadow Price | US2011$/Ton | 0 | 0 | 0 | 0 | 0 | 0 | 0
IL Fac. Spec. - NOX Rate Summer v3.1, Unit 776 and retrofits | 568 | 1797 | Rate Constraint in lbs/MMBtu | FALSE | L | Annual | Seasons Included | Seasons | Summer | Summer | Summer | Summer | Summer | Summer | Summer
IL Fac. Spec. - NOX Rate Summer v3.1, Unit 776 and retrofits | 568 | 1797 | Rate Constraint in lbs/MMBtu | FALSE | L | Annual | Standard | lb/MMBtu | 0.25 | 0.25 | 0.25 | 0.25 | 0.25 | 0.25 | 0.25
IL Fac. Spec. - NOX Rate Summer v3.1, Unit 776 and retrofits | 568 | 1797 | Rate Constraint in lbs/MMBtu | FALSE | L | Annual | Emissions at Affected Plants NOX | Thousand Tons | 0.014369 | 0.014369 | 0.014369 | 0.014369 | 0.014369 | 0.0047808 | 0.0047808
IL Fac. Spec. - NOX Rate Summer v3.1, Unit 776 and retrofits | 568 | 1797 | Rate Constraint in lbs/MMBtu | FALSE | L | Annual | Allowances Purchased NOX | Thousand Tons | 0 | 0 | 0 | 0 | 0 | 0 | 0
IL Fac. Spec. - NOX Rate Summer v3.1, Unit 776 and retrofits | 568 | 1797 | Rate Constraint in lbs/MMBtu | FALSE | L | Annual | Allowances Sold NOX | Thousand Tons | 0 | 0 | 0 | 0 | 0 | 0 | 0
IL Fac. Spec. - NOX Rate Summer v3.1, Unit 776 and retrofits | 568 | 1797 | Rate Constraint in lbs/MMBtu | FALSE | L | Annual | Allowances Banked | Thousand Tons | 0 | 0 | 0 | 0 | 0 | 0 | 0
IL Fac. Spec. - NOX Rate Summer v3.1, Unit 776 and retrofits | 568 | 1797 | Rate Constraint in lbs/MMBtu | FALSE | L | Annual | Allowances Withdrawn (1:1) | Thousand Tons | 0 | 0 | 0 | 0 | 0 | 0 | 0
IL Fac. Spec. - NOX Rate Summer v3.1, Unit 776 and retrofits | 568 | 1797 | Rate Constraint in lbs/MMBtu | FALSE | L | Annual | Allowances Withdrawn (n:1) | Thousand Tons | 0 | 0 | 0 | 0 | 0 | 0 | 0
IL Fac. Spec. - NOX Rate Summer v3.1, Unit 776 and retrofits | 568 | 1797 | Rate Constraint in lbs/MMBtu | FALSE | L | Annual | Net Emissions Allowance Position | Thousand Tons | 0.014369 | 0.014369 | 0.014369 | 0.014369 | 0.014369 | 0.0047808 | 0.0047808
IL Fac. Spec. - NOX Rate Summer v3.1, Unit 776 and retrofits | 568 | 1797 | Rate Constraint in lbs/MMBtu | FALSE | L | Annual | Fuel Consumed | TBtu | 0.23926 | 0.23926 | 0.23926 | 0.23926 | 0.23926 | 0.079608 | 0.079608
IL Fac. Spec. - NOX Rate Summer v3.1, Unit 776 and retrofits | 568 | 1797 | Rate Constraint in lbs/MMBtu | FALSE | L | Annual | Rate | lb/MMBtu | 0.12011 | 0.12011 | 0.12011 | 0.12011 | 0.12011 | 0.12011 | 0.12011
IL Fac. Spec. - NOX Rate Summer v3.1, Unit 776 and retrofits | 568 | 1797 | Rate Constraint in lbs/MMBtu | FALSE | L | Annual | Generation | TWh | 0.022267 | 0.022267 | 0.022267 | 0.022267 | 0.022267 | 0.0074088 | 0.0074088
IL Fac. Spec. - NOX Rate Summer v3.1, Unit 776 and retrofits | 568 | 1797 | Rate Constraint in lbs/MMBtu | FALSE | L | Annual | Qualifying Generation | TWh | 0.022267 | 0.022267 | 0.022267 | 0.022267 | 0.022267 | 0.0074088 | 0.0074088
IL Fac. Spec. - NOX Rate Summer v3.1, Unit 776 and retrofits | 568 | 1797 | Rate Constraint in lbs/MMBtu | FALSE | L | Annual | Rate | lb/MWh | 0.64529 | 0.64529 | 0.64529 | 0.64529 | 0.64529 | 0.64529 | 0.64529
IL Fac. Spec. - NOX Rate Summer v3.1, Unit 776 and retrofits | 568 | 1797 | Rate Constraint in lbs/MMBtu | FALSE | L | Annual | Constraint Shadow Price | US2011$/Ton | 0 | 0 | 0 | 0 | 0 | 0 | 0
IL Fac. Spec. - NOX Rate Summer v3.1, Unit 777 and retrofits | 569 | 1797 | Rate Constraint in lbs/MMBtu | FALSE | L | Annual | Seasons Included | Seasons | Summer | Summer | Summer | Summer | Summer | Summer | Summer
IL Fac. Spec. - NOX Rate Summer v3.1, Unit 777 and retrofits | 569 | 1797 | Rate Constraint in lbs/MMBtu | FALSE | L | Annual | Standard | lb/MMBtu | 0.25 | 0.25 | 0.25 | 0.25 | 0.25 | 0.25 | 0.25
IL Fac. Spec. - NOX Rate Summer v3.1, Unit 777 and retrofits | 569 | 1797 | Rate Constraint in lbs/MMBtu | FALSE | L | Annual | Emissions at Affected Plants NOX | Thousand Tons | 0.013845 | 0.013845 | 0.013845 | 0.013845 | 0.013845 | 0.0046067 | 0.0046067
IL Fac. Spec. - NOX Rate Summer v3.1, Unit 777 and retrofits | 569 | 1797 | Rate Constraint in lbs/MMBtu | FALSE | L | Annual | Allowances Purchased NOX | Thousand Tons | 0 | 0 | 0 | 0 | 0 | 0 | 0
IL Fac. Spec. - NOX Rate Summer v3.1, Unit 777 and retrofits | 569 | 1797 | Rate Constraint in lbs/MMBtu | FALSE | L | Annual | Allowances Sold NOX | Thousand Tons | 0 | 0 | 0 | 0 | 0 | 0 | 0
IL Fac. Spec. - NOX Rate Summer v3.1, Unit 777 and retrofits | 569 | 1797 | Rate Constraint in lbs/MMBtu | FALSE | L | Annual | Allowances Banked | Thousand Tons | 0 | 0 | 0 | 0 | 0 | 0 | 0
IL Fac. Spec. - NOX Rate Summer v3.1, Unit 777 and retrofits | 569 | 1797 | Rate Constraint in lbs/MMBtu | FALSE | L | Annual | Allowances Withdrawn (1:1) | Thousand Tons | 0 | 0 | 0 | 0 | 0 | 0 | 0
IL Fac. Spec. - NOX Rate Summer v3.1, Unit 777 and retrofits | 569 | 1797 | Rate Constraint in lbs/MMBtu | FALSE | L | Annual | Allowances Withdrawn (n:1) | Thousand Tons | 0 | 0 | 0 | 0 | 0 | 0 | 0
IL Fac. Spec. - NOX Rate Summer v3.1, Unit 777 and retrofits | 569 | 1797 | Rate Constraint in lbs/MMBtu | FALSE | L | Annual | Net Emissions Allowance Position | Thousand Tons | 0.013845 | 0.013845 | 0.013845 | 0.013845 | 0.013845 | 0.0046067 | 0.0046067
IL Fac. Spec. - NOX Rate Summer v3.1, Unit 777 and retrofits | 569 | 1797 | Rate Constraint in lbs/MMBtu | FALSE | L | Annual | Fuel Consumed | TBtu | 0.24457 | 0.24457 | 0.24457 | 0.24457 | 0.24457 | 0.081377 | 0.081377
IL Fac. Spec. - NOX Rate Summer v3.1, Unit 777 and retrofits | 569 | 1797 | Rate Constraint in lbs/MMBtu | FALSE | L | Annual | Rate | lb/MMBtu | 0.11322 | 0.11322 | 0.11322 | 0.11322 | 0.11322 | 0.11322 | 0.11322
IL Fac. Spec. - NOX Rate Summer v3.1, Unit 777 and retrofits | 569 | 1797 | Rate Constraint in lbs/MMBtu | FALSE | L | Annual | Generation | TWh | 0.022762 | 0.022762 | 0.022762 | 0.022762 | 0.022762 | 0.0075734 | 0.0075734
IL Fac. Spec. - NOX Rate Summer v3.1, Unit 777 and retrofits | 569 | 1797 | Rate Constraint in lbs/MMBtu | FALSE | L | Annual | Qualifying Generation | TWh | 0.022762 | 0.022762 | 0.022762 | 0.022762 | 0.022762 | 0.0075734 | 0.0075734
IL Fac. Spec. - NOX Rate Summer v3.1, Unit 777 and retrofits | 569 | 1797 | Rate Constraint in lbs/MMBtu | FALSE | L | Annual | Rate | lb/MWh | 0.60827 | 0.60827 | 0.60827 | 0.60827 | 0.60827 | 0.60827 | 0.60827
IL Fac. Spec. - NOX Rate Summer v3.1, Unit 777 and retrofits | 569 | 1797 | Rate Constraint in lbs/MMBtu | FALSE | L | Annual | Constraint Shadow Price | US2011$/Ton | 0 | 0 | 0 | 0 | 0 | 0 | 0
IL Fac. Spec. - NOX Rate Summer v3.1, Unit 778 and retrofits | 570 | 1797 | Rate Constraint in lbs/MMBtu | FALSE | L | Annual | Seasons Included | Seasons | Summer | Summer | Summer | Summer | Summer | Summer | Summer
IL Fac. Spec. - NOX Rate Summer v3.1, Unit 778 and retrofits | 570 | 1797 | Rate Constraint in lbs/MMBtu | FALSE | L | Annual | Standard | lb/MMBtu | 0.25 | 0.25 | 0.25 | 0.25 | 0.25 | 0.25 | 0.25
IL Fac. Spec. - NOX Rate Summer v3.1, Unit 778 and retrofits | 570 | 1797 | Rate Constraint in lbs/MMBtu | FALSE | L | Annual | Emissions at Affected Plants NOX | Thousand Tons | 0.011691 | 0.011691 | 0.011691 | 0.011691 | 0.011691 | 0.0038899 | 0.0038899
IL Fac. Spec. - NOX Rate Summer v3.1, Unit 778 and retrofits | 570 | 1797 | Rate Constraint in lbs/MMBtu | FALSE | L | Annual | Allowances Purchased NOX | Thousand Tons | 0 | 0 | 0 | 0 | 0 | 0 | 0
IL Fac. Spec. - NOX Rate Summer v3.1, Unit 778 and retrofits | 570 | 1797 | Rate Constraint in lbs/MMBtu | FALSE | L | Annual | Allowances Sold NOX | Thousand Tons | 0 | 0 | 0 | 0 | 0 | 0 | 0
IL Fac. Spec. - NOX Rate Summer v3.1, Unit 778 and retrofits | 570 | 1797 | Rate Constraint in lbs/MMBtu | FALSE | L | Annual | Allowances Banked | Thousand Tons | 0 | 0 | 0 | 0 | 0 | 0 | 0
IL Fac. Spec. - NOX Rate Summer v3.1, Unit 778 and retrofits | 570 | 1797 | Rate Constraint in lbs/MMBtu | FALSE | L | Annual | Allowances Withdrawn (1:1) | Thousand Tons | 0 | 0 | 0 | 0 | 0 | 0 | 0
IL Fac. Spec. - NOX Rate Summer v3.1, Unit 778 and retrofits | 570 | 1797 | Rate Constraint in lbs/MMBtu | FALSE | L | Annual | Allowances Withdrawn (n:1) | Thousand Tons | 0 | 0 | 0 | 0 | 0 | 0 | 0
IL Fac. Spec. - NOX Rate Summer v3.1, Unit 778 and retrofits | 570 | 1797 | Rate Constraint in lbs/MMBtu | FALSE | L | Annual | Net Emissions Allowance Position | Thousand Tons | 0.011691 | 0.011691 | 0.011691 | 0.011691 | 0.011691 | 0.0038899 | 0.0038899
IL Fac. Spec. - NOX Rate Summer v3.1, Unit 778 and retrofits | 570 | 1797 | Rate Constraint in lbs/MMBtu | FALSE | L | Annual | Fuel Consumed | TBtu | 0.24457 | 0.24457 | 0.24457 | 0.24457 | 0.24457 | 0.081377 | 0.081377
IL Fac. Spec. - NOX Rate Summer v3.1, Unit 778 and retrofits | 570 | 1797 | Rate Constraint in lbs/MMBtu | FALSE | L | Annual | Rate | lb/MMBtu | 0.095602 | 0.095602 | 0.095602 | 0.095602 | 0.095602 | 0.095602 | 0.095602
IL Fac. Spec. - NOX Rate Summer v3.1, Unit 778 and retrofits | 570 | 1797 | Rate Constraint in lbs/MMBtu | FALSE | L | Annual | Generation | TWh | 0.022762 | 0.022762 | 0.022762 | 0.022762 | 0.022762 | 0.0075734 | 0.0075734
IL Fac. Spec. - NOX Rate Summer v3.1, Unit 778 and retrofits | 570 | 1797 | Rate Constraint in lbs/MMBtu | FALSE | L | Annual | Qualifying Generation | TWh | 0.022762 | 0.022762 | 0.022762 | 0.022762 | 0.022762 | 0.0075734 | 0.0075734
IL Fac. Spec. - NOX Rate Summer v3.1, Unit 778 and retrofits | 570 | 1797 | Rate Constraint in lbs/MMBtu | FALSE | L | Annual | Rate | lb/MWh | 0.51362 | 0.51362 | 0.51362 | 0.51362 | 0.51362 | 0.51362 | 0.51362
IL Fac. Spec. - NOX Rate Summer v3.1, Unit 778 and retrofits | 570 | 1797 | Rate Constraint in lbs/MMBtu | FALSE | L | Annual | Constraint Shadow Price | US2011$/Ton | 0 | 0 | 0 | 0 | 0 | 0 | 0
IL Fac. Spec. - NOX Rate Summer v3.1, Unit 779 and retrofits | 571 | 1797 | Rate Constraint in lbs/MMBtu | FALSE | L | Annual | Seasons Included | Seasons | Summer | Summer | Summer | Summer | Summer | Summer | Summer
IL Fac. Spec. - NOX Rate Summer v3.1, Unit 779 and retrofits | 571 | 1797 | Rate Constraint in lbs/MMBtu | FALSE | L | Annual | Standard | lb/MMBtu | 0.25 | 0.25 | 0.25 | 0.25 | 0.25 | 0.25 | 0.25
IL Fac. Spec. - NOX Rate Summer v3.1, Unit 779 and retrofits | 571 | 1797 | Rate Constraint in lbs/MMBtu | FALSE | L | Annual | Emissions at Affected Plants NOX | Thousand Tons | 0.011495 | 0.011495 | 0.011495 | 0.011495 | 0.011495 | 0.0038247 | 0.0038247
IL Fac. Spec. - NOX Rate Summer v3.1, Unit 779 and retrofits | 571 | 1797 | Rate Constraint in lbs/MMBtu | FALSE | L | Annual | Allowances Purchased NOX | Thousand Tons | 0 | 0 | 0 | 0 | 0 | 0 | 0
IL Fac. Spec. - NOX Rate Summer v3.1, Unit 779 and retrofits | 571 | 1797 | Rate Constraint in lbs/MMBtu | FALSE | L | Annual | Allowances Sold NOX | Thousand Tons | 0 | 0 | 0 | 0 | 0 | 0 | 0
IL Fac. Spec. - NOX Rate Summer v3.1, Unit 779 and retrofits | 571 | 1797 | Rate Constraint in lbs/MMBtu | FALSE | L | Annual | Allowances Banked | Thousand Tons | 0 | 0 | 0 | 0 | 0 | 0 | 0
IL Fac. Spec. - NOX Rate Summer v3.1, Unit 779 and retrofits | 571 | 1797 | Rate Constraint in lbs/MMBtu | FALSE | L | Annual | Allowances Withdrawn (1:1) | Thousand Tons | 0 | 0 | 0 | 0 | 0 | 0 | 0
IL Fac. Spec. - NOX Rate Summer v3.1, Unit 779 and retrofits | 571 | 1797 | Rate Constraint in lbs/MMBtu | FALSE | L | Annual | Allowances Withdrawn (n:1) | Thousand Tons | 0 | 0 | 0 | 0 | 0 | 0 | 0
IL Fac. Spec. - NOX Rate Summer v3.1, Unit 779 and retrofits | 571 | 1797 | Rate Constraint in lbs/MMBtu | FALSE | L | Annual | Net Emissions Allowance Position | Thousand Tons | 0.011495 | 0.011495 | 0.011495 | 0.011495 | 0.011495 | 0.0038247 | 0.0038247
IL Fac. Spec. - NOX Rate Summer v3.1, Unit 779 and retrofits | 571 | 1797 | Rate Constraint in lbs/MMBtu | FALSE | L | Annual | Fuel Consumed | TBtu | 0.24989 | 0.24989 | 0.24989 | 0.24989 | 0.24989 | 0.083146 | 0.083146
IL Fac. Spec. - NOX Rate Summer v3.1, Unit 779 and retrofits | 571 | 1797 | Rate Constraint in lbs/MMBtu | FALSE | L | Annual | Rate | lb/MMBtu | 0.092 | 0.092 | 0.092 | 0.092 | 0.092 | 0.092 | 0.092
IL Fac. Spec. - NOX Rate Summer v3.1, Unit 779 and retrofits | 571 | 1797 | Rate Constraint in lbs/MMBtu | FALSE | L | Annual | Generation | TWh | 0.023257 | 0.023257 | 0.023257 | 0.023257 | 0.023257 | 0.0077381 | 0.0077381
IL Fac. Spec. - NOX Rate Summer v3.1, Unit 779 and retrofits | 571 | 1797 | Rate Constraint in lbs/MMBtu | FALSE | L | Annual | Qualifying Generation | TWh | 0.023257 | 0.023257 | 0.023257 | 0.023257 | 0.023257 | 0.0077381 | 0.0077381
IL Fac. Spec. - NOX Rate Summer v3.1, Unit 779 and retrofits | 571 | 1797 | Rate Constraint in lbs/MMBtu | FALSE | L | Annual | Rate | lb/MWh | 0.49427 | 0.49427 | 0.49427 | 0.49427 | 0.49427 | 0.49427 | 0.49427
IL Fac. Spec. - NOX Rate Summer v3.1, Unit 779 and retrofits | 571 | 1797 | Rate Constraint in lbs/MMBtu | FALSE | L | Annual | Constraint Shadow Price | US2011$/Ton | 0 | 0 | 0 | 0 | 0 | 0 | 0
IL Fac. Spec. - NOX Rate Summer v3.1, Unit 780 and retrofits | 572 | 1797 | Rate Constraint in lbs/MMBtu | FALSE | L | Annual | Seasons Included | Seasons | Summer | Summer | Summer | Summer | Summer | Summer | Summer
IL Fac. Spec. - NOX Rate Summer v3.1, Unit 780 and retrofits | 572 | 1797 | Rate Constraint in lbs/MMBtu | FALSE | L | Annual | Standard | lb/MMBtu | 0.25 | 0.25 | 0.25 | 0.25 | 0.25 | 0.25 | 0.25
IL Fac. Spec. - NOX Rate Summer v3.1, Unit 780 and retrofits | 572 | 1797 | Rate Constraint in lbs/MMBtu | FALSE | L | Annual | Emissions at Affected Plants NOX | Thousand Tons | 0.011657 | 0.011657 | 0.011657 | 0.011657 | 0.011657 | 0.0038786 | 0.0038786
IL Fac. Spec. - NOX Rate Summer v3.1, Unit 780 and retrofits | 572 | 1797 | Rate Constraint in lbs/MMBtu | FALSE | L | Annual | Allowances Purchased NOX | Thousand Tons | 0 | 0 | 0 | 0 | 0 | 0 | 0
IL Fac. Spec. - NOX Rate Summer v3.1, Unit 780 and retrofits | 572 | 1797 | Rate Constraint in lbs/MMBtu | FALSE | L | Annual | Allowances Sold NOX | Thousand Tons | 0 | 0 | 0 | 0 | 0 | 0 | 0
IL Fac. Spec. - NOX Rate Summer v3.1, Unit 780 and retrofits | 572 | 1797 | Rate Constraint in lbs/MMBtu | FALSE | L | Annual | Allowances Banked | Thousand Tons | 0 | 0 | 0 | 0 | 0 | 0 | 0
IL Fac. Spec. - NOX Rate Summer v3.1, Unit 780 and retrofits | 572 | 1797 | Rate Constraint in lbs/MMBtu | FALSE | L | Annual | Allowances Withdrawn (1:1) | Thousand Tons | 0 | 0 | 0 | 0 | 0 | 0 | 0
IL Fac. Spec. - NOX Rate Summer v3.1, Unit 780 and retrofits | 572 | 1797 | Rate Constraint in lbs/MMBtu | FALSE | L | Annual | Allowances Withdrawn (n:1) | Thousand Tons | 0 | 0 | 0 | 0 | 0 | 0 | 0
IL Fac. Spec. - NOX Rate Summer v3.1, Unit 780 and retrofits | 572 | 1797 | Rate Constraint in lbs/MMBtu | FALSE | L | Annual | Net Emissions Allowance Position | Thousand Tons | 0.011657 | 0.011657 | 0.011657 | 0.011657 | 0.011657 | 0.0038786 | 0.0038786
IL Fac. Spec. - NOX Rate Summer v3.1, Unit 780 and retrofits | 572 | 1797 | Rate Constraint in lbs/MMBtu | FALSE | L | Annual | Fuel Consumed | TBtu | 0.24989 | 0.24989 | 0.24989 | 0.24989 | 0.24989 | 0.083146 | 0.083146
IL Fac. Spec. - NOX Rate Summer v3.1, Unit 780 and retrofits | 572 | 1797 | Rate Constraint in lbs/MMBtu | FALSE | L | Annual | Rate | lb/MMBtu | 0.093296 | 0.093296 | 0.093296 | 0.093296 | 0.093296 | 0.093296 | 0.093296
IL Fac. Spec. - NOX Rate Summer v3.1, Unit 780 and retrofits | 572 | 1797 | Rate Constraint in lbs/MMBtu | FALSE | L | Annual | Generation | TWh | 0.023257 | 0.023257 | 0.023257 | 0.023257 | 0.023257 | 0.0077381 | 0.0077381
IL Fac. Spec. - NOX Rate Summer v3.1, Unit 780 and retrofits | 572 | 1797 | Rate Constraint in lbs/MMBtu | FALSE | L | Annual | Qualifying Generation | TWh | 0.023257 | 0.023257 | 0.023257 | 0.023257 | 0.023257 | 0.0077381 | 0.0077381
IL Fac. Spec. - NOX Rate Summer v3.1, Unit 780 and retrofits | 572 | 1797 | Rate Constraint in lbs/MMBtu | FALSE | L | Annual | Rate | lb/MWh | 0.50123 | 0.50123 | 0.50123 | 0.50123 | 0.50123 | 0.50123 | 0.50123
IL Fac. Spec. - NOX Rate Summer v3.1, Unit 780 and retrofits | 572 | 1797 | Rate Constraint in lbs/MMBtu | FALSE | L | Annual | Constraint Shadow Price | US2011$/Ton | 0 | 0 | 0 | 0 | 0 | 0 | 0
IL Fac. Spec. - NOX Rate Summer v3.1, Unit 781 and retrofits | 573 | 1797 | Rate Constraint in lbs/MMBtu | FALSE | L | Annual | Seasons Included | Seasons | Summer | Summer | Summer | Summer | Summer | Summer | Summer
IL Fac. Spec. - NOX Rate Summer v3.1, Unit 781 and retrofits | 573 | 1797 | Rate Constraint in lbs/MMBtu | FALSE | L | Annual | Standard | lb/MMBtu | 0.25 | 0.25 | 0.25 | 0.25 | 0.25 | 0.25 | 0.25
IL Fac. Spec. - NOX Rate Summer v3.1, Unit 781 and retrofits | 573 | 1797 | Rate Constraint in lbs/MMBtu | FALSE | L | Annual | Emissions at Affected Plants NOX | Thousand Tons | 0.016513 | 0.016513 | 0.016513 | 0.016513 | 0.016513 | 0.0054943 | 0.0054943
IL Fac. Spec. - NOX Rate Summer v3.1, Unit 781 and retrofits | 573 | 1797 | Rate Constraint in lbs/MMBtu | FALSE | L | Annual | Allowances Purchased NOX | Thousand Tons | 0 | 0 | 0 | 0 | 0 | 0 | 0
IL Fac. Spec. - NOX Rate Summer v3.1, Unit 781 and retrofits | 573 | 1797 | Rate Constraint in lbs/MMBtu | FALSE | L | Annual | Allowances Sold NOX | Thousand Tons | 0 | 0 | 0 | 0 | 0 | 0 | 0
IL Fac. Spec. - NOX Rate Summer v3.1, Unit 781 and retrofits | 573 | 1797 | Rate Constraint in lbs/MMBtu | FALSE | L | Annual | Allowances Banked | Thousand Tons | 0 | 0 | 0 | 0 | 0 | 0 | 0
IL Fac. Spec. - NOX Rate Summer v3.1, Unit 781 and retrofits | 573 | 1797 | Rate Constraint in lbs/MMBtu | FALSE | L | Annual | Allowances Withdrawn (1:1) | Thousand Tons | 0 | 0 | 0 | 0 | 0 | 0 | 0
IL Fac. Spec. - NOX Rate Summer v3.1, Unit 781 and retrofits | 573 | 1797 | Rate Constraint in lbs/MMBtu | FALSE | L | Annual | Allowances Withdrawn (n:1) | Thousand Tons | 0 | 0 | 0 | 0 | 0 | 0 | 0
IL Fac. Spec. - NOX Rate Summer v3.1, Unit 781 and retrofits | 573 | 1797 | Rate Constraint in lbs/MMBtu | FALSE | L | Annual | Net Emissions Allowance Position | Thousand Tons | 0.016513 | 0.016513 | 0.016513 | 0.016513 | 0.016513 | 0.0054943 | 0.0054943
IL Fac. Spec. - NOX Rate Summer v3.1, Unit 781 and retrofits | 573 | 1797 | Rate Constraint in lbs/MMBtu | FALSE | L | Annual | Fuel Consumed | TBtu | 0.24989 | 0.24989 | 0.24989 | 0.24989 | 0.24989 | 0.083146 | 0.083146
IL Fac. Spec. - NOX Rate Summer v3.1, Unit 781 and retrofits | 573 | 1797 | Rate Constraint in lbs/MMBtu | FALSE | L | Annual | Rate | lb/MMBtu | 0.13216 | 0.13216 | 0.13216 | 0.13216 | 0.13216 | 0.13216 | 0.13216
IL Fac. Spec. - NOX Rate Summer v3.1, Unit 781 and retrofits | 573 | 1797 | Rate Constraint in lbs/MMBtu | FALSE | L | Annual | Generation | TWh | 0.023257 | 0.023257 | 0.023257 | 0.023257 | 0.023257 | 0.0077381 | 0.0077381
IL Fac. Spec. - NOX Rate Summer v3.1, Unit 781 and retrofits | 573 | 1797 | Rate Constraint in lbs/MMBtu | FALSE | L | Annual | Qualifying Generation | TWh | 0.023257 | 0.023257 | 0.023257 | 0.023257 | 0.023257 | 0.0077381 | 0.0077381
IL Fac. Spec. - NOX Rate Summer v3.1, Unit 781 and retrofits | 573 | 1797 | Rate Constraint in lbs/MMBtu | FALSE | L | Annual | Rate | lb/MWh | 0.71003 | 0.71003 | 0.71003 | 0.71003 | 0.71003 | 0.71003 | 0.71003
IL Fac. Spec. - NOX Rate Summer v3.1, Unit 781 and retrofits | 573 | 1797 | Rate Constraint in lbs/MMBtu | FALSE | L | Annual | Constraint Shadow Price | US2011$/Ton | 0 | 0 | 0 | 0 | 0 | 0 | 0
IL Fac. Spec. - NOX Rate Summer v3.1, Unit 782 and retrofits | 574 | 1797 | Rate Constraint in lbs/MMBtu | FALSE | L | Annual | Seasons Included | Seasons | Summer | Summer | Summer | Summer | Summer | Summer | Summer
IL Fac. Spec. - NOX Rate Summer v3.1, Unit 782 and retrofits | 574 | 1797 | Rate Constraint in lbs/MMBtu | FALSE | L | Annual | Standard | lb/MMBtu | 0.25 | 0.25 | 0.25 | 0.25 | 0.25 | 0.25 | 0.25
IL Fac. Spec. - NOX Rate Summer v3.1, Unit 782 and retrofits | 574 | 1797 | Rate Constraint in lbs/MMBtu | FALSE | L | Annual | Emissions at Affected Plants NOX | Thousand Tons | 0.013811 | 0.013811 | 0.013811 | 0.013811 | 0.013811 | 0.0045953 | 0.0045953
IL Fac. Spec. - NOX Rate Summer v3.1, Unit 782 and retrofits | 574 | 1797 | Rate Constraint in lbs/MMBtu | FALSE | L | Annual | Allowances Purchased NOX | Thousand Tons | 0 | 0 | 0 | 0 | 0 | 0 | 0
IL Fac. Spec. - NOX Rate Summer v3.1, Unit 782 and retrofits | 574 | 1797 | Rate Constraint in lbs/MMBtu | FALSE | L | Annual | Allowances Sold NOX | Thousand Tons | 0 | 0 | 0 | 0 | 0 | 0 | 0
IL Fac. Spec. - NOX Rate Summer v3.1, Unit 782 and retrofits | 574 | 1797 | Rate Constraint in lbs/MMBtu | FALSE | L | Annual | Allowances Banked | Thousand Tons | 0 | 0 | 0 | 0 | 0 | 0 | 0
IL Fac. Spec. - NOX Rate Summer v3.1, Unit 782 and retrofits | 574 | 1797 | Rate Constraint in lbs/MMBtu | FALSE | L | Annual | Allowances Withdrawn (1:1) | Thousand Tons | 0 | 0 | 0 | 0 | 0 | 0 | 0
IL Fac. Spec. - NOX Rate Summer v3.1, Unit 782 and retrofits | 574 | 1797 | Rate Constraint in lbs/MMBtu | FALSE | L | Annual | Allowances Withdrawn (n:1) | Thousand Tons | 0 | 0 | 0 | 0 | 0 | 0 | 0
IL Fac. Spec. - NOX Rate Summer v3.1, Unit 782 and retrofits | 574 | 1797 | Rate Constraint in lbs/MMBtu | FALSE | L | Annual | Net Emissions Allowance Position | Thousand Tons | 0.013811 | 0.013811 | 0.013811 | 0.013811 | 0.013811 | 0.0045953 | 0.0045953
IL Fac. Spec. - NOX Rate Summer v3.1, Unit 782 and retrofits | 574 | 1797 | Rate Constraint in lbs/MMBtu | FALSE | L | Annual | Fuel Consumed | TBtu | 0.25521 | 0.25521 | 0.25521 | 0.25521 | 0.25521 | 0.084915 | 0.084915
IL Fac. Spec. - NOX Rate Summer v3.1, Unit 782 and retrofits | 574 | 1797 | Rate Constraint in lbs/MMBtu | FALSE | L | Annual | Rate | lb/MMBtu | 0.10823 | 0.10823 | 0.10823 | 0.10823 | 0.10823 | 0.10823 | 0.10823
IL Fac. Spec. - NOX Rate Summer v3.1, Unit 782 and retrofits | 574 | 1797 | Rate Constraint in lbs/MMBtu | FALSE | L | Annual | Generation | TWh | 0.023751 | 0.023751 | 0.023751 | 0.023751 | 0.023751 | 0.0079027 | 0.0079027
IL Fac. Spec. - NOX Rate Summer v3.1, Unit 782 and retrofits | 574 | 1797 | Rate Constraint in lbs/MMBtu | FALSE | L | Annual | Qualifying Generation | TWh | 0.023751 | 0.023751 | 0.023751 | 0.023751 | 0.023751 | 0.0079027 | 0.0079027
IL Fac. Spec. - NOX Rate Summer v3.1, Unit 782 and retrofits | 574 | 1797 | Rate Constraint in lbs/MMBtu | FALSE | L | Annual | Rate | lb/MWh | 0.58148 | 0.58148 | 0.58148 | 0.58148 | 0.58148 | 0.58148 | 0.58148
IL Fac. Spec. - NOX Rate Summer v3.1, Unit 782 and retrofits | 574 | 1797 | Rate Constraint in lbs/MMBtu | FALSE | L | Annual | Constraint Shadow Price | US2011$/Ton | 0 | 0 | 0 | 0 | 0 | 0 | 0
IL Fac. Spec. - NOX Rate Summer v3.1, Unit 783 and retrofits | 575 | 1797 | Rate Constraint in lbs/MMBtu | FALSE | L | Annual | Seasons Included | Seasons | Summer | Summer | Summer | Summer | Summer | Summer | Summer
IL Fac. Spec. - NOX Rate Summer v3.1, Unit 783 and retrofits | 575 | 1797 | Rate Constraint in lbs/MMBtu | FALSE | L | Annual | Standard | lb/MMBtu | 0.25 | 0.25 | 0.25 | 0.25 | 0.25 | 0.25 | 0.25
IL Fac. Spec. - NOX Rate Summer v3.1, Unit 783 and retrofits | 575 | 1797 | Rate Constraint in lbs/MMBtu | FALSE | L | Annual | Emissions at Affected Plants NOX | Thousand Tons | 0.011841 | 0.011841 | 0.011841 | 0.011841 | 0.011841 | 0.0039398 | 0.0039398
IL Fac. Spec. - NOX Rate Summer v3.1, Unit 783 and retrofits | 575 | 1797 | Rate Constraint in lbs/MMBtu | FALSE | L | Annual | Allowances Purchased NOX | Thousand Tons | 0 | 0 | 0 | 0 | 0 | 0 | 0
IL Fac. Spec. - NOX Rate Summer v3.1, Unit 783 and retrofits | 575 | 1797 | Rate Constraint in lbs/MMBtu | FALSE | L | Annual | Allowances Sold NOX | Thousand Tons | 0 | 0 | 0 | 0 | 0 | 0 | 0
IL Fac. Spec. - NOX Rate Summer v3.1, Unit 783 and retrofits | 575 | 1797 | Rate Constraint in lbs/MMBtu | FALSE | L | Annual | Allowances Banked | Thousand Tons | 0 | 0 | 0 | 0 | 0 | 0 | 0
IL Fac. Spec. - NOX Rate Summer v3.1, Unit 783 and retrofits | 575 | 1797 | Rate Constraint in lbs/MMBtu | FALSE | L | Annual | Allowances Withdrawn (1:1) | Thousand Tons | 0 | 0 | 0 | 0 | 0 | 0 | 0
IL Fac. Spec. - NOX Rate Summer v3.1, Unit 783 and retrofits | 575 | 1797 | Rate Constraint in lbs/MMBtu | FALSE | L | Annual | Allowances Withdrawn (n:1) | Thousand Tons | 0 | 0 | 0 | 0 | 0 | 0 | 0
IL Fac. Spec. - NOX Rate Summer v3.1, Unit 783 and retrofits | 575 | 1797 | Rate Constraint in lbs/MMBtu | FALSE | L | Annual | Net Emissions Allowance Position | Thousand Tons | 0.011841 | 0.011841 | 0.011841 | 0.011841 | 0.011841 | 0.0039398 | 0.0039398
IL Fac. Spec. - NOX Rate Summer v3.1, Unit 783 and retrofits | 575 | 1797 | Rate Constraint in lbs/MMBtu | FALSE | L | Annual | Fuel Consumed | TBtu | 0.24989 | 0.24989 | 0.24989 | 0.24989 | 0.24989 | 0.083146 | 0.083146
IL Fac. Spec. - NOX Rate Summer v3.1, Unit 783 and retrofits | 575 | 1797 | Rate Constraint in lbs/MMBtu | FALSE | L | Annual | Rate | lb/MMBtu | 0.09477 | 0.09477 | 0.09477 | 0.09477 | 0.09477 | 0.09477 | 0.09477
IL Fac. Spec. - NOX Rate Summer v3.1, Unit 783 and retrofits | 575 | 1797 | Rate Constraint in lbs/MMBtu | FALSE | L | Annual | Generation | TWh | 0.023257 | 0.023257 | 0.023257 | 0.023257 | 0.023257 | 0.0077381 | 0.0077381
IL Fac. Spec. - NOX Rate Summer v3.1, Unit 783 and retrofits | 575 | 1797 | Rate Constraint in lbs/MMBtu | FALSE | L | Annual | Qualifying Generation | TWh | 0.023257 | 0.023257 | 0.023257 | 0.023257 | 0.023257 | 0.0077381 | 0.0077381
IL Fac. Spec. - NOX Rate Summer v3.1, Unit 783 and retrofits | 575 | 1797 | Rate Constraint in lbs/MMBtu | FALSE | L | Annual | Rate | lb/MWh | 0.50915 | 0.50915 | 0.50915 | 0.50915 | 0.50915 | 0.50915 | 0.50915
IL Fac. Spec. - NOX Rate Summer v3.1, Unit 783 and retrofits | 575 | 1797 | Rate Constraint in lbs/MMBtu | FALSE | L | Annual | Constraint Shadow Price | US2011$/Ton | 0 | 0 | 0 | 0 | 0 | 0 | 0
IL Fac. Spec. - NOX Rate Summer v3.1, Unit 784 and retrofits | 576 | 1797 | Rate Constraint in lbs/MMBtu | FALSE | L | Annual | Seasons Included | Seasons | Summer | Summer | Summer | Summer | Summer | Summer | Summer
IL Fac. Spec. - NOX Rate Summer v3.1, Unit 784 and retrofits | 576 | 1797 | Rate Constraint in lbs/MMBtu | FALSE | L | Annual | Standard | lb/MMBtu | 0.25 | 0.25 | 0.25 | 0.25 | 0.25 | 0.25 | 0.25
IL Fac. Spec. - NOX Rate Summer v3.1, Unit 784 and retrofits | 576 | 1797 | Rate Constraint in lbs/MMBtu | FALSE | L | Annual | Emissions at Affected Plants NOX | Thousand Tons | 0.00091392 | 0.00091392 | 0.00091392 | 0.00091392 | 0.00091392 | 0.0046458 | 0
IL Fac. Spec. - NOX Rate Summer v3.1, Unit 784 and retrofits | 576 | 1797 | Rate Constraint in lbs/MMBtu | FALSE | L | Annual | Allowances Purchased NOX | Thousand Tons | 0 | 0 | 0 | 0 | 0 | 0 | 0
IL Fac. Spec. - NOX Rate Summer v3.1, Unit 784 and retrofits | 576 | 1797 | Rate Constraint in lbs/MMBtu | FALSE | L | Annual | Allowances Sold NOX | Thousand Tons | 0 | 0 | 0 | 0 | 0 | 0 | 0
IL Fac. Spec. - NOX Rate Summer v3.1, Unit 784 and retrofits | 576 | 1797 | Rate Constraint in lbs/MMBtu | FALSE | L | Annual | Allowances Banked | Thousand Tons | 0 | 0 | 0 | 0 | 0 | 0 | 0
IL Fac. Spec. - NOX Rate Summer v3.1, Unit 784 and retrofits | 576 | 1797 | Rate Constraint in lbs/MMBtu | FALSE | L | Annual | Allowances Withdrawn (1:1) | Thousand Tons | 0 | 0 | 0 | 0 | 0 | 0 | 0
IL Fac. Spec. - NOX Rate Summer v3.1, Unit 784 and retrofits | 576 | 1797 | Rate Constraint in lbs/MMBtu | FALSE | L | Annual | Allowances Withdrawn (n:1) | Thousand Tons | 0 | 0 | 0 | 0 | 0 | 0 | 0
IL Fac. Spec. - NOX Rate Summer v3.1, Unit 784 and retrofits | 576 | 1797 | Rate Constraint in lbs/MMBtu | FALSE | L | Annual | Net Emissions Allowance Position | Thousand Tons | 0.00091392 | 0.00091392 | 0.00091392 | 0.00091392 | 0.00091392 | 0.0046458 | 0
IL Fac. Spec. - NOX Rate Summer v3.1, Unit 784 and retrofits | 576 | 1797 | Rate Constraint in lbs/MMBtu | FALSE | L | Annual | Fuel Consumed | TBtu | 0.016924 | 0.016924 | 0.016924 | 0.016924 | 0.016924 | 0.086033 | 0
IL Fac. Spec. - NOX Rate Summer v3.1, Unit 784 and retrofits | 576 | 1797 | Rate Constraint in lbs/MMBtu | FALSE | L | Annual | Rate | lb/MMBtu | 0.108 | 0.108 | 0.108 | 0.108 | 0.108 | 0.108 | 0
IL Fac. Spec. - NOX Rate Summer v3.1, Unit 784 and retrofits | 576 | 1797 | Rate Constraint in lbs/MMBtu | FALSE | L | Annual | Generation | TWh | 0.0011984 | 0.0011984 | 0.0011984 | 0.0011984 | 0.0011984 | 0.0060917 | 0
IL Fac. Spec. - NOX Rate Summer v3.1, Unit 784 and retrofits | 576 | 1797 | Rate Constraint in lbs/MMBtu | FALSE | L | Annual | Qualifying Generation | TWh | 0.0011984 | 0.0011984 | 0.0011984 | 0.0011984 | 0.0011984 | 0.0060917 | 0
IL Fac. Spec. - NOX Rate Summer v3.1, Unit 784 and retrofits | 576 | 1797 | Rate Constraint in lbs/MMBtu | FALSE | L | Annual | Rate | lb/MWh | 0.76264 | 0.76264 | 0.76264 | 0.76264 | 0.76264 | 0.76264 | 0
IL Fac. Spec. - NOX Rate Summer v3.1, Unit 784 and retrofits | 576 | 1797 | Rate Constraint in lbs/MMBtu | FALSE | L | Annual | Constraint Shadow Price | US2011$/Ton | 0 | 0 | 0 | 0 | 0 | 0 | 0
IL Fac. Spec. - NOX Rate Summer v3.1, Unit 785 and retrofits | 577 | 1797 | Rate Constraint in lbs/MMBtu | FALSE | L | Annual | Seasons Included | Seasons | Summer | Summer | Summer | Summer | Summer | Summer | Summer
IL Fac. Spec. - NOX Rate Summer v3.1, Unit 785 and retrofits | 577 | 1797 | Rate Constraint in lbs/MMBtu | FALSE | L | Annual | Standard | lb/MMBtu | 0.25 | 0.25 | 0.25 | 0.25 | 0.25 | 0.25 | 0.25
IL Fac. Spec. - NOX Rate Summer v3.1, Unit 785 and retrofits | 577 | 1797 | Rate Constraint in lbs/MMBtu | FALSE | L | Annual | Emissions at Affected Plants NOX | Thousand Tons | 0.00093085 | 0.00093085 | 0.00093085 | 0.00093085 | 0.00093085 | 0.0047318 | 0
IL Fac. Spec. - NOX Rate Summer v3.1, Unit 785 and retrofits | 577 | 1797 | Rate Constraint in lbs/MMBtu | FALSE | L | Annual | Allowances Purchased NOX | Thousand Tons | 0 | 0 | 0 | 0 | 0 | 0 | 0
IL Fac. Spec. - NOX Rate Summer v3.1, Unit 785 and retrofits | 577 | 1797 | Rate Constraint in lbs/MMBtu | FALSE | L | Annual | Allowances Sold NOX | Thousand Tons | 0 | 0 | 0 | 0 | 0 | 0 | 0
IL Fac. Spec. - NOX Rate Summer v3.1, Unit 785 and retrofits | 577 | 1797 | Rate Constraint in lbs/MMBtu | FALSE | L | Annual | Allowances Banked | Thousand Tons | 0 | 0 | 0 | 0 | 0 | 0 | 0
IL Fac. Spec. - NOX Rate Summer v3.1, Unit 785 and retrofits | 577 | 1797 | Rate Constraint in lbs/MMBtu | FALSE | L | Annual | Allowances Withdrawn (1:1) | Thousand Tons | 0 | 0 | 0 | 0 | 0 | 0 | 0
IL Fac. Spec. - NOX Rate Summer v3.1, Unit 785 and retrofits | 577 | 1797 | Rate Constraint in lbs/MMBtu | FALSE | L | Annual | Allowances Withdrawn (n:1) | Thousand Tons | 0 | 0 | 0 | 0 | 0 | 0 | 0
IL Fac. Spec. - NOX Rate Summer v3.1, Unit 785 and retrofits | 577 | 1797 | Rate Constraint in lbs/MMBtu | FALSE | L | Annual | Net Emissions Allowance Position | Thousand Tons | 0.00093085 | 0.00093085 | 0.00093085 | 0.00093085 | 0.00093085 | 0.0047318 | 0
IL Fac. Spec. - NOX Rate Summer v3.1, Unit 785 and retrofits | 577 | 1797 | Rate Constraint in lbs/MMBtu | FALSE | L | Annual | Fuel Consumed | TBtu | 0.016924 | 0.016924 | 0.016924 | 0.016924 | 0.016924 | 0.086033 | 0
IL Fac. Spec. - NOX Rate Summer v3.1, Unit 785 and retrofits | 577 | 1797 | Rate Constraint in lbs/MMBtu | FALSE | L | Annual | Rate | lb/MMBtu | 0.11 | 0.11 | 0.11 | 0.11 | 0.11 | 0.11 | 0
IL Fac. Spec. - NOX Rate Summer v3.1, Unit 785 and retrofits | 577 | 1797 | Rate Constraint in lbs/MMBtu | FALSE | L | Annual | Generation | TWh | 0.0011984 | 0.0011984 | 0.0011984 | 0.0011984 | 0.0011984 | 0.0060917 | 0
IL Fac. Spec. - NOX Rate Summer v3.1, Unit 785 and retrofits | 577 | 1797 | Rate Constraint in lbs/MMBtu | FALSE | L | Annual | Qualifying Generation | TWh | 0.0011984 | 0.0011984 | 0.0011984 | 0.0011984 | 0.0011984 | 0.0060917 | 0
IL Fac. Spec. - NOX Rate Summer v3.1, Unit 785 and retrofits | 577 | 1797 | Rate Constraint in lbs/MMBtu | FALSE | L | Annual | Rate | lb/MWh | 0.77677 | 0.77677 | 0.77677 | 0.77677 | 0.77677 | 0.77677 | 0
IL Fac. Spec. - NOX Rate Summer v3.1, Unit 785 and retrofits | 577 | 1797 | Rate Constraint in lbs/MMBtu | FALSE | L | Annual | Constraint Shadow Price | US2011$/Ton | 0 | 0 | 0 | 0 | 0 | 0 | 0
IL Fac. Spec. - NOX Rate Summer v3.1, Unit 786 and retrofits | 578 | 1797 | Rate Constraint in lbs/MMBtu | FALSE | L | Annual | Seasons Included | Seasons | Summer | Summer | Summer | Summer | Summer | Summer | Summer
IL Fac. Spec. - NOX Rate Summer v3.1, Unit 786 and retrofits | 578 | 1797 | Rate Constraint in lbs/MMBtu | FALSE | L | Annual | Standard | lb/MMBtu | 0.25 | 0.25 | 0.25 | 0.25 | 0.25 | 0.25 | 0.25
IL Fac. Spec. - NOX Rate Summer v3.1, Unit 786 and retrofits | 578 | 1797 | Rate Constraint in lbs/MMBtu | FALSE | L | Annual | Emissions at Affected Plants NOX | Thousand Tons | 0.0015318 | 0.0015318 | 0.0015318 | 0.0015318 | 0.0015318 | 0.0077865 | 0
IL Fac. Spec. - NOX Rate Summer v3.1, Unit 786 and retrofits | 578 | 1797 | Rate Constraint in lbs/MMBtu | FALSE | L | Annual | Allowances Purchased NOX | Thousand Tons | 0 | 0 | 0 | 0 | 0 | 0 | 0
IL Fac. Spec. - NOX Rate Summer v3.1, Unit 786 and retrofits | 578 | 1797 | Rate Constraint in lbs/MMBtu | FALSE | L | Annual | Allowances Sold NOX | Thousand Tons | 0 | 0 | 0 | 0 | 0 | 0 | 0
IL Fac. Spec. - NOX Rate Summer v3.1, Unit 786 and retrofits | 578 | 1797 | Rate Constraint in lbs/MMBtu | FALSE | L | Annual | Allowances Banked | Thousand Tons | 0 | 0 | 0 | 0 | 0 | 0 | 0
IL Fac. Spec. - NOX Rate Summer v3.1, Unit 786 and retrofits | 578 | 1797 | Rate Constraint in lbs/MMBtu | FALSE | L | Annual | Allowances Withdrawn (1:1) | Thousand Tons | 0 | 0 | 0 | 0 | 0 | 0 | 0
IL Fac. Spec. - NOX Rate Summer v3.1, Unit 786 and retrofits | 578 | 1797 | Rate Constraint in lbs/MMBtu | FALSE | L | Annual | Allowances Withdrawn (n:1) | Thousand Tons | 0 | 0 | 0 | 0 | 0 | 0 | 0
IL Fac. Spec. - NOX Rate Summer v3.1, Unit 786 and retrofits | 578 | 1797 | Rate Constraint in lbs/MMBtu | FALSE | L | Annual | Net Emissions Allowance Position | Thousand Tons | 0.0015318 | 0.0015318 | 0.0015318 | 0.0015318 | 0.0015318 | 0.0077865 | 0
IL Fac. Spec. - NOX Rate Summer v3.1, Unit 786 and retrofits | 578 | 1797 | Rate Constraint in lbs/MMBtu | FALSE | L | Annual | Fuel Consumed | TBtu | 0.025897 | 0.025897 | 0.025897 | 0.025897 | 0.025897 | 0.13164 | 0
IL Fac. Spec. - NOX Rate Summer v3.1, Unit 786 and retrofits | 578 | 1797 | Rate Constraint in lbs/MMBtu | FALSE | L | Annual | Rate | lb/MMBtu | 0.1183 | 0.1183 | 0.1183 | 0.1183 | 0.1183 | 0.1183 | 0
IL Fac. Spec. - NOX Rate Summer v3.1, Unit 786 and retrofits | 578 | 1797 | Rate Constraint in lbs/MMBtu | FALSE | L | Annual | Generation | TWh | 0.0018335 | 0.0018335 | 0.0018335 | 0.0018335 | 0.0018335 | 0.0093203 | 0
IL Fac. Spec. - NOX Rate Summer v3.1, Unit 786 and retrofits | 578 | 1797 | Rate Constraint in lbs/MMBtu | FALSE | L | Annual | Qualifying Generation | TWh | 0.0018335 | 0.0018335 | 0.0018335 | 0.0018335 | 0.0018335 | 0.0093203 | 0
IL Fac. Spec. - NOX Rate Summer v3.1, Unit 786 and retrofits | 578 | 1797 | Rate Constraint in lbs/MMBtu | FALSE | L | Annual | Rate | lb/MWh | 0.83543 | 0.83543 | 0.83543 | 0.83543 | 0.83543 | 0.83543 | 0
IL Fac. Spec. - NOX Rate Summer v3.1, Unit 786 and retrofits | 578 | 1797 | Rate Constraint in lbs/MMBtu | FALSE | L | Annual | Constraint Shadow Price | US2011$/Ton | 0 | 0 | 0 | 0 | 0 | 0 | 0
IL Fac. Spec. - NOX Rate Summer v3.1, Unit 787 and retrofits | 579 | 1797 | Rate Constraint in lbs/MMBtu | FALSE | L | Annual | Seasons Included | Seasons | Summer | Summer | Summer | Summer | Summer | Summer | Summer
IL Fac. Spec. - NOX Rate Summer v3.1, Unit 787 and retrofits | 579 | 1797 | Rate Constraint in lbs/MMBtu | FALSE | L | Annual | Standard | lb/MMBtu | 0.25 | 0.25 | 0.25 | 0.25 | 0.25 | 0.25 | 0.25
IL Fac. Spec. - NOX Rate Summer v3.1, Unit 787 and retrofits | 579 | 1797 | Rate Constraint in lbs/MMBtu | FALSE | L | Annual | Emissions at Affected Plants NOX | Thousand Tons | 0.0015729 | 0.0015729 | 0.0015729 | 0.0015729 | 0.0015729 | 0.0079955 | 0
IL Fac. Spec. - NOX Rate Summer v3.1, Unit 787 and retrofits | 579 | 1797 | Rate Constraint in lbs/MMBtu | FALSE | L | Annual | Allowances Purchased NOX | Thousand Tons | 0 | 0 | 0 | 0 | 0 | 0 | 0
IL Fac. Spec. - NOX Rate Summer v3.1, Unit 787 and retrofits | 579 | 1797 | Rate Constraint in lbs/MMBtu | FALSE | L | Annual | Allowances Sold NOX | Thousand Tons | 0 | 0 | 0 | 0 | 0 | 0 | 0
IL Fac. Spec. - NOX Rate Summer v3.1, Unit 787 and retrofits | 579 | 1797 | Rate Constraint in lbs/MMBtu | FALSE | L | Annual | Allowances Banked | Thousand Tons | 0 | 0 | 0 | 0 | 0 | 0 | 0
IL Fac. Spec. - NOX Rate Summer v3.1, Unit 787 and retrofits | 579 | 1797 | Rate Constraint in lbs/MMBtu | FALSE | L | Annual | Allowances Withdrawn (1:1) | Thousand Tons | 0 | 0 | 0 | 0 | 0 | 0 | 0
IL Fac. Spec. - NOX Rate Summer v3.1, Unit 787 and retrofits | 579 | 1797 | Rate Constraint in lbs/MMBtu | FALSE | L | Annual | Allowances Withdrawn (n:1) | Thousand Tons | 0 | 0 | 0 | 0 | 0 | 0 | 0
IL Fac. Spec. - NOX Rate Summer v3.1, Unit 787 and retrofits | 579 | 1797 | Rate Constraint in lbs/MMBtu | FALSE | L | Annual | Net Emissions Allowance Position | Thousand Tons | 0.0015729 | 0.0015729 | 0.0015729 | 0.0015729 | 0.0015729 | 0.0079955 | 0
IL Fac. Spec. - NOX Rate Summer v3.1, Unit 787 and retrofits | 579 | 1797 | Rate Constraint in lbs/MMBtu | FALSE | L | Annual | Fuel Consumed | TBtu | 0.025891 | 0.025891 | 0.025891 | 0.025891 | 0.025891 | 0.13161 | 0
IL Fac. Spec. - NOX Rate Summer v3.1, Unit 787 and retrofits | 579 | 1797 | Rate Constraint in lbs/MMBtu | FALSE | L | Annual | Rate | lb/MMBtu | 0.1215 | 0.1215 | 0.1215 | 0.1215 | 0.1215 | 0.1215 | 0
IL Fac. Spec. - NOX Rate Summer v3.1, Unit 787 and retrofits | 579 | 1797 | Rate Constraint in lbs/MMBtu | FALSE | L | Annual | Generation | TWh | 0.0018335 | 0.0018335 | 0.0018335 | 0.0018335 | 0.0018335 | 0.0093203 | 0
IL Fac. Spec. - NOX Rate Summer v3.1, Unit 787 and retrofits | 579 | 1797 | Rate Constraint in lbs/MMBtu | FALSE | L | Annual | Qualifying Generation | TWh | 0.0018335 | 0.0018335 | 0.0018335 | 0.0018335 | 0.0018335 | 0.0093203 | 0
IL Fac. Spec. - NOX Rate Summer v3.1, Unit 787 and retrofits | 579 | 1797 | Rate Constraint in lbs/MMBtu | FALSE | L | Annual | Rate | lb/MWh | 0.85785 | 0.85785 | 0.85785 | 0.85785 | 0.85785 | 0.85785 | 0
IL Fac. Spec. - NOX Rate Summer v3.1, Unit 787 and retrofits | 579 | 1797 | Rate Constraint in lbs/MMBtu | FALSE | L | Annual | Constraint Shadow Price | US2011$/Ton | 0 | 0 | 0 | 0 | 0 | 0 | 0
IL Fac. Spec. - NOX Rate Summer v3.1, Unit 788 and retrofits | 580 | 1797 | Rate Constraint in lbs/MMBtu | FALSE | L | Annual | Seasons Included | Seasons | Summer | Summer | Summer | Summer | Summer | Summer | Summer
IL Fac. Spec. - NOX Rate Summer v3.1, Unit 788 and retrofits | 580 | 1797 | Rate Constraint in lbs/MMBtu | FALSE | L | Annual | Standard | lb/MMBtu | 0.25 | 0.25 | 0.25 | 0.25 | 0.25 | 0.25 | 0.25
IL Fac. Spec. - NOX Rate Summer v3.1, Unit 788 and retrofits | 580 | 1797 | Rate Constraint in lbs/MMBtu | FALSE | L | Annual | Emissions at Affected Plants NOX | Thousand Tons | 0.0015522 | 0.0015522 | 0.0015522 | 0.0015522 | 0.0015522 | 0.0078902 | 0
IL Fac. Spec. - NOX Rate Summer v3.1, Unit 788 and retrofits | 580 | 1797 | Rate Constraint in lbs/MMBtu | FALSE | L | Annual | Allowances Purchased NOX | Thousand Tons | 0 | 0 | 0 | 0 | 0 | 0 | 0
IL Fac. Spec. - NOX Rate Summer v3.1, Unit 788 and retrofits | 580 | 1797 | Rate Constraint in lbs/MMBtu | FALSE | L | Annual | Allowances Sold NOX | Thousand Tons | 0 | 0 | 0 | 0 | 0 | 0 | 0
IL Fac. Spec. - NOX Rate Summer v3.1, Unit 788 and retrofits | 580 | 1797 | Rate Constraint in lbs/MMBtu | FALSE | L | Annual | Allowances Banked | Thousand Tons | 0 | 0 | 0 | 0 | 0 | 0 | 0
IL Fac. Spec. - NOX Rate Summer v3.1, Unit 788 and retrofits | 580 | 1797 | Rate Constraint in lbs/MMBtu | FALSE | L | Annual | Allowances Withdrawn (1:1) | Thousand Tons | 0 | 0 | 0 | 0 | 0 | 0 | 0
IL Fac. Spec. - NOX Rate Summer v3.1, Unit 788 and retrofits | 580 | 1797 | Rate Constraint in lbs/MMBtu | FALSE | L | Annual | Allowances Withdrawn (n:1) | Thousand Tons | 0 | 0 | 0 | 0 | 0 | 0 | 0
IL Fac. Spec. - NOX Rate Summer v3.1, Unit 788 and retrofits | 580 | 1797 | Rate Constraint in lbs/MMBtu | FALSE | L | Annual | Net Emissions Allowance Position | Thousand Tons | 0.0015522 | 0.0015522 | 0.0015522 | 0.0015522 | 0.0015522 | 0.0078902 | 0
IL Fac. Spec. - NOX Rate Summer v3.1, Unit 788 and retrofits | 580 | 1797 | Rate Constraint in lbs/MMBtu | FALSE | L | Annual | Fuel Consumed | TBtu | 0.025891 | 0.025891 | 0.025891 | 0.025891 | 0.025891 | 0.13161 | 0
IL Fac. Spec. - NOX Rate Summer v3.1, Unit 788 and retrofits | 580 | 1797 | Rate Constraint in lbs/MMBtu | FALSE | L | Annual | Rate | lb/MMBtu | 0.1199 | 0.1199 | 0.1199 | 0.1199 | 0.1199 | 0.1199 | 0
IL Fac. Spec. - NOX Rate Summer v3.1, Unit 788 and retrofits | 580 | 1797 | Rate Constraint in lbs/MMBtu | FALSE | L | Annual | Generation | TWh | 0.0018335 | 0.0018335 | 0.0018335 | 0.0018335 | 0.0018335 | 0.0093203 | 0
IL Fac. Spec. - NOX Rate Summer v3.1, Unit 788 and retrofits | 580 | 1797 | Rate Constraint in lbs/MMBtu | FALSE | L | Annual | Qualifying Generation | TWh | 0.0018335 | 0.0018335 | 0.0018335 | 0.0018335 | 0.0018335 | 0.0093203 | 0
IL Fac. Spec. - NOX Rate Summer v3.1, Unit 788 and retrofits | 580 | 1797 | Rate Constraint in lbs/MMBtu | FALSE | L | Annual | Rate | lb/MWh | 0.84655 | 0.84655 | 0.84655 | 0.84655 | 0.84655 | 0.84655 | 0
IL Fac. Spec. - NOX Rate Summer v3.1, Unit 788 and retrofits | 580 | 1797 | Rate Constraint in lbs/MMBtu | FALSE | L | Annual | Constraint Shadow Price | US2011$/Ton | 0 | 0 | 0 | 0 | 0 | 0 | 0
IL Fac. Spec. - NOX Rate Summer v3.1, Unit 790 and retrofits | 581 | 1797 | Rate Constraint in lbs/MMBtu | FALSE | L | Annual | Seasons Included | Seasons | Summer | Summer | Summer | Summer | Summer | Summer | Summer
IL Fac. Spec. - NOX Rate Summer v3.1, Unit 790 and retrofits | 581 | 1797 | Rate Constraint in lbs/MMBtu | FALSE | L | Annual | Standard | lb/MMBtu | 0.25 | 0.25 | 0.25 | 0.25 | 0.25 | 0.25 | 0.25
IL Fac. Spec. - NOX Rate Summer v3.1, Unit 790 and retrofits | 581 | 1797 | Rate Constraint in lbs/MMBtu | FALSE | L | Annual | Emissions at Affected Plants NOX | Thousand Tons | 0.00051777 | 0.00051777 | 0.00051777 | 0.00051777 | 0.00051777 | 0.00021706 | 0
IL Fac. Spec. - NOX Rate Summer v3.1, Unit 790 and retrofits | 581 | 1797 | Rate Constraint in lbs/MMBtu | FALSE | L | Annual | Allowances Purchased NOX | Thousand Tons | 0 | 0 | 0 | 0 | 0 | 0 | 0
IL Fac. Spec. - NOX Rate Summer v3.1, Unit 790 and retrofits | 581 | 1797 | Rate Constraint in lbs/MMBtu | FALSE | L | Annual | Allowances Sold NOX | Thousand Tons | 0 | 0 | 0 | 0 | 0 | 0 | 0
IL Fac. Spec. - NOX Rate Summer v3.1, Unit 790 and retrofits | 581 | 1797 | Rate Constraint in lbs/MMBtu | FALSE | L | Annual | Allowances Banked | Thousand Tons | 0 | 0 | 0 | 0 | 0 | 0 | 0
IL Fac. Spec. - NOX Rate Summer v3.1, Unit 790 and retrofits | 581 | 1797 | Rate Constraint in lbs/MMBtu | FALSE | L | Annual | Allowances Withdrawn (1:1) | Thousand Tons | 0 | 0 | 0 | 0 | 0 | 0 | 0
IL Fac. Spec. - NOX Rate Summer v3.1, Unit 790 and retrofits | 581 | 1797 | Rate Constraint in lbs/MMBtu | FALSE | L | Annual | Allowances Withdrawn (n:1) | Thousand Tons | 0 | 0 | 0 | 0 | 0 | 0 | 0
IL Fac. Spec. - NOX Rate Summer v3.1, Unit 790 and retrofits | 581 | 1797 | Rate Constraint in lbs/MMBtu | FALSE | L | Annual | Net Emissions Allowance Position | Thousand Tons | 0.00051777 | 0.00051777 | 0.00051777 | 0.00051777 | 0.00051777 | 0.00021706 | 0
IL Fac. Spec. - NOX Rate Summer v3.1, Unit 790 and retrofits | 581 | 1797 | Rate Constraint in lbs/MMBtu | FALSE | L | Annual | Fuel Consumed | TBtu | 0.037314 | 0.037314 | 0.037314 | 0.037314 | 0.037314 | 0.015643 | 0
IL Fac. Spec. - NOX Rate Summer v3.1, Unit 790 and retrofits | 581 | 1797 | Rate Constraint in lbs/MMBtu | FALSE | L | Annual | Rate | lb/MMBtu | 0.027752 | 0.027752 | 0.027752 | 0.027752 | 0.027752 | 0.027752 | 0
IL Fac. Spec. - NOX Rate Summer v3.1, Unit 790 and retrofits | 581 | 1797 | Rate Constraint in lbs/MMBtu | FALSE | L | Annual | Generation | TWh | 0.0023336 | 0.0023336 | 0.0023336 | 0.0023336 | 0.0023336 | 0.00097828 | 0
IL Fac. Spec. - NOX Rate Summer v3.1, Unit 790 and retrofits | 581 | 1797 | Rate Constraint in lbs/MMBtu | FALSE | L | Annual | Qualifying Generation | TWh | 0.0023336 | 0.0023336 | 0.0023336 | 0.0023336 | 0.0023336 | 0.00097828 | 0
IL Fac. Spec. - NOX Rate Summer v3.1, Unit 790 and retrofits | 581 | 1797 | Rate Constraint in lbs/MMBtu | FALSE | L | Annual | Rate | lb/MWh | 0.22188 | 0.22188 | 0.22188 | 0.22188 | 0.22188 | 0.22188 | 0
IL Fac. Spec. - NOX Rate Summer v3.1, Unit 790 and retrofits | 581 | 1797 | Rate Constraint in lbs/MMBtu | FALSE | L | Annual | Constraint Shadow Price | US2011$/Ton | 0 | 0 | 0 | 0 | 0 | 0 | 0
IL Fac. Spec. - NOX Rate Summer v3.1, Unit 791 and retrofits | 582 | 1797 | Rate Constraint in lbs/MMBtu | FALSE | L | Annual | Seasons Included | Seasons | Summer | Summer | Summer | Summer | Summer | Summer | Summer
IL Fac. Spec. - NOX Rate Summer v3.1, Unit 791 and retrofits | 582 | 1797 | Rate Constraint in lbs/MMBtu | FALSE | L | Annual | Standard | lb/MMBtu | 0.25 | 0.25 | 0.25 | 0.25 | 0.25 | 0.25 | 0.25
IL Fac. Spec. - NOX Rate Summer v3.1, Unit 791 and retrofits | 582 | 1797 | Rate Constraint in lbs/MMBtu | FALSE | L | Annual | Emissions at Affected Plants NOX | Thousand Tons | 0.0006459 | 0.0006459 | 0.0006459 | 0.0006459 | 0.0006459 | 0 | 0
IL Fac. Spec. - NOX Rate Summer v3.1, Unit 791 and retrofits | 582 | 1797 | Rate Constraint in lbs/MMBtu | FALSE | L | Annual | Allowances Purchased NOX | Thousand Tons | 0 | 0 | 0 | 0 | 0 | 0 | 0
IL Fac. Spec. - NOX Rate Summer v3.1, Unit 791 and retrofits | 582 | 1797 | Rate Constraint in lbs/MMBtu | FALSE | L | Annual | Allowances Sold NOX | Thousand Tons | 0 | 0 | 0 | 0 | 0 | 0 | 0
IL Fac. Spec. - NOX Rate Summer v3.1, Unit 791 and retrofits | 582 | 1797 | Rate Constraint in lbs/MMBtu | FALSE | L | Annual | Allowances Banked | Thousand Tons | 0 | 0 | 0 | 0 | 0 | 0 | 0
IL Fac. Spec. - NOX Rate Summer v3.1, Unit 791 and retrofits | 582 | 1797 | Rate Constraint in lbs/MMBtu | FALSE | L | Annual | Allowances Withdrawn (1:1) | Thousand Tons | 0 | 0 | 0 | 0 | 0 | 0 | 0
IL Fac. Spec. - NOX Rate Summer v3.1, Unit 791 and retrofits | 582 | 1797 | Rate Constraint in lbs/MMBtu | FALSE | L | Annual | Allowances Withdrawn (n:1) | Thousand Tons | 0 | 0 | 0 | 0 | 0 | 0 | 0
IL Fac. Spec. - NOX Rate Summer v3.1, Unit 791 and retrofits | 582 | 1797 | Rate Constraint in lbs/MMBtu | FALSE | L | Annual | Net Emissions Allowance Position | Thousand Tons | 0.0006459 | 0.0006459 | 0.0006459 | 0.0006459 | 0.0006459 | 0 | 0
IL Fac. Spec. - NOX Rate Summer v3.1, Unit 791 and retrofits | 582 | 1797 | Rate Constraint in lbs/MMBtu | FALSE | L | Annual | Fuel Consumed | TBtu | 0.037316 | 0.037316 | 0.037316 | 0.037316 | 0.037316 | 0 | 0
IL Fac. Spec. - NOX Rate Summer v3.1, Unit 791 and retrofits | 582 | 1797 | Rate Constraint in lbs/MMBtu | FALSE | L | Annual | Rate | lb/MMBtu | 0.034618 | 0.034618 | 0.034618 | 0.034618 | 0.034618 | 0 | 0
IL Fac. Spec. - NOX Rate Summer v3.1, Unit 791 and retrofits | 582 | 1797 | Rate Constraint in lbs/MMBtu | FALSE | L | Annual | Generation | TWh | 0.0023336 | 0.0023336 | 0.0023336 | 0.0023336 | 0.0023336 | 0 | 0
IL Fac. Spec. - NOX Rate Summer v3.1, Unit 791 and retrofits | 582 | 1797 | Rate Constraint in lbs/MMBtu | FALSE | L | Annual | Qualifying Generation | TWh | 0.0023336 | 0.0023336 | 0.0023336 | 0.0023336 | 0.0023336 | 0 | 0
IL Fac. Spec. - NOX Rate Summer v3.1, Unit 791 and retrofits | 582 | 1797 | Rate Constraint in lbs/MMBtu | FALSE | L | Annual | Rate | lb/MWh | 0.27679 | 0.27679 | 0.27679 | 0.27679 | 0.27679 | 0 | 0
IL Fac. Spec. - NOX Rate Summer v3.1, Unit 791 and retrofits | 582 | 1797 | Rate Constraint in lbs/MMBtu | FALSE | L | Annual | Constraint Shadow Price | US2011$/Ton | 0 | 0 | 0 | 0 | 0 | 0 | 0
IL Fac. Spec. - NOX Rate Summer v3.1, Unit 811 and retrofits | 583 | 1797 | Rate Constraint in lbs/MMBtu | FALSE | L | Annual | Seasons Included | Seasons | Summer | Summer | Summer | Summer | Summer | Summer | Summer
IL Fac. Spec. - NOX Rate Summer v3.1, Unit 811 and retrofits | 583 | 1797 | Rate Constraint in lbs/MMBtu | FALSE | L | Annual | Standard | lb/MMBtu | 0.25 | 0.25 | 0.25 | 0.25 | 0.25 | 0.25 | 0.25
IL Fac. Spec. - NOX Rate Summer v3.1, Unit 811 and retrofits | 583 | 1797 | Rate Constraint in lbs/MMBtu | FALSE | L | Annual | Emissions at Affected Plants NOX | Thousand Tons | 0.0023586 | 0.0023586 | 0.0023586 | 0.0023586 | 0.0023586 | 0.0023586 | 0.0023586
IL Fac. Spec. - NOX Rate Summer v3.1, Unit 811 and retrofits | 583 | 1797 | Rate Constraint in lbs/MMBtu | FALSE | L | Annual | Allowances Purchased NOX | Thousand Tons | 0 | 0 | 0 | 0 | 0 | 0 | 0
IL Fac. Spec. - NOX Rate Summer v3.1, Unit 811 and retrofits | 583 | 1797 | Rate Constraint in lbs/MMBtu | FALSE | L | Annual | Allowances Sold NOX | Thousand Tons | 0 | 0 | 0 | 0 | 0 | 0 | 0
IL Fac. Spec. - NOX Rate Summer v3.1, Unit 811 and retrofits | 583 | 1797 | Rate Constraint in lbs/MMBtu | FALSE | L | Annual | Allowances Banked | Thousand Tons | 0 | 0 | 0 | 0 | 0 | 0 | 0
IL Fac. Spec. - NOX Rate Summer v3.1, Unit 811 and retrofits | 583 | 1797 | Rate Constraint in lbs/MMBtu | FALSE | L | Annual | Allowances Withdrawn (1:1) | Thousand Tons | 0 | 0 | 0 | 0 | 0 | 0 | 0
IL Fac. Spec. - NOX Rate Summer v3.1, Unit 811 and retrofits | 583 | 1797 | Rate Constraint in lbs/MMBtu | FALSE | L | Annual | Allowances Withdrawn (n:1) | Thousand Tons | 0 | 0 | 0 | 0 | 0 | 0 | 0
IL Fac. Spec. - NOX Rate Summer v3.1, Unit 811 and retrofits | 583 | 1797 | Rate Constraint in lbs/MMBtu | FALSE | L | Annual | Net Emissions Allowance Position | Thousand Tons | 0.0023586 | 0.0023586 | 0.0023586 | 0.0023586 | 0.0023586 | 0.0023586 | 0.0023586
IL Fac. Spec. - NOX Rate Summer v3.1, Unit 811 and retrofits | 583 | 1797 | Rate Constraint in lbs/MMBtu | FALSE | L | Annual | Fuel Consumed | TBtu | 0.16423 | 0.16423 | 0.16423 | 0.16423 | 0.16423 | 0.16423 | 0.16423
IL Fac. Spec. - NOX Rate Summer v3.1, Unit 811 and retrofits | 583 | 1797 | Rate Constraint in lbs/MMBtu | FALSE | L | Annual | Rate | lb/MMBtu | 0.028723 | 0.028723 | 0.028723 | 0.028723 | 0.028723 | 0.028723 | 0.028723
IL Fac. Spec. - NOX Rate Summer v3.1, Unit 811 and retrofits | 583 | 1797 | Rate Constraint in lbs/MMBtu | FALSE | L | Annual | Generation | TWh | 0.012371 | 0.012371 | 0.012371 | 0.012371 | 0.012371 | 0.012371 | 0.012371
IL Fac. Spec. - NOX Rate Summer v3.1, Unit 811 and retrofits | 583 | 1797 | Rate Constraint in lbs/MMBtu | FALSE | L | Annual | Qualifying Generation | TWh | 0.012371 | 0.012371 | 0.012371 | 0.012371 | 0.012371 | 0.012371 | 0.012371
IL Fac. Spec. - NOX Rate Summer v3.1, Unit 811 and retrofits | 583 | 1797 | Rate Constraint in lbs/MMBtu | FALSE | L | Annual | Rate | lb/MWh | 0.19066 | 0.19066 | 0.19066 | 0.19066 | 0.19066 | 0.19066 | 0.19066
IL Fac. Spec. - NOX Rate Summer v3.1, Unit 811 and retrofits | 583 | 1797 | Rate Constraint in lbs/MMBtu | FALSE | L | Annual | Constraint Shadow Price | US2011$/Ton | 0 | 0 | 0 | 0 | 0 | 0 | 0
IL Fac. Spec. - NOX Rate Summer v3.1, Unit 812 and retrofits | 584 | 1797 | Rate Constraint in lbs/MMBtu | FALSE | L | Annual | Seasons Included | Seasons | Summer | Summer | Summer | Summer | Summer | Summer | Summer
IL Fac. Spec. - NOX Rate Summer v3.1, Unit 812 and retrofits | 584 | 1797 | Rate Constraint in lbs/MMBtu | FALSE | L | Annual | Standard | lb/MMBtu | 0.25 | 0.25 | 0.25 | 0.25 | 0.25 | 0.25 | 0.25
IL Fac. Spec. - NOX Rate Summer v3.1, Unit 812 and retrofits | 584 | 1797 | Rate Constraint in lbs/MMBtu | FALSE | L | Annual | Emissions at Affected Plants NOX | Thousand Tons | 0.0021962 | 0.0021962 | 0.0021962 | 0.0021962 | 0.0021962 | 0.0021962 | 0.0021962
IL Fac. Spec. - NOX Rate Summer v3.1, Unit 812 and retrofits | 584 | 1797 | Rate Constraint in lbs/MMBtu | FALSE | L | Annual | Allowances Purchased NOX | Thousand Tons | 0 | 0 | 0 | 0 | 0 | 0 | 0
IL Fac. Spec. - NOX Rate Summer v3.1, Unit 812 and retrofits | 584 | 1797 | Rate Constraint in lbs/MMBtu | FALSE | L | Annual | Allowances Sold NOX | Thousand Tons | 0 | 0 | 0 | 0 | 0 | 0 | 0
IL Fac. Spec. - NOX Rate Summer v3.1, Unit 812 and retrofits | 584 | 1797 | Rate Constraint in lbs/MMBtu | FALSE | L | Annual | Allowances Banked | Thousand Tons | 0 | 0 | 0 | 0 | 0 | 0 | 0
IL Fac. Spec. - NOX Rate Summer v3.1, Unit 812 and retrofits | 584 | 1797 | Rate Constraint in lbs/MMBtu | FALSE | L | Annual | Allowances Withdrawn (1:1) | Thousand Tons | 0 | 0 | 0 | 0 | 0 | 0 | 0
IL Fac. Spec. - NOX Rate Summer v3.1, Unit 812 and retrofits | 584 | 1797 | Rate Constraint in lbs/MMBtu | FALSE | L | Annual | Allowances Withdrawn (n:1) | Thousand Tons | 0 | 0 | 0 | 0 | 0 | 0 | 0
IL Fac. Spec. - NOX Rate Summer v3.1, Unit 812 and retrofits | 584 | 1797 | Rate Constraint in lbs/MMBtu | FALSE | L | Annual | Net Emissions Allowance Position | Thousand Tons | 0.0021962 | 0.0021962 | 0.0021962 | 0.0021962 | 0.0021962 | 0.0021962 | 0.0021962
IL Fac. Spec. - NOX Rate Summer v3.1, Unit 812 and retrofits | 584 | 1797 | Rate Constraint in lbs/MMBtu | FALSE | L | Annual | Fuel Consumed | TBtu | 0.16424 | 0.16424 | 0.16424 | 0.16424 | 0.16424 | 0.16424 | 0.16424
IL Fac. Spec. - NOX Rate Summer v3.1, Unit 812 and retrofits | 584 | 1797 | Rate Constraint in lbs/MMBtu | FALSE | L | Annual | Rate | lb/MMBtu | 0.026743 | 0.026743 | 0.026743 | 0.026743 | 0.026743 | 0.026743 | 0.026743
IL Fac. Spec. - NOX Rate Summer v3.1, Unit 812 and retrofits | 584 | 1797 | Rate Constraint in lbs/MMBtu | FALSE | L | Annual | Generation | TWh | 0.012371 | 0.012371 | 0.012371 | 0.012371 | 0.012371 | 0.012371 | 0.012371
IL Fac. Spec. - NOX Rate Summer v3.1, Unit 812 and retrofits | 584 | 1797 | Rate Constraint in lbs/MMBtu | FALSE | L | Annual | Qualifying Generation | TWh | 0.012371 | 0.012371 | 0.012371 | 0.012371 | 0.012371 | 0.012371 | 0.012371
IL Fac. Spec. - NOX Rate Summer v3.1, Unit 812 and retrofits | 584 | 1797 | Rate Constraint in lbs/MMBtu | FALSE | L | Annual | Rate | lb/MWh | 0.17753 | 0.17753 | 0.17753 | 0.17753 | 0.17753 | 0.17753 | 0.17753
IL Fac. Spec. - NOX Rate Summer v3.1, Unit 812 and retrofits | 584 | 1797 | Rate Constraint in lbs/MMBtu | FALSE | L | Annual | Constraint Shadow Price | US2011$/Ton | 0 | 0 | 0 | 0 | 0 | 0 | 0
IL Fac. Spec. - NOX Rate Summer v3.1, Unit 813 and retrofits | 585 | 1797 | Rate Constraint in lbs/MMBtu | FALSE | L | Annual | Seasons Included | Seasons | Summer | Summer | Summer | Summer | Summer | Summer | Summer
IL Fac. Spec. - NOX Rate Summer v3.1, Unit 813 and retrofits | 585 | 1797 | Rate Constraint in lbs/MMBtu | FALSE | L | Annual | Standard | lb/MMBtu | 0.25 | 0.25 | 0.25 | 0.25 | 0.25 | 0.25 | 0.25
IL Fac. Spec. - NOX Rate Summer v3.1, Unit 813 and retrofits | 585 | 1797 | Rate Constraint in lbs/MMBtu | FALSE | L | Annual | Emissions at Affected Plants NOX | Thousand Tons | 0.0022304 | 0.0022304 | 0.0022304 | 0.0022304 | 0.0022304 | 0.0022304 | 0.0022304
IL Fac. Spec. - NOX Rate Summer v3.1, Unit 813 and retrofits | 585 | 1797 | Rate Constraint in lbs/MMBtu | FALSE | L | Annual | Allowances Purchased NOX | Thousand Tons | 0 | 0 | 0 | 0 | 0 | 0 | 0
IL Fac. Spec. - NOX Rate Summer v3.1, Unit 813 and retrofits | 585 | 1797 | Rate Constraint in lbs/MMBtu | FALSE | L | Annual | Allowances Sold NOX | Thousand Tons | 0 | 0 | 0 | 0 | 0 | 0 | 0
IL Fac. Spec. - NOX Rate Summer v3.1, Unit 813 and retrofits | 585 | 1797 | Rate Constraint in lbs/MMBtu | FALSE | L | Annual | Allowances Banked | Thousand Tons | 0 | 0 | 0 | 0 | 0 | 0 | 0
IL Fac. Spec. - NOX Rate Summer v3.1, Unit 813 and retrofits | 585 | 1797 | Rate Constraint in lbs/MMBtu | FALSE | L | Annual | Allowances Withdrawn (1:1) | Thousand Tons | 0 | 0 | 0 | 0 | 0 | 0 | 0
IL Fac. Spec. - NOX Rate Summer v3.1, Unit 813 and retrofits | 585 | 1797 | Rate Constraint in lbs/MMBtu | FALSE | L | Annual | Allowances Withdrawn (n:1) | Thousand Tons | 0 | 0 | 0 | 0 | 0 | 0 | 0
IL Fac. Spec. - NOX Rate Summer v3.1, Unit 813 and retrofits | 585 | 1797 | Rate Constraint in lbs/MMBtu | FALSE | L | Annual | Net Emissions Allowance Position | Thousand Tons | 0.0022304 | 0.0022304 | 0.0022304 | 0.0022304 | 0.0022304 | 0.0022304 | 0.0022304
IL Fac. Spec. - NOX Rate Summer v3.1, Unit 813 and retrofits | 585 | 1797 | Rate Constraint in lbs/MMBtu | FALSE | L | Annual | Fuel Consumed | TBtu | 0.16424 | 0.16424 | 0.16424 | 0.16424 | 0.16424 | 0.16424 | 0.16424
IL Fac. Spec. - NOX Rate Summer v3.1, Unit 813 and retrofits | 585 | 1797 | Rate Constraint in lbs/MMBtu | FALSE | L | Annual | Rate | lb/MMBtu | 0.02716 | 0.02716 | 0.02716 | 0.02716 | 0.02716 | 0.02716 | 0.02716
IL Fac. Spec. - NOX Rate Summer v3.1, Unit 813 and retrofits | 585 | 1797 | Rate Constraint in lbs/MMBtu | FALSE | L | Annual | Generation | TWh | 0.012371 | 0.012371 | 0.012371 | 0.012371 | 0.012371 | 0.012371 | 0.012371
IL Fac. Spec. - NOX Rate Summer v3.1, Unit 813 and retrofits | 585 | 1797 | Rate Constraint in lbs/MMBtu | FALSE | L | Annual | Qualifying Generation | TWh | 0.012371 | 0.012371 | 0.012371 | 0.012371 | 0.012371 | 0.012371 | 0.012371
IL Fac. Spec. - NOX Rate Summer v3.1, Unit 813 and retrofits | 585 | 1797 | Rate Constraint in lbs/MMBtu | FALSE | L | Annual | Rate | lb/MWh | 0.1803 | 0.1803 | 0.1803 | 0.1803 | 0.1803 | 0.1803 | 0.1803
IL Fac. Spec. - NOX Rate Summer v3.1, Unit 813 and retrofits | 585 | 1797 | Rate Constraint in lbs/MMBtu | FALSE | L | Annual | Constraint Shadow Price | US2011$/Ton | 0 | 0 | 0 | 0 | 0 | 0 | 0
IL Fac. Spec. - NOX Rate Summer v3.1, Unit 814 and retrofits | 586 | 1797 | Rate Constraint in lbs/MMBtu | FALSE | L | Annual | Seasons Included | Seasons | Summer | Summer | Summer | Summer | Summer | Summer | Summer
IL Fac. Spec. - NOX Rate Summer v3.1, Unit 814 and retrofits | 586 | 1797 | Rate Constraint in lbs/MMBtu | FALSE | L | Annual | Standard | lb/MMBtu | 0.25 | 0.25 | 0.25 | 0.25 | 0.25 | 0.25 | 0.25
IL Fac. Spec. - NOX Rate Summer v3.1, Unit 814 and retrofits | 586 | 1797 | Rate Constraint in lbs/MMBtu | FALSE | L | Annual | Emissions at Affected Plants NOX | Thousand Tons | 0.0022384 | 0.0022384 | 0.0022384 | 0.0022384 | 0.0022384 | 0.0022384 | 0.0022384
IL Fac. Spec. - NOX Rate Summer v3.1, Unit 814 and retrofits | 586 | 1797 | Rate Constraint in lbs/MMBtu | FALSE | L | Annual | Allowances Purchased NOX | Thousand Tons | 0 | 0 | 0 | 0 | 0 | 0 | 0
IL Fac. Spec. - NOX Rate Summer v3.1, Unit 814 and retrofits | 586 | 1797 | Rate Constraint in lbs/MMBtu | FALSE | L | Annual | Allowances Sold NOX | Thousand Tons | 0 | 0 | 0 | 0 | 0 | 0 | 0
IL Fac. Spec. - NOX Rate Summer v3.1, Unit 814 and retrofits | 586 | 1797 | Rate Constraint in lbs/MMBtu | FALSE | L | Annual | Allowances Banked | Thousand Tons | 0 | 0 | 0 | 0 | 0 | 0 | 0
IL Fac. Spec. - NOX Rate Summer v3.1, Unit 814 and retrofits | 586 | 1797 | Rate Constraint in lbs/MMBtu | FALSE | L | Annual | Allowances Withdrawn (1:1) | Thousand Tons | 0 | 0 | 0 | 0 | 0 | 0 | 0
IL Fac. Spec. - NOX Rate Summer v3.1, Unit 814 and retrofits | 586 | 1797 | Rate Constraint in lbs/MMBtu | FALSE | L | Annual | Allowances Withdrawn (n:1) | Thousand Tons | 0 | 0 | 0 | 0 | 0 | 0 | 0
IL Fac. Spec. - NOX Rate Summer v3.1, Unit 814 and retrofits | 586 | 1797 | Rate Constraint in lbs/MMBtu | FALSE | L | Annual | Net Emissions Allowance Position | Thousand Tons | 0.0022384 | 0.0022384 | 0.0022384 | 0.0022384 | 0.0022384 | 0.0022384 | 0.0022384
IL Fac. Spec. - NOX Rate Summer v3.1, Unit 814 and retrofits | 586 | 1797 | Rate Constraint in lbs/MMBtu | FALSE | L | Annual | Fuel Consumed | TBtu | 0.16424 | 0.16424 | 0.16424 | 0.16424 | 0.16424 | 0.16424 | 0.16424
IL Fac. Spec. - NOX Rate Summer v3.1, Unit 814 and retrofits | 586 | 1797 | Rate Constraint in lbs/MMBtu | FALSE | L | Annual | Rate | lb/MMBtu | 0.027256 | 0.027256 | 0.027256 | 0.027256 | 0.027256 | 0.027256 | 0.027256
IL Fac. Spec. - NOX Rate Summer v3.1, Unit 814 and retrofits | 586 | 1797 | Rate Constraint in lbs/MMBtu | FALSE | L | Annual | Generation | TWh | 0.012371 | 0.012371 | 0.012371 | 0.012371 | 0.012371 | 0.012371 | 0.012371
IL Fac. Spec. - NOX Rate Summer v3.1, Unit 814 and retrofits | 586 | 1797 | Rate Constraint in lbs/MMBtu | FALSE | L | Annual | Qualifying Generation | TWh | 0.012371 | 0.012371 | 0.012371 | 0.012371 | 0.012371 | 0.012371 | 0.012371
IL Fac. Spec. - NOX Rate Summer v3.1, Unit 814 and retrofits | 586 | 1797 | Rate Constraint in lbs/MMBtu | FALSE | L | Annual | Rate | lb/MWh | 0.18094 | 0.18094 | 0.18094 | 0.18094 | 0.18094 | 0.18094 | 0.18094
IL Fac. Spec. - NOX Rate Summer v3.1, Unit 814 and retrofits | 586 | 1797 | Rate Constraint in lbs/MMBtu | FALSE | L | Annual | Constraint Shadow Price | US2011$/Ton | 0 | 0 | 0 | 0 | 0 | 0 | 0
IL Fac. Spec. - NOX Rate Summer v3.1, Unit 815 and retrofits | 587 | 1797 | Rate Constraint in lbs/MMBtu | FALSE | L | Annual | Seasons Included | Seasons | Summer | Summer | Summer | Summer | Summer | Summer | Summer
IL Fac. Spec. - NOX Rate Summer v3.1, Unit 815 and retrofits | 587 | 1797 | Rate Constraint in lbs/MMBtu | FALSE | L | Annual | Standard | lb/MMBtu | 0.25 | 0.25 | 0.25 | 0.25 | 0.25 | 0.25 | 0.25
IL Fac. Spec. - NOX Rate Summer v3.1, Unit 815 and retrofits | 587 | 1797 | Rate Constraint in lbs/MMBtu | FALSE | L | Annual | Emissions at Affected Plants NOX | Thousand Tons | 0.002097 | 0.002097 | 0.002097 | 0.002097 | 0.002097 | 0.002097 | 0.002097
IL Fac. Spec. - NOX Rate Summer v3.1, Unit 815 and retrofits | 587 | 1797 | Rate Constraint in lbs/MMBtu | FALSE | L | Annual | Allowances Purchased NOX | Thousand Tons | 0 | 0 | 0 | 0 | 0 | 0 | 0
IL Fac. Spec. - NOX Rate Summer v3.1, Unit 815 and retrofits | 587 | 1797 | Rate Constraint in lbs/MMBtu | FALSE | L | Annual | Allowances Sold NOX | Thousand Tons | 0 | 0 | 0 | 0 | 0 | 0 | 0
IL Fac. Spec. - NOX Rate Summer v3.1, Unit 815 and retrofits | 587 | 1797 | Rate Constraint in lbs/MMBtu | FALSE | L | Annual | Allowances Banked | Thousand Tons | 0 | 0 | 0 | 0 | 0 | 0 | 0
IL Fac. Spec. - NOX Rate Summer v3.1, Unit 815 and retrofits | 587 | 1797 | Rate Constraint in lbs/MMBtu | FALSE | L | Annual | Allowances Withdrawn (1:1) | Thousand Tons | 0 | 0 | 0 | 0 | 0 | 0 | 0
IL Fac. Spec. - NOX Rate Summer v3.1, Unit 815 and retrofits | 587 | 1797 | Rate Constraint in lbs/MMBtu | FALSE | L | Annual | Allowances Withdrawn (n:1) | Thousand Tons | 0 | 0 | 0 | 0 | 0 | 0 | 0
IL Fac. Spec. - NOX Rate Summer v3.1, Unit 815 and retrofits | 587 | 1797 | Rate Constraint in lbs/MMBtu | FALSE | L | Annual | Net Emissions Allowance Position | Thousand Tons | 0.002097 | 0.002097 | 0.002097 | 0.002097 | 0.002097 | 0.002097 | 0.002097
IL Fac. Spec. - NOX Rate Summer v3.1, Unit 815 and retrofits | 587 | 1797 | Rate Constraint in lbs/MMBtu | FALSE | L | Annual | Fuel Consumed | TBtu | 0.16424 | 0.16424 | 0.16424 | 0.16424 | 0.16424 | 0.16424 | 0.16424
IL Fac. Spec. - NOX Rate Summer v3.1, Unit 815 and retrofits | 587 | 1797 | Rate Constraint in lbs/MMBtu | FALSE | L | Annual | Rate | lb/MMBtu | 0.025535 | 0.025535 | 0.025535 | 0.025535 | 0.025535 | 0.025535 | 0.025535
IL Fac. Spec. - NOX Rate Summer v3.1, Unit 815 and retrofits | 587 | 1797 | Rate Constraint in lbs/MMBtu | FALSE | L | Annual | Generation | TWh | 0.012371 | 0.012371 | 0.012371 | 0.012371 | 0.012371 | 0.012371 | 0.012371
IL Fac. Spec. - NOX Rate Summer v3.1, Unit 815 and retrofits | 587 | 1797 | Rate Constraint in lbs/MMBtu | FALSE | L | Annual | Qualifying Generation | TWh | 0.012371 | 0.012371 | 0.012371 | 0.012371 | 0.012371 | 0.012371 | 0.012371
IL Fac. Spec. - NOX Rate Summer v3.1, Unit 815 and retrofits | 587 | 1797 | Rate Constraint in lbs/MMBtu | FALSE | L | Annual | Rate | lb/MWh | 0.16952 | 0.16952 | 0.16952 | 0.16952 | 0.16952 | 0.16952 | 0.16952
IL Fac. Spec. - NOX Rate Summer v3.1, Unit 815 and retrofits | 587 | 1797 | Rate Constraint in lbs/MMBtu | FALSE | L | Annual | Constraint Shadow Price | US2011$/Ton | 0 | 0 | 0 | 0 | 0 | 0 | 0
IL Fac. Spec. - NOX Rate Summer v3.1, Unit 816 and retrofits | 588 | 1797 | Rate Constraint in lbs/MMBtu | FALSE | L | Annual | Seasons Included | Seasons | Summer | Summer | Summer | Summer | Summer | Summer | Summer
IL Fac. Spec. - NOX Rate Summer v3.1, Unit 816 and retrofits | 588 | 1797 | Rate Constraint in lbs/MMBtu | FALSE | L | Annual | Standard | lb/MMBtu | 0.25 | 0.25 | 0.25 | 0.25 | 0.25 | 0.25 | 0.25
IL Fac. Spec. - NOX Rate Summer v3.1, Unit 816 and retrofits | 588 | 1797 | Rate Constraint in lbs/MMBtu | FALSE | L | Annual | Emissions at Affected Plants NOX | Thousand Tons | 0.0016161 | 0.0016161 | 0.0016161 | 0.0016161 | 0.0016161 | 0.0016161 | 0.0016161
IL Fac. Spec. - NOX Rate Summer v3.1, Unit 816 and retrofits | 588 | 1797 | Rate Constraint in lbs/MMBtu | FALSE | L | Annual | Allowances Purchased NOX | Thousand Tons | 0 | 0 | 0 | 0 | 0 | 0 | 0
IL Fac. Spec. - NOX Rate Summer v3.1, Unit 816 and retrofits | 588 | 1797 | Rate Constraint in lbs/MMBtu | FALSE | L | Annual | Allowances Sold NOX | Thousand Tons | 0 | 0 | 0 | 0 | 0 | 0 | 0
IL Fac. Spec. - NOX Rate Summer v3.1, Unit 816 and retrofits | 588 | 1797 | Rate Constraint in lbs/MMBtu | FALSE | L | Annual | Allowances Banked | Thousand Tons | 0 | 0 | 0 | 0 | 0 | 0 | 0
IL Fac. Spec. - NOX Rate Summer v3.1, Unit 816 and retrofits | 588 | 1797 | Rate Constraint in lbs/MMBtu | FALSE | L | Annual | Allowances Withdrawn (1:1) | Thousand Tons | 0 | 0 | 0 | 0 | 0 | 0 | 0
IL Fac. Spec. - NOX Rate Summer v3.1, Unit 816 and retrofits | 588 | 1797 | Rate Constraint in lbs/MMBtu | FALSE | L | Annual | Allowances Withdrawn (n:1) | Thousand Tons | 0 | 0 | 0 | 0 | 0 | 0 | 0
IL Fac. Spec. - NOX Rate Summer v3.1, Unit 816 and retrofits | 588 | 1797 | Rate Constraint in lbs/MMBtu | FALSE | L | Annual | Net Emissions Allowance Position | Thousand Tons | 0.0016161 | 0.0016161 | 0.0016161 | 0.0016161 | 0.0016161 | 0.0016161 | 0.0016161
IL Fac. Spec. - NOX Rate Summer v3.1, Unit 816 and retrofits | 588 | 1797 | Rate Constraint in lbs/MMBtu | FALSE | L | Annual | Fuel Consumed | TBtu | 0.16424 | 0.16424 | 0.16424 | 0.16424 | 0.16424 | 0.16424 | 0.16424
IL Fac. Spec. - NOX Rate Summer v3.1, Unit 816 and retrofits | 588 | 1797 | Rate Constraint in lbs/MMBtu | FALSE | L | Annual | Rate | lb/MMBtu | 0.019679 | 0.019679 | 0.019679 | 0.019679 | 0.019679 | 0.019679 | 0.019679
IL Fac. Spec. - NOX Rate Summer v3.1, Unit 816 and retrofits | 588 | 1797 | Rate Constraint in lbs/MMBtu | FALSE | L | Annual | Generation | TWh | 0.012371 | 0.012371 | 0.012371 | 0.012371 | 0.012371 | 0.012371 | 0.012371
IL Fac. Spec. - NOX Rate Summer v3.1, Unit 816 and retrofits | 588 | 1797 | Rate Constraint in lbs/MMBtu | FALSE | L | Annual | Qualifying Generation | TWh | 0.012371 | 0.012371 | 0.012371 | 0.012371 | 0.012371 | 0.012371 | 0.012371
IL Fac. Spec. - NOX Rate Summer v3.1, Unit 816 and retrofits | 588 | 1797 | Rate Constraint in lbs/MMBtu | FALSE | L | Annual | Rate | lb/MWh | 0.13064 | 0.13064 | 0.13064 | 0.13064 | 0.13064 | 0.13064 | 0.13064
IL Fac. Spec. - NOX Rate Summer v3.1, Unit 816 and retrofits | 588 | 1797 | Rate Constraint in lbs/MMBtu | FALSE | L | Annual | Constraint Shadow Price | US2011$/Ton | 0 | 0 | 0 | 0 | 0 | 0 | 0
IL Fac. Spec. - NOX Rate Summer v3.1, Unit 817 and retrofits | 589 | 1797 | Rate Constraint in lbs/MMBtu | FALSE | L | Annual | Seasons Included | Seasons | Summer | Summer | Summer | Summer | Summer | Summer | Summer
IL Fac. Spec. - NOX Rate Summer v3.1, Unit 817 and retrofits | 589 | 1797 | Rate Constraint in lbs/MMBtu | FALSE | L | Annual | Standard | lb/MMBtu | 0.25 | 0.25 | 0.25 | 0.25 | 0.25 | 0.25 | 0.25
IL Fac. Spec. - NOX Rate Summer v3.1, Unit 817 and retrofits | 589 | 1797 | Rate Constraint in lbs/MMBtu | FALSE | L | Annual | Emissions at Affected Plants NOX | Thousand Tons | 0.004913 | 0.0009665 | 0.0009665 | 0.004913 | 0.0009665 | 0.004913 | 0
IL Fac. Spec. - NOX Rate Summer v3.1, Unit 817 and retrofits | 589 | 1797 | Rate Constraint in lbs/MMBtu | FALSE | L | Annual | Allowances Purchased NOX | Thousand Tons | 0 | 0 | 0 | 0 | 0 | 0 | 0
IL Fac. Spec. - NOX Rate Summer v3.1, Unit 817 and retrofits | 589 | 1797 | Rate Constraint in lbs/MMBtu | FALSE | L | Annual | Allowances Sold NOX | Thousand Tons | 0 | 0 | 0 | 0 | 0 | 0 | 0
IL Fac. Spec. - NOX Rate Summer v3.1, Unit 817 and retrofits | 589 | 1797 | Rate Constraint in lbs/MMBtu | FALSE | L | Annual | Allowances Banked | Thousand Tons | 0 | 0 | 0 | 0 | 0 | 0 | 0
IL Fac. Spec. - NOX Rate Summer v3.1, Unit 817 and retrofits | 589 | 1797 | Rate Constraint in lbs/MMBtu | FALSE | L | Annual | Allowances Withdrawn (1:1) | Thousand Tons | 0 | 0 | 0 | 0 | 0 | 0 | 0
IL Fac. Spec. - NOX Rate Summer v3.1, Unit 817 and retrofits | 589 | 1797 | Rate Constraint in lbs/MMBtu | FALSE | L | Annual | Allowances Withdrawn (n:1) | Thousand Tons | 0 | 0 | 0 | 0 | 0 | 0 | 0
IL Fac. Spec. - NOX Rate Summer v3.1, Unit 817 and retrofits | 589 | 1797 | Rate Constraint in lbs/MMBtu | FALSE | L | Annual | Net Emissions Allowance Position | Thousand Tons | 0.004913 | 0.0009665 | 0.0009665 | 0.004913 | 0.0009665 | 0.004913 | 0
IL Fac. Spec. - NOX Rate Summer v3.1, Unit 817 and retrofits | 589 | 1797 | Rate Constraint in lbs/MMBtu | FALSE | L | Annual | Fuel Consumed | TBtu | 0.099455 | 0.019565 | 0.019565 | 0.099455 | 0.019565 | 0.099455 | 0
IL Fac. Spec. - NOX Rate Summer v3.1, Unit 817 and retrofits | 589 | 1797 | Rate Constraint in lbs/MMBtu | FALSE | L | Annual | Rate | lb/MMBtu | 0.098799 | 0.098799 | 0.098799 | 0.098799 | 0.098799 | 0.098799 | 0
IL Fac. Spec. - NOX Rate Summer v3.1, Unit 817 and retrofits | 589 | 1797 | Rate Constraint in lbs/MMBtu | FALSE | L | Annual | Generation | TWh | 0.0072442 | 0.0014251 | 0.0014251 | 0.0072442 | 0.0014251 | 0.0072442 | 0
IL Fac. Spec. - NOX Rate Summer v3.1, Unit 817 and retrofits | 589 | 1797 | Rate Constraint in lbs/MMBtu | FALSE | L | Annual | Qualifying Generation | TWh | 0.0072442 | 0.0014251 | 0.0014251 | 0.0072442 | 0.0014251 | 0.0072442 | 0
IL Fac. Spec. - NOX Rate Summer v3.1, Unit 817 and retrofits | 589 | 1797 | Rate Constraint in lbs/MMBtu | FALSE | L | Annual | Rate | lb/MWh | 0.6782 | 0.6782 | 0.6782 | 0.6782 | 0.6782 | 0.6782 | 0
IL Fac. Spec. - NOX Rate Summer v3.1, Unit 817 and retrofits | 589 | 1797 | Rate Constraint in lbs/MMBtu | FALSE | L | Annual | Constraint Shadow Price | US2011$/Ton | 0 | 0 | 0 | 0 | 0 | 0 | 0
IL Fac. Spec. - NOX Rate Summer v3.1, Unit 818 and retrofits | 590 | 1797 | Rate Constraint in lbs/MMBtu | FALSE | L | Annual | Seasons Included | Seasons | Summer | Summer | Summer | Summer | Summer | Summer | Summer
IL Fac. Spec. - NOX Rate Summer v3.1, Unit 818 and retrofits | 590 | 1797 | Rate Constraint in lbs/MMBtu | FALSE | L | Annual | Standard | lb/MMBtu | 0.25 | 0.25 | 0.25 | 0.25 | 0.25 | 0.25 | 0.25
IL Fac. Spec. - NOX Rate Summer v3.1, Unit 818 and retrofits | 590 | 1797 | Rate Constraint in lbs/MMBtu | FALSE | L | Annual | Emissions at Affected Plants NOX | Thousand Tons | 0.0045693 | 0.0045693 | 0.00089888 | 0.0045693 | 0.0013579 | 0.0045693 | 0.0045693
IL Fac. Spec. - NOX Rate Summer v3.1, Unit 818 and retrofits | 590 | 1797 | Rate Constraint in lbs/MMBtu | FALSE | L | Annual | Allowances Purchased NOX | Thousand Tons | 0 | 0 | 0 | 0 | 0 | 0 | 0
IL Fac. Spec. - NOX Rate Summer v3.1, Unit 818 and retrofits | 590 | 1797 | Rate Constraint in lbs/MMBtu | FALSE | L | Annual | Allowances Sold NOX | Thousand Tons | 0 | 0 | 0 | 0 | 0 | 0 | 0
IL Fac. Spec. - NOX Rate Summer v3.1, Unit 818 and retrofits | 590 | 1797 | Rate Constraint in lbs/MMBtu | FALSE | L | Annual | Allowances Banked | Thousand Tons | 0 | 0 | 0 | 0 | 0 | 0 | 0
IL Fac. Spec. - NOX Rate Summer v3.1, Unit 818 and retrofits | 590 | 1797 | Rate Constraint in lbs/MMBtu | FALSE | L | Annual | Allowances Withdrawn (1:1) | Thousand Tons | 0 | 0 | 0 | 0 | 0 | 0 | 0
IL Fac. Spec. - NOX Rate Summer v3.1, Unit 818 and retrofits | 590 | 1797 | Rate Constraint in lbs/MMBtu | FALSE | L | Annual | Allowances Withdrawn (n:1) | Thousand Tons | 0 | 0 | 0 | 0 | 0 | 0 | 0
IL Fac. Spec. - NOX Rate Summer v3.1, Unit 818 and retrofits | 590 | 1797 | Rate Constraint in lbs/MMBtu | FALSE | L | Annual | Net Emissions Allowance Position | Thousand Tons | 0.0045693 | 0.0045693 | 0.00089888 | 0.0045693 | 0.0013579 | 0.0045693 | 0.0045693
IL Fac. Spec. - NOX Rate Summer v3.1, Unit 818 and retrofits | 590 | 1797 | Rate Constraint in lbs/MMBtu | FALSE | L | Annual | Fuel Consumed | TBtu | 0.099462 | 0.099462 | 0.019566 | 0.099462 | 0.029557 | 0.099462 | 0.099462
IL Fac. Spec. - NOX Rate Summer v3.1, Unit 818 and retrofits | 590 | 1797 | Rate Constraint in lbs/MMBtu | FALSE | L | Annual | Rate | lb/MMBtu | 0.09188 | 0.09188 | 0.09188 | 0.09188 | 0.09188 | 0.09188 | 0.09188
IL Fac. Spec. - NOX Rate Summer v3.1, Unit 818 and retrofits | 590 | 1797 | Rate Constraint in lbs/MMBtu | FALSE | L | Annual | Generation | TWh | 0.0072442 | 0.0072442 | 0.0014251 | 0.0072442 | 0.0021527 | 0.0072442 | 0.0072442
IL Fac. Spec. - NOX Rate Summer v3.1, Unit 818 and retrofits | 590 | 1797 | Rate Constraint in lbs/MMBtu | FALSE | L | Annual | Qualifying Generation | TWh | 0.0072442 | 0.0072442 | 0.0014251 | 0.0072442 | 0.0021527 | 0.0072442 | 0.0072442
IL Fac. Spec. - NOX Rate Summer v3.1, Unit 818 and retrofits | 590 | 1797 | Rate Constraint in lbs/MMBtu | FALSE | L | Annual | Rate | lb/MWh | 0.63076 | 0.63076 | 0.63076 | 0.63076 | 0.63076 | 0.63076 | 0.63076
IL Fac. Spec. - NOX Rate Summer v3.1, Unit 818 and retrofits | 590 | 1797 | Rate Constraint in lbs/MMBtu | FALSE | L | Annual | Constraint Shadow Price | US2011$/Ton | 0 | 0 | 0 | 0 | 0 | 0 | 0
IL Fac. Spec. - NOX Rate Summer v3.1, Unit 819 and retrofits | 591 | 1797 | Rate Constraint in lbs/MMBtu | FALSE | L | Annual | Seasons Included | Seasons | Summer | Summer | Summer | Summer | Summer | Summer | Summer
IL Fac. Spec. - NOX Rate Summer v3.1, Unit 819 and retrofits | 591 | 1797 | Rate Constraint in lbs/MMBtu | FALSE | L | Annual | Standard | lb/MMBtu | 0.25 | 0.25 | 0.25 | 0.25 | 0.25 | 0.25 | 0.25
IL Fac. Spec. - NOX Rate Summer v3.1, Unit 819 and retrofits | 591 | 1797 | Rate Constraint in lbs/MMBtu | FALSE | L | Annual | Emissions at Affected Plants NOX | Thousand Tons | 0.0045802 | 0.0045802 | 0.00090102 | 0.0045802 | 0.00090102 | 0.0045802 | 0.0045802
IL Fac. Spec. - NOX Rate Summer v3.1, Unit 819 and retrofits | 591 | 1797 | Rate Constraint in lbs/MMBtu | FALSE | L | Annual | Allowances Purchased NOX | Thousand Tons | 0 | 0 | 0 | 0 | 0 | 0 | 0
IL Fac. Spec. - NOX Rate Summer v3.1, Unit 819 and retrofits | 591 | 1797 | Rate Constraint in lbs/MMBtu | FALSE | L | Annual | Allowances Sold NOX | Thousand Tons | 0 | 0 | 0 | 0 | 0 | 0 | 0
IL Fac. Spec. - NOX Rate Summer v3.1, Unit 819 and retrofits | 591 | 1797 | Rate Constraint in lbs/MMBtu | FALSE | L | Annual | Allowances Banked | Thousand Tons | 0 | 0 | 0 | 0 | 0 | 0 | 0
IL Fac. Spec. - NOX Rate Summer v3.1, Unit 819 and retrofits | 591 | 1797 | Rate Constraint in lbs/MMBtu | FALSE | L | Annual | Allowances Withdrawn (1:1) | Thousand Tons | 0 | 0 | 0 | 0 | 0 | 0 | 0
IL Fac. Spec. - NOX Rate Summer v3.1, Unit 819 and retrofits | 591 | 1797 | Rate Constraint in lbs/MMBtu | FALSE | L | Annual | Allowances Withdrawn (n:1) | Thousand Tons | 0 | 0 | 0 | 0 | 0 | 0 | 0
IL Fac. Spec. - NOX Rate Summer v3.1, Unit 819 and retrofits | 591 | 1797 | Rate Constraint in lbs/MMBtu | FALSE | L | Annual | Net Emissions Allowance Position | Thousand Tons | 0.0045802 | 0.0045802 | 0.00090102 | 0.0045802 | 0.00090102 | 0.0045802 | 0.0045802
IL Fac. Spec. - NOX Rate Summer v3.1, Unit 819 and retrofits | 591 | 1797 | Rate Constraint in lbs/MMBtu | FALSE | L | Annual | Fuel Consumed | TBtu | 0.099462 | 0.099462 | 0.019566 | 0.099462 | 0.019566 | 0.099462 | 0.099462
IL Fac. Spec. - NOX Rate Summer v3.1, Unit 819 and retrofits | 591 | 1797 | Rate Constraint in lbs/MMBtu | FALSE | L | Annual | Rate | lb/MMBtu | 0.092099 | 0.092099 | 0.092099 | 0.092099 | 0.092099 | 0.092099 | 0.092099
IL Fac. Spec. - NOX Rate Summer v3.1, Unit 819 and retrofits | 591 | 1797 | Rate Constraint in lbs/MMBtu | FALSE | L | Annual | Generation | TWh | 0.0072442 | 0.0072442 | 0.0014251 | 0.0072442 | 0.0014251 | 0.0072442 | 0.0072442
IL Fac. Spec. - NOX Rate Summer v3.1, Unit 819 and retrofits | 591 | 1797 | Rate Constraint in lbs/MMBtu | FALSE | L | Annual | Qualifying Generation | TWh | 0.0072442 | 0.0072442 | 0.0014251 | 0.0072442 | 0.0014251 | 0.0072442 | 0.0072442
IL Fac. Spec. - NOX Rate Summer v3.1, Unit 819 and retrofits | 591 | 1797 | Rate Constraint in lbs/MMBtu | FALSE | L | Annual | Rate | lb/MWh | 0.63226 | 0.63226 | 0.63226 | 0.63226 | 0.63226 | 0.63226 | 0.63226
IL Fac. Spec. - NOX Rate Summer v3.1, Unit 819 and retrofits | 591 | 1797 | Rate Constraint in lbs/MMBtu | FALSE | L | Annual | Constraint Shadow Price | US2011$/Ton | 0 | 0 | 0 | 0 | 0 | 0 | 0
IL Fac. Spec. - NOX Rate Summer v3.1, Unit 820 and retrofits | 592 | 1797 | Rate Constraint in lbs/MMBtu | FALSE | L | Annual | Seasons Included | Seasons | Summer | Summer | Summer | Summer | Summer | Summer | Summer
IL Fac. Spec. - NOX Rate Summer v3.1, Unit 820 and retrofits | 592 | 1797 | Rate Constraint in lbs/MMBtu | FALSE | L | Annual | Standard | lb/MMBtu | 0.25 | 0.25 | 0.25 | 0.25 | 0.25 | 0.25 | 0.25
IL Fac. Spec. - NOX Rate Summer v3.1, Unit 820 and retrofits | 592 | 1797 | Rate Constraint in lbs/MMBtu | FALSE | L | Annual | Emissions at Affected Plants NOX | Thousand Tons | 0.0047211 | 0.0017198 | 0.00092874 | 0.0047211 | 0.00092874 | 0.0047211 | 0.003875
IL Fac. Spec. - NOX Rate Summer v3.1, Unit 820 and retrofits | 592 | 1797 | Rate Constraint in lbs/MMBtu | FALSE | L | Annual | Allowances Purchased NOX | Thousand Tons | 0 | 0 | 0 | 0 | 0 | 0 | 0
IL Fac. Spec. - NOX Rate Summer v3.1, Unit 820 and retrofits | 592 | 1797 | Rate Constraint in lbs/MMBtu | FALSE | L | Annual | Allowances Sold NOX | Thousand Tons | 0 | 0 | 0 | 0 | 0 | 0 | 0
IL Fac. Spec. - NOX Rate Summer v3.1, Unit 820 and retrofits | 592 | 1797 | Rate Constraint in lbs/MMBtu | FALSE | L | Annual | Allowances Banked | Thousand Tons | 0 | 0 | 0 | 0 | 0 | 0 | 0
IL Fac. Spec. - NOX Rate Summer v3.1, Unit 820 and retrofits | 592 | 1797 | Rate Constraint in lbs/MMBtu | FALSE | L | Annual | Allowances Withdrawn (1:1) | Thousand Tons | 0 | 0 | 0 | 0 | 0 | 0 | 0
IL Fac. Spec. - NOX Rate Summer v3.1, Unit 820 and retrofits | 592 | 1797 | Rate Constraint in lbs/MMBtu | FALSE | L | Annual | Allowances Withdrawn (n:1) | Thousand Tons | 0 | 0 | 0 | 0 | 0 | 0 | 0
IL Fac. Spec. - NOX Rate Summer v3.1, Unit 820 and retrofits | 592 | 1797 | Rate Constraint in lbs/MMBtu | FALSE | L | Annual | Net Emissions Allowance Position | Thousand Tons | 0.0047211 | 0.0017198 | 0.00092874 | 0.0047211 | 0.00092874 | 0.0047211 | 0.003875
IL Fac. Spec. - NOX Rate Summer v3.1, Unit 820 and retrofits | 592 | 1797 | Rate Constraint in lbs/MMBtu | FALSE | L | Annual | Fuel Consumed | TBtu | 0.099462 | 0.036232 | 0.019566 | 0.099462 | 0.019566 | 0.099462 | 0.081637
IL Fac. Spec. - NOX Rate Summer v3.1, Unit 820 and retrofits | 592 | 1797 | Rate Constraint in lbs/MMBtu | FALSE | L | Annual | Rate | lb/MMBtu | 0.094933 | 0.094933 | 0.094933 | 0.094933 | 0.094933 | 0.094933 | 0.094933
IL Fac. Spec. - NOX Rate Summer v3.1, Unit 820 and retrofits | 592 | 1797 | Rate Constraint in lbs/MMBtu | FALSE | L | Annual | Generation | TWh | 0.0072442 | 0.0026389 | 0.0014251 | 0.0072442 | 0.0014251 | 0.0072442 | 0.0059459
IL Fac. Spec. - NOX Rate Summer v3.1, Unit 820 and retrofits | 592 | 1797 | Rate Constraint in lbs/MMBtu | FALSE | L | Annual | Qualifying Generation | TWh | 0.0072442 | 0.0026389 | 0.0014251 | 0.0072442 | 0.0014251 | 0.0072442 | 0.0059459
IL Fac. Spec. - NOX Rate Summer v3.1, Unit 820 and retrofits | 592 | 1797 | Rate Constraint in lbs/MMBtu | FALSE | L | Annual | Rate | lb/MWh | 0.65171 | 0.65171 | 0.65171 | 0.65171 | 0.65171 | 0.65171 | 0.65171
IL Fac. Spec. - NOX Rate Summer v3.1, Unit 820 and retrofits | 592 | 1797 | Rate Constraint in lbs/MMBtu | FALSE | L | Annual | Constraint Shadow Price | US2011$/Ton | 0 | 0 | 0 | 0 | 0 | 0 | 0
IL Fac. Spec. - NOX Rate Summer v3.1, Unit 833 and retrofits | 593 | 1797 | Rate Constraint in lbs/MMBtu | FALSE | L | Annual | Seasons Included | Seasons | Summer | Summer | Summer | Summer | Summer | Summer | Summer
IL Fac. Spec. - NOX Rate Summer v3.1, Unit 833 and retrofits | 593 | 1797 | Rate Constraint in lbs/MMBtu | FALSE | L | Annual | Standard | lb/MMBtu | 0.25 | 0.25 | 0.25 | 0.25 | 0.25 | 0.25 | 0.25
IL Fac. Spec. - NOX Rate Summer v3.1, Unit 833 and retrofits | 593 | 1797 | Rate Constraint in lbs/MMBtu | FALSE | L | Annual | Emissions at Affected Plants NOX | Thousand Tons | 0.012293 | 0.012293 | 0.012293 | 0.012293 | 0.012293 | 0.012293 | 0.012293
IL Fac. Spec. - NOX Rate Summer v3.1, Unit 833 and retrofits | 593 | 1797 | Rate Constraint in lbs/MMBtu | FALSE | L | Annual | Allowances Purchased NOX | Thousand Tons | 0 | 0 | 0 | 0 | 0 | 0 | 0
IL Fac. Spec. - NOX Rate Summer v3.1, Unit 833 and retrofits | 593 | 1797 | Rate Constraint in lbs/MMBtu | FALSE | L | Annual | Allowances Sold NOX | Thousand Tons | 0 | 0 | 0 | 0 | 0 | 0 | 0
IL Fac. Spec. - NOX Rate Summer v3.1, Unit 833 and retrofits | 593 | 1797 | Rate Constraint in lbs/MMBtu | FALSE | L | Annual | Allowances Banked | Thousand Tons | 0 | 0 | 0 | 0 | 0 | 0 | 0
IL Fac. Spec. - NOX Rate Summer v3.1, Unit 833 and retrofits | 593 | 1797 | Rate Constraint in lbs/MMBtu | FALSE | L | Annual | Allowances Withdrawn (1:1) | Thousand Tons | 0 | 0 | 0 | 0 | 0 | 0 | 0
IL Fac. Spec. - NOX Rate Summer v3.1, Unit 833 and retrofits | 593 | 1797 | Rate Constraint in lbs/MMBtu | FALSE | L | Annual | Allowances Withdrawn (n:1) | Thousand Tons | 0 | 0 | 0 | 0 | 0 | 0 | 0
IL Fac. Spec. - NOX Rate Summer v3.1, Unit 833 and retrofits | 593 | 1797 | Rate Constraint in lbs/MMBtu | FALSE | L | Annual | Net Emissions Allowance Position | Thousand Tons | 0.012293 | 0.012293 | 0.012293 | 0.012293 | 0.012293 | 0.012293 | 0.012293
IL Fac. Spec. - NOX Rate Summer v3.1, Unit 833 and retrofits | 593 | 1797 | Rate Constraint in lbs/MMBtu | FALSE | L | Annual | Fuel Consumed | TBtu | 0.25124 | 0.25124 | 0.25124 | 0.25124 | 0.25124 | 0.25124 | 0.25124
IL Fac. Spec. - NOX Rate Summer v3.1, Unit 833 and retrofits | 593 | 1797 | Rate Constraint in lbs/MMBtu | FALSE | L | Annual | Rate | lb/MMBtu | 0.09786 | 0.09786 | 0.09786 | 0.09786 | 0.09786 | 0.09786 | 0.09786
IL Fac. Spec. - NOX Rate Summer v3.1, Unit 833 and retrofits | 593 | 1797 | Rate Constraint in lbs/MMBtu | FALSE | L | Annual | Generation | TWh | 0.019319 | 0.019319 | 0.019319 | 0.019319 | 0.019319 | 0.019319 | 0.019319
IL Fac. Spec. - NOX Rate Summer v3.1, Unit 833 and retrofits | 593 | 1797 | Rate Constraint in lbs/MMBtu | FALSE | L | Annual | Qualifying Generation | TWh | 0.019319 | 0.019319 | 0.019319 | 0.019319 | 0.019319 | 0.019319 | 0.019319
IL Fac. Spec. - NOX Rate Summer v3.1, Unit 833 and retrofits | 593 | 1797 | Rate Constraint in lbs/MMBtu | FALSE | L | Annual | Rate | lb/MWh | 0.63634 | 0.63634 | 0.63634 | 0.63634 | 0.63634 | 0.63634 | 0.63634
IL Fac. Spec. - NOX Rate Summer v3.1, Unit 833 and retrofits | 593 | 1797 | Rate Constraint in lbs/MMBtu | FALSE | L | Annual | Constraint Shadow Price | US2011$/Ton | 0 | 0 | 0 | 0 | 0 | 0 | 0
IL Fac. Spec. - NOX Rate Summer v3.1, Unit 834 and retrofits | 594 | 1797 | Rate Constraint in lbs/MMBtu | FALSE | L | Annual | Seasons Included | Seasons | Summer | Summer | Summer | Summer | Summer | Summer | Summer
IL Fac. Spec. - NOX Rate Summer v3.1, Unit 834 and retrofits | 594 | 1797 | Rate Constraint in lbs/MMBtu | FALSE | L | Annual | Standard | lb/MMBtu | 0.25 | 0.25 | 0.25 | 0.25 | 0.25 | 0.25 | 0.25
IL Fac. Spec. - NOX Rate Summer v3.1, Unit 834 and retrofits | 594 | 1797 | Rate Constraint in lbs/MMBtu | FALSE | L | Annual | Emissions at Affected Plants NOX | Thousand Tons | 0.0015819 | 0.0015819 | 0.0015819 | 0.0015819 | 0.0015819 | 0.0080412 | 0
IL Fac. Spec. - NOX Rate Summer v3.1, Unit 834 and retrofits | 594 | 1797 | Rate Constraint in lbs/MMBtu | FALSE | L | Annual | Allowances Purchased NOX | Thousand Tons | 0 | 0 | 0 | 0 | 0 | 0 | 0
IL Fac. Spec. - NOX Rate Summer v3.1, Unit 834 and retrofits | 594 | 1797 | Rate Constraint in lbs/MMBtu | FALSE | L | Annual | Allowances Sold NOX | Thousand Tons | 0 | 0 | 0 | 0 | 0 | 0 | 0
IL Fac. Spec. - NOX Rate Summer v3.1, Unit 834 and retrofits | 594 | 1797 | Rate Constraint in lbs/MMBtu | FALSE | L | Annual | Allowances Banked | Thousand Tons | 0 | 0 | 0 | 0 | 0 | 0 | 0
IL Fac. Spec. - NOX Rate Summer v3.1, Unit 834 and retrofits | 594 | 1797 | Rate Constraint in lbs/MMBtu | FALSE | L | Annual | Allowances Withdrawn (1:1) | Thousand Tons | 0 | 0 | 0 | 0 | 0 | 0 | 0
IL Fac. Spec. - NOX Rate Summer v3.1, Unit 834 and retrofits | 594 | 1797 | Rate Constraint in lbs/MMBtu | FALSE | L | Annual | Allowances Withdrawn (n:1) | Thousand Tons | 0 | 0 | 0 | 0 | 0 | 0 | 0
IL Fac. Spec. - NOX Rate Summer v3.1, Unit 834 and retrofits | 594 | 1797 | Rate Constraint in lbs/MMBtu | FALSE | L | Annual | Net Emissions Allowance Position | Thousand Tons | 0.0015819 | 0.0015819 | 0.0015819 | 0.0015819 | 0.0015819 | 0.0080412 | 0
IL Fac. Spec. - NOX Rate Summer v3.1, Unit 834 and retrofits | 594 | 1797 | Rate Constraint in lbs/MMBtu | FALSE | L | Annual | Fuel Consumed | TBtu | 0.01428 | 0.01428 | 0.01428 | 0.01428 | 0.01428 | 0.072591 | 0
IL Fac. Spec. - NOX Rate Summer v3.1, Unit 834 and retrofits | 594 | 1797 | Rate Constraint in lbs/MMBtu | FALSE | L | Annual | Rate | lb/MMBtu | 0.22155 | 0.22155 | 0.22155 | 0.22155 | 0.22155 | 0.22155 | 0
IL Fac. Spec. - NOX Rate Summer v3.1, Unit 834 and retrofits | 594 | 1797 | Rate Constraint in lbs/MMBtu | FALSE | L | Annual | Generation | TWh | 0.00097165 | 0.00097165 | 0.00097165 | 0.00097165 | 0.00097165 | 0.0049392 | 0
IL Fac. Spec. - NOX Rate Summer v3.1, Unit 834 and retrofits | 594 | 1797 | Rate Constraint in lbs/MMBtu | FALSE | L | Annual | Qualifying Generation | TWh | 0.00097165 | 0.00097165 | 0.00097165 | 0.00097165 | 0.00097165 | 0.0049392 | 0
IL Fac. Spec. - NOX Rate Summer v3.1, Unit 834 and retrofits | 594 | 1797 | Rate Constraint in lbs/MMBtu | FALSE | L | Annual | Rate | lb/MWh | 1.628 | 1.628 | 1.628 | 1.628 | 1.628 | 1.628 | 0
IL Fac. Spec. - NOX Rate Summer v3.1, Unit 834 and retrofits | 594 | 1797 | Rate Constraint in lbs/MMBtu | FALSE | L | Annual | Constraint Shadow Price | US2011$/Ton | 0 | 0 | 0 | 0 | 0 | 0 | 0
IL Fac. Spec. - NOX Rate Summer v3.1, Unit 835 and retrofits | 595 | 1797 | Rate Constraint in lbs/MMBtu | FALSE | L | Annual | Seasons Included | Seasons | Summer | Summer | Summer | Summer | Summer | Summer | Summer
IL Fac. Spec. - NOX Rate Summer v3.1, Unit 835 and retrofits | 595 | 1797 | Rate Constraint in lbs/MMBtu | FALSE | L | Annual | Standard | lb/MMBtu | 0.25 | 0.25 | 0.25 | 0.25 | 0.25 | 0.25 | 0.25
IL Fac. Spec. - NOX Rate Summer v3.1, Unit 835 and retrofits | 595 | 1797 | Rate Constraint in lbs/MMBtu | FALSE | L | Annual | Emissions at Affected Plants NOX | Thousand Tons | 0.0016846 | 0.0016846 | 0.0016846 | 0.0016846 | 0.0016846 | 0.0085632 | 0
IL Fac. Spec. - NOX Rate Summer v3.1, Unit 835 and retrofits | 595 | 1797 | Rate Constraint in lbs/MMBtu | FALSE | L | Annual | Allowances Purchased NOX | Thousand Tons | 0 | 0 | 0 | 0 | 0 | 0 | 0
IL Fac. Spec. - NOX Rate Summer v3.1, Unit 835 and retrofits | 595 | 1797 | Rate Constraint in lbs/MMBtu | FALSE | L | Annual | Allowances Sold NOX | Thousand Tons | 0 | 0 | 0 | 0 | 0 | 0 | 0
IL Fac. Spec. - NOX Rate Summer v3.1, Unit 835 and retrofits | 595 | 1797 | Rate Constraint in lbs/MMBtu | FALSE | L | Annual | Allowances Banked | Thousand Tons | 0 | 0 | 0 | 0 | 0 | 0 | 0
IL Fac. Spec. - NOX Rate Summer v3.1, Unit 835 and retrofits | 595 | 1797 | Rate Constraint in lbs/MMBtu | FALSE | L | Annual | Allowances Withdrawn (1:1) | Thousand Tons | 0 | 0 | 0 | 0 | 0 | 0 | 0
IL Fac. Spec. - NOX Rate Summer v3.1, Unit 835 and retrofits | 595 | 1797 | Rate Constraint in lbs/MMBtu | FALSE | L | Annual | Allowances Withdrawn (n:1) | Thousand Tons | 0 | 0 | 0 | 0 | 0 | 0 | 0
IL Fac. Spec. - NOX Rate Summer v3.1, Unit 835 and retrofits | 595 | 1797 | Rate Constraint in lbs/MMBtu | FALSE | L | Annual | Net Emissions Allowance Position | Thousand Tons | 0.0016846 | 0.0016846 | 0.0016846 | 0.0016846 | 0.0016846 | 0.0085632 | 0
IL Fac. Spec. - NOX Rate Summer v3.1, Unit 835 and retrofits | 595 | 1797 | Rate Constraint in lbs/MMBtu | FALSE | L | Annual | Fuel Consumed | TBtu | 0.014286 | 0.014286 | 0.014286 | 0.014286 | 0.014286 | 0.072621 | 0
IL Fac. Spec. - NOX Rate Summer v3.1, Unit 835 and retrofits | 595 | 1797 | Rate Constraint in lbs/MMBtu | FALSE | L | Annual | Rate | lb/MMBtu | 0.23583 | 0.23583 | 0.23583 | 0.23583 | 0.23583 | 0.23583 | 0
IL Fac. Spec. - NOX Rate Summer v3.1, Unit 835 and retrofits | 595 | 1797 | Rate Constraint in lbs/MMBtu | FALSE | L | Annual | Generation | TWh | 0.00097165 | 0.00097165 | 0.00097165 | 0.00097165 | 0.00097165 | 0.0049392 | 0
IL Fac. Spec. - NOX Rate Summer v3.1, Unit 835 and retrofits | 595 | 1797 | Rate Constraint in lbs/MMBtu | FALSE | L | Annual | Qualifying Generation | TWh | 0.00097165 | 0.00097165 | 0.00097165 | 0.00097165 | 0.00097165 | 0.0049392 | 0
IL Fac. Spec. - NOX Rate Summer v3.1, Unit 835 and retrofits | 595 | 1797 | Rate Constraint in lbs/MMBtu | FALSE | L | Annual | Rate | lb/MWh | 1.7337 | 1.7337 | 1.7337 | 1.7337 | 1.7337 | 1.7337 | 0
IL Fac. Spec. - NOX Rate Summer v3.1, Unit 835 and retrofits | 595 | 1797 | Rate Constraint in lbs/MMBtu | FALSE | L | Annual | Constraint Shadow Price | US2011$/Ton | 0 | 0 | 0 | 0 | 0 | 0 | 0
IL Fac. Spec. - NOX Rate Summer v3.1, Unit 841 and retrofits | 596 | 1797 | Rate Constraint in lbs/MMBtu | FALSE | L | Annual | Seasons Included | Seasons | Summer | Summer | Summer | Summer | Summer | Summer | Summer
IL Fac. Spec. - NOX Rate Summer v3.1, Unit 841 and retrofits | 596 | 1797 | Rate Constraint in lbs/MMBtu | FALSE | L | Annual | Standard | lb/MMBtu | 0.25 | 0.25 | 0.25 | 0.25 | 0.25 | 0.25 | 0.25
IL Fac. Spec. - NOX Rate Summer v3.1, Unit 841 and retrofits | 596 | 1797 | Rate Constraint in lbs/MMBtu | FALSE | L | Annual | Emissions at Affected Plants NOX | Thousand Tons | 0.0080173 | 0.0080173 | 0.0080173 | 0.0080173 | 0.0080173 | 0.0080173 | 0.0080173
IL Fac. Spec. - NOX Rate Summer v3.1, Unit 841 and retrofits | 596 | 1797 | Rate Constraint in lbs/MMBtu | FALSE | L | Annual | Allowances Purchased NOX | Thousand Tons | 0 | 0 | 0 | 0 | 0 | 0 | 0
IL Fac. Spec. - NOX Rate Summer v3.1, Unit 841 and retrofits | 596 | 1797 | Rate Constraint in lbs/MMBtu | FALSE | L | Annual | Allowances Sold NOX | Thousand Tons | 0 | 0 | 0 | 0 | 0 | 0 | 0
IL Fac. Spec. - NOX Rate Summer v3.1, Unit 841 and retrofits | 596 | 1797 | Rate Constraint in lbs/MMBtu | FALSE | L | Annual | Allowances Banked | Thousand Tons | 0 | 0 | 0 | 0 | 0 | 0 | 0
IL Fac. Spec. - NOX Rate Summer v3.1, Unit 841 and retrofits | 596 | 1797 | Rate Constraint in lbs/MMBtu | FALSE | L | Annual | Allowances Withdrawn (1:1) | Thousand Tons | 0 | 0 | 0 | 0 | 0 | 0 | 0
IL Fac. Spec. - NOX Rate Summer v3.1, Unit 841 and retrofits | 596 | 1797 | Rate Constraint in lbs/MMBtu | FALSE | L | Annual | Allowances Withdrawn (n:1) | Thousand Tons | 0 | 0 | 0 | 0 | 0 | 0 | 0
IL Fac. Spec. - NOX Rate Summer v3.1, Unit 841 and retrofits | 596 | 1797 | Rate Constraint in lbs/MMBtu | FALSE | L | Annual | Net Emissions Allowance Position | Thousand Tons | 0.0080173 | 0.0080173 | 0.0080173 | 0.0080173 | 0.0080173 | 0.0080173 | 0.0080173
IL Fac. Spec. - NOX Rate Summer v3.1, Unit 841 and retrofits | 596 | 1797 | Rate Constraint in lbs/MMBtu | FALSE | L | Annual | Fuel Consumed | TBtu | 0.23933 | 0.23933 | 0.23933 | 0.23933 | 0.23933 | 0.23933 | 0.23933
IL Fac. Spec. - NOX Rate Summer v3.1, Unit 841 and retrofits | 596 | 1797 | Rate Constraint in lbs/MMBtu | FALSE | L | Annual | Rate | lb/MMBtu | 0.066997 | 0.066997 | 0.066997 | 0.066997 | 0.066997 | 0.066997 | 0.066997
IL Fac. Spec. - NOX Rate Summer v3.1, Unit 841 and retrofits | 596 | 1797 | Rate Constraint in lbs/MMBtu | FALSE | L | Annual | Generation | TWh | 0.017624 | 0.017624 | 0.017624 | 0.017624 | 0.017624 | 0.017624 | 0.017624
IL Fac. Spec. - NOX Rate Summer v3.1, Unit 841 and retrofits | 596 | 1797 | Rate Constraint in lbs/MMBtu | FALSE | L | Annual | Qualifying Generation | TWh | 0.017624 | 0.017624 | 0.017624 | 0.017624 | 0.017624 | 0.017624 | 0.017624
IL Fac. Spec. - NOX Rate Summer v3.1, Unit 841 and retrofits | 596 | 1797 | Rate Constraint in lbs/MMBtu | FALSE | L | Annual | Rate | lb/MWh | 0.45491 | 0.45491 | 0.45491 | 0.45491 | 0.45491 | 0.45491 | 0.45491
IL Fac. Spec. - NOX Rate Summer v3.1, Unit 841 and retrofits | 596 | 1797 | Rate Constraint in lbs/MMBtu | FALSE | L | Annual | Constraint Shadow Price | US2011$/Ton | 0 | 0 | 0 | 0 | 0 | 0 | 0
IL Fac. Spec. - NOX Rate Summer v3.1, Unit 842 and retrofits | 597 | 1797 | Rate Constraint in lbs/MMBtu | FALSE | L | Annual | Seasons Included | Seasons | Summer | Summer | Summer | Summer | Summer | Summer | Summer
IL Fac. Spec. - NOX Rate Summer v3.1, Unit 842 and retrofits | 597 | 1797 | Rate Constraint in lbs/MMBtu | FALSE | L | Annual | Standard | lb/MMBtu | 0.25 | 0.25 | 0.25 | 0.25 | 0.25 | 0.25 | 0.25
IL Fac. Spec. - NOX Rate Summer v3.1, Unit 842 and retrofits | 597 | 1797 | Rate Constraint in lbs/MMBtu | FALSE | L | Annual | Emissions at Affected Plants NOX | Thousand Tons | 0.0079219 | 0.0079219 | 0.0079219 | 0.0079219 | 0.0079219 | 0.0079219 | 0.0079219
IL Fac. Spec. - NOX Rate Summer v3.1, Unit 842 and retrofits | 597 | 1797 | Rate Constraint in lbs/MMBtu | FALSE | L | Annual | Allowances Purchased NOX | Thousand Tons | 0 | 0 | 0 | 0 | 0 | 0 | 0
IL Fac. Spec. - NOX Rate Summer v3.1, Unit 842 and retrofits | 597 | 1797 | Rate Constraint in lbs/MMBtu | FALSE | L | Annual | Allowances Sold NOX | Thousand Tons | 0 | 0 | 0 | 0 | 0 | 0 | 0
IL Fac. Spec. - NOX Rate Summer v3.1, Unit 842 and retrofits | 597 | 1797 | Rate Constraint in lbs/MMBtu | FALSE | L | Annual | Allowances Banked | Thousand Tons | 0 | 0 | 0 | 0 | 0 | 0 | 0
IL Fac. Spec. - NOX Rate Summer v3.1, Unit 842 and retrofits | 597 | 1797 | Rate Constraint in lbs/MMBtu | FALSE | L | Annual | Allowances Withdrawn (1:1) | Thousand Tons | 0 | 0 | 0 | 0 | 0 | 0 | 0
IL Fac. Spec. - NOX Rate Summer v3.1, Unit 842 and retrofits | 597 | 1797 | Rate Constraint in lbs/MMBtu | FALSE | L | Annual | Allowances Withdrawn (n:1) | Thousand Tons | 0 | 0 | 0 | 0 | 0 | 0 | 0
IL Fac. Spec. - NOX Rate Summer v3.1, Unit 842 and retrofits | 597 | 1797 | Rate Constraint in lbs/MMBtu | FALSE | L | Annual | Net Emissions Allowance Position | Thousand Tons | 0.0079219 | 0.0079219 | 0.0079219 | 0.0079219 | 0.0079219 | 0.0079219 | 0.0079219
IL Fac. Spec. - NOX Rate Summer v3.1, Unit 842 and retrofits | 597 | 1797 | Rate Constraint in lbs/MMBtu | FALSE | L | Annual | Fuel Consumed | TBtu | 0.23933 | 0.23933 | 0.23933 | 0.23933 | 0.23933 | 0.23933 | 0.23933
IL Fac. Spec. - NOX Rate Summer v3.1, Unit 842 and retrofits | 597 | 1797 | Rate Constraint in lbs/MMBtu | FALSE | L | Annual | Rate | lb/MMBtu | 0.0662 | 0.0662 | 0.0662 | 0.0662 | 0.0662 | 0.0662 | 0.0662
IL Fac. Spec. - NOX Rate Summer v3.1, Unit 842 and retrofits | 597 | 1797 | Rate Constraint in lbs/MMBtu | FALSE | L | Annual | Generation | TWh | 0.017624 | 0.017624 | 0.017624 | 0.017624 | 0.017624 | 0.017624 | 0.017624
IL Fac. Spec. - NOX Rate Summer v3.1, Unit 842 and retrofits | 597 | 1797 | Rate Constraint in lbs/MMBtu | FALSE | L | Annual | Qualifying Generation | TWh | 0.017624 | 0.017624 | 0.017624 | 0.017624 | 0.017624 | 0.017624 | 0.017624
IL Fac. Spec. - NOX Rate Summer v3.1, Unit 842 and retrofits | 597 | 1797 | Rate Constraint in lbs/MMBtu | FALSE | L | Annual | Rate | lb/MWh | 0.4495 | 0.4495 | 0.4495 | 0.4495 | 0.4495 | 0.4495 | 0.4495
IL Fac. Spec. - NOX Rate Summer v3.1, Unit 842 and retrofits | 597 | 1797 | Rate Constraint in lbs/MMBtu | FALSE | L | Annual | Constraint Shadow Price | US2011$/Ton | 0 | 0 | 0 | 0 | 0 | 0 | 0
IL Fac. Spec. - NOX Rate Summer v3.1, Unit 857 and retrofits | 598 | 1797 | Rate Constraint in lbs/MMBtu | FALSE | L | Annual | Seasons Included | Seasons | Summer | Summer | Summer | Summer | Summer | Summer | Summer
IL Fac. Spec. - NOX Rate Summer v3.1, Unit 857 and retrofits | 598 | 1797 | Rate Constraint in lbs/MMBtu | FALSE | L | Annual | Standard | lb/MMBtu | 0.25 | 0.25 | 0.25 | 0.25 | 0.25 | 0.25 | 0.25
IL Fac. Spec. - NOX Rate Summer v3.1, Unit 857 and retrofits | 598 | 1797 | Rate Constraint in lbs/MMBtu | FALSE | L | Annual | Emissions at Affected Plants NOX | Thousand Tons | 0.0025328 | 0.0019411 | 0.0019411 | 0.0019411 | 0.0019411 | 0.0098673 | 0
IL Fac. Spec. - NOX Rate Summer v3.1, Unit 857 and retrofits | 598 | 1797 | Rate Constraint in lbs/MMBtu | FALSE | L | Annual | Allowances Purchased NOX | Thousand Tons | 0 | 0 | 0 | 0 | 0 | 0 | 0
IL Fac. Spec. - NOX Rate Summer v3.1, Unit 857 and retrofits | 598 | 1797 | Rate Constraint in lbs/MMBtu | FALSE | L | Annual | Allowances Sold NOX | Thousand Tons | 0 | 0 | 0 | 0 | 0 | 0 | 0
IL Fac. Spec. - NOX Rate Summer v3.1, Unit 857 and retrofits | 598 | 1797 | Rate Constraint in lbs/MMBtu | FALSE | L | Annual | Allowances Banked | Thousand Tons | 0 | 0 | 0 | 0 | 0 | 0 | 0
IL Fac. Spec. - NOX Rate Summer v3.1, Unit 857 and retrofits | 598 | 1797 | Rate Constraint in lbs/MMBtu | FALSE | L | Annual | Allowances Withdrawn (1:1) | Thousand Tons | 0 | 0 | 0 | 0 | 0 | 0 | 0
IL Fac. Spec. - NOX Rate Summer v3.1, Unit 857 and retrofits | 598 | 1797 | Rate Constraint in lbs/MMBtu | FALSE | L | Annual | Allowances Withdrawn (n:1) | Thousand Tons | 0 | 0 | 0 | 0 | 0 | 0 | 0
IL Fac. Spec. - NOX Rate Summer v3.1, Unit 857 and retrofits | 598 | 1797 | Rate Constraint in lbs/MMBtu | FALSE | L | Annual | Net Emissions Allowance Position | Thousand Tons | 0.0025328 | 0.0019411 | 0.0019411 | 0.0019411 | 0.0019411 | 0.0098673 | 0
IL Fac. Spec. - NOX Rate Summer v3.1, Unit 857 and retrofits | 598 | 1797 | Rate Constraint in lbs/MMBtu | FALSE | L | Annual | Fuel Consumed | TBtu | 0.068451 | 0.05246 | 0.05246 | 0.05246 | 0.05246 | 0.26667 | 0
IL Fac. Spec. - NOX Rate Summer v3.1, Unit 857 and retrofits | 598 | 1797 | Rate Constraint in lbs/MMBtu | FALSE | L | Annual | Rate | lb/MMBtu | 0.074003 | 0.074003 | 0.074003 | 0.074003 | 0.074003 | 0.074003 | 0
IL Fac. Spec. - NOX Rate Summer v3.1, Unit 857 and retrofits | 598 | 1797 | Rate Constraint in lbs/MMBtu | FALSE | L | Annual | Generation | TWh | 0.0049588 | 0.0038004 | 0.0038004 | 0.0038004 | 0.0038004 | 0.019319 | 0
IL Fac. Spec. - NOX Rate Summer v3.1, Unit 857 and retrofits | 598 | 1797 | Rate Constraint in lbs/MMBtu | FALSE | L | Annual | Qualifying Generation | TWh | 0.0049588 | 0.0038004 | 0.0038004 | 0.0038004 | 0.0038004 | 0.019319 | 0
IL Fac. Spec. - NOX Rate Summer v3.1, Unit 857 and retrofits | 598 | 1797 | Rate Constraint in lbs/MMBtu | FALSE | L | Annual | Rate | lb/MWh | 0.51077 | 0.51077 | 0.51077 | 0.51077 | 0.51077 | 0.51077 | 0
IL Fac. Spec. - NOX Rate Summer v3.1, Unit 857 and retrofits | 598 | 1797 | Rate Constraint in lbs/MMBtu | FALSE | L | Annual | Constraint Shadow Price | US2011$/Ton | 0 | 0 | 0 | 0 | 0 | 0 | 0
IL Fac. Spec. - NOX Rate Summer v3.1, Unit 858 and retrofits | 599 | 1797 | Rate Constraint in lbs/MMBtu | FALSE | L | Annual | Seasons Included | Seasons | Summer | Summer | Summer | Summer | Summer | Summer | Summer
IL Fac. Spec. - NOX Rate Summer v3.1, Unit 858 and retrofits | 599 | 1797 | Rate Constraint in lbs/MMBtu | FALSE | L | Annual | Standard | lb/MMBtu | 0.25 | 0.25 | 0.25 | 0.25 | 0.25 | 0.25 | 0.25
IL Fac. Spec. - NOX Rate Summer v3.1, Unit 858 and retrofits | 599 | 1797 | Rate Constraint in lbs/MMBtu | FALSE | L | Annual | Emissions at Affected Plants NOX | Thousand Tons | 0.0016841 | 0.0016841 | 0.0016841 | 0.0081155 | 0.0016841 | 0.008561 | 0
IL Fac. Spec. - NOX Rate Summer v3.1, Unit 858 and retrofits | 599 | 1797 | Rate Constraint in lbs/MMBtu | FALSE | L | Annual | Allowances Purchased NOX | Thousand Tons | 0 | 0 | 0 | 0 | 0 | 0 | 0
IL Fac. Spec. - NOX Rate Summer v3.1, Unit 858 and retrofits | 599 | 1797 | Rate Constraint in lbs/MMBtu | FALSE | L | Annual | Allowances Sold NOX | Thousand Tons | 0 | 0 | 0 | 0 | 0 | 0 | 0
IL Fac. Spec. - NOX Rate Summer v3.1, Unit 858 and retrofits | 599 | 1797 | Rate Constraint in lbs/MMBtu | FALSE | L | Annual | Allowances Banked | Thousand Tons | 0 | 0 | 0 | 0 | 0 | 0 | 0
IL Fac. Spec. - NOX Rate Summer v3.1, Unit 858 and retrofits | 599 | 1797 | Rate Constraint in lbs/MMBtu | FALSE | L | Annual | Allowances Withdrawn (1:1) | Thousand Tons | 0 | 0 | 0 | 0 | 0 | 0 | 0
IL Fac. Spec. - NOX Rate Summer v3.1, Unit 858 and retrofits | 599 | 1797 | Rate Constraint in lbs/MMBtu | FALSE | L | Annual | Allowances Withdrawn (n:1) | Thousand Tons | 0 | 0 | 0 | 0 | 0 | 0 | 0
IL Fac. Spec. - NOX Rate Summer v3.1, Unit 858 and retrofits | 599 | 1797 | Rate Constraint in lbs/MMBtu | FALSE | L | Annual | Net Emissions Allowance Position | Thousand Tons | 0.0016841 | 0.0016841 | 0.0016841 | 0.0081155 | 0.0016841 | 0.008561 | 0
IL Fac. Spec. - NOX Rate Summer v3.1, Unit 858 and retrofits | 599 | 1797 | Rate Constraint in lbs/MMBtu | FALSE | L | Annual | Fuel Consumed | TBtu | 0.052464 | 0.052464 | 0.052464 | 0.25282 | 0.052464 | 0.26669 | 0
IL Fac. Spec. - NOX Rate Summer v3.1, Unit 858 and retrofits | 599 | 1797 | Rate Constraint in lbs/MMBtu | FALSE | L | Annual | Rate | lb/MMBtu | 0.064201 | 0.064201 | 0.064201 | 0.064201 | 0.064201 | 0.064201 | 0
IL Fac. Spec. - NOX Rate Summer v3.1, Unit 858 and retrofits | 599 | 1797 | Rate Constraint in lbs/MMBtu | FALSE | L | Annual | Generation | TWh | 0.0038004 | 0.0038004 | 0.0038004 | 0.018313 | 0.0038004 | 0.019319 | 0
IL Fac. Spec. - NOX Rate Summer v3.1, Unit 858 and retrofits | 599 | 1797 | Rate Constraint in lbs/MMBtu | FALSE | L | Annual | Qualifying Generation | TWh | 0.0038004 | 0.0038004 | 0.0038004 | 0.018313 | 0.0038004 | 0.019319 | 0
IL Fac. Spec. - NOX Rate Summer v3.1, Unit 858 and retrofits | 599 | 1797 | Rate Constraint in lbs/MMBtu | FALSE | L | Annual | Rate | lb/MWh | 0.44315 | 0.44315 | 0.44315 | 0.44315 | 0.44315 | 0.44315 | 0
IL Fac. Spec. - NOX Rate Summer v3.1, Unit 858 and retrofits | 599 | 1797 | Rate Constraint in lbs/MMBtu | FALSE | L | Annual | Constraint Shadow Price | US2011$/Ton | 0 | 0 | 0 | 0 | 0 | 0 | 0
IL Fac. Spec. - NOX Rate Summer v3.1, Unit 2001 and retrofits | 600 | 1797 | Rate Constraint in lbs/MMBtu | FALSE | L | Annual | Seasons Included | Seasons | Summer | Summer | Summer | Summer | Summer | Summer | Summer
IL Fac. Spec. - NOX Rate Summer v3.1, Unit 2001 and retrofits | 600 | 1797 | Rate Constraint in lbs/MMBtu | FALSE | L | Annual | Standard | lb/MMBtu | 0.25 | 0.25 | 0.25 | 0.25 | 0.25 | 0.25 | 0.25
IL Fac. Spec. - NOX Rate Summer v3.1, Unit 2001 and retrofits | 600 | 1797 | Rate Constraint in lbs/MMBtu | FALSE | L | Annual | Emissions at Affected Plants NOX | Thousand Tons | 0.018167 | 0.018167 | 0.0060445 | 0.0060445 | 0.0060445 | 0.0060445 | 0.0060445
IL Fac. Spec. - NOX Rate Summer v3.1, Unit 2001 and retrofits | 600 | 1797 | Rate Constraint in lbs/MMBtu | FALSE | L | Annual | Allowances Purchased NOX | Thousand Tons | 0 | 0 | 0 | 0 | 0 | 0 | 0
IL Fac. Spec. - NOX Rate Summer v3.1, Unit 2001 and retrofits | 600 | 1797 | Rate Constraint in lbs/MMBtu | FALSE | L | Annual | Allowances Sold NOX | Thousand Tons | 0 | 0 | 0 | 0 | 0 | 0 | 0
IL Fac. Spec. - NOX Rate Summer v3.1, Unit 2001 and retrofits | 600 | 1797 | Rate Constraint in lbs/MMBtu | FALSE | L | Annual | Allowances Banked | Thousand Tons | 0 | 0 | 0 | 0 | 0 | 0 | 0
IL Fac. Spec. - NOX Rate Summer v3.1, Unit 2001 and retrofits | 600 | 1797 | Rate Constraint in lbs/MMBtu | FALSE | L | Annual | Allowances Withdrawn (1:1) | Thousand Tons | 0 | 0 | 0 | 0 | 0 | 0 | 0
IL Fac. Spec. - NOX Rate Summer v3.1, Unit 2001 and retrofits | 600 | 1797 | Rate Constraint in lbs/MMBtu | FALSE | L | Annual | Allowances Withdrawn (n:1) | Thousand Tons | 0 | 0 | 0 | 0 | 0 | 0 | 0
IL Fac. Spec. - NOX Rate Summer v3.1, Unit 2001 and retrofits | 600 | 1797 | Rate Constraint in lbs/MMBtu | FALSE | L | Annual | Net Emissions Allowance Position | Thousand Tons | 0.018167 | 0.018167 | 0.0060445 | 0.0060445 | 0.0060445 | 0.0060445 | 0.0060445
IL Fac. Spec. - NOX Rate Summer v3.1, Unit 2001 and retrofits | 600 | 1797 | Rate Constraint in lbs/MMBtu | FALSE | L | Annual | Fuel Consumed | TBtu | 0.95113 | 0.95113 | 0.31647 | 0.31647 | 0.31647 | 0.31647 | 0.31647
IL Fac. Spec. - NOX Rate Summer v3.1, Unit 2001 and retrofits | 600 | 1797 | Rate Constraint in lbs/MMBtu | FALSE | L | Annual | Rate | lb/MMBtu | 0.0382 | 0.0382 | 0.0382 | 0.0382 | 0.0382 | 0.0382 | 0.0382
IL Fac. Spec. - NOX Rate Summer v3.1, Unit 2001 and retrofits | 600 | 1797 | Rate Constraint in lbs/MMBtu | FALSE | L | Annual | Generation | TWh | 0.085564 | 0.085564 | 0.028469 | 0.028469 | 0.028469 | 0.028469 | 0.028469
IL Fac. Spec. - NOX Rate Summer v3.1, Unit 2001 and retrofits | 600 | 1797 | Rate Constraint in lbs/MMBtu | FALSE | L | Annual | Qualifying Generation | TWh | 0.085564 | 0.085564 | 0.028469 | 0.028469 | 0.028469 | 0.028469 | 0.028469
IL Fac. Spec. - NOX Rate Summer v3.1, Unit 2001 and retrofits | 600 | 1797 | Rate Constraint in lbs/MMBtu | FALSE | L | Annual | Rate | lb/MWh | 0.21232 | 0.21232 | 0.21232 | 0.21232 | 0.21232 | 0.21232 | 0.21232
IL Fac. Spec. - NOX Rate Summer v3.1, Unit 2001 and retrofits | 600 | 1797 | Rate Constraint in lbs/MMBtu | FALSE | L | Annual | Constraint Shadow Price | US2011$/Ton | 0 | 0 | 0 | 0 | 0 | 0 | 0
IL Fac. Spec. - NOX Rate Summer v3.1, Unit 2002 and retrofits | 601 | 1797 | Rate Constraint in lbs/MMBtu | FALSE | L | Annual | Seasons Included | Seasons | Summer | Summer | Summer | Summer | Summer | Summer | Summer
IL Fac. Spec. - NOX Rate Summer v3.1, Unit 2002 and retrofits | 601 | 1797 | Rate Constraint in lbs/MMBtu | FALSE | L | Annual | Standard | lb/MMBtu | 0.25 | 0.25 | 0.25 | 0.25 | 0.25 | 0.25 | 0.25
IL Fac. Spec. - NOX Rate Summer v3.1, Unit 2002 and retrofits | 601 | 1797 | Rate Constraint in lbs/MMBtu | FALSE | L | Annual | Emissions at Affected Plants NOX | Thousand Tons | 0.018071 | 0.018071 | 0.0060129 | 0.0060129 | 0.0060129 | 0.0060129 | 0.0060129
IL Fac. Spec. - NOX Rate Summer v3.1, Unit 2002 and retrofits | 601 | 1797 | Rate Constraint in lbs/MMBtu | FALSE | L | Annual | Allowances Purchased NOX | Thousand Tons | 0 | 0 | 0 | 0 | 0 | 0 | 0
IL Fac. Spec. - NOX Rate Summer v3.1, Unit 2002 and retrofits | 601 | 1797 | Rate Constraint in lbs/MMBtu | FALSE | L | Annual | Allowances Sold NOX | Thousand Tons | 0 | 0 | 0 | 0 | 0 | 0 | 0
IL Fac. Spec. - NOX Rate Summer v3.1, Unit 2002 and retrofits | 601 | 1797 | Rate Constraint in lbs/MMBtu | FALSE | L | Annual | Allowances Banked | Thousand Tons | 0 | 0 | 0 | 0 | 0 | 0 | 0
IL Fac. Spec. - NOX Rate Summer v3.1, Unit 2002 and retrofits | 601 | 1797 | Rate Constraint in lbs/MMBtu | FALSE | L | Annual | Allowances Withdrawn (1:1) | Thousand Tons | 0 | 0 | 0 | 0 | 0 | 0 | 0
IL Fac. Spec. - NOX Rate Summer v3.1, Unit 2002 and retrofits | 601 | 1797 | Rate Constraint in lbs/MMBtu | FALSE | L | Annual | Allowances Withdrawn (n:1) | Thousand Tons | 0 | 0 | 0 | 0 | 0 | 0 | 0
IL Fac. Spec. - NOX Rate Summer v3.1, Unit 2002 and retrofits | 601 | 1797 | Rate Constraint in lbs/MMBtu | FALSE | L | Annual | Net Emissions Allowance Position | Thousand Tons | 0.018071 | 0.018071 | 0.0060129 | 0.0060129 | 0.0060129 | 0.0060129 | 0.0060129
IL Fac. Spec. - NOX Rate Summer v3.1, Unit 2002 and retrofits | 601 | 1797 | Rate Constraint in lbs/MMBtu | FALSE | L | Annual | Fuel Consumed | TBtu | 0.95113 | 0.95113 | 0.31647 | 0.31647 | 0.31647 | 0.31647 | 0.31647
IL Fac. Spec. - NOX Rate Summer v3.1, Unit 2002 and retrofits | 601 | 1797 | Rate Constraint in lbs/MMBtu | FALSE | L | Annual | Rate | lb/MMBtu | 0.038 | 0.038 | 0.038 | 0.038 | 0.038 | 0.038 | 0.038
IL Fac. Spec. - NOX Rate Summer v3.1, Unit 2002 and retrofits | 601 | 1797 | Rate Constraint in lbs/MMBtu | FALSE | L | Annual | Generation | TWh | 0.085564 | 0.085564 | 0.028469 | 0.028469 | 0.028469 | 0.028469 | 0.028469
IL Fac. Spec. - NOX Rate Summer v3.1, Unit 2002 and retrofits | 601 | 1797 | Rate Constraint in lbs/MMBtu | FALSE | L | Annual | Qualifying Generation | TWh | 0.085564 | 0.085564 | 0.028469 | 0.028469 | 0.028469 | 0.028469 | 0.028469
IL Fac. Spec. - NOX Rate Summer v3.1, Unit 2002 and retrofits | 601 | 1797 | Rate Constraint in lbs/MMBtu | FALSE | L | Annual | Rate | lb/MWh | 0.2112 | 0.2112 | 0.2112 | 0.2112 | 0.2112 | 0.2112 | 0.2112
IL Fac. Spec. - NOX Rate Summer v3.1, Unit 2002 and retrofits | 601 | 1797 | Rate Constraint in lbs/MMBtu | FALSE | L | Annual | Constraint Shadow Price | US2011$/Ton | 0 | 0 | 0 | 0 | 0 | 0 | 0
IL Fac. Spec. - NOX Rate Summer v3.1, Unit 2003 and retrofits | 602 | 1797 | Rate Constraint in lbs/MMBtu | FALSE | L | Annual | Seasons Included | Seasons | Summer | Summer | Summer | Summer | Summer | Summer | Summer
IL Fac. Spec. - NOX Rate Summer v3.1, Unit 2003 and retrofits | 602 | 1797 | Rate Constraint in lbs/MMBtu | FALSE | L | Annual | Standard | lb/MMBtu | 0.25 | 0.25 | 0.25 | 0.25 | 0.25 | 0.25 | 0.25
IL Fac. Spec. - NOX Rate Summer v3.1, Unit 2003 and retrofits | 602 | 1797 | Rate Constraint in lbs/MMBtu | FALSE | L | Annual | Emissions at Affected Plants NOX | Thousand Tons | 0.012413 | 0.012413 | 0.0041303 | 0.0041303 | 0.0041303 | 0.0041303 | 0.0041303
IL Fac. Spec. - NOX Rate Summer v3.1, Unit 2003 and retrofits | 602 | 1797 | Rate Constraint in lbs/MMBtu | FALSE | L | Annual | Allowances Purchased NOX | Thousand Tons | 0 | 0 | 0 | 0 | 0 | 0 | 0
IL Fac. Spec. - NOX Rate Summer v3.1, Unit 2003 and retrofits | 602 | 1797 | Rate Constraint in lbs/MMBtu | FALSE | L | Annual | Allowances Sold NOX | Thousand Tons | 0 | 0 | 0 | 0 | 0 | 0 | 0
IL Fac. Spec. - NOX Rate Summer v3.1, Unit 2003 and retrofits | 602 | 1797 | Rate Constraint in lbs/MMBtu | FALSE | L | Annual | Allowances Banked | Thousand Tons | 0 | 0 | 0 | 0 | 0 | 0 | 0
IL Fac. Spec. - NOX Rate Summer v3.1, Unit 2003 and retrofits | 602 | 1797 | Rate Constraint in lbs/MMBtu | FALSE | L | Annual | Allowances Withdrawn (1:1) | Thousand Tons | 0 | 0 | 0 | 0 | 0 | 0 | 0
IL Fac. Spec. - NOX Rate Summer v3.1, Unit 2003 and retrofits | 602 | 1797 | Rate Constraint in lbs/MMBtu | FALSE | L | Annual | Allowances Withdrawn (n:1) | Thousand Tons | 0 | 0 | 0 | 0 | 0 | 0 | 0
IL Fac. Spec. - NOX Rate Summer v3.1, Unit 2003 and retrofits | 602 | 1797 | Rate Constraint in lbs/MMBtu | FALSE | L | Annual | Net Emissions Allowance Position | Thousand Tons | 0.012413 | 0.012413 | 0.0041303 | 0.0041303 | 0.0041303 | 0.0041303 | 0.0041303
IL Fac. Spec. - NOX Rate Summer v3.1, Unit 2003 and retrofits | 602 | 1797 | Rate Constraint in lbs/MMBtu | FALSE | L | Annual | Fuel Consumed | TBtu | 0.65679 | 0.65679 | 0.21853 | 0.21853 | 0.21853 | 0.21853 | 0.21853
IL Fac. Spec. - NOX Rate Summer v3.1, Unit 2003 and retrofits | 602 | 1797 | Rate Constraint in lbs/MMBtu | FALSE | L | Annual | Rate | lb/MMBtu | 0.0378 | 0.0378 | 0.0378 | 0.0378 | 0.0378 | 0.0378 | 0.0378
IL Fac. Spec. - NOX Rate Summer v3.1, Unit 2003 and retrofits | 602 | 1797 | Rate Constraint in lbs/MMBtu | FALSE | L | Annual | Generation | TWh | 0.05908 | 0.05908 | 0.019657 | 0.019657 | 0.019657 | 0.019657 | 0.019657
IL Fac. Spec. - NOX Rate Summer v3.1, Unit 2003 and retrofits | 602 | 1797 | Rate Constraint in lbs/MMBtu | FALSE | L | Annual | Qualifying Generation | TWh | 0.05908 | 0.05908 | 0.019657 | 0.019657 | 0.019657 | 0.019657 | 0.019657
IL Fac. Spec. - NOX Rate Summer v3.1, Unit 2003 and retrofits | 602 | 1797 | Rate Constraint in lbs/MMBtu | FALSE | L | Annual | Rate | lb/MWh | 0.21011 | 0.21011 | 0.21011 | 0.21011 | 0.21011 | 0.21011 | 0.21011
IL Fac. Spec. - NOX Rate Summer v3.1, Unit 2003 and retrofits | 602 | 1797 | Rate Constraint in lbs/MMBtu | FALSE | L | Annual | Constraint Shadow Price | US2011$/Ton | 0 | 0 | 0 | 0 | 0 | 0 | 0
IL Fac. Spec. - NOX Rate Summer v3.1, Unit 2004 and retrofits | 603 | 1797 | Rate Constraint in lbs/MMBtu | FALSE | L | Annual | Seasons Included | Seasons | Summer | Summer | Summer | Summer | Summer | Summer | Summer
IL Fac. Spec. - NOX Rate Summer v3.1, Unit 2004 and retrofits | 603 | 1797 | Rate Constraint in lbs/MMBtu | FALSE | L | Annual | Standard | lb/MMBtu | 0.25 | 0.25 | 0.25 | 0.25 | 0.25 | 0.25 | 0.25
IL Fac. Spec. - NOX Rate Summer v3.1, Unit 2004 and retrofits | 603 | 1797 | Rate Constraint in lbs/MMBtu | FALSE | L | Annual | Emissions at Affected Plants NOX | Thousand Tons | 0.011028 | 0.011028 | 0.0036694 | 0.0036694 | 0.0036694 | 0.0036694 | 0.0036694
IL Fac. Spec. - NOX Rate Summer v3.1, Unit 2004 and retrofits | 603 | 1797 | Rate Constraint in lbs/MMBtu | FALSE | L | Annual | Allowances Purchased NOX | Thousand Tons | 0 | 0 | 0 | 0 | 0 | 0 | 0
IL Fac. Spec. - NOX Rate Summer v3.1, Unit 2004 and retrofits | 603 | 1797 | Rate Constraint in lbs/MMBtu | FALSE | L | Annual | Allowances Sold NOX | Thousand Tons | 0 | 0 | 0 | 0 | 0 | 0 | 0
IL Fac. Spec. - NOX Rate Summer v3.1, Unit 2004 and retrofits | 603 | 1797 | Rate Constraint in lbs/MMBtu | FALSE | L | Annual | Allowances Banked | Thousand Tons | 0 | 0 | 0 | 0 | 0 | 0 | 0
IL Fac. Spec. - NOX Rate Summer v3.1, Unit 2004 and retrofits | 603 | 1797 | Rate Constraint in lbs/MMBtu | FALSE | L | Annual | Allowances Withdrawn (1:1) | Thousand Tons | 0 | 0 | 0 | 0 | 0 | 0 | 0
IL Fac. Spec. - NOX Rate Summer v3.1, Unit 2004 and retrofits | 603 | 1797 | Rate Constraint in lbs/MMBtu | FALSE | L | Annual | Allowances Withdrawn (n:1) | Thousand Tons | 0 | 0 | 0 | 0 | 0 | 0 | 0
IL Fac. Spec. - NOX Rate Summer v3.1, Unit 2004 and retrofits | 603 | 1797 | Rate Constraint in lbs/MMBtu | FALSE | L | Annual | Net Emissions Allowance Position | Thousand Tons | 0.011028 | 0.011028 | 0.0036694 | 0.0036694 | 0.0036694 | 0.0036694 | 0.0036694
IL Fac. Spec. - NOX Rate Summer v3.1, Unit 2004 and retrofits | 603 | 1797 | Rate Constraint in lbs/MMBtu | FALSE | L | Annual | Fuel Consumed | TBtu | 0.26402 | 0.26402 | 0.087847 | 0.087847 | 0.087847 | 0.087847 | 0.087847
IL Fac. Spec. - NOX Rate Summer v3.1, Unit 2004 and retrofits | 603 | 1797 | Rate Constraint in lbs/MMBtu | FALSE | L | Annual | Rate | lb/MMBtu | 0.083541 | 0.083541 | 0.083541 | 0.083541 | 0.083541 | 0.083541 | 0.083541
IL Fac. Spec. - NOX Rate Summer v3.1, Unit 2004 and retrofits | 603 | 1797 | Rate Constraint in lbs/MMBtu | FALSE | L | Annual | Generation | TWh | 0.023751 | 0.023751 | 0.0079027 | 0.0079027 | 0.0079027 | 0.0079027 | 0.0079027
IL Fac. Spec. - NOX Rate Summer v3.1, Unit 2004 and retrofits | 603 | 1797 | Rate Constraint in lbs/MMBtu | FALSE | L | Annual | Qualifying Generation | TWh | 0.023751 | 0.023751 | 0.0079027 | 0.0079027 | 0.0079027 | 0.0079027 | 0.0079027
IL Fac. Spec. - NOX Rate Summer v3.1, Unit 2004 and retrofits | 603 | 1797 | Rate Constraint in lbs/MMBtu | FALSE | L | Annual | Rate | lb/MWh | 0.46432 | 0.46432 | 0.46432 | 0.46432 | 0.46432 | 0.46432 | 0.46432
IL Fac. Spec. - NOX Rate Summer v3.1, Unit 2004 and retrofits | 603 | 1797 | Rate Constraint in lbs/MMBtu | FALSE | L | Annual | Constraint Shadow Price | US2011$/Ton | 0 | 0 | 0 | 0 | 0 | 0 | 0
IL Fac. Spec. - NOX Rate Summer v3.1, Unit 2779 and retrofits | 604 | 1797 | Rate Constraint in lbs/MMBtu | FALSE | L | Annual | Seasons Included | Seasons | Summer | Summer | Summer | Summer | Summer | Summer | Summer
IL Fac. Spec. - NOX Rate Summer v3.1, Unit 2779 and retrofits | 604 | 1797 | Rate Constraint in lbs/MMBtu | FALSE | L | Annual | Standard | lb/MMBtu | 0.25 | 0.25 | 0.25 | 0.25 | 0.25 | 0.25 | 0.25
IL Fac. Spec. - NOX Rate Summer v3.1, Unit 2779 and retrofits | 604 | 1797 | Rate Constraint in lbs/MMBtu | FALSE | L | Annual | Emissions at Affected Plants NOX | Thousand Tons | 0.082841 | 0.082841 | 0.082841 | 0.082841 | 0.082841 | 0.082841 | 0.082841
IL Fac. Spec. - NOX Rate Summer v3.1, Unit 2779 and retrofits | 604 | 1797 | Rate Constraint in lbs/MMBtu | FALSE | L | Annual | Allowances Purchased NOX | Thousand Tons | 0 | 0 | 0 | 0 | 0 | 0 | 0
IL Fac. Spec. - NOX Rate Summer v3.1, Unit 2779 and retrofits | 604 | 1797 | Rate Constraint in lbs/MMBtu | FALSE | L | Annual | Allowances Sold NOX | Thousand Tons | 0 | 0 | 0 | 0 | 0 | 0 | 0
IL Fac. Spec. - NOX Rate Summer v3.1, Unit 2779 and retrofits | 604 | 1797 | Rate Constraint in lbs/MMBtu | FALSE | L | Annual | Allowances Banked | Thousand Tons | 0 | 0 | 0 | 0 | 0 | 0 | 0
IL Fac. Spec. - NOX Rate Summer v3.1, Unit 2779 and retrofits | 604 | 1797 | Rate Constraint in lbs/MMBtu | FALSE | L | Annual | Allowances Withdrawn (1:1) | Thousand Tons | 0 | 0 | 0 | 0 | 0 | 0 | 0
IL Fac. Spec. - NOX Rate Summer v3.1, Unit 2779 and retrofits | 604 | 1797 | Rate Constraint in lbs/MMBtu | FALSE | L | Annual | Allowances Withdrawn (n:1) | Thousand Tons | 0 | 0 | 0 | 0 | 0 | 0 | 0
IL Fac. Spec. - NOX Rate Summer v3.1, Unit 2779 and retrofits | 604 | 1797 | Rate Constraint in lbs/MMBtu | FALSE | L | Annual | Net Emissions Allowance Position | Thousand Tons | 0.082841 | 0.082841 | 0.082841 | 0.082841 | 0.082841 | 0.082841 | 0.082841
IL Fac. Spec. - NOX Rate Summer v3.1, Unit 2779 and retrofits | 604 | 1797 | Rate Constraint in lbs/MMBtu | FALSE | L | Annual | Fuel Consumed | TBtu | 3.3136 | 3.3136 | 3.3136 | 3.3136 | 3.3136 | 3.3136 | 3.3136
IL Fac. Spec. - NOX Rate Summer v3.1, Unit 2779 and retrofits | 604 | 1797 | Rate Constraint in lbs/MMBtu | FALSE | L | Annual | Rate | lb/MMBtu | 0.05 | 0.05 | 0.05 | 0.05 | 0.05 | 0.05 | 0.05
IL Fac. Spec. - NOX Rate Summer v3.1, Unit 2779 and retrofits | 604 | 1797 | Rate Constraint in lbs/MMBtu | FALSE | L | Annual | Generation | TWh | 0.51534 | 0.51534 | 0.51534 | 0.51534 | 0.51534 | 0.51534 | 0.51534
IL Fac. Spec. - NOX Rate Summer v3.1, Unit 2779 and retrofits | 604 | 1797 | Rate Constraint in lbs/MMBtu | FALSE | L | Annual | Qualifying Generation | TWh | 0.51534 | 0.51534 | 0.51534 | 0.51534 | 0.51534 | 0.51534 | 0.51534
IL Fac. Spec. - NOX Rate Summer v3.1, Unit 2779 and retrofits | 604 | 1797 | Rate Constraint in lbs/MMBtu | FALSE | L | Annual | Rate | lb/MWh | 0.16075 | 0.16075 | 0.16075 | 0.16075 | 0.16075 | 0.16075 | 0.16075
IL Fac. Spec. - NOX Rate Summer v3.1, Unit 2779 and retrofits | 604 | 1797 | Rate Constraint in lbs/MMBtu | FALSE | L | Annual | Constraint Shadow Price | US2011$/Ton | 0 | 0 | 0 | 0 | 0 | 0 | 0
IL Fac. Spec. - NOX Rate Summer v3.1, Unit 2780 and retrofits | 605 | 1797 | Rate Constraint in lbs/MMBtu | FALSE | L | Annual | Seasons Included | Seasons | Summer | Summer | Summer | Summer | Summer | Summer | Summer
IL Fac. Spec. - NOX Rate Summer v3.1, Unit 2780 and retrofits | 605 | 1797 | Rate Constraint in lbs/MMBtu | FALSE | L | Annual | Standard | lb/MMBtu | 0.25 | 0.25 | 0.25 | 0.25 | 0.25 | 0.25 | 0.25
IL Fac. Spec. - NOX Rate Summer v3.1, Unit 2780 and retrofits | 605 | 1797 | Rate Constraint in lbs/MMBtu | FALSE | L | Annual | Emissions at Affected Plants NOX | Thousand Tons | 0.082841 | 0.082841 | 0.082841 | 0.082841 | 0.082841 | 0.082841 | 0.082841
IL Fac. Spec. - NOX Rate Summer v3.1, Unit 2780 and retrofits | 605 | 1797 | Rate Constraint in lbs/MMBtu | FALSE | L | Annual | Allowances Purchased NOX | Thousand Tons | 0 | 0 | 0 | 0 | 0 | 0 | 0
IL Fac. Spec. - NOX Rate Summer v3.1, Unit 2780 and retrofits | 605 | 1797 | Rate Constraint in lbs/MMBtu | FALSE | L | Annual | Allowances Sold NOX | Thousand Tons | 0 | 0 | 0 | 0 | 0 | 0 | 0
IL Fac. Spec. - NOX Rate Summer v3.1, Unit 2780 and retrofits | 605 | 1797 | Rate Constraint in lbs/MMBtu | FALSE | L | Annual | Allowances Banked | Thousand Tons | 0 | 0 | 0 | 0 | 0 | 0 | 0
IL Fac. Spec. - NOX Rate Summer v3.1, Unit 2780 and retrofits | 605 | 1797 | Rate Constraint in lbs/MMBtu | FALSE | L | Annual | Allowances Withdrawn (1:1) | Thousand Tons | 0 | 0 | 0 | 0 | 0 | 0 | 0
IL Fac. Spec. - NOX Rate Summer v3.1, Unit 2780 and retrofits | 605 | 1797 | Rate Constraint in lbs/MMBtu | FALSE | L | Annual | Allowances Withdrawn (n:1) | Thousand Tons | 0 | 0 | 0 | 0 | 0 | 0 | 0
IL Fac. Spec. - NOX Rate Summer v3.1, Unit 2780 and retrofits | 605 | 1797 | Rate Constraint in lbs/MMBtu | FALSE | L | Annual | Net Emissions Allowance Position | Thousand Tons | 0.082841 | 0.082841 | 0.082841 | 0.082841 | 0.082841 | 0.082841 | 0.082841
IL Fac. Spec. - NOX Rate Summer v3.1, Unit 2780 and retrofits | 605 | 1797 | Rate Constraint in lbs/MMBtu | FALSE | L | Annual | Fuel Consumed | TBtu | 3.3136 | 3.3136 | 3.3136 | 3.3136 | 3.3136 | 3.3136 | 3.3136
IL Fac. Spec. - NOX Rate Summer v3.1, Unit 2780 and retrofits | 605 | 1797 | Rate Constraint in lbs/MMBtu | FALSE | L | Annual | Rate | lb/MMBtu | 0.05 | 0.05 | 0.05 | 0.05 | 0.05 | 0.05 | 0.05
IL Fac. Spec. - NOX Rate Summer v3.1, Unit 2780 and retrofits | 605 | 1797 | Rate Constraint in lbs/MMBtu | FALSE | L | Annual | Generation | TWh | 0.51534 | 0.51534 | 0.51534 | 0.51534 | 0.51534 | 0.51534 | 0.51534
IL Fac. Spec. - NOX Rate Summer v3.1, Unit 2780 and retrofits | 605 | 1797 | Rate Constraint in lbs/MMBtu | FALSE | L | Annual | Qualifying Generation | TWh | 0.51534 | 0.51534 | 0.51534 | 0.51534 | 0.51534 | 0.51534 | 0.51534
IL Fac. Spec. - NOX Rate Summer v3.1, Unit 2780 and retrofits | 605 | 1797 | Rate Constraint in lbs/MMBtu | FALSE | L | Annual | Rate | lb/MWh | 0.16075 | 0.16075 | 0.16075 | 0.16075 | 0.16075 | 0.16075 | 0.16075
IL Fac. Spec. - NOX Rate Summer v3.1, Unit 2780 and retrofits | 605 | 1797 | Rate Constraint in lbs/MMBtu | FALSE | L | Annual | Constraint Shadow Price | US2011$/Ton | 0 | 0 | 0 | 0 | 0 | 0 | 0
IL Fac. Spec. - NOX Rate Summer v3.1, Unit 2781 and retrofits | 606 | 1797 | Rate Constraint in lbs/MMBtu | FALSE | L | Annual | Seasons Included | Seasons | Summer | Summer | Summer | Summer | Summer | Summer | Summer
IL Fac. Spec. - NOX Rate Summer v3.1, Unit 2781 and retrofits | 606 | 1797 | Rate Constraint in lbs/MMBtu | FALSE | L | Annual | Standard | lb/MMBtu | 0.25 | 0.25 | 0.25 | 0.25 | 0.25 | 0.25 | 0.25
IL Fac. Spec. - NOX Rate Summer v3.1, Unit 2781 and retrofits | 606 | 1797 | Rate Constraint in lbs/MMBtu | FALSE | L | Annual | Emissions at Affected Plants NOX | Thousand Tons | 0.30359 | 0.30359 | 0.30359 | 0.30359 | 0.30359 | 0.30359 | 0.30359
IL Fac. Spec. - NOX Rate Summer v3.1, Unit 2781 and retrofits | 606 | 1797 | Rate Constraint in lbs/MMBtu | FALSE | L | Annual | Allowances Purchased NOX | Thousand Tons | 0 | 0 | 0 | 0 | 0 | 0 | 0
IL Fac. Spec. - NOX Rate Summer v3.1, Unit 2781 and retrofits | 606 | 1797 | Rate Constraint in lbs/MMBtu | FALSE | L | Annual | Allowances Sold NOX | Thousand Tons | 0 | 0 | 0 | 0 | 0 | 0 | 0
IL Fac. Spec. - NOX Rate Summer v3.1, Unit 2781 and retrofits | 606 | 1797 | Rate Constraint in lbs/MMBtu | FALSE | L | Annual | Allowances Banked | Thousand Tons | 0 | 0 | 0 | 0 | 0 | 0 | 0
IL Fac. Spec. - NOX Rate Summer v3.1, Unit 2781 and retrofits | 606 | 1797 | Rate Constraint in lbs/MMBtu | FALSE | L | Annual | Allowances Withdrawn (1:1) | Thousand Tons | 0 | 0 | 0 | 0 | 0 | 0 | 0
IL Fac. Spec. - NOX Rate Summer v3.1, Unit 2781 and retrofits | 606 | 1797 | Rate Constraint in lbs/MMBtu | FALSE | L | Annual | Allowances Withdrawn (n:1) | Thousand Tons | 0 | 0 | 0 | 0 | 0 | 0 | 0
IL Fac. Spec. - NOX Rate Summer v3.1, Unit 2781 and retrofits | 606 | 1797 | Rate Constraint in lbs/MMBtu | FALSE | L | Annual | Net Emissions Allowance Position | Thousand Tons | 0.30359 | 0.30359 | 0.30359 | 0.30359 | 0.30359 | 0.30359 | 0.30359
IL Fac. Spec. - NOX Rate Summer v3.1, Unit 2781 and retrofits | 606 | 1797 | Rate Constraint in lbs/MMBtu | FALSE | L | Annual | Fuel Consumed | TBtu | 12.1436 | 12.1436 | 12.1436 | 12.1436 | 12.1436 | 12.1436 | 12.1436
IL Fac. Spec. - NOX Rate Summer v3.1, Unit 2781 and retrofits | 606 | 1797 | Rate Constraint in lbs/MMBtu | FALSE | L | Annual | Rate | lb/MMBtu | 0.05 | 0.05 | 0.05 | 0.05 | 0.05 | 0.05 | 0.05
IL Fac. Spec. - NOX Rate Summer v3.1, Unit 2781 and retrofits | 606 | 1797 | Rate Constraint in lbs/MMBtu | FALSE | L | Annual | Generation | TWh | 1.8886 | 1.8886 | 1.8886 | 1.8886 | 1.8886 | 1.8886 | 1.8886
IL Fac. Spec. - NOX Rate Summer v3.1, Unit 2781 and retrofits | 606 | 1797 | Rate Constraint in lbs/MMBtu | FALSE | L | Annual | Qualifying Generation | TWh | 1.8886 | 1.8886 | 1.8886 | 1.8886 | 1.8886 | 1.8886 | 1.8886
IL Fac. Spec. - NOX Rate Summer v3.1, Unit 2781 and retrofits | 606 | 1797 | Rate Constraint in lbs/MMBtu | FALSE | L | Annual | Rate | lb/MWh | 0.16075 | 0.16075 | 0.16075 | 0.16075 | 0.16075 | 0.16075 | 0.16075
IL Fac. Spec. - NOX Rate Summer v3.1, Unit 2781 and retrofits | 606 | 1797 | Rate Constraint in lbs/MMBtu | FALSE | L | Annual | Constraint Shadow Price | US2011$/Ton | 0 | 0 | 0 | 0 | 0 | 0 | 0
IL Fac. Spec. - NOX Rate Summer v3.1, Unit 2782 and retrofits | 607 | 1797 | Rate Constraint in lbs/MMBtu | FALSE | L | Annual | Seasons Included | Seasons | Summer | Summer | Summer | Summer | Summer | Summer | Summer
IL Fac. Spec. - NOX Rate Summer v3.1, Unit 2782 and retrofits | 607 | 1797 | Rate Constraint in lbs/MMBtu | FALSE | L | Annual | Standard | lb/MMBtu | 0.25 | 0.25 | 0.25 | 0.25 | 0.25 | 0.25 | 0.25
IL Fac. Spec. - NOX Rate Summer v3.1, Unit 2782 and retrofits | 607 | 1797 | Rate Constraint in lbs/MMBtu | FALSE | L | Annual | Emissions at Affected Plants NOX | Thousand Tons | 0.037876 | 0.02272 | 0.02272 | 0.02272 | 0.037876 | 0.02272 | 0.02272
IL Fac. Spec. - NOX Rate Summer v3.1, Unit 2782 and retrofits | 607 | 1797 | Rate Constraint in lbs/MMBtu | FALSE | L | Annual | Allowances Purchased NOX | Thousand Tons | 0 | 0 | 0 | 0 | 0 | 0 | 0
IL Fac. Spec. - NOX Rate Summer v3.1, Unit 2782 and retrofits | 607 | 1797 | Rate Constraint in lbs/MMBtu | FALSE | L | Annual | Allowances Sold NOX | Thousand Tons | 0 | 0 | 0 | 0 | 0 | 0 | 0
IL Fac. Spec. - NOX Rate Summer v3.1, Unit 2782 and retrofits | 607 | 1797 | Rate Constraint in lbs/MMBtu | FALSE | L | Annual | Allowances Banked | Thousand Tons | 0 | 0 | 0 | 0 | 0 | 0 | 0
IL Fac. Spec. - NOX Rate Summer v3.1, Unit 2782 and retrofits | 607 | 1797 | Rate Constraint in lbs/MMBtu | FALSE | L | Annual | Allowances Withdrawn (1:1) | Thousand Tons | 0 | 0 | 0 | 0 | 0 | 0 | 0
IL Fac. Spec. - NOX Rate Summer v3.1, Unit 2782 and retrofits | 607 | 1797 | Rate Constraint in lbs/MMBtu | FALSE | L | Annual | Allowances Withdrawn (n:1) | Thousand Tons | 0 | 0 | 0 | 0 | 0 | 0 | 0
IL Fac. Spec. - NOX Rate Summer v3.1, Unit 2782 and retrofits | 607 | 1797 | Rate Constraint in lbs/MMBtu | FALSE | L | Annual | Net Emissions Allowance Position | Thousand Tons | 0.037876 | 0.02272 | 0.02272 | 0.02272 | 0.037876 | 0.02272 | 0.02272
IL Fac. Spec. - NOX Rate Summer v3.1, Unit 2782 and retrofits | 607 | 1797 | Rate Constraint in lbs/MMBtu | FALSE | L | Annual | Fuel Consumed | TBtu | 2.9627 | 1.7772 | 1.7772 | 1.7772 | 2.9627 | 1.7772 | 1.7772
IL Fac. Spec. - NOX Rate Summer v3.1, Unit 2782 and retrofits | 607 | 1797 | Rate Constraint in lbs/MMBtu | FALSE | L | Annual | Rate | lb/MMBtu | 0.025569 | 0.025569 | 0.025569 | 0.025569 | 0.025569 | 0.025569 | 0.025569
IL Fac. Spec. - NOX Rate Summer v3.1, Unit 2782 and retrofits | 607 | 1797 | Rate Constraint in lbs/MMBtu | FALSE | L | Annual | Generation | TWh | 0.39719 | 0.23826 | 0.23826 | 0.23826 | 0.39719 | 0.23826 | 0.23826
IL Fac. Spec. - NOX Rate Summer v3.1, Unit 2782 and retrofits | 607 | 1797 | Rate Constraint in lbs/MMBtu | FALSE | L | Annual | Qualifying Generation | TWh | 0.39719 | 0.23826 | 0.23826 | 0.23826 | 0.39719 | 0.23826 | 0.23826
IL Fac. Spec. - NOX Rate Summer v3.1, Unit 2782 and retrofits | 607 | 1797 | Rate Constraint in lbs/MMBtu | FALSE | L | Annual | Rate | lb/MWh | 0.095359 | 0.095359 | 0.095359 | 0.095359 | 0.095359 | 0.095359 | 0.095359
IL Fac. Spec. - NOX Rate Summer v3.1, Unit 2782 and retrofits | 607 | 1797 | Rate Constraint in lbs/MMBtu | FALSE | L | Annual | Constraint Shadow Price | US2011$/Ton | 0 | 0 | 0 | 0 | 0 | 0 | 0
IL Fac. Spec. - NOX Rate Summer v3.1, Unit 2783 and retrofits | 608 | 1797 | Rate Constraint in lbs/MMBtu | FALSE | L | Annual | Seasons Included | Seasons | Summer | Summer | Summer | Summer | Summer | Summer | Summer
IL Fac. Spec. - NOX Rate Summer v3.1, Unit 2783 and retrofits | 608 | 1797 | Rate Constraint in lbs/MMBtu | FALSE | L | Annual | Standard | lb/MMBtu | 0.25 | 0.25 | 0.25 | 0.25 | 0.25 | 0.25 | 0.25
IL Fac. Spec. - NOX Rate Summer v3.1, Unit 2783 and retrofits | 608 | 1797 | Rate Constraint in lbs/MMBtu | FALSE | L | Annual | Emissions at Affected Plants NOX | Thousand Tons | 0.036737 | 0.022037 | 0.022037 | 0.022037 | 0.036737 | 0.022037 | 0.022037
IL Fac. Spec. - NOX Rate Summer v3.1, Unit 2783 and retrofits | 608 | 1797 | Rate Constraint in lbs/MMBtu | FALSE | L | Annual | Allowances Purchased NOX | Thousand Tons | 0 | 0 | 0 | 0 | 0 | 0 | 0
IL Fac. Spec. - NOX Rate Summer v3.1, Unit 2783 and retrofits | 608 | 1797 | Rate Constraint in lbs/MMBtu | FALSE | L | Annual | Allowances Sold NOX | Thousand Tons | 0 | 0 | 0 | 0 | 0 | 0 | 0
IL Fac. Spec. - NOX Rate Summer v3.1, Unit 2783 and retrofits | 608 | 1797 | Rate Constraint in lbs/MMBtu | FALSE | L | Annual | Allowances Banked | Thousand Tons | 0 | 0 | 0 | 0 | 0 | 0 | 0
IL Fac. Spec. - NOX Rate Summer v3.1, Unit 2783 and retrofits | 608 | 1797 | Rate Constraint in lbs/MMBtu | FALSE | L | Annual | Allowances Withdrawn (1:1) | Thousand Tons | 0 | 0 | 0 | 0 | 0 | 0 | 0
IL Fac. Spec. - NOX Rate Summer v3.1, Unit 2783 and retrofits | 608 | 1797 | Rate Constraint in lbs/MMBtu | FALSE | L | Annual | Allowances Withdrawn (n:1) | Thousand Tons | 0 | 0 | 0 | 0 | 0 | 0 | 0
IL Fac. Spec. - NOX Rate Summer v3.1, Unit 2783 and retrofits | 608 | 1797 | Rate Constraint in lbs/MMBtu | FALSE | L | Annual | Net Emissions Allowance Position | Thousand Tons | 0.036737 | 0.022037 | 0.022037 | 0.022037 | 0.036737 | 0.022037 | 0.022037
IL Fac. Spec. - NOX Rate Summer v3.1, Unit 2783 and retrofits | 608 | 1797 | Rate Constraint in lbs/MMBtu | FALSE | L | Annual | Fuel Consumed | TBtu | 2.9627 | 1.7772 | 1.7772 | 1.7772 | 2.9627 | 1.7772 | 1.7772
IL Fac. Spec. - NOX Rate Summer v3.1, Unit 2783 and retrofits | 608 | 1797 | Rate Constraint in lbs/MMBtu | FALSE | L | Annual | Rate | lb/MMBtu | 0.0248 | 0.0248 | 0.0248 | 0.0248 | 0.0248 | 0.0248 | 0.0248
IL Fac. Spec. - NOX Rate Summer v3.1, Unit 2783 and retrofits | 608 | 1797 | Rate Constraint in lbs/MMBtu | FALSE | L | Annual | Generation | TWh | 0.39719 | 0.23826 | 0.23826 | 0.23826 | 0.39719 | 0.23826 | 0.23826
IL Fac. Spec. - NOX Rate Summer v3.1, Unit 2783 and retrofits | 608 | 1797 | Rate Constraint in lbs/MMBtu | FALSE | L | Annual | Qualifying Generation | TWh | 0.39719 | 0.23826 | 0.23826 | 0.23826 | 0.39719 | 0.23826 | 0.23826
IL Fac. Spec. - NOX Rate Summer v3.1, Unit 2783 and retrofits | 608 | 1797 | Rate Constraint in lbs/MMBtu | FALSE | L | Annual | Rate | lb/MWh | 0.092492 | 0.092492 | 0.092492 | 0.092492 | 0.092492 | 0.092492 | 0.092492
IL Fac. Spec. - NOX Rate Summer v3.1, Unit 2783 and retrofits | 608 | 1797 | Rate Constraint in lbs/MMBtu | FALSE | L | Annual | Constraint Shadow Price | US2011$/Ton | 0 | 0 | 0 | 0 | 0 | 0 | 0
IL Fac. Spec. - NOX Rate Summer v3.1, Unit 2784 and retrofits | 609 | 1797 | Rate Constraint in lbs/MMBtu | FALSE | L | Annual | Seasons Included | Seasons | Summer | Summer | Summer | Summer | Summer | Summer | Summer
IL Fac. Spec. - NOX Rate Summer v3.1, Unit 2784 and retrofits | 609 | 1797 | Rate Constraint in lbs/MMBtu | FALSE | L | Annual | Standard | lb/MMBtu | 0.25 | 0.25 | 0.25 | 0.25 | 0.25 | 0.25 | 0.25
IL Fac. Spec. - NOX Rate Summer v3.1, Unit 2784 and retrofits | 609 | 1797 | Rate Constraint in lbs/MMBtu | FALSE | L | Annual | Emissions at Affected Plants NOX | Thousand Tons | 0.041429 | 0.024851 | 0.024851 | 0.024851 | 0.041429 | 0.024851 | 0.024851
IL Fac. Spec. - NOX Rate Summer v3.1, Unit 2784 and retrofits | 609 | 1797 | Rate Constraint in lbs/MMBtu | FALSE | L | Annual | Allowances Purchased NOX | Thousand Tons | 0 | 0 | 0 | 0 | 0 | 0 | 0
IL Fac. Spec. - NOX Rate Summer v3.1, Unit 2784 and retrofits | 609 | 1797 | Rate Constraint in lbs/MMBtu | FALSE | L | Annual | Allowances Sold NOX | Thousand Tons | 0 | 0 | 0 | 0 | 0 | 0 | 0
IL Fac. Spec. - NOX Rate Summer v3.1, Unit 2784 and retrofits | 609 | 1797 | Rate Constraint in lbs/MMBtu | FALSE | L | Annual | Allowances Banked | Thousand Tons | 0 | 0 | 0 | 0 | 0 | 0 | 0
IL Fac. Spec. - NOX Rate Summer v3.1, Unit 2784 and retrofits | 609 | 1797 | Rate Constraint in lbs/MMBtu | FALSE | L | Annual | Allowances Withdrawn (1:1) | Thousand Tons | 0 | 0 | 0 | 0 | 0 | 0 | 0
IL Fac. Spec. - NOX Rate Summer v3.1, Unit 2784 and retrofits | 609 | 1797 | Rate Constraint in lbs/MMBtu | FALSE | L | Annual | Allowances Withdrawn (n:1) | Thousand Tons | 0 | 0 | 0 | 0 | 0 | 0 | 0
IL Fac. Spec. - NOX Rate Summer v3.1, Unit 2784 and retrofits | 609 | 1797 | Rate Constraint in lbs/MMBtu | FALSE | L | Annual | Net Emissions Allowance Position | Thousand Tons | 0.041429 | 0.024851 | 0.024851 | 0.024851 | 0.041429 | 0.024851 | 0.024851
IL Fac. Spec. - NOX Rate Summer v3.1, Unit 2784 and retrofits | 609 | 1797 | Rate Constraint in lbs/MMBtu | FALSE | L | Annual | Fuel Consumed | TBtu | 2.9627 | 1.7772 | 1.7772 | 1.7772 | 2.9627 | 1.7772 | 1.7772
IL Fac. Spec. - NOX Rate Summer v3.1, Unit 2784 and retrofits | 609 | 1797 | Rate Constraint in lbs/MMBtu | FALSE | L | Annual | Rate | lb/MMBtu | 0.027967 | 0.027967 | 0.027967 | 0.027967 | 0.027967 | 0.027967 | 0.027967
IL Fac. Spec. - NOX Rate Summer v3.1, Unit 2784 and retrofits | 609 | 1797 | Rate Constraint in lbs/MMBtu | FALSE | L | Annual | Generation | TWh | 0.39719 | 0.23826 | 0.23826 | 0.23826 | 0.39719 | 0.23826 | 0.23826
IL Fac. Spec. - NOX Rate Summer v3.1, Unit 2784 and retrofits | 609 | 1797 | Rate Constraint in lbs/MMBtu | FALSE | L | Annual | Qualifying Generation | TWh | 0.39719 | 0.23826 | 0.23826 | 0.23826 | 0.39719 | 0.23826 | 0.23826
IL Fac. Spec. - NOX Rate Summer v3.1, Unit 2784 and retrofits | 609 | 1797 | Rate Constraint in lbs/MMBtu | FALSE | L | Annual | Rate | lb/MWh | 0.1043 | 0.1043 | 0.1043 | 0.1043 | 0.1043 | 0.1043 | 0.1043
IL Fac. Spec. - NOX Rate Summer v3.1, Unit 2784 and retrofits | 609 | 1797 | Rate Constraint in lbs/MMBtu | FALSE | L | Annual | Constraint Shadow Price | US2011$/Ton | 0 | 0 | 0 | 0 | 0 | 0 | 0
IL Fac. Spec. - NOX Rate Summer v3.1, Unit 2785 and retrofits | 610 | 1797 | Rate Constraint in lbs/MMBtu | FALSE | L | Annual | Seasons Included | Seasons | Summer | Summer | Summer | Summer | Summer | Summer | Summer
IL Fac. Spec. - NOX Rate Summer v3.1, Unit 2785 and retrofits | 610 | 1797 | Rate Constraint in lbs/MMBtu | FALSE | L | Annual | Standard | lb/MMBtu | 0.25 | 0.25 | 0.25 | 0.25 | 0.25 | 0.25 | 0.25
IL Fac. Spec. - NOX Rate Summer v3.1, Unit 2785 and retrofits | 610 | 1797 | Rate Constraint in lbs/MMBtu | FALSE | L | Annual | Emissions at Affected Plants NOX | Thousand Tons | 0.035987 | 0.033072 | 0.021587 | 0.021587 | 0.035987 | 0.021587 | 0.021587
IL Fac. Spec. - NOX Rate Summer v3.1, Unit 2785 and retrofits | 610 | 1797 | Rate Constraint in lbs/MMBtu | FALSE | L | Annual | Allowances Purchased NOX | Thousand Tons | 0 | 0 | 0 | 0 | 0 | 0 | 0
IL Fac. Spec. - NOX Rate Summer v3.1, Unit 2785 and retrofits | 610 | 1797 | Rate Constraint in lbs/MMBtu | FALSE | L | Annual | Allowances Sold NOX | Thousand Tons | 0 | 0 | 0 | 0 | 0 | 0 | 0
IL Fac. Spec. - NOX Rate Summer v3.1, Unit 2785 and retrofits | 610 | 1797 | Rate Constraint in lbs/MMBtu | FALSE | L | Annual | Allowances Banked | Thousand Tons | 0 | 0 | 0 | 0 | 0 | 0 | 0
IL Fac. Spec. - NOX Rate Summer v3.1, Unit 2785 and retrofits | 610 | 1797 | Rate Constraint in lbs/MMBtu | FALSE | L | Annual | Allowances Withdrawn (1:1) | Thousand Tons | 0 | 0 | 0 | 0 | 0 | 0 | 0
IL Fac. Spec. - NOX Rate Summer v3.1, Unit 2785 and retrofits | 610 | 1797 | Rate Constraint in lbs/MMBtu | FALSE | L | Annual | Allowances Withdrawn (n:1) | Thousand Tons | 0 | 0 | 0 | 0 | 0 | 0 | 0
IL Fac. Spec. - NOX Rate Summer v3.1, Unit 2785 and retrofits | 610 | 1797 | Rate Constraint in lbs/MMBtu | FALSE | L | Annual | Net Emissions Allowance Position | Thousand Tons | 0.035987 | 0.033072 | 0.021587 | 0.021587 | 0.035987 | 0.021587 | 0.021587
IL Fac. Spec. - NOX Rate Summer v3.1, Unit 2785 and retrofits | 610 | 1797 | Rate Constraint in lbs/MMBtu | FALSE | L | Annual | Fuel Consumed | TBtu | 2.9627 | 2.7228 | 1.7772 | 1.7772 | 2.9627 | 1.7772 | 1.7772
IL Fac. Spec. - NOX Rate Summer v3.1, Unit 2785 and retrofits | 610 | 1797 | Rate Constraint in lbs/MMBtu | FALSE | L | Annual | Rate | lb/MMBtu | 0.024293 | 0.024293 | 0.024293 | 0.024293 | 0.024293 | 0.024293 | 0.024293
IL Fac. Spec. - NOX Rate Summer v3.1, Unit 2785 and retrofits | 610 | 1797 | Rate Constraint in lbs/MMBtu | FALSE | L | Annual | Generation | TWh | 0.39719 | 0.36503 | 0.23826 | 0.23826 | 0.39719 | 0.23826 | 0.23826
IL Fac. Spec. - NOX Rate Summer v3.1, Unit 2785 and retrofits | 610 | 1797 | Rate Constraint in lbs/MMBtu | FALSE | L | Annual | Qualifying Generation | TWh | 0.39719 | 0.36503 | 0.23826 | 0.23826 | 0.39719 | 0.23826 | 0.23826
IL Fac. Spec. - NOX Rate Summer v3.1, Unit 2785 and retrofits | 610 | 1797 | Rate Constraint in lbs/MMBtu | FALSE | L | Annual | Rate | lb/MWh | 0.090602 | 0.090602 | 0.090602 | 0.090602 | 0.090602 | 0.090602 | 0.090602
IL Fac. Spec. - NOX Rate Summer v3.1, Unit 2785 and retrofits | 610 | 1797 | Rate Constraint in lbs/MMBtu | FALSE | L | Annual | Constraint Shadow Price | US2011$/Ton | 0 | 0 | 0 | 0 | 0 | 0 | 0
IL Fac. Spec. - NOX Rate Summer v3.1, Unit 2786 and retrofits | 611 | 1797 | Rate Constraint in lbs/MMBtu | FALSE | L | Annual | Seasons Included | Seasons | Summer | Summer | Summer | Summer | Summer | Summer | Summer
IL Fac. Spec. - NOX Rate Summer v3.1, Unit 2786 and retrofits | 611 | 1797 | Rate Constraint in lbs/MMBtu | FALSE | L | Annual | Standard | lb/MMBtu | 0.25 | 0.25 | 0.25 | 0.25 | 0.25 | 0.25 | 0.25
IL Fac. Spec. - NOX Rate Summer v3.1, Unit 2786 and retrofits | 611 | 1797 | Rate Constraint in lbs/MMBtu | FALSE | L | Annual | Emissions at Affected Plants NOX | Thousand Tons | 0.029591 | 0.01775 | 0.01775 | 0.01775 | 0.029591 | 0.01775 | 0.01775
IL Fac. Spec. - NOX Rate Summer v3.1, Unit 2786 and retrofits | 611 | 1797 | Rate Constraint in lbs/MMBtu | FALSE | L | Annual | Allowances Purchased NOX | Thousand Tons | 0 | 0 | 0 | 0 | 0 | 0 | 0
IL Fac. Spec. - NOX Rate Summer v3.1, Unit 2786 and retrofits | 611 | 1797 | Rate Constraint in lbs/MMBtu | FALSE | L | Annual | Allowances Sold NOX | Thousand Tons | 0 | 0 | 0 | 0 | 0 | 0 | 0
IL Fac. Spec. - NOX Rate Summer v3.1, Unit 2786 and retrofits | 611 | 1797 | Rate Constraint in lbs/MMBtu | FALSE | L | Annual | Allowances Banked | Thousand Tons | 0 | 0 | 0 | 0 | 0 | 0 | 0
IL Fac. Spec. - NOX Rate Summer v3.1, Unit 2786 and retrofits | 611 | 1797 | Rate Constraint in lbs/MMBtu | FALSE | L | Annual | Allowances Withdrawn (1:1) | Thousand Tons | 0 | 0 | 0 | 0 | 0 | 0 | 0
IL Fac. Spec. - NOX Rate Summer v3.1, Unit 2786 and retrofits | 611 | 1797 | Rate Constraint in lbs/MMBtu | FALSE | L | Annual | Allowances Withdrawn (n:1) | Thousand Tons | 0 | 0 | 0 | 0 | 0 | 0 | 0
IL Fac. Spec. - NOX Rate Summer v3.1, Unit 2786 and retrofits | 611 | 1797 | Rate Constraint in lbs/MMBtu | FALSE | L | Annual | Net Emissions Allowance Position | Thousand Tons | 0.029591 | 0.01775 | 0.01775 | 0.01775 | 0.029591 | 0.01775 | 0.01775
IL Fac. Spec. - NOX Rate Summer v3.1, Unit 2786 and retrofits | 611 | 1797 | Rate Constraint in lbs/MMBtu | FALSE | L | Annual | Fuel Consumed | TBtu | 2.3146 | 1.3884 | 1.3884 | 1.3884 | 2.3146 | 1.3884 | 1.3884
IL Fac. Spec. - NOX Rate Summer v3.1, Unit 2786 and retrofits | 611 | 1797 | Rate Constraint in lbs/MMBtu | FALSE | L | Annual | Rate | lb/MMBtu | 0.025569 | 0.025569 | 0.025569 | 0.025569 | 0.025569 | 0.025569 | 0.025569
IL Fac. Spec. - NOX Rate Summer v3.1, Unit 2786 and retrofits | 611 | 1797 | Rate Constraint in lbs/MMBtu | FALSE | L | Annual | Generation | TWh | 0.31031 | 0.18614 | 0.18614 | 0.18614 | 0.31031 | 0.18614 | 0.18614
IL Fac. Spec. - NOX Rate Summer v3.1, Unit 2786 and retrofits | 611 | 1797 | Rate Constraint in lbs/MMBtu | FALSE | L | Annual | Qualifying Generation | TWh | 0.31031 | 0.18614 | 0.18614 | 0.18614 | 0.31031 | 0.18614 | 0.18614
IL Fac. Spec. - NOX Rate Summer v3.1, Unit 2786 and retrofits | 611 | 1797 | Rate Constraint in lbs/MMBtu | FALSE | L | Annual | Rate | lb/MWh | 0.095359 | 0.095359 | 0.095359 | 0.095359 | 0.095359 | 0.095359 | 0.095359
IL Fac. Spec. - NOX Rate Summer v3.1, Unit 2786 and retrofits | 611 | 1797 | Rate Constraint in lbs/MMBtu | FALSE | L | Annual | Constraint Shadow Price | US2011$/Ton | 0 | 0 | 0 | 0 | 0 | 0 | 0
IL Fac. Spec. - NOX Rate Summer v3.1, Unit 2787 and retrofits | 612 | 1797 | Rate Constraint in lbs/MMBtu | FALSE | L | Annual | Seasons Included | Seasons | Summer | Summer | Summer | Summer | Summer | Summer | Summer
IL Fac. Spec. - NOX Rate Summer v3.1, Unit 2787 and retrofits | 612 | 1797 | Rate Constraint in lbs/MMBtu | FALSE | L | Annual | Standard | lb/MMBtu | 0.25 | 0.25 | 0.25 | 0.25 | 0.25 | 0.25 | 0.25
IL Fac. Spec. - NOX Rate Summer v3.1, Unit 2787 and retrofits | 612 | 1797 | Rate Constraint in lbs/MMBtu | FALSE | L | Annual | Emissions at Affected Plants NOX | Thousand Tons | 0.028701 | 0.017216 | 0.017216 | 0.017216 | 0.028701 | 0.017216 | 0.017216
IL Fac. Spec. - NOX Rate Summer v3.1, Unit 2787 and retrofits | 612 | 1797 | Rate Constraint in lbs/MMBtu | FALSE | L | Annual | Allowances Purchased NOX | Thousand Tons | 0 | 0 | 0 | 0 | 0 | 0 | 0
IL Fac. Spec. - NOX Rate Summer v3.1, Unit 2787 and retrofits | 612 | 1797 | Rate Constraint in lbs/MMBtu | FALSE | L | Annual | Allowances Sold NOX | Thousand Tons | 0 | 0 | 0 | 0 | 0 | 0 | 0
IL Fac. Spec. - NOX Rate Summer v3.1, Unit 2787 and retrofits | 612 | 1797 | Rate Constraint in lbs/MMBtu | FALSE | L | Annual | Allowances Banked | Thousand Tons | 0 | 0 | 0 | 0 | 0 | 0 | 0
IL Fac. Spec. - NOX Rate Summer v3.1, Unit 2787 and retrofits | 612 | 1797 | Rate Constraint in lbs/MMBtu | FALSE | L | Annual | Allowances Withdrawn (1:1) | Thousand Tons | 0 | 0 | 0 | 0 | 0 | 0 | 0
IL Fac. Spec. - NOX Rate Summer v3.1, Unit 2787 and retrofits | 612 | 1797 | Rate Constraint in lbs/MMBtu | FALSE | L | Annual | Allowances Withdrawn (n:1) | Thousand Tons | 0 | 0 | 0 | 0 | 0 | 0 | 0
IL Fac. Spec. - NOX Rate Summer v3.1, Unit 2787 and retrofits | 612 | 1797 | Rate Constraint in lbs/MMBtu | FALSE | L | Annual | Net Emissions Allowance Position | Thousand Tons | 0.028701 | 0.017216 | 0.017216 | 0.017216 | 0.028701 | 0.017216 | 0.017216
IL Fac. Spec. - NOX Rate Summer v3.1, Unit 2787 and retrofits | 612 | 1797 | Rate Constraint in lbs/MMBtu | FALSE | L | Annual | Fuel Consumed | TBtu | 2.3146 | 1.3884 | 1.3884 | 1.3884 | 2.3146 | 1.3884 | 1.3884
IL Fac. Spec. - NOX Rate Summer v3.1, Unit 2787 and retrofits | 612 | 1797 | Rate Constraint in lbs/MMBtu | FALSE | L | Annual | Rate | lb/MMBtu | 0.0248 | 0.0248 | 0.0248 | 0.0248 | 0.0248 | 0.0248 | 0.0248
IL Fac. Spec. - NOX Rate Summer v3.1, Unit 2787 and retrofits | 612 | 1797 | Rate Constraint in lbs/MMBtu | FALSE | L | Annual | Generation | TWh | 0.31031 | 0.18614 | 0.18614 | 0.18614 | 0.31031 | 0.18614 | 0.18614
IL Fac. Spec. - NOX Rate Summer v3.1, Unit 2787 and retrofits | 612 | 1797 | Rate Constraint in lbs/MMBtu | FALSE | L | Annual | Qualifying Generation | TWh | 0.31031 | 0.18614 | 0.18614 | 0.18614 | 0.31031 | 0.18614 | 0.18614
IL Fac. Spec. - NOX Rate Summer v3.1, Unit 2787 and retrofits | 612 | 1797 | Rate Constraint in lbs/MMBtu | FALSE | L | Annual | Rate | lb/MWh | 0.092492 | 0.092492 | 0.092492 | 0.092492 | 0.092492 | 0.092492 | 0.092492
IL Fac. Spec. - NOX Rate Summer v3.1, Unit 2787 and retrofits | 612 | 1797 | Rate Constraint in lbs/MMBtu | FALSE | L | Annual | Constraint Shadow Price | US2011$/Ton | 0 | 0 | 0 | 0 | 0 | 0 | 0
IL Fac. Spec. - NOX Rate Summer v3.1, Unit 2788 and retrofits | 613 | 1797 | Rate Constraint in lbs/MMBtu | FALSE | L | Annual | Seasons Included | Seasons | Summer | Summer | Summer | Summer | Summer | Summer | Summer
IL Fac. Spec. - NOX Rate Summer v3.1, Unit 2788 and retrofits | 613 | 1797 | Rate Constraint in lbs/MMBtu | FALSE | L | Annual | Standard | lb/MMBtu | 0.25 | 0.25 | 0.25 | 0.25 | 0.25 | 0.25 | 0.25
IL Fac. Spec. - NOX Rate Summer v3.1, Unit 2788 and retrofits | 613 | 1797 | Rate Constraint in lbs/MMBtu | FALSE | L | Annual | Emissions at Affected Plants NOX | Thousand Tons | 0.032366 | 0.019415 | 0.019415 | 0.019415 | 0.032366 | 0.019415 | 0.019415
IL Fac. Spec. - NOX Rate Summer v3.1, Unit 2788 and retrofits | 613 | 1797 | Rate Constraint in lbs/MMBtu | FALSE | L | Annual | Allowances Purchased NOX | Thousand Tons | 0 | 0 | 0 | 0 | 0 | 0 | 0
IL Fac. Spec. - NOX Rate Summer v3.1, Unit 2788 and retrofits | 613 | 1797 | Rate Constraint in lbs/MMBtu | FALSE | L | Annual | Allowances Sold NOX | Thousand Tons | 0 | 0 | 0 | 0 | 0 | 0 | 0
IL Fac. Spec. - NOX Rate Summer v3.1, Unit 2788 and retrofits | 613 | 1797 | Rate Constraint in lbs/MMBtu | FALSE | L | Annual | Allowances Banked | Thousand Tons | 0 | 0 | 0 | 0 | 0 | 0 | 0
IL Fac. Spec. - NOX Rate Summer v3.1, Unit 2788 and retrofits | 613 | 1797 | Rate Constraint in lbs/MMBtu | FALSE | L | Annual | Allowances Withdrawn (1:1) | Thousand Tons | 0 | 0 | 0 | 0 | 0 | 0 | 0
IL Fac. Spec. - NOX Rate Summer v3.1, Unit 2788 and retrofits | 613 | 1797 | Rate Constraint in lbs/MMBtu | FALSE | L | Annual | Allowances Withdrawn (n:1) | Thousand Tons | 0 | 0 | 0 | 0 | 0 | 0 | 0
IL Fac. Spec. - NOX Rate Summer v3.1, Unit 2788 and retrofits | 613 | 1797 | Rate Constraint in lbs/MMBtu | FALSE | L | Annual | Net Emissions Allowance Position | Thousand Tons | 0.032366 | 0.019415 | 0.019415 | 0.019415 | 0.032366 | 0.019415 | 0.019415
IL Fac. Spec. - NOX Rate Summer v3.1, Unit 2788 and retrofits | 613 | 1797 | Rate Constraint in lbs/MMBtu | FALSE | L | Annual | Fuel Consumed | TBtu | 2.3146 | 1.3884 | 1.3884 | 1.3884 | 2.3146 | 1.3884 | 1.3884
IL Fac. Spec. - NOX Rate Summer v3.1, Unit 2788 and retrofits | 613 | 1797 | Rate Constraint in lbs/MMBtu | FALSE | L | Annual | Rate | lb/MMBtu | 0.027967 | 0.027967 | 0.027967 | 0.027967 | 0.027967 | 0.027967 | 0.027967
IL Fac. Spec. - NOX Rate Summer v3.1, Unit 2788 and retrofits | 613 | 1797 | Rate Constraint in lbs/MMBtu | FALSE | L | Annual | Generation | TWh | 0.31031 | 0.18614 | 0.18614 | 0.18614 | 0.31031 | 0.18614 | 0.18614
IL Fac. Spec. - NOX Rate Summer v3.1, Unit 2788 and retrofits | 613 | 1797 | Rate Constraint in lbs/MMBtu | FALSE | L | Annual | Qualifying Generation | TWh | 0.31031 | 0.18614 | 0.18614 | 0.18614 | 0.31031 | 0.18614 | 0.18614
IL Fac. Spec. - NOX Rate Summer v3.1, Unit 2788 and retrofits | 613 | 1797 | Rate Constraint in lbs/MMBtu | FALSE | L | Annual | Rate | lb/MWh | 0.1043 | 0.1043 | 0.1043 | 0.1043 | 0.1043 | 0.1043 | 0.1043
IL Fac. Spec. - NOX Rate Summer v3.1, Unit 2788 and retrofits | 613 | 1797 | Rate Constraint in lbs/MMBtu | FALSE | L | Annual | Constraint Shadow Price | US2011$/Ton | 0 | 0 | 0 | 0 | 0 | 0 | 0
IL Fac. Spec. - NOX Rate Summer v3.1, Unit 2789 and retrofits | 614 | 1797 | Rate Constraint in lbs/MMBtu | FALSE | L | Annual | Seasons Included | Seasons | Summer | Summer | Summer | Summer | Summer | Summer | Summer
IL Fac. Spec. - NOX Rate Summer v3.1, Unit 2789 and retrofits | 614 | 1797 | Rate Constraint in lbs/MMBtu | FALSE | L | Annual | Standard | lb/MMBtu | 0.25 | 0.25 | 0.25 | 0.25 | 0.25 | 0.25 | 0.25
IL Fac. Spec. - NOX Rate Summer v3.1, Unit 2789 and retrofits | 614 | 1797 | Rate Constraint in lbs/MMBtu | FALSE | L | Annual | Emissions at Affected Plants NOX | Thousand Tons | 0.028115 | 0.016865 | 0.016865 | 0.016865 | 0.028115 | 0.016865 | 0.016865
IL Fac. Spec. - NOX Rate Summer v3.1, Unit 2789 and retrofits | 614 | 1797 | Rate Constraint in lbs/MMBtu | FALSE | L | Annual | Allowances Purchased NOX | Thousand Tons | 0 | 0 | 0 | 0 | 0 | 0 | 0
IL Fac. Spec. - NOX Rate Summer v3.1, Unit 2789 and retrofits | 614 | 1797 | Rate Constraint in lbs/MMBtu | FALSE | L | Annual | Allowances Sold NOX | Thousand Tons | 0 | 0 | 0 | 0 | 0 | 0 | 0
IL Fac. Spec. - NOX Rate Summer v3.1, Unit 2789 and retrofits | 614 | 1797 | Rate Constraint in lbs/MMBtu | FALSE | L | Annual | Allowances Banked | Thousand Tons | 0 | 0 | 0 | 0 | 0 | 0 | 0
IL Fac. Spec. - NOX Rate Summer v3.1, Unit 2789 and retrofits | 614 | 1797 | Rate Constraint in lbs/MMBtu | FALSE | L | Annual | Allowances Withdrawn (1:1) | Thousand Tons | 0 | 0 | 0 | 0 | 0 | 0 | 0
IL Fac. Spec. - NOX Rate Summer v3.1, Unit 2789 and retrofits | 614 | 1797 | Rate Constraint in lbs/MMBtu | FALSE | L | Annual | Allowances Withdrawn (n:1) | Thousand Tons | 0 | 0 | 0 | 0 | 0 | 0 | 0
IL Fac. Spec. - NOX Rate Summer v3.1, Unit 2789 and retrofits | 614 | 1797 | Rate Constraint in lbs/MMBtu | FALSE | L | Annual | Net Emissions Allowance Position | Thousand Tons | 0.028115 | 0.016865 | 0.016865 | 0.016865 | 0.028115 | 0.016865 | 0.016865
IL Fac. Spec. - NOX Rate Summer v3.1, Unit 2789 and retrofits | 614 | 1797 | Rate Constraint in lbs/MMBtu | FALSE | L | Annual | Fuel Consumed | TBtu | 2.3146 | 1.3884 | 1.3884 | 1.3884 | 2.3146 | 1.3884 | 1.3884
IL Fac. Spec. - NOX Rate Summer v3.1, Unit 2789 and retrofits | 614 | 1797 | Rate Constraint in lbs/MMBtu | FALSE | L | Annual | Rate | lb/MMBtu | 0.024293 | 0.024293 | 0.024293 | 0.024293 | 0.024293 | 0.024293 | 0.024293
IL Fac. Spec. - NOX Rate Summer v3.1, Unit 2789 and retrofits | 614 | 1797 | Rate Constraint in lbs/MMBtu | FALSE | L | Annual | Generation | TWh | 0.31031 | 0.18614 | 0.18614 | 0.18614 | 0.31031 | 0.18614 | 0.18614
IL Fac. Spec. - NOX Rate Summer v3.1, Unit 2789 and retrofits | 614 | 1797 | Rate Constraint in lbs/MMBtu | FALSE | L | Annual | Qualifying Generation | TWh | 0.31031 | 0.18614 | 0.18614 | 0.18614 | 0.31031 | 0.18614 | 0.18614
IL Fac. Spec. - NOX Rate Summer v3.1, Unit 2789 and retrofits | 614 | 1797 | Rate Constraint in lbs/MMBtu | FALSE | L | Annual | Rate | lb/MWh | 0.090602 | 0.090602 | 0.090602 | 0.090602 | 0.090602 | 0.090602 | 0.090602
IL Fac. Spec. - NOX Rate Summer v3.1, Unit 2789 and retrofits | 614 | 1797 | Rate Constraint in lbs/MMBtu | FALSE | L | Annual | Constraint Shadow Price | US2011$/Ton | 0 | 0 | 0 | 0 | 0 | 0 | 0
IL Fac. Spec. - NOX Rate Summer v3.1, Unit 2791 and retrofits | 615 | 1797 | Rate Constraint in lbs/MMBtu | FALSE | L | Annual | Seasons Included | Seasons | Summer | Summer | Summer | Summer | Summer | Summer | Summer
IL Fac. Spec. - NOX Rate Summer v3.1, Unit 2791 and retrofits | 615 | 1797 | Rate Constraint in lbs/MMBtu | FALSE | L | Annual | Standard | lb/MMBtu | 0.25 | 0.25 | 0.25 | 0.25 | 0.25 | 0.25 | 0.25
IL Fac. Spec. - NOX Rate Summer v3.1, Unit 2791 and retrofits | 615 | 1797 | Rate Constraint in lbs/MMBtu | FALSE | L | Annual | Emissions at Affected Plants NOX | Thousand Tons | 0.029182 | 0.029182 | 0.029182 | 0.029182 | 0.021886 | 0.029182 | 0.029182
IL Fac. Spec. - NOX Rate Summer v3.1, Unit 2791 and retrofits | 615 | 1797 | Rate Constraint in lbs/MMBtu | FALSE | L | Annual | Allowances Purchased NOX | Thousand Tons | 0 | 0 | 0 | 0 | 0 | 0 | 0
IL Fac. Spec. - NOX Rate Summer v3.1, Unit 2791 and retrofits | 615 | 1797 | Rate Constraint in lbs/MMBtu | FALSE | L | Annual | Allowances Sold NOX | Thousand Tons | 0 | 0 | 0 | 0 | 0 | 0 | 0
IL Fac. Spec. - NOX Rate Summer v3.1, Unit 2791 and retrofits | 615 | 1797 | Rate Constraint in lbs/MMBtu | FALSE | L | Annual | Allowances Banked | Thousand Tons | 0 | 0 | 0 | 0 | 0 | 0 | 0
IL Fac. Spec. - NOX Rate Summer v3.1, Unit 2791 and retrofits | 615 | 1797 | Rate Constraint in lbs/MMBtu | FALSE | L | Annual | Allowances Withdrawn (1:1) | Thousand Tons | 0 | 0 | 0 | 0 | 0 | 0 | 0
IL Fac. Spec. - NOX Rate Summer v3.1, Unit 2791 and retrofits | 615 | 1797 | Rate Constraint in lbs/MMBtu | FALSE | L | Annual | Allowances Withdrawn (n:1) | Thousand Tons | 0 | 0 | 0 | 0 | 0 | 0 | 0
IL Fac. Spec. - NOX Rate Summer v3.1, Unit 2791 and retrofits | 615 | 1797 | Rate Constraint in lbs/MMBtu | FALSE | L | Annual | Net Emissions Allowance Position | Thousand Tons | 0.029182 | 0.029182 | 0.029182 | 0.029182 | 0.021886 | 0.029182 | 0.029182
IL Fac. Spec. - NOX Rate Summer v3.1, Unit 2791 and retrofits | 615 | 1797 | Rate Constraint in lbs/MMBtu | FALSE | L | Annual | Fuel Consumed | TBtu | 0.74171 | 0.74171 | 0.74171 | 0.74171 | 0.55628 | 0.74171 | 0.74171
IL Fac. Spec. - NOX Rate Summer v3.1, Unit 2791 and retrofits | 615 | 1797 | Rate Constraint in lbs/MMBtu | FALSE | L | Annual | Rate | lb/MMBtu | 0.078687 | 0.078687 | 0.078687 | 0.078687 | 0.078687 | 0.078687 | 0.078687
IL Fac. Spec. - NOX Rate Summer v3.1, Unit 2791 and retrofits | 615 | 1797 | Rate Constraint in lbs/MMBtu | FALSE | L | Annual | Generation | TWh | 0.12578 | 0.12578 | 0.12578 | 0.12578 | 0.094333 | 0.12578 | 0.12578
IL Fac. Spec. - NOX Rate Summer v3.1, Unit 2791 and retrofits | 615 | 1797 | Rate Constraint in lbs/MMBtu | FALSE | L | Annual | Qualifying Generation | TWh | 0.12578 | 0.12578 | 0.12578 | 0.12578 | 0.094333 | 0.12578 | 0.12578
IL Fac. Spec. - NOX Rate Summer v3.1, Unit 2791 and retrofits | 615 | 1797 | Rate Constraint in lbs/MMBtu | FALSE | L | Annual | Rate | lb/MWh | 0.23201 | 0.23201 | 0.23201 | 0.23201 | 0.23201 | 0.23201 | 0.23201
IL Fac. Spec. - NOX Rate Summer v3.1, Unit 2791 and retrofits | 615 | 1797 | Rate Constraint in lbs/MMBtu | FALSE | L | Annual | Constraint Shadow Price | US2011$/Ton | 0 | 0 | 0 | 0 | 0 | 0 | 0
IL Fac. Spec. - NOX Rate Summer v3.1, Unit 2792 and retrofits | 616 | 1797 | Rate Constraint in lbs/MMBtu | FALSE | L | Annual | Seasons Included | Seasons | Summer | Summer | Summer | Summer | Summer | Summer | Summer
IL Fac. Spec. - NOX Rate Summer v3.1, Unit 2792 and retrofits | 616 | 1797 | Rate Constraint in lbs/MMBtu | FALSE | L | Annual | Standard | lb/MMBtu | 0.25 | 0.25 | 0.25 | 0.25 | 0.25 | 0.25 | 0.25
IL Fac. Spec. - NOX Rate Summer v3.1, Unit 2792 and retrofits | 616 | 1797 | Rate Constraint in lbs/MMBtu | FALSE | L | Annual | Emissions at Affected Plants NOX | Thousand Tons | 0.029182 | 0.029182 | 0.029182 | 0.029182 | 0.021886 | 0.029182 | 0.029182
IL Fac. Spec. - NOX Rate Summer v3.1, Unit 2792 and retrofits | 616 | 1797 | Rate Constraint in lbs/MMBtu | FALSE | L | Annual | Allowances Purchased NOX | Thousand Tons | 0 | 0 | 0 | 0 | 0 | 0 | 0
IL Fac. Spec. - NOX Rate Summer v3.1, Unit 2792 and retrofits | 616 | 1797 | Rate Constraint in lbs/MMBtu | FALSE | L | Annual | Allowances Sold NOX | Thousand Tons | 0 | 0 | 0 | 0 | 0 | 0 | 0
IL Fac. Spec. - NOX Rate Summer v3.1, Unit 2792 and retrofits | 616 | 1797 | Rate Constraint in lbs/MMBtu | FALSE | L | Annual | Allowances Banked | Thousand Tons | 0 | 0 | 0 | 0 | 0 | 0 | 0
IL Fac. Spec. - NOX Rate Summer v3.1, Unit 2792 and retrofits | 616 | 1797 | Rate Constraint in lbs/MMBtu | FALSE | L | Annual | Allowances Withdrawn (1:1) | Thousand Tons | 0 | 0 | 0 | 0 | 0 | 0 | 0
IL Fac. Spec. - NOX Rate Summer v3.1, Unit 2792 and retrofits | 616 | 1797 | Rate Constraint in lbs/MMBtu | FALSE | L | Annual | Allowances Withdrawn (n:1) | Thousand Tons | 0 | 0 | 0 | 0 | 0 | 0 | 0
IL Fac. Spec. - NOX Rate Summer v3.1, Unit 2792 and retrofits | 616 | 1797 | Rate Constraint in lbs/MMBtu | FALSE | L | Annual | Net Emissions Allowance Position | Thousand Tons | 0.029182 | 0.029182 | 0.029182 | 0.029182 | 0.021886 | 0.029182 | 0.029182
IL Fac. Spec. - NOX Rate Summer v3.1, Unit 2792 and retrofits | 616 | 1797 | Rate Constraint in lbs/MMBtu | FALSE | L | Annual | Fuel Consumed | TBtu | 0.74171 | 0.74171 | 0.74171 | 0.74171 | 0.55628 | 0.74171 | 0.74171
IL Fac. Spec. - NOX Rate Summer v3.1, Unit 2792 and retrofits | 616 | 1797 | Rate Constraint in lbs/MMBtu | FALSE | L | Annual | Rate | lb/MMBtu | 0.078687 | 0.078687 | 0.078687 | 0.078687 | 0.078687 | 0.078687 | 0.078687
IL Fac. Spec. - NOX Rate Summer v3.1, Unit 2792 and retrofits | 616 | 1797 | Rate Constraint in lbs/MMBtu | FALSE | L | Annual | Generation | TWh | 0.12578 | 0.12578 | 0.12578 | 0.12578 | 0.094333 | 0.12578 | 0.12578
IL Fac. Spec. - NOX Rate Summer v3.1, Unit 2792 and retrofits | 616 | 1797 | Rate Constraint in lbs/MMBtu | FALSE | L | Annual | Qualifying Generation | TWh | 0.12578 | 0.12578 | 0.12578 | 0.12578 | 0.094333 | 0.12578 | 0.12578
IL Fac. Spec. - NOX Rate Summer v3.1, Unit 2792 and retrofits | 616 | 1797 | Rate Constraint in lbs/MMBtu | FALSE | L | Annual | Rate | lb/MWh | 0.23201 | 0.23201 | 0.23201 | 0.23201 | 0.23201 | 0.23201 | 0.23201
IL Fac. Spec. - NOX Rate Summer v3.1, Unit 2792 and retrofits | 616 | 1797 | Rate Constraint in lbs/MMBtu | FALSE | L | Annual | Constraint Shadow Price | US2011$/Ton | 0 | 0 | 0 | 0 | 0 | 0 | 0
IL Fac. Spec. - NOX Rate Summer v3.1, Unit 2793 and retrofits | 617 | 1797 | Rate Constraint in lbs/MMBtu | FALSE | L | Annual | Seasons Included | Seasons | Summer | Summer | Summer | Summer | Summer | Summer | Summer
IL Fac. Spec. - NOX Rate Summer v3.1, Unit 2793 and retrofits | 617 | 1797 | Rate Constraint in lbs/MMBtu | FALSE | L | Annual | Standard | lb/MMBtu | 0.25 | 0.25 | 0.25 | 0.25 | 0.25 | 0.25 | 0.25
IL Fac. Spec. - NOX Rate Summer v3.1, Unit 2793 and retrofits | 617 | 1797 | Rate Constraint in lbs/MMBtu | FALSE | L | Annual | Emissions at Affected Plants NOX | Thousand Tons | 0.029182 | 0.029182 | 0.029182 | 0.029182 | 0.021886 | 0.029182 | 0.029182
IL Fac. Spec. - NOX Rate Summer v3.1, Unit 2793 and retrofits | 617 | 1797 | Rate Constraint in lbs/MMBtu | FALSE | L | Annual | Allowances Purchased NOX | Thousand Tons | 0 | 0 | 0 | 0 | 0 | 0 | 0
IL Fac. Spec. - NOX Rate Summer v3.1, Unit 2793 and retrofits | 617 | 1797 | Rate Constraint in lbs/MMBtu | FALSE | L | Annual | Allowances Sold NOX | Thousand Tons | 0 | 0 | 0 | 0 | 0 | 0 | 0
IL Fac. Spec. - NOX Rate Summer v3.1, Unit 2793 and retrofits | 617 | 1797 | Rate Constraint in lbs/MMBtu | FALSE | L | Annual | Allowances Banked | Thousand Tons | 0 | 0 | 0 | 0 | 0 | 0 | 0
IL Fac. Spec. - NOX Rate Summer v3.1, Unit 2793 and retrofits | 617 | 1797 | Rate Constraint in lbs/MMBtu | FALSE | L | Annual | Allowances Withdrawn (1:1) | Thousand Tons | 0 | 0 | 0 | 0 | 0 | 0 | 0
IL Fac. Spec. - NOX Rate Summer v3.1, Unit 2793 and retrofits | 617 | 1797 | Rate Constraint in lbs/MMBtu | FALSE | L | Annual | Allowances Withdrawn (n:1) | Thousand Tons | 0 | 0 | 0 | 0 | 0 | 0 | 0
IL Fac. Spec. - NOX Rate Summer v3.1, Unit 2793 and retrofits | 617 | 1797 | Rate Constraint in lbs/MMBtu | FALSE | L | Annual | Net Emissions Allowance Position | Thousand Tons | 0.029182 | 0.029182 | 0.029182 | 0.029182 | 0.021886 | 0.029182 | 0.029182
IL Fac. Spec. - NOX Rate Summer v3.1, Unit 2793 and retrofits | 617 | 1797 | Rate Constraint in lbs/MMBtu | FALSE | L | Annual | Fuel Consumed | TBtu | 0.74171 | 0.74171 | 0.74171 | 0.74171 | 0.55628 | 0.74171 | 0.74171
IL Fac. Spec. - NOX Rate Summer v3.1, Unit 2793 and retrofits | 617 | 1797 | Rate Constraint in lbs/MMBtu | FALSE | L | Annual | Rate | lb/MMBtu | 0.078687 | 0.078687 | 0.078687 | 0.078687 | 0.078687 | 0.078687 | 0.078687
IL Fac. Spec. - NOX Rate Summer v3.1, Unit 2793 and retrofits | 617 | 1797 | Rate Constraint in lbs/MMBtu | FALSE | L | Annual | Generation | TWh | 0.12578 | 0.12578 | 0.12578 | 0.12578 | 0.094333 | 0.12578 | 0.12578
IL Fac. Spec. - NOX Rate Summer v3.1, Unit 2793 and retrofits | 617 | 1797 | Rate Constraint in lbs/MMBtu | FALSE | L | Annual | Qualifying Generation | TWh | 0.12578 | 0.12578 | 0.12578 | 0.12578 | 0.094333 | 0.12578 | 0.12578
IL Fac. Spec. - NOX Rate Summer v3.1, Unit 2793 and retrofits | 617 | 1797 | Rate Constraint in lbs/MMBtu | FALSE | L | Annual | Rate | lb/MWh | 0.23201 | 0.23201 | 0.23201 | 0.23201 | 0.23201 | 0.23201 | 0.23201
IL Fac. Spec. - NOX Rate Summer v3.1, Unit 2793 and retrofits | 617 | 1797 | Rate Constraint in lbs/MMBtu | FALSE | L | Annual | Constraint Shadow Price | US2011$/Ton | 0 | 0 | 0 | 0 | 0 | 0 | 0
IL Fac. Spec. - NOX Rate Summer v3.1, Unit 2794 and retrofits | 618 | 1797 | Rate Constraint in lbs/MMBtu | FALSE | L | Annual | Seasons Included | Seasons | Summer | Summer | Summer | Summer | Summer | Summer | Summer
IL Fac. Spec. - NOX Rate Summer v3.1, Unit 2794 and retrofits | 618 | 1797 | Rate Constraint in lbs/MMBtu | FALSE | L | Annual | Standard | lb/MMBtu | 0.25 | 0.25 | 0.25 | 0.25 | 0.25 | 0.25 | 0.25
IL Fac. Spec. - NOX Rate Summer v3.1, Unit 2794 and retrofits | 618 | 1797 | Rate Constraint in lbs/MMBtu | FALSE | L | Annual | Emissions at Affected Plants NOX | Thousand Tons | 0.047612 | 0.047612 | 0.047612 | 0.047612 | 0.035709 | 0.047612 | 0.047612
IL Fac. Spec. - NOX Rate Summer v3.1, Unit 2794 and retrofits | 618 | 1797 | Rate Constraint in lbs/MMBtu | FALSE | L | Annual | Allowances Purchased NOX | Thousand Tons | 0 | 0 | 0 | 0 | 0 | 0 | 0
IL Fac. Spec. - NOX Rate Summer v3.1, Unit 2794 and retrofits | 618 | 1797 | Rate Constraint in lbs/MMBtu | FALSE | L | Annual | Allowances Sold NOX | Thousand Tons | 0 | 0 | 0 | 0 | 0 | 0 | 0
IL Fac. Spec. - NOX Rate Summer v3.1, Unit 2794 and retrofits | 618 | 1797 | Rate Constraint in lbs/MMBtu | FALSE | L | Annual | Allowances Banked | Thousand Tons | 0 | 0 | 0 | 0 | 0 | 0 | 0
IL Fac. Spec. - NOX Rate Summer v3.1, Unit 2794 and retrofits | 618 | 1797 | Rate Constraint in lbs/MMBtu | FALSE | L | Annual | Allowances Withdrawn (1:1) | Thousand Tons | 0 | 0 | 0 | 0 | 0 | 0 | 0
IL Fac. Spec. - NOX Rate Summer v3.1, Unit 2794 and retrofits | 618 | 1797 | Rate Constraint in lbs/MMBtu | FALSE | L | Annual | Allowances Withdrawn (n:1) | Thousand Tons | 0 | 0 | 0 | 0 | 0 | 0 | 0
IL Fac. Spec. - NOX Rate Summer v3.1, Unit 2794 and retrofits | 618 | 1797 | Rate Constraint in lbs/MMBtu | FALSE | L | Annual | Net Emissions Allowance Position | Thousand Tons | 0.047612 | 0.047612 | 0.047612 | 0.047612 | 0.035709 | 0.047612 | 0.047612
IL Fac. Spec. - NOX Rate Summer v3.1, Unit 2794 and retrofits | 618 | 1797 | Rate Constraint in lbs/MMBtu | FALSE | L | Annual | Fuel Consumed | TBtu | 1.2102 | 1.2102 | 1.2102 | 1.2102 | 0.90762 | 1.2102 | 1.2102
IL Fac. Spec. - NOX Rate Summer v3.1, Unit 2794 and retrofits | 618 | 1797 | Rate Constraint in lbs/MMBtu | FALSE | L | Annual | Rate | lb/MMBtu | 0.078687 | 0.078687 | 0.078687 | 0.078687 | 0.078687 | 0.078687 | 0.078687
IL Fac. Spec. - NOX Rate Summer v3.1, Unit 2794 and retrofits | 618 | 1797 | Rate Constraint in lbs/MMBtu | FALSE | L | Annual | Generation | TWh | 0.20522 | 0.20522 | 0.20522 | 0.20522 | 0.15391 | 0.20522 | 0.20522
IL Fac. Spec. - NOX Rate Summer v3.1, Unit 2794 and retrofits | 618 | 1797 | Rate Constraint in lbs/MMBtu | FALSE | L | Annual | Qualifying Generation | TWh | 0.20522 | 0.20522 | 0.20522 | 0.20522 | 0.15391 | 0.20522 | 0.20522
IL Fac. Spec. - NOX Rate Summer v3.1, Unit 2794 and retrofits | 618 | 1797 | Rate Constraint in lbs/MMBtu | FALSE | L | Annual | Rate | lb/MWh | 0.23201 | 0.23201 | 0.23201 | 0.23201 | 0.23201 | 0.23201 | 0.23201
IL Fac. Spec. - NOX Rate Summer v3.1, Unit 2794 and retrofits | 618 | 1797 | Rate Constraint in lbs/MMBtu | FALSE | L | Annual | Constraint Shadow Price | US2011$/Ton | 0 | 0 | 0 | 0 | 0 | 0 | 0
IL Fac. Spec. - NOX Rate Summer v3.1, Unit 2950 and retrofits | 619 | 1797 | Rate Constraint in lbs/MMBtu | FALSE | L | Annual | Seasons Included | Seasons | Summer | Summer | Summer | Summer | Summer | Summer | Summer
IL Fac. Spec. - NOX Rate Summer v3.1, Unit 2950 and retrofits | 619 | 1797 | Rate Constraint in lbs/MMBtu | FALSE | L | Annual | Standard | lb/MMBtu | 0.25 | 0.25 | 0.25 | 0.25 | 0.25 | 0.25 | 0.25
IL Fac. Spec. - NOX Rate Summer v3.1, Unit 2950 and retrofits | 619 | 1797 | Rate Constraint in lbs/MMBtu | FALSE | L | Annual | Emissions at Affected Plants NOX | Thousand Tons | 0.039871 | 0.039871 | 0.039871 | 0.02974 | 0.039871 | 0.039871 | 0.039871
IL Fac. Spec. - NOX Rate Summer v3.1, Unit 2950 and retrofits | 619 | 1797 | Rate Constraint in lbs/MMBtu | FALSE | L | Annual | Allowances Purchased NOX | Thousand Tons | 0 | 0 | 0 | 0 | 0 | 0 | 0
IL Fac. Spec. - NOX Rate Summer v3.1, Unit 2950 and retrofits | 619 | 1797 | Rate Constraint in lbs/MMBtu | FALSE | L | Annual | Allowances Sold NOX | Thousand Tons | 0 | 0 | 0 | 0 | 0 | 0 | 0
IL Fac. Spec. - NOX Rate Summer v3.1, Unit 2950 and retrofits | 619 | 1797 | Rate Constraint in lbs/MMBtu | FALSE | L | Annual | Allowances Banked | Thousand Tons | 0 | 0 | 0 | 0 | 0 | 0 | 0
IL Fac. Spec. - NOX Rate Summer v3.1, Unit 2950 and retrofits | 619 | 1797 | Rate Constraint in lbs/MMBtu | FALSE | L | Annual | Allowances Withdrawn (1:1) | Thousand Tons | 0 | 0 | 0 | 0 | 0 | 0 | 0
IL Fac. Spec. - NOX Rate Summer v3.1, Unit 2950 and retrofits | 619 | 1797 | Rate Constraint in lbs/MMBtu | FALSE | L | Annual | Allowances Withdrawn (n:1) | Thousand Tons | 0 | 0 | 0 | 0 | 0 | 0 | 0
IL Fac. Spec. - NOX Rate Summer v3.1, Unit 2950 and retrofits | 619 | 1797 | Rate Constraint in lbs/MMBtu | FALSE | L | Annual | Net Emissions Allowance Position | Thousand Tons | 0.039871 | 0.039871 | 0.039871 | 0.02974 | 0.039871 | 0.039871 | 0.039871
IL Fac. Spec. - NOX Rate Summer v3.1, Unit 2950 and retrofits | 619 | 1797 | Rate Constraint in lbs/MMBtu | FALSE | L | Annual | Fuel Consumed | TBtu | 4.0369 | 4.0369 | 4.0369 | 3.0112 | 4.0369 | 4.0369 | 4.0369
IL Fac. Spec. - NOX Rate Summer v3.1, Unit 2950 and retrofits | 619 | 1797 | Rate Constraint in lbs/MMBtu | FALSE | L | Annual | Rate | lb/MMBtu | 0.019753 | 0.019753 | 0.019753 | 0.019753 | 0.019753 | 0.019753 | 0.019753
IL Fac. Spec. - NOX Rate Summer v3.1, Unit 2950 and retrofits | 619 | 1797 | Rate Constraint in lbs/MMBtu | FALSE | L | Annual | Generation | TWh | 0.49587 | 0.49587 | 0.49587 | 0.36987 | 0.49587 | 0.49587 | 0.49587
IL Fac. Spec. - NOX Rate Summer v3.1, Unit 2950 and retrofits | 619 | 1797 | Rate Constraint in lbs/MMBtu | FALSE | L | Annual | Qualifying Generation | TWh | 0.49587 | 0.49587 | 0.49587 | 0.36987 | 0.49587 | 0.49587 | 0.49587
IL Fac. Spec. - NOX Rate Summer v3.1, Unit 2950 and retrofits | 619 | 1797 | Rate Constraint in lbs/MMBtu | FALSE | L | Annual | Rate | lb/MWh | 0.080405 | 0.080405 | 0.080405 | 0.080405 | 0.080405 | 0.080405 | 0.080405
IL Fac. Spec. - NOX Rate Summer v3.1, Unit 2950 and retrofits | 619 | 1797 | Rate Constraint in lbs/MMBtu | FALSE | L | Annual | Constraint Shadow Price | US2011$/Ton | 0 | 0 | 0 | 0 | 0 | 0 | 0
IL Fac. Spec. - NOX Rate Summer v3.1, Unit 2951 and retrofits | 620 | 1797 | Rate Constraint in lbs/MMBtu | FALSE | L | Annual | Seasons Included | Seasons | Summer | Summer | Summer | Summer | Summer | Summer | Summer
IL Fac. Spec. - NOX Rate Summer v3.1, Unit 2951 and retrofits | 620 | 1797 | Rate Constraint in lbs/MMBtu | FALSE | L | Annual | Standard | lb/MMBtu | 0.25 | 0.25 | 0.25 | 0.25 | 0.25 | 0.25 | 0.25
IL Fac. Spec. - NOX Rate Summer v3.1, Unit 2951 and retrofits | 620 | 1797 | Rate Constraint in lbs/MMBtu | FALSE | L | Annual | Emissions at Affected Plants NOX | Thousand Tons | 0.018558 | 0.018558 | 0.018558 | 0.0061786 | 0.018558 | 0.018558 | 0.018558
IL Fac. Spec. - NOX Rate Summer v3.1, Unit 2951 and retrofits | 620 | 1797 | Rate Constraint in lbs/MMBtu | FALSE | L | Annual | Allowances Purchased NOX | Thousand Tons | 0 | 0 | 0 | 0 | 0 | 0 | 0
IL Fac. Spec. - NOX Rate Summer v3.1, Unit 2951 and retrofits | 620 | 1797 | Rate Constraint in lbs/MMBtu | FALSE | L | Annual | Allowances Sold NOX | Thousand Tons | 0 | 0 | 0 | 0 | 0 | 0 | 0
IL Fac. Spec. - NOX Rate Summer v3.1, Unit 2951 and retrofits | 620 | 1797 | Rate Constraint in lbs/MMBtu | FALSE | L | Annual | Allowances Banked | Thousand Tons | 0 | 0 | 0 | 0 | 0 | 0 | 0
IL Fac. Spec. - NOX Rate Summer v3.1, Unit 2951 and retrofits | 620 | 1797 | Rate Constraint in lbs/MMBtu | FALSE | L | Annual | Allowances Withdrawn (1:1) | Thousand Tons | 0 | 0 | 0 | 0 | 0 | 0 | 0
IL Fac. Spec. - NOX Rate Summer v3.1, Unit 2951 and retrofits | 620 | 1797 | Rate Constraint in lbs/MMBtu | FALSE | L | Annual | Allowances Withdrawn (n:1) | Thousand Tons | 0 | 0 | 0 | 0 | 0 | 0 | 0
IL Fac. Spec. - NOX Rate Summer v3.1, Unit 2951 and retrofits | 620 | 1797 | Rate Constraint in lbs/MMBtu | FALSE | L | Annual | Net Emissions Allowance Position | Thousand Tons | 0.018558 | 0.018558 | 0.018558 | 0.0061786 | 0.018558 | 0.018558 | 0.018558
IL Fac. Spec. - NOX Rate Summer v3.1, Unit 2951 and retrofits | 620 | 1797 | Rate Constraint in lbs/MMBtu | FALSE | L | Annual | Fuel Consumed | TBtu | 1.879 | 1.879 | 1.879 | 0.62559 | 1.879 | 1.879 | 1.879
IL Fac. Spec. - NOX Rate Summer v3.1, Unit 2951 and retrofits | 620 | 1797 | Rate Constraint in lbs/MMBtu | FALSE | L | Annual | Rate | lb/MMBtu | 0.019753 | 0.019753 | 0.019753 | 0.019753 | 0.019753 | 0.019753 | 0.019753
IL Fac. Spec. - NOX Rate Summer v3.1, Unit 2951 and retrofits | 620 | 1797 | Rate Constraint in lbs/MMBtu | FALSE | L | Annual | Generation | TWh | 0.23081 | 0.23081 | 0.23081 | 0.076844 | 0.23081 | 0.23081 | 0.23081
IL Fac. Spec. - NOX Rate Summer v3.1, Unit 2951 and retrofits | 620 | 1797 | Rate Constraint in lbs/MMBtu | FALSE | L | Annual | Qualifying Generation | TWh | 0.23081 | 0.23081 | 0.23081 | 0.076844 | 0.23081 | 0.23081 | 0.23081
IL Fac. Spec. - NOX Rate Summer v3.1, Unit 2951 and retrofits | 620 | 1797 | Rate Constraint in lbs/MMBtu | FALSE | L | Annual | Rate | lb/MWh | 0.080405 | 0.080405 | 0.080405 | 0.080405 | 0.080405 | 0.080405 | 0.080405
IL Fac. Spec. - NOX Rate Summer v3.1, Unit 2951 and retrofits | 620 | 1797 | Rate Constraint in lbs/MMBtu | FALSE | L | Annual | Constraint Shadow Price | US2011$/Ton | 0 | 0 | 0 | 0 | 0 | 0 | 0
IL Fac. Spec. - NOX Rate Summer v3.1, Unit 2952 and retrofits | 621 | 1797 | Rate Constraint in lbs/MMBtu | FALSE | L | Annual | Seasons Included | Seasons | Summer | Summer | Summer | Summer | Summer | Summer | Summer
IL Fac. Spec. - NOX Rate Summer v3.1, Unit 2952 and retrofits | 621 | 1797 | Rate Constraint in lbs/MMBtu | FALSE | L | Annual | Standard | lb/MMBtu | 0.25 | 0.25 | 0.25 | 0.25 | 0.25 | 0.25 | 0.25
IL Fac. Spec. - NOX Rate Summer v3.1, Unit 2952 and retrofits | 621 | 1797 | Rate Constraint in lbs/MMBtu | FALSE | L | Annual | Emissions at Affected Plants NOX | Thousand Tons | 0.018558 | 0.018558 | 0.018558 | 0.0061786 | 0.018558 | 0.018558 | 0.018558
IL Fac. Spec. - NOX Rate Summer v3.1, Unit 2952 and retrofits | 621 | 1797 | Rate Constraint in lbs/MMBtu | FALSE | L | Annual | Allowances Purchased NOX | Thousand Tons | 0 | 0 | 0 | 0 | 0 | 0 | 0
IL Fac. Spec. - NOX Rate Summer v3.1, Unit 2952 and retrofits | 621 | 1797 | Rate Constraint in lbs/MMBtu | FALSE | L | Annual | Allowances Sold NOX | Thousand Tons | 0 | 0 | 0 | 0 | 0 | 0 | 0
IL Fac. Spec. - NOX Rate Summer v3.1, Unit 2952 and retrofits | 621 | 1797 | Rate Constraint in lbs/MMBtu | FALSE | L | Annual | Allowances Banked | Thousand Tons | 0 | 0 | 0 | 0 | 0 | 0 | 0
IL Fac. Spec. - NOX Rate Summer v3.1, Unit 2952 and retrofits | 621 | 1797 | Rate Constraint in lbs/MMBtu | FALSE | L | Annual | Allowances Withdrawn (1:1) | Thousand Tons | 0 | 0 | 0 | 0 | 0 | 0 | 0
IL Fac. Spec. - NOX Rate Summer v3.1, Unit 2952 and retrofits | 621 | 1797 | Rate Constraint in lbs/MMBtu | FALSE | L | Annual | Allowances Withdrawn (n:1) | Thousand Tons | 0 | 0 | 0 | 0 | 0 | 0 | 0
IL Fac. Spec. - NOX Rate Summer v3.1, Unit 2952 and retrofits | 621 | 1797 | Rate Constraint in lbs/MMBtu | FALSE | L | Annual | Net Emissions Allowance Position | Thousand Tons | 0.018558 | 0.018558 | 0.018558 | 0.0061786 | 0.018558 | 0.018558 | 0.018558
IL Fac. Spec. - NOX Rate Summer v3.1, Unit 2952 and retrofits | 621 | 1797 | Rate Constraint in lbs/MMBtu | FALSE | L | Annual | Fuel Consumed | TBtu | 1.879 | 1.879 | 1.879 | 0.62559 | 1.879 | 1.879 | 1.879
IL Fac. Spec. - NOX Rate Summer v3.1, Unit 2952 and retrofits | 621 | 1797 | Rate Constraint in lbs/MMBtu | FALSE | L | Annual | Rate | lb/MMBtu | 0.019753 | 0.019753 | 0.019753 | 0.019753 | 0.019753 | 0.019753 | 0.019753
IL Fac. Spec. - NOX Rate Summer v3.1, Unit 2952 and retrofits | 621 | 1797 | Rate Constraint in lbs/MMBtu | FALSE | L | Annual | Generation | TWh | 0.23081 | 0.23081 | 0.23081 | 0.076844 | 0.23081 | 0.23081 | 0.23081
IL Fac. Spec. - NOX Rate Summer v3.1, Unit 2952 and retrofits | 621 | 1797 | Rate Constraint in lbs/MMBtu | FALSE | L | Annual | Qualifying Generation | TWh | 0.23081 | 0.23081 | 0.23081 | 0.076844 | 0.23081 | 0.23081 | 0.23081
IL Fac. Spec. - NOX Rate Summer v3.1, Unit 2952 and retrofits | 621 | 1797 | Rate Constraint in lbs/MMBtu | FALSE | L | Annual | Rate | lb/MWh | 0.080405 | 0.080405 | 0.080405 | 0.080405 | 0.080405 | 0.080405 | 0.080405
IL Fac. Spec. - NOX Rate Summer v3.1, Unit 2952 and retrofits | 621 | 1797 | Rate Constraint in lbs/MMBtu | FALSE | L | Annual | Constraint Shadow Price | US2011$/Ton | 0 | 0 | 0 | 0 | 0 | 0 | 0
IL Fac. Spec. - NOX Rate Summer v3.1, Unit 2953 and retrofits | 622 | 1797 | Rate Constraint in lbs/MMBtu | FALSE | L | Annual | Seasons Included | Seasons | Summer | Summer | Summer | Summer | Summer | Summer | Summer
IL Fac. Spec. - NOX Rate Summer v3.1, Unit 2953 and retrofits | 622 | 1797 | Rate Constraint in lbs/MMBtu | FALSE | L | Annual | Standard | lb/MMBtu | 0.25 | 0.25 | 0.25 | 0.25 | 0.25 | 0.25 | 0.25
IL Fac. Spec. - NOX Rate Summer v3.1, Unit 2953 and retrofits | 622 | 1797 | Rate Constraint in lbs/MMBtu | FALSE | L | Annual | Emissions at Affected Plants NOX | Thousand Tons | 0.064804 | 0.064804 | 0.021575 | 0.021575 | 0.064804 | 0.064804 | 0.064804
IL Fac. Spec. - NOX Rate Summer v3.1, Unit 2953 and retrofits | 622 | 1797 | Rate Constraint in lbs/MMBtu | FALSE | L | Annual | Allowances Purchased NOX | Thousand Tons | 0 | 0 | 0 | 0 | 0 | 0 | 0
IL Fac. Spec. - NOX Rate Summer v3.1, Unit 2953 and retrofits | 622 | 1797 | Rate Constraint in lbs/MMBtu | FALSE | L | Annual | Allowances Sold NOX | Thousand Tons | 0 | 0 | 0 | 0 | 0 | 0 | 0
IL Fac. Spec. - NOX Rate Summer v3.1, Unit 2953 and retrofits | 622 | 1797 | Rate Constraint in lbs/MMBtu | FALSE | L | Annual | Allowances Banked | Thousand Tons | 0 | 0 | 0 | 0 | 0 | 0 | 0
IL Fac. Spec. - NOX Rate Summer v3.1, Unit 2953 and retrofits | 622 | 1797 | Rate Constraint in lbs/MMBtu | FALSE | L | Annual | Allowances Withdrawn (1:1) | Thousand Tons | 0 | 0 | 0 | 0 | 0 | 0 | 0
IL Fac. Spec. - NOX Rate Summer v3.1, Unit 2953 and retrofits | 622 | 1797 | Rate Constraint in lbs/MMBtu | FALSE | L | Annual | Allowances Withdrawn (n:1) | Thousand Tons | 0 | 0 | 0 | 0 | 0 | 0 | 0
IL Fac. Spec. - NOX Rate Summer v3.1, Unit 2953 and retrofits | 622 | 1797 | Rate Constraint in lbs/MMBtu | FALSE | L | Annual | Net Emissions Allowance Position | Thousand Tons | 0.064804 | 0.064804 | 0.021575 | 0.021575 | 0.064804 | 0.064804 | 0.064804
IL Fac. Spec. - NOX Rate Summer v3.1, Unit 2953 and retrofits | 622 | 1797 | Rate Constraint in lbs/MMBtu | FALSE | L | Annual | Fuel Consumed | TBtu | 1.0711 | 1.0711 | 0.35661 | 0.35661 | 1.0711 | 1.0711 | 1.0711
IL Fac. Spec. - NOX Rate Summer v3.1, Unit 2953 and retrofits | 622 | 1797 | Rate Constraint in lbs/MMBtu | FALSE | L | Annual | Rate | lb/MMBtu | 0.121 | 0.121 | 0.121 | 0.121 | 0.121 | 0.121 | 0.121
IL Fac. Spec. - NOX Rate Summer v3.1, Unit 2953 and retrofits | 622 | 1797 | Rate Constraint in lbs/MMBtu | FALSE | L | Annual | Generation | TWh | 0.12806 | 0.12806 | 0.042636 | 0.042636 | 0.12806 | 0.12806 | 0.12806
IL Fac. Spec. - NOX Rate Summer v3.1, Unit 2953 and retrofits | 622 | 1797 | Rate Constraint in lbs/MMBtu | FALSE | L | Annual | Qualifying Generation | TWh | 0.12806 | 0.12806 | 0.042636 | 0.042636 | 0.12806 | 0.12806 | 0.12806
IL Fac. Spec. - NOX Rate Summer v3.1, Unit 2953 and retrofits | 622 | 1797 | Rate Constraint in lbs/MMBtu | FALSE | L | Annual | Rate | lb/MWh | 0.50603 | 0.50603 | 0.50603 | 0.50603 | 0.50603 | 0.50603 | 0.50603
IL Fac. Spec. - NOX Rate Summer v3.1, Unit 2953 and retrofits | 622 | 1797 | Rate Constraint in lbs/MMBtu | FALSE | L | Annual | Constraint Shadow Price | US2011$/Ton | 0 | 0 | 0 | 0 | 0 | 0 | 0
IL Fac. Spec. - NOX Rate Summer v3.1, Unit 2954 and retrofits | 623 | 1797 | Rate Constraint in lbs/MMBtu | FALSE | L | Annual | Seasons Included | Seasons | Summer | Summer | Summer | Summer | Summer | Summer | Summer
IL Fac. Spec. - NOX Rate Summer v3.1, Unit 2954 and retrofits | 623 | 1797 | Rate Constraint in lbs/MMBtu | FALSE | L | Annual | Standard | lb/MMBtu | 0.25 | 0.25 | 0.25 | 0.25 | 0.25 | 0.25 | 0.25
IL Fac. Spec. - NOX Rate Summer v3.1, Unit 2954 and retrofits | 623 | 1797 | Rate Constraint in lbs/MMBtu | FALSE | L | Annual | Emissions at Affected Plants NOX | Thousand Tons | 0.079121 | 0.079121 | 0.026342 | 0.026342 | 0.079121 | 0.079121 | 0.079121
IL Fac. Spec. - NOX Rate Summer v3.1, Unit 2954 and retrofits | 623 | 1797 | Rate Constraint in lbs/MMBtu | FALSE | L | Annual | Allowances Purchased NOX | Thousand Tons | 0 | 0 | 0 | 0 | 0 | 0 | 0
IL Fac. Spec. - NOX Rate Summer v3.1, Unit 2954 and retrofits | 623 | 1797 | Rate Constraint in lbs/MMBtu | FALSE | L | Annual | Allowances Sold NOX | Thousand Tons | 0 | 0 | 0 | 0 | 0 | 0 | 0
IL Fac. Spec. - NOX Rate Summer v3.1, Unit 2954 and retrofits | 623 | 1797 | Rate Constraint in lbs/MMBtu | FALSE | L | Annual | Allowances Banked | Thousand Tons | 0 | 0 | 0 | 0 | 0 | 0 | 0
IL Fac. Spec. - NOX Rate Summer v3.1, Unit 2954 and retrofits | 623 | 1797 | Rate Constraint in lbs/MMBtu | FALSE | L | Annual | Allowances Withdrawn (1:1) | Thousand Tons | 0 | 0 | 0 | 0 | 0 | 0 | 0
IL Fac. Spec. - NOX Rate Summer v3.1, Unit 2954 and retrofits | 623 | 1797 | Rate Constraint in lbs/MMBtu | FALSE | L | Annual | Allowances Withdrawn (n:1) | Thousand Tons | 0 | 0 | 0 | 0 | 0 | 0 | 0
IL Fac. Spec. - NOX Rate Summer v3.1, Unit 2954 and retrofits | 623 | 1797 | Rate Constraint in lbs/MMBtu | FALSE | L | Annual | Net Emissions Allowance Position | Thousand Tons | 0.079121 | 0.079121 | 0.026342 | 0.026342 | 0.079121 | 0.079121 | 0.079121
IL Fac. Spec. - NOX Rate Summer v3.1, Unit 2954 and retrofits | 623 | 1797 | Rate Constraint in lbs/MMBtu | FALSE | L | Annual | Fuel Consumed | TBtu | 1.3078 | 1.3078 | 0.4354 | 0.4354 | 1.3078 | 1.3078 | 1.3078
IL Fac. Spec. - NOX Rate Summer v3.1, Unit 2954 and retrofits | 623 | 1797 | Rate Constraint in lbs/MMBtu | FALSE | L | Annual | Rate | lb/MMBtu | 0.121 | 0.121 | 0.121 | 0.121 | 0.121 | 0.121 | 0.121
IL Fac. Spec. - NOX Rate Summer v3.1, Unit 2954 and retrofits | 623 | 1797 | Rate Constraint in lbs/MMBtu | FALSE | L | Annual | Generation | TWh | 0.15636 | 0.15636 | 0.052056 | 0.052056 | 0.15636 | 0.15636 | 0.15636
IL Fac. Spec. - NOX Rate Summer v3.1, Unit 2954 and retrofits | 623 | 1797 | Rate Constraint in lbs/MMBtu | FALSE | L | Annual | Qualifying Generation | TWh | 0.15636 | 0.15636 | 0.052056 | 0.052056 | 0.15636 | 0.15636 | 0.15636
IL Fac. Spec. - NOX Rate Summer v3.1, Unit 2954 and retrofits | 623 | 1797 | Rate Constraint in lbs/MMBtu | FALSE | L | Annual | Rate | lb/MWh | 0.50603 | 0.50603 | 0.50603 | 0.50603 | 0.50603 | 0.50603 | 0.50603
IL Fac. Spec. - NOX Rate Summer v3.1, Unit 2954 and retrofits | 623 | 1797 | Rate Constraint in lbs/MMBtu | FALSE | L | Annual | Constraint Shadow Price | US2011$/Ton | 0 | 0 | 0 | 0 | 0 | 0 | 0
IL Fac. Spec. - NOX Rate Summer v3.1, Unit 2955 and retrofits | 624 | 1797 | Rate Constraint in lbs/MMBtu | FALSE | L | Annual | Seasons Included | Seasons | Summer | Summer | Summer | Summer | Summer | Summer | Summer
IL Fac. Spec. - NOX Rate Summer v3.1, Unit 2955 and retrofits | 624 | 1797 | Rate Constraint in lbs/MMBtu | FALSE | L | Annual | Standard | lb/MMBtu | 0.25 | 0.25 | 0.25 | 0.25 | 0.25 | 0.25 | 0.25
IL Fac. Spec. - NOX Rate Summer v3.1, Unit 2955 and retrofits | 624 | 1797 | Rate Constraint in lbs/MMBtu | FALSE | L | Annual | Emissions at Affected Plants NOX | Thousand Tons | 0.12207 | 0.12207 | 0.040642 | 0.040642 | 0.12207 | 0.12207 | 0.12207
IL Fac. Spec. - NOX Rate Summer v3.1, Unit 2955 and retrofits | 624 | 1797 | Rate Constraint in lbs/MMBtu | FALSE | L | Annual | Allowances Purchased NOX | Thousand Tons | 0 | 0 | 0 | 0 | 0 | 0 | 0
IL Fac. Spec. - NOX Rate Summer v3.1, Unit 2955 and retrofits | 624 | 1797 | Rate Constraint in lbs/MMBtu | FALSE | L | Annual | Allowances Sold NOX | Thousand Tons | 0 | 0 | 0 | 0 | 0 | 0 | 0
IL Fac. Spec. - NOX Rate Summer v3.1, Unit 2955 and retrofits | 624 | 1797 | Rate Constraint in lbs/MMBtu | FALSE | L | Annual | Allowances Banked | Thousand Tons | 0 | 0 | 0 | 0 | 0 | 0 | 0
IL Fac. Spec. - NOX Rate Summer v3.1, Unit 2955 and retrofits | 624 | 1797 | Rate Constraint in lbs/MMBtu | FALSE | L | Annual | Allowances Withdrawn (1:1) | Thousand Tons | 0 | 0 | 0 | 0 | 0 | 0 | 0
IL Fac. Spec. - NOX Rate Summer v3.1, Unit 2955 and retrofits | 624 | 1797 | Rate Constraint in lbs/MMBtu | FALSE | L | Annual | Allowances Withdrawn (n:1) | Thousand Tons | 0 | 0 | 0 | 0 | 0 | 0 | 0
IL Fac. Spec. - NOX Rate Summer v3.1, Unit 2955 and retrofits | 624 | 1797 | Rate Constraint in lbs/MMBtu | FALSE | L | Annual | Net Emissions Allowance Position | Thousand Tons | 0.12207 | 0.12207 | 0.040642 | 0.040642 | 0.12207 | 0.12207 | 0.12207
IL Fac. Spec. - NOX Rate Summer v3.1, Unit 2955 and retrofits | 624 | 1797 | Rate Constraint in lbs/MMBtu | FALSE | L | Annual | Fuel Consumed | TBtu | 2.0177 | 2.0177 | 0.67175 | 0.67175 | 2.0177 | 2.0177 | 2.0177
IL Fac. Spec. - NOX Rate Summer v3.1, Unit 2955 and retrofits | 624 | 1797 | Rate Constraint in lbs/MMBtu | FALSE | L | Annual | Rate | lb/MMBtu | 0.121 | 0.121 | 0.121 | 0.121 | 0.121 | 0.121 | 0.121
IL Fac. Spec. - NOX Rate Summer v3.1, Unit 2955 and retrofits | 624 | 1797 | Rate Constraint in lbs/MMBtu | FALSE | L | Annual | Generation | TWh | 0.24124 | 0.24124 | 0.080315 | 0.080315 | 0.24124 | 0.24124 | 0.24124
IL Fac. Spec. - NOX Rate Summer v3.1, Unit 2955 and retrofits | 624 | 1797 | Rate Constraint in lbs/MMBtu | FALSE | L | Annual | Qualifying Generation | TWh | 0.24124 | 0.24124 | 0.080315 | 0.080315 | 0.24124 | 0.24124 | 0.24124
IL Fac. Spec. - NOX Rate Summer v3.1, Unit 2955 and retrofits | 624 | 1797 | Rate Constraint in lbs/MMBtu | FALSE | L | Annual | Rate | lb/MWh | 0.50603 | 0.50603 | 0.50603 | 0.50603 | 0.50603 | 0.50603 | 0.50603
IL Fac. Spec. - NOX Rate Summer v3.1, Unit 2955 and retrofits | 624 | 1797 | Rate Constraint in lbs/MMBtu | FALSE | L | Annual | Constraint Shadow Price | US2011$/Ton | 0 | 0 | 0 | 0 | 0 | 0 | 0
IL Fac. Spec. - NOX Rate Summer v3.1, Unit 2956 and retrofits | 625 | 1797 | Rate Constraint in lbs/MMBtu | FALSE | L | Annual | Seasons Included | Seasons | Summer | Summer | Summer | Summer | Summer | Summer | Summer
IL Fac. Spec. - NOX Rate Summer v3.1, Unit 2956 and retrofits | 625 | 1797 | Rate Constraint in lbs/MMBtu | FALSE | L | Annual | Standard | lb/MMBtu | 0.25 | 0.25 | 0.25 | 0.25 | 0.25 | 0.25 | 0.25
IL Fac. Spec. - NOX Rate Summer v3.1, Unit 2956 and retrofits | 625 | 1797 | Rate Constraint in lbs/MMBtu | FALSE | L | Annual | Emissions at Affected Plants NOX | Thousand Tons | 0.12057 | 0.12057 | 0.04014 | 0.04014 | 0.12057 | 0.12057 | 0.12057
IL Fac. Spec. - NOX Rate Summer v3.1, Unit 2956 and retrofits | 625 | 1797 | Rate Constraint in lbs/MMBtu | FALSE | L | Annual | Allowances Purchased NOX | Thousand Tons | 0 | 0 | 0 | 0 | 0 | 0 | 0
IL Fac. Spec. - NOX Rate Summer v3.1, Unit 2956 and retrofits | 625 | 1797 | Rate Constraint in lbs/MMBtu | FALSE | L | Annual | Allowances Sold NOX | Thousand Tons | 0 | 0 | 0 | 0 | 0 | 0 | 0
IL Fac. Spec. - NOX Rate Summer v3.1, Unit 2956 and retrofits | 625 | 1797 | Rate Constraint in lbs/MMBtu | FALSE | L | Annual | Allowances Banked | Thousand Tons | 0 | 0 | 0 | 0 | 0 | 0 | 0
IL Fac. Spec. - NOX Rate Summer v3.1, Unit 2956 and retrofits | 625 | 1797 | Rate Constraint in lbs/MMBtu | FALSE | L | Annual | Allowances Withdrawn (1:1) | Thousand Tons | 0 | 0 | 0 | 0 | 0 | 0 | 0
IL Fac. Spec. - NOX Rate Summer v3.1, Unit 2956 and retrofits | 625 | 1797 | Rate Constraint in lbs/MMBtu | FALSE | L | Annual | Allowances Withdrawn (n:1) | Thousand Tons | 0 | 0 | 0 | 0 | 0 | 0 | 0
IL Fac. Spec. - NOX Rate Summer v3.1, Unit 2956 and retrofits | 625 | 1797 | Rate Constraint in lbs/MMBtu | FALSE | L | Annual | Net Emissions Allowance Position | Thousand Tons | 0.12057 | 0.12057 | 0.04014 | 0.04014 | 0.12057 | 0.12057 | 0.12057
IL Fac. Spec. - NOX Rate Summer v3.1, Unit 2956 and retrofits | 625 | 1797 | Rate Constraint in lbs/MMBtu | FALSE | L | Annual | Fuel Consumed | TBtu | 1.9928 | 1.9928 | 0.66346 | 0.66346 | 1.9928 | 1.9928 | 1.9928
IL Fac. Spec. - NOX Rate Summer v3.1, Unit 2956 and retrofits | 625 | 1797 | Rate Constraint in lbs/MMBtu | FALSE | L | Annual | Rate | lb/MMBtu | 0.121 | 0.121 | 0.121 | 0.121 | 0.121 | 0.121 | 0.121
IL Fac. Spec. - NOX Rate Summer v3.1, Unit 2956 and retrofits | 625 | 1797 | Rate Constraint in lbs/MMBtu | FALSE | L | Annual | Generation | TWh | 0.23826 | 0.23826 | 0.079323 | 0.079323 | 0.23826 | 0.23826 | 0.23826
IL Fac. Spec. - NOX Rate Summer v3.1, Unit 2956 and retrofits | 625 | 1797 | Rate Constraint in lbs/MMBtu | FALSE | L | Annual | Qualifying Generation | TWh | 0.23826 | 0.23826 | 0.079323 | 0.079323 | 0.23826 | 0.23826 | 0.23826
IL Fac. Spec. - NOX Rate Summer v3.1, Unit 2956 and retrofits | 625 | 1797 | Rate Constraint in lbs/MMBtu | FALSE | L | Annual | Rate | lb/MWh | 0.50603 | 0.50603 | 0.50603 | 0.50603 | 0.50603 | 0.50603 | 0.50603
IL Fac. Spec. - NOX Rate Summer v3.1, Unit 2956 and retrofits | 625 | 1797 | Rate Constraint in lbs/MMBtu | FALSE | L | Annual | Constraint Shadow Price | US2011$/Ton | 0 | 0 | 0 | 0 | 0 | 0 | 0
IL Fac. Spec. - NOX Rate Summer v3.1, Unit 3402 and retrofits | 626 | 1797 | Rate Constraint in lbs/MMBtu | FALSE | L | Annual | Seasons Included | Seasons | Summer | Summer | Summer | Summer | Summer | Summer | Summer
IL Fac. Spec. - NOX Rate Summer v3.1, Unit 3402 and retrofits | 626 | 1797 | Rate Constraint in lbs/MMBtu | FALSE | L | Annual | Standard | lb/MMBtu | 0.25 | 0.25 | 0.25 | 0.25 | 0.25 | 0.25 | 0.25
IL Fac. Spec. - NOX Rate Summer v3.1, Unit 3402 and retrofits | 626 | 1797 | Rate Constraint in lbs/MMBtu | FALSE | L | Annual | Emissions at Affected Plants NOX | Thousand Tons | 0.028299 | 0.028299 | 0.012732 | 0.012732 | 0.028299 | 0.021224 | 0.021224
IL Fac. Spec. - NOX Rate Summer v3.1, Unit 3402 and retrofits | 626 | 1797 | Rate Constraint in lbs/MMBtu | FALSE | L | Annual | Allowances Purchased NOX | Thousand Tons | 0 | 0 | 0 | 0 | 0 | 0 | 0
IL Fac. Spec. - NOX Rate Summer v3.1, Unit 3402 and retrofits | 626 | 1797 | Rate Constraint in lbs/MMBtu | FALSE | L | Annual | Allowances Sold NOX | Thousand Tons | 0 | 0 | 0 | 0 | 0 | 0 | 0
IL Fac. Spec. - NOX Rate Summer v3.1, Unit 3402 and retrofits | 626 | 1797 | Rate Constraint in lbs/MMBtu | FALSE | L | Annual | Allowances Banked | Thousand Tons | 0 | 0 | 0 | 0 | 0 | 0 | 0
IL Fac. Spec. - NOX Rate Summer v3.1, Unit 3402 and retrofits | 626 | 1797 | Rate Constraint in lbs/MMBtu | FALSE | L | Annual | Allowances Withdrawn (1:1) | Thousand Tons | 0 | 0 | 0 | 0 | 0 | 0 | 0
IL Fac. Spec. - NOX Rate Summer v3.1, Unit 3402 and retrofits | 626 | 1797 | Rate Constraint in lbs/MMBtu | FALSE | L | Annual | Allowances Withdrawn (n:1) | Thousand Tons | 0 | 0 | 0 | 0 | 0 | 0 | 0
IL Fac. Spec. - NOX Rate Summer v3.1, Unit 3402 and retrofits | 626 | 1797 | Rate Constraint in lbs/MMBtu | FALSE | L | Annual | Net Emissions Allowance Position | Thousand Tons | 0.028299 | 0.028299 | 0.012732 | 0.012732 | 0.028299 | 0.021224 | 0.021224
IL Fac. Spec. - NOX Rate Summer v3.1, Unit 3402 and retrofits | 626 | 1797 | Rate Constraint in lbs/MMBtu | FALSE | L | Annual | Fuel Consumed | TBtu | 3.8503 | 3.8503 | 1.7322 | 1.7322 | 3.8503 | 2.8877 | 2.8877
IL Fac. Spec. - NOX Rate Summer v3.1, Unit 3402 and retrofits | 626 | 1797 | Rate Constraint in lbs/MMBtu | FALSE | L | Annual | Rate | lb/MMBtu | 0.0147 | 0.0147 | 0.0147 | 0.0147 | 0.0147 | 0.0147 | 0.0147
IL Fac. Spec. - NOX Rate Summer v3.1, Unit 3402 and retrofits | 626 | 1797 | Rate Constraint in lbs/MMBtu | FALSE | L | Annual | Generation | TWh | 0.54614 | 0.54614 | 0.2457 | 0.2457 | 0.54614 | 0.40961 | 0.40961
IL Fac. Spec. - NOX Rate Summer v3.1, Unit 3402 and retrofits | 626 | 1797 | Rate Constraint in lbs/MMBtu | FALSE | L | Annual | Qualifying Generation | TWh | 0.54614 | 0.54614 | 0.2457 | 0.2457 | 0.54614 | 0.40961 | 0.40961
IL Fac. Spec. - NOX Rate Summer v3.1, Unit 3402 and retrofits | 626 | 1797 | Rate Constraint in lbs/MMBtu | FALSE | L | Annual | Rate | lb/MWh | 0.051817 | 0.051817 | 0.051817 | 0.051817 | 0.051817 | 0.051817 | 0.051817
IL Fac. Spec. - NOX Rate Summer v3.1, Unit 3402 and retrofits | 626 | 1797 | Rate Constraint in lbs/MMBtu | FALSE | L | Annual | Constraint Shadow Price | US2011$/Ton | 0 | 0 | 0 | 0 | 0 | 0 | 0
IL Fac. Spec. - NOX Rate Summer v3.1, Unit 3403 and retrofits | 627 | 1797 | Rate Constraint in lbs/MMBtu | FALSE | L | Annual | Seasons Included | Seasons | Summer | Summer | Summer | Summer | Summer | Summer | Summer
IL Fac. Spec. - NOX Rate Summer v3.1, Unit 3403 and retrofits | 627 | 1797 | Rate Constraint in lbs/MMBtu | FALSE | L | Annual | Standard | lb/MMBtu | 0.25 | 0.25 | 0.25 | 0.25 | 0.25 | 0.25 | 0.25
IL Fac. Spec. - NOX Rate Summer v3.1, Unit 3403 and retrofits | 627 | 1797 | Rate Constraint in lbs/MMBtu | FALSE | L | Annual | Emissions at Affected Plants NOX | Thousand Tons | 0.028299 | 0.021224 | 0.012732 | 0.012732 | 0.028299 | 0.021224 | 0.021085
IL Fac. Spec. - NOX Rate Summer v3.1, Unit 3403 and retrofits | 627 | 1797 | Rate Constraint in lbs/MMBtu | FALSE | L | Annual | Allowances Purchased NOX | Thousand Tons | 0 | 0 | 0 | 0 | 0 | 0 | 0
IL Fac. Spec. - NOX Rate Summer v3.1, Unit 3403 and retrofits | 627 | 1797 | Rate Constraint in lbs/MMBtu | FALSE | L | Annual | Allowances Sold NOX | Thousand Tons | 0 | 0 | 0 | 0 | 0 | 0 | 0
IL Fac. Spec. - NOX Rate Summer v3.1, Unit 3403 and retrofits | 627 | 1797 | Rate Constraint in lbs/MMBtu | FALSE | L | Annual | Allowances Banked | Thousand Tons | 0 | 0 | 0 | 0 | 0 | 0 | 0
IL Fac. Spec. - NOX Rate Summer v3.1, Unit 3403 and retrofits | 627 | 1797 | Rate Constraint in lbs/MMBtu | FALSE | L | Annual | Allowances Withdrawn (1:1) | Thousand Tons | 0 | 0 | 0 | 0 | 0 | 0 | 0
IL Fac. Spec. - NOX Rate Summer v3.1, Unit 3403 and retrofits | 627 | 1797 | Rate Constraint in lbs/MMBtu | FALSE | L | Annual | Allowances Withdrawn (n:1) | Thousand Tons | 0 | 0 | 0 | 0 | 0 | 0 | 0
IL Fac. Spec. - NOX Rate Summer v3.1, Unit 3403 and retrofits | 627 | 1797 | Rate Constraint in lbs/MMBtu | FALSE | L | Annual | Net Emissions Allowance Position | Thousand Tons | 0.028299 | 0.021224 | 0.012732 | 0.012732 | 0.028299 | 0.021224 | 0.021085
IL Fac. Spec. - NOX Rate Summer v3.1, Unit 3403 and retrofits | 627 | 1797 | Rate Constraint in lbs/MMBtu | FALSE | L | Annual | Fuel Consumed | TBtu | 3.8503 | 2.8877 | 1.7322 | 1.7322 | 3.8503 | 2.8877 | 2.8688
IL Fac. Spec. - NOX Rate Summer v3.1, Unit 3403 and retrofits | 627 | 1797 | Rate Constraint in lbs/MMBtu | FALSE | L | Annual | Rate | lb/MMBtu | 0.0147 | 0.0147 | 0.0147 | 0.0147 | 0.0147 | 0.0147 | 0.0147
IL Fac. Spec. - NOX Rate Summer v3.1, Unit 3403 and retrofits | 627 | 1797 | Rate Constraint in lbs/MMBtu | FALSE | L | Annual | Generation | TWh | 0.54614 | 0.40961 | 0.2457 | 0.2457 | 0.54614 | 0.40961 | 0.40692
IL Fac. Spec. - NOX Rate Summer v3.1, Unit 3403 and retrofits | 627 | 1797 | Rate Constraint in lbs/MMBtu | FALSE | L | Annual | Qualifying Generation | TWh | 0.54614 | 0.40961 | 0.2457 | 0.2457 | 0.54614 | 0.40961 | 0.40692
IL Fac. Spec. - NOX Rate Summer v3.1, Unit 3403 and retrofits | 627 | 1797 | Rate Constraint in lbs/MMBtu | FALSE | L | Annual | Rate | lb/MWh | 0.051817 | 0.051817 | 0.051817 | 0.051817 | 0.051817 | 0.051817 | 0.051817
IL Fac. Spec. - NOX Rate Summer v3.1, Unit 3403 and retrofits | 627 | 1797 | Rate Constraint in lbs/MMBtu | FALSE | L | Annual | Constraint Shadow Price | US2011$/Ton | 0 | 0 | 0 | 0 | 0 | 0 | 0
IL Fac. Spec. - NOX Rate Summer v3.1, Unit 3404 and retrofits | 628 | 1797 | Rate Constraint in lbs/MMBtu | FALSE | L | Annual | Seasons Included | Seasons | Summer | Summer | Summer | Summer | Summer | Summer | Summer
IL Fac. Spec. - NOX Rate Summer v3.1, Unit 3404 and retrofits | 628 | 1797 | Rate Constraint in lbs/MMBtu | FALSE | L | Annual | Standard | lb/MMBtu | 0.25 | 0.25 | 0.25 | 0.25 | 0.25 | 0.25 | 0.25
IL Fac. Spec. - NOX Rate Summer v3.1, Unit 3404 and retrofits | 628 | 1797 | Rate Constraint in lbs/MMBtu | FALSE | L | Annual | Emissions at Affected Plants NOX | Thousand Tons | 0.032759 | 0.026966 | 0.014738 | 0.014738 | 0.032759 | 0.024127 | 0.014738
IL Fac. Spec. - NOX Rate Summer v3.1, Unit 3404 and retrofits | 628 | 1797 | Rate Constraint in lbs/MMBtu | FALSE | L | Annual | Allowances Purchased NOX | Thousand Tons | 0 | 0 | 0 | 0 | 0 | 0 | 0
IL Fac. Spec. - NOX Rate Summer v3.1, Unit 3404 and retrofits | 628 | 1797 | Rate Constraint in lbs/MMBtu | FALSE | L | Annual | Allowances Sold NOX | Thousand Tons | 0 | 0 | 0 | 0 | 0 | 0 | 0
IL Fac. Spec. - NOX Rate Summer v3.1, Unit 3404 and retrofits | 628 | 1797 | Rate Constraint in lbs/MMBtu | FALSE | L | Annual | Allowances Banked | Thousand Tons | 0 | 0 | 0 | 0 | 0 | 0 | 0
IL Fac. Spec. - NOX Rate Summer v3.1, Unit 3404 and retrofits | 628 | 1797 | Rate Constraint in lbs/MMBtu | FALSE | L | Annual | Allowances Withdrawn (1:1) | Thousand Tons | 0 | 0 | 0 | 0 | 0 | 0 | 0
IL Fac. Spec. - NOX Rate Summer v3.1, Unit 3404 and retrofits | 628 | 1797 | Rate Constraint in lbs/MMBtu | FALSE | L | Annual | Allowances Withdrawn (n:1) | Thousand Tons | 0 | 0 | 0 | 0 | 0 | 0 | 0
IL Fac. Spec. - NOX Rate Summer v3.1, Unit 3404 and retrofits | 628 | 1797 | Rate Constraint in lbs/MMBtu | FALSE | L | Annual | Net Emissions Allowance Position | Thousand Tons | 0.032759 | 0.026966 | 0.014738 | 0.014738 | 0.032759 | 0.024127 | 0.014738
IL Fac. Spec. - NOX Rate Summer v3.1, Unit 3404 and retrofits | 628 | 1797 | Rate Constraint in lbs/MMBtu | FALSE | L | Annual | Fuel Consumed | TBtu | 4.457 | 3.6688 | 2.0052 | 2.0052 | 4.457 | 3.2827 | 2.0052
IL Fac. Spec. - NOX Rate Summer v3.1, Unit 3404 and retrofits | 628 | 1797 | Rate Constraint in lbs/MMBtu | FALSE | L | Annual | Rate | lb/MMBtu | 0.0147 | 0.0147 | 0.0147 | 0.0147 | 0.0147 | 0.0147 | 0.0147
IL Fac. Spec. - NOX Rate Summer v3.1, Unit 3404 and retrofits | 628 | 1797 | Rate Constraint in lbs/MMBtu | FALSE | L | Annual | Generation | TWh | 0.6322 | 0.5204 | 0.28442 | 0.28442 | 0.6322 | 0.46563 | 0.28442
IL Fac. Spec. - NOX Rate Summer v3.1, Unit 3404 and retrofits | 628 | 1797 | Rate Constraint in lbs/MMBtu | FALSE | L | Annual | Qualifying Generation | TWh | 0.6322 | 0.5204 | 0.28442 | 0.28442 | 0.6322 | 0.46563 | 0.28442
IL Fac. Spec. - NOX Rate Summer v3.1, Unit 3404 and retrofits | 628 | 1797 | Rate Constraint in lbs/MMBtu | FALSE | L | Annual | Rate | lb/MWh | 0.051817 | 0.051817 | 0.051817 | 0.051817 | 0.051817 | 0.051817 | 0.051817
IL Fac. Spec. - NOX Rate Summer v3.1, Unit 3404 and retrofits | 628 | 1797 | Rate Constraint in lbs/MMBtu | FALSE | L | Annual | Constraint Shadow Price | US2011$/Ton | 0 | 0 | 0 | 0 | 0 | 0 | 0
IL Fac. Spec. - NOX Rate Summer v3.1, Unit 3526 and retrofits | 629 | 1797 | Rate Constraint in lbs/MMBtu | FALSE | L | Annual | Seasons Included | Seasons | Summer | Summer | Summer | Summer | Summer | Summer | Summer
IL Fac. Spec. - NOX Rate Summer v3.1, Unit 3526 and retrofits | 629 | 1797 | Rate Constraint in lbs/MMBtu | FALSE | L | Annual | Standard | lb/MMBtu | 0.25 | 0.25 | 0.25 | 0.25 | 0.25 | 0.25 | 0.25
IL Fac. Spec. - NOX Rate Summer v3.1, Unit 3526 and retrofits | 629 | 1797 | Rate Constraint in lbs/MMBtu | FALSE | L | Annual | Emissions at Affected Plants NOX | Thousand Tons | 0 | 0 | 0 | 0 | 0 | 0 | 0
IL Fac. Spec. - NOX Rate Summer v3.1, Unit 3526 and retrofits | 629 | 1797 | Rate Constraint in lbs/MMBtu | FALSE | L | Annual | Allowances Purchased NOX | Thousand Tons | 0 | 0 | 0 | 0 | 0 | 0 | 0
IL Fac. Spec. - NOX Rate Summer v3.1, Unit 3526 and retrofits | 629 | 1797 | Rate Constraint in lbs/MMBtu | FALSE | L | Annual | Allowances Sold NOX | Thousand Tons | 0 | 0 | 0 | 0 | 0 | 0 | 0
IL Fac. Spec. - NOX Rate Summer v3.1, Unit 3526 and retrofits | 629 | 1797 | Rate Constraint in lbs/MMBtu | FALSE | L | Annual | Allowances Banked | Thousand Tons | 0 | 0 | 0 | 0 | 0 | 0 | 0
IL Fac. Spec. - NOX Rate Summer v3.1, Unit 3526 and retrofits | 629 | 1797 | Rate Constraint in lbs/MMBtu | FALSE | L | Annual | Allowances Withdrawn (1:1) | Thousand Tons | 0 | 0 | 0 | 0 | 0 | 0 | 0
IL Fac. Spec. - NOX Rate Summer v3.1, Unit 3526 and retrofits | 629 | 1797 | Rate Constraint in lbs/MMBtu | FALSE | L | Annual | Allowances Withdrawn (n:1) | Thousand Tons | 0 | 0 | 0 | 0 | 0 | 0 | 0
IL Fac. Spec. - NOX Rate Summer v3.1, Unit 3526 and retrofits | 629 | 1797 | Rate Constraint in lbs/MMBtu | FALSE | L | Annual | Net Emissions Allowance Position | Thousand Tons | 0 | 0 | 0 | 0 | 0 | 0 | 0
IL Fac. Spec. - NOX Rate Summer v3.1, Unit 3526 and retrofits | 629 | 1797 | Rate Constraint in lbs/MMBtu | FALSE | L | Annual | Fuel Consumed | TBtu | 0 | 0 | 0 | 0 | 0 | 0 | 0
IL Fac. Spec. - NOX Rate Summer v3.1, Unit 3526 and retrofits | 629 | 1797 | Rate Constraint in lbs/MMBtu | FALSE | L | Annual | Rate | lb/MMBtu | 0 | 0 | 0 | 0 | 0 | 0 | 0
IL Fac. Spec. - NOX Rate Summer v3.1, Unit 3526 and retrofits | 629 | 1797 | Rate Constraint in lbs/MMBtu | FALSE | L | Annual | Generation | TWh | 0 | 0 | 0 | 0 | 0 | 0 | 0
IL Fac. Spec. - NOX Rate Summer v3.1, Unit 3526 and retrofits | 629 | 1797 | Rate Constraint in lbs/MMBtu | FALSE | L | Annual | Qualifying Generation | TWh | 0 | 0 | 0 | 0 | 0 | 0 | 0
IL Fac. Spec. - NOX Rate Summer v3.1, Unit 3526 and retrofits | 629 | 1797 | Rate Constraint in lbs/MMBtu | FALSE | L | Annual | Rate | lb/MWh | 0 | 0 | 0 | 0 | 0 | 0 | 0
IL Fac. Spec. - NOX Rate Summer v3.1, Unit 3526 and retrofits | 629 | 1797 | Rate Constraint in lbs/MMBtu | FALSE | L | Annual | Constraint Shadow Price | US2011$/Ton | 0 | 0 | 0 | 0 | 0 | 0 | 0
IL Fac. Spec. - NOX Rate Summer v3.1, Unit 3806 and retrofits | 630 | 1797 | Rate Constraint in lbs/MMBtu | FALSE | L | Annual | Seasons Included | Seasons | Summer | Summer | Summer | Summer | Summer | Summer | Summer
IL Fac. Spec. - NOX Rate Summer v3.1, Unit 3806 and retrofits | 630 | 1797 | Rate Constraint in lbs/MMBtu | FALSE | L | Annual | Standard | lb/MMBtu | 0.25 | 0.25 | 0.25 | 0.25 | 0.25 | 0.25 | 0.25
IL Fac. Spec. - NOX Rate Summer v3.1, Unit 3806 and retrofits | 630 | 1797 | Rate Constraint in lbs/MMBtu | FALSE | L | Annual | Emissions at Affected Plants NOX | Thousand Tons | 0.22649 | 0.22649 | 0.22629 | 0.21675 | 0.21675 | 0.21675 | 0.21675
IL Fac. Spec. - NOX Rate Summer v3.1, Unit 3806 and retrofits | 630 | 1797 | Rate Constraint in lbs/MMBtu | FALSE | L | Annual | Allowances Purchased NOX | Thousand Tons | 0 | 0 | 0 | 0 | 0 | 0 | 0
IL Fac. Spec. - NOX Rate Summer v3.1, Unit 3806 and retrofits | 630 | 1797 | Rate Constraint in lbs/MMBtu | FALSE | L | Annual | Allowances Sold NOX | Thousand Tons | 0 | 0 | 0 | 0 | 0 | 0 | 0
IL Fac. Spec. - NOX Rate Summer v3.1, Unit 3806 and retrofits | 630 | 1797 | Rate Constraint in lbs/MMBtu | FALSE | L | Annual | Allowances Banked | Thousand Tons | 0 | 0 | 0 | 0 | 0 | 0 | 0
IL Fac. Spec. - NOX Rate Summer v3.1, Unit 3806 and retrofits | 630 | 1797 | Rate Constraint in lbs/MMBtu | FALSE | L | Annual | Allowances Withdrawn (1:1) | Thousand Tons | 0 | 0 | 0 | 0 | 0 | 0 | 0
IL Fac. Spec. - NOX Rate Summer v3.1, Unit 3806 and retrofits | 630 | 1797 | Rate Constraint in lbs/MMBtu | FALSE | L | Annual | Allowances Withdrawn (n:1) | Thousand Tons | 0 | 0 | 0 | 0 | 0 | 0 | 0
IL Fac. Spec. - NOX Rate Summer v3.1, Unit 3806 and retrofits | 630 | 1797 | Rate Constraint in lbs/MMBtu | FALSE | L | Annual | Net Emissions Allowance Position | Thousand Tons | 0.22649 | 0.22649 | 0.22629 | 0.21675 | 0.21675 | 0.21675 | 0.21675
IL Fac. Spec. - NOX Rate Summer v3.1, Unit 3806 and retrofits | 630 | 1797 | Rate Constraint in lbs/MMBtu | FALSE | L | Annual | Fuel Consumed | TBtu | 4.5732 | 4.5732 | 4.5693 | 4.3766 | 4.3766 | 4.3766 | 4.3766
IL Fac. Spec. - NOX Rate Summer v3.1, Unit 3806 and retrofits | 630 | 1797 | Rate Constraint in lbs/MMBtu | FALSE | L | Annual | Rate | lb/MMBtu | 0.099048 | 0.099048 | 0.099048 | 0.099048 | 0.099048 | 0.099048 | 0.099048
IL Fac. Spec. - NOX Rate Summer v3.1, Unit 3806 and retrofits | 630 | 1797 | Rate Constraint in lbs/MMBtu | FALSE | L | Annual | Generation | TWh | 0.38868 | 0.38868 | 0.38834 | 0.38868 | 0.38868 | 0.38868 | 0.38868
IL Fac. Spec. - NOX Rate Summer v3.1, Unit 3806 and retrofits | 630 | 1797 | Rate Constraint in lbs/MMBtu | FALSE | L | Annual | Qualifying Generation | TWh | 0.38868 | 0.38868 | 0.38834 | 0.38868 | 0.38868 | 0.38868 | 0.38868
IL Fac. Spec. - NOX Rate Summer v3.1, Unit 3806 and retrofits | 630 | 1797 | Rate Constraint in lbs/MMBtu | FALSE | L | Annual | Rate | lb/MWh | 0.5827 | 0.5827 | 0.5827 | 0.55764 | 0.55764 | 0.55764 | 0.55764
IL Fac. Spec. - NOX Rate Summer v3.1, Unit 3806 and retrofits | 630 | 1797 | Rate Constraint in lbs/MMBtu | FALSE | L | Annual | Constraint Shadow Price | US2011$/Ton | 0 | 0 | 0 | 0 | 0 | 0 | 0
IL Fac. Spec. - NOX Rate Summer v3.1, Unit 3867 and retrofits | 631 | 1797 | Rate Constraint in lbs/MMBtu | FALSE | L | Annual | Seasons Included | Seasons | Summer | Summer | Summer | Summer | Summer | Summer | Summer
IL Fac. Spec. - NOX Rate Summer v3.1, Unit 3867 and retrofits | 631 | 1797 | Rate Constraint in lbs/MMBtu | FALSE | L | Annual | Standard | lb/MMBtu | 0.25 | 0.25 | 0.25 | 0.25 | 0.25 | 0.25 | 0.25
IL Fac. Spec. - NOX Rate Summer v3.1, Unit 3867 and retrofits | 631 | 1797 | Rate Constraint in lbs/MMBtu | FALSE | L | Annual | Emissions at Affected Plants NOX | Thousand Tons | 0 | 0 | 0 | 0 | 0 | 0 | 0
IL Fac. Spec. - NOX Rate Summer v3.1, Unit 3867 and retrofits | 631 | 1797 | Rate Constraint in lbs/MMBtu | FALSE | L | Annual | Allowances Purchased NOX | Thousand Tons | 0 | 0 | 0 | 0 | 0 | 0 | 0
IL Fac. Spec. - NOX Rate Summer v3.1, Unit 3867 and retrofits | 631 | 1797 | Rate Constraint in lbs/MMBtu | FALSE | L | Annual | Allowances Sold NOX | Thousand Tons | 0 | 0 | 0 | 0 | 0 | 0 | 0
IL Fac. Spec. - NOX Rate Summer v3.1, Unit 3867 and retrofits | 631 | 1797 | Rate Constraint in lbs/MMBtu | FALSE | L | Annual | Allowances Banked | Thousand Tons | 0 | 0 | 0 | 0 | 0 | 0 | 0
IL Fac. Spec. - NOX Rate Summer v3.1, Unit 3867 and retrofits | 631 | 1797 | Rate Constraint in lbs/MMBtu | FALSE | L | Annual | Allowances Withdrawn (1:1) | Thousand Tons | 0 | 0 | 0 | 0 | 0 | 0 | 0
IL Fac. Spec. - NOX Rate Summer v3.1, Unit 3867 and retrofits | 631 | 1797 | Rate Constraint in lbs/MMBtu | FALSE | L | Annual | Allowances Withdrawn (n:1) | Thousand Tons | 0 | 0 | 0 | 0 | 0 | 0 | 0
IL Fac. Spec. - NOX Rate Summer v3.1, Unit 3867 and retrofits | 631 | 1797 | Rate Constraint in lbs/MMBtu | FALSE | L | Annual | Net Emissions Allowance Position | Thousand Tons | 0 | 0 | 0 | 0 | 0 | 0 | 0
IL Fac. Spec. - NOX Rate Summer v3.1, Unit 3867 and retrofits | 631 | 1797 | Rate Constraint in lbs/MMBtu | FALSE | L | Annual | Fuel Consumed | TBtu | 0 | 0 | 0 | 0 | 0 | 0 | 0
IL Fac. Spec. - NOX Rate Summer v3.1, Unit 3867 and retrofits | 631 | 1797 | Rate Constraint in lbs/MMBtu | FALSE | L | Annual | Rate | lb/MMBtu | 0 | 0 | 0 | 0 | 0 | 0 | 0
IL Fac. Spec. - NOX Rate Summer v3.1, Unit 3867 and retrofits | 631 | 1797 | Rate Constraint in lbs/MMBtu | FALSE | L | Annual | Generation | TWh | 0 | 0 | 0 | 0 | 0 | 0 | 0
IL Fac. Spec. - NOX Rate Summer v3.1, Unit 3867 and retrofits | 631 | 1797 | Rate Constraint in lbs/MMBtu | FALSE | L | Annual | Qualifying Generation | TWh | 0 | 0 | 0 | 0 | 0 | 0 | 0
IL Fac. Spec. - NOX Rate Summer v3.1, Unit 3867 and retrofits | 631 | 1797 | Rate Constraint in lbs/MMBtu | FALSE | L | Annual | Rate | lb/MWh | 0 | 0 | 0 | 0 | 0 | 0 | 0
IL Fac. Spec. - NOX Rate Summer v3.1, Unit 3867 and retrofits | 631 | 1797 | Rate Constraint in lbs/MMBtu | FALSE | L | Annual | Constraint Shadow Price | US2011$/Ton | 0 | 0 | 0 | 0 | 0 | 0 | 0
IL Fac. Spec. - NOX Rate Summer v3.1, Unit 3868 and retrofits | 632 | 1797 | Rate Constraint in lbs/MMBtu | FALSE | L | Annual | Seasons Included | Seasons | Summer | Summer | Summer | Summer | Summer | Summer | Summer
IL Fac. Spec. - NOX Rate Summer v3.1, Unit 3868 and retrofits | 632 | 1797 | Rate Constraint in lbs/MMBtu | FALSE | L | Annual | Standard | lb/MMBtu | 0.25 | 0.25 | 0.25 | 0.25 | 0.25 | 0.25 | 0.25
IL Fac. Spec. - NOX Rate Summer v3.1, Unit 3868 and retrofits | 632 | 1797 | Rate Constraint in lbs/MMBtu | FALSE | L | Annual | Emissions at Affected Plants NOX | Thousand Tons | 0 | 0 | 0 | 0 | 0 | 0 | 0
IL Fac. Spec. - NOX Rate Summer v3.1, Unit 3868 and retrofits | 632 | 1797 | Rate Constraint in lbs/MMBtu | FALSE | L | Annual | Allowances Purchased NOX | Thousand Tons | 0 | 0 | 0 | 0 | 0 | 0 | 0
IL Fac. Spec. - NOX Rate Summer v3.1, Unit 3868 and retrofits | 632 | 1797 | Rate Constraint in lbs/MMBtu | FALSE | L | Annual | Allowances Sold NOX | Thousand Tons | 0 | 0 | 0 | 0 | 0 | 0 | 0
IL Fac. Spec. - NOX Rate Summer v3.1, Unit 3868 and retrofits | 632 | 1797 | Rate Constraint in lbs/MMBtu | FALSE | L | Annual | Allowances Banked | Thousand Tons | 0 | 0 | 0 | 0 | 0 | 0 | 0
IL Fac. Spec. - NOX Rate Summer v3.1, Unit 3868 and retrofits | 632 | 1797 | Rate Constraint in lbs/MMBtu | FALSE | L | Annual | Allowances Withdrawn (1:1) | Thousand Tons | 0 | 0 | 0 | 0 | 0 | 0 | 0
IL Fac. Spec. - NOX Rate Summer v3.1, Unit 3868 and retrofits | 632 | 1797 | Rate Constraint in lbs/MMBtu | FALSE | L | Annual | Allowances Withdrawn (n:1) | Thousand Tons | 0 | 0 | 0 | 0 | 0 | 0 | 0
IL Fac. Spec. - NOX Rate Summer v3.1, Unit 3868 and retrofits | 632 | 1797 | Rate Constraint in lbs/MMBtu | FALSE | L | Annual | Net Emissions Allowance Position | Thousand Tons | 0 | 0 | 0 | 0 | 0 | 0 | 0
IL Fac. Spec. - NOX Rate Summer v3.1, Unit 3868 and retrofits | 632 | 1797 | Rate Constraint in lbs/MMBtu | FALSE | L | Annual | Fuel Consumed | TBtu | 0 | 0 | 0 | 0 | 0 | 0 | 0
IL Fac. Spec. - NOX Rate Summer v3.1, Unit 3868 and retrofits | 632 | 1797 | Rate Constraint in lbs/MMBtu | FALSE | L | Annual | Rate | lb/MMBtu | 0 | 0 | 0 | 0 | 0 | 0 | 0
IL Fac. Spec. - NOX Rate Summer v3.1, Unit 3868 and retrofits | 632 | 1797 | Rate Constraint in lbs/MMBtu | FALSE | L | Annual | Generation | TWh | 0 | 0 | 0 | 0 | 0 | 0 | 0
IL Fac. Spec. - NOX Rate Summer v3.1, Unit 3868 and retrofits | 632 | 1797 | Rate Constraint in lbs/MMBtu | FALSE | L | Annual | Qualifying Generation | TWh | 0 | 0 | 0 | 0 | 0 | 0 | 0
IL Fac. Spec. - NOX Rate Summer v3.1, Unit 3868 and retrofits | 632 | 1797 | Rate Constraint in lbs/MMBtu | FALSE | L | Annual | Rate | lb/MWh | 0 | 0 | 0 | 0 | 0 | 0 | 0
IL Fac. Spec. - NOX Rate Summer v3.1, Unit 3868 and retrofits | 632 | 1797 | Rate Constraint in lbs/MMBtu | FALSE | L | Annual | Constraint Shadow Price | US2011$/Ton | 0 | 0 | 0 | 0 | 0 | 0 | 0
IL Fac. Spec. - NOX Rate Summer v3.1, Unit 4183 and retrofits | 633 | 1797 | Rate Constraint in lbs/MMBtu | FALSE | L | Annual | Seasons Included | Seasons | Summer | Summer | Summer | Summer | Summer | Summer | Summer
IL Fac. Spec. - NOX Rate Summer v3.1, Unit 4183 and retrofits | 633 | 1797 | Rate Constraint in lbs/MMBtu | FALSE | L | Annual | Standard | lb/MMBtu | 0.25 | 0.25 | 0.25 | 0.25 | 0.25 | 0.25 | 0.25
IL Fac. Spec. - NOX Rate Summer v3.1, Unit 4183 and retrofits | 633 | 1797 | Rate Constraint in lbs/MMBtu | FALSE | L | Annual | Emissions at Affected Plants NOX | Thousand Tons | 0.16918 | 0.16918 | 0.16903 | 0.1619 | 0.14142 | 0.1619 | 0.1619
IL Fac. Spec. - NOX Rate Summer v3.1, Unit 4183 and retrofits | 633 | 1797 | Rate Constraint in lbs/MMBtu | FALSE | L | Annual | Allowances Purchased NOX | Thousand Tons | 0 | 0 | 0 | 0 | 0 | 0 | 0
IL Fac. Spec. - NOX Rate Summer v3.1, Unit 4183 and retrofits | 633 | 1797 | Rate Constraint in lbs/MMBtu | FALSE | L | Annual | Allowances Sold NOX | Thousand Tons | 0 | 0 | 0 | 0 | 0 | 0 | 0
IL Fac. Spec. - NOX Rate Summer v3.1, Unit 4183 and retrofits | 633 | 1797 | Rate Constraint in lbs/MMBtu | FALSE | L | Annual | Allowances Banked | Thousand Tons | 0 | 0 | 0 | 0 | 0 | 0 | 0
IL Fac. Spec. - NOX Rate Summer v3.1, Unit 4183 and retrofits | 633 | 1797 | Rate Constraint in lbs/MMBtu | FALSE | L | Annual | Allowances Withdrawn (1:1) | Thousand Tons | 0 | 0 | 0 | 0 | 0 | 0 | 0
IL Fac. Spec. - NOX Rate Summer v3.1, Unit 4183 and retrofits | 633 | 1797 | Rate Constraint in lbs/MMBtu | FALSE | L | Annual | Allowances Withdrawn (n:1) | Thousand Tons | 0 | 0 | 0 | 0 | 0 | 0 | 0
IL Fac. Spec. - NOX Rate Summer v3.1, Unit 4183 and retrofits | 633 | 1797 | Rate Constraint in lbs/MMBtu | FALSE | L | Annual | Net Emissions Allowance Position | Thousand Tons | 0.16918 | 0.16918 | 0.16903 | 0.1619 | 0.14142 | 0.1619 | 0.1619
IL Fac. Spec. - NOX Rate Summer v3.1, Unit 4183 and retrofits | 633 | 1797 | Rate Constraint in lbs/MMBtu | FALSE | L | Annual | Fuel Consumed | TBtu | 7.6633 | 7.6633 | 7.6565 | 7.3338 | 6.4061 | 7.3338 | 7.3338
IL Fac. Spec. - NOX Rate Summer v3.1, Unit 4183 and retrofits | 633 | 1797 | Rate Constraint in lbs/MMBtu | FALSE | L | Annual | Rate | lb/MMBtu | 0.044153 | 0.044153 | 0.044153 | 0.044153 | 0.044153 | 0.044153 | 0.044153
IL Fac. Spec. - NOX Rate Summer v3.1, Unit 4183 and retrofits | 633 | 1797 | Rate Constraint in lbs/MMBtu | FALSE | L | Annual | Generation | TWh | 0.65972 | 0.65972 | 0.65913 | 0.65972 | 0.57627 | 0.65972 | 0.65972
IL Fac. Spec. - NOX Rate Summer v3.1, Unit 4183 and retrofits | 633 | 1797 | Rate Constraint in lbs/MMBtu | FALSE | L | Annual | Qualifying Generation | TWh | 0.65972 | 0.65972 | 0.65913 | 0.65972 | 0.57627 | 0.65972 | 0.65972
IL Fac. Spec. - NOX Rate Summer v3.1, Unit 4183 and retrofits | 633 | 1797 | Rate Constraint in lbs/MMBtu | FALSE | L | Annual | Rate | lb/MWh | 0.25644 | 0.25644 | 0.25644 | 0.24541 | 0.24541 | 0.24541 | 0.24541
IL Fac. Spec. - NOX Rate Summer v3.1, Unit 4183 and retrofits | 633 | 1797 | Rate Constraint in lbs/MMBtu | FALSE | L | Annual | Constraint Shadow Price | US2011$/Ton | 0 | 0 | 0 | 0 | 0 | 0 | 0
IL Fac. Spec. - NOX Rate Summer v3.1, Unit 4238 and retrofits | 634 | 1797 | Rate Constraint in lbs/MMBtu | FALSE | L | Annual | Seasons Included | Seasons | Summer | Summer | Summer | Summer | Summer | Summer | Summer
IL Fac. Spec. - NOX Rate Summer v3.1, Unit 4238 and retrofits | 634 | 1797 | Rate Constraint in lbs/MMBtu | FALSE | L | Annual | Standard | lb/MMBtu | 0.25 | 0.25 | 0.25 | 0.25 | 0.25 | 0.25 | 0.25
IL Fac. Spec. - NOX Rate Summer v3.1, Unit 4238 and retrofits | 634 | 1797 | Rate Constraint in lbs/MMBtu | FALSE | L | Annual | Emissions at Affected Plants NOX | Thousand Tons | 0.48505 | 0.42369 | 0.48505 | 0.35003 | 0.35003 | 0.39939 | 0.35003
IL Fac. Spec. - NOX Rate Summer v3.1, Unit 4238 and retrofits | 634 | 1797 | Rate Constraint in lbs/MMBtu | FALSE | L | Annual | Allowances Purchased NOX | Thousand Tons | 0 | 0 | 0 | 0 | 0 | 0 | 0
IL Fac. Spec. - NOX Rate Summer v3.1, Unit 4238 and retrofits | 634 | 1797 | Rate Constraint in lbs/MMBtu | FALSE | L | Annual | Allowances Sold NOX | Thousand Tons | 0 | 0 | 0 | 0 | 0 | 0 | 0
IL Fac. Spec. - NOX Rate Summer v3.1, Unit 4238 and retrofits | 634 | 1797 | Rate Constraint in lbs/MMBtu | FALSE | L | Annual | Allowances Banked | Thousand Tons | 0 | 0 | 0 | 0 | 0 | 0 | 0
IL Fac. Spec. - NOX Rate Summer v3.1, Unit 4238 and retrofits | 634 | 1797 | Rate Constraint in lbs/MMBtu | FALSE | L | Annual | Allowances Withdrawn (1:1) | Thousand Tons | 0 | 0 | 0 | 0 | 0 | 0 | 0
IL Fac. Spec. - NOX Rate Summer v3.1, Unit 4238 and retrofits | 634 | 1797 | Rate Constraint in lbs/MMBtu | FALSE | L | Annual | Allowances Withdrawn (n:1) | Thousand Tons | 0 | 0 | 0 | 0 | 0 | 0 | 0
IL Fac. Spec. - NOX Rate Summer v3.1, Unit 4238 and retrofits | 634 | 1797 | Rate Constraint in lbs/MMBtu | FALSE | L | Annual | Net Emissions Allowance Position | Thousand Tons | 0.48505 | 0.42369 | 0.48505 | 0.35003 | 0.35003 | 0.39939 | 0.35003
IL Fac. Spec. - NOX Rate Summer v3.1, Unit 4238 and retrofits | 634 | 1797 | Rate Constraint in lbs/MMBtu | FALSE | L | Annual | Fuel Consumed | TBtu | 15.5635 | 13.5947 | 15.5635 | 11.2313 | 11.2953 | 12.8851 | 11.2313
IL Fac. Spec. - NOX Rate Summer v3.1, Unit 4238 and retrofits | 634 | 1797 | Rate Constraint in lbs/MMBtu | FALSE | L | Annual | Rate | lb/MMBtu | 0.062332 | 0.062332 | 0.062332 | 0.062332 | 0.061979 | 0.061992 | 0.062332
IL Fac. Spec. - NOX Rate Summer v3.1, Unit 4238 and retrofits | 634 | 1797 | Rate Constraint in lbs/MMBtu | FALSE | L | Annual | Generation | TWh | 1.3453 | 1.1751 | 1.3453 | 0.97081 | 0.97081 | 1.1077 | 0.97081
IL Fac. Spec. - NOX Rate Summer v3.1, Unit 4238 and retrofits | 634 | 1797 | Rate Constraint in lbs/MMBtu | FALSE | L | Annual | Qualifying Generation | TWh | 1.3453 | 1.1751 | 1.3453 | 0.97081 | 0.97081 | 1.1077 | 0.97081
IL Fac. Spec. - NOX Rate Summer v3.1, Unit 4238 and retrofits | 634 | 1797 | Rate Constraint in lbs/MMBtu | FALSE | L | Annual | Rate | lb/MWh | 0.36056 | 0.36056 | 0.36056 | 0.36056 | 0.36056 | 0.36056 | 0.36056
IL Fac. Spec. - NOX Rate Summer v3.1, Unit 4238 and retrofits | 634 | 1797 | Rate Constraint in lbs/MMBtu | FALSE | L | Annual | Constraint Shadow Price | US2011$/Ton | 0 | 0 | 0 | 0 | 0 | 0 | 0
IL Fac. Spec. - NOX Rate Summer v3.1, Unit 4239 and retrofits | 635 | 1797 | Rate Constraint in lbs/MMBtu | FALSE | L | Annual | Seasons Included | Seasons | Summer | Summer | Summer | Summer | Summer | Summer | Summer
IL Fac. Spec. - NOX Rate Summer v3.1, Unit 4239 and retrofits | 635 | 1797 | Rate Constraint in lbs/MMBtu | FALSE | L | Annual | Standard | lb/MMBtu | 0.25 | 0.25 | 0.25 | 0.25 | 0.25 | 0.25 | 0.25
IL Fac. Spec. - NOX Rate Summer v3.1, Unit 4239 and retrofits | 635 | 1797 | Rate Constraint in lbs/MMBtu | FALSE | L | Annual | Emissions at Affected Plants NOX | Thousand Tons | 0.56389 | 0.56389 | 0.56389 | 0.49256 | 0.40693 | 0.49256 | 0.49256
IL Fac. Spec. - NOX Rate Summer v3.1, Unit 4239 and retrofits | 635 | 1797 | Rate Constraint in lbs/MMBtu | FALSE | L | Annual | Allowances Purchased NOX | Thousand Tons | 0 | 0 | 0 | 0 | 0 | 0 | 0
IL Fac. Spec. - NOX Rate Summer v3.1, Unit 4239 and retrofits | 635 | 1797 | Rate Constraint in lbs/MMBtu | FALSE | L | Annual | Allowances Sold NOX | Thousand Tons | 0 | 0 | 0 | 0 | 0 | 0 | 0
IL Fac. Spec. - NOX Rate Summer v3.1, Unit 4239 and retrofits | 635 | 1797 | Rate Constraint in lbs/MMBtu | FALSE | L | Annual | Allowances Banked | Thousand Tons | 0 | 0 | 0 | 0 | 0 | 0 | 0
IL Fac. Spec. - NOX Rate Summer v3.1, Unit 4239 and retrofits | 635 | 1797 | Rate Constraint in lbs/MMBtu | FALSE | L | Annual | Allowances Withdrawn (1:1) | Thousand Tons | 0 | 0 | 0 | 0 | 0 | 0 | 0
IL Fac. Spec. - NOX Rate Summer v3.1, Unit 4239 and retrofits | 635 | 1797 | Rate Constraint in lbs/MMBtu | FALSE | L | Annual | Allowances Withdrawn (n:1) | Thousand Tons | 0 | 0 | 0 | 0 | 0 | 0 | 0
IL Fac. Spec. - NOX Rate Summer v3.1, Unit 4239 and retrofits | 635 | 1797 | Rate Constraint in lbs/MMBtu | FALSE | L | Annual | Net Emissions Allowance Position | Thousand Tons | 0.56389 | 0.56389 | 0.56389 | 0.49256 | 0.40693 | 0.49256 | 0.49256
IL Fac. Spec. - NOX Rate Summer v3.1, Unit 4239 and retrofits | 635 | 1797 | Rate Constraint in lbs/MMBtu | FALSE | L | Annual | Fuel Consumed | TBtu | 18.8702 | 18.8702 | 18.8702 | 16.5475 | 13.6176 | 16.4831 | 16.4831
IL Fac. Spec. - NOX Rate Summer v3.1, Unit 4239 and retrofits | 635 | 1797 | Rate Constraint in lbs/MMBtu | FALSE | L | Annual | Rate | lb/MMBtu | 0.059766 | 0.059766 | 0.059766 | 0.059533 | 0.059766 | 0.059766 | 0.059766
IL Fac. Spec. - NOX Rate Summer v3.1, Unit 4239 and retrofits | 635 | 1797 | Rate Constraint in lbs/MMBtu | FALSE | L | Annual | Generation | TWh | 1.8462 | 1.8462 | 1.8462 | 1.6127 | 1.3323 | 1.6127 | 1.6127
IL Fac. Spec. - NOX Rate Summer v3.1, Unit 4239 and retrofits | 635 | 1797 | Rate Constraint in lbs/MMBtu | FALSE | L | Annual | Qualifying Generation | TWh | 1.8462 | 1.8462 | 1.8462 | 1.6127 | 1.3323 | 1.6127 | 1.6127
IL Fac. Spec. - NOX Rate Summer v3.1, Unit 4239 and retrofits | 635 | 1797 | Rate Constraint in lbs/MMBtu | FALSE | L | Annual | Rate | lb/MWh | 0.30543 | 0.30543 | 0.30543 | 0.30543 | 0.30543 | 0.30543 | 0.30543
IL Fac. Spec. - NOX Rate Summer v3.1, Unit 4239 and retrofits | 635 | 1797 | Rate Constraint in lbs/MMBtu | FALSE | L | Annual | Constraint Shadow Price | US2011$/Ton | 0 | 0 | 0 | 0 | 0 | 0 | 0
IL Fac. Spec. - NOX Rate Summer v3.1, Unit 4240 and retrofits | 636 | 1797 | Rate Constraint in lbs/MMBtu | FALSE | L | Annual | Seasons Included | Seasons | Summer | Summer | Summer | Summer | Summer | Summer | Summer
IL Fac. Spec. - NOX Rate Summer v3.1, Unit 4240 and retrofits | 636 | 1797 | Rate Constraint in lbs/MMBtu | FALSE | L | Annual | Standard | lb/MMBtu | 0.25 | 0.25 | 0.25 | 0.25 | 0.25 | 0.25 | 0.25
IL Fac. Spec. - NOX Rate Summer v3.1, Unit 4240 and retrofits | 636 | 1797 | Rate Constraint in lbs/MMBtu | FALSE | L | Annual | Emissions at Affected Plants NOX | Thousand Tons | 0.54591 | 0.54591 | 0.54591 | 0.47685 | 0.39395 | 0.47685 | 0.47685
IL Fac. Spec. - NOX Rate Summer v3.1, Unit 4240 and retrofits | 636 | 1797 | Rate Constraint in lbs/MMBtu | FALSE | L | Annual | Allowances Purchased NOX | Thousand Tons | 0 | 0 | 0 | 0 | 0 | 0 | 0
IL Fac. Spec. - NOX Rate Summer v3.1, Unit 4240 and retrofits | 636 | 1797 | Rate Constraint in lbs/MMBtu | FALSE | L | Annual | Allowances Sold NOX | Thousand Tons | 0 | 0 | 0 | 0 | 0 | 0 | 0
IL Fac. Spec. - NOX Rate Summer v3.1, Unit 4240 and retrofits | 636 | 1797 | Rate Constraint in lbs/MMBtu | FALSE | L | Annual | Allowances Banked | Thousand Tons | 0 | 0 | 0 | 0 | 0 | 0 | 0
IL Fac. Spec. - NOX Rate Summer v3.1, Unit 4240 and retrofits | 636 | 1797 | Rate Constraint in lbs/MMBtu | FALSE | L | Annual | Allowances Withdrawn (1:1) | Thousand Tons | 0 | 0 | 0 | 0 | 0 | 0 | 0
IL Fac. Spec. - NOX Rate Summer v3.1, Unit 4240 and retrofits | 636 | 1797 | Rate Constraint in lbs/MMBtu | FALSE | L | Annual | Allowances Withdrawn (n:1) | Thousand Tons | 0 | 0 | 0 | 0 | 0 | 0 | 0
IL Fac. Spec. - NOX Rate Summer v3.1, Unit 4240 and retrofits | 636 | 1797 | Rate Constraint in lbs/MMBtu | FALSE | L | Annual | Net Emissions Allowance Position | Thousand Tons | 0.54591 | 0.54591 | 0.54591 | 0.47685 | 0.39395 | 0.47685 | 0.47685
IL Fac. Spec. - NOX Rate Summer v3.1, Unit 4240 and retrofits | 636 | 1797 | Rate Constraint in lbs/MMBtu | FALSE | L | Annual | Fuel Consumed | TBtu | 18.9343 | 18.9343 | 18.9343 | 16.6038 | 13.6639 | 16.5391 | 16.5391
IL Fac. Spec. - NOX Rate Summer v3.1, Unit 4240 and retrofits | 636 | 1797 | Rate Constraint in lbs/MMBtu | FALSE | L | Annual | Rate | lb/MMBtu | 0.057663 | 0.057663 | 0.057663 | 0.057439 | 0.057663 | 0.057663 | 0.057663
IL Fac. Spec. - NOX Rate Summer v3.1, Unit 4240 and retrofits | 636 | 1797 | Rate Constraint in lbs/MMBtu | FALSE | L | Annual | Generation | TWh | 1.862 | 1.862 | 1.862 | 1.6264 | 1.3437 | 1.6264 | 1.6264
IL Fac. Spec. - NOX Rate Summer v3.1, Unit 4240 and retrofits | 636 | 1797 | Rate Constraint in lbs/MMBtu | FALSE | L | Annual | Qualifying Generation | TWh | 1.862 | 1.862 | 1.862 | 1.6264 | 1.3437 | 1.6264 | 1.6264
IL Fac. Spec. - NOX Rate Summer v3.1, Unit 4240 and retrofits | 636 | 1797 | Rate Constraint in lbs/MMBtu | FALSE | L | Annual | Rate | lb/MWh | 0.29319 | 0.29319 | 0.29319 | 0.29319 | 0.29319 | 0.29319 | 0.29319
IL Fac. Spec. - NOX Rate Summer v3.1, Unit 4240 and retrofits | 636 | 1797 | Rate Constraint in lbs/MMBtu | FALSE | L | Annual | Constraint Shadow Price | US2011$/Ton | 0 | 0 | 0 | 0 | 0 | 0 | 0
IL Fac. Spec. - NOX Rate Summer v3.1, Unit 4267 and retrofits | 637 | 1797 | Rate Constraint in lbs/MMBtu | FALSE | L | Annual | Seasons Included | Seasons | Summer | Summer | Summer | Summer | Summer | Summer | Summer
IL Fac. Spec. - NOX Rate Summer v3.1, Unit 4267 and retrofits | 637 | 1797 | Rate Constraint in lbs/MMBtu | FALSE | L | Annual | Standard | lb/MMBtu | 0.25 | 0.25 | 0.25 | 0.25 | 0.25 | 0.25 | 0.25
IL Fac. Spec. - NOX Rate Summer v3.1, Unit 4267 and retrofits | 637 | 1797 | Rate Constraint in lbs/MMBtu | FALSE | L | Annual | Emissions at Affected Plants NOX | Thousand Tons | 0.073873 | 0.073038 | 0.071719 | 0.063013 | 0.063013 | 0.063013 | 0.072139
IL Fac. Spec. - NOX Rate Summer v3.1, Unit 4267 and retrofits | 637 | 1797 | Rate Constraint in lbs/MMBtu | FALSE | L | Annual | Allowances Purchased NOX | Thousand Tons | 0 | 0 | 0 | 0 | 0 | 0 | 0
IL Fac. Spec. - NOX Rate Summer v3.1, Unit 4267 and retrofits | 637 | 1797 | Rate Constraint in lbs/MMBtu | FALSE | L | Annual | Allowances Sold NOX | Thousand Tons | 0 | 0 | 0 | 0 | 0 | 0 | 0
IL Fac. Spec. - NOX Rate Summer v3.1, Unit 4267 and retrofits | 637 | 1797 | Rate Constraint in lbs/MMBtu | FALSE | L | Annual | Allowances Banked | Thousand Tons | 0 | 0 | 0 | 0 | 0 | 0 | 0
IL Fac. Spec. - NOX Rate Summer v3.1, Unit 4267 and retrofits | 637 | 1797 | Rate Constraint in lbs/MMBtu | FALSE | L | Annual | Allowances Withdrawn (1:1) | Thousand Tons | 0 | 0 | 0 | 0 | 0 | 0 | 0
IL Fac. Spec. - NOX Rate Summer v3.1, Unit 4267 and retrofits | 637 | 1797 | Rate Constraint in lbs/MMBtu | FALSE | L | Annual | Allowances Withdrawn (n:1) | Thousand Tons | 0 | 0 | 0 | 0 | 0 | 0 | 0
IL Fac. Spec. - NOX Rate Summer v3.1, Unit 4267 and retrofits | 637 | 1797 | Rate Constraint in lbs/MMBtu | FALSE | L | Annual | Net Emissions Allowance Position | Thousand Tons | 0.073873 | 0.073038 | 0.071719 | 0.063013 | 0.063013 | 0.063013 | 0.072139
IL Fac. Spec. - NOX Rate Summer v3.1, Unit 4267 and retrofits | 637 | 1797 | Rate Constraint in lbs/MMBtu | FALSE | L | Annual | Fuel Consumed | TBtu | 3.027 | 3.0273 | 3.0122 | 2.6466 | 2.6466 | 2.6485 | 3.0298
IL Fac. Spec. - NOX Rate Summer v3.1, Unit 4267 and retrofits | 637 | 1797 | Rate Constraint in lbs/MMBtu | FALSE | L | Annual | Rate | lb/MMBtu | 0.04881 | 0.048253 | 0.047619 | 0.047619 | 0.047619 | 0.047584 | 0.047619
IL Fac. Spec. - NOX Rate Summer v3.1, Unit 4267 and retrofits | 637 | 1797 | Rate Constraint in lbs/MMBtu | FALSE | L | Annual | Generation | TWh | 0.28084 | 0.28106 | 0.27965 | 0.2457 | 0.2457 | 0.2457 | 0.28128
IL Fac. Spec. - NOX Rate Summer v3.1, Unit 4267 and retrofits | 637 | 1797 | Rate Constraint in lbs/MMBtu | FALSE | L | Annual | Qualifying Generation | TWh | 0.28084 | 0.28106 | 0.27965 | 0.2457 | 0.2457 | 0.2457 | 0.28128
IL Fac. Spec. - NOX Rate Summer v3.1, Unit 4267 and retrofits | 637 | 1797 | Rate Constraint in lbs/MMBtu | FALSE | L | Annual | Rate | lb/MWh | 0.26304 | 0.25987 | 0.25646 | 0.25646 | 0.25646 | 0.25646 | 0.25646
IL Fac. Spec. - NOX Rate Summer v3.1, Unit 4267 and retrofits | 637 | 1797 | Rate Constraint in lbs/MMBtu | FALSE | L | Annual | Constraint Shadow Price | US2011$/Ton | 0 | 0 | 0 | 0 | 0 | 0 | 0
IL Fac. Spec. - NOX Rate Summer v3.1, Unit 4268 and retrofits | 638 | 1797 | Rate Constraint in lbs/MMBtu | FALSE | L | Annual | Seasons Included | Seasons | Summer | Summer | Summer | Summer | Summer | Summer | Summer
IL Fac. Spec. - NOX Rate Summer v3.1, Unit 4268 and retrofits | 638 | 1797 | Rate Constraint in lbs/MMBtu | FALSE | L | Annual | Standard | lb/MMBtu | 0.25 | 0.25 | 0.25 | 0.25 | 0.25 | 0.25 | 0.25
IL Fac. Spec. - NOX Rate Summer v3.1, Unit 4268 and retrofits | 638 | 1797 | Rate Constraint in lbs/MMBtu | FALSE | L | Annual | Emissions at Affected Plants NOX | Thousand Tons | 0 | 0 | 0 | 0 | 0 | 0 | 0
IL Fac. Spec. - NOX Rate Summer v3.1, Unit 4268 and retrofits | 638 | 1797 | Rate Constraint in lbs/MMBtu | FALSE | L | Annual | Allowances Purchased NOX | Thousand Tons | 0 | 0 | 0 | 0 | 0 | 0 | 0
IL Fac. Spec. - NOX Rate Summer v3.1, Unit 4268 and retrofits | 638 | 1797 | Rate Constraint in lbs/MMBtu | FALSE | L | Annual | Allowances Sold NOX | Thousand Tons | 0 | 0 | 0 | 0 | 0 | 0 | 0
IL Fac. Spec. - NOX Rate Summer v3.1, Unit 4268 and retrofits | 638 | 1797 | Rate Constraint in lbs/MMBtu | FALSE | L | Annual | Allowances Banked | Thousand Tons | 0 | 0 | 0 | 0 | 0 | 0 | 0
IL Fac. Spec. - NOX Rate Summer v3.1, Unit 4268 and retrofits | 638 | 1797 | Rate Constraint in lbs/MMBtu | FALSE | L | Annual | Allowances Withdrawn (1:1) | Thousand Tons | 0 | 0 | 0 | 0 | 0 | 0 | 0
IL Fac. Spec. - NOX Rate Summer v3.1, Unit 4268 and retrofits | 638 | 1797 | Rate Constraint in lbs/MMBtu | FALSE | L | Annual | Allowances Withdrawn (n:1) | Thousand Tons | 0 | 0 | 0 | 0 | 0 | 0 | 0
IL Fac. Spec. - NOX Rate Summer v3.1, Unit 4268 and retrofits | 638 | 1797 | Rate Constraint in lbs/MMBtu | FALSE | L | Annual | Net Emissions Allowance Position | Thousand Tons | 0 | 0 | 0 | 0 | 0 | 0 | 0
IL Fac. Spec. - NOX Rate Summer v3.1, Unit 4268 and retrofits | 638 | 1797 | Rate Constraint in lbs/MMBtu | FALSE | L | Annual | Fuel Consumed | TBtu | 0 | 0 | 0 | 0 | 0 | 0 | 0
IL Fac. Spec. - NOX Rate Summer v3.1, Unit 4268 and retrofits | 638 | 1797 | Rate Constraint in lbs/MMBtu | FALSE | L | Annual | Rate | lb/MMBtu | 0 | 0 | 0 | 0 | 0 | 0 | 0
IL Fac. Spec. - NOX Rate Summer v3.1, Unit 4268 and retrofits | 638 | 1797 | Rate Constraint in lbs/MMBtu | FALSE | L | Annual | Generation | TWh | 0 | 0 | 0 | 0 | 0 | 0 | 0
IL Fac. Spec. - NOX Rate Summer v3.1, Unit 4268 and retrofits | 638 | 1797 | Rate Constraint in lbs/MMBtu | FALSE | L | Annual | Qualifying Generation | TWh | 0 | 0 | 0 | 0 | 0 | 0 | 0
IL Fac. Spec. - NOX Rate Summer v3.1, Unit 4268 and retrofits | 638 | 1797 | Rate Constraint in lbs/MMBtu | FALSE | L | Annual | Rate | lb/MWh | 0 | 0 | 0 | 0 | 0 | 0 | 0
IL Fac. Spec. - NOX Rate Summer v3.1, Unit 4268 and retrofits | 638 | 1797 | Rate Constraint in lbs/MMBtu | FALSE | L | Annual | Constraint Shadow Price | US2011$/Ton | 0 | 0 | 0 | 0 | 0 | 0 | 0
IL Fac. Spec. - NOX Rate Summer v3.1, Unit 4269 and retrofits | 639 | 1797 | Rate Constraint in lbs/MMBtu | FALSE | L | Annual | Seasons Included | Seasons | Summer | Summer | Summer | Summer | Summer | Summer | Summer
IL Fac. Spec. - NOX Rate Summer v3.1, Unit 4269 and retrofits | 639 | 1797 | Rate Constraint in lbs/MMBtu | FALSE | L | Annual | Standard | lb/MMBtu | 0.25 | 0.25 | 0.25 | 0.25 | 0.25 | 0.25 | 0.25
IL Fac. Spec. - NOX Rate Summer v3.1, Unit 4269 and retrofits | 639 | 1797 | Rate Constraint in lbs/MMBtu | FALSE | L | Annual | Emissions at Affected Plants NOX | Thousand Tons | 0 | 0 | 0 | 0 | 0 | 0 | 0
IL Fac. Spec. - NOX Rate Summer v3.1, Unit 4269 and retrofits | 639 | 1797 | Rate Constraint in lbs/MMBtu | FALSE | L | Annual | Allowances Purchased NOX | Thousand Tons | 0 | 0 | 0 | 0 | 0 | 0 | 0
IL Fac. Spec. - NOX Rate Summer v3.1, Unit 4269 and retrofits | 639 | 1797 | Rate Constraint in lbs/MMBtu | FALSE | L | Annual | Allowances Sold NOX | Thousand Tons | 0 | 0 | 0 | 0 | 0 | 0 | 0
IL Fac. Spec. - NOX Rate Summer v3.1, Unit 4269 and retrofits | 639 | 1797 | Rate Constraint in lbs/MMBtu | FALSE | L | Annual | Allowances Banked | Thousand Tons | 0 | 0 | 0 | 0 | 0 | 0 | 0
IL Fac. Spec. - NOX Rate Summer v3.1, Unit 4269 and retrofits | 639 | 1797 | Rate Constraint in lbs/MMBtu | FALSE | L | Annual | Allowances Withdrawn (1:1) | Thousand Tons | 0 | 0 | 0 | 0 | 0 | 0 | 0
IL Fac. Spec. - NOX Rate Summer v3.1, Unit 4269 and retrofits | 639 | 1797 | Rate Constraint in lbs/MMBtu | FALSE | L | Annual | Allowances Withdrawn (n:1) | Thousand Tons | 0 | 0 | 0 | 0 | 0 | 0 | 0
IL Fac. Spec. - NOX Rate Summer v3.1, Unit 4269 and retrofits | 639 | 1797 | Rate Constraint in lbs/MMBtu | FALSE | L | Annual | Net Emissions Allowance Position | Thousand Tons | 0 | 0 | 0 | 0 | 0 | 0 | 0
IL Fac. Spec. - NOX Rate Summer v3.1, Unit 4269 and retrofits | 639 | 1797 | Rate Constraint in lbs/MMBtu | FALSE | L | Annual | Fuel Consumed | TBtu | 0 | 0 | 0 | 0 | 0 | 0 | 0
IL Fac. Spec. - NOX Rate Summer v3.1, Unit 4269 and retrofits | 639 | 1797 | Rate Constraint in lbs/MMBtu | FALSE | L | Annual | Rate | lb/MMBtu | 0 | 0 | 0 | 0 | 0 | 0 | 0
IL Fac. Spec. - NOX Rate Summer v3.1, Unit 4269 and retrofits | 639 | 1797 | Rate Constraint in lbs/MMBtu | FALSE | L | Annual | Generation | TWh | 0 | 0 | 0 | 0 | 0 | 0 | 0
IL Fac. Spec. - NOX Rate Summer v3.1, Unit 4269 and retrofits | 639 | 1797 | Rate Constraint in lbs/MMBtu | FALSE | L | Annual | Qualifying Generation | TWh | 0 | 0 | 0 | 0 | 0 | 0 | 0
IL Fac. Spec. - NOX Rate Summer v3.1, Unit 4269 and retrofits | 639 | 1797 | Rate Constraint in lbs/MMBtu | FALSE | L | Annual | Rate | lb/MWh | 0 | 0 | 0 | 0 | 0 | 0 | 0
IL Fac. Spec. - NOX Rate Summer v3.1, Unit 4269 and retrofits | 639 | 1797 | Rate Constraint in lbs/MMBtu | FALSE | L | Annual | Constraint Shadow Price | US2011$/Ton | 0 | 0 | 0 | 0 | 0 | 0 | 0
IL Fac. Spec. - NOX Rate Summer v3.1, Unit 4270 and retrofits | 640 | 1797 | Rate Constraint in lbs/MMBtu | FALSE | L | Annual | Seasons Included | Seasons | Summer | Summer | Summer | Summer | Summer | Summer | Summer
IL Fac. Spec. - NOX Rate Summer v3.1, Unit 4270 and retrofits | 640 | 1797 | Rate Constraint in lbs/MMBtu | FALSE | L | Annual | Standard | lb/MMBtu | 0.25 | 0.25 | 0.25 | 0.25 | 0.25 | 0.25 | 0.25
IL Fac. Spec. - NOX Rate Summer v3.1, Unit 4270 and retrofits | 640 | 1797 | Rate Constraint in lbs/MMBtu | FALSE | L | Annual | Emissions at Affected Plants NOX | Thousand Tons | 0 | 0 | 0 | 0 | 0 | 0 | 0
IL Fac. Spec. - NOX Rate Summer v3.1, Unit 4270 and retrofits | 640 | 1797 | Rate Constraint in lbs/MMBtu | FALSE | L | Annual | Allowances Purchased NOX | Thousand Tons | 0 | 0 | 0 | 0 | 0 | 0 | 0
IL Fac. Spec. - NOX Rate Summer v3.1, Unit 4270 and retrofits | 640 | 1797 | Rate Constraint in lbs/MMBtu | FALSE | L | Annual | Allowances Sold NOX | Thousand Tons | 0 | 0 | 0 | 0 | 0 | 0 | 0
IL Fac. Spec. - NOX Rate Summer v3.1, Unit 4270 and retrofits | 640 | 1797 | Rate Constraint in lbs/MMBtu | FALSE | L | Annual | Allowances Banked | Thousand Tons | 0 | 0 | 0 | 0 | 0 | 0 | 0
IL Fac. Spec. - NOX Rate Summer v3.1, Unit 4270 and retrofits | 640 | 1797 | Rate Constraint in lbs/MMBtu | FALSE | L | Annual | Allowances Withdrawn (1:1) | Thousand Tons | 0 | 0 | 0 | 0 | 0 | 0 | 0
IL Fac. Spec. - NOX Rate Summer v3.1, Unit 4270 and retrofits | 640 | 1797 | Rate Constraint in lbs/MMBtu | FALSE | L | Annual | Allowances Withdrawn (n:1) | Thousand Tons | 0 | 0 | 0 | 0 | 0 | 0 | 0
IL Fac. Spec. - NOX Rate Summer v3.1, Unit 4270 and retrofits | 640 | 1797 | Rate Constraint in lbs/MMBtu | FALSE | L | Annual | Net Emissions Allowance Position | Thousand Tons | 0 | 0 | 0 | 0 | 0 | 0 | 0
IL Fac. Spec. - NOX Rate Summer v3.1, Unit 4270 and retrofits | 640 | 1797 | Rate Constraint in lbs/MMBtu | FALSE | L | Annual | Fuel Consumed | TBtu | 0 | 0 | 0 | 0 | 0 | 0 | 0
IL Fac. Spec. - NOX Rate Summer v3.1, Unit 4270 and retrofits | 640 | 1797 | Rate Constraint in lbs/MMBtu | FALSE | L | Annual | Rate | lb/MMBtu | 0 | 0 | 0 | 0 | 0 | 0 | 0
IL Fac. Spec. - NOX Rate Summer v3.1, Unit 4270 and retrofits | 640 | 1797 | Rate Constraint in lbs/MMBtu | FALSE | L | Annual | Generation | TWh | 0 | 0 | 0 | 0 | 0 | 0 | 0
IL Fac. Spec. - NOX Rate Summer v3.1, Unit 4270 and retrofits | 640 | 1797 | Rate Constraint in lbs/MMBtu | FALSE | L | Annual | Qualifying Generation | TWh | 0 | 0 | 0 | 0 | 0 | 0 | 0
IL Fac. Spec. - NOX Rate Summer v3.1, Unit 4270 and retrofits | 640 | 1797 | Rate Constraint in lbs/MMBtu | FALSE | L | Annual | Rate | lb/MWh | 0 | 0 | 0 | 0 | 0 | 0 | 0
IL Fac. Spec. - NOX Rate Summer v3.1, Unit 4270 and retrofits | 640 | 1797 | Rate Constraint in lbs/MMBtu | FALSE | L | Annual | Constraint Shadow Price | US2011$/Ton | 0 | 0 | 0 | 0 | 0 | 0 | 0
IL Fac. Spec. - NOX Rate Summer v3.1, Unit 4277 and retrofits | 641 | 1797 | Rate Constraint in lbs/MMBtu | FALSE | L | Annual | Seasons Included | Seasons | Summer | Summer | Summer | Summer | Summer | Summer | Summer
IL Fac. Spec. - NOX Rate Summer v3.1, Unit 4277 and retrofits | 641 | 1797 | Rate Constraint in lbs/MMBtu | FALSE | L | Annual | Standard | lb/MMBtu | 0.25 | 0.25 | 0.25 | 0.25 | 0.25 | 0.25 | 0.25
IL Fac. Spec. - NOX Rate Summer v3.1, Unit 4277 and retrofits | 641 | 1797 | Rate Constraint in lbs/MMBtu | FALSE | L | Annual | Emissions at Affected Plants NOX | Thousand Tons | 0.68227 | 0.68227 | 0.68227 | 0.59596 | 0.59596 | 0.59596 | 0.68227
IL Fac. Spec. - NOX Rate Summer v3.1, Unit 4277 and retrofits | 641 | 1797 | Rate Constraint in lbs/MMBtu | FALSE | L | Annual | Allowances Purchased NOX | Thousand Tons | 0 | 0 | 0 | 0 | 0 | 0 | 0
IL Fac. Spec. - NOX Rate Summer v3.1, Unit 4277 and retrofits | 641 | 1797 | Rate Constraint in lbs/MMBtu | FALSE | L | Annual | Allowances Sold NOX | Thousand Tons | 0 | 0 | 0 | 0 | 0 | 0 | 0
IL Fac. Spec. - NOX Rate Summer v3.1, Unit 4277 and retrofits | 641 | 1797 | Rate Constraint in lbs/MMBtu | FALSE | L | Annual | Allowances Banked | Thousand Tons | 0 | 0 | 0 | 0 | 0 | 0 | 0
IL Fac. Spec. - NOX Rate Summer v3.1, Unit 4277 and retrofits | 641 | 1797 | Rate Constraint in lbs/MMBtu | FALSE | L | Annual | Allowances Withdrawn (1:1) | Thousand Tons | 0 | 0 | 0 | 0 | 0 | 0 | 0
IL Fac. Spec. - NOX Rate Summer v3.1, Unit 4277 and retrofits | 641 | 1797 | Rate Constraint in lbs/MMBtu | FALSE | L | Annual | Allowances Withdrawn (n:1) | Thousand Tons | 0 | 0 | 0 | 0 | 0 | 0 | 0
IL Fac. Spec. - NOX Rate Summer v3.1, Unit 4277 and retrofits | 641 | 1797 | Rate Constraint in lbs/MMBtu | FALSE | L | Annual | Net Emissions Allowance Position | Thousand Tons | 0.68227 | 0.68227 | 0.68227 | 0.59596 | 0.59596 | 0.59596 | 0.68227
IL Fac. Spec. - NOX Rate Summer v3.1, Unit 4277 and retrofits | 641 | 1797 | Rate Constraint in lbs/MMBtu | FALSE | L | Annual | Fuel Consumed | TBtu | 10.9855 | 10.9855 | 10.9855 | 9.6122 | 9.5959 | 9.6122 | 10.9855
IL Fac. Spec. - NOX Rate Summer v3.1, Unit 4277 and retrofits | 641 | 1797 | Rate Constraint in lbs/MMBtu | FALSE | L | Annual | Rate | lb/MMBtu | 0.12421 | 0.12421 | 0.12421 | 0.124 | 0.12421 | 0.124 | 0.12421
IL Fac. Spec. - NOX Rate Summer v3.1, Unit 4277 and retrofits | 641 | 1797 | Rate Constraint in lbs/MMBtu | FALSE | L | Annual | Generation | TWh | 1.0575 | 1.0575 | 1.0575 | 0.92374 | 0.92374 | 0.92374 | 1.0575
IL Fac. Spec. - NOX Rate Summer v3.1, Unit 4277 and retrofits | 641 | 1797 | Rate Constraint in lbs/MMBtu | FALSE | L | Annual | Qualifying Generation | TWh | 1.0575 | 1.0575 | 1.0575 | 0.92374 | 0.92374 | 0.92374 | 1.0575
IL Fac. Spec. - NOX Rate Summer v3.1, Unit 4277 and retrofits | 641 | 1797 | Rate Constraint in lbs/MMBtu | FALSE | L | Annual | Rate | lb/MWh | 0.64516 | 0.64516 | 0.64516 | 0.64516 | 0.64516 | 0.64516 | 0.64516
IL Fac. Spec. - NOX Rate Summer v3.1, Unit 4277 and retrofits | 641 | 1797 | Rate Constraint in lbs/MMBtu | FALSE | L | Annual | Constraint Shadow Price | US2011$/Ton | 0 | 0 | 0 | 0 | 0 | 0 | 0
IL Fac. Spec. - NOX Rate Summer v3.1, Unit 4278 and retrofits | 642 | 1797 | Rate Constraint in lbs/MMBtu | FALSE | L | Annual | Seasons Included | Seasons | Summer | Summer | Summer | Summer | Summer | Summer | Summer
IL Fac. Spec. - NOX Rate Summer v3.1, Unit 4278 and retrofits | 642 | 1797 | Rate Constraint in lbs/MMBtu | FALSE | L | Annual | Standard | lb/MMBtu | 0.25 | 0.25 | 0.25 | 0.25 | 0.25 | 0.25 | 0.25
IL Fac. Spec. - NOX Rate Summer v3.1, Unit 4278 and retrofits | 642 | 1797 | Rate Constraint in lbs/MMBtu | FALSE | L | Annual | Emissions at Affected Plants NOX | Thousand Tons | 0.69816 | 0.69816 | 0.69816 | 0.60984 | 0.59321 | 0.60984 | 0.60984
IL Fac. Spec. - NOX Rate Summer v3.1, Unit 4278 and retrofits | 642 | 1797 | Rate Constraint in lbs/MMBtu | FALSE | L | Annual | Allowances Purchased NOX | Thousand Tons | 0 | 0 | 0 | 0 | 0 | 0 | 0
IL Fac. Spec. - NOX Rate Summer v3.1, Unit 4278 and retrofits | 642 | 1797 | Rate Constraint in lbs/MMBtu | FALSE | L | Annual | Allowances Sold NOX | Thousand Tons | 0 | 0 | 0 | 0 | 0 | 0 | 0
IL Fac. Spec. - NOX Rate Summer v3.1, Unit 4278 and retrofits | 642 | 1797 | Rate Constraint in lbs/MMBtu | FALSE | L | Annual | Allowances Banked | Thousand Tons | 0 | 0 | 0 | 0 | 0 | 0 | 0
IL Fac. Spec. - NOX Rate Summer v3.1, Unit 4278 and retrofits | 642 | 1797 | Rate Constraint in lbs/MMBtu | FALSE | L | Annual | Allowances Withdrawn (1:1) | Thousand Tons | 0 | 0 | 0 | 0 | 0 | 0 | 0
IL Fac. Spec. - NOX Rate Summer v3.1, Unit 4278 and retrofits | 642 | 1797 | Rate Constraint in lbs/MMBtu | FALSE | L | Annual | Allowances Withdrawn (n:1) | Thousand Tons | 0 | 0 | 0 | 0 | 0 | 0 | 0
IL Fac. Spec. - NOX Rate Summer v3.1, Unit 4278 and retrofits | 642 | 1797 | Rate Constraint in lbs/MMBtu | FALSE | L | Annual | Net Emissions Allowance Position | Thousand Tons | 0.69816 | 0.69816 | 0.69816 | 0.60984 | 0.59321 | 0.60984 | 0.60984
IL Fac. Spec. - NOX Rate Summer v3.1, Unit 4278 and retrofits | 642 | 1797 | Rate Constraint in lbs/MMBtu | FALSE | L | Annual | Fuel Consumed | TBtu | 12.4143 | 12.4143 | 12.4143 | 10.8624 | 10.5524 | 10.8439 | 10.8439
IL Fac. Spec. - NOX Rate Summer v3.1, Unit 4278 and retrofits | 642 | 1797 | Rate Constraint in lbs/MMBtu | FALSE | L | Annual | Rate | lb/MMBtu | 0.11248 | 0.11248 | 0.11248 | 0.11228 | 0.11243 | 0.11248 | 0.11248
IL Fac. Spec. - NOX Rate Summer v3.1, Unit 4278 and retrofits | 642 | 1797 | Rate Constraint in lbs/MMBtu | FALSE | L | Annual | Generation | TWh | 1.1639 | 1.1639 | 1.1639 | 1.0167 | 0.98896 | 1.0167 | 1.0167
IL Fac. Spec. - NOX Rate Summer v3.1, Unit 4278 and retrofits | 642 | 1797 | Rate Constraint in lbs/MMBtu | FALSE | L | Annual | Qualifying Generation | TWh | 1.1639 | 1.1639 | 1.1639 | 1.0167 | 0.98896 | 1.0167 | 1.0167
IL Fac. Spec. - NOX Rate Summer v3.1, Unit 4278 and retrofits | 642 | 1797 | Rate Constraint in lbs/MMBtu | FALSE | L | Annual | Rate | lb/MWh | 0.59983 | 0.59983 | 0.59983 | 0.59983 | 0.59983 | 0.59983 | 0.59983
IL Fac. Spec. - NOX Rate Summer v3.1, Unit 4278 and retrofits | 642 | 1797 | Rate Constraint in lbs/MMBtu | FALSE | L | Annual | Constraint Shadow Price | US2011$/Ton | 0 | 0 | 0 | 0 | 0 | 0 | 0
IL Fac. Spec. - NOX Rate Summer v3.1, Unit 4279 and retrofits | 643 | 1797 | Rate Constraint in lbs/MMBtu | FALSE | L | Annual | Seasons Included | Seasons | Summer | Summer | Summer | Summer | Summer | Summer | Summer
IL Fac. Spec. - NOX Rate Summer v3.1, Unit 4279 and retrofits | 643 | 1797 | Rate Constraint in lbs/MMBtu | FALSE | L | Annual | Standard | lb/MMBtu | 0.25 | 0.25 | 0.25 | 0.25 | 0.25 | 0.25 | 0.25
IL Fac. Spec. - NOX Rate Summer v3.1, Unit 4279 and retrofits | 643 | 1797 | Rate Constraint in lbs/MMBtu | FALSE | L | Annual | Emissions at Affected Plants NOX | Thousand Tons | 0.0014934 | 0.0014934 | 0.0014934 | 0.0013045 | 0.0010777 | 0.0013045 | 0.0014934
IL Fac. Spec. - NOX Rate Summer v3.1, Unit 4279 and retrofits | 643 | 1797 | Rate Constraint in lbs/MMBtu | FALSE | L | Annual | Allowances Purchased NOX | Thousand Tons | 0 | 0 | 0 | 0 | 0 | 0 | 0
IL Fac. Spec. - NOX Rate Summer v3.1, Unit 4279 and retrofits | 643 | 1797 | Rate Constraint in lbs/MMBtu | FALSE | L | Annual | Allowances Sold NOX | Thousand Tons | 0 | 0 | 0 | 0 | 0 | 0 | 0
IL Fac. Spec. - NOX Rate Summer v3.1, Unit 4279 and retrofits | 643 | 1797 | Rate Constraint in lbs/MMBtu | FALSE | L | Annual | Allowances Banked | Thousand Tons | 0 | 0 | 0 | 0 | 0 | 0 | 0
IL Fac. Spec. - NOX Rate Summer v3.1, Unit 4279 and retrofits | 643 | 1797 | Rate Constraint in lbs/MMBtu | FALSE | L | Annual | Allowances Withdrawn (1:1) | Thousand Tons | 0 | 0 | 0 | 0 | 0 | 0 | 0
IL Fac. Spec. - NOX Rate Summer v3.1, Unit 4279 and retrofits | 643 | 1797 | Rate Constraint in lbs/MMBtu | FALSE | L | Annual | Allowances Withdrawn (n:1) | Thousand Tons | 0 | 0 | 0 | 0 | 0 | 0 | 0
IL Fac. Spec. - NOX Rate Summer v3.1, Unit 4279 and retrofits | 643 | 1797 | Rate Constraint in lbs/MMBtu | FALSE | L | Annual | Net Emissions Allowance Position | Thousand Tons | 0.0014934 | 0.0014934 | 0.0014934 | 0.0013045 | 0.0010777 | 0.0013045 | 0.0014934
IL Fac. Spec. - NOX Rate Summer v3.1, Unit 4279 and retrofits | 643 | 1797 | Rate Constraint in lbs/MMBtu | FALSE | L | Annual | Fuel Consumed | TBtu | 0.032385 | 0.032385 | 0.032385 | 0.028398 | 0.02337 | 0.028288 | 0.032385
IL Fac. Spec. - NOX Rate Summer v3.1, Unit 4279 and retrofits | 643 | 1797 | Rate Constraint in lbs/MMBtu | FALSE | L | Annual | Rate | lb/MMBtu | 0.09223 | 0.09223 | 0.09223 | 0.091871 | 0.09223 | 0.09223 | 0.09223
IL Fac. Spec. - NOX Rate Summer v3.1, Unit 4279 and retrofits | 643 | 1797 | Rate Constraint in lbs/MMBtu | FALSE | L | Annual | Generation | TWh | 0.0032061 | 0.0032061 | 0.0032061 | 0.0028005 | 0.0023137 | 0.0028005 | 0.0032061
IL Fac. Spec. - NOX Rate Summer v3.1, Unit 4279 and retrofits | 643 | 1797 | Rate Constraint in lbs/MMBtu | FALSE | L | Annual | Qualifying Generation | TWh | 0.0032061 | 0.0032061 | 0.0032061 | 0.0028005 | 0.0023137 | 0.0028005 | 0.0032061
IL Fac. Spec. - NOX Rate Summer v3.1, Unit 4279 and retrofits | 643 | 1797 | Rate Constraint in lbs/MMBtu | FALSE | L | Annual | Rate | lb/MWh | 0.46581 | 0.46581 | 0.46581 | 0.46581 | 0.46581 | 0.46581 | 0.46581
IL Fac. Spec. - NOX Rate Summer v3.1, Unit 4279 and retrofits | 643 | 1797 | Rate Constraint in lbs/MMBtu | FALSE | L | Annual | Constraint Shadow Price | US2011$/Ton | 0 | 0 | 0 | 0 | 0 | 0 | 0
IL Fac. Spec. - NOX Rate Summer v3.1, Unit 4293 and retrofits | 644 | 1797 | Rate Constraint in lbs/MMBtu | FALSE | L | Annual | Seasons Included | Seasons | Summer | Summer | Summer | Summer | Summer | Summer | Summer
IL Fac. Spec. - NOX Rate Summer v3.1, Unit 4293 and retrofits | 644 | 1797 | Rate Constraint in lbs/MMBtu | FALSE | L | Annual | Standard | lb/MMBtu | 0.25 | 0.25 | 0.25 | 0.25 | 0.25 | 0.25 | 0.25
IL Fac. Spec. - NOX Rate Summer v3.1, Unit 4293 and retrofits | 644 | 1797 | Rate Constraint in lbs/MMBtu | FALSE | L | Annual | Emissions at Affected Plants NOX | Thousand Tons | 0 | 0 | 0 | 0 | 0 | 0 | 0
IL Fac. Spec. - NOX Rate Summer v3.1, Unit 4293 and retrofits | 644 | 1797 | Rate Constraint in lbs/MMBtu | FALSE | L | Annual | Allowances Purchased NOX | Thousand Tons | 0 | 0 | 0 | 0 | 0 | 0 | 0
IL Fac. Spec. - NOX Rate Summer v3.1, Unit 4293 and retrofits | 644 | 1797 | Rate Constraint in lbs/MMBtu | FALSE | L | Annual | Allowances Sold NOX | Thousand Tons | 0 | 0 | 0 | 0 | 0 | 0 | 0
IL Fac. Spec. - NOX Rate Summer v3.1, Unit 4293 and retrofits | 644 | 1797 | Rate Constraint in lbs/MMBtu | FALSE | L | Annual | Allowances Banked | Thousand Tons | 0 | 0 | 0 | 0 | 0 | 0 | 0
IL Fac. Spec. - NOX Rate Summer v3.1, Unit 4293 and retrofits | 644 | 1797 | Rate Constraint in lbs/MMBtu | FALSE | L | Annual | Allowances Withdrawn (1:1) | Thousand Tons | 0 | 0 | 0 | 0 | 0 | 0 | 0
IL Fac. Spec. - NOX Rate Summer v3.1, Unit 4293 and retrofits | 644 | 1797 | Rate Constraint in lbs/MMBtu | FALSE | L | Annual | Allowances Withdrawn (n:1) | Thousand Tons | 0 | 0 | 0 | 0 | 0 | 0 | 0
IL Fac. Spec. - NOX Rate Summer v3.1, Unit 4293 and retrofits | 644 | 1797 | Rate Constraint in lbs/MMBtu | FALSE | L | Annual | Net Emissions Allowance Position | Thousand Tons | 0 | 0 | 0 | 0 | 0 | 0 | 0
IL Fac. Spec. - NOX Rate Summer v3.1, Unit 4293 and retrofits | 644 | 1797 | Rate Constraint in lbs/MMBtu | FALSE | L | Annual | Fuel Consumed | TBtu | 0 | 0 | 0 | 0 | 0 | 0 | 0
IL Fac. Spec. - NOX Rate Summer v3.1, Unit 4293 and retrofits | 644 | 1797 | Rate Constraint in lbs/MMBtu | FALSE | L | Annual | Rate | lb/MMBtu | 0 | 0 | 0 | 0 | 0 | 0 | 0
IL Fac. Spec. - NOX Rate Summer v3.1, Unit 4293 and retrofits | 644 | 1797 | Rate Constraint in lbs/MMBtu | FALSE | L | Annual | Generation | TWh | 0 | 0 | 0 | 0 | 0 | 0 | 0
IL Fac. Spec. - NOX Rate Summer v3.1, Unit 4293 and retrofits | 644 | 1797 | Rate Constraint in lbs/MMBtu | FALSE | L | Annual | Qualifying Generation | TWh | 0 | 0 | 0 | 0 | 0 | 0 | 0
IL Fac. Spec. - NOX Rate Summer v3.1, Unit 4293 and retrofits | 644 | 1797 | Rate Constraint in lbs/MMBtu | FALSE | L | Annual | Rate | lb/MWh | 0 | 0 | 0 | 0 | 0 | 0 | 0
IL Fac. Spec. - NOX Rate Summer v3.1, Unit 4293 and retrofits | 644 | 1797 | Rate Constraint in lbs/MMBtu | FALSE | L | Annual | Constraint Shadow Price | US2011$/Ton | 0 | 0 | 0 | 0 | 0 | 0 | 0
IL Fac. Spec. - NOX Rate Summer v3.1, Unit 4298 and retrofits | 645 | 1797 | Rate Constraint in lbs/MMBtu | FALSE | L | Annual | Seasons Included | Seasons | Summer | Summer | Summer | Summer | Summer | Summer | Summer
IL Fac. Spec. - NOX Rate Summer v3.1, Unit 4298 and retrofits | 645 | 1797 | Rate Constraint in lbs/MMBtu | FALSE | L | Annual | Standard | lb/MMBtu | 0.25 | 0.25 | 0.25 | 0.25 | 0.25 | 0.25 | 0.25
IL Fac. Spec. - NOX Rate Summer v3.1, Unit 4298 and retrofits | 645 | 1797 | Rate Constraint in lbs/MMBtu | FALSE | L | Annual | Emissions at Affected Plants NOX | Thousand Tons | 0 | 0 | 0 | 0 | 0 | 0 | 0
IL Fac. Spec. - NOX Rate Summer v3.1, Unit 4298 and retrofits | 645 | 1797 | Rate Constraint in lbs/MMBtu | FALSE | L | Annual | Allowances Purchased NOX | Thousand Tons | 0 | 0 | 0 | 0 | 0 | 0 | 0
IL Fac. Spec. - NOX Rate Summer v3.1, Unit 4298 and retrofits | 645 | 1797 | Rate Constraint in lbs/MMBtu | FALSE | L | Annual | Allowances Sold NOX | Thousand Tons | 0 | 0 | 0 | 0 | 0 | 0 | 0
IL Fac. Spec. - NOX Rate Summer v3.1, Unit 4298 and retrofits | 645 | 1797 | Rate Constraint in lbs/MMBtu | FALSE | L | Annual | Allowances Banked | Thousand Tons | 0 | 0 | 0 | 0 | 0 | 0 | 0
IL Fac. Spec. - NOX Rate Summer v3.1, Unit 4298 and retrofits | 645 | 1797 | Rate Constraint in lbs/MMBtu | FALSE | L | Annual | Allowances Withdrawn (1:1) | Thousand Tons | 0 | 0 | 0 | 0 | 0 | 0 | 0
IL Fac. Spec. - NOX Rate Summer v3.1, Unit 4298 and retrofits | 645 | 1797 | Rate Constraint in lbs/MMBtu | FALSE | L | Annual | Allowances Withdrawn (n:1) | Thousand Tons | 0 | 0 | 0 | 0 | 0 | 0 | 0
IL Fac. Spec. - NOX Rate Summer v3.1, Unit 4298 and retrofits | 645 | 1797 | Rate Constraint in lbs/MMBtu | FALSE | L | Annual | Net Emissions Allowance Position | Thousand Tons | 0 | 0 | 0 | 0 | 0 | 0 | 0
IL Fac. Spec. - NOX Rate Summer v3.1, Unit 4298 and retrofits | 645 | 1797 | Rate Constraint in lbs/MMBtu | FALSE | L | Annual | Fuel Consumed | TBtu | 0 | 0 | 0 | 0 | 0 | 0 | 0
IL Fac. Spec. - NOX Rate Summer v3.1, Unit 4298 and retrofits | 645 | 1797 | Rate Constraint in lbs/MMBtu | FALSE | L | Annual | Rate | lb/MMBtu | 0 | 0 | 0 | 0 | 0 | 0 | 0
IL Fac. Spec. - NOX Rate Summer v3.1, Unit 4298 and retrofits | 645 | 1797 | Rate Constraint in lbs/MMBtu | FALSE | L | Annual | Generation | TWh | 0 | 0 | 0 | 0 | 0 | 0 | 0
IL Fac. Spec. - NOX Rate Summer v3.1, Unit 4298 and retrofits | 645 | 1797 | Rate Constraint in lbs/MMBtu | FALSE | L | Annual | Qualifying Generation | TWh | 0 | 0 | 0 | 0 | 0 | 0 | 0
IL Fac. Spec. - NOX Rate Summer v3.1, Unit 4298 and retrofits | 645 | 1797 | Rate Constraint in lbs/MMBtu | FALSE | L | Annual | Rate | lb/MWh | 0 | 0 | 0 | 0 | 0 | 0 | 0
IL Fac. Spec. - NOX Rate Summer v3.1, Unit 4298 and retrofits | 645 | 1797 | Rate Constraint in lbs/MMBtu | FALSE | L | Annual | Constraint Shadow Price | US2011$/Ton | 0 | 0 | 0 | 0 | 0 | 0 | 0
IL Fac. Spec. - NOX Rate Summer v3.1, Unit 4299 and retrofits | 646 | 1797 | Rate Constraint in lbs/MMBtu | FALSE | L | Annual | Seasons Included | Seasons | Summer | Summer | Summer | Summer | Summer | Summer | Summer
IL Fac. Spec. - NOX Rate Summer v3.1, Unit 4299 and retrofits | 646 | 1797 | Rate Constraint in lbs/MMBtu | FALSE | L | Annual | Standard | lb/MMBtu | 0.25 | 0.25 | 0.25 | 0.25 | 0.25 | 0.25 | 0.25
IL Fac. Spec. - NOX Rate Summer v3.1, Unit 4299 and retrofits | 646 | 1797 | Rate Constraint in lbs/MMBtu | FALSE | L | Annual | Emissions at Affected Plants NOX | Thousand Tons | 0 | 0 | 0 | 0 | 0 | 0 | 0
IL Fac. Spec. - NOX Rate Summer v3.1, Unit 4299 and retrofits | 646 | 1797 | Rate Constraint in lbs/MMBtu | FALSE | L | Annual | Allowances Purchased NOX | Thousand Tons | 0 | 0 | 0 | 0 | 0 | 0 | 0
IL Fac. Spec. - NOX Rate Summer v3.1, Unit 4299 and retrofits | 646 | 1797 | Rate Constraint in lbs/MMBtu | FALSE | L | Annual | Allowances Sold NOX | Thousand Tons | 0 | 0 | 0 | 0 | 0 | 0 | 0
IL Fac. Spec. - NOX Rate Summer v3.1, Unit 4299 and retrofits | 646 | 1797 | Rate Constraint in lbs/MMBtu | FALSE | L | Annual | Allowances Banked | Thousand Tons | 0 | 0 | 0 | 0 | 0 | 0 | 0
IL Fac. Spec. - NOX Rate Summer v3.1, Unit 4299 and retrofits | 646 | 1797 | Rate Constraint in lbs/MMBtu | FALSE | L | Annual | Allowances Withdrawn (1:1) | Thousand Tons | 0 | 0 | 0 | 0 | 0 | 0 | 0
IL Fac. Spec. - NOX Rate Summer v3.1, Unit 4299 and retrofits | 646 | 1797 | Rate Constraint in lbs/MMBtu | FALSE | L | Annual | Allowances Withdrawn (n:1) | Thousand Tons | 0 | 0 | 0 | 0 | 0 | 0 | 0
IL Fac. Spec. - NOX Rate Summer v3.1, Unit 4299 and retrofits | 646 | 1797 | Rate Constraint in lbs/MMBtu | FALSE | L | Annual | Net Emissions Allowance Position | Thousand Tons | 0 | 0 | 0 | 0 | 0 | 0 | 0
IL Fac. Spec. - NOX Rate Summer v3.1, Unit 4299 and retrofits | 646 | 1797 | Rate Constraint in lbs/MMBtu | FALSE | L | Annual | Fuel Consumed | TBtu | 0 | 0 | 0 | 0 | 0 | 0 | 0
IL Fac. Spec. - NOX Rate Summer v3.1, Unit 4299 and retrofits | 646 | 1797 | Rate Constraint in lbs/MMBtu | FALSE | L | Annual | Rate | lb/MMBtu | 0 | 0 | 0 | 0 | 0 | 0 | 0
IL Fac. Spec. - NOX Rate Summer v3.1, Unit 4299 and retrofits | 646 | 1797 | Rate Constraint in lbs/MMBtu | FALSE | L | Annual | Generation | TWh | 0 | 0 | 0 | 0 | 0 | 0 | 0
IL Fac. Spec. - NOX Rate Summer v3.1, Unit 4299 and retrofits | 646 | 1797 | Rate Constraint in lbs/MMBtu | FALSE | L | Annual | Qualifying Generation | TWh | 0 | 0 | 0 | 0 | 0 | 0 | 0
IL Fac. Spec. - NOX Rate Summer v3.1, Unit 4299 and retrofits | 646 | 1797 | Rate Constraint in lbs/MMBtu | FALSE | L | Annual | Rate | lb/MWh | 0 | 0 | 0 | 0 | 0 | 0 | 0
IL Fac. Spec. - NOX Rate Summer v3.1, Unit 4299 and retrofits | 646 | 1797 | Rate Constraint in lbs/MMBtu | FALSE | L | Annual | Constraint Shadow Price | US2011$/Ton | 0 | 0 | 0 | 0 | 0 | 0 | 0
IL Fac. Spec. - NOX Rate Summer v3.1, Unit 4306 and retrofits | 647 | 1797 | Rate Constraint in lbs/MMBtu | FALSE | L | Annual | Seasons Included | Seasons | Summer | Summer | Summer | Summer | Summer | Summer | Summer
IL Fac. Spec. - NOX Rate Summer v3.1, Unit 4306 and retrofits | 647 | 1797 | Rate Constraint in lbs/MMBtu | FALSE | L | Annual | Standard | lb/MMBtu | 0.25 | 0.25 | 0.25 | 0.25 | 0.25 | 0.25 | 0.25
IL Fac. Spec. - NOX Rate Summer v3.1, Unit 4306 and retrofits | 647 | 1797 | Rate Constraint in lbs/MMBtu | FALSE | L | Annual | Emissions at Affected Plants NOX | Thousand Tons | 0 | 0 | 0 | 0 | 0 | 0 | 0
IL Fac. Spec. - NOX Rate Summer v3.1, Unit 4306 and retrofits | 647 | 1797 | Rate Constraint in lbs/MMBtu | FALSE | L | Annual | Allowances Purchased NOX | Thousand Tons | 0 | 0 | 0 | 0 | 0 | 0 | 0
IL Fac. Spec. - NOX Rate Summer v3.1, Unit 4306 and retrofits | 647 | 1797 | Rate Constraint in lbs/MMBtu | FALSE | L | Annual | Allowances Sold NOX | Thousand Tons | 0 | 0 | 0 | 0 | 0 | 0 | 0
IL Fac. Spec. - NOX Rate Summer v3.1, Unit 4306 and retrofits | 647 | 1797 | Rate Constraint in lbs/MMBtu | FALSE | L | Annual | Allowances Banked | Thousand Tons | 0 | 0 | 0 | 0 | 0 | 0 | 0
IL Fac. Spec. - NOX Rate Summer v3.1, Unit 4306 and retrofits | 647 | 1797 | Rate Constraint in lbs/MMBtu | FALSE | L | Annual | Allowances Withdrawn (1:1) | Thousand Tons | 0 | 0 | 0 | 0 | 0 | 0 | 0
IL Fac. Spec. - NOX Rate Summer v3.1, Unit 4306 and retrofits | 647 | 1797 | Rate Constraint in lbs/MMBtu | FALSE | L | Annual | Allowances Withdrawn (n:1) | Thousand Tons | 0 | 0 | 0 | 0 | 0 | 0 | 0
IL Fac. Spec. - NOX Rate Summer v3.1, Unit 4306 and retrofits | 647 | 1797 | Rate Constraint in lbs/MMBtu | FALSE | L | Annual | Net Emissions Allowance Position | Thousand Tons | 0 | 0 | 0 | 0 | 0 | 0 | 0
IL Fac. Spec. - NOX Rate Summer v3.1, Unit 4306 and retrofits | 647 | 1797 | Rate Constraint in lbs/MMBtu | FALSE | L | Annual | Fuel Consumed | TBtu | 0 | 0 | 0 | 0 | 0 | 0 | 0
IL Fac. Spec. - NOX Rate Summer v3.1, Unit 4306 and retrofits | 647 | 1797 | Rate Constraint in lbs/MMBtu | FALSE | L | Annual | Rate | lb/MMBtu | 0 | 0 | 0 | 0 | 0 | 0 | 0
IL Fac. Spec. - NOX Rate Summer v3.1, Unit 4306 and retrofits | 647 | 1797 | Rate Constraint in lbs/MMBtu | FALSE | L | Annual | Generation | TWh | 0 | 0 | 0 | 0 | 0 | 0 | 0
IL Fac. Spec. - NOX Rate Summer v3.1, Unit 4306 and retrofits | 647 | 1797 | Rate Constraint in lbs/MMBtu | FALSE | L | Annual | Qualifying Generation | TWh | 0 | 0 | 0 | 0 | 0 | 0 | 0
IL Fac. Spec. - NOX Rate Summer v3.1, Unit 4306 and retrofits | 647 | 1797 | Rate Constraint in lbs/MMBtu | FALSE | L | Annual | Rate | lb/MWh | 0 | 0 | 0 | 0 | 0 | 0 | 0
IL Fac. Spec. - NOX Rate Summer v3.1, Unit 4306 and retrofits | 647 | 1797 | Rate Constraint in lbs/MMBtu | FALSE | L | Annual | Constraint Shadow Price | US2011$/Ton | 0 | 0 | 0 | 0 | 0 | 0 | 0
IL Fac. Spec. - NOX Rate Summer v3.1, Unit 4307 and retrofits | 648 | 1797 | Rate Constraint in lbs/MMBtu | FALSE | L | Annual | Seasons Included | Seasons | Summer | Summer | Summer | Summer | Summer | Summer | Summer
IL Fac. Spec. - NOX Rate Summer v3.1, Unit 4307 and retrofits | 648 | 1797 | Rate Constraint in lbs/MMBtu | FALSE | L | Annual | Standard | lb/MMBtu | 0.25 | 0.25 | 0.25 | 0.25 | 0.25 | 0.25 | 0.25
IL Fac. Spec. - NOX Rate Summer v3.1, Unit 4307 and retrofits | 648 | 1797 | Rate Constraint in lbs/MMBtu | FALSE | L | Annual | Emissions at Affected Plants NOX | Thousand Tons | 0 | 0 | 0 | 0 | 0 | 0 | 0
IL Fac. Spec. - NOX Rate Summer v3.1, Unit 4307 and retrofits | 648 | 1797 | Rate Constraint in lbs/MMBtu | FALSE | L | Annual | Allowances Purchased NOX | Thousand Tons | 0 | 0 | 0 | 0 | 0 | 0 | 0
IL Fac. Spec. - NOX Rate Summer v3.1, Unit 4307 and retrofits | 648 | 1797 | Rate Constraint in lbs/MMBtu | FALSE | L | Annual | Allowances Sold NOX | Thousand Tons | 0 | 0 | 0 | 0 | 0 | 0 | 0
IL Fac. Spec. - NOX Rate Summer v3.1, Unit 4307 and retrofits | 648 | 1797 | Rate Constraint in lbs/MMBtu | FALSE | L | Annual | Allowances Banked | Thousand Tons | 0 | 0 | 0 | 0 | 0 | 0 | 0
IL Fac. Spec. - NOX Rate Summer v3.1, Unit 4307 and retrofits | 648 | 1797 | Rate Constraint in lbs/MMBtu | FALSE | L | Annual | Allowances Withdrawn (1:1) | Thousand Tons | 0 | 0 | 0 | 0 | 0 | 0 | 0
IL Fac. Spec. - NOX Rate Summer v3.1, Unit 4307 and retrofits | 648 | 1797 | Rate Constraint in lbs/MMBtu | FALSE | L | Annual | Allowances Withdrawn (n:1) | Thousand Tons | 0 | 0 | 0 | 0 | 0 | 0 | 0
IL Fac. Spec. - NOX Rate Summer v3.1, Unit 4307 and retrofits | 648 | 1797 | Rate Constraint in lbs/MMBtu | FALSE | L | Annual | Net Emissions Allowance Position | Thousand Tons | 0 | 0 | 0 | 0 | 0 | 0 | 0
IL Fac. Spec. - NOX Rate Summer v3.1, Unit 4307 and retrofits | 648 | 1797 | Rate Constraint in lbs/MMBtu | FALSE | L | Annual | Fuel Consumed | TBtu | 0 | 0 | 0 | 0 | 0 | 0 | 0
IL Fac. Spec. - NOX Rate Summer v3.1, Unit 4307 and retrofits | 648 | 1797 | Rate Constraint in lbs/MMBtu | FALSE | L | Annual | Rate | lb/MMBtu | 0 | 0 | 0 | 0 | 0 | 0 | 0
IL Fac. Spec. - NOX Rate Summer v3.1, Unit 4307 and retrofits | 648 | 1797 | Rate Constraint in lbs/MMBtu | FALSE | L | Annual | Generation | TWh | 0 | 0 | 0 | 0 | 0 | 0 | 0
IL Fac. Spec. - NOX Rate Summer v3.1, Unit 4307 and retrofits | 648 | 1797 | Rate Constraint in lbs/MMBtu | FALSE | L | Annual | Qualifying Generation | TWh | 0 | 0 | 0 | 0 | 0 | 0 | 0
IL Fac. Spec. - NOX Rate Summer v3.1, Unit 4307 and retrofits | 648 | 1797 | Rate Constraint in lbs/MMBtu | FALSE | L | Annual | Rate | lb/MWh | 0 | 0 | 0 | 0 | 0 | 0 | 0
IL Fac. Spec. - NOX Rate Summer v3.1, Unit 4307 and retrofits | 648 | 1797 | Rate Constraint in lbs/MMBtu | FALSE | L | Annual | Constraint Shadow Price | US2011$/Ton | 0 | 0 | 0 | 0 | 0 | 0 | 0
IL Fac. Spec. - NOX Rate Summer v3.1, Unit 4308 and retrofits | 649 | 1797 | Rate Constraint in lbs/MMBtu | FALSE | L | Annual | Seasons Included | Seasons | Summer | Summer | Summer | Summer | Summer | Summer | Summer
IL Fac. Spec. - NOX Rate Summer v3.1, Unit 4308 and retrofits | 649 | 1797 | Rate Constraint in lbs/MMBtu | FALSE | L | Annual | Standard | lb/MMBtu | 0.25 | 0.25 | 0.25 | 0.25 | 0.25 | 0.25 | 0.25
IL Fac. Spec. - NOX Rate Summer v3.1, Unit 4308 and retrofits | 649 | 1797 | Rate Constraint in lbs/MMBtu | FALSE | L | Annual | Emissions at Affected Plants NOX | Thousand Tons | 0 | 0 | 0 | 0 | 0 | 0 | 0
IL Fac. Spec. - NOX Rate Summer v3.1, Unit 4308 and retrofits | 649 | 1797 | Rate Constraint in lbs/MMBtu | FALSE | L | Annual | Allowances Purchased NOX | Thousand Tons | 0 | 0 | 0 | 0 | 0 | 0 | 0
IL Fac. Spec. - NOX Rate Summer v3.1, Unit 4308 and retrofits | 649 | 1797 | Rate Constraint in lbs/MMBtu | FALSE | L | Annual | Allowances Sold NOX | Thousand Tons | 0 | 0 | 0 | 0 | 0 | 0 | 0
IL Fac. Spec. - NOX Rate Summer v3.1, Unit 4308 and retrofits | 649 | 1797 | Rate Constraint in lbs/MMBtu | FALSE | L | Annual | Allowances Banked | Thousand Tons | 0 | 0 | 0 | 0 | 0 | 0 | 0
IL Fac. Spec. - NOX Rate Summer v3.1, Unit 4308 and retrofits | 649 | 1797 | Rate Constraint in lbs/MMBtu | FALSE | L | Annual | Allowances Withdrawn (1:1) | Thousand Tons | 0 | 0 | 0 | 0 | 0 | 0 | 0
IL Fac. Spec. - NOX Rate Summer v3.1, Unit 4308 and retrofits | 649 | 1797 | Rate Constraint in lbs/MMBtu | FALSE | L | Annual | Allowances Withdrawn (n:1) | Thousand Tons | 0 | 0 | 0 | 0 | 0 | 0 | 0
IL Fac. Spec. - NOX Rate Summer v3.1, Unit 4308 and retrofits | 649 | 1797 | Rate Constraint in lbs/MMBtu | FALSE | L | Annual | Net Emissions Allowance Position | Thousand Tons | 0 | 0 | 0 | 0 | 0 | 0 | 0
IL Fac. Spec. - NOX Rate Summer v3.1, Unit 4308 and retrofits | 649 | 1797 | Rate Constraint in lbs/MMBtu | FALSE | L | Annual | Fuel Consumed | TBtu | 0 | 0 | 0 | 0 | 0 | 0 | 0
IL Fac. Spec. - NOX Rate Summer v3.1, Unit 4308 and retrofits | 649 | 1797 | Rate Constraint in lbs/MMBtu | FALSE | L | Annual | Rate | lb/MMBtu | 0 | 0 | 0 | 0 | 0 | 0 | 0
IL Fac. Spec. - NOX Rate Summer v3.1, Unit 4308 and retrofits | 649 | 1797 | Rate Constraint in lbs/MMBtu | FALSE | L | Annual | Generation | TWh | 0 | 0 | 0 | 0 | 0 | 0 | 0
IL Fac. Spec. - NOX Rate Summer v3.1, Unit 4308 and retrofits | 649 | 1797 | Rate Constraint in lbs/MMBtu | FALSE | L | Annual | Qualifying Generation | TWh | 0 | 0 | 0 | 0 | 0 | 0 | 0
IL Fac. Spec. - NOX Rate Summer v3.1, Unit 4308 and retrofits | 649 | 1797 | Rate Constraint in lbs/MMBtu | FALSE | L | Annual | Rate | lb/MWh | 0 | 0 | 0 | 0 | 0 | 0 | 0
IL Fac. Spec. - NOX Rate Summer v3.1, Unit 4308 and retrofits | 649 | 1797 | Rate Constraint in lbs/MMBtu | FALSE | L | Annual | Constraint Shadow Price | US2011$/Ton | 0 | 0 | 0 | 0 | 0 | 0 | 0
IL Fac. Spec. - NOX Rate Summer v3.1, Unit 4309 and retrofits | 650 | 1797 | Rate Constraint in lbs/MMBtu | FALSE | L | Annual | Seasons Included | Seasons | Summer | Summer | Summer | Summer | Summer | Summer | Summer
IL Fac. Spec. - NOX Rate Summer v3.1, Unit 4309 and retrofits | 650 | 1797 | Rate Constraint in lbs/MMBtu | FALSE | L | Annual | Standard | lb/MMBtu | 0.25 | 0.25 | 0.25 | 0.25 | 0.25 | 0.25 | 0.25
IL Fac. Spec. - NOX Rate Summer v3.1, Unit 4309 and retrofits | 650 | 1797 | Rate Constraint in lbs/MMBtu | FALSE | L | Annual | Emissions at Affected Plants NOX | Thousand Tons | 0 | 0 | 0 | 0 | 0 | 0 | 0
IL Fac. Spec. - NOX Rate Summer v3.1, Unit 4309 and retrofits | 650 | 1797 | Rate Constraint in lbs/MMBtu | FALSE | L | Annual | Allowances Purchased NOX | Thousand Tons | 0 | 0 | 0 | 0 | 0 | 0 | 0
IL Fac. Spec. - NOX Rate Summer v3.1, Unit 4309 and retrofits | 650 | 1797 | Rate Constraint in lbs/MMBtu | FALSE | L | Annual | Allowances Sold NOX | Thousand Tons | 0 | 0 | 0 | 0 | 0 | 0 | 0
IL Fac. Spec. - NOX Rate Summer v3.1, Unit 4309 and retrofits | 650 | 1797 | Rate Constraint in lbs/MMBtu | FALSE | L | Annual | Allowances Banked | Thousand Tons | 0 | 0 | 0 | 0 | 0 | 0 | 0
IL Fac. Spec. - NOX Rate Summer v3.1, Unit 4309 and retrofits | 650 | 1797 | Rate Constraint in lbs/MMBtu | FALSE | L | Annual | Allowances Withdrawn (1:1) | Thousand Tons | 0 | 0 | 0 | 0 | 0 | 0 | 0
IL Fac. Spec. - NOX Rate Summer v3.1, Unit 4309 and retrofits | 650 | 1797 | Rate Constraint in lbs/MMBtu | FALSE | L | Annual | Allowances Withdrawn (n:1) | Thousand Tons | 0 | 0 | 0 | 0 | 0 | 0 | 0
IL Fac. Spec. - NOX Rate Summer v3.1, Unit 4309 and retrofits | 650 | 1797 | Rate Constraint in lbs/MMBtu | FALSE | L | Annual | Net Emissions Allowance Position | Thousand Tons | 0 | 0 | 0 | 0 | 0 | 0 | 0
IL Fac. Spec. - NOX Rate Summer v3.1, Unit 4309 and retrofits | 650 | 1797 | Rate Constraint in lbs/MMBtu | FALSE | L | Annual | Fuel Consumed | TBtu | 0 | 0 | 0 | 0 | 0 | 0 | 0
IL Fac. Spec. - NOX Rate Summer v3.1, Unit 4309 and retrofits | 650 | 1797 | Rate Constraint in lbs/MMBtu | FALSE | L | Annual | Rate | lb/MMBtu | 0 | 0 | 0 | 0 | 0 | 0 | 0
IL Fac. Spec. - NOX Rate Summer v3.1, Unit 4309 and retrofits | 650 | 1797 | Rate Constraint in lbs/MMBtu | FALSE | L | Annual | Generation | TWh | 0 | 0 | 0 | 0 | 0 | 0 | 0
IL Fac. Spec. - NOX Rate Summer v3.1, Unit 4309 and retrofits | 650 | 1797 | Rate Constraint in lbs/MMBtu | FALSE | L | Annual | Qualifying Generation | TWh | 0 | 0 | 0 | 0 | 0 | 0 | 0
IL Fac. Spec. - NOX Rate Summer v3.1, Unit 4309 and retrofits | 650 | 1797 | Rate Constraint in lbs/MMBtu | FALSE | L | Annual | Rate | lb/MWh | 0 | 0 | 0 | 0 | 0 | 0 | 0
IL Fac. Spec. - NOX Rate Summer v3.1, Unit 4309 and retrofits | 650 | 1797 | Rate Constraint in lbs/MMBtu | FALSE | L | Annual | Constraint Shadow Price | US2011$/Ton | 0 | 0 | 0 | 0 | 0 | 0 | 0
IL Fac. Spec. - NOX Rate Summer v3.1, Unit 4310 and retrofits | 651 | 1797 | Rate Constraint in lbs/MMBtu | FALSE | L | Annual | Seasons Included | Seasons | Summer | Summer | Summer | Summer | Summer | Summer | Summer
IL Fac. Spec. - NOX Rate Summer v3.1, Unit 4310 and retrofits | 651 | 1797 | Rate Constraint in lbs/MMBtu | FALSE | L | Annual | Standard | lb/MMBtu | 0.25 | 0.25 | 0.25 | 0.25 | 0.25 | 0.25 | 0.25
IL Fac. Spec. - NOX Rate Summer v3.1, Unit 4310 and retrofits | 651 | 1797 | Rate Constraint in lbs/MMBtu | FALSE | L | Annual | Emissions at Affected Plants NOX | Thousand Tons | 0.0027964 | 0.0027964 | 0.0027964 | 0.0024426 | 0.0024426 | 0.0024426 | 0.0027964
IL Fac. Spec. - NOX Rate Summer v3.1, Unit 4310 and retrofits | 651 | 1797 | Rate Constraint in lbs/MMBtu | FALSE | L | Annual | Allowances Purchased NOX | Thousand Tons | 0 | 0 | 0 | 0 | 0 | 0 | 0
IL Fac. Spec. - NOX Rate Summer v3.1, Unit 4310 and retrofits | 651 | 1797 | Rate Constraint in lbs/MMBtu | FALSE | L | Annual | Allowances Sold NOX | Thousand Tons | 0 | 0 | 0 | 0 | 0 | 0 | 0
IL Fac. Spec. - NOX Rate Summer v3.1, Unit 4310 and retrofits | 651 | 1797 | Rate Constraint in lbs/MMBtu | FALSE | L | Annual | Allowances Banked | Thousand Tons | 0 | 0 | 0 | 0 | 0 | 0 | 0
IL Fac. Spec. - NOX Rate Summer v3.1, Unit 4310 and retrofits | 651 | 1797 | Rate Constraint in lbs/MMBtu | FALSE | L | Annual | Allowances Withdrawn (1:1) | Thousand Tons | 0 | 0 | 0 | 0 | 0 | 0 | 0
IL Fac. Spec. - NOX Rate Summer v3.1, Unit 4310 and retrofits | 651 | 1797 | Rate Constraint in lbs/MMBtu | FALSE | L | Annual | Allowances Withdrawn (n:1) | Thousand Tons | 0 | 0 | 0 | 0 | 0 | 0 | 0
IL Fac. Spec. - NOX Rate Summer v3.1, Unit 4310 and retrofits | 651 | 1797 | Rate Constraint in lbs/MMBtu | FALSE | L | Annual | Net Emissions Allowance Position | Thousand Tons | 0.0027964 | 0.0027964 | 0.0027964 | 0.0024426 | 0.0024426 | 0.0024426 | 0.0027964
IL Fac. Spec. - NOX Rate Summer v3.1, Unit 4310 and retrofits | 651 | 1797 | Rate Constraint in lbs/MMBtu | FALSE | L | Annual | Fuel Consumed | TBtu | 0.032624 | 0.032624 | 0.032624 | 0.028544 | 0.028497 | 0.028544 | 0.032624
IL Fac. Spec. - NOX Rate Summer v3.1, Unit 4310 and retrofits | 651 | 1797 | Rate Constraint in lbs/MMBtu | FALSE | L | Annual | Rate | lb/MMBtu | 0.17143 | 0.17143 | 0.17143 | 0.17115 | 0.17143 | 0.17115 | 0.17143
IL Fac. Spec. - NOX Rate Summer v3.1, Unit 4310 and retrofits | 651 | 1797 | Rate Constraint in lbs/MMBtu | FALSE | L | Annual | Generation | TWh | 0.0031601 | 0.0031601 | 0.0031601 | 0.0027604 | 0.0027604 | 0.0027604 | 0.0031601
IL Fac. Spec. - NOX Rate Summer v3.1, Unit 4310 and retrofits | 651 | 1797 | Rate Constraint in lbs/MMBtu | FALSE | L | Annual | Qualifying Generation | TWh | 0.0031601 | 0.0031601 | 0.0031601 | 0.0027604 | 0.0027604 | 0.0027604 | 0.0031601
IL Fac. Spec. - NOX Rate Summer v3.1, Unit 4310 and retrofits | 651 | 1797 | Rate Constraint in lbs/MMBtu | FALSE | L | Annual | Rate | lb/MWh | 0.88489 | 0.88489 | 0.88489 | 0.88489 | 0.88489 | 0.88489 | 0.88489
IL Fac. Spec. - NOX Rate Summer v3.1, Unit 4310 and retrofits | 651 | 1797 | Rate Constraint in lbs/MMBtu | FALSE | L | Annual | Constraint Shadow Price | US2011$/Ton | 0 | 0 | 0 | 0 | 0 | 0 | 0
IL Fac. Spec. - NOX Rate Summer v3.1, Unit 4311 and retrofits | 652 | 1797 | Rate Constraint in lbs/MMBtu | FALSE | L | Annual | Seasons Included | Seasons | Summer | Summer | Summer | Summer | Summer | Summer | Summer
IL Fac. Spec. - NOX Rate Summer v3.1, Unit 4311 and retrofits | 652 | 1797 | Rate Constraint in lbs/MMBtu | FALSE | L | Annual | Standard | lb/MMBtu | 0.25 | 0.25 | 0.25 | 0.25 | 0.25 | 0.25 | 0.25
IL Fac. Spec. - NOX Rate Summer v3.1, Unit 4311 and retrofits | 652 | 1797 | Rate Constraint in lbs/MMBtu | FALSE | L | Annual | Emissions at Affected Plants NOX | Thousand Tons | 0 | 0 | 0 | 0 | 0 | 0 | 0
IL Fac. Spec. - NOX Rate Summer v3.1, Unit 4311 and retrofits | 652 | 1797 | Rate Constraint in lbs/MMBtu | FALSE | L | Annual | Allowances Purchased NOX | Thousand Tons | 0 | 0 | 0 | 0 | 0 | 0 | 0
IL Fac. Spec. - NOX Rate Summer v3.1, Unit 4311 and retrofits | 652 | 1797 | Rate Constraint in lbs/MMBtu | FALSE | L | Annual | Allowances Sold NOX | Thousand Tons | 0 | 0 | 0 | 0 | 0 | 0 | 0
IL Fac. Spec. - NOX Rate Summer v3.1, Unit 4311 and retrofits | 652 | 1797 | Rate Constraint in lbs/MMBtu | FALSE | L | Annual | Allowances Banked | Thousand Tons | 0 | 0 | 0 | 0 | 0 | 0 | 0
IL Fac. Spec. - NOX Rate Summer v3.1, Unit 4311 and retrofits | 652 | 1797 | Rate Constraint in lbs/MMBtu | FALSE | L | Annual | Allowances Withdrawn (1:1) | Thousand Tons | 0 | 0 | 0 | 0 | 0 | 0 | 0
IL Fac. Spec. - NOX Rate Summer v3.1, Unit 4311 and retrofits | 652 | 1797 | Rate Constraint in lbs/MMBtu | FALSE | L | Annual | Allowances Withdrawn (n:1) | Thousand Tons | 0 | 0 | 0 | 0 | 0 | 0 | 0
IL Fac. Spec. - NOX Rate Summer v3.1, Unit 4311 and retrofits | 652 | 1797 | Rate Constraint in lbs/MMBtu | FALSE | L | Annual | Net Emissions Allowance Position | Thousand Tons | 0 | 0 | 0 | 0 | 0 | 0 | 0
IL Fac. Spec. - NOX Rate Summer v3.1, Unit 4311 and retrofits | 652 | 1797 | Rate Constraint in lbs/MMBtu | FALSE | L | Annual | Fuel Consumed | TBtu | 0 | 0 | 0 | 0 | 0 | 0 | 0
IL Fac. Spec. - NOX Rate Summer v3.1, Unit 4311 and retrofits | 652 | 1797 | Rate Constraint in lbs/MMBtu | FALSE | L | Annual | Rate | lb/MMBtu | 0 | 0 | 0 | 0 | 0 | 0 | 0
IL Fac. Spec. - NOX Rate Summer v3.1, Unit 4311 and retrofits | 652 | 1797 | Rate Constraint in lbs/MMBtu | FALSE | L | Annual | Generation | TWh | 0 | 0 | 0 | 0 | 0 | 0 | 0
IL Fac. Spec. - NOX Rate Summer v3.1, Unit 4311 and retrofits | 652 | 1797 | Rate Constraint in lbs/MMBtu | FALSE | L | Annual | Qualifying Generation | TWh | 0 | 0 | 0 | 0 | 0 | 0 | 0
IL Fac. Spec. - NOX Rate Summer v3.1, Unit 4311 and retrofits | 652 | 1797 | Rate Constraint in lbs/MMBtu | FALSE | L | Annual | Rate | lb/MWh | 0 | 0 | 0 | 0 | 0 | 0 | 0
IL Fac. Spec. - NOX Rate Summer v3.1, Unit 4311 and retrofits | 652 | 1797 | Rate Constraint in lbs/MMBtu | FALSE | L | Annual | Constraint Shadow Price | US2011$/Ton | 0 | 0 | 0 | 0 | 0 | 0 | 0
IL Fac. Spec. - NOX Rate Summer v3.1, Unit 4312 and retrofits | 653 | 1797 | Rate Constraint in lbs/MMBtu | FALSE | L | Annual | Seasons Included | Seasons | Summer | Summer | Summer | Summer | Summer | Summer | Summer
IL Fac. Spec. - NOX Rate Summer v3.1, Unit 4312 and retrofits | 653 | 1797 | Rate Constraint in lbs/MMBtu | FALSE | L | Annual | Standard | lb/MMBtu | 0.25 | 0.25 | 0.25 | 0.25 | 0.25 | 0.25 | 0.25
IL Fac. Spec. - NOX Rate Summer v3.1, Unit 4312 and retrofits | 653 | 1797 | Rate Constraint in lbs/MMBtu | FALSE | L | Annual | Emissions at Affected Plants NOX | Thousand Tons | 0 | 0 | 0 | 0 | 0 | 0 | 0
IL Fac. Spec. - NOX Rate Summer v3.1, Unit 4312 and retrofits | 653 | 1797 | Rate Constraint in lbs/MMBtu | FALSE | L | Annual | Allowances Purchased NOX | Thousand Tons | 0 | 0 | 0 | 0 | 0 | 0 | 0
IL Fac. Spec. - NOX Rate Summer v3.1, Unit 4312 and retrofits | 653 | 1797 | Rate Constraint in lbs/MMBtu | FALSE | L | Annual | Allowances Sold NOX | Thousand Tons | 0 | 0 | 0 | 0 | 0 | 0 | 0
IL Fac. Spec. - NOX Rate Summer v3.1, Unit 4312 and retrofits | 653 | 1797 | Rate Constraint in lbs/MMBtu | FALSE | L | Annual | Allowances Banked | Thousand Tons | 0 | 0 | 0 | 0 | 0 | 0 | 0
IL Fac. Spec. - NOX Rate Summer v3.1, Unit 4312 and retrofits | 653 | 1797 | Rate Constraint in lbs/MMBtu | FALSE | L | Annual | Allowances Withdrawn (1:1) | Thousand Tons | 0 | 0 | 0 | 0 | 0 | 0 | 0
IL Fac. Spec. - NOX Rate Summer v3.1, Unit 4312 and retrofits | 653 | 1797 | Rate Constraint in lbs/MMBtu | FALSE | L | Annual | Allowances Withdrawn (n:1) | Thousand Tons | 0 | 0 | 0 | 0 | 0 | 0 | 0
IL Fac. Spec. - NOX Rate Summer v3.1, Unit 4312 and retrofits | 653 | 1797 | Rate Constraint in lbs/MMBtu | FALSE | L | Annual | Net Emissions Allowance Position | Thousand Tons | 0 | 0 | 0 | 0 | 0 | 0 | 0
IL Fac. Spec. - NOX Rate Summer v3.1, Unit 4312 and retrofits | 653 | 1797 | Rate Constraint in lbs/MMBtu | FALSE | L | Annual | Fuel Consumed | TBtu | 0 | 0 | 0 | 0 | 0 | 0 | 0
IL Fac. Spec. - NOX Rate Summer v3.1, Unit 4312 and retrofits | 653 | 1797 | Rate Constraint in lbs/MMBtu | FALSE | L | Annual | Rate | lb/MMBtu | 0 | 0 | 0 | 0 | 0 | 0 | 0
IL Fac. Spec. - NOX Rate Summer v3.1, Unit 4312 and retrofits | 653 | 1797 | Rate Constraint in lbs/MMBtu | FALSE | L | Annual | Generation | TWh | 0 | 0 | 0 | 0 | 0 | 0 | 0
IL Fac. Spec. - NOX Rate Summer v3.1, Unit 4312 and retrofits | 653 | 1797 | Rate Constraint in lbs/MMBtu | FALSE | L | Annual | Qualifying Generation | TWh | 0 | 0 | 0 | 0 | 0 | 0 | 0
IL Fac. Spec. - NOX Rate Summer v3.1, Unit 4312 and retrofits | 653 | 1797 | Rate Constraint in lbs/MMBtu | FALSE | L | Annual | Rate | lb/MWh | 0 | 0 | 0 | 0 | 0 | 0 | 0
IL Fac. Spec. - NOX Rate Summer v3.1, Unit 4312 and retrofits | 653 | 1797 | Rate Constraint in lbs/MMBtu | FALSE | L | Annual | Constraint Shadow Price | US2011$/Ton | 0 | 0 | 0 | 0 | 0 | 0 | 0
IL Fac. Spec. - NOX Rate Summer v3.1, Unit 4313 and retrofits | 654 | 1797 | Rate Constraint in lbs/MMBtu | FALSE | L | Annual | Seasons Included | Seasons | Summer | Summer | Summer | Summer | Summer | Summer | Summer
IL Fac. Spec. - NOX Rate Summer v3.1, Unit 4313 and retrofits | 654 | 1797 | Rate Constraint in lbs/MMBtu | FALSE | L | Annual | Standard | lb/MMBtu | 0.25 | 0.25 | 0.25 | 0.25 | 0.25 | 0.25 | 0.25
IL Fac. Spec. - NOX Rate Summer v3.1, Unit 4313 and retrofits | 654 | 1797 | Rate Constraint in lbs/MMBtu | FALSE | L | Annual | Emissions at Affected Plants NOX | Thousand Tons | 0 | 0 | 0 | 0 | 0 | 0 | 0
IL Fac. Spec. - NOX Rate Summer v3.1, Unit 4313 and retrofits | 654 | 1797 | Rate Constraint in lbs/MMBtu | FALSE | L | Annual | Allowances Purchased NOX | Thousand Tons | 0 | 0 | 0 | 0 | 0 | 0 | 0
IL Fac. Spec. - NOX Rate Summer v3.1, Unit 4313 and retrofits | 654 | 1797 | Rate Constraint in lbs/MMBtu | FALSE | L | Annual | Allowances Sold NOX | Thousand Tons | 0 | 0 | 0 | 0 | 0 | 0 | 0
IL Fac. Spec. - NOX Rate Summer v3.1, Unit 4313 and retrofits | 654 | 1797 | Rate Constraint in lbs/MMBtu | FALSE | L | Annual | Allowances Banked | Thousand Tons | 0 | 0 | 0 | 0 | 0 | 0 | 0
IL Fac. Spec. - NOX Rate Summer v3.1, Unit 4313 and retrofits | 654 | 1797 | Rate Constraint in lbs/MMBtu | FALSE | L | Annual | Allowances Withdrawn (1:1) | Thousand Tons | 0 | 0 | 0 | 0 | 0 | 0 | 0
IL Fac. Spec. - NOX Rate Summer v3.1, Unit 4313 and retrofits | 654 | 1797 | Rate Constraint in lbs/MMBtu | FALSE | L | Annual | Allowances Withdrawn (n:1) | Thousand Tons | 0 | 0 | 0 | 0 | 0 | 0 | 0
IL Fac. Spec. - NOX Rate Summer v3.1, Unit 4313 and retrofits | 654 | 1797 | Rate Constraint in lbs/MMBtu | FALSE | L | Annual | Net Emissions Allowance Position | Thousand Tons | 0 | 0 | 0 | 0 | 0 | 0 | 0
IL Fac. Spec. - NOX Rate Summer v3.1, Unit 4313 and retrofits | 654 | 1797 | Rate Constraint in lbs/MMBtu | FALSE | L | Annual | Fuel Consumed | TBtu | 0 | 0 | 0 | 0 | 0 | 0 | 0
IL Fac. Spec. - NOX Rate Summer v3.1, Unit 4313 and retrofits | 654 | 1797 | Rate Constraint in lbs/MMBtu | FALSE | L | Annual | Rate | lb/MMBtu | 0 | 0 | 0 | 0 | 0 | 0 | 0
IL Fac. Spec. - NOX Rate Summer v3.1, Unit 4313 and retrofits | 654 | 1797 | Rate Constraint in lbs/MMBtu | FALSE | L | Annual | Generation | TWh | 0 | 0 | 0 | 0 | 0 | 0 | 0
IL Fac. Spec. - NOX Rate Summer v3.1, Unit 4313 and retrofits | 654 | 1797 | Rate Constraint in lbs/MMBtu | FALSE | L | Annual | Qualifying Generation | TWh | 0 | 0 | 0 | 0 | 0 | 0 | 0
IL Fac. Spec. - NOX Rate Summer v3.1, Unit 4313 and retrofits | 654 | 1797 | Rate Constraint in lbs/MMBtu | FALSE | L | Annual | Rate | lb/MWh | 0 | 0 | 0 | 0 | 0 | 0 | 0
IL Fac. Spec. - NOX Rate Summer v3.1, Unit 4313 and retrofits | 654 | 1797 | Rate Constraint in lbs/MMBtu | FALSE | L | Annual | Constraint Shadow Price | US2011$/Ton | 0 | 0 | 0 | 0 | 0 | 0 | 0
IL Fac. Spec. - NOX Rate Summer v3.1, Unit 4314 and retrofits | 655 | 1797 | Rate Constraint in lbs/MMBtu | FALSE | L | Annual | Seasons Included | Seasons | Summer | Summer | Summer | Summer | Summer | Summer | Summer
IL Fac. Spec. - NOX Rate Summer v3.1, Unit 4314 and retrofits | 655 | 1797 | Rate Constraint in lbs/MMBtu | FALSE | L | Annual | Standard | lb/MMBtu | 0.25 | 0.25 | 0.25 | 0.25 | 0.25 | 0.25 | 0.25
IL Fac. Spec. - NOX Rate Summer v3.1, Unit 4314 and retrofits | 655 | 1797 | Rate Constraint in lbs/MMBtu | FALSE | L | Annual | Emissions at Affected Plants NOX | Thousand Tons | 0 | 0 | 0 | 0 | 0 | 0 | 0
IL Fac. Spec. - NOX Rate Summer v3.1, Unit 4314 and retrofits | 655 | 1797 | Rate Constraint in lbs/MMBtu | FALSE | L | Annual | Allowances Purchased NOX | Thousand Tons | 0 | 0 | 0 | 0 | 0 | 0 | 0
IL Fac. Spec. - NOX Rate Summer v3.1, Unit 4314 and retrofits | 655 | 1797 | Rate Constraint in lbs/MMBtu | FALSE | L | Annual | Allowances Sold NOX | Thousand Tons | 0 | 0 | 0 | 0 | 0 | 0 | 0
IL Fac. Spec. - NOX Rate Summer v3.1, Unit 4314 and retrofits | 655 | 1797 | Rate Constraint in lbs/MMBtu | FALSE | L | Annual | Allowances Banked | Thousand Tons | 0 | 0 | 0 | 0 | 0 | 0 | 0
IL Fac. Spec. - NOX Rate Summer v3.1, Unit 4314 and retrofits | 655 | 1797 | Rate Constraint in lbs/MMBtu | FALSE | L | Annual | Allowances Withdrawn (1:1) | Thousand Tons | 0 | 0 | 0 | 0 | 0 | 0 | 0
IL Fac. Spec. - NOX Rate Summer v3.1, Unit 4314 and retrofits | 655 | 1797 | Rate Constraint in lbs/MMBtu | FALSE | L | Annual | Allowances Withdrawn (n:1) | Thousand Tons | 0 | 0 | 0 | 0 | 0 | 0 | 0
IL Fac. Spec. - NOX Rate Summer v3.1, Unit 4314 and retrofits | 655 | 1797 | Rate Constraint in lbs/MMBtu | FALSE | L | Annual | Net Emissions Allowance Position | Thousand Tons | 0 | 0 | 0 | 0 | 0 | 0 | 0
IL Fac. Spec. - NOX Rate Summer v3.1, Unit 4314 and retrofits | 655 | 1797 | Rate Constraint in lbs/MMBtu | FALSE | L | Annual | Fuel Consumed | TBtu | 0 | 0 | 0 | 0 | 0 | 0 | 0
IL Fac. Spec. - NOX Rate Summer v3.1, Unit 4314 and retrofits | 655 | 1797 | Rate Constraint in lbs/MMBtu | FALSE | L | Annual | Rate | lb/MMBtu | 0 | 0 | 0 | 0 | 0 | 0 | 0
IL Fac. Spec. - NOX Rate Summer v3.1, Unit 4314 and retrofits | 655 | 1797 | Rate Constraint in lbs/MMBtu | FALSE | L | Annual | Generation | TWh | 0 | 0 | 0 | 0 | 0 | 0 | 0
IL Fac. Spec. - NOX Rate Summer v3.1, Unit 4314 and retrofits | 655 | 1797 | Rate Constraint in lbs/MMBtu | FALSE | L | Annual | Qualifying Generation | TWh | 0 | 0 | 0 | 0 | 0 | 0 | 0
IL Fac. Spec. - NOX Rate Summer v3.1, Unit 4314 and retrofits | 655 | 1797 | Rate Constraint in lbs/MMBtu | FALSE | L | Annual | Rate | lb/MWh | 0 | 0 | 0 | 0 | 0 | 0 | 0
IL Fac. Spec. - NOX Rate Summer v3.1, Unit 4314 and retrofits | 655 | 1797 | Rate Constraint in lbs/MMBtu | FALSE | L | Annual | Constraint Shadow Price | US2011$/Ton | 0 | 0 | 0 | 0 | 0 | 0 | 0
IL Fac. Spec. - NOX Rate Summer v3.1, Unit 4315 and retrofits | 656 | 1797 | Rate Constraint in lbs/MMBtu | FALSE | L | Annual | Seasons Included | Seasons | Summer | Summer | Summer | Summer | Summer | Summer | Summer
IL Fac. Spec. - NOX Rate Summer v3.1, Unit 4315 and retrofits | 656 | 1797 | Rate Constraint in lbs/MMBtu | FALSE | L | Annual | Standard | lb/MMBtu | 0.25 | 0.25 | 0.25 | 0.25 | 0.25 | 0.25 | 0.25
IL Fac. Spec. - NOX Rate Summer v3.1, Unit 4315 and retrofits | 656 | 1797 | Rate Constraint in lbs/MMBtu | FALSE | L | Annual | Emissions at Affected Plants NOX | Thousand Tons | 0 | 0 | 0 | 0 | 0 | 0 | 0
IL Fac. Spec. - NOX Rate Summer v3.1, Unit 4315 and retrofits | 656 | 1797 | Rate Constraint in lbs/MMBtu | FALSE | L | Annual | Allowances Purchased NOX | Thousand Tons | 0 | 0 | 0 | 0 | 0 | 0 | 0
IL Fac. Spec. - NOX Rate Summer v3.1, Unit 4315 and retrofits | 656 | 1797 | Rate Constraint in lbs/MMBtu | FALSE | L | Annual | Allowances Sold NOX | Thousand Tons | 0 | 0 | 0 | 0 | 0 | 0 | 0
IL Fac. Spec. - NOX Rate Summer v3.1, Unit 4315 and retrofits | 656 | 1797 | Rate Constraint in lbs/MMBtu | FALSE | L | Annual | Allowances Banked | Thousand Tons | 0 | 0 | 0 | 0 | 0 | 0 | 0
IL Fac. Spec. - NOX Rate Summer v3.1, Unit 4315 and retrofits | 656 | 1797 | Rate Constraint in lbs/MMBtu | FALSE | L | Annual | Allowances Withdrawn (1:1) | Thousand Tons | 0 | 0 | 0 | 0 | 0 | 0 | 0
IL Fac. Spec. - NOX Rate Summer v3.1, Unit 4315 and retrofits | 656 | 1797 | Rate Constraint in lbs/MMBtu | FALSE | L | Annual | Allowances Withdrawn (n:1) | Thousand Tons | 0 | 0 | 0 | 0 | 0 | 0 | 0
IL Fac. Spec. - NOX Rate Summer v3.1, Unit 4315 and retrofits | 656 | 1797 | Rate Constraint in lbs/MMBtu | FALSE | L | Annual | Net Emissions Allowance Position | Thousand Tons | 0 | 0 | 0 | 0 | 0 | 0 | 0
IL Fac. Spec. - NOX Rate Summer v3.1, Unit 4315 and retrofits | 656 | 1797 | Rate Constraint in lbs/MMBtu | FALSE | L | Annual | Fuel Consumed | TBtu | 0 | 0 | 0 | 0 | 0 | 0 | 0
IL Fac. Spec. - NOX Rate Summer v3.1, Unit 4315 and retrofits | 656 | 1797 | Rate Constraint in lbs/MMBtu | FALSE | L | Annual | Rate | lb/MMBtu | 0 | 0 | 0 | 0 | 0 | 0 | 0
IL Fac. Spec. - NOX Rate Summer v3.1, Unit 4315 and retrofits | 656 | 1797 | Rate Constraint in lbs/MMBtu | FALSE | L | Annual | Generation | TWh | 0 | 0 | 0 | 0 | 0 | 0 | 0
IL Fac. Spec. - NOX Rate Summer v3.1, Unit 4315 and retrofits | 656 | 1797 | Rate Constraint in lbs/MMBtu | FALSE | L | Annual | Qualifying Generation | TWh | 0 | 0 | 0 | 0 | 0 | 0 | 0
IL Fac. Spec. - NOX Rate Summer v3.1, Unit 4315 and retrofits | 656 | 1797 | Rate Constraint in lbs/MMBtu | FALSE | L | Annual | Rate | lb/MWh | 0 | 0 | 0 | 0 | 0 | 0 | 0
IL Fac. Spec. - NOX Rate Summer v3.1, Unit 4315 and retrofits | 656 | 1797 | Rate Constraint in lbs/MMBtu | FALSE | L | Annual | Constraint Shadow Price | US2011$/Ton | 0 | 0 | 0 | 0 | 0 | 0 | 0
IL Fac. Spec. - NOX Rate Summer v3.1, Unit 4316 and retrofits | 657 | 1797 | Rate Constraint in lbs/MMBtu | FALSE | L | Annual | Seasons Included | Seasons | Summer | Summer | Summer | Summer | Summer | Summer | Summer
IL Fac. Spec. - NOX Rate Summer v3.1, Unit 4316 and retrofits | 657 | 1797 | Rate Constraint in lbs/MMBtu | FALSE | L | Annual | Standard | lb/MMBtu | 0.25 | 0.25 | 0.25 | 0.25 | 0.25 | 0.25 | 0.25
IL Fac. Spec. - NOX Rate Summer v3.1, Unit 4316 and retrofits | 657 | 1797 | Rate Constraint in lbs/MMBtu | FALSE | L | Annual | Emissions at Affected Plants NOX | Thousand Tons | 0 | 0 | 0 | 0 | 0 | 0 | 0
IL Fac. Spec. - NOX Rate Summer v3.1, Unit 4316 and retrofits | 657 | 1797 | Rate Constraint in lbs/MMBtu | FALSE | L | Annual | Allowances Purchased NOX | Thousand Tons | 0 | 0 | 0 | 0 | 0 | 0 | 0
IL Fac. Spec. - NOX Rate Summer v3.1, Unit 4316 and retrofits | 657 | 1797 | Rate Constraint in lbs/MMBtu | FALSE | L | Annual | Allowances Sold NOX | Thousand Tons | 0 | 0 | 0 | 0 | 0 | 0 | 0
IL Fac. Spec. - NOX Rate Summer v3.1, Unit 4316 and retrofits | 657 | 1797 | Rate Constraint in lbs/MMBtu | FALSE | L | Annual | Allowances Banked | Thousand Tons | 0 | 0 | 0 | 0 | 0 | 0 | 0
IL Fac. Spec. - NOX Rate Summer v3.1, Unit 4316 and retrofits | 657 | 1797 | Rate Constraint in lbs/MMBtu | FALSE | L | Annual | Allowances Withdrawn (1:1) | Thousand Tons | 0 | 0 | 0 | 0 | 0 | 0 | 0
IL Fac. Spec. - NOX Rate Summer v3.1, Unit 4316 and retrofits | 657 | 1797 | Rate Constraint in lbs/MMBtu | FALSE | L | Annual | Allowances Withdrawn (n:1) | Thousand Tons | 0 | 0 | 0 | 0 | 0 | 0 | 0
IL Fac. Spec. - NOX Rate Summer v3.1, Unit 4316 and retrofits | 657 | 1797 | Rate Constraint in lbs/MMBtu | FALSE | L | Annual | Net Emissions Allowance Position | Thousand Tons | 0 | 0 | 0 | 0 | 0 | 0 | 0
IL Fac. Spec. - NOX Rate Summer v3.1, Unit 4316 and retrofits | 657 | 1797 | Rate Constraint in lbs/MMBtu | FALSE | L | Annual | Fuel Consumed | TBtu | 0 | 0 | 0 | 0 | 0 | 0 | 0
IL Fac. Spec. - NOX Rate Summer v3.1, Unit 4316 and retrofits | 657 | 1797 | Rate Constraint in lbs/MMBtu | FALSE | L | Annual | Rate | lb/MMBtu | 0 | 0 | 0 | 0 | 0 | 0 | 0
IL Fac. Spec. - NOX Rate Summer v3.1, Unit 4316 and retrofits | 657 | 1797 | Rate Constraint in lbs/MMBtu | FALSE | L | Annual | Generation | TWh | 0 | 0 | 0 | 0 | 0 | 0 | 0
IL Fac. Spec. - NOX Rate Summer v3.1, Unit 4316 and retrofits | 657 | 1797 | Rate Constraint in lbs/MMBtu | FALSE | L | Annual | Qualifying Generation | TWh | 0 | 0 | 0 | 0 | 0 | 0 | 0
IL Fac. Spec. - NOX Rate Summer v3.1, Unit 4316 and retrofits | 657 | 1797 | Rate Constraint in lbs/MMBtu | FALSE | L | Annual | Rate | lb/MWh | 0 | 0 | 0 | 0 | 0 | 0 | 0
IL Fac. Spec. - NOX Rate Summer v3.1, Unit 4316 and retrofits | 657 | 1797 | Rate Constraint in lbs/MMBtu | FALSE | L | Annual | Constraint Shadow Price | US2011$/Ton | 0 | 0 | 0 | 0 | 0 | 0 | 0
IL Fac. Spec. - NOX Rate Summer v3.1, Unit 4320 and retrofits | 658 | 1797 | Rate Constraint in lbs/MMBtu | FALSE | L | Annual | Seasons Included | Seasons | Summer | Summer | Summer | Summer | Summer | Summer | Summer
IL Fac. Spec. - NOX Rate Summer v3.1, Unit 4320 and retrofits | 658 | 1797 | Rate Constraint in lbs/MMBtu | FALSE | L | Annual | Standard | lb/MMBtu | 0.25 | 0.25 | 0.25 | 0.25 | 0.25 | 0.25 | 0.25
IL Fac. Spec. - NOX Rate Summer v3.1, Unit 4320 and retrofits | 658 | 1797 | Rate Constraint in lbs/MMBtu | FALSE | L | Annual | Emissions at Affected Plants NOX | Thousand Tons | 0 | 0 | 0 | 0 | 0 | 0 | 0
IL Fac. Spec. - NOX Rate Summer v3.1, Unit 4320 and retrofits | 658 | 1797 | Rate Constraint in lbs/MMBtu | FALSE | L | Annual | Allowances Purchased NOX | Thousand Tons | 0 | 0 | 0 | 0 | 0 | 0 | 0
IL Fac. Spec. - NOX Rate Summer v3.1, Unit 4320 and retrofits | 658 | 1797 | Rate Constraint in lbs/MMBtu | FALSE | L | Annual | Allowances Sold NOX | Thousand Tons | 0 | 0 | 0 | 0 | 0 | 0 | 0
IL Fac. Spec. - NOX Rate Summer v3.1, Unit 4320 and retrofits | 658 | 1797 | Rate Constraint in lbs/MMBtu | FALSE | L | Annual | Allowances Banked | Thousand Tons | 0 | 0 | 0 | 0 | 0 | 0 | 0
IL Fac. Spec. - NOX Rate Summer v3.1, Unit 4320 and retrofits | 658 | 1797 | Rate Constraint in lbs/MMBtu | FALSE | L | Annual | Allowances Withdrawn (1:1) | Thousand Tons | 0 | 0 | 0 | 0 | 0 | 0 | 0
IL Fac. Spec. - NOX Rate Summer v3.1, Unit 4320 and retrofits | 658 | 1797 | Rate Constraint in lbs/MMBtu | FALSE | L | Annual | Allowances Withdrawn (n:1) | Thousand Tons | 0 | 0 | 0 | 0 | 0 | 0 | 0
IL Fac. Spec. - NOX Rate Summer v3.1, Unit 4320 and retrofits | 658 | 1797 | Rate Constraint in lbs/MMBtu | FALSE | L | Annual | Net Emissions Allowance Position | Thousand Tons | 0 | 0 | 0 | 0 | 0 | 0 | 0
IL Fac. Spec. - NOX Rate Summer v3.1, Unit 4320 and retrofits | 658 | 1797 | Rate Constraint in lbs/MMBtu | FALSE | L | Annual | Fuel Consumed | TBtu | 0 | 0 | 0 | 0 | 0 | 0 | 0
IL Fac. Spec. - NOX Rate Summer v3.1, Unit 4320 and retrofits | 658 | 1797 | Rate Constraint in lbs/MMBtu | FALSE | L | Annual | Rate | lb/MMBtu | 0 | 0 | 0 | 0 | 0 | 0 | 0
IL Fac. Spec. - NOX Rate Summer v3.1, Unit 4320 and retrofits | 658 | 1797 | Rate Constraint in lbs/MMBtu | FALSE | L | Annual | Generation | TWh | 0 | 0 | 0 | 0 | 0 | 0 | 0
IL Fac. Spec. - NOX Rate Summer v3.1, Unit 4320 and retrofits | 658 | 1797 | Rate Constraint in lbs/MMBtu | FALSE | L | Annual | Qualifying Generation | TWh | 0 | 0 | 0 | 0 | 0 | 0 | 0
IL Fac. Spec. - NOX Rate Summer v3.1, Unit 4320 and retrofits | 658 | 1797 | Rate Constraint in lbs/MMBtu | FALSE | L | Annual | Rate | lb/MWh | 0 | 0 | 0 | 0 | 0 | 0 | 0
IL Fac. Spec. - NOX Rate Summer v3.1, Unit 4320 and retrofits | 658 | 1797 | Rate Constraint in lbs/MMBtu | FALSE | L | Annual | Constraint Shadow Price | US2011$/Ton | 0 | 0 | 0 | 0 | 0 | 0 | 0
IL Fac. Spec. - NOX Rate Summer v3.1, Unit 4321 and retrofits | 659 | 1797 | Rate Constraint in lbs/MMBtu | FALSE | L | Annual | Seasons Included | Seasons | Summer | Summer | Summer | Summer | Summer | Summer | Summer
IL Fac. Spec. - NOX Rate Summer v3.1, Unit 4321 and retrofits | 659 | 1797 | Rate Constraint in lbs/MMBtu | FALSE | L | Annual | Standard | lb/MMBtu | 0.25 | 0.25 | 0.25 | 0.25 | 0.25 | 0.25 | 0.25
IL Fac. Spec. - NOX Rate Summer v3.1, Unit 4321 and retrofits | 659 | 1797 | Rate Constraint in lbs/MMBtu | FALSE | L | Annual | Emissions at Affected Plants NOX | Thousand Tons | 0 | 0 | 0 | 0 | 0 | 0 | 0
IL Fac. Spec. - NOX Rate Summer v3.1, Unit 4321 and retrofits | 659 | 1797 | Rate Constraint in lbs/MMBtu | FALSE | L | Annual | Allowances Purchased NOX | Thousand Tons | 0 | 0 | 0 | 0 | 0 | 0 | 0
IL Fac. Spec. - NOX Rate Summer v3.1, Unit 4321 and retrofits | 659 | 1797 | Rate Constraint in lbs/MMBtu | FALSE | L | Annual | Allowances Sold NOX | Thousand Tons | 0 | 0 | 0 | 0 | 0 | 0 | 0
IL Fac. Spec. - NOX Rate Summer v3.1, Unit 4321 and retrofits | 659 | 1797 | Rate Constraint in lbs/MMBtu | FALSE | L | Annual | Allowances Banked | Thousand Tons | 0 | 0 | 0 | 0 | 0 | 0 | 0
IL Fac. Spec. - NOX Rate Summer v3.1, Unit 4321 and retrofits | 659 | 1797 | Rate Constraint in lbs/MMBtu | FALSE | L | Annual | Allowances Withdrawn (1:1) | Thousand Tons | 0 | 0 | 0 | 0 | 0 | 0 | 0
IL Fac. Spec. - NOX Rate Summer v3.1, Unit 4321 and retrofits | 659 | 1797 | Rate Constraint in lbs/MMBtu | FALSE | L | Annual | Allowances Withdrawn (n:1) | Thousand Tons | 0 | 0 | 0 | 0 | 0 | 0 | 0
IL Fac. Spec. - NOX Rate Summer v3.1, Unit 4321 and retrofits | 659 | 1797 | Rate Constraint in lbs/MMBtu | FALSE | L | Annual | Net Emissions Allowance Position | Thousand Tons | 0 | 0 | 0 | 0 | 0 | 0 | 0
IL Fac. Spec. - NOX Rate Summer v3.1, Unit 4321 and retrofits | 659 | 1797 | Rate Constraint in lbs/MMBtu | FALSE | L | Annual | Fuel Consumed | TBtu | 0 | 0 | 0 | 0 | 0 | 0 | 0
IL Fac. Spec. - NOX Rate Summer v3.1, Unit 4321 and retrofits | 659 | 1797 | Rate Constraint in lbs/MMBtu | FALSE | L | Annual | Rate | lb/MMBtu | 0 | 0 | 0 | 0 | 0 | 0 | 0
IL Fac. Spec. - NOX Rate Summer v3.1, Unit 4321 and retrofits | 659 | 1797 | Rate Constraint in lbs/MMBtu | FALSE | L | Annual | Generation | TWh | 0 | 0 | 0 | 0 | 0 | 0 | 0
IL Fac. Spec. - NOX Rate Summer v3.1, Unit 4321 and retrofits | 659 | 1797 | Rate Constraint in lbs/MMBtu | FALSE | L | Annual | Qualifying Generation | TWh | 0 | 0 | 0 | 0 | 0 | 0 | 0
IL Fac. Spec. - NOX Rate Summer v3.1, Unit 4321 and retrofits | 659 | 1797 | Rate Constraint in lbs/MMBtu | FALSE | L | Annual | Rate | lb/MWh | 0 | 0 | 0 | 0 | 0 | 0 | 0
IL Fac. Spec. - NOX Rate Summer v3.1, Unit 4321 and retrofits | 659 | 1797 | Rate Constraint in lbs/MMBtu | FALSE | L | Annual | Constraint Shadow Price | US2011$/Ton | 0 | 0 | 0 | 0 | 0 | 0 | 0
IL Fac. Spec. - NOX Rate Summer v3.1, Unit 4322 and retrofits | 660 | 1797 | Rate Constraint in lbs/MMBtu | FALSE | L | Annual | Seasons Included | Seasons | Summer | Summer | Summer | Summer | Summer | Summer | Summer
IL Fac. Spec. - NOX Rate Summer v3.1, Unit 4322 and retrofits | 660 | 1797 | Rate Constraint in lbs/MMBtu | FALSE | L | Annual | Standard | lb/MMBtu | 0.25 | 0.25 | 0.25 | 0.25 | 0.25 | 0.25 | 0.25
IL Fac. Spec. - NOX Rate Summer v3.1, Unit 4322 and retrofits | 660 | 1797 | Rate Constraint in lbs/MMBtu | FALSE | L | Annual | Emissions at Affected Plants NOX | Thousand Tons | 0 | 0 | 0 | 0 | 0 | 0 | 0
IL Fac. Spec. - NOX Rate Summer v3.1, Unit 4322 and retrofits | 660 | 1797 | Rate Constraint in lbs/MMBtu | FALSE | L | Annual | Allowances Purchased NOX | Thousand Tons | 0 | 0 | 0 | 0 | 0 | 0 | 0
IL Fac. Spec. - NOX Rate Summer v3.1, Unit 4322 and retrofits | 660 | 1797 | Rate Constraint in lbs/MMBtu | FALSE | L | Annual | Allowances Sold NOX | Thousand Tons | 0 | 0 | 0 | 0 | 0 | 0 | 0
IL Fac. Spec. - NOX Rate Summer v3.1, Unit 4322 and retrofits | 660 | 1797 | Rate Constraint in lbs/MMBtu | FALSE | L | Annual | Allowances Banked | Thousand Tons | 0 | 0 | 0 | 0 | 0 | 0 | 0
IL Fac. Spec. - NOX Rate Summer v3.1, Unit 4322 and retrofits | 660 | 1797 | Rate Constraint in lbs/MMBtu | FALSE | L | Annual | Allowances Withdrawn (1:1) | Thousand Tons | 0 | 0 | 0 | 0 | 0 | 0 | 0
IL Fac. Spec. - NOX Rate Summer v3.1, Unit 4322 and retrofits | 660 | 1797 | Rate Constraint in lbs/MMBtu | FALSE | L | Annual | Allowances Withdrawn (n:1) | Thousand Tons | 0 | 0 | 0 | 0 | 0 | 0 | 0
IL Fac. Spec. - NOX Rate Summer v3.1, Unit 4322 and retrofits | 660 | 1797 | Rate Constraint in lbs/MMBtu | FALSE | L | Annual | Net Emissions Allowance Position | Thousand Tons | 0 | 0 | 0 | 0 | 0 | 0 | 0
IL Fac. Spec. - NOX Rate Summer v3.1, Unit 4322 and retrofits | 660 | 1797 | Rate Constraint in lbs/MMBtu | FALSE | L | Annual | Fuel Consumed | TBtu | 0 | 0 | 0 | 0 | 0 | 0 | 0
IL Fac. Spec. - NOX Rate Summer v3.1, Unit 4322 and retrofits | 660 | 1797 | Rate Constraint in lbs/MMBtu | FALSE | L | Annual | Rate | lb/MMBtu | 0 | 0 | 0 | 0 | 0 | 0 | 0
IL Fac. Spec. - NOX Rate Summer v3.1, Unit 4322 and retrofits | 660 | 1797 | Rate Constraint in lbs/MMBtu | FALSE | L | Annual | Generation | TWh | 0 | 0 | 0 | 0 | 0 | 0 | 0
IL Fac. Spec. - NOX Rate Summer v3.1, Unit 4322 and retrofits | 660 | 1797 | Rate Constraint in lbs/MMBtu | FALSE | L | Annual | Qualifying Generation | TWh | 0 | 0 | 0 | 0 | 0 | 0 | 0
IL Fac. Spec. - NOX Rate Summer v3.1, Unit 4322 and retrofits | 660 | 1797 | Rate Constraint in lbs/MMBtu | FALSE | L | Annual | Rate | lb/MWh | 0 | 0 | 0 | 0 | 0 | 0 | 0
IL Fac. Spec. - NOX Rate Summer v3.1, Unit 4322 and retrofits | 660 | 1797 | Rate Constraint in lbs/MMBtu | FALSE | L | Annual | Constraint Shadow Price | US2011$/Ton | 0 | 0 | 0 | 0 | 0 | 0 | 0
IL Fac. Spec. - NOX Rate Summer v3.1, Unit 4323 and retrofits | 661 | 1797 | Rate Constraint in lbs/MMBtu | FALSE | L | Annual | Seasons Included | Seasons | Summer | Summer | Summer | Summer | Summer | Summer | Summer
IL Fac. Spec. - NOX Rate Summer v3.1, Unit 4323 and retrofits | 661 | 1797 | Rate Constraint in lbs/MMBtu | FALSE | L | Annual | Standard | lb/MMBtu | 0.25 | 0.25 | 0.25 | 0.25 | 0.25 | 0.25 | 0.25
IL Fac. Spec. - NOX Rate Summer v3.1, Unit 4323 and retrofits | 661 | 1797 | Rate Constraint in lbs/MMBtu | FALSE | L | Annual | Emissions at Affected Plants NOX | Thousand Tons | 0 | 0 | 0 | 0 | 0 | 0 | 0
IL Fac. Spec. - NOX Rate Summer v3.1, Unit 4323 and retrofits | 661 | 1797 | Rate Constraint in lbs/MMBtu | FALSE | L | Annual | Allowances Purchased NOX | Thousand Tons | 0 | 0 | 0 | 0 | 0 | 0 | 0
IL Fac. Spec. - NOX Rate Summer v3.1, Unit 4323 and retrofits | 661 | 1797 | Rate Constraint in lbs/MMBtu | FALSE | L | Annual | Allowances Sold NOX | Thousand Tons | 0 | 0 | 0 | 0 | 0 | 0 | 0
IL Fac. Spec. - NOX Rate Summer v3.1, Unit 4323 and retrofits | 661 | 1797 | Rate Constraint in lbs/MMBtu | FALSE | L | Annual | Allowances Banked | Thousand Tons | 0 | 0 | 0 | 0 | 0 | 0 | 0
IL Fac. Spec. - NOX Rate Summer v3.1, Unit 4323 and retrofits | 661 | 1797 | Rate Constraint in lbs/MMBtu | FALSE | L | Annual | Allowances Withdrawn (1:1) | Thousand Tons | 0 | 0 | 0 | 0 | 0 | 0 | 0
IL Fac. Spec. - NOX Rate Summer v3.1, Unit 4323 and retrofits | 661 | 1797 | Rate Constraint in lbs/MMBtu | FALSE | L | Annual | Allowances Withdrawn (n:1) | Thousand Tons | 0 | 0 | 0 | 0 | 0 | 0 | 0
IL Fac. Spec. - NOX Rate Summer v3.1, Unit 4323 and retrofits | 661 | 1797 | Rate Constraint in lbs/MMBtu | FALSE | L | Annual | Net Emissions Allowance Position | Thousand Tons | 0 | 0 | 0 | 0 | 0 | 0 | 0
IL Fac. Spec. - NOX Rate Summer v3.1, Unit 4323 and retrofits | 661 | 1797 | Rate Constraint in lbs/MMBtu | FALSE | L | Annual | Fuel Consumed | TBtu | 0 | 0 | 0 | 0 | 0 | 0 | 0
IL Fac. Spec. - NOX Rate Summer v3.1, Unit 4323 and retrofits | 661 | 1797 | Rate Constraint in lbs/MMBtu | FALSE | L | Annual | Rate | lb/MMBtu | 0 | 0 | 0 | 0 | 0 | 0 | 0
IL Fac. Spec. - NOX Rate Summer v3.1, Unit 4323 and retrofits | 661 | 1797 | Rate Constraint in lbs/MMBtu | FALSE | L | Annual | Generation | TWh | 0 | 0 | 0 | 0 | 0 | 0 | 0
IL Fac. Spec. - NOX Rate Summer v3.1, Unit 4323 and retrofits | 661 | 1797 | Rate Constraint in lbs/MMBtu | FALSE | L | Annual | Qualifying Generation | TWh | 0 | 0 | 0 | 0 | 0 | 0 | 0
IL Fac. Spec. - NOX Rate Summer v3.1, Unit 4323 and retrofits | 661 | 1797 | Rate Constraint in lbs/MMBtu | FALSE | L | Annual | Rate | lb/MWh | 0 | 0 | 0 | 0 | 0 | 0 | 0
IL Fac. Spec. - NOX Rate Summer v3.1, Unit 4323 and retrofits | 661 | 1797 | Rate Constraint in lbs/MMBtu | FALSE | L | Annual | Constraint Shadow Price | US2011$/Ton | 0 | 0 | 0 | 0 | 0 | 0 | 0
IL Fac. Spec. - NOX Rate Summer v3.1, Unit 4324 and retrofits | 662 | 1797 | Rate Constraint in lbs/MMBtu | FALSE | L | Annual | Seasons Included | Seasons | Summer | Summer | Summer | Summer | Summer | Summer | Summer
IL Fac. Spec. - NOX Rate Summer v3.1, Unit 4324 and retrofits | 662 | 1797 | Rate Constraint in lbs/MMBtu | FALSE | L | Annual | Standard | lb/MMBtu | 0.25 | 0.25 | 0.25 | 0.25 | 0.25 | 0.25 | 0.25
IL Fac. Spec. - NOX Rate Summer v3.1, Unit 4324 and retrofits | 662 | 1797 | Rate Constraint in lbs/MMBtu | FALSE | L | Annual | Emissions at Affected Plants NOX | Thousand Tons | 0 | 0 | 0 | 0 | 0 | 0 | 0
IL Fac. Spec. - NOX Rate Summer v3.1, Unit 4324 and retrofits | 662 | 1797 | Rate Constraint in lbs/MMBtu | FALSE | L | Annual | Allowances Purchased NOX | Thousand Tons | 0 | 0 | 0 | 0 | 0 | 0 | 0
IL Fac. Spec. - NOX Rate Summer v3.1, Unit 4324 and retrofits | 662 | 1797 | Rate Constraint in lbs/MMBtu | FALSE | L | Annual | Allowances Sold NOX | Thousand Tons | 0 | 0 | 0 | 0 | 0 | 0 | 0
IL Fac. Spec. - NOX Rate Summer v3.1, Unit 4324 and retrofits | 662 | 1797 | Rate Constraint in lbs/MMBtu | FALSE | L | Annual | Allowances Banked | Thousand Tons | 0 | 0 | 0 | 0 | 0 | 0 | 0
IL Fac. Spec. - NOX Rate Summer v3.1, Unit 4324 and retrofits | 662 | 1797 | Rate Constraint in lbs/MMBtu | FALSE | L | Annual | Allowances Withdrawn (1:1) | Thousand Tons | 0 | 0 | 0 | 0 | 0 | 0 | 0
IL Fac. Spec. - NOX Rate Summer v3.1, Unit 4324 and retrofits | 662 | 1797 | Rate Constraint in lbs/MMBtu | FALSE | L | Annual | Allowances Withdrawn (n:1) | Thousand Tons | 0 | 0 | 0 | 0 | 0 | 0 | 0
IL Fac. Spec. - NOX Rate Summer v3.1, Unit 4324 and retrofits | 662 | 1797 | Rate Constraint in lbs/MMBtu | FALSE | L | Annual | Net Emissions Allowance Position | Thousand Tons | 0 | 0 | 0 | 0 | 0 | 0 | 0
IL Fac. Spec. - NOX Rate Summer v3.1, Unit 4324 and retrofits | 662 | 1797 | Rate Constraint in lbs/MMBtu | FALSE | L | Annual | Fuel Consumed | TBtu | 0 | 0 | 0 | 0 | 0 | 0 | 0
IL Fac. Spec. - NOX Rate Summer v3.1, Unit 4324 and retrofits | 662 | 1797 | Rate Constraint in lbs/MMBtu | FALSE | L | Annual | Rate | lb/MMBtu | 0 | 0 | 0 | 0 | 0 | 0 | 0
IL Fac. Spec. - NOX Rate Summer v3.1, Unit 4324 and retrofits | 662 | 1797 | Rate Constraint in lbs/MMBtu | FALSE | L | Annual | Generation | TWh | 0 | 0 | 0 | 0 | 0 | 0 | 0
IL Fac. Spec. - NOX Rate Summer v3.1, Unit 4324 and retrofits | 662 | 1797 | Rate Constraint in lbs/MMBtu | FALSE | L | Annual | Qualifying Generation | TWh | 0 | 0 | 0 | 0 | 0 | 0 | 0
IL Fac. Spec. - NOX Rate Summer v3.1, Unit 4324 and retrofits | 662 | 1797 | Rate Constraint in lbs/MMBtu | FALSE | L | Annual | Rate | lb/MWh | 0 | 0 | 0 | 0 | 0 | 0 | 0
IL Fac. Spec. - NOX Rate Summer v3.1, Unit 4324 and retrofits | 662 | 1797 | Rate Constraint in lbs/MMBtu | FALSE | L | Annual | Constraint Shadow Price | US2011$/Ton | 0 | 0 | 0 | 0 | 0 | 0 | 0
IL Fac. Spec. - NOX Rate Summer v3.1, Unit 4325 and retrofits | 663 | 1797 | Rate Constraint in lbs/MMBtu | FALSE | L | Annual | Seasons Included | Seasons | Summer | Summer | Summer | Summer | Summer | Summer | Summer
IL Fac. Spec. - NOX Rate Summer v3.1, Unit 4325 and retrofits | 663 | 1797 | Rate Constraint in lbs/MMBtu | FALSE | L | Annual | Standard | lb/MMBtu | 0.25 | 0.25 | 0.25 | 0.25 | 0.25 | 0.25 | 0.25
IL Fac. Spec. - NOX Rate Summer v3.1, Unit 4325 and retrofits | 663 | 1797 | Rate Constraint in lbs/MMBtu | FALSE | L | Annual | Emissions at Affected Plants NOX | Thousand Tons | 0 | 0 | 0 | 0 | 0 | 0 | 0
IL Fac. Spec. - NOX Rate Summer v3.1, Unit 4325 and retrofits | 663 | 1797 | Rate Constraint in lbs/MMBtu | FALSE | L | Annual | Allowances Purchased NOX | Thousand Tons | 0 | 0 | 0 | 0 | 0 | 0 | 0
IL Fac. Spec. - NOX Rate Summer v3.1, Unit 4325 and retrofits | 663 | 1797 | Rate Constraint in lbs/MMBtu | FALSE | L | Annual | Allowances Sold NOX | Thousand Tons | 0 | 0 | 0 | 0 | 0 | 0 | 0
IL Fac. Spec. - NOX Rate Summer v3.1, Unit 4325 and retrofits | 663 | 1797 | Rate Constraint in lbs/MMBtu | FALSE | L | Annual | Allowances Banked | Thousand Tons | 0 | 0 | 0 | 0 | 0 | 0 | 0
IL Fac. Spec. - NOX Rate Summer v3.1, Unit 4325 and retrofits | 663 | 1797 | Rate Constraint in lbs/MMBtu | FALSE | L | Annual | Allowances Withdrawn (1:1) | Thousand Tons | 0 | 0 | 0 | 0 | 0 | 0 | 0
IL Fac. Spec. - NOX Rate Summer v3.1, Unit 4325 and retrofits | 663 | 1797 | Rate Constraint in lbs/MMBtu | FALSE | L | Annual | Allowances Withdrawn (n:1) | Thousand Tons | 0 | 0 | 0 | 0 | 0 | 0 | 0
IL Fac. Spec. - NOX Rate Summer v3.1, Unit 4325 and retrofits | 663 | 1797 | Rate Constraint in lbs/MMBtu | FALSE | L | Annual | Net Emissions Allowance Position | Thousand Tons | 0 | 0 | 0 | 0 | 0 | 0 | 0
IL Fac. Spec. - NOX Rate Summer v3.1, Unit 4325 and retrofits | 663 | 1797 | Rate Constraint in lbs/MMBtu | FALSE | L | Annual | Fuel Consumed | TBtu | 0 | 0 | 0 | 0 | 0 | 0 | 0
IL Fac. Spec. - NOX Rate Summer v3.1, Unit 4325 and retrofits | 663 | 1797 | Rate Constraint in lbs/MMBtu | FALSE | L | Annual | Rate | lb/MMBtu | 0 | 0 | 0 | 0 | 0 | 0 | 0
IL Fac. Spec. - NOX Rate Summer v3.1, Unit 4325 and retrofits | 663 | 1797 | Rate Constraint in lbs/MMBtu | FALSE | L | Annual | Generation | TWh | 0 | 0 | 0 | 0 | 0 | 0 | 0
IL Fac. Spec. - NOX Rate Summer v3.1, Unit 4325 and retrofits | 663 | 1797 | Rate Constraint in lbs/MMBtu | FALSE | L | Annual | Qualifying Generation | TWh | 0 | 0 | 0 | 0 | 0 | 0 | 0
IL Fac. Spec. - NOX Rate Summer v3.1, Unit 4325 and retrofits | 663 | 1797 | Rate Constraint in lbs/MMBtu | FALSE | L | Annual | Rate | lb/MWh | 0 | 0 | 0 | 0 | 0 | 0 | 0
IL Fac. Spec. - NOX Rate Summer v3.1, Unit 4325 and retrofits | 663 | 1797 | Rate Constraint in lbs/MMBtu | FALSE | L | Annual | Constraint Shadow Price | US2011$/Ton | 0 | 0 | 0 | 0 | 0 | 0 | 0
IL Fac. Spec. - NOX Rate Summer v3.1, Unit 4397 and retrofits | 664 | 1797 | Rate Constraint in lbs/MMBtu | FALSE | L | Annual | Seasons Included | Seasons | Summer | Summer | Summer | Summer | Summer | Summer | Summer
IL Fac. Spec. - NOX Rate Summer v3.1, Unit 4397 and retrofits | 664 | 1797 | Rate Constraint in lbs/MMBtu | FALSE | L | Annual | Standard | lb/MMBtu | 0.25 | 0.25 | 0.25 | 0.25 | 0.25 | 0.25 | 0.25
IL Fac. Spec. - NOX Rate Summer v3.1, Unit 4397 and retrofits | 664 | 1797 | Rate Constraint in lbs/MMBtu | FALSE | L | Annual | Emissions at Affected Plants NOX | Thousand Tons | 0.064676 | 0.064676 | 0.064676 | 0.064676 | 0.064676 | 0.064676 | 0.064676
IL Fac. Spec. - NOX Rate Summer v3.1, Unit 4397 and retrofits | 664 | 1797 | Rate Constraint in lbs/MMBtu | FALSE | L | Annual | Allowances Purchased NOX | Thousand Tons | 0 | 0 | 0 | 0 | 0 | 0 | 0
IL Fac. Spec. - NOX Rate Summer v3.1, Unit 4397 and retrofits | 664 | 1797 | Rate Constraint in lbs/MMBtu | FALSE | L | Annual | Allowances Sold NOX | Thousand Tons | 0 | 0 | 0 | 0 | 0 | 0 | 0
IL Fac. Spec. - NOX Rate Summer v3.1, Unit 4397 and retrofits | 664 | 1797 | Rate Constraint in lbs/MMBtu | FALSE | L | Annual | Allowances Banked | Thousand Tons | 0 | 0 | 0 | 0 | 0 | 0 | 0
IL Fac. Spec. - NOX Rate Summer v3.1, Unit 4397 and retrofits | 664 | 1797 | Rate Constraint in lbs/MMBtu | FALSE | L | Annual | Allowances Withdrawn (1:1) | Thousand Tons | 0 | 0 | 0 | 0 | 0 | 0 | 0
IL Fac. Spec. - NOX Rate Summer v3.1, Unit 4397 and retrofits | 664 | 1797 | Rate Constraint in lbs/MMBtu | FALSE | L | Annual | Allowances Withdrawn (n:1) | Thousand Tons | 0 | 0 | 0 | 0 | 0 | 0 | 0
IL Fac. Spec. - NOX Rate Summer v3.1, Unit 4397 and retrofits | 664 | 1797 | Rate Constraint in lbs/MMBtu | FALSE | L | Annual | Net Emissions Allowance Position | Thousand Tons | 0.064676 | 0.064676 | 0.064676 | 0.064676 | 0.064676 | 0.064676 | 0.064676
IL Fac. Spec. - NOX Rate Summer v3.1, Unit 4397 and retrofits | 664 | 1797 | Rate Constraint in lbs/MMBtu | FALSE | L | Annual | Fuel Consumed | TBtu | 1.5111 | 1.5111 | 1.5111 | 1.5111 | 1.5111 | 1.5111 | 1.5111
IL Fac. Spec. - NOX Rate Summer v3.1, Unit 4397 and retrofits | 664 | 1797 | Rate Constraint in lbs/MMBtu | FALSE | L | Annual | Rate | lb/MMBtu | 0.085602 | 0.085602 | 0.085602 | 0.085602 | 0.085602 | 0.085602 | 0.085602
IL Fac. Spec. - NOX Rate Summer v3.1, Unit 4397 and retrofits | 664 | 1797 | Rate Constraint in lbs/MMBtu | FALSE | L | Annual | Generation | TWh | 0.077976 | 0.077976 | 0.077976 | 0.077976 | 0.077976 | 0.077976 | 0.077976
IL Fac. Spec. - NOX Rate Summer v3.1, Unit 4397 and retrofits | 664 | 1797 | Rate Constraint in lbs/MMBtu | FALSE | L | Annual | Qualifying Generation | TWh | 0.077976 | 0.077976 | 0.077976 | 0.077976 | 0.077976 | 0.077976 | 0.077976
IL Fac. Spec. - NOX Rate Summer v3.1, Unit 4397 and retrofits | 664 | 1797 | Rate Constraint in lbs/MMBtu | FALSE | L | Annual | Rate | lb/MWh | 0.82944 | 0.82944 | 0.82944 | 0.82944 | 0.82944 | 0.82944 | 0.82944
IL Fac. Spec. - NOX Rate Summer v3.1, Unit 4397 and retrofits | 664 | 1797 | Rate Constraint in lbs/MMBtu | FALSE | L | Annual | Constraint Shadow Price | US2011$/Ton | 0 | 0 | 0 | 0 | 0 | 0 | 0
IL Fac. Spec. - NOX Rate Summer v3.1, Unit 5708 and retrofits | 665 | 1797 | Rate Constraint in lbs/MMBtu | FALSE | L | Annual | Seasons Included | Seasons | Summer | Summer | Summer | Summer | Summer | Summer | Summer
IL Fac. Spec. - NOX Rate Summer v3.1, Unit 5708 and retrofits | 665 | 1797 | Rate Constraint in lbs/MMBtu | FALSE | L | Annual | Standard | lb/MMBtu | 0.25 | 0.25 | 0.25 | 0.25 | 0.25 | 0.25 | 0.25
IL Fac. Spec. - NOX Rate Summer v3.1, Unit 5708 and retrofits | 665 | 1797 | Rate Constraint in lbs/MMBtu | FALSE | L | Annual | Emissions at Affected Plants NOX | Thousand Tons | 0.28875 | 0.28875 | 0.33027 | 0.28875 | 0.23855 | 0.28875 | 0.23855
IL Fac. Spec. - NOX Rate Summer v3.1, Unit 5708 and retrofits | 665 | 1797 | Rate Constraint in lbs/MMBtu | FALSE | L | Annual | Allowances Purchased NOX | Thousand Tons | 0 | 0 | 0 | 0 | 0 | 0 | 0
IL Fac. Spec. - NOX Rate Summer v3.1, Unit 5708 and retrofits | 665 | 1797 | Rate Constraint in lbs/MMBtu | FALSE | L | Annual | Allowances Sold NOX | Thousand Tons | 0 | 0 | 0 | 0 | 0 | 0 | 0
IL Fac. Spec. - NOX Rate Summer v3.1, Unit 5708 and retrofits | 665 | 1797 | Rate Constraint in lbs/MMBtu | FALSE | L | Annual | Allowances Banked | Thousand Tons | 0 | 0 | 0 | 0 | 0 | 0 | 0
IL Fac. Spec. - NOX Rate Summer v3.1, Unit 5708 and retrofits | 665 | 1797 | Rate Constraint in lbs/MMBtu | FALSE | L | Annual | Allowances Withdrawn (1:1) | Thousand Tons | 0 | 0 | 0 | 0 | 0 | 0 | 0
IL Fac. Spec. - NOX Rate Summer v3.1, Unit 5708 and retrofits | 665 | 1797 | Rate Constraint in lbs/MMBtu | FALSE | L | Annual | Allowances Withdrawn (n:1) | Thousand Tons | 0 | 0 | 0 | 0 | 0 | 0 | 0
IL Fac. Spec. - NOX Rate Summer v3.1, Unit 5708 and retrofits | 665 | 1797 | Rate Constraint in lbs/MMBtu | FALSE | L | Annual | Net Emissions Allowance Position | Thousand Tons | 0.28875 | 0.28875 | 0.33027 | 0.28875 | 0.23855 | 0.28875 | 0.23855
IL Fac. Spec. - NOX Rate Summer v3.1, Unit 5708 and retrofits | 665 | 1797 | Rate Constraint in lbs/MMBtu | FALSE | L | Annual | Fuel Consumed | TBtu | 8.6624 | 8.6624 | 9.9081 | 8.6624 | 7.1565 | 8.6624 | 7.1639
IL Fac. Spec. - NOX Rate Summer v3.1, Unit 5708 and retrofits | 665 | 1797 | Rate Constraint in lbs/MMBtu | FALSE | L | Annual | Rate | lb/MMBtu | 0.066667 | 0.066667 | 0.066667 | 0.066667 | 0.066667 | 0.066667 | 0.066598
IL Fac. Spec. - NOX Rate Summer v3.1, Unit 5708 and retrofits | 665 | 1797 | Rate Constraint in lbs/MMBtu | FALSE | L | Annual | Generation | TWh | 0.81845 | 0.81845 | 0.93614 | 0.81845 | 0.67616 | 0.81845 | 0.67616
IL Fac. Spec. - NOX Rate Summer v3.1, Unit 5708 and retrofits | 665 | 1797 | Rate Constraint in lbs/MMBtu | FALSE | L | Annual | Qualifying Generation | TWh | 0.81845 | 0.81845 | 0.93614 | 0.81845 | 0.67616 | 0.81845 | 0.67616
IL Fac. Spec. - NOX Rate Summer v3.1, Unit 5708 and retrofits | 665 | 1797 | Rate Constraint in lbs/MMBtu | FALSE | L | Annual | Rate | lb/MWh | 0.3528 | 0.3528 | 0.3528 | 0.3528 | 0.3528 | 0.3528 | 0.3528
IL Fac. Spec. - NOX Rate Summer v3.1, Unit 5708 and retrofits | 665 | 1797 | Rate Constraint in lbs/MMBtu | FALSE | L | Annual | Constraint Shadow Price | US2011$/Ton | 0 | 0 | 0 | 0 | 0 | 0 | 0
IL Fac. Spec. - NOX Rate Summer v3.1, Unit 5709 and retrofits | 666 | 1797 | Rate Constraint in lbs/MMBtu | FALSE | L | Annual | Seasons Included | Seasons | Summer | Summer | Summer | Summer | Summer | Summer | Summer
IL Fac. Spec. - NOX Rate Summer v3.1, Unit 5709 and retrofits | 666 | 1797 | Rate Constraint in lbs/MMBtu | FALSE | L | Annual | Standard | lb/MMBtu | 0.25 | 0.25 | 0.25 | 0.25 | 0.25 | 0.25 | 0.25
IL Fac. Spec. - NOX Rate Summer v3.1, Unit 5709 and retrofits | 666 | 1797 | Rate Constraint in lbs/MMBtu | FALSE | L | Annual | Emissions at Affected Plants NOX | Thousand Tons | 0.55174 | 0.55174 | 0.63108 | 0.55174 | 0.45582 | 0.55174 | 0.45582
IL Fac. Spec. - NOX Rate Summer v3.1, Unit 5709 and retrofits | 666 | 1797 | Rate Constraint in lbs/MMBtu | FALSE | L | Annual | Allowances Purchased NOX | Thousand Tons | 0 | 0 | 0 | 0 | 0 | 0 | 0
IL Fac. Spec. - NOX Rate Summer v3.1, Unit 5709 and retrofits | 666 | 1797 | Rate Constraint in lbs/MMBtu | FALSE | L | Annual | Allowances Sold NOX | Thousand Tons | 0 | 0 | 0 | 0 | 0 | 0 | 0
IL Fac. Spec. - NOX Rate Summer v3.1, Unit 5709 and retrofits | 666 | 1797 | Rate Constraint in lbs/MMBtu | FALSE | L | Annual | Allowances Banked | Thousand Tons | 0 | 0 | 0 | 0 | 0 | 0 | 0
IL Fac. Spec. - NOX Rate Summer v3.1, Unit 5709 and retrofits | 666 | 1797 | Rate Constraint in lbs/MMBtu | FALSE | L | Annual | Allowances Withdrawn (1:1) | Thousand Tons | 0 | 0 | 0 | 0 | 0 | 0 | 0
IL Fac. Spec. - NOX Rate Summer v3.1, Unit 5709 and retrofits | 666 | 1797 | Rate Constraint in lbs/MMBtu | FALSE | L | Annual | Allowances Withdrawn (n:1) | Thousand Tons | 0 | 0 | 0 | 0 | 0 | 0 | 0
IL Fac. Spec. - NOX Rate Summer v3.1, Unit 5709 and retrofits | 666 | 1797 | Rate Constraint in lbs/MMBtu | FALSE | L | Annual | Net Emissions Allowance Position | Thousand Tons | 0.55174 | 0.55174 | 0.63108 | 0.55174 | 0.45582 | 0.55174 | 0.45582
IL Fac. Spec. - NOX Rate Summer v3.1, Unit 5709 and retrofits | 666 | 1797 | Rate Constraint in lbs/MMBtu | FALSE | L | Annual | Fuel Consumed | TBtu | 16.5689 | 16.5523 | 18.9324 | 16.5523 | 13.6747 | 16.5523 | 13.6747
IL Fac. Spec. - NOX Rate Summer v3.1, Unit 5709 and retrofits | 666 | 1797 | Rate Constraint in lbs/MMBtu | FALSE | L | Annual | Rate | lb/MMBtu | 0.0666 | 0.066667 | 0.066667 | 0.066667 | 0.066667 | 0.066667 | 0.066667
IL Fac. Spec. - NOX Rate Summer v3.1, Unit 5709 and retrofits | 666 | 1797 | Rate Constraint in lbs/MMBtu | FALSE | L | Annual | Generation | TWh | 1.5934 | 1.5934 | 1.8225 | 1.5934 | 1.3164 | 1.5934 | 1.3164
IL Fac. Spec. - NOX Rate Summer v3.1, Unit 5709 and retrofits | 666 | 1797 | Rate Constraint in lbs/MMBtu | FALSE | L | Annual | Qualifying Generation | TWh | 1.5934 | 1.5934 | 1.8225 | 1.5934 | 1.3164 | 1.5934 | 1.3164
IL Fac. Spec. - NOX Rate Summer v3.1, Unit 5709 and retrofits | 666 | 1797 | Rate Constraint in lbs/MMBtu | FALSE | L | Annual | Rate | lb/MWh | 0.34627 | 0.34627 | 0.34627 | 0.34627 | 0.34627 | 0.34627 | 0.34627
IL Fac. Spec. - NOX Rate Summer v3.1, Unit 5709 and retrofits | 666 | 1797 | Rate Constraint in lbs/MMBtu | FALSE | L | Annual | Constraint Shadow Price | US2011$/Ton | 0 | 0 | 0 | 0 | 0 | 0 | 0
IL Fac. Spec. - NOX Rate Summer v3.1, Unit 5714 and retrofits | 667 | 1797 | Rate Constraint in lbs/MMBtu | FALSE | L | Annual | Seasons Included | Seasons | Summer | Summer | Summer | Summer | Summer | Summer | Summer
IL Fac. Spec. - NOX Rate Summer v3.1, Unit 5714 and retrofits | 667 | 1797 | Rate Constraint in lbs/MMBtu | FALSE | L | Annual | Standard | lb/MMBtu | 0.25 | 0.25 | 0.25 | 0.25 | 0.25 | 0.25 | 0.25
IL Fac. Spec. - NOX Rate Summer v3.1, Unit 5714 and retrofits | 667 | 1797 | Rate Constraint in lbs/MMBtu | FALSE | L | Annual | Emissions at Affected Plants NOX | Thousand Tons | 0.4857 | 0.42426 | 0.4857 | 0.39899 | 0.3505 | 0.42426 | 0.3505
IL Fac. Spec. - NOX Rate Summer v3.1, Unit 5714 and retrofits | 667 | 1797 | Rate Constraint in lbs/MMBtu | FALSE | L | Annual | Allowances Purchased NOX | Thousand Tons | 0 | 0 | 0 | 0 | 0 | 0 | 0
IL Fac. Spec. - NOX Rate Summer v3.1, Unit 5714 and retrofits | 667 | 1797 | Rate Constraint in lbs/MMBtu | FALSE | L | Annual | Allowances Sold NOX | Thousand Tons | 0 | 0 | 0 | 0 | 0 | 0 | 0
IL Fac. Spec. - NOX Rate Summer v3.1, Unit 5714 and retrofits | 667 | 1797 | Rate Constraint in lbs/MMBtu | FALSE | L | Annual | Allowances Banked | Thousand Tons | 0 | 0 | 0 | 0 | 0 | 0 | 0
IL Fac. Spec. - NOX Rate Summer v3.1, Unit 5714 and retrofits | 667 | 1797 | Rate Constraint in lbs/MMBtu | FALSE | L | Annual | Allowances Withdrawn (1:1) | Thousand Tons | 0 | 0 | 0 | 0 | 0 | 0 | 0
IL Fac. Spec. - NOX Rate Summer v3.1, Unit 5714 and retrofits | 667 | 1797 | Rate Constraint in lbs/MMBtu | FALSE | L | Annual | Allowances Withdrawn (n:1) | Thousand Tons | 0 | 0 | 0 | 0 | 0 | 0 | 0
IL Fac. Spec. - NOX Rate Summer v3.1, Unit 5714 and retrofits | 667 | 1797 | Rate Constraint in lbs/MMBtu | FALSE | L | Annual | Net Emissions Allowance Position | Thousand Tons | 0.4857 | 0.42426 | 0.4857 | 0.39899 | 0.3505 | 0.42426 | 0.3505
IL Fac. Spec. - NOX Rate Summer v3.1, Unit 5714 and retrofits | 667 | 1797 | Rate Constraint in lbs/MMBtu | FALSE | L | Annual | Fuel Consumed | TBtu | 19.9172 | 17.3977 | 19.9172 | 16.3792 | 14.3731 | 17.3977 | 14.3731
IL Fac. Spec. - NOX Rate Summer v3.1, Unit 5714 and retrofits | 667 | 1797 | Rate Constraint in lbs/MMBtu | FALSE | L | Annual | Rate | lb/MMBtu | 0.048772 | 0.048772 | 0.048772 | 0.048719 | 0.048772 | 0.048772 | 0.048772
IL Fac. Spec. - NOX Rate Summer v3.1, Unit 5714 and retrofits | 667 | 1797 | Rate Constraint in lbs/MMBtu | FALSE | L | Annual | Generation | TWh | 1.8453 | 1.6118 | 1.8453 | 1.5158 | 1.3316 | 1.6118 | 1.3316
IL Fac. Spec. - NOX Rate Summer v3.1, Unit 5714 and retrofits | 667 | 1797 | Rate Constraint in lbs/MMBtu | FALSE | L | Annual | Qualifying Generation | TWh | 1.8453 | 1.6118 | 1.8453 | 1.5158 | 1.3316 | 1.6118 | 1.3316
IL Fac. Spec. - NOX Rate Summer v3.1, Unit 5714 and retrofits | 667 | 1797 | Rate Constraint in lbs/MMBtu | FALSE | L | Annual | Rate | lb/MWh | 0.26322 | 0.26322 | 0.26322 | 0.26322 | 0.26322 | 0.26322 | 0.26322
IL Fac. Spec. - NOX Rate Summer v3.1, Unit 5714 and retrofits | 667 | 1797 | Rate Constraint in lbs/MMBtu | FALSE | L | Annual | Constraint Shadow Price | US2011$/Ton | 0 | 0 | 0 | 0 | 0 | 0 | 0
IL Fac. Spec. - NOX Rate Summer v3.1, Unit 5715 and retrofits | 668 | 1797 | Rate Constraint in lbs/MMBtu | FALSE | L | Annual | Seasons Included | Seasons | Summer | Summer | Summer | Summer | Summer | Summer | Summer
IL Fac. Spec. - NOX Rate Summer v3.1, Unit 5715 and retrofits | 668 | 1797 | Rate Constraint in lbs/MMBtu | FALSE | L | Annual | Standard | lb/MMBtu | 0.25 | 0.25 | 0.25 | 0.25 | 0.25 | 0.25 | 0.25
IL Fac. Spec. - NOX Rate Summer v3.1, Unit 5715 and retrofits | 668 | 1797 | Rate Constraint in lbs/MMBtu | FALSE | L | Annual | Emissions at Affected Plants NOX | Thousand Tons | 0.2748 | 0.23326 | 0.25977 | 0.19271 | 0.19271 | 0.19271 | 0.19271
IL Fac. Spec. - NOX Rate Summer v3.1, Unit 5715 and retrofits | 668 | 1797 | Rate Constraint in lbs/MMBtu | FALSE | L | Annual | Allowances Purchased NOX | Thousand Tons | 0 | 0 | 0 | 0 | 0 | 0 | 0
IL Fac. Spec. - NOX Rate Summer v3.1, Unit 5715 and retrofits | 668 | 1797 | Rate Constraint in lbs/MMBtu | FALSE | L | Annual | Allowances Sold NOX | Thousand Tons | 0 | 0 | 0 | 0 | 0 | 0 | 0
IL Fac. Spec. - NOX Rate Summer v3.1, Unit 5715 and retrofits | 668 | 1797 | Rate Constraint in lbs/MMBtu | FALSE | L | Annual | Allowances Banked | Thousand Tons | 0 | 0 | 0 | 0 | 0 | 0 | 0
IL Fac. Spec. - NOX Rate Summer v3.1, Unit 5715 and retrofits | 668 | 1797 | Rate Constraint in lbs/MMBtu | FALSE | L | Annual | Allowances Withdrawn (1:1) | Thousand Tons | 0 | 0 | 0 | 0 | 0 | 0 | 0
IL Fac. Spec. - NOX Rate Summer v3.1, Unit 5715 and retrofits | 668 | 1797 | Rate Constraint in lbs/MMBtu | FALSE | L | Annual | Allowances Withdrawn (n:1) | Thousand Tons | 0 | 0 | 0 | 0 | 0 | 0 | 0
IL Fac. Spec. - NOX Rate Summer v3.1, Unit 5715 and retrofits | 668 | 1797 | Rate Constraint in lbs/MMBtu | FALSE | L | Annual | Net Emissions Allowance Position | Thousand Tons | 0.2748 | 0.23326 | 0.25977 | 0.19271 | 0.19271 | 0.19271 | 0.19271
IL Fac. Spec. - NOX Rate Summer v3.1, Unit 5715 and retrofits | 668 | 1797 | Rate Constraint in lbs/MMBtu | FALSE | L | Annual | Fuel Consumed | TBtu | 11.1327 | 9.4498 | 10.5238 | 7.807 | 7.807 | 7.807 | 7.807
IL Fac. Spec. - NOX Rate Summer v3.1, Unit 5715 and retrofits | 668 | 1797 | Rate Constraint in lbs/MMBtu | FALSE | L | Annual | Rate | lb/MMBtu | 0.049369 | 0.049369 | 0.049369 | 0.049369 | 0.049369 | 0.049369 | 0.049369
IL Fac. Spec. - NOX Rate Summer v3.1, Unit 5715 and retrofits | 668 | 1797 | Rate Constraint in lbs/MMBtu | FALSE | L | Annual | Generation | TWh | 1.064 | 0.90313 | 1.0058 | 0.74613 | 0.74613 | 0.74613 | 0.74613
IL Fac. Spec. - NOX Rate Summer v3.1, Unit 5715 and retrofits | 668 | 1797 | Rate Constraint in lbs/MMBtu | FALSE | L | Annual | Qualifying Generation | TWh | 1.064 | 0.90313 | 1.0058 | 0.74613 | 0.74613 | 0.74613 | 0.74613
IL Fac. Spec. - NOX Rate Summer v3.1, Unit 5715 and retrofits | 668 | 1797 | Rate Constraint in lbs/MMBtu | FALSE | L | Annual | Rate | lb/MWh | 0.25828 | 0.25828 | 0.25828 | 0.25828 | 0.25828 | 0.25828 | 0.25828
IL Fac. Spec. - NOX Rate Summer v3.1, Unit 5715 and retrofits | 668 | 1797 | Rate Constraint in lbs/MMBtu | FALSE | L | Annual | Constraint Shadow Price | US2011$/Ton | 0 | 0 | 0 | 0 | 0 | 0 | 0
IL Fac. Spec. - NOX Rate Summer v3.1, Unit 5716 and retrofits | 669 | 1797 | Rate Constraint in lbs/MMBtu | FALSE | L | Annual | Seasons Included | Seasons | Summer | Summer | Summer | Summer | Summer | Summer | Summer
IL Fac. Spec. - NOX Rate Summer v3.1, Unit 5716 and retrofits | 669 | 1797 | Rate Constraint in lbs/MMBtu | FALSE | L | Annual | Standard | lb/MMBtu | 0.25 | 0.25 | 0.25 | 0.25 | 0.25 | 0.25 | 0.25
IL Fac. Spec. - NOX Rate Summer v3.1, Unit 5716 and retrofits | 669 | 1797 | Rate Constraint in lbs/MMBtu | FALSE | L | Annual | Emissions at Affected Plants NOX | Thousand Tons | 0.62758 | 0.50534 | 0.50488 | 0.50534 | 0.44141 | 0.50534 | 0.50534
IL Fac. Spec. - NOX Rate Summer v3.1, Unit 5716 and retrofits | 669 | 1797 | Rate Constraint in lbs/MMBtu | FALSE | L | Annual | Allowances Purchased NOX | Thousand Tons | 0 | 0 | 0 | 0 | 0 | 0 | 0
IL Fac. Spec. - NOX Rate Summer v3.1, Unit 5716 and retrofits | 669 | 1797 | Rate Constraint in lbs/MMBtu | FALSE | L | Annual | Allowances Sold NOX | Thousand Tons | 0 | 0 | 0 | 0 | 0 | 0 | 0
IL Fac. Spec. - NOX Rate Summer v3.1, Unit 5716 and retrofits | 669 | 1797 | Rate Constraint in lbs/MMBtu | FALSE | L | Annual | Allowances Banked | Thousand Tons | 0 | 0 | 0 | 0 | 0 | 0 | 0
IL Fac. Spec. - NOX Rate Summer v3.1, Unit 5716 and retrofits | 669 | 1797 | Rate Constraint in lbs/MMBtu | FALSE | L | Annual | Allowances Withdrawn (1:1) | Thousand Tons | 0 | 0 | 0 | 0 | 0 | 0 | 0
IL Fac. Spec. - NOX Rate Summer v3.1, Unit 5716 and retrofits | 669 | 1797 | Rate Constraint in lbs/MMBtu | FALSE | L | Annual | Allowances Withdrawn (n:1) | Thousand Tons | 0 | 0 | 0 | 0 | 0 | 0 | 0
IL Fac. Spec. - NOX Rate Summer v3.1, Unit 5716 and retrofits | 669 | 1797 | Rate Constraint in lbs/MMBtu | FALSE | L | Annual | Net Emissions Allowance Position | Thousand Tons | 0.62758 | 0.50534 | 0.50488 | 0.50534 | 0.44141 | 0.50534 | 0.50534
IL Fac. Spec. - NOX Rate Summer v3.1, Unit 5716 and retrofits | 669 | 1797 | Rate Constraint in lbs/MMBtu | FALSE | L | Annual | Fuel Consumed | TBtu | 13.4756 | 13.4756 | 13.4636 | 13.4756 | 11.771 | 13.4756 | 13.4756
IL Fac. Spec. - NOX Rate Summer v3.1, Unit 5716 and retrofits | 669 | 1797 | Rate Constraint in lbs/MMBtu | FALSE | L | Annual | Rate | lb/MMBtu | 0.093143 | 0.075 | 0.075 | 0.075 | 0.075 | 0.075 | 0.075
IL Fac. Spec. - NOX Rate Summer v3.1, Unit 5716 and retrofits | 669 | 1797 | Rate Constraint in lbs/MMBtu | FALSE | L | Annual | Generation | TWh | 1.2917 | 1.2917 | 1.2906 | 1.2917 | 1.1283 | 1.2917 | 1.2917
IL Fac. Spec. - NOX Rate Summer v3.1, Unit 5716 and retrofits | 669 | 1797 | Rate Constraint in lbs/MMBtu | FALSE | L | Annual | Qualifying Generation | TWh | 1.2917 | 1.2917 | 1.2906 | 1.2917 | 1.1283 | 1.2917 | 1.2917
IL Fac. Spec. - NOX Rate Summer v3.1, Unit 5716 and retrofits | 669 | 1797 | Rate Constraint in lbs/MMBtu | FALSE | L | Annual | Rate | lb/MWh | 0.48585 | 0.39121 | 0.39121 | 0.39121 | 0.39121 | 0.39121 | 0.39121
IL Fac. Spec. - NOX Rate Summer v3.1, Unit 5716 and retrofits | 669 | 1797 | Rate Constraint in lbs/MMBtu | FALSE | L | Annual | Constraint Shadow Price | US2011$/Ton | 0 | 0 | 0 | 0 | 0 | 0 | 0
IL Fac. Spec. - NOX Rate Summer v3.1, Unit 5740 and retrofits | 670 | 1797 | Rate Constraint in lbs/MMBtu | FALSE | L | Annual | Seasons Included | Seasons | Summer | Summer | Summer | Summer | Summer | Summer | Summer
IL Fac. Spec. - NOX Rate Summer v3.1, Unit 5740 and retrofits | 670 | 1797 | Rate Constraint in lbs/MMBtu | FALSE | L | Annual | Standard | lb/MMBtu | 0.25 | 0.25 | 0.25 | 0.25 | 0.25 | 0.25 | 0.25
IL Fac. Spec. - NOX Rate Summer v3.1, Unit 5740 and retrofits | 670 | 1797 | Rate Constraint in lbs/MMBtu | FALSE | L | Annual | Emissions at Affected Plants NOX | Thousand Tons | 0.15296 | 0.11434 | 0.11424 | 0.10943 | 0.095585 | 0.10943 | 0.10943
IL Fac. Spec. - NOX Rate Summer v3.1, Unit 5740 and retrofits | 670 | 1797 | Rate Constraint in lbs/MMBtu | FALSE | L | Annual | Allowances Purchased NOX | Thousand Tons | 0 | 0 | 0 | 0 | 0 | 0 | 0
IL Fac. Spec. - NOX Rate Summer v3.1, Unit 5740 and retrofits | 670 | 1797 | Rate Constraint in lbs/MMBtu | FALSE | L | Annual | Allowances Sold NOX | Thousand Tons | 0 | 0 | 0 | 0 | 0 | 0 | 0
IL Fac. Spec. - NOX Rate Summer v3.1, Unit 5740 and retrofits | 670 | 1797 | Rate Constraint in lbs/MMBtu | FALSE | L | Annual | Allowances Banked | Thousand Tons | 0 | 0 | 0 | 0 | 0 | 0 | 0
IL Fac. Spec. - NOX Rate Summer v3.1, Unit 5740 and retrofits | 670 | 1797 | Rate Constraint in lbs/MMBtu | FALSE | L | Annual | Allowances Withdrawn (1:1) | Thousand Tons | 0 | 0 | 0 | 0 | 0 | 0 | 0
IL Fac. Spec. - NOX Rate Summer v3.1, Unit 5740 and retrofits | 670 | 1797 | Rate Constraint in lbs/MMBtu | FALSE | L | Annual | Allowances Withdrawn (n:1) | Thousand Tons | 0 | 0 | 0 | 0 | 0 | 0 | 0
IL Fac. Spec. - NOX Rate Summer v3.1, Unit 5740 and retrofits | 670 | 1797 | Rate Constraint in lbs/MMBtu | FALSE | L | Annual | Net Emissions Allowance Position | Thousand Tons | 0.15296 | 0.11434 | 0.11424 | 0.10943 | 0.095585 | 0.10943 | 0.10943
IL Fac. Spec. - NOX Rate Summer v3.1, Unit 5740 and retrofits | 670 | 1797 | Rate Constraint in lbs/MMBtu | FALSE | L | Annual | Fuel Consumed | TBtu | 3.0492 | 3.0492 | 3.0465 | 2.9181 | 2.5817 | 2.9181 | 2.9181
IL Fac. Spec. - NOX Rate Summer v3.1, Unit 5740 and retrofits | 670 | 1797 | Rate Constraint in lbs/MMBtu | FALSE | L | Annual | Rate | lb/MMBtu | 0.10033 | 0.075 | 0.075 | 0.075 | 0.074048 | 0.075 | 0.075
IL Fac. Spec. - NOX Rate Summer v3.1, Unit 5740 and retrofits | 670 | 1797 | Rate Constraint in lbs/MMBtu | FALSE | L | Annual | Generation | TWh | 0.26325 | 0.26325 | 0.26301 | 0.26325 | 0.22995 | 0.26325 | 0.26325
IL Fac. Spec. - NOX Rate Summer v3.1, Unit 5740 and retrofits | 670 | 1797 | Rate Constraint in lbs/MMBtu | FALSE | L | Annual | Qualifying Generation | TWh | 0.26325 | 0.26325 | 0.26301 | 0.26325 | 0.22995 | 0.26325 | 0.26325
IL Fac. Spec. - NOX Rate Summer v3.1, Unit 5740 and retrofits | 670 | 1797 | Rate Constraint in lbs/MMBtu | FALSE | L | Annual | Rate | lb/MWh | 0.58104 | 0.43436 | 0.43436 | 0.41568 | 0.41568 | 0.41568 | 0.41568
IL Fac. Spec. - NOX Rate Summer v3.1, Unit 5740 and retrofits | 670 | 1797 | Rate Constraint in lbs/MMBtu | FALSE | L | Annual | Constraint Shadow Price | US2011$/Ton | 0 | 0 | 0 | 0 | 0 | 0 | 0
IL Fac. Spec. - NOX Rate Summer v3.1, Unit 5741 and retrofits | 671 | 1797 | Rate Constraint in lbs/MMBtu | FALSE | L | Annual | Seasons Included | Seasons | Summer | Summer | Summer | Summer | Summer | Summer | Summer
IL Fac. Spec. - NOX Rate Summer v3.1, Unit 5741 and retrofits | 671 | 1797 | Rate Constraint in lbs/MMBtu | FALSE | L | Annual | Standard | lb/MMBtu | 0.25 | 0.25 | 0.25 | 0.25 | 0.25 | 0.25 | 0.25
IL Fac. Spec. - NOX Rate Summer v3.1, Unit 5741 and retrofits | 671 | 1797 | Rate Constraint in lbs/MMBtu | FALSE | L | Annual | Emissions at Affected Plants NOX | Thousand Tons | 0.16734 | 0.10538 | 0.10529 | 0.10085 | 0.088094 | 0.10085 | 0.10085
IL Fac. Spec. - NOX Rate Summer v3.1, Unit 5741 and retrofits | 671 | 1797 | Rate Constraint in lbs/MMBtu | FALSE | L | Annual | Allowances Purchased NOX | Thousand Tons | 0 | 0 | 0 | 0 | 0 | 0 | 0
IL Fac. Spec. - NOX Rate Summer v3.1, Unit 5741 and retrofits | 671 | 1797 | Rate Constraint in lbs/MMBtu | FALSE | L | Annual | Allowances Sold NOX | Thousand Tons | 0 | 0 | 0 | 0 | 0 | 0 | 0
IL Fac. Spec. - NOX Rate Summer v3.1, Unit 5741 and retrofits | 671 | 1797 | Rate Constraint in lbs/MMBtu | FALSE | L | Annual | Allowances Banked | Thousand Tons | 0 | 0 | 0 | 0 | 0 | 0 | 0
IL Fac. Spec. - NOX Rate Summer v3.1, Unit 5741 and retrofits | 671 | 1797 | Rate Constraint in lbs/MMBtu | FALSE | L | Annual | Allowances Withdrawn (1:1) | Thousand Tons | 0 | 0 | 0 | 0 | 0 | 0 | 0
IL Fac. Spec. - NOX Rate Summer v3.1, Unit 5741 and retrofits | 671 | 1797 | Rate Constraint in lbs/MMBtu | FALSE | L | Annual | Allowances Withdrawn (n:1) | Thousand Tons | 0 | 0 | 0 | 0 | 0 | 0 | 0
IL Fac. Spec. - NOX Rate Summer v3.1, Unit 5741 and retrofits | 671 | 1797 | Rate Constraint in lbs/MMBtu | FALSE | L | Annual | Net Emissions Allowance Position | Thousand Tons | 0.16734 | 0.10538 | 0.10529 | 0.10085 | 0.088094 | 0.10085 | 0.10085
IL Fac. Spec. - NOX Rate Summer v3.1, Unit 5741 and retrofits | 671 | 1797 | Rate Constraint in lbs/MMBtu | FALSE | L | Annual | Fuel Consumed | TBtu | 2.8102 | 2.8102 | 2.8077 | 2.6894 | 2.3794 | 2.6894 | 2.6894
IL Fac. Spec. - NOX Rate Summer v3.1, Unit 5741 and retrofits | 671 | 1797 | Rate Constraint in lbs/MMBtu | FALSE | L | Annual | Rate | lb/MMBtu | 0.11909 | 0.075 | 0.075 | 0.075 | 0.074048 | 0.075 | 0.075
IL Fac. Spec. - NOX Rate Summer v3.1, Unit 5741 and retrofits | 671 | 1797 | Rate Constraint in lbs/MMBtu | FALSE | L | Annual | Generation | TWh | 0.24422 | 0.24422 | 0.244 | 0.24422 | 0.21332 | 0.24422 | 0.24422
IL Fac. Spec. - NOX Rate Summer v3.1, Unit 5741 and retrofits | 671 | 1797 | Rate Constraint in lbs/MMBtu | FALSE | L | Annual | Qualifying Generation | TWh | 0.24422 | 0.24422 | 0.244 | 0.24422 | 0.21332 | 0.24422 | 0.24422
IL Fac. Spec. - NOX Rate Summer v3.1, Unit 5741 and retrofits | 671 | 1797 | Rate Constraint in lbs/MMBtu | FALSE | L | Annual | Rate | lb/MWh | 0.6852 | 0.43151 | 0.43151 | 0.41296 | 0.41296 | 0.41296 | 0.41296
IL Fac. Spec. - NOX Rate Summer v3.1, Unit 5741 and retrofits | 671 | 1797 | Rate Constraint in lbs/MMBtu | FALSE | L | Annual | Constraint Shadow Price | US2011$/Ton | 0 | 0 | 0 | 0 | 0 | 0 | 0
IL Fac. Spec. - NOX Rate Summer v3.1, Unit 5742 and retrofits | 672 | 1797 | Rate Constraint in lbs/MMBtu | FALSE | L | Annual | Seasons Included | Seasons | Summer | Summer | Summer | Summer | Summer | Summer | Summer
IL Fac. Spec. - NOX Rate Summer v3.1, Unit 5742 and retrofits | 672 | 1797 | Rate Constraint in lbs/MMBtu | FALSE | L | Annual | Standard | lb/MMBtu | 0.25 | 0.25 | 0.25 | 0.25 | 0.25 | 0.25 | 0.25
IL Fac. Spec. - NOX Rate Summer v3.1, Unit 5742 and retrofits | 672 | 1797 | Rate Constraint in lbs/MMBtu | FALSE | L | Annual | Emissions at Affected Plants NOX | Thousand Tons | 0 | 0 | 0 | 0 | 0 | 0 | 0
IL Fac. Spec. - NOX Rate Summer v3.1, Unit 5742 and retrofits | 672 | 1797 | Rate Constraint in lbs/MMBtu | FALSE | L | Annual | Allowances Purchased NOX | Thousand Tons | 0 | 0 | 0 | 0 | 0 | 0 | 0
IL Fac. Spec. - NOX Rate Summer v3.1, Unit 5742 and retrofits | 672 | 1797 | Rate Constraint in lbs/MMBtu | FALSE | L | Annual | Allowances Sold NOX | Thousand Tons | 0 | 0 | 0 | 0 | 0 | 0 | 0
IL Fac. Spec. - NOX Rate Summer v3.1, Unit 5742 and retrofits | 672 | 1797 | Rate Constraint in lbs/MMBtu | FALSE | L | Annual | Allowances Banked | Thousand Tons | 0 | 0 | 0 | 0 | 0 | 0 | 0
IL Fac. Spec. - NOX Rate Summer v3.1, Unit 5742 and retrofits | 672 | 1797 | Rate Constraint in lbs/MMBtu | FALSE | L | Annual | Allowances Withdrawn (1:1) | Thousand Tons | 0 | 0 | 0 | 0 | 0 | 0 | 0
IL Fac. Spec. - NOX Rate Summer v3.1, Unit 5742 and retrofits | 672 | 1797 | Rate Constraint in lbs/MMBtu | FALSE | L | Annual | Allowances Withdrawn (n:1) | Thousand Tons | 0 | 0 | 0 | 0 | 0 | 0 | 0
IL Fac. Spec. - NOX Rate Summer v3.1, Unit 5742 and retrofits | 672 | 1797 | Rate Constraint in lbs/MMBtu | FALSE | L | Annual | Net Emissions Allowance Position | Thousand Tons | 0 | 0 | 0 | 0 | 0 | 0 | 0
IL Fac. Spec. - NOX Rate Summer v3.1, Unit 5742 and retrofits | 672 | 1797 | Rate Constraint in lbs/MMBtu | FALSE | L | Annual | Fuel Consumed | TBtu | 0 | 0 | 0 | 0 | 0 | 0 | 0
IL Fac. Spec. - NOX Rate Summer v3.1, Unit 5742 and retrofits | 672 | 1797 | Rate Constraint in lbs/MMBtu | FALSE | L | Annual | Rate | lb/MMBtu | 0 | 0 | 0 | 0 | 0 | 0 | 0
IL Fac. Spec. - NOX Rate Summer v3.1, Unit 5742 and retrofits | 672 | 1797 | Rate Constraint in lbs/MMBtu | FALSE | L | Annual | Generation | TWh | 0 | 0 | 0 | 0 | 0 | 0 | 0
IL Fac. Spec. - NOX Rate Summer v3.1, Unit 5742 and retrofits | 672 | 1797 | Rate Constraint in lbs/MMBtu | FALSE | L | Annual | Qualifying Generation | TWh | 0 | 0 | 0 | 0 | 0 | 0 | 0
IL Fac. Spec. - NOX Rate Summer v3.1, Unit 5742 and retrofits | 672 | 1797 | Rate Constraint in lbs/MMBtu | FALSE | L | Annual | Rate | lb/MWh | 0 | 0 | 0 | 0 | 0 | 0 | 0
IL Fac. Spec. - NOX Rate Summer v3.1, Unit 5742 and retrofits | 672 | 1797 | Rate Constraint in lbs/MMBtu | FALSE | L | Annual | Constraint Shadow Price | US2011$/Ton | 0 | 0 | 0 | 0 | 0 | 0 | 0
IL Fac. Spec. - NOX Rate Summer v3.1, Unit 5743 and retrofits | 673 | 1797 | Rate Constraint in lbs/MMBtu | FALSE | L | Annual | Seasons Included | Seasons | Summer | Summer | Summer | Summer | Summer | Summer | Summer
IL Fac. Spec. - NOX Rate Summer v3.1, Unit 5743 and retrofits | 673 | 1797 | Rate Constraint in lbs/MMBtu | FALSE | L | Annual | Standard | lb/MMBtu | 0.25 | 0.25 | 0.25 | 0.25 | 0.25 | 0.25 | 0.25
IL Fac. Spec. - NOX Rate Summer v3.1, Unit 5743 and retrofits | 673 | 1797 | Rate Constraint in lbs/MMBtu | FALSE | L | Annual | Emissions at Affected Plants NOX | Thousand Tons | 0.37481 | 0.20166 | 0.20148 | 0.19298 | 0.19298 | 0.19298 | 0.19298
IL Fac. Spec. - NOX Rate Summer v3.1, Unit 5743 and retrofits | 673 | 1797 | Rate Constraint in lbs/MMBtu | FALSE | L | Annual | Allowances Purchased NOX | Thousand Tons | 0 | 0 | 0 | 0 | 0 | 0 | 0
IL Fac. Spec. - NOX Rate Summer v3.1, Unit 5743 and retrofits | 673 | 1797 | Rate Constraint in lbs/MMBtu | FALSE | L | Annual | Allowances Sold NOX | Thousand Tons | 0 | 0 | 0 | 0 | 0 | 0 | 0
IL Fac. Spec. - NOX Rate Summer v3.1, Unit 5743 and retrofits | 673 | 1797 | Rate Constraint in lbs/MMBtu | FALSE | L | Annual | Allowances Banked | Thousand Tons | 0 | 0 | 0 | 0 | 0 | 0 | 0
IL Fac. Spec. - NOX Rate Summer v3.1, Unit 5743 and retrofits | 673 | 1797 | Rate Constraint in lbs/MMBtu | FALSE | L | Annual | Allowances Withdrawn (1:1) | Thousand Tons | 0 | 0 | 0 | 0 | 0 | 0 | 0
IL Fac. Spec. - NOX Rate Summer v3.1, Unit 5743 and retrofits | 673 | 1797 | Rate Constraint in lbs/MMBtu | FALSE | L | Annual | Allowances Withdrawn (n:1) | Thousand Tons | 0 | 0 | 0 | 0 | 0 | 0 | 0
IL Fac. Spec. - NOX Rate Summer v3.1, Unit 5743 and retrofits | 673 | 1797 | Rate Constraint in lbs/MMBtu | FALSE | L | Annual | Net Emissions Allowance Position | Thousand Tons | 0.37481 | 0.20166 | 0.20148 | 0.19298 | 0.19298 | 0.19298 | 0.19298
IL Fac. Spec. - NOX Rate Summer v3.1, Unit 5743 and retrofits | 673 | 1797 | Rate Constraint in lbs/MMBtu | FALSE | L | Annual | Fuel Consumed | TBtu | 5.3775 | 5.3775 | 5.3728 | 5.1462 | 5.1462 | 5.1462 | 5.1462
IL Fac. Spec. - NOX Rate Summer v3.1, Unit 5743 and retrofits | 673 | 1797 | Rate Constraint in lbs/MMBtu | FALSE | L | Annual | Rate | lb/MMBtu | 0.1394 | 0.075 | 0.075 | 0.075 | 0.075 | 0.075 | 0.075
IL Fac. Spec. - NOX Rate Summer v3.1, Unit 5743 and retrofits | 673 | 1797 | Rate Constraint in lbs/MMBtu | FALSE | L | Annual | Generation | TWh | 0.55063 | 0.55063 | 0.55015 | 0.55063 | 0.55063 | 0.55063 | 0.55063
IL Fac. Spec. - NOX Rate Summer v3.1, Unit 5743 and retrofits | 673 | 1797 | Rate Constraint in lbs/MMBtu | FALSE | L | Annual | Qualifying Generation | TWh | 0.55063 | 0.55063 | 0.55015 | 0.55063 | 0.55063 | 0.55063 | 0.55063
IL Fac. Spec. - NOX Rate Summer v3.1, Unit 5743 and retrofits | 673 | 1797 | Rate Constraint in lbs/MMBtu | FALSE | L | Annual | Rate | lb/MWh | 0.68069 | 0.36622 | 0.36623 | 0.35048 | 0.35048 | 0.35048 | 0.35048
IL Fac. Spec. - NOX Rate Summer v3.1, Unit 5743 and retrofits | 673 | 1797 | Rate Constraint in lbs/MMBtu | FALSE | L | Annual | Constraint Shadow Price | US2011$/Ton | 0 | 0 | 0 | 0 | 0 | 0 | 0
IL Facility Average - NOX Rate Summer v3.1 | 674 | 1796 | Rate Constraint in lbs/MMBtu | FALSE | L | Annual | Seasons Included | Seasons | Summer | Summer | Summer | Summer | Summer | Summer | Summer
IL Facility Average - NOX Rate Summer v3.1 | 674 | 1796 | Rate Constraint in lbs/MMBtu | FALSE | L | Annual | Standard | lb/MMBtu | 0.25 | 0.25 | 0.25 | 0.25 | 0.25 | 0.25 | 0.25
IL Facility Average - NOX Rate Summer v3.1 | 674 | 1796 | Rate Constraint in lbs/MMBtu | FALSE | L | Annual | Emissions at Affected Plants NOX | Thousand Tons | 10.1413 | 9.4502 | 9.2495 | 8.4171 | 8.3354 | 8.7123 | 8.4871
IL Facility Average - NOX Rate Summer v3.1 | 674 | 1796 | Rate Constraint in lbs/MMBtu | FALSE | L | Annual | Allowances Purchased NOX | Thousand Tons | 0 | 0 | 0 | 0 | 0 | 0 | 0
IL Facility Average - NOX Rate Summer v3.1 | 674 | 1796 | Rate Constraint in lbs/MMBtu | FALSE | L | Annual | Allowances Sold NOX | Thousand Tons | 0 | 0 | 0 | 0 | 0 | 0 | 0
IL Facility Average - NOX Rate Summer v3.1 | 674 | 1796 | Rate Constraint in lbs/MMBtu | FALSE | L | Annual | Allowances Banked | Thousand Tons | 0 | 0 | 0 | 0 | 0 | 0 | 0
IL Facility Average - NOX Rate Summer v3.1 | 674 | 1796 | Rate Constraint in lbs/MMBtu | FALSE | L | Annual | Allowances Withdrawn (1:1) | Thousand Tons | 0 | 0 | 0 | 0 | 0 | 0 | 0
IL Facility Average - NOX Rate Summer v3.1 | 674 | 1796 | Rate Constraint in lbs/MMBtu | FALSE | L | Annual | Allowances Withdrawn (n:1) | Thousand Tons | 0 | 0 | 0 | 0 | 0 | 0 | 0
IL Facility Average - NOX Rate Summer v3.1 | 674 | 1796 | Rate Constraint in lbs/MMBtu | FALSE | L | Annual | Net Emissions Allowance Position | Thousand Tons | 10.1413 | 9.4502 | 9.2495 | 8.4171 | 8.3354 | 8.7123 | 8.4871
IL Facility Average - NOX Rate Summer v3.1 | 674 | 1796 | Rate Constraint in lbs/MMBtu | FALSE | L | Annual | Fuel Consumed | TBtu | 317.6584 | 301.5219 | 292.6846 | 263.399 | 270.4829 | 274.5937 | 266.3053
IL Facility Average - NOX Rate Summer v3.1 | 674 | 1796 | Rate Constraint in lbs/MMBtu | FALSE | L | Annual | Rate | lb/MMBtu | 0.06385 | 0.062683 | 0.063205 | 0.063911 | 0.061633 | 0.063456 | 0.06374
IL Facility Average - NOX Rate Summer v3.1 | 674 | 1796 | Rate Constraint in lbs/MMBtu | FALSE | L | Annual | Generation | TWh | 33.8739 | 31.9948 | 30.7927 | 28.0129 | 29.4726 | 29.4491 | 28.6346
IL Facility Average - NOX Rate Summer v3.1 | 674 | 1796 | Rate Constraint in lbs/MMBtu | FALSE | L | Annual | Qualifying Generation | TWh | 33.8739 | 31.9948 | 30.7927 | 28.0129 | 29.4726 | 29.4491 | 28.6346
IL Facility Average - NOX Rate Summer v3.1 | 674 | 1796 | Rate Constraint in lbs/MMBtu | FALSE | L | Annual | Rate | lb/MWh | 0.29938 | 0.29537 | 0.30038 | 0.30047 | 0.28282 | 0.29584 | 0.29639
IL Facility Average - NOX Rate Summer v3.1 | 674 | 1796 | Rate Constraint in lbs/MMBtu | FALSE | L | Annual | Constraint Shadow Price | US2011$/Ton | 0 | 0 | 0 | 0 | 0 | 0 | 0
IL MPS- Ameren MER Rate Annual v5.12 | 675 | 5753 | MACT Fuel Choice Floor in lbs/MMBtu | FALSE | L | Annual | Seasons Included | Seasons | Winter, Summer | Winter, Summer | Winter, Summer | Winter, Summer | Winter, Summer | Winter, Summer | Winter, Summer
IL MPS- Ameren MER Rate Annual v5.12 | 675 | 5753 | MACT Fuel Choice Floor in lbs/MMBtu | FALSE | L | Annual | Emission Floor | lbs/MMBtu | 7.349e-07 | 7.349e-07 | 7.349e-07 | 7.349e-07 | 7.349e-07 | 7.349e-07 | 7.349e-07
IL MPS- Ameren MER Rate Annual v5.12 | 675 | 5753 | MACT Fuel Choice Floor in lbs/MMBtu | FALSE | L | Annual | Emissions at Affected Plants MER | lbs | 52.7529 | 46.7346 | 49.4776 | 43.2664 | 38.2953 | 44.634 | 42.2578
IL MPS- Ameren MER Rate Annual v5.12 | 675 | 5753 | MACT Fuel Choice Floor in lbs/MMBtu | FALSE | L | Annual | Allowances Purchased MER | lbs | 0 | 0 | 0 | 0 | 0 | 0 | 0
IL MPS- Ameren MER Rate Annual v5.12 | 675 | 5753 | MACT Fuel Choice Floor in lbs/MMBtu | FALSE | L | Annual | Allowances Sold MER | lbs | 0 | 0 | 0 | 0 | 0 | 0 | 0
IL MPS- Ameren MER Rate Annual v5.12 | 675 | 5753 | MACT Fuel Choice Floor in lbs/MMBtu | FALSE | L | Annual | Allowances Banked | lbs | 0 | 0 | 0 | 0 | 0 | 0 | 0
IL MPS- Ameren MER Rate Annual v5.12 | 675 | 5753 | MACT Fuel Choice Floor in lbs/MMBtu | FALSE | L | Annual | Allowances Withdrawn (1:1) | lbs | 0 | 0 | 0 | 0 | 0 | 0 | 0
IL MPS- Ameren MER Rate Annual v5.12 | 675 | 5753 | MACT Fuel Choice Floor in lbs/MMBtu | FALSE | L | Annual | Allowances Withdrawn (n:1) | lbs | 0 | 0 | 0 | 0 | 0 | 0 | 0
IL MPS- Ameren MER Rate Annual v5.12 | 675 | 5753 | MACT Fuel Choice Floor in lbs/MMBtu | FALSE | L | Annual | Net Emissions Allowance Position | lbs | 52.7529 | 46.7346 | 49.4776 | 43.2664 | 38.2953 | 44.634 | 42.2578
IL MPS- Ameren MER Rate Annual v5.12 | 675 | 5753 | MACT Fuel Choice Floor in lbs/MMBtu | FALSE | L | Annual | Fuel Consumed | TBtu | 101.9272 | 92.0528 | 100.6795 | 83.6295 | 73.9278 | 86.3213 | 81.6444
IL MPS- Ameren MER Rate Annual v5.12 | 675 | 5753 | MACT Fuel Choice Floor in lbs/MMBtu | FALSE | L | Annual | Rate | lb/MMBtu | 5.1755e-07 | 5.0769e-07 | 4.9144e-07 | 5.1736e-07 | 5.1801e-07 | 5.1707e-07 | 5.1758e-07
IL MPS- Ameren MER Rate Annual v5.12 | 675 | 5753 | MACT Fuel Choice Floor in lbs/MMBtu | FALSE | L | Annual | Generation | TWh | 9.591 | 8.6906 | 9.4888 | 7.8762 | 6.9674 | 8.1254 | 7.6924
IL MPS- Ameren MER Rate Annual v5.12 | 675 | 5753 | MACT Fuel Choice Floor in lbs/MMBtu | FALSE | L | Annual | Qualifying Generation | TWh | 9.591 | 8.6906 | 9.4888 | 7.8762 | 6.9674 | 8.1254 | 7.6924
IL MPS- Ameren MER Rate Annual v5.12 | 675 | 5753 | MACT Fuel Choice Floor in lbs/MMBtu | FALSE | L | Annual | Constraint Shadow Price | US2011$/Lb | 0 | 0 | 0 | 0 | 0 | 0 | 0
IL MPS- Ameren NOX rate Annual v5.12 | 676 | 5754 | Rate Constraint in lbs/MMBtu | FALSE | L | Annual | Seasons Included | Seasons | Winter, Summer | Winter, Summer | Winter, Summer | Winter, Summer | Winter, Summer | Winter, Summer | Winter, Summer
IL MPS- Ameren NOX rate Annual v5.12 | 676 | 5754 | Rate Constraint in lbs/MMBtu | FALSE | L | Annual | Standard | lb/MMBtu | 0.11 | 0.11 | 0.11 | 0.11 | 0.11 | 0.11 | 0.11
IL MPS- Ameren NOX rate Annual v5.12 | 676 | 5754 | Rate Constraint in lbs/MMBtu | FALSE | L | Annual | Emissions at Affected Plants NOX | Thousand Tons | 3.1718 | 2.8144 | 3.0221 | 2.6016 | 2.3421 | 2.6672 | 2.5534
IL MPS- Ameren NOX rate Annual v5.12 | 676 | 5754 | Rate Constraint in lbs/MMBtu | FALSE | L | Annual | Allowances Purchased NOX | Thousand Tons | 0 | 0 | 0 | 0 | 0 | 0 | 0
IL MPS- Ameren NOX rate Annual v5.12 | 676 | 5754 | Rate Constraint in lbs/MMBtu | FALSE | L | Annual | Allowances Sold NOX | Thousand Tons | 0 | 0 | 0 | 0 | 0 | 0 | 0
IL MPS- Ameren NOX rate Annual v5.12 | 676 | 5754 | Rate Constraint in lbs/MMBtu | FALSE | L | Annual | Allowances Banked | Thousand Tons | 0 | 0 | 0 | 0 | 0 | 0 | 0
IL MPS- Ameren NOX rate Annual v5.12 | 676 | 5754 | Rate Constraint in lbs/MMBtu | FALSE | L | Annual | Allowances Withdrawn (1:1) | Thousand Tons | 0 | 0 | 0 | 0 | 0 | 0 | 0
IL MPS- Ameren NOX rate Annual v5.12 | 676 | 5754 | Rate Constraint in lbs/MMBtu | FALSE | L | Annual | Allowances Withdrawn (n:1) | Thousand Tons | 0 | 0 | 0 | 0 | 0 | 0 | 0
IL MPS- Ameren NOX rate Annual v5.12 | 676 | 5754 | Rate Constraint in lbs/MMBtu | FALSE | L | Annual | Net Emissions Allowance Position | Thousand Tons | 3.1718 | 2.8144 | 3.0221 | 2.6016 | 2.3421 | 2.6672 | 2.5534
IL MPS- Ameren NOX rate Annual v5.12 | 676 | 5754 | Rate Constraint in lbs/MMBtu | FALSE | L | Annual | Fuel Consumed | TBtu | 101.9272 | 92.0528 | 100.6795 | 83.6295 | 73.9278 | 86.3213 | 81.6444
IL MPS- Ameren NOX rate Annual v5.12 | 676 | 5754 | Rate Constraint in lbs/MMBtu | FALSE | L | Annual | Rate | lb/MMBtu | 0.062237 | 0.061147 | 0.060034 | 0.062216 | 0.063362 | 0.061796 | 0.06255
IL MPS- Ameren NOX rate Annual v5.12 | 676 | 5754 | Rate Constraint in lbs/MMBtu | FALSE | L | Annual | Generation | TWh | 9.591 | 8.6906 | 9.4888 | 7.8762 | 6.9674 | 8.1254 | 7.6924
IL MPS- Ameren NOX rate Annual v5.12 | 676 | 5754 | Rate Constraint in lbs/MMBtu | FALSE | L | Annual | Qualifying Generation | TWh | 9.591 | 8.6906 | 9.4888 | 7.8762 | 6.9674 | 8.1254 | 7.6924
IL MPS- Ameren NOX rate Annual v5.12 | 676 | 5754 | Rate Constraint in lbs/MMBtu | FALSE | L | Annual | Rate | lb/MWh | 0.33071 | 0.32384 | 0.31849 | 0.33031 | 0.33615 | 0.32825 | 0.33194
IL MPS- Ameren NOX rate Annual v5.12 | 676 | 5754 | Rate Constraint in lbs/MMBtu | FALSE | L | Annual | Constraint Shadow Price | US2011$/Ton | 0 | 0 | 0 | 0 | 0 | 0 | 0
IL MPS- Ameren NOX rate Summer v5.12 | 677 | 5755 | Rate Constraint in lbs/MMBtu | FALSE | L | Annual | Seasons Included | Seasons | Summer | Summer | Summer | Summer | Summer | Summer | Summer
IL MPS- Ameren NOX rate Summer v5.12 | 677 | 5755 | Rate Constraint in lbs/MMBtu | FALSE | L | Annual | Standard | lb/MMBtu | 0.11 | 0.11 | 0.11 | 0.11 | 0.11 | 0.11 | 0.11
IL MPS- Ameren NOX rate Summer v5.12 | 677 | 5755 | Rate Constraint in lbs/MMBtu | FALSE | L | Annual | Emissions at Affected Plants NOX | Thousand Tons | 1.3909 | 1.1657 | 1.2532 | 1.0995 | 0.98707 | 1.1248 | 1.0513
IL MPS- Ameren NOX rate Summer v5.12 | 677 | 5755 | Rate Constraint in lbs/MMBtu | FALSE | L | Annual | Allowances Purchased NOX | Thousand Tons | 0 | 0 | 0 | 0 | 0 | 0 | 0
IL MPS- Ameren NOX rate Summer v5.12 | 677 | 5755 | Rate Constraint in lbs/MMBtu | FALSE | L | Annual | Allowances Sold NOX | Thousand Tons | 0 | 0 | 0 | 0 | 0 | 0 | 0
IL MPS- Ameren NOX rate Summer v5.12 | 677 | 5755 | Rate Constraint in lbs/MMBtu | FALSE | L | Annual | Allowances Banked | Thousand Tons | 0 | 0 | 0 | 0 | 0 | 0 | 0
IL MPS- Ameren NOX rate Summer v5.12 | 677 | 5755 | Rate Constraint in lbs/MMBtu | FALSE | L | Annual | Allowances Withdrawn (1:1) | Thousand Tons | 0 | 0 | 0 | 0 | 0 | 0 | 0
IL MPS- Ameren NOX rate Summer v5.12 | 677 | 5755 | Rate Constraint in lbs/MMBtu | FALSE | L | Annual | Allowances Withdrawn (n:1) | Thousand Tons | 0 | 0 | 0 | 0 | 0 | 0 | 0
IL MPS- Ameren NOX rate Summer v5.12 | 677 | 5755 | Rate Constraint in lbs/MMBtu | FALSE | L | Annual | Net Emissions Allowance Position | Thousand Tons | 1.3909 | 1.1657 | 1.2532 | 1.0995 | 0.98707 | 1.1248 | 1.0513
IL MPS- Ameren NOX rate Summer v5.12 | 677 | 5755 | Rate Constraint in lbs/MMBtu | FALSE | L | Annual | Fuel Consumed | TBtu | 44.5581 | 40.3558 | 43.9372 | 37.6904 | 33.9796 | 38.7088 | 35.6884
IL MPS- Ameren NOX rate Summer v5.12 | 677 | 5755 | Rate Constraint in lbs/MMBtu | FALSE | L | Annual | Rate | lb/MMBtu | 0.06243 | 0.057769 | 0.057043 | 0.058343 | 0.058098 | 0.058113 | 0.058918
IL MPS- Ameren NOX rate Summer v5.12 | 677 | 5755 | Rate Constraint in lbs/MMBtu | FALSE | L | Annual | Generation | TWh | 4.2041 | 3.8098 | 4.1448 | 3.5564 | 3.2088 | 3.6524 | 3.3726
IL MPS- Ameren NOX rate Summer v5.12 | 677 | 5755 | Rate Constraint in lbs/MMBtu | FALSE | L | Annual | Qualifying Generation | TWh | 4.2041 | 3.8098 | 4.1448 | 3.5564 | 3.2088 | 3.6524 | 3.3726
IL MPS- Ameren NOX rate Summer v5.12 | 677 | 5755 | Rate Constraint in lbs/MMBtu | FALSE | L | Annual | Rate | lb/MWh | 0.33084 | 0.30596 | 0.30235 | 0.30915 | 0.30761 | 0.30794 | 0.31173
IL MPS- Ameren NOX rate Summer v5.12 | 677 | 5755 | Rate Constraint in lbs/MMBtu | FALSE | L | Annual | Constraint Shadow Price | US2011$/Ton | 0 | 0 | 0 | 0 | 0 | 0 | 0
IL MPS- Ameren SO2 Rate Annual v5.12 | 678 | 5756 | Rate Constraint in lbs/MMBtu | FALSE | L | Annual | Seasons Included | Seasons | Winter, Summer | Winter, Summer | Winter, Summer | Winter, Summer | Winter, Summer | Winter, Summer | Winter, Summer
IL MPS- Ameren SO2 Rate Annual v5.12 | 678 | 5756 | Rate Constraint in lbs/MMBtu | FALSE | L | Annual | Standard | lb/MMBtu | 0.24 | 0.23 | 0.23 | 0.23 | 0.23 | 0.23 | 0.23
IL MPS- Ameren SO2 Rate Annual v5.12 | 678 | 5756 | Rate Constraint in lbs/MMBtu | FALSE | L | Annual | Emissions at Affected Plants SO2 | Thousand Tons | 6.2173 | 7.6155 | 7.7704 | 6.9242 | 6.4422 | 6.9755 | 6.8867
IL MPS- Ameren SO2 Rate Annual v5.12 | 678 | 5756 | Rate Constraint in lbs/MMBtu | FALSE | L | Annual | Allowances Purchased SO2 | Thousand Tons | 0 | 0 | 0 | 0 | 0 | 0 | 0
IL MPS- Ameren SO2 Rate Annual v5.12 | 678 | 5756 | Rate Constraint in lbs/MMBtu | FALSE | L | Annual | Allowances Sold SO2 | Thousand Tons | 0 | 0 | 0 | 0 | 0 | 0 | 0
IL MPS- Ameren SO2 Rate Annual v5.12 | 678 | 5756 | Rate Constraint in lbs/MMBtu | FALSE | L | Annual | Allowances Banked | Thousand Tons | 0 | 0 | 0 | 0 | 0 | 0 | 0
IL MPS- Ameren SO2 Rate Annual v5.12 | 678 | 5756 | Rate Constraint in lbs/MMBtu | FALSE | L | Annual | Allowances Withdrawn (1:1) | Thousand Tons | 0 | 0 | 0 | 0 | 0 | 0 | 0
IL MPS- Ameren SO2 Rate Annual v5.12 | 678 | 5756 | Rate Constraint in lbs/MMBtu | FALSE | L | Annual | Allowances Withdrawn (n:1) | Thousand Tons | 0 | 0 | 0 | 0 | 0 | 0 | 0
IL MPS- Ameren SO2 Rate Annual v5.12 | 678 | 5756 | Rate Constraint in lbs/MMBtu | FALSE | L | Annual | Net Emissions Allowance Position | Thousand Tons | 6.2173 | 7.6155 | 7.7704 | 6.9242 | 6.4422 | 6.9755 | 6.8867
IL MPS- Ameren SO2 Rate Annual v5.12 | 678 | 5756 | Rate Constraint in lbs/MMBtu | FALSE | L | Annual | Fuel Consumed | TBtu | 101.9272 | 92.0528 | 100.6795 | 83.6295 | 73.9278 | 86.3213 | 81.6444
IL MPS- Ameren SO2 Rate Annual v5.12 | 678 | 5756 | Rate Constraint in lbs/MMBtu | FALSE | L | Annual | Rate | lb/MMBtu | 0.122 | 0.16546 | 0.15436 | 0.16559 | 0.17428 | 0.16162 | 0.1687
IL MPS- Ameren SO2 Rate Annual v5.12 | 678 | 5756 | Rate Constraint in lbs/MMBtu | FALSE | L | Annual | Generation | TWh | 9.591 | 8.6906 | 9.4888 | 7.8762 | 6.9674 | 8.1254 | 7.6924
IL MPS- Ameren SO2 Rate Annual v5.12 | 678 | 5756 | Rate Constraint in lbs/MMBtu | FALSE | L | Annual | Qualifying Generation | TWh | 9.591 | 8.6906 | 9.4888 | 7.8762 | 6.9674 | 8.1254 | 7.6924
IL MPS- Ameren SO2 Rate Annual v5.12 | 678 | 5756 | Rate Constraint in lbs/MMBtu | FALSE | L | Annual | Rate | lb/MWh | 0.64824 | 0.87629 | 0.8189 | 0.87914 | 0.92463 | 0.85848 | 0.89526
IL MPS- Ameren SO2 Rate Annual v5.12 | 678 | 5756 | Rate Constraint in lbs/MMBtu | FALSE | L | Annual | Constraint Shadow Price | US2011$/Ton | 0 | 0 | 0 | 0 | 0 | 0 | 0
IL MPS- Dynegy MER Rate Annual v5.12 | 679 | 5757 | MACT Fuel Choice Floor in lbs/MMBtu | FALSE | L | Annual | Seasons Included | Seasons | Winter, Summer | Winter, Summer | Winter, Summer | Winter, Summer | Winter, Summer | Winter, Summer | Winter, Summer
IL MPS- Dynegy MER Rate Annual v5.12 | 679 | 5757 | MACT Fuel Choice Floor in lbs/MMBtu | FALSE | L | Annual | Emission Floor | lbs/MMBtu | 7.8e-07 | 7.8e-07 | 7.8e-07 | 7.8e-07 | 7.8e-07 | 7.8e-07 | 7.8e-07
IL MPS- Dynegy MER Rate Annual v5.12 | 679 | 5757 | MACT Fuel Choice Floor in lbs/MMBtu | FALSE | L | Annual | Emissions at Affected Plants MER | lbs | 65.3757 | 65.7047 | 68.2198 | 57.6917 | 39.8164 | 55.1564 | 54.346
IL MPS- Dynegy MER Rate Annual v5.12 | 679 | 5757 | MACT Fuel Choice Floor in lbs/MMBtu | FALSE | L | Annual | Allowances Purchased MER | lbs | 0 | 0 | 0 | 0 | 0 | 0 | 0
IL MPS- Dynegy MER Rate Annual v5.12 | 679 | 5757 | MACT Fuel Choice Floor in lbs/MMBtu | FALSE | L | Annual | Allowances Sold MER | lbs | 0 | 0 | 0 | 0 | 0 | 0 | 0
IL MPS- Dynegy MER Rate Annual v5.12 | 679 | 5757 | MACT Fuel Choice Floor in lbs/MMBtu | FALSE | L | Annual | Allowances Banked | lbs | 0 | 0 | 0 | 0 | 0 | 0 | 0
IL MPS- Dynegy MER Rate Annual v5.12 | 679 | 5757 | MACT Fuel Choice Floor in lbs/MMBtu | FALSE | L | Annual | Allowances Withdrawn (1:1) | lbs | 0 | 0 | 0 | 0 | 0 | 0 | 0
IL MPS- Dynegy MER Rate Annual v5.12 | 679 | 5757 | MACT Fuel Choice Floor in lbs/MMBtu | FALSE | L | Annual | Allowances Withdrawn (n:1) | lbs | 0 | 0 | 0 | 0 | 0 | 0 | 0
IL MPS- Dynegy MER Rate Annual v5.12 | 679 | 5757 | MACT Fuel Choice Floor in lbs/MMBtu | FALSE | L | Annual | Net Emissions Allowance Position | lbs | 65.3757 | 65.7047 | 68.2198 | 57.6917 | 39.8164 | 55.1564 | 54.346
IL MPS- Dynegy MER Rate Annual v5.12 | 679 | 5757 | MACT Fuel Choice Floor in lbs/MMBtu | FALSE | L | Annual | Fuel Consumed | TBtu | 121.9426 | 117.1206 | 121.604 | 107.227 | 73.5725 | 102.6967 | 101.1082
IL MPS- Dynegy MER Rate Annual v5.12 | 679 | 5757 | MACT Fuel Choice Floor in lbs/MMBtu | FALSE | L | Annual | Rate | lb/MMBtu | 5.3612e-07 | 5.61e-07 | 5.61e-07 | 5.3803e-07 | 5.4119e-07 | 5.3708e-07 | 5.375e-07
IL MPS- Dynegy MER Rate Annual v5.12 | 679 | 5757 | MACT Fuel Choice Floor in lbs/MMBtu | FALSE | L | Annual | Generation | TWh | 11.5151 | 11.1276 | 11.5151 | 10.1929 | 7.0699 | 9.7301 | 9.5936
IL MPS- Dynegy MER Rate Annual v5.12 | 679 | 5757 | MACT Fuel Choice Floor in lbs/MMBtu | FALSE | L | Annual | Qualifying Generation | TWh | 11.5151 | 11.1276 | 11.5151 | 10.1929 | 7.0699 | 9.7301 | 9.5936
IL MPS- Dynegy MER Rate Annual v5.12 | 679 | 5757 | MACT Fuel Choice Floor in lbs/MMBtu | FALSE | L | Annual | Constraint Shadow Price | US2011$/Lb | 0 | 0 | 0 | 0 | 0 | 0 | 0
IL MPS- Dynegy NOx rate Annual v5.12 | 680 | 5760 | Rate Constraint in lbs/MMBtu | FALSE | L | Annual | Seasons Included | Seasons | Winter, Summer | Winter, Summer | Winter, Summer | Winter, Summer | Winter, Summer | Winter, Summer | Winter, Summer
IL MPS- Dynegy NOx rate Annual v5.12 | 680 | 5760 | Rate Constraint in lbs/MMBtu | FALSE | L | Annual | Standard | lb/MMBtu | 0.11 | 0.11 | 0.11 | 0.11 | 0.11 | 0.11 | 0.11
IL MPS- Dynegy NOx rate Annual v5.12 | 680 | 5760 | Rate Constraint in lbs/MMBtu | FALSE | L | Annual | Emissions at Affected Plants NOX | Thousand Tons | 3.6352 | 3.4955 | 3.6352 | 3.1872 | 2.1763 | 3.057 | 3.0078
IL MPS- Dynegy NOx rate Annual v5.12 | 680 | 5760 | Rate Constraint in lbs/MMBtu | FALSE | L | Annual | Allowances Purchased NOX | Thousand Tons | 0 | 0 | 0 | 0 | 0 | 0 | 0
IL MPS- Dynegy NOx rate Annual v5.12 | 680 | 5760 | Rate Constraint in lbs/MMBtu | FALSE | L | Annual | Allowances Sold NOX | Thousand Tons | 0 | 0 | 0 | 0 | 0 | 0 | 0
IL MPS- Dynegy NOx rate Annual v5.12 | 680 | 5760 | Rate Constraint in lbs/MMBtu | FALSE | L | Annual | Allowances Banked | Thousand Tons | 0 | 0 | 0 | 0 | 0 | 0 | 0
IL MPS- Dynegy NOx rate Annual v5.12 | 680 | 5760 | Rate Constraint in lbs/MMBtu | FALSE | L | Annual | Allowances Withdrawn (1:1) | Thousand Tons | 0 | 0 | 0 | 0 | 0 | 0 | 0
IL MPS- Dynegy NOx rate Annual v5.12 | 680 | 5760 | Rate Constraint in lbs/MMBtu | FALSE | L | Annual | Allowances Withdrawn (n:1) | Thousand Tons | 0 | 0 | 0 | 0 | 0 | 0 | 0
IL MPS- Dynegy NOx rate Annual v5.12 | 680 | 5760 | Rate Constraint in lbs/MMBtu | FALSE | L | Annual | Net Emissions Allowance Position | Thousand Tons | 3.6352 | 3.4955 | 3.6352 | 3.1872 | 2.1763 | 3.057 | 3.0078
IL MPS- Dynegy NOx rate Annual v5.12 | 680 | 5760 | Rate Constraint in lbs/MMBtu | FALSE | L | Annual | Fuel Consumed | TBtu | 121.9426 | 117.1206 | 121.604 | 107.227 | 73.5725 | 102.6967 | 101.1082
IL MPS- Dynegy NOx rate Annual v5.12 | 680 | 5760 | Rate Constraint in lbs/MMBtu | FALSE | L | Annual | Rate | lb/MMBtu | 0.059622 | 0.05969 | 0.059788 | 0.059447 | 0.05916 | 0.059534 | 0.059497
IL MPS- Dynegy NOx rate Annual v5.12 | 680 | 5760 | Rate Constraint in lbs/MMBtu | FALSE | L | Annual | Generation | TWh | 11.5151 | 11.1276 | 11.5151 | 10.1929 | 7.0699 | 9.7301 | 9.5936
IL MPS- Dynegy NOx rate Annual v5.12 | 680 | 5760 | Rate Constraint in lbs/MMBtu | FALSE | L | Annual | Qualifying Generation | TWh | 11.5151 | 11.1276 | 11.5151 | 10.1929 | 7.0699 | 9.7301 | 9.5936
IL MPS- Dynegy NOx rate Annual v5.12 | 680 | 5760 | Rate Constraint in lbs/MMBtu | FALSE | L | Annual | Rate | lb/MWh | 0.31569 | 0.31413 | 0.31569 | 0.31269 | 0.30782 | 0.31418 | 0.31352
IL MPS- Dynegy NOx rate Annual v5.12 | 680 | 5760 | Rate Constraint in lbs/MMBtu | FALSE | L | Annual | Constraint Shadow Price | US2011$/Ton | 0 | 0 | 0 | 0 | 0 | 0 | 0
IL MPS- Dynegy NOX rate Summer v5.12 | 681 | 5761 | Rate Constraint in lbs/MMBtu | FALSE | L | Annual | Seasons Included | Seasons | Summer | Summer | Summer | Summer | Summer | Summer | Summer
IL MPS- Dynegy NOX rate Summer v5.12 | 681 | 5761 | Rate Constraint in lbs/MMBtu | FALSE | L | Annual | Standard | lb/MMBtu | 0.11 | 0.11 | 0.11 | 0.11 | 0.11 | 0.11 | 0.11
IL MPS- Dynegy NOX rate Summer v5.12 | 681 | 5761 | Rate Constraint in lbs/MMBtu | FALSE | L | Annual | Emissions at Affected Plants NOX | Thousand Tons | 1.5963 | 1.535 | 1.5963 | 1.3208 | 1.152 | 1.3701 | 1.3209
IL MPS- Dynegy NOX rate Summer v5.12 | 681 | 5761 | Rate Constraint in lbs/MMBtu | FALSE | L | Annual | Allowances Purchased NOX | Thousand Tons | 0 | 0 | 0 | 0 | 0 | 0 | 0
IL MPS- Dynegy NOX rate Summer v5.12 | 681 | 5761 | Rate Constraint in lbs/MMBtu | FALSE | L | Annual | Allowances Sold NOX | Thousand Tons | 0 | 0 | 0 | 0 | 0 | 0 | 0
IL MPS- Dynegy NOX rate Summer v5.12 | 681 | 5761 | Rate Constraint in lbs/MMBtu | FALSE | L | Annual | Allowances Banked | Thousand Tons | 0 | 0 | 0 | 0 | 0 | 0 | 0
IL MPS- Dynegy NOX rate Summer v5.12 | 681 | 5761 | Rate Constraint in lbs/MMBtu | FALSE | L | Annual | Allowances Withdrawn (1:1) | Thousand Tons | 0 | 0 | 0 | 0 | 0 | 0 | 0
IL MPS- Dynegy NOX rate Summer v5.12 | 681 | 5761 | Rate Constraint in lbs/MMBtu | FALSE | L | Annual | Allowances Withdrawn (n:1) | Thousand Tons | 0 | 0 | 0 | 0 | 0 | 0 | 0
IL MPS- Dynegy NOX rate Summer v5.12 | 681 | 5761 | Rate Constraint in lbs/MMBtu | FALSE | L | Annual | Net Emissions Allowance Position | Thousand Tons | 1.5963 | 1.535 | 1.5963 | 1.3208 | 1.152 | 1.3701 | 1.3209
IL MPS- Dynegy NOX rate Summer v5.12 | 681 | 5761 | Rate Constraint in lbs/MMBtu | FALSE | L | Annual | Fuel Consumed | TBtu | 53.4004 | 51.4316 | 53.4004 | 44.4111 | 38.6001 | 45.9356 | 44.286
IL MPS- Dynegy NOX rate Summer v5.12 | 681 | 5761 | Rate Constraint in lbs/MMBtu | FALSE | L | Annual | Rate | lb/MMBtu | 0.059788 | 0.05969 | 0.059788 | 0.059478 | 0.059689 | 0.059653 | 0.059655
IL MPS- Dynegy NOX rate Summer v5.12 | 681 | 5761 | Rate Constraint in lbs/MMBtu | FALSE | L | Annual | Generation | TWh | 5.0567 | 4.8865 | 5.0567 | 4.2127 | 3.6491 | 4.3496 | 4.2131
IL MPS- Dynegy NOX rate Summer v5.12 | 681 | 5761 | Rate Constraint in lbs/MMBtu | FALSE | L | Annual | Qualifying Generation | TWh | 5.0567 | 4.8865 | 5.0567 | 4.2127 | 3.6491 | 4.3496 | 4.2131
IL MPS- Dynegy NOX rate Summer v5.12 | 681 | 5761 | Rate Constraint in lbs/MMBtu | FALSE | L | Annual | Rate | lb/MWh | 0.31569 | 0.31413 | 0.31569 | 0.31352 | 0.31569 | 0.315 | 0.31353
IL MPS- Dynegy NOX rate Summer v5.12 | 681 | 5761 | Rate Constraint in lbs/MMBtu | FALSE | L | Annual | Constraint Shadow Price | US2011$/Ton | 0 | 0 | 0 | 0 | 0 | 0 | 0
IL MPS- Dynegy SO2 Rate Annual v5.12 | 682 | 5762 | Rate Constraint in lbs/MMBtu | FALSE | L | Annual | Seasons Included | Seasons | Winter, Summer | Winter, Summer | Winter, Summer | Winter, Summer | Winter, Summer | Winter, Summer | Winter, Summer
IL MPS- Dynegy SO2 Rate Annual v5.12 | 682 | 5762 | Rate Constraint in lbs/MMBtu | FALSE | L | Annual | Standard | lb/MMBtu | 0.25 | 0.25 | 0.25 | 0.25 | 0.25 | 0.25 | 0.25
IL MPS- Dynegy SO2 Rate Annual v5.12 | 682 | 5762 | Rate Constraint in lbs/MMBtu | FALSE | L | Annual | Emissions at Affected Plants SO2 | Thousand Tons | 4.2945 | 4.16 | 4.2945 | 3.8191 | 2.6688 | 3.6373 | 3.59
IL MPS- Dynegy SO2 Rate Annual v5.12 | 682 | 5762 | Rate Constraint in lbs/MMBtu | FALSE | L | Annual | Allowances Purchased SO2 | Thousand Tons | 0 | 0 | 0 | 0 | 0 | 0 | 0
IL MPS- Dynegy SO2 Rate Annual v5.12 | 682 | 5762 | Rate Constraint in lbs/MMBtu | FALSE | L | Annual | Allowances Sold SO2 | Thousand Tons | 0 | 0 | 0 | 0 | 0 | 0 | 0
IL MPS- Dynegy SO2 Rate Annual v5.12 | 682 | 5762 | Rate Constraint in lbs/MMBtu | FALSE | L | Annual | Allowances Banked | Thousand Tons | 0 | 0 | 0 | 0 | 0 | 0 | 0
IL MPS- Dynegy SO2 Rate Annual v5.12 | 682 | 5762 | Rate Constraint in lbs/MMBtu | FALSE | L | Annual | Allowances Withdrawn (1:1) | Thousand Tons | 0 | 0 | 0 | 0 | 0 | 0 | 0
IL MPS- Dynegy SO2 Rate Annual v5.12 | 682 | 5762 | Rate Constraint in lbs/MMBtu | FALSE | L | Annual | Allowances Withdrawn (n:1) | Thousand Tons | 0 | 0 | 0 | 0 | 0 | 0 | 0
IL MPS- Dynegy SO2 Rate Annual v5.12 | 682 | 5762 | Rate Constraint in lbs/MMBtu | FALSE | L | Annual | Net Emissions Allowance Position | Thousand Tons | 4.2945 | 4.16 | 4.2945 | 3.8191 | 2.6688 | 3.6373 | 3.59
IL MPS- Dynegy SO2 Rate Annual v5.12 | 682 | 5762 | Rate Constraint in lbs/MMBtu | FALSE | L | Annual | Fuel Consumed | TBtu | 121.9426 | 117.1206 | 121.604 | 107.227 | 73.5725 | 102.6967 | 101.1082
IL MPS- Dynegy SO2 Rate Annual v5.12 | 682 | 5762 | Rate Constraint in lbs/MMBtu | FALSE | L | Annual | Rate | lb/MMBtu | 0.070435 | 0.071038 | 0.070631 | 0.071233 | 0.072548 | 0.070836 | 0.071012
IL MPS- Dynegy SO2 Rate Annual v5.12 | 682 | 5762 | Rate Constraint in lbs/MMBtu | FALSE | L | Annual | Generation | TWh | 11.5151 | 11.1276 | 11.5151 | 10.1929 | 7.0699 | 9.7301 | 9.5936
IL MPS- Dynegy SO2 Rate Annual v5.12 | 682 | 5762 | Rate Constraint in lbs/MMBtu | FALSE | L | Annual | Qualifying Generation | TWh | 11.5151 | 11.1276 | 11.5151 | 10.1929 | 7.0699 | 9.7301 | 9.5936
IL MPS- Dynegy SO2 Rate Annual v5.12 | 682 | 5762 | Rate Constraint in lbs/MMBtu | FALSE | L | Annual | Rate | lb/MWh | 0.37295 | 0.37385 | 0.37295 | 0.37468 | 0.37749 | 0.37382 | 0.3742
IL MPS- Dynegy SO2 Rate Annual v5.12 | 682 | 5762 | Rate Constraint in lbs/MMBtu | FALSE | L | Annual | Constraint Shadow Price | US2011$/Ton | 0 | 0 | 0 | 0 | 0 | 0 | 0
Kansas Nearman Unit 1NOx Rate Annual v4.10 | 683 | 2260 | Rate Constraint in lbs/MMBtu | FALSE | L | Annual | Seasons Included | Seasons | Winter, Summer | Winter, Summer | Winter, Summer | Winter, Summer | Winter, Summer | Winter, Summer | Winter, Summer
Kansas Nearman Unit 1NOx Rate Annual v4.10 | 683 | 2260 | Rate Constraint in lbs/MMBtu | FALSE | L | Annual | Standard | lb/MMBtu | 0.26 | 0.26 | 0.26 | 0.26 | 0.26 | 0.26 | 0.26
Kansas Nearman Unit 1NOx Rate Annual v4.10 | 683 | 2260 | Rate Constraint in lbs/MMBtu | FALSE | L | Annual | Emissions at Affected Plants NOX | Thousand Tons | 2.3825 | 2.3825 | 2.3825 | 2.28 | 2.1536 | 2.28 | 2.28
Kansas Nearman Unit 1NOx Rate Annual v4.10 | 683 | 2260 | Rate Constraint in lbs/MMBtu | FALSE | L | Annual | Allowances Purchased NOX | Thousand Tons | 0 | 0 | 0 | 0 | 0 | 0 | 0
Kansas Nearman Unit 1NOx Rate Annual v4.10 | 683 | 2260 | Rate Constraint in lbs/MMBtu | FALSE | L | Annual | Allowances Sold NOX | Thousand Tons | 0 | 0 | 0 | 0 | 0 | 0 | 0
Kansas Nearman Unit 1NOx Rate Annual v4.10 | 683 | 2260 | Rate Constraint in lbs/MMBtu | FALSE | L | Annual | Allowances Banked | Thousand Tons | 0 | 0 | 0 | 0 | 0 | 0 | 0
Kansas Nearman Unit 1NOx Rate Annual v4.10 | 683 | 2260 | Rate Constraint in lbs/MMBtu | FALSE | L | Annual | Allowances Withdrawn (1:1) | Thousand Tons | 0 | 0 | 0 | 0 | 0 | 0 | 0
Kansas Nearman Unit 1NOx Rate Annual v4.10 | 683 | 2260 | Rate Constraint in lbs/MMBtu | FALSE | L | Annual | Allowances Withdrawn (n:1) | Thousand Tons | 0 | 0 | 0 | 0 | 0 | 0 | 0
Kansas Nearman Unit 1NOx Rate Annual v4.10 | 683 | 2260 | Rate Constraint in lbs/MMBtu | FALSE | L | Annual | Net Emissions Allowance Position | Thousand Tons | 2.3825 | 2.3825 | 2.3825 | 2.28 | 2.1536 | 2.28 | 2.28
Kansas Nearman Unit 1NOx Rate Annual v4.10 | 683 | 2260 | Rate Constraint in lbs/MMBtu | FALSE | L | Annual | Fuel Consumed | TBtu | 18.3267 | 18.3267 | 18.3267 | 17.5387 | 16.5662 | 17.5387 | 17.5387
Kansas Nearman Unit 1NOx Rate Annual v4.10 | 683 | 2260 | Rate Constraint in lbs/MMBtu | FALSE | L | Annual | Rate | lb/MMBtu | 0.26 | 0.26 | 0.26 | 0.26 | 0.26 | 0.26 | 0.26
Kansas Nearman Unit 1NOx Rate Annual v4.10 | 683 | 2260 | Rate Constraint in lbs/MMBtu | FALSE | L | Annual | Generation | TWh | 1.65 | 1.65 | 1.65 | 1.65 | 1.5585 | 1.65 | 1.65
Kansas Nearman Unit 1NOx Rate Annual v4.10 | 683 | 2260 | Rate Constraint in lbs/MMBtu | FALSE | L | Annual | Qualifying Generation | TWh | 1.65 | 1.65 | 1.65 | 1.65 | 1.5585 | 1.65 | 1.65
Kansas Nearman Unit 1NOx Rate Annual v4.10 | 683 | 2260 | Rate Constraint in lbs/MMBtu | FALSE | L | Annual | Rate | lb/MWh | 1.4439 | 1.4439 | 1.4439 | 1.3818 | 1.3818 | 1.3818 | 1.3818
Kansas Nearman Unit 1NOx Rate Annual v4.10 | 683 | 2260 | Rate Constraint in lbs/MMBtu | FALSE | L | Annual | Constraint Shadow Price | US2011$/Ton | 0 | 0 | 0 | 0 | 0 | 0 | 0
Kansas Quindaro Unit 2 Nox Rate Annual v4.10 | 684 | 2259 | Rate Constraint in lbs/MMBtu | FALSE | L | Annual | Seasons Included | Seasons | Winter, Summer | Winter, Summer | Winter, Summer | Winter, Summer | Winter, Summer | Winter, Summer | Winter, Summer
Kansas Quindaro Unit 2 Nox Rate Annual v4.10 | 684 | 2259 | Rate Constraint in lbs/MMBtu | FALSE | L | Annual | Standard | lb/MMBtu | 0.2 | 0.2 | 0.2 | 0.2 | 0.2 | 0.2 | 0.2
Kansas Quindaro Unit 2 Nox Rate Annual v4.10 | 684 | 2259 | Rate Constraint in lbs/MMBtu | FALSE | L | Annual | Emissions at Affected Plants NOX | Thousand Tons | 0 | 0 | 0 | 0 | 0 | 0 | 0
Kansas Quindaro Unit 2 Nox Rate Annual v4.10 | 684 | 2259 | Rate Constraint in lbs/MMBtu | FALSE | L | Annual | Allowances Purchased NOX | Thousand Tons | 0 | 0 | 0 | 0 | 0 | 0 | 0
Kansas Quindaro Unit 2 Nox Rate Annual v4.10 | 684 | 2259 | Rate Constraint in lbs/MMBtu | FALSE | L | Annual | Allowances Sold NOX | Thousand Tons | 0 | 0 | 0 | 0 | 0 | 0 | 0
Kansas Quindaro Unit 2 Nox Rate Annual v4.10 | 684 | 2259 | Rate Constraint in lbs/MMBtu | FALSE | L | Annual | Allowances Banked | Thousand Tons | 0 | 0 | 0 | 0 | 0 | 0 | 0
Kansas Quindaro Unit 2 Nox Rate Annual v4.10 | 684 | 2259 | Rate Constraint in lbs/MMBtu | FALSE | L | Annual | Allowances Withdrawn (1:1) | Thousand Tons | 0 | 0 | 0 | 0 | 0 | 0 | 0
Kansas Quindaro Unit 2 Nox Rate Annual v4.10 | 684 | 2259 | Rate Constraint in lbs/MMBtu | FALSE | L | Annual | Allowances Withdrawn (n:1) | Thousand Tons | 0 | 0 | 0 | 0 | 0 | 0 | 0
Kansas Quindaro Unit 2 Nox Rate Annual v4.10 | 684 | 2259 | Rate Constraint in lbs/MMBtu | FALSE | L | Annual | Net Emissions Allowance Position | Thousand Tons | 0 | 0 | 0 | 0 | 0 | 0 | 0
Kansas Quindaro Unit 2 Nox Rate Annual v4.10 | 684 | 2259 | Rate Constraint in lbs/MMBtu | FALSE | L | Annual | Fuel Consumed | TBtu | 0 | 0 | 0 | 0 | 0 | 0 | 0
Kansas Quindaro Unit 2 Nox Rate Annual v4.10 | 684 | 2259 | Rate Constraint in lbs/MMBtu | FALSE | L | Annual | Rate | lb/MMBtu | 0 | 0 | 0 | 0 | 0 | 0 | 0
Kansas Quindaro Unit 2 Nox Rate Annual v4.10 | 684 | 2259 | Rate Constraint in lbs/MMBtu | FALSE | L | Annual | Generation | TWh | 0 | 0 | 0 | 0 | 0 | 0 | 0
Kansas Quindaro Unit 2 Nox Rate Annual v4.10 | 684 | 2259 | Rate Constraint in lbs/MMBtu | FALSE | L | Annual | Qualifying Generation | TWh | 0 | 0 | 0 | 0 | 0 | 0 | 0
Kansas Quindaro Unit 2 Nox Rate Annual v4.10 | 684 | 2259 | Rate Constraint in lbs/MMBtu | FALSE | L | Annual | Rate | lb/MWh | 0 | 0 | 0 | 0 | 0 | 0 | 0
Kansas Quindaro Unit 2 Nox Rate Annual v4.10 | 684 | 2259 | Rate Constraint in lbs/MMBtu | FALSE | L | Annual | Constraint Shadow Price | US2011$/Ton | 0 | 0 | 0 | 0 | 0 | 0 | 0
KS La Cygne NOX Rate Annual v5.14 | 685 | 6150 | Rate Constraint in lbs/MMBtu | FALSE | L | Annual | Seasons Included | Seasons | Winter, Summer | Winter, Summer | Winter, Summer | Winter, Summer | Winter, Summer | Winter, Summer | Winter, Summer
KS La Cygne NOX Rate Annual v5.14 | 685 | 6150 | Rate Constraint in lbs/MMBtu | FALSE | L | Annual | Standard | lb/MMBtu | 0.13 | 0.13 | 0.13 | 0.13 | 0.13 | 0.13 | 0.13
KS La Cygne NOX Rate Annual v5.14 | 685 | 6150 | Rate Constraint in lbs/MMBtu | FALSE | L | Annual | Emissions at Affected Plants NOX | Thousand Tons | 4.0026 | 3.8989 | 3.892 | 3.7312 | 3.7312 | 3.7312 | 3.7312
KS La Cygne NOX Rate Annual v5.14 | 685 | 6150 | Rate Constraint in lbs/MMBtu | FALSE | L | Annual | Allowances Purchased NOX | Thousand Tons | 0 | 0 | 0 | 0 | 0 | 0 | 0
KS La Cygne NOX Rate Annual v5.14 | 685 | 6150 | Rate Constraint in lbs/MMBtu | FALSE | L | Annual | Allowances Sold NOX | Thousand Tons | 0 | 0 | 0 | 0 | 0 | 0 | 0
KS La Cygne NOX Rate Annual v5.14 | 685 | 6150 | Rate Constraint in lbs/MMBtu | FALSE | L | Annual | Allowances Banked | Thousand Tons | 0 | 0 | 0 | 0 | 0 | 0 | 0
KS La Cygne NOX Rate Annual v5.14 | 685 | 6150 | Rate Constraint in lbs/MMBtu | FALSE | L | Annual | Allowances Withdrawn (1:1) | Thousand Tons | 0 | 0 | 0 | 0 | 0 | 0 | 0
KS La Cygne NOX Rate Annual v5.14 | 685 | 6150 | Rate Constraint in lbs/MMBtu | FALSE | L | Annual | Allowances Withdrawn (n:1) | Thousand Tons | 0 | 0 | 0 | 0 | 0 | 0 | 0
KS La Cygne NOX Rate Annual v5.14 | 685 | 6150 | Rate Constraint in lbs/MMBtu | FALSE | L | Annual | Net Emissions Allowance Position | Thousand Tons | 4.0026 | 3.8989 | 3.892 | 3.7312 | 3.7312 | 3.7312 | 3.7312
KS La Cygne NOX Rate Annual v5.14 | 685 | 6150 | Rate Constraint in lbs/MMBtu | FALSE | L | Annual | Fuel Consumed | TBtu | 108.8679 | 108.8679 | 108.6797 | 104.1866 | 104.1866 | 104.1866 | 104.209
KS La Cygne NOX Rate Annual v5.14 | 685 | 6150 | Rate Constraint in lbs/MMBtu | FALSE | L | Annual | Rate | lb/MMBtu | 0.073531 | 0.071625 | 0.071624 | 0.071625 | 0.071625 | 0.071625 | 0.07161
KS La Cygne NOX Rate Annual v5.14 | 685 | 6150 | Rate Constraint in lbs/MMBtu | FALSE | L | Annual | Generation | TWh | 10.3388 | 10.3388 | 10.3209 | 10.3388 | 10.3388 | 10.3388 | 10.3388
KS La Cygne NOX Rate Annual v5.14 | 685 | 6150 | Rate Constraint in lbs/MMBtu | FALSE | L | Annual | Qualifying Generation | TWh | 10.3388 | 10.3388 | 10.3209 | 10.3388 | 10.3388 | 10.3388 | 10.3388
KS La Cygne NOX Rate Annual v5.14 | 685 | 6150 | Rate Constraint in lbs/MMBtu | FALSE | L | Annual | Rate | lb/MWh | 0.38714 | 0.37711 | 0.3771 | 0.36089 | 0.36089 | 0.36089 | 0.36089
KS La Cygne NOX Rate Annual v5.14 | 685 | 6150 | Rate Constraint in lbs/MMBtu | FALSE | L | Annual | Constraint Shadow Price | US2011$/Ton | 0 | 0 | 0 | 0 | 0 | 0 | 0
KS La Cygne SO2 Rate Annual v5.14 | 686 | 6151 | Rate Constraint in lbs/MMBtu | FALSE | L | Annual | Seasons Included | Seasons | Winter, Summer | Winter, Summer | Winter, Summer | Winter, Summer | Winter, Summer | Winter, Summer | Winter, Summer
KS La Cygne SO2 Rate Annual v5.14 | 686 | 6151 | Rate Constraint in lbs/MMBtu | FALSE | L | Annual | Standard | lb/MMBtu | 0.1 | 0.1 | 0.1 | 0.1 | 0.1 | 0.1 | 0.1
KS La Cygne SO2 Rate Annual v5.14 | 686 | 6151 | Rate Constraint in lbs/MMBtu | FALSE | L | Annual | Emissions at Affected Plants SO2 | Thousand Tons | 4.0474 | 4.0474 | 4.0404 | 3.8733 | 3.8733 | 3.8733 | 3.8628
KS La Cygne SO2 Rate Annual v5.14 | 686 | 6151 | Rate Constraint in lbs/MMBtu | FALSE | L | Annual | Allowances Purchased SO2 | Thousand Tons | 0 | 0 | 0 | 0 | 0 | 0 | 0
KS La Cygne SO2 Rate Annual v5.14 | 686 | 6151 | Rate Constraint in lbs/MMBtu | FALSE | L | Annual | Allowances Sold SO2 | Thousand Tons | 0 | 0 | 0 | 0 | 0 | 0 | 0
KS La Cygne SO2 Rate Annual v5.14 | 686 | 6151 | Rate Constraint in lbs/MMBtu | FALSE | L | Annual | Allowances Banked | Thousand Tons | 0 | 0 | 0 | 0 | 0 | 0 | 0
KS La Cygne SO2 Rate Annual v5.14 | 686 | 6151 | Rate Constraint in lbs/MMBtu | FALSE | L | Annual | Allowances Withdrawn (1:1) | Thousand Tons | 0 | 0 | 0 | 0 | 0 | 0 | 0
KS La Cygne SO2 Rate Annual v5.14 | 686 | 6151 | Rate Constraint in lbs/MMBtu | FALSE | L | Annual | Allowances Withdrawn (n:1) | Thousand Tons | 0 | 0 | 0 | 0 | 0 | 0 | 0
KS La Cygne SO2 Rate Annual v5.14 | 686 | 6151 | Rate Constraint in lbs/MMBtu | FALSE | L | Annual | Net Emissions Allowance Position | Thousand Tons | 4.0474 | 4.0474 | 4.0404 | 3.8733 | 3.8733 | 3.8733 | 3.8628
KS La Cygne SO2 Rate Annual v5.14 | 686 | 6151 | Rate Constraint in lbs/MMBtu | FALSE | L | Annual | Fuel Consumed | TBtu | 108.8679 | 108.8679 | 108.6797 | 104.1866 | 104.1866 | 104.1866 | 104.209
KS La Cygne SO2 Rate Annual v5.14 | 686 | 6151 | Rate Constraint in lbs/MMBtu | FALSE | L | Annual | Rate | lb/MMBtu | 0.074354 | 0.074354 | 0.074354 | 0.074354 | 0.074354 | 0.074354 | 0.074136
KS La Cygne SO2 Rate Annual v5.14 | 686 | 6151 | Rate Constraint in lbs/MMBtu | FALSE | L | Annual | Generation | TWh | 10.3388 | 10.3388 | 10.3209 | 10.3388 | 10.3388 | 10.3388 | 10.3388
KS La Cygne SO2 Rate Annual v5.14 | 686 | 6151 | Rate Constraint in lbs/MMBtu | FALSE | L | Annual | Qualifying Generation | TWh | 10.3388 | 10.3388 | 10.3209 | 10.3388 | 10.3388 | 10.3388 | 10.3388
KS La Cygne SO2 Rate Annual v5.14 | 686 | 6151 | Rate Constraint in lbs/MMBtu | FALSE | L | Annual | Rate | lb/MWh | 0.39148 | 0.39148 | 0.39148 | 0.37464 | 0.37464 | 0.37464 | 0.37362
KS La Cygne SO2 Rate Annual v5.14 | 686 | 6151 | Rate Constraint in lbs/MMBtu | FALSE | L | Annual | Constraint Shadow Price | US2011$/Ton | 0 | 0 | 0 | 0 | 0 | 0 | 0
LA Big Cajun 1 CT- NOx Summer v4.10 | 687 | 2425 | Rate Constraint in lbs/MMBtu | FALSE | L | Annual | Seasons Included | Seasons | Summer | Summer | Summer | Summer | Summer | Summer | Summer
LA Big Cajun 1 CT- NOx Summer v4.10 | 687 | 2425 | Rate Constraint in lbs/MMBtu | FALSE | L | Annual | Standard | lb/MMBtu | 0.2 | 0.2 | 0.2 | 0.2 | 0.2 | 0.2 | 0.2
LA Big Cajun 1 CT- NOx Summer v4.10 | 687 | 2425 | Rate Constraint in lbs/MMBtu | FALSE | L | Annual | Emissions at Affected Plants NOX | Thousand Tons | 0 | 0 | 0.0027651 | 0.014056 | 0.014056 | 0.014056 | 0.0082428
LA Big Cajun 1 CT- NOx Summer v4.10 | 687 | 2425 | Rate Constraint in lbs/MMBtu | FALSE | L | Annual | Allowances Purchased NOX | Thousand Tons | 0 | 0 | 0 | 0 | 0 | 0 | 0
LA Big Cajun 1 CT- NOx Summer v4.10 | 687 | 2425 | Rate Constraint in lbs/MMBtu | FALSE | L | Annual | Allowances Sold NOX | Thousand Tons | 0 | 0 | 0 | 0 | 0 | 0 | 0
LA Big Cajun 1 CT- NOx Summer v4.10 | 687 | 2425 | Rate Constraint in lbs/MMBtu | FALSE | L | Annual | Allowances Banked | Thousand Tons | 0 | 0 | 0 | 0 | 0 | 0 | 0
LA Big Cajun 1 CT- NOx Summer v4.10 | 687 | 2425 | Rate Constraint in lbs/MMBtu | FALSE | L | Annual | Allowances Withdrawn (1:1) | Thousand Tons | 0 | 0 | 0 | 0 | 0 | 0 | 0
LA Big Cajun 1 CT- NOx Summer v4.10 | 687 | 2425 | Rate Constraint in lbs/MMBtu | FALSE | L | Annual | Allowances Withdrawn (n:1) | Thousand Tons | 0 | 0 | 0 | 0 | 0 | 0 | 0
LA Big Cajun 1 CT- NOx Summer v4.10 | 687 | 2425 | Rate Constraint in lbs/MMBtu | FALSE | L | Annual | Net Emissions Allowance Position | Thousand Tons | 0 | 0 | 0.0027651 | 0.014056 | 0.014056 | 0.014056 | 0.0082428
LA Big Cajun 1 CT- NOx Summer v4.10 | 687 | 2425 | Rate Constraint in lbs/MMBtu | FALSE | L | Annual | Fuel Consumed | TBtu | 0 | 0 | 0.086864 | 0.44156 | 0.44156 | 0.44156 | 0.25894
LA Big Cajun 1 CT- NOx Summer v4.10 | 687 | 2425 | Rate Constraint in lbs/MMBtu | FALSE | L | Annual | Rate | lb/MMBtu | 0 | 0 | 0.063666 | 0.063666 | 0.063666 | 0.063666 | 0.063666
LA Big Cajun 1 CT- NOx Summer v4.10 | 687 | 2425 | Rate Constraint in lbs/MMBtu | FALSE | L | Annual | Generation | TWh | 0 | 0 | 0.0070007 | 0.035587 | 0.035587 | 0.035587 | 0.020869
LA Big Cajun 1 CT- NOx Summer v4.10 | 687 | 2425 | Rate Constraint in lbs/MMBtu | FALSE | L | Annual | Qualifying Generation | TWh | 0 | 0 | 0.0070007 | 0.035587 | 0.035587 | 0.035587 | 0.020869
LA Big Cajun 1 CT- NOx Summer v4.10 | 687 | 2425 | Rate Constraint in lbs/MMBtu | FALSE | L | Annual | Rate | lb/MWh | 0 | 0 | 0.39498 | 0.39498 | 0.39498 | 0.39498 | 0.39498
LA Big Cajun 1 CT- NOx Summer v4.10 | 687 | 2425 | Rate Constraint in lbs/MMBtu | FALSE | L | Annual | Constraint Shadow Price | US2011$/Ton | 0 | 0 | 0 | 0 | 0 | 0 | 0
LA Big Cajun 1 OGS- NOx Summer v4.10 | 688 | 2426 | Rate Constraint in lbs/MMBtu | FALSE | L | Annual | Seasons Included | Seasons | Summer | Summer | Summer | Summer | Summer | Summer | Summer
LA Big Cajun 1 OGS- NOx Summer v4.10 | 688 | 2426 | Rate Constraint in lbs/MMBtu | FALSE | L | Annual | Standard | lb/MMBtu | 0.1 | 0.1 | 0.1 | 0.1 | 0.1 | 0.1 | 0.1
LA Big Cajun 1 OGS- NOx Summer v4.10 | 688 | 2426 | Rate Constraint in lbs/MMBtu | FALSE | L | Annual | Emissions at Affected Plants NOX | Thousand Tons | 0 | 0 | 0 | 0 | 0 | 0 | 0
LA Big Cajun 1 OGS- NOx Summer v4.10 | 688 | 2426 | Rate Constraint in lbs/MMBtu | FALSE | L | Annual | Allowances Purchased NOX | Thousand Tons | 0 | 0 | 0 | 0 | 0 | 0 | 0
LA Big Cajun 1 OGS- NOx Summer v4.10 | 688 | 2426 | Rate Constraint in lbs/MMBtu | FALSE | L | Annual | Allowances Sold NOX | Thousand Tons | 0 | 0 | 0 | 0 | 0 | 0 | 0
LA Big Cajun 1 OGS- NOx Summer v4.10 | 688 | 2426 | Rate Constraint in lbs/MMBtu | FALSE | L | Annual | Allowances Banked | Thousand Tons | 0 | 0 | 0 | 0 | 0 | 0 | 0
LA Big Cajun 1 OGS- NOx Summer v4.10 | 688 | 2426 | Rate Constraint in lbs/MMBtu | FALSE | L | Annual | Allowances Withdrawn (1:1) | Thousand Tons | 0 | 0 | 0 | 0 | 0 | 0 | 0
LA Big Cajun 1 OGS- NOx Summer v4.10 | 688 | 2426 | Rate Constraint in lbs/MMBtu | FALSE | L | Annual | Allowances Withdrawn (n:1) | Thousand Tons | 0 | 0 | 0 | 0 | 0 | 0 | 0
LA Big Cajun 1 OGS- NOx Summer v4.10 | 688 | 2426 | Rate Constraint in lbs/MMBtu | FALSE | L | Annual | Net Emissions Allowance Position | Thousand Tons | 0 | 0 | 0 | 0 | 0 | 0 | 0
LA Big Cajun 1 OGS- NOx Summer v4.10 | 688 | 2426 | Rate Constraint in lbs/MMBtu | FALSE | L | Annual | Fuel Consumed | TBtu | 0 | 0 | 0 | 0 | 0 | 0 | 0
LA Big Cajun 1 OGS- NOx Summer v4.10 | 688 | 2426 | Rate Constraint in lbs/MMBtu | FALSE | L | Annual | Rate | lb/MMBtu | 0 | 0 | 0 | 0 | 0 | 0 | 0
LA Big Cajun 1 OGS- NOx Summer v4.10 | 688 | 2426 | Rate Constraint in lbs/MMBtu | FALSE | L | Annual | Generation | TWh | 0 | 0 | 0 | 0 | 0 | 0 | 0
LA Big Cajun 1 OGS- NOx Summer v4.10 | 688 | 2426 | Rate Constraint in lbs/MMBtu | FALSE | L | Annual | Qualifying Generation | TWh | 0 | 0 | 0 | 0 | 0 | 0 | 0
LA Big Cajun 1 OGS- NOx Summer v4.10 | 688 | 2426 | Rate Constraint in lbs/MMBtu | FALSE | L | Annual | Rate | lb/MWh | 0 | 0 | 0 | 0 | 0 | 0 | 0
LA Big Cajun 1 OGS- NOx Summer v4.10 | 688 | 2426 | Rate Constraint in lbs/MMBtu | FALSE | L | Annual | Constraint Shadow Price | US2011$/Ton | 7816.5624 | 4288.5636 | 0 | 8475.1869 | 2760.6862 | 14380.9795 | 0
LA Big Cajun 2- NOx Summer v4.10 | 689 | 2427 | Rate Constraint in lbs/MMBtu | FALSE | L | Annual | Seasons Included | Seasons | Summer | Summer | Summer | Summer | Summer | Summer | Summer
LA Big Cajun 2- NOx Summer v4.10 | 689 | 2427 | Rate Constraint in lbs/MMBtu | FALSE | L | Annual | Standard | lb/MMBtu | 0.21 | 0.21 | 0.21 | 0.21 | 0.21 | 0.21 | 0.21
LA Big Cajun 2- NOx Summer v4.10 | 689 | 2427 | Rate Constraint in lbs/MMBtu | FALSE | L | Annual | Emissions at Affected Plants NOX | Thousand Tons | 0 | 0 | 0 | 0.51896 | 0.51896 | 0 | 0
LA Big Cajun 2- NOx Summer v4.10 | 689 | 2427 | Rate Constraint in lbs/MMBtu | FALSE | L | Annual | Allowances Purchased NOX | Thousand Tons | 0 | 0 | 0 | 0 | 0 | 0 | 0
LA Big Cajun 2- NOx Summer v4.10 | 689 | 2427 | Rate Constraint in lbs/MMBtu | FALSE | L | Annual | Allowances Sold NOX | Thousand Tons | 0 | 0 | 0 | 0 | 0 | 0 | 0
LA Big Cajun 2- NOx Summer v4.10 | 689 | 2427 | Rate Constraint in lbs/MMBtu | FALSE | L | Annual | Allowances Banked | Thousand Tons | 0 | 0 | 0 | 0 | 0 | 0 | 0
LA Big Cajun 2- NOx Summer v4.10 | 689 | 2427 | Rate Constraint in lbs/MMBtu | FALSE | L | Annual | Allowances Withdrawn (1:1) | Thousand Tons | 0 | 0 | 0 | 0 | 0 | 0 | 0
LA Big Cajun 2- NOx Summer v4.10 | 689 | 2427 | Rate Constraint in lbs/MMBtu | FALSE | L | Annual | Allowances Withdrawn (n:1) | Thousand Tons | 0 | 0 | 0 | 0 | 0 | 0 | 0
LA Big Cajun 2- NOx Summer v4.10 | 689 | 2427 | Rate Constraint in lbs/MMBtu | FALSE | L | Annual | Net Emissions Allowance Position | Thousand Tons | 0 | 0 | 0 | 0.51896 | 0.51896 | 0 | 0
LA Big Cajun 2- NOx Summer v4.10 | 689 | 2427 | Rate Constraint in lbs/MMBtu | FALSE | L | Annual | Fuel Consumed | TBtu | 0 | 0 | 0 | 6.9194 | 6.9194 | 0 | 0
LA Big Cajun 2- NOx Summer v4.10 | 689 | 2427 | Rate Constraint in lbs/MMBtu | FALSE | L | Annual | Rate | lb/MMBtu | 0 | 0 | 0 | 0.15 | 0.15 | 0 | 0
LA Big Cajun 2- NOx Summer v4.10 | 689 | 2427 | Rate Constraint in lbs/MMBtu | FALSE | L | Annual | Generation | TWh | 0 | 0 | 0 | 0.66361 | 0.66361 | 0 | 0
LA Big Cajun 2- NOx Summer v4.10 | 689 | 2427 | Rate Constraint in lbs/MMBtu | FALSE | L | Annual | Qualifying Generation | TWh | 0 | 0 | 0 | 0.66361 | 0.66361 | 0 | 0
LA Big Cajun 2- NOx Summer v4.10 | 689 | 2427 | Rate Constraint in lbs/MMBtu | FALSE | L | Annual | Rate | lb/MWh | 0 | 0 | 0 | 0.78202 | 0.78202 | 0 | 0
LA Big Cajun 2- NOx Summer v4.10 | 689 | 2427 | Rate Constraint in lbs/MMBtu | FALSE | L | Annual | Constraint Shadow Price | US2011$/Ton | 0 | 0 | 0 | 0 | 0 | 0 | 0
LA Carville Energy LLC -Nox Summer v5.12 | 690 | 2522 | Rate Constraint in lbs/MMBtu | FALSE | L | Annual | Seasons Included | Seasons | Summer | Summer | Summer | Summer | Summer | Summer | Summer
LA Carville Energy LLC -Nox Summer v5.12 | 690 | 2522 | Rate Constraint in lbs/MMBtu | FALSE | L | Annual | Standard | lb/MMBtu | 0.2 | 0.2 | 0.2 | 0.2 | 0.2 | 0.2 | 0.2
LA Carville Energy LLC -Nox Summer v5.12 | 690 | 2522 | Rate Constraint in lbs/MMBtu | FALSE | L | Annual | Emissions at Affected Plants NOX | Thousand Tons | 0.19862 | 0.19862 | 0.19862 | 0.19862 | 0.19862 | 0.19862 | 0.19862
LA Carville Energy LLC -Nox Summer v5.12 | 690 | 2522 | Rate Constraint in lbs/MMBtu | FALSE | L | Annual | Allowances Purchased NOX | Thousand Tons | 0 | 0 | 0 | 0 | 0 | 0 | 0
LA Carville Energy LLC -Nox Summer v5.12 | 690 | 2522 | Rate Constraint in lbs/MMBtu | FALSE | L | Annual | Allowances Sold NOX | Thousand Tons | 0 | 0 | 0 | 0 | 0 | 0 | 0
LA Carville Energy LLC -Nox Summer v5.12 | 690 | 2522 | Rate Constraint in lbs/MMBtu | FALSE | L | Annual | Allowances Banked | Thousand Tons | 0 | 0 | 0 | 0 | 0 | 0 | 0
LA Carville Energy LLC -Nox Summer v5.12 | 690 | 2522 | Rate Constraint in lbs/MMBtu | FALSE | L | Annual | Allowances Withdrawn (1:1) | Thousand Tons | 0 | 0 | 0 | 0 | 0 | 0 | 0
LA Carville Energy LLC -Nox Summer v5.12 | 690 | 2522 | Rate Constraint in lbs/MMBtu | FALSE | L | Annual | Allowances Withdrawn (n:1) | Thousand Tons | 0 | 0 | 0 | 0 | 0 | 0 | 0
LA Carville Energy LLC -Nox Summer v5.12 | 690 | 2522 | Rate Constraint in lbs/MMBtu | FALSE | L | Annual | Net Emissions Allowance Position | Thousand Tons | 0.19862 | 0.19862 | 0.19862 | 0.19862 | 0.19862 | 0.19862 | 0.19862
LA Carville Energy LLC -Nox Summer v5.12 | 690 | 2522 | Rate Constraint in lbs/MMBtu | FALSE | L | Annual | Fuel Consumed | TBtu | 9.3529 | 9.3529 | 9.3529 | 9.3529 | 9.3529 | 9.3529 | 9.3529
LA Carville Energy LLC -Nox Summer v5.12 | 690 | 2522 | Rate Constraint in lbs/MMBtu | FALSE | L | Annual | Rate | lb/MMBtu | 0.042472 | 0.042472 | 0.042472 | 0.042472 | 0.042472 | 0.042472 | 0.042472
LA Carville Energy LLC -Nox Summer v5.12 | 690 | 2522 | Rate Constraint in lbs/MMBtu | FALSE | L | Annual | Generation | TWh | 1.5656 | 1.5656 | 1.5656 | 1.5656 | 1.5656 | 1.5656 | 1.5656
LA Carville Energy LLC -Nox Summer v5.12 | 690 | 2522 | Rate Constraint in lbs/MMBtu | FALSE | L | Annual | Qualifying Generation | TWh | 1.5656 | 1.5656 | 1.5656 | 1.5656 | 1.5656 | 1.5656 | 1.5656
LA Carville Energy LLC -Nox Summer v5.12 | 690 | 2522 | Rate Constraint in lbs/MMBtu | FALSE | L | Annual | Rate | lb/MWh | 0.12686 | 0.12686 | 0.12686 | 0.12686 | 0.12686 | 0.12686 | 0.12686
LA Carville Energy LLC -Nox Summer v5.12 | 690 | 2522 | Rate Constraint in lbs/MMBtu | FALSE | L | Annual | Constraint Shadow Price | US2011$/Ton | 0 | 0 | 0 | 0 | 0 | 0 | 0
LA Formosa Plastics High - NOx Summer v4.10 | 691 | 2421 | Rate Constraint in lbs/MMBtu | FALSE | L | Annual | Seasons Included | Seasons | Summer | Summer | Summer | Summer | Summer | Summer | Summer
LA Formosa Plastics High - NOx Summer v4.10 | 691 | 2421 | Rate Constraint in lbs/MMBtu | FALSE | L | Annual | Standard | lb/MMBtu | 0.1 | 0.1 | 0.1 | 0.1 | 0.1 | 0.1 | 0.1
LA Formosa Plastics High - NOx Summer v4.10 | 691 | 2421 | Rate Constraint in lbs/MMBtu | FALSE | L | Annual | Emissions at Affected Plants NOX | Thousand Tons | 0.034041 | 0.034041 | 0.02461 | 0.039173 | 0.030389 | 0.028849 | 0.012043
LA Formosa Plastics High - NOx Summer v4.10 | 691 | 2421 | Rate Constraint in lbs/MMBtu | FALSE | L | Annual | Allowances Purchased NOX | Thousand Tons | 0 | 0 | 0 | 0 | 0 | 0 | 0
LA Formosa Plastics High - NOx Summer v4.10 | 691 | 2421 | Rate Constraint in lbs/MMBtu | FALSE | L | Annual | Allowances Sold NOX | Thousand Tons | 0 | 0 | 0 | 0 | 0 | 0 | 0
LA Formosa Plastics High - NOx Summer v4.10 | 691 | 2421 | Rate Constraint in lbs/MMBtu | FALSE | L | Annual | Allowances Banked | Thousand Tons | 0 | 0 | 0 | 0 | 0 | 0 | 0
LA Formosa Plastics High - NOx Summer v4.10 | 691 | 2421 | Rate Constraint in lbs/MMBtu | FALSE | L | Annual | Allowances Withdrawn (1:1) | Thousand Tons | 0 | 0 | 0 | 0 | 0 | 0 | 0
LA Formosa Plastics High - NOx Summer v4.10 | 691 | 2421 | Rate Constraint in lbs/MMBtu | FALSE | L | Annual | Allowances Withdrawn (n:1) | Thousand Tons | 0 | 0 | 0 | 0 | 0 | 0 | 0
LA Formosa Plastics High - NOx Summer v4.10 | 691 | 2421 | Rate Constraint in lbs/MMBtu | FALSE | L | Annual | Net Emissions Allowance Position | Thousand Tons | 0.034041 | 0.034041 | 0.02461 | 0.039173 | 0.030389 | 0.028849 | 0.012043
LA Formosa Plastics High - NOx Summer v4.10 | 691 | 2421 | Rate Constraint in lbs/MMBtu | FALSE | L | Annual | Fuel Consumed | TBtu | 0.19811 | 0.19811 | 0.14323 | 0.26581 | 0.18607 | 0.21473 | 0.070085
LA Formosa Plastics High - NOx Summer v4.10 | 691 | 2421 | Rate Constraint in lbs/MMBtu | FALSE | L | Annual | Rate | lb/MMBtu | 0.34366 | 0.34366 | 0.34366 | 0.29474 | 0.32664 | 0.26869 | 0.34366
LA Formosa Plastics High - NOx Summer v4.10 | 691 | 2421 | Rate Constraint in lbs/MMBtu | FALSE | L | Annual | Generation | TWh | 0.023868 | 0.023868 | 0.017256 | 0.028101 | 0.021463 | 0.021013 | 0.008444
LA Formosa Plastics High - NOx Summer v4.10 | 691 | 2421 | Rate Constraint in lbs/MMBtu | FALSE | L | Annual | Qualifying Generation | TWh | 0.023868 | 0.023868 | 0.017256 | 0.028101 | 0.021463 | 0.021013 | 0.008444
LA Formosa Plastics High - NOx Summer v4.10 | 691 | 2421 | Rate Constraint in lbs/MMBtu | FALSE | L | Annual | Rate | lb/MWh | 1.4262 | 1.4262 | 1.4262 | 1.394 | 1.4159 | 1.3729 | 1.4262
LA Formosa Plastics High - NOx Summer v4.10 | 691 | 2421 | Rate Constraint in lbs/MMBtu | FALSE | L | Annual | Constraint Shadow Price | US2011$/Ton | 6067.1541 | 6587.5786 | 6495.3964 | 12329.581 | 15947.6873 | 8710.1161 | 4808.1668
LA Formosa Plastics Low - NOx Summer v4.10 | 692 | 2422 | Rate Constraint in lbs/MMBtu | FALSE | L | Annual | Seasons Included | Seasons | Summer | Summer | Summer | Summer | Summer | Summer | Summer
LA Formosa Plastics Low - NOx Summer v4.10 | 692 | 2422 | Rate Constraint in lbs/MMBtu | FALSE | L | Annual | Standard | lb/MMBtu | 0.2 | 0.2 | 0.2 | 0.2 | 0.2 | 0.2 | 0.2
LA Formosa Plastics Low - NOx Summer v4.10 | 692 | 2422 | Rate Constraint in lbs/MMBtu | FALSE | L | Annual | Emissions at Affected Plants NOX | Thousand Tons | 0 | 0 | 0 | 0.011611 | 0.0028283 | 0.014377 | 0
LA Formosa Plastics Low - NOx Summer v4.10 | 692 | 2422 | Rate Constraint in lbs/MMBtu | FALSE | L | Annual | Allowances Purchased NOX | Thousand Tons | 0 | 0 | 0 | 0 | 0 | 0 | 0
LA Formosa Plastics Low - NOx Summer v4.10 | 692 | 2422 | Rate Constraint in lbs/MMBtu | FALSE | L | Annual | Allowances Sold NOX | Thousand Tons | 0 | 0 | 0 | 0 | 0 | 0 | 0
LA Formosa Plastics Low - NOx Summer v4.10 | 692 | 2422 | Rate Constraint in lbs/MMBtu | FALSE | L | Annual | Allowances Banked | Thousand Tons | 0 | 0 | 0 | 0 | 0 | 0 | 0
LA Formosa Plastics Low - NOx Summer v4.10 | 692 | 2422 | Rate Constraint in lbs/MMBtu | FALSE | L | Annual | Allowances Withdrawn (1:1) | Thousand Tons | 0 | 0 | 0 | 0 | 0 | 0 | 0
LA Formosa Plastics Low - NOx Summer v4.10 | 692 | 2422 | Rate Constraint in lbs/MMBtu | FALSE | L | Annual | Allowances Withdrawn (n:1) | Thousand Tons | 0 | 0 | 0 | 0 | 0 | 0 | 0
LA Formosa Plastics Low - NOx Summer v4.10 | 692 | 2422 | Rate Constraint in lbs/MMBtu | FALSE | L | Annual | Net Emissions Allowance Position | Thousand Tons | 0 | 0 | 0 | 0.011611 | 0.0028283 | 0.014377 | 0
LA Formosa Plastics Low - NOx Summer v4.10 | 692 | 2422 | Rate Constraint in lbs/MMBtu | FALSE | L | Annual | Fuel Consumed | TBtu | 0 | 0 | 0 | 0.10541 | 0.025675 | 0.13051 | 0
LA Formosa Plastics Low - NOx Summer v4.10 | 692 | 2422 | Rate Constraint in lbs/MMBtu | FALSE | L | Annual | Rate | lb/MMBtu | 0 | 0 | 0 | 0.22032 | 0.22032 | 0.22032 | 0
LA Formosa Plastics Low - NOx Summer v4.10 | 692 | 2422 | Rate Constraint in lbs/MMBtu | FALSE | L | Annual | Generation | TWh | 0 | 0 | 0 | 0.0087759 | 0.0021376 | 0.010866 | 0
LA Formosa Plastics Low - NOx Summer v4.10 | 692 | 2422 | Rate Constraint in lbs/MMBtu | FALSE | L | Annual | Qualifying Generation | TWh | 0 | 0 | 0 | 0.0087759 | 0.0021376 | 0.010866 | 0
LA Formosa Plastics Low - NOx Summer v4.10 | 692 | 2422 | Rate Constraint in lbs/MMBtu | FALSE | L | Annual | Rate | lb/MWh | 0 | 0 | 0 | 1.3231 | 1.3231 | 1.3231 | 0
LA Formosa Plastics Low - NOx Summer v4.10 | 692 | 2422 | Rate Constraint in lbs/MMBtu | FALSE | L | Annual | Constraint Shadow Price | US2011$/Ton | 0 | 0 | 0 | 0 | 0 | 4256.8252 | 0
LA Geismar Cogen -Nox Summer v5.12 | 693 | 2524 | Rate Constraint in lbs/MMBtu | FALSE | L | Annual | Seasons Included | Seasons | Summer | Summer | Summer | Summer | Summer | Summer | Summer
LA Geismar Cogen -Nox Summer v5.12 | 693 | 2524 | Rate Constraint in lbs/MMBtu | FALSE | L | Annual | Standard | lb/MMBtu | 0.2 | 0.2 | 0.2 | 0.2 | 0.2 | 0.2 | 0.2
LA Geismar Cogen -Nox Summer v5.12 | 693 | 2524 | Rate Constraint in lbs/MMBtu | FALSE | L | Annual | Emissions at Affected Plants NOX | Thousand Tons | 0 | 0 | 0.00090807 | 0.013873 | 0.013873 | 0.004616 | 0.004616
LA Geismar Cogen -Nox Summer v5.12 | 693 | 2524 | Rate Constraint in lbs/MMBtu | FALSE | L | Annual | Allowances Purchased NOX | Thousand Tons | 0 | 0 | 0 | 0 | 0 | 0 | 0
LA Geismar Cogen -Nox Summer v5.12 | 693 | 2524 | Rate Constraint in lbs/MMBtu | FALSE | L | Annual | Allowances Sold NOX | Thousand Tons | 0 | 0 | 0 | 0 | 0 | 0 | 0
LA Geismar Cogen -Nox Summer v5.12 | 693 | 2524 | Rate Constraint in lbs/MMBtu | FALSE | L | Annual | Allowances Banked | Thousand Tons | 0 | 0 | 0 | 0 | 0 | 0 | 0
LA Geismar Cogen -Nox Summer v5.12 | 693 | 2524 | Rate Constraint in lbs/MMBtu | FALSE | L | Annual | Allowances Withdrawn (1:1) | Thousand Tons | 0 | 0 | 0 | 0 | 0 | 0 | 0
LA Geismar Cogen -Nox Summer v5.12 | 693 | 2524 | Rate Constraint in lbs/MMBtu | FALSE | L | Annual | Allowances Withdrawn (n:1) | Thousand Tons | 0 | 0 | 0 | 0 | 0 | 0 | 0
LA Geismar Cogen -Nox Summer v5.12 | 693 | 2524 | Rate Constraint in lbs/MMBtu | FALSE | L | Annual | Net Emissions Allowance Position | Thousand Tons | 0 | 0 | 0.00090807 | 0.013873 | 0.013873 | 0.004616 | 0.004616
LA Geismar Cogen -Nox Summer v5.12 | 693 | 2524 | Rate Constraint in lbs/MMBtu | FALSE | L | Annual | Fuel Consumed | TBtu | 0 | 0 | 0.027624 | 0.42204 | 0.42204 | 0.14042 | 0.14042
LA Geismar Cogen -Nox Summer v5.12 | 693 | 2524 | Rate Constraint in lbs/MMBtu | FALSE | L | Annual | Rate | lb/MMBtu | 0 | 0 | 0.065745 | 0.065745 | 0.065745 | 0.065745 | 0.065745
LA Geismar Cogen -Nox Summer v5.12 | 693 | 2524 | Rate Constraint in lbs/MMBtu | FALSE | L | Annual | Generation | TWh | 0 | 0 | 0.0024002 | 0.03667 | 0.03667 | 0.012201 | 0.012201
LA Geismar Cogen -Nox Summer v5.12 | 693 | 2524 | Rate Constraint in lbs/MMBtu | FALSE | L | Annual | Qualifying Generation | TWh | 0 | 0 | 0.0024002 | 0.03667 | 0.03667 | 0.012201 | 0.012201
LA Geismar Cogen -Nox Summer v5.12 | 693 | 2524 | Rate Constraint in lbs/MMBtu | FALSE | L | Annual | Rate | lb/MWh | 0 | 0 | 0.37833 | 0.37833 | 0.37833 | 0.37833 | 0.37833
LA Geismar Cogen -Nox Summer v5.12 | 693 | 2524 | Rate Constraint in lbs/MMBtu | FALSE | L | Annual | Constraint Shadow Price | US2011$/Ton | 0 | 0 | 0 | 0 | 0 | 0 | 0
LA Georgia Gulf Plaquemine -Nox Summer v5.12 | 694 | 2521 | Rate Constraint in lbs/MMBtu | FALSE | L | Annual | Seasons Included | Seasons | Summer | Summer | Summer | Summer | Summer | Summer | Summer
LA Georgia Gulf Plaquemine -Nox Summer v5.12 | 694 | 2521 | Rate Constraint in lbs/MMBtu | FALSE | L | Annual | Standard | lb/MMBtu | 0.2 | 0.2 | 0.2 | 0.2 | 0.2 | 0.2 | 0.2
LA Georgia Gulf Plaquemine -Nox Summer v5.12 | 694 | 2521 | Rate Constraint in lbs/MMBtu | FALSE | L | Annual | Emissions at Affected Plants NOX | Thousand Tons | 0.070239 | 0.061616 | 0.079636 | 0.13068 | 0.13068 | 0.014476 | 0.014476
LA Georgia Gulf Plaquemine -Nox Summer v5.12 | 694 | 2521 | Rate Constraint in lbs/MMBtu | FALSE | L | Annual | Allowances Purchased NOX | Thousand Tons | 0 | 0 | 0 | 0 | 0 | 0 | 0
LA Georgia Gulf Plaquemine -Nox Summer v5.12 | 694 | 2521 | Rate Constraint in lbs/MMBtu | FALSE | L | Annual | Allowances Sold NOX | Thousand Tons | 0 | 0 | 0 | 0 | 0 | 0 | 0
LA Georgia Gulf Plaquemine -Nox Summer v5.12 | 694 | 2521 | Rate Constraint in lbs/MMBtu | FALSE | L | Annual | Allowances Banked | Thousand Tons | 0 | 0 | 0 | 0 | 0 | 0 | 0
LA Georgia Gulf Plaquemine -Nox Summer v5.12 | 694 | 2521 | Rate Constraint in lbs/MMBtu | FALSE | L | Annual | Allowances Withdrawn (1:1) | Thousand Tons | 0 | 0 | 0 | 0 | 0 | 0 | 0
LA Georgia Gulf Plaquemine -Nox Summer v5.12 | 694 | 2521 | Rate Constraint in lbs/MMBtu | FALSE | L | Annual | Allowances Withdrawn (n:1) | Thousand Tons | 0 | 0 | 0 | 0 | 0 | 0 | 0
LA Georgia Gulf Plaquemine -Nox Summer v5.12 | 694 | 2521 | Rate Constraint in lbs/MMBtu | FALSE | L | Annual | Net Emissions Allowance Position | Thousand Tons | 0.070239 | 0.061616 | 0.079636 | 0.13068 | 0.13068 | 0.014476 | 0.014476
LA Georgia Gulf Plaquemine -Nox Summer v5.12 | 694 | 2521 | Rate Constraint in lbs/MMBtu | FALSE | L | Annual | Fuel Consumed | TBtu | 1.7168 | 1.506 | 1.9465 | 3.1942 | 3.1942 | 0.35383 | 0.35383
LA Georgia Gulf Plaquemine -Nox Summer v5.12 | 694 | 2521 | Rate Constraint in lbs/MMBtu | FALSE | L | Annual | Rate | lb/MMBtu | 0.081825 | 0.081825 | 0.081825 | 0.081825 | 0.081825 | 0.081825 | 0.081825
LA Georgia Gulf Plaquemine -Nox Summer v5.12 | 694 | 2521 | Rate Constraint in lbs/MMBtu | FALSE | L | Annual | Generation | TWh | 0.19733 | 0.17311 | 0.22374 | 0.36715 | 0.36715 | 0.040671 | 0.040671
LA Georgia Gulf Plaquemine -Nox Summer v5.12 | 694 | 2521 | Rate Constraint in lbs/MMBtu | FALSE | L | Annual | Qualifying Generation | TWh | 0.19733 | 0.17311 | 0.22374 | 0.36715 | 0.36715 | 0.040671 | 0.040671
LA Georgia Gulf Plaquemine -Nox Summer v5.12 | 694 | 2521 | Rate Constraint in lbs/MMBtu | FALSE | L | Annual | Rate | lb/MWh | 0.35594 | 0.35594 | 0.35594 | 0.35594 | 0.35594 | 0.35594 | 0.35594
LA Georgia Gulf Plaquemine -Nox Summer v5.12 | 694 | 2521 | Rate Constraint in lbs/MMBtu | FALSE | L | Annual | Constraint Shadow Price | US2011$/Ton | 0 | 0 | 0 | 0 | 0 | 0 | 0
LA Louisiana 1 - NOx Summer v4.10 | 695 | 2419 | Rate Constraint in lbs/MMBtu | FALSE | L | Annual | Seasons Included | Seasons | Summer | Summer | Summer | Summer | Summer | Summer | Summer
LA Louisiana 1 - NOx Summer v4.10 | 695 | 2419 | Rate Constraint in lbs/MMBtu | FALSE | L | Annual | Standard | lb/MMBtu | 0.2 | 0.2 | 0.2 | 0.2 | 0.2 | 0.2 | 0.2
LA Louisiana 1 - NOx Summer v4.10 | 695 | 2419 | Rate Constraint in lbs/MMBtu | FALSE | L | Annual | Emissions at Affected Plants NOX | Thousand Tons | 0.35133 | 0.35133 | 0.35133 | 0.35133 | 0.11697 | 0.13947 | 0.038918
LA Louisiana 1 - NOx Summer v4.10 | 695 | 2419 | Rate Constraint in lbs/MMBtu | FALSE | L | Annual | Allowances Purchased NOX | Thousand Tons | 0 | 0 | 0 | 0 | 0 | 0 | 0
LA Louisiana 1 - NOx Summer v4.10 | 695 | 2419 | Rate Constraint in lbs/MMBtu | FALSE | L | Annual | Allowances Sold NOX | Thousand Tons | 0 | 0 | 0 | 0 | 0 | 0 | 0
LA Louisiana 1 - NOx Summer v4.10 | 695 | 2419 | Rate Constraint in lbs/MMBtu | FALSE | L | Annual | Allowances Banked | Thousand Tons | 0 | 0 | 0 | 0 | 0 | 0 | 0
LA Louisiana 1 - NOx Summer v4.10 | 695 | 2419 | Rate Constraint in lbs/MMBtu | FALSE | L | Annual | Allowances Withdrawn (1:1) | Thousand Tons | 0 | 0 | 0 | 0 | 0 | 0 | 0
LA Louisiana 1 - NOx Summer v4.10 | 695 | 2419 | Rate Constraint in lbs/MMBtu | FALSE | L | Annual | Allowances Withdrawn (n:1) | Thousand Tons | 0 | 0 | 0 | 0 | 0 | 0 | 0
LA Louisiana 1 - NOx Summer v4.10 | 695 | 2419 | Rate Constraint in lbs/MMBtu | FALSE | L | Annual | Net Emissions Allowance Position | Thousand Tons | 0.35133 | 0.35133 | 0.35133 | 0.35133 | 0.11697 | 0.13947 | 0.038918
LA Louisiana 1 - NOx Summer v4.10 | 695 | 2419 | Rate Constraint in lbs/MMBtu | FALSE | L | Annual | Fuel Consumed | TBtu | 4.823 | 4.823 | 4.823 | 4.823 | 1.6057 | 1.9147 | 0.53427
LA Louisiana 1 - NOx Summer v4.10 | 695 | 2419 | Rate Constraint in lbs/MMBtu | FALSE | L | Annual | Rate | lb/MMBtu | 0.14569 | 0.14569 | 0.14569 | 0.14569 | 0.14569 | 0.14569 | 0.14569
LA Louisiana 1 - NOx Summer v4.10 | 695 | 2419 | Rate Constraint in lbs/MMBtu | FALSE | L | Annual | Generation | TWh | 0.56882 | 0.56882 | 0.56882 | 0.56882 | 0.18938 | 0.22582 | 0.063011
LA Louisiana 1 - NOx Summer v4.10 | 695 | 2419 | Rate Constraint in lbs/MMBtu | FALSE | L | Annual | Qualifying Generation | TWh | 0.56882 | 0.56882 | 0.56882 | 0.56882 | 0.18938 | 0.22582 | 0.063011
LA Louisiana 1 - NOx Summer v4.10 | 695 | 2419 | Rate Constraint in lbs/MMBtu | FALSE | L | Annual | Rate | lb/MWh | 0.61764 | 0.61764 | 0.61764 | 0.61764 | 0.61764 | 0.61764 | 0.61764
LA Louisiana 1 - NOx Summer v4.10 | 695 | 2419 | Rate Constraint in lbs/MMBtu | FALSE | L | Annual | Constraint Shadow Price | US2011$/Ton | 0 | 0 | 0 | 0 | 0 | 0 | 0
LA Louisiana 2 - NOx Summer v4.10 | 696 | 2420 | Rate Constraint in lbs/MMBtu | FALSE | L | Annual | Seasons Included | Seasons | Summer | Summer | Summer | Summer | Summer | Summer | Summer
LA Louisiana 2 - NOx Summer v4.10 | 696 | 2420 | Rate Constraint in lbs/MMBtu | FALSE | L | Annual | Standard | lb/MMBtu | 0.1 | 0.1 | 0.1 | 0.1 | 0.1 | 0.1 | 0.1
LA Louisiana 2 - NOx Summer v4.10 | 696 | 2420 | Rate Constraint in lbs/MMBtu | FALSE | L | Annual | Emissions at Affected Plants NOX | Thousand Tons | 0 | 0 | 0 | 0 | 0 | 0 | 0
LA Louisiana 2 - NOx Summer v4.10 | 696 | 2420 | Rate Constraint in lbs/MMBtu | FALSE | L | Annual | Allowances Purchased NOX | Thousand Tons | 0 | 0 | 0 | 0 | 0 | 0 | 0
LA Louisiana 2 - NOx Summer v4.10 | 696 | 2420 | Rate Constraint in lbs/MMBtu | FALSE | L | Annual | Allowances Sold NOX | Thousand Tons | 0 | 0 | 0 | 0 | 0 | 0 | 0
LA Louisiana 2 - NOx Summer v4.10 | 696 | 2420 | Rate Constraint in lbs/MMBtu | FALSE | L | Annual | Allowances Banked | Thousand Tons | 0 | 0 | 0 | 0 | 0 | 0 | 0
LA Louisiana 2 - NOx Summer v4.10 | 696 | 2420 | Rate Constraint in lbs/MMBtu | FALSE | L | Annual | Allowances Withdrawn (1:1) | Thousand Tons | 0 | 0 | 0 | 0 | 0 | 0 | 0
LA Louisiana 2 - NOx Summer v4.10 | 696 | 2420 | Rate Constraint in lbs/MMBtu | FALSE | L | Annual | Allowances Withdrawn (n:1) | Thousand Tons | 0 | 0 | 0 | 0 | 0 | 0 | 0
LA Louisiana 2 - NOx Summer v4.10 | 696 | 2420 | Rate Constraint in lbs/MMBtu | FALSE | L | Annual | Net Emissions Allowance Position | Thousand Tons | 0 | 0 | 0 | 0 | 0 | 0 | 0
LA Louisiana 2 - NOx Summer v4.10 | 696 | 2420 | Rate Constraint in lbs/MMBtu | FALSE | L | Annual | Fuel Consumed | TBtu | 0 | 0 | 0 | 0 | 0 | 0 | 0
LA Louisiana 2 - NOx Summer v4.10 | 696 | 2420 | Rate Constraint in lbs/MMBtu | FALSE | L | Annual | Rate | lb/MMBtu | 0 | 0 | 0 | 0 | 0 | 0 | 0
LA Louisiana 2 - NOx Summer v4.10 | 696 | 2420 | Rate Constraint in lbs/MMBtu | FALSE | L | Annual | Generation | TWh | 0 | 0 | 0 | 0 | 0 | 0 | 0
LA Louisiana 2 - NOx Summer v4.10 | 696 | 2420 | Rate Constraint in lbs/MMBtu | FALSE | L | Annual | Qualifying Generation | TWh | 0 | 0 | 0 | 0 | 0 | 0 | 0
LA Louisiana 2 - NOx Summer v4.10 | 696 | 2420 | Rate Constraint in lbs/MMBtu | FALSE | L | Annual | Rate | lb/MWh | 0 | 0 | 0 | 0 | 0 | 0 | 0
LA Louisiana 2 - NOx Summer v4.10 | 696 | 2420 | Rate Constraint in lbs/MMBtu | FALSE | L | Annual | Constraint Shadow Price | US2011$/Ton | 3959.8036 | 0 | 0 | 0 | 0 | 0 | 0
LA New Roads - NOx Summer v4.10 | 697 | 2424 | Rate Constraint in lbs/MMBtu | FALSE | L | Annual | Seasons Included | Seasons | Summer | Summer | Summer | Summer | Summer | Summer | Summer
LA New Roads - NOx Summer v4.10 | 697 | 2424 | Rate Constraint in lbs/MMBtu | FALSE | L | Annual | Standard | lb/MMBtu | 0.2 | 0.2 | 0.2 | 0.2 | 0.2 | 0.2 | 0.2
LA New Roads - NOx Summer v4.10 | 697 | 2424 | Rate Constraint in lbs/MMBtu | FALSE | L | Annual | Emissions at Affected Plants NOX | Thousand Tons | 0 | 0 | 0 | 0.00042362 | 0.00042362 | 0 | 0
LA New Roads - NOx Summer v4.10 | 697 | 2424 | Rate Constraint in lbs/MMBtu | FALSE | L | Annual | Allowances Purchased NOX | Thousand Tons | 0 | 0 | 0 | 0 | 0 | 0 | 0
LA New Roads - NOx Summer v4.10 | 697 | 2424 | Rate Constraint in lbs/MMBtu | FALSE | L | Annual | Allowances Sold NOX | Thousand Tons | 0 | 0 | 0 | 0 | 0 | 0 | 0
LA New Roads - NOx Summer v4.10 | 697 | 2424 | Rate Constraint in lbs/MMBtu | FALSE | L | Annual | Allowances Banked | Thousand Tons | 0 | 0 | 0 | 0 | 0 | 0 | 0
LA New Roads - NOx Summer v4.10 | 697 | 2424 | Rate Constraint in lbs/MMBtu | FALSE | L | Annual | Allowances Withdrawn (1:1) | Thousand Tons | 0 | 0 | 0 | 0 | 0 | 0 | 0
LA New Roads - NOx Summer v4.10 | 697 | 2424 | Rate Constraint in lbs/MMBtu | FALSE | L | Annual | Allowances Withdrawn (n:1) | Thousand Tons | 0 | 0 | 0 | 0 | 0 | 0 | 0
LA New Roads - NOx Summer v4.10 | 697 | 2424 | Rate Constraint in lbs/MMBtu | FALSE | L | Annual | Net Emissions Allowance Position | Thousand Tons | 0 | 0 | 0 | 0.00042362 | 0.00042362 | 0 | 0
LA New Roads - NOx Summer v4.10 | 697 | 2424 | Rate Constraint in lbs/MMBtu | FALSE | L | Annual | Fuel Consumed | TBtu | 0 | 0 | 0 | 0.00041242 | 0.00041242 | 0 | 0
LA New Roads - NOx Summer v4.10 | 697 | 2424 | Rate Constraint in lbs/MMBtu | FALSE | L | Annual | Rate | lb/MMBtu | 0 | 0 | 0 | 2.0543 | 2.0543 | 0 | 0
LA New Roads - NOx Summer v4.10 | 697 | 2424 | Rate Constraint in lbs/MMBtu | FALSE | L | Annual | Generation | TWh | 0 | 0 | 0 | 3.1977e-05 | 3.1977e-05 | 0 | 0
LA New Roads - NOx Summer v4.10 | 697 | 2424 | Rate Constraint in lbs/MMBtu | FALSE | L | Annual | Qualifying Generation | TWh | 0 | 0 | 0 | 3.1977e-05 | 3.1977e-05 | 0 | 0
LA New Roads - NOx Summer v4.10 | 697 | 2424 | Rate Constraint in lbs/MMBtu | FALSE | L | Annual | Rate | lb/MWh | 0 | 0 | 0 | 13.248 | 13.248 | 0 | 0
LA New Roads - NOx Summer v4.10 | 697 | 2424 | Rate Constraint in lbs/MMBtu | FALSE | L | Annual | Constraint Shadow Price | US2011$/Ton | 0 | 0 | 0 | 2688.8156 | 4928.5184 | 113.7548 | 0
LA Plaquemine Cogeneration Plant -Nox Summer v5.12 | 698 | 2523 | Rate Constraint in lbs/MMBtu | FALSE | L | Annual | Seasons Included | Seasons | Summer | Summer | Summer | Summer | Summer | Summer | Summer
LA Plaquemine Cogeneration Plant -Nox Summer v5.12 | 698 | 2523 | Rate Constraint in lbs/MMBtu | FALSE | L | Annual | Standard | lb/MMBtu | 0.2 | 0.2 | 0.2 | 0.2 | 0.2 | 0.2 | 0.2
LA Plaquemine Cogeneration Plant -Nox Summer v5.12 | 698 | 2523 | Rate Constraint in lbs/MMBtu | FALSE | L | Annual | Emissions at Affected Plants NOX | Thousand Tons | 0.1456 | 0.1456 | 0.1456 | 0.1456 | 0.1456 | 0.1456 | 0.1456
LA Plaquemine Cogeneration Plant -Nox Summer v5.12 | 698 | 2523 | Rate Constraint in lbs/MMBtu | FALSE | L | Annual | Allowances Purchased NOX | Thousand Tons | 0 | 0 | 0 | 0 | 0 | 0 | 0
LA Plaquemine Cogeneration Plant -Nox Summer v5.12 | 698 | 2523 | Rate Constraint in lbs/MMBtu | FALSE | L | Annual | Allowances Sold NOX | Thousand Tons | 0 | 0 | 0 | 0 | 0 | 0 | 0
LA Plaquemine Cogeneration Plant -Nox Summer v5.12 | 698 | 2523 | Rate Constraint in lbs/MMBtu | FALSE | L | Annual | Allowances Banked | Thousand Tons | 0 | 0 | 0 | 0 | 0 | 0 | 0
LA Plaquemine Cogeneration Plant -Nox Summer v5.12 | 698 | 2523 | Rate Constraint in lbs/MMBtu | FALSE | L | Annual | Allowances Withdrawn (1:1) | Thousand Tons | 0 | 0 | 0 | 0 | 0 | 0 | 0
LA Plaquemine Cogeneration Plant -Nox Summer v5.12 | 698 | 2523 | Rate Constraint in lbs/MMBtu | FALSE | L | Annual | Allowances Withdrawn (n:1) | Thousand Tons | 0 | 0 | 0 | 0 | 0 | 0 | 0
LA Plaquemine Cogeneration Plant -Nox Summer v5.12 | 698 | 2523 | Rate Constraint in lbs/MMBtu | FALSE | L | Annual | Net Emissions Allowance Position | Thousand Tons | 0.1456 | 0.1456 | 0.1456 | 0.1456 | 0.1456 | 0.1456 | 0.1456
LA Plaquemine Cogeneration Plant -Nox Summer v5.12 | 698 | 2523 | Rate Constraint in lbs/MMBtu | FALSE | L | Annual | Fuel Consumed | TBtu | 16.754 | 16.754 | 16.754 | 16.754 | 16.754 | 16.754 | 16.754
LA Plaquemine Cogeneration Plant -Nox Summer v5.12 | 698 | 2523 | Rate Constraint in lbs/MMBtu | FALSE | L | Annual | Rate | lb/MMBtu | 0.017381 | 0.017381 | 0.017381 | 0.017381 | 0.017381 | 0.017381 | 0.017381
LA Plaquemine Cogeneration Plant -Nox Summer v5.12 | 698 | 2523 | Rate Constraint in lbs/MMBtu | FALSE | L | Annual | Generation | TWh | 2.6248 | 2.6248 | 2.6248 | 2.6248 | 2.6248 | 2.6248 | 2.6248
LA Plaquemine Cogeneration Plant -Nox Summer v5.12 | 698 | 2523 | Rate Constraint in lbs/MMBtu | FALSE | L | Annual | Qualifying Generation | TWh | 2.6248 | 2.6248 | 2.6248 | 2.6248 | 2.6248 | 2.6248 | 2.6248
LA Plaquemine Cogeneration Plant -Nox Summer v5.12 | 698 | 2523 | Rate Constraint in lbs/MMBtu | FALSE | L | Annual | Rate | lb/MWh | 0.055472 | 0.055472 | 0.055472 | 0.055472 | 0.055472 | 0.055472 | 0.055472
LA Plaquemine Cogeneration Plant -Nox Summer v5.12 | 698 | 2523 | Rate Constraint in lbs/MMBtu | FALSE | L | Annual | Constraint Shadow Price | US2011$/Ton | 0 | 0 | 0 | 0 | 0 | 0 | 0
LA Plaquemine -Nox Summer v5.12 | 699 | 2526 | Rate Constraint in lbs/MMBtu | FALSE | L | Annual | Seasons Included | Seasons | Summer | Summer | Summer | Summer | Summer | Summer | Summer
LA Plaquemine -Nox Summer v5.12 | 699 | 2526 | Rate Constraint in lbs/MMBtu | FALSE | L | Annual | Standard | lb/MMBtu | 0.1 | 0.1 | 0.1 | 0.1 | 0.1 | 0.1 | 0.1
LA Plaquemine -Nox Summer v5.12 | 699 | 2526 | Rate Constraint in lbs/MMBtu | FALSE | L | Annual | Emissions at Affected Plants NOX | Thousand Tons | 0 | 0 | 0 | 0 | 0 | 0 | 0
LA Plaquemine -Nox Summer v5.12 | 699 | 2526 | Rate Constraint in lbs/MMBtu | FALSE | L | Annual | Allowances Purchased NOX | Thousand Tons | 0 | 0 | 0 | 0 | 0 | 0 | 0
LA Plaquemine -Nox Summer v5.12 | 699 | 2526 | Rate Constraint in lbs/MMBtu | FALSE | L | Annual | Allowances Sold NOX | Thousand Tons | 0 | 0 | 0 | 0 | 0 | 0 | 0
LA Plaquemine -Nox Summer v5.12 | 699 | 2526 | Rate Constraint in lbs/MMBtu | FALSE | L | Annual | Allowances Banked | Thousand Tons | 0 | 0 | 0 | 0 | 0 | 0 | 0
LA Plaquemine -Nox Summer v5.12 | 699 | 2526 | Rate Constraint in lbs/MMBtu | FALSE | L | Annual | Allowances Withdrawn (1:1) | Thousand Tons | 0 | 0 | 0 | 0 | 0 | 0 | 0
LA Plaquemine -Nox Summer v5.12 | 699 | 2526 | Rate Constraint in lbs/MMBtu | FALSE | L | Annual | Allowances Withdrawn (n:1) | Thousand Tons | 0 | 0 | 0 | 0 | 0 | 0 | 0
LA Plaquemine -Nox Summer v5.12 | 699 | 2526 | Rate Constraint in lbs/MMBtu | FALSE | L | Annual | Net Emissions Allowance Position | Thousand Tons | 0 | 0 | 0 | 0 | 0 | 0 | 0
LA Plaquemine -Nox Summer v5.12 | 699 | 2526 | Rate Constraint in lbs/MMBtu | FALSE | L | Annual | Fuel Consumed | TBtu | 0 | 0 | 0 | 0 | 0 | 0 | 0
LA Plaquemine -Nox Summer v5.12 | 699 | 2526 | Rate Constraint in lbs/MMBtu | FALSE | L | Annual | Rate | lb/MMBtu | 0 | 0 | 0 | 0 | 0 | 0 | 0
LA Plaquemine -Nox Summer v5.12 | 699 | 2526 | Rate Constraint in lbs/MMBtu | FALSE | L | Annual | Generation | TWh | 0 | 0 | 0 | 0 | 0 | 0 | 0
LA Plaquemine -Nox Summer v5.12 | 699 | 2526 | Rate Constraint in lbs/MMBtu | FALSE | L | Annual | Qualifying Generation | TWh | 0 | 0 | 0 | 0 | 0 | 0 | 0
LA Plaquemine -Nox Summer v5.12 | 699 | 2526 | Rate Constraint in lbs/MMBtu | FALSE | L | Annual | Rate | lb/MWh | 0 | 0 | 0 | 0 | 0 | 0 | 0
LA Plaquemine -Nox Summer v5.12 | 699 | 2526 | Rate Constraint in lbs/MMBtu | FALSE | L | Annual | Constraint Shadow Price | US2011$/Ton | 0 | 0 | 0 | 0 | 0 | 0 | 0
LA Shell Chemical - NOx Summer v4.10 | 700 | 2423 | Rate Constraint in lbs/MMBtu | FALSE | L | Annual | Seasons Included | Seasons | Summer | Summer | Summer | Summer | Summer | Summer | Summer
LA Shell Chemical - NOx Summer v4.10 | 700 | 2423 | Rate Constraint in lbs/MMBtu | FALSE | L | Annual | Standard | lb/MMBtu | 0.2 | 0.2 | 0.2 | 0.2 | 0.2 | 0.2 | 0.2
LA Shell Chemical - NOx Summer v4.10 | 700 | 2423 | Rate Constraint in lbs/MMBtu | FALSE | L | Annual | Emissions at Affected Plants NOX | Thousand Tons | 0 | 0 | 0.0025735 | 0.039317 | 0.039317 | 0.013082 | 0.013082
LA Shell Chemical - NOx Summer v4.10 | 700 | 2423 | Rate Constraint in lbs/MMBtu | FALSE | L | Annual | Allowances Purchased NOX | Thousand Tons | 0 | 0 | 0 | 0 | 0 | 0 | 0
LA Shell Chemical - NOx Summer v4.10 | 700 | 2423 | Rate Constraint in lbs/MMBtu | FALSE | L | Annual | Allowances Sold NOX | Thousand Tons | 0 | 0 | 0 | 0 | 0 | 0 | 0
LA Shell Chemical - NOx Summer v4.10 | 700 | 2423 | Rate Constraint in lbs/MMBtu | FALSE | L | Annual | Allowances Banked | Thousand Tons | 0 | 0 | 0 | 0 | 0 | 0 | 0
LA Shell Chemical - NOx Summer v4.10 | 700 | 2423 | Rate Constraint in lbs/MMBtu | FALSE | L | Annual | Allowances Withdrawn (1:1) | Thousand Tons | 0 | 0 | 0 | 0 | 0 | 0 | 0
LA Shell Chemical - NOx Summer v4.10 | 700 | 2423 | Rate Constraint in lbs/MMBtu | FALSE | L | Annual | Allowances Withdrawn (n:1) | Thousand Tons | 0 | 0 | 0 | 0 | 0 | 0 | 0
LA Shell Chemical - NOx Summer v4.10 | 700 | 2423 | Rate Constraint in lbs/MMBtu | FALSE | L | Annual | Net Emissions Allowance Position | Thousand Tons | 0 | 0 | 0.0025735 | 0.039317 | 0.039317 | 0.013082 | 0.013082
LA Shell Chemical - NOx Summer v4.10 | 700 | 2423 | Rate Constraint in lbs/MMBtu | FALSE | L | Annual | Fuel Consumed | TBtu | 0 | 0 | 0.024962 | 0.38136 | 0.38136 | 0.12689 | 0.12689
LA Shell Chemical - NOx Summer v4.10 | 700 | 2423 | Rate Constraint in lbs/MMBtu | FALSE | L | Annual | Rate | lb/MMBtu | 0 | 0 | 0.20619 | 0.20619 | 0.20619 | 0.20619 | 0.20619
LA Shell Chemical - NOx Summer v4.10 | 700 | 2423 | Rate Constraint in lbs/MMBtu | FALSE | L | Annual | Generation | TWh | 0 | 0 | 0.0022024 | 0.033648 | 0.033648 | 0.011196 | 0.011196
LA Shell Chemical - NOx Summer v4.10 | 700 | 2423 | Rate Constraint in lbs/MMBtu | FALSE | L | Annual | Qualifying Generation | TWh | 0 | 0 | 0.0022024 | 0.033648 | 0.033648 | 0.011196 | 0.011196
LA Shell Chemical - NOx Summer v4.10 | 700 | 2423 | Rate Constraint in lbs/MMBtu | FALSE | L | Annual | Rate | lb/MWh | 0 | 0 | 1.1685 | 1.1685 | 1.1685 | 1.1685 | 1.1685
LA Shell Chemical - NOx Summer v4.10 | 700 | 2423 | Rate Constraint in lbs/MMBtu | FALSE | L | Annual | Constraint Shadow Price | US2011$/Ton | 0 | 0 | 15848.9662 | 0 | 0 | 5705.3121 | 10025.374
LA Willow Glen -Nox Summer v5.12 | 701 | 2525 | Rate Constraint in lbs/MMBtu | FALSE | L | Annual | Seasons Included | Seasons | Summer | Summer | Summer | Summer | Summer | Summer | Summer
LA Willow Glen -Nox Summer v5.12 | 701 | 2525 | Rate Constraint in lbs/MMBtu | FALSE | L | Annual | Standard | lb/MMBtu | 0.1 | 0.1 | 0.1 | 0.1 | 0.1 | 0.1 | 0.1
LA Willow Glen -Nox Summer v5.12 | 701 | 2525 | Rate Constraint in lbs/MMBtu | FALSE | L | Annual | Emissions at Affected Plants NOX | Thousand Tons | 0.11274 | 0.095442 | 0 | 0 | 0 | 0 | 0
LA Willow Glen -Nox Summer v5.12 | 701 | 2525 | Rate Constraint in lbs/MMBtu | FALSE | L | Annual | Allowances Purchased NOX | Thousand Tons | 0 | 0 | 0 | 0 | 0 | 0 | 0
LA Willow Glen -Nox Summer v5.12 | 701 | 2525 | Rate Constraint in lbs/MMBtu | FALSE | L | Annual | Allowances Sold NOX | Thousand Tons | 0 | 0 | 0 | 0 | 0 | 0 | 0
LA Willow Glen -Nox Summer v5.12 | 701 | 2525 | Rate Constraint in lbs/MMBtu | FALSE | L | Annual | Allowances Banked | Thousand Tons | 0 | 0 | 0 | 0 | 0 | 0 | 0
LA Willow Glen -Nox Summer v5.12 | 701 | 2525 | Rate Constraint in lbs/MMBtu | FALSE | L | Annual | Allowances Withdrawn (1:1) | Thousand Tons | 0 | 0 | 0 | 0 | 0 | 0 | 0
LA Willow Glen -Nox Summer v5.12 | 701 | 2525 | Rate Constraint in lbs/MMBtu | FALSE | L | Annual | Allowances Withdrawn (n:1) | Thousand Tons | 0 | 0 | 0 | 0 | 0 | 0 | 0
LA Willow Glen -Nox Summer v5.12 | 701 | 2525 | Rate Constraint in lbs/MMBtu | FALSE | L | Annual | Net Emissions Allowance Position | Thousand Tons | 0.11274 | 0.095442 | 0 | 0 | 0 | 0 | 0
LA Willow Glen -Nox Summer v5.12 | 701 | 2525 | Rate Constraint in lbs/MMBtu | FALSE | L | Annual | Fuel Consumed | TBtu | 0.92935 | 0.73145 | 0 | 0 | 0 | 0 | 0
LA Willow Glen -Nox Summer v5.12 | 701 | 2525 | Rate Constraint in lbs/MMBtu | FALSE | L | Annual | Rate | lb/MMBtu | 0.24262 | 0.26096 | 0 | 0 | 0 | 0 | 0
LA Willow Glen -Nox Summer v5.12 | 701 | 2525 | Rate Constraint in lbs/MMBtu | FALSE | L | Annual | Generation | TWh | 0.076667 | 0.05996 | 0 | 0 | 0 | 0 | 0
LA Willow Glen -Nox Summer v5.12 | 701 | 2525 | Rate Constraint in lbs/MMBtu | FALSE | L | Annual | Qualifying Generation | TWh | 0.076667 | 0.05996 | 0 | 0 | 0 | 0 | 0
LA Willow Glen -Nox Summer v5.12 | 701 | 2525 | Rate Constraint in lbs/MMBtu | FALSE | L | Annual | Rate | lb/MWh | 1.4705 | 1.5918 | 0 | 0 | 0 | 0 | 0
LA Willow Glen -Nox Summer v5.12 | 701 | 2525 | Rate Constraint in lbs/MMBtu | FALSE | L | Annual | Constraint Shadow Price | US2011$/Ton | 23709.8762 | 29353.003 | 0 | 0 | 0 | 0 | 244.5095
Louisiana Coal Units - SO2 Rate Annual v3.1, Unit 3566 and retrofits | 702 | 2199 | Rate Constraint in lbs/MMBtu | FALSE | L | Annual | Seasons Included | Seasons | Winter, Summer | Winter, Summer | Winter, Summer | Winter, Summer | Winter, Summer | Winter, Summer | Winter, Summer
Louisiana Coal Units - SO2 Rate Annual v3.1, Unit 3566 and retrofits | 702 | 2199 | Rate Constraint in lbs/MMBtu | FALSE | L | Annual | Standard | lb/MMBtu | 1.2 | 1.2 | 1.2 | 1.2 | 1.2 | 1.2 | 1.2
Louisiana Coal Units - SO2 Rate Annual v3.1, Unit 3566 and retrofits | 702 | 2199 | Rate Constraint in lbs/MMBtu | FALSE | L | Annual | Emissions at Affected Plants SO2 | Thousand Tons | 0 | 0 | 0 | 0 | 0 | 0 | 0
Louisiana Coal Units - SO2 Rate Annual v3.1, Unit 3566 and retrofits | 702 | 2199 | Rate Constraint in lbs/MMBtu | FALSE | L | Annual | Allowances Purchased SO2 | Thousand Tons | 0 | 0 | 0 | 0 | 0 | 0 | 0
Louisiana Coal Units - SO2 Rate Annual v3.1, Unit 3566 and retrofits | 702 | 2199 | Rate Constraint in lbs/MMBtu | FALSE | L | Annual | Allowances Sold SO2 | Thousand Tons | 0 | 0 | 0 | 0 | 0 | 0 | 0
Louisiana Coal Units - SO2 Rate Annual v3.1, Unit 3566 and retrofits | 702 | 2199 | Rate Constraint in lbs/MMBtu | FALSE | L | Annual | Allowances Banked | Thousand Tons | 0 | 0 | 0 | 0 | 0 | 0 | 0
Louisiana Coal Units - SO2 Rate Annual v3.1, Unit 3566 and retrofits | 702 | 2199 | Rate Constraint in lbs/MMBtu | FALSE | L | Annual | Allowances Withdrawn (1:1) | Thousand Tons | 0 | 0 | 0 | 0 | 0 | 0 | 0
Louisiana Coal Units - SO2 Rate Annual v3.1, Unit 3566 and retrofits | 702 | 2199 | Rate Constraint in lbs/MMBtu | FALSE | L | Annual | Allowances Withdrawn (n:1) | Thousand Tons | 0 | 0 | 0 | 0 | 0 | 0 | 0
Louisiana Coal Units - SO2 Rate Annual v3.1, Unit 3566 and retrofits | 702 | 2199 | Rate Constraint in lbs/MMBtu | FALSE | L | Annual | Net Emissions Allowance Position | Thousand Tons | 0 | 0 | 0 | 0 | 0 | 0 | 0
Louisiana Coal Units - SO2 Rate Annual v3.1, Unit 3566 and retrofits | 702 | 2199 | Rate Constraint in lbs/MMBtu | FALSE | L | Annual | Fuel Consumed | TBtu | 0 | 0 | 0 | 0 | 0 | 0 | 0
Louisiana Coal Units - SO2 Rate Annual v3.1, Unit 3566 and retrofits | 702 | 2199 | Rate Constraint in lbs/MMBtu | FALSE | L | Annual | Rate | lb/MMBtu | 0 | 0 | 0 | 0 | 0 | 0 | 0
Louisiana Coal Units - SO2 Rate Annual v3.1, Unit 3566 and retrofits | 702 | 2199 | Rate Constraint in lbs/MMBtu | FALSE | L | Annual | Generation | TWh | 0 | 0 | 0 | 0 | 0 | 0 | 0
Louisiana Coal Units - SO2 Rate Annual v3.1, Unit 3566 and retrofits | 702 | 2199 | Rate Constraint in lbs/MMBtu | FALSE | L | Annual | Qualifying Generation | TWh | 0 | 0 | 0 | 0 | 0 | 0 | 0
Louisiana Coal Units - SO2 Rate Annual v3.1, Unit 3566 and retrofits | 702 | 2199 | Rate Constraint in lbs/MMBtu | FALSE | L | Annual | Rate | lb/MWh | 0 | 0 | 0 | 0 | 0 | 0 | 0
Louisiana Coal Units - SO2 Rate Annual v3.1, Unit 3566 and retrofits | 702 | 2199 | Rate Constraint in lbs/MMBtu | FALSE | L | Annual | Constraint Shadow Price | US2011$/Ton | 0 | 0 | 0 | 0 | 0 | 0 | 0
Louisiana Coal Units - SO2 Rate Annual v3.1, Unit 3771 and retrofits | 703 | 2199 | Rate Constraint in lbs/MMBtu | FALSE | L | Annual | Seasons Included | Seasons | Winter, Summer | Winter, Summer | Winter, Summer | Winter, Summer | Winter, Summer | Winter, Summer | Winter, Summer
Louisiana Coal Units - SO2 Rate Annual v3.1, Unit 3771 and retrofits | 703 | 2199 | Rate Constraint in lbs/MMBtu | FALSE | L | Annual | Standard | lb/MMBtu | 1.2 | 1.2 | 1.2 | 1.2 | 1.2 | 1.2 | 1.2
Louisiana Coal Units - SO2 Rate Annual v3.1, Unit 3771 and retrofits | 703 | 2199 | Rate Constraint in lbs/MMBtu | FALSE | L | Annual | Emissions at Affected Plants SO2 | Thousand Tons | 0 | 0 | 0 | 0 | 0 | 0 | 0
Louisiana Coal Units - SO2 Rate Annual v3.1, Unit 3771 and retrofits | 703 | 2199 | Rate Constraint in lbs/MMBtu | FALSE | L | Annual | Allowances Purchased SO2 | Thousand Tons | 0 | 0 | 0 | 0 | 0 | 0 | 0
Louisiana Coal Units - SO2 Rate Annual v3.1, Unit 3771 and retrofits | 703 | 2199 | Rate Constraint in lbs/MMBtu | FALSE | L | Annual | Allowances Sold SO2 | Thousand Tons | 0 | 0 | 0 | 0 | 0 | 0 | 0
Louisiana Coal Units - SO2 Rate Annual v3.1, Unit 3771 and retrofits | 703 | 2199 | Rate Constraint in lbs/MMBtu | FALSE | L | Annual | Allowances Banked | Thousand Tons | 0 | 0 | 0 | 0 | 0 | 0 | 0
Louisiana Coal Units - SO2 Rate Annual v3.1, Unit 3771 and retrofits | 703 | 2199 | Rate Constraint in lbs/MMBtu | FALSE | L | Annual | Allowances Withdrawn (1:1) | Thousand Tons | 0 | 0 | 0 | 0 | 0 | 0 | 0
Louisiana Coal Units - SO2 Rate Annual v3.1, Unit 3771 and retrofits | 703 | 2199 | Rate Constraint in lbs/MMBtu | FALSE | L | Annual | Allowances Withdrawn (n:1) | Thousand Tons | 0 | 0 | 0 | 0 | 0 | 0 | 0
Louisiana Coal Units - SO2 Rate Annual v3.1, Unit 3771 and retrofits | 703 | 2199 | Rate Constraint in lbs/MMBtu | FALSE | L | Annual | Net Emissions Allowance Position | Thousand Tons | 0 | 0 | 0 | 0 | 0 | 0 | 0
Louisiana Coal Units - SO2 Rate Annual v3.1, Unit 3771 and retrofits | 703 | 2199 | Rate Constraint in lbs/MMBtu | FALSE | L | Annual | Fuel Consumed | TBtu | 0 | 0 | 0 | 6.9194 | 6.9194 | 0 | 0
Louisiana Coal Units - SO2 Rate Annual v3.1, Unit 3771 and retrofits | 703 | 2199 | Rate Constraint in lbs/MMBtu | FALSE | L | Annual | Rate | lb/MMBtu | 0 | 0 | 0 | 0 | 0 | 0 | 0
Louisiana Coal Units - SO2 Rate Annual v3.1, Unit 3771 and retrofits | 703 | 2199 | Rate Constraint in lbs/MMBtu | FALSE | L | Annual | Generation | TWh | 0 | 0 | 0 | 0.66361 | 0.66361 | 0 | 0
Louisiana Coal Units - SO2 Rate Annual v3.1, Unit 3771 and retrofits | 703 | 2199 | Rate Constraint in lbs/MMBtu | FALSE | L | Annual | Qualifying Generation | TWh | 0 | 0 | 0 | 0.66361 | 0.66361 | 0 | 0
Louisiana Coal Units - SO2 Rate Annual v3.1, Unit 3771 and retrofits | 703 | 2199 | Rate Constraint in lbs/MMBtu | FALSE | L | Annual | Rate | lb/MWh | 0 | 0 | 0 | 0 | 0 | 0 | 0
Louisiana Coal Units - SO2 Rate Annual v3.1, Unit 3771 and retrofits | 703 | 2199 | Rate Constraint in lbs/MMBtu | FALSE | L | Annual | Constraint Shadow Price | US2011$/Ton | 0 | 0 | 0 | 0 | 0 | 0 | 0
Louisiana Coal Units - SO2 Rate Annual v3.1, Unit 3789 and retrofits | 704 | 2199 | Rate Constraint in lbs/MMBtu | FALSE | L | Annual | Seasons Included | Seasons | Winter, Summer | Winter, Summer | Winter, Summer | Winter, Summer | Winter, Summer | Winter, Summer | Winter, Summer
Louisiana Coal Units - SO2 Rate Annual v3.1, Unit 3789 and retrofits | 704 | 2199 | Rate Constraint in lbs/MMBtu | FALSE | L | Annual | Standard | lb/MMBtu | 1.2 | 1.2 | 1.2 | 1.2 | 1.2 | 1.2 | 1.2
Louisiana Coal Units - SO2 Rate Annual v3.1, Unit 3789 and retrofits | 704 | 2199 | Rate Constraint in lbs/MMBtu | FALSE | L | Annual | Emissions at Affected Plants SO2 | Thousand Tons | 2.0925 | 2.2637 | 2.5915 | 2.4801 | 2.3436 | 2.4801 | 2.4801
Louisiana Coal Units - SO2 Rate Annual v3.1, Unit 3789 and retrofits | 704 | 2199 | Rate Constraint in lbs/MMBtu | FALSE | L | Annual | Allowances Purchased SO2 | Thousand Tons | 0 | 0 | 0 | 0 | 0 | 0 | 0
Louisiana Coal Units - SO2 Rate Annual v3.1, Unit 3789 and retrofits | 704 | 2199 | Rate Constraint in lbs/MMBtu | FALSE | L | Annual | Allowances Sold SO2 | Thousand Tons | 0 | 0 | 0 | 0 | 0 | 0 | 0
Louisiana Coal Units - SO2 Rate Annual v3.1, Unit 3789 and retrofits | 704 | 2199 | Rate Constraint in lbs/MMBtu | FALSE | L | Annual | Allowances Banked | Thousand Tons | 0 | 0 | 0 | 0 | 0 | 0 | 0
Louisiana Coal Units - SO2 Rate Annual v3.1, Unit 3789 and retrofits | 704 | 2199 | Rate Constraint in lbs/MMBtu | FALSE | L | Annual | Allowances Withdrawn (1:1) | Thousand Tons | 0 | 0 | 0 | 0 | 0 | 0 | 0
Louisiana Coal Units - SO2 Rate Annual v3.1, Unit 3789 and retrofits | 704 | 2199 | Rate Constraint in lbs/MMBtu | FALSE | L | Annual | Allowances Withdrawn (n:1) | Thousand Tons | 0 | 0 | 0 | 0 | 0 | 0 | 0
Louisiana Coal Units - SO2 Rate Annual v3.1, Unit 3789 and retrofits | 704 | 2199 | Rate Constraint in lbs/MMBtu | FALSE | L | Annual | Net Emissions Allowance Position | Thousand Tons | 2.0925 | 2.2637 | 2.5915 | 2.4801 | 2.3436 | 2.4801 | 2.4801
Louisiana Coal Units - SO2 Rate Annual v3.1, Unit 3789 and retrofits | 704 | 2199 | Rate Constraint in lbs/MMBtu | FALSE | L | Annual | Fuel Consumed | TBtu | 7.3281 | 7.9277 | 9.0758 | 8.6856 | 8.2075 | 8.6856 | 8.6856
Louisiana Coal Units - SO2 Rate Annual v3.1, Unit 3789 and retrofits | 704 | 2199 | Rate Constraint in lbs/MMBtu | FALSE | L | Annual | Rate | lb/MMBtu | 0.57108 | 0.57108 | 0.57108 | 0.57108 | 0.57108 | 0.57108 | 0.57108
Louisiana Coal Units - SO2 Rate Annual v3.1, Unit 3789 and retrofits | 704 | 2199 | Rate Constraint in lbs/MMBtu | FALSE | L | Annual | Generation | TWh | 0.6432 | 0.69583 | 0.79659 | 0.79659 | 0.75275 | 0.79659 | 0.79659
Louisiana Coal Units - SO2 Rate Annual v3.1, Unit 3789 and retrofits | 704 | 2199 | Rate Constraint in lbs/MMBtu | FALSE | L | Annual | Qualifying Generation | TWh | 0.6432 | 0.69583 | 0.79659 | 0.79659 | 0.75275 | 0.79659 | 0.79659
Louisiana Coal Units - SO2 Rate Annual v3.1, Unit 3789 and retrofits | 704 | 2199 | Rate Constraint in lbs/MMBtu | FALSE | L | Annual | Rate | lb/MWh | 3.2532 | 3.2532 | 3.2532 | 3.1133 | 3.1133 | 3.1133 | 3.1133
Louisiana Coal Units - SO2 Rate Annual v3.1, Unit 3789 and retrofits | 704 | 2199 | Rate Constraint in lbs/MMBtu | FALSE | L | Annual | Constraint Shadow Price | US2011$/Ton | 0 | 0 | 0 | 0 | 0 | 0 | 0
Louisiana Coal Units - SO2 Rate Annual v3.1, Unit 3790 and retrofits | 705 | 2199 | Rate Constraint in lbs/MMBtu | FALSE | L | Annual | Seasons Included | Seasons | Winter, Summer | Winter, Summer | Winter, Summer | Winter, Summer | Winter, Summer | Winter, Summer | Winter, Summer
Louisiana Coal Units - SO2 Rate Annual v3.1, Unit 3790 and retrofits | 705 | 2199 | Rate Constraint in lbs/MMBtu | FALSE | L | Annual | Standard | lb/MMBtu | 1.2 | 1.2 | 1.2 | 1.2 | 1.2 | 1.2 | 1.2
Louisiana Coal Units - SO2 Rate Annual v3.1, Unit 3790 and retrofits | 705 | 2199 | Rate Constraint in lbs/MMBtu | FALSE | L | Annual | Emissions at Affected Plants SO2 | Thousand Tons | 2.1877 | 2.2342 | 2.5578 | 2.4478 | 2.4137 | 2.4478 | 2.4478
Louisiana Coal Units - SO2 Rate Annual v3.1, Unit 3790 and retrofits | 705 | 2199 | Rate Constraint in lbs/MMBtu | FALSE | L | Annual | Allowances Purchased SO2 | Thousand Tons | 0 | 0 | 0 | 0 | 0 | 0 | 0
Louisiana Coal Units - SO2 Rate Annual v3.1, Unit 3790 and retrofits | 705 | 2199 | Rate Constraint in lbs/MMBtu | FALSE | L | Annual | Allowances Sold SO2 | Thousand Tons | 0 | 0 | 0 | 0 | 0 | 0 | 0
Louisiana Coal Units - SO2 Rate Annual v3.1, Unit 3790 and retrofits | 705 | 2199 | Rate Constraint in lbs/MMBtu | FALSE | L | Annual | Allowances Banked | Thousand Tons | 0 | 0 | 0 | 0 | 0 | 0 | 0
Louisiana Coal Units - SO2 Rate Annual v3.1, Unit 3790 and retrofits | 705 | 2199 | Rate Constraint in lbs/MMBtu | FALSE | L | Annual | Allowances Withdrawn (1:1) | Thousand Tons | 0 | 0 | 0 | 0 | 0 | 0 | 0
Louisiana Coal Units - SO2 Rate Annual v3.1, Unit 3790 and retrofits | 705 | 2199 | Rate Constraint in lbs/MMBtu | FALSE | L | Annual | Allowances Withdrawn (n:1) | Thousand Tons | 0 | 0 | 0 | 0 | 0 | 0 | 0
Louisiana Coal Units - SO2 Rate Annual v3.1, Unit 3790 and retrofits | 705 | 2199 | Rate Constraint in lbs/MMBtu | FALSE | L | Annual | Net Emissions Allowance Position | Thousand Tons | 2.1877 | 2.2342 | 2.5578 | 2.4478 | 2.4137 | 2.4478 | 2.4478
Louisiana Coal Units - SO2 Rate Annual v3.1, Unit 3790 and retrofits | 705 | 2199 | Rate Constraint in lbs/MMBtu | FALSE | L | Annual | Fuel Consumed | TBtu | 7.6616 | 7.8246 | 8.9577 | 8.5725 | 8.453 | 8.5725 | 8.5725
Louisiana Coal Units - SO2 Rate Annual v3.1, Unit 3790 and retrofits | 705 | 2199 | Rate Constraint in lbs/MMBtu | FALSE | L | Annual | Rate | lb/MMBtu | 0.57108 | 0.57108 | 0.57108 | 0.57108 | 0.57108 | 0.57108 | 0.57108
Louisiana Coal Units - SO2 Rate Annual v3.1, Unit 3790 and retrofits | 705 | 2199 | Rate Constraint in lbs/MMBtu | FALSE | L | Annual | Generation | TWh | 0.67496 | 0.68932 | 0.78915 | 0.78915 | 0.77815 | 0.78915 | 0.78915
Louisiana Coal Units - SO2 Rate Annual v3.1, Unit 3790 and retrofits | 705 | 2199 | Rate Constraint in lbs/MMBtu | FALSE | L | Annual | Qualifying Generation | TWh | 0.67496 | 0.68932 | 0.78915 | 0.78915 | 0.77815 | 0.78915 | 0.78915
Louisiana Coal Units - SO2 Rate Annual v3.1, Unit 3790 and retrofits | 705 | 2199 | Rate Constraint in lbs/MMBtu | FALSE | L | Annual | Rate | lb/MWh | 3.2412 | 3.2412 | 3.2412 | 3.1018 | 3.1018 | 3.1018 | 3.1018
Louisiana Coal Units - SO2 Rate Annual v3.1, Unit 3790 and retrofits | 705 | 2199 | Rate Constraint in lbs/MMBtu | FALSE | L | Annual | Constraint Shadow Price | US2011$/Ton | 0 | 0 | 0 | 0 | 0 | 0 | 0
Louisiana Coal Units - SO2 Rate Annual v3.1, Unit 4703 and retrofits | 706 | 2199 | Rate Constraint in lbs/MMBtu | FALSE | L | Annual | Seasons Included | Seasons | Winter, Summer | Winter, Summer | Winter, Summer | Winter, Summer | Winter, Summer | Winter, Summer | Winter, Summer
Louisiana Coal Units - SO2 Rate Annual v3.1, Unit 4703 and retrofits | 706 | 2199 | Rate Constraint in lbs/MMBtu | FALSE | L | Annual | Standard | lb/MMBtu | 1.2 | 1.2 | 1.2 | 1.2 | 1.2 | 1.2 | 1.2
Louisiana Coal Units - SO2 Rate Annual v3.1, Unit 4703 and retrofits | 706 | 2199 | Rate Constraint in lbs/MMBtu | FALSE | L | Annual | Emissions at Affected Plants SO2 | Thousand Tons | 0.53792 | 0.65898 | 0.79665 | 0.70626 | 0.34096 | 1.4223 | 1.4383
Louisiana Coal Units - SO2 Rate Annual v3.1, Unit 4703 and retrofits | 706 | 2199 | Rate Constraint in lbs/MMBtu | FALSE | L | Annual | Allowances Purchased SO2 | Thousand Tons | 0 | 0 | 0 | 0 | 0 | 0 | 0
Louisiana Coal Units - SO2 Rate Annual v3.1, Unit 4703 and retrofits | 706 | 2199 | Rate Constraint in lbs/MMBtu | FALSE | L | Annual | Allowances Sold SO2 | Thousand Tons | 0 | 0 | 0 | 0 | 0 | 0 | 0
Louisiana Coal Units - SO2 Rate Annual v3.1, Unit 4703 and retrofits | 706 | 2199 | Rate Constraint in lbs/MMBtu | FALSE | L | Annual | Allowances Banked | Thousand Tons | 0 | 0 | 0 | 0 | 0 | 0 | 0
Louisiana Coal Units - SO2 Rate Annual v3.1, Unit 4703 and retrofits | 706 | 2199 | Rate Constraint in lbs/MMBtu | FALSE | L | Annual | Allowances Withdrawn (1:1) | Thousand Tons | 0 | 0 | 0 | 0 | 0 | 0 | 0
Louisiana Coal Units - SO2 Rate Annual v3.1, Unit 4703 and retrofits | 706 | 2199 | Rate Constraint in lbs/MMBtu | FALSE | L | Annual | Allowances Withdrawn (n:1) | Thousand Tons | 0 | 0 | 0 | 0 | 0 | 0 | 0
Louisiana Coal Units - SO2 Rate Annual v3.1, Unit 4703 and retrofits | 706 | 2199 | Rate Constraint in lbs/MMBtu | FALSE | L | Annual | Net Emissions Allowance Position | Thousand Tons | 0.53792 | 0.65898 | 0.79665 | 0.70626 | 0.34096 | 1.4223 | 1.4383
Louisiana Coal Units - SO2 Rate Annual v3.1, Unit 4703 and retrofits | 706 | 2199 | Rate Constraint in lbs/MMBtu | FALSE | L | Annual | Fuel Consumed | TBtu | 13.4479 | 16.4745 | 19.9728 | 17.7065 | 8.5482 | 20.0454 | 20.2708
Louisiana Coal Units - SO2 Rate Annual v3.1, Unit 4703 and retrofits | 706 | 2199 | Rate Constraint in lbs/MMBtu | FALSE | L | Annual | Rate | lb/MMBtu | 0.08 | 0.08 | 0.079774 | 0.079774 | 0.079774 | 0.14191 | 0.14191
Louisiana Coal Units - SO2 Rate Annual v3.1, Unit 4703 and retrofits | 706 | 2199 | Rate Constraint in lbs/MMBtu | FALSE | L | Annual | Generation | TWh | 1.1886 | 1.4561 | 1.7603 | 1.6307 | 0.78726 | 1.8461 | 1.8669
Louisiana Coal Units - SO2 Rate Annual v3.1, Unit 4703 and retrofits | 706 | 2199 | Rate Constraint in lbs/MMBtu | FALSE | L | Annual | Qualifying Generation | TWh | 1.1886 | 1.4561 | 1.7603 | 1.6307 | 0.78726 | 1.8461 | 1.8669
Louisiana Coal Units - SO2 Rate Annual v3.1, Unit 4703 and retrofits | 706 | 2199 | Rate Constraint in lbs/MMBtu | FALSE | L | Annual | Rate | lb/MWh | 0.45256 | 0.45256 | 0.45256 | 0.4331 | 0.4331 | 0.77044 | 0.77044
Louisiana Coal Units - SO2 Rate Annual v3.1, Unit 4703 and retrofits | 706 | 2199 | Rate Constraint in lbs/MMBtu | FALSE | L | Annual | Constraint Shadow Price | US2011$/Ton | 0 | 0 | 0 | 0 | 0 | 0 | 0
Louisiana Coal Units - SO2 Rate Annual v3.1, Unit 4704 and retrofits | 707 | 2199 | Rate Constraint in lbs/MMBtu | FALSE | L | Annual | Seasons Included | Seasons | Winter, Summer | Winter, Summer | Winter, Summer | Winter, Summer | Winter, Summer | Winter, Summer | Winter, Summer
Louisiana Coal Units - SO2 Rate Annual v3.1, Unit 4704 and retrofits | 707 | 2199 | Rate Constraint in lbs/MMBtu | FALSE | L | Annual | Standard | lb/MMBtu | 1.2 | 1.2 | 1.2 | 1.2 | 1.2 | 1.2 | 1.2
Louisiana Coal Units - SO2 Rate Annual v3.1, Unit 4704 and retrofits | 707 | 2199 | Rate Constraint in lbs/MMBtu | FALSE | L | Annual | Emissions at Affected Plants SO2 | Thousand Tons | 0 | 0.60969 | 0.73671 | 0.63177 | 0.25806 | 1.3708 | 1.4512
Louisiana Coal Units - SO2 Rate Annual v3.1, Unit 4704 and retrofits | 707 | 2199 | Rate Constraint in lbs/MMBtu | FALSE | L | Annual | Allowances Purchased SO2 | Thousand Tons | 0 | 0 | 0 | 0 | 0 | 0 | 0
Louisiana Coal Units - SO2 Rate Annual v3.1, Unit 4704 and retrofits | 707 | 2199 | Rate Constraint in lbs/MMBtu | FALSE | L | Annual | Allowances Sold SO2 | Thousand Tons | 0 | 0 | 0 | 0 | 0 | 0 | 0
Louisiana Coal Units - SO2 Rate Annual v3.1, Unit 4704 and retrofits | 707 | 2199 | Rate Constraint in lbs/MMBtu | FALSE | L | Annual | Allowances Banked | Thousand Tons | 0 | 0 | 0 | 0 | 0 | 0 | 0
Louisiana Coal Units - SO2 Rate Annual v3.1, Unit 4704 and retrofits | 707 | 2199 | Rate Constraint in lbs/MMBtu | FALSE | L | Annual | Allowances Withdrawn (1:1) | Thousand Tons | 0 | 0 | 0 | 0 | 0 | 0 | 0
Louisiana Coal Units - SO2 Rate Annual v3.1, Unit 4704 and retrofits | 707 | 2199 | Rate Constraint in lbs/MMBtu | FALSE | L | Annual | Allowances Withdrawn (n:1) | Thousand Tons | 0 | 0 | 0 | 0 | 0 | 0 | 0
Louisiana Coal Units - SO2 Rate Annual v3.1, Unit 4704 and retrofits | 707 | 2199 | Rate Constraint in lbs/MMBtu | FALSE | L | Annual | Net Emissions Allowance Position | Thousand Tons | 0 | 0.60969 | 0.73671 | 0.63177 | 0.25806 | 1.3708 | 1.4512
Louisiana Coal Units - SO2 Rate Annual v3.1, Unit 4704 and retrofits | 707 | 2199 | Rate Constraint in lbs/MMBtu | FALSE | L | Annual | Fuel Consumed | TBtu | 0 | 15.2423 | 18.4699 | 15.8391 | 6.4697 | 19.3189 | 20.453
Louisiana Coal Units - SO2 Rate Annual v3.1, Unit 4704 and retrofits | 707 | 2199 | Rate Constraint in lbs/MMBtu | FALSE | L | Annual | Rate | lb/MMBtu | 0 | 0.08 | 0.079774 | 0.079774 | 0.079774 | 0.14191 | 0.14191
Louisiana Coal Units - SO2 Rate Annual v3.1, Unit 4704 and retrofits | 707 | 2199 | Rate Constraint in lbs/MMBtu | FALSE | L | Annual | Generation | TWh | 0 | 1.3472 | 1.6279 | 1.4466 | 0.59053 | 1.7634 | 1.8669
Louisiana Coal Units - SO2 Rate Annual v3.1, Unit 4704 and retrofits | 707 | 2199 | Rate Constraint in lbs/MMBtu | FALSE | L | Annual | Qualifying Generation | TWh | 0 | 1.3472 | 1.6279 | 1.4466 | 0.59053 | 1.7634 | 1.8669
Louisiana Coal Units - SO2 Rate Annual v3.1, Unit 4704 and retrofits | 707 | 2199 | Rate Constraint in lbs/MMBtu | FALSE | L | Annual | Rate | lb/MWh | 0 | 0.45256 | 0.45256 | 0.43673 | 0.43699 | 0.77737 | 0.77737
Louisiana Coal Units - SO2 Rate Annual v3.1, Unit 4704 and retrofits | 707 | 2199 | Rate Constraint in lbs/MMBtu | FALSE | L | Annual | Constraint Shadow Price | US2011$/Ton | 0 | 0 | 0 | 0 | 0 | 0 | 0
Louisiana Coal Units - SO2 Rate Annual v3.1, Unit 5018 and retrofits | 708 | 2199 | Rate Constraint in lbs/MMBtu | FALSE | L | Annual | Seasons Included | Seasons | Winter, Summer | Winter, Summer | Winter, Summer | Winter, Summer | Winter, Summer | Winter, Summer | Winter, Summer
Louisiana Coal Units - SO2 Rate Annual v3.1, Unit 5018 and retrofits | 708 | 2199 | Rate Constraint in lbs/MMBtu | FALSE | L | Annual | Standard | lb/MMBtu | 1.2 | 1.2 | 1.2 | 1.2 | 1.2 | 1.2 | 1.2
Louisiana Coal Units - SO2 Rate Annual v3.1, Unit 5018 and retrofits | 708 | 2199 | Rate Constraint in lbs/MMBtu | FALSE | L | Annual | Emissions at Affected Plants SO2 | Thousand Tons | 0 | 0 | 0 | 0 | 0 | 0 | 0
Louisiana Coal Units - SO2 Rate Annual v3.1, Unit 5018 and retrofits | 708 | 2199 | Rate Constraint in lbs/MMBtu | FALSE | L | Annual | Allowances Purchased SO2 | Thousand Tons | 0 | 0 | 0 | 0 | 0 | 0 | 0
Louisiana Coal Units - SO2 Rate Annual v3.1, Unit 5018 and retrofits | 708 | 2199 | Rate Constraint in lbs/MMBtu | FALSE | L | Annual | Allowances Sold SO2 | Thousand Tons | 0 | 0 | 0 | 0 | 0 | 0 | 0
Louisiana Coal Units - SO2 Rate Annual v3.1, Unit 5018 and retrofits | 708 | 2199 | Rate Constraint in lbs/MMBtu | FALSE | L | Annual | Allowances Banked | Thousand Tons | 0 | 0 | 0 | 0 | 0 | 0 | 0
Louisiana Coal Units - SO2 Rate Annual v3.1, Unit 5018 and retrofits | 708 | 2199 | Rate Constraint in lbs/MMBtu | FALSE | L | Annual | Allowances Withdrawn (1:1) | Thousand Tons | 0 | 0 | 0 | 0 | 0 | 0 | 0
Louisiana Coal Units - SO2 Rate Annual v3.1, Unit 5018 and retrofits | 708 | 2199 | Rate Constraint in lbs/MMBtu | FALSE | L | Annual | Allowances Withdrawn (n:1) | Thousand Tons | 0 | 0 | 0 | 0 | 0 | 0 | 0
Louisiana Coal Units - SO2 Rate Annual v3.1, Unit 5018 and retrofits | 708 | 2199 | Rate Constraint in lbs/MMBtu | FALSE | L | Annual | Net Emissions Allowance Position | Thousand Tons | 0 | 0 | 0 | 0 | 0 | 0 | 0
Louisiana Coal Units - SO2 Rate Annual v3.1, Unit 5018 and retrofits | 708 | 2199 | Rate Constraint in lbs/MMBtu | FALSE | L | Annual | Fuel Consumed | TBtu | 0 | 0 | 0 | 0 | 0 | 0 | 0
Louisiana Coal Units - SO2 Rate Annual v3.1, Unit 5018 and retrofits | 708 | 2199 | Rate Constraint in lbs/MMBtu | FALSE | L | Annual | Rate | lb/MMBtu | 0 | 0 | 0 | 0 | 0 | 0 | 0
Louisiana Coal Units - SO2 Rate Annual v3.1, Unit 5018 and retrofits | 708 | 2199 | Rate Constraint in lbs/MMBtu | FALSE | L | Annual | Generation | TWh | 0 | 0 | 0 | 0 | 0 | 0 | 0
Louisiana Coal Units - SO2 Rate Annual v3.1, Unit 5018 and retrofits | 708 | 2199 | Rate Constraint in lbs/MMBtu | FALSE | L | Annual | Qualifying Generation | TWh | 0 | 0 | 0 | 0 | 0 | 0 | 0
Louisiana Coal Units - SO2 Rate Annual v3.1, Unit 5018 and retrofits | 708 | 2199 | Rate Constraint in lbs/MMBtu | FALSE | L | Annual | Rate | lb/MWh | 0 | 0 | 0 | 0 | 0 | 0 | 0
Louisiana Coal Units - SO2 Rate Annual v3.1, Unit 5018 and retrofits | 708 | 2199 | Rate Constraint in lbs/MMBtu | FALSE | L | Annual | Constraint Shadow Price | US2011$/Ton | 0 | 0 | 0 | 0 | 0 | 0 | 0
Louisiana Coal Units - SO2 Rate Annual v3.1, Unit 5314 and retrofits | 709 | 2199 | Rate Constraint in lbs/MMBtu | FALSE | L | Annual | Seasons Included | Seasons | Winter, Summer | Winter, Summer | Winter, Summer | Winter, Summer | Winter, Summer | Winter, Summer | Winter, Summer
Louisiana Coal Units - SO2 Rate Annual v3.1, Unit 5314 and retrofits | 709 | 2199 | Rate Constraint in lbs/MMBtu | FALSE | L | Annual | Standard | lb/MMBtu | 1.2 | 1.2 | 1.2 | 1.2 | 1.2 | 1.2 | 1.2
Louisiana Coal Units - SO2 Rate Annual v3.1, Unit 5314 and retrofits | 709 | 2199 | Rate Constraint in lbs/MMBtu | FALSE | L | Annual | Emissions at Affected Plants SO2 | Thousand Tons | 0 | 0 | 0 | 0 | 0 | 0 | 0
Louisiana Coal Units - SO2 Rate Annual v3.1, Unit 5314 and retrofits | 709 | 2199 | Rate Constraint in lbs/MMBtu | FALSE | L | Annual | Allowances Purchased SO2 | Thousand Tons | 0 | 0 | 0 | 0 | 0 | 0 | 0
Louisiana Coal Units - SO2 Rate Annual v3.1, Unit 5314 and retrofits | 709 | 2199 | Rate Constraint in lbs/MMBtu | FALSE | L | Annual | Allowances Sold SO2 | Thousand Tons | 0 | 0 | 0 | 0 | 0 | 0 | 0
Louisiana Coal Units - SO2 Rate Annual v3.1, Unit 5314 and retrofits | 709 | 2199 | Rate Constraint in lbs/MMBtu | FALSE | L | Annual | Allowances Banked | Thousand Tons | 0 | 0 | 0 | 0 | 0 | 0 | 0
Louisiana Coal Units - SO2 Rate Annual v3.1, Unit 5314 and retrofits | 709 | 2199 | Rate Constraint in lbs/MMBtu | FALSE | L | Annual | Allowances Withdrawn (1:1) | Thousand Tons | 0 | 0 | 0 | 0 | 0 | 0 | 0
Louisiana Coal Units - SO2 Rate Annual v3.1, Unit 5314 and retrofits | 709 | 2199 | Rate Constraint in lbs/MMBtu | FALSE | L | Annual | Allowances Withdrawn (n:1) | Thousand Tons | 0 | 0 | 0 | 0 | 0 | 0 | 0
Louisiana Coal Units - SO2 Rate Annual v3.1, Unit 5314 and retrofits | 709 | 2199 | Rate Constraint in lbs/MMBtu | FALSE | L | Annual | Net Emissions Allowance Position | Thousand Tons | 0 | 0 | 0 | 0 | 0 | 0 | 0
Louisiana Coal Units - SO2 Rate Annual v3.1, Unit 5314 and retrofits | 709 | 2199 | Rate Constraint in lbs/MMBtu | FALSE | L | Annual | Fuel Consumed | TBtu | 0 | 0 | 0 | 0 | 0 | 0 | 0
Louisiana Coal Units - SO2 Rate Annual v3.1, Unit 5314 and retrofits | 709 | 2199 | Rate Constraint in lbs/MMBtu | FALSE | L | Annual | Rate | lb/MMBtu | 0 | 0 | 0 | 0 | 0 | 0 | 0
Louisiana Coal Units - SO2 Rate Annual v3.1, Unit 5314 and retrofits | 709 | 2199 | Rate Constraint in lbs/MMBtu | FALSE | L | Annual | Generation | TWh | 0 | 0 | 0 | 0 | 0 | 0 | 0
Louisiana Coal Units - SO2 Rate Annual v3.1, Unit 5314 and retrofits | 709 | 2199 | Rate Constraint in lbs/MMBtu | FALSE | L | Annual | Qualifying Generation | TWh | 0 | 0 | 0 | 0 | 0 | 0 | 0
Louisiana Coal Units - SO2 Rate Annual v3.1, Unit 5314 and retrofits | 709 | 2199 | Rate Constraint in lbs/MMBtu | FALSE | L | Annual | Rate | lb/MWh | 0 | 0 | 0 | 0 | 0 | 0 | 0
Louisiana Coal Units - SO2 Rate Annual v3.1, Unit 5314 and retrofits | 709 | 2199 | Rate Constraint in lbs/MMBtu | FALSE | L | Annual | Constraint Shadow Price | US2011$/Ton | 0 | 0 | 0 | 0 | 0 | 0 | 0
Louisiana Coal Units - SO2 Rate Annual v3.1, Unit 5327 and retrofits | 710 | 2199 | Rate Constraint in lbs/MMBtu | FALSE | L | Annual | Seasons Included | Seasons | Winter, Summer | Winter, Summer | Winter, Summer | Winter, Summer | Winter, Summer | Winter, Summer | Winter, Summer
Louisiana Coal Units - SO2 Rate Annual v3.1, Unit 5327 and retrofits | 710 | 2199 | Rate Constraint in lbs/MMBtu | FALSE | L | Annual | Standard | lb/MMBtu | 1.2 | 1.2 | 1.2 | 1.2 | 1.2 | 1.2 | 1.2
Louisiana Coal Units - SO2 Rate Annual v3.1, Unit 5327 and retrofits | 710 | 2199 | Rate Constraint in lbs/MMBtu | FALSE | L | Annual | Emissions at Affected Plants SO2 | Thousand Tons | 0 | 0 | 0 | 0 | 0 | 0 | 0
Louisiana Coal Units - SO2 Rate Annual v3.1, Unit 5327 and retrofits | 710 | 2199 | Rate Constraint in lbs/MMBtu | FALSE | L | Annual | Allowances Purchased SO2 | Thousand Tons | 0 | 0 | 0 | 0 | 0 | 0 | 0
Louisiana Coal Units - SO2 Rate Annual v3.1, Unit 5327 and retrofits | 710 | 2199 | Rate Constraint in lbs/MMBtu | FALSE | L | Annual | Allowances Sold SO2 | Thousand Tons | 0 | 0 | 0 | 0 | 0 | 0 | 0
Louisiana Coal Units - SO2 Rate Annual v3.1, Unit 5327 and retrofits | 710 | 2199 | Rate Constraint in lbs/MMBtu | FALSE | L | Annual | Allowances Banked | Thousand Tons | 0 | 0 | 0 | 0 | 0 | 0 | 0
Louisiana Coal Units - SO2 Rate Annual v3.1, Unit 5327 and retrofits | 710 | 2199 | Rate Constraint in lbs/MMBtu | FALSE | L | Annual | Allowances Withdrawn (1:1) | Thousand Tons | 0 | 0 | 0 | 0 | 0 | 0 | 0
Louisiana Coal Units - SO2 Rate Annual v3.1, Unit 5327 and retrofits | 710 | 2199 | Rate Constraint in lbs/MMBtu | FALSE | L | Annual | Allowances Withdrawn (n:1) | Thousand Tons | 0 | 0 | 0 | 0 | 0 | 0 | 0
Louisiana Coal Units - SO2 Rate Annual v3.1, Unit 5327 and retrofits | 710 | 2199 | Rate Constraint in lbs/MMBtu | FALSE | L | Annual | Net Emissions Allowance Position | Thousand Tons | 0 | 0 | 0 | 0 | 0 | 0 | 0
Louisiana Coal Units - SO2 Rate Annual v3.1, Unit 5327 and retrofits | 710 | 2199 | Rate Constraint in lbs/MMBtu | FALSE | L | Annual | Fuel Consumed | TBtu | 0 | 0 | 0 | 0 | 0 | 0 | 0
Louisiana Coal Units - SO2 Rate Annual v3.1, Unit 5327 and retrofits | 710 | 2199 | Rate Constraint in lbs/MMBtu | FALSE | L | Annual | Rate | lb/MMBtu | 0 | 0 | 0 | 0 | 0 | 0 | 0
Louisiana Coal Units - SO2 Rate Annual v3.1, Unit 5327 and retrofits | 710 | 2199 | Rate Constraint in lbs/MMBtu | FALSE | L | Annual | Generation | TWh | 0 | 0 | 0 | 0 | 0 | 0 | 0
Louisiana Coal Units - SO2 Rate Annual v3.1, Unit 5327 and retrofits | 710 | 2199 | Rate Constraint in lbs/MMBtu | FALSE | L | Annual | Qualifying Generation | TWh | 0 | 0 | 0 | 0 | 0 | 0 | 0
Louisiana Coal Units - SO2 Rate Annual v3.1, Unit 5327 and retrofits | 710 | 2199 | Rate Constraint in lbs/MMBtu | FALSE | L | Annual | Rate | lb/MWh | 0 | 0 | 0 | 0 | 0 | 0 | 0
Louisiana Coal Units - SO2 Rate Annual v3.1, Unit 5327 and retrofits | 710 | 2199 | Rate Constraint in lbs/MMBtu | FALSE | L | Annual | Constraint Shadow Price | US2011$/Ton | 0 | 0 | 0 | 0 | 0 | 0 | 0
Louisiana Coal Units - SO2 Rate Annual v3.1, Unit 5711 and retrofits | 711 | 2199 | Rate Constraint in lbs/MMBtu | FALSE | L | Annual | Seasons Included | Seasons | Winter, Summer | Winter, Summer | Winter, Summer | Winter, Summer | Winter, Summer | Winter, Summer | Winter, Summer
Louisiana Coal Units - SO2 Rate Annual v3.1, Unit 5711 and retrofits | 711 | 2199 | Rate Constraint in lbs/MMBtu | FALSE | L | Annual | Standard | lb/MMBtu | 1.2 | 1.2 | 1.2 | 1.2 | 1.2 | 1.2 | 1.2
Louisiana Coal Units - SO2 Rate Annual v3.1, Unit 5711 and retrofits | 711 | 2199 | Rate Constraint in lbs/MMBtu | FALSE | L | Annual | Emissions at Affected Plants SO2 | Thousand Tons | 6.6149 | 6.6149 | 6.6149 | 6.6149 | 6.6149 | 6.6149 | 6.6149
Louisiana Coal Units - SO2 Rate Annual v3.1, Unit 5711 and retrofits | 711 | 2199 | Rate Constraint in lbs/MMBtu | FALSE | L | Annual | Allowances Purchased SO2 | Thousand Tons | 0 | 0 | 0 | 0 | 0 | 0 | 0
Louisiana Coal Units - SO2 Rate Annual v3.1, Unit 5711 and retrofits | 711 | 2199 | Rate Constraint in lbs/MMBtu | FALSE | L | Annual | Allowances Sold SO2 | Thousand Tons | 0 | 0 | 0 | 0 | 0 | 0 | 0
Louisiana Coal Units - SO2 Rate Annual v3.1, Unit 5711 and retrofits | 711 | 2199 | Rate Constraint in lbs/MMBtu | FALSE | L | Annual | Allowances Banked | Thousand Tons | 0 | 0 | 0 | 0 | 0 | 0 | 0
Louisiana Coal Units - SO2 Rate Annual v3.1, Unit 5711 and retrofits | 711 | 2199 | Rate Constraint in lbs/MMBtu | FALSE | L | Annual | Allowances Withdrawn (1:1) | Thousand Tons | 0 | 0 | 0 | 0 | 0 | 0 | 0
Louisiana Coal Units - SO2 Rate Annual v3.1, Unit 5711 and retrofits | 711 | 2199 | Rate Constraint in lbs/MMBtu | FALSE | L | Annual | Allowances Withdrawn (n:1) | Thousand Tons | 0 | 0 | 0 | 0 | 0 | 0 | 0
Louisiana Coal Units - SO2 Rate Annual v3.1, Unit 5711 and retrofits | 711 | 2199 | Rate Constraint in lbs/MMBtu | FALSE | L | Annual | Net Emissions Allowance Position | Thousand Tons | 6.6149 | 6.6149 | 6.6149 | 6.6149 | 6.6149 | 6.6149 | 6.6149
Louisiana Coal Units - SO2 Rate Annual v3.1, Unit 5711 and retrofits | 711 | 2199 | Rate Constraint in lbs/MMBtu | FALSE | L | Annual | Fuel Consumed | TBtu | 53.132 | 53.132 | 53.132 | 53.132 | 53.132 | 53.132 | 53.132
Louisiana Coal Units - SO2 Rate Annual v3.1, Unit 5711 and retrofits | 711 | 2199 | Rate Constraint in lbs/MMBtu | FALSE | L | Annual | Rate | lb/MMBtu | 0.249 | 0.249 | 0.249 | 0.249 | 0.249 | 0.249 | 0.249
Louisiana Coal Units - SO2 Rate Annual v3.1, Unit 5711 and retrofits | 711 | 2199 | Rate Constraint in lbs/MMBtu | FALSE | L | Annual | Generation | TWh | 4.6517 | 4.6517 | 4.6517 | 4.6517 | 4.6517 | 4.6517 | 4.6517
Louisiana Coal Units - SO2 Rate Annual v3.1, Unit 5711 and retrofits | 711 | 2199 | Rate Constraint in lbs/MMBtu | FALSE | L | Annual | Qualifying Generation | TWh | 4.6517 | 4.6517 | 4.6517 | 4.6517 | 4.6517 | 4.6517 | 4.6517
Louisiana Coal Units - SO2 Rate Annual v3.1, Unit 5711 and retrofits | 711 | 2199 | Rate Constraint in lbs/MMBtu | FALSE | L | Annual | Rate | lb/MWh | 1.422 | 1.422 | 1.422 | 1.422 | 1.422 | 1.422 | 1.422
Louisiana Coal Units - SO2 Rate Annual v3.1, Unit 5711 and retrofits | 711 | 2199 | Rate Constraint in lbs/MMBtu | FALSE | L | Annual | Constraint Shadow Price | US2011$/Ton | 0 | 0 | 0 | 0 | 0 | 0 | 0
MA Brayton 1-3 - MER Cap Annual v3.1, Unit 4248 and retrofits | 712 | 1810 | Rate Constraint in MTons | FALSE | L | Annual | Seasons Included | Seasons | Winter, Summer | Winter, Summer | Winter, Summer | Winter, Summer | Winter, Summer | Winter, Summer | Winter, Summer
MA Brayton 1-3 - MER Cap Annual v3.1, Unit 4248 and retrofits | 712 | 1810 | Rate Constraint in MTons | FALSE | L | Annual | Standard | Lb | 146.6 | 146.6 | 146.6 | 146.6 | 146.6 | 146.6 | 146.6
MA Brayton 1-3 - MER Cap Annual v3.1, Unit 4248 and retrofits | 712 | 1810 | Rate Constraint in MTons | FALSE | L | Annual | Standard MER | lbs | 146.6 | 146.6 | 146.6 | 146.6 | 146.6 | 146.6 | 146.6
MA Brayton 1-3 - MER Cap Annual v3.1, Unit 4248 and retrofits | 712 | 1810 | Rate Constraint in MTons | FALSE | L | Annual | Emissions at Affected Plants MER | lbs | 0.033851 | 0 | 0 | 0 | 0 | 0 | 0
MA Brayton 1-3 - MER Cap Annual v3.1, Unit 4248 and retrofits | 712 | 1810 | Rate Constraint in MTons | FALSE | L | Annual | Allowances Purchased MER | lbs | 0 | 0 | 0 | 0 | 0 | 0 | 0
MA Brayton 1-3 - MER Cap Annual v3.1, Unit 4248 and retrofits | 712 | 1810 | Rate Constraint in MTons | FALSE | L | Annual | Allowances Sold MER | lbs | 0 | 0 | 0 | 0 | 0 | 0 | 0
MA Brayton 1-3 - MER Cap Annual v3.1, Unit 4248 and retrofits | 712 | 1810 | Rate Constraint in MTons | FALSE | L | Annual | Allowances Banked | lbs | 0 | 0 | 0 | 0 | 0 | 0 | 0
MA Brayton 1-3 - MER Cap Annual v3.1, Unit 4248 and retrofits | 712 | 1810 | Rate Constraint in MTons | FALSE | L | Annual | Allowances Withdrawn (1:1) | lbs | 0 | 0 | 0 | 0 | 0 | 0 | 0
MA Brayton 1-3 - MER Cap Annual v3.1, Unit 4248 and retrofits | 712 | 1810 | Rate Constraint in MTons | FALSE | L | Annual | Allowances Withdrawn (n:1) | lbs | 0 | 0 | 0 | 0 | 0 | 0 | 0
MA Brayton 1-3 - MER Cap Annual v3.1, Unit 4248 and retrofits | 712 | 1810 | Rate Constraint in MTons | FALSE | L | Annual | Net Emissions Allowance Position | lbs | 0.033851 | 0 | 0 | 0 | 0 | 0 | 0
MA Brayton 1-3 - MER Cap Annual v3.1, Unit 4248 and retrofits | 712 | 1810 | Rate Constraint in MTons | FALSE | L | Annual | Fuel Consumed | TBtu | 0.04203 | 0 | 0 | 0 | 0 | 0 | 0
MA Brayton 1-3 - MER Cap Annual v3.1, Unit 4248 and retrofits | 712 | 1810 | Rate Constraint in MTons | FALSE | L | Annual | Rate | lb/MMBtu | 8.0539e-07 | 0 | 0 | 0 | 0 | 0 | 0
MA Brayton 1-3 - MER Cap Annual v3.1, Unit 4248 and retrofits | 712 | 1810 | Rate Constraint in MTons | FALSE | L | Annual | Generation | TWh | 0.004355 | 0 | 0 | 0 | 0 | 0 | 0
MA Brayton 1-3 - MER Cap Annual v3.1, Unit 4248 and retrofits | 712 | 1810 | Rate Constraint in MTons | FALSE | L | Annual | Qualifying Generation | TWh | 0.004355 | 0 | 0 | 0 | 0 | 0 | 0
MA Brayton 1-3 - MER Cap Annual v3.1, Unit 4248 and retrofits | 712 | 1810 | Rate Constraint in MTons | FALSE | L | Annual | Rate | lb/MWh | 7.7729 | 0 | 0 | 0 | 0 | 0 | 0
MA Brayton 1-3 - MER Cap Annual v3.1, Unit 4248 and retrofits | 712 | 1810 | Rate Constraint in MTons | FALSE | L | Annual | Constraint Shadow Price | US2011$/Lb | 0 | 0 | 0 | 0 | 0 | 0 | 0
MA Brayton 1-3 - MER Cap Annual v3.1, Unit 4249 and retrofits | 713 | 1810 | Rate Constraint in MTons | FALSE | L | Annual | Seasons Included | Seasons | Winter, Summer | Winter, Summer | Winter, Summer | Winter, Summer | Winter, Summer | Winter, Summer | Winter, Summer
MA Brayton 1-3 - MER Cap Annual v3.1, Unit 4249 and retrofits | 713 | 1810 | Rate Constraint in MTons | FALSE | L | Annual | Standard | Lb | 146.6 | 146.6 | 146.6 | 146.6 | 146.6 | 146.6 | 146.6
MA Brayton 1-3 - MER Cap Annual v3.1, Unit 4249 and retrofits | 713 | 1810 | Rate Constraint in MTons | FALSE | L | Annual | Standard MER | lbs | 146.6 | 146.6 | 146.6 | 146.6 | 146.6 | 146.6 | 146.6
MA Brayton 1-3 - MER Cap Annual v3.1, Unit 4249 and retrofits | 713 | 1810 | Rate Constraint in MTons | FALSE | L | Annual | Emissions at Affected Plants MER | lbs | 0 | 0 | 0 | 0 | 0 | 0 | 0
MA Brayton 1-3 - MER Cap Annual v3.1, Unit 4249 and retrofits | 713 | 1810 | Rate Constraint in MTons | FALSE | L | Annual | Allowances Purchased MER | lbs | 0 | 0 | 0 | 0 | 0 | 0 | 0
MA Brayton 1-3 - MER Cap Annual v3.1, Unit 4249 and retrofits | 713 | 1810 | Rate Constraint in MTons | FALSE | L | Annual | Allowances Sold MER | lbs | 0 | 0 | 0 | 0 | 0 | 0 | 0
MA Brayton 1-3 - MER Cap Annual v3.1, Unit 4249 and retrofits | 713 | 1810 | Rate Constraint in MTons | FALSE | L | Annual | Allowances Banked | lbs | 0 | 0 | 0 | 0 | 0 | 0 | 0
MA Brayton 1-3 - MER Cap Annual v3.1, Unit 4249 and retrofits | 713 | 1810 | Rate Constraint in MTons | FALSE | L | Annual | Allowances Withdrawn (1:1) | lbs | 0 | 0 | 0 | 0 | 0 | 0 | 0
MA Brayton 1-3 - MER Cap Annual v3.1, Unit 4249 and retrofits | 713 | 1810 | Rate Constraint in MTons | FALSE | L | Annual | Allowances Withdrawn (n:1) | lbs | 0 | 0 | 0 | 0 | 0 | 0 | 0
MA Brayton 1-3 - MER Cap Annual v3.1, Unit 4249 and retrofits | 713 | 1810 | Rate Constraint in MTons | FALSE | L | Annual | Net Emissions Allowance Position | lbs | 0 | 0 | 0 | 0 | 0 | 0 | 0
MA Brayton 1-3 - MER Cap Annual v3.1, Unit 4249 and retrofits | 713 | 1810 | Rate Constraint in MTons | FALSE | L | Annual | Fuel Consumed | TBtu | 0 | 0 | 0 | 0 | 0 | 0 | 0
MA Brayton 1-3 - MER Cap Annual v3.1, Unit 4249 and retrofits | 713 | 1810 | Rate Constraint in MTons | FALSE | L | Annual | Rate | lb/MMBtu | 0 | 0 | 0 | 0 | 0 | 0 | 0
MA Brayton 1-3 - MER Cap Annual v3.1, Unit 4249 and retrofits | 713 | 1810 | Rate Constraint in MTons | FALSE | L | Annual | Generation | TWh | 0 | 0 | 0 | 0 | 0 | 0 | 0
MA Brayton 1-3 - MER Cap Annual v3.1, Unit 4249 and retrofits | 713 | 1810 | Rate Constraint in MTons | FALSE | L | Annual | Qualifying Generation | TWh | 0 | 0 | 0 | 0 | 0 | 0 | 0
MA Brayton 1-3 - MER Cap Annual v3.1, Unit 4249 and retrofits | 713 | 1810 | Rate Constraint in MTons | FALSE | L | Annual | Rate | lb/MWh | 0 | 0 | 0 | 0 | 0 | 0 | 0
MA Brayton 1-3 - MER Cap Annual v3.1, Unit 4249 and retrofits | 713 | 1810 | Rate Constraint in MTons | FALSE | L | Annual | Constraint Shadow Price | US2011$/Lb | 0 | 0 | 0 | 0 | 0 | 0 | 0
MA Brayton 1-3 - MER Cap Annual v3.1, Unit 4280 and retrofits | 714 | 1810 | Rate Constraint in MTons | FALSE | L | Annual | Seasons Included | Seasons | Winter, Summer | Winter, Summer | Winter, Summer | Winter, Summer | Winter, Summer | Winter, Summer | Winter, Summer
MA Brayton 1-3 - MER Cap Annual v3.1, Unit 4280 and retrofits | 714 | 1810 | Rate Constraint in MTons | FALSE | L | Annual | Standard | Lb | 146.6 | 146.6 | 146.6 | 146.6 | 146.6 | 146.6 | 146.6
MA Brayton 1-3 - MER Cap Annual v3.1, Unit 4280 and retrofits | 714 | 1810 | Rate Constraint in MTons | FALSE | L | Annual | Standard MER | lbs | 146.6 | 146.6 | 146.6 | 146.6 | 146.6 | 146.6 | 146.6
MA Brayton 1-3 - MER Cap Annual v3.1, Unit 4280 and retrofits | 714 | 1810 | Rate Constraint in MTons | FALSE | L | Annual | Emissions at Affected Plants MER | lbs | 0 | 0 | 0 | 0 | 0 | 0 | 0
MA Brayton 1-3 - MER Cap Annual v3.1, Unit 4280 and retrofits | 714 | 1810 | Rate Constraint in MTons | FALSE | L | Annual | Allowances Purchased MER | lbs | 0 | 0 | 0 | 0 | 0 | 0 | 0
MA Brayton 1-3 - MER Cap Annual v3.1, Unit 4280 and retrofits | 714 | 1810 | Rate Constraint in MTons | FALSE | L | Annual | Allowances Sold MER | lbs | 0 | 0 | 0 | 0 | 0 | 0 | 0
MA Brayton 1-3 - MER Cap Annual v3.1, Unit 4280 and retrofits | 714 | 1810 | Rate Constraint in MTons | FALSE | L | Annual | Allowances Banked | lbs | 0 | 0 | 0 | 0 | 0 | 0 | 0
MA Brayton 1-3 - MER Cap Annual v3.1, Unit 4280 and retrofits | 714 | 1810 | Rate Constraint in MTons | FALSE | L | Annual | Allowances Withdrawn (1:1) | lbs | 0 | 0 | 0 | 0 | 0 | 0 | 0
MA Brayton 1-3 - MER Cap Annual v3.1, Unit 4280 and retrofits | 714 | 1810 | Rate Constraint in MTons | FALSE | L | Annual | Allowances Withdrawn (n:1) | lbs | 0 | 0 | 0 | 0 | 0 | 0 | 0
MA Brayton 1-3 - MER Cap Annual v3.1, Unit 4280 and retrofits | 714 | 1810 | Rate Constraint in MTons | FALSE | L | Annual | Net Emissions Allowance Position | lbs | 0 | 0 | 0 | 0 | 0 | 0 | 0
MA Brayton 1-3 - MER Cap Annual v3.1, Unit 4280 and retrofits | 714 | 1810 | Rate Constraint in MTons | FALSE | L | Annual | Fuel Consumed | TBtu | 0 | 0 | 0 | 0 | 0 | 0 | 0
MA Brayton 1-3 - MER Cap Annual v3.1, Unit 4280 and retrofits | 714 | 1810 | Rate Constraint in MTons | FALSE | L | Annual | Rate | lb/MMBtu | 0 | 0 | 0 | 0 | 0 | 0 | 0
MA Brayton 1-3 - MER Cap Annual v3.1, Unit 4280 and retrofits | 714 | 1810 | Rate Constraint in MTons | FALSE | L | Annual | Generation | TWh | 0 | 0 | 0 | 0 | 0 | 0 | 0
MA Brayton 1-3 - MER Cap Annual v3.1, Unit 4280 and retrofits | 714 | 1810 | Rate Constraint in MTons | FALSE | L | Annual | Qualifying Generation | TWh | 0 | 0 | 0 | 0 | 0 | 0 | 0
MA Brayton 1-3 - MER Cap Annual v3.1, Unit 4280 and retrofits | 714 | 1810 | Rate Constraint in MTons | FALSE | L | Annual | Rate | lb/MWh | 0 | 0 | 0 | 0 | 0 | 0 | 0
MA Brayton 1-3 - MER Cap Annual v3.1, Unit 4280 and retrofits | 714 | 1810 | Rate Constraint in MTons | FALSE | L | Annual | Constraint Shadow Price | US2011$/Lb | 0 | 0 | 0 | 0 | 0 | 0 | 0
MA Fac. Spec. - Brayton Point NOx v3.1 | 715 | 2100 | Rate Constraint in lbs/MWh | FALSE | L | Annual | Seasons Included | Seasons | Winter, Summer | Winter, Summer | Winter, Summer | Winter, Summer | Winter, Summer | Winter, Summer | Winter, Summer
MA Fac. Spec. - Brayton Point NOx v3.1 | 715 | 2100 | Rate Constraint in lbs/MWh | FALSE | L | Annual | Standard | lb/MWh | 1.5 | 1.5 | 1.5 | 1.5 | 1.5 | 1.5 | 1.5
MA Fac. Spec. - Brayton Point NOx v3.1 | 715 | 2100 | Rate Constraint in lbs/MWh | FALSE | L | Annual | Emissions at Affected Plants NOX | Thousand Tons | 0.095195 | 0 | 0 | 0 | 0 | 0 | 0
MA Fac. Spec. - Brayton Point NOx v3.1 | 715 | 2100 | Rate Constraint in lbs/MWh | FALSE | L | Annual | Allowances Purchased NOX | Thousand Tons | 0 | 0 | 0 | 0 | 0 | 0 | 0
MA Fac. Spec. - Brayton Point NOx v3.1 | 715 | 2100 | Rate Constraint in lbs/MWh | FALSE | L | Annual | Allowances Sold NOX | Thousand Tons | 0 | 0 | 0 | 0 | 0 | 0 | 0
MA Fac. Spec. - Brayton Point NOx v3.1 | 715 | 2100 | Rate Constraint in lbs/MWh | FALSE | L | Annual | Allowances Banked | Thousand Tons | 0 | 0 | 0 | 0 | 0 | 0 | 0
MA Fac. Spec. - Brayton Point NOx v3.1 | 715 | 2100 | Rate Constraint in lbs/MWh | FALSE | L | Annual | Allowances Withdrawn (1:1) | Thousand Tons | 0 | 0 | 0 | 0 | 0 | 0 | 0
MA Fac. Spec. - Brayton Point NOx v3.1 | 715 | 2100 | Rate Constraint in lbs/MWh | FALSE | L | Annual | Allowances Withdrawn (n:1) | Thousand Tons | 0 | 0 | 0 | 0 | 0 | 0 | 0
MA Fac. Spec. - Brayton Point NOx v3.1 | 715 | 2100 | Rate Constraint in lbs/MWh | FALSE | L | Annual | Net Emissions Allowance Position | Thousand Tons | 0.095195 | 0 | 0 | 0 | 0 | 0 | 0
MA Fac. Spec. - Brayton Point NOx v3.1 | 715 | 2100 | Rate Constraint in lbs/MWh | FALSE | L | Annual | Fuel Consumed | TBtu | 1.2452 | 0 | 0 | 0 | 0 | 0 | 0
MA Fac. Spec. - Brayton Point NOx v3.1 | 715 | 2100 | Rate Constraint in lbs/MWh | FALSE | L | Annual | Rate | lb/MMBtu | 0.1529 | 0 | 0 | 0 | 0 | 0 | 0
MA Fac. Spec. - Brayton Point NOx v3.1 | 715 | 2100 | Rate Constraint in lbs/MWh | FALSE | L | Annual | Generation | TWh | 0.12693 | 0 | 0 | 0 | 0 | 0 | 0
MA Fac. Spec. - Brayton Point NOx v3.1 | 715 | 2100 | Rate Constraint in lbs/MWh | FALSE | L | Annual | Qualifying Generation | TWh | 0.12693 | 0 | 0 | 0 | 0 | 0 | 0
MA Fac. Spec. - Brayton Point NOx v3.1 | 715 | 2100 | Rate Constraint in lbs/MWh | FALSE | L | Annual | Constraint Shadow Price | US2011$/Ton | 9211.3163 | 459.6943 | 0 | 0 | 0 | 0 | 0
MA Fac. Spec. - Brayton Point SO2 Annual v3.1 | 716 | 2105 | Rate Constraint in lbs/MWh | FALSE | L | Annual | Seasons Included | Seasons | Winter, Summer | Winter, Summer | Winter, Summer | Winter, Summer | Winter, Summer | Winter, Summer | Winter, Summer
MA Fac. Spec. - Brayton Point SO2 Annual v3.1 | 716 | 2105 | Rate Constraint in lbs/MWh | FALSE | L | Annual | Standard | lb/MWh | 3 | 3 | 3 | 3 | 3 | 3 | 3
MA Fac. Spec. - Brayton Point SO2 Annual v3.1 | 716 | 2105 | Rate Constraint in lbs/MWh | FALSE | L | Annual | Emissions at Affected Plants SO2 | Thousand Tons | 0.0016749 | 0 | 0 | 0 | 0 | 0 | 0
MA Fac. Spec. - Brayton Point SO2 Annual v3.1 | 716 | 2105 | Rate Constraint in lbs/MWh | FALSE | L | Annual | Allowances Purchased SO2 | Thousand Tons | 0 | 0 | 0 | 0 | 0 | 0 | 0
MA Fac. Spec. - Brayton Point SO2 Annual v3.1 | 716 | 2105 | Rate Constraint in lbs/MWh | FALSE | L | Annual | Allowances Sold SO2 | Thousand Tons | 0 | 0 | 0 | 0 | 0 | 0 | 0
MA Fac. Spec. - Brayton Point SO2 Annual v3.1 | 716 | 2105 | Rate Constraint in lbs/MWh | FALSE | L | Annual | Allowances Banked | Thousand Tons | 0 | 0 | 0 | 0 | 0 | 0 | 0
MA Fac. Spec. - Brayton Point SO2 Annual v3.1 | 716 | 2105 | Rate Constraint in lbs/MWh | FALSE | L | Annual | Allowances Withdrawn (1:1) | Thousand Tons | 0 | 0 | 0 | 0 | 0 | 0 | 0
MA Fac. Spec. - Brayton Point SO2 Annual v3.1 | 716 | 2105 | Rate Constraint in lbs/MWh | FALSE | L | Annual | Allowances Withdrawn (n:1) | Thousand Tons | 0 | 0 | 0 | 0 | 0 | 0 | 0
MA Fac. Spec. - Brayton Point SO2 Annual v3.1 | 716 | 2105 | Rate Constraint in lbs/MWh | FALSE | L | Annual | Net Emissions Allowance Position | Thousand Tons | 0.0016749 | 0 | 0 | 0 | 0 | 0 | 0
MA Fac. Spec. - Brayton Point SO2 Annual v3.1 | 716 | 2105 | Rate Constraint in lbs/MWh | FALSE | L | Annual | Fuel Consumed | TBtu | 1.2452 | 0 | 0 | 0 | 0 | 0 | 0
MA Fac. Spec. - Brayton Point SO2 Annual v3.1 | 716 | 2105 | Rate Constraint in lbs/MWh | FALSE | L | Annual | Rate | lb/MMBtu | 0.0026902 | 0 | 0 | 0 | 0 | 0 | 0
MA Fac. Spec. - Brayton Point SO2 Annual v3.1 | 716 | 2105 | Rate Constraint in lbs/MWh | FALSE | L | Annual | Generation | TWh | 0.12693 | 0 | 0 | 0 | 0 | 0 | 0
MA Fac. Spec. - Brayton Point SO2 Annual v3.1 | 716 | 2105 | Rate Constraint in lbs/MWh | FALSE | L | Annual | Qualifying Generation | TWh | 0.12693 | 0 | 0 | 0 | 0 | 0 | 0
MA Fac. Spec. - Brayton Point SO2 Annual v3.1 | 716 | 2105 | Rate Constraint in lbs/MWh | FALSE | L | Annual | Constraint Shadow Price | US2011$/Ton | 0 | 0 | 0 | 0 | 0 | 0 | 0
MA Fac. Spec. - Canal NOx v3.1 | 717 | 2103 | Rate Constraint in lbs/MWh | FALSE | L | Annual | Seasons Included | Seasons | Winter, Summer | Winter, Summer | Winter, Summer | Winter, Summer | Winter, Summer | Winter, Summer | Winter, Summer
MA Fac. Spec. - Canal NOx v3.1 | 717 | 2103 | Rate Constraint in lbs/MWh | FALSE | L | Annual | Standard | lb/MWh | 1.5 | 1.5 | 1.5 | 1.5 | 1.5 | 1.5 | 1.5
MA Fac. Spec. - Canal NOx v3.1 | 717 | 2103 | Rate Constraint in lbs/MWh | FALSE | L | Annual | Emissions at Affected Plants NOX | Thousand Tons | 0.017217 | 0 | 0 | 0 | 0 | 0 | 0
MA Fac. Spec. - Canal NOx v3.1 | 717 | 2103 | Rate Constraint in lbs/MWh | FALSE | L | Annual | Allowances Purchased NOX | Thousand Tons | 0 | 0 | 0 | 0 | 0 | 0 | 0
MA Fac. Spec. - Canal NOx v3.1 | 717 | 2103 | Rate Constraint in lbs/MWh | FALSE | L | Annual | Allowances Sold NOX | Thousand Tons | 0 | 0 | 0 | 0 | 0 | 0 | 0
MA Fac. Spec. - Canal NOx v3.1 | 717 | 2103 | Rate Constraint in lbs/MWh | FALSE | L | Annual | Allowances Banked | Thousand Tons | 0 | 0 | 0 | 0 | 0 | 0 | 0
MA Fac. Spec. - Canal NOx v3.1 | 717 | 2103 | Rate Constraint in lbs/MWh | FALSE | L | Annual | Allowances Withdrawn (1:1) | Thousand Tons | 0 | 0 | 0 | 0 | 0 | 0 | 0
MA Fac. Spec. - Canal NOx v3.1 | 717 | 2103 | Rate Constraint in lbs/MWh | FALSE | L | Annual | Allowances Withdrawn (n:1) | Thousand Tons | 0 | 0 | 0 | 0 | 0 | 0 | 0
MA Fac. Spec. - Canal NOx v3.1 | 717 | 2103 | Rate Constraint in lbs/MWh | FALSE | L | Annual | Net Emissions Allowance Position | Thousand Tons | 0.017217 | 0 | 0 | 0 | 0 | 0 | 0
MA Fac. Spec. - Canal NOx v3.1 | 717 | 2103 | Rate Constraint in lbs/MWh | FALSE | L | Annual | Fuel Consumed | TBtu | 0.337 | 0 | 0 | 0 | 0 | 0 | 0
MA Fac. Spec. - Canal NOx v3.1 | 717 | 2103 | Rate Constraint in lbs/MWh | FALSE | L | Annual | Rate | lb/MMBtu | 0.10217 | 0 | 0 | 0 | 0 | 0 | 0
MA Fac. Spec. - Canal NOx v3.1 | 717 | 2103 | Rate Constraint in lbs/MWh | FALSE | L | Annual | Generation | TWh | 0.030261 | 0 | 0 | 0 | 0 | 0 | 0
MA Fac. Spec. - Canal NOx v3.1 | 717 | 2103 | Rate Constraint in lbs/MWh | FALSE | L | Annual | Qualifying Generation | TWh | 0.030261 | 0 | 0 | 0 | 0 | 0 | 0
MA Fac. Spec. - Canal NOx v3.1 | 717 | 2103 | Rate Constraint in lbs/MWh | FALSE | L | Annual | Constraint Shadow Price | US2011$/Ton | 0 | 109954.5784 | 0 | 24694.2419 | 264962.8005 | 103874.5276 | 113808.7987
MA Fac. Spec. - Canal SO2 Annual v3.1 | 718 | 2107 | Rate Constraint in lbs/MWh | FALSE | L | Annual | Seasons Included | Seasons | Winter, Summer | Winter, Summer | Winter, Summer | Winter, Summer | Winter, Summer | Winter, Summer | Winter, Summer
MA Fac. Spec. - Canal SO2 Annual v3.1 | 718 | 2107 | Rate Constraint in lbs/MWh | FALSE | L | Annual | Standard | lb/MWh | 3 | 3 | 3 | 3 | 3 | 3 | 3
MA Fac. Spec. - Canal SO2 Annual v3.1 | 718 | 2107 | Rate Constraint in lbs/MWh | FALSE | L | Annual | Emissions at Affected Plants SO2 | Thousand Tons | 0.045391 | 0 | 0 | 0 | 0 | 0 | 0
MA Fac. Spec. - Canal SO2 Annual v3.1 | 718 | 2107 | Rate Constraint in lbs/MWh | FALSE | L | Annual | Allowances Purchased SO2 | Thousand Tons | 0 | 0 | 0 | 0 | 0 | 0 | 0
MA Fac. Spec. - Canal SO2 Annual v3.1 | 718 | 2107 | Rate Constraint in lbs/MWh | FALSE | L | Annual | Allowances Sold SO2 | Thousand Tons | 0 | 0 | 0 | 0 | 0 | 0 | 0
MA Fac. Spec. - Canal SO2 Annual v3.1 | 718 | 2107 | Rate Constraint in lbs/MWh | FALSE | L | Annual | Allowances Banked | Thousand Tons | 0 | 0 | 0 | 0 | 0 | 0 | 0
MA Fac. Spec. - Canal SO2 Annual v3.1 | 718 | 2107 | Rate Constraint in lbs/MWh | FALSE | L | Annual | Allowances Withdrawn (1:1) | Thousand Tons | 0 | 0 | 0 | 0 | 0 | 0 | 0
MA Fac. Spec. - Canal SO2 Annual v3.1 | 718 | 2107 | Rate Constraint in lbs/MWh | FALSE | L | Annual | Allowances Withdrawn (n:1) | Thousand Tons | 0 | 0 | 0 | 0 | 0 | 0 | 0
MA Fac. Spec. - Canal SO2 Annual v3.1 | 718 | 2107 | Rate Constraint in lbs/MWh | FALSE | L | Annual | Net Emissions Allowance Position | Thousand Tons | 0.045391 | 0 | 0 | 0 | 0 | 0 | 0
MA Fac. Spec. - Canal SO2 Annual v3.1 | 718 | 2107 | Rate Constraint in lbs/MWh | FALSE | L | Annual | Fuel Consumed | TBtu | 0.337 | 0 | 0 | 0 | 0 | 0 | 0
MA Fac. Spec. - Canal SO2 Annual v3.1 | 718 | 2107 | Rate Constraint in lbs/MWh | FALSE | L | Annual | Rate | lb/MMBtu | 0.26938 | 0 | 0 | 0 | 0 | 0 | 0
MA Fac. Spec. - Canal SO2 Annual v3.1 | 718 | 2107 | Rate Constraint in lbs/MWh | FALSE | L | Annual | Generation | TWh | 0.030261 | 0 | 0 | 0 | 0 | 0 | 0
MA Fac. Spec. - Canal SO2 Annual v3.1 | 718 | 2107 | Rate Constraint in lbs/MWh | FALSE | L | Annual | Qualifying Generation | TWh | 0.030261 | 0 | 0 | 0 | 0 | 0 | 0
MA Fac. Spec. - Canal SO2 Annual v3.1 | 718 | 2107 | Rate Constraint in lbs/MWh | FALSE | L | Annual | Constraint Shadow Price | US2011$/Ton | 7931.572 | 0 | 0 | 0 | 0 | 0 | 0
MA Fac. Spec. - Mystic Gen NOx v3.1 | 722 | 2101 | Rate Constraint in lbs/MWh | FALSE | L | Annual | Seasons Included | Seasons | Winter, Summer | Winter, Summer | Winter, Summer | Winter, Summer | Winter, Summer | Winter, Summer | Winter, Summer
MA Fac. Spec. - Mystic Gen NOx v3.1 | 722 | 2101 | Rate Constraint in lbs/MWh | FALSE | L | Annual | Standard | lb/MWh | 1.5 | 1.5 | 1.5 | 1.5 | 1.5 | 1.5 | 1.5
MA Fac. Spec. - Mystic Gen NOx v3.1 | 722 | 2101 | Rate Constraint in lbs/MWh | FALSE | L | Annual | Emissions at Affected Plants NOX | Thousand Tons | 0.32169 | 0.32169 | 0.27966 | 0.27966 | 0.27506 | 0.27966 | 0.27966
MA Fac. Spec. - Mystic Gen NOx v3.1 | 722 | 2101 | Rate Constraint in lbs/MWh | FALSE | L | Annual | Allowances Purchased NOX | Thousand Tons | 0 | 0 | 0 | 0 | 0 | 0 | 0
MA Fac. Spec. - Mystic Gen NOx v3.1 | 722 | 2101 | Rate Constraint in lbs/MWh | FALSE | L | Annual | Allowances Sold NOX | Thousand Tons | 0 | 0 | 0 | 0 | 0 | 0 | 0
MA Fac. Spec. - Mystic Gen NOx v3.1 | 722 | 2101 | Rate Constraint in lbs/MWh | FALSE | L | Annual | Allowances Banked | Thousand Tons | 0 | 0 | 0 | 0 | 0 | 0 | 0
MA Fac. Spec. - Mystic Gen NOx v3.1 | 722 | 2101 | Rate Constraint in lbs/MWh | FALSE | L | Annual | Allowances Withdrawn (1:1) | Thousand Tons | 0 | 0 | 0 | 0 | 0 | 0 | 0
MA Fac. Spec. - Mystic Gen NOx v3.1 | 722 | 2101 | Rate Constraint in lbs/MWh | FALSE | L | Annual | Allowances Withdrawn (n:1) | Thousand Tons | 0 | 0 | 0 | 0 | 0 | 0 | 0
MA Fac. Spec. - Mystic Gen NOx v3.1 | 722 | 2101 | Rate Constraint in lbs/MWh | FALSE | L | Annual | Net Emissions Allowance Position | Thousand Tons | 0.32169 | 0.32169 | 0.27966 | 0.27966 | 0.27506 | 0.27966 | 0.27966
MA Fac. Spec. - Mystic Gen NOx v3.1 | 722 | 2101 | Rate Constraint in lbs/MWh | FALSE | L | Annual | Fuel Consumed | TBtu | 78.6328 | 78.6328 | 77.8647 | 77.8647 | 76.5823 | 77.8647 | 77.8647
MA Fac. Spec. - Mystic Gen NOx v3.1 | 722 | 2101 | Rate Constraint in lbs/MWh | FALSE | L | Annual | Rate | lb/MMBtu | 0.008182 | 0.008182 | 0.0071834 | 0.0071834 | 0.0071834 | 0.0071834 | 0.0071834
MA Fac. Spec. - Mystic Gen NOx v3.1 | 722 | 2101 | Rate Constraint in lbs/MWh | FALSE | L | Annual | Generation | TWh | 10.5775 | 10.5775 | 10.5152 | 10.5152 | 10.342 | 10.5152 | 10.5152
MA Fac. Spec. - Mystic Gen NOx v3.1 | 722 | 2101 | Rate Constraint in lbs/MWh | FALSE | L | Annual | Qualifying Generation | TWh | 10.5775 | 10.5775 | 10.5152 | 10.5152 | 10.342 | 10.5152 | 10.5152
MA Fac. Spec. - Mystic Gen NOx v3.1 | 722 | 2101 | Rate Constraint in lbs/MWh | FALSE | L | Annual | Constraint Shadow Price | US2011$/Ton | 0 | 0 | 0 | 0 | 0 | 0 | 0
MA Fac. Spec. - Mystic Gen SO2 Annual v3.1 | 723 | 2106 | Rate Constraint in lbs/MWh | FALSE | L | Annual | Seasons Included | Seasons | Winter, Summer | Winter, Summer | Winter, Summer | Winter, Summer | Winter, Summer | Winter, Summer | Winter, Summer
MA Fac. Spec. - Mystic Gen SO2 Annual v3.1 | 723 | 2106 | Rate Constraint in lbs/MWh | FALSE | L | Annual | Standard | lb/MWh | 3 | 3 | 3 | 3 | 3 | 3 | 3
MA Fac. Spec. - Mystic Gen SO2 Annual v3.1 | 723 | 2106 | Rate Constraint in lbs/MWh | FALSE | L | Annual | Emissions at Affected Plants SO2 | Thousand Tons | 0 | 0 | 0 | 0 | 0 | 0 | 0
MA Fac. Spec. - Mystic Gen SO2 Annual v3.1 | 723 | 2106 | Rate Constraint in lbs/MWh | FALSE | L | Annual | Allowances Purchased SO2 | Thousand Tons | 0 | 0 | 0 | 0 | 0 | 0 | 0
MA Fac. Spec. - Mystic Gen SO2 Annual v3.1 | 723 | 2106 | Rate Constraint in lbs/MWh | FALSE | L | Annual | Allowances Sold SO2 | Thousand Tons | 0 | 0 | 0 | 0 | 0 | 0 | 0
MA Fac. Spec. - Mystic Gen SO2 Annual v3.1 | 723 | 2106 | Rate Constraint in lbs/MWh | FALSE | L | Annual | Allowances Banked | Thousand Tons | 0 | 0 | 0 | 0 | 0 | 0 | 0
MA Fac. Spec. - Mystic Gen SO2 Annual v3.1 | 723 | 2106 | Rate Constraint in lbs/MWh | FALSE | L | Annual | Allowances Withdrawn (1:1) | Thousand Tons | 0 | 0 | 0 | 0 | 0 | 0 | 0
MA Fac. Spec. - Mystic Gen SO2 Annual v3.1 | 723 | 2106 | Rate Constraint in lbs/MWh | FALSE | L | Annual | Allowances Withdrawn (n:1) | Thousand Tons | 0 | 0 | 0 | 0 | 0 | 0 | 0
MA Fac. Spec. - Mystic Gen SO2 Annual v3.1 | 723 | 2106 | Rate Constraint in lbs/MWh | FALSE | L | Annual | Net Emissions Allowance Position | Thousand Tons | 0 | 0 | 0 | 0 | 0 | 0 | 0
MA Fac. Spec. - Mystic Gen SO2 Annual v3.1 | 723 | 2106 | Rate Constraint in lbs/MWh | FALSE | L | Annual | Fuel Consumed | TBtu | 78.6328 | 78.6328 | 77.8647 | 77.8647 | 76.5823 | 77.8647 | 77.8647
MA Fac. Spec. - Mystic Gen SO2 Annual v3.1 | 723 | 2106 | Rate Constraint in lbs/MWh | FALSE | L | Annual | Rate | lb/MMBtu | 0 | 0 | 0 | 0 | 0 | 0 | 0
MA Fac. Spec. - Mystic Gen SO2 Annual v3.1 | 723 | 2106 | Rate Constraint in lbs/MWh | FALSE | L | Annual | Generation | TWh | 10.5775 | 10.5775 | 10.5152 | 10.5152 | 10.342 | 10.5152 | 10.5152
MA Fac. Spec. - Mystic Gen SO2 Annual v3.1 | 723 | 2106 | Rate Constraint in lbs/MWh | FALSE | L | Annual | Qualifying Generation | TWh | 10.5775 | 10.5775 | 10.5152 | 10.5152 | 10.342 | 10.5152 | 10.5152
MA Fac. Spec. - Mystic Gen SO2 Annual v3.1 | 723 | 2106 | Rate Constraint in lbs/MWh | FALSE | L | Annual | Constraint Shadow Price | US2011$/Ton | 0 | 0 | 0 | 0 | 0 | 0 | 0
MD Healthy Air Act - Constellation NOx Cap Ann 4.1 | 724 | 2433 | Rate Constraint in MTons | FALSE | L | Annual | Seasons Included | Seasons | Winter, Summer | Winter, Summer | Winter, Summer | Winter, Summer | Winter, Summer | Winter, Summer | Winter, Summer
MD Healthy Air Act - Constellation NOx Cap Ann 4.1 | 724 | 2433 | Rate Constraint in MTons | FALSE | L | Annual | Standard | Thousand Tons | 8.026 | 8.026 | 8.026 | 8.026 | 8.026 | 8.026 | 8.026
MD Healthy Air Act - Constellation NOx Cap Ann 4.1 | 724 | 2433 | Rate Constraint in MTons | FALSE | L | Annual | Standard NOX | Thousand Tons | 8.026 | 8.026 | 8.026 | 8.026 | 8.026 | 8.026 | 8.026
MD Healthy Air Act - Constellation NOx Cap Ann 4.1 | 724 | 2433 | Rate Constraint in MTons | FALSE | L | Annual | Emissions at Affected Plants NOX | Thousand Tons | 2.4075 | 2.8484 | 3.63 | 1.178 | 0.71423 | 0 | 0
MD Healthy Air Act - Constellation NOx Cap Ann 4.1 | 724 | 2433 | Rate Constraint in MTons | FALSE | L | Annual | Allowances Purchased NOX | Thousand Tons | 0 | 0 | 0 | 0 | 0 | 0 | 0
MD Healthy Air Act - Constellation NOx Cap Ann 4.1 | 724 | 2433 | Rate Constraint in MTons | FALSE | L | Annual | Allowances Sold NOX | Thousand Tons | 0 | 0 | 0 | 0 | 0 | 0 | 0
MD Healthy Air Act - Constellation NOx Cap Ann 4.1 | 724 | 2433 | Rate Constraint in MTons | FALSE | L | Annual | Allowances Banked | Thousand Tons | 0 | 0 | 0 | 0 | 0 | 0 | 0
MD Healthy Air Act - Constellation NOx Cap Ann 4.1 | 724 | 2433 | Rate Constraint in MTons | FALSE | L | Annual | Allowances Withdrawn (1:1) | Thousand Tons | 0 | 0 | 0 | 0 | 0 | 0 | 0
MD Healthy Air Act - Constellation NOx Cap Ann 4.1 | 724 | 2433 | Rate Constraint in MTons | FALSE | L | Annual | Allowances Withdrawn (n:1) | Thousand Tons | 0 | 0 | 0 | 0 | 0 | 0 | 0
MD Healthy Air Act - Constellation NOx Cap Ann 4.1 | 724 | 2433 | Rate Constraint in MTons | FALSE | L | Annual | Net Emissions Allowance Position | Thousand Tons | 2.4075 | 2.8484 | 3.63 | 1.178 | 0.71423 | 0 | 0
MD Healthy Air Act - Constellation NOx Cap Ann 4.1 | 724 | 2433 | Rate Constraint in MTons | FALSE | L | Annual | Fuel Consumed | TBtu | 36.3353 | 47.3299 | 61.0392 | 31.4842 | 19.0885 | 0 | 0
MD Healthy Air Act - Constellation NOx Cap Ann 4.1 | 724 | 2433 | Rate Constraint in MTons | FALSE | L | Annual | Rate | lb/MMBtu | 0.13252 | 0.12036 | 0.11894 | 0.074833 | 0.074833 | 0 | 0
MD Healthy Air Act - Constellation NOx Cap Ann 4.1 | 724 | 2433 | Rate Constraint in MTons | FALSE | L | Annual | Generation | TWh | 3.4 | 4.4305 | 5.7081 | 2.9453 | 1.7868 | 0 | 0
MD Healthy Air Act - Constellation NOx Cap Ann 4.1 | 724 | 2433 | Rate Constraint in MTons | FALSE | L | Annual | Qualifying Generation | TWh | 3.4 | 4.4305 | 5.7081 | 2.9453 | 1.7868 | 0 | 0
MD Healthy Air Act - Constellation NOx Cap Ann 4.1 | 724 | 2433 | Rate Constraint in MTons | FALSE | L | Annual | Rate | lb/MWh | 0.70811 | 0.6429 | 0.63593 | 0.39997 | 0.39974 | 0 | 0
MD Healthy Air Act - Constellation NOx Cap Ann 4.1 | 724 | 2433 | Rate Constraint in MTons | FALSE | L | Annual | Constraint Shadow Price | US2011$/Ton | 0 | 0 | 0 | 0 | 0 | 0 | 0
MD Healthy Air Act - Constellation NOx Cap Sum 4.1 | 725 | 2435 | Rate Constraint in MTons | FALSE | L | Annual | Seasons Included | Seasons | Winter, Summer | Winter, Summer | Winter, Summer | Winter, Summer | Winter, Summer | Winter, Summer | Winter, Summer
MD Healthy Air Act - Constellation NOx Cap Sum 4.1 | 725 | 2435 | Rate Constraint in MTons | FALSE | L | Annual | Standard | Thousand Tons | 3.63 | 3.63 | 3.63 | 3.63 | 3.63 | 3.63 | 3.63
MD Healthy Air Act - Constellation NOx Cap Sum 4.1 | 725 | 2435 | Rate Constraint in MTons | FALSE | L | Annual | Standard NOX | Thousand Tons | 3.63 | 3.63 | 3.63 | 3.63 | 3.63 | 3.63 | 3.63
MD Healthy Air Act - Constellation NOx Cap Sum 4.1 | 725 | 2435 | Rate Constraint in MTons | FALSE | L | Annual | Emissions at Affected Plants NOX | Thousand Tons | 2.4075 | 2.8484 | 3.63 | 1.178 | 0.71423 | 0 | 0
MD Healthy Air Act - Constellation NOx Cap Sum 4.1 | 725 | 2435 | Rate Constraint in MTons | FALSE | L | Annual | Allowances Purchased NOX | Thousand Tons | 0 | 0 | 0 | 0 | 0 | 0 | 0
MD Healthy Air Act - Constellation NOx Cap Sum 4.1 | 725 | 2435 | Rate Constraint in MTons | FALSE | L | Annual | Allowances Sold NOX | Thousand Tons | 0 | 0 | 0 | 0 | 0 | 0 | 0
MD Healthy Air Act - Constellation NOx Cap Sum 4.1 | 725 | 2435 | Rate Constraint in MTons | FALSE | L | Annual | Allowances Banked | Thousand Tons | 0 | 0 | 0 | 0 | 0 | 0 | 0
MD Healthy Air Act - Constellation NOx Cap Sum 4.1 | 725 | 2435 | Rate Constraint in MTons | FALSE | L | Annual | Allowances Withdrawn (1:1) | Thousand Tons | 0 | 0 | 0 | 0 | 0 | 0 | 0
MD Healthy Air Act - Constellation NOx Cap Sum 4.1 | 725 | 2435 | Rate Constraint in MTons | FALSE | L | Annual | Allowances Withdrawn (n:1) | Thousand Tons | 0 | 0 | 0 | 0 | 0 | 0 | 0
MD Healthy Air Act - Constellation NOx Cap Sum 4.1 | 725 | 2435 | Rate Constraint in MTons | FALSE | L | Annual | Net Emissions Allowance Position | Thousand Tons | 2.4075 | 2.8484 | 3.63 | 1.178 | 0.71423 | 0 | 0
MD Healthy Air Act - Constellation NOx Cap Sum 4.1 | 725 | 2435 | Rate Constraint in MTons | FALSE | L | Annual | Fuel Consumed | TBtu | 36.3353 | 47.3299 | 61.0392 | 31.4842 | 19.0885 | 0 | 0
MD Healthy Air Act - Constellation NOx Cap Sum 4.1 | 725 | 2435 | Rate Constraint in MTons | FALSE | L | Annual | Rate | lb/MMBtu | 0.13252 | 0.12036 | 0.11894 | 0.074833 | 0.074833 | 0 | 0
MD Healthy Air Act - Constellation NOx Cap Sum 4.1 | 725 | 2435 | Rate Constraint in MTons | FALSE | L | Annual | Generation | TWh | 3.4 | 4.4305 | 5.7081 | 2.9453 | 1.7868 | 0 | 0
MD Healthy Air Act - Constellation NOx Cap Sum 4.1 | 725 | 2435 | Rate Constraint in MTons | FALSE | L | Annual | Qualifying Generation | TWh | 3.4 | 4.4305 | 5.7081 | 2.9453 | 1.7868 | 0 | 0
MD Healthy Air Act - Constellation NOx Cap Sum 4.1 | 725 | 2435 | Rate Constraint in MTons | FALSE | L | Annual | Rate | lb/MWh | 0.70811 | 0.6429 | 0.63593 | 0.39997 | 0.39974 | 0 | 0
MD Healthy Air Act - Constellation NOx Cap Sum 4.1 | 725 | 2435 | Rate Constraint in MTons | FALSE | L | Annual | Constraint Shadow Price | US2011$/Ton | 0 | 0 | 4665.8022 | 0 | 0 | 0 | 0
MD Healthy Air Act - Constellation SO2 Cap Ann 4.1 | 726 | 2434 | Rate Constraint in MTons | FALSE | L | Annual | Seasons Included | Seasons | Winter, Summer | Winter, Summer | Winter, Summer | Winter, Summer | Winter, Summer | Winter, Summer | Winter, Summer
MD Healthy Air Act - Constellation SO2 Cap Ann 4.1 | 726 | 2434 | Rate Constraint in MTons | FALSE | L | Annual | Standard | Thousand Tons | 17.926 | 17.926 | 17.926 | 17.926 | 17.926 | 17.926 | 17.926
MD Healthy Air Act - Constellation SO2 Cap Ann 4.1 | 726 | 2434 | Rate Constraint in MTons | FALSE | L | Annual | Standard SO2 | Thousand Tons | 17.926 | 17.926 | 17.926 | 17.926 | 17.926 | 17.926 | 17.926
MD Healthy Air Act - Constellation SO2 Cap Ann 4.1 | 726 | 2434 | Rate Constraint in MTons | FALSE | L | Annual | Emissions at Affected Plants SO2 | Thousand Tons | 1.0876 | 1.4167 | 1.8271 | 0.94243 | 0.57138 | 0 | 0
MD Healthy Air Act - Constellation SO2 Cap Ann 4.1 | 726 | 2434 | Rate Constraint in MTons | FALSE | L | Annual | Allowances Purchased SO2 | Thousand Tons | 0 | 0 | 0 | 0 | 0 | 0 | 0
MD Healthy Air Act - Constellation SO2 Cap Ann 4.1 | 726 | 2434 | Rate Constraint in MTons | FALSE | L | Annual | Allowances Sold SO2 | Thousand Tons | 0 | 0 | 0 | 0 | 0 | 0 | 0
MD Healthy Air Act - Constellation SO2 Cap Ann 4.1 | 726 | 2434 | Rate Constraint in MTons | FALSE | L | Annual | Allowances Banked | Thousand Tons | 0 | 0 | 0 | 0 | 0 | 0 | 0
MD Healthy Air Act - Constellation SO2 Cap Ann 4.1 | 726 | 2434 | Rate Constraint in MTons | FALSE | L | Annual | Allowances Withdrawn (1:1) | Thousand Tons | 0 | 0 | 0 | 0 | 0 | 0 | 0
MD Healthy Air Act - Constellation SO2 Cap Ann 4.1 | 726 | 2434 | Rate Constraint in MTons | FALSE | L | Annual | Allowances Withdrawn (n:1) | Thousand Tons | 0 | 0 | 0 | 0 | 0 | 0 | 0
MD Healthy Air Act - Constellation SO2 Cap Ann 4.1 | 726 | 2434 | Rate Constraint in MTons | FALSE | L | Annual | Net Emissions Allowance Position | Thousand Tons | 1.0876 | 1.4167 | 1.8271 | 0.94243 | 0.57138 | 0 | 0
MD Healthy Air Act - Constellation SO2 Cap Ann 4.1 | 726 | 2434 | Rate Constraint in MTons | FALSE | L | Annual | Fuel Consumed | TBtu | 36.3353 | 47.3299 | 61.0392 | 31.4842 | 19.0885 | 0 | 0
MD Healthy Air Act - Constellation SO2 Cap Ann 4.1 | 726 | 2434 | Rate Constraint in MTons | FALSE | L | Annual | Rate | lb/MMBtu | 0.059867 | 0.059867 | 0.059867 | 0.059867 | 0.059867 | 0 | 0
MD Healthy Air Act - Constellation SO2 Cap Ann 4.1 | 726 | 2434 | Rate Constraint in MTons | FALSE | L | Annual | Generation | TWh | 3.4 | 4.4305 | 5.7081 | 2.9453 | 1.7868 | 0 | 0
MD Healthy Air Act - Constellation SO2 Cap Ann 4.1 | 726 | 2434 | Rate Constraint in MTons | FALSE | L | Annual | Qualifying Generation | TWh | 3.4 | 4.4305 | 5.7081 | 2.9453 | 1.7868 | 0 | 0
MD Healthy Air Act - Constellation SO2 Cap Ann 4.1 | 726 | 2434 | Rate Constraint in MTons | FALSE | L | Annual | Rate | lb/MWh | 0.31989 | 0.31977 | 0.32009 | 0.31998 | 0.31979 | 0 | 0
MD Healthy Air Act - Constellation SO2 Cap Ann 4.1 | 726 | 2434 | Rate Constraint in MTons | FALSE | L | Annual | Constraint Shadow Price | US2011$/Ton | 0 | 0 | 0 | 0 | 0 | 0 | 0
MD Healthy Air Act - MER Removal Annual v3.1 | 727 | 1800 | MACT Fuel Choice Floor in lbs/MMBtu | FALSE | L | Annual | Seasons Included | Seasons | Winter, Summer | Winter, Summer | Winter, Summer | Winter, Summer | Winter, Summer | Winter, Summer | Winter, Summer
MD Healthy Air Act - MER Removal Annual v3.1 | 727 | 1800 | MACT Fuel Choice Floor in lbs/MMBtu | FALSE | L | Annual | Emission Floor | lbs/MMBtu | 0 | 0 | 0 | 0 | 0 | 0 | 0
MD Healthy Air Act - MER Removal Annual v3.1 | 727 | 1800 | MACT Fuel Choice Floor in lbs/MMBtu | FALSE | L | Annual | Emissions at Affected Plants MER | lbs | 156.1269 | 111.855 | 133.4548 | 86.8917 | 76.2161 | 57.6184 | 10.7409
MD Healthy Air Act - MER Removal Annual v3.1 | 727 | 1800 | MACT Fuel Choice Floor in lbs/MMBtu | FALSE | L | Annual | Allowances Purchased MER | lbs | 0 | 0 | 0 | 0 | 0 | 0 | 0
MD Healthy Air Act - MER Removal Annual v3.1 | 727 | 1800 | MACT Fuel Choice Floor in lbs/MMBtu | FALSE | L | Annual | Allowances Sold MER | lbs | 0 | 0 | 0 | 0 | 0 | 0 | 0
MD Healthy Air Act - MER Removal Annual v3.1 | 727 | 1800 | MACT Fuel Choice Floor in lbs/MMBtu | FALSE | L | Annual | Allowances Banked | lbs | 0 | 0 | 0 | 0 | 0 | 0 | 0
MD Healthy Air Act - MER Removal Annual v3.1 | 727 | 1800 | MACT Fuel Choice Floor in lbs/MMBtu | FALSE | L | Annual | Allowances Withdrawn (1:1) | lbs | 0 | 0 | 0 | 0 | 0 | 0 | 0
MD Healthy Air Act - MER Removal Annual v3.1 | 727 | 1800 | MACT Fuel Choice Floor in lbs/MMBtu | FALSE | L | Annual | Allowances Withdrawn (n:1) | lbs | 0 | 0 | 0 | 0 | 0 | 0 | 0
MD Healthy Air Act - MER Removal Annual v3.1 | 727 | 1800 | MACT Fuel Choice Floor in lbs/MMBtu | FALSE | L | Annual | Net Emissions Allowance Position | lbs | 156.1269 | 111.855 | 133.4548 | 86.8917 | 76.2161 | 57.6184 | 10.7409
MD Healthy Air Act - MER Removal Annual v3.1 | 727 | 1800 | MACT Fuel Choice Floor in lbs/MMBtu | FALSE | L | Annual | Fuel Consumed | TBtu | 166.1998 | 121.4273 | 145.7208 | 99.9173 | 80.3041 | 61.2156 | 26.9181
MD Healthy Air Act - MER Removal Annual v3.1 | 727 | 1800 | MACT Fuel Choice Floor in lbs/MMBtu | FALSE | L | Annual | Rate | lb/MMBtu | 9.3939e-07 | 9.2117e-07 | 9.1583e-07 | 8.6964e-07 | 9.4909e-07 | 9.4124e-07 | 3.9902e-07
MD Healthy Air Act - MER Removal Annual v3.1 | 727 | 1800 | MACT Fuel Choice Floor in lbs/MMBtu | FALSE | L | Annual | Generation | TWh | 16.5787 | 12.2578 | 14.6534 | 10.1742 | 8.2532 | 6.4665 | 2.8435
MD Healthy Air Act - MER Removal Annual v3.1 | 727 | 1800 | MACT Fuel Choice Floor in lbs/MMBtu | FALSE | L | Annual | Qualifying Generation | TWh | 16.5787 | 12.2578 | 14.6534 | 10.1742 | 8.2532 | 6.4665 | 2.8435
MD Healthy Air Act - MER Removal Annual v3.1 | 727 | 1800 | MACT Fuel Choice Floor in lbs/MMBtu | FALSE | L | Annual | Constraint Shadow Price | US2011$/Lb | 0 | 0 | 0 | 0 | 0 | 0 | 0
MD Healthy Air Act - Mirant NOx Cap Annual v4.10 | 728 | 2262 | Rate Constraint in MTons | FALSE | L | Annual | Seasons Included | Seasons | Winter, Summer | Winter, Summer | Winter, Summer | Winter, Summer | Winter, Summer | Winter, Summer | Winter, Summer
MD Healthy Air Act - Mirant NOx Cap Annual v4.10 | 728 | 2262 | Rate Constraint in MTons | FALSE | L | Annual | Standard | Thousand Tons | 8.298 | 8.298 | 8.298 | 8.298 | 8.298 | 8.298 | 8.298
MD Healthy Air Act - Mirant NOx Cap Annual v4.10 | 728 | 2262 | Rate Constraint in MTons | FALSE | L | Annual | Standard NOX | Thousand Tons | 8.298 | 8.298 | 8.298 | 8.298 | 8.298 | 8.298 | 8.298
MD Healthy Air Act - Mirant NOx Cap Annual v4.10 | 728 | 2262 | Rate Constraint in MTons | FALSE | L | Annual | Emissions at Affected Plants NOX | Thousand Tons | 8.0752 | 1.3188 | 1.5071 | 1.2179 | 1.0895 | 1.0895 | 0.47908
MD Healthy Air Act - Mirant NOx Cap Annual v4.10 | 728 | 2262 | Rate Constraint in MTons | FALSE | L | Annual | Allowances Purchased NOX | Thousand Tons | 0 | 0 | 0 | 0 | 0 | 0 | 0
MD Healthy Air Act - Mirant NOx Cap Annual v4.10 | 728 | 2262 | Rate Constraint in MTons | FALSE | L | Annual | Allowances Sold NOX | Thousand Tons | 0 | 0 | 0 | 0 | 0 | 0 | 0
MD Healthy Air Act - Mirant NOx Cap Annual v4.10 | 728 | 2262 | Rate Constraint in MTons | FALSE | L | Annual | Allowances Banked | Thousand Tons | 0 | 0 | 0 | 0 | 0 | 0 | 0
MD Healthy Air Act - Mirant NOx Cap Annual v4.10 | 728 | 2262 | Rate Constraint in MTons | FALSE | L | Annual | Allowances Withdrawn (1:1) | Thousand Tons | 0 | 0 | 0 | 0 | 0 | 0 | 0
MD Healthy Air Act - Mirant NOx Cap Annual v4.10 | 728 | 2262 | Rate Constraint in MTons | FALSE | L | Annual | Allowances Withdrawn (n:1) | Thousand Tons | 0 | 0 | 0 | 0 | 0 | 0 | 0
MD Healthy Air Act - Mirant NOx Cap Annual v4.10 | 728 | 2262 | Rate Constraint in MTons | FALSE | L | Annual | Net Emissions Allowance Position | Thousand Tons | 8.0752 | 1.3188 | 1.5071 | 1.2179 | 1.0895 | 1.0895 | 0.47908
MD Healthy Air Act - Mirant NOx Cap Annual v4.10 | 728 | 2262 | Rate Constraint in MTons | FALSE | L | Annual | Fuel Consumed | TBtu | 129.8645 | 74.0974 | 84.6816 | 68.433 | 61.2156 | 61.2156 | 26.9181
MD Healthy Air Act - Mirant NOx Cap Annual v4.10 | 728 | 2262 | Rate Constraint in MTons | FALSE | L | Annual | Rate | lb/MMBtu | 0.12436 | 0.035595 | 0.035595 | 0.035595 | 0.035595 | 0.035595 | 0.035595
MD Healthy Air Act - Mirant NOx Cap Annual v4.10 | 728 | 2262 | Rate Constraint in MTons | FALSE | L | Annual | Generation | TWh | 13.1787 | 7.8272 | 8.9453 | 7.2289 | 6.4665 | 6.4665 | 2.8435
MD Healthy Air Act - Mirant NOx Cap Annual v4.10 | 728 | 2262 | Rate Constraint in MTons | FALSE | L | Annual | Qualifying Generation | TWh | 13.1787 | 7.8272 | 8.9453 | 7.2289 | 6.4665 | 6.4665 | 2.8435
MD Healthy Air Act - Mirant NOx Cap Annual v4.10 | 728 | 2262 | Rate Constraint in MTons | FALSE | L | Annual | Rate | lb/MWh | 0.61275 | 0.16848 | 0.16848 | 0.16848 | 0.16848 | 0.16848 | 0.16848
MD Healthy Air Act - Mirant NOx Cap Annual v4.10 | 728 | 2262 | Rate Constraint in MTons | FALSE | L | Annual | Constraint Shadow Price | US2011$/Ton | 0 | 0 | 0 | 0 | 0 | 0 | 0
MD Healthy Air Act - Mirant NOx Cap Summer v4.10 | 729 | 2265 | Rate Constraint in MTons | FALSE | L | Annual | Seasons Included | Seasons | Summer | Summer | Summer | Summer | Summer | Summer | Summer
MD Healthy Air Act - Mirant NOx Cap Summer v4.10 | 729 | 2265 | Rate Constraint in MTons | FALSE | L | Annual | Standard | Thousand Tons | 3.567 | 3.567 | 3.567 | 3.567 | 3.567 | 3.567 | 3.567
MD Healthy Air Act - Mirant NOx Cap Summer v4.10 | 729 | 2265 | Rate Constraint in MTons | FALSE | L | Annual | Standard NOX | Thousand Tons | 3.567 | 3.567 | 3.567 | 3.567 | 3.567 | 3.567 | 3.567
MD Healthy Air Act - Mirant NOx Cap Summer v4.10 | 729 | 2265 | Rate Constraint in MTons | FALSE | L | Annual | Emissions at Affected Plants NOX | Thousand Tons | 3.441 | 0.57989 | 0.66329 | 0.47908 | 0.47908 | 0.47908 | 0.47908
MD Healthy Air Act - Mirant NOx Cap Summer v4.10 | 729 | 2265 | Rate Constraint in MTons | FALSE | L | Annual | Allowances Purchased NOX | Thousand Tons | 0 | 0 | 0 | 0 | 0 | 0 | 0
MD Healthy Air Act - Mirant NOx Cap Summer v4.10 | 729 | 2265 | Rate Constraint in MTons | FALSE | L | Annual | Allowances Sold NOX | Thousand Tons | 0 | 0 | 0 | 0 | 0 | 0 | 0
MD Healthy Air Act - Mirant NOx Cap Summer v4.10 | 729 | 2265 | Rate Constraint in MTons | FALSE | L | Annual | Allowances Banked | Thousand Tons | 0 | 0 | 0 | 0 | 0 | 0 | 0
MD Healthy Air Act - Mirant NOx Cap Summer v4.10 | 729 | 2265 | Rate Constraint in MTons | FALSE | L | Annual | Allowances Withdrawn (1:1) | Thousand Tons | 0 | 0 | 0 | 0 | 0 | 0 | 0
MD Healthy Air Act - Mirant NOx Cap Summer v4.10 | 729 | 2265 | Rate Constraint in MTons | FALSE | L | Annual | Allowances Withdrawn (n:1) | Thousand Tons | 0 | 0 | 0 | 0 | 0 | 0 | 0
MD Healthy Air Act - Mirant NOx Cap Summer v4.10 | 729 | 2265 | Rate Constraint in MTons | FALSE | L | Annual | Net Emissions Allowance Position | Thousand Tons | 3.441 | 0.57989 | 0.66329 | 0.47908 | 0.47908 | 0.47908 | 0.47908
MD Healthy Air Act - Mirant NOx Cap Summer v4.10 | 729 | 2265 | Rate Constraint in MTons | FALSE | L | Annual | Fuel Consumed | TBtu | 53.1622 | 32.5075 | 37.1825 | 26.8665 | 26.8561 | 26.8561 | 26.9181
MD Healthy Air Act - Mirant NOx Cap Summer v4.10 | 729 | 2265 | Rate Constraint in MTons | FALSE | L | Annual | Rate | lb/MMBtu | 0.12945 | 0.035677 | 0.035677 | 0.035664 | 0.035677 | 0.035677 | 0.035595
MD Healthy Air Act - Mirant NOx Cap Summer v4.10 | 729 | 2265 | Rate Constraint in MTons | FALSE | L | Annual | Generation | TWh | 5.4029 | 3.4418 | 3.9368 | 2.8435 | 2.8435 | 2.8435 | 2.8435
MD Healthy Air Act - Mirant NOx Cap Summer v4.10 | 729 | 2265 | Rate Constraint in MTons | FALSE | L | Annual | Qualifying Generation | TWh | 5.4029 | 3.4418 | 3.9368 | 2.8435 | 2.8435 | 2.8435 | 2.8435
MD Healthy Air Act - Mirant NOx Cap Summer v4.10 | 729 | 2265 | Rate Constraint in MTons | FALSE | L | Annual | Rate | lb/MWh | 0.63688 | 0.16848 | 0.16848 | 0.16848 | 0.16848 | 0.16848 | 0.16848
MD Healthy Air Act - Mirant NOx Cap Summer v4.10 | 729 | 2265 | Rate Constraint in MTons | FALSE | L | Annual | Constraint Shadow Price | US2011$/Ton | 0 | 0 | 0 | 0 | 0 | 0 | 0
MD Healthy Air Act - Mirant SO2 Cap Annual v4.10 | 730 | 2268 | Rate Constraint in MTons | FALSE | L | Annual | Seasons Included | Seasons | Winter, Summer | Winter, Summer | Winter, Summer | Winter, Summer | Winter, Summer | Winter, Summer | Winter, Summer
MD Healthy Air Act - Mirant SO2 Cap Annual v4.10 | 730 | 2268 | Rate Constraint in MTons | FALSE | L | Annual | Standard | Thousand Tons | 18.541 | 18.541 | 18.541 | 18.541 | 18.541 | 18.541 | 18.541
MD Healthy Air Act - Mirant SO2 Cap Annual v4.10 | 730 | 2268 | Rate Constraint in MTons | FALSE | L | Annual | Standard SO2 | Thousand Tons | 18.541 | 18.541 | 18.541 | 18.541 | 18.541 | 18.541 | 18.541
MD Healthy Air Act - Mirant SO2 Cap Annual v4.10 | 730 | 2268 | Rate Constraint in MTons | FALSE | L | Annual | Emissions at Affected Plants SO2 | Thousand Tons | 3.8826 | 2.2178 | 2.5346 | 3.428 | 1.8322 | 2.4995 | 0.80568
MD Healthy Air Act - Mirant SO2 Cap Annual v4.10 | 730 | 2268 | Rate Constraint in MTons | FALSE | L | Annual | Allowances Purchased SO2 | Thousand Tons | 0 | 0 | 0 | 0 | 0 | 0 | 0
MD Healthy Air Act - Mirant SO2 Cap Annual v4.10 | 730 | 2268 | Rate Constraint in MTons | FALSE | L | Annual | Allowances Sold SO2 | Thousand Tons | 0 | 0 | 0 | 0 | 0 | 0 | 0
MD Healthy Air Act - Mirant SO2 Cap Annual v4.10 | 730 | 2268 | Rate Constraint in MTons | FALSE | L | Annual | Allowances Banked | Thousand Tons | 0 | 0 | 0 | 0 | 0 | 0 | 0
MD Healthy Air Act - Mirant SO2 Cap Annual v4.10 | 730 | 2268 | Rate Constraint in MTons | FALSE | L | Annual | Allowances Withdrawn (1:1) | Thousand Tons | 0 | 0 | 0 | 0 | 0 | 0 | 0
MD Healthy Air Act - Mirant SO2 Cap Annual v4.10 | 730 | 2268 | Rate Constraint in MTons | FALSE | L | Annual | Allowances Withdrawn (n:1) | Thousand Tons | 0 | 0 | 0 | 0 | 0 | 0 | 0
MD Healthy Air Act - Mirant SO2 Cap Annual v4.10 | 730 | 2268 | Rate Constraint in MTons | FALSE | L | Annual | Net Emissions Allowance Position | Thousand Tons | 3.8826 | 2.2178 | 2.5346 | 3.428 | 1.8322 | 2.4995 | 0.80568
MD Healthy Air Act - Mirant SO2 Cap Annual v4.10 | 730 | 2268 | Rate Constraint in MTons | FALSE | L | Annual | Fuel Consumed | TBtu | 129.8645 | 74.0974 | 84.6816 | 68.433 | 61.2156 | 61.2156 | 26.9181
MD Healthy Air Act - Mirant SO2 Cap Annual v4.10 | 730 | 2268 | Rate Constraint in MTons | FALSE | L | Annual | Rate | lb/MMBtu | 0.059795 | 0.059862 | 0.059862 | 0.10018 | 0.059862 | 0.081663 | 0.059862
MD Healthy Air Act - Mirant SO2 Cap Annual v4.10 | 730 | 2268 | Rate Constraint in MTons | FALSE | L | Annual | Generation | TWh | 13.1787 | 7.8272 | 8.9453 | 7.2289 | 6.4665 | 6.4665 | 2.8435
MD Healthy Air Act - Mirant SO2 Cap Annual v4.10 | 730 | 2268 | Rate Constraint in MTons | FALSE | L | Annual | Qualifying Generation | TWh | 13.1787 | 7.8272 | 8.9453 | 7.2289 | 6.4665 | 6.4665 | 2.8435
MD Healthy Air Act - Mirant SO2 Cap Annual v4.10 | 730 | 2268 | Rate Constraint in MTons | FALSE | L | Annual | Rate | lb/MWh | 0.29461 | 0.28334 | 0.28334 | 0.47421 | 0.28334 | 0.38653 | 0.28334
MD Healthy Air Act - Mirant SO2 Cap Annual v4.10 | 730 | 2268 | Rate Constraint in MTons | FALSE | L | Annual | Constraint Shadow Price | US2011$/Ton | 0 | 0 | 0 | 0 | 0 | 0 | 0
ME Fac. Spec. - NOX 0.15 Rate Annual v3.1, Unit 4097 and retrofits | 731 | 1798 | Rate Constraint in lbs/MMBtu | FALSE | L | Annual | Seasons Included | Seasons | Winter, Summer | Winter, Summer | Winter, Summer | Winter, Summer | Winter, Summer | Winter, Summer | Winter, Summer
ME Fac. Spec. - NOX 0.15 Rate Annual v3.1, Unit 4097 and retrofits | 731 | 1798 | Rate Constraint in lbs/MMBtu | FALSE | L | Annual | Standard | lb/MMBtu | 0.15 | 0.15 | 0.15 | 0.15 | 0.15 | 0.15 | 0.15
ME Fac. Spec. - NOX 0.15 Rate Annual v3.1, Unit 4097 and retrofits | 731 | 1798 | Rate Constraint in lbs/MMBtu | FALSE | L | Annual | Emissions at Affected Plants NOX | Thousand Tons | 0.051254 | 0 | 0 | 0 | 0 | 0 | 0
ME Fac. Spec. - NOX 0.15 Rate Annual v3.1, Unit 4097 and retrofits | 731 | 1798 | Rate Constraint in lbs/MMBtu | FALSE | L | Annual | Allowances Purchased NOX | Thousand Tons | 0 | 0 | 0 | 0 | 0 | 0 | 0
ME Fac. Spec. - NOX 0.15 Rate Annual v3.1, Unit 4097 and retrofits | 731 | 1798 | Rate Constraint in lbs/MMBtu | FALSE | L | Annual | Allowances Sold NOX | Thousand Tons | 0 | 0 | 0 | 0 | 0 | 0 | 0
ME Fac. Spec. - NOX 0.15 Rate Annual v3.1, Unit 4097 and retrofits | 731 | 1798 | Rate Constraint in lbs/MMBtu | FALSE | L | Annual | Allowances Banked | Thousand Tons | 0 | 0 | 0 | 0 | 0 | 0 | 0
ME Fac. Spec. - NOX 0.15 Rate Annual v3.1, Unit 4097 and retrofits | 731 | 1798 | Rate Constraint in lbs/MMBtu | FALSE | L | Annual | Allowances Withdrawn (1:1) | Thousand Tons | 0 | 0 | 0 | 0 | 0 | 0 | 0
ME Fac. Spec. - NOX 0.15 Rate Annual v3.1, Unit 4097 and retrofits | 731 | 1798 | Rate Constraint in lbs/MMBtu | FALSE | L | Annual | Allowances Withdrawn (n:1) | Thousand Tons | 0 | 0 | 0 | 0 | 0 | 0 | 0
ME Fac. Spec. - NOX 0.15 Rate Annual v3.1, Unit 4097 and retrofits | 731 | 1798 | Rate Constraint in lbs/MMBtu | FALSE | L | Annual | Net Emissions Allowance Position | Thousand Tons | 0.051254 | 0 | 0 | 0 | 0 | 0 | 0
ME Fac. Spec. - NOX 0.15 Rate Annual v3.1, Unit 4097 and retrofits | 731 | 1798 | Rate Constraint in lbs/MMBtu | FALSE | L | Annual | Fuel Consumed | TBtu | 0.68338 | 0 | 0 | 0 | 0 | 0 | 0
ME Fac. Spec. - NOX 0.15 Rate Annual v3.1, Unit 4097 and retrofits | 731 | 1798 | Rate Constraint in lbs/MMBtu | FALSE | L | Annual | Rate | lb/MMBtu | 0.15 | 0 | 0 | 0 | 0 | 0 | 0
ME Fac. Spec. - NOX 0.15 Rate Annual v3.1, Unit 4097 and retrofits | 731 | 1798 | Rate Constraint in lbs/MMBtu | FALSE | L | Annual | Generation | TWh | 0.051921 | 0 | 0 | 0 | 0 | 0 | 0
ME Fac. Spec. - NOX 0.15 Rate Annual v3.1, Unit 4097 and retrofits | 731 | 1798 | Rate Constraint in lbs/MMBtu | FALSE | L | Annual | Qualifying Generation | TWh | 0.051921 | 0 | 0 | 0 | 0 | 0 | 0
ME Fac. Spec. - NOX 0.15 Rate Annual v3.1, Unit 4097 and retrofits | 731 | 1798 | Rate Constraint in lbs/MMBtu | FALSE | L | Annual | Rate | lb/MWh | 0.98715 | 0 | 0 | 0 | 0 | 0 | 0
ME Fac. Spec. - NOX 0.15 Rate Annual v3.1, Unit 4097 and retrofits | 731 | 1798 | Rate Constraint in lbs/MMBtu | FALSE | L | Annual | Constraint Shadow Price | US2011$/Ton | 139606.6594 | 0 | 0 | 0 | 0 | 0 | 0
ME Fac. Spec. - NOX 0.15 Rate Annual v3.1, Unit 4098 and retrofits | 732 | 1798 | Rate Constraint in lbs/MMBtu | FALSE | L | Annual | Seasons Included | Seasons | Winter, Summer | Winter, Summer | Winter, Summer | Winter, Summer | Winter, Summer | Winter, Summer | Winter, Summer
ME Fac. Spec. - NOX 0.15 Rate Annual v3.1, Unit 4098 and retrofits | 732 | 1798 | Rate Constraint in lbs/MMBtu | FALSE | L | Annual | Standard | lb/MMBtu | 0.15 | 0.15 | 0.15 | 0.15 | 0.15 | 0.15 | 0.15
ME Fac. Spec. - NOX 0.15 Rate Annual v3.1, Unit 4098 and retrofits | 732 | 1798 | Rate Constraint in lbs/MMBtu | FALSE | L | Annual | Emissions at Affected Plants NOX | Thousand Tons | 0.012681 | 0 | 0 | 0 | 0 | 0 | 0
ME Fac. Spec. - NOX 0.15 Rate Annual v3.1, Unit 4098 and retrofits | 732 | 1798 | Rate Constraint in lbs/MMBtu | FALSE | L | Annual | Allowances Purchased NOX | Thousand Tons | 0 | 0 | 0 | 0 | 0 | 0 | 0
ME Fac. Spec. - NOX 0.15 Rate Annual v3.1, Unit 4098 and retrofits | 732 | 1798 | Rate Constraint in lbs/MMBtu | FALSE | L | Annual | Allowances Sold NOX | Thousand Tons | 0 | 0 | 0 | 0 | 0 | 0 | 0
ME Fac. Spec. - NOX 0.15 Rate Annual v3.1, Unit 4098 and retrofits | 732 | 1798 | Rate Constraint in lbs/MMBtu | FALSE | L | Annual | Allowances Banked | Thousand Tons | 0 | 0 | 0 | 0 | 0 | 0 | 0
ME Fac. Spec. - NOX 0.15 Rate Annual v3.1, Unit 4098 and retrofits | 732 | 1798 | Rate Constraint in lbs/MMBtu | FALSE | L | Annual | Allowances Withdrawn (1:1) | Thousand Tons | 0 | 0 | 0 | 0 | 0 | 0 | 0
ME Fac. Spec. - NOX 0.15 Rate Annual v3.1, Unit 4098 and retrofits | 732 | 1798 | Rate Constraint in lbs/MMBtu | FALSE | L | Annual | Allowances Withdrawn (n:1) | Thousand Tons | 0 | 0 | 0 | 0 | 0 | 0 | 0
ME Fac. Spec. - NOX 0.15 Rate Annual v3.1, Unit 4098 and retrofits | 732 | 1798 | Rate Constraint in lbs/MMBtu | FALSE | L | Annual | Net Emissions Allowance Position | Thousand Tons | 0.012681 | 0 | 0 | 0 | 0 | 0 | 0
ME Fac. Spec. - NOX 0.15 Rate Annual v3.1, Unit 4098 and retrofits | 732 | 1798 | Rate Constraint in lbs/MMBtu | FALSE | L | Annual | Fuel Consumed | TBtu | 0.16908 | 0 | 0 | 0 | 0 | 0 | 0
ME Fac. Spec. - NOX 0.15 Rate Annual v3.1, Unit 4098 and retrofits | 732 | 1798 | Rate Constraint in lbs/MMBtu | FALSE | L | Annual | Rate | lb/MMBtu | 0.15 | 0 | 0 | 0 | 0 | 0 | 0
ME Fac. Spec. - NOX 0.15 Rate Annual v3.1, Unit 4098 and retrofits | 732 | 1798 | Rate Constraint in lbs/MMBtu | FALSE | L | Annual | Generation | TWh | 0.011661 | 0 | 0 | 0 | 0 | 0 | 0
ME Fac. Spec. - NOX 0.15 Rate Annual v3.1, Unit 4098 and retrofits | 732 | 1798 | Rate Constraint in lbs/MMBtu | FALSE | L | Annual | Qualifying Generation | TWh | 0.011661 | 0 | 0 | 0 | 0 | 0 | 0
ME Fac. Spec. - NOX 0.15 Rate Annual v3.1, Unit 4098 and retrofits | 732 | 1798 | Rate Constraint in lbs/MMBtu | FALSE | L | Annual | Rate | lb/MWh | 1.0875 | 0 | 0 | 0 | 0 | 0 | 0
ME Fac. Spec. - NOX 0.15 Rate Annual v3.1, Unit 4098 and retrofits | 732 | 1798 | Rate Constraint in lbs/MMBtu | FALSE | L | Annual | Constraint Shadow Price | US2011$/Ton | 165025.796 | 0 | 0 | 0 | 0 | 0 | 0
ME Fac. Spec. - NOX 0.15 Rate Annual v3.1, Unit 4099 and retrofits | 733 | 1798 | Rate Constraint in lbs/MMBtu | FALSE | L | Annual | Seasons Included | Seasons | Winter, Summer | Winter, Summer | Winter, Summer | Winter, Summer | Winter, Summer | Winter, Summer | Winter, Summer
ME Fac. Spec. - NOX 0.15 Rate Annual v3.1, Unit 4099 and retrofits | 733 | 1798 | Rate Constraint in lbs/MMBtu | FALSE | L | Annual | Standard | lb/MMBtu | 0.15 | 0.15 | 0.15 | 0.15 | 0.15 | 0.15 | 0.15
ME Fac. Spec. - NOX 0.15 Rate Annual v3.1, Unit 4099 and retrofits | 733 | 1798 | Rate Constraint in lbs/MMBtu | FALSE | L | Annual | Emissions at Affected Plants NOX | Thousand Tons | 0.010686 | 0 | 0 | 0 | 0 | 0 | 0
ME Fac. Spec. - NOX 0.15 Rate Annual v3.1, Unit 4099 and retrofits | 733 | 1798 | Rate Constraint in lbs/MMBtu | FALSE | L | Annual | Allowances Purchased NOX | Thousand Tons | 0 | 0 | 0 | 0 | 0 | 0 | 0
ME Fac. Spec. - NOX 0.15 Rate Annual v3.1, Unit 4099 and retrofits | 733 | 1798 | Rate Constraint in lbs/MMBtu | FALSE | L | Annual | Allowances Sold NOX | Thousand Tons | 0 | 0 | 0 | 0 | 0 | 0 | 0
ME Fac. Spec. - NOX 0.15 Rate Annual v3.1, Unit 4099 and retrofits | 733 | 1798 | Rate Constraint in lbs/MMBtu | FALSE | L | Annual | Allowances Banked | Thousand Tons | 0 | 0 | 0 | 0 | 0 | 0 | 0
ME Fac. Spec. - NOX 0.15 Rate Annual v3.1, Unit 4099 and retrofits | 733 | 1798 | Rate Constraint in lbs/MMBtu | FALSE | L | Annual | Allowances Withdrawn (1:1) | Thousand Tons | 0 | 0 | 0 | 0 | 0 | 0 | 0
ME Fac. Spec. - NOX 0.15 Rate Annual v3.1, Unit 4099 and retrofits | 733 | 1798 | Rate Constraint in lbs/MMBtu | FALSE | L | Annual | Allowances Withdrawn (n:1) | Thousand Tons | 0 | 0 | 0 | 0 | 0 | 0 | 0
ME Fac. Spec. - NOX 0.15 Rate Annual v3.1, Unit 4099 and retrofits | 733 | 1798 | Rate Constraint in lbs/MMBtu | FALSE | L | Annual | Net Emissions Allowance Position | Thousand Tons | 0.010686 | 0 | 0 | 0 | 0 | 0 | 0
ME Fac. Spec. - NOX 0.15 Rate Annual v3.1, Unit 4099 and retrofits | 733 | 1798 | Rate Constraint in lbs/MMBtu | FALSE | L | Annual | Fuel Consumed | TBtu | 0.14248 | 0 | 0 | 0 | 0 | 0 | 0
ME Fac. Spec. - NOX 0.15 Rate Annual v3.1, Unit 4099 and retrofits | 733 | 1798 | Rate Constraint in lbs/MMBtu | FALSE | L | Annual | Rate | lb/MMBtu | 0.15 | 0 | 0 | 0 | 0 | 0 | 0
ME Fac. Spec. - NOX 0.15 Rate Annual v3.1, Unit 4099 and retrofits | 733 | 1798 | Rate Constraint in lbs/MMBtu | FALSE | L | Annual | Generation | TWh | 0.010847 | 0 | 0 | 0 | 0 | 0 | 0
ME Fac. Spec. - NOX 0.15 Rate Annual v3.1, Unit 4099 and retrofits | 733 | 1798 | Rate Constraint in lbs/MMBtu | FALSE | L | Annual | Qualifying Generation | TWh | 0.010847 | 0 | 0 | 0 | 0 | 0 | 0
ME Fac. Spec. - NOX 0.15 Rate Annual v3.1, Unit 4099 and retrofits | 733 | 1798 | Rate Constraint in lbs/MMBtu | FALSE | L | Annual | Rate | lb/MWh | 0.9852 | 0 | 0 | 0 | 0 | 0 | 0
ME Fac. Spec. - NOX 0.15 Rate Annual v3.1, Unit 4099 and retrofits | 733 | 1798 | Rate Constraint in lbs/MMBtu | FALSE | L | Annual | Constraint Shadow Price | US2011$/Ton | 142486.4376 | 0 | 0 | 0 | 0 | 0 | 0
ME Fac. Spec. - NOx 0.20 Rate Annual v3.1, Unit 2462 and retrofits | 734 | 1818 | Rate Constraint in lbs/MMBtu | FALSE | L | Annual | Seasons Included | Seasons | Winter, Summer | Winter, Summer | Winter, Summer | Winter, Summer | Winter, Summer | Winter, Summer | Winter, Summer
ME Fac. Spec. - NOx 0.20 Rate Annual v3.1, Unit 2462 and retrofits | 734 | 1818 | Rate Constraint in lbs/MMBtu | FALSE | L | Annual | Standard | lb/MMBtu | 0.2 | 0.2 | 0.2 | 0.2 | 0.2 | 0.2 | 0.2
ME Fac. Spec. - NOx 0.20 Rate Annual v3.1, Unit 2462 and retrofits | 734 | 1818 | Rate Constraint in lbs/MMBtu | FALSE | L | Annual | Emissions at Affected Plants NOX | Thousand Tons | 0 | 0 | 0 | 0 | 0 | 0 | 0
ME Fac. Spec. - NOx 0.20 Rate Annual v3.1, Unit 2462 and retrofits | 734 | 1818 | Rate Constraint in lbs/MMBtu | FALSE | L | Annual | Allowances Purchased NOX | Thousand Tons | 0 | 0 | 0 | 0 | 0 | 0 | 0
ME Fac. Spec. - NOx 0.20 Rate Annual v3.1, Unit 2462 and retrofits | 734 | 1818 | Rate Constraint in lbs/MMBtu | FALSE | L | Annual | Allowances Sold NOX | Thousand Tons | 0 | 0 | 0 | 0 | 0 | 0 | 0
ME Fac. Spec. - NOx 0.20 Rate Annual v3.1, Unit 2462 and retrofits | 734 | 1818 | Rate Constraint in lbs/MMBtu | FALSE | L | Annual | Allowances Banked | Thousand Tons | 0 | 0 | 0 | 0 | 0 | 0 | 0
ME Fac. Spec. - NOx 0.20 Rate Annual v3.1, Unit 2462 and retrofits | 734 | 1818 | Rate Constraint in lbs/MMBtu | FALSE | L | Annual | Allowances Withdrawn (1:1) | Thousand Tons | 0 | 0 | 0 | 0 | 0 | 0 | 0
ME Fac. Spec. - NOx 0.20 Rate Annual v3.1, Unit 2462 and retrofits | 734 | 1818 | Rate Constraint in lbs/MMBtu | FALSE | L | Annual | Allowances Withdrawn (n:1) | Thousand Tons | 0 | 0 | 0 | 0 | 0 | 0 | 0
ME Fac. Spec. - NOx 0.20 Rate Annual v3.1, Unit 2462 and retrofits | 734 | 1818 | Rate Constraint in lbs/MMBtu | FALSE | L | Annual | Net Emissions Allowance Position | Thousand Tons | 0 | 0 | 0 | 0 | 0 | 0 | 0
ME Fac. Spec. - NOx 0.20 Rate Annual v3.1, Unit 2462 and retrofits | 734 | 1818 | Rate Constraint in lbs/MMBtu | FALSE | L | Annual | Fuel Consumed | TBtu | 0 | 0 | 0 | 0 | 0 | 0 | 0
ME Fac. Spec. - NOx 0.20 Rate Annual v3.1, Unit 2462 and retrofits | 734 | 1818 | Rate Constraint in lbs/MMBtu | FALSE | L | Annual | Rate | lb/MMBtu | 0 | 0 | 0 | 0 | 0 | 0 | 0
ME Fac. Spec. - NOx 0.20 Rate Annual v3.1, Unit 2462 and retrofits | 734 | 1818 | Rate Constraint in lbs/MMBtu | FALSE | L | Annual | Generation | TWh | 0 | 0 | 0 | 0 | 0 | 0 | 0
ME Fac. Spec. - NOx 0.20 Rate Annual v3.1, Unit 2462 and retrofits | 734 | 1818 | Rate Constraint in lbs/MMBtu | FALSE | L | Annual | Qualifying Generation | TWh | 0 | 0 | 0 | 0 | 0 | 0 | 0
ME Fac. Spec. - NOx 0.20 Rate Annual v3.1, Unit 2462 and retrofits | 734 | 1818 | Rate Constraint in lbs/MMBtu | FALSE | L | Annual | Rate | lb/MWh | 0 | 0 | 0 | 0 | 0 | 0 | 0
ME Fac. Spec. - NOx 0.20 Rate Annual v3.1, Unit 2462 and retrofits | 734 | 1818 | Rate Constraint in lbs/MMBtu | FALSE | L | Annual | Constraint Shadow Price | US2011$/Ton | 0 | 0 | 0 | 0 | 0 | 0 | 0
ME Fac. Spec. - NOx 0.20 Rate Annual v3.1, Unit 2463 and retrofits | 735 | 1818 | Rate Constraint in lbs/MMBtu | FALSE | L | Annual | Seasons Included | Seasons | Winter, Summer | Winter, Summer | Winter, Summer | Winter, Summer | Winter, Summer | Winter, Summer | Winter, Summer
ME Fac. Spec. - NOx 0.20 Rate Annual v3.1, Unit 2463 and retrofits | 735 | 1818 | Rate Constraint in lbs/MMBtu | FALSE | L | Annual | Standard | lb/MMBtu | 0.2 | 0.2 | 0.2 | 0.2 | 0.2 | 0.2 | 0.2
ME Fac. Spec. - NOx 0.20 Rate Annual v3.1, Unit 2463 and retrofits | 735 | 1818 | Rate Constraint in lbs/MMBtu | FALSE | L | Annual | Emissions at Affected Plants NOX | Thousand Tons | 0 | 0 | 0 | 0 | 0 | 0 | 0
ME Fac. Spec. - NOx 0.20 Rate Annual v3.1, Unit 2463 and retrofits | 735 | 1818 | Rate Constraint in lbs/MMBtu | FALSE | L | Annual | Allowances Purchased NOX | Thousand Tons | 0 | 0 | 0 | 0 | 0 | 0 | 0
ME Fac. Spec. - NOx 0.20 Rate Annual v3.1, Unit 2463 and retrofits | 735 | 1818 | Rate Constraint in lbs/MMBtu | FALSE | L | Annual | Allowances Sold NOX | Thousand Tons | 0 | 0 | 0 | 0 | 0 | 0 | 0
ME Fac. Spec. - NOx 0.20 Rate Annual v3.1, Unit 2463 and retrofits | 735 | 1818 | Rate Constraint in lbs/MMBtu | FALSE | L | Annual | Allowances Banked | Thousand Tons | 0 | 0 | 0 | 0 | 0 | 0 | 0
ME Fac. Spec. - NOx 0.20 Rate Annual v3.1, Unit 2463 and retrofits | 735 | 1818 | Rate Constraint in lbs/MMBtu | FALSE | L | Annual | Allowances Withdrawn (1:1) | Thousand Tons | 0 | 0 | 0 | 0 | 0 | 0 | 0
ME Fac. Spec. - NOx 0.20 Rate Annual v3.1, Unit 2463 and retrofits | 735 | 1818 | Rate Constraint in lbs/MMBtu | FALSE | L | Annual | Allowances Withdrawn (n:1) | Thousand Tons | 0 | 0 | 0 | 0 | 0 | 0 | 0
ME Fac. Spec. - NOx 0.20 Rate Annual v3.1, Unit 2463 and retrofits | 735 | 1818 | Rate Constraint in lbs/MMBtu | FALSE | L | Annual | Net Emissions Allowance Position | Thousand Tons | 0 | 0 | 0 | 0 | 0 | 0 | 0
ME Fac. Spec. - NOx 0.20 Rate Annual v3.1, Unit 2463 and retrofits | 735 | 1818 | Rate Constraint in lbs/MMBtu | FALSE | L | Annual | Fuel Consumed | TBtu | 0 | 0 | 0 | 0 | 0 | 0 | 0
ME Fac. Spec. - NOx 0.20 Rate Annual v3.1, Unit 2463 and retrofits | 735 | 1818 | Rate Constraint in lbs/MMBtu | FALSE | L | Annual | Rate | lb/MMBtu | 0 | 0 | 0 | 0 | 0 | 0 | 0
ME Fac. Spec. - NOx 0.20 Rate Annual v3.1, Unit 2463 and retrofits | 735 | 1818 | Rate Constraint in lbs/MMBtu | FALSE | L | Annual | Generation | TWh | 0 | 0 | 0 | 0 | 0 | 0 | 0
ME Fac. Spec. - NOx 0.20 Rate Annual v3.1, Unit 2463 and retrofits | 735 | 1818 | Rate Constraint in lbs/MMBtu | FALSE | L | Annual | Qualifying Generation | TWh | 0 | 0 | 0 | 0 | 0 | 0 | 0
ME Fac. Spec. - NOx 0.20 Rate Annual v3.1, Unit 2463 and retrofits | 735 | 1818 | Rate Constraint in lbs/MMBtu | FALSE | L | Annual | Rate | lb/MWh | 0 | 0 | 0 | 0 | 0 | 0 | 0
ME Fac. Spec. - NOx 0.20 Rate Annual v3.1, Unit 2463 and retrofits | 735 | 1818 | Rate Constraint in lbs/MMBtu | FALSE | L | Annual | Constraint Shadow Price | US2011$/Ton | 0 | 0 | 0 | 0 | 0 | 0 | 0
ME Fac. Spec. - NOx 0.20 Rate Annual v3.1, Unit 4097 and retrofits | 736 | 1818 | Rate Constraint in lbs/MMBtu | FALSE | L | Annual | Seasons Included | Seasons | Winter, Summer | Winter, Summer | Winter, Summer | Winter, Summer | Winter, Summer | Winter, Summer | Winter, Summer
ME Fac. Spec. - NOx 0.20 Rate Annual v3.1, Unit 4097 and retrofits | 736 | 1818 | Rate Constraint in lbs/MMBtu | FALSE | L | Annual | Standard | lb/MMBtu | 0.2 | 0.2 | 0.2 | 0.2 | 0.2 | 0.2 | 0.2
ME Fac. Spec. - NOx 0.20 Rate Annual v3.1, Unit 4097 and retrofits | 736 | 1818 | Rate Constraint in lbs/MMBtu | FALSE | L | Annual | Emissions at Affected Plants NOX | Thousand Tons | 0.051254 | 0 | 0 | 0 | 0 | 0 | 0
ME Fac. Spec. - NOx 0.20 Rate Annual v3.1, Unit 4097 and retrofits | 736 | 1818 | Rate Constraint in lbs/MMBtu | FALSE | L | Annual | Allowances Purchased NOX | Thousand Tons | 0 | 0 | 0 | 0 | 0 | 0 | 0
ME Fac. Spec. - NOx 0.20 Rate Annual v3.1, Unit 4097 and retrofits | 736 | 1818 | Rate Constraint in lbs/MMBtu | FALSE | L | Annual | Allowances Sold NOX | Thousand Tons | 0 | 0 | 0 | 0 | 0 | 0 | 0
ME Fac. Spec. - NOx 0.20 Rate Annual v3.1, Unit 4097 and retrofits | 736 | 1818 | Rate Constraint in lbs/MMBtu | FALSE | L | Annual | Allowances Banked | Thousand Tons | 0 | 0 | 0 | 0 | 0 | 0 | 0
ME Fac. Spec. - NOx 0.20 Rate Annual v3.1, Unit 4097 and retrofits | 736 | 1818 | Rate Constraint in lbs/MMBtu | FALSE | L | Annual | Allowances Withdrawn (1:1) | Thousand Tons | 0 | 0 | 0 | 0 | 0 | 0 | 0
ME Fac. Spec. - NOx 0.20 Rate Annual v3.1, Unit 4097 and retrofits | 736 | 1818 | Rate Constraint in lbs/MMBtu | FALSE | L | Annual | Allowances Withdrawn (n:1) | Thousand Tons | 0 | 0 | 0 | 0 | 0 | 0 | 0
ME Fac. Spec. - NOx 0.20 Rate Annual v3.1, Unit 4097 and retrofits | 736 | 1818 | Rate Constraint in lbs/MMBtu | FALSE | L | Annual | Net Emissions Allowance Position | Thousand Tons | 0.051254 | 0 | 0 | 0 | 0 | 0 | 0
ME Fac. Spec. - NOx 0.20 Rate Annual v3.1, Unit 4097 and retrofits | 736 | 1818 | Rate Constraint in lbs/MMBtu | FALSE | L | Annual | Fuel Consumed | TBtu | 0.68338 | 0 | 0 | 0 | 0 | 0 | 0
ME Fac. Spec. - NOx 0.20 Rate Annual v3.1, Unit 4097 and retrofits | 736 | 1818 | Rate Constraint in lbs/MMBtu | FALSE | L | Annual | Rate | lb/MMBtu | 0.15 | 0 | 0 | 0 | 0 | 0 | 0
ME Fac. Spec. - NOx 0.20 Rate Annual v3.1, Unit 4097 and retrofits | 736 | 1818 | Rate Constraint in lbs/MMBtu | FALSE | L | Annual | Generation | TWh | 0.051921 | 0 | 0 | 0 | 0 | 0 | 0
ME Fac. Spec. - NOx 0.20 Rate Annual v3.1, Unit 4097 and retrofits | 736 | 1818 | Rate Constraint in lbs/MMBtu | FALSE | L | Annual | Qualifying Generation | TWh | 0.051921 | 0 | 0 | 0 | 0 | 0 | 0
ME Fac. Spec. - NOx 0.20 Rate Annual v3.1, Unit 4097 and retrofits | 736 | 1818 | Rate Constraint in lbs/MMBtu | FALSE | L | Annual | Rate | lb/MWh | 0.98715 | 0 | 0 | 0 | 0 | 0 | 0
ME Fac. Spec. - NOx 0.20 Rate Annual v3.1, Unit 4097 and retrofits | 736 | 1818 | Rate Constraint in lbs/MMBtu | FALSE | L | Annual | Constraint Shadow Price | US2011$/Ton | 0 | 0 | 0 | 0 | 0 | 0 | 0
ME Fac. Spec. - NOx 0.20 Rate Annual v3.1, Unit 4098 and retrofits | 737 | 1818 | Rate Constraint in lbs/MMBtu | FALSE | L | Annual | Seasons Included | Seasons | Winter, Summer | Winter, Summer | Winter, Summer | Winter, Summer | Winter, Summer | Winter, Summer | Winter, Summer
ME Fac. Spec. - NOx 0.20 Rate Annual v3.1, Unit 4098 and retrofits | 737 | 1818 | Rate Constraint in lbs/MMBtu | FALSE | L | Annual | Standard | lb/MMBtu | 0.2 | 0.2 | 0.2 | 0.2 | 0.2 | 0.2 | 0.2
ME Fac. Spec. - NOx 0.20 Rate Annual v3.1, Unit 4098 and retrofits | 737 | 1818 | Rate Constraint in lbs/MMBtu | FALSE | L | Annual | Emissions at Affected Plants NOX | Thousand Tons | 0.012681 | 0 | 0 | 0 | 0 | 0 | 0
ME Fac. Spec. - NOx 0.20 Rate Annual v3.1, Unit 4098 and retrofits | 737 | 1818 | Rate Constraint in lbs/MMBtu | FALSE | L | Annual | Allowances Purchased NOX | Thousand Tons | 0 | 0 | 0 | 0 | 0 | 0 | 0
ME Fac. Spec. - NOx 0.20 Rate Annual v3.1, Unit 4098 and retrofits | 737 | 1818 | Rate Constraint in lbs/MMBtu | FALSE | L | Annual | Allowances Sold NOX | Thousand Tons | 0 | 0 | 0 | 0 | 0 | 0 | 0
ME Fac. Spec. - NOx 0.20 Rate Annual v3.1, Unit 4098 and retrofits | 737 | 1818 | Rate Constraint in lbs/MMBtu | FALSE | L | Annual | Allowances Banked | Thousand Tons | 0 | 0 | 0 | 0 | 0 | 0 | 0
ME Fac. Spec. - NOx 0.20 Rate Annual v3.1, Unit 4098 and retrofits | 737 | 1818 | Rate Constraint in lbs/MMBtu | FALSE | L | Annual | Allowances Withdrawn (1:1) | Thousand Tons | 0 | 0 | 0 | 0 | 0 | 0 | 0
ME Fac. Spec. - NOx 0.20 Rate Annual v3.1, Unit 4098 and retrofits | 737 | 1818 | Rate Constraint in lbs/MMBtu | FALSE | L | Annual | Allowances Withdrawn (n:1) | Thousand Tons | 0 | 0 | 0 | 0 | 0 | 0 | 0
ME Fac. Spec. - NOx 0.20 Rate Annual v3.1, Unit 4098 and retrofits | 737 | 1818 | Rate Constraint in lbs/MMBtu | FALSE | L | Annual | Net Emissions Allowance Position | Thousand Tons | 0.012681 | 0 | 0 | 0 | 0 | 0 | 0
ME Fac. Spec. - NOx 0.20 Rate Annual v3.1, Unit 4098 and retrofits | 737 | 1818 | Rate Constraint in lbs/MMBtu | FALSE | L | Annual | Fuel Consumed | TBtu | 0.16908 | 0 | 0 | 0 | 0 | 0 | 0
ME Fac. Spec. - NOx 0.20 Rate Annual v3.1, Unit 4098 and retrofits | 737 | 1818 | Rate Constraint in lbs/MMBtu | FALSE | L | Annual | Rate | lb/MMBtu | 0.15 | 0 | 0 | 0 | 0 | 0 | 0
ME Fac. Spec. - NOx 0.20 Rate Annual v3.1, Unit 4098 and retrofits | 737 | 1818 | Rate Constraint in lbs/MMBtu | FALSE | L | Annual | Generation | TWh | 0.011661 | 0 | 0 | 0 | 0 | 0 | 0
ME Fac. Spec. - NOx 0.20 Rate Annual v3.1, Unit 4098 and retrofits | 737 | 1818 | Rate Constraint in lbs/MMBtu | FALSE | L | Annual | Qualifying Generation | TWh | 0.011661 | 0 | 0 | 0 | 0 | 0 | 0
ME Fac. Spec. - NOx 0.20 Rate Annual v3.1, Unit 4098 and retrofits | 737 | 1818 | Rate Constraint in lbs/MMBtu | FALSE | L | Annual | Rate | lb/MWh | 1.0875 | 0 | 0 | 0 | 0 | 0 | 0
ME Fac. Spec. - NOx 0.20 Rate Annual v3.1, Unit 4098 and retrofits | 737 | 1818 | Rate Constraint in lbs/MMBtu | FALSE | L | Annual | Constraint Shadow Price | US2011$/Ton | 0 | 0 | 0 | 0 | 0 | 0 | 0
ME Fac. Spec. - NOx 0.20 Rate Annual v3.1, Unit 4099 and retrofits | 738 | 1818 | Rate Constraint in lbs/MMBtu | FALSE | L | Annual | Seasons Included | Seasons | Winter, Summer | Winter, Summer | Winter, Summer | Winter, Summer | Winter, Summer | Winter, Summer | Winter, Summer
ME Fac. Spec. - NOx 0.20 Rate Annual v3.1, Unit 4099 and retrofits | 738 | 1818 | Rate Constraint in lbs/MMBtu | FALSE | L | Annual | Standard | lb/MMBtu | 0.2 | 0.2 | 0.2 | 0.2 | 0.2 | 0.2 | 0.2
ME Fac. Spec. - NOx 0.20 Rate Annual v3.1, Unit 4099 and retrofits | 738 | 1818 | Rate Constraint in lbs/MMBtu | FALSE | L | Annual | Emissions at Affected Plants NOX | Thousand Tons | 0.010686 | 0 | 0 | 0 | 0 | 0 | 0
ME Fac. Spec. - NOx 0.20 Rate Annual v3.1, Unit 4099 and retrofits | 738 | 1818 | Rate Constraint in lbs/MMBtu | FALSE | L | Annual | Allowances Purchased NOX | Thousand Tons | 0 | 0 | 0 | 0 | 0 | 0 | 0
ME Fac. Spec. - NOx 0.20 Rate Annual v3.1, Unit 4099 and retrofits | 738 | 1818 | Rate Constraint in lbs/MMBtu | FALSE | L | Annual | Allowances Sold NOX | Thousand Tons | 0 | 0 | 0 | 0 | 0 | 0 | 0
ME Fac. Spec. - NOx 0.20 Rate Annual v3.1, Unit 4099 and retrofits | 738 | 1818 | Rate Constraint in lbs/MMBtu | FALSE | L | Annual | Allowances Banked | Thousand Tons | 0 | 0 | 0 | 0 | 0 | 0 | 0
ME Fac. Spec. - NOx 0.20 Rate Annual v3.1, Unit 4099 and retrofits | 738 | 1818 | Rate Constraint in lbs/MMBtu | FALSE | L | Annual | Allowances Withdrawn (1:1) | Thousand Tons | 0 | 0 | 0 | 0 | 0 | 0 | 0
ME Fac. Spec. - NOx 0.20 Rate Annual v3.1, Unit 4099 and retrofits | 738 | 1818 | Rate Constraint in lbs/MMBtu | FALSE | L | Annual | Allowances Withdrawn (n:1) | Thousand Tons | 0 | 0 | 0 | 0 | 0 | 0 | 0
ME Fac. Spec. - NOx 0.20 Rate Annual v3.1, Unit 4099 and retrofits | 738 | 1818 | Rate Constraint in lbs/MMBtu | FALSE | L | Annual | Net Emissions Allowance Position | Thousand Tons | 0.010686 | 0 | 0 | 0 | 0 | 0 | 0
ME Fac. Spec. - NOx 0.20 Rate Annual v3.1, Unit 4099 and retrofits | 738 | 1818 | Rate Constraint in lbs/MMBtu | FALSE | L | Annual | Fuel Consumed | TBtu | 0.14248 | 0 | 0 | 0 | 0 | 0 | 0
ME Fac. Spec. - NOx 0.20 Rate Annual v3.1, Unit 4099 and retrofits | 738 | 1818 | Rate Constraint in lbs/MMBtu | FALSE | L | Annual | Rate | lb/MMBtu | 0.15 | 0 | 0 | 0 | 0 | 0 | 0
ME Fac. Spec. - NOx 0.20 Rate Annual v3.1, Unit 4099 and retrofits | 738 | 1818 | Rate Constraint in lbs/MMBtu | FALSE | L | Annual | Generation | TWh | 0.010847 | 0 | 0 | 0 | 0 | 0 | 0
ME Fac. Spec. - NOx 0.20 Rate Annual v3.1, Unit 4099 and retrofits | 738 | 1818 | Rate Constraint in lbs/MMBtu | FALSE | L | Annual | Qualifying Generation | TWh | 0.010847 | 0 | 0 | 0 | 0 | 0 | 0
ME Fac. Spec. - NOx 0.20 Rate Annual v3.1, Unit 4099 and retrofits | 738 | 1818 | Rate Constraint in lbs/MMBtu | FALSE | L | Annual | Rate | lb/MWh | 0.9852 | 0 | 0 | 0 | 0 | 0 | 0
ME Fac. Spec. - NOx 0.20 Rate Annual v3.1, Unit 4099 and retrofits | 738 | 1818 | Rate Constraint in lbs/MMBtu | FALSE | L | Annual | Constraint Shadow Price | US2011$/Ton | 0 | 0 | 0 | 0 | 0 | 0 | 0
ME Fac. Spec. - NOx 0.20 Rate Annual v3.1, Unit 4100 and retrofits | 739 | 1818 | Rate Constraint in lbs/MMBtu | FALSE | L | Annual | Seasons Included | Seasons | Winter, Summer | Winter, Summer | Winter, Summer | Winter, Summer | Winter, Summer | Winter, Summer | Winter, Summer
ME Fac. Spec. - NOx 0.20 Rate Annual v3.1, Unit 4100 and retrofits | 739 | 1818 | Rate Constraint in lbs/MMBtu | FALSE | L | Annual | Standard | lb/MMBtu | 0.2 | 0.2 | 0.2 | 0.2 | 0.2 | 0.2 | 0.2
ME Fac. Spec. - NOx 0.20 Rate Annual v3.1, Unit 4100 and retrofits | 739 | 1818 | Rate Constraint in lbs/MMBtu | FALSE | L | Annual | Emissions at Affected Plants NOX | Thousand Tons | 0.011583 | 0 | 0 | 0 | 0 | 0 | 0
ME Fac. Spec. - NOx 0.20 Rate Annual v3.1, Unit 4100 and retrofits | 739 | 1818 | Rate Constraint in lbs/MMBtu | FALSE | L | Annual | Allowances Purchased NOX | Thousand Tons | 0 | 0 | 0 | 0 | 0 | 0 | 0
ME Fac. Spec. - NOx 0.20 Rate Annual v3.1, Unit 4100 and retrofits | 739 | 1818 | Rate Constraint in lbs/MMBtu | FALSE | L | Annual | Allowances Sold NOX | Thousand Tons | 0 | 0 | 0 | 0 | 0 | 0 | 0
ME Fac. Spec. - NOx 0.20 Rate Annual v3.1, Unit 4100 and retrofits | 739 | 1818 | Rate Constraint in lbs/MMBtu | FALSE | L | Annual | Allowances Banked | Thousand Tons | 0 | 0 | 0 | 0 | 0 | 0 | 0
ME Fac. Spec. - NOx 0.20 Rate Annual v3.1, Unit 4100 and retrofits | 739 | 1818 | Rate Constraint in lbs/MMBtu | FALSE | L | Annual | Allowances Withdrawn (1:1) | Thousand Tons | 0 | 0 | 0 | 0 | 0 | 0 | 0
ME Fac. Spec. - NOx 0.20 Rate Annual v3.1, Unit 4100 and retrofits | 739 | 1818 | Rate Constraint in lbs/MMBtu | FALSE | L | Annual | Allowances Withdrawn (n:1) | Thousand Tons | 0 | 0 | 0 | 0 | 0 | 0 | 0
ME Fac. Spec. - NOx 0.20 Rate Annual v3.1, Unit 4100 and retrofits | 739 | 1818 | Rate Constraint in lbs/MMBtu | FALSE | L | Annual | Net Emissions Allowance Position | Thousand Tons | 0.011583 | 0 | 0 | 0 | 0 | 0 | 0
ME Fac. Spec. - NOx 0.20 Rate Annual v3.1, Unit 4100 and retrofits | 739 | 1818 | Rate Constraint in lbs/MMBtu | FALSE | L | Annual | Fuel Consumed | TBtu | 0.11583 | 0 | 0 | 0 | 0 | 0 | 0
ME Fac. Spec. - NOx 0.20 Rate Annual v3.1, Unit 4100 and retrofits | 739 | 1818 | Rate Constraint in lbs/MMBtu | FALSE | L | Annual | Rate | lb/MMBtu | 0.2 | 0 | 0 | 0 | 0 | 0 | 0
ME Fac. Spec. - NOx 0.20 Rate Annual v3.1, Unit 4100 and retrofits | 739 | 1818 | Rate Constraint in lbs/MMBtu | FALSE | L | Annual | Generation | TWh | 0.0079881 | 0 | 0 | 0 | 0 | 0 | 0
ME Fac. Spec. - NOx 0.20 Rate Annual v3.1, Unit 4100 and retrofits | 739 | 1818 | Rate Constraint in lbs/MMBtu | FALSE | L | Annual | Qualifying Generation | TWh | 0.0079881 | 0 | 0 | 0 | 0 | 0 | 0
ME Fac. Spec. - NOx 0.20 Rate Annual v3.1, Unit 4100 and retrofits | 739 | 1818 | Rate Constraint in lbs/MMBtu | FALSE | L | Annual | Rate | lb/MWh | 1.45 | 0 | 0 | 0 | 0 | 0 | 0
ME Fac. Spec. - NOx 0.20 Rate Annual v3.1, Unit 4100 and retrofits | 739 | 1818 | Rate Constraint in lbs/MMBtu | FALSE | L | Annual | Constraint Shadow Price | US2011$/Ton | 118320.5252 | 0 | 0 | 0 | 0 | 0 | 0
ME Fac. Spec. - NOX 0.22 Rate Annual v3.1, Unit 4100 and retrofits | 740 | 1799 | Rate Constraint in lbs/MMBtu | FALSE | L | Annual | Seasons Included | Seasons | Winter, Summer | Winter, Summer | Winter, Summer | Winter, Summer | Winter, Summer | Winter, Summer | Winter, Summer
ME Fac. Spec. - NOX 0.22 Rate Annual v3.1, Unit 4100 and retrofits | 740 | 1799 | Rate Constraint in lbs/MMBtu | FALSE | L | Annual | Standard | lb/MMBtu | 0.22 | 0.22 | 0.22 | 0.22 | 0.22 | 0.22 | 0.22
ME Fac. Spec. - NOX 0.22 Rate Annual v3.1, Unit 4100 and retrofits | 740 | 1799 | Rate Constraint in lbs/MMBtu | FALSE | L | Annual | Emissions at Affected Plants NOX | Thousand Tons | 0.011583 | 0 | 0 | 0 | 0 | 0 | 0
ME Fac. Spec. - NOX 0.22 Rate Annual v3.1, Unit 4100 and retrofits | 740 | 1799 | Rate Constraint in lbs/MMBtu | FALSE | L | Annual | Allowances Purchased NOX | Thousand Tons | 0 | 0 | 0 | 0 | 0 | 0 | 0
ME Fac. Spec. - NOX 0.22 Rate Annual v3.1, Unit 4100 and retrofits | 740 | 1799 | Rate Constraint in lbs/MMBtu | FALSE | L | Annual | Allowances Sold NOX | Thousand Tons | 0 | 0 | 0 | 0 | 0 | 0 | 0
ME Fac. Spec. - NOX 0.22 Rate Annual v3.1, Unit 4100 and retrofits | 740 | 1799 | Rate Constraint in lbs/MMBtu | FALSE | L | Annual | Allowances Banked | Thousand Tons | 0 | 0 | 0 | 0 | 0 | 0 | 0
ME Fac. Spec. - NOX 0.22 Rate Annual v3.1, Unit 4100 and retrofits | 740 | 1799 | Rate Constraint in lbs/MMBtu | FALSE | L | Annual | Allowances Withdrawn (1:1) | Thousand Tons | 0 | 0 | 0 | 0 | 0 | 0 | 0
ME Fac. Spec. - NOX 0.22 Rate Annual v3.1, Unit 4100 and retrofits | 740 | 1799 | Rate Constraint in lbs/MMBtu | FALSE | L | Annual | Allowances Withdrawn (n:1) | Thousand Tons | 0 | 0 | 0 | 0 | 0 | 0 | 0
ME Fac. Spec. - NOX 0.22 Rate Annual v3.1, Unit 4100 and retrofits | 740 | 1799 | Rate Constraint in lbs/MMBtu | FALSE | L | Annual | Net Emissions Allowance Position | Thousand Tons | 0.011583 | 0 | 0 | 0 | 0 | 0 | 0
ME Fac. Spec. - NOX 0.22 Rate Annual v3.1, Unit 4100 and retrofits | 740 | 1799 | Rate Constraint in lbs/MMBtu | FALSE | L | Annual | Fuel Consumed | TBtu | 0.11583 | 0 | 0 | 0 | 0 | 0 | 0
ME Fac. Spec. - NOX 0.22 Rate Annual v3.1, Unit 4100 and retrofits | 740 | 1799 | Rate Constraint in lbs/MMBtu | FALSE | L | Annual | Rate | lb/MMBtu | 0.2 | 0 | 0 | 0 | 0 | 0 | 0
ME Fac. Spec. - NOX 0.22 Rate Annual v3.1, Unit 4100 and retrofits | 740 | 1799 | Rate Constraint in lbs/MMBtu | FALSE | L | Annual | Generation | TWh | 0.0079881 | 0 | 0 | 0 | 0 | 0 | 0
ME Fac. Spec. - NOX 0.22 Rate Annual v3.1, Unit 4100 and retrofits | 740 | 1799 | Rate Constraint in lbs/MMBtu | FALSE | L | Annual | Qualifying Generation | TWh | 0.0079881 | 0 | 0 | 0 | 0 | 0 | 0
ME Fac. Spec. - NOX 0.22 Rate Annual v3.1, Unit 4100 and retrofits | 740 | 1799 | Rate Constraint in lbs/MMBtu | FALSE | L | Annual | Rate | lb/MWh | 1.45 | 0 | 0 | 0 | 0 | 0 | 0
ME Fac. Spec. - NOX 0.22 Rate Annual v3.1, Unit 4100 and retrofits | 740 | 1799 | Rate Constraint in lbs/MMBtu | FALSE | L | Annual | Constraint Shadow Price | US2011$/Ton | 0 | 0 | 0 | 0 | 0 | 0 | 0
ME Mercury Cap Annual v3.1 | 741 | 1509 | Rate Constraint in MTons | FALSE | L | Annual | Seasons Included | Seasons | Winter, Summer | Winter, Summer | Winter, Summer | Winter, Summer | Winter, Summer | Winter, Summer | Winter, Summer
ME Mercury Cap Annual v3.1 | 741 | 1509 | Rate Constraint in MTons | FALSE | L | Annual | Standard | Lb | 26 | 26 | 26 | 26 | 26 | 26 | 26
ME Mercury Cap Annual v3.1 | 741 | 1509 | Rate Constraint in MTons | FALSE | L | Annual | Standard MER | lbs | 26 | 26 | 26 | 26 | 26 | 26 | 26
ME Mercury Cap Annual v3.1 | 741 | 1509 | Rate Constraint in MTons | FALSE | L | Annual | Emissions at Affected Plants MER | lbs | 0 | 0 | 0 | 0 | 0 | 0 | 0
ME Mercury Cap Annual v3.1 | 741 | 1509 | Rate Constraint in MTons | FALSE | L | Annual | Allowances Purchased MER | lbs | 0 | 0 | 0 | 0 | 0 | 0 | 0
ME Mercury Cap Annual v3.1 | 741 | 1509 | Rate Constraint in MTons | FALSE | L | Annual | Allowances Sold MER | lbs | 0 | 0 | 0 | 0 | 0 | 0 | 0
ME Mercury Cap Annual v3.1 | 741 | 1509 | Rate Constraint in MTons | FALSE | L | Annual | Allowances Banked | lbs | 0 | 0 | 0 | 0 | 0 | 0 | 0
ME Mercury Cap Annual v3.1 | 741 | 1509 | Rate Constraint in MTons | FALSE | L | Annual | Allowances Withdrawn (1:1) | lbs | 0 | 0 | 0 | 0 | 0 | 0 | 0
ME Mercury Cap Annual v3.1 | 741 | 1509 | Rate Constraint in MTons | FALSE | L | Annual | Allowances Withdrawn (n:1) | lbs | 0 | 0 | 0 | 0 | 0 | 0 | 0
ME Mercury Cap Annual v3.1 | 741 | 1509 | Rate Constraint in MTons | FALSE | L | Annual | Net Emissions Allowance Position | lbs | 0 | 0 | 0 | 0 | 0 | 0 | 0
ME Mercury Cap Annual v3.1 | 741 | 1509 | Rate Constraint in MTons | FALSE | L | Annual | Fuel Consumed | TBtu | 0 | 0 | 0 | 0 | 0 | 0 | 0
ME Mercury Cap Annual v3.1 | 741 | 1509 | Rate Constraint in MTons | FALSE | L | Annual | Rate | lb/MMBtu | 0 | 0 | 0 | 0 | 0 | 0 | 0
ME Mercury Cap Annual v3.1 | 741 | 1509 | Rate Constraint in MTons | FALSE | L | Annual | Generation | TWh | 0 | 0 | 0 | 0 | 0 | 0 | 0
ME Mercury Cap Annual v3.1 | 741 | 1509 | Rate Constraint in MTons | FALSE | L | Annual | Qualifying Generation | TWh | 0 | 0 | 0 | 0 | 0 | 0 | 0
ME Mercury Cap Annual v3.1 | 741 | 1509 | Rate Constraint in MTons | FALSE | L | Annual | Rate | lb/MWh | 0 | 0 | 0 | 0 | 0 | 0 | 0
ME Mercury Cap Annual v3.1 | 741 | 1509 | Rate Constraint in MTons | FALSE | L | Annual | Constraint Shadow Price | US2011$/Lb | 0 | 0 | 0 | 0 | 0 | 0 | 0
MI Hg Rule - MER Annual Reduction v4.10 | 742 | 2216 | MACT Fuel Choice Floor in lbs/MMBtu | FALSE | L | Annual | Seasons Included | Seasons | Winter, Summer | Winter, Summer | Winter, Summer | Winter, Summer | Winter, Summer | Winter, Summer | Winter, Summer
MI Hg Rule - MER Annual Reduction v4.10 | 742 | 2216 | MACT Fuel Choice Floor in lbs/MMBtu | FALSE | L | Annual | Emission Floor | lbs/MMBtu | 8.07e-07 | 8.07e-07 | 8.07e-07 | 8.07e-07 | 8.07e-07 | 8.07e-07 | 8.07e-07
MI Hg Rule - MER Annual Reduction v4.10 | 742 | 2216 | MACT Fuel Choice Floor in lbs/MMBtu | FALSE | L | Annual | Emissions at Affected Plants MER | lbs | 151.9826 | 147.1862 | 153.4642 | 128.4496 | 107.5627 | 122.3394 | 119.0394
MI Hg Rule - MER Annual Reduction v4.10 | 742 | 2216 | MACT Fuel Choice Floor in lbs/MMBtu | FALSE | L | Annual | Allowances Purchased MER | lbs | 0 | 0 | 0 | 0 | 0 | 0 | 0
MI Hg Rule - MER Annual Reduction v4.10 | 742 | 2216 | MACT Fuel Choice Floor in lbs/MMBtu | FALSE | L | Annual | Allowances Sold MER | lbs | 0 | 0 | 0 | 0 | 0 | 0 | 0
MI Hg Rule - MER Annual Reduction v4.10 | 742 | 2216 | MACT Fuel Choice Floor in lbs/MMBtu | FALSE | L | Annual | Allowances Banked | lbs | 0 | 0 | 0 | 0 | 0 | 0 | 0
MI Hg Rule - MER Annual Reduction v4.10 | 742 | 2216 | MACT Fuel Choice Floor in lbs/MMBtu | FALSE | L | Annual | Allowances Withdrawn (1:1) | lbs | 0 | 0 | 0 | 0 | 0 | 0 | 0
MI Hg Rule - MER Annual Reduction v4.10 | 742 | 2216 | MACT Fuel Choice Floor in lbs/MMBtu | FALSE | L | Annual | Allowances Withdrawn (n:1) | lbs | 0 | 0 | 0 | 0 | 0 | 0 | 0
MI Hg Rule - MER Annual Reduction v4.10 | 742 | 2216 | MACT Fuel Choice Floor in lbs/MMBtu | FALSE | L | Annual | Net Emissions Allowance Position | lbs | 151.9826 | 147.1862 | 153.4642 | 128.4496 | 107.5627 | 122.3394 | 119.0394
MI Hg Rule - MER Annual Reduction v4.10 | 742 | 2216 | MACT Fuel Choice Floor in lbs/MMBtu | FALSE | L | Annual | Fuel Consumed | TBtu | 347.4724 | 330.5676 | 346.4695 | 283.3286 | 230.7456 | 269.7319 | 263.7762
MI Hg Rule - MER Annual Reduction v4.10 | 742 | 2216 | MACT Fuel Choice Floor in lbs/MMBtu | FALSE | L | Annual | Rate | lb/MMBtu | 4.3739e-07 | 4.4525e-07 | 4.4294e-07 | 4.5336e-07 | 4.6615e-07 | 4.5356e-07 | 4.5129e-07
MI Hg Rule - MER Annual Reduction v4.10 | 742 | 2216 | MACT Fuel Choice Floor in lbs/MMBtu | FALSE | L | Annual | Generation | TWh | 34.062 | 32.7388 | 34.2065 | 29.3276 | 24.2662 | 28.0202 | 27.3879
MI Hg Rule - MER Annual Reduction v4.10 | 742 | 2216 | MACT Fuel Choice Floor in lbs/MMBtu | FALSE | L | Annual | Qualifying Generation | TWh | 34.062 | 32.7388 | 34.2065 | 29.3276 | 24.2662 | 28.0202 | 27.3879
MI Hg Rule - MER Annual Reduction v4.10 | 742 | 2216 | MACT Fuel Choice Floor in lbs/MMBtu | FALSE | L | Annual | Constraint Shadow Price | US2011$/Lb | 0 | 0 | 0 | 0 | 0 | 0 | 0
Missouri - NOX .18 Rate Annual v3.1 | 743 | 1820 | Rate Constraint in lbs/MMBtu | FALSE | L | Annual | Seasons Included | Seasons | Winter, Summer | Winter, Summer | Winter, Summer | Winter, Summer | Winter, Summer | Winter, Summer | Winter, Summer
Missouri - NOX .18 Rate Annual v3.1 | 743 | 1820 | Rate Constraint in lbs/MMBtu | FALSE | L | Annual | Standard | lb/MMBtu | 0.18 | 0.18 | 0.18 | 0.18 | 0.18 | 0.18 | 0.18
Missouri - NOX .18 Rate Annual v3.1 | 743 | 1820 | Rate Constraint in lbs/MMBtu | FALSE | L | Annual | Emissions at Affected Plants NOX | Thousand Tons | 16.2318 | 13.4331 | 13.4265 | 12.8202 | 11.5153 | 12.8887 | 12.823
Missouri - NOX .18 Rate Annual v3.1 | 743 | 1820 | Rate Constraint in lbs/MMBtu | FALSE | L | Annual | Allowances Purchased NOX | Thousand Tons | 0 | 0 | 0 | 0 | 0 | 0 | 0
Missouri - NOX .18 Rate Annual v3.1 | 743 | 1820 | Rate Constraint in lbs/MMBtu | FALSE | L | Annual | Allowances Sold NOX | Thousand Tons | 0 | 0 | 0 | 0 | 0 | 0 | 0
Missouri - NOX .18 Rate Annual v3.1 | 743 | 1820 | Rate Constraint in lbs/MMBtu | FALSE | L | Annual | Allowances Banked | Thousand Tons | 0 | 11.5206 | 0 | 11.0449 | 0 | 11.0221 | 0
Missouri - NOX .18 Rate Annual v3.1 | 743 | 1820 | Rate Constraint in lbs/MMBtu | FALSE | L | Annual | Allowances Withdrawn (1:1) | Thousand Tons | 0 | 0 | -2.8802 | 0 | -9.2041 | 0 | -14.6962
Missouri - NOX .18 Rate Annual v3.1 | 743 | 1820 | Rate Constraint in lbs/MMBtu | FALSE | L | Annual | Allowances Withdrawn (n:1) | Thousand Tons | 0 | 0 | 0 | 0 | 0 | 0 | 0
Missouri - NOX .18 Rate Annual v3.1 | 743 | 1820 | Rate Constraint in lbs/MMBtu | FALSE | L | Annual | Net Emissions Allowance Position | Thousand Tons | 16.2318 | 24.9537 | 10.5463 | 23.8651 | 2.3112 | 23.9109 | -1.8731
Missouri - NOX .18 Rate Annual v3.1 | 743 | 1820 | Rate Constraint in lbs/MMBtu | FALSE | L | Annual | Fuel Consumed | TBtu | 310.241 | 277.2639 | 277.123 | 265.1674 | 237.7368 | 265.6763 | 265.2681
Missouri - NOX .18 Rate Annual v3.1 | 743 | 1820 | Rate Constraint in lbs/MMBtu | FALSE | L | Annual | Rate | lb/MMBtu | 0.10464 | 0.096898 | 0.096899 | 0.096695 | 0.096874 | 0.097026 | 0.09668
Missouri - NOX .18 Rate Annual v3.1 | 743 | 1820 | Rate Constraint in lbs/MMBtu | FALSE | L | Annual | Generation | TWh | 29.7936 | 26.7311 | 26.7161 | 26.6906 | 23.9275 | 26.7383 | 26.7009
Missouri - NOX .18 Rate Annual v3.1 | 743 | 1820 | Rate Constraint in lbs/MMBtu | FALSE | L | Annual | Qualifying Generation | TWh | 29.7936 | 26.7311 | 26.7161 | 26.6906 | 23.9275 | 26.7383 | 26.7009
Missouri - NOX .18 Rate Annual v3.1 | 743 | 1820 | Rate Constraint in lbs/MMBtu | FALSE | L | Annual | Rate | lb/MWh | 0.54481 | 0.50253 | 0.50256 | 0.48033 | 0.48126 | 0.48203 | 0.48025
Missouri - NOX .18 Rate Annual v3.1 | 743 | 1820 | Rate Constraint in lbs/MMBtu | FALSE | L | Annual | Constraint Shadow Price | US2011$/Ton | 0 | 0 | 0 | 0 | 0 | 0 | 0
Missouri - NOX .25 Rate Annual v3.1 | 744 | 1821 | Rate Constraint in lbs/MMBtu | FALSE | L | Annual | Seasons Included | Seasons | Winter, Summer | Winter, Summer | Winter, Summer | Winter, Summer | Winter, Summer | Winter, Summer | Winter, Summer
Missouri - NOX .25 Rate Annual v3.1 | 744 | 1821 | Rate Constraint in lbs/MMBtu | FALSE | L | Annual | Standard | lb/MMBtu | 0.25 | 0.25 | 0.25 | 0.25 | 0.25 | 0.25 | 0.25
Missouri - NOX .25 Rate Annual v3.1 | 744 | 1821 | Rate Constraint in lbs/MMBtu | FALSE | L | Annual | Emissions at Affected Plants NOX | Thousand Tons | 20.4924 | 7.2199 | 7.2951 | 7.2723 | 7.286 | 7.207 | 7.2611
Missouri - NOX .25 Rate Annual v3.1 | 744 | 1821 | Rate Constraint in lbs/MMBtu | FALSE | L | Annual | Allowances Purchased NOX | Thousand Tons | 0 | 0 | 0 | 0 | 0 | 0 | 0
Missouri - NOX .25 Rate Annual v3.1 | 744 | 1821 | Rate Constraint in lbs/MMBtu | FALSE | L | Annual | Allowances Sold NOX | Thousand Tons | 0 | 0 | 0 | 0 | 0 | 0 | 0
Missouri - NOX .25 Rate Annual v3.1 | 744 | 1821 | Rate Constraint in lbs/MMBtu | FALSE | L | Annual | Allowances Banked | Thousand Tons | 0 | 0 | 15.0051 | 14.9229 | 16.1111 | 14.9238 | 0
Missouri - NOX .25 Rate Annual v3.1 | 744 | 1821 | Rate Constraint in lbs/MMBtu | FALSE | L | Annual | Allowances Withdrawn (1:1) | Thousand Tons | 0 | 0 | 0 | 0 | 0 | 0 | 0
Missouri - NOX .25 Rate Annual v3.1 | 744 | 1821 | Rate Constraint in lbs/MMBtu | FALSE | L | Annual | Allowances Withdrawn (n:1) | Thousand Tons | 0 | 0 | 0 | 0 | 0 | 0 | 0
Missouri - NOX .25 Rate Annual v3.1 | 744 | 1821 | Rate Constraint in lbs/MMBtu | FALSE | L | Annual | Net Emissions Allowance Position | Thousand Tons | 20.4924 | 7.2199 | 22.3001 | 22.1951 | 23.3971 | 22.1308 | 7.2611
Missouri - NOX .25 Rate Annual v3.1 | 744 | 1821 | Rate Constraint in lbs/MMBtu | FALSE | L | Annual | Fuel Consumed | TBtu | 174.9733 | 178.6957 | 178.4008 | 177.5609 | 187.177 | 177.0462 | 177.3465
Missouri - NOX .25 Rate Annual v3.1 | 744 | 1821 | Rate Constraint in lbs/MMBtu | FALSE | L | Annual | Rate | lb/MMBtu | 0.23423 | 0.080807 | 0.081783 | 0.081913 | 0.077852 | 0.081414 | 0.081886
Missouri - NOX .25 Rate Annual v3.1 | 744 | 1821 | Rate Constraint in lbs/MMBtu | FALSE | L | Annual | Generation | TWh | 17.9823 | 18.361 | 18.2934 | 18.2001 | 19.4802 | 18.1447 | 18.182
Missouri - NOX .25 Rate Annual v3.1 | 744 | 1821 | Rate Constraint in lbs/MMBtu | FALSE | L | Annual | Qualifying Generation | TWh | 17.9823 | 18.361 | 18.2934 | 18.2001 | 19.4802 | 18.1447 | 18.182
Missouri - NOX .25 Rate Annual v3.1 | 744 | 1821 | Rate Constraint in lbs/MMBtu | FALSE | L | Annual | Rate | lb/MWh | 1.1396 | 0.39322 | 0.39878 | 0.39957 | 0.37402 | 0.3972 | 0.39936
Missouri - NOX .25 Rate Annual v3.1 | 744 | 1821 | Rate Constraint in lbs/MMBtu | FALSE | L | Annual | Constraint Shadow Price | US2011$/Ton | 0 | 0 | 0 | 0 | 0 | 0 | 0
Missouri - NOX .35 Rate Annual v3.1 | 745 | 1822 | Rate Constraint in lbs/MMBtu | FALSE | L | Annual | Seasons Included | Seasons | Winter, Summer | Winter, Summer | Winter, Summer | Winter, Summer | Winter, Summer | Winter, Summer | Winter, Summer
Missouri - NOX .35 Rate Annual v3.1 | 745 | 1822 | Rate Constraint in lbs/MMBtu | FALSE | L | Annual | Standard | lb/MMBtu | 0.35 | 0.35 | 0.35 | 0.35 | 0.35 | 0.35 | 0.35
Missouri - NOX .35 Rate Annual v3.1 | 745 | 1822 | Rate Constraint in lbs/MMBtu | FALSE | L | Annual | Emissions at Affected Plants NOX | Thousand Tons | 17.7918 | 14.2924 | 14.2664 | 14.076 | 13.7672 | 13.8407 | 13.7791
Missouri - NOX .35 Rate Annual v3.1 | 745 | 1822 | Rate Constraint in lbs/MMBtu | FALSE | L | Annual | Allowances Purchased NOX | Thousand Tons | 0 | 0 | 0 | 0 | 0 | 0 | 0
Missouri - NOX .35 Rate Annual v3.1 | 745 | 1822 | Rate Constraint in lbs/MMBtu | FALSE | L | Annual | Allowances Sold NOX | Thousand Tons | 0 | 0 | 0 | 0 | 0 | 0 | 0
Missouri - NOX .35 Rate Annual v3.1 | 745 | 1822 | Rate Constraint in lbs/MMBtu | FALSE | L | Annual | Allowances Banked | Thousand Tons | 0 | 40.0527 | 0 | 40.7562 | 0 | 39.6332 | 0
Missouri - NOX .35 Rate Annual v3.1 | 745 | 1822 | Rate Constraint in lbs/MMBtu | FALSE | L | Annual | Allowances Withdrawn (1:1) | Thousand Tons | 0 | 0 | -10.0132 | 0 | -33.9635 | 0 | -52.8443
Missouri - NOX .35 Rate Annual v3.1 | 745 | 1822 | Rate Constraint in lbs/MMBtu | FALSE | L | Annual | Allowances Withdrawn (n:1) | Thousand Tons | 0 | 0 | 0 | 0 | 0 | 0 | 0
Missouri - NOX .35 Rate Annual v3.1 | 745 | 1822 | Rate Constraint in lbs/MMBtu | FALSE | L | Annual | Net Emissions Allowance Position | Thousand Tons | 17.7918 | 54.345 | 4.2532 | 54.8322 | -20.1963 | 53.4739 | -39.0652
Missouri - NOX .35 Rate Annual v3.1 | 745 | 1822 | Rate Constraint in lbs/MMBtu | FALSE | L | Annual | Fuel Consumed | TBtu | 309.1966 | 310.543 | 309.7005 | 313.3268 | 325.8543 | 305.5653 | 301.278
Missouri - NOX .35 Rate Annual v3.1 | 745 | 1822 | Rate Constraint in lbs/MMBtu | FALSE | L | Annual | Rate | lb/MMBtu | 0.11508 | 0.092047 | 0.09213 | 0.089848 | 0.084499 | 0.090591 | 0.091471
Missouri - NOX .35 Rate Annual v3.1 | 745 | 1822 | Rate Constraint in lbs/MMBtu | FALSE | L | Annual | Generation | TWh | 30.3583 | 30.4591 | 30.3881 | 31.5419 | 34.2501 | 31.3596 | 30.8166
Missouri - NOX .35 Rate Annual v3.1 | 745 | 1822 | Rate Constraint in lbs/MMBtu | FALSE | L | Annual | Qualifying Generation | TWh | 30.3583 | 30.4591 | 30.3881 | 31.5419 | 34.2501 | 31.3596 | 30.8166
Missouri - NOX .35 Rate Annual v3.1 | 745 | 1822 | Rate Constraint in lbs/MMBtu | FALSE | L | Annual | Rate | lb/MWh | 0.58606 | 0.46923 | 0.46947 | 0.44626 | 0.40196 | 0.44135 | 0.44713
Missouri - NOX .35 Rate Annual v3.1 | 745 | 1822 | Rate Constraint in lbs/MMBtu | FALSE | L | Annual | Constraint Shadow Price | US2011$/Ton | 0 | 0 | 0 | 0 | 0 | 0 | 0
MN Hg Emis Red Act - MER Removal Annual v3.1 | 746 | 1511 | MACT Fuel Choice Floor in lbs/MMBtu | FALSE | L | Annual | Seasons Included | Seasons | Winter, Summer | Winter, Summer | Winter, Summer | Winter, Summer | Winter, Summer | Winter, Summer | Winter, Summer
MN Hg Emis Red Act - MER Removal Annual v3.1 | 746 | 1511 | MACT Fuel Choice Floor in lbs/MMBtu | FALSE | L | Annual | Emission Floor | lbs/MMBtu | 0 | 0 | 0 | 0 | 0 | 0 | 0
MN Hg Emis Red Act - MER Removal Annual v3.1 | 746 | 1511 | MACT Fuel Choice Floor in lbs/MMBtu | FALSE | L | Annual | Emissions at Affected Plants MER | lbs | 104.8589 | 117.9126 | 117.8786 | 112.8424 | 105.8927 | 112.5533 | 111.4762
MN Hg Emis Red Act - MER Removal Annual v3.1 | 746 | 1511 | MACT Fuel Choice Floor in lbs/MMBtu | FALSE | L | Annual | Allowances Purchased MER | lbs | 0 | 0 | 0 | 0 | 0 | 0 | 0
MN Hg Emis Red Act - MER Removal Annual v3.1 | 746 | 1511 | MACT Fuel Choice Floor in lbs/MMBtu | FALSE | L | Annual | Allowances Sold MER | lbs | 0 | 0 | 0 | 0 | 0 | 0 | 0
MN Hg Emis Red Act - MER Removal Annual v3.1 | 746 | 1511 | MACT Fuel Choice Floor in lbs/MMBtu | FALSE | L | Annual | Allowances Banked | lbs | 0 | 0 | 0 | 0 | 0 | 0 | 0
MN Hg Emis Red Act - MER Removal Annual v3.1 | 746 | 1511 | MACT Fuel Choice Floor in lbs/MMBtu | FALSE | L | Annual | Allowances Withdrawn (1:1) | lbs | 0 | 0 | 0 | 0 | 0 | 0 | 0
MN Hg Emis Red Act - MER Removal Annual v3.1 | 746 | 1511 | MACT Fuel Choice Floor in lbs/MMBtu | FALSE | L | Annual | Allowances Withdrawn (n:1) | lbs | 0 | 0 | 0 | 0 | 0 | 0 | 0
MN Hg Emis Red Act - MER Removal Annual v3.1 | 746 | 1511 | MACT Fuel Choice Floor in lbs/MMBtu | FALSE | L | Annual | Net Emissions Allowance Position | lbs | 104.8589 | 117.9126 | 117.8786 | 112.8424 | 105.8927 | 112.5533 | 111.4762
MN Hg Emis Red Act - MER Removal Annual v3.1 | 746 | 1511 | MACT Fuel Choice Floor in lbs/MMBtu | FALSE | L | Annual | Fuel Consumed | TBtu | 237.8676 | 269.6809 | 269.6171 | 258.0846 | 241.4282 | 257.5334 | 256.2505
MN Hg Emis Red Act - MER Removal Annual v3.1 | 746 | 1511 | MACT Fuel Choice Floor in lbs/MMBtu | FALSE | L | Annual | Rate | lb/MMBtu | 4.4083e-07 | 4.3723e-07 | 4.3721e-07 | 4.3723e-07 | 4.3861e-07 | 4.3704e-07 | 4.3503e-07
MN Hg Emis Red Act - MER Removal Annual v3.1 | 746 | 1511 | MACT Fuel Choice Floor in lbs/MMBtu | FALSE | L | Annual | Generation | TWh | 23.2603 | 26.1598 | 26.1533 | 26.1598 | 24.5254 | 26.1295 | 26.0094
MN Hg Emis Red Act - MER Removal Annual v3.1 | 746 | 1511 | MACT Fuel Choice Floor in lbs/MMBtu | FALSE | L | Annual | Qualifying Generation | TWh | 23.2603 | 26.1598 | 26.1533 | 26.1598 | 24.5254 | 26.1295 | 26.0094
MN Hg Emis Red Act - MER Removal Annual v3.1 | 746 | 1511 | MACT Fuel Choice Floor in lbs/MMBtu | FALSE | L | Annual | Constraint Shadow Price | US2011$/Lb | 0 | 0 | 0 | 0 | 0 | 0 | 0
MT Hg Rate Lignite Annual v3.1 | 747 | 1517 | Rate Constraint in lbs/MMBtu | FALSE | L | Annual | Seasons Included | Seasons | Winter, Summer | Winter, Summer | Winter, Summer | Winter, Summer | Winter, Summer | Winter, Summer | Winter, Summer
MT Hg Rate Lignite Annual v3.1 | 747 | 1517 | Rate Constraint in lbs/MMBtu | FALSE | L | Annual | Standard | lb/MMBtu | 1.5e-06 | 1.5e-06 | 1.5e-06 | 1.5e-06 | 1.5e-06 | 1.5e-06 | 1.5e-06
MT Hg Rate Lignite Annual v3.1 | 747 | 1517 | Rate Constraint in lbs/MMBtu | FALSE | L | Annual | Emissions at Affected Plants MER | lbs | 0 | 0 | 0 | 0 | 0 | 0 | 0
MT Hg Rate Lignite Annual v3.1 | 747 | 1517 | Rate Constraint in lbs/MMBtu | FALSE | L | Annual | Allowances Purchased MER | lbs | 0 | 0 | 0 | 0 | 0 | 0 | 0
MT Hg Rate Lignite Annual v3.1 | 747 | 1517 | Rate Constraint in lbs/MMBtu | FALSE | L | Annual | Allowances Sold MER | lbs | 0 | 0 | 0 | 0 | 0 | 0 | 0
MT Hg Rate Lignite Annual v3.1 | 747 | 1517 | Rate Constraint in lbs/MMBtu | FALSE | L | Annual | Allowances Banked | lbs | 0 | 0 | 0 | 0 | 0 | 0 | 0
MT Hg Rate Lignite Annual v3.1 | 747 | 1517 | Rate Constraint in lbs/MMBtu | FALSE | L | Annual | Allowances Withdrawn (1:1) | lbs | 0 | 0 | 0 | 0 | 0 | 0 | 0
MT Hg Rate Lignite Annual v3.1 | 747 | 1517 | Rate Constraint in lbs/MMBtu | FALSE | L | Annual | Allowances Withdrawn (n:1) | lbs | 0 | 0 | 0 | 0 | 0 | 0 | 0
MT Hg Rate Lignite Annual v3.1 | 747 | 1517 | Rate Constraint in lbs/MMBtu | FALSE | L | Annual | Net Emissions Allowance Position | lbs | 0 | 0 | 0 | 0 | 0 | 0 | 0
MT Hg Rate Lignite Annual v3.1 | 747 | 1517 | Rate Constraint in lbs/MMBtu | FALSE | L | Annual | Fuel Consumed | TBtu | 0 | 0 | 0 | 0 | 0 | 0 | 0
MT Hg Rate Lignite Annual v3.1 | 747 | 1517 | Rate Constraint in lbs/MMBtu | FALSE | L | Annual | Rate | lb/MMBtu | 0 | 0 | 0 | 0 | 0 | 0 | 0
MT Hg Rate Lignite Annual v3.1 | 747 | 1517 | Rate Constraint in lbs/MMBtu | FALSE | L | Annual | Generation | TWh | 0 | 0 | 0 | 0 | 0 | 0 | 0
MT Hg Rate Lignite Annual v3.1 | 747 | 1517 | Rate Constraint in lbs/MMBtu | FALSE | L | Annual | Qualifying Generation | TWh | 0 | 0 | 0 | 0 | 0 | 0 | 0
MT Hg Rate Lignite Annual v3.1 | 747 | 1517 | Rate Constraint in lbs/MMBtu | FALSE | L | Annual | Rate | lb/MWh | 0 | 0 | 0 | 0 | 0 | 0 | 0
MT Hg Rate Lignite Annual v3.1 | 747 | 1517 | Rate Constraint in lbs/MMBtu | FALSE | L | Annual | Constraint Shadow Price | US2011$/Lb | 0 | 0 | 0 | 0 | 0 | 0 | 0
MT Hg Rate Non Lignite Annual v3.1 | 748 | 1518 | Rate Constraint in lbs/MMBtu | FALSE | L | Annual | Seasons Included | Seasons | Winter, Summer | Winter, Summer | Winter, Summer | Winter, Summer | Winter, Summer | Winter, Summer | Winter, Summer
MT Hg Rate Non Lignite Annual v3.1 | 748 | 1518 | Rate Constraint in lbs/MMBtu | FALSE | L | Annual | Standard | lb/MMBtu | 9e-07 | 9e-07 | 9e-07 | 9e-07 | 9e-07 | 9e-07 | 9e-07
MT Hg Rate Non Lignite Annual v3.1 | 748 | 1518 | Rate Constraint in lbs/MMBtu | FALSE | L | Annual | Emissions at Affected Plants MER | lbs | 82.9529 | 84.5999 | 84.7412 | 84.4199 | 82.9529 | 84.7509 | 84.7505
MT Hg Rate Non Lignite Annual v3.1 | 748 | 1518 | Rate Constraint in lbs/MMBtu | FALSE | L | Annual | Allowances Purchased MER | lbs | 0 | 0 | 0 | 0 | 0 | 0 | 0
MT Hg Rate Non Lignite Annual v3.1 | 748 | 1518 | Rate Constraint in lbs/MMBtu | FALSE | L | Annual | Allowances Sold MER | lbs | 0 | 0 | 0 | 0 | 0 | 0 | 0
MT Hg Rate Non Lignite Annual v3.1 | 748 | 1518 | Rate Constraint in lbs/MMBtu | FALSE | L | Annual | Allowances Banked | lbs | 0 | 84.02 | 105.1855 | 83.8184 | 82.1713 | 84.19 | 0
MT Hg Rate Non Lignite Annual v3.1 | 748 | 1518 | Rate Constraint in lbs/MMBtu | FALSE | L | Annual | Allowances Withdrawn (1:1) | lbs | 0 | 0 | -21.005 | 0 | 0 | 0 | 0
MT Hg Rate Non Lignite Annual v3.1 | 748 | 1518 | Rate Constraint in lbs/MMBtu | FALSE | L | Annual | Allowances Withdrawn (n:1) | lbs | 0 | 0 | 0 | 0 | 0 | 0 | 0
MT Hg Rate Non Lignite Annual v3.1 | 748 | 1518 | Rate Constraint in lbs/MMBtu | FALSE | L | Annual | Net Emissions Allowance Position | lbs | 82.9529 | 168.6199 | 168.9217 | 168.2383 | 165.1242 | 168.9409 | 84.7505
MT Hg Rate Non Lignite Annual v3.1 | 748 | 1518 | Rate Constraint in lbs/MMBtu | FALSE | L | Annual | Fuel Consumed | TBtu | 183.4714 | 187.356 | 187.6907 | 186.9313 | 183.4714 | 187.7121 | 187.7111
MT Hg Rate Non Lignite Annual v3.1 | 748 | 1518 | Rate Constraint in lbs/MMBtu | FALSE | L | Annual | Rate | lb/MMBtu | 4.5213e-07 | 4.5155e-07 | 4.5149e-07 | 4.5161e-07 | 4.5213e-07 | 4.5149e-07 | 4.5149e-07
MT Hg Rate Non Lignite Annual v3.1 | 748 | 1518 | Rate Constraint in lbs/MMBtu | FALSE | L | Annual | Generation | TWh | 16.9277 | 17.2346 | 17.2617 | 17.1999 | 16.9171 | 17.2637 | 17.2636
MT Hg Rate Non Lignite Annual v3.1 | 748 | 1518 | Rate Constraint in lbs/MMBtu | FALSE | L | Annual | Qualifying Generation | TWh | 16.9277 | 17.2346 | 17.2617 | 17.1999 | 16.9171 | 17.2637 | 17.2636
MT Hg Rate Non Lignite Annual v3.1 | 748 | 1518 | Rate Constraint in lbs/MMBtu | FALSE | L | Annual | Rate | lb/MWh | 4.9004 | 4.9087 | 4.9092 | 4.9082 | 4.9035 | 4.9092 | 4.9092
MT Hg Rate Non Lignite Annual v3.1 | 748 | 1518 | Rate Constraint in lbs/MMBtu | FALSE | L | Annual | Constraint Shadow Price | US2011$/Lb | 0 | 0 | 0 | 0 | 0 | 0 | 0
New Hampshire MER Removal Annual v3.1 | 749 | 1966 | MACT Fuel Choice Floor in lbs/MMBtu | FALSE | L | Annual | Seasons Included | Seasons | Winter, Summer | Winter, Summer | Winter, Summer | Winter, Summer | Winter, Summer | Winter, Summer | Winter, Summer
New Hampshire MER Removal Annual v3.1 | 749 | 1966 | MACT Fuel Choice Floor in lbs/MMBtu | FALSE | L | Annual | Emission Floor | lbs/MMBtu | 0 | 0 | 0 | 0 | 0 | 0 | 0
New Hampshire MER Removal Annual v3.1 | 749 | 1966 | MACT Fuel Choice Floor in lbs/MMBtu | FALSE | L | Annual | Emissions at Affected Plants MER | lbs | 0 | 0 | 0 | 0 | 0 | 0 | 0
New Hampshire MER Removal Annual v3.1 | 749 | 1966 | MACT Fuel Choice Floor in lbs/MMBtu | FALSE | L | Annual | Allowances Purchased MER | lbs | 0 | 0 | 0 | 0 | 0 | 0 | 0
New Hampshire MER Removal Annual v3.1 | 749 | 1966 | MACT Fuel Choice Floor in lbs/MMBtu | FALSE | L | Annual | Allowances Sold MER | lbs | 0 | 0 | 0 | 0 | 0 | 0 | 0
New Hampshire MER Removal Annual v3.1 | 749 | 1966 | MACT Fuel Choice Floor in lbs/MMBtu | FALSE | L | Annual | Allowances Banked | lbs | 0 | 0 | 0 | 0 | 0 | 0 | 0
New Hampshire MER Removal Annual v3.1 | 749 | 1966 | MACT Fuel Choice Floor in lbs/MMBtu | FALSE | L | Annual | Allowances Withdrawn (1:1) | lbs | 0 | 0 | 0 | 0 | 0 | 0 | 0
New Hampshire MER Removal Annual v3.1 | 749 | 1966 | MACT Fuel Choice Floor in lbs/MMBtu | FALSE | L | Annual | Allowances Withdrawn (n:1) | lbs | 0 | 0 | 0 | 0 | 0 | 0 | 0
New Hampshire MER Removal Annual v3.1 | 749 | 1966 | MACT Fuel Choice Floor in lbs/MMBtu | FALSE | L | Annual | Net Emissions Allowance Position | lbs | 0 | 0 | 0 | 0 | 0 | 0 | 0
New Hampshire MER Removal Annual v3.1 | 749 | 1966 | MACT Fuel Choice Floor in lbs/MMBtu | FALSE | L | Annual | Fuel Consumed | TBtu | 0 | 0 | 0 | 0 | 0 | 0 | 0
New Hampshire MER Removal Annual v3.1 | 749 | 1966 | MACT Fuel Choice Floor in lbs/MMBtu | FALSE | L | Annual | Rate | lb/MMBtu | 0 | 0 | 0 | 0 | 0 | 0 | 0
New Hampshire MER Removal Annual v3.1 | 749 | 1966 | MACT Fuel Choice Floor in lbs/MMBtu | FALSE | L | Annual | Generation | TWh | 0 | 0 | 0 | 0 | 0 | 0 | 0
New Hampshire MER Removal Annual v3.1 | 749 | 1966 | MACT Fuel Choice Floor in lbs/MMBtu | FALSE | L | Annual | Qualifying Generation | TWh | 0 | 0 | 0 | 0 | 0 | 0 | 0
New Hampshire MER Removal Annual v3.1 | 749 | 1966 | MACT Fuel Choice Floor in lbs/MMBtu | FALSE | L | Annual | Constraint Shadow Price | US2011$/Lb | 0 | 0 | 0 | 0 | 0 | 0 | 0
New Hampshire 6 Unit - NOX Cap Annual v3.1 | 750 | 1830 | Rate Constraint in MTons | FALSE | L | Annual | Seasons Included | Seasons | Winter, Summer | Winter, Summer | Winter, Summer | Winter, Summer | Winter, Summer | Winter, Summer | Winter, Summer
New Hampshire 6 Unit - NOX Cap Annual v3.1 | 750 | 1830 | Rate Constraint in MTons | FALSE | L | Annual | Standard | Thousand Tons | 3.64 | 3.64 | 3.64 | 3.64 | 3.64 | 3.64 | 3.64
New Hampshire 6 Unit - NOX Cap Annual v3.1 | 750 | 1830 | Rate Constraint in MTons | FALSE | L | Annual | Standard NOX | Thousand Tons | 3.64 | 3.64 | 3.64 | 3.64 | 3.64 | 3.64 | 3.64
New Hampshire 6 Unit - NOX Cap Annual v3.1 | 750 | 1830 | Rate Constraint in MTons | FALSE | L | Annual | Emissions at Affected Plants NOX | Thousand Tons | 0.032273 | 0 | 0 | 0 | 0 | 0 | 0
New Hampshire 6 Unit - NOX Cap Annual v3.1 | 750 | 1830 | Rate Constraint in MTons | FALSE | L | Annual | Allowances Purchased NOX | Thousand Tons | 0 | 0 | 0 | 0 | 0 | 0 | 0
New Hampshire 6 Unit - NOX Cap Annual v3.1 | 750 | 1830 | Rate Constraint in MTons | FALSE | L | Annual | Allowances Sold NOX | Thousand Tons | 0 | 0 | 0 | 0 | 0 | 0 | 0
New Hampshire 6 Unit - NOX Cap Annual v3.1 | 750 | 1830 | Rate Constraint in MTons | FALSE | L | Annual | Allowances Banked | Thousand Tons | 0 | 3.64 | 0 | 3.64 | 3.64 | 3.64 | 0
New Hampshire 6 Unit - NOX Cap Annual v3.1 | 750 | 1830 | Rate Constraint in MTons | FALSE | L | Annual | Allowances Withdrawn (1:1) | Thousand Tons | 0 | 0 | -0.91 | 0 | 0 | 0 | 0
New Hampshire 6 Unit - NOX Cap Annual v3.1 | 750 | 1830 | Rate Constraint in MTons | FALSE | L | Annual | Allowances Withdrawn (n:1) | Thousand Tons | 0 | 0 | 0 | 0 | 0 | 0 | 0
New Hampshire 6 Unit - NOX Cap Annual v3.1 | 750 | 1830 | Rate Constraint in MTons | FALSE | L | Annual | Net Emissions Allowance Position | Thousand Tons | 0.032273 | 3.64 | -0.91 | 3.64 | 3.64 | 3.64 | 0
New Hampshire 6 Unit - NOX Cap Annual v3.1 | 750 | 1830 | Rate Constraint in MTons | FALSE | L | Annual | Fuel Consumed | TBtu | 0.51191 | 0 | 0 | 0 | 0 | 0 | 0
New Hampshire 6 Unit - NOX Cap Annual v3.1 | 750 | 1830 | Rate Constraint in MTons | FALSE | L | Annual | Rate | lb/MMBtu | 0.12609 | 0 | 0 | 0 | 0 | 0 | 0
New Hampshire 6 Unit - NOX Cap Annual v3.1 | 750 | 1830 | Rate Constraint in MTons | FALSE | L | Annual | Generation | TWh | 0.038182 | 0 | 0 | 0 | 0 | 0 | 0
New Hampshire 6 Unit - NOX Cap Annual v3.1 | 750 | 1830 | Rate Constraint in MTons | FALSE | L | Annual | Qualifying Generation | TWh | 0.038182 | 0 | 0 | 0 | 0 | 0 | 0
New Hampshire 6 Unit - NOX Cap Annual v3.1 | 750 | 1830 | Rate Constraint in MTons | FALSE | L | Annual | Rate | lb/MWh | 0.84523 | 0 | 0 | 0 | 0 | 0 | 0
New Hampshire 6 Unit - NOX Cap Annual v3.1 | 750 | 1830 | Rate Constraint in MTons | FALSE | L | Annual | Constraint Shadow Price | US2011$/Ton | 0 | 0 | 0 | 0 | 0 | 0 | 0
New Hampshire 6 Unit - SO2 Cap Annual v3.1 | 751 | 1831 | Rate Constraint in MTons | FALSE | L | Annual | Seasons Included | Seasons | Winter, Summer | Winter, Summer | Winter, Summer | Winter, Summer | Winter, Summer | Winter, Summer | Winter, Summer
New Hampshire 6 Unit - SO2 Cap Annual v3.1 | 751 | 1831 | Rate Constraint in MTons | FALSE | L | Annual | Standard | Thousand Tons | 7.29 | 7.29 | 7.29 | 7.29 | 7.29 | 7.29 | 7.29
New Hampshire 6 Unit - SO2 Cap Annual v3.1 | 751 | 1831 | Rate Constraint in MTons | FALSE | L | Annual | Standard SO2 | Thousand Tons | 7.29 | 7.29 | 7.29 | 7.29 | 7.29 | 7.29 | 7.29
New Hampshire 6 Unit - SO2 Cap Annual v3.1 | 751 | 1831 | Rate Constraint in MTons | FALSE | L | Annual | Emissions at Affected Plants SO2 | Thousand Tons | 0 | 0 | 0 | 0 | 0 | 0 | 0
New Hampshire 6 Unit - SO2 Cap Annual v3.1 | 751 | 1831 | Rate Constraint in MTons | FALSE | L | Annual | Allowances Purchased SO2 | Thousand Tons | 0 | 0 | 0 | 0 | 0 | 0 | 0
New Hampshire 6 Unit - SO2 Cap Annual v3.1 | 751 | 1831 | Rate Constraint in MTons | FALSE | L | Annual | Allowances Sold SO2 | Thousand Tons | 0 | 0 | 0 | 0 | 0 | 0 | 0
New Hampshire 6 Unit - SO2 Cap Annual v3.1 | 751 | 1831 | Rate Constraint in MTons | FALSE | L | Annual | Allowances Banked | Thousand Tons | 0 | 7.29 | 0 | 7.29 | 0 | 7.29 | 0
New Hampshire 6 Unit - SO2 Cap Annual v3.1 | 751 | 1831 | Rate Constraint in MTons | FALSE | L | Annual | Allowances Withdrawn (1:1) | Thousand Tons | 0 | 0 | 0 | 0 | 0 | 0 | 0
New Hampshire 6 Unit - SO2 Cap Annual v3.1 | 751 | 1831 | Rate Constraint in MTons | FALSE | L | Annual | Allowances Withdrawn (n:1) | Thousand Tons | 0 | 0 | -1822.5 | 0 | -6075.0002 | 0 | -9720.0001
New Hampshire 6 Unit - SO2 Cap Annual v3.1 | 751 | 1831 | Rate Constraint in MTons | FALSE | L | Annual | Net Emissions Allowance Position | Thousand Tons | 0 | 7.29 | -1822.5 | 7.29 | -6075.0002 | 7.29 | -9720.0001
New Hampshire 6 Unit - SO2 Cap Annual v3.1 | 751 | 1831 | Rate Constraint in MTons | FALSE | L | Annual | Fuel Consumed | TBtu | 0.51191 | 0 | 0 | 0 | 0 | 0 | 0
New Hampshire 6 Unit - SO2 Cap Annual v3.1 | 751 | 1831 | Rate Constraint in MTons | FALSE | L | Annual | Rate | lb/MMBtu | 0 | 0 | 0 | 0 | 0 | 0 | 0
New Hampshire 6 Unit - SO2 Cap Annual v3.1 | 751 | 1831 | Rate Constraint in MTons | FALSE | L | Annual | Generation | TWh | 0.038182 | 0 | 0 | 0 | 0 | 0 | 0
New Hampshire 6 Unit - SO2 Cap Annual v3.1 | 751 | 1831 | Rate Constraint in MTons | FALSE | L | Annual | Qualifying Generation | TWh | 0.038182 | 0 | 0 | 0 | 0 | 0 | 0
New Hampshire 6 Unit - SO2 Cap Annual v3.1 | 751 | 1831 | Rate Constraint in MTons | FALSE | L | Annual | Rate | lb/MWh | 0 | 0 | 0 | 0 | 0 | 0 | 0
New Hampshire 6 Unit - SO2 Cap Annual v3.1 | 751 | 1831 | Rate Constraint in MTons | FALSE | L | Annual | Constraint Shadow Price | US2011$/Ton | 0 | 0 | 0 | 0 | 0 | 0 | 0
New Hampshire State - NOX Cap Summer v3.1 | 752 | 1832 | Rate Constraint in MTons | FALSE | L | Annual | Seasons Included | Seasons | Summer | Summer | Summer | Summer | Summer | Summer | Summer
New Hampshire State - NOX Cap Summer v3.1 | 752 | 1832 | Rate Constraint in MTons | FALSE | L | Annual | Standard | Thousand Tons | 2.9 | 2.9 | 2.9 | 2.9 | 2.9 | 2.9 | 2.9
New Hampshire State - NOX Cap Summer v3.1 | 752 | 1832 | Rate Constraint in MTons | FALSE | L | Annual | Standard NOX | Thousand Tons | 2.9 | 2.9 | 2.9 | 2.9 | 2.9 | 2.9 | 2.9
New Hampshire State - NOX Cap Summer v3.1 | 752 | 1832 | Rate Constraint in MTons | FALSE | L | Annual | Emissions at Affected Plants NOX | Thousand Tons | 0.086045 | 0.069548 | 0.074224 | 0.074224 | 0.074224 | 0.069548 | 0.069548
New Hampshire State - NOX Cap Summer v3.1 | 752 | 1832 | Rate Constraint in MTons | FALSE | L | Annual | Allowances Purchased NOX | Thousand Tons | 0 | 0 | 0 | 0 | 0 | 0 | 0
New Hampshire State - NOX Cap Summer v3.1 | 752 | 1832 | Rate Constraint in MTons | FALSE | L | Annual | Allowances Sold NOX | Thousand Tons | 0 | 0 | 0 | 0 | 0 | 0 | 0
New Hampshire State - NOX Cap Summer v3.1 | 752 | 1832 | Rate Constraint in MTons | FALSE | L | Annual | Allowances Banked | Thousand Tons | 0 | 2.8305 | 2.8258 | 2.8258 | 2.8258 | 2.8305 | 0
New Hampshire State - NOX Cap Summer v3.1 | 752 | 1832 | Rate Constraint in MTons | FALSE | L | Annual | Allowances Withdrawn (1:1) | Thousand Tons | 0 | 0 | 0 | 0 | 0 | 0 | 0
New Hampshire State - NOX Cap Summer v3.1 | 752 | 1832 | Rate Constraint in MTons | FALSE | L | Annual | Allowances Withdrawn (n:1) | Thousand Tons | 0 | 0 | 0 | 0 | 0 | 0 | 0
New Hampshire State - NOX Cap Summer v3.1 | 752 | 1832 | Rate Constraint in MTons | FALSE | L | Annual | Net Emissions Allowance Position | Thousand Tons | 0.086045 | 2.9 | 2.9 | 2.9 | 2.9 | 2.9 | 0.069548
New Hampshire State - NOX Cap Summer v3.1 | 752 | 1832 | Rate Constraint in MTons | FALSE | L | Annual | Fuel Consumed | TBtu | 13.2928 | 13.0312 | 13.0415 | 13.0415 | 13.0415 | 13.0312 | 13.0312
New Hampshire State - NOX Cap Summer v3.1 | 752 | 1832 | Rate Constraint in MTons | FALSE | L | Annual | Rate | lb/MMBtu | 0.012946 | 0.010674 | 0.011383 | 0.011383 | 0.011383 | 0.010674 | 0.010674
New Hampshire State - NOX Cap Summer v3.1 | 752 | 1832 | Rate Constraint in MTons | FALSE | L | Annual | Generation | TWh | 1.7572 | 1.7377 | 1.7383 | 1.7383 | 1.7383 | 1.7377 | 1.7377
New Hampshire State - NOX Cap Summer v3.1 | 752 | 1832 | Rate Constraint in MTons | FALSE | L | Annual | Qualifying Generation | TWh | 1.7572 | 1.7377 | 1.7383 | 1.7383 | 1.7383 | 1.7377 | 1.7377
New Hampshire State - NOX Cap Summer v3.1 | 752 | 1832 | Rate Constraint in MTons | FALSE | L | Annual | Rate | lb/MWh | 0.048966 | 0.040022 | 0.0427 | 0.0427 | 0.0427 | 0.040022 | 0.040022
New Hampshire State - NOX Cap Summer v3.1 | 752 | 1832 | Rate Constraint in MTons | FALSE | L | Annual | Constraint Shadow Price | US2011$/Ton | 0 | 0 | 0 | 0 | 0 | 0 | 0
New Jersey - MER Removal Annual v3.1 | 753 | 1833 | MACT Fuel Choice Floor in lbs/MMBtu | FALSE | L | Annual | Seasons Included | Seasons | Winter, Summer | Winter, Summer | Winter, Summer | Winter, Summer | Winter, Summer | Winter, Summer | Winter, Summer
New Jersey - MER Removal Annual v3.1 | 753 | 1833 | MACT Fuel Choice Floor in lbs/MMBtu | FALSE | L | Annual | Emission Floor | lbs/MMBtu | 0 | 0 | 0 | 0 | 0 | 0 | 0
New Jersey - MER Removal Annual v3.1 | 753 | 1833 | MACT Fuel Choice Floor in lbs/MMBtu | FALSE | L | Annual | Emissions at Affected Plants MER | lbs | 12.1088 | 9.1411 | 9.5401 | 0 | 0 | 0 | 0
New Jersey - MER Removal Annual v3.1 | 753 | 1833 | MACT Fuel Choice Floor in lbs/MMBtu | FALSE | L | Annual | Allowances Purchased MER | lbs | 0 | 0 | 0 | 0 | 0 | 0 | 0
New Jersey - MER Removal Annual v3.1 | 753 | 1833 | MACT Fuel Choice Floor in lbs/MMBtu | FALSE | L | Annual | Allowances Sold MER | lbs | 0 | 0 | 0 | 0 | 0 | 0 | 0
New Jersey - MER Removal Annual v3.1 | 753 | 1833 | MACT Fuel Choice Floor in lbs/MMBtu | FALSE | L | Annual | Allowances Banked | lbs | 0 | 0 | 0 | 0 | 0 | 0 | 0
New Jersey - MER Removal Annual v3.1 | 753 | 1833 | MACT Fuel Choice Floor in lbs/MMBtu | FALSE | L | Annual | Allowances Withdrawn (1:1) | lbs | 0 | 0 | 0 | 0 | 0 | 0 | 0
New Jersey - MER Removal Annual v3.1 | 753 | 1833 | MACT Fuel Choice Floor in lbs/MMBtu | FALSE | L | Annual | Allowances Withdrawn (n:1) | lbs | 0 | 0 | 0 | 0 | 0 | 0 | 0
New Jersey - MER Removal Annual v3.1 | 753 | 1833 | MACT Fuel Choice Floor in lbs/MMBtu | FALSE | L | Annual | Net Emissions Allowance Position | lbs | 12.1088 | 9.1411 | 9.5401 | 0 | 0 | 0 | 0
New Jersey - MER Removal Annual v3.1 | 753 | 1833 | MACT Fuel Choice Floor in lbs/MMBtu | FALSE | L | Annual | Fuel Consumed | TBtu | 20.0877 | 20.0877 | 22.4702 | 0 | 0 | 0 | 0
New Jersey - MER Removal Annual v3.1 | 753 | 1833 | MACT Fuel Choice Floor in lbs/MMBtu | FALSE | L | Annual | Rate | lb/MMBtu | 6.0279e-07 | 4.5506e-07 | 4.2457e-07 | 0 | 0 | 0 | 0
New Jersey - MER Removal Annual v3.1 | 753 | 1833 | MACT Fuel Choice Floor in lbs/MMBtu | FALSE | L | Annual | Generation | TWh | 1.9074 | 1.9074 | 2.1336 | 0 | 0 | 0 | 0
New Jersey - MER Removal Annual v3.1 | 753 | 1833 | MACT Fuel Choice Floor in lbs/MMBtu | FALSE | L | Annual | Qualifying Generation | TWh | 1.9074 | 1.9074 | 2.1336 | 0 | 0 | 0 | 0
New Jersey - MER Removal Annual v3.1 | 753 | 1833 | MACT Fuel Choice Floor in lbs/MMBtu | FALSE | L | Annual | Constraint Shadow Price | US2011$/Lb | 0 | 0 | 0 | 0 | 0 | 0 | 0
New York - NOX Cap Winter v3.1 | 754 | 1834 | Rate Constraint in MTons | FALSE | L | Annual | Seasons Included | Seasons | Winter | Winter | Winter | Winter | Winter | Winter | Winter
New York - NOX Cap Winter v3.1 | 754 | 1834 | Rate Constraint in MTons | FALSE | L | Annual | Standard | Thousand Tons | 39.91 | 39.91 | 39.91 | 39.91 | 39.91 | 39.91 | 39.91
New York - NOX Cap Winter v3.1 | 754 | 1834 | Rate Constraint in MTons | FALSE | L | Annual | Standard NOX | Thousand Tons | 39.91 | 39.91 | 39.91 | 39.91 | 39.91 | 39.91 | 39.91
New York - NOX Cap Winter v3.1 | 754 | 1834 | Rate Constraint in MTons | FALSE | L | Annual | Emissions at Affected Plants NOX | Thousand Tons | 4.0361 | 3.0715 | 3.0052 | 2.0003 | 1.954 | 2.7619 | 2.1213
New York - NOX Cap Winter v3.1 | 754 | 1834 | Rate Constraint in MTons | FALSE | L | Annual | Allowances Purchased NOX | Thousand Tons | 0 | 0 | 0 | 0 | 0 | 0 | 0
New York - NOX Cap Winter v3.1 | 754 | 1834 | Rate Constraint in MTons | FALSE | L | Annual | Allowances Sold NOX | Thousand Tons | 0 | 0 | 0 | 0 | 0 | 0 | 0
New York - NOX Cap Winter v3.1 | 754 | 1834 | Rate Constraint in MTons | FALSE | L | Annual | Allowances Banked | Thousand Tons | 0 | 36.8385 | 0 | 37.9097 | 37.956 | 37.1481 | 0
New York - NOX Cap Winter v3.1 | 754 | 1834 | Rate Constraint in MTons | FALSE | L | Annual | Allowances Withdrawn (1:1) | Thousand Tons | 0 | 0 | 0 | 0 | 0 | 0 | 0
New York - NOX Cap Winter v3.1 | 754 | 1834 | Rate Constraint in MTons | FALSE | L | Annual | Allowances Withdrawn (n:1) | Thousand Tons | 0 | 0 | -9209.629 | 0 | 0 | 0 | 0
New York - NOX Cap Winter v3.1 | 754 | 1834 | Rate Constraint in MTons | FALSE | L | Annual | Net Emissions Allowance Position | Thousand Tons | 4.0361 | 39.91 | -9206.6237 | 39.91 | 39.91 | 39.91 | 2.1213
New York - NOX Cap Winter v3.1 | 754 | 1834 | Rate Constraint in MTons | FALSE | L | Annual | Fuel Consumed | TBtu | 269.4164 | 222.9022 | 219.4545 | 199.7209 | 197.3626 | 332.3666 | 346.0521
New York - NOX Cap Winter v3.1 | 754 | 1834 | Rate Constraint in MTons | FALSE | L | Annual | Rate | lb/MMBtu | 0.029962 | 0.027559 | 0.027388 | 0.020031 | 0.019801 | 0.016619 | 0.01226
New York - NOX Cap Winter v3.1 | 754 | 1834 | Rate Constraint in MTons | FALSE | L | Annual | Generation | TWh | 35.1145 | 29.6726 | 29.3258 | 27.3988 | 27.1038 | 48.4265 | 51.3555
New York - NOX Cap Winter v3.1 | 754 | 1834 | Rate Constraint in MTons | FALSE | L | Annual | Qualifying Generation | TWh | 35.1145 | 29.6726 | 29.3258 | 27.3988 | 27.1038 | 48.4265 | 51.3555
New York - NOX Cap Winter v3.1 | 754 | 1834 | Rate Constraint in MTons | FALSE | L | Annual | Rate | lb/MWh | 0.11494 | 0.10351 | 0.10248 | 0.073006 | 0.072092 | 0.057032 | 0.041306
New York - NOX Cap Winter v3.1 | 754 | 1834 | Rate Constraint in MTons | FALSE | L | Annual | Constraint Shadow Price | US2011$/Ton | 0 | 0 | 0 | 0 | 0 | 0 | 0
New York - SO2 Cap Annual v3.1 | 755 | 1835 | Rate Constraint in MTons | FALSE | L | Annual | Seasons Included | Seasons | Winter, Summer | Winter, Summer | Winter, Summer | Winter, Summer | Winter, Summer | Winter, Summer | Winter, Summer
New York - SO2 Cap Annual v3.1 | 755 | 1835 | Rate Constraint in MTons | FALSE | L | Annual | Standard | Thousand Tons | 131.36 | 131.36 | 131.36 | 131.36 | 131.36 | 131.36 | 131.36
New York - SO2 Cap Annual v3.1 | 755 | 1835 | Rate Constraint in MTons | FALSE | L | Annual | Standard SO2 | Thousand Tons | 131.36 | 131.36 | 131.36 | 131.36 | 131.36 | 131.36 | 131.36
New York - SO2 Cap Annual v3.1 | 755 | 1835 | Rate Constraint in MTons | FALSE | L | Annual | Emissions at Affected Plants SO2 | Thousand Tons | 0.18491 | 0.20671 | 0.25624 | 0 | 0 | 0 | 0
New York - SO2 Cap Annual v3.1 | 755 | 1835 | Rate Constraint in MTons | FALSE | L | Annual | Allowances Purchased SO2 | Thousand Tons | 0 | 0 | 0 | 0 | 0 | 0 | 0
New York - SO2 Cap Annual v3.1 | 755 | 1835 | Rate Constraint in MTons | FALSE | L | Annual | Allowances Sold SO2 | Thousand Tons | 0 | 0 | 0 | 0 | 0 | 0 | 0
New York - SO2 Cap Annual v3.1 | 755 | 1835 | Rate Constraint in MTons | FALSE | L | Annual | Allowances Banked | Thousand Tons | 0 | 131.1533 | 0 | 131.36 | 0 | 131.36 | 0
New York - SO2 Cap Annual v3.1 | 755 | 1835 | Rate Constraint in MTons | FALSE | L | Annual | Allowances Withdrawn (1:1) | Thousand Tons | 0 | 0 | 0 | 0 | -109.4667 | 0 | 0
New York - SO2 Cap Annual v3.1 | 755 | 1835 | Rate Constraint in MTons | FALSE | L | Annual | Allowances Withdrawn (n:1) | Thousand Tons | 0 | 0 | -32788.322 | 0 | 0 | 0 | -175146.668
New York - SO2 Cap Annual v3.1 | 755 | 1835 | Rate Constraint in MTons | FALSE | L | Annual | Net Emissions Allowance Position | Thousand Tons | 0.18491 | 131.36 | -32788.0657 | 131.36 | -109.4667 | 131.36 | -175146.668
New York - SO2 Cap Annual v3.1 | 755 | 1835 | Rate Constraint in MTons | FALSE | L | Annual | Fuel Consumed | TBtu | 549.1626 | 469.8428 | 448.6811 | 404.8576 | 394.3534 | 609.2225 | 647.4362
New York - SO2 Cap Annual v3.1 | 755 | 1835 | Rate Constraint in MTons | FALSE | L | Annual | Rate | lb/MMBtu | 0.00067343 | 0.00087992 | 0.0011422 | 0 | 0 | 0 | 0
New York - SO2 Cap Annual v3.1 | 755 | 1835 | Rate Constraint in MTons | FALSE | L | Annual | Generation | TWh | 68.6172 | 59.9079 | 57.8652 | 53.6594 | 52.5736 | 87.3615 | 94.3708
New York - SO2 Cap Annual v3.1 | 755 | 1835 | Rate Constraint in MTons | FALSE | L | Annual | Qualifying Generation | TWh | 68.6172 | 59.9079 | 57.8652 | 53.6594 | 52.5736 | 87.3615 | 94.3708
New York - SO2 Cap Annual v3.1 | 755 | 1835 | Rate Constraint in MTons | FALSE | L | Annual | Rate | lb/MWh | 0.0026948 | 0.0034505 | 0.0044282 | 0 | 0 | 0 | 0
New York - SO2 Cap Annual v3.1 | 755 | 1835 | Rate Constraint in MTons | FALSE | L | Annual | Constraint Shadow Price | US2011$/Ton | 0 | 0 | 0 | 0 | 0 | 0 | 0
NJ BLEngland - NOx Annual GPS v4.10, Unit 4210 and retrofits | 756 | 2271 | Rate Constraint in lbs/MWh | FALSE | L | Annual | Seasons Included | Seasons | Winter, Summer | Winter, Summer | Winter, Summer | Winter, Summer | Winter, Summer | Winter, Summer | Winter, Summer
NJ BLEngland - NOx Annual GPS v4.10, Unit 4210 and retrofits | 756 | 2271 | Rate Constraint in lbs/MWh | FALSE | L | Annual | Standard | lb/MWh | 1.8124 | 1.8124 | 1.8124 | 1.8124 | 1.8124 | 1.8124 | 1.8124
NJ BLEngland - NOx Annual GPS v4.10, Unit 4210 and retrofits | 756 | 2271 | Rate Constraint in lbs/MWh | FALSE | L | Annual | Emissions at Affected Plants NOX | Thousand Tons | 0 | 0 | 0 | 0 | 0 | 0 | 0
NJ BLEngland - NOx Annual GPS v4.10, Unit 4210 and retrofits | 756 | 2271 | Rate Constraint in lbs/MWh | FALSE | L | Annual | Allowances Purchased NOX | Thousand Tons | 0 | 0 | 0 | 0 | 0 | 0 | 0
NJ BLEngland - NOx Annual GPS v4.10, Unit 4210 and retrofits | 756 | 2271 | Rate Constraint in lbs/MWh | FALSE | L | Annual | Allowances Sold NOX | Thousand Tons | 0 | 0 | 0 | 0 | 0 | 0 | 0
NJ BLEngland - NOx Annual GPS v4.10, Unit 4210 and retrofits | 756 | 2271 | Rate Constraint in lbs/MWh | FALSE | L | Annual | Allowances Banked | Thousand Tons | 0 | 0 | 0 | 0 | 0 | 0 | 0
NJ BLEngland - NOx Annual GPS v4.10, Unit 4210 and retrofits | 756 | 2271 | Rate Constraint in lbs/MWh | FALSE | L | Annual | Allowances Withdrawn (1:1) | Thousand Tons | 0 | 0 | 0 | 0 | 0 | 0 | 0
NJ BLEngland - NOx Annual GPS v4.10, Unit 4210 and retrofits | 756 | 2271 | Rate Constraint in lbs/MWh | FALSE | L | Annual | Allowances Withdrawn (n:1) | Thousand Tons | 0 | 0 | 0 | 0 | 0 | 0 | 0
NJ BLEngland - NOx Annual GPS v4.10, Unit 4210 and retrofits | 756 | 2271 | Rate Constraint in lbs/MWh | FALSE | L | Annual | Net Emissions Allowance Position | Thousand Tons | 0 | 0 | 0 | 0 | 0 | 0 | 0
NJ BLEngland - NOx Annual GPS v4.10, Unit 4210 and retrofits | 756 | 2271 | Rate Constraint in lbs/MWh | FALSE | L | Annual | Fuel Consumed | TBtu | 0 | 0 | 0 | 0 | 0 | 0 | 0
NJ BLEngland - NOx Annual GPS v4.10, Unit 4210 and retrofits | 756 | 2271 | Rate Constraint in lbs/MWh | FALSE | L | Annual | Rate | lb/MMBtu | 0 | 0 | 0 | 0 | 0 | 0 | 0
NJ BLEngland - NOx Annual GPS v4.10, Unit 4210 and retrofits | 756 | 2271 | Rate Constraint in lbs/MWh | FALSE | L | Annual | Generation | TWh | 0 | 0 | 0 | 0 | 0 | 0 | 0
NJ BLEngland - NOx Annual GPS v4.10, Unit 4210 and retrofits | 756 | 2271 | Rate Constraint in lbs/MWh | FALSE | L | Annual | Qualifying Generation | TWh | 0 | 0 | 0 | 0 | 0 | 0 | 0
NJ BLEngland - NOx Annual GPS v4.10, Unit 4210 and retrofits | 756 | 2271 | Rate Constraint in lbs/MWh | FALSE | L | Annual | Constraint Shadow Price | US2011$/Ton | 44957.707 | 34304.6074 | 17932.907 | 2304.0399 | 19676.5192 | 35843.5523 | 6580.8357
NJ BLEngland 3- NOx AnnualGPS v4.10, Unit 4161 and retrofits | 757 | 2272 | Rate Constraint in lbs/MWh | FALSE | L | Annual | Seasons Included | Seasons | Winter, Summer | Winter, Summer | Winter, Summer | Winter, Summer | Winter, Summer | Winter, Summer | Winter, Summer
NJ BLEngland 3- NOx AnnualGPS v4.10, Unit 4161 and retrofits | 757 | 2272 | Rate Constraint in lbs/MWh | FALSE | L | Annual | Standard | lb/MWh | 2 | 2 | 2 | 2 | 2 | 2 | 2
NJ BLEngland 3- NOx AnnualGPS v4.10, Unit 4161 and retrofits | 757 | 2272 | Rate Constraint in lbs/MWh | FALSE | L | Annual | Emissions at Affected Plants NOX | Thousand Tons | 0.177 | 0.071067 | 0.071007 | 0.071067 | 0 | 0.056365 | 0.056365
NJ BLEngland 3- NOx AnnualGPS v4.10, Unit 4161 and retrofits | 757 | 2272 | Rate Constraint in lbs/MWh | FALSE | L | Annual | Allowances Purchased NOX | Thousand Tons | 0 | 0 | 0 | 0 | 0 | 0 | 0
NJ BLEngland 3- NOx AnnualGPS v4.10, Unit 4161 and retrofits | 757 | 2272 | Rate Constraint in lbs/MWh | FALSE | L | Annual | Allowances Sold NOX | Thousand Tons | 0 | 0 | 0 | 0 | 0 | 0 | 0
NJ BLEngland 3- NOx AnnualGPS v4.10, Unit 4161 and retrofits | 757 | 2272 | Rate Constraint in lbs/MWh | FALSE | L | Annual | Allowances Banked | Thousand Tons | 0 | 0 | 0 | 0 | 0 | 0 | 0
NJ BLEngland 3- NOx AnnualGPS v4.10, Unit 4161 and retrofits | 757 | 2272 | Rate Constraint in lbs/MWh | FALSE | L | Annual | Allowances Withdrawn (1:1) | Thousand Tons | 0 | 0 | 0 | 0 | 0 | 0 | 0
NJ BLEngland 3- NOx AnnualGPS v4.10, Unit 4161 and retrofits | 757 | 2272 | Rate Constraint in lbs/MWh | FALSE | L | Annual | Allowances Withdrawn (n:1) | Thousand Tons | 0 | 0 | 0 | 0 | 0 | 0 | 0
NJ BLEngland 3- NOx AnnualGPS v4.10, Unit 4161 and retrofits | 757 | 2272 | Rate Constraint in lbs/MWh | FALSE | L | Annual | Net Emissions Allowance Position | Thousand Tons | 0.177 | 0.071067 | 0.071007 | 0.071067 | 0 | 0.056365 | 0.056365
NJ BLEngland 3- NOx AnnualGPS v4.10, Unit 4161 and retrofits | 757 | 2272 | Rate Constraint in lbs/MWh | FALSE | L | Annual | Fuel Consumed | TBtu | 1.8951 | 1.8951 | 1.8935 | 1.8951 | 0 | 1.5031 | 1.5031
NJ BLEngland 3- NOx AnnualGPS v4.10, Unit 4161 and retrofits | 757 | 2272 | Rate Constraint in lbs/MWh | FALSE | L | Annual | Rate | lb/MMBtu | 0.1868 | 0.075 | 0.075 | 0.075 | 0 | 0.075 | 0.075
NJ BLEngland 3- NOx AnnualGPS v4.10, Unit 4161 and retrofits | 757 | 2272 | Rate Constraint in lbs/MWh | FALSE | L | Annual | Generation | TWh | 0.17857 | 0.17857 | 0.17842 | 0.17857 | 0 | 0.14162 | 0.14162
NJ BLEngland 3- NOx AnnualGPS v4.10, Unit 4161 and retrofits | 757 | 2272 | Rate Constraint in lbs/MWh | FALSE | L | Annual | Qualifying Generation | TWh | 0.17857 | 0.17857 | 0.17842 | 0.17857 | 0 | 0.14162 | 0.14162
NJ BLEngland 3- NOx AnnualGPS v4.10, Unit 4161 and retrofits | 757 | 2272 | Rate Constraint in lbs/MWh | FALSE | L | Annual | Constraint Shadow Price | US2011$/Ton | 0 | 0 | 0 | 0 | 0 | 0 | 0
NJ ChambersCogen- NOx Annual GPS v4.10, Unit 3720 and retrofits | 758 | 2273 | Rate Constraint in lbs/MWh | FALSE | L | Annual | Seasons Included | Seasons | Winter, Summer | Winter, Summer | Winter, Summer | Winter, Summer | Winter, Summer | Winter, Summer | Winter, Summer
NJ ChambersCogen- NOx Annual GPS v4.10, Unit 3720 and retrofits | 758 | 2273 | Rate Constraint in lbs/MWh | FALSE | L | Annual | Standard | lb/MWh | 1.8124 | 1.8124 | 1.8124 | 1.8124 | 1.8124 | 1.8124 | 1.8124
NJ ChambersCogen- NOx Annual GPS v4.10, Unit 3720 and retrofits | 758 | 2273 | Rate Constraint in lbs/MWh | FALSE | L | Annual | Emissions at Affected Plants NOX | Thousand Tons | 0.35221 | 0.28489 | 0.32676 | 0 | 0 | 0 | 0
NJ ChambersCogen- NOx Annual GPS v4.10, Unit 3720 and retrofits | 758 | 2273 | Rate Constraint in lbs/MWh | FALSE | L | Annual | Allowances Purchased NOX | Thousand Tons | 0 | 0 | 0 | 0 | 0 | 0 | 0
NJ ChambersCogen- NOx Annual GPS v4.10, Unit 3720 and retrofits | 758 | 2273 | Rate Constraint in lbs/MWh | FALSE | L | Annual | Allowances Sold NOX | Thousand Tons | 0 | 0 | 0 | 0 | 0 | 0 | 0
NJ ChambersCogen- NOx Annual GPS v4.10, Unit 3720 and retrofits | 758 | 2273 | Rate Constraint in lbs/MWh | FALSE | L | Annual | Allowances Banked | Thousand Tons | 0 | 0 | 0 | 0 | 0 | 0 | 0
NJ ChambersCogen- NOx Annual GPS v4.10, Unit 3720 and retrofits | 758 | 2273 | Rate Constraint in lbs/MWh | FALSE | L | Annual | Allowances Withdrawn (1:1) | Thousand Tons | 0 | 0 | 0 | 0 | 0 | 0 | 0
NJ ChambersCogen- NOx Annual GPS v4.10, Unit 3720 and retrofits | 758 | 2273 | Rate Constraint in lbs/MWh | FALSE | L | Annual | Allowances Withdrawn (n:1) | Thousand Tons | 0 | 0 | 0 | 0 | 0 | 0 | 0
NJ ChambersCogen- NOx Annual GPS v4.10, Unit 3720 and retrofits | 758 | 2273 | Rate Constraint in lbs/MWh | FALSE | L | Annual | Net Emissions Allowance Position | Thousand Tons | 0.35221 | 0.28489 | 0.32676 | 0 | 0 | 0 | 0
NJ ChambersCogen- NOx Annual GPS v4.10, Unit 3720 and retrofits | 758 | 2273 | Rate Constraint in lbs/MWh | FALSE | L | Annual | Fuel Consumed | TBtu | 4.3829 | 4.3829 | 4.9039 | 0 | 0 | 0 | 0
NJ ChambersCogen- NOx Annual GPS v4.10, Unit 3720 and retrofits | 758 | 2273 | Rate Constraint in lbs/MWh | FALSE | L | Annual | Rate | lb/MMBtu | 0.16072 | 0.13 | 0.13326 | 0 | 0 | 0 | 0
NJ ChambersCogen- NOx Annual GPS v4.10, Unit 3720 and retrofits | 758 | 2273 | Rate Constraint in lbs/MWh | FALSE | L | Annual | Generation | TWh | 0.41126 | 0.41126 | 0.46015 | 0 | 0 | 0 | 0
NJ ChambersCogen- NOx Annual GPS v4.10, Unit 3720 and retrofits | 758 | 2273 | Rate Constraint in lbs/MWh | FALSE | L | Annual | Qualifying Generation | TWh | 0.41126 | 0.41126 | 0.46015 | 0 | 0 | 0 | 0
NJ ChambersCogen- NOx Annual GPS v4.10, Unit 3720 and retrofits | 758 | 2273 | Rate Constraint in lbs/MWh | FALSE | L | Annual | Constraint Shadow Price | US2011$/Ton | 0 | 0 | 0 | 0 | 0 | 0 | 0
NJ ChambersCogen- NOx Annual GPS v4.10, Unit 3721 and retrofits | 759 | 2273 | Rate Constraint in lbs/MWh | FALSE | L | Annual | Seasons Included | Seasons | Winter, Summer | Winter, Summer | Winter, Summer | Winter, Summer | Winter, Summer | Winter, Summer | Winter, Summer
NJ ChambersCogen- NOx Annual GPS v4.10, Unit 3721 and retrofits | 759 | 2273 | Rate Constraint in lbs/MWh | FALSE | L | Annual | Standard | lb/MWh | 1.8124 | 1.8124 | 1.8124 | 1.8124 | 1.8124 | 1.8124 | 1.8124
NJ ChambersCogen- NOx Annual GPS v4.10, Unit 3721 and retrofits | 759 | 2273 | Rate Constraint in lbs/MWh | FALSE | L | Annual | Emissions at Affected Plants NOX | Thousand Tons | 0.55689 | 0.46163 | 0.52783 | 0 | 0 | 0 | 0
NJ ChambersCogen- NOx Annual GPS v4.10, Unit 3721 and retrofits | 759 | 2273 | Rate Constraint in lbs/MWh | FALSE | L | Annual | Allowances Purchased NOX | Thousand Tons | 0 | 0 | 0 | 0 | 0 | 0 | 0
NJ ChambersCogen- NOx Annual GPS v4.10, Unit 3721 and retrofits | 759 | 2273 | Rate Constraint in lbs/MWh | FALSE | L | Annual | Allowances Sold NOX | Thousand Tons | 0 | 0 | 0 | 0 | 0 | 0 | 0
NJ ChambersCogen- NOx Annual GPS v4.10, Unit 3721 and retrofits | 759 | 2273 | Rate Constraint in lbs/MWh | FALSE | L | Annual | Allowances Banked | Thousand Tons | 0 | 0 | 0 | 0 | 0 | 0 | 0
NJ ChambersCogen- NOx Annual GPS v4.10, Unit 3721 and retrofits | 759 | 2273 | Rate Constraint in lbs/MWh | FALSE | L | Annual | Allowances Withdrawn (1:1) | Thousand Tons | 0 | 0 | 0 | 0 | 0 | 0 | 0
NJ ChambersCogen- NOx Annual GPS v4.10, Unit 3721 and retrofits | 759 | 2273 | Rate Constraint in lbs/MWh | FALSE | L | Annual | Allowances Withdrawn (n:1) | Thousand Tons | 0 | 0 | 0 | 0 | 0 | 0 | 0
NJ ChambersCogen- NOx Annual GPS v4.10, Unit 3721 and retrofits | 759 | 2273 | Rate Constraint in lbs/MWh | FALSE | L | Annual | Net Emissions Allowance Position | Thousand Tons | 0.55689 | 0.46163 | 0.52783 | 0 | 0 | 0 | 0
NJ ChambersCogen- NOx Annual GPS v4.10, Unit 3721 and retrofits | 759 | 2273 | Rate Constraint in lbs/MWh | FALSE | L | Annual | Fuel Consumed | TBtu | 7.5006 | 7.5006 | 8.3923 | 0 | 0 | 0 | 0
NJ ChambersCogen- NOx Annual GPS v4.10, Unit 3721 and retrofits | 759 | 2273 | Rate Constraint in lbs/MWh | FALSE | L | Annual | Rate | lb/MMBtu | 0.14849 | 0.12309 | 0.12579 | 0 | 0 | 0 | 0
NJ ChambersCogen- NOx Annual GPS v4.10, Unit 3721 and retrofits | 759 | 2273 | Rate Constraint in lbs/MWh | FALSE | L | Annual | Generation | TWh | 0.7038 | 0.7038 | 0.78746 | 0 | 0 | 0 | 0
NJ ChambersCogen- NOx Annual GPS v4.10, Unit 3721 and retrofits | 759 | 2273 | Rate Constraint in lbs/MWh | FALSE | L | Annual | Qualifying Generation | TWh | 0.7038 | 0.7038 | 0.78746 | 0 | 0 | 0 | 0
NJ ChambersCogen- NOx Annual GPS v4.10, Unit 3721 and retrofits | 759 | 2273 | Rate Constraint in lbs/MWh | FALSE | L | Annual | Constraint Shadow Price | US2011$/Ton | 0 | 0 | 0 | 0 | 0 | 0 | 0
NJ HEDD CC Ngas Units - Nox Rate Annual v5.12, Unit 2990 and retrofits | 760 | 5788 | Rate Constraint in lbs/MWh | FALSE | L | Annual | Seasons Included | Seasons | Winter, Summer | Winter, Summer | Winter, Summer | Winter, Summer | Winter, Summer | Winter, Summer | Winter, Summer
NJ HEDD CC Ngas Units - Nox Rate Annual v5.12, Unit 2990 and retrofits | 760 | 5788 | Rate Constraint in lbs/MWh | FALSE | L | Annual | Standard | lb/MWh | 0.75 | 0.75 | 0.75 | 0.75 | 0.75 | 0.75 | 0.75
NJ HEDD CC Ngas Units - Nox Rate Annual v5.12, Unit 2990 and retrofits | 760 | 5788 | Rate Constraint in lbs/MWh | FALSE | L | Annual | Emissions at Affected Plants NOX | Thousand Tons | 0.013943 | 0.0086911 | 0.0086911 | 0.0086911 | 0.0086911 | 0.0069394 | 0.0069394
NJ HEDD CC Ngas Units - Nox Rate Annual v5.12, Unit 2990 and retrofits | 760 | 5788 | Rate Constraint in lbs/MWh | FALSE | L | Annual | Allowances Purchased NOX | Thousand Tons | 0 | 0 | 0 | 0 | 0 | 0 | 0
NJ HEDD CC Ngas Units - Nox Rate Annual v5.12, Unit 2990 and retrofits | 760 | 5788 | Rate Constraint in lbs/MWh | FALSE | L | Annual | Allowances Sold NOX | Thousand Tons | 0 | 0 | 0 | 0 | 0 | 0 | 0
NJ HEDD CC Ngas Units - Nox Rate Annual v5.12, Unit 2990 and retrofits | 760 | 5788 | Rate Constraint in lbs/MWh | FALSE | L | Annual | Allowances Banked | Thousand Tons | 0 | 0 | 0 | 0 | 0 | 0 | 0
NJ HEDD CC Ngas Units - Nox Rate Annual v5.12, Unit 2990 and retrofits | 760 | 5788 | Rate Constraint in lbs/MWh | FALSE | L | Annual | Allowances Withdrawn (1:1) | Thousand Tons | 0 | 0 | 0 | 0 | 0 | 0 | 0
NJ HEDD CC Ngas Units - Nox Rate Annual v5.12, Unit 2990 and retrofits | 760 | 5788 | Rate Constraint in lbs/MWh | FALSE | L | Annual | Allowances Withdrawn (n:1) | Thousand Tons | 0 | 0 | 0 | 0 | 0 | 0 | 0
NJ HEDD CC Ngas Units - Nox Rate Annual v5.12, Unit 2990 and retrofits | 760 | 5788 | Rate Constraint in lbs/MWh | FALSE | L | Annual | Net Emissions Allowance Position | Thousand Tons | 0.013943 | 0.0086911 | 0.0086911 | 0.0086911 | 0.0086911 | 0.0069394 | 0.0069394
NJ HEDD CC Ngas Units - Nox Rate Annual v5.12, Unit 2990 and retrofits | 760 | 5788 | Rate Constraint in lbs/MWh | FALSE | L | Annual | Fuel Consumed | TBtu | 4.4579 | 2.7788 | 2.7788 | 2.7788 | 2.7788 | 2.2187 | 2.2187
NJ HEDD CC Ngas Units - Nox Rate Annual v5.12, Unit 2990 and retrofits | 760 | 5788 | Rate Constraint in lbs/MWh | FALSE | L | Annual | Rate | lb/MMBtu | 0.0062553 | 0.0062553 | 0.0062553 | 0.0062553 | 0.0062553 | 0.0062553 | 0.0062553
NJ HEDD CC Ngas Units - Nox Rate Annual v5.12, Unit 2990 and retrofits | 760 | 5788 | Rate Constraint in lbs/MWh | FALSE | L | Annual | Generation | TWh | 0.55453 | 0.34566 | 0.34566 | 0.34566 | 0.34566 | 0.27599 | 0.27599
NJ HEDD CC Ngas Units - Nox Rate Annual v5.12, Unit 2990 and retrofits | 760 | 5788 | Rate Constraint in lbs/MWh | FALSE | L | Annual | Qualifying Generation | TWh | 0.55453 | 0.34566 | 0.34566 | 0.34566 | 0.34566 | 0.27599 | 0.27599
NJ HEDD CC Ngas Units - Nox Rate Annual v5.12, Unit 2990 and retrofits | 760 | 5788 | Rate Constraint in lbs/MWh | FALSE | L | Annual | Constraint Shadow Price | US2011$/Ton | 0 | 0 | 0 | 0 | 0 | 0 | 0
NJ HEDD CC Ngas Units - Nox Rate Annual v5.12, Unit 2991 and retrofits | 761 | 5788 | Rate Constraint in lbs/MWh | FALSE | L | Annual | Seasons Included | Seasons | Winter, Summer | Winter, Summer | Winter, Summer | Winter, Summer | Winter, Summer | Winter, Summer | Winter, Summer
NJ HEDD CC Ngas Units - Nox Rate Annual v5.12, Unit 2991 and retrofits | 761 | 5788 | Rate Constraint in lbs/MWh | FALSE | L | Annual | Standard | lb/MWh | 0.75 | 0.75 | 0.75 | 0.75 | 0.75 | 0.75 | 0.75
NJ HEDD CC Ngas Units - Nox Rate Annual v5.12, Unit 2991 and retrofits | 761 | 5788 | Rate Constraint in lbs/MWh | FALSE | L | Annual | Emissions at Affected Plants NOX | Thousand Tons | 0.013943 | 0.0086911 | 0.0086911 | 0.0086911 | 0.0086911 | 0.0069394 | 0.0069394
NJ HEDD CC Ngas Units - Nox Rate Annual v5.12, Unit 2991 and retrofits | 761 | 5788 | Rate Constraint in lbs/MWh | FALSE | L | Annual | Allowances Purchased NOX | Thousand Tons | 0 | 0 | 0 | 0 | 0 | 0 | 0
NJ HEDD CC Ngas Units - Nox Rate Annual v5.12, Unit 2991 and retrofits | 761 | 5788 | Rate Constraint in lbs/MWh | FALSE | L | Annual | Allowances Sold NOX | Thousand Tons | 0 | 0 | 0 | 0 | 0 | 0 | 0
NJ HEDD CC Ngas Units - Nox Rate Annual v5.12, Unit 2991 and retrofits | 761 | 5788 | Rate Constraint in lbs/MWh | FALSE | L | Annual | Allowances Banked | Thousand Tons | 0 | 0 | 0 | 0 | 0 | 0 | 0
NJ HEDD CC Ngas Units - Nox Rate Annual v5.12, Unit 2991 and retrofits | 761 | 5788 | Rate Constraint in lbs/MWh | FALSE | L | Annual | Allowances Withdrawn (1:1) | Thousand Tons | 0 | 0 | 0 | 0 | 0 | 0 | 0
NJ HEDD CC Ngas Units - Nox Rate Annual v5.12, Unit 2991 and retrofits | 761 | 5788 | Rate Constraint in lbs/MWh | FALSE | L | Annual | Allowances Withdrawn (n:1) | Thousand Tons | 0 | 0 | 0 | 0 | 0 | 0 | 0
NJ HEDD CC Ngas Units - Nox Rate Annual v5.12, Unit 2991 and retrofits | 761 | 5788 | Rate Constraint in lbs/MWh | FALSE | L | Annual | Net Emissions Allowance Position | Thousand Tons | 0.013943 | 0.0086911 | 0.0086911 | 0.0086911 | 0.0086911 | 0.0069394 | 0.0069394
NJ HEDD CC Ngas Units - Nox Rate Annual v5.12, Unit 2991 and retrofits | 761 | 5788 | Rate Constraint in lbs/MWh | FALSE | L | Annual | Fuel Consumed | TBtu | 4.4579 | 2.7788 | 2.7788 | 2.7788 | 2.7788 | 2.2187 | 2.2187
NJ HEDD CC Ngas Units - Nox Rate Annual v5.12, Unit 2991 and retrofits | 761 | 5788 | Rate Constraint in lbs/MWh | FALSE | L | Annual | Rate | lb/MMBtu | 0.0062553 | 0.0062553 | 0.0062553 | 0.0062553 | 0.0062553 | 0.0062553 | 0.0062553
NJ HEDD CC Ngas Units - Nox Rate Annual v5.12, Unit 2991 and retrofits | 761 | 5788 | Rate Constraint in lbs/MWh | FALSE | L | Annual | Generation | TWh | 0.55453 | 0.34566 | 0.34566 | 0.34566 | 0.34566 | 0.27599 | 0.27599
NJ HEDD CC Ngas Units - Nox Rate Annual v5.12, Unit 2991 and retrofits | 761 | 5788 | Rate Constraint in lbs/MWh | FALSE | L | Annual | Qualifying Generation | TWh | 0.55453 | 0.34566 | 0.34566 | 0.34566 | 0.34566 | 0.27599 | 0.27599
NJ HEDD CC Ngas Units - Nox Rate Annual v5.12, Unit 2991 and retrofits | 761 | 5788 | Rate Constraint in lbs/MWh | FALSE | L | Annual | Constraint Shadow Price | US2011$/Ton | 0 | 0 | 0 | 0 | 0 | 0 | 0
NJ HEDD CC Ngas Units - Nox Rate Annual v5.12, Unit 2992 and retrofits | 762 | 5788 | Rate Constraint in lbs/MWh | FALSE | L | Annual | Seasons Included | Seasons | Winter, Summer | Winter, Summer | Winter, Summer | Winter, Summer | Winter, Summer | Winter, Summer | Winter, Summer
NJ HEDD CC Ngas Units - Nox Rate Annual v5.12, Unit 2992 and retrofits | 762 | 5788 | Rate Constraint in lbs/MWh | FALSE | L | Annual | Standard | lb/MWh | 0.75 | 0.75 | 0.75 | 0.75 | 0.75 | 0.75 | 0.75
NJ HEDD CC Ngas Units - Nox Rate Annual v5.12, Unit 2992 and retrofits | 762 | 5788 | Rate Constraint in lbs/MWh | FALSE | L | Annual | Emissions at Affected Plants NOX | Thousand Tons | 0.020045 | 0.012495 | 0.012495 | 0.012495 | 0.012495 | 0.0099765 | 0.0099765
NJ HEDD CC Ngas Units - Nox Rate Annual v5.12, Unit 2992 and retrofits | 762 | 5788 | Rate Constraint in lbs/MWh | FALSE | L | Annual | Allowances Purchased NOX | Thousand Tons | 0 | 0 | 0 | 0 | 0 | 0 | 0
NJ HEDD CC Ngas Units - Nox Rate Annual v5.12, Unit 2992 and retrofits | 762 | 5788 | Rate Constraint in lbs/MWh | FALSE | L | Annual | Allowances Sold NOX | Thousand Tons | 0 | 0 | 0 | 0 | 0 | 0 | 0
NJ HEDD CC Ngas Units - Nox Rate Annual v5.12, Unit 2992 and retrofits | 762 | 5788 | Rate Constraint in lbs/MWh | FALSE | L | Annual | Allowances Banked | Thousand Tons | 0 | 0 | 0 | 0 | 0 | 0 | 0
NJ HEDD CC Ngas Units - Nox Rate Annual v5.12, Unit 2992 and retrofits | 762 | 5788 | Rate Constraint in lbs/MWh | FALSE | L | Annual | Allowances Withdrawn (1:1) | Thousand Tons | 0 | 0 | 0 | 0 | 0 | 0 | 0
NJ HEDD CC Ngas Units - Nox Rate Annual v5.12, Unit 2992 and retrofits | 762 | 5788 | Rate Constraint in lbs/MWh | FALSE | L | Annual | Allowances Withdrawn (n:1) | Thousand Tons | 0 | 0 | 0 | 0 | 0 | 0 | 0
NJ HEDD CC Ngas Units - Nox Rate Annual v5.12, Unit 2992 and retrofits | 762 | 5788 | Rate Constraint in lbs/MWh | FALSE | L | Annual | Net Emissions Allowance Position | Thousand Tons | 0.020045 | 0.012495 | 0.012495 | 0.012495 | 0.012495 | 0.0099765 | 0.0099765
NJ HEDD CC Ngas Units - Nox Rate Annual v5.12, Unit 2992 and retrofits | 762 | 5788 | Rate Constraint in lbs/MWh | FALSE | L | Annual | Fuel Consumed | TBtu | 6.4089 | 3.9949 | 3.9949 | 3.9949 | 3.9949 | 3.1897 | 3.1897
NJ HEDD CC Ngas Units - Nox Rate Annual v5.12, Unit 2992 and retrofits | 762 | 5788 | Rate Constraint in lbs/MWh | FALSE | L | Annual | Rate | lb/MMBtu | 0.0062553 | 0.0062553 | 0.0062553 | 0.0062553 | 0.0062553 | 0.0062553 | 0.0062553
NJ HEDD CC Ngas Units - Nox Rate Annual v5.12, Unit 2992 and retrofits | 762 | 5788 | Rate Constraint in lbs/MWh | FALSE | L | Annual | Generation | TWh | 0.79722 | 0.49694 | 0.49694 | 0.49694 | 0.49694 | 0.39678 | 0.39678
NJ HEDD CC Ngas Units - Nox Rate Annual v5.12, Unit 2992 and retrofits | 762 | 5788 | Rate Constraint in lbs/MWh | FALSE | L | Annual | Qualifying Generation | TWh | 0.79722 | 0.49694 | 0.49694 | 0.49694 | 0.49694 | 0.39678 | 0.39678
NJ HEDD CC Ngas Units - Nox Rate Annual v5.12, Unit 2992 and retrofits | 762 | 5788 | Rate Constraint in lbs/MWh | FALSE | L | Annual | Constraint Shadow Price | US2011$/Ton | 0 | 0 | 0 | 0 | 0 | 0 | 0
NJ HEDD CC Ngas Units - Nox Rate Annual v5.12, Unit 2999 and retrofits | 763 | 5788 | Rate Constraint in lbs/MWh | FALSE | L | Annual | Seasons Included | Seasons | Winter, Summer | Winter, Summer | Winter, Summer | Winter, Summer | Winter, Summer | Winter, Summer | Winter, Summer
NJ HEDD CC Ngas Units - Nox Rate Annual v5.12, Unit 2999 and retrofits | 763 | 5788 | Rate Constraint in lbs/MWh | FALSE | L | Annual | Standard | lb/MWh | 0.75 | 0.75 | 0.75 | 0.75 | 0.75 | 0.75 | 0.75
NJ HEDD CC Ngas Units - Nox Rate Annual v5.12, Unit 2999 and retrofits | 763 | 5788 | Rate Constraint in lbs/MWh | FALSE | L | Annual | Emissions at Affected Plants NOX | Thousand Tons | 0.001554 | 0.001554 | 0.001554 | 0.001554 | 0.0012371 | 0.0012371 | 0.0012371
NJ HEDD CC Ngas Units - Nox Rate Annual v5.12, Unit 2999 and retrofits | 763 | 5788 | Rate Constraint in lbs/MWh | FALSE | L | Annual | Allowances Purchased NOX | Thousand Tons | 0 | 0 | 0 | 0 | 0 | 0 | 0
NJ HEDD CC Ngas Units - Nox Rate Annual v5.12, Unit 2999 and retrofits | 763 | 5788 | Rate Constraint in lbs/MWh | FALSE | L | Annual | Allowances Sold NOX | Thousand Tons | 0 | 0 | 0 | 0 | 0 | 0 | 0
NJ HEDD CC Ngas Units - Nox Rate Annual v5.12, Unit 2999 and retrofits | 763 | 5788 | Rate Constraint in lbs/MWh | FALSE | L | Annual | Allowances Banked | Thousand Tons | 0 | 0 | 0 | 0 | 0 | 0 | 0
NJ HEDD CC Ngas Units - Nox Rate Annual v5.12, Unit 2999 and retrofits | 763 | 5788 | Rate Constraint in lbs/MWh | FALSE | L | Annual | Allowances Withdrawn (1:1) | Thousand Tons | 0 | 0 | 0 | 0 | 0 | 0 | 0
NJ HEDD CC Ngas Units - Nox Rate Annual v5.12, Unit 2999 and retrofits | 763 | 5788 | Rate Constraint in lbs/MWh | FALSE | L | Annual | Allowances Withdrawn (n:1) | Thousand Tons | 0 | 0 | 0 | 0 | 0 | 0 | 0
NJ HEDD CC Ngas Units - Nox Rate Annual v5.12, Unit 2999 and retrofits | 763 | 5788 | Rate Constraint in lbs/MWh | FALSE | L | Annual | Net Emissions Allowance Position | Thousand Tons | 0.001554 | 0.001554 | 0.001554 | 0.001554 | 0.0012371 | 0.0012371 | 0.0012371
NJ HEDD CC Ngas Units - Nox Rate Annual v5.12, Unit 2999 and retrofits | 763 | 5788 | Rate Constraint in lbs/MWh | FALSE | L | Annual | Fuel Consumed | TBtu | 0.043159 | 0.043159 | 0.043159 | 0.043159 | 0.034359 | 0.034359 | 0.034359
NJ HEDD CC Ngas Units - Nox Rate Annual v5.12, Unit 2999 and retrofits | 763 | 5788 | Rate Constraint in lbs/MWh | FALSE | L | Annual | Rate | lb/MMBtu | 0.072012 | 0.072012 | 0.072012 | 0.072012 | 0.072012 | 0.072012 | 0.072012
NJ HEDD CC Ngas Units - Nox Rate Annual v5.12, Unit 2999 and retrofits | 763 | 5788 | Rate Constraint in lbs/MWh | FALSE | L | Annual | Generation | TWh | 0.0041439 | 0.0041439 | 0.0041439 | 0.0041439 | 0.003299 | 0.003299 | 0.003299
NJ HEDD CC Ngas Units - Nox Rate Annual v5.12, Unit 2999 and retrofits | 763 | 5788 | Rate Constraint in lbs/MWh | FALSE | L | Annual | Qualifying Generation | TWh | 0.0041439 | 0.0041439 | 0.0041439 | 0.0041439 | 0.003299 | 0.003299 | 0.003299
NJ HEDD CC Ngas Units - Nox Rate Annual v5.12, Unit 2999 and retrofits | 763 | 5788 | Rate Constraint in lbs/MWh | FALSE | L | Annual | Constraint Shadow Price | US2011$/Ton | 797870261855.692 | 938141943104.3051 | 735459200796.632 | 933483812274.512 | 0 | 0 | 0
NJ HEDD CC Ngas Units - Nox Rate Annual v5.12, Unit 3003 and retrofits | 764 | 5788 | Rate Constraint in lbs/MWh | FALSE | L | Annual | Seasons Included | Seasons | Winter, Summer | Winter, Summer | Winter, Summer | Winter, Summer | Winter, Summer | Winter, Summer | Winter, Summer
NJ HEDD CC Ngas Units - Nox Rate Annual v5.12, Unit 3003 and retrofits | 764 | 5788 | Rate Constraint in lbs/MWh | FALSE | L | Annual | Standard | lb/MWh | 0.75 | 0.75 | 0.75 | 0.75 | 0.75 | 0.75 | 0.75
NJ HEDD CC Ngas Units - Nox Rate Annual v5.12, Unit 3003 and retrofits | 764 | 5788 | Rate Constraint in lbs/MWh | FALSE | L | Annual | Emissions at Affected Plants NOX | Thousand Tons | 0.049582 | 0.027924 | 0.027924 | 0.027924 | 0.027924 | 0.022296 | 0.022296
NJ HEDD CC Ngas Units - Nox Rate Annual v5.12, Unit 3003 and retrofits | 764 | 5788 | Rate Constraint in lbs/MWh | FALSE | L | Annual | Allowances Purchased NOX | Thousand Tons | 0 | 0 | 0 | 0 | 0 | 0 | 0
NJ HEDD CC Ngas Units - Nox Rate Annual v5.12, Unit 3003 and retrofits | 764 | 5788 | Rate Constraint in lbs/MWh | FALSE | L | Annual | Allowances Sold NOX | Thousand Tons | 0 | 0 | 0 | 0 | 0 | 0 | 0
NJ HEDD CC Ngas Units - Nox Rate Annual v5.12, Unit 3003 and retrofits | 764 | 5788 | Rate Constraint in lbs/MWh | FALSE | L | Annual | Allowances Banked | Thousand Tons | 0 | 0 | 0 | 0 | 0 | 0 | 0
NJ HEDD CC Ngas Units - Nox Rate Annual v5.12, Unit 3003 and retrofits | 764 | 5788 | Rate Constraint in lbs/MWh | FALSE | L | Annual | Allowances Withdrawn (1:1) | Thousand Tons | 0 | 0 | 0 | 0 | 0 | 0 | 0
NJ HEDD CC Ngas Units - Nox Rate Annual v5.12, Unit 3003 and retrofits | 764 | 5788 | Rate Constraint in lbs/MWh | FALSE | L | Annual | Allowances Withdrawn (n:1) | Thousand Tons | 0 | 0 | 0 | 0 | 0 | 0 | 0
NJ HEDD CC Ngas Units - Nox Rate Annual v5.12, Unit 3003 and retrofits | 764 | 5788 | Rate Constraint in lbs/MWh | FALSE | L | Annual | Net Emissions Allowance Position | Thousand Tons | 0.049582 | 0.027924 | 0.027924 | 0.027924 | 0.027924 | 0.022296 | 0.022296
NJ HEDD CC Ngas Units - Nox Rate Annual v5.12, Unit 3003 and retrofits | 764 | 5788 | Rate Constraint in lbs/MWh | FALSE | L | Annual | Fuel Consumed | TBtu | 3.3533 | 1.8885 | 1.8885 | 1.8885 | 1.8885 | 1.5079 | 1.5079
NJ HEDD CC Ngas Units - Nox Rate Annual v5.12, Unit 3003 and retrofits | 764 | 5788 | Rate Constraint in lbs/MWh | FALSE | L | Annual | Rate | lb/MMBtu | 0.029572 | 0.029572 | 0.029572 | 0.029572 | 0.029572 | 0.029572 | 0.029572
NJ HEDD CC Ngas Units - Nox Rate Annual v5.12, Unit 3003 and retrofits | 764 | 5788 | Rate Constraint in lbs/MWh | FALSE | L | Annual | Generation | TWh | 0.41713 | 0.23492 | 0.23492 | 0.23492 | 0.23492 | 0.18757 | 0.18757
NJ HEDD CC Ngas Units - Nox Rate Annual v5.12, Unit 3003 and retrofits | 764 | 5788 | Rate Constraint in lbs/MWh | FALSE | L | Annual | Qualifying Generation | TWh | 0.41713 | 0.23492 | 0.23492 | 0.23492 | 0.23492 | 0.18757 | 0.18757
NJ HEDD CC Ngas Units - Nox Rate Annual v5.12, Unit 3003 and retrofits | 764 | 5788 | Rate Constraint in lbs/MWh | FALSE | L | Annual | Constraint Shadow Price | US2011$/Ton | 0 | 0 | 0 | 0 | 0 | 0 | 0
NJ HEDD CC Ngas Units - Nox Rate Annual v5.12, Unit 3004 and retrofits | 765 | 5788 | Rate Constraint in lbs/MWh | FALSE | L | Annual | Seasons Included | Seasons | Winter, Summer | Winter, Summer | Winter, Summer | Winter, Summer | Winter, Summer | Winter, Summer | Winter, Summer
NJ HEDD CC Ngas Units - Nox Rate Annual v5.12, Unit 3004 and retrofits | 765 | 5788 | Rate Constraint in lbs/MWh | FALSE | L | Annual | Standard | lb/MWh | 0.75 | 0.75 | 0.75 | 0.75 | 0.75 | 0.75 | 0.75
NJ HEDD CC Ngas Units - Nox Rate Annual v5.12, Unit 3004 and retrofits | 765 | 5788 | Rate Constraint in lbs/MWh | FALSE | L | Annual | Emissions at Affected Plants NOX | Thousand Tons | 0.044797 | 0.027924 | 0.027924 | 0.027924 | 0.027924 | 0.022296 | 0.022296
NJ HEDD CC Ngas Units - Nox Rate Annual v5.12, Unit 3004 and retrofits | 765 | 5788 | Rate Constraint in lbs/MWh | FALSE | L | Annual | Allowances Purchased NOX | Thousand Tons | 0 | 0 | 0 | 0 | 0 | 0 | 0
NJ HEDD CC Ngas Units - Nox Rate Annual v5.12, Unit 3004 and retrofits | 765 | 5788 | Rate Constraint in lbs/MWh | FALSE | L | Annual | Allowances Sold NOX | Thousand Tons | 0 | 0 | 0 | 0 | 0 | 0 | 0
NJ HEDD CC Ngas Units - Nox Rate Annual v5.12, Unit 3004 and retrofits | 765 | 5788 | Rate Constraint in lbs/MWh | FALSE | L | Annual | Allowances Banked | Thousand Tons | 0 | 0 | 0 | 0 | 0 | 0 | 0
NJ HEDD CC Ngas Units - Nox Rate Annual v5.12, Unit 3004 and retrofits | 765 | 5788 | Rate Constraint in lbs/MWh | FALSE | L | Annual | Allowances Withdrawn (1:1) | Thousand Tons | 0 | 0 | 0 | 0 | 0 | 0 | 0
NJ HEDD CC Ngas Units - Nox Rate Annual v5.12, Unit 3004 and retrofits | 765 | 5788 | Rate Constraint in lbs/MWh | FALSE | L | Annual | Allowances Withdrawn (n:1) | Thousand Tons | 0 | 0 | 0 | 0 | 0 | 0 | 0
NJ HEDD CC Ngas Units - Nox Rate Annual v5.12, Unit 3004 and retrofits | 765 | 5788 | Rate Constraint in lbs/MWh | FALSE | L | Annual | Net Emissions Allowance Position | Thousand Tons | 0.044797 | 0.027924 | 0.027924 | 0.027924 | 0.027924 | 0.022296 | 0.022296
NJ HEDD CC Ngas Units - Nox Rate Annual v5.12, Unit 3004 and retrofits | 765 | 5788 | Rate Constraint in lbs/MWh | FALSE | L | Annual | Fuel Consumed | TBtu | 3.0297 | 1.8885 | 1.8885 | 1.8885 | 1.8885 | 1.5079 | 1.5079
NJ HEDD CC Ngas Units - Nox Rate Annual v5.12, Unit 3004 and retrofits | 765 | 5788 | Rate Constraint in lbs/MWh | FALSE | L | Annual | Rate | lb/MMBtu | 0.029572 | 0.029572 | 0.029572 | 0.029572 | 0.029572 | 0.029572 | 0.029572
NJ HEDD CC Ngas Units - Nox Rate Annual v5.12, Unit 3004 and retrofits | 765 | 5788 | Rate Constraint in lbs/MWh | FALSE | L | Annual | Generation | TWh | 0.37688 | 0.23492 | 0.23492 | 0.23492 | 0.23492 | 0.18757 | 0.18757
NJ HEDD CC Ngas Units - Nox Rate Annual v5.12, Unit 3004 and retrofits | 765 | 5788 | Rate Constraint in lbs/MWh | FALSE | L | Annual | Qualifying Generation | TWh | 0.37688 | 0.23492 | 0.23492 | 0.23492 | 0.23492 | 0.18757 | 0.18757
NJ HEDD CC Ngas Units - Nox Rate Annual v5.12, Unit 3004 and retrofits | 765 | 5788 | Rate Constraint in lbs/MWh | FALSE | L | Annual | Constraint Shadow Price | US2011$/Ton | 0 | 0 | 0 | 0 | 0 | 0 | 0
NJ HEDD CC Ngas Units - Nox Rate Annual v5.12, Unit 3005 and retrofits | 766 | 5788 | Rate Constraint in lbs/MWh | FALSE | L | Annual | Seasons Included | Seasons | Winter, Summer | Winter, Summer | Winter, Summer | Winter, Summer | Winter, Summer | Winter, Summer | Winter, Summer
NJ HEDD CC Ngas Units - Nox Rate Annual v5.12, Unit 3005 and retrofits | 766 | 5788 | Rate Constraint in lbs/MWh | FALSE | L | Annual | Standard | lb/MWh | 0.75 | 0.75 | 0.75 | 0.75 | 0.75 | 0.75 | 0.75
NJ HEDD CC Ngas Units - Nox Rate Annual v5.12, Unit 3005 and retrofits | 766 | 5788 | Rate Constraint in lbs/MWh | FALSE | L | Annual | Emissions at Affected Plants NOX | Thousand Tons | 0.044797 | 0.027924 | 0.027924 | 0.027924 | 0.027924 | 0.022296 | 0.022296
NJ HEDD CC Ngas Units - Nox Rate Annual v5.12, Unit 3005 and retrofits | 766 | 5788 | Rate Constraint in lbs/MWh | FALSE | L | Annual | Allowances Purchased NOX | Thousand Tons | 0 | 0 | 0 | 0 | 0 | 0 | 0
NJ HEDD CC Ngas Units - Nox Rate Annual v5.12, Unit 3005 and retrofits | 766 | 5788 | Rate Constraint in lbs/MWh | FALSE | L | Annual | Allowances Sold NOX | Thousand Tons | 0 | 0 | 0 | 0 | 0 | 0 | 0
NJ HEDD CC Ngas Units - Nox Rate Annual v5.12, Unit 3005 and retrofits | 766 | 5788 | Rate Constraint in lbs/MWh | FALSE | L | Annual | Allowances Banked | Thousand Tons | 0 | 0 | 0 | 0 | 0 | 0 | 0
NJ HEDD CC Ngas Units - Nox Rate Annual v5.12, Unit 3005 and retrofits | 766 | 5788 | Rate Constraint in lbs/MWh | FALSE | L | Annual | Allowances Withdrawn (1:1) | Thousand Tons | 0 | 0 | 0 | 0 | 0 | 0 | 0
NJ HEDD CC Ngas Units - Nox Rate Annual v5.12, Unit 3005 and retrofits | 766 | 5788 | Rate Constraint in lbs/MWh | FALSE | L | Annual | Allowances Withdrawn (n:1) | Thousand Tons | 0 | 0 | 0 | 0 | 0 | 0 | 0
NJ HEDD CC Ngas Units - Nox Rate Annual v5.12, Unit 3005 and retrofits | 766 | 5788 | Rate Constraint in lbs/MWh | FALSE | L | Annual | Net Emissions Allowance Position | Thousand Tons | 0.044797 | 0.027924 | 0.027924 | 0.027924 | 0.027924 | 0.022296 | 0.022296
NJ HEDD CC Ngas Units - Nox Rate Annual v5.12, Unit 3005 and retrofits | 766 | 5788 | Rate Constraint in lbs/MWh | FALSE | L | Annual | Fuel Consumed | TBtu | 3.0297 | 1.8885 | 1.8885 | 1.8885 | 1.8885 | 1.5079 | 1.5079
NJ HEDD CC Ngas Units - Nox Rate Annual v5.12, Unit 3005 and retrofits | 766 | 5788 | Rate Constraint in lbs/MWh | FALSE | L | Annual | Rate | lb/MMBtu | 0.029572 | 0.029572 | 0.029572 | 0.029572 | 0.029572 | 0.029572 | 0.029572
NJ HEDD CC Ngas Units - Nox Rate Annual v5.12, Unit 3005 and retrofits | 766 | 5788 | Rate Constraint in lbs/MWh | FALSE | L | Annual | Generation | TWh | 0.37688 | 0.23492 | 0.23492 | 0.23492 | 0.23492 | 0.18757 | 0.18757
NJ HEDD CC Ngas Units - Nox Rate Annual v5.12, Unit 3005 and retrofits | 766 | 5788 | Rate Constraint in lbs/MWh | FALSE | L | Annual | Qualifying Generation | TWh | 0.37688 | 0.23492 | 0.23492 | 0.23492 | 0.23492 | 0.18757 | 0.18757
NJ HEDD CC Ngas Units - Nox Rate Annual v5.12, Unit 3005 and retrofits | 766 | 5788 | Rate Constraint in lbs/MWh | FALSE | L | Annual | Constraint Shadow Price | US2011$/Ton | 0 | 0 | 0 | 0 | 0 | 0 | 0
NJ HEDD CC Ngas Units - Nox Rate Annual v5.12, Unit 3006 and retrofits | 767 | 5788 | Rate Constraint in lbs/MWh | FALSE | L | Annual | Seasons Included | Seasons | Winter, Summer | Winter, Summer | Winter, Summer | Winter, Summer | Winter, Summer | Winter, Summer | Winter, Summer
NJ HEDD CC Ngas Units - Nox Rate Annual v5.12, Unit 3006 and retrofits | 767 | 5788 | Rate Constraint in lbs/MWh | FALSE | L | Annual | Standard | lb/MWh | 0.75 | 0.75 | 0.75 | 0.75 | 0.75 | 0.75 | 0.75
NJ HEDD CC Ngas Units - Nox Rate Annual v5.12, Unit 3006 and retrofits | 767 | 5788 | Rate Constraint in lbs/MWh | FALSE | L | Annual | Emissions at Affected Plants NOX | Thousand Tons | 0.044797 | 0.027924 | 0.027924 | 0.027924 | 0.027924 | 0.022296 | 0.022296
NJ HEDD CC Ngas Units - Nox Rate Annual v5.12, Unit 3006 and retrofits | 767 | 5788 | Rate Constraint in lbs/MWh | FALSE | L | Annual | Allowances Purchased NOX | Thousand Tons | 0 | 0 | 0 | 0 | 0 | 0 | 0
NJ HEDD CC Ngas Units - Nox Rate Annual v5.12, Unit 3006 and retrofits | 767 | 5788 | Rate Constraint in lbs/MWh | FALSE | L | Annual | Allowances Sold NOX | Thousand Tons | 0 | 0 | 0 | 0 | 0 | 0 | 0
NJ HEDD CC Ngas Units - Nox Rate Annual v5.12, Unit 3006 and retrofits | 767 | 5788 | Rate Constraint in lbs/MWh | FALSE | L | Annual | Allowances Banked | Thousand Tons | 0 | 0 | 0 | 0 | 0 | 0 | 0
NJ HEDD CC Ngas Units - Nox Rate Annual v5.12, Unit 3006 and retrofits | 767 | 5788 | Rate Constraint in lbs/MWh | FALSE | L | Annual | Allowances Withdrawn (1:1) | Thousand Tons | 0 | 0 | 0 | 0 | 0 | 0 | 0
NJ HEDD CC Ngas Units - Nox Rate Annual v5.12, Unit 3006 and retrofits | 767 | 5788 | Rate Constraint in lbs/MWh | FALSE | L | Annual | Allowances Withdrawn (n:1) | Thousand Tons | 0 | 0 | 0 | 0 | 0 | 0 | 0
NJ HEDD CC Ngas Units - Nox Rate Annual v5.12, Unit 3006 and retrofits | 767 | 5788 | Rate Constraint in lbs/MWh | FALSE | L | Annual | Net Emissions Allowance Position | Thousand Tons | 0.044797 | 0.027924 | 0.027924 | 0.027924 | 0.027924 | 0.022296 | 0.022296
NJ HEDD CC Ngas Units - Nox Rate Annual v5.12, Unit 3006 and retrofits | 767 | 5788 | Rate Constraint in lbs/MWh | FALSE | L | Annual | Fuel Consumed | TBtu | 3.0297 | 1.8885 | 1.8885 | 1.8885 | 1.8885 | 1.5079 | 1.5079
NJ HEDD CC Ngas Units - Nox Rate Annual v5.12, Unit 3006 and retrofits | 767 | 5788 | Rate Constraint in lbs/MWh | FALSE | L | Annual | Rate | lb/MMBtu | 0.029572 | 0.029572 | 0.029572 | 0.029572 | 0.029572 | 0.029572 | 0.029572
NJ HEDD CC Ngas Units - Nox Rate Annual v5.12, Unit 3006 and retrofits | 767 | 5788 | Rate Constraint in lbs/MWh | FALSE | L | Annual | Generation | TWh | 0.37688 | 0.23492 | 0.23492 | 0.23492 | 0.23492 | 0.18757 | 0.18757
NJ HEDD CC Ngas Units - Nox Rate Annual v5.12, Unit 3006 and retrofits | 767 | 5788 | Rate Constraint in lbs/MWh | FALSE | L | Annual | Qualifying Generation | TWh | 0.37688 | 0.23492 | 0.23492 | 0.23492 | 0.23492 | 0.18757 | 0.18757
NJ HEDD CC Ngas Units - Nox Rate Annual v5.12, Unit 3006 and retrofits | 767 | 5788 | Rate Constraint in lbs/MWh | FALSE | L | Annual | Constraint Shadow Price | US2011$/Ton | 0 | 0 | 0 | 0 | 0 | 0 | 0
NJ HEDD CC Ngas Units - Nox Rate Annual v5.12, Unit 3007 and retrofits | 768 | 5788 | Rate Constraint in lbs/MWh | FALSE | L | Annual | Seasons Included | Seasons | Winter, Summer | Winter, Summer | Winter, Summer | Winter, Summer | Winter, Summer | Winter, Summer | Winter, Summer
NJ HEDD CC Ngas Units - Nox Rate Annual v5.12, Unit 3007 and retrofits | 768 | 5788 | Rate Constraint in lbs/MWh | FALSE | L | Annual | Standard | lb/MWh | 0.75 | 0.75 | 0.75 | 0.75 | 0.75 | 0.75 | 0.75
NJ HEDD CC Ngas Units - Nox Rate Annual v5.12, Unit 3007 and retrofits | 768 | 5788 | Rate Constraint in lbs/MWh | FALSE | L | Annual | Emissions at Affected Plants NOX | Thousand Tons | 0.076534 | 0.047707 | 0.047707 | 0.047707 | 0.047707 | 0.038092 | 0.038092
NJ HEDD CC Ngas Units - Nox Rate Annual v5.12, Unit 3007 and retrofits | 768 | 5788 | Rate Constraint in lbs/MWh | FALSE | L | Annual | Allowances Purchased NOX | Thousand Tons | 0 | 0 | 0 | 0 | 0 | 0 | 0
NJ HEDD CC Ngas Units - Nox Rate Annual v5.12, Unit 3007 and retrofits | 768 | 5788 | Rate Constraint in lbs/MWh | FALSE | L | Annual | Allowances Sold NOX | Thousand Tons | 0 | 0 | 0 | 0 | 0 | 0 | 0
NJ HEDD CC Ngas Units - Nox Rate Annual v5.12, Unit 3007 and retrofits | 768 | 5788 | Rate Constraint in lbs/MWh | FALSE | L | Annual | Allowances Banked | Thousand Tons | 0 | 0 | 0 | 0 | 0 | 0 | 0
NJ HEDD CC Ngas Units - Nox Rate Annual v5.12, Unit 3007 and retrofits | 768 | 5788 | Rate Constraint in lbs/MWh | FALSE | L | Annual | Allowances Withdrawn (1:1) | Thousand Tons | 0 | 0 | 0 | 0 | 0 | 0 | 0
NJ HEDD CC Ngas Units - Nox Rate Annual v5.12, Unit 3007 and retrofits | 768 | 5788 | Rate Constraint in lbs/MWh | FALSE | L | Annual | Allowances Withdrawn (n:1) | Thousand Tons | 0 | 0 | 0 | 0 | 0 | 0 | 0
NJ HEDD CC Ngas Units - Nox Rate Annual v5.12, Unit 3007 and retrofits | 768 | 5788 | Rate Constraint in lbs/MWh | FALSE | L | Annual | Net Emissions Allowance Position | Thousand Tons | 0.076534 | 0.047707 | 0.047707 | 0.047707 | 0.047707 | 0.038092 | 0.038092
NJ HEDD CC Ngas Units - Nox Rate Annual v5.12, Unit 3007 and retrofits | 768 | 5788 | Rate Constraint in lbs/MWh | FALSE | L | Annual | Fuel Consumed | TBtu | 5.1761 | 3.2265 | 3.2265 | 3.2265 | 3.2265 | 2.5762 | 2.5762
NJ HEDD CC Ngas Units - Nox Rate Annual v5.12, Unit 3007 and retrofits | 768 | 5788 | Rate Constraint in lbs/MWh | FALSE | L | Annual | Rate | lb/MMBtu | 0.029572 | 0.029572 | 0.029572 | 0.029572 | 0.029572 | 0.029572 | 0.029572
NJ HEDD CC Ngas Units - Nox Rate Annual v5.12, Unit 3007 and retrofits | 768 | 5788 | Rate Constraint in lbs/MWh | FALSE | L | Annual | Generation | TWh | 0.64387 | 0.40135 | 0.40135 | 0.40135 | 0.40135 | 0.32046 | 0.32046
NJ HEDD CC Ngas Units - Nox Rate Annual v5.12, Unit 3007 and retrofits | 768 | 5788 | Rate Constraint in lbs/MWh | FALSE | L | Annual | Qualifying Generation | TWh | 0.64387 | 0.40135 | 0.40135 | 0.40135 | 0.40135 | 0.32046 | 0.32046
NJ HEDD CC Ngas Units - Nox Rate Annual v5.12, Unit 3007 and retrofits | 768 | 5788 | Rate Constraint in lbs/MWh | FALSE | L | Annual | Constraint Shadow Price | US2011$/Ton | 0 | 0 | 0 | 0 | 0 | 0 | 0
NJ HEDD CC Ngas Units - Nox Rate Annual v5.12, Unit 3080 and retrofits | 769 | 5788 | Rate Constraint in lbs/MWh | FALSE | L | Annual | Seasons Included | Seasons | Winter, Summer | Winter, Summer | Winter, Summer | Winter, Summer | Winter, Summer | Winter, Summer | Winter, Summer
NJ HEDD CC Ngas Units - Nox Rate Annual v5.12, Unit 3080 and retrofits | 769 | 5788 | Rate Constraint in lbs/MWh | FALSE | L | Annual | Standard | lb/MWh | 0.75 | 0.75 | 0.75 | 0.75 | 0.75 | 0.75 | 0.75
NJ HEDD CC Ngas Units - Nox Rate Annual v5.12, Unit 3080 and retrofits | 769 | 5788 | Rate Constraint in lbs/MWh | FALSE | L | Annual | Emissions at Affected Plants NOX | Thousand Tons | 0.035688 | 0.035688 | 0.035688 | 0.035688 | 0.035688 | 0.035688 | 0.035688
NJ HEDD CC Ngas Units - Nox Rate Annual v5.12, Unit 3080 and retrofits | 769 | 5788 | Rate Constraint in lbs/MWh | FALSE | L | Annual | Allowances Purchased NOX | Thousand Tons | 0 | 0 | 0 | 0 | 0 | 0 | 0
NJ HEDD CC Ngas Units - Nox Rate Annual v5.12, Unit 3080 and retrofits | 769 | 5788 | Rate Constraint in lbs/MWh | FALSE | L | Annual | Allowances Sold NOX | Thousand Tons | 0 | 0 | 0 | 0 | 0 | 0 | 0
NJ HEDD CC Ngas Units - Nox Rate Annual v5.12, Unit 3080 and retrofits | 769 | 5788 | Rate Constraint in lbs/MWh | FALSE | L | Annual | Allowances Banked | Thousand Tons | 0 | 0 | 0 | 0 | 0 | 0 | 0
NJ HEDD CC Ngas Units - Nox Rate Annual v5.12, Unit 3080 and retrofits | 769 | 5788 | Rate Constraint in lbs/MWh | FALSE | L | Annual | Allowances Withdrawn (1:1) | Thousand Tons | 0 | 0 | 0 | 0 | 0 | 0 | 0
NJ HEDD CC Ngas Units - Nox Rate Annual v5.12, Unit 3080 and retrofits | 769 | 5788 | Rate Constraint in lbs/MWh | FALSE | L | Annual | Allowances Withdrawn (n:1) | Thousand Tons | 0 | 0 | 0 | 0 | 0 | 0 | 0
NJ HEDD CC Ngas Units - Nox Rate Annual v5.12, Unit 3080 and retrofits | 769 | 5788 | Rate Constraint in lbs/MWh | FALSE | L | Annual | Net Emissions Allowance Position | Thousand Tons | 0.035688 | 0.035688 | 0.035688 | 0.035688 | 0.035688 | 0.035688 | 0.035688
NJ HEDD CC Ngas Units - Nox Rate Annual v5.12, Unit 3080 and retrofits | 769 | 5788 | Rate Constraint in lbs/MWh | FALSE | L | Annual | Fuel Consumed | TBtu | 4.8649 | 4.8649 | 4.8649 | 4.8649 | 4.8649 | 4.8649 | 4.8649
NJ HEDD CC Ngas Units - Nox Rate Annual v5.12, Unit 3080 and retrofits | 769 | 5788 | Rate Constraint in lbs/MWh | FALSE | L | Annual | Rate | lb/MMBtu | 0.014672 | 0.014672 | 0.014672 | 0.014672 | 0.014672 | 0.014672 | 0.014672
NJ HEDD CC Ngas Units - Nox Rate Annual v5.12, Unit 3080 and retrofits | 769 | 5788 | Rate Constraint in lbs/MWh | FALSE | L | Annual | Generation | TWh | 0.71521 | 0.71521 | 0.71521 | 0.71521 | 0.71521 | 0.71521 | 0.71521
NJ HEDD CC Ngas Units - Nox Rate Annual v5.12, Unit 3080 and retrofits | 769 | 5788 | Rate Constraint in lbs/MWh | FALSE | L | Annual | Qualifying Generation | TWh | 0.71521 | 0.71521 | 0.71521 | 0.71521 | 0.71521 | 0.71521 | 0.71521
NJ HEDD CC Ngas Units - Nox Rate Annual v5.12, Unit 3080 and retrofits | 769 | 5788 | Rate Constraint in lbs/MWh | FALSE | L | Annual | Constraint Shadow Price | US2011$/Ton | 0 | 0 | 0 | 0 | 0 | 0 | 0
NJ HEDD CC Ngas Units - Nox Rate Annual v5.12, Unit 3081 and retrofits | 770 | 5788 | Rate Constraint in lbs/MWh | FALSE | L | Annual | Seasons Included | Seasons | Winter, Summer | Winter, Summer | Winter, Summer | Winter, Summer | Winter, Summer | Winter, Summer | Winter, Summer
NJ HEDD CC Ngas Units - Nox Rate Annual v5.12, Unit 3081 and retrofits | 770 | 5788 | Rate Constraint in lbs/MWh | FALSE | L | Annual | Standard | lb/MWh | 0.75 | 0.75 | 0.75 | 0.75 | 0.75 | 0.75 | 0.75
NJ HEDD CC Ngas Units - Nox Rate Annual v5.12, Unit 3081 and retrofits | 770 | 5788 | Rate Constraint in lbs/MWh | FALSE | L | Annual | Emissions at Affected Plants NOX | Thousand Tons | 0.073843 | 0.073843 | 0.073843 | 0.073843 | 0.073843 | 0.073843 | 0.073843
NJ HEDD CC Ngas Units - Nox Rate Annual v5.12, Unit 3081 and retrofits | 770 | 5788 | Rate Constraint in lbs/MWh | FALSE | L | Annual | Allowances Purchased NOX | Thousand Tons | 0 | 0 | 0 | 0 | 0 | 0 | 0
NJ HEDD CC Ngas Units - Nox Rate Annual v5.12, Unit 3081 and retrofits | 770 | 5788 | Rate Constraint in lbs/MWh | FALSE | L | Annual | Allowances Sold NOX | Thousand Tons | 0 | 0 | 0 | 0 | 0 | 0 | 0
NJ HEDD CC Ngas Units - Nox Rate Annual v5.12, Unit 3081 and retrofits | 770 | 5788 | Rate Constraint in lbs/MWh | FALSE | L | Annual | Allowances Banked | Thousand Tons | 0 | 0 | 0 | 0 | 0 | 0 | 0
NJ HEDD CC Ngas Units - Nox Rate Annual v5.12, Unit 3081 and retrofits | 770 | 5788 | Rate Constraint in lbs/MWh | FALSE | L | Annual | Allowances Withdrawn (1:1) | Thousand Tons | 0 | 0 | 0 | 0 | 0 | 0 | 0
NJ HEDD CC Ngas Units - Nox Rate Annual v5.12, Unit 3081 and retrofits | 770 | 5788 | Rate Constraint in lbs/MWh | FALSE | L | Annual | Allowances Withdrawn (n:1) | Thousand Tons | 0 | 0 | 0 | 0 | 0 | 0 | 0
NJ HEDD CC Ngas Units - Nox Rate Annual v5.12, Unit 3081 and retrofits | 770 | 5788 | Rate Constraint in lbs/MWh | FALSE | L | Annual | Net Emissions Allowance Position | Thousand Tons | 0.073843 | 0.073843 | 0.073843 | 0.073843 | 0.073843 | 0.073843 | 0.073843
NJ HEDD CC Ngas Units - Nox Rate Annual v5.12, Unit 3081 and retrofits | 770 | 5788 | Rate Constraint in lbs/MWh | FALSE | L | Annual | Fuel Consumed | TBtu | 4.6061 | 4.6061 | 4.6061 | 4.6061 | 4.6061 | 4.6061 | 4.6061
NJ HEDD CC Ngas Units - Nox Rate Annual v5.12, Unit 3081 and retrofits | 770 | 5788 | Rate Constraint in lbs/MWh | FALSE | L | Annual | Rate | lb/MMBtu | 0.032063 | 0.032063 | 0.032063 | 0.032063 | 0.032063 | 0.032063 | 0.032063
NJ HEDD CC Ngas Units - Nox Rate Annual v5.12, Unit 3081 and retrofits | 770 | 5788 | Rate Constraint in lbs/MWh | FALSE | L | Annual | Generation | TWh | 0.67717 | 0.67717 | 0.67717 | 0.67717 | 0.67717 | 0.67717 | 0.67717
NJ HEDD CC Ngas Units - Nox Rate Annual v5.12, Unit 3081 and retrofits | 770 | 5788 | Rate Constraint in lbs/MWh | FALSE | L | Annual | Qualifying Generation | TWh | 0.67717 | 0.67717 | 0.67717 | 0.67717 | 0.67717 | 0.67717 | 0.67717
NJ HEDD CC Ngas Units - Nox Rate Annual v5.12, Unit 3081 and retrofits | 770 | 5788 | Rate Constraint in lbs/MWh | FALSE | L | Annual | Constraint Shadow Price | US2011$/Ton | 0 | 0 | 0 | 0 | 0 | 0 | 0
NJ HEDD CC Ngas Units - Nox Rate Annual v5.12, Unit 3082 and retrofits | 771 | 5788 | Rate Constraint in lbs/MWh | FALSE | L | Annual | Seasons Included | Seasons | Winter, Summer | Winter, Summer | Winter, Summer | Winter, Summer | Winter, Summer | Winter, Summer | Winter, Summer
NJ HEDD CC Ngas Units - Nox Rate Annual v5.12, Unit 3082 and retrofits | 771 | 5788 | Rate Constraint in lbs/MWh | FALSE | L | Annual | Standard | lb/MWh | 0.75 | 0.75 | 0.75 | 0.75 | 0.75 | 0.75 | 0.75
NJ HEDD CC Ngas Units - Nox Rate Annual v5.12, Unit 3082 and retrofits | 771 | 5788 | Rate Constraint in lbs/MWh | FALSE | L | Annual | Emissions at Affected Plants NOX | Thousand Tons | 0.077992 | 0.077992 | 0.077992 | 0.077992 | 0.077992 | 0.077992 | 0.077992
NJ HEDD CC Ngas Units - Nox Rate Annual v5.12, Unit 3082 and retrofits | 771 | 5788 | Rate Constraint in lbs/MWh | FALSE | L | Annual | Allowances Purchased NOX | Thousand Tons | 0 | 0 | 0 | 0 | 0 | 0 | 0
NJ HEDD CC Ngas Units - Nox Rate Annual v5.12, Unit 3082 and retrofits | 771 | 5788 | Rate Constraint in lbs/MWh | FALSE | L | Annual | Allowances Sold NOX | Thousand Tons | 0 | 0 | 0 | 0 | 0 | 0 | 0
NJ HEDD CC Ngas Units - Nox Rate Annual v5.12, Unit 3082 and retrofits | 771 | 5788 | Rate Constraint in lbs/MWh | FALSE | L | Annual | Allowances Banked | Thousand Tons | 0 | 0 | 0 | 0 | 0 | 0 | 0
NJ HEDD CC Ngas Units - Nox Rate Annual v5.12, Unit 3082 and retrofits | 771 | 5788 | Rate Constraint in lbs/MWh | FALSE | L | Annual | Allowances Withdrawn (1:1) | Thousand Tons | 0 | 0 | 0 | 0 | 0 | 0 | 0
NJ HEDD CC Ngas Units - Nox Rate Annual v5.12, Unit 3082 and retrofits | 771 | 5788 | Rate Constraint in lbs/MWh | FALSE | L | Annual | Allowances Withdrawn (n:1) | Thousand Tons | 0 | 0 | 0 | 0 | 0 | 0 | 0
NJ HEDD CC Ngas Units - Nox Rate Annual v5.12, Unit 3082 and retrofits | 771 | 5788 | Rate Constraint in lbs/MWh | FALSE | L | Annual | Net Emissions Allowance Position | Thousand Tons | 0.077992 | 0.077992 | 0.077992 | 0.077992 | 0.077992 | 0.077992 | 0.077992
NJ HEDD CC Ngas Units - Nox Rate Annual v5.12, Unit 3082 and retrofits | 771 | 5788 | Rate Constraint in lbs/MWh | FALSE | L | Annual | Fuel Consumed | TBtu | 4.8649 | 4.8649 | 4.8649 | 4.8649 | 4.8649 | 4.8649 | 4.8649
NJ HEDD CC Ngas Units - Nox Rate Annual v5.12, Unit 3082 and retrofits | 771 | 5788 | Rate Constraint in lbs/MWh | FALSE | L | Annual | Rate | lb/MMBtu | 0.032063 | 0.032063 | 0.032063 | 0.032063 | 0.032063 | 0.032063 | 0.032063
NJ HEDD CC Ngas Units - Nox Rate Annual v5.12, Unit 3082 and retrofits | 771 | 5788 | Rate Constraint in lbs/MWh | FALSE | L | Annual | Generation | TWh | 0.71521 | 0.71521 | 0.71521 | 0.71521 | 0.71521 | 0.71521 | 0.71521
NJ HEDD CC Ngas Units - Nox Rate Annual v5.12, Unit 3082 and retrofits | 771 | 5788 | Rate Constraint in lbs/MWh | FALSE | L | Annual | Qualifying Generation | TWh | 0.71521 | 0.71521 | 0.71521 | 0.71521 | 0.71521 | 0.71521 | 0.71521
NJ HEDD CC Ngas Units - Nox Rate Annual v5.12, Unit 3082 and retrofits | 771 | 5788 | Rate Constraint in lbs/MWh | FALSE | L | Annual | Constraint Shadow Price | US2011$/Ton | 0 | 0 | 0 | 0 | 0 | 0 | 0
NJ HEDD CC Ngas Units - Nox Rate Annual v5.12, Unit 3083 and retrofits | 772 | 5788 | Rate Constraint in lbs/MWh | FALSE | L | Annual | Seasons Included | Seasons | Winter, Summer | Winter, Summer | Winter, Summer | Winter, Summer | Winter, Summer | Winter, Summer | Winter, Summer
NJ HEDD CC Ngas Units - Nox Rate Annual v5.12, Unit 3083 and retrofits | 772 | 5788 | Rate Constraint in lbs/MWh | FALSE | L | Annual | Standard | lb/MWh | 0.75 | 0.75 | 0.75 | 0.75 | 0.75 | 0.75 | 0.75
NJ HEDD CC Ngas Units - Nox Rate Annual v5.12, Unit 3083 and retrofits | 772 | 5788 | Rate Constraint in lbs/MWh | FALSE | L | Annual | Emissions at Affected Plants NOX | Thousand Tons | 0.074439 | 0.074439 | 0.074439 | 0.074439 | 0.074439 | 0.074439 | 0.074439
NJ HEDD CC Ngas Units - Nox Rate Annual v5.12, Unit 3083 and retrofits | 772 | 5788 | Rate Constraint in lbs/MWh | FALSE | L | Annual | Allowances Purchased NOX | Thousand Tons | 0 | 0 | 0 | 0 | 0 | 0 | 0
NJ HEDD CC Ngas Units - Nox Rate Annual v5.12, Unit 3083 and retrofits | 772 | 5788 | Rate Constraint in lbs/MWh | FALSE | L | Annual | Allowances Sold NOX | Thousand Tons | 0 | 0 | 0 | 0 | 0 | 0 | 0
NJ HEDD CC Ngas Units - Nox Rate Annual v5.12, Unit 3083 and retrofits | 772 | 5788 | Rate Constraint in lbs/MWh | FALSE | L | Annual | Allowances Banked | Thousand Tons | 0 | 0 | 0 | 0 | 0 | 0 | 0
NJ HEDD CC Ngas Units - Nox Rate Annual v5.12, Unit 3083 and retrofits | 772 | 5788 | Rate Constraint in lbs/MWh | FALSE | L | Annual | Allowances Withdrawn (1:1) | Thousand Tons | 0 | 0 | 0 | 0 | 0 | 0 | 0
NJ HEDD CC Ngas Units - Nox Rate Annual v5.12, Unit 3083 and retrofits | 772 | 5788 | Rate Constraint in lbs/MWh | FALSE | L | Annual | Allowances Withdrawn (n:1) | Thousand Tons | 0 | 0 | 0 | 0 | 0 | 0 | 0
NJ HEDD CC Ngas Units - Nox Rate Annual v5.12, Unit 3083 and retrofits | 772 | 5788 | Rate Constraint in lbs/MWh | FALSE | L | Annual | Net Emissions Allowance Position | Thousand Tons | 0.074439 | 0.074439 | 0.074439 | 0.074439 | 0.074439 | 0.074439 | 0.074439
NJ HEDD CC Ngas Units - Nox Rate Annual v5.12, Unit 3083 and retrofits | 772 | 5788 | Rate Constraint in lbs/MWh | FALSE | L | Annual | Fuel Consumed | TBtu | 4.6061 | 4.6061 | 4.6061 | 4.6061 | 4.6061 | 4.6061 | 4.6061
NJ HEDD CC Ngas Units - Nox Rate Annual v5.12, Unit 3083 and retrofits | 772 | 5788 | Rate Constraint in lbs/MWh | FALSE | L | Annual | Rate | lb/MMBtu | 0.032322 | 0.032322 | 0.032322 | 0.032322 | 0.032322 | 0.032322 | 0.032322
NJ HEDD CC Ngas Units - Nox Rate Annual v5.12, Unit 3083 and retrofits | 772 | 5788 | Rate Constraint in lbs/MWh | FALSE | L | Annual | Generation | TWh | 0.67717 | 0.67717 | 0.67717 | 0.67717 | 0.67717 | 0.67717 | 0.67717
NJ HEDD CC Ngas Units - Nox Rate Annual v5.12, Unit 3083 and retrofits | 772 | 5788 | Rate Constraint in lbs/MWh | FALSE | L | Annual | Qualifying Generation | TWh | 0.67717 | 0.67717 | 0.67717 | 0.67717 | 0.67717 | 0.67717 | 0.67717
NJ HEDD CC Ngas Units - Nox Rate Annual v5.12, Unit 3083 and retrofits | 772 | 5788 | Rate Constraint in lbs/MWh | FALSE | L | Annual | Constraint Shadow Price | US2011$/Ton | 0 | 0 | 0 | 0 | 0 | 0 | 0
NJ HEDD CC Ngas Units - Nox Rate Annual v5.12, Unit 3084 and retrofits | 773 | 5788 | Rate Constraint in lbs/MWh | FALSE | L | Annual | Seasons Included | Seasons | Winter, Summer | Winter, Summer | Winter, Summer | Winter, Summer | Winter, Summer | Winter, Summer | Winter, Summer
NJ HEDD CC Ngas Units - Nox Rate Annual v5.12, Unit 3084 and retrofits | 773 | 5788 | Rate Constraint in lbs/MWh | FALSE | L | Annual | Standard | lb/MWh | 0.75 | 0.75 | 0.75 | 0.75 | 0.75 | 0.75 | 0.75
NJ HEDD CC Ngas Units - Nox Rate Annual v5.12, Unit 3084 and retrofits | 773 | 5788 | Rate Constraint in lbs/MWh | FALSE | L | Annual | Emissions at Affected Plants NOX | Thousand Tons | 0.033789 | 0.033789 | 0.033789 | 0.033789 | 0.033789 | 0.033789 | 0.033789
NJ HEDD CC Ngas Units - Nox Rate Annual v5.12, Unit 3084 and retrofits | 773 | 5788 | Rate Constraint in lbs/MWh | FALSE | L | Annual | Allowances Purchased NOX | Thousand Tons | 0 | 0 | 0 | 0 | 0 | 0 | 0
NJ HEDD CC Ngas Units - Nox Rate Annual v5.12, Unit 3084 and retrofits | 773 | 5788 | Rate Constraint in lbs/MWh | FALSE | L | Annual | Allowances Sold NOX | Thousand Tons | 0 | 0 | 0 | 0 | 0 | 0 | 0
NJ HEDD CC Ngas Units - Nox Rate Annual v5.12, Unit 3084 and retrofits | 773 | 5788 | Rate Constraint in lbs/MWh | FALSE | L | Annual | Allowances Banked | Thousand Tons | 0 | 0 | 0 | 0 | 0 | 0 | 0
NJ HEDD CC Ngas Units - Nox Rate Annual v5.12, Unit 3084 and retrofits | 773 | 5788 | Rate Constraint in lbs/MWh | FALSE | L | Annual | Allowances Withdrawn (1:1) | Thousand Tons | 0 | 0 | 0 | 0 | 0 | 0 | 0
NJ HEDD CC Ngas Units - Nox Rate Annual v5.12, Unit 3084 and retrofits | 773 | 5788 | Rate Constraint in lbs/MWh | FALSE | L | Annual | Allowances Withdrawn (n:1) | Thousand Tons | 0 | 0 | 0 | 0 | 0 | 0 | 0
NJ HEDD CC Ngas Units - Nox Rate Annual v5.12, Unit 3084 and retrofits | 773 | 5788 | Rate Constraint in lbs/MWh | FALSE | L | Annual | Net Emissions Allowance Position | Thousand Tons | 0.033789 | 0.033789 | 0.033789 | 0.033789 | 0.033789 | 0.033789 | 0.033789
NJ HEDD CC Ngas Units - Nox Rate Annual v5.12, Unit 3084 and retrofits | 773 | 5788 | Rate Constraint in lbs/MWh | FALSE | L | Annual | Fuel Consumed | TBtu | 4.6061 | 4.6061 | 4.6061 | 4.6061 | 4.6061 | 4.6061 | 4.6061
NJ HEDD CC Ngas Units - Nox Rate Annual v5.12, Unit 3084 and retrofits | 773 | 5788 | Rate Constraint in lbs/MWh | FALSE | L | Annual | Rate | lb/MMBtu | 0.014672 | 0.014672 | 0.014672 | 0.014672 | 0.014672 | 0.014672 | 0.014672
NJ HEDD CC Ngas Units - Nox Rate Annual v5.12, Unit 3084 and retrofits | 773 | 5788 | Rate Constraint in lbs/MWh | FALSE | L | Annual | Generation | TWh | 0.67717 | 0.67717 | 0.67717 | 0.67717 | 0.67717 | 0.67717 | 0.67717
NJ HEDD CC Ngas Units - Nox Rate Annual v5.12, Unit 3084 and retrofits | 773 | 5788 | Rate Constraint in lbs/MWh | FALSE | L | Annual | Qualifying Generation | TWh | 0.67717 | 0.67717 | 0.67717 | 0.67717 | 0.67717 | 0.67717 | 0.67717
NJ HEDD CC Ngas Units - Nox Rate Annual v5.12, Unit 3084 and retrofits | 773 | 5788 | Rate Constraint in lbs/MWh | FALSE | L | Annual | Constraint Shadow Price | US2011$/Ton | 0 | 0 | 0 | 0 | 0 | 0 | 0
NJ HEDD CC Ngas Units - Nox Rate Annual v5.12, Unit 3085 and retrofits | 774 | 5788 | Rate Constraint in lbs/MWh | FALSE | L | Annual | Seasons Included | Seasons | Winter, Summer | Winter, Summer | Winter, Summer | Winter, Summer | Winter, Summer | Winter, Summer | Winter, Summer
NJ HEDD CC Ngas Units - Nox Rate Annual v5.12, Unit 3085 and retrofits | 774 | 5788 | Rate Constraint in lbs/MWh | FALSE | L | Annual | Standard | lb/MWh | 0.75 | 0.75 | 0.75 | 0.75 | 0.75 | 0.75 | 0.75
NJ HEDD CC Ngas Units - Nox Rate Annual v5.12, Unit 3085 and retrofits | 774 | 5788 | Rate Constraint in lbs/MWh | FALSE | L | Annual | Emissions at Affected Plants NOX | Thousand Tons | 0.078621 | 0.078621 | 0.078621 | 0.078621 | 0.078621 | 0.078621 | 0.078621
NJ HEDD CC Ngas Units - Nox Rate Annual v5.12, Unit 3085 and retrofits | 774 | 5788 | Rate Constraint in lbs/MWh | FALSE | L | Annual | Allowances Purchased NOX | Thousand Tons | 0 | 0 | 0 | 0 | 0 | 0 | 0
NJ HEDD CC Ngas Units - Nox Rate Annual v5.12, Unit 3085 and retrofits | 774 | 5788 | Rate Constraint in lbs/MWh | FALSE | L | Annual | Allowances Sold NOX | Thousand Tons | 0 | 0 | 0 | 0 | 0 | 0 | 0
NJ HEDD CC Ngas Units - Nox Rate Annual v5.12, Unit 3085 and retrofits | 774 | 5788 | Rate Constraint in lbs/MWh | FALSE | L | Annual | Allowances Banked | Thousand Tons | 0 | 0 | 0 | 0 | 0 | 0 | 0
NJ HEDD CC Ngas Units - Nox Rate Annual v5.12, Unit 3085 and retrofits | 774 | 5788 | Rate Constraint in lbs/MWh | FALSE | L | Annual | Allowances Withdrawn (1:1) | Thousand Tons | 0 | 0 | 0 | 0 | 0 | 0 | 0
NJ HEDD CC Ngas Units - Nox Rate Annual v5.12, Unit 3085 and retrofits | 774 | 5788 | Rate Constraint in lbs/MWh | FALSE | L | Annual | Allowances Withdrawn (n:1) | Thousand Tons | 0 | 0 | 0 | 0 | 0 | 0 | 0
NJ HEDD CC Ngas Units - Nox Rate Annual v5.12, Unit 3085 and retrofits | 774 | 5788 | Rate Constraint in lbs/MWh | FALSE | L | Annual | Net Emissions Allowance Position | Thousand Tons | 0.078621 | 0.078621 | 0.078621 | 0.078621 | 0.078621 | 0.078621 | 0.078621
NJ HEDD CC Ngas Units - Nox Rate Annual v5.12, Unit 3085 and retrofits | 774 | 5788 | Rate Constraint in lbs/MWh | FALSE | L | Annual | Fuel Consumed | TBtu | 4.8649 | 4.8649 | 4.8649 | 4.8649 | 4.8649 | 4.8649 | 4.8649
NJ HEDD CC Ngas Units - Nox Rate Annual v5.12, Unit 3085 and retrofits | 774 | 5788 | Rate Constraint in lbs/MWh | FALSE | L | Annual | Rate | lb/MMBtu | 0.032322 | 0.032322 | 0.032322 | 0.032322 | 0.032322 | 0.032322 | 0.032322
NJ HEDD CC Ngas Units - Nox Rate Annual v5.12, Unit 3085 and retrofits | 774 | 5788 | Rate Constraint in lbs/MWh | FALSE | L | Annual | Generation | TWh | 0.71521 | 0.71521 | 0.71521 | 0.71521 | 0.71521 | 0.71521 | 0.71521
NJ HEDD CC Ngas Units - Nox Rate Annual v5.12, Unit 3085 and retrofits | 774 | 5788 | Rate Constraint in lbs/MWh | FALSE | L | Annual | Qualifying Generation | TWh | 0.71521 | 0.71521 | 0.71521 | 0.71521 | 0.71521 | 0.71521 | 0.71521
NJ HEDD CC Ngas Units - Nox Rate Annual v5.12, Unit 3085 and retrofits | 774 | 5788 | Rate Constraint in lbs/MWh | FALSE | L | Annual | Constraint Shadow Price | US2011$/Ton | 0 | 0 | 0 | 0 | 0 | 0 | 0
NJ HEDD CC Ngas Units - Nox Rate Annual v5.12, Unit 3086 and retrofits | 775 | 5788 | Rate Constraint in lbs/MWh | FALSE | L | Annual | Seasons Included | Seasons | Winter, Summer | Winter, Summer | Winter, Summer | Winter, Summer | Winter, Summer | Winter, Summer | Winter, Summer
NJ HEDD CC Ngas Units - Nox Rate Annual v5.12, Unit 3086 and retrofits | 775 | 5788 | Rate Constraint in lbs/MWh | FALSE | L | Annual | Standard | lb/MWh | 0.75 | 0.75 | 0.75 | 0.75 | 0.75 | 0.75 | 0.75
NJ HEDD CC Ngas Units - Nox Rate Annual v5.12, Unit 3086 and retrofits | 775 | 5788 | Rate Constraint in lbs/MWh | FALSE | L | Annual | Emissions at Affected Plants NOX | Thousand Tons | 0.078621 | 0.078621 | 0.078621 | 0.078621 | 0.078621 | 0.078621 | 0.078621
NJ HEDD CC Ngas Units - Nox Rate Annual v5.12, Unit 3086 and retrofits | 775 | 5788 | Rate Constraint in lbs/MWh | FALSE | L | Annual | Allowances Purchased NOX | Thousand Tons | 0 | 0 | 0 | 0 | 0 | 0 | 0
NJ HEDD CC Ngas Units - Nox Rate Annual v5.12, Unit 3086 and retrofits | 775 | 5788 | Rate Constraint in lbs/MWh | FALSE | L | Annual | Allowances Sold NOX | Thousand Tons | 0 | 0 | 0 | 0 | 0 | 0 | 0
NJ HEDD CC Ngas Units - Nox Rate Annual v5.12, Unit 3086 and retrofits | 775 | 5788 | Rate Constraint in lbs/MWh | FALSE | L | Annual | Allowances Banked | Thousand Tons | 0 | 0 | 0 | 0 | 0 | 0 | 0
NJ HEDD CC Ngas Units - Nox Rate Annual v5.12, Unit 3086 and retrofits | 775 | 5788 | Rate Constraint in lbs/MWh | FALSE | L | Annual | Allowances Withdrawn (1:1) | Thousand Tons | 0 | 0 | 0 | 0 | 0 | 0 | 0
NJ HEDD CC Ngas Units - Nox Rate Annual v5.12, Unit 3086 and retrofits | 775 | 5788 | Rate Constraint in lbs/MWh | FALSE | L | Annual | Allowances Withdrawn (n:1) | Thousand Tons | 0 | 0 | 0 | 0 | 0 | 0 | 0
NJ HEDD CC Ngas Units - Nox Rate Annual v5.12, Unit 3086 and retrofits | 775 | 5788 | Rate Constraint in lbs/MWh | FALSE | L | Annual | Net Emissions Allowance Position | Thousand Tons | 0.078621 | 0.078621 | 0.078621 | 0.078621 | 0.078621 | 0.078621 | 0.078621
NJ HEDD CC Ngas Units - Nox Rate Annual v5.12, Unit 3086 and retrofits | 775 | 5788 | Rate Constraint in lbs/MWh | FALSE | L | Annual | Fuel Consumed | TBtu | 4.8649 | 4.8649 | 4.8649 | 4.8649 | 4.8649 | 4.8649 | 4.8649
NJ HEDD CC Ngas Units - Nox Rate Annual v5.12, Unit 3086 and retrofits | 775 | 5788 | Rate Constraint in lbs/MWh | FALSE | L | Annual | Rate | lb/MMBtu | 0.032322 | 0.032322 | 0.032322 | 0.032322 | 0.032322 | 0.032322 | 0.032322
NJ HEDD CC Ngas Units - Nox Rate Annual v5.12, Unit 3086 and retrofits | 775 | 5788 | Rate Constraint in lbs/MWh | FALSE | L | Annual | Generation | TWh | 0.71521 | 0.71521 | 0.71521 | 0.71521 | 0.71521 | 0.71521 | 0.71521
NJ HEDD CC Ngas Units - Nox Rate Annual v5.12, Unit 3086 and retrofits | 775 | 5788 | Rate Constraint in lbs/MWh | FALSE | L | Annual | Qualifying Generation | TWh | 0.71521 | 0.71521 | 0.71521 | 0.71521 | 0.71521 | 0.71521 | 0.71521
NJ HEDD CC Ngas Units - Nox Rate Annual v5.12, Unit 3086 and retrofits | 775 | 5788 | Rate Constraint in lbs/MWh | FALSE | L | Annual | Constraint Shadow Price | US2011$/Ton | 0 | 0 | 0 | 0 | 0 | 0 | 0
NJ HEDD CC Ngas Units - Nox Rate Annual v5.12, Unit 3087 and retrofits | 776 | 5788 | Rate Constraint in lbs/MWh | FALSE | L | Annual | Seasons Included | Seasons | Winter, Summer | Winter, Summer | Winter, Summer | Winter, Summer | Winter, Summer | Winter, Summer | Winter, Summer
NJ HEDD CC Ngas Units - Nox Rate Annual v5.12, Unit 3087 and retrofits | 776 | 5788 | Rate Constraint in lbs/MWh | FALSE | L | Annual | Standard | lb/MWh | 0.75 | 0.75 | 0.75 | 0.75 | 0.75 | 0.75 | 0.75
NJ HEDD CC Ngas Units - Nox Rate Annual v5.12, Unit 3087 and retrofits | 776 | 5788 | Rate Constraint in lbs/MWh | FALSE | L | Annual | Emissions at Affected Plants NOX | Thousand Tons | 0.077992 | 0.077992 | 0.077992 | 0.077992 | 0.077992 | 0.077992 | 0.077992
NJ HEDD CC Ngas Units - Nox Rate Annual v5.12, Unit 3087 and retrofits | 776 | 5788 | Rate Constraint in lbs/MWh | FALSE | L | Annual | Allowances Purchased NOX | Thousand Tons | 0 | 0 | 0 | 0 | 0 | 0 | 0
NJ HEDD CC Ngas Units - Nox Rate Annual v5.12, Unit 3087 and retrofits | 776 | 5788 | Rate Constraint in lbs/MWh | FALSE | L | Annual | Allowances Sold NOX | Thousand Tons | 0 | 0 | 0 | 0 | 0 | 0 | 0
NJ HEDD CC Ngas Units - Nox Rate Annual v5.12, Unit 3087 and retrofits | 776 | 5788 | Rate Constraint in lbs/MWh | FALSE | L | Annual | Allowances Banked | Thousand Tons | 0 | 0 | 0 | 0 | 0 | 0 | 0
NJ HEDD CC Ngas Units - Nox Rate Annual v5.12, Unit 3087 and retrofits | 776 | 5788 | Rate Constraint in lbs/MWh | FALSE | L | Annual | Allowances Withdrawn (1:1) | Thousand Tons | 0 | 0 | 0 | 0 | 0 | 0 | 0
NJ HEDD CC Ngas Units - Nox Rate Annual v5.12, Unit 3087 and retrofits | 776 | 5788 | Rate Constraint in lbs/MWh | FALSE | L | Annual | Allowances Withdrawn (n:1) | Thousand Tons | 0 | 0 | 0 | 0 | 0 | 0 | 0
NJ HEDD CC Ngas Units - Nox Rate Annual v5.12, Unit 3087 and retrofits | 776 | 5788 | Rate Constraint in lbs/MWh | FALSE | L | Annual | Net Emissions Allowance Position | Thousand Tons | 0.077992 | 0.077992 | 0.077992 | 0.077992 | 0.077992 | 0.077992 | 0.077992
NJ HEDD CC Ngas Units - Nox Rate Annual v5.12, Unit 3087 and retrofits | 776 | 5788 | Rate Constraint in lbs/MWh | FALSE | L | Annual | Fuel Consumed | TBtu | 4.8649 | 4.8649 | 4.8649 | 4.8649 | 4.8649 | 4.8649 | 4.8649
NJ HEDD CC Ngas Units - Nox Rate Annual v5.12, Unit 3087 and retrofits | 776 | 5788 | Rate Constraint in lbs/MWh | FALSE | L | Annual | Rate | lb/MMBtu | 0.032063 | 0.032063 | 0.032063 | 0.032063 | 0.032063 | 0.032063 | 0.032063
NJ HEDD CC Ngas Units - Nox Rate Annual v5.12, Unit 3087 and retrofits | 776 | 5788 | Rate Constraint in lbs/MWh | FALSE | L | Annual | Generation | TWh | 0.71521 | 0.71521 | 0.71521 | 0.71521 | 0.71521 | 0.71521 | 0.71521
NJ HEDD CC Ngas Units - Nox Rate Annual v5.12, Unit 3087 and retrofits | 776 | 5788 | Rate Constraint in lbs/MWh | FALSE | L | Annual | Qualifying Generation | TWh | 0.71521 | 0.71521 | 0.71521 | 0.71521 | 0.71521 | 0.71521 | 0.71521
NJ HEDD CC Ngas Units - Nox Rate Annual v5.12, Unit 3087 and retrofits | 776 | 5788 | Rate Constraint in lbs/MWh | FALSE | L | Annual | Constraint Shadow Price | US2011$/Ton | 0 | 0 | 0 | 0 | 0 | 0 | 0
NJ HEDD CC Ngas Units - Nox Rate Annual v5.12, Unit 3088 and retrofits | 777 | 5788 | Rate Constraint in lbs/MWh | FALSE | L | Annual | Seasons Included | Seasons | Winter, Summer | Winter, Summer | Winter, Summer | Winter, Summer | Winter, Summer | Winter, Summer | Winter, Summer
NJ HEDD CC Ngas Units - Nox Rate Annual v5.12, Unit 3088 and retrofits | 777 | 5788 | Rate Constraint in lbs/MWh | FALSE | L | Annual | Standard | lb/MWh | 0.75 | 0.75 | 0.75 | 0.75 | 0.75 | 0.75 | 0.75
NJ HEDD CC Ngas Units - Nox Rate Annual v5.12, Unit 3088 and retrofits | 777 | 5788 | Rate Constraint in lbs/MWh | FALSE | L | Annual | Emissions at Affected Plants NOX | Thousand Tons | 0.060365 | 0.060365 | 0.060365 | 0.060365 | 0.060365 | 0.060365 | 0.060365
NJ HEDD CC Ngas Units - Nox Rate Annual v5.12, Unit 3088 and retrofits | 777 | 5788 | Rate Constraint in lbs/MWh | FALSE | L | Annual | Allowances Purchased NOX | Thousand Tons | 0 | 0 | 0 | 0 | 0 | 0 | 0
NJ HEDD CC Ngas Units - Nox Rate Annual v5.12, Unit 3088 and retrofits | 777 | 5788 | Rate Constraint in lbs/MWh | FALSE | L | Annual | Allowances Sold NOX | Thousand Tons | 0 | 0 | 0 | 0 | 0 | 0 | 0
NJ HEDD CC Ngas Units - Nox Rate Annual v5.12, Unit 3088 and retrofits | 777 | 5788 | Rate Constraint in lbs/MWh | FALSE | L | Annual | Allowances Banked | Thousand Tons | 0 | 0 | 0 | 0 | 0 | 0 | 0
NJ HEDD CC Ngas Units - Nox Rate Annual v5.12, Unit 3088 and retrofits | 777 | 5788 | Rate Constraint in lbs/MWh | FALSE | L | Annual | Allowances Withdrawn (1:1) | Thousand Tons | 0 | 0 | 0 | 0 | 0 | 0 | 0
NJ HEDD CC Ngas Units - Nox Rate Annual v5.12, Unit 3088 and retrofits | 777 | 5788 | Rate Constraint in lbs/MWh | FALSE | L | Annual | Allowances Withdrawn (n:1) | Thousand Tons | 0 | 0 | 0 | 0 | 0 | 0 | 0
NJ HEDD CC Ngas Units - Nox Rate Annual v5.12, Unit 3088 and retrofits | 777 | 5788 | Rate Constraint in lbs/MWh | FALSE | L | Annual | Net Emissions Allowance Position | Thousand Tons | 0.060365 | 0.060365 | 0.060365 | 0.060365 | 0.060365 | 0.060365 | 0.060365
NJ HEDD CC Ngas Units - Nox Rate Annual v5.12, Unit 3088 and retrofits | 777 | 5788 | Rate Constraint in lbs/MWh | FALSE | L | Annual | Fuel Consumed | TBtu | 8.2289 | 8.2289 | 8.2289 | 8.2289 | 8.2289 | 8.2289 | 8.2289
NJ HEDD CC Ngas Units - Nox Rate Annual v5.12, Unit 3088 and retrofits | 777 | 5788 | Rate Constraint in lbs/MWh | FALSE | L | Annual | Rate | lb/MMBtu | 0.014672 | 0.014672 | 0.014672 | 0.014672 | 0.014672 | 0.014672 | 0.014672
NJ HEDD CC Ngas Units - Nox Rate Annual v5.12, Unit 3088 and retrofits | 777 | 5788 | Rate Constraint in lbs/MWh | FALSE | L | Annual | Generation | TWh | 1.2098 | 1.2098 | 1.2098 | 1.2098 | 1.2098 | 1.2098 | 1.2098
NJ HEDD CC Ngas Units - Nox Rate Annual v5.12, Unit 3088 and retrofits | 777 | 5788 | Rate Constraint in lbs/MWh | FALSE | L | Annual | Qualifying Generation | TWh | 1.2098 | 1.2098 | 1.2098 | 1.2098 | 1.2098 | 1.2098 | 1.2098
NJ HEDD CC Ngas Units - Nox Rate Annual v5.12, Unit 3088 and retrofits | 777 | 5788 | Rate Constraint in lbs/MWh | FALSE | L | Annual | Constraint Shadow Price | US2011$/Ton | 0 | 0 | 0 | 0 | 0 | 0 | 0
NJ LoganGen- NOx Annual GPS v4.10, Unit 3722 and retrofits | 778 | 2278 | Rate Constraint in lbs/MWh | FALSE | L | Annual | Seasons Included | Seasons | Winter, Summer | Winter, Summer | Winter, Summer | Winter, Summer | Winter, Summer | Winter, Summer | Winter, Summer
NJ LoganGen- NOx Annual GPS v4.10, Unit 3722 and retrofits | 778 | 2278 | Rate Constraint in lbs/MWh | FALSE | L | Annual | Standard | lb/MWh | 1.5414 | 1.5414 | 1.5414 | 1.5414 | 1.5414 | 1.5414 | 1.5414
NJ LoganGen- NOx Annual GPS v4.10, Unit 3722 and retrofits | 778 | 2278 | Rate Constraint in lbs/MWh | FALSE | L | Annual | Emissions at Affected Plants NOX | Thousand Tons | 0.5471 | 0.44508 | 0.50975 | 0 | 0 | 0 | 0
NJ LoganGen- NOx Annual GPS v4.10, Unit 3722 and retrofits | 778 | 2278 | Rate Constraint in lbs/MWh | FALSE | L | Annual | Allowances Purchased NOX | Thousand Tons | 0 | 0 | 0 | 0 | 0 | 0 | 0
NJ LoganGen- NOx Annual GPS v4.10, Unit 3722 and retrofits | 778 | 2278 | Rate Constraint in lbs/MWh | FALSE | L | Annual | Allowances Sold NOX | Thousand Tons | 0 | 0 | 0 | 0 | 0 | 0 | 0
NJ LoganGen- NOx Annual GPS v4.10, Unit 3722 and retrofits | 778 | 2278 | Rate Constraint in lbs/MWh | FALSE | L | Annual | Allowances Banked | Thousand Tons | 0 | 0 | 0 | 0 | 0 | 0 | 0
NJ LoganGen- NOx Annual GPS v4.10, Unit 3722 and retrofits | 778 | 2278 | Rate Constraint in lbs/MWh | FALSE | L | Annual | Allowances Withdrawn (1:1) | Thousand Tons | 0 | 0 | 0 | 0 | 0 | 0 | 0
NJ LoganGen- NOx Annual GPS v4.10, Unit 3722 and retrofits | 778 | 2278 | Rate Constraint in lbs/MWh | FALSE | L | Annual | Allowances Withdrawn (n:1) | Thousand Tons | 0 | 0 | 0 | 0 | 0 | 0 | 0
NJ LoganGen- NOx Annual GPS v4.10, Unit 3722 and retrofits | 778 | 2278 | Rate Constraint in lbs/MWh | FALSE | L | Annual | Net Emissions Allowance Position | Thousand Tons | 0.5471 | 0.44508 | 0.50975 | 0 | 0 | 0 | 0
NJ LoganGen- NOx Annual GPS v4.10, Unit 3722 and retrofits | 778 | 2278 | Rate Constraint in lbs/MWh | FALSE | L | Annual | Fuel Consumed | TBtu | 8.2043 | 8.2043 | 9.174 | 0 | 0 | 0 | 0
NJ LoganGen- NOx Annual GPS v4.10, Unit 3722 and retrofits | 778 | 2278 | Rate Constraint in lbs/MWh | FALSE | L | Annual | Rate | lb/MMBtu | 0.13337 | 0.1085 | 0.11113 | 0 | 0 | 0 | 0
NJ LoganGen- NOx Annual GPS v4.10, Unit 3722 and retrofits | 778 | 2278 | Rate Constraint in lbs/MWh | FALSE | L | Annual | Generation | TWh | 0.79233 | 0.79233 | 0.88598 | 0 | 0 | 0 | 0
NJ LoganGen- NOx Annual GPS v4.10, Unit 3722 and retrofits | 778 | 2278 | Rate Constraint in lbs/MWh | FALSE | L | Annual | Qualifying Generation | TWh | 0.79233 | 0.79233 | 0.88598 | 0 | 0 | 0 | 0
NJ LoganGen- NOx Annual GPS v4.10, Unit 3722 and retrofits | 778 | 2278 | Rate Constraint in lbs/MWh | FALSE | L | Annual | Constraint Shadow Price | US2011$/Ton | 0 | 0 | 0 | 0 | 0 | 0 | 0
NJ Non-HEDD CC Ngas Units - Nox Rate Annual v5.12, Unit 2966 and retrofits | 779 | 5789 | Rate Constraint in lbs/MWh | FALSE | L | Annual | Seasons Included | Seasons | Winter, Summer | Winter, Summer | Winter, Summer | Winter, Summer | Winter, Summer | Winter, Summer | Winter, Summer
NJ Non-HEDD CC Ngas Units - Nox Rate Annual v5.12, Unit 2966 and retrofits | 779 | 5789 | Rate Constraint in lbs/MWh | FALSE | L | Annual | Standard | lb/MWh | 1.3 | 1.3 | 1.3 | 1.3 | 1.3 | 1.3 | 1.3
NJ Non-HEDD CC Ngas Units - Nox Rate Annual v5.12, Unit 2966 and retrofits | 779 | 5789 | Rate Constraint in lbs/MWh | FALSE | L | Annual | Emissions at Affected Plants NOX | Thousand Tons | 0.0031176 | 0.0031176 | 0.0031176 | 0.0031176 | 0.00095587 | 0.00095587 | 0.00095587
NJ Non-HEDD CC Ngas Units - Nox Rate Annual v5.12, Unit 2966 and retrofits | 779 | 5789 | Rate Constraint in lbs/MWh | FALSE | L | Annual | Allowances Purchased NOX | Thousand Tons | 0 | 0 | 0 | 0 | 0 | 0 | 0
NJ Non-HEDD CC Ngas Units - Nox Rate Annual v5.12, Unit 2966 and retrofits | 779 | 5789 | Rate Constraint in lbs/MWh | FALSE | L | Annual | Allowances Sold NOX | Thousand Tons | 0 | 0 | 0 | 0 | 0 | 0 | 0
NJ Non-HEDD CC Ngas Units - Nox Rate Annual v5.12, Unit 2966 and retrofits | 779 | 5789 | Rate Constraint in lbs/MWh | FALSE | L | Annual | Allowances Banked | Thousand Tons | 0 | 0 | 0 | 0 | 0 | 0 | 0
NJ Non-HEDD CC Ngas Units - Nox Rate Annual v5.12, Unit 2966 and retrofits | 779 | 5789 | Rate Constraint in lbs/MWh | FALSE | L | Annual | Allowances Withdrawn (1:1) | Thousand Tons | 0 | 0 | 0 | 0 | 0 | 0 | 0
NJ Non-HEDD CC Ngas Units - Nox Rate Annual v5.12, Unit 2966 and retrofits | 779 | 5789 | Rate Constraint in lbs/MWh | FALSE | L | Annual | Allowances Withdrawn (n:1) | Thousand Tons | 0 | 0 | 0 | 0 | 0 | 0 | 0
NJ Non-HEDD CC Ngas Units - Nox Rate Annual v5.12, Unit 2966 and retrofits | 779 | 5789 | Rate Constraint in lbs/MWh | FALSE | L | Annual | Net Emissions Allowance Position | Thousand Tons | 0.0031176 | 0.0031176 | 0.0031176 | 0.0031176 | 0.00095587 | 0.00095587 | 0.00095587
NJ Non-HEDD CC Ngas Units - Nox Rate Annual v5.12, Unit 2966 and retrofits | 779 | 5789 | Rate Constraint in lbs/MWh | FALSE | L | Annual | Fuel Consumed | TBtu | 0.12041 | 0.12041 | 0.12041 | 0.12041 | 0.036917 | 0.036917 | 0.036917
NJ Non-HEDD CC Ngas Units - Nox Rate Annual v5.12, Unit 2966 and retrofits | 779 | 5789 | Rate Constraint in lbs/MWh | FALSE | L | Annual | Rate | lb/MMBtu | 0.051785 | 0.051785 | 0.051785 | 0.051785 | 0.051785 | 0.051785 | 0.051785
NJ Non-HEDD CC Ngas Units - Nox Rate Annual v5.12, Unit 2966 and retrofits | 779 | 5789 | Rate Constraint in lbs/MWh | FALSE | L | Annual | Generation | TWh | 0.011836 | 0.011836 | 0.011836 | 0.011836 | 0.0036289 | 0.0036289 | 0.0036289
NJ Non-HEDD CC Ngas Units - Nox Rate Annual v5.12, Unit 2966 and retrofits | 779 | 5789 | Rate Constraint in lbs/MWh | FALSE | L | Annual | Qualifying Generation | TWh | 0.011836 | 0.011836 | 0.011836 | 0.011836 | 0.0036289 | 0.0036289 | 0.0036289
NJ Non-HEDD CC Ngas Units - Nox Rate Annual v5.12, Unit 2966 and retrofits | 779 | 5789 | Rate Constraint in lbs/MWh | FALSE | L | Annual | Constraint Shadow Price | US2011$/Ton | 0 | 0 | 0 | 0 | 0 | 0 | 0
NJ Non-HEDD CC Ngas Units - Nox Rate Annual v5.12, Unit 2967 and retrofits | 780 | 5789 | Rate Constraint in lbs/MWh | FALSE | L | Annual | Seasons Included | Seasons | Winter, Summer | Winter, Summer | Winter, Summer | Winter, Summer | Winter, Summer | Winter, Summer | Winter, Summer
NJ Non-HEDD CC Ngas Units - Nox Rate Annual v5.12, Unit 2967 and retrofits | 780 | 5789 | Rate Constraint in lbs/MWh | FALSE | L | Annual | Standard | lb/MWh | 1.3 | 1.3 | 1.3 | 1.3 | 1.3 | 1.3 | 1.3
NJ Non-HEDD CC Ngas Units - Nox Rate Annual v5.12, Unit 2967 and retrofits | 780 | 5789 | Rate Constraint in lbs/MWh | FALSE | L | Annual | Emissions at Affected Plants NOX | Thousand Tons | 0.062618 | 0.043156 | 0.039368 | 0.036346 | 0.01756 | 0.036346 | 0.036346
NJ Non-HEDD CC Ngas Units - Nox Rate Annual v5.12, Unit 2967 and retrofits | 780 | 5789 | Rate Constraint in lbs/MWh | FALSE | L | Annual | Allowances Purchased NOX | Thousand Tons | 0 | 0 | 0 | 0 | 0 | 0 | 0
NJ Non-HEDD CC Ngas Units - Nox Rate Annual v5.12, Unit 2967 and retrofits | 780 | 5789 | Rate Constraint in lbs/MWh | FALSE | L | Annual | Allowances Sold NOX | Thousand Tons | 0 | 0 | 0 | 0 | 0 | 0 | 0
NJ Non-HEDD CC Ngas Units - Nox Rate Annual v5.12, Unit 2967 and retrofits | 780 | 5789 | Rate Constraint in lbs/MWh | FALSE | L | Annual | Allowances Banked | Thousand Tons | 0 | 0 | 0 | 0 | 0 | 0 | 0
NJ Non-HEDD CC Ngas Units - Nox Rate Annual v5.12, Unit 2967 and retrofits | 780 | 5789 | Rate Constraint in lbs/MWh | FALSE | L | Annual | Allowances Withdrawn (1:1) | Thousand Tons | 0 | 0 | 0 | 0 | 0 | 0 | 0
NJ Non-HEDD CC Ngas Units - Nox Rate Annual v5.12, Unit 2967 and retrofits | 780 | 5789 | Rate Constraint in lbs/MWh | FALSE | L | Annual | Allowances Withdrawn (n:1) | Thousand Tons | 0 | 0 | 0 | 0 | 0 | 0 | 0
NJ Non-HEDD CC Ngas Units - Nox Rate Annual v5.12, Unit 2967 and retrofits | 780 | 5789 | Rate Constraint in lbs/MWh | FALSE | L | Annual | Net Emissions Allowance Position | Thousand Tons | 0.062618 | 0.043156 | 0.039368 | 0.036346 | 0.01756 | 0.036346 | 0.036346
NJ Non-HEDD CC Ngas Units - Nox Rate Annual v5.12, Unit 2967 and retrofits | 780 | 5789 | Rate Constraint in lbs/MWh | FALSE | L | Annual | Fuel Consumed | TBtu | 15.9555 | 10.9963 | 10.0313 | 9.2611 | 4.4744 | 9.2611 | 9.2611
NJ Non-HEDD CC Ngas Units - Nox Rate Annual v5.12, Unit 2967 and retrofits | 780 | 5789 | Rate Constraint in lbs/MWh | FALSE | L | Annual | Rate | lb/MMBtu | 0.0078491 | 0.0078491 | 0.0078491 | 0.0078491 | 0.0078491 | 0.0078491 | 0.0078491
NJ Non-HEDD CC Ngas Units - Nox Rate Annual v5.12, Unit 2967 and retrofits | 780 | 5789 | Rate Constraint in lbs/MWh | FALSE | L | Annual | Generation | TWh | 2.1091 | 1.4536 | 1.326 | 1.2242 | 0.59147 | 1.2242 | 1.2242
NJ Non-HEDD CC Ngas Units - Nox Rate Annual v5.12, Unit 2967 and retrofits | 780 | 5789 | Rate Constraint in lbs/MWh | FALSE | L | Annual | Qualifying Generation | TWh | 2.1091 | 1.4536 | 1.326 | 1.2242 | 0.59147 | 1.2242 | 1.2242
NJ Non-HEDD CC Ngas Units - Nox Rate Annual v5.12, Unit 2967 and retrofits | 780 | 5789 | Rate Constraint in lbs/MWh | FALSE | L | Annual | Constraint Shadow Price | US2011$/Ton | 0 | 0 | 0 | 0 | 0 | 0 | 0
NJ Non-HEDD CC Ngas Units - Nox Rate Annual v5.12, Unit 2968 and retrofits | 781 | 5789 | Rate Constraint in lbs/MWh | FALSE | L | Annual | Seasons Included | Seasons | Winter, Summer | Winter, Summer | Winter, Summer | Winter, Summer | Winter, Summer | Winter, Summer | Winter, Summer
NJ Non-HEDD CC Ngas Units - Nox Rate Annual v5.12, Unit 2968 and retrofits | 781 | 5789 | Rate Constraint in lbs/MWh | FALSE | L | Annual | Standard | lb/MWh | 1.3 | 1.3 | 1.3 | 1.3 | 1.3 | 1.3 | 1.3
NJ Non-HEDD CC Ngas Units - Nox Rate Annual v5.12, Unit 2968 and retrofits | 781 | 5789 | Rate Constraint in lbs/MWh | FALSE | L | Annual | Emissions at Affected Plants NOX | Thousand Tons | 0.038718 | 0.026684 | 0.02244 | 0.022474 | 0.010858 | 0.022474 | 0.022474
NJ Non-HEDD CC Ngas Units - Nox Rate Annual v5.12, Unit 2968 and retrofits | 781 | 5789 | Rate Constraint in lbs/MWh | FALSE | L | Annual | Allowances Purchased NOX | Thousand Tons | 0 | 0 | 0 | 0 | 0 | 0 | 0
NJ Non-HEDD CC Ngas Units - Nox Rate Annual v5.12, Unit 2968 and retrofits | 781 | 5789 | Rate Constraint in lbs/MWh | FALSE | L | Annual | Allowances Sold NOX | Thousand Tons | 0 | 0 | 0 | 0 | 0 | 0 | 0
NJ Non-HEDD CC Ngas Units - Nox Rate Annual v5.12, Unit 2968 and retrofits | 781 | 5789 | Rate Constraint in lbs/MWh | FALSE | L | Annual | Allowances Banked | Thousand Tons | 0 | 0 | 0 | 0 | 0 | 0 | 0
NJ Non-HEDD CC Ngas Units - Nox Rate Annual v5.12, Unit 2968 and retrofits | 781 | 5789 | Rate Constraint in lbs/MWh | FALSE | L | Annual | Allowances Withdrawn (1:1) | Thousand Tons | 0 | 0 | 0 | 0 | 0 | 0 | 0
NJ Non-HEDD CC Ngas Units - Nox Rate Annual v5.12, Unit 2968 and retrofits | 781 | 5789 | Rate Constraint in lbs/MWh | FALSE | L | Annual | Allowances Withdrawn (n:1) | Thousand Tons | 0 | 0 | 0 | 0 | 0 | 0 | 0
NJ Non-HEDD CC Ngas Units - Nox Rate Annual v5.12, Unit 2968 and retrofits | 781 | 5789 | Rate Constraint in lbs/MWh | FALSE | L | Annual | Net Emissions Allowance Position | Thousand Tons | 0.038718 | 0.026684 | 0.02244 | 0.022474 | 0.010858 | 0.022474 | 0.022474
NJ Non-HEDD CC Ngas Units - Nox Rate Annual v5.12, Unit 2968 and retrofits | 781 | 5789 | Rate Constraint in lbs/MWh | FALSE | L | Annual | Fuel Consumed | TBtu | 9.8657 | 6.7993 | 5.718 | 5.7264 | 2.7667 | 5.7264 | 5.7264
NJ Non-HEDD CC Ngas Units - Nox Rate Annual v5.12, Unit 2968 and retrofits | 781 | 5789 | Rate Constraint in lbs/MWh | FALSE | L | Annual | Rate | lb/MMBtu | 0.0078491 | 0.0078491 | 0.0078491 | 0.0078491 | 0.0078491 | 0.0078491 | 0.0078491
NJ Non-HEDD CC Ngas Units - Nox Rate Annual v5.12, Unit 2968 and retrofits | 781 | 5789 | Rate Constraint in lbs/MWh | FALSE | L | Annual | Generation | TWh | 1.3041 | 0.89879 | 0.75584 | 0.75696 | 0.36572 | 0.75696 | 0.75696
NJ Non-HEDD CC Ngas Units - Nox Rate Annual v5.12, Unit 2968 and retrofits | 781 | 5789 | Rate Constraint in lbs/MWh | FALSE | L | Annual | Qualifying Generation | TWh | 1.3041 | 0.89879 | 0.75584 | 0.75696 | 0.36572 | 0.75696 | 0.75696
NJ Non-HEDD CC Ngas Units - Nox Rate Annual v5.12, Unit 2968 and retrofits | 781 | 5789 | Rate Constraint in lbs/MWh | FALSE | L | Annual | Constraint Shadow Price | US2011$/Ton | 0 | 0 | 0 | 0 | 0 | 0 | 0
NJ Non-HEDD CC Ngas Units - Nox Rate Annual v5.12, Unit 2969 and retrofits | 782 | 5789 | Rate Constraint in lbs/MWh | FALSE | L | Annual | Seasons Included | Seasons | Winter, Summer | Winter, Summer | Winter, Summer | Winter, Summer | Winter, Summer | Winter, Summer | Winter, Summer
NJ Non-HEDD CC Ngas Units - Nox Rate Annual v5.12, Unit 2969 and retrofits | 782 | 5789 | Rate Constraint in lbs/MWh | FALSE | L | Annual | Standard | lb/MWh | 1.3 | 1.3 | 1.3 | 1.3 | 1.3 | 1.3 | 1.3
NJ Non-HEDD CC Ngas Units - Nox Rate Annual v5.12, Unit 2969 and retrofits | 782 | 5789 | Rate Constraint in lbs/MWh | FALSE | L | Annual | Emissions at Affected Plants NOX | Thousand Tons | 0.038718 | 0.026684 | 0.02244 | 0.022474 | 0.010858 | 0.022474 | 0.022474
NJ Non-HEDD CC Ngas Units - Nox Rate Annual v5.12, Unit 2969 and retrofits | 782 | 5789 | Rate Constraint in lbs/MWh | FALSE | L | Annual | Allowances Purchased NOX | Thousand Tons | 0 | 0 | 0 | 0 | 0 | 0 | 0
NJ Non-HEDD CC Ngas Units - Nox Rate Annual v5.12, Unit 2969 and retrofits | 782 | 5789 | Rate Constraint in lbs/MWh | FALSE | L | Annual | Allowances Sold NOX | Thousand Tons | 0 | 0 | 0 | 0 | 0 | 0 | 0
NJ Non-HEDD CC Ngas Units - Nox Rate Annual v5.12, Unit 2969 and retrofits | 782 | 5789 | Rate Constraint in lbs/MWh | FALSE | L | Annual | Allowances Banked | Thousand Tons | 0 | 0 | 0 | 0 | 0 | 0 | 0
NJ Non-HEDD CC Ngas Units - Nox Rate Annual v5.12, Unit 2969 and retrofits | 782 | 5789 | Rate Constraint in lbs/MWh | FALSE | L | Annual | Allowances Withdrawn (1:1) | Thousand Tons | 0 | 0 | 0 | 0 | 0 | 0 | 0
NJ Non-HEDD CC Ngas Units - Nox Rate Annual v5.12, Unit 2969 and retrofits | 782 | 5789 | Rate Constraint in lbs/MWh | FALSE | L | Annual | Allowances Withdrawn (n:1) | Thousand Tons | 0 | 0 | 0 | 0 | 0 | 0 | 0
NJ Non-HEDD CC Ngas Units - Nox Rate Annual v5.12, Unit 2969 and retrofits | 782 | 5789 | Rate Constraint in lbs/MWh | FALSE | L | Annual | Net Emissions Allowance Position | Thousand Tons | 0.038718 | 0.026684 | 0.02244 | 0.022474 | 0.010858 | 0.022474 | 0.022474
NJ Non-HEDD CC Ngas Units - Nox Rate Annual v5.12, Unit 2969 and retrofits | 782 | 5789 | Rate Constraint in lbs/MWh | FALSE | L | Annual | Fuel Consumed | TBtu | 9.8657 | 6.7993 | 5.718 | 5.7264 | 2.7667 | 5.7264 | 5.7264
NJ Non-HEDD CC Ngas Units - Nox Rate Annual v5.12, Unit 2969 and retrofits | 782 | 5789 | Rate Constraint in lbs/MWh | FALSE | L | Annual | Rate | lb/MMBtu | 0.0078491 | 0.0078491 | 0.0078491 | 0.0078491 | 0.0078491 | 0.0078491 | 0.0078491
NJ Non-HEDD CC Ngas Units - Nox Rate Annual v5.12, Unit 2969 and retrofits | 782 | 5789 | Rate Constraint in lbs/MWh | FALSE | L | Annual | Generation | TWh | 1.3041 | 0.89879 | 0.75584 | 0.75696 | 0.36572 | 0.75696 | 0.75696
NJ Non-HEDD CC Ngas Units - Nox Rate Annual v5.12, Unit 2969 and retrofits | 782 | 5789 | Rate Constraint in lbs/MWh | FALSE | L | Annual | Qualifying Generation | TWh | 1.3041 | 0.89879 | 0.75584 | 0.75696 | 0.36572 | 0.75696 | 0.75696
NJ Non-HEDD CC Ngas Units - Nox Rate Annual v5.12, Unit 2969 and retrofits | 782 | 5789 | Rate Constraint in lbs/MWh | FALSE | L | Annual | Constraint Shadow Price | US2011$/Ton | 0 | 0 | 0 | 0 | 0 | 0 | 0
NJ Non-HEDD CC Ngas Units - Nox Rate Annual v5.12, Unit 2970 and retrofits | 783 | 5789 | Rate Constraint in lbs/MWh | FALSE | L | Annual | Seasons Included | Seasons | Winter, Summer | Winter, Summer | Winter, Summer | Winter, Summer | Winter, Summer | Winter, Summer | Winter, Summer
NJ Non-HEDD CC Ngas Units - Nox Rate Annual v5.12, Unit 2970 and retrofits | 783 | 5789 | Rate Constraint in lbs/MWh | FALSE | L | Annual | Standard | lb/MWh | 1.3 | 1.3 | 1.3 | 1.3 | 1.3 | 1.3 | 1.3
NJ Non-HEDD CC Ngas Units - Nox Rate Annual v5.12, Unit 2970 and retrofits | 783 | 5789 | Rate Constraint in lbs/MWh | FALSE | L | Annual | Emissions at Affected Plants NOX | Thousand Tons | 0.06567 | 0.045259 | 0.038061 | 0.038117 | 0.018416 | 0.038117 | 0.038117
NJ Non-HEDD CC Ngas Units - Nox Rate Annual v5.12, Unit 2970 and retrofits | 783 | 5789 | Rate Constraint in lbs/MWh | FALSE | L | Annual | Allowances Purchased NOX | Thousand Tons | 0 | 0 | 0 | 0 | 0 | 0 | 0
NJ Non-HEDD CC Ngas Units - Nox Rate Annual v5.12, Unit 2970 and retrofits | 783 | 5789 | Rate Constraint in lbs/MWh | FALSE | L | Annual | Allowances Sold NOX | Thousand Tons | 0 | 0 | 0 | 0 | 0 | 0 | 0
NJ Non-HEDD CC Ngas Units - Nox Rate Annual v5.12, Unit 2970 and retrofits | 783 | 5789 | Rate Constraint in lbs/MWh | FALSE | L | Annual | Allowances Banked | Thousand Tons | 0 | 0 | 0 | 0 | 0 | 0 | 0
NJ Non-HEDD CC Ngas Units - Nox Rate Annual v5.12, Unit 2970 and retrofits | 783 | 5789 | Rate Constraint in lbs/MWh | FALSE | L | Annual | Allowances Withdrawn (1:1) | Thousand Tons | 0 | 0 | 0 | 0 | 0 | 0 | 0
NJ Non-HEDD CC Ngas Units - Nox Rate Annual v5.12, Unit 2970 and retrofits | 783 | 5789 | Rate Constraint in lbs/MWh | FALSE | L | Annual | Allowances Withdrawn (n:1) | Thousand Tons | 0 | 0 | 0 | 0 | 0 | 0 | 0
NJ Non-HEDD CC Ngas Units - Nox Rate Annual v5.12, Unit 2970 and retrofits | 783 | 5789 | Rate Constraint in lbs/MWh | FALSE | L | Annual | Net Emissions Allowance Position | Thousand Tons | 0.06567 | 0.045259 | 0.038061 | 0.038117 | 0.018416 | 0.038117 | 0.038117
NJ Non-HEDD CC Ngas Units - Nox Rate Annual v5.12, Unit 2970 and retrofits | 783 | 5789 | Rate Constraint in lbs/MWh | FALSE | L | Annual | Fuel Consumed | TBtu | 16.1109 | 11.1034 | 9.3375 | 9.3513 | 4.518 | 9.3513 | 9.3513
NJ Non-HEDD CC Ngas Units - Nox Rate Annual v5.12, Unit 2970 and retrofits | 783 | 5789 | Rate Constraint in lbs/MWh | FALSE | L | Annual | Rate | lb/MMBtu | 0.0081523 | 0.0081523 | 0.0081523 | 0.0081523 | 0.0081523 | 0.0081523 | 0.0081523
NJ Non-HEDD CC Ngas Units - Nox Rate Annual v5.12, Unit 2970 and retrofits | 783 | 5789 | Rate Constraint in lbs/MWh | FALSE | L | Annual | Generation | TWh | 2.1297 | 1.4677 | 1.2343 | 1.2361 | 0.59723 | 1.2361 | 1.2361
NJ Non-HEDD CC Ngas Units - Nox Rate Annual v5.12, Unit 2970 and retrofits | 783 | 5789 | Rate Constraint in lbs/MWh | FALSE | L | Annual | Qualifying Generation | TWh | 2.1297 | 1.4677 | 1.2343 | 1.2361 | 0.59723 | 1.2361 | 1.2361
NJ Non-HEDD CC Ngas Units - Nox Rate Annual v5.12, Unit 2970 and retrofits | 783 | 5789 | Rate Constraint in lbs/MWh | FALSE | L | Annual | Constraint Shadow Price | US2011$/Ton | 0 | 0 | 0 | 0 | 0 | 0 | 0
NJ Non-HEDD CC Ngas Units - Nox Rate Annual v5.12, Unit 2971 and retrofits | 784 | 5789 | Rate Constraint in lbs/MWh | FALSE | L | Annual | Seasons Included | Seasons | Winter, Summer | Winter, Summer | Winter, Summer | Winter, Summer | Winter, Summer | Winter, Summer | Winter, Summer
NJ Non-HEDD CC Ngas Units - Nox Rate Annual v5.12, Unit 2971 and retrofits | 784 | 5789 | Rate Constraint in lbs/MWh | FALSE | L | Annual | Standard | lb/MWh | 1.3 | 1.3 | 1.3 | 1.3 | 1.3 | 1.3 | 1.3
NJ Non-HEDD CC Ngas Units - Nox Rate Annual v5.12, Unit 2971 and retrofits | 784 | 5789 | Rate Constraint in lbs/MWh | FALSE | L | Annual | Emissions at Affected Plants NOX | Thousand Tons | 0.040589 | 0.027974 | 0.023525 | 0.02356 | 0.011383 | 0.02356 | 0.02356
NJ Non-HEDD CC Ngas Units - Nox Rate Annual v5.12, Unit 2971 and retrofits | 784 | 5789 | Rate Constraint in lbs/MWh | FALSE | L | Annual | Allowances Purchased NOX | Thousand Tons | 0 | 0 | 0 | 0 | 0 | 0 | 0
NJ Non-HEDD CC Ngas Units - Nox Rate Annual v5.12, Unit 2971 and retrofits | 784 | 5789 | Rate Constraint in lbs/MWh | FALSE | L | Annual | Allowances Sold NOX | Thousand Tons | 0 | 0 | 0 | 0 | 0 | 0 | 0
NJ Non-HEDD CC Ngas Units - Nox Rate Annual v5.12, Unit 2971 and retrofits | 784 | 5789 | Rate Constraint in lbs/MWh | FALSE | L | Annual | Allowances Banked | Thousand Tons | 0 | 0 | 0 | 0 | 0 | 0 | 0
NJ Non-HEDD CC Ngas Units - Nox Rate Annual v5.12, Unit 2971 and retrofits | 784 | 5789 | Rate Constraint in lbs/MWh | FALSE | L | Annual | Allowances Withdrawn (1:1) | Thousand Tons | 0 | 0 | 0 | 0 | 0 | 0 | 0
NJ Non-HEDD CC Ngas Units - Nox Rate Annual v5.12, Unit 2971 and retrofits | 784 | 5789 | Rate Constraint in lbs/MWh | FALSE | L | Annual | Allowances Withdrawn (n:1) | Thousand Tons | 0 | 0 | 0 | 0 | 0 | 0 | 0
NJ Non-HEDD CC Ngas Units - Nox Rate Annual v5.12, Unit 2971 and retrofits | 784 | 5789 | Rate Constraint in lbs/MWh | FALSE | L | Annual | Net Emissions Allowance Position | Thousand Tons | 0.040589 | 0.027974 | 0.023525 | 0.02356 | 0.011383 | 0.02356 | 0.02356
NJ Non-HEDD CC Ngas Units - Nox Rate Annual v5.12, Unit 2971 and retrofits | 784 | 5789 | Rate Constraint in lbs/MWh | FALSE | L | Annual | Fuel Consumed | TBtu | 9.9578 | 6.8628 | 5.7713 | 5.7799 | 2.7925 | 5.7799 | 5.7799
NJ Non-HEDD CC Ngas Units - Nox Rate Annual v5.12, Unit 2971 and retrofits | 784 | 5789 | Rate Constraint in lbs/MWh | FALSE | L | Annual | Rate | lb/MMBtu | 0.0081523 | 0.0081523 | 0.0081523 | 0.0081523 | 0.0081523 | 0.0081523 | 0.0081523
NJ Non-HEDD CC Ngas Units - Nox Rate Annual v5.12, Unit 2971 and retrofits | 784 | 5789 | Rate Constraint in lbs/MWh | FALSE | L | Annual | Generation | TWh | 1.3163 | 0.90718 | 0.7629 | 0.76403 | 0.36913 | 0.76403 | 0.76403
NJ Non-HEDD CC Ngas Units - Nox Rate Annual v5.12, Unit 2971 and retrofits | 784 | 5789 | Rate Constraint in lbs/MWh | FALSE | L | Annual | Qualifying Generation | TWh | 1.3163 | 0.90718 | 0.7629 | 0.76403 | 0.36913 | 0.76403 | 0.76403
NJ Non-HEDD CC Ngas Units - Nox Rate Annual v5.12, Unit 2971 and retrofits | 784 | 5789 | Rate Constraint in lbs/MWh | FALSE | L | Annual | Constraint Shadow Price | US2011$/Ton | 0 | 0 | 0 | 0 | 0 | 0 | 0
NJ Non-HEDD CC Ngas Units - Nox Rate Annual v5.12, Unit 2972 and retrofits | 785 | 5789 | Rate Constraint in lbs/MWh | FALSE | L | Annual | Seasons Included | Seasons | Winter, Summer | Winter, Summer | Winter, Summer | Winter, Summer | Winter, Summer | Winter, Summer | Winter, Summer
NJ Non-HEDD CC Ngas Units - Nox Rate Annual v5.12, Unit 2972 and retrofits | 785 | 5789 | Rate Constraint in lbs/MWh | FALSE | L | Annual | Standard | lb/MWh | 1.3 | 1.3 | 1.3 | 1.3 | 1.3 | 1.3 | 1.3
NJ Non-HEDD CC Ngas Units - Nox Rate Annual v5.12, Unit 2972 and retrofits | 785 | 5789 | Rate Constraint in lbs/MWh | FALSE | L | Annual | Emissions at Affected Plants NOX | Thousand Tons | 0.040589 | 0.027974 | 0.023525 | 0.02356 | 0.011383 | 0.02356 | 0.02356
NJ Non-HEDD CC Ngas Units - Nox Rate Annual v5.12, Unit 2972 and retrofits | 785 | 5789 | Rate Constraint in lbs/MWh | FALSE | L | Annual | Allowances Purchased NOX | Thousand Tons | 0 | 0 | 0 | 0 | 0 | 0 | 0
NJ Non-HEDD CC Ngas Units - Nox Rate Annual v5.12, Unit 2972 and retrofits | 785 | 5789 | Rate Constraint in lbs/MWh | FALSE | L | Annual | Allowances Sold NOX | Thousand Tons | 0 | 0 | 0 | 0 | 0 | 0 | 0
NJ Non-HEDD CC Ngas Units - Nox Rate Annual v5.12, Unit 2972 and retrofits | 785 | 5789 | Rate Constraint in lbs/MWh | FALSE | L | Annual | Allowances Banked | Thousand Tons | 0 | 0 | 0 | 0 | 0 | 0 | 0
NJ Non-HEDD CC Ngas Units - Nox Rate Annual v5.12, Unit 2972 and retrofits | 785 | 5789 | Rate Constraint in lbs/MWh | FALSE | L | Annual | Allowances Withdrawn (1:1) | Thousand Tons | 0 | 0 | 0 | 0 | 0 | 0 | 0
NJ Non-HEDD CC Ngas Units - Nox Rate Annual v5.12, Unit 2972 and retrofits | 785 | 5789 | Rate Constraint in lbs/MWh | FALSE | L | Annual | Allowances Withdrawn (n:1) | Thousand Tons | 0 | 0 | 0 | 0 | 0 | 0 | 0
NJ Non-HEDD CC Ngas Units - Nox Rate Annual v5.12, Unit 2972 and retrofits | 785 | 5789 | Rate Constraint in lbs/MWh | FALSE | L | Annual | Net Emissions Allowance Position | Thousand Tons | 0.040589 | 0.027974 | 0.023525 | 0.02356 | 0.011383 | 0.02356 | 0.02356
NJ Non-HEDD CC Ngas Units - Nox Rate Annual v5.12, Unit 2972 and retrofits | 785 | 5789 | Rate Constraint in lbs/MWh | FALSE | L | Annual | Fuel Consumed | TBtu | 9.9578 | 6.8628 | 5.7713 | 5.7799 | 2.7925 | 5.7799 | 5.7799
NJ Non-HEDD CC Ngas Units - Nox Rate Annual v5.12, Unit 2972 and retrofits | 785 | 5789 | Rate Constraint in lbs/MWh | FALSE | L | Annual | Rate | lb/MMBtu | 0.0081523 | 0.0081523 | 0.0081523 | 0.0081523 | 0.0081523 | 0.0081523 | 0.0081523
NJ Non-HEDD CC Ngas Units - Nox Rate Annual v5.12, Unit 2972 and retrofits | 785 | 5789 | Rate Constraint in lbs/MWh | FALSE | L | Annual | Generation | TWh | 1.3163 | 0.90718 | 0.7629 | 0.76403 | 0.36913 | 0.76403 | 0.76403
NJ Non-HEDD CC Ngas Units - Nox Rate Annual v5.12, Unit 2972 and retrofits | 785 | 5789 | Rate Constraint in lbs/MWh | FALSE | L | Annual | Qualifying Generation | TWh | 1.3163 | 0.90718 | 0.7629 | 0.76403 | 0.36913 | 0.76403 | 0.76403
NJ Non-HEDD CC Ngas Units - Nox Rate Annual v5.12, Unit 2972 and retrofits | 785 | 5789 | Rate Constraint in lbs/MWh | FALSE | L | Annual | Constraint Shadow Price | US2011$/Ton | 0 | 0 | 0 | 0 | 0 | 0 | 0
NJ Non-HEDD CC Ngas Units - Nox Rate Annual v5.12, Unit 2973 and retrofits | 786 | 5789 | Rate Constraint in lbs/MWh | FALSE | L | Annual | Seasons Included | Seasons | Winter, Summer | Winter, Summer | Winter, Summer | Winter, Summer | Winter, Summer | Winter, Summer | Winter, Summer
NJ Non-HEDD CC Ngas Units - Nox Rate Annual v5.12, Unit 2973 and retrofits | 786 | 5789 | Rate Constraint in lbs/MWh | FALSE | L | Annual | Standard | lb/MWh | 1.3 | 1.3 | 1.3 | 1.3 | 1.3 | 1.3 | 1.3
NJ Non-HEDD CC Ngas Units - Nox Rate Annual v5.12, Unit 2973 and retrofits | 786 | 5789 | Rate Constraint in lbs/MWh | FALSE | L | Annual | Emissions at Affected Plants NOX | Thousand Tons | 0.016697 | 0.015008 | 0.0052727 | 0.0052727 | 0.0052727 | 0.014594 | 0.014594
NJ Non-HEDD CC Ngas Units - Nox Rate Annual v5.12, Unit 2973 and retrofits | 786 | 5789 | Rate Constraint in lbs/MWh | FALSE | L | Annual | Allowances Purchased NOX | Thousand Tons | 0 | 0 | 0 | 0 | 0 | 0 | 0
NJ Non-HEDD CC Ngas Units - Nox Rate Annual v5.12, Unit 2973 and retrofits | 786 | 5789 | Rate Constraint in lbs/MWh | FALSE | L | Annual | Allowances Sold NOX | Thousand Tons | 0 | 0 | 0 | 0 | 0 | 0 | 0
NJ Non-HEDD CC Ngas Units - Nox Rate Annual v5.12, Unit 2973 and retrofits | 786 | 5789 | Rate Constraint in lbs/MWh | FALSE | L | Annual | Allowances Banked | Thousand Tons | 0 | 0 | 0 | 0 | 0 | 0 | 0
NJ Non-HEDD CC Ngas Units - Nox Rate Annual v5.12, Unit 2973 and retrofits | 786 | 5789 | Rate Constraint in lbs/MWh | FALSE | L | Annual | Allowances Withdrawn (1:1) | Thousand Tons | 0 | 0 | 0 | 0 | 0 | 0 | 0
NJ Non-HEDD CC Ngas Units - Nox Rate Annual v5.12, Unit 2973 and retrofits | 786 | 5789 | Rate Constraint in lbs/MWh | FALSE | L | Annual | Allowances Withdrawn (n:1) | Thousand Tons | 0 | 0 | 0 | 0 | 0 | 0 | 0
NJ Non-HEDD CC Ngas Units - Nox Rate Annual v5.12, Unit 2973 and retrofits | 786 | 5789 | Rate Constraint in lbs/MWh | FALSE | L | Annual | Net Emissions Allowance Position | Thousand Tons | 0.016697 | 0.015008 | 0.0052727 | 0.0052727 | 0.0052727 | 0.014594 | 0.014594
NJ Non-HEDD CC Ngas Units - Nox Rate Annual v5.12, Unit 2973 and retrofits | 786 | 5789 | Rate Constraint in lbs/MWh | FALSE | L | Annual | Fuel Consumed | TBtu | 1.2403 | 1.1148 | 0.39167 | 0.39167 | 0.39167 | 1.0841 | 1.0841
NJ Non-HEDD CC Ngas Units - Nox Rate Annual v5.12, Unit 2973 and retrofits | 786 | 5789 | Rate Constraint in lbs/MWh | FALSE | L | Annual | Rate | lb/MMBtu | 0.026924 | 0.026924 | 0.026924 | 0.026924 | 0.026924 | 0.026924 | 0.026924
NJ Non-HEDD CC Ngas Units - Nox Rate Annual v5.12, Unit 2973 and retrofits | 786 | 5789 | Rate Constraint in lbs/MWh | FALSE | L | Annual | Generation | TWh | 0.1363 | 0.12251 | 0.043041 | 0.043041 | 0.043041 | 0.11913 | 0.11913
NJ Non-HEDD CC Ngas Units - Nox Rate Annual v5.12, Unit 2973 and retrofits | 786 | 5789 | Rate Constraint in lbs/MWh | FALSE | L | Annual | Qualifying Generation | TWh | 0.1363 | 0.12251 | 0.043041 | 0.043041 | 0.043041 | 0.11913 | 0.11913
NJ Non-HEDD CC Ngas Units - Nox Rate Annual v5.12, Unit 2973 and retrofits | 786 | 5789 | Rate Constraint in lbs/MWh | FALSE | L | Annual | Constraint Shadow Price | US2011$/Ton | 0 | 0 | 0 | 0 | 0 | 0 | 0
NJ Non-HEDD CC Ngas Units - Nox Rate Annual v5.12, Unit 2974 and retrofits | 787 | 5789 | Rate Constraint in lbs/MWh | FALSE | L | Annual | Seasons Included | Seasons | Winter, Summer | Winter, Summer | Winter, Summer | Winter, Summer | Winter, Summer | Winter, Summer | Winter, Summer
NJ Non-HEDD CC Ngas Units - Nox Rate Annual v5.12, Unit 2974 and retrofits | 787 | 5789 | Rate Constraint in lbs/MWh | FALSE | L | Annual | Standard | lb/MWh | 1.3 | 1.3 | 1.3 | 1.3 | 1.3 | 1.3 | 1.3
NJ Non-HEDD CC Ngas Units - Nox Rate Annual v5.12, Unit 2974 and retrofits | 787 | 5789 | Rate Constraint in lbs/MWh | FALSE | L | Annual | Emissions at Affected Plants NOX | Thousand Tons | 0.0065992 | 0.0052537 | 0.0052537 | 0.0052537 | 0.0052537 | 0.0052537 | 0.0052537
NJ Non-HEDD CC Ngas Units - Nox Rate Annual v5.12, Unit 2974 and retrofits | 787 | 5789 | Rate Constraint in lbs/MWh | FALSE | L | Annual | Allowances Purchased NOX | Thousand Tons | 0 | 0 | 0 | 0 | 0 | 0 | 0
NJ Non-HEDD CC Ngas Units - Nox Rate Annual v5.12, Unit 2974 and retrofits | 787 | 5789 | Rate Constraint in lbs/MWh | FALSE | L | Annual | Allowances Sold NOX | Thousand Tons | 0 | 0 | 0 | 0 | 0 | 0 | 0
NJ Non-HEDD CC Ngas Units - Nox Rate Annual v5.12, Unit 2974 and retrofits | 787 | 5789 | Rate Constraint in lbs/MWh | FALSE | L | Annual | Allowances Banked | Thousand Tons | 0 | 0 | 0 | 0 | 0 | 0 | 0
NJ Non-HEDD CC Ngas Units - Nox Rate Annual v5.12, Unit 2974 and retrofits | 787 | 5789 | Rate Constraint in lbs/MWh | FALSE | L | Annual | Allowances Withdrawn (1:1) | Thousand Tons | 0 | 0 | 0 | 0 | 0 | 0 | 0
NJ Non-HEDD CC Ngas Units - Nox Rate Annual v5.12, Unit 2974 and retrofits | 787 | 5789 | Rate Constraint in lbs/MWh | FALSE | L | Annual | Allowances Withdrawn (n:1) | Thousand Tons | 0 | 0 | 0 | 0 | 0 | 0 | 0
NJ Non-HEDD CC Ngas Units - Nox Rate Annual v5.12, Unit 2974 and retrofits | 787 | 5789 | Rate Constraint in lbs/MWh | FALSE | L | Annual | Net Emissions Allowance Position | Thousand Tons | 0.0065992 | 0.0052537 | 0.0052537 | 0.0052537 | 0.0052537 | 0.0052537 | 0.0052537
NJ Non-HEDD CC Ngas Units - Nox Rate Annual v5.12, Unit 2974 and retrofits | 787 | 5789 | Rate Constraint in lbs/MWh | FALSE | L | Annual | Fuel Consumed | TBtu | 0.11474 | 0.091349 | 0.091349 | 0.091349 | 0.091349 | 0.091349 | 0.091349
NJ Non-HEDD CC Ngas Units - Nox Rate Annual v5.12, Unit 2974 and retrofits | 787 | 5789 | Rate Constraint in lbs/MWh | FALSE | L | Annual | Rate | lb/MMBtu | 0.11502 | 0.11502 | 0.11502 | 0.11502 | 0.11502 | 0.11502 | 0.11502
NJ Non-HEDD CC Ngas Units - Nox Rate Annual v5.12, Unit 2974 and retrofits | 787 | 5789 | Rate Constraint in lbs/MWh | FALSE | L | Annual | Generation | TWh | 0.010153 | 0.0080826 | 0.0080826 | 0.0080826 | 0.0080826 | 0.0080826 | 0.0080826
NJ Non-HEDD CC Ngas Units - Nox Rate Annual v5.12, Unit 2974 and retrofits | 787 | 5789 | Rate Constraint in lbs/MWh | FALSE | L | Annual | Qualifying Generation | TWh | 0.010153 | 0.0080826 | 0.0080826 | 0.0080826 | 0.0080826 | 0.0080826 | 0.0080826
NJ Non-HEDD CC Ngas Units - Nox Rate Annual v5.12, Unit 2974 and retrofits | 787 | 5789 | Rate Constraint in lbs/MWh | FALSE | L | Annual | Constraint Shadow Price | US2011$/Ton | 0 | 0 | 0 | 0 | 0 | 0 | 0
NJ Non-HEDD CC Ngas Units - Nox Rate Annual v5.12, Unit 2975 and retrofits | 788 | 5789 | Rate Constraint in lbs/MWh | FALSE | L | Annual | Seasons Included | Seasons | Winter, Summer | Winter, Summer | Winter, Summer | Winter, Summer | Winter, Summer | Winter, Summer | Winter, Summer
NJ Non-HEDD CC Ngas Units - Nox Rate Annual v5.12, Unit 2975 and retrofits | 788 | 5789 | Rate Constraint in lbs/MWh | FALSE | L | Annual | Standard | lb/MWh | 1.3 | 1.3 | 1.3 | 1.3 | 1.3 | 1.3 | 1.3
NJ Non-HEDD CC Ngas Units - Nox Rate Annual v5.12, Unit 2975 and retrofits | 788 | 5789 | Rate Constraint in lbs/MWh | FALSE | L | Annual | Emissions at Affected Plants NOX | Thousand Tons | 0.0065992 | 0.0052537 | 0.0052537 | 0.0052537 | 0.0052537 | 0.0052537 | 0.0052537
NJ Non-HEDD CC Ngas Units - Nox Rate Annual v5.12, Unit 2975 and retrofits | 788 | 5789 | Rate Constraint in lbs/MWh | FALSE | L | Annual | Allowances Purchased NOX | Thousand Tons | 0 | 0 | 0 | 0 | 0 | 0 | 0
NJ Non-HEDD CC Ngas Units - Nox Rate Annual v5.12, Unit 2975 and retrofits | 788 | 5789 | Rate Constraint in lbs/MWh | FALSE | L | Annual | Allowances Sold NOX | Thousand Tons | 0 | 0 | 0 | 0 | 0 | 0 | 0
NJ Non-HEDD CC Ngas Units - Nox Rate Annual v5.12, Unit 2975 and retrofits | 788 | 5789 | Rate Constraint in lbs/MWh | FALSE | L | Annual | Allowances Banked | Thousand Tons | 0 | 0 | 0 | 0 | 0 | 0 | 0
NJ Non-HEDD CC Ngas Units - Nox Rate Annual v5.12, Unit 2975 and retrofits | 788 | 5789 | Rate Constraint in lbs/MWh | FALSE | L | Annual | Allowances Withdrawn (1:1) | Thousand Tons | 0 | 0 | 0 | 0 | 0 | 0 | 0
NJ Non-HEDD CC Ngas Units - Nox Rate Annual v5.12, Unit 2975 and retrofits | 788 | 5789 | Rate Constraint in lbs/MWh | FALSE | L | Annual | Allowances Withdrawn (n:1) | Thousand Tons | 0 | 0 | 0 | 0 | 0 | 0 | 0
NJ Non-HEDD CC Ngas Units - Nox Rate Annual v5.12, Unit 2975 and retrofits | 788 | 5789 | Rate Constraint in lbs/MWh | FALSE | L | Annual | Net Emissions Allowance Position | Thousand Tons | 0.0065992 | 0.0052537 | 0.0052537 | 0.0052537 | 0.0052537 | 0.0052537 | 0.0052537
NJ Non-HEDD CC Ngas Units - Nox Rate Annual v5.12, Unit 2975 and retrofits | 788 | 5789 | Rate Constraint in lbs/MWh | FALSE | L | Annual | Fuel Consumed | TBtu | 0.11474 | 0.091349 | 0.091349 | 0.091349 | 0.091349 | 0.091349 | 0.091349
NJ Non-HEDD CC Ngas Units - Nox Rate Annual v5.12, Unit 2975 and retrofits | 788 | 5789 | Rate Constraint in lbs/MWh | FALSE | L | Annual | Rate | lb/MMBtu | 0.11502 | 0.11502 | 0.11502 | 0.11502 | 0.11502 | 0.11502 | 0.11502
NJ Non-HEDD CC Ngas Units - Nox Rate Annual v5.12, Unit 2975 and retrofits | 788 | 5789 | Rate Constraint in lbs/MWh | FALSE | L | Annual | Generation | TWh | 0.010153 | 0.0080826 | 0.0080826 | 0.0080826 | 0.0080826 | 0.0080826 | 0.0080826
NJ Non-HEDD CC Ngas Units - Nox Rate Annual v5.12, Unit 2975 and retrofits | 788 | 5789 | Rate Constraint in lbs/MWh | FALSE | L | Annual | Qualifying Generation | TWh | 0.010153 | 0.0080826 | 0.0080826 | 0.0080826 | 0.0080826 | 0.0080826 | 0.0080826
NJ Non-HEDD CC Ngas Units - Nox Rate Annual v5.12, Unit 2975 and retrofits | 788 | 5789 | Rate Constraint in lbs/MWh | FALSE | L | Annual | Constraint Shadow Price | US2011$/Ton | 0 | 0 | 0 | 0 | 0 | 0 | 0
NJ Non-HEDD CC Ngas Units - Nox Rate Annual v5.12, Unit 2976 and retrofits | 789 | 5789 | Rate Constraint in lbs/MWh | FALSE | L | Annual | Seasons Included | Seasons | Winter, Summer | Winter, Summer | Winter, Summer | Winter, Summer | Winter, Summer | Winter, Summer | Winter, Summer
NJ Non-HEDD CC Ngas Units - Nox Rate Annual v5.12, Unit 2976 and retrofits | 789 | 5789 | Rate Constraint in lbs/MWh | FALSE | L | Annual | Standard | lb/MWh | 1.3 | 1.3 | 1.3 | 1.3 | 1.3 | 1.3 | 1.3
NJ Non-HEDD CC Ngas Units - Nox Rate Annual v5.12, Unit 2976 and retrofits | 789 | 5789 | Rate Constraint in lbs/MWh | FALSE | L | Annual | Emissions at Affected Plants NOX | Thousand Tons | 0.012121 | 0.0096496 | 0.0096496 | 0.0096496 | 0.0096496 | 0.0096496 | 0.0096496
NJ Non-HEDD CC Ngas Units - Nox Rate Annual v5.12, Unit 2976 and retrofits | 789 | 5789 | Rate Constraint in lbs/MWh | FALSE | L | Annual | Allowances Purchased NOX | Thousand Tons | 0 | 0 | 0 | 0 | 0 | 0 | 0
NJ Non-HEDD CC Ngas Units - Nox Rate Annual v5.12, Unit 2976 and retrofits | 789 | 5789 | Rate Constraint in lbs/MWh | FALSE | L | Annual | Allowances Sold NOX | Thousand Tons | 0 | 0 | 0 | 0 | 0 | 0 | 0
NJ Non-HEDD CC Ngas Units - Nox Rate Annual v5.12, Unit 2976 and retrofits | 789 | 5789 | Rate Constraint in lbs/MWh | FALSE | L | Annual | Allowances Banked | Thousand Tons | 0 | 0 | 0 | 0 | 0 | 0 | 0
NJ Non-HEDD CC Ngas Units - Nox Rate Annual v5.12, Unit 2976 and retrofits | 789 | 5789 | Rate Constraint in lbs/MWh | FALSE | L | Annual | Allowances Withdrawn (1:1) | Thousand Tons | 0 | 0 | 0 | 0 | 0 | 0 | 0
NJ Non-HEDD CC Ngas Units - Nox Rate Annual v5.12, Unit 2976 and retrofits | 789 | 5789 | Rate Constraint in lbs/MWh | FALSE | L | Annual | Allowances Withdrawn (n:1) | Thousand Tons | 0 | 0 | 0 | 0 | 0 | 0 | 0
NJ Non-HEDD CC Ngas Units - Nox Rate Annual v5.12, Unit 2976 and retrofits | 789 | 5789 | Rate Constraint in lbs/MWh | FALSE | L | Annual | Net Emissions Allowance Position | Thousand Tons | 0.012121 | 0.0096496 | 0.0096496 | 0.0096496 | 0.0096496 | 0.0096496 | 0.0096496
NJ Non-HEDD CC Ngas Units - Nox Rate Annual v5.12, Unit 2976 and retrofits | 789 | 5789 | Rate Constraint in lbs/MWh | FALSE | L | Annual | Fuel Consumed | TBtu | 0.21076 | 0.16778 | 0.16778 | 0.16778 | 0.16778 | 0.16778 | 0.16778
NJ Non-HEDD CC Ngas Units - Nox Rate Annual v5.12, Unit 2976 and retrofits | 789 | 5789 | Rate Constraint in lbs/MWh | FALSE | L | Annual | Rate | lb/MMBtu | 0.11502 | 0.11502 | 0.11502 | 0.11502 | 0.11502 | 0.11502 | 0.11502
NJ Non-HEDD CC Ngas Units - Nox Rate Annual v5.12, Unit 2976 and retrofits | 789 | 5789 | Rate Constraint in lbs/MWh | FALSE | L | Annual | Generation | TWh | 0.018648 | 0.014846 | 0.014846 | 0.014846 | 0.014846 | 0.014846 | 0.014846
NJ Non-HEDD CC Ngas Units - Nox Rate Annual v5.12, Unit 2976 and retrofits | 789 | 5789 | Rate Constraint in lbs/MWh | FALSE | L | Annual | Qualifying Generation | TWh | 0.018648 | 0.014846 | 0.014846 | 0.014846 | 0.014846 | 0.014846 | 0.014846
NJ Non-HEDD CC Ngas Units - Nox Rate Annual v5.12, Unit 2976 and retrofits | 789 | 5789 | Rate Constraint in lbs/MWh | FALSE | L | Annual | Constraint Shadow Price | US2011$/Ton | 0 | 0 | 0 | 0 | 0 | 0 | 0
NJ Non-HEDD CC Ngas Units - Nox Rate Annual v5.12, Unit 2977 and retrofits | 790 | 5789 | Rate Constraint in lbs/MWh | FALSE | L | Annual | Seasons Included | Seasons | Winter, Summer | Winter, Summer | Winter, Summer | Winter, Summer | Winter, Summer | Winter, Summer | Winter, Summer
NJ Non-HEDD CC Ngas Units - Nox Rate Annual v5.12, Unit 2977 and retrofits | 790 | 5789 | Rate Constraint in lbs/MWh | FALSE | L | Annual | Standard | lb/MWh | 1.3 | 1.3 | 1.3 | 1.3 | 1.3 | 1.3 | 1.3
NJ Non-HEDD CC Ngas Units - Nox Rate Annual v5.12, Unit 2977 and retrofits | 790 | 5789 | Rate Constraint in lbs/MWh | FALSE | L | Annual | Emissions at Affected Plants NOX | Thousand Tons | 0.0065992 | 0.0052537 | 0.0052537 | 0.0052537 | 0.0052537 | 0.0052537 | 0.0052537
NJ Non-HEDD CC Ngas Units - Nox Rate Annual v5.12, Unit 2977 and retrofits | 790 | 5789 | Rate Constraint in lbs/MWh | FALSE | L | Annual | Allowances Purchased NOX | Thousand Tons | 0 | 0 | 0 | 0 | 0 | 0 | 0
NJ Non-HEDD CC Ngas Units - Nox Rate Annual v5.12, Unit 2977 and retrofits | 790 | 5789 | Rate Constraint in lbs/MWh | FALSE | L | Annual | Allowances Sold NOX | Thousand Tons | 0 | 0 | 0 | 0 | 0 | 0 | 0
NJ Non-HEDD CC Ngas Units - Nox Rate Annual v5.12, Unit 2977 and retrofits | 790 | 5789 | Rate Constraint in lbs/MWh | FALSE | L | Annual | Allowances Banked | Thousand Tons | 0 | 0 | 0 | 0 | 0 | 0 | 0
NJ Non-HEDD CC Ngas Units - Nox Rate Annual v5.12, Unit 2977 and retrofits | 790 | 5789 | Rate Constraint in lbs/MWh | FALSE | L | Annual | Allowances Withdrawn (1:1) | Thousand Tons | 0 | 0 | 0 | 0 | 0 | 0 | 0
NJ Non-HEDD CC Ngas Units - Nox Rate Annual v5.12, Unit 2977 and retrofits | 790 | 5789 | Rate Constraint in lbs/MWh | FALSE | L | Annual | Allowances Withdrawn (n:1) | Thousand Tons | 0 | 0 | 0 | 0 | 0 | 0 | 0
NJ Non-HEDD CC Ngas Units - Nox Rate Annual v5.12, Unit 2977 and retrofits | 790 | 5789 | Rate Constraint in lbs/MWh | FALSE | L | Annual | Net Emissions Allowance Position | Thousand Tons | 0.0065992 | 0.0052537 | 0.0052537 | 0.0052537 | 0.0052537 | 0.0052537 | 0.0052537
NJ Non-HEDD CC Ngas Units - Nox Rate Annual v5.12, Unit 2977 and retrofits | 790 | 5789 | Rate Constraint in lbs/MWh | FALSE | L | Annual | Fuel Consumed | TBtu | 0.11474 | 0.091349 | 0.091349 | 0.091349 | 0.091349 | 0.091349 | 0.091349
NJ Non-HEDD CC Ngas Units - Nox Rate Annual v5.12, Unit 2977 and retrofits | 790 | 5789 | Rate Constraint in lbs/MWh | FALSE | L | Annual | Rate | lb/MMBtu | 0.11502 | 0.11502 | 0.11502 | 0.11502 | 0.11502 | 0.11502 | 0.11502
NJ Non-HEDD CC Ngas Units - Nox Rate Annual v5.12, Unit 2977 and retrofits | 790 | 5789 | Rate Constraint in lbs/MWh | FALSE | L | Annual | Generation | TWh | 0.010153 | 0.0080826 | 0.0080826 | 0.0080826 | 0.0080826 | 0.0080826 | 0.0080826
NJ Non-HEDD CC Ngas Units - Nox Rate Annual v5.12, Unit 2977 and retrofits | 790 | 5789 | Rate Constraint in lbs/MWh | FALSE | L | Annual | Qualifying Generation | TWh | 0.010153 | 0.0080826 | 0.0080826 | 0.0080826 | 0.0080826 | 0.0080826 | 0.0080826
NJ Non-HEDD CC Ngas Units - Nox Rate Annual v5.12, Unit 2977 and retrofits | 790 | 5789 | Rate Constraint in lbs/MWh | FALSE | L | Annual | Constraint Shadow Price | US2011$/Ton | 0 | 0 | 0 | 0 | 0 | 0 | 0
NJ Non-HEDD CC Ngas Units - Nox Rate Annual v5.12, Unit 2978 and retrofits | 791 | 5789 | Rate Constraint in lbs/MWh | FALSE | L | Annual | Seasons Included | Seasons | Winter, Summer | Winter, Summer | Winter, Summer | Winter, Summer | Winter, Summer | Winter, Summer | Winter, Summer
NJ Non-HEDD CC Ngas Units - Nox Rate Annual v5.12, Unit 2978 and retrofits | 791 | 5789 | Rate Constraint in lbs/MWh | FALSE | L | Annual | Standard | lb/MWh | 1.3 | 1.3 | 1.3 | 1.3 | 1.3 | 1.3 | 1.3
NJ Non-HEDD CC Ngas Units - Nox Rate Annual v5.12, Unit 2978 and retrofits | 791 | 5789 | Rate Constraint in lbs/MWh | FALSE | L | Annual | Emissions at Affected Plants NOX | Thousand Tons | 0.0068685 | 0.0054681 | 0.0054681 | 0.0054681 | 0.0054681 | 0.0054681 | 0.0054681
NJ Non-HEDD CC Ngas Units - Nox Rate Annual v5.12, Unit 2978 and retrofits | 791 | 5789 | Rate Constraint in lbs/MWh | FALSE | L | Annual | Allowances Purchased NOX | Thousand Tons | 0 | 0 | 0 | 0 | 0 | 0 | 0
NJ Non-HEDD CC Ngas Units - Nox Rate Annual v5.12, Unit 2978 and retrofits | 791 | 5789 | Rate Constraint in lbs/MWh | FALSE | L | Annual | Allowances Sold NOX | Thousand Tons | 0 | 0 | 0 | 0 | 0 | 0 | 0
NJ Non-HEDD CC Ngas Units - Nox Rate Annual v5.12, Unit 2978 and retrofits | 791 | 5789 | Rate Constraint in lbs/MWh | FALSE | L | Annual | Allowances Banked | Thousand Tons | 0 | 0 | 0 | 0 | 0 | 0 | 0
NJ Non-HEDD CC Ngas Units - Nox Rate Annual v5.12, Unit 2978 and retrofits | 791 | 5789 | Rate Constraint in lbs/MWh | FALSE | L | Annual | Allowances Withdrawn (1:1) | Thousand Tons | 0 | 0 | 0 | 0 | 0 | 0 | 0
NJ Non-HEDD CC Ngas Units - Nox Rate Annual v5.12, Unit 2978 and retrofits | 791 | 5789 | Rate Constraint in lbs/MWh | FALSE | L | Annual | Allowances Withdrawn (n:1) | Thousand Tons | 0 | 0 | 0 | 0 | 0 | 0 | 0
NJ Non-HEDD CC Ngas Units - Nox Rate Annual v5.12, Unit 2978 and retrofits | 791 | 5789 | Rate Constraint in lbs/MWh | FALSE | L | Annual | Net Emissions Allowance Position | Thousand Tons | 0.0068685 | 0.0054681 | 0.0054681 | 0.0054681 | 0.0054681 | 0.0054681 | 0.0054681
NJ Non-HEDD CC Ngas Units - Nox Rate Annual v5.12, Unit 2978 and retrofits | 791 | 5789 | Rate Constraint in lbs/MWh | FALSE | L | Annual | Fuel Consumed | TBtu | 0.11943 | 0.095078 | 0.095078 | 0.095078 | 0.095078 | 0.095078 | 0.095078
NJ Non-HEDD CC Ngas Units - Nox Rate Annual v5.12, Unit 2978 and retrofits | 791 | 5789 | Rate Constraint in lbs/MWh | FALSE | L | Annual | Rate | lb/MMBtu | 0.11502 | 0.11502 | 0.11502 | 0.11502 | 0.11502 | 0.11502 | 0.11502
NJ Non-HEDD CC Ngas Units - Nox Rate Annual v5.12, Unit 2978 and retrofits | 791 | 5789 | Rate Constraint in lbs/MWh | FALSE | L | Annual | Generation | TWh | 0.010567 | 0.0084125 | 0.0084125 | 0.0084125 | 0.0084125 | 0.0084125 | 0.0084125
NJ Non-HEDD CC Ngas Units - Nox Rate Annual v5.12, Unit 2978 and retrofits | 791 | 5789 | Rate Constraint in lbs/MWh | FALSE | L | Annual | Qualifying Generation | TWh | 0.010567 | 0.0084125 | 0.0084125 | 0.0084125 | 0.0084125 | 0.0084125 | 0.0084125
NJ Non-HEDD CC Ngas Units - Nox Rate Annual v5.12, Unit 2978 and retrofits | 791 | 5789 | Rate Constraint in lbs/MWh | FALSE | L | Annual | Constraint Shadow Price | US2011$/Ton | 0 | 0 | 0 | 0 | 0 | 0 | 0
NJ Non-HEDD CC Ngas Units - Nox Rate Annual v5.12, Unit 2979 and retrofits | 792 | 5789 | Rate Constraint in lbs/MWh | FALSE | L | Annual | Seasons Included | Seasons | Winter, Summer | Winter, Summer | Winter, Summer | Winter, Summer | Winter, Summer | Winter, Summer | Winter, Summer
NJ Non-HEDD CC Ngas Units - Nox Rate Annual v5.12, Unit 2979 and retrofits | 792 | 5789 | Rate Constraint in lbs/MWh | FALSE | L | Annual | Standard | lb/MWh | 1.3 | 1.3 | 1.3 | 1.3 | 1.3 | 1.3 | 1.3
NJ Non-HEDD CC Ngas Units - Nox Rate Annual v5.12, Unit 2979 and retrofits | 792 | 5789 | Rate Constraint in lbs/MWh | FALSE | L | Annual | Emissions at Affected Plants NOX | Thousand Tons | 0.014329 | 0.012879 | 0.004525 | 0.004525 | 0.004525 | 0.012524 | 0.012524
NJ Non-HEDD CC Ngas Units - Nox Rate Annual v5.12, Unit 2979 and retrofits | 792 | 5789 | Rate Constraint in lbs/MWh | FALSE | L | Annual | Allowances Purchased NOX | Thousand Tons | 0 | 0 | 0 | 0 | 0 | 0 | 0
NJ Non-HEDD CC Ngas Units - Nox Rate Annual v5.12, Unit 2979 and retrofits | 792 | 5789 | Rate Constraint in lbs/MWh | FALSE | L | Annual | Allowances Sold NOX | Thousand Tons | 0 | 0 | 0 | 0 | 0 | 0 | 0
NJ Non-HEDD CC Ngas Units - Nox Rate Annual v5.12, Unit 2979 and retrofits | 792 | 5789 | Rate Constraint in lbs/MWh | FALSE | L | Annual | Allowances Banked | Thousand Tons | 0 | 0 | 0 | 0 | 0 | 0 | 0
NJ Non-HEDD CC Ngas Units - Nox Rate Annual v5.12, Unit 2979 and retrofits | 792 | 5789 | Rate Constraint in lbs/MWh | FALSE | L | Annual | Allowances Withdrawn (1:1) | Thousand Tons | 0 | 0 | 0 | 0 | 0 | 0 | 0
NJ Non-HEDD CC Ngas Units - Nox Rate Annual v5.12, Unit 2979 and retrofits | 792 | 5789 | Rate Constraint in lbs/MWh | FALSE | L | Annual | Allowances Withdrawn (n:1) | Thousand Tons | 0 | 0 | 0 | 0 | 0 | 0 | 0
NJ Non-HEDD CC Ngas Units - Nox Rate Annual v5.12, Unit 2979 and retrofits | 792 | 5789 | Rate Constraint in lbs/MWh | FALSE | L | Annual | Net Emissions Allowance Position | Thousand Tons | 0.014329 | 0.012879 | 0.004525 | 0.004525 | 0.004525 | 0.012524 | 0.012524
NJ Non-HEDD CC Ngas Units - Nox Rate Annual v5.12, Unit 2979 and retrofits | 792 | 5789 | Rate Constraint in lbs/MWh | FALSE | L | Annual | Fuel Consumed | TBtu | 0.77142 | 0.69338 | 0.24361 | 0.24361 | 0.24361 | 0.67425 | 0.67425
NJ Non-HEDD CC Ngas Units - Nox Rate Annual v5.12, Unit 2979 and retrofits | 792 | 5789 | Rate Constraint in lbs/MWh | FALSE | L | Annual | Rate | lb/MMBtu | 0.03715 | 0.03715 | 0.03715 | 0.03715 | 0.03715 | 0.03715 | 0.03715
NJ Non-HEDD CC Ngas Units - Nox Rate Annual v5.12, Unit 2979 and retrofits | 792 | 5789 | Rate Constraint in lbs/MWh | FALSE | L | Annual | Generation | TWh | 0.085183 | 0.076565 | 0.0269 | 0.0269 | 0.0269 | 0.074453 | 0.074453
NJ Non-HEDD CC Ngas Units - Nox Rate Annual v5.12, Unit 2979 and retrofits | 792 | 5789 | Rate Constraint in lbs/MWh | FALSE | L | Annual | Qualifying Generation | TWh | 0.085183 | 0.076565 | 0.0269 | 0.0269 | 0.0269 | 0.074453 | 0.074453
NJ Non-HEDD CC Ngas Units - Nox Rate Annual v5.12, Unit 2979 and retrofits | 792 | 5789 | Rate Constraint in lbs/MWh | FALSE | L | Annual | Constraint Shadow Price | US2011$/Ton | 0 | 0 | 0 | 0 | 0 | 0 | 0
NJ Non-HEDD CC Ngas Units - Nox Rate Annual v5.12, Unit 2980 and retrofits | 793 | 5789 | Rate Constraint in lbs/MWh | FALSE | L | Annual | Seasons Included | Seasons | Winter, Summer | Winter, Summer | Winter, Summer | Winter, Summer | Winter, Summer | Winter, Summer | Winter, Summer
NJ Non-HEDD CC Ngas Units - Nox Rate Annual v5.12, Unit 2980 and retrofits | 793 | 5789 | Rate Constraint in lbs/MWh | FALSE | L | Annual | Standard | lb/MWh | 1.3 | 1.3 | 1.3 | 1.3 | 1.3 | 1.3 | 1.3
NJ Non-HEDD CC Ngas Units - Nox Rate Annual v5.12, Unit 2980 and retrofits | 793 | 5789 | Rate Constraint in lbs/MWh | FALSE | L | Annual | Emissions at Affected Plants NOX | Thousand Tons | 0.0031485 | 0.0031485 | 0.0031485 | 0.0031485 | 0.00096534 | 0.00096534 | 0.00096534
NJ Non-HEDD CC Ngas Units - Nox Rate Annual v5.12, Unit 2980 and retrofits | 793 | 5789 | Rate Constraint in lbs/MWh | FALSE | L | Annual | Allowances Purchased NOX | Thousand Tons | 0 | 0 | 0 | 0 | 0 | 0 | 0
NJ Non-HEDD CC Ngas Units - Nox Rate Annual v5.12, Unit 2980 and retrofits | 793 | 5789 | Rate Constraint in lbs/MWh | FALSE | L | Annual | Allowances Sold NOX | Thousand Tons | 0 | 0 | 0 | 0 | 0 | 0 | 0
NJ Non-HEDD CC Ngas Units - Nox Rate Annual v5.12, Unit 2980 and retrofits | 793 | 5789 | Rate Constraint in lbs/MWh | FALSE | L | Annual | Allowances Banked | Thousand Tons | 0 | 0 | 0 | 0 | 0 | 0 | 0
NJ Non-HEDD CC Ngas Units - Nox Rate Annual v5.12, Unit 2980 and retrofits | 793 | 5789 | Rate Constraint in lbs/MWh | FALSE | L | Annual | Allowances Withdrawn (1:1) | Thousand Tons | 0 | 0 | 0 | 0 | 0 | 0 | 0
NJ Non-HEDD CC Ngas Units - Nox Rate Annual v5.12, Unit 2980 and retrofits | 793 | 5789 | Rate Constraint in lbs/MWh | FALSE | L | Annual | Allowances Withdrawn (n:1) | Thousand Tons | 0 | 0 | 0 | 0 | 0 | 0 | 0
NJ Non-HEDD CC Ngas Units - Nox Rate Annual v5.12, Unit 2980 and retrofits | 793 | 5789 | Rate Constraint in lbs/MWh | FALSE | L | Annual | Net Emissions Allowance Position | Thousand Tons | 0.0031485 | 0.0031485 | 0.0031485 | 0.0031485 | 0.00096534 | 0.00096534 | 0.00096534
NJ Non-HEDD CC Ngas Units - Nox Rate Annual v5.12, Unit 2980 and retrofits | 793 | 5789 | Rate Constraint in lbs/MWh | FALSE | L | Annual | Fuel Consumed | TBtu | 0.12041 | 0.12041 | 0.12041 | 0.12041 | 0.036917 | 0.036917 | 0.036917
NJ Non-HEDD CC Ngas Units - Nox Rate Annual v5.12, Unit 2980 and retrofits | 793 | 5789 | Rate Constraint in lbs/MWh | FALSE | L | Annual | Rate | lb/MMBtu | 0.052298 | 0.052298 | 0.052298 | 0.052298 | 0.052298 | 0.052298 | 0.052298
NJ Non-HEDD CC Ngas Units - Nox Rate Annual v5.12, Unit 2980 and retrofits | 793 | 5789 | Rate Constraint in lbs/MWh | FALSE | L | Annual | Generation | TWh | 0.011836 | 0.011836 | 0.011836 | 0.011836 | 0.0036289 | 0.0036289 | 0.0036289
NJ Non-HEDD CC Ngas Units - Nox Rate Annual v5.12, Unit 2980 and retrofits | 793 | 5789 | Rate Constraint in lbs/MWh | FALSE | L | Annual | Qualifying Generation | TWh | 0.011836 | 0.011836 | 0.011836 | 0.011836 | 0.0036289 | 0.0036289 | 0.0036289
NJ Non-HEDD CC Ngas Units - Nox Rate Annual v5.12, Unit 2980 and retrofits | 793 | 5789 | Rate Constraint in lbs/MWh | FALSE | L | Annual | Constraint Shadow Price | US2011$/Ton | 0 | 0 | 0 | 0 | 0 | 0 | 0
NJ Non-HEDD CC Ngas Units - Nox Rate Annual v5.12, Unit 2981 and retrofits | 794 | 5789 | Rate Constraint in lbs/MWh | FALSE | L | Annual | Seasons Included | Seasons | Winter, Summer | Winter, Summer | Winter, Summer | Winter, Summer | Winter, Summer | Winter, Summer | Winter, Summer
NJ Non-HEDD CC Ngas Units - Nox Rate Annual v5.12, Unit 2981 and retrofits | 794 | 5789 | Rate Constraint in lbs/MWh | FALSE | L | Annual | Standard | lb/MWh | 1.3 | 1.3 | 1.3 | 1.3 | 1.3 | 1.3 | 1.3
NJ Non-HEDD CC Ngas Units - Nox Rate Annual v5.12, Unit 2981 and retrofits | 794 | 5789 | Rate Constraint in lbs/MWh | FALSE | L | Annual | Emissions at Affected Plants NOX | Thousand Tons | 0.02257 | 0.027264 | 0.027264 | 0.027264 | 0.0068743 | 0.021769 | 0.021769
NJ Non-HEDD CC Ngas Units - Nox Rate Annual v5.12, Unit 2981 and retrofits | 794 | 5789 | Rate Constraint in lbs/MWh | FALSE | L | Annual | Allowances Purchased NOX | Thousand Tons | 0 | 0 | 0 | 0 | 0 | 0 | 0
NJ Non-HEDD CC Ngas Units - Nox Rate Annual v5.12, Unit 2981 and retrofits | 794 | 5789 | Rate Constraint in lbs/MWh | FALSE | L | Annual | Allowances Sold NOX | Thousand Tons | 0 | 0 | 0 | 0 | 0 | 0 | 0
NJ Non-HEDD CC Ngas Units - Nox Rate Annual v5.12, Unit 2981 and retrofits | 794 | 5789 | Rate Constraint in lbs/MWh | FALSE | L | Annual | Allowances Banked | Thousand Tons | 0 | 0 | 0 | 0 | 0 | 0 | 0
NJ Non-HEDD CC Ngas Units - Nox Rate Annual v5.12, Unit 2981 and retrofits | 794 | 5789 | Rate Constraint in lbs/MWh | FALSE | L | Annual | Allowances Withdrawn (1:1) | Thousand Tons | 0 | 0 | 0 | 0 | 0 | 0 | 0
NJ Non-HEDD CC Ngas Units - Nox Rate Annual v5.12, Unit 2981 and retrofits | 794 | 5789 | Rate Constraint in lbs/MWh | FALSE | L | Annual | Allowances Withdrawn (n:1) | Thousand Tons | 0 | 0 | 0 | 0 | 0 | 0 | 0
NJ Non-HEDD CC Ngas Units - Nox Rate Annual v5.12, Unit 2981 and retrofits | 794 | 5789 | Rate Constraint in lbs/MWh | FALSE | L | Annual | Net Emissions Allowance Position | Thousand Tons | 0.02257 | 0.027264 | 0.027264 | 0.027264 | 0.0068743 | 0.021769 | 0.021769
NJ Non-HEDD CC Ngas Units - Nox Rate Annual v5.12, Unit 2981 and retrofits | 794 | 5789 | Rate Constraint in lbs/MWh | FALSE | L | Annual | Fuel Consumed | TBtu | 1.1283 | 1.363 | 1.363 | 1.363 | 0.34366 | 1.0883 | 1.0883
NJ Non-HEDD CC Ngas Units - Nox Rate Annual v5.12, Unit 2981 and retrofits | 794 | 5789 | Rate Constraint in lbs/MWh | FALSE | L | Annual | Rate | lb/MMBtu | 0.040006 | 0.040006 | 0.040006 | 0.040006 | 0.040006 | 0.040006 | 0.040006
NJ Non-HEDD CC Ngas Units - Nox Rate Annual v5.12, Unit 2981 and retrofits | 794 | 5789 | Rate Constraint in lbs/MWh | FALSE | L | Annual | Generation | TWh | 0.13248 | 0.16003 | 0.16003 | 0.16003 | 0.04035 | 0.12778 | 0.12778
NJ Non-HEDD CC Ngas Units - Nox Rate Annual v5.12, Unit 2981 and retrofits | 794 | 5789 | Rate Constraint in lbs/MWh | FALSE | L | Annual | Qualifying Generation | TWh | 0.13248 | 0.16003 | 0.16003 | 0.16003 | 0.04035 | 0.12778 | 0.12778
NJ Non-HEDD CC Ngas Units - Nox Rate Annual v5.12, Unit 2981 and retrofits | 794 | 5789 | Rate Constraint in lbs/MWh | FALSE | L | Annual | Constraint Shadow Price | US2011$/Ton | 0 | 0 | 0 | 0 | 0 | 0 | 0
NJ Non-HEDD CC Ngas Units - Nox Rate Annual v5.12, Unit 2982 and retrofits | 795 | 5789 | Rate Constraint in lbs/MWh | FALSE | L | Annual | Seasons Included | Seasons | Winter, Summer | Winter, Summer | Winter, Summer | Winter, Summer | Winter, Summer | Winter, Summer | Winter, Summer
NJ Non-HEDD CC Ngas Units - Nox Rate Annual v5.12, Unit 2982 and retrofits | 795 | 5789 | Rate Constraint in lbs/MWh | FALSE | L | Annual | Standard | lb/MWh | 1.3 | 1.3 | 1.3 | 1.3 | 1.3 | 1.3 | 1.3
NJ Non-HEDD CC Ngas Units - Nox Rate Annual v5.12, Unit 2982 and retrofits | 795 | 5789 | Rate Constraint in lbs/MWh | FALSE | L | Annual | Emissions at Affected Plants NOX | Thousand Tons | 0.021769 | 0.027264 | 0.027264 | 0.027264 | 0.0068743 | 0.021769 | 0.021769
NJ Non-HEDD CC Ngas Units - Nox Rate Annual v5.12, Unit 2982 and retrofits | 795 | 5789 | Rate Constraint in lbs/MWh | FALSE | L | Annual | Allowances Purchased NOX | Thousand Tons | 0 | 0 | 0 | 0 | 0 | 0 | 0
NJ Non-HEDD CC Ngas Units - Nox Rate Annual v5.12, Unit 2982 and retrofits | 795 | 5789 | Rate Constraint in lbs/MWh | FALSE | L | Annual | Allowances Sold NOX | Thousand Tons | 0 | 0 | 0 | 0 | 0 | 0 | 0
NJ Non-HEDD CC Ngas Units - Nox Rate Annual v5.12, Unit 2982 and retrofits | 795 | 5789 | Rate Constraint in lbs/MWh | FALSE | L | Annual | Allowances Banked | Thousand Tons | 0 | 0 | 0 | 0 | 0 | 0 | 0
NJ Non-HEDD CC Ngas Units - Nox Rate Annual v5.12, Unit 2982 and retrofits | 795 | 5789 | Rate Constraint in lbs/MWh | FALSE | L | Annual | Allowances Withdrawn (1:1) | Thousand Tons | 0 | 0 | 0 | 0 | 0 | 0 | 0
NJ Non-HEDD CC Ngas Units - Nox Rate Annual v5.12, Unit 2982 and retrofits | 795 | 5789 | Rate Constraint in lbs/MWh | FALSE | L | Annual | Allowances Withdrawn (n:1) | Thousand Tons | 0 | 0 | 0 | 0 | 0 | 0 | 0
NJ Non-HEDD CC Ngas Units - Nox Rate Annual v5.12, Unit 2982 and retrofits | 795 | 5789 | Rate Constraint in lbs/MWh | FALSE | L | Annual | Net Emissions Allowance Position | Thousand Tons | 0.021769 | 0.027264 | 0.027264 | 0.027264 | 0.0068743 | 0.021769 | 0.021769
NJ Non-HEDD CC Ngas Units - Nox Rate Annual v5.12, Unit 2982 and retrofits | 795 | 5789 | Rate Constraint in lbs/MWh | FALSE | L | Annual | Fuel Consumed | TBtu | 1.0883 | 1.363 | 1.363 | 1.363 | 0.34366 | 1.0883 | 1.0883
NJ Non-HEDD CC Ngas Units - Nox Rate Annual v5.12, Unit 2982 and retrofits | 795 | 5789 | Rate Constraint in lbs/MWh | FALSE | L | Annual | Rate | lb/MMBtu | 0.040006 | 0.040006 | 0.040006 | 0.040006 | 0.040006 | 0.040006 | 0.040006
NJ Non-HEDD CC Ngas Units - Nox Rate Annual v5.12, Unit 2982 and retrofits | 795 | 5789 | Rate Constraint in lbs/MWh | FALSE | L | Annual | Generation | TWh | 0.12778 | 0.16003 | 0.16003 | 0.16003 | 0.04035 | 0.12778 | 0.12778
NJ Non-HEDD CC Ngas Units - Nox Rate Annual v5.12, Unit 2982 and retrofits | 795 | 5789 | Rate Constraint in lbs/MWh | FALSE | L | Annual | Qualifying Generation | TWh | 0.12778 | 0.16003 | 0.16003 | 0.16003 | 0.04035 | 0.12778 | 0.12778
NJ Non-HEDD CC Ngas Units - Nox Rate Annual v5.12, Unit 2982 and retrofits | 795 | 5789 | Rate Constraint in lbs/MWh | FALSE | L | Annual | Constraint Shadow Price | US2011$/Ton | 0 | 0 | 0 | 0 | 0 | 0 | 0
NJ Non-HEDD CC Ngas Units - Nox Rate Annual v5.12, Unit 2983 and retrofits | 796 | 5789 | Rate Constraint in lbs/MWh | FALSE | L | Annual | Seasons Included | Seasons | Winter, Summer | Winter, Summer | Winter, Summer | Winter, Summer | Winter, Summer | Winter, Summer | Winter, Summer
NJ Non-HEDD CC Ngas Units - Nox Rate Annual v5.12, Unit 2983 and retrofits | 796 | 5789 | Rate Constraint in lbs/MWh | FALSE | L | Annual | Standard | lb/MWh | 1.3 | 1.3 | 1.3 | 1.3 | 1.3 | 1.3 | 1.3
NJ Non-HEDD CC Ngas Units - Nox Rate Annual v5.12, Unit 2983 and retrofits | 796 | 5789 | Rate Constraint in lbs/MWh | FALSE | L | Annual | Emissions at Affected Plants NOX | Thousand Tons | 0.018153 | 0.011316 | 0.011316 | 0.011316 | 0.0028531 | 0.0090349 | 0.0090349
NJ Non-HEDD CC Ngas Units - Nox Rate Annual v5.12, Unit 2983 and retrofits | 796 | 5789 | Rate Constraint in lbs/MWh | FALSE | L | Annual | Allowances Purchased NOX | Thousand Tons | 0 | 0 | 0 | 0 | 0 | 0 | 0
NJ Non-HEDD CC Ngas Units - Nox Rate Annual v5.12, Unit 2983 and retrofits | 796 | 5789 | Rate Constraint in lbs/MWh | FALSE | L | Annual | Allowances Sold NOX | Thousand Tons | 0 | 0 | 0 | 0 | 0 | 0 | 0
NJ Non-HEDD CC Ngas Units - Nox Rate Annual v5.12, Unit 2983 and retrofits | 796 | 5789 | Rate Constraint in lbs/MWh | FALSE | L | Annual | Allowances Banked | Thousand Tons | 0 | 0 | 0 | 0 | 0 | 0 | 0
NJ Non-HEDD CC Ngas Units - Nox Rate Annual v5.12, Unit 2983 and retrofits | 796 | 5789 | Rate Constraint in lbs/MWh | FALSE | L | Annual | Allowances Withdrawn (1:1) | Thousand Tons | 0 | 0 | 0 | 0 | 0 | 0 | 0
NJ Non-HEDD CC Ngas Units - Nox Rate Annual v5.12, Unit 2983 and retrofits | 796 | 5789 | Rate Constraint in lbs/MWh | FALSE | L | Annual | Allowances Withdrawn (n:1) | Thousand Tons | 0 | 0 | 0 | 0 | 0 | 0 | 0
NJ Non-HEDD CC Ngas Units - Nox Rate Annual v5.12, Unit 2983 and retrofits | 796 | 5789 | Rate Constraint in lbs/MWh | FALSE | L | Annual | Net Emissions Allowance Position | Thousand Tons | 0.018153 | 0.011316 | 0.011316 | 0.011316 | 0.0028531 | 0.0090349 | 0.0090349
NJ Non-HEDD CC Ngas Units - Nox Rate Annual v5.12, Unit 2983 and retrofits | 796 | 5789 | Rate Constraint in lbs/MWh | FALSE | L | Annual | Fuel Consumed | TBtu | 0.99535 | 0.62044 | 0.62044 | 0.62044 | 0.15644 | 0.49539 | 0.49539
NJ Non-HEDD CC Ngas Units - Nox Rate Annual v5.12, Unit 2983 and retrofits | 796 | 5789 | Rate Constraint in lbs/MWh | FALSE | L | Annual | Rate | lb/MMBtu | 0.036476 | 0.036476 | 0.036476 | 0.036476 | 0.036476 | 0.036476 | 0.036476
NJ Non-HEDD CC Ngas Units - Nox Rate Annual v5.12, Unit 2983 and retrofits | 796 | 5789 | Rate Constraint in lbs/MWh | FALSE | L | Annual | Generation | TWh | 0.11981 | 0.07468 | 0.07468 | 0.07468 | 0.01883 | 0.059628 | 0.059628
NJ Non-HEDD CC Ngas Units - Nox Rate Annual v5.12, Unit 2983 and retrofits | 796 | 5789 | Rate Constraint in lbs/MWh | FALSE | L | Annual | Qualifying Generation | TWh | 0.11981 | 0.07468 | 0.07468 | 0.07468 | 0.01883 | 0.059628 | 0.059628
NJ Non-HEDD CC Ngas Units - Nox Rate Annual v5.12, Unit 2983 and retrofits | 796 | 5789 | Rate Constraint in lbs/MWh | FALSE | L | Annual | Constraint Shadow Price | US2011$/Ton | 0 | 0 | 0 | 0 | 0 | 0 | 0
NJ Non-HEDD CC Ngas Units - Nox Rate Annual v5.12, Unit 2984 and retrofits | 797 | 5789 | Rate Constraint in lbs/MWh | FALSE | L | Annual | Seasons Included | Seasons | Winter, Summer | Winter, Summer | Winter, Summer | Winter, Summer | Winter, Summer | Winter, Summer | Winter, Summer
NJ Non-HEDD CC Ngas Units - Nox Rate Annual v5.12, Unit 2984 and retrofits | 797 | 5789 | Rate Constraint in lbs/MWh | FALSE | L | Annual | Standard | lb/MWh | 1.3 | 1.3 | 1.3 | 1.3 | 1.3 | 1.3 | 1.3
NJ Non-HEDD CC Ngas Units - Nox Rate Annual v5.12, Unit 2984 and retrofits | 797 | 5789 | Rate Constraint in lbs/MWh | FALSE | L | Annual | Emissions at Affected Plants NOX | Thousand Tons | 0.0021386 | 0.0021386 | 0.0019707 | 0.0019707 | 0.00065571 | 0.00065571 | 0.00065571
NJ Non-HEDD CC Ngas Units - Nox Rate Annual v5.12, Unit 2984 and retrofits | 797 | 5789 | Rate Constraint in lbs/MWh | FALSE | L | Annual | Allowances Purchased NOX | Thousand Tons | 0 | 0 | 0 | 0 | 0 | 0 | 0
NJ Non-HEDD CC Ngas Units - Nox Rate Annual v5.12, Unit 2984 and retrofits | 797 | 5789 | Rate Constraint in lbs/MWh | FALSE | L | Annual | Allowances Sold NOX | Thousand Tons | 0 | 0 | 0 | 0 | 0 | 0 | 0
NJ Non-HEDD CC Ngas Units - Nox Rate Annual v5.12, Unit 2984 and retrofits | 797 | 5789 | Rate Constraint in lbs/MWh | FALSE | L | Annual | Allowances Banked | Thousand Tons | 0 | 0 | 0 | 0 | 0 | 0 | 0
NJ Non-HEDD CC Ngas Units - Nox Rate Annual v5.12, Unit 2984 and retrofits | 797 | 5789 | Rate Constraint in lbs/MWh | FALSE | L | Annual | Allowances Withdrawn (1:1) | Thousand Tons | 0 | 0 | 0 | 0 | 0 | 0 | 0
NJ Non-HEDD CC Ngas Units - Nox Rate Annual v5.12, Unit 2984 and retrofits | 797 | 5789 | Rate Constraint in lbs/MWh | FALSE | L | Annual | Allowances Withdrawn (n:1) | Thousand Tons | 0 | 0 | 0 | 0 | 0 | 0 | 0
NJ Non-HEDD CC Ngas Units - Nox Rate Annual v5.12, Unit 2984 and retrofits | 797 | 5789 | Rate Constraint in lbs/MWh | FALSE | L | Annual | Net Emissions Allowance Position | Thousand Tons | 0.0021386 | 0.0021386 | 0.0019707 | 0.0019707 | 0.00065571 | 0.00065571 | 0.00065571
NJ Non-HEDD CC Ngas Units - Nox Rate Annual v5.12, Unit 2984 and retrofits | 797 | 5789 | Rate Constraint in lbs/MWh | FALSE | L | Annual | Fuel Consumed | TBtu | 0.080794 | 0.080794 | 0.07445 | 0.07445 | 0.024772 | 0.024772 | 0.024772
NJ Non-HEDD CC Ngas Units - Nox Rate Annual v5.12, Unit 2984 and retrofits | 797 | 5789 | Rate Constraint in lbs/MWh | FALSE | L | Annual | Rate | lb/MMBtu | 0.052941 | 0.052941 | 0.052941 | 0.052941 | 0.052941 | 0.052941 | 0.052941
NJ Non-HEDD CC Ngas Units - Nox Rate Annual v5.12, Unit 2984 and retrofits | 797 | 5789 | Rate Constraint in lbs/MWh | FALSE | L | Annual | Generation | TWh | 0.0074782 | 0.0074782 | 0.006891 | 0.006891 | 0.0022928 | 0.0022928 | 0.0022928
NJ Non-HEDD CC Ngas Units - Nox Rate Annual v5.12, Unit 2984 and retrofits | 797 | 5789 | Rate Constraint in lbs/MWh | FALSE | L | Annual | Qualifying Generation | TWh | 0.0074782 | 0.0074782 | 0.006891 | 0.006891 | 0.0022928 | 0.0022928 | 0.0022928
NJ Non-HEDD CC Ngas Units - Nox Rate Annual v5.12, Unit 2984 and retrofits | 797 | 5789 | Rate Constraint in lbs/MWh | FALSE | L | Annual | Constraint Shadow Price | US2011$/Ton | 0 | 0 | 0 | 0 | 0 | 0 | 0
NJ Non-HEDD CC Ngas Units - Nox Rate Annual v5.12, Unit 2985 and retrofits | 798 | 5789 | Rate Constraint in lbs/MWh | FALSE | L | Annual | Seasons Included | Seasons | Winter, Summer | Winter, Summer | Winter, Summer | Winter, Summer | Winter, Summer | Winter, Summer | Winter, Summer
NJ Non-HEDD CC Ngas Units - Nox Rate Annual v5.12, Unit 2985 and retrofits | 798 | 5789 | Rate Constraint in lbs/MWh | FALSE | L | Annual | Standard | lb/MWh | 1.3 | 1.3 | 1.3 | 1.3 | 1.3 | 1.3 | 1.3
NJ Non-HEDD CC Ngas Units - Nox Rate Annual v5.12, Unit 2985 and retrofits | 798 | 5789 | Rate Constraint in lbs/MWh | FALSE | L | Annual | Emissions at Affected Plants NOX | Thousand Tons | 0.0027327 | 0.0027327 | 0.0027327 | 0.0027327 | 0.0027327 | 0.00083785 | 0.00083785
NJ Non-HEDD CC Ngas Units - Nox Rate Annual v5.12, Unit 2985 and retrofits | 798 | 5789 | Rate Constraint in lbs/MWh | FALSE | L | Annual | Allowances Purchased NOX | Thousand Tons | 0 | 0 | 0 | 0 | 0 | 0 | 0
NJ Non-HEDD CC Ngas Units - Nox Rate Annual v5.12, Unit 2985 and retrofits | 798 | 5789 | Rate Constraint in lbs/MWh | FALSE | L | Annual | Allowances Sold NOX | Thousand Tons | 0 | 0 | 0 | 0 | 0 | 0 | 0
NJ Non-HEDD CC Ngas Units - Nox Rate Annual v5.12, Unit 2985 and retrofits | 798 | 5789 | Rate Constraint in lbs/MWh | FALSE | L | Annual | Allowances Banked | Thousand Tons | 0 | 0 | 0 | 0 | 0 | 0 | 0
NJ Non-HEDD CC Ngas Units - Nox Rate Annual v5.12, Unit 2985 and retrofits | 798 | 5789 | Rate Constraint in lbs/MWh | FALSE | L | Annual | Allowances Withdrawn (1:1) | Thousand Tons | 0 | 0 | 0 | 0 | 0 | 0 | 0
NJ Non-HEDD CC Ngas Units - Nox Rate Annual v5.12, Unit 2985 and retrofits | 798 | 5789 | Rate Constraint in lbs/MWh | FALSE | L | Annual | Allowances Withdrawn (n:1) | Thousand Tons | 0 | 0 | 0 | 0 | 0 | 0 | 0
NJ Non-HEDD CC Ngas Units - Nox Rate Annual v5.12, Unit 2985 and retrofits | 798 | 5789 | Rate Constraint in lbs/MWh | FALSE | L | Annual | Net Emissions Allowance Position | Thousand Tons | 0.0027327 | 0.0027327 | 0.0027327 | 0.0027327 | 0.0027327 | 0.00083785 | 0.00083785
NJ Non-HEDD CC Ngas Units - Nox Rate Annual v5.12, Unit 2985 and retrofits | 798 | 5789 | Rate Constraint in lbs/MWh | FALSE | L | Annual | Fuel Consumed | TBtu | 0.21175 | 0.21175 | 0.21175 | 0.21175 | 0.21175 | 0.064922 | 0.064922
NJ Non-HEDD CC Ngas Units - Nox Rate Annual v5.12, Unit 2985 and retrofits | 798 | 5789 | Rate Constraint in lbs/MWh | FALSE | L | Annual | Rate | lb/MMBtu | 0.025811 | 0.025811 | 0.025811 | 0.025811 | 0.025811 | 0.025811 | 0.025811
NJ Non-HEDD CC Ngas Units - Nox Rate Annual v5.12, Unit 2985 and retrofits | 798 | 5789 | Rate Constraint in lbs/MWh | FALSE | L | Annual | Generation | TWh | 0.022596 | 0.022596 | 0.022596 | 0.022596 | 0.022596 | 0.0069279 | 0.0069279
NJ Non-HEDD CC Ngas Units - Nox Rate Annual v5.12, Unit 2985 and retrofits | 798 | 5789 | Rate Constraint in lbs/MWh | FALSE | L | Annual | Qualifying Generation | TWh | 0.022596 | 0.022596 | 0.022596 | 0.022596 | 0.022596 | 0.0069279 | 0.0069279
NJ Non-HEDD CC Ngas Units - Nox Rate Annual v5.12, Unit 2985 and retrofits | 798 | 5789 | Rate Constraint in lbs/MWh | FALSE | L | Annual | Constraint Shadow Price | US2011$/Ton | 0 | 0 | 0 | 0 | 0 | 0 | 0
NJ Non-HEDD CC Ngas Units - Nox Rate Annual v5.12, Unit 2986 and retrofits | 799 | 5789 | Rate Constraint in lbs/MWh | FALSE | L | Annual | Seasons Included | Seasons | Winter, Summer | Winter, Summer | Winter, Summer | Winter, Summer | Winter, Summer | Winter, Summer | Winter, Summer
NJ Non-HEDD CC Ngas Units - Nox Rate Annual v5.12, Unit 2986 and retrofits | 799 | 5789 | Rate Constraint in lbs/MWh | FALSE | L | Annual | Standard | lb/MWh | 1.3 | 1.3 | 1.3 | 1.3 | 1.3 | 1.3 | 1.3
NJ Non-HEDD CC Ngas Units - Nox Rate Annual v5.12, Unit 2986 and retrofits | 799 | 5789 | Rate Constraint in lbs/MWh | FALSE | L | Annual | Emissions at Affected Plants NOX | Thousand Tons | 0.0027327 | 0.0027327 | 0.0027327 | 0.0027327 | 0.0027327 | 0.00083785 | 0.00083785
NJ Non-HEDD CC Ngas Units - Nox Rate Annual v5.12, Unit 2986 and retrofits | 799 | 5789 | Rate Constraint in lbs/MWh | FALSE | L | Annual | Allowances Purchased NOX | Thousand Tons | 0 | 0 | 0 | 0 | 0 | 0 | 0
NJ Non-HEDD CC Ngas Units - Nox Rate Annual v5.12, Unit 2986 and retrofits | 799 | 5789 | Rate Constraint in lbs/MWh | FALSE | L | Annual | Allowances Sold NOX | Thousand Tons | 0 | 0 | 0 | 0 | 0 | 0 | 0
NJ Non-HEDD CC Ngas Units - Nox Rate Annual v5.12, Unit 2986 and retrofits | 799 | 5789 | Rate Constraint in lbs/MWh | FALSE | L | Annual | Allowances Banked | Thousand Tons | 0 | 0 | 0 | 0 | 0 | 0 | 0
NJ Non-HEDD CC Ngas Units - Nox Rate Annual v5.12, Unit 2986 and retrofits | 799 | 5789 | Rate Constraint in lbs/MWh | FALSE | L | Annual | Allowances Withdrawn (1:1) | Thousand Tons | 0 | 0 | 0 | 0 | 0 | 0 | 0
NJ Non-HEDD CC Ngas Units - Nox Rate Annual v5.12, Unit 2986 and retrofits | 799 | 5789 | Rate Constraint in lbs/MWh | FALSE | L | Annual | Allowances Withdrawn (n:1) | Thousand Tons | 0 | 0 | 0 | 0 | 0 | 0 | 0
NJ Non-HEDD CC Ngas Units - Nox Rate Annual v5.12, Unit 2986 and retrofits | 799 | 5789 | Rate Constraint in lbs/MWh | FALSE | L | Annual | Net Emissions Allowance Position | Thousand Tons | 0.0027327 | 0.0027327 | 0.0027327 | 0.0027327 | 0.0027327 | 0.00083785 | 0.00083785
NJ Non-HEDD CC Ngas Units - Nox Rate Annual v5.12, Unit 2986 and retrofits | 799 | 5789 | Rate Constraint in lbs/MWh | FALSE | L | Annual | Fuel Consumed | TBtu | 0.21175 | 0.21175 | 0.21175 | 0.21175 | 0.21175 | 0.064922 | 0.064922
NJ Non-HEDD CC Ngas Units - Nox Rate Annual v5.12, Unit 2986 and retrofits | 799 | 5789 | Rate Constraint in lbs/MWh | FALSE | L | Annual | Rate | lb/MMBtu | 0.025811 | 0.025811 | 0.025811 | 0.025811 | 0.025811 | 0.025811 | 0.025811
NJ Non-HEDD CC Ngas Units - Nox Rate Annual v5.12, Unit 2986 and retrofits | 799 | 5789 | Rate Constraint in lbs/MWh | FALSE | L | Annual | Generation | TWh | 0.022596 | 0.022596 | 0.022596 | 0.022596 | 0.022596 | 0.0069279 | 0.0069279
NJ Non-HEDD CC Ngas Units - Nox Rate Annual v5.12, Unit 2986 and retrofits | 799 | 5789 | Rate Constraint in lbs/MWh | FALSE | L | Annual | Qualifying Generation | TWh | 0.022596 | 0.022596 | 0.022596 | 0.022596 | 0.022596 | 0.0069279 | 0.0069279
NJ Non-HEDD CC Ngas Units - Nox Rate Annual v5.12, Unit 2986 and retrofits | 799 | 5789 | Rate Constraint in lbs/MWh | FALSE | L | Annual | Constraint Shadow Price | US2011$/Ton | 0 | 0 | 0 | 0 | 0 | 0 | 0
NJ Non-HEDD CC Ngas Units - Nox Rate Annual v5.12, Unit 2987 and retrofits | 800 | 5789 | Rate Constraint in lbs/MWh | FALSE | L | Annual | Seasons Included | Seasons | Winter, Summer | Winter, Summer | Winter, Summer | Winter, Summer | Winter, Summer | Winter, Summer | Winter, Summer
NJ Non-HEDD CC Ngas Units - Nox Rate Annual v5.12, Unit 2987 and retrofits | 800 | 5789 | Rate Constraint in lbs/MWh | FALSE | L | Annual | Standard | lb/MWh | 1.3 | 1.3 | 1.3 | 1.3 | 1.3 | 1.3 | 1.3
NJ Non-HEDD CC Ngas Units - Nox Rate Annual v5.12, Unit 2987 and retrofits | 800 | 5789 | Rate Constraint in lbs/MWh | FALSE | L | Annual | Emissions at Affected Plants NOX | Thousand Tons | 0.0023423 | 0.0023423 | 0.0023423 | 0.0023423 | 0.0023423 | 0.00071816 | 0.00071816
NJ Non-HEDD CC Ngas Units - Nox Rate Annual v5.12, Unit 2987 and retrofits | 800 | 5789 | Rate Constraint in lbs/MWh | FALSE | L | Annual | Allowances Purchased NOX | Thousand Tons | 0 | 0 | 0 | 0 | 0 | 0 | 0
NJ Non-HEDD CC Ngas Units - Nox Rate Annual v5.12, Unit 2987 and retrofits | 800 | 5789 | Rate Constraint in lbs/MWh | FALSE | L | Annual | Allowances Sold NOX | Thousand Tons | 0 | 0 | 0 | 0 | 0 | 0 | 0
NJ Non-HEDD CC Ngas Units - Nox Rate Annual v5.12, Unit 2987 and retrofits | 800 | 5789 | Rate Constraint in lbs/MWh | FALSE | L | Annual | Allowances Banked | Thousand Tons | 0 | 0 | 0 | 0 | 0 | 0 | 0
NJ Non-HEDD CC Ngas Units - Nox Rate Annual v5.12, Unit 2987 and retrofits | 800 | 5789 | Rate Constraint in lbs/MWh | FALSE | L | Annual | Allowances Withdrawn (1:1) | Thousand Tons | 0 | 0 | 0 | 0 | 0 | 0 | 0
NJ Non-HEDD CC Ngas Units - Nox Rate Annual v5.12, Unit 2987 and retrofits | 800 | 5789 | Rate Constraint in lbs/MWh | FALSE | L | Annual | Allowances Withdrawn (n:1) | Thousand Tons | 0 | 0 | 0 | 0 | 0 | 0 | 0
NJ Non-HEDD CC Ngas Units - Nox Rate Annual v5.12, Unit 2987 and retrofits | 800 | 5789 | Rate Constraint in lbs/MWh | FALSE | L | Annual | Net Emissions Allowance Position | Thousand Tons | 0.0023423 | 0.0023423 | 0.0023423 | 0.0023423 | 0.0023423 | 0.00071816 | 0.00071816
NJ Non-HEDD CC Ngas Units - Nox Rate Annual v5.12, Unit 2987 and retrofits | 800 | 5789 | Rate Constraint in lbs/MWh | FALSE | L | Annual | Fuel Consumed | TBtu | 0.1815 | 0.1815 | 0.1815 | 0.1815 | 0.1815 | 0.055647 | 0.055647
NJ Non-HEDD CC Ngas Units - Nox Rate Annual v5.12, Unit 2987 and retrofits | 800 | 5789 | Rate Constraint in lbs/MWh | FALSE | L | Annual | Rate | lb/MMBtu | 0.025811 | 0.025811 | 0.025811 | 0.025811 | 0.025811 | 0.025811 | 0.025811
NJ Non-HEDD CC Ngas Units - Nox Rate Annual v5.12, Unit 2987 and retrofits | 800 | 5789 | Rate Constraint in lbs/MWh | FALSE | L | Annual | Generation | TWh | 0.019368 | 0.019368 | 0.019368 | 0.019368 | 0.019368 | 0.0059382 | 0.0059382
NJ Non-HEDD CC Ngas Units - Nox Rate Annual v5.12, Unit 2987 and retrofits | 800 | 5789 | Rate Constraint in lbs/MWh | FALSE | L | Annual | Qualifying Generation | TWh | 0.019368 | 0.019368 | 0.019368 | 0.019368 | 0.019368 | 0.0059382 | 0.0059382
NJ Non-HEDD CC Ngas Units - Nox Rate Annual v5.12, Unit 2987 and retrofits | 800 | 5789 | Rate Constraint in lbs/MWh | FALSE | L | Annual | Constraint Shadow Price | US2011$/Ton | 0 | 0 | 0 | 0 | 0 | 0 | 0
NJ Non-HEDD CC Ngas Units - Nox Rate Annual v5.12, Unit 2988 and retrofits | 801 | 5789 | Rate Constraint in lbs/MWh | FALSE | L | Annual | Seasons Included | Seasons | Winter, Summer | Winter, Summer | Winter, Summer | Winter, Summer | Winter, Summer | Winter, Summer | Winter, Summer
NJ Non-HEDD CC Ngas Units - Nox Rate Annual v5.12, Unit 2988 and retrofits | 801 | 5789 | Rate Constraint in lbs/MWh | FALSE | L | Annual | Standard | lb/MWh | 1.3 | 1.3 | 1.3 | 1.3 | 1.3 | 1.3 | 1.3
NJ Non-HEDD CC Ngas Units - Nox Rate Annual v5.12, Unit 2988 and retrofits | 801 | 5789 | Rate Constraint in lbs/MWh | FALSE | L | Annual | Emissions at Affected Plants NOX | Thousand Tons | 0.0052433 | 0.0052433 | 0.0052433 | 0.0052433 | 0.0016076 | 0.0016076 | 0.0016076
NJ Non-HEDD CC Ngas Units - Nox Rate Annual v5.12, Unit 2988 and retrofits | 801 | 5789 | Rate Constraint in lbs/MWh | FALSE | L | Annual | Allowances Purchased NOX | Thousand Tons | 0 | 0 | 0 | 0 | 0 | 0 | 0
NJ Non-HEDD CC Ngas Units - Nox Rate Annual v5.12, Unit 2988 and retrofits | 801 | 5789 | Rate Constraint in lbs/MWh | FALSE | L | Annual | Allowances Sold NOX | Thousand Tons | 0 | 0 | 0 | 0 | 0 | 0 | 0
NJ Non-HEDD CC Ngas Units - Nox Rate Annual v5.12, Unit 2988 and retrofits | 801 | 5789 | Rate Constraint in lbs/MWh | FALSE | L | Annual | Allowances Banked | Thousand Tons | 0 | 0 | 0 | 0 | 0 | 0 | 0
NJ Non-HEDD CC Ngas Units - Nox Rate Annual v5.12, Unit 2988 and retrofits | 801 | 5789 | Rate Constraint in lbs/MWh | FALSE | L | Annual | Allowances Withdrawn (1:1) | Thousand Tons | 0 | 0 | 0 | 0 | 0 | 0 | 0
NJ Non-HEDD CC Ngas Units - Nox Rate Annual v5.12, Unit 2988 and retrofits | 801 | 5789 | Rate Constraint in lbs/MWh | FALSE | L | Annual | Allowances Withdrawn (n:1) | Thousand Tons | 0 | 0 | 0 | 0 | 0 | 0 | 0
NJ Non-HEDD CC Ngas Units - Nox Rate Annual v5.12, Unit 2988 and retrofits | 801 | 5789 | Rate Constraint in lbs/MWh | FALSE | L | Annual | Net Emissions Allowance Position | Thousand Tons | 0.0052433 | 0.0052433 | 0.0052433 | 0.0052433 | 0.0016076 | 0.0016076 | 0.0016076
NJ Non-HEDD CC Ngas Units - Nox Rate Annual v5.12, Unit 2988 and retrofits | 801 | 5789 | Rate Constraint in lbs/MWh | FALSE | L | Annual | Fuel Consumed | TBtu | 0.2025 | 0.2025 | 0.2025 | 0.2025 | 0.062088 | 0.062088 | 0.062088
NJ Non-HEDD CC Ngas Units - Nox Rate Annual v5.12, Unit 2988 and retrofits | 801 | 5789 | Rate Constraint in lbs/MWh | FALSE | L | Annual | Rate | lb/MMBtu | 0.051785 | 0.051785 | 0.051785 | 0.051785 | 0.051785 | 0.051785 | 0.051785
NJ Non-HEDD CC Ngas Units - Nox Rate Annual v5.12, Unit 2988 and retrofits | 801 | 5789 | Rate Constraint in lbs/MWh | FALSE | L | Annual | Generation | TWh | 0.019906 | 0.019906 | 0.019906 | 0.019906 | 0.0061032 | 0.0061032 | 0.0061032
NJ Non-HEDD CC Ngas Units - Nox Rate Annual v5.12, Unit 2988 and retrofits | 801 | 5789 | Rate Constraint in lbs/MWh | FALSE | L | Annual | Qualifying Generation | TWh | 0.019906 | 0.019906 | 0.019906 | 0.019906 | 0.0061032 | 0.0061032 | 0.0061032
NJ Non-HEDD CC Ngas Units - Nox Rate Annual v5.12, Unit 2988 and retrofits | 801 | 5789 | Rate Constraint in lbs/MWh | FALSE | L | Annual | Constraint Shadow Price | US2011$/Ton | 0 | 0 | 0 | 0 | 0 | 0 | 0
NJ Non-HEDD CC Ngas Units - Nox Rate Annual v5.12, Unit 2989 and retrofits | 802 | 5789 | Rate Constraint in lbs/MWh | FALSE | L | Annual | Seasons Included | Seasons | Winter, Summer | Winter, Summer | Winter, Summer | Winter, Summer | Winter, Summer | Winter, Summer | Winter, Summer
NJ Non-HEDD CC Ngas Units - Nox Rate Annual v5.12, Unit 2989 and retrofits | 802 | 5789 | Rate Constraint in lbs/MWh | FALSE | L | Annual | Standard | lb/MWh | 1.3 | 1.3 | 1.3 | 1.3 | 1.3 | 1.3 | 1.3
NJ Non-HEDD CC Ngas Units - Nox Rate Annual v5.12, Unit 2989 and retrofits | 802 | 5789 | Rate Constraint in lbs/MWh | FALSE | L | Annual | Emissions at Affected Plants NOX | Thousand Tons | 0.0052952 | 0.0052952 | 0.0052952 | 0.0052952 | 0.0016235 | 0.0016235 | 0.0016235
NJ Non-HEDD CC Ngas Units - Nox Rate Annual v5.12, Unit 2989 and retrofits | 802 | 5789 | Rate Constraint in lbs/MWh | FALSE | L | Annual | Allowances Purchased NOX | Thousand Tons | 0 | 0 | 0 | 0 | 0 | 0 | 0
NJ Non-HEDD CC Ngas Units - Nox Rate Annual v5.12, Unit 2989 and retrofits | 802 | 5789 | Rate Constraint in lbs/MWh | FALSE | L | Annual | Allowances Sold NOX | Thousand Tons | 0 | 0 | 0 | 0 | 0 | 0 | 0
NJ Non-HEDD CC Ngas Units - Nox Rate Annual v5.12, Unit 2989 and retrofits | 802 | 5789 | Rate Constraint in lbs/MWh | FALSE | L | Annual | Allowances Banked | Thousand Tons | 0 | 0 | 0 | 0 | 0 | 0 | 0
NJ Non-HEDD CC Ngas Units - Nox Rate Annual v5.12, Unit 2989 and retrofits | 802 | 5789 | Rate Constraint in lbs/MWh | FALSE | L | Annual | Allowances Withdrawn (1:1) | Thousand Tons | 0 | 0 | 0 | 0 | 0 | 0 | 0
NJ Non-HEDD CC Ngas Units - Nox Rate Annual v5.12, Unit 2989 and retrofits | 802 | 5789 | Rate Constraint in lbs/MWh | FALSE | L | Annual | Allowances Withdrawn (n:1) | Thousand Tons | 0 | 0 | 0 | 0 | 0 | 0 | 0
NJ Non-HEDD CC Ngas Units - Nox Rate Annual v5.12, Unit 2989 and retrofits | 802 | 5789 | Rate Constraint in lbs/MWh | FALSE | L | Annual | Net Emissions Allowance Position | Thousand Tons | 0.0052952 | 0.0052952 | 0.0052952 | 0.0052952 | 0.0016235 | 0.0016235 | 0.0016235
NJ Non-HEDD CC Ngas Units - Nox Rate Annual v5.12, Unit 2989 and retrofits | 802 | 5789 | Rate Constraint in lbs/MWh | FALSE | L | Annual | Fuel Consumed | TBtu | 0.2025 | 0.2025 | 0.2025 | 0.2025 | 0.062088 | 0.062088 | 0.062088
NJ Non-HEDD CC Ngas Units - Nox Rate Annual v5.12, Unit 2989 and retrofits | 802 | 5789 | Rate Constraint in lbs/MWh | FALSE | L | Annual | Rate | lb/MMBtu | 0.052298 | 0.052298 | 0.052298 | 0.052298 | 0.052298 | 0.052298 | 0.052298
NJ Non-HEDD CC Ngas Units - Nox Rate Annual v5.12, Unit 2989 and retrofits | 802 | 5789 | Rate Constraint in lbs/MWh | FALSE | L | Annual | Generation | TWh | 0.019906 | 0.019906 | 0.019906 | 0.019906 | 0.0061032 | 0.0061032 | 0.0061032
NJ Non-HEDD CC Ngas Units - Nox Rate Annual v5.12, Unit 2989 and retrofits | 802 | 5789 | Rate Constraint in lbs/MWh | FALSE | L | Annual | Qualifying Generation | TWh | 0.019906 | 0.019906 | 0.019906 | 0.019906 | 0.0061032 | 0.0061032 | 0.0061032
NJ Non-HEDD CC Ngas Units - Nox Rate Annual v5.12, Unit 2989 and retrofits | 802 | 5789 | Rate Constraint in lbs/MWh | FALSE | L | Annual | Constraint Shadow Price | US2011$/Ton | 0 | 0 | 0 | 0 | 0 | 0 | 0
NJ Non-HEDD CC Ngas Units - Nox Rate Annual v5.12, Unit 2993 and retrofits | 803 | 5789 | Rate Constraint in lbs/MWh | FALSE | L | Annual | Seasons Included | Seasons | Winter, Summer | Winter, Summer | Winter, Summer | Winter, Summer | Winter, Summer | Winter, Summer | Winter, Summer
NJ Non-HEDD CC Ngas Units - Nox Rate Annual v5.12, Unit 2993 and retrofits | 803 | 5789 | Rate Constraint in lbs/MWh | FALSE | L | Annual | Standard | lb/MWh | 1.3 | 1.3 | 1.3 | 1.3 | 1.3 | 1.3 | 1.3
NJ Non-HEDD CC Ngas Units - Nox Rate Annual v5.12, Unit 2993 and retrofits | 803 | 5789 | Rate Constraint in lbs/MWh | FALSE | L | Annual | Emissions at Affected Plants NOX | Thousand Tons | 0.085622 | 0.085622 | 0.085622 | 0.085622 | 0.0079938 | 0.085622 | 0.085622
NJ Non-HEDD CC Ngas Units - Nox Rate Annual v5.12, Unit 2993 and retrofits | 803 | 5789 | Rate Constraint in lbs/MWh | FALSE | L | Annual | Allowances Purchased NOX | Thousand Tons | 0 | 0 | 0 | 0 | 0 | 0 | 0
NJ Non-HEDD CC Ngas Units - Nox Rate Annual v5.12, Unit 2993 and retrofits | 803 | 5789 | Rate Constraint in lbs/MWh | FALSE | L | Annual | Allowances Sold NOX | Thousand Tons | 0 | 0 | 0 | 0 | 0 | 0 | 0
NJ Non-HEDD CC Ngas Units - Nox Rate Annual v5.12, Unit 2993 and retrofits | 803 | 5789 | Rate Constraint in lbs/MWh | FALSE | L | Annual | Allowances Banked | Thousand Tons | 0 | 0 | 0 | 0 | 0 | 0 | 0
NJ Non-HEDD CC Ngas Units - Nox Rate Annual v5.12, Unit 2993 and retrofits | 803 | 5789 | Rate Constraint in lbs/MWh | FALSE | L | Annual | Allowances Withdrawn (1:1) | Thousand Tons | 0 | 0 | 0 | 0 | 0 | 0 | 0
NJ Non-HEDD CC Ngas Units - Nox Rate Annual v5.12, Unit 2993 and retrofits | 803 | 5789 | Rate Constraint in lbs/MWh | FALSE | L | Annual | Allowances Withdrawn (n:1) | Thousand Tons | 0 | 0 | 0 | 0 | 0 | 0 | 0
NJ Non-HEDD CC Ngas Units - Nox Rate Annual v5.12, Unit 2993 and retrofits | 803 | 5789 | Rate Constraint in lbs/MWh | FALSE | L | Annual | Net Emissions Allowance Position | Thousand Tons | 0.085622 | 0.085622 | 0.085622 | 0.085622 | 0.0079938 | 0.085622 | 0.085622
NJ Non-HEDD CC Ngas Units - Nox Rate Annual v5.12, Unit 2993 and retrofits | 803 | 5789 | Rate Constraint in lbs/MWh | FALSE | L | Annual | Fuel Consumed | TBtu | 1.757 | 1.757 | 1.757 | 1.757 | 0.16404 | 1.757 | 1.757
NJ Non-HEDD CC Ngas Units - Nox Rate Annual v5.12, Unit 2993 and retrofits | 803 | 5789 | Rate Constraint in lbs/MWh | FALSE | L | Annual | Rate | lb/MMBtu | 0.097465 | 0.097465 | 0.097465 | 0.097465 | 0.097465 | 0.097465 | 0.097465
NJ Non-HEDD CC Ngas Units - Nox Rate Annual v5.12, Unit 2993 and retrofits | 803 | 5789 | Rate Constraint in lbs/MWh | FALSE | L | Annual | Generation | TWh | 0.30435 | 0.30435 | 0.30435 | 0.30435 | 0.028414 | 0.30435 | 0.30435
NJ Non-HEDD CC Ngas Units - Nox Rate Annual v5.12, Unit 2993 and retrofits | 803 | 5789 | Rate Constraint in lbs/MWh | FALSE | L | Annual | Qualifying Generation | TWh | 0.30435 | 0.30435 | 0.30435 | 0.30435 | 0.028414 | 0.30435 | 0.30435
NJ Non-HEDD CC Ngas Units - Nox Rate Annual v5.12, Unit 2993 and retrofits | 803 | 5789 | Rate Constraint in lbs/MWh | FALSE | L | Annual | Constraint Shadow Price | US2011$/Ton | 0 | 0 | 0 | 0 | 0 | 0 | 0
NJ Non-HEDD CC Ngas Units - Nox Rate Annual v5.12, Unit 2994 and retrofits | 804 | 5789 | Rate Constraint in lbs/MWh | FALSE | L | Annual | Seasons Included | Seasons | Winter, Summer | Winter, Summer | Winter, Summer | Winter, Summer | Winter, Summer | Winter, Summer | Winter, Summer
NJ Non-HEDD CC Ngas Units - Nox Rate Annual v5.12, Unit 2994 and retrofits | 804 | 5789 | Rate Constraint in lbs/MWh | FALSE | L | Annual | Standard | lb/MWh | 1.3 | 1.3 | 1.3 | 1.3 | 1.3 | 1.3 | 1.3
NJ Non-HEDD CC Ngas Units - Nox Rate Annual v5.12, Unit 2994 and retrofits | 804 | 5789 | Rate Constraint in lbs/MWh | FALSE | L | Annual | Emissions at Affected Plants NOX | Thousand Tons | 0.085622 | 0.085622 | 0.085622 | 0.085622 | 0.0079938 | 0.085622 | 0.085622
NJ Non-HEDD CC Ngas Units - Nox Rate Annual v5.12, Unit 2994 and retrofits | 804 | 5789 | Rate Constraint in lbs/MWh | FALSE | L | Annual | Allowances Purchased NOX | Thousand Tons | 0 | 0 | 0 | 0 | 0 | 0 | 0
NJ Non-HEDD CC Ngas Units - Nox Rate Annual v5.12, Unit 2994 and retrofits | 804 | 5789 | Rate Constraint in lbs/MWh | FALSE | L | Annual | Allowances Sold NOX | Thousand Tons | 0 | 0 | 0 | 0 | 0 | 0 | 0
NJ Non-HEDD CC Ngas Units - Nox Rate Annual v5.12, Unit 2994 and retrofits | 804 | 5789 | Rate Constraint in lbs/MWh | FALSE | L | Annual | Allowances Banked | Thousand Tons | 0 | 0 | 0 | 0 | 0 | 0 | 0
NJ Non-HEDD CC Ngas Units - Nox Rate Annual v5.12, Unit 2994 and retrofits | 804 | 5789 | Rate Constraint in lbs/MWh | FALSE | L | Annual | Allowances Withdrawn (1:1) | Thousand Tons | 0 | 0 | 0 | 0 | 0 | 0 | 0
NJ Non-HEDD CC Ngas Units - Nox Rate Annual v5.12, Unit 2994 and retrofits | 804 | 5789 | Rate Constraint in lbs/MWh | FALSE | L | Annual | Allowances Withdrawn (n:1) | Thousand Tons | 0 | 0 | 0 | 0 | 0 | 0 | 0
NJ Non-HEDD CC Ngas Units - Nox Rate Annual v5.12, Unit 2994 and retrofits | 804 | 5789 | Rate Constraint in lbs/MWh | FALSE | L | Annual | Net Emissions Allowance Position | Thousand Tons | 0.085622 | 0.085622 | 0.085622 | 0.085622 | 0.0079938 | 0.085622 | 0.085622
NJ Non-HEDD CC Ngas Units - Nox Rate Annual v5.12, Unit 2994 and retrofits | 804 | 5789 | Rate Constraint in lbs/MWh | FALSE | L | Annual | Fuel Consumed | TBtu | 1.757 | 1.757 | 1.757 | 1.757 | 0.16404 | 1.757 | 1.757
NJ Non-HEDD CC Ngas Units - Nox Rate Annual v5.12, Unit 2994 and retrofits | 804 | 5789 | Rate Constraint in lbs/MWh | FALSE | L | Annual | Rate | lb/MMBtu | 0.097465 | 0.097465 | 0.097465 | 0.097465 | 0.097465 | 0.097465 | 0.097465
NJ Non-HEDD CC Ngas Units - Nox Rate Annual v5.12, Unit 2994 and retrofits | 804 | 5789 | Rate Constraint in lbs/MWh | FALSE | L | Annual | Generation | TWh | 0.30435 | 0.30435 | 0.30435 | 0.30435 | 0.028414 | 0.30435 | 0.30435
NJ Non-HEDD CC Ngas Units - Nox Rate Annual v5.12, Unit 2994 and retrofits | 804 | 5789 | Rate Constraint in lbs/MWh | FALSE | L | Annual | Qualifying Generation | TWh | 0.30435 | 0.30435 | 0.30435 | 0.30435 | 0.028414 | 0.30435 | 0.30435
NJ Non-HEDD CC Ngas Units - Nox Rate Annual v5.12, Unit 2994 and retrofits | 804 | 5789 | Rate Constraint in lbs/MWh | FALSE | L | Annual | Constraint Shadow Price | US2011$/Ton | 0 | 0 | 0 | 0 | 0 | 0 | 0
NJ Non-HEDD CC Ngas Units - Nox Rate Annual v5.12, Unit 2995 and retrofits | 805 | 5789 | Rate Constraint in lbs/MWh | FALSE | L | Annual | Seasons Included | Seasons | Winter, Summer | Winter, Summer | Winter, Summer | Winter, Summer | Winter, Summer | Winter, Summer | Winter, Summer
NJ Non-HEDD CC Ngas Units - Nox Rate Annual v5.12, Unit 2995 and retrofits | 805 | 5789 | Rate Constraint in lbs/MWh | FALSE | L | Annual | Standard | lb/MWh | 1.3 | 1.3 | 1.3 | 1.3 | 1.3 | 1.3 | 1.3
NJ Non-HEDD CC Ngas Units - Nox Rate Annual v5.12, Unit 2995 and retrofits | 805 | 5789 | Rate Constraint in lbs/MWh | FALSE | L | Annual | Emissions at Affected Plants NOX | Thousand Tons | 0.085622 | 0.085622 | 0.085622 | 0.085622 | 0.0079938 | 0.085622 | 0.085622
NJ Non-HEDD CC Ngas Units - Nox Rate Annual v5.12, Unit 2995 and retrofits | 805 | 5789 | Rate Constraint in lbs/MWh | FALSE | L | Annual | Allowances Purchased NOX | Thousand Tons | 0 | 0 | 0 | 0 | 0 | 0 | 0
NJ Non-HEDD CC Ngas Units - Nox Rate Annual v5.12, Unit 2995 and retrofits | 805 | 5789 | Rate Constraint in lbs/MWh | FALSE | L | Annual | Allowances Sold NOX | Thousand Tons | 0 | 0 | 0 | 0 | 0 | 0 | 0
NJ Non-HEDD CC Ngas Units - Nox Rate Annual v5.12, Unit 2995 and retrofits | 805 | 5789 | Rate Constraint in lbs/MWh | FALSE | L | Annual | Allowances Banked | Thousand Tons | 0 | 0 | 0 | 0 | 0 | 0 | 0
NJ Non-HEDD CC Ngas Units - Nox Rate Annual v5.12, Unit 2995 and retrofits | 805 | 5789 | Rate Constraint in lbs/MWh | FALSE | L | Annual | Allowances Withdrawn (1:1) | Thousand Tons | 0 | 0 | 0 | 0 | 0 | 0 | 0
NJ Non-HEDD CC Ngas Units - Nox Rate Annual v5.12, Unit 2995 and retrofits | 805 | 5789 | Rate Constraint in lbs/MWh | FALSE | L | Annual | Allowances Withdrawn (n:1) | Thousand Tons | 0 | 0 | 0 | 0 | 0 | 0 | 0
NJ Non-HEDD CC Ngas Units - Nox Rate Annual v5.12, Unit 2995 and retrofits | 805 | 5789 | Rate Constraint in lbs/MWh | FALSE | L | Annual | Net Emissions Allowance Position | Thousand Tons | 0.085622 | 0.085622 | 0.085622 | 0.085622 | 0.0079938 | 0.085622 | 0.085622
NJ Non-HEDD CC Ngas Units - Nox Rate Annual v5.12, Unit 2995 and retrofits | 805 | 5789 | Rate Constraint in lbs/MWh | FALSE | L | Annual | Fuel Consumed | TBtu | 1.757 | 1.757 | 1.757 | 1.757 | 0.16404 | 1.757 | 1.757
NJ Non-HEDD CC Ngas Units - Nox Rate Annual v5.12, Unit 2995 and retrofits | 805 | 5789 | Rate Constraint in lbs/MWh | FALSE | L | Annual | Rate | lb/MMBtu | 0.097465 | 0.097465 | 0.097465 | 0.097465 | 0.097465 | 0.097465 | 0.097465
NJ Non-HEDD CC Ngas Units - Nox Rate Annual v5.12, Unit 2995 and retrofits | 805 | 5789 | Rate Constraint in lbs/MWh | FALSE | L | Annual | Generation | TWh | 0.30435 | 0.30435 | 0.30435 | 0.30435 | 0.028414 | 0.30435 | 0.30435
NJ Non-HEDD CC Ngas Units - Nox Rate Annual v5.12, Unit 2995 and retrofits | 805 | 5789 | Rate Constraint in lbs/MWh | FALSE | L | Annual | Qualifying Generation | TWh | 0.30435 | 0.30435 | 0.30435 | 0.30435 | 0.028414 | 0.30435 | 0.30435
NJ Non-HEDD CC Ngas Units - Nox Rate Annual v5.12, Unit 2995 and retrofits | 805 | 5789 | Rate Constraint in lbs/MWh | FALSE | L | Annual | Constraint Shadow Price | US2011$/Ton | 0 | 0 | 0 | 0 | 0 | 0 | 0
NJ Non-HEDD CC Ngas Units - Nox Rate Annual v5.12, Unit 2996 and retrofits | 806 | 5789 | Rate Constraint in lbs/MWh | FALSE | L | Annual | Seasons Included | Seasons | Winter, Summer | Winter, Summer | Winter, Summer | Winter, Summer | Winter, Summer | Winter, Summer | Winter, Summer
NJ Non-HEDD CC Ngas Units - Nox Rate Annual v5.12, Unit 2996 and retrofits | 806 | 5789 | Rate Constraint in lbs/MWh | FALSE | L | Annual | Standard | lb/MWh | 1.3 | 1.3 | 1.3 | 1.3 | 1.3 | 1.3 | 1.3
NJ Non-HEDD CC Ngas Units - Nox Rate Annual v5.12, Unit 2996 and retrofits | 806 | 5789 | Rate Constraint in lbs/MWh | FALSE | L | Annual | Emissions at Affected Plants NOX | Thousand Tons | 0.085622 | 0.085622 | 0.085622 | 0.085622 | 0.0079938 | 0.085622 | 0.085622
NJ Non-HEDD CC Ngas Units - Nox Rate Annual v5.12, Unit 2996 and retrofits | 806 | 5789 | Rate Constraint in lbs/MWh | FALSE | L | Annual | Allowances Purchased NOX | Thousand Tons | 0 | 0 | 0 | 0 | 0 | 0 | 0
NJ Non-HEDD CC Ngas Units - Nox Rate Annual v5.12, Unit 2996 and retrofits | 806 | 5789 | Rate Constraint in lbs/MWh | FALSE | L | Annual | Allowances Sold NOX | Thousand Tons | 0 | 0 | 0 | 0 | 0 | 0 | 0
NJ Non-HEDD CC Ngas Units - Nox Rate Annual v5.12, Unit 2996 and retrofits | 806 | 5789 | Rate Constraint in lbs/MWh | FALSE | L | Annual | Allowances Banked | Thousand Tons | 0 | 0 | 0 | 0 | 0 | 0 | 0
NJ Non-HEDD CC Ngas Units - Nox Rate Annual v5.12, Unit 2996 and retrofits | 806 | 5789 | Rate Constraint in lbs/MWh | FALSE | L | Annual | Allowances Withdrawn (1:1) | Thousand Tons | 0 | 0 | 0 | 0 | 0 | 0 | 0
NJ Non-HEDD CC Ngas Units - Nox Rate Annual v5.12, Unit 2996 and retrofits | 806 | 5789 | Rate Constraint in lbs/MWh | FALSE | L | Annual | Allowances Withdrawn (n:1) | Thousand Tons | 0 | 0 | 0 | 0 | 0 | 0 | 0
NJ Non-HEDD CC Ngas Units - Nox Rate Annual v5.12, Unit 2996 and retrofits | 806 | 5789 | Rate Constraint in lbs/MWh | FALSE | L | Annual | Net Emissions Allowance Position | Thousand Tons | 0.085622 | 0.085622 | 0.085622 | 0.085622 | 0.0079938 | 0.085622 | 0.085622
NJ Non-HEDD CC Ngas Units - Nox Rate Annual v5.12, Unit 2996 and retrofits | 806 | 5789 | Rate Constraint in lbs/MWh | FALSE | L | Annual | Fuel Consumed | TBtu | 1.757 | 1.757 | 1.757 | 1.757 | 0.16404 | 1.757 | 1.757
NJ Non-HEDD CC Ngas Units - Nox Rate Annual v5.12, Unit 2996 and retrofits | 806 | 5789 | Rate Constraint in lbs/MWh | FALSE | L | Annual | Rate | lb/MMBtu | 0.097465 | 0.097465 | 0.097465 | 0.097465 | 0.097465 | 0.097465 | 0.097465
NJ Non-HEDD CC Ngas Units - Nox Rate Annual v5.12, Unit 2996 and retrofits | 806 | 5789 | Rate Constraint in lbs/MWh | FALSE | L | Annual | Generation | TWh | 0.30435 | 0.30435 | 0.30435 | 0.30435 | 0.028414 | 0.30435 | 0.30435
NJ Non-HEDD CC Ngas Units - Nox Rate Annual v5.12, Unit 2996 and retrofits | 806 | 5789 | Rate Constraint in lbs/MWh | FALSE | L | Annual | Qualifying Generation | TWh | 0.30435 | 0.30435 | 0.30435 | 0.30435 | 0.028414 | 0.30435 | 0.30435
NJ Non-HEDD CC Ngas Units - Nox Rate Annual v5.12, Unit 2996 and retrofits | 806 | 5789 | Rate Constraint in lbs/MWh | FALSE | L | Annual | Constraint Shadow Price | US2011$/Ton | 0 | 0 | 0 | 0 | 0 | 0 | 0
NJ Non-HEDD CC Ngas Units - Nox Rate Annual v5.12, Unit 2997 and retrofits | 807 | 5789 | Rate Constraint in lbs/MWh | FALSE | L | Annual | Seasons Included | Seasons | Winter, Summer | Winter, Summer | Winter, Summer | Winter, Summer | Winter, Summer | Winter, Summer | Winter, Summer
NJ Non-HEDD CC Ngas Units - Nox Rate Annual v5.12, Unit 2997 and retrofits | 807 | 5789 | Rate Constraint in lbs/MWh | FALSE | L | Annual | Standard | lb/MWh | 1.3 | 1.3 | 1.3 | 1.3 | 1.3 | 1.3 | 1.3
NJ Non-HEDD CC Ngas Units - Nox Rate Annual v5.12, Unit 2997 and retrofits | 807 | 5789 | Rate Constraint in lbs/MWh | FALSE | L | Annual | Emissions at Affected Plants NOX | Thousand Tons | 0.027225 | 0.024471 | 0.0085975 | 0.0085975 | 0.0085975 | 0.023796 | 0.023796
NJ Non-HEDD CC Ngas Units - Nox Rate Annual v5.12, Unit 2997 and retrofits | 807 | 5789 | Rate Constraint in lbs/MWh | FALSE | L | Annual | Allowances Purchased NOX | Thousand Tons | 0 | 0 | 0 | 0 | 0 | 0 | 0
NJ Non-HEDD CC Ngas Units - Nox Rate Annual v5.12, Unit 2997 and retrofits | 807 | 5789 | Rate Constraint in lbs/MWh | FALSE | L | Annual | Allowances Sold NOX | Thousand Tons | 0 | 0 | 0 | 0 | 0 | 0 | 0
NJ Non-HEDD CC Ngas Units - Nox Rate Annual v5.12, Unit 2997 and retrofits | 807 | 5789 | Rate Constraint in lbs/MWh | FALSE | L | Annual | Allowances Banked | Thousand Tons | 0 | 0 | 0 | 0 | 0 | 0 | 0
NJ Non-HEDD CC Ngas Units - Nox Rate Annual v5.12, Unit 2997 and retrofits | 807 | 5789 | Rate Constraint in lbs/MWh | FALSE | L | Annual | Allowances Withdrawn (1:1) | Thousand Tons | 0 | 0 | 0 | 0 | 0 | 0 | 0
NJ Non-HEDD CC Ngas Units - Nox Rate Annual v5.12, Unit 2997 and retrofits | 807 | 5789 | Rate Constraint in lbs/MWh | FALSE | L | Annual | Allowances Withdrawn (n:1) | Thousand Tons | 0 | 0 | 0 | 0 | 0 | 0 | 0
NJ Non-HEDD CC Ngas Units - Nox Rate Annual v5.12, Unit 2997 and retrofits | 807 | 5789 | Rate Constraint in lbs/MWh | FALSE | L | Annual | Net Emissions Allowance Position | Thousand Tons | 0.027225 | 0.024471 | 0.0085975 | 0.0085975 | 0.0085975 | 0.023796 | 0.023796
NJ Non-HEDD CC Ngas Units - Nox Rate Annual v5.12, Unit 2997 and retrofits | 807 | 5789 | Rate Constraint in lbs/MWh | FALSE | L | Annual | Fuel Consumed | TBtu | 1.4657 | 1.3174 | 0.46285 | 0.46285 | 0.46285 | 1.2811 | 1.2811
NJ Non-HEDD CC Ngas Units - Nox Rate Annual v5.12, Unit 2997 and retrofits | 807 | 5789 | Rate Constraint in lbs/MWh | FALSE | L | Annual | Rate | lb/MMBtu | 0.03715 | 0.03715 | 0.03715 | 0.03715 | 0.03715 | 0.03715 | 0.03715
NJ Non-HEDD CC Ngas Units - Nox Rate Annual v5.12, Unit 2997 and retrofits | 807 | 5789 | Rate Constraint in lbs/MWh | FALSE | L | Annual | Generation | TWh | 0.16185 | 0.14547 | 0.05111 | 0.05111 | 0.05111 | 0.14146 | 0.14146
NJ Non-HEDD CC Ngas Units - Nox Rate Annual v5.12, Unit 2997 and retrofits | 807 | 5789 | Rate Constraint in lbs/MWh | FALSE | L | Annual | Qualifying Generation | TWh | 0.16185 | 0.14547 | 0.05111 | 0.05111 | 0.05111 | 0.14146 | 0.14146
NJ Non-HEDD CC Ngas Units - Nox Rate Annual v5.12, Unit 2997 and retrofits | 807 | 5789 | Rate Constraint in lbs/MWh | FALSE | L | Annual | Constraint Shadow Price | US2011$/Ton | 0 | 0 | 0 | 0 | 0 | 0 | 0
NJ Non-HEDD CC Ngas Units - Nox Rate Annual v5.12, Unit 2998 and retrofits | 808 | 5789 | Rate Constraint in lbs/MWh | FALSE | L | Annual | Seasons Included | Seasons | Winter, Summer | Winter, Summer | Winter, Summer | Winter, Summer | Winter, Summer | Winter, Summer | Winter, Summer
NJ Non-HEDD CC Ngas Units - Nox Rate Annual v5.12, Unit 2998 and retrofits | 808 | 5789 | Rate Constraint in lbs/MWh | FALSE | L | Annual | Standard | lb/MWh | 1.3 | 1.3 | 1.3 | 1.3 | 1.3 | 1.3 | 1.3
NJ Non-HEDD CC Ngas Units - Nox Rate Annual v5.12, Unit 2998 and retrofits | 808 | 5789 | Rate Constraint in lbs/MWh | FALSE | L | Annual | Emissions at Affected Plants NOX | Thousand Tons | 0.013061 | 0.016358 | 0.016358 | 0.016358 | 0.0041246 | 0.013061 | 0.013061
NJ Non-HEDD CC Ngas Units - Nox Rate Annual v5.12, Unit 2998 and retrofits | 808 | 5789 | Rate Constraint in lbs/MWh | FALSE | L | Annual | Allowances Purchased NOX | Thousand Tons | 0 | 0 | 0 | 0 | 0 | 0 | 0
NJ Non-HEDD CC Ngas Units - Nox Rate Annual v5.12, Unit 2998 and retrofits | 808 | 5789 | Rate Constraint in lbs/MWh | FALSE | L | Annual | Allowances Sold NOX | Thousand Tons | 0 | 0 | 0 | 0 | 0 | 0 | 0
NJ Non-HEDD CC Ngas Units - Nox Rate Annual v5.12, Unit 2998 and retrofits | 808 | 5789 | Rate Constraint in lbs/MWh | FALSE | L | Annual | Allowances Banked | Thousand Tons | 0 | 0 | 0 | 0 | 0 | 0 | 0
NJ Non-HEDD CC Ngas Units - Nox Rate Annual v5.12, Unit 2998 and retrofits | 808 | 5789 | Rate Constraint in lbs/MWh | FALSE | L | Annual | Allowances Withdrawn (1:1) | Thousand Tons | 0 | 0 | 0 | 0 | 0 | 0 | 0
NJ Non-HEDD CC Ngas Units - Nox Rate Annual v5.12, Unit 2998 and retrofits | 808 | 5789 | Rate Constraint in lbs/MWh | FALSE | L | Annual | Allowances Withdrawn (n:1) | Thousand Tons | 0 | 0 | 0 | 0 | 0 | 0 | 0
NJ Non-HEDD CC Ngas Units - Nox Rate Annual v5.12, Unit 2998 and retrofits | 808 | 5789 | Rate Constraint in lbs/MWh | FALSE | L | Annual | Net Emissions Allowance Position | Thousand Tons | 0.013061 | 0.016358 | 0.016358 | 0.016358 | 0.0041246 | 0.013061 | 0.013061
NJ Non-HEDD CC Ngas Units - Nox Rate Annual v5.12, Unit 2998 and retrofits | 808 | 5789 | Rate Constraint in lbs/MWh | FALSE | L | Annual | Fuel Consumed | TBtu | 0.65296 | 0.81778 | 0.81778 | 0.81778 | 0.2062 | 0.65296 | 0.65296
NJ Non-HEDD CC Ngas Units - Nox Rate Annual v5.12, Unit 2998 and retrofits | 808 | 5789 | Rate Constraint in lbs/MWh | FALSE | L | Annual | Rate | lb/MMBtu | 0.040006 | 0.040006 | 0.040006 | 0.040006 | 0.040006 | 0.040006 | 0.040006
NJ Non-HEDD CC Ngas Units - Nox Rate Annual v5.12, Unit 2998 and retrofits | 808 | 5789 | Rate Constraint in lbs/MWh | FALSE | L | Annual | Generation | TWh | 0.076665 | 0.096017 | 0.096017 | 0.096017 | 0.02421 | 0.076665 | 0.076665
NJ Non-HEDD CC Ngas Units - Nox Rate Annual v5.12, Unit 2998 and retrofits | 808 | 5789 | Rate Constraint in lbs/MWh | FALSE | L | Annual | Qualifying Generation | TWh | 0.076665 | 0.096017 | 0.096017 | 0.096017 | 0.02421 | 0.076665 | 0.076665
NJ Non-HEDD CC Ngas Units - Nox Rate Annual v5.12, Unit 2998 and retrofits | 808 | 5789 | Rate Constraint in lbs/MWh | FALSE | L | Annual | Constraint Shadow Price | US2011$/Ton | 0 | 0 | 0 | 0 | 0 | 0 | 0
NJ Non-HEDD CC Ngas Units - Nox Rate Annual v5.12, Unit 3000 and retrofits | 809 | 5789 | Rate Constraint in lbs/MWh | FALSE | L | Annual | Seasons Included | Seasons | Winter, Summer | Winter, Summer | Winter, Summer | Winter, Summer | Winter, Summer | Winter, Summer | Winter, Summer
NJ Non-HEDD CC Ngas Units - Nox Rate Annual v5.12, Unit 3000 and retrofits | 809 | 5789 | Rate Constraint in lbs/MWh | FALSE | L | Annual | Standard | lb/MWh | 1.3 | 1.3 | 1.3 | 1.3 | 1.3 | 1.3 | 1.3
NJ Non-HEDD CC Ngas Units - Nox Rate Annual v5.12, Unit 3000 and retrofits | 809 | 5789 | Rate Constraint in lbs/MWh | FALSE | L | Annual | Emissions at Affected Plants NOX | Thousand Tons | 0.00090787 | 0.00090787 | 0.00090787 | 0.00090787 | 0.00027835 | 0.00027835 | 0.00027835
NJ Non-HEDD CC Ngas Units - Nox Rate Annual v5.12, Unit 3000 and retrofits | 809 | 5789 | Rate Constraint in lbs/MWh | FALSE | L | Annual | Allowances Purchased NOX | Thousand Tons | 0 | 0 | 0 | 0 | 0 | 0 | 0
NJ Non-HEDD CC Ngas Units - Nox Rate Annual v5.12, Unit 3000 and retrofits | 809 | 5789 | Rate Constraint in lbs/MWh | FALSE | L | Annual | Allowances Sold NOX | Thousand Tons | 0 | 0 | 0 | 0 | 0 | 0 | 0
NJ Non-HEDD CC Ngas Units - Nox Rate Annual v5.12, Unit 3000 and retrofits | 809 | 5789 | Rate Constraint in lbs/MWh | FALSE | L | Annual | Allowances Banked | Thousand Tons | 0 | 0 | 0 | 0 | 0 | 0 | 0
NJ Non-HEDD CC Ngas Units - Nox Rate Annual v5.12, Unit 3000 and retrofits | 809 | 5789 | Rate Constraint in lbs/MWh | FALSE | L | Annual | Allowances Withdrawn (1:1) | Thousand Tons | 0 | 0 | 0 | 0 | 0 | 0 | 0
NJ Non-HEDD CC Ngas Units - Nox Rate Annual v5.12, Unit 3000 and retrofits | 809 | 5789 | Rate Constraint in lbs/MWh | FALSE | L | Annual | Allowances Withdrawn (n:1) | Thousand Tons | 0 | 0 | 0 | 0 | 0 | 0 | 0
NJ Non-HEDD CC Ngas Units - Nox Rate Annual v5.12, Unit 3000 and retrofits | 809 | 5789 | Rate Constraint in lbs/MWh | FALSE | L | Annual | Net Emissions Allowance Position | Thousand Tons | 0.00090787 | 0.00090787 | 0.00090787 | 0.00090787 | 0.00027835 | 0.00027835 | 0.00027835
NJ Non-HEDD CC Ngas Units - Nox Rate Annual v5.12, Unit 3000 and retrofits | 809 | 5789 | Rate Constraint in lbs/MWh | FALSE | L | Annual | Fuel Consumed | TBtu | 0.025215 | 0.025215 | 0.025215 | 0.025215 | 0.0077308 | 0.0077308 | 0.0077308
NJ Non-HEDD CC Ngas Units - Nox Rate Annual v5.12, Unit 3000 and retrofits | 809 | 5789 | Rate Constraint in lbs/MWh | FALSE | L | Annual | Rate | lb/MMBtu | 0.072012 | 0.072012 | 0.072012 | 0.072012 | 0.072012 | 0.072012 | 0.072012
NJ Non-HEDD CC Ngas Units - Nox Rate Annual v5.12, Unit 3000 and retrofits | 809 | 5789 | Rate Constraint in lbs/MWh | FALSE | L | Annual | Generation | TWh | 0.002421 | 0.002421 | 0.002421 | 0.002421 | 0.00074228 | 0.00074228 | 0.00074228
NJ Non-HEDD CC Ngas Units - Nox Rate Annual v5.12, Unit 3000 and retrofits | 809 | 5789 | Rate Constraint in lbs/MWh | FALSE | L | Annual | Qualifying Generation | TWh | 0.002421 | 0.002421 | 0.002421 | 0.002421 | 0.00074228 | 0.00074228 | 0.00074228
NJ Non-HEDD CC Ngas Units - Nox Rate Annual v5.12, Unit 3000 and retrofits | 809 | 5789 | Rate Constraint in lbs/MWh | FALSE | L | Annual | Constraint Shadow Price | US2011$/Ton | 0 | 0 | 0 | 0 | 0 | 0 | 0
NJ Non-HEDD CC Ngas Units - Nox Rate Annual v5.12, Unit 3001 and retrofits | 810 | 5789 | Rate Constraint in lbs/MWh | FALSE | L | Annual | Seasons Included | Seasons | Winter, Summer | Winter, Summer | Winter, Summer | Winter, Summer | Winter, Summer | Winter, Summer | Winter, Summer
NJ Non-HEDD CC Ngas Units - Nox Rate Annual v5.12, Unit 3001 and retrofits | 810 | 5789 | Rate Constraint in lbs/MWh | FALSE | L | Annual | Standard | lb/MWh | 1.3 | 1.3 | 1.3 | 1.3 | 1.3 | 1.3 | 1.3
NJ Non-HEDD CC Ngas Units - Nox Rate Annual v5.12, Unit 3001 and retrofits | 810 | 5789 | Rate Constraint in lbs/MWh | FALSE | L | Annual | Emissions at Affected Plants NOX | Thousand Tons | 0.025765 | 0.024571 | 0.024571 | 0.024571 | 0.0061953 | 0.019619 | 0.019619
NJ Non-HEDD CC Ngas Units - Nox Rate Annual v5.12, Unit 3001 and retrofits | 810 | 5789 | Rate Constraint in lbs/MWh | FALSE | L | Annual | Allowances Purchased NOX | Thousand Tons | 0 | 0 | 0 | 0 | 0 | 0 | 0
NJ Non-HEDD CC Ngas Units - Nox Rate Annual v5.12, Unit 3001 and retrofits | 810 | 5789 | Rate Constraint in lbs/MWh | FALSE | L | Annual | Allowances Sold NOX | Thousand Tons | 0 | 0 | 0 | 0 | 0 | 0 | 0
NJ Non-HEDD CC Ngas Units - Nox Rate Annual v5.12, Unit 3001 and retrofits | 810 | 5789 | Rate Constraint in lbs/MWh | FALSE | L | Annual | Allowances Banked | Thousand Tons | 0 | 0 | 0 | 0 | 0 | 0 | 0
NJ Non-HEDD CC Ngas Units - Nox Rate Annual v5.12, Unit 3001 and retrofits | 810 | 5789 | Rate Constraint in lbs/MWh | FALSE | L | Annual | Allowances Withdrawn (1:1) | Thousand Tons | 0 | 0 | 0 | 0 | 0 | 0 | 0
NJ Non-HEDD CC Ngas Units - Nox Rate Annual v5.12, Unit 3001 and retrofits | 810 | 5789 | Rate Constraint in lbs/MWh | FALSE | L | Annual | Allowances Withdrawn (n:1) | Thousand Tons | 0 | 0 | 0 | 0 | 0 | 0 | 0
NJ Non-HEDD CC Ngas Units - Nox Rate Annual v5.12, Unit 3001 and retrofits | 810 | 5789 | Rate Constraint in lbs/MWh | FALSE | L | Annual | Net Emissions Allowance Position | Thousand Tons | 0.025765 | 0.024571 | 0.024571 | 0.024571 | 0.0061953 | 0.019619 | 0.019619
NJ Non-HEDD CC Ngas Units - Nox Rate Annual v5.12, Unit 3001 and retrofits | 810 | 5789 | Rate Constraint in lbs/MWh | FALSE | L | Annual | Fuel Consumed | TBtu | 1.4127 | 1.3472 | 1.3472 | 1.3472 | 0.3397 | 1.0757 | 1.0757
NJ Non-HEDD CC Ngas Units - Nox Rate Annual v5.12, Unit 3001 and retrofits | 810 | 5789 | Rate Constraint in lbs/MWh | FALSE | L | Annual | Rate | lb/MMBtu | 0.036476 | 0.036476 | 0.036476 | 0.036476 | 0.036476 | 0.036476 | 0.036476
NJ Non-HEDD CC Ngas Units - Nox Rate Annual v5.12, Unit 3001 and retrofits | 810 | 5789 | Rate Constraint in lbs/MWh | FALSE | L | Annual | Generation | TWh | 0.17004 | 0.16216 | 0.16216 | 0.16216 | 0.040888 | 0.12948 | 0.12948
NJ Non-HEDD CC Ngas Units - Nox Rate Annual v5.12, Unit 3001 and retrofits | 810 | 5789 | Rate Constraint in lbs/MWh | FALSE | L | Annual | Qualifying Generation | TWh | 0.17004 | 0.16216 | 0.16216 | 0.16216 | 0.040888 | 0.12948 | 0.12948
NJ Non-HEDD CC Ngas Units - Nox Rate Annual v5.12, Unit 3001 and retrofits | 810 | 5789 | Rate Constraint in lbs/MWh | FALSE | L | Annual | Constraint Shadow Price | US2011$/Ton | 0 | 0 | 0 | 0 | 0 | 0 | 0
NJ Non-HEDD CC Ngas Units - Nox Rate Annual v5.12, Unit 3002 and retrofits | 811 | 5789 | Rate Constraint in lbs/MWh | FALSE | L | Annual | Seasons Included | Seasons | Winter, Summer | Winter, Summer | Winter, Summer | Winter, Summer | Winter, Summer | Winter, Summer | Winter, Summer
NJ Non-HEDD CC Ngas Units - Nox Rate Annual v5.12, Unit 3002 and retrofits | 811 | 5789 | Rate Constraint in lbs/MWh | FALSE | L | Annual | Standard | lb/MWh | 1.3 | 1.3 | 1.3 | 1.3 | 1.3 | 1.3 | 1.3
NJ Non-HEDD CC Ngas Units - Nox Rate Annual v5.12, Unit 3002 and retrofits | 811 | 5789 | Rate Constraint in lbs/MWh | FALSE | L | Annual | Emissions at Affected Plants NOX | Thousand Tons | 0.0078468 | 0.007816 | 0.0072307 | 0.0072307 | 0.0024058 | 0.0024058 | 0.0024058
NJ Non-HEDD CC Ngas Units - Nox Rate Annual v5.12, Unit 3002 and retrofits | 811 | 5789 | Rate Constraint in lbs/MWh | FALSE | L | Annual | Allowances Purchased NOX | Thousand Tons | 0 | 0 | 0 | 0 | 0 | 0 | 0
NJ Non-HEDD CC Ngas Units - Nox Rate Annual v5.12, Unit 3002 and retrofits | 811 | 5789 | Rate Constraint in lbs/MWh | FALSE | L | Annual | Allowances Sold NOX | Thousand Tons | 0 | 0 | 0 | 0 | 0 | 0 | 0
NJ Non-HEDD CC Ngas Units - Nox Rate Annual v5.12, Unit 3002 and retrofits | 811 | 5789 | Rate Constraint in lbs/MWh | FALSE | L | Annual | Allowances Banked | Thousand Tons | 0 | 0 | 0 | 0 | 0 | 0 | 0
NJ Non-HEDD CC Ngas Units - Nox Rate Annual v5.12, Unit 3002 and retrofits | 811 | 5789 | Rate Constraint in lbs/MWh | FALSE | L | Annual | Allowances Withdrawn (1:1) | Thousand Tons | 0 | 0 | 0 | 0 | 0 | 0 | 0
NJ Non-HEDD CC Ngas Units - Nox Rate Annual v5.12, Unit 3002 and retrofits | 811 | 5789 | Rate Constraint in lbs/MWh | FALSE | L | Annual | Allowances Withdrawn (n:1) | Thousand Tons | 0 | 0 | 0 | 0 | 0 | 0 | 0
NJ Non-HEDD CC Ngas Units - Nox Rate Annual v5.12, Unit 3002 and retrofits | 811 | 5789 | Rate Constraint in lbs/MWh | FALSE | L | Annual | Net Emissions Allowance Position | Thousand Tons | 0.0078468 | 0.007816 | 0.0072307 | 0.0072307 | 0.0024058 | 0.0024058 | 0.0024058
NJ Non-HEDD CC Ngas Units - Nox Rate Annual v5.12, Unit 3002 and retrofits | 811 | 5789 | Rate Constraint in lbs/MWh | FALSE | L | Annual | Fuel Consumed | TBtu | 0.29644 | 0.29527 | 0.27316 | 0.27316 | 0.090889 | 0.090889 | 0.090889
NJ Non-HEDD CC Ngas Units - Nox Rate Annual v5.12, Unit 3002 and retrofits | 811 | 5789 | Rate Constraint in lbs/MWh | FALSE | L | Annual | Rate | lb/MMBtu | 0.052941 | 0.052941 | 0.052941 | 0.052941 | 0.052941 | 0.052941 | 0.052941
NJ Non-HEDD CC Ngas Units - Nox Rate Annual v5.12, Unit 3002 and retrofits | 811 | 5789 | Rate Constraint in lbs/MWh | FALSE | L | Annual | Generation | TWh | 0.027438 | 0.02733 | 0.025283 | 0.025283 | 0.0084125 | 0.0084125 | 0.0084125
NJ Non-HEDD CC Ngas Units - Nox Rate Annual v5.12, Unit 3002 and retrofits | 811 | 5789 | Rate Constraint in lbs/MWh | FALSE | L | Annual | Qualifying Generation | TWh | 0.027438 | 0.02733 | 0.025283 | 0.025283 | 0.0084125 | 0.0084125 | 0.0084125
NJ Non-HEDD CC Ngas Units - Nox Rate Annual v5.12, Unit 3002 and retrofits | 811 | 5789 | Rate Constraint in lbs/MWh | FALSE | L | Annual | Constraint Shadow Price | US2011$/Ton | 0 | 0 | 0 | 0 | 0 | 0 | 0
NJ Non-HEDD CC Ngas Units - Nox Rate Annual v5.12, Unit 3008 and retrofits | 812 | 5789 | Rate Constraint in lbs/MWh | FALSE | L | Annual | Seasons Included | Seasons | Winter, Summer | Winter, Summer | Winter, Summer | Winter, Summer | Winter, Summer | Winter, Summer | Winter, Summer
NJ Non-HEDD CC Ngas Units - Nox Rate Annual v5.12, Unit 3008 and retrofits | 812 | 5789 | Rate Constraint in lbs/MWh | FALSE | L | Annual | Standard | lb/MWh | 1.3 | 1.3 | 1.3 | 1.3 | 1.3 | 1.3 | 1.3
NJ Non-HEDD CC Ngas Units - Nox Rate Annual v5.12, Unit 3008 and retrofits | 812 | 5789 | Rate Constraint in lbs/MWh | FALSE | L | Annual | Emissions at Affected Plants NOX | Thousand Tons | 0.014401 | 0.012944 | 0.0045477 | 0.0045477 | 0.0045477 | 0.012587 | 0.012587
NJ Non-HEDD CC Ngas Units - Nox Rate Annual v5.12, Unit 3008 and retrofits | 812 | 5789 | Rate Constraint in lbs/MWh | FALSE | L | Annual | Allowances Purchased NOX | Thousand Tons | 0 | 0 | 0 | 0 | 0 | 0 | 0
NJ Non-HEDD CC Ngas Units - Nox Rate Annual v5.12, Unit 3008 and retrofits | 812 | 5789 | Rate Constraint in lbs/MWh | FALSE | L | Annual | Allowances Sold NOX | Thousand Tons | 0 | 0 | 0 | 0 | 0 | 0 | 0
NJ Non-HEDD CC Ngas Units - Nox Rate Annual v5.12, Unit 3008 and retrofits | 812 | 5789 | Rate Constraint in lbs/MWh | FALSE | L | Annual | Allowances Banked | Thousand Tons | 0 | 0 | 0 | 0 | 0 | 0 | 0
NJ Non-HEDD CC Ngas Units - Nox Rate Annual v5.12, Unit 3008 and retrofits | 812 | 5789 | Rate Constraint in lbs/MWh | FALSE | L | Annual | Allowances Withdrawn (1:1) | Thousand Tons | 0 | 0 | 0 | 0 | 0 | 0 | 0
NJ Non-HEDD CC Ngas Units - Nox Rate Annual v5.12, Unit 3008 and retrofits | 812 | 5789 | Rate Constraint in lbs/MWh | FALSE | L | Annual | Allowances Withdrawn (n:1) | Thousand Tons | 0 | 0 | 0 | 0 | 0 | 0 | 0
NJ Non-HEDD CC Ngas Units - Nox Rate Annual v5.12, Unit 3008 and retrofits | 812 | 5789 | Rate Constraint in lbs/MWh | FALSE | L | Annual | Net Emissions Allowance Position | Thousand Tons | 0.014401 | 0.012944 | 0.0045477 | 0.0045477 | 0.0045477 | 0.012587 | 0.012587
NJ Non-HEDD CC Ngas Units - Nox Rate Annual v5.12, Unit 3008 and retrofits | 812 | 5789 | Rate Constraint in lbs/MWh | FALSE | L | Annual | Fuel Consumed | TBtu | 1.0698 | 0.96154 | 0.33782 | 0.33782 | 0.33782 | 0.93501 | 0.93501
NJ Non-HEDD CC Ngas Units - Nox Rate Annual v5.12, Unit 3008 and retrofits | 812 | 5789 | Rate Constraint in lbs/MWh | FALSE | L | Annual | Rate | lb/MMBtu | 0.026924 | 0.026924 | 0.026924 | 0.026924 | 0.026924 | 0.026924 | 0.026924
NJ Non-HEDD CC Ngas Units - Nox Rate Annual v5.12, Unit 3008 and retrofits | 812 | 5789 | Rate Constraint in lbs/MWh | FALSE | L | Annual | Generation | TWh | 0.11756 | 0.10566 | 0.037123 | 0.037123 | 0.037123 | 0.10275 | 0.10275
NJ Non-HEDD CC Ngas Units - Nox Rate Annual v5.12, Unit 3008 and retrofits | 812 | 5789 | Rate Constraint in lbs/MWh | FALSE | L | Annual | Qualifying Generation | TWh | 0.11756 | 0.10566 | 0.037123 | 0.037123 | 0.037123 | 0.10275 | 0.10275
NJ Non-HEDD CC Ngas Units - Nox Rate Annual v5.12, Unit 3008 and retrofits | 812 | 5789 | Rate Constraint in lbs/MWh | FALSE | L | Annual | Constraint Shadow Price | US2011$/Ton | 0 | 0 | 0 | 0 | 0 | 0 | 0
NJ Non-HEDD CC Ngas Units - Nox Rate Annual v5.12, Unit 3009 and retrofits | 813 | 5789 | Rate Constraint in lbs/MWh | FALSE | L | Annual | Seasons Included | Seasons | Winter, Summer | Winter, Summer | Winter, Summer | Winter, Summer | Winter, Summer | Winter, Summer | Winter, Summer
NJ Non-HEDD CC Ngas Units - Nox Rate Annual v5.12, Unit 3009 and retrofits | 813 | 5789 | Rate Constraint in lbs/MWh | FALSE | L | Annual | Standard | lb/MWh | 1.3 | 1.3 | 1.3 | 1.3 | 1.3 | 1.3 | 1.3
NJ Non-HEDD CC Ngas Units - Nox Rate Annual v5.12, Unit 3009 and retrofits | 813 | 5789 | Rate Constraint in lbs/MWh | FALSE | L | Annual | Emissions at Affected Plants NOX | Thousand Tons | 0.014401 | 0.012944 | 0.0045477 | 0.0045477 | 0.0045477 | 0.012587 | 0.012587
NJ Non-HEDD CC Ngas Units - Nox Rate Annual v5.12, Unit 3009 and retrofits | 813 | 5789 | Rate Constraint in lbs/MWh | FALSE | L | Annual | Allowances Purchased NOX | Thousand Tons | 0 | 0 | 0 | 0 | 0 | 0 | 0
NJ Non-HEDD CC Ngas Units - Nox Rate Annual v5.12, Unit 3009 and retrofits | 813 | 5789 | Rate Constraint in lbs/MWh | FALSE | L | Annual | Allowances Sold NOX | Thousand Tons | 0 | 0 | 0 | 0 | 0 | 0 | 0
NJ Non-HEDD CC Ngas Units - Nox Rate Annual v5.12, Unit 3009 and retrofits | 813 | 5789 | Rate Constraint in lbs/MWh | FALSE | L | Annual | Allowances Banked | Thousand Tons | 0 | 0 | 0 | 0 | 0 | 0 | 0
NJ Non-HEDD CC Ngas Units - Nox Rate Annual v5.12, Unit 3009 and retrofits | 813 | 5789 | Rate Constraint in lbs/MWh | FALSE | L | Annual | Allowances Withdrawn (1:1) | Thousand Tons | 0 | 0 | 0 | 0 | 0 | 0 | 0
NJ Non-HEDD CC Ngas Units - Nox Rate Annual v5.12, Unit 3009 and retrofits | 813 | 5789 | Rate Constraint in lbs/MWh | FALSE | L | Annual | Allowances Withdrawn (n:1) | Thousand Tons | 0 | 0 | 0 | 0 | 0 | 0 | 0
NJ Non-HEDD CC Ngas Units - Nox Rate Annual v5.12, Unit 3009 and retrofits | 813 | 5789 | Rate Constraint in lbs/MWh | FALSE | L | Annual | Net Emissions Allowance Position | Thousand Tons | 0.014401 | 0.012944 | 0.0045477 | 0.0045477 | 0.0045477 | 0.012587 | 0.012587
NJ Non-HEDD CC Ngas Units - Nox Rate Annual v5.12, Unit 3009 and retrofits | 813 | 5789 | Rate Constraint in lbs/MWh | FALSE | L | Annual | Fuel Consumed | TBtu | 1.0698 | 0.96154 | 0.33782 | 0.33782 | 0.33782 | 0.93501 | 0.93501
NJ Non-HEDD CC Ngas Units - Nox Rate Annual v5.12, Unit 3009 and retrofits | 813 | 5789 | Rate Constraint in lbs/MWh | FALSE | L | Annual | Rate | lb/MMBtu | 0.026924 | 0.026924 | 0.026924 | 0.026924 | 0.026924 | 0.026924 | 0.026924
NJ Non-HEDD CC Ngas Units - Nox Rate Annual v5.12, Unit 3009 and retrofits | 813 | 5789 | Rate Constraint in lbs/MWh | FALSE | L | Annual | Generation | TWh | 0.11756 | 0.10566 | 0.037123 | 0.037123 | 0.037123 | 0.10275 | 0.10275
NJ Non-HEDD CC Ngas Units - Nox Rate Annual v5.12, Unit 3009 and retrofits | 813 | 5789 | Rate Constraint in lbs/MWh | FALSE | L | Annual | Qualifying Generation | TWh | 0.11756 | 0.10566 | 0.037123 | 0.037123 | 0.037123 | 0.10275 | 0.10275
NJ Non-HEDD CC Ngas Units - Nox Rate Annual v5.12, Unit 3009 and retrofits | 813 | 5789 | Rate Constraint in lbs/MWh | FALSE | L | Annual | Constraint Shadow Price | US2011$/Ton | 0 | 0 | 0 | 0 | 0 | 0 | 0
NJ Non-HEDD CC Ngas Units - Nox Rate Annual v5.12, Unit 3018 and retrofits | 814 | 5789 | Rate Constraint in lbs/MWh | FALSE | L | Annual | Seasons Included | Seasons | Winter, Summer | Winter, Summer | Winter, Summer | Winter, Summer | Winter, Summer | Winter, Summer | Winter, Summer
NJ Non-HEDD CC Ngas Units - Nox Rate Annual v5.12, Unit 3018 and retrofits | 814 | 5789 | Rate Constraint in lbs/MWh | FALSE | L | Annual | Standard | lb/MWh | 1.3 | 1.3 | 1.3 | 1.3 | 1.3 | 1.3 | 1.3
NJ Non-HEDD CC Ngas Units - Nox Rate Annual v5.12, Unit 3018 and retrofits | 814 | 5789 | Rate Constraint in lbs/MWh | FALSE | L | Annual | Emissions at Affected Plants NOX | Thousand Tons | 0.40767 | 0.40767 | 0.40767 | 0.40767 | 0.40767 | 0.40767 | 0.40767
NJ Non-HEDD CC Ngas Units - Nox Rate Annual v5.12, Unit 3018 and retrofits | 814 | 5789 | Rate Constraint in lbs/MWh | FALSE | L | Annual | Allowances Purchased NOX | Thousand Tons | 0 | 0 | 0 | 0 | 0 | 0 | 0
NJ Non-HEDD CC Ngas Units - Nox Rate Annual v5.12, Unit 3018 and retrofits | 814 | 5789 | Rate Constraint in lbs/MWh | FALSE | L | Annual | Allowances Sold NOX | Thousand Tons | 0 | 0 | 0 | 0 | 0 | 0 | 0
NJ Non-HEDD CC Ngas Units - Nox Rate Annual v5.12, Unit 3018 and retrofits | 814 | 5789 | Rate Constraint in lbs/MWh | FALSE | L | Annual | Allowances Banked | Thousand Tons | 0 | 0 | 0 | 0 | 0 | 0 | 0
NJ Non-HEDD CC Ngas Units - Nox Rate Annual v5.12, Unit 3018 and retrofits | 814 | 5789 | Rate Constraint in lbs/MWh | FALSE | L | Annual | Allowances Withdrawn (1:1) | Thousand Tons | 0 | 0 | 0 | 0 | 0 | 0 | 0
NJ Non-HEDD CC Ngas Units - Nox Rate Annual v5.12, Unit 3018 and retrofits | 814 | 5789 | Rate Constraint in lbs/MWh | FALSE | L | Annual | Allowances Withdrawn (n:1) | Thousand Tons | 0 | 0 | 0 | 0 | 0 | 0 | 0
NJ Non-HEDD CC Ngas Units - Nox Rate Annual v5.12, Unit 3018 and retrofits | 814 | 5789 | Rate Constraint in lbs/MWh | FALSE | L | Annual | Net Emissions Allowance Position | Thousand Tons | 0.40767 | 0.40767 | 0.40767 | 0.40767 | 0.40767 | 0.40767 | 0.40767
NJ Non-HEDD CC Ngas Units - Nox Rate Annual v5.12, Unit 3018 and retrofits | 814 | 5789 | Rate Constraint in lbs/MWh | FALSE | L | Annual | Fuel Consumed | TBtu | 16.3069 | 16.3069 | 16.3069 | 16.3069 | 16.3069 | 16.3069 | 16.3069
NJ Non-HEDD CC Ngas Units - Nox Rate Annual v5.12, Unit 3018 and retrofits | 814 | 5789 | Rate Constraint in lbs/MWh | FALSE | L | Annual | Rate | lb/MMBtu | 0.05 | 0.05 | 0.05 | 0.05 | 0.05 | 0.05 | 0.05
NJ Non-HEDD CC Ngas Units - Nox Rate Annual v5.12, Unit 3018 and retrofits | 814 | 5789 | Rate Constraint in lbs/MWh | FALSE | L | Annual | Generation | TWh | 2.313 | 2.313 | 2.313 | 2.313 | 2.313 | 2.313 | 2.313
NJ Non-HEDD CC Ngas Units - Nox Rate Annual v5.12, Unit 3018 and retrofits | 814 | 5789 | Rate Constraint in lbs/MWh | FALSE | L | Annual | Qualifying Generation | TWh | 2.313 | 2.313 | 2.313 | 2.313 | 2.313 | 2.313 | 2.313
NJ Non-HEDD CC Ngas Units - Nox Rate Annual v5.12, Unit 3018 and retrofits | 814 | 5789 | Rate Constraint in lbs/MWh | FALSE | L | Annual | Constraint Shadow Price | US2011$/Ton | 0 | 0 | 0 | 0 | 0 | 0 | 0
NJ Non-HEDD CC Ngas Units - Nox Rate Annual v5.12, Unit 3019 and retrofits | 815 | 5789 | Rate Constraint in lbs/MWh | FALSE | L | Annual | Seasons Included | Seasons | Winter, Summer | Winter, Summer | Winter, Summer | Winter, Summer | Winter, Summer | Winter, Summer | Winter, Summer
NJ Non-HEDD CC Ngas Units - Nox Rate Annual v5.12, Unit 3019 and retrofits | 815 | 5789 | Rate Constraint in lbs/MWh | FALSE | L | Annual | Standard | lb/MWh | 1.3 | 1.3 | 1.3 | 1.3 | 1.3 | 1.3 | 1.3
NJ Non-HEDD CC Ngas Units - Nox Rate Annual v5.12, Unit 3019 and retrofits | 815 | 5789 | Rate Constraint in lbs/MWh | FALSE | L | Annual | Emissions at Affected Plants NOX | Thousand Tons | 0.40767 | 0.40767 | 0.40767 | 0.40767 | 0.40767 | 0.40767 | 0.40767
NJ Non-HEDD CC Ngas Units - Nox Rate Annual v5.12, Unit 3019 and retrofits | 815 | 5789 | Rate Constraint in lbs/MWh | FALSE | L | Annual | Allowances Purchased NOX | Thousand Tons | 0 | 0 | 0 | 0 | 0 | 0 | 0
NJ Non-HEDD CC Ngas Units - Nox Rate Annual v5.12, Unit 3019 and retrofits | 815 | 5789 | Rate Constraint in lbs/MWh | FALSE | L | Annual | Allowances Sold NOX | Thousand Tons | 0 | 0 | 0 | 0 | 0 | 0 | 0
NJ Non-HEDD CC Ngas Units - Nox Rate Annual v5.12, Unit 3019 and retrofits | 815 | 5789 | Rate Constraint in lbs/MWh | FALSE | L | Annual | Allowances Banked | Thousand Tons | 0 | 0 | 0 | 0 | 0 | 0 | 0
NJ Non-HEDD CC Ngas Units - Nox Rate Annual v5.12, Unit 3019 and retrofits | 815 | 5789 | Rate Constraint in lbs/MWh | FALSE | L | Annual | Allowances Withdrawn (1:1) | Thousand Tons | 0 | 0 | 0 | 0 | 0 | 0 | 0
NJ Non-HEDD CC Ngas Units - Nox Rate Annual v5.12, Unit 3019 and retrofits | 815 | 5789 | Rate Constraint in lbs/MWh | FALSE | L | Annual | Allowances Withdrawn (n:1) | Thousand Tons | 0 | 0 | 0 | 0 | 0 | 0 | 0
NJ Non-HEDD CC Ngas Units - Nox Rate Annual v5.12, Unit 3019 and retrofits | 815 | 5789 | Rate Constraint in lbs/MWh | FALSE | L | Annual | Net Emissions Allowance Position | Thousand Tons | 0.40767 | 0.40767 | 0.40767 | 0.40767 | 0.40767 | 0.40767 | 0.40767
NJ Non-HEDD CC Ngas Units - Nox Rate Annual v5.12, Unit 3019 and retrofits | 815 | 5789 | Rate Constraint in lbs/MWh | FALSE | L | Annual | Fuel Consumed | TBtu | 16.3069 | 16.3069 | 16.3069 | 16.3069 | 16.3069 | 16.3069 | 16.3069
NJ Non-HEDD CC Ngas Units - Nox Rate Annual v5.12, Unit 3019 and retrofits | 815 | 5789 | Rate Constraint in lbs/MWh | FALSE | L | Annual | Rate | lb/MMBtu | 0.05 | 0.05 | 0.05 | 0.05 | 0.05 | 0.05 | 0.05
NJ Non-HEDD CC Ngas Units - Nox Rate Annual v5.12, Unit 3019 and retrofits | 815 | 5789 | Rate Constraint in lbs/MWh | FALSE | L | Annual | Generation | TWh | 2.313 | 2.313 | 2.313 | 2.313 | 2.313 | 2.313 | 2.313
NJ Non-HEDD CC Ngas Units - Nox Rate Annual v5.12, Unit 3019 and retrofits | 815 | 5789 | Rate Constraint in lbs/MWh | FALSE | L | Annual | Qualifying Generation | TWh | 2.313 | 2.313 | 2.313 | 2.313 | 2.313 | 2.313 | 2.313
NJ Non-HEDD CC Ngas Units - Nox Rate Annual v5.12, Unit 3019 and retrofits | 815 | 5789 | Rate Constraint in lbs/MWh | FALSE | L | Annual | Constraint Shadow Price | US2011$/Ton | 0 | 0 | 0 | 0 | 0 | 0 | 0
NJ Non-HEDD CC Ngas Units - Nox Rate Annual v5.12, Unit 3020 and retrofits | 816 | 5789 | Rate Constraint in lbs/MWh | FALSE | L | Annual | Seasons Included | Seasons | Winter, Summer | Winter, Summer | Winter, Summer | Winter, Summer | Winter, Summer | Winter, Summer | Winter, Summer
NJ Non-HEDD CC Ngas Units - Nox Rate Annual v5.12, Unit 3020 and retrofits | 816 | 5789 | Rate Constraint in lbs/MWh | FALSE | L | Annual | Standard | lb/MWh | 1.3 | 1.3 | 1.3 | 1.3 | 1.3 | 1.3 | 1.3
NJ Non-HEDD CC Ngas Units - Nox Rate Annual v5.12, Unit 3020 and retrofits | 816 | 5789 | Rate Constraint in lbs/MWh | FALSE | L | Annual | Emissions at Affected Plants NOX | Thousand Tons | 0.36693 | 0.36693 | 0.36693 | 0.36693 | 0.36693 | 0.36693 | 0.36693
NJ Non-HEDD CC Ngas Units - Nox Rate Annual v5.12, Unit 3020 and retrofits | 816 | 5789 | Rate Constraint in lbs/MWh | FALSE | L | Annual | Allowances Purchased NOX | Thousand Tons | 0 | 0 | 0 | 0 | 0 | 0 | 0
NJ Non-HEDD CC Ngas Units - Nox Rate Annual v5.12, Unit 3020 and retrofits | 816 | 5789 | Rate Constraint in lbs/MWh | FALSE | L | Annual | Allowances Sold NOX | Thousand Tons | 0 | 0 | 0 | 0 | 0 | 0 | 0
NJ Non-HEDD CC Ngas Units - Nox Rate Annual v5.12, Unit 3020 and retrofits | 816 | 5789 | Rate Constraint in lbs/MWh | FALSE | L | Annual | Allowances Banked | Thousand Tons | 0 | 0 | 0 | 0 | 0 | 0 | 0
NJ Non-HEDD CC Ngas Units - Nox Rate Annual v5.12, Unit 3020 and retrofits | 816 | 5789 | Rate Constraint in lbs/MWh | FALSE | L | Annual | Allowances Withdrawn (1:1) | Thousand Tons | 0 | 0 | 0 | 0 | 0 | 0 | 0
NJ Non-HEDD CC Ngas Units - Nox Rate Annual v5.12, Unit 3020 and retrofits | 816 | 5789 | Rate Constraint in lbs/MWh | FALSE | L | Annual | Allowances Withdrawn (n:1) | Thousand Tons | 0 | 0 | 0 | 0 | 0 | 0 | 0
NJ Non-HEDD CC Ngas Units - Nox Rate Annual v5.12, Unit 3020 and retrofits | 816 | 5789 | Rate Constraint in lbs/MWh | FALSE | L | Annual | Net Emissions Allowance Position | Thousand Tons | 0.36693 | 0.36693 | 0.36693 | 0.36693 | 0.36693 | 0.36693 | 0.36693
NJ Non-HEDD CC Ngas Units - Nox Rate Annual v5.12, Unit 3020 and retrofits | 816 | 5789 | Rate Constraint in lbs/MWh | FALSE | L | Annual | Fuel Consumed | TBtu | 14.6771 | 14.6771 | 14.6771 | 14.6771 | 14.6771 | 14.6771 | 14.6771
NJ Non-HEDD CC Ngas Units - Nox Rate Annual v5.12, Unit 3020 and retrofits | 816 | 5789 | Rate Constraint in lbs/MWh | FALSE | L | Annual | Rate | lb/MMBtu | 0.05 | 0.05 | 0.05 | 0.05 | 0.05 | 0.05 | 0.05
NJ Non-HEDD CC Ngas Units - Nox Rate Annual v5.12, Unit 3020 and retrofits | 816 | 5789 | Rate Constraint in lbs/MWh | FALSE | L | Annual | Generation | TWh | 2.2826 | 2.2826 | 2.2826 | 2.2826 | 2.2826 | 2.2826 | 2.2826
NJ Non-HEDD CC Ngas Units - Nox Rate Annual v5.12, Unit 3020 and retrofits | 816 | 5789 | Rate Constraint in lbs/MWh | FALSE | L | Annual | Qualifying Generation | TWh | 2.2826 | 2.2826 | 2.2826 | 2.2826 | 2.2826 | 2.2826 | 2.2826
NJ Non-HEDD CC Ngas Units - Nox Rate Annual v5.12, Unit 3020 and retrofits | 816 | 5789 | Rate Constraint in lbs/MWh | FALSE | L | Annual | Constraint Shadow Price | US2011$/Ton | 0 | 0 | 0 | 0 | 0 | 0 | 0
NJ Non-HEDD CC Ngas Units - Nox Rate Annual v5.12, Unit 3021 and retrofits | 817 | 5789 | Rate Constraint in lbs/MWh | FALSE | L | Annual | Seasons Included | Seasons | Winter, Summer | Winter, Summer | Winter, Summer | Winter, Summer | Winter, Summer | Winter, Summer | Winter, Summer
NJ Non-HEDD CC Ngas Units - Nox Rate Annual v5.12, Unit 3021 and retrofits | 817 | 5789 | Rate Constraint in lbs/MWh | FALSE | L | Annual | Standard | lb/MWh | 1.3 | 1.3 | 1.3 | 1.3 | 1.3 | 1.3 | 1.3
NJ Non-HEDD CC Ngas Units - Nox Rate Annual v5.12, Unit 3021 and retrofits | 817 | 5789 | Rate Constraint in lbs/MWh | FALSE | L | Annual | Emissions at Affected Plants NOX | Thousand Tons | 0.36693 | 0.36693 | 0.36693 | 0.36693 | 0.36693 | 0.36693 | 0.36693
NJ Non-HEDD CC Ngas Units - Nox Rate Annual v5.12, Unit 3021 and retrofits | 817 | 5789 | Rate Constraint in lbs/MWh | FALSE | L | Annual | Allowances Purchased NOX | Thousand Tons | 0 | 0 | 0 | 0 | 0 | 0 | 0
NJ Non-HEDD CC Ngas Units - Nox Rate Annual v5.12, Unit 3021 and retrofits | 817 | 5789 | Rate Constraint in lbs/MWh | FALSE | L | Annual | Allowances Sold NOX | Thousand Tons | 0 | 0 | 0 | 0 | 0 | 0 | 0
NJ Non-HEDD CC Ngas Units - Nox Rate Annual v5.12, Unit 3021 and retrofits | 817 | 5789 | Rate Constraint in lbs/MWh | FALSE | L | Annual | Allowances Banked | Thousand Tons | 0 | 0 | 0 | 0 | 0 | 0 | 0
NJ Non-HEDD CC Ngas Units - Nox Rate Annual v5.12, Unit 3021 and retrofits | 817 | 5789 | Rate Constraint in lbs/MWh | FALSE | L | Annual | Allowances Withdrawn (1:1) | Thousand Tons | 0 | 0 | 0 | 0 | 0 | 0 | 0
NJ Non-HEDD CC Ngas Units - Nox Rate Annual v5.12, Unit 3021 and retrofits | 817 | 5789 | Rate Constraint in lbs/MWh | FALSE | L | Annual | Allowances Withdrawn (n:1) | Thousand Tons | 0 | 0 | 0 | 0 | 0 | 0 | 0
NJ Non-HEDD CC Ngas Units - Nox Rate Annual v5.12, Unit 3021 and retrofits | 817 | 5789 | Rate Constraint in lbs/MWh | FALSE | L | Annual | Net Emissions Allowance Position | Thousand Tons | 0.36693 | 0.36693 | 0.36693 | 0.36693 | 0.36693 | 0.36693 | 0.36693
NJ Non-HEDD CC Ngas Units - Nox Rate Annual v5.12, Unit 3021 and retrofits | 817 | 5789 | Rate Constraint in lbs/MWh | FALSE | L | Annual | Fuel Consumed | TBtu | 14.6771 | 14.6771 | 14.6771 | 14.6771 | 14.6771 | 14.6771 | 14.6771
NJ Non-HEDD CC Ngas Units - Nox Rate Annual v5.12, Unit 3021 and retrofits | 817 | 5789 | Rate Constraint in lbs/MWh | FALSE | L | Annual | Rate | lb/MMBtu | 0.05 | 0.05 | 0.05 | 0.05 | 0.05 | 0.05 | 0.05
NJ Non-HEDD CC Ngas Units - Nox Rate Annual v5.12, Unit 3021 and retrofits | 817 | 5789 | Rate Constraint in lbs/MWh | FALSE | L | Annual | Generation | TWh | 2.2826 | 2.2826 | 2.2826 | 2.2826 | 2.2826 | 2.2826 | 2.2826
NJ Non-HEDD CC Ngas Units - Nox Rate Annual v5.12, Unit 3021 and retrofits | 817 | 5789 | Rate Constraint in lbs/MWh | FALSE | L | Annual | Qualifying Generation | TWh | 2.2826 | 2.2826 | 2.2826 | 2.2826 | 2.2826 | 2.2826 | 2.2826
NJ Non-HEDD CC Ngas Units - Nox Rate Annual v5.12, Unit 3021 and retrofits | 817 | 5789 | Rate Constraint in lbs/MWh | FALSE | L | Annual | Constraint Shadow Price | US2011$/Ton | 0 | 0 | 0 | 0 | 0 | 0 | 0
NJ Non-HEDD CC Ngas Units - Nox Rate Annual v5.12, Unit 3022 and retrofits | 818 | 5789 | Rate Constraint in lbs/MWh | FALSE | L | Annual | Seasons Included | Seasons | Winter, Summer | Winter, Summer | Winter, Summer | Winter, Summer | Winter, Summer | Winter, Summer | Winter, Summer
NJ Non-HEDD CC Ngas Units - Nox Rate Annual v5.12, Unit 3022 and retrofits | 818 | 5789 | Rate Constraint in lbs/MWh | FALSE | L | Annual | Standard | lb/MWh | 1.3 | 1.3 | 1.3 | 1.3 | 1.3 | 1.3 | 1.3
NJ Non-HEDD CC Ngas Units - Nox Rate Annual v5.12, Unit 3022 and retrofits | 818 | 5789 | Rate Constraint in lbs/MWh | FALSE | L | Annual | Emissions at Affected Plants NOX | Thousand Tons | 0.24462 | 0.24462 | 0.24462 | 0.24462 | 0.24462 | 0.24462 | 0.24462
NJ Non-HEDD CC Ngas Units - Nox Rate Annual v5.12, Unit 3022 and retrofits | 818 | 5789 | Rate Constraint in lbs/MWh | FALSE | L | Annual | Allowances Purchased NOX | Thousand Tons | 0 | 0 | 0 | 0 | 0 | 0 | 0
NJ Non-HEDD CC Ngas Units - Nox Rate Annual v5.12, Unit 3022 and retrofits | 818 | 5789 | Rate Constraint in lbs/MWh | FALSE | L | Annual | Allowances Sold NOX | Thousand Tons | 0 | 0 | 0 | 0 | 0 | 0 | 0
NJ Non-HEDD CC Ngas Units - Nox Rate Annual v5.12, Unit 3022 and retrofits | 818 | 5789 | Rate Constraint in lbs/MWh | FALSE | L | Annual | Allowances Banked | Thousand Tons | 0 | 0 | 0 | 0 | 0 | 0 | 0
NJ Non-HEDD CC Ngas Units - Nox Rate Annual v5.12, Unit 3022 and retrofits | 818 | 5789 | Rate Constraint in lbs/MWh | FALSE | L | Annual | Allowances Withdrawn (1:1) | Thousand Tons | 0 | 0 | 0 | 0 | 0 | 0 | 0
NJ Non-HEDD CC Ngas Units - Nox Rate Annual v5.12, Unit 3022 and retrofits | 818 | 5789 | Rate Constraint in lbs/MWh | FALSE | L | Annual | Allowances Withdrawn (n:1) | Thousand Tons | 0 | 0 | 0 | 0 | 0 | 0 | 0
NJ Non-HEDD CC Ngas Units - Nox Rate Annual v5.12, Unit 3022 and retrofits | 818 | 5789 | Rate Constraint in lbs/MWh | FALSE | L | Annual | Net Emissions Allowance Position | Thousand Tons | 0.24462 | 0.24462 | 0.24462 | 0.24462 | 0.24462 | 0.24462 | 0.24462
NJ Non-HEDD CC Ngas Units - Nox Rate Annual v5.12, Unit 3022 and retrofits | 818 | 5789 | Rate Constraint in lbs/MWh | FALSE | L | Annual | Fuel Consumed | TBtu | 9.7847 | 9.7847 | 9.7847 | 9.7847 | 9.7847 | 9.7847 | 9.7847
NJ Non-HEDD CC Ngas Units - Nox Rate Annual v5.12, Unit 3022 and retrofits | 818 | 5789 | Rate Constraint in lbs/MWh | FALSE | L | Annual | Rate | lb/MMBtu | 0.05 | 0.05 | 0.05 | 0.05 | 0.05 | 0.05 | 0.05
NJ Non-HEDD CC Ngas Units - Nox Rate Annual v5.12, Unit 3022 and retrofits | 818 | 5789 | Rate Constraint in lbs/MWh | FALSE | L | Annual | Generation | TWh | 1.5217 | 1.5217 | 1.5217 | 1.5217 | 1.5217 | 1.5217 | 1.5217
NJ Non-HEDD CC Ngas Units - Nox Rate Annual v5.12, Unit 3022 and retrofits | 818 | 5789 | Rate Constraint in lbs/MWh | FALSE | L | Annual | Qualifying Generation | TWh | 1.5217 | 1.5217 | 1.5217 | 1.5217 | 1.5217 | 1.5217 | 1.5217
NJ Non-HEDD CC Ngas Units - Nox Rate Annual v5.12, Unit 3022 and retrofits | 818 | 5789 | Rate Constraint in lbs/MWh | FALSE | L | Annual | Constraint Shadow Price | US2011$/Ton | 0 | 0 | 0 | 0 | 0 | 0 | 0
NJ Non-HEDD CC Ngas Units - Nox Rate Annual v5.12, Unit 3023 and retrofits | 819 | 5789 | Rate Constraint in lbs/MWh | FALSE | L | Annual | Seasons Included | Seasons | Winter, Summer | Winter, Summer | Winter, Summer | Winter, Summer | Winter, Summer | Winter, Summer | Winter, Summer
NJ Non-HEDD CC Ngas Units - Nox Rate Annual v5.12, Unit 3023 and retrofits | 819 | 5789 | Rate Constraint in lbs/MWh | FALSE | L | Annual | Standard | lb/MWh | 1.3 | 1.3 | 1.3 | 1.3 | 1.3 | 1.3 | 1.3
NJ Non-HEDD CC Ngas Units - Nox Rate Annual v5.12, Unit 3023 and retrofits | 819 | 5789 | Rate Constraint in lbs/MWh | FALSE | L | Annual | Emissions at Affected Plants NOX | Thousand Tons | 0.24462 | 0.24462 | 0.24462 | 0.24462 | 0.24462 | 0.24462 | 0.24462
NJ Non-HEDD CC Ngas Units - Nox Rate Annual v5.12, Unit 3023 and retrofits | 819 | 5789 | Rate Constraint in lbs/MWh | FALSE | L | Annual | Allowances Purchased NOX | Thousand Tons | 0 | 0 | 0 | 0 | 0 | 0 | 0
NJ Non-HEDD CC Ngas Units - Nox Rate Annual v5.12, Unit 3023 and retrofits | 819 | 5789 | Rate Constraint in lbs/MWh | FALSE | L | Annual | Allowances Sold NOX | Thousand Tons | 0 | 0 | 0 | 0 | 0 | 0 | 0
NJ Non-HEDD CC Ngas Units - Nox Rate Annual v5.12, Unit 3023 and retrofits | 819 | 5789 | Rate Constraint in lbs/MWh | FALSE | L | Annual | Allowances Banked | Thousand Tons | 0 | 0 | 0 | 0 | 0 | 0 | 0
NJ Non-HEDD CC Ngas Units - Nox Rate Annual v5.12, Unit 3023 and retrofits | 819 | 5789 | Rate Constraint in lbs/MWh | FALSE | L | Annual | Allowances Withdrawn (1:1) | Thousand Tons | 0 | 0 | 0 | 0 | 0 | 0 | 0
NJ Non-HEDD CC Ngas Units - Nox Rate Annual v5.12, Unit 3023 and retrofits | 819 | 5789 | Rate Constraint in lbs/MWh | FALSE | L | Annual | Allowances Withdrawn (n:1) | Thousand Tons | 0 | 0 | 0 | 0 | 0 | 0 | 0
NJ Non-HEDD CC Ngas Units - Nox Rate Annual v5.12, Unit 3023 and retrofits | 819 | 5789 | Rate Constraint in lbs/MWh | FALSE | L | Annual | Net Emissions Allowance Position | Thousand Tons | 0.24462 | 0.24462 | 0.24462 | 0.24462 | 0.24462 | 0.24462 | 0.24462
NJ Non-HEDD CC Ngas Units - Nox Rate Annual v5.12, Unit 3023 and retrofits | 819 | 5789 | Rate Constraint in lbs/MWh | FALSE | L | Annual | Fuel Consumed | TBtu | 9.7847 | 9.7847 | 9.7847 | 9.7847 | 9.7847 | 9.7847 | 9.7847
NJ Non-HEDD CC Ngas Units - Nox Rate Annual v5.12, Unit 3023 and retrofits | 819 | 5789 | Rate Constraint in lbs/MWh | FALSE | L | Annual | Rate | lb/MMBtu | 0.05 | 0.05 | 0.05 | 0.05 | 0.05 | 0.05 | 0.05
NJ Non-HEDD CC Ngas Units - Nox Rate Annual v5.12, Unit 3023 and retrofits | 819 | 5789 | Rate Constraint in lbs/MWh | FALSE | L | Annual | Generation | TWh | 1.5217 | 1.5217 | 1.5217 | 1.5217 | 1.5217 | 1.5217 | 1.5217
NJ Non-HEDD CC Ngas Units - Nox Rate Annual v5.12, Unit 3023 and retrofits | 819 | 5789 | Rate Constraint in lbs/MWh | FALSE | L | Annual | Qualifying Generation | TWh | 1.5217 | 1.5217 | 1.5217 | 1.5217 | 1.5217 | 1.5217 | 1.5217
NJ Non-HEDD CC Ngas Units - Nox Rate Annual v5.12, Unit 3023 and retrofits | 819 | 5789 | Rate Constraint in lbs/MWh | FALSE | L | Annual | Constraint Shadow Price | US2011$/Ton | 0 | 0 | 0 | 0 | 0 | 0 | 0
NJ Non-HEDD CC Ngas Units - Nox Rate Annual v5.12, Unit 3024 and retrofits | 820 | 5789 | Rate Constraint in lbs/MWh | FALSE | L | Annual | Seasons Included | Seasons | Winter, Summer | Winter, Summer | Winter, Summer | Winter, Summer | Winter, Summer | Winter, Summer | Winter, Summer
NJ Non-HEDD CC Ngas Units - Nox Rate Annual v5.12, Unit 3024 and retrofits | 820 | 5789 | Rate Constraint in lbs/MWh | FALSE | L | Annual | Standard | lb/MWh | 1.3 | 1.3 | 1.3 | 1.3 | 1.3 | 1.3 | 1.3
NJ Non-HEDD CC Ngas Units - Nox Rate Annual v5.12, Unit 3024 and retrofits | 820 | 5789 | Rate Constraint in lbs/MWh | FALSE | L | Annual | Emissions at Affected Plants NOX | Thousand Tons | 0.34858 | 0.34858 | 0.34858 | 0.34858 | 0.34858 | 0.34858 | 0.34858
NJ Non-HEDD CC Ngas Units - Nox Rate Annual v5.12, Unit 3024 and retrofits | 820 | 5789 | Rate Constraint in lbs/MWh | FALSE | L | Annual | Allowances Purchased NOX | Thousand Tons | 0 | 0 | 0 | 0 | 0 | 0 | 0
NJ Non-HEDD CC Ngas Units - Nox Rate Annual v5.12, Unit 3024 and retrofits | 820 | 5789 | Rate Constraint in lbs/MWh | FALSE | L | Annual | Allowances Sold NOX | Thousand Tons | 0 | 0 | 0 | 0 | 0 | 0 | 0
NJ Non-HEDD CC Ngas Units - Nox Rate Annual v5.12, Unit 3024 and retrofits | 820 | 5789 | Rate Constraint in lbs/MWh | FALSE | L | Annual | Allowances Banked | Thousand Tons | 0 | 0 | 0 | 0 | 0 | 0 | 0
NJ Non-HEDD CC Ngas Units - Nox Rate Annual v5.12, Unit 3024 and retrofits | 820 | 5789 | Rate Constraint in lbs/MWh | FALSE | L | Annual | Allowances Withdrawn (1:1) | Thousand Tons | 0 | 0 | 0 | 0 | 0 | 0 | 0
NJ Non-HEDD CC Ngas Units - Nox Rate Annual v5.12, Unit 3024 and retrofits | 820 | 5789 | Rate Constraint in lbs/MWh | FALSE | L | Annual | Allowances Withdrawn (n:1) | Thousand Tons | 0 | 0 | 0 | 0 | 0 | 0 | 0
NJ Non-HEDD CC Ngas Units - Nox Rate Annual v5.12, Unit 3024 and retrofits | 820 | 5789 | Rate Constraint in lbs/MWh | FALSE | L | Annual | Net Emissions Allowance Position | Thousand Tons | 0.34858 | 0.34858 | 0.34858 | 0.34858 | 0.34858 | 0.34858 | 0.34858
NJ Non-HEDD CC Ngas Units - Nox Rate Annual v5.12, Unit 3024 and retrofits | 820 | 5789 | Rate Constraint in lbs/MWh | FALSE | L | Annual | Fuel Consumed | TBtu | 13.9432 | 13.9432 | 13.9432 | 13.9432 | 13.9432 | 13.9432 | 13.9432
NJ Non-HEDD CC Ngas Units - Nox Rate Annual v5.12, Unit 3024 and retrofits | 820 | 5789 | Rate Constraint in lbs/MWh | FALSE | L | Annual | Rate | lb/MMBtu | 0.05 | 0.05 | 0.05 | 0.05 | 0.05 | 0.05 | 0.05
NJ Non-HEDD CC Ngas Units - Nox Rate Annual v5.12, Unit 3024 and retrofits | 820 | 5789 | Rate Constraint in lbs/MWh | FALSE | L | Annual | Generation | TWh | 2.1685 | 2.1685 | 2.1685 | 2.1685 | 2.1685 | 2.1685 | 2.1685
NJ Non-HEDD CC Ngas Units - Nox Rate Annual v5.12, Unit 3024 and retrofits | 820 | 5789 | Rate Constraint in lbs/MWh | FALSE | L | Annual | Qualifying Generation | TWh | 2.1685 | 2.1685 | 2.1685 | 2.1685 | 2.1685 | 2.1685 | 2.1685
NJ Non-HEDD CC Ngas Units - Nox Rate Annual v5.12, Unit 3024 and retrofits | 820 | 5789 | Rate Constraint in lbs/MWh | FALSE | L | Annual | Constraint Shadow Price | US2011$/Ton | 0 | 0 | 0 | 0 | 0 | 0 | 0
NJ Non-HEDD CC Ngas Units - Nox Rate Annual v5.12, Unit 3025 and retrofits | 821 | 5789 | Rate Constraint in lbs/MWh | FALSE | L | Annual | Seasons Included | Seasons | Winter, Summer | Winter, Summer | Winter, Summer | Winter, Summer | Winter, Summer | Winter, Summer | Winter, Summer
NJ Non-HEDD CC Ngas Units - Nox Rate Annual v5.12, Unit 3025 and retrofits | 821 | 5789 | Rate Constraint in lbs/MWh | FALSE | L | Annual | Standard | lb/MWh | 1.3 | 1.3 | 1.3 | 1.3 | 1.3 | 1.3 | 1.3
NJ Non-HEDD CC Ngas Units - Nox Rate Annual v5.12, Unit 3025 and retrofits | 821 | 5789 | Rate Constraint in lbs/MWh | FALSE | L | Annual | Emissions at Affected Plants NOX | Thousand Tons | 0.3465 | 0.3465 | 0.3465 | 0.3465 | 0.3465 | 0.3465 | 0.3465
NJ Non-HEDD CC Ngas Units - Nox Rate Annual v5.12, Unit 3025 and retrofits | 821 | 5789 | Rate Constraint in lbs/MWh | FALSE | L | Annual | Allowances Purchased NOX | Thousand Tons | 0 | 0 | 0 | 0 | 0 | 0 | 0
NJ Non-HEDD CC Ngas Units - Nox Rate Annual v5.12, Unit 3025 and retrofits | 821 | 5789 | Rate Constraint in lbs/MWh | FALSE | L | Annual | Allowances Sold NOX | Thousand Tons | 0 | 0 | 0 | 0 | 0 | 0 | 0
NJ Non-HEDD CC Ngas Units - Nox Rate Annual v5.12, Unit 3025 and retrofits | 821 | 5789 | Rate Constraint in lbs/MWh | FALSE | L | Annual | Allowances Banked | Thousand Tons | 0 | 0 | 0 | 0 | 0 | 0 | 0
NJ Non-HEDD CC Ngas Units - Nox Rate Annual v5.12, Unit 3025 and retrofits | 821 | 5789 | Rate Constraint in lbs/MWh | FALSE | L | Annual | Allowances Withdrawn (1:1) | Thousand Tons | 0 | 0 | 0 | 0 | 0 | 0 | 0
NJ Non-HEDD CC Ngas Units - Nox Rate Annual v5.12, Unit 3025 and retrofits | 821 | 5789 | Rate Constraint in lbs/MWh | FALSE | L | Annual | Allowances Withdrawn (n:1) | Thousand Tons | 0 | 0 | 0 | 0 | 0 | 0 | 0
NJ Non-HEDD CC Ngas Units - Nox Rate Annual v5.12, Unit 3025 and retrofits | 821 | 5789 | Rate Constraint in lbs/MWh | FALSE | L | Annual | Net Emissions Allowance Position | Thousand Tons | 0.3465 | 0.3465 | 0.3465 | 0.3465 | 0.3465 | 0.3465 | 0.3465
NJ Non-HEDD CC Ngas Units - Nox Rate Annual v5.12, Unit 3025 and retrofits | 821 | 5789 | Rate Constraint in lbs/MWh | FALSE | L | Annual | Fuel Consumed | TBtu | 13.8601 | 13.8601 | 13.8601 | 13.8601 | 13.8601 | 13.8601 | 13.8601
NJ Non-HEDD CC Ngas Units - Nox Rate Annual v5.12, Unit 3025 and retrofits | 821 | 5789 | Rate Constraint in lbs/MWh | FALSE | L | Annual | Rate | lb/MMBtu | 0.05 | 0.05 | 0.05 | 0.05 | 0.05 | 0.05 | 0.05
NJ Non-HEDD CC Ngas Units - Nox Rate Annual v5.12, Unit 3025 and retrofits | 821 | 5789 | Rate Constraint in lbs/MWh | FALSE | L | Annual | Generation | TWh | 2.1555 | 2.1555 | 2.1555 | 2.1555 | 2.1555 | 2.1555 | 2.1555
NJ Non-HEDD CC Ngas Units - Nox Rate Annual v5.12, Unit 3025 and retrofits | 821 | 5789 | Rate Constraint in lbs/MWh | FALSE | L | Annual | Qualifying Generation | TWh | 2.1555 | 2.1555 | 2.1555 | 2.1555 | 2.1555 | 2.1555 | 2.1555
NJ Non-HEDD CC Ngas Units - Nox Rate Annual v5.12, Unit 3025 and retrofits | 821 | 5789 | Rate Constraint in lbs/MWh | FALSE | L | Annual | Constraint Shadow Price | US2011$/Ton | 0 | 0 | 0 | 0 | 0 | 0 | 0
NJ Non-HEDD CC Ngas Units - Nox Rate Annual v5.12, Unit 3026 and retrofits | 822 | 5789 | Rate Constraint in lbs/MWh | FALSE | L | Annual | Seasons Included | Seasons | Winter, Summer | Winter, Summer | Winter, Summer | Winter, Summer | Winter, Summer | Winter, Summer | Winter, Summer
NJ Non-HEDD CC Ngas Units - Nox Rate Annual v5.12, Unit 3026 and retrofits | 822 | 5789 | Rate Constraint in lbs/MWh | FALSE | L | Annual | Standard | lb/MWh | 1.3 | 1.3 | 1.3 | 1.3 | 1.3 | 1.3 | 1.3
NJ Non-HEDD CC Ngas Units - Nox Rate Annual v5.12, Unit 3026 and retrofits | 822 | 5789 | Rate Constraint in lbs/MWh | FALSE | L | Annual | Emissions at Affected Plants NOX | Thousand Tons | 0.077499 | 0.077499 | 0.077499 | 0.077499 | 0.019541 | 0.061879 | 0.061879
NJ Non-HEDD CC Ngas Units - Nox Rate Annual v5.12, Unit 3026 and retrofits | 822 | 5789 | Rate Constraint in lbs/MWh | FALSE | L | Annual | Allowances Purchased NOX | Thousand Tons | 0 | 0 | 0 | 0 | 0 | 0 | 0
NJ Non-HEDD CC Ngas Units - Nox Rate Annual v5.12, Unit 3026 and retrofits | 822 | 5789 | Rate Constraint in lbs/MWh | FALSE | L | Annual | Allowances Sold NOX | Thousand Tons | 0 | 0 | 0 | 0 | 0 | 0 | 0
NJ Non-HEDD CC Ngas Units - Nox Rate Annual v5.12, Unit 3026 and retrofits | 822 | 5789 | Rate Constraint in lbs/MWh | FALSE | L | Annual | Allowances Banked | Thousand Tons | 0 | 0 | 0 | 0 | 0 | 0 | 0
NJ Non-HEDD CC Ngas Units - Nox Rate Annual v5.12, Unit 3026 and retrofits | 822 | 5789 | Rate Constraint in lbs/MWh | FALSE | L | Annual | Allowances Withdrawn (1:1) | Thousand Tons | 0 | 0 | 0 | 0 | 0 | 0 | 0
NJ Non-HEDD CC Ngas Units - Nox Rate Annual v5.12, Unit 3026 and retrofits | 822 | 5789 | Rate Constraint in lbs/MWh | FALSE | L | Annual | Allowances Withdrawn (n:1) | Thousand Tons | 0 | 0 | 0 | 0 | 0 | 0 | 0
NJ Non-HEDD CC Ngas Units - Nox Rate Annual v5.12, Unit 3026 and retrofits | 822 | 5789 | Rate Constraint in lbs/MWh | FALSE | L | Annual | Net Emissions Allowance Position | Thousand Tons | 0.077499 | 0.077499 | 0.077499 | 0.077499 | 0.019541 | 0.061879 | 0.061879
NJ Non-HEDD CC Ngas Units - Nox Rate Annual v5.12, Unit 3026 and retrofits | 822 | 5789 | Rate Constraint in lbs/MWh | FALSE | L | Annual | Fuel Consumed | TBtu | 1.7755 | 1.7755 | 1.7755 | 1.7755 | 0.44768 | 1.4177 | 1.4177
NJ Non-HEDD CC Ngas Units - Nox Rate Annual v5.12, Unit 3026 and retrofits | 822 | 5789 | Rate Constraint in lbs/MWh | FALSE | L | Annual | Rate | lb/MMBtu | 0.087298 | 0.087298 | 0.087298 | 0.087298 | 0.087298 | 0.087298 | 0.087298
NJ Non-HEDD CC Ngas Units - Nox Rate Annual v5.12, Unit 3026 and retrofits | 822 | 5789 | Rate Constraint in lbs/MWh | FALSE | L | Annual | Generation | TWh | 0.2091 | 0.2091 | 0.2091 | 0.2091 | 0.052724 | 0.16696 | 0.16696
NJ Non-HEDD CC Ngas Units - Nox Rate Annual v5.12, Unit 3026 and retrofits | 822 | 5789 | Rate Constraint in lbs/MWh | FALSE | L | Annual | Qualifying Generation | TWh | 0.2091 | 0.2091 | 0.2091 | 0.2091 | 0.052724 | 0.16696 | 0.16696
NJ Non-HEDD CC Ngas Units - Nox Rate Annual v5.12, Unit 3026 and retrofits | 822 | 5789 | Rate Constraint in lbs/MWh | FALSE | L | Annual | Constraint Shadow Price | US2011$/Ton | 0 | 0 | 0 | 0 | 0 | 0 | 0
NJ Non-HEDD CC Ngas Units - Nox Rate Annual v5.12, Unit 3027 and retrofits | 823 | 5789 | Rate Constraint in lbs/MWh | FALSE | L | Annual | Seasons Included | Seasons | Winter, Summer | Winter, Summer | Winter, Summer | Winter, Summer | Winter, Summer | Winter, Summer | Winter, Summer
NJ Non-HEDD CC Ngas Units - Nox Rate Annual v5.12, Unit 3027 and retrofits | 823 | 5789 | Rate Constraint in lbs/MWh | FALSE | L | Annual | Standard | lb/MWh | 1.3 | 1.3 | 1.3 | 1.3 | 1.3 | 1.3 | 1.3
NJ Non-HEDD CC Ngas Units - Nox Rate Annual v5.12, Unit 3027 and retrofits | 823 | 5789 | Rate Constraint in lbs/MWh | FALSE | L | Annual | Emissions at Affected Plants NOX | Thousand Tons | 0.077499 | 0.077499 | 0.077499 | 0.077499 | 0.019541 | 0.061879 | 0.061879
NJ Non-HEDD CC Ngas Units - Nox Rate Annual v5.12, Unit 3027 and retrofits | 823 | 5789 | Rate Constraint in lbs/MWh | FALSE | L | Annual | Allowances Purchased NOX | Thousand Tons | 0 | 0 | 0 | 0 | 0 | 0 | 0
NJ Non-HEDD CC Ngas Units - Nox Rate Annual v5.12, Unit 3027 and retrofits | 823 | 5789 | Rate Constraint in lbs/MWh | FALSE | L | Annual | Allowances Sold NOX | Thousand Tons | 0 | 0 | 0 | 0 | 0 | 0 | 0
NJ Non-HEDD CC Ngas Units - Nox Rate Annual v5.12, Unit 3027 and retrofits | 823 | 5789 | Rate Constraint in lbs/MWh | FALSE | L | Annual | Allowances Banked | Thousand Tons | 0 | 0 | 0 | 0 | 0 | 0 | 0
NJ Non-HEDD CC Ngas Units - Nox Rate Annual v5.12, Unit 3027 and retrofits | 823 | 5789 | Rate Constraint in lbs/MWh | FALSE | L | Annual | Allowances Withdrawn (1:1) | Thousand Tons | 0 | 0 | 0 | 0 | 0 | 0 | 0
NJ Non-HEDD CC Ngas Units - Nox Rate Annual v5.12, Unit 3027 and retrofits | 823 | 5789 | Rate Constraint in lbs/MWh | FALSE | L | Annual | Allowances Withdrawn (n:1) | Thousand Tons | 0 | 0 | 0 | 0 | 0 | 0 | 0
NJ Non-HEDD CC Ngas Units - Nox Rate Annual v5.12, Unit 3027 and retrofits | 823 | 5789 | Rate Constraint in lbs/MWh | FALSE | L | Annual | Net Emissions Allowance Position | Thousand Tons | 0.077499 | 0.077499 | 0.077499 | 0.077499 | 0.019541 | 0.061879 | 0.061879
NJ Non-HEDD CC Ngas Units - Nox Rate Annual v5.12, Unit 3027 and retrofits | 823 | 5789 | Rate Constraint in lbs/MWh | FALSE | L | Annual | Fuel Consumed | TBtu | 1.7755 | 1.7755 | 1.7755 | 1.7755 | 0.44768 | 1.4177 | 1.4177
NJ Non-HEDD CC Ngas Units - Nox Rate Annual v5.12, Unit 3027 and retrofits | 823 | 5789 | Rate Constraint in lbs/MWh | FALSE | L | Annual | Rate | lb/MMBtu | 0.087298 | 0.087298 | 0.087298 | 0.087298 | 0.087298 | 0.087298 | 0.087298
NJ Non-HEDD CC Ngas Units - Nox Rate Annual v5.12, Unit 3027 and retrofits | 823 | 5789 | Rate Constraint in lbs/MWh | FALSE | L | Annual | Generation | TWh | 0.2091 | 0.2091 | 0.2091 | 0.2091 | 0.052724 | 0.16696 | 0.16696
NJ Non-HEDD CC Ngas Units - Nox Rate Annual v5.12, Unit 3027 and retrofits | 823 | 5789 | Rate Constraint in lbs/MWh | FALSE | L | Annual | Qualifying Generation | TWh | 0.2091 | 0.2091 | 0.2091 | 0.2091 | 0.052724 | 0.16696 | 0.16696
NJ Non-HEDD CC Ngas Units - Nox Rate Annual v5.12, Unit 3027 and retrofits | 823 | 5789 | Rate Constraint in lbs/MWh | FALSE | L | Annual | Constraint Shadow Price | US2011$/Ton | 0 | 0 | 0 | 0 | 0 | 0 | 0
NJ Non-HEDD CC Ngas Units - Nox Rate Annual v5.12, Unit 3028 and retrofits | 824 | 5789 | Rate Constraint in lbs/MWh | FALSE | L | Annual | Seasons Included | Seasons | Winter, Summer | Winter, Summer | Winter, Summer | Winter, Summer | Winter, Summer | Winter, Summer | Winter, Summer
NJ Non-HEDD CC Ngas Units - Nox Rate Annual v5.12, Unit 3028 and retrofits | 824 | 5789 | Rate Constraint in lbs/MWh | FALSE | L | Annual | Standard | lb/MWh | 1.3 | 1.3 | 1.3 | 1.3 | 1.3 | 1.3 | 1.3
NJ Non-HEDD CC Ngas Units - Nox Rate Annual v5.12, Unit 3028 and retrofits | 824 | 5789 | Rate Constraint in lbs/MWh | FALSE | L | Annual | Emissions at Affected Plants NOX | Thousand Tons | 0.059311 | 0.059311 | 0.059311 | 0.059311 | 0.014955 | 0.047357 | 0.047357
NJ Non-HEDD CC Ngas Units - Nox Rate Annual v5.12, Unit 3028 and retrofits | 824 | 5789 | Rate Constraint in lbs/MWh | FALSE | L | Annual | Allowances Purchased NOX | Thousand Tons | 0 | 0 | 0 | 0 | 0 | 0 | 0
NJ Non-HEDD CC Ngas Units - Nox Rate Annual v5.12, Unit 3028 and retrofits | 824 | 5789 | Rate Constraint in lbs/MWh | FALSE | L | Annual | Allowances Sold NOX | Thousand Tons | 0 | 0 | 0 | 0 | 0 | 0 | 0
NJ Non-HEDD CC Ngas Units - Nox Rate Annual v5.12, Unit 3028 and retrofits | 824 | 5789 | Rate Constraint in lbs/MWh | FALSE | L | Annual | Allowances Banked | Thousand Tons | 0 | 0 | 0 | 0 | 0 | 0 | 0
NJ Non-HEDD CC Ngas Units - Nox Rate Annual v5.12, Unit 3028 and retrofits | 824 | 5789 | Rate Constraint in lbs/MWh | FALSE | L | Annual | Allowances Withdrawn (1:1) | Thousand Tons | 0 | 0 | 0 | 0 | 0 | 0 | 0
NJ Non-HEDD CC Ngas Units - Nox Rate Annual v5.12, Unit 3028 and retrofits | 824 | 5789 | Rate Constraint in lbs/MWh | FALSE | L | Annual | Allowances Withdrawn (n:1) | Thousand Tons | 0 | 0 | 0 | 0 | 0 | 0 | 0
NJ Non-HEDD CC Ngas Units - Nox Rate Annual v5.12, Unit 3028 and retrofits | 824 | 5789 | Rate Constraint in lbs/MWh | FALSE | L | Annual | Net Emissions Allowance Position | Thousand Tons | 0.059311 | 0.059311 | 0.059311 | 0.059311 | 0.014955 | 0.047357 | 0.047357
NJ Non-HEDD CC Ngas Units - Nox Rate Annual v5.12, Unit 3028 and retrofits | 824 | 5789 | Rate Constraint in lbs/MWh | FALSE | L | Annual | Fuel Consumed | TBtu | 1.3588 | 1.3588 | 1.3588 | 1.3588 | 0.34261 | 1.0849 | 1.0849
NJ Non-HEDD CC Ngas Units - Nox Rate Annual v5.12, Unit 3028 and retrofits | 824 | 5789 | Rate Constraint in lbs/MWh | FALSE | L | Annual | Rate | lb/MMBtu | 0.087298 | 0.087298 | 0.087298 | 0.087298 | 0.087298 | 0.087298 | 0.087298
NJ Non-HEDD CC Ngas Units - Nox Rate Annual v5.12, Unit 3028 and retrofits | 824 | 5789 | Rate Constraint in lbs/MWh | FALSE | L | Annual | Generation | TWh | 0.16003 | 0.16003 | 0.16003 | 0.16003 | 0.04035 | 0.12778 | 0.12778
NJ Non-HEDD CC Ngas Units - Nox Rate Annual v5.12, Unit 3028 and retrofits | 824 | 5789 | Rate Constraint in lbs/MWh | FALSE | L | Annual | Qualifying Generation | TWh | 0.16003 | 0.16003 | 0.16003 | 0.16003 | 0.04035 | 0.12778 | 0.12778
NJ Non-HEDD CC Ngas Units - Nox Rate Annual v5.12, Unit 3028 and retrofits | 824 | 5789 | Rate Constraint in lbs/MWh | FALSE | L | Annual | Constraint Shadow Price | US2011$/Ton | 0 | 0 | 0 | 0 | 0 | 0 | 0
NJ Non-HEDD CC Ngas Units - Nox Rate Annual v5.12, Unit 3029 and retrofits | 825 | 5789 | Rate Constraint in lbs/MWh | FALSE | L | Annual | Seasons Included | Seasons | Winter, Summer | Winter, Summer | Winter, Summer | Winter, Summer | Winter, Summer | Winter, Summer | Winter, Summer
NJ Non-HEDD CC Ngas Units - Nox Rate Annual v5.12, Unit 3029 and retrofits | 825 | 5789 | Rate Constraint in lbs/MWh | FALSE | L | Annual | Standard | lb/MWh | 1.3 | 1.3 | 1.3 | 1.3 | 1.3 | 1.3 | 1.3
NJ Non-HEDD CC Ngas Units - Nox Rate Annual v5.12, Unit 3029 and retrofits | 825 | 5789 | Rate Constraint in lbs/MWh | FALSE | L | Annual | Emissions at Affected Plants NOX | Thousand Tons | 0.050283 | 0.050283 | 0.050283 | 0.050283 | 0.020666 | 0.034655 | 0.034655
NJ Non-HEDD CC Ngas Units - Nox Rate Annual v5.12, Unit 3029 and retrofits | 825 | 5789 | Rate Constraint in lbs/MWh | FALSE | L | Annual | Allowances Purchased NOX | Thousand Tons | 0 | 0 | 0 | 0 | 0 | 0 | 0
NJ Non-HEDD CC Ngas Units - Nox Rate Annual v5.12, Unit 3029 and retrofits | 825 | 5789 | Rate Constraint in lbs/MWh | FALSE | L | Annual | Allowances Sold NOX | Thousand Tons | 0 | 0 | 0 | 0 | 0 | 0 | 0
NJ Non-HEDD CC Ngas Units - Nox Rate Annual v5.12, Unit 3029 and retrofits | 825 | 5789 | Rate Constraint in lbs/MWh | FALSE | L | Annual | Allowances Banked | Thousand Tons | 0 | 0 | 0 | 0 | 0 | 0 | 0
NJ Non-HEDD CC Ngas Units - Nox Rate Annual v5.12, Unit 3029 and retrofits | 825 | 5789 | Rate Constraint in lbs/MWh | FALSE | L | Annual | Allowances Withdrawn (1:1) | Thousand Tons | 0 | 0 | 0 | 0 | 0 | 0 | 0
NJ Non-HEDD CC Ngas Units - Nox Rate Annual v5.12, Unit 3029 and retrofits | 825 | 5789 | Rate Constraint in lbs/MWh | FALSE | L | Annual | Allowances Withdrawn (n:1) | Thousand Tons | 0 | 0 | 0 | 0 | 0 | 0 | 0
NJ Non-HEDD CC Ngas Units - Nox Rate Annual v5.12, Unit 3029 and retrofits | 825 | 5789 | Rate Constraint in lbs/MWh | FALSE | L | Annual | Net Emissions Allowance Position | Thousand Tons | 0.050283 | 0.050283 | 0.050283 | 0.050283 | 0.020666 | 0.034655 | 0.034655
NJ Non-HEDD CC Ngas Units - Nox Rate Annual v5.12, Unit 3029 and retrofits | 825 | 5789 | Rate Constraint in lbs/MWh | FALSE | L | Annual | Fuel Consumed | TBtu | 9.2564 | 9.2564 | 9.2564 | 9.2564 | 3.8043 | 6.3795 | 6.3795
NJ Non-HEDD CC Ngas Units - Nox Rate Annual v5.12, Unit 3029 and retrofits | 825 | 5789 | Rate Constraint in lbs/MWh | FALSE | L | Annual | Rate | lb/MMBtu | 0.010864 | 0.010864 | 0.010864 | 0.010864 | 0.010864 | 0.010864 | 0.010864
NJ Non-HEDD CC Ngas Units - Nox Rate Annual v5.12, Unit 3029 and retrofits | 825 | 5789 | Rate Constraint in lbs/MWh | FALSE | L | Annual | Generation | TWh | 1.2555 | 1.2555 | 1.2555 | 1.2555 | 0.51597 | 0.86525 | 0.86525
NJ Non-HEDD CC Ngas Units - Nox Rate Annual v5.12, Unit 3029 and retrofits | 825 | 5789 | Rate Constraint in lbs/MWh | FALSE | L | Annual | Qualifying Generation | TWh | 1.2555 | 1.2555 | 1.2555 | 1.2555 | 0.51597 | 0.86525 | 0.86525
NJ Non-HEDD CC Ngas Units - Nox Rate Annual v5.12, Unit 3029 and retrofits | 825 | 5789 | Rate Constraint in lbs/MWh | FALSE | L | Annual | Constraint Shadow Price | US2011$/Ton | 0 | 0 | 0 | 0 | 0 | 0 | 0
NJ Non-HEDD CC Ngas Units - Nox Rate Annual v5.12, Unit 3030 and retrofits | 826 | 5789 | Rate Constraint in lbs/MWh | FALSE | L | Annual | Seasons Included | Seasons | Winter, Summer | Winter, Summer | Winter, Summer | Winter, Summer | Winter, Summer | Winter, Summer | Winter, Summer
NJ Non-HEDD CC Ngas Units - Nox Rate Annual v5.12, Unit 3030 and retrofits | 826 | 5789 | Rate Constraint in lbs/MWh | FALSE | L | Annual | Standard | lb/MWh | 1.3 | 1.3 | 1.3 | 1.3 | 1.3 | 1.3 | 1.3
NJ Non-HEDD CC Ngas Units - Nox Rate Annual v5.12, Unit 3030 and retrofits | 826 | 5789 | Rate Constraint in lbs/MWh | FALSE | L | Annual | Emissions at Affected Plants NOX | Thousand Tons | 0.050283 | 0.050283 | 0.050283 | 0.050283 | 0.020666 | 0.034655 | 0.034655
NJ Non-HEDD CC Ngas Units - Nox Rate Annual v5.12, Unit 3030 and retrofits | 826 | 5789 | Rate Constraint in lbs/MWh | FALSE | L | Annual | Allowances Purchased NOX | Thousand Tons | 0 | 0 | 0 | 0 | 0 | 0 | 0
NJ Non-HEDD CC Ngas Units - Nox Rate Annual v5.12, Unit 3030 and retrofits | 826 | 5789 | Rate Constraint in lbs/MWh | FALSE | L | Annual | Allowances Sold NOX | Thousand Tons | 0 | 0 | 0 | 0 | 0 | 0 | 0
NJ Non-HEDD CC Ngas Units - Nox Rate Annual v5.12, Unit 3030 and retrofits | 826 | 5789 | Rate Constraint in lbs/MWh | FALSE | L | Annual | Allowances Banked | Thousand Tons | 0 | 0 | 0 | 0 | 0 | 0 | 0
NJ Non-HEDD CC Ngas Units - Nox Rate Annual v5.12, Unit 3030 and retrofits | 826 | 5789 | Rate Constraint in lbs/MWh | FALSE | L | Annual | Allowances Withdrawn (1:1) | Thousand Tons | 0 | 0 | 0 | 0 | 0 | 0 | 0
NJ Non-HEDD CC Ngas Units - Nox Rate Annual v5.12, Unit 3030 and retrofits | 826 | 5789 | Rate Constraint in lbs/MWh | FALSE | L | Annual | Allowances Withdrawn (n:1) | Thousand Tons | 0 | 0 | 0 | 0 | 0 | 0 | 0
NJ Non-HEDD CC Ngas Units - Nox Rate Annual v5.12, Unit 3030 and retrofits | 826 | 5789 | Rate Constraint in lbs/MWh | FALSE | L | Annual | Net Emissions Allowance Position | Thousand Tons | 0.050283 | 0.050283 | 0.050283 | 0.050283 | 0.020666 | 0.034655 | 0.034655
NJ Non-HEDD CC Ngas Units - Nox Rate Annual v5.12, Unit 3030 and retrofits | 826 | 5789 | Rate Constraint in lbs/MWh | FALSE | L | Annual | Fuel Consumed | TBtu | 9.2564 | 9.2564 | 9.2564 | 9.2564 | 3.8043 | 6.3795 | 6.3795
NJ Non-HEDD CC Ngas Units - Nox Rate Annual v5.12, Unit 3030 and retrofits | 826 | 5789 | Rate Constraint in lbs/MWh | FALSE | L | Annual | Rate | lb/MMBtu | 0.010864 | 0.010864 | 0.010864 | 0.010864 | 0.010864 | 0.010864 | 0.010864
NJ Non-HEDD CC Ngas Units - Nox Rate Annual v5.12, Unit 3030 and retrofits | 826 | 5789 | Rate Constraint in lbs/MWh | FALSE | L | Annual | Generation | TWh | 1.2555 | 1.2555 | 1.2555 | 1.2555 | 0.51597 | 0.86525 | 0.86525
NJ Non-HEDD CC Ngas Units - Nox Rate Annual v5.12, Unit 3030 and retrofits | 826 | 5789 | Rate Constraint in lbs/MWh | FALSE | L | Annual | Qualifying Generation | TWh | 1.2555 | 1.2555 | 1.2555 | 1.2555 | 0.51597 | 0.86525 | 0.86525
NJ Non-HEDD CC Ngas Units - Nox Rate Annual v5.12, Unit 3030 and retrofits | 826 | 5789 | Rate Constraint in lbs/MWh | FALSE | L | Annual | Constraint Shadow Price | US2011$/Ton | 0 | 0 | 0 | 0 | 0 | 0 | 0
NJ Non-HEDD CC Ngas Units - Nox Rate Annual v5.12, Unit 3031 and retrofits | 827 | 5789 | Rate Constraint in lbs/MWh | FALSE | L | Annual | Seasons Included | Seasons | Winter, Summer | Winter, Summer | Winter, Summer | Winter, Summer | Winter, Summer | Winter, Summer | Winter, Summer
NJ Non-HEDD CC Ngas Units - Nox Rate Annual v5.12, Unit 3031 and retrofits | 827 | 5789 | Rate Constraint in lbs/MWh | FALSE | L | Annual | Standard | lb/MWh | 1.3 | 1.3 | 1.3 | 1.3 | 1.3 | 1.3 | 1.3
NJ Non-HEDD CC Ngas Units - Nox Rate Annual v5.12, Unit 3031 and retrofits | 827 | 5789 | Rate Constraint in lbs/MWh | FALSE | L | Annual | Emissions at Affected Plants NOX | Thousand Tons | 0.050283 | 0.050283 | 0.050283 | 0.050283 | 0.020666 | 0.034655 | 0.034655
NJ Non-HEDD CC Ngas Units - Nox Rate Annual v5.12, Unit 3031 and retrofits | 827 | 5789 | Rate Constraint in lbs/MWh | FALSE | L | Annual | Allowances Purchased NOX | Thousand Tons | 0 | 0 | 0 | 0 | 0 | 0 | 0
NJ Non-HEDD CC Ngas Units - Nox Rate Annual v5.12, Unit 3031 and retrofits | 827 | 5789 | Rate Constraint in lbs/MWh | FALSE | L | Annual | Allowances Sold NOX | Thousand Tons | 0 | 0 | 0 | 0 | 0 | 0 | 0
NJ Non-HEDD CC Ngas Units - Nox Rate Annual v5.12, Unit 3031 and retrofits | 827 | 5789 | Rate Constraint in lbs/MWh | FALSE | L | Annual | Allowances Banked | Thousand Tons | 0 | 0 | 0 | 0 | 0 | 0 | 0
NJ Non-HEDD CC Ngas Units - Nox Rate Annual v5.12, Unit 3031 and retrofits | 827 | 5789 | Rate Constraint in lbs/MWh | FALSE | L | Annual | Allowances Withdrawn (1:1) | Thousand Tons | 0 | 0 | 0 | 0 | 0 | 0 | 0
NJ Non-HEDD CC Ngas Units - Nox Rate Annual v5.12, Unit 3031 and retrofits | 827 | 5789 | Rate Constraint in lbs/MWh | FALSE | L | Annual | Allowances Withdrawn (n:1) | Thousand Tons | 0 | 0 | 0 | 0 | 0 | 0 | 0
NJ Non-HEDD CC Ngas Units - Nox Rate Annual v5.12, Unit 3031 and retrofits | 827 | 5789 | Rate Constraint in lbs/MWh | FALSE | L | Annual | Net Emissions Allowance Position | Thousand Tons | 0.050283 | 0.050283 | 0.050283 | 0.050283 | 0.020666 | 0.034655 | 0.034655
NJ Non-HEDD CC Ngas Units - Nox Rate Annual v5.12, Unit 3031 and retrofits | 827 | 5789 | Rate Constraint in lbs/MWh | FALSE | L | Annual | Fuel Consumed | TBtu | 9.2564 | 9.2564 | 9.2564 | 9.2564 | 3.8043 | 6.3795 | 6.3795
NJ Non-HEDD CC Ngas Units - Nox Rate Annual v5.12, Unit 3031 and retrofits | 827 | 5789 | Rate Constraint in lbs/MWh | FALSE | L | Annual | Rate | lb/MMBtu | 0.010864 | 0.010864 | 0.010864 | 0.010864 | 0.010864 | 0.010864 | 0.010864
NJ Non-HEDD CC Ngas Units - Nox Rate Annual v5.12, Unit 3031 and retrofits | 827 | 5789 | Rate Constraint in lbs/MWh | FALSE | L | Annual | Generation | TWh | 1.2555 | 1.2555 | 1.2555 | 1.2555 | 0.51597 | 0.86525 | 0.86525
NJ Non-HEDD CC Ngas Units - Nox Rate Annual v5.12, Unit 3031 and retrofits | 827 | 5789 | Rate Constraint in lbs/MWh | FALSE | L | Annual | Qualifying Generation | TWh | 1.2555 | 1.2555 | 1.2555 | 1.2555 | 0.51597 | 0.86525 | 0.86525
NJ Non-HEDD CC Ngas Units - Nox Rate Annual v5.12, Unit 3031 and retrofits | 827 | 5789 | Rate Constraint in lbs/MWh | FALSE | L | Annual | Constraint Shadow Price | US2011$/Ton | 0 | 0 | 0 | 0 | 0 | 0 | 0
NJ Non-HEDD CC Ngas Units - Nox Rate Annual v5.12, Unit 3032 and retrofits | 828 | 5789 | Rate Constraint in lbs/MWh | FALSE | L | Annual | Seasons Included | Seasons | Winter, Summer | Winter, Summer | Winter, Summer | Winter, Summer | Winter, Summer | Winter, Summer | Winter, Summer
NJ Non-HEDD CC Ngas Units - Nox Rate Annual v5.12, Unit 3032 and retrofits | 828 | 5789 | Rate Constraint in lbs/MWh | FALSE | L | Annual | Standard | lb/MWh | 1.3 | 1.3 | 1.3 | 1.3 | 1.3 | 1.3 | 1.3
NJ Non-HEDD CC Ngas Units - Nox Rate Annual v5.12, Unit 3032 and retrofits | 828 | 5789 | Rate Constraint in lbs/MWh | FALSE | L | Annual | Emissions at Affected Plants NOX | Thousand Tons | 0.082282 | 0.082282 | 0.082282 | 0.082282 | 0.033817 | 0.056708 | 0.051771
NJ Non-HEDD CC Ngas Units - Nox Rate Annual v5.12, Unit 3032 and retrofits | 828 | 5789 | Rate Constraint in lbs/MWh | FALSE | L | Annual | Allowances Purchased NOX | Thousand Tons | 0 | 0 | 0 | 0 | 0 | 0 | 0
NJ Non-HEDD CC Ngas Units - Nox Rate Annual v5.12, Unit 3032 and retrofits | 828 | 5789 | Rate Constraint in lbs/MWh | FALSE | L | Annual | Allowances Sold NOX | Thousand Tons | 0 | 0 | 0 | 0 | 0 | 0 | 0
NJ Non-HEDD CC Ngas Units - Nox Rate Annual v5.12, Unit 3032 and retrofits | 828 | 5789 | Rate Constraint in lbs/MWh | FALSE | L | Annual | Allowances Banked | Thousand Tons | 0 | 0 | 0 | 0 | 0 | 0 | 0
NJ Non-HEDD CC Ngas Units - Nox Rate Annual v5.12, Unit 3032 and retrofits | 828 | 5789 | Rate Constraint in lbs/MWh | FALSE | L | Annual | Allowances Withdrawn (1:1) | Thousand Tons | 0 | 0 | 0 | 0 | 0 | 0 | 0
NJ Non-HEDD CC Ngas Units - Nox Rate Annual v5.12, Unit 3032 and retrofits | 828 | 5789 | Rate Constraint in lbs/MWh | FALSE | L | Annual | Allowances Withdrawn (n:1) | Thousand Tons | 0 | 0 | 0 | 0 | 0 | 0 | 0
NJ Non-HEDD CC Ngas Units - Nox Rate Annual v5.12, Unit 3032 and retrofits | 828 | 5789 | Rate Constraint in lbs/MWh | FALSE | L | Annual | Net Emissions Allowance Position | Thousand Tons | 0.082282 | 0.082282 | 0.082282 | 0.082282 | 0.033817 | 0.056708 | 0.051771
NJ Non-HEDD CC Ngas Units - Nox Rate Annual v5.12, Unit 3032 and retrofits | 828 | 5789 | Rate Constraint in lbs/MWh | FALSE | L | Annual | Fuel Consumed | TBtu | 15.1469 | 15.1469 | 15.1469 | 15.1469 | 6.2252 | 10.4391 | 9.5303
NJ Non-HEDD CC Ngas Units - Nox Rate Annual v5.12, Unit 3032 and retrofits | 828 | 5789 | Rate Constraint in lbs/MWh | FALSE | L | Annual | Rate | lb/MMBtu | 0.010864 | 0.010864 | 0.010864 | 0.010864 | 0.010864 | 0.010864 | 0.010864
NJ Non-HEDD CC Ngas Units - Nox Rate Annual v5.12, Unit 3032 and retrofits | 828 | 5789 | Rate Constraint in lbs/MWh | FALSE | L | Annual | Generation | TWh | 2.0544 | 2.0544 | 2.0544 | 2.0544 | 0.84432 | 1.4159 | 1.2926
NJ Non-HEDD CC Ngas Units - Nox Rate Annual v5.12, Unit 3032 and retrofits | 828 | 5789 | Rate Constraint in lbs/MWh | FALSE | L | Annual | Qualifying Generation | TWh | 2.0544 | 2.0544 | 2.0544 | 2.0544 | 0.84432 | 1.4159 | 1.2926
NJ Non-HEDD CC Ngas Units - Nox Rate Annual v5.12, Unit 3032 and retrofits | 828 | 5789 | Rate Constraint in lbs/MWh | FALSE | L | Annual | Constraint Shadow Price | US2011$/Ton | 0 | 0 | 0 | 0 | 0 | 0 | 0
NJ Non-HEDD CT NGas Units - Nox Rate Annual v5.12, Unit 897 and retrofits | 829 | 2455 | Rate Constraint in lbs/MWh | FALSE | L | Annual | Seasons Included | Seasons | Winter, Summer | Winter, Summer | Winter, Summer | Winter, Summer | Winter, Summer | Winter, Summer | Winter, Summer
NJ Non-HEDD CT NGas Units - Nox Rate Annual v5.12, Unit 897 and retrofits | 829 | 2455 | Rate Constraint in lbs/MWh | FALSE | L | Annual | Standard | lb/MWh | 2.2 | 2.2 | 2.2 | 2.2 | 2.2 | 2.2 | 2.2
NJ Non-HEDD CT NGas Units - Nox Rate Annual v5.12, Unit 897 and retrofits | 829 | 2455 | Rate Constraint in lbs/MWh | FALSE | L | Annual | Emissions at Affected Plants NOX | Thousand Tons | 0 | 0 | 0 | 0 | 0 | 0 | 0
NJ Non-HEDD CT NGas Units - Nox Rate Annual v5.12, Unit 897 and retrofits | 829 | 2455 | Rate Constraint in lbs/MWh | FALSE | L | Annual | Allowances Purchased NOX | Thousand Tons | 0 | 0 | 0 | 0 | 0 | 0 | 0
NJ Non-HEDD CT NGas Units - Nox Rate Annual v5.12, Unit 897 and retrofits | 829 | 2455 | Rate Constraint in lbs/MWh | FALSE | L | Annual | Allowances Sold NOX | Thousand Tons | 0 | 0 | 0 | 0 | 0 | 0 | 0
NJ Non-HEDD CT NGas Units - Nox Rate Annual v5.12, Unit 897 and retrofits | 829 | 2455 | Rate Constraint in lbs/MWh | FALSE | L | Annual | Allowances Banked | Thousand Tons | 0 | 0 | 0 | 0 | 0 | 0 | 0
NJ Non-HEDD CT NGas Units - Nox Rate Annual v5.12, Unit 897 and retrofits | 829 | 2455 | Rate Constraint in lbs/MWh | FALSE | L | Annual | Allowances Withdrawn (1:1) | Thousand Tons | 0 | 0 | 0 | 0 | 0 | 0 | 0
NJ Non-HEDD CT NGas Units - Nox Rate Annual v5.12, Unit 897 and retrofits | 829 | 2455 | Rate Constraint in lbs/MWh | FALSE | L | Annual | Allowances Withdrawn (n:1) | Thousand Tons | 0 | 0 | 0 | 0 | 0 | 0 | 0
NJ Non-HEDD CT NGas Units - Nox Rate Annual v5.12, Unit 897 and retrofits | 829 | 2455 | Rate Constraint in lbs/MWh | FALSE | L | Annual | Net Emissions Allowance Position | Thousand Tons | 0 | 0 | 0 | 0 | 0 | 0 | 0
NJ Non-HEDD CT NGas Units - Nox Rate Annual v5.12, Unit 897 and retrofits | 829 | 2455 | Rate Constraint in lbs/MWh | FALSE | L | Annual | Fuel Consumed | TBtu | 0 | 0 | 0 | 0 | 0 | 0 | 0
NJ Non-HEDD CT NGas Units - Nox Rate Annual v5.12, Unit 897 and retrofits | 829 | 2455 | Rate Constraint in lbs/MWh | FALSE | L | Annual | Rate | lb/MMBtu | 0 | 0 | 0 | 0 | 0 | 0 | 0
NJ Non-HEDD CT NGas Units - Nox Rate Annual v5.12, Unit 897 and retrofits | 829 | 2455 | Rate Constraint in lbs/MWh | FALSE | L | Annual | Generation | TWh | 0 | 0 | 0 | 0 | 0 | 0 | 0
NJ Non-HEDD CT NGas Units - Nox Rate Annual v5.12, Unit 897 and retrofits | 829 | 2455 | Rate Constraint in lbs/MWh | FALSE | L | Annual | Qualifying Generation | TWh | 0 | 0 | 0 | 0 | 0 | 0 | 0
NJ Non-HEDD CT NGas Units - Nox Rate Annual v5.12, Unit 897 and retrofits | 829 | 2455 | Rate Constraint in lbs/MWh | FALSE | L | Annual | Constraint Shadow Price | US2011$/Ton | 0 | 0 | 0 | 0 | 0 | 0 | 0
NJ Non-HEDD CT NGas Units - Nox Rate Annual v5.12, Unit 898 and retrofits | 830 | 2455 | Rate Constraint in lbs/MWh | FALSE | L | Annual | Seasons Included | Seasons | Winter, Summer | Winter, Summer | Winter, Summer | Winter, Summer | Winter, Summer | Winter, Summer | Winter, Summer
NJ Non-HEDD CT NGas Units - Nox Rate Annual v5.12, Unit 898 and retrofits | 830 | 2455 | Rate Constraint in lbs/MWh | FALSE | L | Annual | Standard | lb/MWh | 2.2 | 2.2 | 2.2 | 2.2 | 2.2 | 2.2 | 2.2
NJ Non-HEDD CT NGas Units - Nox Rate Annual v5.12, Unit 898 and retrofits | 830 | 2455 | Rate Constraint in lbs/MWh | FALSE | L | Annual | Emissions at Affected Plants NOX | Thousand Tons | 0.0056142 | 0.0056142 | 0.0056142 | 0.0056142 | 0.0056142 | 0.0056142 | 0.0056142
NJ Non-HEDD CT NGas Units - Nox Rate Annual v5.12, Unit 898 and retrofits | 830 | 2455 | Rate Constraint in lbs/MWh | FALSE | L | Annual | Allowances Purchased NOX | Thousand Tons | 0 | 0 | 0 | 0 | 0 | 0 | 0
NJ Non-HEDD CT NGas Units - Nox Rate Annual v5.12, Unit 898 and retrofits | 830 | 2455 | Rate Constraint in lbs/MWh | FALSE | L | Annual | Allowances Sold NOX | Thousand Tons | 0 | 0 | 0 | 0 | 0 | 0 | 0
NJ Non-HEDD CT NGas Units - Nox Rate Annual v5.12, Unit 898 and retrofits | 830 | 2455 | Rate Constraint in lbs/MWh | FALSE | L | Annual | Allowances Banked | Thousand Tons | 0 | 0 | 0 | 0 | 0 | 0 | 0
NJ Non-HEDD CT NGas Units - Nox Rate Annual v5.12, Unit 898 and retrofits | 830 | 2455 | Rate Constraint in lbs/MWh | FALSE | L | Annual | Allowances Withdrawn (1:1) | Thousand Tons | 0 | 0 | 0 | 0 | 0 | 0 | 0
NJ Non-HEDD CT NGas Units - Nox Rate Annual v5.12, Unit 898 and retrofits | 830 | 2455 | Rate Constraint in lbs/MWh | FALSE | L | Annual | Allowances Withdrawn (n:1) | Thousand Tons | 0 | 0 | 0 | 0 | 0 | 0 | 0
NJ Non-HEDD CT NGas Units - Nox Rate Annual v5.12, Unit 898 and retrofits | 830 | 2455 | Rate Constraint in lbs/MWh | FALSE | L | Annual | Net Emissions Allowance Position | Thousand Tons | 0.0056142 | 0.0056142 | 0.0056142 | 0.0056142 | 0.0056142 | 0.0056142 | 0.0056142
NJ Non-HEDD CT NGas Units - Nox Rate Annual v5.12, Unit 898 and retrofits | 830 | 2455 | Rate Constraint in lbs/MWh | FALSE | L | Annual | Fuel Consumed | TBtu | 0.05798 | 0.05798 | 0.05798 | 0.05798 | 0.05798 | 0.05798 | 0.05798
NJ Non-HEDD CT NGas Units - Nox Rate Annual v5.12, Unit 898 and retrofits | 830 | 2455 | Rate Constraint in lbs/MWh | FALSE | L | Annual | Rate | lb/MMBtu | 0.19366 | 0.19366 | 0.19366 | 0.19366 | 0.19366 | 0.19366 | 0.19366
NJ Non-HEDD CT NGas Units - Nox Rate Annual v5.12, Unit 898 and retrofits | 830 | 2455 | Rate Constraint in lbs/MWh | FALSE | L | Annual | Generation | TWh | 0.0051038 | 0.0051038 | 0.0051038 | 0.0051038 | 0.0051038 | 0.0051038 | 0.0051038
NJ Non-HEDD CT NGas Units - Nox Rate Annual v5.12, Unit 898 and retrofits | 830 | 2455 | Rate Constraint in lbs/MWh | FALSE | L | Annual | Qualifying Generation | TWh | 0.0051038 | 0.0051038 | 0.0051038 | 0.0051038 | 0.0051038 | 0.0051038 | 0.0051038
NJ Non-HEDD CT NGas Units - Nox Rate Annual v5.12, Unit 898 and retrofits | 830 | 2455 | Rate Constraint in lbs/MWh | FALSE | L | Annual | Constraint Shadow Price | US2011$/Ton | 0 | 0 | 0 | 0 | 0 | 0 | 0
NJ Non-HEDD CT NGas Units - Nox Rate Annual v5.12, Unit 899 and retrofits | 831 | 2455 | Rate Constraint in lbs/MWh | FALSE | L | Annual | Seasons Included | Seasons | Winter, Summer | Winter, Summer | Winter, Summer | Winter, Summer | Winter, Summer | Winter, Summer | Winter, Summer
NJ Non-HEDD CT NGas Units - Nox Rate Annual v5.12, Unit 899 and retrofits | 831 | 2455 | Rate Constraint in lbs/MWh | FALSE | L | Annual | Standard | lb/MWh | 2.2 | 2.2 | 2.2 | 2.2 | 2.2 | 2.2 | 2.2
NJ Non-HEDD CT NGas Units - Nox Rate Annual v5.12, Unit 899 and retrofits | 831 | 2455 | Rate Constraint in lbs/MWh | FALSE | L | Annual | Emissions at Affected Plants NOX | Thousand Tons | 0.0059709 | 0.0059709 | 0.0059709 | 0.0059709 | 0.0059709 | 0.0059709 | 0.0059709
NJ Non-HEDD CT NGas Units - Nox Rate Annual v5.12, Unit 899 and retrofits | 831 | 2455 | Rate Constraint in lbs/MWh | FALSE | L | Annual | Allowances Purchased NOX | Thousand Tons | 0 | 0 | 0 | 0 | 0 | 0 | 0
NJ Non-HEDD CT NGas Units - Nox Rate Annual v5.12, Unit 899 and retrofits | 831 | 2455 | Rate Constraint in lbs/MWh | FALSE | L | Annual | Allowances Sold NOX | Thousand Tons | 0 | 0 | 0 | 0 | 0 | 0 | 0
NJ Non-HEDD CT NGas Units - Nox Rate Annual v5.12, Unit 899 and retrofits | 831 | 2455 | Rate Constraint in lbs/MWh | FALSE | L | Annual | Allowances Banked | Thousand Tons | 0 | 0 | 0 | 0 | 0 | 0 | 0
NJ Non-HEDD CT NGas Units - Nox Rate Annual v5.12, Unit 899 and retrofits | 831 | 2455 | Rate Constraint in lbs/MWh | FALSE | L | Annual | Allowances Withdrawn (1:1) | Thousand Tons | 0 | 0 | 0 | 0 | 0 | 0 | 0
NJ Non-HEDD CT NGas Units - Nox Rate Annual v5.12, Unit 899 and retrofits | 831 | 2455 | Rate Constraint in lbs/MWh | FALSE | L | Annual | Allowances Withdrawn (n:1) | Thousand Tons | 0 | 0 | 0 | 0 | 0 | 0 | 0
NJ Non-HEDD CT NGas Units - Nox Rate Annual v5.12, Unit 899 and retrofits | 831 | 2455 | Rate Constraint in lbs/MWh | FALSE | L | Annual | Net Emissions Allowance Position | Thousand Tons | 0.0059709 | 0.0059709 | 0.0059709 | 0.0059709 | 0.0059709 | 0.0059709 | 0.0059709
NJ Non-HEDD CT NGas Units - Nox Rate Annual v5.12, Unit 899 and retrofits | 831 | 2455 | Rate Constraint in lbs/MWh | FALSE | L | Annual | Fuel Consumed | TBtu | 0.063686 | 0.063686 | 0.063686 | 0.063686 | 0.063686 | 0.063686 | 0.063686
NJ Non-HEDD CT NGas Units - Nox Rate Annual v5.12, Unit 899 and retrofits | 831 | 2455 | Rate Constraint in lbs/MWh | FALSE | L | Annual | Rate | lb/MMBtu | 0.18751 | 0.18751 | 0.18751 | 0.18751 | 0.18751 | 0.18751 | 0.18751
NJ Non-HEDD CT NGas Units - Nox Rate Annual v5.12, Unit 899 and retrofits | 831 | 2455 | Rate Constraint in lbs/MWh | FALSE | L | Annual | Generation | TWh | 0.0055978 | 0.0055978 | 0.0055978 | 0.0055978 | 0.0055978 | 0.0055978 | 0.0055978
NJ Non-HEDD CT NGas Units - Nox Rate Annual v5.12, Unit 899 and retrofits | 831 | 2455 | Rate Constraint in lbs/MWh | FALSE | L | Annual | Qualifying Generation | TWh | 0.0055978 | 0.0055978 | 0.0055978 | 0.0055978 | 0.0055978 | 0.0055978 | 0.0055978
NJ Non-HEDD CT NGas Units - Nox Rate Annual v5.12, Unit 899 and retrofits | 831 | 2455 | Rate Constraint in lbs/MWh | FALSE | L | Annual | Constraint Shadow Price | US2011$/Ton | 0 | 0 | 0 | 0 | 0 | 0 | 0
NJ Non-HEDD CT NGas Units - Nox Rate Annual v5.12, Unit 900 and retrofits | 832 | 2455 | Rate Constraint in lbs/MWh | FALSE | L | Annual | Seasons Included | Seasons | Winter, Summer | Winter, Summer | Winter, Summer | Winter, Summer | Winter, Summer | Winter, Summer | Winter, Summer
NJ Non-HEDD CT NGas Units - Nox Rate Annual v5.12, Unit 900 and retrofits | 832 | 2455 | Rate Constraint in lbs/MWh | FALSE | L | Annual | Standard | lb/MWh | 2.2 | 2.2 | 2.2 | 2.2 | 2.2 | 2.2 | 2.2
NJ Non-HEDD CT NGas Units - Nox Rate Annual v5.12, Unit 900 and retrofits | 832 | 2455 | Rate Constraint in lbs/MWh | FALSE | L | Annual | Emissions at Affected Plants NOX | Thousand Tons | 0 | 0 | 0 | 0 | 0 | 0 | 0
NJ Non-HEDD CT NGas Units - Nox Rate Annual v5.12, Unit 900 and retrofits | 832 | 2455 | Rate Constraint in lbs/MWh | FALSE | L | Annual | Allowances Purchased NOX | Thousand Tons | 0 | 0 | 0 | 0 | 0 | 0 | 0
NJ Non-HEDD CT NGas Units - Nox Rate Annual v5.12, Unit 900 and retrofits | 832 | 2455 | Rate Constraint in lbs/MWh | FALSE | L | Annual | Allowances Sold NOX | Thousand Tons | 0 | 0 | 0 | 0 | 0 | 0 | 0
NJ Non-HEDD CT NGas Units - Nox Rate Annual v5.12, Unit 900 and retrofits | 832 | 2455 | Rate Constraint in lbs/MWh | FALSE | L | Annual | Allowances Banked | Thousand Tons | 0 | 0 | 0 | 0 | 0 | 0 | 0
NJ Non-HEDD CT NGas Units - Nox Rate Annual v5.12, Unit 900 and retrofits | 832 | 2455 | Rate Constraint in lbs/MWh | FALSE | L | Annual | Allowances Withdrawn (1:1) | Thousand Tons | 0 | 0 | 0 | 0 | 0 | 0 | 0
NJ Non-HEDD CT NGas Units - Nox Rate Annual v5.12, Unit 900 and retrofits | 832 | 2455 | Rate Constraint in lbs/MWh | FALSE | L | Annual | Allowances Withdrawn (n:1) | Thousand Tons | 0 | 0 | 0 | 0 | 0 | 0 | 0
NJ Non-HEDD CT NGas Units - Nox Rate Annual v5.12, Unit 900 and retrofits | 832 | 2455 | Rate Constraint in lbs/MWh | FALSE | L | Annual | Net Emissions Allowance Position | Thousand Tons | 0 | 0 | 0 | 0 | 0 | 0 | 0
NJ Non-HEDD CT NGas Units - Nox Rate Annual v5.12, Unit 900 and retrofits | 832 | 2455 | Rate Constraint in lbs/MWh | FALSE | L | Annual | Fuel Consumed | TBtu | 0 | 0 | 0 | 0 | 0 | 0 | 0
NJ Non-HEDD CT NGas Units - Nox Rate Annual v5.12, Unit 900 and retrofits | 832 | 2455 | Rate Constraint in lbs/MWh | FALSE | L | Annual | Rate | lb/MMBtu | 0 | 0 | 0 | 0 | 0 | 0 | 0
NJ Non-HEDD CT NGas Units - Nox Rate Annual v5.12, Unit 900 and retrofits | 832 | 2455 | Rate Constraint in lbs/MWh | FALSE | L | Annual | Generation | TWh | 0 | 0 | 0 | 0 | 0 | 0 | 0
NJ Non-HEDD CT NGas Units - Nox Rate Annual v5.12, Unit 900 and retrofits | 832 | 2455 | Rate Constraint in lbs/MWh | FALSE | L | Annual | Qualifying Generation | TWh | 0 | 0 | 0 | 0 | 0 | 0 | 0
NJ Non-HEDD CT NGas Units - Nox Rate Annual v5.12, Unit 900 and retrofits | 832 | 2455 | Rate Constraint in lbs/MWh | FALSE | L | Annual | Constraint Shadow Price | US2011$/Ton | 990295.4876 | 985197.3592 | 1475860.6014 | 1669874.5437 | 1839991.9739 | 646432.6776 | 681567.4509
NJ Non-HEDD CT NGas Units - Nox Rate Annual v5.12, Unit 901 and retrofits | 833 | 2455 | Rate Constraint in lbs/MWh | FALSE | L | Annual | Seasons Included | Seasons | Winter, Summer | Winter, Summer | Winter, Summer | Winter, Summer | Winter, Summer | Winter, Summer | Winter, Summer
NJ Non-HEDD CT NGas Units - Nox Rate Annual v5.12, Unit 901 and retrofits | 833 | 2455 | Rate Constraint in lbs/MWh | FALSE | L | Annual | Standard | lb/MWh | 2.2 | 2.2 | 2.2 | 2.2 | 2.2 | 2.2 | 2.2
NJ Non-HEDD CT NGas Units - Nox Rate Annual v5.12, Unit 901 and retrofits | 833 | 2455 | Rate Constraint in lbs/MWh | FALSE | L | Annual | Emissions at Affected Plants NOX | Thousand Tons | 0.009464 | 0.0048878 | 0.0031489 | 0.0033141 | 0.0031489 | 0.0031489 | 0.0031489
NJ Non-HEDD CT NGas Units - Nox Rate Annual v5.12, Unit 901 and retrofits | 833 | 2455 | Rate Constraint in lbs/MWh | FALSE | L | Annual | Allowances Purchased NOX | Thousand Tons | 0 | 0 | 0 | 0 | 0 | 0 | 0
NJ Non-HEDD CT NGas Units - Nox Rate Annual v5.12, Unit 901 and retrofits | 833 | 2455 | Rate Constraint in lbs/MWh | FALSE | L | Annual | Allowances Sold NOX | Thousand Tons | 0 | 0 | 0 | 0 | 0 | 0 | 0
NJ Non-HEDD CT NGas Units - Nox Rate Annual v5.12, Unit 901 and retrofits | 833 | 2455 | Rate Constraint in lbs/MWh | FALSE | L | Annual | Allowances Banked | Thousand Tons | 0 | 0 | 0 | 0 | 0 | 0 | 0
NJ Non-HEDD CT NGas Units - Nox Rate Annual v5.12, Unit 901 and retrofits | 833 | 2455 | Rate Constraint in lbs/MWh | FALSE | L | Annual | Allowances Withdrawn (1:1) | Thousand Tons | 0 | 0 | 0 | 0 | 0 | 0 | 0
NJ Non-HEDD CT NGas Units - Nox Rate Annual v5.12, Unit 901 and retrofits | 833 | 2455 | Rate Constraint in lbs/MWh | FALSE | L | Annual | Allowances Withdrawn (n:1) | Thousand Tons | 0 | 0 | 0 | 0 | 0 | 0 | 0
NJ Non-HEDD CT NGas Units - Nox Rate Annual v5.12, Unit 901 and retrofits | 833 | 2455 | Rate Constraint in lbs/MWh | FALSE | L | Annual | Net Emissions Allowance Position | Thousand Tons | 0.009464 | 0.0048878 | 0.0031489 | 0.0033141 | 0.0031489 | 0.0031489 | 0.0031489
NJ Non-HEDD CT NGas Units - Nox Rate Annual v5.12, Unit 901 and retrofits | 833 | 2455 | Rate Constraint in lbs/MWh | FALSE | L | Annual | Fuel Consumed | TBtu | 0.2366 | 0.1222 | 0.078723 | 0.082852 | 0.078723 | 0.078723 | 0.078723
NJ Non-HEDD CT NGas Units - Nox Rate Annual v5.12, Unit 901 and retrofits | 833 | 2455 | Rate Constraint in lbs/MWh | FALSE | L | Annual | Rate | lb/MMBtu | 0.08 | 0.08 | 0.08 | 0.08 | 0.08 | 0.08 | 0.08
NJ Non-HEDD CT NGas Units - Nox Rate Annual v5.12, Unit 901 and retrofits | 833 | 2455 | Rate Constraint in lbs/MWh | FALSE | L | Annual | Generation | TWh | 0.022019 | 0.011372 | 0.0073265 | 0.0077107 | 0.0073265 | 0.0073265 | 0.0073265
NJ Non-HEDD CT NGas Units - Nox Rate Annual v5.12, Unit 901 and retrofits | 833 | 2455 | Rate Constraint in lbs/MWh | FALSE | L | Annual | Qualifying Generation | TWh | 0.022019 | 0.011372 | 0.0073265 | 0.0077107 | 0.0073265 | 0.0073265 | 0.0073265
NJ Non-HEDD CT NGas Units - Nox Rate Annual v5.12, Unit 901 and retrofits | 833 | 2455 | Rate Constraint in lbs/MWh | FALSE | L | Annual | Constraint Shadow Price | US2011$/Ton | 0 | 0 | 0 | 0 | 0 | 0 | 0
NJ Non-HEDD CT NGas Units - Nox Rate Annual v5.12, Unit 902 and retrofits | 834 | 2455 | Rate Constraint in lbs/MWh | FALSE | L | Annual | Seasons Included | Seasons | Winter, Summer | Winter, Summer | Winter, Summer | Winter, Summer | Winter, Summer | Winter, Summer | Winter, Summer
NJ Non-HEDD CT NGas Units - Nox Rate Annual v5.12, Unit 902 and retrofits | 834 | 2455 | Rate Constraint in lbs/MWh | FALSE | L | Annual | Standard | lb/MWh | 2.2 | 2.2 | 2.2 | 2.2 | 2.2 | 2.2 | 2.2
NJ Non-HEDD CT NGas Units - Nox Rate Annual v5.12, Unit 902 and retrofits | 834 | 2455 | Rate Constraint in lbs/MWh | FALSE | L | Annual | Emissions at Affected Plants NOX | Thousand Tons | 0.009464 | 0.0031489 | 0.0031489 | 0.009464 | 0.0031489 | 0.0031489 | 0.0031489
NJ Non-HEDD CT NGas Units - Nox Rate Annual v5.12, Unit 902 and retrofits | 834 | 2455 | Rate Constraint in lbs/MWh | FALSE | L | Annual | Allowances Purchased NOX | Thousand Tons | 0 | 0 | 0 | 0 | 0 | 0 | 0
NJ Non-HEDD CT NGas Units - Nox Rate Annual v5.12, Unit 902 and retrofits | 834 | 2455 | Rate Constraint in lbs/MWh | FALSE | L | Annual | Allowances Sold NOX | Thousand Tons | 0 | 0 | 0 | 0 | 0 | 0 | 0
NJ Non-HEDD CT NGas Units - Nox Rate Annual v5.12, Unit 902 and retrofits | 834 | 2455 | Rate Constraint in lbs/MWh | FALSE | L | Annual | Allowances Banked | Thousand Tons | 0 | 0 | 0 | 0 | 0 | 0 | 0
NJ Non-HEDD CT NGas Units - Nox Rate Annual v5.12, Unit 902 and retrofits | 834 | 2455 | Rate Constraint in lbs/MWh | FALSE | L | Annual | Allowances Withdrawn (1:1) | Thousand Tons | 0 | 0 | 0 | 0 | 0 | 0 | 0
NJ Non-HEDD CT NGas Units - Nox Rate Annual v5.12, Unit 902 and retrofits | 834 | 2455 | Rate Constraint in lbs/MWh | FALSE | L | Annual | Allowances Withdrawn (n:1) | Thousand Tons | 0 | 0 | 0 | 0 | 0 | 0 | 0
NJ Non-HEDD CT NGas Units - Nox Rate Annual v5.12, Unit 902 and retrofits | 834 | 2455 | Rate Constraint in lbs/MWh | FALSE | L | Annual | Net Emissions Allowance Position | Thousand Tons | 0.009464 | 0.0031489 | 0.0031489 | 0.009464 | 0.0031489 | 0.0031489 | 0.0031489
NJ Non-HEDD CT NGas Units - Nox Rate Annual v5.12, Unit 902 and retrofits | 834 | 2455 | Rate Constraint in lbs/MWh | FALSE | L | Annual | Fuel Consumed | TBtu | 0.2366 | 0.078723 | 0.078723 | 0.2366 | 0.078723 | 0.078723 | 0.078723
NJ Non-HEDD CT NGas Units - Nox Rate Annual v5.12, Unit 902 and retrofits | 834 | 2455 | Rate Constraint in lbs/MWh | FALSE | L | Annual | Rate | lb/MMBtu | 0.08 | 0.08 | 0.08 | 0.08 | 0.08 | 0.08 | 0.08
NJ Non-HEDD CT NGas Units - Nox Rate Annual v5.12, Unit 902 and retrofits | 834 | 2455 | Rate Constraint in lbs/MWh | FALSE | L | Annual | Generation | TWh | 0.022019 | 0.0073265 | 0.0073265 | 0.022019 | 0.0073265 | 0.0073265 | 0.0073265
NJ Non-HEDD CT NGas Units - Nox Rate Annual v5.12, Unit 902 and retrofits | 834 | 2455 | Rate Constraint in lbs/MWh | FALSE | L | Annual | Qualifying Generation | TWh | 0.022019 | 0.0073265 | 0.0073265 | 0.022019 | 0.0073265 | 0.0073265 | 0.0073265
NJ Non-HEDD CT NGas Units - Nox Rate Annual v5.12, Unit 902 and retrofits | 834 | 2455 | Rate Constraint in lbs/MWh | FALSE | L | Annual | Constraint Shadow Price | US2011$/Ton | 0 | 0 | 0 | 0 | 0 | 0 | 0
NJ Non-HEDD CT NGas Units - Nox Rate Annual v5.12, Unit 903 and retrofits | 835 | 2455 | Rate Constraint in lbs/MWh | FALSE | L | Annual | Seasons Included | Seasons | Winter, Summer | Winter, Summer | Winter, Summer | Winter, Summer | Winter, Summer | Winter, Summer | Winter, Summer
NJ Non-HEDD CT NGas Units - Nox Rate Annual v5.12, Unit 903 and retrofits | 835 | 2455 | Rate Constraint in lbs/MWh | FALSE | L | Annual | Standard | lb/MWh | 2.2 | 2.2 | 2.2 | 2.2 | 2.2 | 2.2 | 2.2
NJ Non-HEDD CT NGas Units - Nox Rate Annual v5.12, Unit 903 and retrofits | 835 | 2455 | Rate Constraint in lbs/MWh | FALSE | L | Annual | Emissions at Affected Plants NOX | Thousand Tons | 0.009464 | 0.0031489 | 0.0031489 | 0.009464 | 0.0031489 | 0.0031489 | 0.0031489
NJ Non-HEDD CT NGas Units - Nox Rate Annual v5.12, Unit 903 and retrofits | 835 | 2455 | Rate Constraint in lbs/MWh | FALSE | L | Annual | Allowances Purchased NOX | Thousand Tons | 0 | 0 | 0 | 0 | 0 | 0 | 0
NJ Non-HEDD CT NGas Units - Nox Rate Annual v5.12, Unit 903 and retrofits | 835 | 2455 | Rate Constraint in lbs/MWh | FALSE | L | Annual | Allowances Sold NOX | Thousand Tons | 0 | 0 | 0 | 0 | 0 | 0 | 0
NJ Non-HEDD CT NGas Units - Nox Rate Annual v5.12, Unit 903 and retrofits | 835 | 2455 | Rate Constraint in lbs/MWh | FALSE | L | Annual | Allowances Banked | Thousand Tons | 0 | 0 | 0 | 0 | 0 | 0 | 0
NJ Non-HEDD CT NGas Units - Nox Rate Annual v5.12, Unit 903 and retrofits | 835 | 2455 | Rate Constraint in lbs/MWh | FALSE | L | Annual | Allowances Withdrawn (1:1) | Thousand Tons | 0 | 0 | 0 | 0 | 0 | 0 | 0
NJ Non-HEDD CT NGas Units - Nox Rate Annual v5.12, Unit 903 and retrofits | 835 | 2455 | Rate Constraint in lbs/MWh | FALSE | L | Annual | Allowances Withdrawn (n:1) | Thousand Tons | 0 | 0 | 0 | 0 | 0 | 0 | 0
NJ Non-HEDD CT NGas Units - Nox Rate Annual v5.12, Unit 903 and retrofits | 835 | 2455 | Rate Constraint in lbs/MWh | FALSE | L | Annual | Net Emissions Allowance Position | Thousand Tons | 0.009464 | 0.0031489 | 0.0031489 | 0.009464 | 0.0031489 | 0.0031489 | 0.0031489
NJ Non-HEDD CT NGas Units - Nox Rate Annual v5.12, Unit 903 and retrofits | 835 | 2455 | Rate Constraint in lbs/MWh | FALSE | L | Annual | Fuel Consumed | TBtu | 0.2366 | 0.078723 | 0.078723 | 0.2366 | 0.078723 | 0.078723 | 0.078723
NJ Non-HEDD CT NGas Units - Nox Rate Annual v5.12, Unit 903 and retrofits | 835 | 2455 | Rate Constraint in lbs/MWh | FALSE | L | Annual | Rate | lb/MMBtu | 0.08 | 0.08 | 0.08 | 0.08 | 0.08 | 0.08 | 0.08
NJ Non-HEDD CT NGas Units - Nox Rate Annual v5.12, Unit 903 and retrofits | 835 | 2455 | Rate Constraint in lbs/MWh | FALSE | L | Annual | Generation | TWh | 0.022019 | 0.0073265 | 0.0073265 | 0.022019 | 0.0073265 | 0.0073265 | 0.0073265
NJ Non-HEDD CT NGas Units - Nox Rate Annual v5.12, Unit 903 and retrofits | 835 | 2455 | Rate Constraint in lbs/MWh | FALSE | L | Annual | Qualifying Generation | TWh | 0.022019 | 0.0073265 | 0.0073265 | 0.022019 | 0.0073265 | 0.0073265 | 0.0073265
NJ Non-HEDD CT NGas Units - Nox Rate Annual v5.12, Unit 903 and retrofits | 835 | 2455 | Rate Constraint in lbs/MWh | FALSE | L | Annual | Constraint Shadow Price | US2011$/Ton | 0 | 0 | 0 | 0 | 0 | 0 | 0
NJ Non-HEDD CT NGas Units - Nox Rate Annual v5.12, Unit 904 and retrofits | 836 | 2455 | Rate Constraint in lbs/MWh | FALSE | L | Annual | Seasons Included | Seasons | Winter, Summer | Winter, Summer | Winter, Summer | Winter, Summer | Winter, Summer | Winter, Summer | Winter, Summer
NJ Non-HEDD CT NGas Units - Nox Rate Annual v5.12, Unit 904 and retrofits | 836 | 2455 | Rate Constraint in lbs/MWh | FALSE | L | Annual | Standard | lb/MWh | 2.2 | 2.2 | 2.2 | 2.2 | 2.2 | 2.2 | 2.2
NJ Non-HEDD CT NGas Units - Nox Rate Annual v5.12, Unit 904 and retrofits | 836 | 2455 | Rate Constraint in lbs/MWh | FALSE | L | Annual | Emissions at Affected Plants NOX | Thousand Tons | 0.009464 | 0.0031489 | 0.0031489 | 0.009464 | 0.0031489 | 0.0031489 | 0.0031489
NJ Non-HEDD CT NGas Units - Nox Rate Annual v5.12, Unit 904 and retrofits | 836 | 2455 | Rate Constraint in lbs/MWh | FALSE | L | Annual | Allowances Purchased NOX | Thousand Tons | 0 | 0 | 0 | 0 | 0 | 0 | 0
NJ Non-HEDD CT NGas Units - Nox Rate Annual v5.12, Unit 904 and retrofits | 836 | 2455 | Rate Constraint in lbs/MWh | FALSE | L | Annual | Allowances Sold NOX | Thousand Tons | 0 | 0 | 0 | 0 | 0 | 0 | 0
NJ Non-HEDD CT NGas Units - Nox Rate Annual v5.12, Unit 904 and retrofits | 836 | 2455 | Rate Constraint in lbs/MWh | FALSE | L | Annual | Allowances Banked | Thousand Tons | 0 | 0 | 0 | 0 | 0 | 0 | 0
NJ Non-HEDD CT NGas Units - Nox Rate Annual v5.12, Unit 904 and retrofits | 836 | 2455 | Rate Constraint in lbs/MWh | FALSE | L | Annual | Allowances Withdrawn (1:1) | Thousand Tons | 0 | 0 | 0 | 0 | 0 | 0 | 0
NJ Non-HEDD CT NGas Units - Nox Rate Annual v5.12, Unit 904 and retrofits | 836 | 2455 | Rate Constraint in lbs/MWh | FALSE | L | Annual | Allowances Withdrawn (n:1) | Thousand Tons | 0 | 0 | 0 | 0 | 0 | 0 | 0
NJ Non-HEDD CT NGas Units - Nox Rate Annual v5.12, Unit 904 and retrofits | 836 | 2455 | Rate Constraint in lbs/MWh | FALSE | L | Annual | Net Emissions Allowance Position | Thousand Tons | 0.009464 | 0.0031489 | 0.0031489 | 0.009464 | 0.0031489 | 0.0031489 | 0.0031489
NJ Non-HEDD CT NGas Units - Nox Rate Annual v5.12, Unit 904 and retrofits | 836 | 2455 | Rate Constraint in lbs/MWh | FALSE | L | Annual | Fuel Consumed | TBtu | 0.2366 | 0.078723 | 0.078723 | 0.2366 | 0.078723 | 0.078723 | 0.078723
NJ Non-HEDD CT NGas Units - Nox Rate Annual v5.12, Unit 904 and retrofits | 836 | 2455 | Rate Constraint in lbs/MWh | FALSE | L | Annual | Rate | lb/MMBtu | 0.08 | 0.08 | 0.08 | 0.08 | 0.08 | 0.08 | 0.08
NJ Non-HEDD CT NGas Units - Nox Rate Annual v5.12, Unit 904 and retrofits | 836 | 2455 | Rate Constraint in lbs/MWh | FALSE | L | Annual | Generation | TWh | 0.022019 | 0.0073265 | 0.0073265 | 0.022019 | 0.0073265 | 0.0073265 | 0.0073265
NJ Non-HEDD CT NGas Units - Nox Rate Annual v5.12, Unit 904 and retrofits | 836 | 2455 | Rate Constraint in lbs/MWh | FALSE | L | Annual | Qualifying Generation | TWh | 0.022019 | 0.0073265 | 0.0073265 | 0.022019 | 0.0073265 | 0.0073265 | 0.0073265
NJ Non-HEDD CT NGas Units - Nox Rate Annual v5.12, Unit 904 and retrofits | 836 | 2455 | Rate Constraint in lbs/MWh | FALSE | L | Annual | Constraint Shadow Price | US2011$/Ton | 0 | 0 | 0 | 0 | 0 | 0 | 0
NJ Non-HEDD CT NGas Units - Nox Rate Annual v5.12, Unit 905 and retrofits | 837 | 2455 | Rate Constraint in lbs/MWh | FALSE | L | Annual | Seasons Included | Seasons | Winter, Summer | Winter, Summer | Winter, Summer | Winter, Summer | Winter, Summer | Winter, Summer | Winter, Summer
NJ Non-HEDD CT NGas Units - Nox Rate Annual v5.12, Unit 905 and retrofits | 837 | 2455 | Rate Constraint in lbs/MWh | FALSE | L | Annual | Standard | lb/MWh | 2.2 | 2.2 | 2.2 | 2.2 | 2.2 | 2.2 | 2.2
NJ Non-HEDD CT NGas Units - Nox Rate Annual v5.12, Unit 905 and retrofits | 837 | 2455 | Rate Constraint in lbs/MWh | FALSE | L | Annual | Emissions at Affected Plants NOX | Thousand Tons | 0.009464 | 0.0031489 | 0.0031489 | 0.009464 | 0.0031489 | 0.0031489 | 0.0031489
NJ Non-HEDD CT NGas Units - Nox Rate Annual v5.12, Unit 905 and retrofits | 837 | 2455 | Rate Constraint in lbs/MWh | FALSE | L | Annual | Allowances Purchased NOX | Thousand Tons | 0 | 0 | 0 | 0 | 0 | 0 | 0
NJ Non-HEDD CT NGas Units - Nox Rate Annual v5.12, Unit 905 and retrofits | 837 | 2455 | Rate Constraint in lbs/MWh | FALSE | L | Annual | Allowances Sold NOX | Thousand Tons | 0 | 0 | 0 | 0 | 0 | 0 | 0
NJ Non-HEDD CT NGas Units - Nox Rate Annual v5.12, Unit 905 and retrofits | 837 | 2455 | Rate Constraint in lbs/MWh | FALSE | L | Annual | Allowances Banked | Thousand Tons | 0 | 0 | 0 | 0 | 0 | 0 | 0
NJ Non-HEDD CT NGas Units - Nox Rate Annual v5.12, Unit 905 and retrofits | 837 | 2455 | Rate Constraint in lbs/MWh | FALSE | L | Annual | Allowances Withdrawn (1:1) | Thousand Tons | 0 | 0 | 0 | 0 | 0 | 0 | 0
NJ Non-HEDD CT NGas Units - Nox Rate Annual v5.12, Unit 905 and retrofits | 837 | 2455 | Rate Constraint in lbs/MWh | FALSE | L | Annual | Allowances Withdrawn (n:1) | Thousand Tons | 0 | 0 | 0 | 0 | 0 | 0 | 0
NJ Non-HEDD CT NGas Units - Nox Rate Annual v5.12, Unit 905 and retrofits | 837 | 2455 | Rate Constraint in lbs/MWh | FALSE | L | Annual | Net Emissions Allowance Position | Thousand Tons | 0.009464 | 0.0031489 | 0.0031489 | 0.009464 | 0.0031489 | 0.0031489 | 0.0031489
NJ Non-HEDD CT NGas Units - Nox Rate Annual v5.12, Unit 905 and retrofits | 837 | 2455 | Rate Constraint in lbs/MWh | FALSE | L | Annual | Fuel Consumed | TBtu | 0.2366 | 0.078723 | 0.078723 | 0.2366 | 0.078723 | 0.078723 | 0.078723
NJ Non-HEDD CT NGas Units - Nox Rate Annual v5.12, Unit 905 and retrofits | 837 | 2455 | Rate Constraint in lbs/MWh | FALSE | L | Annual | Rate | lb/MMBtu | 0.08 | 0.08 | 0.08 | 0.08 | 0.08 | 0.08 | 0.08
NJ Non-HEDD CT NGas Units - Nox Rate Annual v5.12, Unit 905 and retrofits | 837 | 2455 | Rate Constraint in lbs/MWh | FALSE | L | Annual | Generation | TWh | 0.022019 | 0.0073265 | 0.0073265 | 0.022019 | 0.0073265 | 0.0073265 | 0.0073265
NJ Non-HEDD CT NGas Units - Nox Rate Annual v5.12, Unit 905 and retrofits | 837 | 2455 | Rate Constraint in lbs/MWh | FALSE | L | Annual | Qualifying Generation | TWh | 0.022019 | 0.0073265 | 0.0073265 | 0.022019 | 0.0073265 | 0.0073265 | 0.0073265
NJ Non-HEDD CT NGas Units - Nox Rate Annual v5.12, Unit 905 and retrofits | 837 | 2455 | Rate Constraint in lbs/MWh | FALSE | L | Annual | Constraint Shadow Price | US2011$/Ton | 0 | 0 | 0 | 0 | 0 | 0 | 0
NJ Non-HEDD CT NGas Units - Nox Rate Annual v5.12, Unit 906 and retrofits | 838 | 2455 | Rate Constraint in lbs/MWh | FALSE | L | Annual | Seasons Included | Seasons | Winter, Summer | Winter, Summer | Winter, Summer | Winter, Summer | Winter, Summer | Winter, Summer | Winter, Summer
NJ Non-HEDD CT NGas Units - Nox Rate Annual v5.12, Unit 906 and retrofits | 838 | 2455 | Rate Constraint in lbs/MWh | FALSE | L | Annual | Standard | lb/MWh | 2.2 | 2.2 | 2.2 | 2.2 | 2.2 | 2.2 | 2.2
NJ Non-HEDD CT NGas Units - Nox Rate Annual v5.12, Unit 906 and retrofits | 838 | 2455 | Rate Constraint in lbs/MWh | FALSE | L | Annual | Emissions at Affected Plants NOX | Thousand Tons | 0.009464 | 0.0031489 | 0.0031489 | 0.009464 | 0.0031489 | 0.0031489 | 0.0031489
NJ Non-HEDD CT NGas Units - Nox Rate Annual v5.12, Unit 906 and retrofits | 838 | 2455 | Rate Constraint in lbs/MWh | FALSE | L | Annual | Allowances Purchased NOX | Thousand Tons | 0 | 0 | 0 | 0 | 0 | 0 | 0
NJ Non-HEDD CT NGas Units - Nox Rate Annual v5.12, Unit 906 and retrofits | 838 | 2455 | Rate Constraint in lbs/MWh | FALSE | L | Annual | Allowances Sold NOX | Thousand Tons | 0 | 0 | 0 | 0 | 0 | 0 | 0
NJ Non-HEDD CT NGas Units - Nox Rate Annual v5.12, Unit 906 and retrofits | 838 | 2455 | Rate Constraint in lbs/MWh | FALSE | L | Annual | Allowances Banked | Thousand Tons | 0 | 0 | 0 | 0 | 0 | 0 | 0
NJ Non-HEDD CT NGas Units - Nox Rate Annual v5.12, Unit 906 and retrofits | 838 | 2455 | Rate Constraint in lbs/MWh | FALSE | L | Annual | Allowances Withdrawn (1:1) | Thousand Tons | 0 | 0 | 0 | 0 | 0 | 0 | 0
NJ Non-HEDD CT NGas Units - Nox Rate Annual v5.12, Unit 906 and retrofits | 838 | 2455 | Rate Constraint in lbs/MWh | FALSE | L | Annual | Allowances Withdrawn (n:1) | Thousand Tons | 0 | 0 | 0 | 0 | 0 | 0 | 0
NJ Non-HEDD CT NGas Units - Nox Rate Annual v5.12, Unit 906 and retrofits | 838 | 2455 | Rate Constraint in lbs/MWh | FALSE | L | Annual | Net Emissions Allowance Position | Thousand Tons | 0.009464 | 0.0031489 | 0.0031489 | 0.009464 | 0.0031489 | 0.0031489 | 0.0031489
NJ Non-HEDD CT NGas Units - Nox Rate Annual v5.12, Unit 906 and retrofits | 838 | 2455 | Rate Constraint in lbs/MWh | FALSE | L | Annual | Fuel Consumed | TBtu | 0.2366 | 0.078723 | 0.078723 | 0.2366 | 0.078723 | 0.078723 | 0.078723
NJ Non-HEDD CT NGas Units - Nox Rate Annual v5.12, Unit 906 and retrofits | 838 | 2455 | Rate Constraint in lbs/MWh | FALSE | L | Annual | Rate | lb/MMBtu | 0.08 | 0.08 | 0.08 | 0.08 | 0.08 | 0.08 | 0.08
NJ Non-HEDD CT NGas Units - Nox Rate Annual v5.12, Unit 906 and retrofits | 838 | 2455 | Rate Constraint in lbs/MWh | FALSE | L | Annual | Generation | TWh | 0.022019 | 0.0073265 | 0.0073265 | 0.022019 | 0.0073265 | 0.0073265 | 0.0073265
NJ Non-HEDD CT NGas Units - Nox Rate Annual v5.12, Unit 906 and retrofits | 838 | 2455 | Rate Constraint in lbs/MWh | FALSE | L | Annual | Qualifying Generation | TWh | 0.022019 | 0.0073265 | 0.0073265 | 0.022019 | 0.0073265 | 0.0073265 | 0.0073265
NJ Non-HEDD CT NGas Units - Nox Rate Annual v5.12, Unit 906 and retrofits | 838 | 2455 | Rate Constraint in lbs/MWh | FALSE | L | Annual | Constraint Shadow Price | US2011$/Ton | 0 | 0 | 0 | 0 | 0 | 0 | 0
NJ Non-HEDD CT NGas Units - Nox Rate Annual v5.12, Unit 907 and retrofits | 839 | 2455 | Rate Constraint in lbs/MWh | FALSE | L | Annual | Seasons Included | Seasons | Winter, Summer | Winter, Summer | Winter, Summer | Winter, Summer | Winter, Summer | Winter, Summer | Winter, Summer
NJ Non-HEDD CT NGas Units - Nox Rate Annual v5.12, Unit 907 and retrofits | 839 | 2455 | Rate Constraint in lbs/MWh | FALSE | L | Annual | Standard | lb/MWh | 2.2 | 2.2 | 2.2 | 2.2 | 2.2 | 2.2 | 2.2
NJ Non-HEDD CT NGas Units - Nox Rate Annual v5.12, Unit 907 and retrofits | 839 | 2455 | Rate Constraint in lbs/MWh | FALSE | L | Annual | Emissions at Affected Plants NOX | Thousand Tons | 0.00086675 | 0.00086675 | 0.00086675 | 0.00086675 | 0.00086675 | 0.00086675 | 0.00086675
NJ Non-HEDD CT NGas Units - Nox Rate Annual v5.12, Unit 907 and retrofits | 839 | 2455 | Rate Constraint in lbs/MWh | FALSE | L | Annual | Allowances Purchased NOX | Thousand Tons | 0 | 0 | 0 | 0 | 0 | 0 | 0
NJ Non-HEDD CT NGas Units - Nox Rate Annual v5.12, Unit 907 and retrofits | 839 | 2455 | Rate Constraint in lbs/MWh | FALSE | L | Annual | Allowances Sold NOX | Thousand Tons | 0 | 0 | 0 | 0 | 0 | 0 | 0
NJ Non-HEDD CT NGas Units - Nox Rate Annual v5.12, Unit 907 and retrofits | 839 | 2455 | Rate Constraint in lbs/MWh | FALSE | L | Annual | Allowances Banked | Thousand Tons | 0 | 0 | 0 | 0 | 0 | 0 | 0
NJ Non-HEDD CT NGas Units - Nox Rate Annual v5.12, Unit 907 and retrofits | 839 | 2455 | Rate Constraint in lbs/MWh | FALSE | L | Annual | Allowances Withdrawn (1:1) | Thousand Tons | 0 | 0 | 0 | 0 | 0 | 0 | 0
NJ Non-HEDD CT NGas Units - Nox Rate Annual v5.12, Unit 907 and retrofits | 839 | 2455 | Rate Constraint in lbs/MWh | FALSE | L | Annual | Allowances Withdrawn (n:1) | Thousand Tons | 0 | 0 | 0 | 0 | 0 | 0 | 0
NJ Non-HEDD CT NGas Units - Nox Rate Annual v5.12, Unit 907 and retrofits | 839 | 2455 | Rate Constraint in lbs/MWh | FALSE | L | Annual | Net Emissions Allowance Position | Thousand Tons | 0.00086675 | 0.00086675 | 0.00086675 | 0.00086675 | 0.00086675 | 0.00086675 | 0.00086675
NJ Non-HEDD CT NGas Units - Nox Rate Annual v5.12, Unit 907 and retrofits | 839 | 2455 | Rate Constraint in lbs/MWh | FALSE | L | Annual | Fuel Consumed | TBtu | 0.18137 | 0.18137 | 0.18137 | 0.18137 | 0.18137 | 0.18137 | 0.18137
NJ Non-HEDD CT NGas Units - Nox Rate Annual v5.12, Unit 907 and retrofits | 839 | 2455 | Rate Constraint in lbs/MWh | FALSE | L | Annual | Rate | lb/MMBtu | 0.0095576 | 0.0095576 | 0.0095576 | 0.0095576 | 0.0095576 | 0.0095576 | 0.0095576
NJ Non-HEDD CT NGas Units - Nox Rate Annual v5.12, Unit 907 and retrofits | 839 | 2455 | Rate Constraint in lbs/MWh | FALSE | L | Annual | Generation | TWh | 0.016268 | 0.016268 | 0.016268 | 0.016268 | 0.016268 | 0.016268 | 0.016268
NJ Non-HEDD CT NGas Units - Nox Rate Annual v5.12, Unit 907 and retrofits | 839 | 2455 | Rate Constraint in lbs/MWh | FALSE | L | Annual | Qualifying Generation | TWh | 0.016268 | 0.016268 | 0.016268 | 0.016268 | 0.016268 | 0.016268 | 0.016268
NJ Non-HEDD CT NGas Units - Nox Rate Annual v5.12, Unit 907 and retrofits | 839 | 2455 | Rate Constraint in lbs/MWh | FALSE | L | Annual | Constraint Shadow Price | US2011$/Ton | 0 | 0 | 0 | 0 | 0 | 0 | 0
NJ Non-HEDD CT NGas Units - Nox Rate Annual v5.12, Unit 908 and retrofits | 840 | 2455 | Rate Constraint in lbs/MWh | FALSE | L | Annual | Seasons Included | Seasons | Winter, Summer | Winter, Summer | Winter, Summer | Winter, Summer | Winter, Summer | Winter, Summer | Winter, Summer
NJ Non-HEDD CT NGas Units - Nox Rate Annual v5.12, Unit 908 and retrofits | 840 | 2455 | Rate Constraint in lbs/MWh | FALSE | L | Annual | Standard | lb/MWh | 2.2 | 2.2 | 2.2 | 2.2 | 2.2 | 2.2 | 2.2
NJ Non-HEDD CT NGas Units - Nox Rate Annual v5.12, Unit 908 and retrofits | 840 | 2455 | Rate Constraint in lbs/MWh | FALSE | L | Annual | Emissions at Affected Plants NOX | Thousand Tons | 0.0030055 | 0.0030055 | 0.0030055 | 0.0030055 | 0.0030055 | 0.015278 | 0.015278
NJ Non-HEDD CT NGas Units - Nox Rate Annual v5.12, Unit 908 and retrofits | 840 | 2455 | Rate Constraint in lbs/MWh | FALSE | L | Annual | Allowances Purchased NOX | Thousand Tons | 0 | 0 | 0 | 0 | 0 | 0 | 0
NJ Non-HEDD CT NGas Units - Nox Rate Annual v5.12, Unit 908 and retrofits | 840 | 2455 | Rate Constraint in lbs/MWh | FALSE | L | Annual | Allowances Sold NOX | Thousand Tons | 0 | 0 | 0 | 0 | 0 | 0 | 0
NJ Non-HEDD CT NGas Units - Nox Rate Annual v5.12, Unit 908 and retrofits | 840 | 2455 | Rate Constraint in lbs/MWh | FALSE | L | Annual | Allowances Banked | Thousand Tons | 0 | 0 | 0 | 0 | 0 | 0 | 0
NJ Non-HEDD CT NGas Units - Nox Rate Annual v5.12, Unit 908 and retrofits | 840 | 2455 | Rate Constraint in lbs/MWh | FALSE | L | Annual | Allowances Withdrawn (1:1) | Thousand Tons | 0 | 0 | 0 | 0 | 0 | 0 | 0
NJ Non-HEDD CT NGas Units - Nox Rate Annual v5.12, Unit 908 and retrofits | 840 | 2455 | Rate Constraint in lbs/MWh | FALSE | L | Annual | Allowances Withdrawn (n:1) | Thousand Tons | 0 | 0 | 0 | 0 | 0 | 0 | 0
NJ Non-HEDD CT NGas Units - Nox Rate Annual v5.12, Unit 908 and retrofits | 840 | 2455 | Rate Constraint in lbs/MWh | FALSE | L | Annual | Net Emissions Allowance Position | Thousand Tons | 0.0030055 | 0.0030055 | 0.0030055 | 0.0030055 | 0.0030055 | 0.015278 | 0.015278
NJ Non-HEDD CT NGas Units - Nox Rate Annual v5.12, Unit 908 and retrofits | 840 | 2455 | Rate Constraint in lbs/MWh | FALSE | L | Annual | Fuel Consumed | TBtu | 0.040725 | 0.040725 | 0.040725 | 0.040725 | 0.040725 | 0.20702 | 0.20702
NJ Non-HEDD CT NGas Units - Nox Rate Annual v5.12, Unit 908 and retrofits | 840 | 2455 | Rate Constraint in lbs/MWh | FALSE | L | Annual | Rate | lb/MMBtu | 0.1476 | 0.1476 | 0.1476 | 0.1476 | 0.1476 | 0.1476 | 0.1476
NJ Non-HEDD CT NGas Units - Nox Rate Annual v5.12, Unit 908 and retrofits | 840 | 2455 | Rate Constraint in lbs/MWh | FALSE | L | Annual | Generation | TWh | 0.0027336 | 0.0027336 | 0.0027336 | 0.0027336 | 0.0027336 | 0.013896 | 0.013896
NJ Non-HEDD CT NGas Units - Nox Rate Annual v5.12, Unit 908 and retrofits | 840 | 2455 | Rate Constraint in lbs/MWh | FALSE | L | Annual | Qualifying Generation | TWh | 0.0027336 | 0.0027336 | 0.0027336 | 0.0027336 | 0.0027336 | 0.013896 | 0.013896
NJ Non-HEDD CT NGas Units - Nox Rate Annual v5.12, Unit 908 and retrofits | 840 | 2455 | Rate Constraint in lbs/MWh | FALSE | L | Annual | Constraint Shadow Price | US2011$/Ton | 0 | 0 | 0 | 0 | 0 | 0 | 0
NJ Non-HEDD CT NGas Units - Nox Rate Annual v5.12, Unit 909 and retrofits | 841 | 2455 | Rate Constraint in lbs/MWh | FALSE | L | Annual | Seasons Included | Seasons | Winter, Summer | Winter, Summer | Winter, Summer | Winter, Summer | Winter, Summer | Winter, Summer | Winter, Summer
NJ Non-HEDD CT NGas Units - Nox Rate Annual v5.12, Unit 909 and retrofits | 841 | 2455 | Rate Constraint in lbs/MWh | FALSE | L | Annual | Standard | lb/MWh | 2.2 | 2.2 | 2.2 | 2.2 | 2.2 | 2.2 | 2.2
NJ Non-HEDD CT NGas Units - Nox Rate Annual v5.12, Unit 909 and retrofits | 841 | 2455 | Rate Constraint in lbs/MWh | FALSE | L | Annual | Emissions at Affected Plants NOX | Thousand Tons | 0.0039767 | 0.0039767 | 0.0039767 | 0.0039767 | 0.0039767 | 0.0039767 | 0.0039767
NJ Non-HEDD CT NGas Units - Nox Rate Annual v5.12, Unit 909 and retrofits | 841 | 2455 | Rate Constraint in lbs/MWh | FALSE | L | Annual | Allowances Purchased NOX | Thousand Tons | 0 | 0 | 0 | 0 | 0 | 0 | 0
NJ Non-HEDD CT NGas Units - Nox Rate Annual v5.12, Unit 909 and retrofits | 841 | 2455 | Rate Constraint in lbs/MWh | FALSE | L | Annual | Allowances Sold NOX | Thousand Tons | 0 | 0 | 0 | 0 | 0 | 0 | 0
NJ Non-HEDD CT NGas Units - Nox Rate Annual v5.12, Unit 909 and retrofits | 841 | 2455 | Rate Constraint in lbs/MWh | FALSE | L | Annual | Allowances Banked | Thousand Tons | 0 | 0 | 0 | 0 | 0 | 0 | 0
NJ Non-HEDD CT NGas Units - Nox Rate Annual v5.12, Unit 909 and retrofits | 841 | 2455 | Rate Constraint in lbs/MWh | FALSE | L | Annual | Allowances Withdrawn (1:1) | Thousand Tons | 0 | 0 | 0 | 0 | 0 | 0 | 0
NJ Non-HEDD CT NGas Units - Nox Rate Annual v5.12, Unit 909 and retrofits | 841 | 2455 | Rate Constraint in lbs/MWh | FALSE | L | Annual | Allowances Withdrawn (n:1) | Thousand Tons | 0 | 0 | 0 | 0 | 0 | 0 | 0
NJ Non-HEDD CT NGas Units - Nox Rate Annual v5.12, Unit 909 and retrofits | 841 | 2455 | Rate Constraint in lbs/MWh | FALSE | L | Annual | Net Emissions Allowance Position | Thousand Tons | 0.0039767 | 0.0039767 | 0.0039767 | 0.0039767 | 0.0039767 | 0.0039767 | 0.0039767
NJ Non-HEDD CT NGas Units - Nox Rate Annual v5.12, Unit 909 and retrofits | 841 | 2455 | Rate Constraint in lbs/MWh | FALSE | L | Annual | Fuel Consumed | TBtu | 0.17904 | 0.17904 | 0.17904 | 0.17904 | 0.17904 | 0.17904 | 0.17904
NJ Non-HEDD CT NGas Units - Nox Rate Annual v5.12, Unit 909 and retrofits | 841 | 2455 | Rate Constraint in lbs/MWh | FALSE | L | Annual | Rate | lb/MMBtu | 0.044422 | 0.044422 | 0.044422 | 0.044422 | 0.044422 | 0.044422 | 0.044422
NJ Non-HEDD CT NGas Units - Nox Rate Annual v5.12, Unit 909 and retrofits | 841 | 2455 | Rate Constraint in lbs/MWh | FALSE | L | Annual | Generation | TWh | 0.014286 | 0.014286 | 0.014286 | 0.014286 | 0.014286 | 0.014286 | 0.014286
NJ Non-HEDD CT NGas Units - Nox Rate Annual v5.12, Unit 909 and retrofits | 841 | 2455 | Rate Constraint in lbs/MWh | FALSE | L | Annual | Qualifying Generation | TWh | 0.014286 | 0.014286 | 0.014286 | 0.014286 | 0.014286 | 0.014286 | 0.014286
NJ Non-HEDD CT NGas Units - Nox Rate Annual v5.12, Unit 909 and retrofits | 841 | 2455 | Rate Constraint in lbs/MWh | FALSE | L | Annual | Constraint Shadow Price | US2011$/Ton | 0 | 0 | 0 | 0 | 0 | 0 | 0
NJ Non-HEDD CT NGas Units - Nox Rate Annual v5.12, Unit 910 and retrofits | 842 | 2455 | Rate Constraint in lbs/MWh | FALSE | L | Annual | Seasons Included | Seasons | Winter, Summer | Winter, Summer | Winter, Summer | Winter, Summer | Winter, Summer | Winter, Summer | Winter, Summer
NJ Non-HEDD CT NGas Units - Nox Rate Annual v5.12, Unit 910 and retrofits | 842 | 2455 | Rate Constraint in lbs/MWh | FALSE | L | Annual | Standard | lb/MWh | 2.2 | 2.2 | 2.2 | 2.2 | 2.2 | 2.2 | 2.2
NJ Non-HEDD CT NGas Units - Nox Rate Annual v5.12, Unit 910 and retrofits | 842 | 2455 | Rate Constraint in lbs/MWh | FALSE | L | Annual | Emissions at Affected Plants NOX | Thousand Tons | 0.0036706 | 0.0036706 | 0.0036706 | 0.0036706 | 0.0036706 | 0.0036706 | 0.0036706
NJ Non-HEDD CT NGas Units - Nox Rate Annual v5.12, Unit 910 and retrofits | 842 | 2455 | Rate Constraint in lbs/MWh | FALSE | L | Annual | Allowances Purchased NOX | Thousand Tons | 0 | 0 | 0 | 0 | 0 | 0 | 0
NJ Non-HEDD CT NGas Units - Nox Rate Annual v5.12, Unit 910 and retrofits | 842 | 2455 | Rate Constraint in lbs/MWh | FALSE | L | Annual | Allowances Sold NOX | Thousand Tons | 0 | 0 | 0 | 0 | 0 | 0 | 0
NJ Non-HEDD CT NGas Units - Nox Rate Annual v5.12, Unit 910 and retrofits | 842 | 2455 | Rate Constraint in lbs/MWh | FALSE | L | Annual | Allowances Banked | Thousand Tons | 0 | 0 | 0 | 0 | 0 | 0 | 0
NJ Non-HEDD CT NGas Units - Nox Rate Annual v5.12, Unit 910 and retrofits | 842 | 2455 | Rate Constraint in lbs/MWh | FALSE | L | Annual | Allowances Withdrawn (1:1) | Thousand Tons | 0 | 0 | 0 | 0 | 0 | 0 | 0
NJ Non-HEDD CT NGas Units - Nox Rate Annual v5.12, Unit 910 and retrofits | 842 | 2455 | Rate Constraint in lbs/MWh | FALSE | L | Annual | Allowances Withdrawn (n:1) | Thousand Tons | 0 | 0 | 0 | 0 | 0 | 0 | 0
NJ Non-HEDD CT NGas Units - Nox Rate Annual v5.12, Unit 910 and retrofits | 842 | 2455 | Rate Constraint in lbs/MWh | FALSE | L | Annual | Net Emissions Allowance Position | Thousand Tons | 0.0036706 | 0.0036706 | 0.0036706 | 0.0036706 | 0.0036706 | 0.0036706 | 0.0036706
NJ Non-HEDD CT NGas Units - Nox Rate Annual v5.12, Unit 910 and retrofits | 842 | 2455 | Rate Constraint in lbs/MWh | FALSE | L | Annual | Fuel Consumed | TBtu | 0.18265 | 0.18265 | 0.18265 | 0.18265 | 0.18265 | 0.18265 | 0.18265
NJ Non-HEDD CT NGas Units - Nox Rate Annual v5.12, Unit 910 and retrofits | 842 | 2455 | Rate Constraint in lbs/MWh | FALSE | L | Annual | Rate | lb/MMBtu | 0.040193 | 0.040193 | 0.040193 | 0.040193 | 0.040193 | 0.040193 | 0.040193
NJ Non-HEDD CT NGas Units - Nox Rate Annual v5.12, Unit 910 and retrofits | 842 | 2455 | Rate Constraint in lbs/MWh | FALSE | L | Annual | Generation | TWh | 0.014574 | 0.014574 | 0.014574 | 0.014574 | 0.014574 | 0.014574 | 0.014574
NJ Non-HEDD CT NGas Units - Nox Rate Annual v5.12, Unit 910 and retrofits | 842 | 2455 | Rate Constraint in lbs/MWh | FALSE | L | Annual | Qualifying Generation | TWh | 0.014574 | 0.014574 | 0.014574 | 0.014574 | 0.014574 | 0.014574 | 0.014574
NJ Non-HEDD CT NGas Units - Nox Rate Annual v5.12, Unit 910 and retrofits | 842 | 2455 | Rate Constraint in lbs/MWh | FALSE | L | Annual | Constraint Shadow Price | US2011$/Ton | 0 | 0 | 0 | 0 | 0 | 0 | 0
NJ Non-HEDD CT NGas Units - Nox Rate Annual v5.12, Unit 911 and retrofits | 843 | 2455 | Rate Constraint in lbs/MWh | FALSE | L | Annual | Seasons Included | Seasons | Winter, Summer | Winter, Summer | Winter, Summer | Winter, Summer | Winter, Summer | Winter, Summer | Winter, Summer
NJ Non-HEDD CT NGas Units - Nox Rate Annual v5.12, Unit 911 and retrofits | 843 | 2455 | Rate Constraint in lbs/MWh | FALSE | L | Annual | Standard | lb/MWh | 2.2 | 2.2 | 2.2 | 2.2 | 2.2 | 2.2 | 2.2
NJ Non-HEDD CT NGas Units - Nox Rate Annual v5.12, Unit 911 and retrofits | 843 | 2455 | Rate Constraint in lbs/MWh | FALSE | L | Annual | Emissions at Affected Plants NOX | Thousand Tons | 0.0038639 | 0.0038639 | 0.0038639 | 0.0038639 | 0.0038639 | 0.0038639 | 0.0038639
NJ Non-HEDD CT NGas Units - Nox Rate Annual v5.12, Unit 911 and retrofits | 843 | 2455 | Rate Constraint in lbs/MWh | FALSE | L | Annual | Allowances Purchased NOX | Thousand Tons | 0 | 0 | 0 | 0 | 0 | 0 | 0
NJ Non-HEDD CT NGas Units - Nox Rate Annual v5.12, Unit 911 and retrofits | 843 | 2455 | Rate Constraint in lbs/MWh | FALSE | L | Annual | Allowances Sold NOX | Thousand Tons | 0 | 0 | 0 | 0 | 0 | 0 | 0
NJ Non-HEDD CT NGas Units - Nox Rate Annual v5.12, Unit 911 and retrofits | 843 | 2455 | Rate Constraint in lbs/MWh | FALSE | L | Annual | Allowances Banked | Thousand Tons | 0 | 0 | 0 | 0 | 0 | 0 | 0
NJ Non-HEDD CT NGas Units - Nox Rate Annual v5.12, Unit 911 and retrofits | 843 | 2455 | Rate Constraint in lbs/MWh | FALSE | L | Annual | Allowances Withdrawn (1:1) | Thousand Tons | 0 | 0 | 0 | 0 | 0 | 0 | 0
NJ Non-HEDD CT NGas Units - Nox Rate Annual v5.12, Unit 911 and retrofits | 843 | 2455 | Rate Constraint in lbs/MWh | FALSE | L | Annual | Allowances Withdrawn (n:1) | Thousand Tons | 0 | 0 | 0 | 0 | 0 | 0 | 0
NJ Non-HEDD CT NGas Units - Nox Rate Annual v5.12, Unit 911 and retrofits | 843 | 2455 | Rate Constraint in lbs/MWh | FALSE | L | Annual | Net Emissions Allowance Position | Thousand Tons | 0.0038639 | 0.0038639 | 0.0038639 | 0.0038639 | 0.0038639 | 0.0038639 | 0.0038639
NJ Non-HEDD CT NGas Units - Nox Rate Annual v5.12, Unit 911 and retrofits | 843 | 2455 | Rate Constraint in lbs/MWh | FALSE | L | Annual | Fuel Consumed | TBtu | 0.17883 | 0.17883 | 0.17883 | 0.17883 | 0.17883 | 0.17883 | 0.17883
NJ Non-HEDD CT NGas Units - Nox Rate Annual v5.12, Unit 911 and retrofits | 843 | 2455 | Rate Constraint in lbs/MWh | FALSE | L | Annual | Rate | lb/MMBtu | 0.043213 | 0.043213 | 0.043213 | 0.043213 | 0.043213 | 0.043213 | 0.043213
NJ Non-HEDD CT NGas Units - Nox Rate Annual v5.12, Unit 911 and retrofits | 843 | 2455 | Rate Constraint in lbs/MWh | FALSE | L | Annual | Generation | TWh | 0.014269 | 0.014269 | 0.014269 | 0.014269 | 0.014269 | 0.014269 | 0.014269
NJ Non-HEDD CT NGas Units - Nox Rate Annual v5.12, Unit 911 and retrofits | 843 | 2455 | Rate Constraint in lbs/MWh | FALSE | L | Annual | Qualifying Generation | TWh | 0.014269 | 0.014269 | 0.014269 | 0.014269 | 0.014269 | 0.014269 | 0.014269
NJ Non-HEDD CT NGas Units - Nox Rate Annual v5.12, Unit 911 and retrofits | 843 | 2455 | Rate Constraint in lbs/MWh | FALSE | L | Annual | Constraint Shadow Price | US2011$/Ton | 0 | 0 | 0 | 0 | 0 | 0 | 0
NJ Non-HEDD CT NGas Units - Nox Rate Annual v5.12, Unit 912 and retrofits | 844 | 2455 | Rate Constraint in lbs/MWh | FALSE | L | Annual | Seasons Included | Seasons | Winter, Summer | Winter, Summer | Winter, Summer | Winter, Summer | Winter, Summer | Winter, Summer | Winter, Summer
NJ Non-HEDD CT NGas Units - Nox Rate Annual v5.12, Unit 912 and retrofits | 844 | 2455 | Rate Constraint in lbs/MWh | FALSE | L | Annual | Standard | lb/MWh | 2.2 | 2.2 | 2.2 | 2.2 | 2.2 | 2.2 | 2.2
NJ Non-HEDD CT NGas Units - Nox Rate Annual v5.12, Unit 912 and retrofits | 844 | 2455 | Rate Constraint in lbs/MWh | FALSE | L | Annual | Emissions at Affected Plants NOX | Thousand Tons | 0.0045652 | 0.0045652 | 0.0045652 | 0.0045652 | 0.0045652 | 0.0045652 | 0.0045652
NJ Non-HEDD CT NGas Units - Nox Rate Annual v5.12, Unit 912 and retrofits | 844 | 2455 | Rate Constraint in lbs/MWh | FALSE | L | Annual | Allowances Purchased NOX | Thousand Tons | 0 | 0 | 0 | 0 | 0 | 0 | 0
NJ Non-HEDD CT NGas Units - Nox Rate Annual v5.12, Unit 912 and retrofits | 844 | 2455 | Rate Constraint in lbs/MWh | FALSE | L | Annual | Allowances Sold NOX | Thousand Tons | 0 | 0 | 0 | 0 | 0 | 0 | 0
NJ Non-HEDD CT NGas Units - Nox Rate Annual v5.12, Unit 912 and retrofits | 844 | 2455 | Rate Constraint in lbs/MWh | FALSE | L | Annual | Allowances Banked | Thousand Tons | 0 | 0 | 0 | 0 | 0 | 0 | 0
NJ Non-HEDD CT NGas Units - Nox Rate Annual v5.12, Unit 912 and retrofits | 844 | 2455 | Rate Constraint in lbs/MWh | FALSE | L | Annual | Allowances Withdrawn (1:1) | Thousand Tons | 0 | 0 | 0 | 0 | 0 | 0 | 0
NJ Non-HEDD CT NGas Units - Nox Rate Annual v5.12, Unit 912 and retrofits | 844 | 2455 | Rate Constraint in lbs/MWh | FALSE | L | Annual | Allowances Withdrawn (n:1) | Thousand Tons | 0 | 0 | 0 | 0 | 0 | 0 | 0
NJ Non-HEDD CT NGas Units - Nox Rate Annual v5.12, Unit 912 and retrofits | 844 | 2455 | Rate Constraint in lbs/MWh | FALSE | L | Annual | Net Emissions Allowance Position | Thousand Tons | 0.0045652 | 0.0045652 | 0.0045652 | 0.0045652 | 0.0045652 | 0.0045652 | 0.0045652
NJ Non-HEDD CT NGas Units - Nox Rate Annual v5.12, Unit 912 and retrofits | 844 | 2455 | Rate Constraint in lbs/MWh | FALSE | L | Annual | Fuel Consumed | TBtu | 0.18265 | 0.18265 | 0.18265 | 0.18265 | 0.18265 | 0.18265 | 0.18265
NJ Non-HEDD CT NGas Units - Nox Rate Annual v5.12, Unit 912 and retrofits | 844 | 2455 | Rate Constraint in lbs/MWh | FALSE | L | Annual | Rate | lb/MMBtu | 0.049988 | 0.049988 | 0.049988 | 0.049988 | 0.049988 | 0.049988 | 0.049988
NJ Non-HEDD CT NGas Units - Nox Rate Annual v5.12, Unit 912 and retrofits | 844 | 2455 | Rate Constraint in lbs/MWh | FALSE | L | Annual | Generation | TWh | 0.014574 | 0.014574 | 0.014574 | 0.014574 | 0.014574 | 0.014574 | 0.014574
NJ Non-HEDD CT NGas Units - Nox Rate Annual v5.12, Unit 912 and retrofits | 844 | 2455 | Rate Constraint in lbs/MWh | FALSE | L | Annual | Qualifying Generation | TWh | 0.014574 | 0.014574 | 0.014574 | 0.014574 | 0.014574 | 0.014574 | 0.014574
NJ Non-HEDD CT NGas Units - Nox Rate Annual v5.12, Unit 912 and retrofits | 844 | 2455 | Rate Constraint in lbs/MWh | FALSE | L | Annual | Constraint Shadow Price | US2011$/Ton | 0 | 0 | 0 | 0 | 0 | 0 | 0
NJ Non-HEDD CT NGas Units - Nox Rate Annual v5.12, Unit 913 and retrofits | 845 | 2455 | Rate Constraint in lbs/MWh | FALSE | L | Annual | Seasons Included | Seasons | Winter, Summer | Winter, Summer | Winter, Summer | Winter, Summer | Winter, Summer | Winter, Summer | Winter, Summer
NJ Non-HEDD CT NGas Units - Nox Rate Annual v5.12, Unit 913 and retrofits | 845 | 2455 | Rate Constraint in lbs/MWh | FALSE | L | Annual | Standard | lb/MWh | 2.2 | 2.2 | 2.2 | 2.2 | 2.2 | 2.2 | 2.2
NJ Non-HEDD CT NGas Units - Nox Rate Annual v5.12, Unit 913 and retrofits | 845 | 2455 | Rate Constraint in lbs/MWh | FALSE | L | Annual | Emissions at Affected Plants NOX | Thousand Tons | 0.0019435 | 0.0019435 | 0.0019435 | 0.0019435 | 0.0019435 | 0.0098796 | 0.0098796
NJ Non-HEDD CT NGas Units - Nox Rate Annual v5.12, Unit 913 and retrofits | 845 | 2455 | Rate Constraint in lbs/MWh | FALSE | L | Annual | Allowances Purchased NOX | Thousand Tons | 0 | 0 | 0 | 0 | 0 | 0 | 0
NJ Non-HEDD CT NGas Units - Nox Rate Annual v5.12, Unit 913 and retrofits | 845 | 2455 | Rate Constraint in lbs/MWh | FALSE | L | Annual | Allowances Sold NOX | Thousand Tons | 0 | 0 | 0 | 0 | 0 | 0 | 0
NJ Non-HEDD CT NGas Units - Nox Rate Annual v5.12, Unit 913 and retrofits | 845 | 2455 | Rate Constraint in lbs/MWh | FALSE | L | Annual | Allowances Banked | Thousand Tons | 0 | 0 | 0 | 0 | 0 | 0 | 0
NJ Non-HEDD CT NGas Units - Nox Rate Annual v5.12, Unit 913 and retrofits | 845 | 2455 | Rate Constraint in lbs/MWh | FALSE | L | Annual | Allowances Withdrawn (1:1) | Thousand Tons | 0 | 0 | 0 | 0 | 0 | 0 | 0
NJ Non-HEDD CT NGas Units - Nox Rate Annual v5.12, Unit 913 and retrofits | 845 | 2455 | Rate Constraint in lbs/MWh | FALSE | L | Annual | Allowances Withdrawn (n:1) | Thousand Tons | 0 | 0 | 0 | 0 | 0 | 0 | 0
NJ Non-HEDD CT NGas Units - Nox Rate Annual v5.12, Unit 913 and retrofits | 845 | 2455 | Rate Constraint in lbs/MWh | FALSE | L | Annual | Net Emissions Allowance Position | Thousand Tons | 0.0019435 | 0.0019435 | 0.0019435 | 0.0019435 | 0.0019435 | 0.0098796 | 0.0098796
NJ Non-HEDD CT NGas Units - Nox Rate Annual v5.12, Unit 913 and retrofits | 845 | 2455 | Rate Constraint in lbs/MWh | FALSE | L | Annual | Fuel Consumed | TBtu | 0.028768 | 0.028768 | 0.028768 | 0.028768 | 0.028768 | 0.14624 | 0.14624
NJ Non-HEDD CT NGas Units - Nox Rate Annual v5.12, Unit 913 and retrofits | 845 | 2455 | Rate Constraint in lbs/MWh | FALSE | L | Annual | Rate | lb/MMBtu | 0.13512 | 0.13512 | 0.13512 | 0.13512 | 0.13512 | 0.13512 | 0.13512
NJ Non-HEDD CT NGas Units - Nox Rate Annual v5.12, Unit 913 and retrofits | 845 | 2455 | Rate Constraint in lbs/MWh | FALSE | L | Annual | Generation | TWh | 0.0017668 | 0.0017668 | 0.0017668 | 0.0017668 | 0.0017668 | 0.0089814 | 0.0089814
NJ Non-HEDD CT NGas Units - Nox Rate Annual v5.12, Unit 913 and retrofits | 845 | 2455 | Rate Constraint in lbs/MWh | FALSE | L | Annual | Qualifying Generation | TWh | 0.0017668 | 0.0017668 | 0.0017668 | 0.0017668 | 0.0017668 | 0.0089814 | 0.0089814
NJ Non-HEDD CT NGas Units - Nox Rate Annual v5.12, Unit 913 and retrofits | 845 | 2455 | Rate Constraint in lbs/MWh | FALSE | L | Annual | Constraint Shadow Price | US2011$/Ton | 0 | 0 | 0 | 0 | 0 | 0 | 0
NJ Non-HEDD CT NGas Units - Nox Rate Annual v5.12, Unit 914 and retrofits | 846 | 2455 | Rate Constraint in lbs/MWh | FALSE | L | Annual | Seasons Included | Seasons | Winter, Summer | Winter, Summer | Winter, Summer | Winter, Summer | Winter, Summer | Winter, Summer | Winter, Summer
NJ Non-HEDD CT NGas Units - Nox Rate Annual v5.12, Unit 914 and retrofits | 846 | 2455 | Rate Constraint in lbs/MWh | FALSE | L | Annual | Standard | lb/MWh | 2.2 | 2.2 | 2.2 | 2.2 | 2.2 | 2.2 | 2.2
NJ Non-HEDD CT NGas Units - Nox Rate Annual v5.12, Unit 914 and retrofits | 846 | 2455 | Rate Constraint in lbs/MWh | FALSE | L | Annual | Emissions at Affected Plants NOX | Thousand Tons | 0.0020899 | 0.0020899 | 0.0020899 | 0.0020899 | 0.0020899 | 0.010624 | 0.010624
NJ Non-HEDD CT NGas Units - Nox Rate Annual v5.12, Unit 914 and retrofits | 846 | 2455 | Rate Constraint in lbs/MWh | FALSE | L | Annual | Allowances Purchased NOX | Thousand Tons | 0 | 0 | 0 | 0 | 0 | 0 | 0
NJ Non-HEDD CT NGas Units - Nox Rate Annual v5.12, Unit 914 and retrofits | 846 | 2455 | Rate Constraint in lbs/MWh | FALSE | L | Annual | Allowances Sold NOX | Thousand Tons | 0 | 0 | 0 | 0 | 0 | 0 | 0
NJ Non-HEDD CT NGas Units - Nox Rate Annual v5.12, Unit 914 and retrofits | 846 | 2455 | Rate Constraint in lbs/MWh | FALSE | L | Annual | Allowances Banked | Thousand Tons | 0 | 0 | 0 | 0 | 0 | 0 | 0
NJ Non-HEDD CT NGas Units - Nox Rate Annual v5.12, Unit 914 and retrofits | 846 | 2455 | Rate Constraint in lbs/MWh | FALSE | L | Annual | Allowances Withdrawn (1:1) | Thousand Tons | 0 | 0 | 0 | 0 | 0 | 0 | 0
NJ Non-HEDD CT NGas Units - Nox Rate Annual v5.12, Unit 914 and retrofits | 846 | 2455 | Rate Constraint in lbs/MWh | FALSE | L | Annual | Allowances Withdrawn (n:1) | Thousand Tons | 0 | 0 | 0 | 0 | 0 | 0 | 0
NJ Non-HEDD CT NGas Units - Nox Rate Annual v5.12, Unit 914 and retrofits | 846 | 2455 | Rate Constraint in lbs/MWh | FALSE | L | Annual | Net Emissions Allowance Position | Thousand Tons | 0.0020899 | 0.0020899 | 0.0020899 | 0.0020899 | 0.0020899 | 0.010624 | 0.010624
NJ Non-HEDD CT NGas Units - Nox Rate Annual v5.12, Unit 914 and retrofits | 846 | 2455 | Rate Constraint in lbs/MWh | FALSE | L | Annual | Fuel Consumed | TBtu | 0.030939 | 0.030939 | 0.030939 | 0.030939 | 0.030939 | 0.15727 | 0.15727
NJ Non-HEDD CT NGas Units - Nox Rate Annual v5.12, Unit 914 and retrofits | 846 | 2455 | Rate Constraint in lbs/MWh | FALSE | L | Annual | Rate | lb/MMBtu | 0.1351 | 0.1351 | 0.1351 | 0.1351 | 0.1351 | 0.1351 | 0.1351
NJ Non-HEDD CT NGas Units - Nox Rate Annual v5.12, Unit 914 and retrofits | 846 | 2455 | Rate Constraint in lbs/MWh | FALSE | L | Annual | Generation | TWh | 0.0019002 | 0.0019002 | 0.0019002 | 0.0019002 | 0.0019002 | 0.0096593 | 0.0096593
NJ Non-HEDD CT NGas Units - Nox Rate Annual v5.12, Unit 914 and retrofits | 846 | 2455 | Rate Constraint in lbs/MWh | FALSE | L | Annual | Qualifying Generation | TWh | 0.0019002 | 0.0019002 | 0.0019002 | 0.0019002 | 0.0019002 | 0.0096593 | 0.0096593
NJ Non-HEDD CT NGas Units - Nox Rate Annual v5.12, Unit 914 and retrofits | 846 | 2455 | Rate Constraint in lbs/MWh | FALSE | L | Annual | Constraint Shadow Price | US2011$/Ton | 0 | 0 | 0 | 0 | 0 | 0 | 0
NJ Non-HEDD CT NGas Units - Nox Rate Annual v5.12, Unit 915 and retrofits | 847 | 2455 | Rate Constraint in lbs/MWh | FALSE | L | Annual | Seasons Included | Seasons | Winter, Summer | Winter, Summer | Winter, Summer | Winter, Summer | Winter, Summer | Winter, Summer | Winter, Summer
NJ Non-HEDD CT NGas Units - Nox Rate Annual v5.12, Unit 915 and retrofits | 847 | 2455 | Rate Constraint in lbs/MWh | FALSE | L | Annual | Standard | lb/MWh | 2.2 | 2.2 | 2.2 | 2.2 | 2.2 | 2.2 | 2.2
NJ Non-HEDD CT NGas Units - Nox Rate Annual v5.12, Unit 915 and retrofits | 847 | 2455 | Rate Constraint in lbs/MWh | FALSE | L | Annual | Emissions at Affected Plants NOX | Thousand Tons | 0.0020899 | 0.0020899 | 0.0020899 | 0.0020899 | 0.0020899 | 0.010624 | 0.010624
NJ Non-HEDD CT NGas Units - Nox Rate Annual v5.12, Unit 915 and retrofits | 847 | 2455 | Rate Constraint in lbs/MWh | FALSE | L | Annual | Allowances Purchased NOX | Thousand Tons | 0 | 0 | 0 | 0 | 0 | 0 | 0
NJ Non-HEDD CT NGas Units - Nox Rate Annual v5.12, Unit 915 and retrofits | 847 | 2455 | Rate Constraint in lbs/MWh | FALSE | L | Annual | Allowances Sold NOX | Thousand Tons | 0 | 0 | 0 | 0 | 0 | 0 | 0
NJ Non-HEDD CT NGas Units - Nox Rate Annual v5.12, Unit 915 and retrofits | 847 | 2455 | Rate Constraint in lbs/MWh | FALSE | L | Annual | Allowances Banked | Thousand Tons | 0 | 0 | 0 | 0 | 0 | 0 | 0
NJ Non-HEDD CT NGas Units - Nox Rate Annual v5.12, Unit 915 and retrofits | 847 | 2455 | Rate Constraint in lbs/MWh | FALSE | L | Annual | Allowances Withdrawn (1:1) | Thousand Tons | 0 | 0 | 0 | 0 | 0 | 0 | 0
NJ Non-HEDD CT NGas Units - Nox Rate Annual v5.12, Unit 915 and retrofits | 847 | 2455 | Rate Constraint in lbs/MWh | FALSE | L | Annual | Allowances Withdrawn (n:1) | Thousand Tons | 0 | 0 | 0 | 0 | 0 | 0 | 0
NJ Non-HEDD CT NGas Units - Nox Rate Annual v5.12, Unit 915 and retrofits | 847 | 2455 | Rate Constraint in lbs/MWh | FALSE | L | Annual | Net Emissions Allowance Position | Thousand Tons | 0.0020899 | 0.0020899 | 0.0020899 | 0.0020899 | 0.0020899 | 0.010624 | 0.010624
NJ Non-HEDD CT NGas Units - Nox Rate Annual v5.12, Unit 915 and retrofits | 847 | 2455 | Rate Constraint in lbs/MWh | FALSE | L | Annual | Fuel Consumed | TBtu | 0.030939 | 0.030939 | 0.030939 | 0.030939 | 0.030939 | 0.15727 | 0.15727
NJ Non-HEDD CT NGas Units - Nox Rate Annual v5.12, Unit 915 and retrofits | 847 | 2455 | Rate Constraint in lbs/MWh | FALSE | L | Annual | Rate | lb/MMBtu | 0.1351 | 0.1351 | 0.1351 | 0.1351 | 0.1351 | 0.1351 | 0.1351
NJ Non-HEDD CT NGas Units - Nox Rate Annual v5.12, Unit 915 and retrofits | 847 | 2455 | Rate Constraint in lbs/MWh | FALSE | L | Annual | Generation | TWh | 0.0019002 | 0.0019002 | 0.0019002 | 0.0019002 | 0.0019002 | 0.0096593 | 0.0096593
NJ Non-HEDD CT NGas Units - Nox Rate Annual v5.12, Unit 915 and retrofits | 847 | 2455 | Rate Constraint in lbs/MWh | FALSE | L | Annual | Qualifying Generation | TWh | 0.0019002 | 0.0019002 | 0.0019002 | 0.0019002 | 0.0019002 | 0.0096593 | 0.0096593
NJ Non-HEDD CT NGas Units - Nox Rate Annual v5.12, Unit 915 and retrofits | 847 | 2455 | Rate Constraint in lbs/MWh | FALSE | L | Annual | Constraint Shadow Price | US2011$/Ton | 0 | 0 | 0 | 0 | 0 | 0 | 0
NJ Non-HEDD CT NGas Units - Nox Rate Annual v5.12, Unit 916 and retrofits | 848 | 2455 | Rate Constraint in lbs/MWh | FALSE | L | Annual | Seasons Included | Seasons | Winter, Summer | Winter, Summer | Winter, Summer | Winter, Summer | Winter, Summer | Winter, Summer | Winter, Summer
NJ Non-HEDD CT NGas Units - Nox Rate Annual v5.12, Unit 916 and retrofits | 848 | 2455 | Rate Constraint in lbs/MWh | FALSE | L | Annual | Standard | lb/MWh | 2.2 | 2.2 | 2.2 | 2.2 | 2.2 | 2.2 | 2.2
NJ Non-HEDD CT NGas Units - Nox Rate Annual v5.12, Unit 916 and retrofits | 848 | 2455 | Rate Constraint in lbs/MWh | FALSE | L | Annual | Emissions at Affected Plants NOX | Thousand Tons | 0 | 0 | 0 | 0 | 0 | 0 | 0
NJ Non-HEDD CT NGas Units - Nox Rate Annual v5.12, Unit 916 and retrofits | 848 | 2455 | Rate Constraint in lbs/MWh | FALSE | L | Annual | Allowances Purchased NOX | Thousand Tons | 0 | 0 | 0 | 0 | 0 | 0 | 0
NJ Non-HEDD CT NGas Units - Nox Rate Annual v5.12, Unit 916 and retrofits | 848 | 2455 | Rate Constraint in lbs/MWh | FALSE | L | Annual | Allowances Sold NOX | Thousand Tons | 0 | 0 | 0 | 0 | 0 | 0 | 0
NJ Non-HEDD CT NGas Units - Nox Rate Annual v5.12, Unit 916 and retrofits | 848 | 2455 | Rate Constraint in lbs/MWh | FALSE | L | Annual | Allowances Banked | Thousand Tons | 0 | 0 | 0 | 0 | 0 | 0 | 0
NJ Non-HEDD CT NGas Units - Nox Rate Annual v5.12, Unit 916 and retrofits | 848 | 2455 | Rate Constraint in lbs/MWh | FALSE | L | Annual | Allowances Withdrawn (1:1) | Thousand Tons | 0 | 0 | 0 | 0 | 0 | 0 | 0
NJ Non-HEDD CT NGas Units - Nox Rate Annual v5.12, Unit 916 and retrofits | 848 | 2455 | Rate Constraint in lbs/MWh | FALSE | L | Annual | Allowances Withdrawn (n:1) | Thousand Tons | 0 | 0 | 0 | 0 | 0 | 0 | 0
NJ Non-HEDD CT NGas Units - Nox Rate Annual v5.12, Unit 916 and retrofits | 848 | 2455 | Rate Constraint in lbs/MWh | FALSE | L | Annual | Net Emissions Allowance Position | Thousand Tons | 0 | 0 | 0 | 0 | 0 | 0 | 0
NJ Non-HEDD CT NGas Units - Nox Rate Annual v5.12, Unit 916 and retrofits | 848 | 2455 | Rate Constraint in lbs/MWh | FALSE | L | Annual | Fuel Consumed | TBtu | 0 | 0 | 0 | 0 | 0 | 0 | 0
NJ Non-HEDD CT NGas Units - Nox Rate Annual v5.12, Unit 916 and retrofits | 848 | 2455 | Rate Constraint in lbs/MWh | FALSE | L | Annual | Rate | lb/MMBtu | 0 | 0 | 0 | 0 | 0 | 0 | 0
NJ Non-HEDD CT NGas Units - Nox Rate Annual v5.12, Unit 916 and retrofits | 848 | 2455 | Rate Constraint in lbs/MWh | FALSE | L | Annual | Generation | TWh | 0 | 0 | 0 | 0 | 0 | 0 | 0
NJ Non-HEDD CT NGas Units - Nox Rate Annual v5.12, Unit 916 and retrofits | 848 | 2455 | Rate Constraint in lbs/MWh | FALSE | L | Annual | Qualifying Generation | TWh | 0 | 0 | 0 | 0 | 0 | 0 | 0
NJ Non-HEDD CT NGas Units - Nox Rate Annual v5.12, Unit 916 and retrofits | 848 | 2455 | Rate Constraint in lbs/MWh | FALSE | L | Annual | Constraint Shadow Price | US2011$/Ton | 92347.4251 | 79413.7919 | 147587.8015 | 196769.7965 | 201266.6521 | 11782.9067 | 8660.3691
NJ Non-HEDD CT NGas Units - Nox Rate Annual v5.12, Unit 917 and retrofits | 849 | 2455 | Rate Constraint in lbs/MWh | FALSE | L | Annual | Seasons Included | Seasons | Winter, Summer | Winter, Summer | Winter, Summer | Winter, Summer | Winter, Summer | Winter, Summer | Winter, Summer
NJ Non-HEDD CT NGas Units - Nox Rate Annual v5.12, Unit 917 and retrofits | 849 | 2455 | Rate Constraint in lbs/MWh | FALSE | L | Annual | Standard | lb/MWh | 2.2 | 2.2 | 2.2 | 2.2 | 2.2 | 2.2 | 2.2
NJ Non-HEDD CT NGas Units - Nox Rate Annual v5.12, Unit 917 and retrofits | 849 | 2455 | Rate Constraint in lbs/MWh | FALSE | L | Annual | Emissions at Affected Plants NOX | Thousand Tons | 0.010058 | 0.0033465 | 0.0033465 | 0.0033465 | 0.0033465 | 0.0033465 | 0.0033465
NJ Non-HEDD CT NGas Units - Nox Rate Annual v5.12, Unit 917 and retrofits | 849 | 2455 | Rate Constraint in lbs/MWh | FALSE | L | Annual | Allowances Purchased NOX | Thousand Tons | 0 | 0 | 0 | 0 | 0 | 0 | 0
NJ Non-HEDD CT NGas Units - Nox Rate Annual v5.12, Unit 917 and retrofits | 849 | 2455 | Rate Constraint in lbs/MWh | FALSE | L | Annual | Allowances Sold NOX | Thousand Tons | 0 | 0 | 0 | 0 | 0 | 0 | 0
NJ Non-HEDD CT NGas Units - Nox Rate Annual v5.12, Unit 917 and retrofits | 849 | 2455 | Rate Constraint in lbs/MWh | FALSE | L | Annual | Allowances Banked | Thousand Tons | 0 | 0 | 0 | 0 | 0 | 0 | 0
NJ Non-HEDD CT NGas Units - Nox Rate Annual v5.12, Unit 917 and retrofits | 849 | 2455 | Rate Constraint in lbs/MWh | FALSE | L | Annual | Allowances Withdrawn (1:1) | Thousand Tons | 0 | 0 | 0 | 0 | 0 | 0 | 0
NJ Non-HEDD CT NGas Units - Nox Rate Annual v5.12, Unit 917 and retrofits | 849 | 2455 | Rate Constraint in lbs/MWh | FALSE | L | Annual | Allowances Withdrawn (n:1) | Thousand Tons | 0 | 0 | 0 | 0 | 0 | 0 | 0
NJ Non-HEDD CT NGas Units - Nox Rate Annual v5.12, Unit 917 and retrofits | 849 | 2455 | Rate Constraint in lbs/MWh | FALSE | L | Annual | Net Emissions Allowance Position | Thousand Tons | 0.010058 | 0.0033465 | 0.0033465 | 0.0033465 | 0.0033465 | 0.0033465 | 0.0033465
NJ Non-HEDD CT NGas Units - Nox Rate Annual v5.12, Unit 917 and retrofits | 849 | 2455 | Rate Constraint in lbs/MWh | FALSE | L | Annual | Fuel Consumed | TBtu | 0.23394 | 0.077839 | 0.077839 | 0.077839 | 0.077839 | 0.077839 | 0.077839
NJ Non-HEDD CT NGas Units - Nox Rate Annual v5.12, Unit 917 and retrofits | 849 | 2455 | Rate Constraint in lbs/MWh | FALSE | L | Annual | Rate | lb/MMBtu | 0.085986 | 0.085986 | 0.085986 | 0.085986 | 0.085986 | 0.085986 | 0.085986
NJ Non-HEDD CT NGas Units - Nox Rate Annual v5.12, Unit 917 and retrofits | 849 | 2455 | Rate Constraint in lbs/MWh | FALSE | L | Annual | Generation | TWh | 0.021772 | 0.0072442 | 0.0072442 | 0.0072442 | 0.0072442 | 0.0072442 | 0.0072442
NJ Non-HEDD CT NGas Units - Nox Rate Annual v5.12, Unit 917 and retrofits | 849 | 2455 | Rate Constraint in lbs/MWh | FALSE | L | Annual | Qualifying Generation | TWh | 0.021772 | 0.0072442 | 0.0072442 | 0.0072442 | 0.0072442 | 0.0072442 | 0.0072442
NJ Non-HEDD CT NGas Units - Nox Rate Annual v5.12, Unit 917 and retrofits | 849 | 2455 | Rate Constraint in lbs/MWh | FALSE | L | Annual | Constraint Shadow Price | US2011$/Ton | 0 | 0 | 0 | 0 | 0 | 0 | 0
NJ Non-HEDD CT NGas Units - Nox Rate Annual v5.12, Unit 918 and retrofits | 850 | 2455 | Rate Constraint in lbs/MWh | FALSE | L | Annual | Seasons Included | Seasons | Winter, Summer | Winter, Summer | Winter, Summer | Winter, Summer | Winter, Summer | Winter, Summer | Winter, Summer
NJ Non-HEDD CT NGas Units - Nox Rate Annual v5.12, Unit 918 and retrofits | 850 | 2455 | Rate Constraint in lbs/MWh | FALSE | L | Annual | Standard | lb/MWh | 2.2 | 2.2 | 2.2 | 2.2 | 2.2 | 2.2 | 2.2
NJ Non-HEDD CT NGas Units - Nox Rate Annual v5.12, Unit 918 and retrofits | 850 | 2455 | Rate Constraint in lbs/MWh | FALSE | L | Annual | Emissions at Affected Plants NOX | Thousand Tons | 0.0099865 | 0.0033228 | 0.0033228 | 0.0033228 | 0.0033228 | 0.0033228 | 0.0033228
NJ Non-HEDD CT NGas Units - Nox Rate Annual v5.12, Unit 918 and retrofits | 850 | 2455 | Rate Constraint in lbs/MWh | FALSE | L | Annual | Allowances Purchased NOX | Thousand Tons | 0 | 0 | 0 | 0 | 0 | 0 | 0
NJ Non-HEDD CT NGas Units - Nox Rate Annual v5.12, Unit 918 and retrofits | 850 | 2455 | Rate Constraint in lbs/MWh | FALSE | L | Annual | Allowances Sold NOX | Thousand Tons | 0 | 0 | 0 | 0 | 0 | 0 | 0
NJ Non-HEDD CT NGas Units - Nox Rate Annual v5.12, Unit 918 and retrofits | 850 | 2455 | Rate Constraint in lbs/MWh | FALSE | L | Annual | Allowances Banked | Thousand Tons | 0 | 0 | 0 | 0 | 0 | 0 | 0
NJ Non-HEDD CT NGas Units - Nox Rate Annual v5.12, Unit 918 and retrofits | 850 | 2455 | Rate Constraint in lbs/MWh | FALSE | L | Annual | Allowances Withdrawn (1:1) | Thousand Tons | 0 | 0 | 0 | 0 | 0 | 0 | 0
NJ Non-HEDD CT NGas Units - Nox Rate Annual v5.12, Unit 918 and retrofits | 850 | 2455 | Rate Constraint in lbs/MWh | FALSE | L | Annual | Allowances Withdrawn (n:1) | Thousand Tons | 0 | 0 | 0 | 0 | 0 | 0 | 0
NJ Non-HEDD CT NGas Units - Nox Rate Annual v5.12, Unit 918 and retrofits | 850 | 2455 | Rate Constraint in lbs/MWh | FALSE | L | Annual | Net Emissions Allowance Position | Thousand Tons | 0.0099865 | 0.0033228 | 0.0033228 | 0.0033228 | 0.0033228 | 0.0033228 | 0.0033228
NJ Non-HEDD CT NGas Units - Nox Rate Annual v5.12, Unit 918 and retrofits | 850 | 2455 | Rate Constraint in lbs/MWh | FALSE | L | Annual | Fuel Consumed | TBtu | 0.22543 | 0.075008 | 0.075008 | 0.075008 | 0.075008 | 0.075008 | 0.075008
NJ Non-HEDD CT NGas Units - Nox Rate Annual v5.12, Unit 918 and retrofits | 850 | 2455 | Rate Constraint in lbs/MWh | FALSE | L | Annual | Rate | lb/MMBtu | 0.088598 | 0.088598 | 0.088598 | 0.088598 | 0.088598 | 0.088598 | 0.088598
NJ Non-HEDD CT NGas Units - Nox Rate Annual v5.12, Unit 918 and retrofits | 850 | 2455 | Rate Constraint in lbs/MWh | FALSE | L | Annual | Generation | TWh | 0.02098 | 0.0069807 | 0.0069807 | 0.0069807 | 0.0069807 | 0.0069807 | 0.0069807
NJ Non-HEDD CT NGas Units - Nox Rate Annual v5.12, Unit 918 and retrofits | 850 | 2455 | Rate Constraint in lbs/MWh | FALSE | L | Annual | Qualifying Generation | TWh | 0.02098 | 0.0069807 | 0.0069807 | 0.0069807 | 0.0069807 | 0.0069807 | 0.0069807
NJ Non-HEDD CT NGas Units - Nox Rate Annual v5.12, Unit 918 and retrofits | 850 | 2455 | Rate Constraint in lbs/MWh | FALSE | L | Annual | Constraint Shadow Price | US2011$/Ton | 0 | 0 | 0 | 0 | 0 | 0 | 0
NJ Non-HEDD CT NGas Units - Nox Rate Annual v5.12, Unit 919 and retrofits | 851 | 2455 | Rate Constraint in lbs/MWh | FALSE | L | Annual | Seasons Included | Seasons | Winter, Summer | Winter, Summer | Winter, Summer | Winter, Summer | Winter, Summer | Winter, Summer | Winter, Summer
NJ Non-HEDD CT NGas Units - Nox Rate Annual v5.12, Unit 919 and retrofits | 851 | 2455 | Rate Constraint in lbs/MWh | FALSE | L | Annual | Standard | lb/MWh | 2.2 | 2.2 | 2.2 | 2.2 | 2.2 | 2.2 | 2.2
NJ Non-HEDD CT NGas Units - Nox Rate Annual v5.12, Unit 919 and retrofits | 851 | 2455 | Rate Constraint in lbs/MWh | FALSE | L | Annual | Emissions at Affected Plants NOX | Thousand Tons | 0.0097113 | 0.0032312 | 0.0032312 | 0.0032312 | 0.0032312 | 0.0032312 | 0.0032312
NJ Non-HEDD CT NGas Units - Nox Rate Annual v5.12, Unit 919 and retrofits | 851 | 2455 | Rate Constraint in lbs/MWh | FALSE | L | Annual | Allowances Purchased NOX | Thousand Tons | 0 | 0 | 0 | 0 | 0 | 0 | 0
NJ Non-HEDD CT NGas Units - Nox Rate Annual v5.12, Unit 919 and retrofits | 851 | 2455 | Rate Constraint in lbs/MWh | FALSE | L | Annual | Allowances Sold NOX | Thousand Tons | 0 | 0 | 0 | 0 | 0 | 0 | 0
NJ Non-HEDD CT NGas Units - Nox Rate Annual v5.12, Unit 919 and retrofits | 851 | 2455 | Rate Constraint in lbs/MWh | FALSE | L | Annual | Allowances Banked | Thousand Tons | 0 | 0 | 0 | 0 | 0 | 0 | 0
NJ Non-HEDD CT NGas Units - Nox Rate Annual v5.12, Unit 919 and retrofits | 851 | 2455 | Rate Constraint in lbs/MWh | FALSE | L | Annual | Allowances Withdrawn (1:1) | Thousand Tons | 0 | 0 | 0 | 0 | 0 | 0 | 0
NJ Non-HEDD CT NGas Units - Nox Rate Annual v5.12, Unit 919 and retrofits | 851 | 2455 | Rate Constraint in lbs/MWh | FALSE | L | Annual | Allowances Withdrawn (n:1) | Thousand Tons | 0 | 0 | 0 | 0 | 0 | 0 | 0
NJ Non-HEDD CT NGas Units - Nox Rate Annual v5.12, Unit 919 and retrofits | 851 | 2455 | Rate Constraint in lbs/MWh | FALSE | L | Annual | Net Emissions Allowance Position | Thousand Tons | 0.0097113 | 0.0032312 | 0.0032312 | 0.0032312 | 0.0032312 | 0.0032312 | 0.0032312
NJ Non-HEDD CT NGas Units - Nox Rate Annual v5.12, Unit 919 and retrofits | 851 | 2455 | Rate Constraint in lbs/MWh | FALSE | L | Annual | Fuel Consumed | TBtu | 0.22437 | 0.074654 | 0.074654 | 0.074654 | 0.074654 | 0.074654 | 0.074654
NJ Non-HEDD CT NGas Units - Nox Rate Annual v5.12, Unit 919 and retrofits | 851 | 2455 | Rate Constraint in lbs/MWh | FALSE | L | Annual | Rate | lb/MMBtu | 0.086565 | 0.086565 | 0.086565 | 0.086565 | 0.086565 | 0.086565 | 0.086565
NJ Non-HEDD CT NGas Units - Nox Rate Annual v5.12, Unit 919 and retrofits | 851 | 2455 | Rate Constraint in lbs/MWh | FALSE | L | Annual | Generation | TWh | 0.020881 | 0.0069478 | 0.0069478 | 0.0069478 | 0.0069478 | 0.0069478 | 0.0069478
NJ Non-HEDD CT NGas Units - Nox Rate Annual v5.12, Unit 919 and retrofits | 851 | 2455 | Rate Constraint in lbs/MWh | FALSE | L | Annual | Qualifying Generation | TWh | 0.020881 | 0.0069478 | 0.0069478 | 0.0069478 | 0.0069478 | 0.0069478 | 0.0069478
NJ Non-HEDD CT NGas Units - Nox Rate Annual v5.12, Unit 919 and retrofits | 851 | 2455 | Rate Constraint in lbs/MWh | FALSE | L | Annual | Constraint Shadow Price | US2011$/Ton | 0 | 0 | 0 | 0 | 0 | 0 | 0
NJ Non-HEDD CT NGas Units - Nox Rate Annual v5.12, Unit 920 and retrofits | 852 | 2455 | Rate Constraint in lbs/MWh | FALSE | L | Annual | Seasons Included | Seasons | Winter, Summer | Winter, Summer | Winter, Summer | Winter, Summer | Winter, Summer | Winter, Summer | Winter, Summer
NJ Non-HEDD CT NGas Units - Nox Rate Annual v5.12, Unit 920 and retrofits | 852 | 2455 | Rate Constraint in lbs/MWh | FALSE | L | Annual | Standard | lb/MWh | 2.2 | 2.2 | 2.2 | 2.2 | 2.2 | 2.2 | 2.2
NJ Non-HEDD CT NGas Units - Nox Rate Annual v5.12, Unit 920 and retrofits | 852 | 2455 | Rate Constraint in lbs/MWh | FALSE | L | Annual | Emissions at Affected Plants NOX | Thousand Tons | 0.010387 | 0.003456 | 0.003456 | 0.003456 | 0.003456 | 0.003456 | 0.003456
NJ Non-HEDD CT NGas Units - Nox Rate Annual v5.12, Unit 920 and retrofits | 852 | 2455 | Rate Constraint in lbs/MWh | FALSE | L | Annual | Allowances Purchased NOX | Thousand Tons | 0 | 0 | 0 | 0 | 0 | 0 | 0
NJ Non-HEDD CT NGas Units - Nox Rate Annual v5.12, Unit 920 and retrofits | 852 | 2455 | Rate Constraint in lbs/MWh | FALSE | L | Annual | Allowances Sold NOX | Thousand Tons | 0 | 0 | 0 | 0 | 0 | 0 | 0
NJ Non-HEDD CT NGas Units - Nox Rate Annual v5.12, Unit 920 and retrofits | 852 | 2455 | Rate Constraint in lbs/MWh | FALSE | L | Annual | Allowances Banked | Thousand Tons | 0 | 0 | 0 | 0 | 0 | 0 | 0
NJ Non-HEDD CT NGas Units - Nox Rate Annual v5.12, Unit 920 and retrofits | 852 | 2455 | Rate Constraint in lbs/MWh | FALSE | L | Annual | Allowances Withdrawn (1:1) | Thousand Tons | 0 | 0 | 0 | 0 | 0 | 0 | 0
NJ Non-HEDD CT NGas Units - Nox Rate Annual v5.12, Unit 920 and retrofits | 852 | 2455 | Rate Constraint in lbs/MWh | FALSE | L | Annual | Allowances Withdrawn (n:1) | Thousand Tons | 0 | 0 | 0 | 0 | 0 | 0 | 0
NJ Non-HEDD CT NGas Units - Nox Rate Annual v5.12, Unit 920 and retrofits | 852 | 2455 | Rate Constraint in lbs/MWh | FALSE | L | Annual | Net Emissions Allowance Position | Thousand Tons | 0.010387 | 0.003456 | 0.003456 | 0.003456 | 0.003456 | 0.003456 | 0.003456
NJ Non-HEDD CT NGas Units - Nox Rate Annual v5.12, Unit 920 and retrofits | 852 | 2455 | Rate Constraint in lbs/MWh | FALSE | L | Annual | Fuel Consumed | TBtu | 0.23075 | 0.076777 | 0.076777 | 0.076777 | 0.076777 | 0.076777 | 0.076777
NJ Non-HEDD CT NGas Units - Nox Rate Annual v5.12, Unit 920 and retrofits | 852 | 2455 | Rate Constraint in lbs/MWh | FALSE | L | Annual | Rate | lb/MMBtu | 0.090027 | 0.090027 | 0.090027 | 0.090027 | 0.090027 | 0.090027 | 0.090027
NJ Non-HEDD CT NGas Units - Nox Rate Annual v5.12, Unit 920 and retrofits | 852 | 2455 | Rate Constraint in lbs/MWh | FALSE | L | Annual | Generation | TWh | 0.021475 | 0.0071454 | 0.0071454 | 0.0071454 | 0.0071454 | 0.0071454 | 0.0071454
NJ Non-HEDD CT NGas Units - Nox Rate Annual v5.12, Unit 920 and retrofits | 852 | 2455 | Rate Constraint in lbs/MWh | FALSE | L | Annual | Qualifying Generation | TWh | 0.021475 | 0.0071454 | 0.0071454 | 0.0071454 | 0.0071454 | 0.0071454 | 0.0071454
NJ Non-HEDD CT NGas Units - Nox Rate Annual v5.12, Unit 920 and retrofits | 852 | 2455 | Rate Constraint in lbs/MWh | FALSE | L | Annual | Constraint Shadow Price | US2011$/Ton | 0 | 0 | 0 | 0 | 0 | 0 | 0
NJ Non-HEDD CT NGas Units - Nox Rate Annual v5.12, Unit 921 and retrofits | 853 | 2455 | Rate Constraint in lbs/MWh | FALSE | L | Annual | Seasons Included | Seasons | Winter, Summer | Winter, Summer | Winter, Summer | Winter, Summer | Winter, Summer | Winter, Summer | Winter, Summer
NJ Non-HEDD CT NGas Units - Nox Rate Annual v5.12, Unit 921 and retrofits | 853 | 2455 | Rate Constraint in lbs/MWh | FALSE | L | Annual | Standard | lb/MWh | 2.2 | 2.2 | 2.2 | 2.2 | 2.2 | 2.2 | 2.2
NJ Non-HEDD CT NGas Units - Nox Rate Annual v5.12, Unit 921 and retrofits | 853 | 2455 | Rate Constraint in lbs/MWh | FALSE | L | Annual | Emissions at Affected Plants NOX | Thousand Tons | 0.011987 | 0.011987 | 0.011987 | 0.011987 | 0.011987 | 0.011987 | 0.011987
NJ Non-HEDD CT NGas Units - Nox Rate Annual v5.12, Unit 921 and retrofits | 853 | 2455 | Rate Constraint in lbs/MWh | FALSE | L | Annual | Allowances Purchased NOX | Thousand Tons | 0 | 0 | 0 | 0 | 0 | 0 | 0
NJ Non-HEDD CT NGas Units - Nox Rate Annual v5.12, Unit 921 and retrofits | 853 | 2455 | Rate Constraint in lbs/MWh | FALSE | L | Annual | Allowances Sold NOX | Thousand Tons | 0 | 0 | 0 | 0 | 0 | 0 | 0
NJ Non-HEDD CT NGas Units - Nox Rate Annual v5.12, Unit 921 and retrofits | 853 | 2455 | Rate Constraint in lbs/MWh | FALSE | L | Annual | Allowances Banked | Thousand Tons | 0 | 0 | 0 | 0 | 0 | 0 | 0
NJ Non-HEDD CT NGas Units - Nox Rate Annual v5.12, Unit 921 and retrofits | 853 | 2455 | Rate Constraint in lbs/MWh | FALSE | L | Annual | Allowances Withdrawn (1:1) | Thousand Tons | 0 | 0 | 0 | 0 | 0 | 0 | 0
NJ Non-HEDD CT NGas Units - Nox Rate Annual v5.12, Unit 921 and retrofits | 853 | 2455 | Rate Constraint in lbs/MWh | FALSE | L | Annual | Allowances Withdrawn (n:1) | Thousand Tons | 0 | 0 | 0 | 0 | 0 | 0 | 0
NJ Non-HEDD CT NGas Units - Nox Rate Annual v5.12, Unit 921 and retrofits | 853 | 2455 | Rate Constraint in lbs/MWh | FALSE | L | Annual | Net Emissions Allowance Position | Thousand Tons | 0.011987 | 0.011987 | 0.011987 | 0.011987 | 0.011987 | 0.011987 | 0.011987
NJ Non-HEDD CT NGas Units - Nox Rate Annual v5.12, Unit 921 and retrofits | 853 | 2455 | Rate Constraint in lbs/MWh | FALSE | L | Annual | Fuel Consumed | TBtu | 0.17645 | 0.17645 | 0.17645 | 0.17645 | 0.17645 | 0.17645 | 0.17645
NJ Non-HEDD CT NGas Units - Nox Rate Annual v5.12, Unit 921 and retrofits | 853 | 2455 | Rate Constraint in lbs/MWh | FALSE | L | Annual | Rate | lb/MMBtu | 0.13587 | 0.13587 | 0.13587 | 0.13587 | 0.13587 | 0.13587 | 0.13587
NJ Non-HEDD CT NGas Units - Nox Rate Annual v5.12, Unit 921 and retrofits | 853 | 2455 | Rate Constraint in lbs/MWh | FALSE | L | Annual | Generation | TWh | 0.014065 | 0.014065 | 0.014065 | 0.014065 | 0.014065 | 0.014065 | 0.014065
NJ Non-HEDD CT NGas Units - Nox Rate Annual v5.12, Unit 921 and retrofits | 853 | 2455 | Rate Constraint in lbs/MWh | FALSE | L | Annual | Qualifying Generation | TWh | 0.014065 | 0.014065 | 0.014065 | 0.014065 | 0.014065 | 0.014065 | 0.014065
NJ Non-HEDD CT NGas Units - Nox Rate Annual v5.12, Unit 921 and retrofits | 853 | 2455 | Rate Constraint in lbs/MWh | FALSE | L | Annual | Constraint Shadow Price | US2011$/Ton | 0 | 0 | 0 | 0 | 0 | 0 | 0
NJ Non-HEDD CT NGas Units - Nox Rate Annual v5.12, Unit 922 and retrofits | 854 | 2455 | Rate Constraint in lbs/MWh | FALSE | L | Annual | Seasons Included | Seasons | Winter, Summer | Winter, Summer | Winter, Summer | Winter, Summer | Winter, Summer | Winter, Summer | Winter, Summer
NJ Non-HEDD CT NGas Units - Nox Rate Annual v5.12, Unit 922 and retrofits | 854 | 2455 | Rate Constraint in lbs/MWh | FALSE | L | Annual | Standard | lb/MWh | 2.2 | 2.2 | 2.2 | 2.2 | 2.2 | 2.2 | 2.2
NJ Non-HEDD CT NGas Units - Nox Rate Annual v5.12, Unit 922 and retrofits | 854 | 2455 | Rate Constraint in lbs/MWh | FALSE | L | Annual | Emissions at Affected Plants NOX | Thousand Tons | 0.0050992 | 0.0050992 | 0.0050992 | 0.0050992 | 0.0050992 | 0 | 0
NJ Non-HEDD CT NGas Units - Nox Rate Annual v5.12, Unit 922 and retrofits | 854 | 2455 | Rate Constraint in lbs/MWh | FALSE | L | Annual | Allowances Purchased NOX | Thousand Tons | 0 | 0 | 0 | 0 | 0 | 0 | 0
NJ Non-HEDD CT NGas Units - Nox Rate Annual v5.12, Unit 922 and retrofits | 854 | 2455 | Rate Constraint in lbs/MWh | FALSE | L | Annual | Allowances Sold NOX | Thousand Tons | 0 | 0 | 0 | 0 | 0 | 0 | 0
NJ Non-HEDD CT NGas Units - Nox Rate Annual v5.12, Unit 922 and retrofits | 854 | 2455 | Rate Constraint in lbs/MWh | FALSE | L | Annual | Allowances Banked | Thousand Tons | 0 | 0 | 0 | 0 | 0 | 0 | 0
NJ Non-HEDD CT NGas Units - Nox Rate Annual v5.12, Unit 922 and retrofits | 854 | 2455 | Rate Constraint in lbs/MWh | FALSE | L | Annual | Allowances Withdrawn (1:1) | Thousand Tons | 0 | 0 | 0 | 0 | 0 | 0 | 0
NJ Non-HEDD CT NGas Units - Nox Rate Annual v5.12, Unit 922 and retrofits | 854 | 2455 | Rate Constraint in lbs/MWh | FALSE | L | Annual | Allowances Withdrawn (n:1) | Thousand Tons | 0 | 0 | 0 | 0 | 0 | 0 | 0
NJ Non-HEDD CT NGas Units - Nox Rate Annual v5.12, Unit 922 and retrofits | 854 | 2455 | Rate Constraint in lbs/MWh | FALSE | L | Annual | Net Emissions Allowance Position | Thousand Tons | 0.0050992 | 0.0050992 | 0.0050992 | 0.0050992 | 0.0050992 | 0 | 0
NJ Non-HEDD CT NGas Units - Nox Rate Annual v5.12, Unit 922 and retrofits | 854 | 2455 | Rate Constraint in lbs/MWh | FALSE | L | Annual | Fuel Consumed | TBtu | 0.093509 | 0.093509 | 0.093509 | 0.093509 | 0.093509 | 0 | 0
NJ Non-HEDD CT NGas Units - Nox Rate Annual v5.12, Unit 922 and retrofits | 854 | 2455 | Rate Constraint in lbs/MWh | FALSE | L | Annual | Rate | lb/MMBtu | 0.10906 | 0.10906 | 0.10906 | 0.10906 | 0.10906 | 0 | 0
NJ Non-HEDD CT NGas Units - Nox Rate Annual v5.12, Unit 922 and retrofits | 854 | 2455 | Rate Constraint in lbs/MWh | FALSE | L | Annual | Generation | TWh | 0.0050005 | 0.0050005 | 0.0050005 | 0.0050005 | 0.0050005 | 0 | 0
NJ Non-HEDD CT NGas Units - Nox Rate Annual v5.12, Unit 922 and retrofits | 854 | 2455 | Rate Constraint in lbs/MWh | FALSE | L | Annual | Qualifying Generation | TWh | 0.0050005 | 0.0050005 | 0.0050005 | 0.0050005 | 0.0050005 | 0 | 0
NJ Non-HEDD CT NGas Units - Nox Rate Annual v5.12, Unit 922 and retrofits | 854 | 2455 | Rate Constraint in lbs/MWh | FALSE | L | Annual | Constraint Shadow Price | US2011$/Ton | 0 | 0 | 0 | 0 | 0 | 0 | 0
NJ Non-HEDD CT NGas Units - Nox Rate Annual v5.12, Unit 923 and retrofits | 855 | 2455 | Rate Constraint in lbs/MWh | FALSE | L | Annual | Seasons Included | Seasons | Winter, Summer | Winter, Summer | Winter, Summer | Winter, Summer | Winter, Summer | Winter, Summer | Winter, Summer
NJ Non-HEDD CT NGas Units - Nox Rate Annual v5.12, Unit 923 and retrofits | 855 | 2455 | Rate Constraint in lbs/MWh | FALSE | L | Annual | Standard | lb/MWh | 2.2 | 2.2 | 2.2 | 2.2 | 2.2 | 2.2 | 2.2
NJ Non-HEDD CT NGas Units - Nox Rate Annual v5.12, Unit 923 and retrofits | 855 | 2455 | Rate Constraint in lbs/MWh | FALSE | L | Annual | Emissions at Affected Plants NOX | Thousand Tons | 0.0037514 | 0.0037514 | 0.0037514 | 0.0037514 | 0.0037514 | 0.0037514 | 0.0037514
NJ Non-HEDD CT NGas Units - Nox Rate Annual v5.12, Unit 923 and retrofits | 855 | 2455 | Rate Constraint in lbs/MWh | FALSE | L | Annual | Allowances Purchased NOX | Thousand Tons | 0 | 0 | 0 | 0 | 0 | 0 | 0
NJ Non-HEDD CT NGas Units - Nox Rate Annual v5.12, Unit 923 and retrofits | 855 | 2455 | Rate Constraint in lbs/MWh | FALSE | L | Annual | Allowances Sold NOX | Thousand Tons | 0 | 0 | 0 | 0 | 0 | 0 | 0
NJ Non-HEDD CT NGas Units - Nox Rate Annual v5.12, Unit 923 and retrofits | 855 | 2455 | Rate Constraint in lbs/MWh | FALSE | L | Annual | Allowances Banked | Thousand Tons | 0 | 0 | 0 | 0 | 0 | 0 | 0
NJ Non-HEDD CT NGas Units - Nox Rate Annual v5.12, Unit 923 and retrofits | 855 | 2455 | Rate Constraint in lbs/MWh | FALSE | L | Annual | Allowances Withdrawn (1:1) | Thousand Tons | 0 | 0 | 0 | 0 | 0 | 0 | 0
NJ Non-HEDD CT NGas Units - Nox Rate Annual v5.12, Unit 923 and retrofits | 855 | 2455 | Rate Constraint in lbs/MWh | FALSE | L | Annual | Allowances Withdrawn (n:1) | Thousand Tons | 0 | 0 | 0 | 0 | 0 | 0 | 0
NJ Non-HEDD CT NGas Units - Nox Rate Annual v5.12, Unit 923 and retrofits | 855 | 2455 | Rate Constraint in lbs/MWh | FALSE | L | Annual | Net Emissions Allowance Position | Thousand Tons | 0.0037514 | 0.0037514 | 0.0037514 | 0.0037514 | 0.0037514 | 0.0037514 | 0.0037514
NJ Non-HEDD CT NGas Units - Nox Rate Annual v5.12, Unit 923 and retrofits | 855 | 2455 | Rate Constraint in lbs/MWh | FALSE | L | Annual | Fuel Consumed | TBtu | 0.081115 | 0.081115 | 0.081115 | 0.081115 | 0.081115 | 0.081115 | 0.081115
NJ Non-HEDD CT NGas Units - Nox Rate Annual v5.12, Unit 923 and retrofits | 855 | 2455 | Rate Constraint in lbs/MWh | FALSE | L | Annual | Rate | lb/MMBtu | 0.092495 | 0.092495 | 0.092495 | 0.092495 | 0.092495 | 0.092495 | 0.092495
NJ Non-HEDD CT NGas Units - Nox Rate Annual v5.12, Unit 923 and retrofits | 855 | 2455 | Rate Constraint in lbs/MWh | FALSE | L | Annual | Generation | TWh | 0.0074747 | 0.0074747 | 0.0074747 | 0.0074747 | 0.0074747 | 0.0074747 | 0.0074747
NJ Non-HEDD CT NGas Units - Nox Rate Annual v5.12, Unit 923 and retrofits | 855 | 2455 | Rate Constraint in lbs/MWh | FALSE | L | Annual | Qualifying Generation | TWh | 0.0074747 | 0.0074747 | 0.0074747 | 0.0074747 | 0.0074747 | 0.0074747 | 0.0074747
NJ Non-HEDD CT NGas Units - Nox Rate Annual v5.12, Unit 923 and retrofits | 855 | 2455 | Rate Constraint in lbs/MWh | FALSE | L | Annual | Constraint Shadow Price | US2011$/Ton | 0 | 0 | 0 | 0 | 0 | 0 | 0
NJ Non-HEDD CT NGas Units - Nox Rate Annual v5.12, Unit 924 and retrofits | 856 | 2455 | Rate Constraint in lbs/MWh | FALSE | L | Annual | Seasons Included | Seasons | Winter, Summer | Winter, Summer | Winter, Summer | Winter, Summer | Winter, Summer | Winter, Summer | Winter, Summer
NJ Non-HEDD CT NGas Units - Nox Rate Annual v5.12, Unit 924 and retrofits | 856 | 2455 | Rate Constraint in lbs/MWh | FALSE | L | Annual | Standard | lb/MWh | 2.2 | 2.2 | 2.2 | 2.2 | 2.2 | 2.2 | 2.2
NJ Non-HEDD CT NGas Units - Nox Rate Annual v5.12, Unit 924 and retrofits | 856 | 2455 | Rate Constraint in lbs/MWh | FALSE | L | Annual | Emissions at Affected Plants NOX | Thousand Tons | 0.0036329 | 0.0036329 | 0.0036329 | 0.0036329 | 0.0036329 | 0.0036329 | 0.0036329
NJ Non-HEDD CT NGas Units - Nox Rate Annual v5.12, Unit 924 and retrofits | 856 | 2455 | Rate Constraint in lbs/MWh | FALSE | L | Annual | Allowances Purchased NOX | Thousand Tons | 0 | 0 | 0 | 0 | 0 | 0 | 0
NJ Non-HEDD CT NGas Units - Nox Rate Annual v5.12, Unit 924 and retrofits | 856 | 2455 | Rate Constraint in lbs/MWh | FALSE | L | Annual | Allowances Sold NOX | Thousand Tons | 0 | 0 | 0 | 0 | 0 | 0 | 0
NJ Non-HEDD CT NGas Units - Nox Rate Annual v5.12, Unit 924 and retrofits | 856 | 2455 | Rate Constraint in lbs/MWh | FALSE | L | Annual | Allowances Banked | Thousand Tons | 0 | 0 | 0 | 0 | 0 | 0 | 0
NJ Non-HEDD CT NGas Units - Nox Rate Annual v5.12, Unit 924 and retrofits | 856 | 2455 | Rate Constraint in lbs/MWh | FALSE | L | Annual | Allowances Withdrawn (1:1) | Thousand Tons | 0 | 0 | 0 | 0 | 0 | 0 | 0
NJ Non-HEDD CT NGas Units - Nox Rate Annual v5.12, Unit 924 and retrofits | 856 | 2455 | Rate Constraint in lbs/MWh | FALSE | L | Annual | Allowances Withdrawn (n:1) | Thousand Tons | 0 | 0 | 0 | 0 | 0 | 0 | 0
NJ Non-HEDD CT NGas Units - Nox Rate Annual v5.12, Unit 924 and retrofits | 856 | 2455 | Rate Constraint in lbs/MWh | FALSE | L | Annual | Net Emissions Allowance Position | Thousand Tons | 0.0036329 | 0.0036329 | 0.0036329 | 0.0036329 | 0.0036329 | 0.0036329 | 0.0036329
NJ Non-HEDD CT NGas Units - Nox Rate Annual v5.12, Unit 924 and retrofits | 856 | 2455 | Rate Constraint in lbs/MWh | FALSE | L | Annual | Fuel Consumed | TBtu | 0.079864 | 0.079864 | 0.079864 | 0.079864 | 0.079864 | 0.079864 | 0.079864
NJ Non-HEDD CT NGas Units - Nox Rate Annual v5.12, Unit 924 and retrofits | 856 | 2455 | Rate Constraint in lbs/MWh | FALSE | L | Annual | Rate | lb/MMBtu | 0.090976 | 0.090976 | 0.090976 | 0.090976 | 0.090976 | 0.090976 | 0.090976
NJ Non-HEDD CT NGas Units - Nox Rate Annual v5.12, Unit 924 and retrofits | 856 | 2455 | Rate Constraint in lbs/MWh | FALSE | L | Annual | Generation | TWh | 0.0073594 | 0.0073594 | 0.0073594 | 0.0073594 | 0.0073594 | 0.0073594 | 0.0073594
NJ Non-HEDD CT NGas Units - Nox Rate Annual v5.12, Unit 924 and retrofits | 856 | 2455 | Rate Constraint in lbs/MWh | FALSE | L | Annual | Qualifying Generation | TWh | 0.0073594 | 0.0073594 | 0.0073594 | 0.0073594 | 0.0073594 | 0.0073594 | 0.0073594
NJ Non-HEDD CT NGas Units - Nox Rate Annual v5.12, Unit 924 and retrofits | 856 | 2455 | Rate Constraint in lbs/MWh | FALSE | L | Annual | Constraint Shadow Price | US2011$/Ton | 0 | 0 | 0 | 0 | 0 | 0 | 0
NJ Non-HEDD CT NGas Units - Nox Rate Annual v5.12, Unit 925 and retrofits | 857 | 2455 | Rate Constraint in lbs/MWh | FALSE | L | Annual | Seasons Included | Seasons | Winter, Summer | Winter, Summer | Winter, Summer | Winter, Summer | Winter, Summer | Winter, Summer | Winter, Summer
NJ Non-HEDD CT NGas Units - Nox Rate Annual v5.12, Unit 925 and retrofits | 857 | 2455 | Rate Constraint in lbs/MWh | FALSE | L | Annual | Standard | lb/MWh | 2.2 | 2.2 | 2.2 | 2.2 | 2.2 | 2.2 | 2.2
NJ Non-HEDD CT NGas Units - Nox Rate Annual v5.12, Unit 925 and retrofits | 857 | 2455 | Rate Constraint in lbs/MWh | FALSE | L | Annual | Emissions at Affected Plants NOX | Thousand Tons | 0.0036254 | 0.0036254 | 0.0036254 | 0.0036254 | 0.0036254 | 0.0036254 | 0.0036254
NJ Non-HEDD CT NGas Units - Nox Rate Annual v5.12, Unit 925 and retrofits | 857 | 2455 | Rate Constraint in lbs/MWh | FALSE | L | Annual | Allowances Purchased NOX | Thousand Tons | 0 | 0 | 0 | 0 | 0 | 0 | 0
NJ Non-HEDD CT NGas Units - Nox Rate Annual v5.12, Unit 925 and retrofits | 857 | 2455 | Rate Constraint in lbs/MWh | FALSE | L | Annual | Allowances Sold NOX | Thousand Tons | 0 | 0 | 0 | 0 | 0 | 0 | 0
NJ Non-HEDD CT NGas Units - Nox Rate Annual v5.12, Unit 925 and retrofits | 857 | 2455 | Rate Constraint in lbs/MWh | FALSE | L | Annual | Allowances Banked | Thousand Tons | 0 | 0 | 0 | 0 | 0 | 0 | 0
NJ Non-HEDD CT NGas Units - Nox Rate Annual v5.12, Unit 925 and retrofits | 857 | 2455 | Rate Constraint in lbs/MWh | FALSE | L | Annual | Allowances Withdrawn (1:1) | Thousand Tons | 0 | 0 | 0 | 0 | 0 | 0 | 0
NJ Non-HEDD CT NGas Units - Nox Rate Annual v5.12, Unit 925 and retrofits | 857 | 2455 | Rate Constraint in lbs/MWh | FALSE | L | Annual | Allowances Withdrawn (n:1) | Thousand Tons | 0 | 0 | 0 | 0 | 0 | 0 | 0
NJ Non-HEDD CT NGas Units - Nox Rate Annual v5.12, Unit 925 and retrofits | 857 | 2455 | Rate Constraint in lbs/MWh | FALSE | L | Annual | Net Emissions Allowance Position | Thousand Tons | 0.0036254 | 0.0036254 | 0.0036254 | 0.0036254 | 0.0036254 | 0.0036254 | 0.0036254
NJ Non-HEDD CT NGas Units - Nox Rate Annual v5.12, Unit 925 and retrofits | 857 | 2455 | Rate Constraint in lbs/MWh | FALSE | L | Annual | Fuel Consumed | TBtu | 0.079507 | 0.079507 | 0.079507 | 0.079507 | 0.079507 | 0.079507 | 0.079507
NJ Non-HEDD CT NGas Units - Nox Rate Annual v5.12, Unit 925 and retrofits | 857 | 2455 | Rate Constraint in lbs/MWh | FALSE | L | Annual | Rate | lb/MMBtu | 0.091198 | 0.091198 | 0.091198 | 0.091198 | 0.091198 | 0.091198 | 0.091198
NJ Non-HEDD CT NGas Units - Nox Rate Annual v5.12, Unit 925 and retrofits | 857 | 2455 | Rate Constraint in lbs/MWh | FALSE | L | Annual | Generation | TWh | 0.0073265 | 0.0073265 | 0.0073265 | 0.0073265 | 0.0073265 | 0.0073265 | 0.0073265
NJ Non-HEDD CT NGas Units - Nox Rate Annual v5.12, Unit 925 and retrofits | 857 | 2455 | Rate Constraint in lbs/MWh | FALSE | L | Annual | Qualifying Generation | TWh | 0.0073265 | 0.0073265 | 0.0073265 | 0.0073265 | 0.0073265 | 0.0073265 | 0.0073265
NJ Non-HEDD CT NGas Units - Nox Rate Annual v5.12, Unit 925 and retrofits | 857 | 2455 | Rate Constraint in lbs/MWh | FALSE | L | Annual | Constraint Shadow Price | US2011$/Ton | 0 | 0 | 0 | 0 | 0 | 0 | 0
NJ Non-HEDD CT NGas Units - Nox Rate Annual v5.12, Unit 926 and retrofits | 858 | 2455 | Rate Constraint in lbs/MWh | FALSE | L | Annual | Seasons Included | Seasons | Winter, Summer | Winter, Summer | Winter, Summer | Winter, Summer | Winter, Summer | Winter, Summer | Winter, Summer
NJ Non-HEDD CT NGas Units - Nox Rate Annual v5.12, Unit 926 and retrofits | 858 | 2455 | Rate Constraint in lbs/MWh | FALSE | L | Annual | Standard | lb/MWh | 2.2 | 2.2 | 2.2 | 2.2 | 2.2 | 2.2 | 2.2
NJ Non-HEDD CT NGas Units - Nox Rate Annual v5.12, Unit 926 and retrofits | 858 | 2455 | Rate Constraint in lbs/MWh | FALSE | L | Annual | Emissions at Affected Plants NOX | Thousand Tons | 0.0037972 | 0.0037972 | 0.0037972 | 0.0037972 | 0.0037972 | 0.0037972 | 0.0037972
NJ Non-HEDD CT NGas Units - Nox Rate Annual v5.12, Unit 926 and retrofits | 858 | 2455 | Rate Constraint in lbs/MWh | FALSE | L | Annual | Allowances Purchased NOX | Thousand Tons | 0 | 0 | 0 | 0 | 0 | 0 | 0
NJ Non-HEDD CT NGas Units - Nox Rate Annual v5.12, Unit 926 and retrofits | 858 | 2455 | Rate Constraint in lbs/MWh | FALSE | L | Annual | Allowances Sold NOX | Thousand Tons | 0 | 0 | 0 | 0 | 0 | 0 | 0
NJ Non-HEDD CT NGas Units - Nox Rate Annual v5.12, Unit 926 and retrofits | 858 | 2455 | Rate Constraint in lbs/MWh | FALSE | L | Annual | Allowances Banked | Thousand Tons | 0 | 0 | 0 | 0 | 0 | 0 | 0
NJ Non-HEDD CT NGas Units - Nox Rate Annual v5.12, Unit 926 and retrofits | 858 | 2455 | Rate Constraint in lbs/MWh | FALSE | L | Annual | Allowances Withdrawn (1:1) | Thousand Tons | 0 | 0 | 0 | 0 | 0 | 0 | 0
NJ Non-HEDD CT NGas Units - Nox Rate Annual v5.12, Unit 926 and retrofits | 858 | 2455 | Rate Constraint in lbs/MWh | FALSE | L | Annual | Allowances Withdrawn (n:1) | Thousand Tons | 0 | 0 | 0 | 0 | 0 | 0 | 0
NJ Non-HEDD CT NGas Units - Nox Rate Annual v5.12, Unit 926 and retrofits | 858 | 2455 | Rate Constraint in lbs/MWh | FALSE | L | Annual | Net Emissions Allowance Position | Thousand Tons | 0.0037972 | 0.0037972 | 0.0037972 | 0.0037972 | 0.0037972 | 0.0037972 | 0.0037972
NJ Non-HEDD CT NGas Units - Nox Rate Annual v5.12, Unit 926 and retrofits | 858 | 2455 | Rate Constraint in lbs/MWh | FALSE | L | Annual | Fuel Consumed | TBtu | 0.081115 | 0.081115 | 0.081115 | 0.081115 | 0.081115 | 0.081115 | 0.081115
NJ Non-HEDD CT NGas Units - Nox Rate Annual v5.12, Unit 926 and retrofits | 858 | 2455 | Rate Constraint in lbs/MWh | FALSE | L | Annual | Rate | lb/MMBtu | 0.093624 | 0.093624 | 0.093624 | 0.093624 | 0.093624 | 0.093624 | 0.093624
NJ Non-HEDD CT NGas Units - Nox Rate Annual v5.12, Unit 926 and retrofits | 858 | 2455 | Rate Constraint in lbs/MWh | FALSE | L | Annual | Generation | TWh | 0.0074747 | 0.0074747 | 0.0074747 | 0.0074747 | 0.0074747 | 0.0074747 | 0.0074747
NJ Non-HEDD CT NGas Units - Nox Rate Annual v5.12, Unit 926 and retrofits | 858 | 2455 | Rate Constraint in lbs/MWh | FALSE | L | Annual | Qualifying Generation | TWh | 0.0074747 | 0.0074747 | 0.0074747 | 0.0074747 | 0.0074747 | 0.0074747 | 0.0074747
NJ Non-HEDD CT NGas Units - Nox Rate Annual v5.12, Unit 926 and retrofits | 858 | 2455 | Rate Constraint in lbs/MWh | FALSE | L | Annual | Constraint Shadow Price | US2011$/Ton | 0 | 0 | 0 | 0 | 0 | 0 | 0
NJ Non-HEDD CT NGas Units - Nox Rate Annual v5.12, Unit 927 and retrofits | 859 | 2455 | Rate Constraint in lbs/MWh | FALSE | L | Annual | Seasons Included | Seasons | Winter, Summer | Winter, Summer | Winter, Summer | Winter, Summer | Winter, Summer | Winter, Summer | Winter, Summer
NJ Non-HEDD CT NGas Units - Nox Rate Annual v5.12, Unit 927 and retrofits | 859 | 2455 | Rate Constraint in lbs/MWh | FALSE | L | Annual | Standard | lb/MWh | 2.2 | 2.2 | 2.2 | 2.2 | 2.2 | 2.2 | 2.2
NJ Non-HEDD CT NGas Units - Nox Rate Annual v5.12, Unit 927 and retrofits | 859 | 2455 | Rate Constraint in lbs/MWh | FALSE | L | Annual | Emissions at Affected Plants NOX | Thousand Tons | 0.0031536 | 0.0031536 | 0.0031536 | 0.0031536 | 0.0031536 | 0.016031 | 0.016031
NJ Non-HEDD CT NGas Units - Nox Rate Annual v5.12, Unit 927 and retrofits | 859 | 2455 | Rate Constraint in lbs/MWh | FALSE | L | Annual | Allowances Purchased NOX | Thousand Tons | 0 | 0 | 0 | 0 | 0 | 0 | 0
NJ Non-HEDD CT NGas Units - Nox Rate Annual v5.12, Unit 927 and retrofits | 859 | 2455 | Rate Constraint in lbs/MWh | FALSE | L | Annual | Allowances Sold NOX | Thousand Tons | 0 | 0 | 0 | 0 | 0 | 0 | 0
NJ Non-HEDD CT NGas Units - Nox Rate Annual v5.12, Unit 927 and retrofits | 859 | 2455 | Rate Constraint in lbs/MWh | FALSE | L | Annual | Allowances Banked | Thousand Tons | 0 | 0 | 0 | 0 | 0 | 0 | 0
NJ Non-HEDD CT NGas Units - Nox Rate Annual v5.12, Unit 927 and retrofits | 859 | 2455 | Rate Constraint in lbs/MWh | FALSE | L | Annual | Allowances Withdrawn (1:1) | Thousand Tons | 0 | 0 | 0 | 0 | 0 | 0 | 0
NJ Non-HEDD CT NGas Units - Nox Rate Annual v5.12, Unit 927 and retrofits | 859 | 2455 | Rate Constraint in lbs/MWh | FALSE | L | Annual | Allowances Withdrawn (n:1) | Thousand Tons | 0 | 0 | 0 | 0 | 0 | 0 | 0
NJ Non-HEDD CT NGas Units - Nox Rate Annual v5.12, Unit 927 and retrofits | 859 | 2455 | Rate Constraint in lbs/MWh | FALSE | L | Annual | Net Emissions Allowance Position | Thousand Tons | 0.0031536 | 0.0031536 | 0.0031536 | 0.0031536 | 0.0031536 | 0.016031 | 0.016031
NJ Non-HEDD CT NGas Units - Nox Rate Annual v5.12, Unit 927 and retrofits | 859 | 2455 | Rate Constraint in lbs/MWh | FALSE | L | Annual | Fuel Consumed | TBtu | 0.041539 | 0.041539 | 0.041539 | 0.041539 | 0.041539 | 0.21116 | 0.21116
NJ Non-HEDD CT NGas Units - Nox Rate Annual v5.12, Unit 927 and retrofits | 859 | 2455 | Rate Constraint in lbs/MWh | FALSE | L | Annual | Rate | lb/MMBtu | 0.15184 | 0.15184 | 0.15184 | 0.15184 | 0.15184 | 0.15184 | 0.15184
NJ Non-HEDD CT NGas Units - Nox Rate Annual v5.12, Unit 927 and retrofits | 859 | 2455 | Rate Constraint in lbs/MWh | FALSE | L | Annual | Generation | TWh | 0.0028669 | 0.0028669 | 0.0028669 | 0.0028669 | 0.0028669 | 0.014574 | 0.014574
NJ Non-HEDD CT NGas Units - Nox Rate Annual v5.12, Unit 927 and retrofits | 859 | 2455 | Rate Constraint in lbs/MWh | FALSE | L | Annual | Qualifying Generation | TWh | 0.0028669 | 0.0028669 | 0.0028669 | 0.0028669 | 0.0028669 | 0.014574 | 0.014574
NJ Non-HEDD CT NGas Units - Nox Rate Annual v5.12, Unit 927 and retrofits | 859 | 2455 | Rate Constraint in lbs/MWh | FALSE | L | Annual | Constraint Shadow Price | US2011$/Ton | 0 | 0 | 0 | 0 | 0 | 0 | 0
NJ Non-HEDD CT NGas Units - Nox Rate Annual v5.12, Unit 928 and retrofits | 860 | 2455 | Rate Constraint in lbs/MWh | FALSE | L | Annual | Seasons Included | Seasons | Winter, Summer | Winter, Summer | Winter, Summer | Winter, Summer | Winter, Summer | Winter, Summer | Winter, Summer
NJ Non-HEDD CT NGas Units - Nox Rate Annual v5.12, Unit 928 and retrofits | 860 | 2455 | Rate Constraint in lbs/MWh | FALSE | L | Annual | Standard | lb/MWh | 2.2 | 2.2 | 2.2 | 2.2 | 2.2 | 2.2 | 2.2
NJ Non-HEDD CT NGas Units - Nox Rate Annual v5.12, Unit 928 and retrofits | 860 | 2455 | Rate Constraint in lbs/MWh | FALSE | L | Annual | Emissions at Affected Plants NOX | Thousand Tons | 0.0016026 | 0.0016026 | 0.0016026 | 0.0016026 | 0.0016026 | 0.0081467 | 0
NJ Non-HEDD CT NGas Units - Nox Rate Annual v5.12, Unit 928 and retrofits | 860 | 2455 | Rate Constraint in lbs/MWh | FALSE | L | Annual | Allowances Purchased NOX | Thousand Tons | 0 | 0 | 0 | 0 | 0 | 0 | 0
NJ Non-HEDD CT NGas Units - Nox Rate Annual v5.12, Unit 928 and retrofits | 860 | 2455 | Rate Constraint in lbs/MWh | FALSE | L | Annual | Allowances Sold NOX | Thousand Tons | 0 | 0 | 0 | 0 | 0 | 0 | 0
NJ Non-HEDD CT NGas Units - Nox Rate Annual v5.12, Unit 928 and retrofits | 860 | 2455 | Rate Constraint in lbs/MWh | FALSE | L | Annual | Allowances Banked | Thousand Tons | 0 | 0 | 0 | 0 | 0 | 0 | 0
NJ Non-HEDD CT NGas Units - Nox Rate Annual v5.12, Unit 928 and retrofits | 860 | 2455 | Rate Constraint in lbs/MWh | FALSE | L | Annual | Allowances Withdrawn (1:1) | Thousand Tons | 0 | 0 | 0 | 0 | 0 | 0 | 0
NJ Non-HEDD CT NGas Units - Nox Rate Annual v5.12, Unit 928 and retrofits | 860 | 2455 | Rate Constraint in lbs/MWh | FALSE | L | Annual | Allowances Withdrawn (n:1) | Thousand Tons | 0 | 0 | 0 | 0 | 0 | 0 | 0
NJ Non-HEDD CT NGas Units - Nox Rate Annual v5.12, Unit 928 and retrofits | 860 | 2455 | Rate Constraint in lbs/MWh | FALSE | L | Annual | Net Emissions Allowance Position | Thousand Tons | 0.0016026 | 0.0016026 | 0.0016026 | 0.0016026 | 0.0016026 | 0.0081467 | 0
NJ Non-HEDD CT NGas Units - Nox Rate Annual v5.12, Unit 928 and retrofits | 860 | 2455 | Rate Constraint in lbs/MWh | FALSE | L | Annual | Fuel Consumed | TBtu | 0.024982 | 0.024982 | 0.024982 | 0.024982 | 0.024982 | 0.12699 | 0
NJ Non-HEDD CT NGas Units - Nox Rate Annual v5.12, Unit 928 and retrofits | 860 | 2455 | Rate Constraint in lbs/MWh | FALSE | L | Annual | Rate | lb/MMBtu | 0.1283 | 0.1283 | 0.1283 | 0.1283 | 0.1283 | 0.1283 | 0
NJ Non-HEDD CT NGas Units - Nox Rate Annual v5.12, Unit 928 and retrofits | 860 | 2455 | Rate Constraint in lbs/MWh | FALSE | L | Annual | Generation | TWh | 0.0014575 | 0.0014575 | 0.0014575 | 0.0014575 | 0.0014575 | 0.0074088 | 0
NJ Non-HEDD CT NGas Units - Nox Rate Annual v5.12, Unit 928 and retrofits | 860 | 2455 | Rate Constraint in lbs/MWh | FALSE | L | Annual | Qualifying Generation | TWh | 0.0014575 | 0.0014575 | 0.0014575 | 0.0014575 | 0.0014575 | 0.0074088 | 0
NJ Non-HEDD CT NGas Units - Nox Rate Annual v5.12, Unit 928 and retrofits | 860 | 2455 | Rate Constraint in lbs/MWh | FALSE | L | Annual | Constraint Shadow Price | US2011$/Ton | 0 | 0 | 0 | 0 | 0 | 0 | 0
NJ Non-HEDD CT NGas Units - Nox Rate Annual v5.12, Unit 929 and retrofits | 861 | 2455 | Rate Constraint in lbs/MWh | FALSE | L | Annual | Seasons Included | Seasons | Winter, Summer | Winter, Summer | Winter, Summer | Winter, Summer | Winter, Summer | Winter, Summer | Winter, Summer
NJ Non-HEDD CT NGas Units - Nox Rate Annual v5.12, Unit 929 and retrofits | 861 | 2455 | Rate Constraint in lbs/MWh | FALSE | L | Annual | Standard | lb/MWh | 2.2 | 2.2 | 2.2 | 2.2 | 2.2 | 2.2 | 2.2
NJ Non-HEDD CT NGas Units - Nox Rate Annual v5.12, Unit 929 and retrofits | 861 | 2455 | Rate Constraint in lbs/MWh | FALSE | L | Annual | Emissions at Affected Plants NOX | Thousand Tons | 0.0017093 | 0.0017093 | 0.0017093 | 0.0017093 | 0.0017093 | 0.008689 | 0
NJ Non-HEDD CT NGas Units - Nox Rate Annual v5.12, Unit 929 and retrofits | 861 | 2455 | Rate Constraint in lbs/MWh | FALSE | L | Annual | Allowances Purchased NOX | Thousand Tons | 0 | 0 | 0 | 0 | 0 | 0 | 0
NJ Non-HEDD CT NGas Units - Nox Rate Annual v5.12, Unit 929 and retrofits | 861 | 2455 | Rate Constraint in lbs/MWh | FALSE | L | Annual | Allowances Sold NOX | Thousand Tons | 0 | 0 | 0 | 0 | 0 | 0 | 0
NJ Non-HEDD CT NGas Units - Nox Rate Annual v5.12, Unit 929 and retrofits | 861 | 2455 | Rate Constraint in lbs/MWh | FALSE | L | Annual | Allowances Banked | Thousand Tons | 0 | 0 | 0 | 0 | 0 | 0 | 0
NJ Non-HEDD CT NGas Units - Nox Rate Annual v5.12, Unit 929 and retrofits | 861 | 2455 | Rate Constraint in lbs/MWh | FALSE | L | Annual | Allowances Withdrawn (1:1) | Thousand Tons | 0 | 0 | 0 | 0 | 0 | 0 | 0
NJ Non-HEDD CT NGas Units - Nox Rate Annual v5.12, Unit 929 and retrofits | 861 | 2455 | Rate Constraint in lbs/MWh | FALSE | L | Annual | Allowances Withdrawn (n:1) | Thousand Tons | 0 | 0 | 0 | 0 | 0 | 0 | 0
NJ Non-HEDD CT NGas Units - Nox Rate Annual v5.12, Unit 929 and retrofits | 861 | 2455 | Rate Constraint in lbs/MWh | FALSE | L | Annual | Net Emissions Allowance Position | Thousand Tons | 0.0017093 | 0.0017093 | 0.0017093 | 0.0017093 | 0.0017093 | 0.008689 | 0
NJ Non-HEDD CT NGas Units - Nox Rate Annual v5.12, Unit 929 and retrofits | 861 | 2455 | Rate Constraint in lbs/MWh | FALSE | L | Annual | Fuel Consumed | TBtu | 0.026625 | 0.026625 | 0.026625 | 0.026625 | 0.026625 | 0.13534 | 0
NJ Non-HEDD CT NGas Units - Nox Rate Annual v5.12, Unit 929 and retrofits | 861 | 2455 | Rate Constraint in lbs/MWh | FALSE | L | Annual | Rate | lb/MMBtu | 0.1284 | 0.1284 | 0.1284 | 0.1284 | 0.1284 | 0.1284 | 0
NJ Non-HEDD CT NGas Units - Nox Rate Annual v5.12, Unit 929 and retrofits | 861 | 2455 | Rate Constraint in lbs/MWh | FALSE | L | Annual | Generation | TWh | 0.0015546 | 0.0015546 | 0.0015546 | 0.0015546 | 0.0015546 | 0.0079027 | 0
NJ Non-HEDD CT NGas Units - Nox Rate Annual v5.12, Unit 929 and retrofits | 861 | 2455 | Rate Constraint in lbs/MWh | FALSE | L | Annual | Qualifying Generation | TWh | 0.0015546 | 0.0015546 | 0.0015546 | 0.0015546 | 0.0015546 | 0.0079027 | 0
NJ Non-HEDD CT NGas Units - Nox Rate Annual v5.12, Unit 929 and retrofits | 861 | 2455 | Rate Constraint in lbs/MWh | FALSE | L | Annual | Constraint Shadow Price | US2011$/Ton | 0 | 0 | 0 | 0 | 0 | 0 | 0
NJ Non-HEDD CT NGas Units - Nox Rate Annual v5.12, Unit 942 and retrofits | 862 | 2455 | Rate Constraint in lbs/MWh | FALSE | L | Annual | Seasons Included | Seasons | Winter, Summer | Winter, Summer | Winter, Summer | Winter, Summer | Winter, Summer | Winter, Summer | Winter, Summer
NJ Non-HEDD CT NGas Units - Nox Rate Annual v5.12, Unit 942 and retrofits | 862 | 2455 | Rate Constraint in lbs/MWh | FALSE | L | Annual | Standard | lb/MWh | 2.2 | 2.2 | 2.2 | 2.2 | 2.2 | 2.2 | 2.2
NJ Non-HEDD CT NGas Units - Nox Rate Annual v5.12, Unit 942 and retrofits | 862 | 2455 | Rate Constraint in lbs/MWh | FALSE | L | Annual | Emissions at Affected Plants NOX | Thousand Tons | 0.012274 | 0.012274 | 0.0040838 | 0.012274 | 0.0040838 | 0.0040838 | 0.0040838
NJ Non-HEDD CT NGas Units - Nox Rate Annual v5.12, Unit 942 and retrofits | 862 | 2455 | Rate Constraint in lbs/MWh | FALSE | L | Annual | Allowances Purchased NOX | Thousand Tons | 0 | 0 | 0 | 0 | 0 | 0 | 0
NJ Non-HEDD CT NGas Units - Nox Rate Annual v5.12, Unit 942 and retrofits | 862 | 2455 | Rate Constraint in lbs/MWh | FALSE | L | Annual | Allowances Sold NOX | Thousand Tons | 0 | 0 | 0 | 0 | 0 | 0 | 0
NJ Non-HEDD CT NGas Units - Nox Rate Annual v5.12, Unit 942 and retrofits | 862 | 2455 | Rate Constraint in lbs/MWh | FALSE | L | Annual | Allowances Banked | Thousand Tons | 0 | 0 | 0 | 0 | 0 | 0 | 0
NJ Non-HEDD CT NGas Units - Nox Rate Annual v5.12, Unit 942 and retrofits | 862 | 2455 | Rate Constraint in lbs/MWh | FALSE | L | Annual | Allowances Withdrawn (1:1) | Thousand Tons | 0 | 0 | 0 | 0 | 0 | 0 | 0
NJ Non-HEDD CT NGas Units - Nox Rate Annual v5.12, Unit 942 and retrofits | 862 | 2455 | Rate Constraint in lbs/MWh | FALSE | L | Annual | Allowances Withdrawn (n:1) | Thousand Tons | 0 | 0 | 0 | 0 | 0 | 0 | 0
NJ Non-HEDD CT NGas Units - Nox Rate Annual v5.12, Unit 942 and retrofits | 862 | 2455 | Rate Constraint in lbs/MWh | FALSE | L | Annual | Net Emissions Allowance Position | Thousand Tons | 0.012274 | 0.012274 | 0.0040838 | 0.012274 | 0.0040838 | 0.0040838 | 0.0040838
NJ Non-HEDD CT NGas Units - Nox Rate Annual v5.12, Unit 942 and retrofits | 862 | 2455 | Rate Constraint in lbs/MWh | FALSE | L | Annual | Fuel Consumed | TBtu | 0.30684 | 0.30684 | 0.10209 | 0.30684 | 0.10209 | 0.10209 | 0.10209
NJ Non-HEDD CT NGas Units - Nox Rate Annual v5.12, Unit 942 and retrofits | 862 | 2455 | Rate Constraint in lbs/MWh | FALSE | L | Annual | Rate | lb/MMBtu | 0.08 | 0.08 | 0.08 | 0.08 | 0.08 | 0.08 | 0.08
NJ Non-HEDD CT NGas Units - Nox Rate Annual v5.12, Unit 942 and retrofits | 862 | 2455 | Rate Constraint in lbs/MWh | FALSE | L | Annual | Generation | TWh | 0.028623 | 0.028623 | 0.0095237 | 0.028623 | 0.0095237 | 0.0095237 | 0.0095237
NJ Non-HEDD CT NGas Units - Nox Rate Annual v5.12, Unit 942 and retrofits | 862 | 2455 | Rate Constraint in lbs/MWh | FALSE | L | Annual | Qualifying Generation | TWh | 0.028623 | 0.028623 | 0.0095237 | 0.028623 | 0.0095237 | 0.0095237 | 0.0095237
NJ Non-HEDD CT NGas Units - Nox Rate Annual v5.12, Unit 942 and retrofits | 862 | 2455 | Rate Constraint in lbs/MWh | FALSE | L | Annual | Constraint Shadow Price | US2011$/Ton | 0 | 0 | 0 | 0 | 0 | 0 | 0
NJ Non-HEDD CT NGas Units - Nox Rate Annual v5.12, Unit 945 and retrofits | 863 | 2455 | Rate Constraint in lbs/MWh | FALSE | L | Annual | Seasons Included | Seasons | Winter, Summer | Winter, Summer | Winter, Summer | Winter, Summer | Winter, Summer | Winter, Summer | Winter, Summer
NJ Non-HEDD CT NGas Units - Nox Rate Annual v5.12, Unit 945 and retrofits | 863 | 2455 | Rate Constraint in lbs/MWh | FALSE | L | Annual | Standard | lb/MWh | 2.2 | 2.2 | 2.2 | 2.2 | 2.2 | 2.2 | 2.2
NJ Non-HEDD CT NGas Units - Nox Rate Annual v5.12, Unit 945 and retrofits | 863 | 2455 | Rate Constraint in lbs/MWh | FALSE | L | Annual | Emissions at Affected Plants NOX | Thousand Tons | 0.00057951 | 0.00057951 | 0.00057951 | 0.00057951 | 0.00057951 | 0.00019282 | 0.00019282
NJ Non-HEDD CT NGas Units - Nox Rate Annual v5.12, Unit 945 and retrofits | 863 | 2455 | Rate Constraint in lbs/MWh | FALSE | L | Annual | Allowances Purchased NOX | Thousand Tons | 0 | 0 | 0 | 0 | 0 | 0 | 0
NJ Non-HEDD CT NGas Units - Nox Rate Annual v5.12, Unit 945 and retrofits | 863 | 2455 | Rate Constraint in lbs/MWh | FALSE | L | Annual | Allowances Sold NOX | Thousand Tons | 0 | 0 | 0 | 0 | 0 | 0 | 0
NJ Non-HEDD CT NGas Units - Nox Rate Annual v5.12, Unit 945 and retrofits | 863 | 2455 | Rate Constraint in lbs/MWh | FALSE | L | Annual | Allowances Banked | Thousand Tons | 0 | 0 | 0 | 0 | 0 | 0 | 0
NJ Non-HEDD CT NGas Units - Nox Rate Annual v5.12, Unit 945 and retrofits | 863 | 2455 | Rate Constraint in lbs/MWh | FALSE | L | Annual | Allowances Withdrawn (1:1) | Thousand Tons | 0 | 0 | 0 | 0 | 0 | 0 | 0
NJ Non-HEDD CT NGas Units - Nox Rate Annual v5.12, Unit 945 and retrofits | 863 | 2455 | Rate Constraint in lbs/MWh | FALSE | L | Annual | Allowances Withdrawn (n:1) | Thousand Tons | 0 | 0 | 0 | 0 | 0 | 0 | 0
NJ Non-HEDD CT NGas Units - Nox Rate Annual v5.12, Unit 945 and retrofits | 863 | 2455 | Rate Constraint in lbs/MWh | FALSE | L | Annual | Net Emissions Allowance Position | Thousand Tons | 0.00057951 | 0.00057951 | 0.00057951 | 0.00057951 | 0.00057951 | 0.00019282 | 0.00019282
NJ Non-HEDD CT NGas Units - Nox Rate Annual v5.12, Unit 945 and retrofits | 863 | 2455 | Rate Constraint in lbs/MWh | FALSE | L | Annual | Fuel Consumed | TBtu | 0.0052688 | 0.0052688 | 0.0052688 | 0.0052688 | 0.0052688 | 0.0017531 | 0.0017531
NJ Non-HEDD CT NGas Units - Nox Rate Annual v5.12, Unit 945 and retrofits | 863 | 2455 | Rate Constraint in lbs/MWh | FALSE | L | Annual | Rate | lb/MMBtu | 0.21998 | 0.21998 | 0.21998 | 0.21998 | 0.21998 | 0.21998 | 0.21998
NJ Non-HEDD CT NGas Units - Nox Rate Annual v5.12, Unit 945 and retrofits | 863 | 2455 | Rate Constraint in lbs/MWh | FALSE | L | Annual | Generation | TWh | 0.00052688 | 0.00052688 | 0.00052688 | 0.00052688 | 0.00052688 | 0.00017531 | 0.00017531
NJ Non-HEDD CT NGas Units - Nox Rate Annual v5.12, Unit 945 and retrofits | 863 | 2455 | Rate Constraint in lbs/MWh | FALSE | L | Annual | Qualifying Generation | TWh | 0.00052688 | 0.00052688 | 0.00052688 | 0.00052688 | 0.00052688 | 0.00017531 | 0.00017531
NJ Non-HEDD CT NGas Units - Nox Rate Annual v5.12, Unit 945 and retrofits | 863 | 2455 | Rate Constraint in lbs/MWh | FALSE | L | Annual | Constraint Shadow Price | US2011$/Ton | 0 | 0 | 0 | 0 | 0 | 0 | 0
NJ Non-HEDD CT NGas Units - Nox Rate Annual v5.12, Unit 946 and retrofits | 864 | 2455 | Rate Constraint in lbs/MWh | FALSE | L | Annual | Seasons Included | Seasons | Winter, Summer | Winter, Summer | Winter, Summer | Winter, Summer | Winter, Summer | Winter, Summer | Winter, Summer
NJ Non-HEDD CT NGas Units - Nox Rate Annual v5.12, Unit 946 and retrofits | 864 | 2455 | Rate Constraint in lbs/MWh | FALSE | L | Annual | Standard | lb/MWh | 2.2 | 2.2 | 2.2 | 2.2 | 2.2 | 2.2 | 2.2
NJ Non-HEDD CT NGas Units - Nox Rate Annual v5.12, Unit 946 and retrofits | 864 | 2455 | Rate Constraint in lbs/MWh | FALSE | L | Annual | Emissions at Affected Plants NOX | Thousand Tons | 0.00057954 | 0.00057954 | 0.00057954 | 0.00057954 | 0.00057954 | 0.00019283 | 0.00019283
NJ Non-HEDD CT NGas Units - Nox Rate Annual v5.12, Unit 946 and retrofits | 864 | 2455 | Rate Constraint in lbs/MWh | FALSE | L | Annual | Allowances Purchased NOX | Thousand Tons | 0 | 0 | 0 | 0 | 0 | 0 | 0
NJ Non-HEDD CT NGas Units - Nox Rate Annual v5.12, Unit 946 and retrofits | 864 | 2455 | Rate Constraint in lbs/MWh | FALSE | L | Annual | Allowances Sold NOX | Thousand Tons | 0 | 0 | 0 | 0 | 0 | 0 | 0
NJ Non-HEDD CT NGas Units - Nox Rate Annual v5.12, Unit 946 and retrofits | 864 | 2455 | Rate Constraint in lbs/MWh | FALSE | L | Annual | Allowances Banked | Thousand Tons | 0 | 0 | 0 | 0 | 0 | 0 | 0
NJ Non-HEDD CT NGas Units - Nox Rate Annual v5.12, Unit 946 and retrofits | 864 | 2455 | Rate Constraint in lbs/MWh | FALSE | L | Annual | Allowances Withdrawn (1:1) | Thousand Tons | 0 | 0 | 0 | 0 | 0 | 0 | 0
NJ Non-HEDD CT NGas Units - Nox Rate Annual v5.12, Unit 946 and retrofits | 864 | 2455 | Rate Constraint in lbs/MWh | FALSE | L | Annual | Allowances Withdrawn (n:1) | Thousand Tons | 0 | 0 | 0 | 0 | 0 | 0 | 0
NJ Non-HEDD CT NGas Units - Nox Rate Annual v5.12, Unit 946 and retrofits | 864 | 2455 | Rate Constraint in lbs/MWh | FALSE | L | Annual | Net Emissions Allowance Position | Thousand Tons | 0.00057954 | 0.00057954 | 0.00057954 | 0.00057954 | 0.00057954 | 0.00019283 | 0.00019283
NJ Non-HEDD CT NGas Units - Nox Rate Annual v5.12, Unit 946 and retrofits | 864 | 2455 | Rate Constraint in lbs/MWh | FALSE | L | Annual | Fuel Consumed | TBtu | 0.0052688 | 0.0052688 | 0.0052688 | 0.0052688 | 0.0052688 | 0.0017531 | 0.0017531
NJ Non-HEDD CT NGas Units - Nox Rate Annual v5.12, Unit 946 and retrofits | 864 | 2455 | Rate Constraint in lbs/MWh | FALSE | L | Annual | Rate | lb/MMBtu | 0.21999 | 0.21999 | 0.21999 | 0.21999 | 0.21999 | 0.21999 | 0.21999
NJ Non-HEDD CT NGas Units - Nox Rate Annual v5.12, Unit 946 and retrofits | 864 | 2455 | Rate Constraint in lbs/MWh | FALSE | L | Annual | Generation | TWh | 0.00052688 | 0.00052688 | 0.00052688 | 0.00052688 | 0.00052688 | 0.00017531 | 0.00017531
NJ Non-HEDD CT NGas Units - Nox Rate Annual v5.12, Unit 946 and retrofits | 864 | 2455 | Rate Constraint in lbs/MWh | FALSE | L | Annual | Qualifying Generation | TWh | 0.00052688 | 0.00052688 | 0.00052688 | 0.00052688 | 0.00052688 | 0.00017531 | 0.00017531
NJ Non-HEDD CT NGas Units - Nox Rate Annual v5.12, Unit 946 and retrofits | 864 | 2455 | Rate Constraint in lbs/MWh | FALSE | L | Annual | Constraint Shadow Price | US2011$/Ton | 0 | 0 | 0 | 0 | 0 | 0 | 0
NJ Non-HEDD CT NGas Units - Nox Rate Annual v5.12, Unit 947 and retrofits | 865 | 2455 | Rate Constraint in lbs/MWh | FALSE | L | Annual | Seasons Included | Seasons | Winter, Summer | Winter, Summer | Winter, Summer | Winter, Summer | Winter, Summer | Winter, Summer | Winter, Summer
NJ Non-HEDD CT NGas Units - Nox Rate Annual v5.12, Unit 947 and retrofits | 865 | 2455 | Rate Constraint in lbs/MWh | FALSE | L | Annual | Standard | lb/MWh | 2.2 | 2.2 | 2.2 | 2.2 | 2.2 | 2.2 | 2.2
NJ Non-HEDD CT NGas Units - Nox Rate Annual v5.12, Unit 947 and retrofits | 865 | 2455 | Rate Constraint in lbs/MWh | FALSE | L | Annual | Emissions at Affected Plants NOX | Thousand Tons | 0.012514 | 0.012514 | 0.012514 | 0.012514 | 0.012514 | 0.0041637 | 0.0041637
NJ Non-HEDD CT NGas Units - Nox Rate Annual v5.12, Unit 947 and retrofits | 865 | 2455 | Rate Constraint in lbs/MWh | FALSE | L | Annual | Allowances Purchased NOX | Thousand Tons | 0 | 0 | 0 | 0 | 0 | 0 | 0
NJ Non-HEDD CT NGas Units - Nox Rate Annual v5.12, Unit 947 and retrofits | 865 | 2455 | Rate Constraint in lbs/MWh | FALSE | L | Annual | Allowances Sold NOX | Thousand Tons | 0 | 0 | 0 | 0 | 0 | 0 | 0
NJ Non-HEDD CT NGas Units - Nox Rate Annual v5.12, Unit 947 and retrofits | 865 | 2455 | Rate Constraint in lbs/MWh | FALSE | L | Annual | Allowances Banked | Thousand Tons | 0 | 0 | 0 | 0 | 0 | 0 | 0
NJ Non-HEDD CT NGas Units - Nox Rate Annual v5.12, Unit 947 and retrofits | 865 | 2455 | Rate Constraint in lbs/MWh | FALSE | L | Annual | Allowances Withdrawn (1:1) | Thousand Tons | 0 | 0 | 0 | 0 | 0 | 0 | 0
NJ Non-HEDD CT NGas Units - Nox Rate Annual v5.12, Unit 947 and retrofits | 865 | 2455 | Rate Constraint in lbs/MWh | FALSE | L | Annual | Allowances Withdrawn (n:1) | Thousand Tons | 0 | 0 | 0 | 0 | 0 | 0 | 0
NJ Non-HEDD CT NGas Units - Nox Rate Annual v5.12, Unit 947 and retrofits | 865 | 2455 | Rate Constraint in lbs/MWh | FALSE | L | Annual | Net Emissions Allowance Position | Thousand Tons | 0.012514 | 0.012514 | 0.012514 | 0.012514 | 0.012514 | 0.0041637 | 0.0041637
NJ Non-HEDD CT NGas Units - Nox Rate Annual v5.12, Unit 947 and retrofits | 865 | 2455 | Rate Constraint in lbs/MWh | FALSE | L | Annual | Fuel Consumed | TBtu | 0.31284 | 0.31284 | 0.31284 | 0.31284 | 0.31284 | 0.10409 | 0.10409
NJ Non-HEDD CT NGas Units - Nox Rate Annual v5.12, Unit 947 and retrofits | 865 | 2455 | Rate Constraint in lbs/MWh | FALSE | L | Annual | Rate | lb/MMBtu | 0.08 | 0.08 | 0.08 | 0.08 | 0.08 | 0.08 | 0.08
NJ Non-HEDD CT NGas Units - Nox Rate Annual v5.12, Unit 947 and retrofits | 865 | 2455 | Rate Constraint in lbs/MWh | FALSE | L | Annual | Generation | TWh | 0.032086 | 0.032086 | 0.032086 | 0.032086 | 0.032086 | 0.010676 | 0.010676
NJ Non-HEDD CT NGas Units - Nox Rate Annual v5.12, Unit 947 and retrofits | 865 | 2455 | Rate Constraint in lbs/MWh | FALSE | L | Annual | Qualifying Generation | TWh | 0.032086 | 0.032086 | 0.032086 | 0.032086 | 0.032086 | 0.010676 | 0.010676
NJ Non-HEDD CT NGas Units - Nox Rate Annual v5.12, Unit 947 and retrofits | 865 | 2455 | Rate Constraint in lbs/MWh | FALSE | L | Annual | Constraint Shadow Price | US2011$/Ton | 0 | 0 | 0 | 0 | 0 | 0 | 0
NJ Non-HEDD CT NGas Units - Nox Rate Annual v5.12, Unit 948 and retrofits | 866 | 2455 | Rate Constraint in lbs/MWh | FALSE | L | Annual | Seasons Included | Seasons | Winter, Summer | Winter, Summer | Winter, Summer | Winter, Summer | Winter, Summer | Winter, Summer | Winter, Summer
NJ Non-HEDD CT NGas Units - Nox Rate Annual v5.12, Unit 948 and retrofits | 866 | 2455 | Rate Constraint in lbs/MWh | FALSE | L | Annual | Standard | lb/MWh | 2.2 | 2.2 | 2.2 | 2.2 | 2.2 | 2.2 | 2.2
NJ Non-HEDD CT NGas Units - Nox Rate Annual v5.12, Unit 948 and retrofits | 866 | 2455 | Rate Constraint in lbs/MWh | FALSE | L | Annual | Emissions at Affected Plants NOX | Thousand Tons | 0.001544 | 0.001544 | 0.00051373 | 0.001544 | 0.00051373 | 0.00051373 | 0.00051373
NJ Non-HEDD CT NGas Units - Nox Rate Annual v5.12, Unit 948 and retrofits | 866 | 2455 | Rate Constraint in lbs/MWh | FALSE | L | Annual | Allowances Purchased NOX | Thousand Tons | 0 | 0 | 0 | 0 | 0 | 0 | 0
NJ Non-HEDD CT NGas Units - Nox Rate Annual v5.12, Unit 948 and retrofits | 866 | 2455 | Rate Constraint in lbs/MWh | FALSE | L | Annual | Allowances Sold NOX | Thousand Tons | 0 | 0 | 0 | 0 | 0 | 0 | 0
NJ Non-HEDD CT NGas Units - Nox Rate Annual v5.12, Unit 948 and retrofits | 866 | 2455 | Rate Constraint in lbs/MWh | FALSE | L | Annual | Allowances Banked | Thousand Tons | 0 | 0 | 0 | 0 | 0 | 0 | 0
NJ Non-HEDD CT NGas Units - Nox Rate Annual v5.12, Unit 948 and retrofits | 866 | 2455 | Rate Constraint in lbs/MWh | FALSE | L | Annual | Allowances Withdrawn (1:1) | Thousand Tons | 0 | 0 | 0 | 0 | 0 | 0 | 0
NJ Non-HEDD CT NGas Units - Nox Rate Annual v5.12, Unit 948 and retrofits | 866 | 2455 | Rate Constraint in lbs/MWh | FALSE | L | Annual | Allowances Withdrawn (n:1) | Thousand Tons | 0 | 0 | 0 | 0 | 0 | 0 | 0
NJ Non-HEDD CT NGas Units - Nox Rate Annual v5.12, Unit 948 and retrofits | 866 | 2455 | Rate Constraint in lbs/MWh | FALSE | L | Annual | Net Emissions Allowance Position | Thousand Tons | 0.001544 | 0.001544 | 0.00051373 | 0.001544 | 0.00051373 | 0.00051373 | 0.00051373
NJ Non-HEDD CT NGas Units - Nox Rate Annual v5.12, Unit 948 and retrofits | 866 | 2455 | Rate Constraint in lbs/MWh | FALSE | L | Annual | Fuel Consumed | TBtu | 0.0386 | 0.0386 | 0.012843 | 0.0386 | 0.012843 | 0.012843 | 0.012843
NJ Non-HEDD CT NGas Units - Nox Rate Annual v5.12, Unit 948 and retrofits | 866 | 2455 | Rate Constraint in lbs/MWh | FALSE | L | Annual | Rate | lb/MMBtu | 0.08 | 0.08 | 0.08 | 0.08 | 0.08 | 0.08 | 0.08
NJ Non-HEDD CT NGas Units - Nox Rate Annual v5.12, Unit 948 and retrofits | 866 | 2455 | Rate Constraint in lbs/MWh | FALSE | L | Annual | Generation | TWh | 0.0035923 | 0.0035923 | 0.0011953 | 0.0035923 | 0.0011953 | 0.0011953 | 0.0011953
NJ Non-HEDD CT NGas Units - Nox Rate Annual v5.12, Unit 948 and retrofits | 866 | 2455 | Rate Constraint in lbs/MWh | FALSE | L | Annual | Qualifying Generation | TWh | 0.0035923 | 0.0035923 | 0.0011953 | 0.0035923 | 0.0011953 | 0.0011953 | 0.0011953
NJ Non-HEDD CT NGas Units - Nox Rate Annual v5.12, Unit 948 and retrofits | 866 | 2455 | Rate Constraint in lbs/MWh | FALSE | L | Annual | Constraint Shadow Price | US2011$/Ton | 0 | 0 | 0 | 0 | 0 | 0 | 0
NJ Non-HEDD CT NGas Units - Nox Rate Annual v5.12, Unit 949 and retrofits | 867 | 2455 | Rate Constraint in lbs/MWh | FALSE | L | Annual | Seasons Included | Seasons | Winter, Summer | Winter, Summer | Winter, Summer | Winter, Summer | Winter, Summer | Winter, Summer | Winter, Summer
NJ Non-HEDD CT NGas Units - Nox Rate Annual v5.12, Unit 949 and retrofits | 867 | 2455 | Rate Constraint in lbs/MWh | FALSE | L | Annual | Standard | lb/MWh | 2.2 | 2.2 | 2.2 | 2.2 | 2.2 | 2.2 | 2.2
NJ Non-HEDD CT NGas Units - Nox Rate Annual v5.12, Unit 949 and retrofits | 867 | 2455 | Rate Constraint in lbs/MWh | FALSE | L | Annual | Emissions at Affected Plants NOX | Thousand Tons | 0 | 0 | 0 | 0 | 0 | 0 | 0
NJ Non-HEDD CT NGas Units - Nox Rate Annual v5.12, Unit 949 and retrofits | 867 | 2455 | Rate Constraint in lbs/MWh | FALSE | L | Annual | Allowances Purchased NOX | Thousand Tons | 0 | 0 | 0 | 0 | 0 | 0 | 0
NJ Non-HEDD CT NGas Units - Nox Rate Annual v5.12, Unit 949 and retrofits | 867 | 2455 | Rate Constraint in lbs/MWh | FALSE | L | Annual | Allowances Sold NOX | Thousand Tons | 0 | 0 | 0 | 0 | 0 | 0 | 0
NJ Non-HEDD CT NGas Units - Nox Rate Annual v5.12, Unit 949 and retrofits | 867 | 2455 | Rate Constraint in lbs/MWh | FALSE | L | Annual | Allowances Banked | Thousand Tons | 0 | 0 | 0 | 0 | 0 | 0 | 0
NJ Non-HEDD CT NGas Units - Nox Rate Annual v5.12, Unit 949 and retrofits | 867 | 2455 | Rate Constraint in lbs/MWh | FALSE | L | Annual | Allowances Withdrawn (1:1) | Thousand Tons | 0 | 0 | 0 | 0 | 0 | 0 | 0
NJ Non-HEDD CT NGas Units - Nox Rate Annual v5.12, Unit 949 and retrofits | 867 | 2455 | Rate Constraint in lbs/MWh | FALSE | L | Annual | Allowances Withdrawn (n:1) | Thousand Tons | 0 | 0 | 0 | 0 | 0 | 0 | 0
NJ Non-HEDD CT NGas Units - Nox Rate Annual v5.12, Unit 949 and retrofits | 867 | 2455 | Rate Constraint in lbs/MWh | FALSE | L | Annual | Net Emissions Allowance Position | Thousand Tons | 0 | 0 | 0 | 0 | 0 | 0 | 0
NJ Non-HEDD CT NGas Units - Nox Rate Annual v5.12, Unit 949 and retrofits | 867 | 2455 | Rate Constraint in lbs/MWh | FALSE | L | Annual | Fuel Consumed | TBtu | 0 | 0 | 0 | 0 | 0 | 0 | 0
NJ Non-HEDD CT NGas Units - Nox Rate Annual v5.12, Unit 949 and retrofits | 867 | 2455 | Rate Constraint in lbs/MWh | FALSE | L | Annual | Rate | lb/MMBtu | 0 | 0 | 0 | 0 | 0 | 0 | 0
NJ Non-HEDD CT NGas Units - Nox Rate Annual v5.12, Unit 949 and retrofits | 867 | 2455 | Rate Constraint in lbs/MWh | FALSE | L | Annual | Generation | TWh | 0 | 0 | 0 | 0 | 0 | 0 | 0
NJ Non-HEDD CT NGas Units - Nox Rate Annual v5.12, Unit 949 and retrofits | 867 | 2455 | Rate Constraint in lbs/MWh | FALSE | L | Annual | Qualifying Generation | TWh | 0 | 0 | 0 | 0 | 0 | 0 | 0
NJ Non-HEDD CT NGas Units - Nox Rate Annual v5.12, Unit 949 and retrofits | 867 | 2455 | Rate Constraint in lbs/MWh | FALSE | L | Annual | Constraint Shadow Price | US2011$/Ton | 157346.704 | 156536.6696 | 234497.4852 | 265324.0967 | 292353.8241 | 102710.8095 | 108293.326
NJ Non-HEDD CT NGas Units - Nox Rate Annual v5.12, Unit 950 and retrofits | 868 | 2455 | Rate Constraint in lbs/MWh | FALSE | L | Annual | Seasons Included | Seasons | Winter, Summer | Winter, Summer | Winter, Summer | Winter, Summer | Winter, Summer | Winter, Summer | Winter, Summer
NJ Non-HEDD CT NGas Units - Nox Rate Annual v5.12, Unit 950 and retrofits | 868 | 2455 | Rate Constraint in lbs/MWh | FALSE | L | Annual | Standard | lb/MWh | 2.2 | 2.2 | 2.2 | 2.2 | 2.2 | 2.2 | 2.2
NJ Non-HEDD CT NGas Units - Nox Rate Annual v5.12, Unit 950 and retrofits | 868 | 2455 | Rate Constraint in lbs/MWh | FALSE | L | Annual | Emissions at Affected Plants NOX | Thousand Tons | 0 | 0 | 0 | 0 | 0 | 0 | 0
NJ Non-HEDD CT NGas Units - Nox Rate Annual v5.12, Unit 950 and retrofits | 868 | 2455 | Rate Constraint in lbs/MWh | FALSE | L | Annual | Allowances Purchased NOX | Thousand Tons | 0 | 0 | 0 | 0 | 0 | 0 | 0
NJ Non-HEDD CT NGas Units - Nox Rate Annual v5.12, Unit 950 and retrofits | 868 | 2455 | Rate Constraint in lbs/MWh | FALSE | L | Annual | Allowances Sold NOX | Thousand Tons | 0 | 0 | 0 | 0 | 0 | 0 | 0
NJ Non-HEDD CT NGas Units - Nox Rate Annual v5.12, Unit 950 and retrofits | 868 | 2455 | Rate Constraint in lbs/MWh | FALSE | L | Annual | Allowances Banked | Thousand Tons | 0 | 0 | 0 | 0 | 0 | 0 | 0
NJ Non-HEDD CT NGas Units - Nox Rate Annual v5.12, Unit 950 and retrofits | 868 | 2455 | Rate Constraint in lbs/MWh | FALSE | L | Annual | Allowances Withdrawn (1:1) | Thousand Tons | 0 | 0 | 0 | 0 | 0 | 0 | 0
NJ Non-HEDD CT NGas Units - Nox Rate Annual v5.12, Unit 950 and retrofits | 868 | 2455 | Rate Constraint in lbs/MWh | FALSE | L | Annual | Allowances Withdrawn (n:1) | Thousand Tons | 0 | 0 | 0 | 0 | 0 | 0 | 0
NJ Non-HEDD CT NGas Units - Nox Rate Annual v5.12, Unit 950 and retrofits | 868 | 2455 | Rate Constraint in lbs/MWh | FALSE | L | Annual | Net Emissions Allowance Position | Thousand Tons | 0 | 0 | 0 | 0 | 0 | 0 | 0
NJ Non-HEDD CT NGas Units - Nox Rate Annual v5.12, Unit 950 and retrofits | 868 | 2455 | Rate Constraint in lbs/MWh | FALSE | L | Annual | Fuel Consumed | TBtu | 0 | 0 | 0 | 0 | 0 | 0 | 0
NJ Non-HEDD CT NGas Units - Nox Rate Annual v5.12, Unit 950 and retrofits | 868 | 2455 | Rate Constraint in lbs/MWh | FALSE | L | Annual | Rate | lb/MMBtu | 0 | 0 | 0 | 0 | 0 | 0 | 0
NJ Non-HEDD CT NGas Units - Nox Rate Annual v5.12, Unit 950 and retrofits | 868 | 2455 | Rate Constraint in lbs/MWh | FALSE | L | Annual | Generation | TWh | 0 | 0 | 0 | 0 | 0 | 0 | 0
NJ Non-HEDD CT NGas Units - Nox Rate Annual v5.12, Unit 950 and retrofits | 868 | 2455 | Rate Constraint in lbs/MWh | FALSE | L | Annual | Qualifying Generation | TWh | 0 | 0 | 0 | 0 | 0 | 0 | 0
NJ Non-HEDD CT NGas Units - Nox Rate Annual v5.12, Unit 950 and retrofits | 868 | 2455 | Rate Constraint in lbs/MWh | FALSE | L | Annual | Constraint Shadow Price | US2011$/Ton | 147769.8654 | 147009.1335 | 220224.8978 | 249175.2612 | 274559.8361 | 96459.3609 | 101702.0997
NJ Non-HEDD CT NGas Units - Nox Rate Annual v5.12, Unit 951 and retrofits | 869 | 2455 | Rate Constraint in lbs/MWh | FALSE | L | Annual | Seasons Included | Seasons | Winter, Summer | Winter, Summer | Winter, Summer | Winter, Summer | Winter, Summer | Winter, Summer | Winter, Summer
NJ Non-HEDD CT NGas Units - Nox Rate Annual v5.12, Unit 951 and retrofits | 869 | 2455 | Rate Constraint in lbs/MWh | FALSE | L | Annual | Standard | lb/MWh | 2.2 | 2.2 | 2.2 | 2.2 | 2.2 | 2.2 | 2.2
NJ Non-HEDD CT NGas Units - Nox Rate Annual v5.12, Unit 951 and retrofits | 869 | 2455 | Rate Constraint in lbs/MWh | FALSE | L | Annual | Emissions at Affected Plants NOX | Thousand Tons | 0.00070114 | 0.00070114 | 0.00070114 | 0.00070114 | 0.00070114 | 0.00070114 | 0.00070114
NJ Non-HEDD CT NGas Units - Nox Rate Annual v5.12, Unit 951 and retrofits | 869 | 2455 | Rate Constraint in lbs/MWh | FALSE | L | Annual | Allowances Purchased NOX | Thousand Tons | 0 | 0 | 0 | 0 | 0 | 0 | 0
NJ Non-HEDD CT NGas Units - Nox Rate Annual v5.12, Unit 951 and retrofits | 869 | 2455 | Rate Constraint in lbs/MWh | FALSE | L | Annual | Allowances Sold NOX | Thousand Tons | 0 | 0 | 0 | 0 | 0 | 0 | 0
NJ Non-HEDD CT NGas Units - Nox Rate Annual v5.12, Unit 951 and retrofits | 869 | 2455 | Rate Constraint in lbs/MWh | FALSE | L | Annual | Allowances Banked | Thousand Tons | 0 | 0 | 0 | 0 | 0 | 0 | 0
NJ Non-HEDD CT NGas Units - Nox Rate Annual v5.12, Unit 951 and retrofits | 869 | 2455 | Rate Constraint in lbs/MWh | FALSE | L | Annual | Allowances Withdrawn (1:1) | Thousand Tons | 0 | 0 | 0 | 0 | 0 | 0 | 0
NJ Non-HEDD CT NGas Units - Nox Rate Annual v5.12, Unit 951 and retrofits | 869 | 2455 | Rate Constraint in lbs/MWh | FALSE | L | Annual | Allowances Withdrawn (n:1) | Thousand Tons | 0 | 0 | 0 | 0 | 0 | 0 | 0
NJ Non-HEDD CT NGas Units - Nox Rate Annual v5.12, Unit 951 and retrofits | 869 | 2455 | Rate Constraint in lbs/MWh | FALSE | L | Annual | Net Emissions Allowance Position | Thousand Tons | 0.00070114 | 0.00070114 | 0.00070114 | 0.00070114 | 0.00070114 | 0.00070114 | 0.00070114
NJ Non-HEDD CT NGas Units - Nox Rate Annual v5.12, Unit 951 and retrofits | 869 | 2455 | Rate Constraint in lbs/MWh | FALSE | L | Annual | Fuel Consumed | TBtu | 0.0069402 | 0.0069402 | 0.0069402 | 0.0069402 | 0.0069402 | 0.0069402 | 0.0069402
NJ Non-HEDD CT NGas Units - Nox Rate Annual v5.12, Unit 951 and retrofits | 869 | 2455 | Rate Constraint in lbs/MWh | FALSE | L | Annual | Rate | lb/MMBtu | 0.20205 | 0.20205 | 0.20205 | 0.20205 | 0.20205 | 0.20205 | 0.20205
NJ Non-HEDD CT NGas Units - Nox Rate Annual v5.12, Unit 951 and retrofits | 869 | 2455 | Rate Constraint in lbs/MWh | FALSE | L | Annual | Generation | TWh | 0.00063748 | 0.00063748 | 0.00063748 | 0.00063748 | 0.00063748 | 0.00063748 | 0.00063748
NJ Non-HEDD CT NGas Units - Nox Rate Annual v5.12, Unit 951 and retrofits | 869 | 2455 | Rate Constraint in lbs/MWh | FALSE | L | Annual | Qualifying Generation | TWh | 0.00063748 | 0.00063748 | 0.00063748 | 0.00063748 | 0.00063748 | 0.00063748 | 0.00063748
NJ Non-HEDD CT NGas Units - Nox Rate Annual v5.12, Unit 951 and retrofits | 869 | 2455 | Rate Constraint in lbs/MWh | FALSE | L | Annual | Constraint Shadow Price | US2011$/Ton | 0 | 0 | 0 | 0 | 0 | 0 | 0
NJ Non-HEDD CT NGas Units - Nox Rate Annual v5.12, Unit 952 and retrofits | 870 | 2455 | Rate Constraint in lbs/MWh | FALSE | L | Annual | Seasons Included | Seasons | Winter, Summer | Winter, Summer | Winter, Summer | Winter, Summer | Winter, Summer | Winter, Summer | Winter, Summer
NJ Non-HEDD CT NGas Units - Nox Rate Annual v5.12, Unit 952 and retrofits | 870 | 2455 | Rate Constraint in lbs/MWh | FALSE | L | Annual | Standard | lb/MWh | 2.2 | 2.2 | 2.2 | 2.2 | 2.2 | 2.2 | 2.2
NJ Non-HEDD CT NGas Units - Nox Rate Annual v5.12, Unit 952 and retrofits | 870 | 2455 | Rate Constraint in lbs/MWh | FALSE | L | Annual | Emissions at Affected Plants NOX | Thousand Tons | 0.00070122 | 0.00070122 | 0.00070122 | 0.00070122 | 0.00070122 | 0.00070122 | 0.00070122
NJ Non-HEDD CT NGas Units - Nox Rate Annual v5.12, Unit 952 and retrofits | 870 | 2455 | Rate Constraint in lbs/MWh | FALSE | L | Annual | Allowances Purchased NOX | Thousand Tons | 0 | 0 | 0 | 0 | 0 | 0 | 0
NJ Non-HEDD CT NGas Units - Nox Rate Annual v5.12, Unit 952 and retrofits | 870 | 2455 | Rate Constraint in lbs/MWh | FALSE | L | Annual | Allowances Sold NOX | Thousand Tons | 0 | 0 | 0 | 0 | 0 | 0 | 0
NJ Non-HEDD CT NGas Units - Nox Rate Annual v5.12, Unit 952 and retrofits | 870 | 2455 | Rate Constraint in lbs/MWh | FALSE | L | Annual | Allowances Banked | Thousand Tons | 0 | 0 | 0 | 0 | 0 | 0 | 0
NJ Non-HEDD CT NGas Units - Nox Rate Annual v5.12, Unit 952 and retrofits | 870 | 2455 | Rate Constraint in lbs/MWh | FALSE | L | Annual | Allowances Withdrawn (1:1) | Thousand Tons | 0 | 0 | 0 | 0 | 0 | 0 | 0
NJ Non-HEDD CT NGas Units - Nox Rate Annual v5.12, Unit 952 and retrofits | 870 | 2455 | Rate Constraint in lbs/MWh | FALSE | L | Annual | Allowances Withdrawn (n:1) | Thousand Tons | 0 | 0 | 0 | 0 | 0 | 0 | 0
NJ Non-HEDD CT NGas Units - Nox Rate Annual v5.12, Unit 952 and retrofits | 870 | 2455 | Rate Constraint in lbs/MWh | FALSE | L | Annual | Net Emissions Allowance Position | Thousand Tons | 0.00070122 | 0.00070122 | 0.00070122 | 0.00070122 | 0.00070122 | 0.00070122 | 0.00070122
NJ Non-HEDD CT NGas Units - Nox Rate Annual v5.12, Unit 952 and retrofits | 870 | 2455 | Rate Constraint in lbs/MWh | FALSE | L | Annual | Fuel Consumed | TBtu | 0.0069428 | 0.0069428 | 0.0069428 | 0.0069428 | 0.0069428 | 0.0069428 | 0.0069428
NJ Non-HEDD CT NGas Units - Nox Rate Annual v5.12, Unit 952 and retrofits | 870 | 2455 | Rate Constraint in lbs/MWh | FALSE | L | Annual | Rate | lb/MMBtu | 0.202 | 0.202 | 0.202 | 0.202 | 0.202 | 0.202 | 0.202
NJ Non-HEDD CT NGas Units - Nox Rate Annual v5.12, Unit 952 and retrofits | 870 | 2455 | Rate Constraint in lbs/MWh | FALSE | L | Annual | Generation | TWh | 0.00063748 | 0.00063748 | 0.00063748 | 0.00063748 | 0.00063748 | 0.00063748 | 0.00063748
NJ Non-HEDD CT NGas Units - Nox Rate Annual v5.12, Unit 952 and retrofits | 870 | 2455 | Rate Constraint in lbs/MWh | FALSE | L | Annual | Qualifying Generation | TWh | 0.00063748 | 0.00063748 | 0.00063748 | 0.00063748 | 0.00063748 | 0.00063748 | 0.00063748
NJ Non-HEDD CT NGas Units - Nox Rate Annual v5.12, Unit 952 and retrofits | 870 | 2455 | Rate Constraint in lbs/MWh | FALSE | L | Annual | Constraint Shadow Price | US2011$/Ton | 0 | 0 | 0 | 0 | 0 | 0 | 0
NJ Non-HEDD CT NGas Units - Nox Rate Annual v5.12, Unit 953 and retrofits | 871 | 2455 | Rate Constraint in lbs/MWh | FALSE | L | Annual | Seasons Included | Seasons | Winter, Summer | Winter, Summer | Winter, Summer | Winter, Summer | Winter, Summer | Winter, Summer | Winter, Summer
NJ Non-HEDD CT NGas Units - Nox Rate Annual v5.12, Unit 953 and retrofits | 871 | 2455 | Rate Constraint in lbs/MWh | FALSE | L | Annual | Standard | lb/MWh | 2.2 | 2.2 | 2.2 | 2.2 | 2.2 | 2.2 | 2.2
NJ Non-HEDD CT NGas Units - Nox Rate Annual v5.12, Unit 953 and retrofits | 871 | 2455 | Rate Constraint in lbs/MWh | FALSE | L | Annual | Emissions at Affected Plants NOX | Thousand Tons | 0.0018334 | 0.0018334 | 0.0018334 | 0.0018334 | 0.0018334 | 0.0093198 | 0.0093198
NJ Non-HEDD CT NGas Units - Nox Rate Annual v5.12, Unit 953 and retrofits | 871 | 2455 | Rate Constraint in lbs/MWh | FALSE | L | Annual | Allowances Purchased NOX | Thousand Tons | 0 | 0 | 0 | 0 | 0 | 0 | 0
NJ Non-HEDD CT NGas Units - Nox Rate Annual v5.12, Unit 953 and retrofits | 871 | 2455 | Rate Constraint in lbs/MWh | FALSE | L | Annual | Allowances Sold NOX | Thousand Tons | 0 | 0 | 0 | 0 | 0 | 0 | 0
NJ Non-HEDD CT NGas Units - Nox Rate Annual v5.12, Unit 953 and retrofits | 871 | 2455 | Rate Constraint in lbs/MWh | FALSE | L | Annual | Allowances Banked | Thousand Tons | 0 | 0 | 0 | 0 | 0 | 0 | 0
NJ Non-HEDD CT NGas Units - Nox Rate Annual v5.12, Unit 953 and retrofits | 871 | 2455 | Rate Constraint in lbs/MWh | FALSE | L | Annual | Allowances Withdrawn (1:1) | Thousand Tons | 0 | 0 | 0 | 0 | 0 | 0 | 0
NJ Non-HEDD CT NGas Units - Nox Rate Annual v5.12, Unit 953 and retrofits | 871 | 2455 | Rate Constraint in lbs/MWh | FALSE | L | Annual | Allowances Withdrawn (n:1) | Thousand Tons | 0 | 0 | 0 | 0 | 0 | 0 | 0
NJ Non-HEDD CT NGas Units - Nox Rate Annual v5.12, Unit 953 and retrofits | 871 | 2455 | Rate Constraint in lbs/MWh | FALSE | L | Annual | Net Emissions Allowance Position | Thousand Tons | 0.0018334 | 0.0018334 | 0.0018334 | 0.0018334 | 0.0018334 | 0.0093198 | 0.0093198
NJ Non-HEDD CT NGas Units - Nox Rate Annual v5.12, Unit 953 and retrofits | 871 | 2455 | Rate Constraint in lbs/MWh | FALSE | L | Annual | Fuel Consumed | TBtu | 0.025271 | 0.025271 | 0.025271 | 0.025271 | 0.025271 | 0.12846 | 0.12846
NJ Non-HEDD CT NGas Units - Nox Rate Annual v5.12, Unit 953 and retrofits | 871 | 2455 | Rate Constraint in lbs/MWh | FALSE | L | Annual | Rate | lb/MMBtu | 0.1451 | 0.1451 | 0.1451 | 0.1451 | 0.1451 | 0.1451 | 0.1451
NJ Non-HEDD CT NGas Units - Nox Rate Annual v5.12, Unit 953 and retrofits | 871 | 2455 | Rate Constraint in lbs/MWh | FALSE | L | Annual | Generation | TWh | 0.0016668 | 0.0016668 | 0.0016668 | 0.0016668 | 0.0016668 | 0.008473 | 0.008473
NJ Non-HEDD CT NGas Units - Nox Rate Annual v5.12, Unit 953 and retrofits | 871 | 2455 | Rate Constraint in lbs/MWh | FALSE | L | Annual | Qualifying Generation | TWh | 0.0016668 | 0.0016668 | 0.0016668 | 0.0016668 | 0.0016668 | 0.008473 | 0.008473
NJ Non-HEDD CT NGas Units - Nox Rate Annual v5.12, Unit 953 and retrofits | 871 | 2455 | Rate Constraint in lbs/MWh | FALSE | L | Annual | Constraint Shadow Price | US2011$/Ton | 0 | 0 | 0 | 0 | 0 | 0 | 0
NJ Non-HEDD CT NGas Units - Nox Rate Annual v5.12, Unit 954 and retrofits | 872 | 2455 | Rate Constraint in lbs/MWh | FALSE | L | Annual | Seasons Included | Seasons | Winter, Summer | Winter, Summer | Winter, Summer | Winter, Summer | Winter, Summer | Winter, Summer | Winter, Summer
NJ Non-HEDD CT NGas Units - Nox Rate Annual v5.12, Unit 954 and retrofits | 872 | 2455 | Rate Constraint in lbs/MWh | FALSE | L | Annual | Standard | lb/MWh | 2.2 | 2.2 | 2.2 | 2.2 | 2.2 | 2.2 | 2.2
NJ Non-HEDD CT NGas Units - Nox Rate Annual v5.12, Unit 954 and retrofits | 872 | 2455 | Rate Constraint in lbs/MWh | FALSE | L | Annual | Emissions at Affected Plants NOX | Thousand Tons | 0.0048155 | 0.0048155 | 0.0048155 | 0.0048155 | 0.0048155 | 0.0048155 | 0.0048155
NJ Non-HEDD CT NGas Units - Nox Rate Annual v5.12, Unit 954 and retrofits | 872 | 2455 | Rate Constraint in lbs/MWh | FALSE | L | Annual | Allowances Purchased NOX | Thousand Tons | 0 | 0 | 0 | 0 | 0 | 0 | 0
NJ Non-HEDD CT NGas Units - Nox Rate Annual v5.12, Unit 954 and retrofits | 872 | 2455 | Rate Constraint in lbs/MWh | FALSE | L | Annual | Allowances Sold NOX | Thousand Tons | 0 | 0 | 0 | 0 | 0 | 0 | 0
NJ Non-HEDD CT NGas Units - Nox Rate Annual v5.12, Unit 954 and retrofits | 872 | 2455 | Rate Constraint in lbs/MWh | FALSE | L | Annual | Allowances Banked | Thousand Tons | 0 | 0 | 0 | 0 | 0 | 0 | 0
NJ Non-HEDD CT NGas Units - Nox Rate Annual v5.12, Unit 954 and retrofits | 872 | 2455 | Rate Constraint in lbs/MWh | FALSE | L | Annual | Allowances Withdrawn (1:1) | Thousand Tons | 0 | 0 | 0 | 0 | 0 | 0 | 0
NJ Non-HEDD CT NGas Units - Nox Rate Annual v5.12, Unit 954 and retrofits | 872 | 2455 | Rate Constraint in lbs/MWh | FALSE | L | Annual | Allowances Withdrawn (n:1) | Thousand Tons | 0 | 0 | 0 | 0 | 0 | 0 | 0
NJ Non-HEDD CT NGas Units - Nox Rate Annual v5.12, Unit 954 and retrofits | 872 | 2455 | Rate Constraint in lbs/MWh | FALSE | L | Annual | Net Emissions Allowance Position | Thousand Tons | 0.0048155 | 0.0048155 | 0.0048155 | 0.0048155 | 0.0048155 | 0.0048155 | 0.0048155
NJ Non-HEDD CT NGas Units - Nox Rate Annual v5.12, Unit 954 and retrofits | 872 | 2455 | Rate Constraint in lbs/MWh | FALSE | L | Annual | Fuel Consumed | TBtu | 0.29962 | 0.29962 | 0.29962 | 0.29962 | 0.29962 | 0.29962 | 0.29962
NJ Non-HEDD CT NGas Units - Nox Rate Annual v5.12, Unit 954 and retrofits | 872 | 2455 | Rate Constraint in lbs/MWh | FALSE | L | Annual | Rate | lb/MMBtu | 0.032144 | 0.032144 | 0.032144 | 0.032144 | 0.032144 | 0.032144 | 0.032144
NJ Non-HEDD CT NGas Units - Nox Rate Annual v5.12, Unit 954 and retrofits | 872 | 2455 | Rate Constraint in lbs/MWh | FALSE | L | Annual | Generation | TWh | 0.027622 | 0.027622 | 0.027622 | 0.027622 | 0.027622 | 0.027622 | 0.027622
NJ Non-HEDD CT NGas Units - Nox Rate Annual v5.12, Unit 954 and retrofits | 872 | 2455 | Rate Constraint in lbs/MWh | FALSE | L | Annual | Qualifying Generation | TWh | 0.027622 | 0.027622 | 0.027622 | 0.027622 | 0.027622 | 0.027622 | 0.027622
NJ Non-HEDD CT NGas Units - Nox Rate Annual v5.12, Unit 954 and retrofits | 872 | 2455 | Rate Constraint in lbs/MWh | FALSE | L | Annual | Constraint Shadow Price | US2011$/Ton | 0 | 0 | 0 | 0 | 0 | 0 | 0
NJ Non-HEDD CT NGas Units - Nox Rate Annual v5.12, Unit 955 and retrofits | 873 | 2455 | Rate Constraint in lbs/MWh | FALSE | L | Annual | Seasons Included | Seasons | Winter, Summer | Winter, Summer | Winter, Summer | Winter, Summer | Winter, Summer | Winter, Summer | Winter, Summer
NJ Non-HEDD CT NGas Units - Nox Rate Annual v5.12, Unit 955 and retrofits | 873 | 2455 | Rate Constraint in lbs/MWh | FALSE | L | Annual | Standard | lb/MWh | 2.2 | 2.2 | 2.2 | 2.2 | 2.2 | 2.2 | 2.2
NJ Non-HEDD CT NGas Units - Nox Rate Annual v5.12, Unit 955 and retrofits | 873 | 2455 | Rate Constraint in lbs/MWh | FALSE | L | Annual | Emissions at Affected Plants NOX | Thousand Tons | 0.0048634 | 0.0048634 | 0.0048634 | 0.0048634 | 0.0048634 | 0.0048634 | 0.0048634
NJ Non-HEDD CT NGas Units - Nox Rate Annual v5.12, Unit 955 and retrofits | 873 | 2455 | Rate Constraint in lbs/MWh | FALSE | L | Annual | Allowances Purchased NOX | Thousand Tons | 0 | 0 | 0 | 0 | 0 | 0 | 0
NJ Non-HEDD CT NGas Units - Nox Rate Annual v5.12, Unit 955 and retrofits | 873 | 2455 | Rate Constraint in lbs/MWh | FALSE | L | Annual | Allowances Sold NOX | Thousand Tons | 0 | 0 | 0 | 0 | 0 | 0 | 0
NJ Non-HEDD CT NGas Units - Nox Rate Annual v5.12, Unit 955 and retrofits | 873 | 2455 | Rate Constraint in lbs/MWh | FALSE | L | Annual | Allowances Banked | Thousand Tons | 0 | 0 | 0 | 0 | 0 | 0 | 0
NJ Non-HEDD CT NGas Units - Nox Rate Annual v5.12, Unit 955 and retrofits | 873 | 2455 | Rate Constraint in lbs/MWh | FALSE | L | Annual | Allowances Withdrawn (1:1) | Thousand Tons | 0 | 0 | 0 | 0 | 0 | 0 | 0
NJ Non-HEDD CT NGas Units - Nox Rate Annual v5.12, Unit 955 and retrofits | 873 | 2455 | Rate Constraint in lbs/MWh | FALSE | L | Annual | Allowances Withdrawn (n:1) | Thousand Tons | 0 | 0 | 0 | 0 | 0 | 0 | 0
NJ Non-HEDD CT NGas Units - Nox Rate Annual v5.12, Unit 955 and retrofits | 873 | 2455 | Rate Constraint in lbs/MWh | FALSE | L | Annual | Net Emissions Allowance Position | Thousand Tons | 0.0048634 | 0.0048634 | 0.0048634 | 0.0048634 | 0.0048634 | 0.0048634 | 0.0048634
NJ Non-HEDD CT NGas Units - Nox Rate Annual v5.12, Unit 955 and retrofits | 873 | 2455 | Rate Constraint in lbs/MWh | FALSE | L | Annual | Fuel Consumed | TBtu | 0.29962 | 0.29962 | 0.29962 | 0.29962 | 0.29962 | 0.29962 | 0.29962
NJ Non-HEDD CT NGas Units - Nox Rate Annual v5.12, Unit 955 and retrofits | 873 | 2455 | Rate Constraint in lbs/MWh | FALSE | L | Annual | Rate | lb/MMBtu | 0.032464 | 0.032464 | 0.032464 | 0.032464 | 0.032464 | 0.032464 | 0.032464
NJ Non-HEDD CT NGas Units - Nox Rate Annual v5.12, Unit 955 and retrofits | 873 | 2455 | Rate Constraint in lbs/MWh | FALSE | L | Annual | Generation | TWh | 0.027622 | 0.027622 | 0.027622 | 0.027622 | 0.027622 | 0.027622 | 0.027622
NJ Non-HEDD CT NGas Units - Nox Rate Annual v5.12, Unit 955 and retrofits | 873 | 2455 | Rate Constraint in lbs/MWh | FALSE | L | Annual | Qualifying Generation | TWh | 0.027622 | 0.027622 | 0.027622 | 0.027622 | 0.027622 | 0.027622 | 0.027622
NJ Non-HEDD CT NGas Units - Nox Rate Annual v5.12, Unit 955 and retrofits | 873 | 2455 | Rate Constraint in lbs/MWh | FALSE | L | Annual | Constraint Shadow Price | US2011$/Ton | 0 | 0 | 0 | 0 | 0 | 0 | 0
NJ Non-HEDD CT NGas Units - Nox Rate Annual v5.12, Unit 956 and retrofits | 874 | 2455 | Rate Constraint in lbs/MWh | FALSE | L | Annual | Seasons Included | Seasons | Winter, Summer | Winter, Summer | Winter, Summer | Winter, Summer | Winter, Summer | Winter, Summer | Winter, Summer
NJ Non-HEDD CT NGas Units - Nox Rate Annual v5.12, Unit 956 and retrofits | 874 | 2455 | Rate Constraint in lbs/MWh | FALSE | L | Annual | Standard | lb/MWh | 2.2 | 2.2 | 2.2 | 2.2 | 2.2 | 2.2 | 2.2
NJ Non-HEDD CT NGas Units - Nox Rate Annual v5.12, Unit 956 and retrofits | 874 | 2455 | Rate Constraint in lbs/MWh | FALSE | L | Annual | Emissions at Affected Plants NOX | Thousand Tons | 0.0025218 | 0.0025218 | 0.0025218 | 0.0025218 | 0.0025218 | 0.00083908 | 0.00083908
NJ Non-HEDD CT NGas Units - Nox Rate Annual v5.12, Unit 956 and retrofits | 874 | 2455 | Rate Constraint in lbs/MWh | FALSE | L | Annual | Allowances Purchased NOX | Thousand Tons | 0 | 0 | 0 | 0 | 0 | 0 | 0
NJ Non-HEDD CT NGas Units - Nox Rate Annual v5.12, Unit 956 and retrofits | 874 | 2455 | Rate Constraint in lbs/MWh | FALSE | L | Annual | Allowances Sold NOX | Thousand Tons | 0 | 0 | 0 | 0 | 0 | 0 | 0
NJ Non-HEDD CT NGas Units - Nox Rate Annual v5.12, Unit 956 and retrofits | 874 | 2455 | Rate Constraint in lbs/MWh | FALSE | L | Annual | Allowances Banked | Thousand Tons | 0 | 0 | 0 | 0 | 0 | 0 | 0
NJ Non-HEDD CT NGas Units - Nox Rate Annual v5.12, Unit 956 and retrofits | 874 | 2455 | Rate Constraint in lbs/MWh | FALSE | L | Annual | Allowances Withdrawn (1:1) | Thousand Tons | 0 | 0 | 0 | 0 | 0 | 0 | 0
NJ Non-HEDD CT NGas Units - Nox Rate Annual v5.12, Unit 956 and retrofits | 874 | 2455 | Rate Constraint in lbs/MWh | FALSE | L | Annual | Allowances Withdrawn (n:1) | Thousand Tons | 0 | 0 | 0 | 0 | 0 | 0 | 0
NJ Non-HEDD CT NGas Units - Nox Rate Annual v5.12, Unit 956 and retrofits | 874 | 2455 | Rate Constraint in lbs/MWh | FALSE | L | Annual | Net Emissions Allowance Position | Thousand Tons | 0.0025218 | 0.0025218 | 0.0025218 | 0.0025218 | 0.0025218 | 0.00083908 | 0.00083908
NJ Non-HEDD CT NGas Units - Nox Rate Annual v5.12, Unit 956 and retrofits | 874 | 2455 | Rate Constraint in lbs/MWh | FALSE | L | Annual | Fuel Consumed | TBtu | 0.063046 | 0.063046 | 0.063046 | 0.063046 | 0.063046 | 0.020977 | 0.020977
NJ Non-HEDD CT NGas Units - Nox Rate Annual v5.12, Unit 956 and retrofits | 874 | 2455 | Rate Constraint in lbs/MWh | FALSE | L | Annual | Rate | lb/MMBtu | 0.08 | 0.08 | 0.08 | 0.08 | 0.08 | 0.08 | 0.08
NJ Non-HEDD CT NGas Units - Nox Rate Annual v5.12, Unit 956 and retrofits | 874 | 2455 | Rate Constraint in lbs/MWh | FALSE | L | Annual | Generation | TWh | 0.0064662 | 0.0064662 | 0.0064662 | 0.0064662 | 0.0064662 | 0.0021515 | 0.0021515
NJ Non-HEDD CT NGas Units - Nox Rate Annual v5.12, Unit 956 and retrofits | 874 | 2455 | Rate Constraint in lbs/MWh | FALSE | L | Annual | Qualifying Generation | TWh | 0.0064662 | 0.0064662 | 0.0064662 | 0.0064662 | 0.0064662 | 0.0021515 | 0.0021515
NJ Non-HEDD CT NGas Units - Nox Rate Annual v5.12, Unit 956 and retrofits | 874 | 2455 | Rate Constraint in lbs/MWh | FALSE | L | Annual | Constraint Shadow Price | US2011$/Ton | 0 | 0 | 0 | 0 | 0 | 0 | 0
NJ Non-HEDD CT NGas Units - Nox Rate Annual v5.12, Unit 1218 and retrofits | 875 | 2455 | Rate Constraint in lbs/MWh | FALSE | L | Annual | Seasons Included | Seasons | Winter, Summer | Winter, Summer | Winter, Summer | Winter, Summer | Winter, Summer | Winter, Summer | Winter, Summer
NJ Non-HEDD CT NGas Units - Nox Rate Annual v5.12, Unit 1218 and retrofits | 875 | 2455 | Rate Constraint in lbs/MWh | FALSE | L | Annual | Standard | lb/MWh | 2.2 | 2.2 | 2.2 | 2.2 | 2.2 | 2.2 | 2.2
NJ Non-HEDD CT NGas Units - Nox Rate Annual v5.12, Unit 1218 and retrofits | 875 | 2455 | Rate Constraint in lbs/MWh | FALSE | L | Annual | Emissions at Affected Plants NOX | Thousand Tons | 0.0099036 | 0.0099036 | 0.0077633 | 0.0099036 | 0.018375 | 0.0099036 | 0.0099036
NJ Non-HEDD CT NGas Units - Nox Rate Annual v5.12, Unit 1218 and retrofits | 875 | 2455 | Rate Constraint in lbs/MWh | FALSE | L | Annual | Allowances Purchased NOX | Thousand Tons | 0 | 0 | 0 | 0 | 0 | 0 | 0
NJ Non-HEDD CT NGas Units - Nox Rate Annual v5.12, Unit 1218 and retrofits | 875 | 2455 | Rate Constraint in lbs/MWh | FALSE | L | Annual | Allowances Sold NOX | Thousand Tons | 0 | 0 | 0 | 0 | 0 | 0 | 0
NJ Non-HEDD CT NGas Units - Nox Rate Annual v5.12, Unit 1218 and retrofits | 875 | 2455 | Rate Constraint in lbs/MWh | FALSE | L | Annual | Allowances Banked | Thousand Tons | 0 | 0 | 0 | 0 | 0 | 0 | 0
NJ Non-HEDD CT NGas Units - Nox Rate Annual v5.12, Unit 1218 and retrofits | 875 | 2455 | Rate Constraint in lbs/MWh | FALSE | L | Annual | Allowances Withdrawn (1:1) | Thousand Tons | 0 | 0 | 0 | 0 | 0 | 0 | 0
NJ Non-HEDD CT NGas Units - Nox Rate Annual v5.12, Unit 1218 and retrofits | 875 | 2455 | Rate Constraint in lbs/MWh | FALSE | L | Annual | Allowances Withdrawn (n:1) | Thousand Tons | 0 | 0 | 0 | 0 | 0 | 0 | 0
NJ Non-HEDD CT NGas Units - Nox Rate Annual v5.12, Unit 1218 and retrofits | 875 | 2455 | Rate Constraint in lbs/MWh | FALSE | L | Annual | Net Emissions Allowance Position | Thousand Tons | 0.0099036 | 0.0099036 | 0.0077633 | 0.0099036 | 0.018375 | 0.0099036 | 0.0099036
NJ Non-HEDD CT NGas Units - Nox Rate Annual v5.12, Unit 1218 and retrofits | 875 | 2455 | Rate Constraint in lbs/MWh | FALSE | L | Annual | Fuel Consumed | TBtu | 0.24759 | 0.24759 | 0.19408 | 0.24759 | 0.45939 | 0.24759 | 0.24759
NJ Non-HEDD CT NGas Units - Nox Rate Annual v5.12, Unit 1218 and retrofits | 875 | 2455 | Rate Constraint in lbs/MWh | FALSE | L | Annual | Rate | lb/MMBtu | 0.08 | 0.08 | 0.08 | 0.08 | 0.08 | 0.08 | 0.08
NJ Non-HEDD CT NGas Units - Nox Rate Annual v5.12, Unit 1218 and retrofits | 875 | 2455 | Rate Constraint in lbs/MWh | FALSE | L | Annual | Generation | TWh | 0.023042 | 0.023042 | 0.018063 | 0.023042 | 0.042753 | 0.023042 | 0.023042
NJ Non-HEDD CT NGas Units - Nox Rate Annual v5.12, Unit 1218 and retrofits | 875 | 2455 | Rate Constraint in lbs/MWh | FALSE | L | Annual | Qualifying Generation | TWh | 0.023042 | 0.023042 | 0.018063 | 0.023042 | 0.042753 | 0.023042 | 0.023042
NJ Non-HEDD CT NGas Units - Nox Rate Annual v5.12, Unit 1218 and retrofits | 875 | 2455 | Rate Constraint in lbs/MWh | FALSE | L | Annual | Constraint Shadow Price | US2011$/Ton | 0 | 0 | 0 | 0 | 0 | 0 | 0
NJ Non-HEDD CT NGas Units - Nox Rate Annual v5.12, Unit 1219 and retrofits | 876 | 2455 | Rate Constraint in lbs/MWh | FALSE | L | Annual | Seasons Included | Seasons | Winter, Summer | Winter, Summer | Winter, Summer | Winter, Summer | Winter, Summer | Winter, Summer | Winter, Summer
NJ Non-HEDD CT NGas Units - Nox Rate Annual v5.12, Unit 1219 and retrofits | 876 | 2455 | Rate Constraint in lbs/MWh | FALSE | L | Annual | Standard | lb/MWh | 2.2 | 2.2 | 2.2 | 2.2 | 2.2 | 2.2 | 2.2
NJ Non-HEDD CT NGas Units - Nox Rate Annual v5.12, Unit 1219 and retrofits | 876 | 2455 | Rate Constraint in lbs/MWh | FALSE | L | Annual | Emissions at Affected Plants NOX | Thousand Tons | 0.0099036 | 0.0099036 | 0.0053423 | 0.0099036 | 0.0053423 | 0.0099036 | 0.0099036
NJ Non-HEDD CT NGas Units - Nox Rate Annual v5.12, Unit 1219 and retrofits | 876 | 2455 | Rate Constraint in lbs/MWh | FALSE | L | Annual | Allowances Purchased NOX | Thousand Tons | 0 | 0 | 0 | 0 | 0 | 0 | 0
NJ Non-HEDD CT NGas Units - Nox Rate Annual v5.12, Unit 1219 and retrofits | 876 | 2455 | Rate Constraint in lbs/MWh | FALSE | L | Annual | Allowances Sold NOX | Thousand Tons | 0 | 0 | 0 | 0 | 0 | 0 | 0
NJ Non-HEDD CT NGas Units - Nox Rate Annual v5.12, Unit 1219 and retrofits | 876 | 2455 | Rate Constraint in lbs/MWh | FALSE | L | Annual | Allowances Banked | Thousand Tons | 0 | 0 | 0 | 0 | 0 | 0 | 0
NJ Non-HEDD CT NGas Units - Nox Rate Annual v5.12, Unit 1219 and retrofits | 876 | 2455 | Rate Constraint in lbs/MWh | FALSE | L | Annual | Allowances Withdrawn (1:1) | Thousand Tons | 0 | 0 | 0 | 0 | 0 | 0 | 0
NJ Non-HEDD CT NGas Units - Nox Rate Annual v5.12, Unit 1219 and retrofits | 876 | 2455 | Rate Constraint in lbs/MWh | FALSE | L | Annual | Allowances Withdrawn (n:1) | Thousand Tons | 0 | 0 | 0 | 0 | 0 | 0 | 0
NJ Non-HEDD CT NGas Units - Nox Rate Annual v5.12, Unit 1219 and retrofits | 876 | 2455 | Rate Constraint in lbs/MWh | FALSE | L | Annual | Net Emissions Allowance Position | Thousand Tons | 0.0099036 | 0.0099036 | 0.0053423 | 0.0099036 | 0.0053423 | 0.0099036 | 0.0099036
NJ Non-HEDD CT NGas Units - Nox Rate Annual v5.12, Unit 1219 and retrofits | 876 | 2455 | Rate Constraint in lbs/MWh | FALSE | L | Annual | Fuel Consumed | TBtu | 0.24759 | 0.24759 | 0.13356 | 0.24759 | 0.13356 | 0.24759 | 0.24759
NJ Non-HEDD CT NGas Units - Nox Rate Annual v5.12, Unit 1219 and retrofits | 876 | 2455 | Rate Constraint in lbs/MWh | FALSE | L | Annual | Rate | lb/MMBtu | 0.08 | 0.08 | 0.08 | 0.08 | 0.08 | 0.08 | 0.08
NJ Non-HEDD CT NGas Units - Nox Rate Annual v5.12, Unit 1219 and retrofits | 876 | 2455 | Rate Constraint in lbs/MWh | FALSE | L | Annual | Generation | TWh | 0.023042 | 0.023042 | 0.01243 | 0.023042 | 0.01243 | 0.023042 | 0.023042
NJ Non-HEDD CT NGas Units - Nox Rate Annual v5.12, Unit 1219 and retrofits | 876 | 2455 | Rate Constraint in lbs/MWh | FALSE | L | Annual | Qualifying Generation | TWh | 0.023042 | 0.023042 | 0.01243 | 0.023042 | 0.01243 | 0.023042 | 0.023042
NJ Non-HEDD CT NGas Units - Nox Rate Annual v5.12, Unit 1219 and retrofits | 876 | 2455 | Rate Constraint in lbs/MWh | FALSE | L | Annual | Constraint Shadow Price | US2011$/Ton | 0 | 0 | 0 | 0 | 0 | 0 | 0
NJ Non-HEDD CT NGas Units - Nox Rate Annual v5.12, Unit 1220 and retrofits | 877 | 2455 | Rate Constraint in lbs/MWh | FALSE | L | Annual | Seasons Included | Seasons | Winter, Summer | Winter, Summer | Winter, Summer | Winter, Summer | Winter, Summer | Winter, Summer | Winter, Summer
NJ Non-HEDD CT NGas Units - Nox Rate Annual v5.12, Unit 1220 and retrofits | 877 | 2455 | Rate Constraint in lbs/MWh | FALSE | L | Annual | Standard | lb/MWh | 2.2 | 2.2 | 2.2 | 2.2 | 2.2 | 2.2 | 2.2
NJ Non-HEDD CT NGas Units - Nox Rate Annual v5.12, Unit 1220 and retrofits | 877 | 2455 | Rate Constraint in lbs/MWh | FALSE | L | Annual | Emissions at Affected Plants NOX | Thousand Tons | 0.0099036 | 0.0099036 | 0.0053423 | 0.0099036 | 0.018375 | 0.0099036 | 0.0099036
NJ Non-HEDD CT NGas Units - Nox Rate Annual v5.12, Unit 1220 and retrofits | 877 | 2455 | Rate Constraint in lbs/MWh | FALSE | L | Annual | Allowances Purchased NOX | Thousand Tons | 0 | 0 | 0 | 0 | 0 | 0 | 0
NJ Non-HEDD CT NGas Units - Nox Rate Annual v5.12, Unit 1220 and retrofits | 877 | 2455 | Rate Constraint in lbs/MWh | FALSE | L | Annual | Allowances Sold NOX | Thousand Tons | 0 | 0 | 0 | 0 | 0 | 0 | 0
NJ Non-HEDD CT NGas Units - Nox Rate Annual v5.12, Unit 1220 and retrofits | 877 | 2455 | Rate Constraint in lbs/MWh | FALSE | L | Annual | Allowances Banked | Thousand Tons | 0 | 0 | 0 | 0 | 0 | 0 | 0
NJ Non-HEDD CT NGas Units - Nox Rate Annual v5.12, Unit 1220 and retrofits | 877 | 2455 | Rate Constraint in lbs/MWh | FALSE | L | Annual | Allowances Withdrawn (1:1) | Thousand Tons | 0 | 0 | 0 | 0 | 0 | 0 | 0
NJ Non-HEDD CT NGas Units - Nox Rate Annual v5.12, Unit 1220 and retrofits | 877 | 2455 | Rate Constraint in lbs/MWh | FALSE | L | Annual | Allowances Withdrawn (n:1) | Thousand Tons | 0 | 0 | 0 | 0 | 0 | 0 | 0
NJ Non-HEDD CT NGas Units - Nox Rate Annual v5.12, Unit 1220 and retrofits | 877 | 2455 | Rate Constraint in lbs/MWh | FALSE | L | Annual | Net Emissions Allowance Position | Thousand Tons | 0.0099036 | 0.0099036 | 0.0053423 | 0.0099036 | 0.018375 | 0.0099036 | 0.0099036
NJ Non-HEDD CT NGas Units - Nox Rate Annual v5.12, Unit 1220 and retrofits | 877 | 2455 | Rate Constraint in lbs/MWh | FALSE | L | Annual | Fuel Consumed | TBtu | 0.24759 | 0.24759 | 0.13356 | 0.24759 | 0.45939 | 0.24759 | 0.24759
NJ Non-HEDD CT NGas Units - Nox Rate Annual v5.12, Unit 1220 and retrofits | 877 | 2455 | Rate Constraint in lbs/MWh | FALSE | L | Annual | Rate | lb/MMBtu | 0.08 | 0.08 | 0.08 | 0.08 | 0.08 | 0.08 | 0.08
NJ Non-HEDD CT NGas Units - Nox Rate Annual v5.12, Unit 1220 and retrofits | 877 | 2455 | Rate Constraint in lbs/MWh | FALSE | L | Annual | Generation | TWh | 0.023042 | 0.023042 | 0.01243 | 0.023042 | 0.042753 | 0.023042 | 0.023042
NJ Non-HEDD CT NGas Units - Nox Rate Annual v5.12, Unit 1220 and retrofits | 877 | 2455 | Rate Constraint in lbs/MWh | FALSE | L | Annual | Qualifying Generation | TWh | 0.023042 | 0.023042 | 0.01243 | 0.023042 | 0.042753 | 0.023042 | 0.023042
NJ Non-HEDD CT NGas Units - Nox Rate Annual v5.12, Unit 1220 and retrofits | 877 | 2455 | Rate Constraint in lbs/MWh | FALSE | L | Annual | Constraint Shadow Price | US2011$/Ton | 0 | 0 | 0 | 0 | 0 | 0 | 0
NJ Non-HEDD CT NGas Units - Nox Rate Annual v5.12, Unit 1221 and retrofits | 878 | 2455 | Rate Constraint in lbs/MWh | FALSE | L | Annual | Seasons Included | Seasons | Winter, Summer | Winter, Summer | Winter, Summer | Winter, Summer | Winter, Summer | Winter, Summer | Winter, Summer
NJ Non-HEDD CT NGas Units - Nox Rate Annual v5.12, Unit 1221 and retrofits | 878 | 2455 | Rate Constraint in lbs/MWh | FALSE | L | Annual | Standard | lb/MWh | 2.2 | 2.2 | 2.2 | 2.2 | 2.2 | 2.2 | 2.2
NJ Non-HEDD CT NGas Units - Nox Rate Annual v5.12, Unit 1221 and retrofits | 878 | 2455 | Rate Constraint in lbs/MWh | FALSE | L | Annual | Emissions at Affected Plants NOX | Thousand Tons | 0.0099036 | 0.0099036 | 0.0053423 | 0.0053423 | 0.0053423 | 0.0099036 | 0.0099036
NJ Non-HEDD CT NGas Units - Nox Rate Annual v5.12, Unit 1221 and retrofits | 878 | 2455 | Rate Constraint in lbs/MWh | FALSE | L | Annual | Allowances Purchased NOX | Thousand Tons | 0 | 0 | 0 | 0 | 0 | 0 | 0
NJ Non-HEDD CT NGas Units - Nox Rate Annual v5.12, Unit 1221 and retrofits | 878 | 2455 | Rate Constraint in lbs/MWh | FALSE | L | Annual | Allowances Sold NOX | Thousand Tons | 0 | 0 | 0 | 0 | 0 | 0 | 0
NJ Non-HEDD CT NGas Units - Nox Rate Annual v5.12, Unit 1221 and retrofits | 878 | 2455 | Rate Constraint in lbs/MWh | FALSE | L | Annual | Allowances Banked | Thousand Tons | 0 | 0 | 0 | 0 | 0 | 0 | 0
NJ Non-HEDD CT NGas Units - Nox Rate Annual v5.12, Unit 1221 and retrofits | 878 | 2455 | Rate Constraint in lbs/MWh | FALSE | L | Annual | Allowances Withdrawn (1:1) | Thousand Tons | 0 | 0 | 0 | 0 | 0 | 0 | 0
NJ Non-HEDD CT NGas Units - Nox Rate Annual v5.12, Unit 1221 and retrofits | 878 | 2455 | Rate Constraint in lbs/MWh | FALSE | L | Annual | Allowances Withdrawn (n:1) | Thousand Tons | 0 | 0 | 0 | 0 | 0 | 0 | 0
NJ Non-HEDD CT NGas Units - Nox Rate Annual v5.12, Unit 1221 and retrofits | 878 | 2455 | Rate Constraint in lbs/MWh | FALSE | L | Annual | Net Emissions Allowance Position | Thousand Tons | 0.0099036 | 0.0099036 | 0.0053423 | 0.0053423 | 0.0053423 | 0.0099036 | 0.0099036
NJ Non-HEDD CT NGas Units - Nox Rate Annual v5.12, Unit 1221 and retrofits | 878 | 2455 | Rate Constraint in lbs/MWh | FALSE | L | Annual | Fuel Consumed | TBtu | 0.24759 | 0.24759 | 0.13356 | 0.13356 | 0.13356 | 0.24759 | 0.24759
NJ Non-HEDD CT NGas Units - Nox Rate Annual v5.12, Unit 1221 and retrofits | 878 | 2455 | Rate Constraint in lbs/MWh | FALSE | L | Annual | Rate | lb/MMBtu | 0.08 | 0.08 | 0.08 | 0.08 | 0.08 | 0.08 | 0.08
NJ Non-HEDD CT NGas Units - Nox Rate Annual v5.12, Unit 1221 and retrofits | 878 | 2455 | Rate Constraint in lbs/MWh | FALSE | L | Annual | Generation | TWh | 0.023042 | 0.023042 | 0.01243 | 0.01243 | 0.01243 | 0.023042 | 0.023042
NJ Non-HEDD CT NGas Units - Nox Rate Annual v5.12, Unit 1221 and retrofits | 878 | 2455 | Rate Constraint in lbs/MWh | FALSE | L | Annual | Qualifying Generation | TWh | 0.023042 | 0.023042 | 0.01243 | 0.01243 | 0.01243 | 0.023042 | 0.023042
NJ Non-HEDD CT NGas Units - Nox Rate Annual v5.12, Unit 1221 and retrofits | 878 | 2455 | Rate Constraint in lbs/MWh | FALSE | L | Annual | Constraint Shadow Price | US2011$/Ton | 0 | 0 | 0 | 0 | 0 | 0 | 0
NJ Non-HEDD CT NGas Units - Nox Rate Annual v5.12, Unit 1222 and retrofits | 879 | 2455 | Rate Constraint in lbs/MWh | FALSE | L | Annual | Seasons Included | Seasons | Winter, Summer | Winter, Summer | Winter, Summer | Winter, Summer | Winter, Summer | Winter, Summer | Winter, Summer
NJ Non-HEDD CT NGas Units - Nox Rate Annual v5.12, Unit 1222 and retrofits | 879 | 2455 | Rate Constraint in lbs/MWh | FALSE | L | Annual | Standard | lb/MWh | 2.2 | 2.2 | 2.2 | 2.2 | 2.2 | 2.2 | 2.2
NJ Non-HEDD CT NGas Units - Nox Rate Annual v5.12, Unit 1222 and retrofits | 879 | 2455 | Rate Constraint in lbs/MWh | FALSE | L | Annual | Emissions at Affected Plants NOX | Thousand Tons | 0.0099036 | 0.0099036 | 0.0053423 | 0.0099036 | 0.018375 | 0.0099036 | 0.0099036
NJ Non-HEDD CT NGas Units - Nox Rate Annual v5.12, Unit 1222 and retrofits | 879 | 2455 | Rate Constraint in lbs/MWh | FALSE | L | Annual | Allowances Purchased NOX | Thousand Tons | 0 | 0 | 0 | 0 | 0 | 0 | 0
NJ Non-HEDD CT NGas Units - Nox Rate Annual v5.12, Unit 1222 and retrofits | 879 | 2455 | Rate Constraint in lbs/MWh | FALSE | L | Annual | Allowances Sold NOX | Thousand Tons | 0 | 0 | 0 | 0 | 0 | 0 | 0
NJ Non-HEDD CT NGas Units - Nox Rate Annual v5.12, Unit 1222 and retrofits | 879 | 2455 | Rate Constraint in lbs/MWh | FALSE | L | Annual | Allowances Banked | Thousand Tons | 0 | 0 | 0 | 0 | 0 | 0 | 0
NJ Non-HEDD CT NGas Units - Nox Rate Annual v5.12, Unit 1222 and retrofits | 879 | 2455 | Rate Constraint in lbs/MWh | FALSE | L | Annual | Allowances Withdrawn (1:1) | Thousand Tons | 0 | 0 | 0 | 0 | 0 | 0 | 0
NJ Non-HEDD CT NGas Units - Nox Rate Annual v5.12, Unit 1222 and retrofits | 879 | 2455 | Rate Constraint in lbs/MWh | FALSE | L | Annual | Allowances Withdrawn (n:1) | Thousand Tons | 0 | 0 | 0 | 0 | 0 | 0 | 0
NJ Non-HEDD CT NGas Units - Nox Rate Annual v5.12, Unit 1222 and retrofits | 879 | 2455 | Rate Constraint in lbs/MWh | FALSE | L | Annual | Net Emissions Allowance Position | Thousand Tons | 0.0099036 | 0.0099036 | 0.0053423 | 0.0099036 | 0.018375 | 0.0099036 | 0.0099036
NJ Non-HEDD CT NGas Units - Nox Rate Annual v5.12, Unit 1222 and retrofits | 879 | 2455 | Rate Constraint in lbs/MWh | FALSE | L | Annual | Fuel Consumed | TBtu | 0.24759 | 0.24759 | 0.13356 | 0.24759 | 0.45939 | 0.24759 | 0.24759
NJ Non-HEDD CT NGas Units - Nox Rate Annual v5.12, Unit 1222 and retrofits | 879 | 2455 | Rate Constraint in lbs/MWh | FALSE | L | Annual | Rate | lb/MMBtu | 0.08 | 0.08 | 0.08 | 0.08 | 0.08 | 0.08 | 0.08
NJ Non-HEDD CT NGas Units - Nox Rate Annual v5.12, Unit 1222 and retrofits | 879 | 2455 | Rate Constraint in lbs/MWh | FALSE | L | Annual | Generation | TWh | 0.023042 | 0.023042 | 0.01243 | 0.023042 | 0.042753 | 0.023042 | 0.023042
NJ Non-HEDD CT NGas Units - Nox Rate Annual v5.12, Unit 1222 and retrofits | 879 | 2455 | Rate Constraint in lbs/MWh | FALSE | L | Annual | Qualifying Generation | TWh | 0.023042 | 0.023042 | 0.01243 | 0.023042 | 0.042753 | 0.023042 | 0.023042
NJ Non-HEDD CT NGas Units - Nox Rate Annual v5.12, Unit 1222 and retrofits | 879 | 2455 | Rate Constraint in lbs/MWh | FALSE | L | Annual | Constraint Shadow Price | US2011$/Ton | 0 | 0 | 0 | 0 | 0 | 0 | 0
NJ Non-HEDD CT NGas Units - Nox Rate Annual v5.12, Unit 1223 and retrofits | 880 | 2455 | Rate Constraint in lbs/MWh | FALSE | L | Annual | Seasons Included | Seasons | Winter, Summer | Winter, Summer | Winter, Summer | Winter, Summer | Winter, Summer | Winter, Summer | Winter, Summer
NJ Non-HEDD CT NGas Units - Nox Rate Annual v5.12, Unit 1223 and retrofits | 880 | 2455 | Rate Constraint in lbs/MWh | FALSE | L | Annual | Standard | lb/MWh | 2.2 | 2.2 | 2.2 | 2.2 | 2.2 | 2.2 | 2.2
NJ Non-HEDD CT NGas Units - Nox Rate Annual v5.12, Unit 1223 and retrofits | 880 | 2455 | Rate Constraint in lbs/MWh | FALSE | L | Annual | Emissions at Affected Plants NOX | Thousand Tons | 0.0099036 | 0.0099036 | 0.0053423 | 0.0099036 | 0.0053423 | 0.0099036 | 0.0099036
NJ Non-HEDD CT NGas Units - Nox Rate Annual v5.12, Unit 1223 and retrofits | 880 | 2455 | Rate Constraint in lbs/MWh | FALSE | L | Annual | Allowances Purchased NOX | Thousand Tons | 0 | 0 | 0 | 0 | 0 | 0 | 0
NJ Non-HEDD CT NGas Units - Nox Rate Annual v5.12, Unit 1223 and retrofits | 880 | 2455 | Rate Constraint in lbs/MWh | FALSE | L | Annual | Allowances Sold NOX | Thousand Tons | 0 | 0 | 0 | 0 | 0 | 0 | 0
NJ Non-HEDD CT NGas Units - Nox Rate Annual v5.12, Unit 1223 and retrofits | 880 | 2455 | Rate Constraint in lbs/MWh | FALSE | L | Annual | Allowances Banked | Thousand Tons | 0 | 0 | 0 | 0 | 0 | 0 | 0
NJ Non-HEDD CT NGas Units - Nox Rate Annual v5.12, Unit 1223 and retrofits | 880 | 2455 | Rate Constraint in lbs/MWh | FALSE | L | Annual | Allowances Withdrawn (1:1) | Thousand Tons | 0 | 0 | 0 | 0 | 0 | 0 | 0
NJ Non-HEDD CT NGas Units - Nox Rate Annual v5.12, Unit 1223 and retrofits | 880 | 2455 | Rate Constraint in lbs/MWh | FALSE | L | Annual | Allowances Withdrawn (n:1) | Thousand Tons | 0 | 0 | 0 | 0 | 0 | 0 | 0
NJ Non-HEDD CT NGas Units - Nox Rate Annual v5.12, Unit 1223 and retrofits | 880 | 2455 | Rate Constraint in lbs/MWh | FALSE | L | Annual | Net Emissions Allowance Position | Thousand Tons | 0.0099036 | 0.0099036 | 0.0053423 | 0.0099036 | 0.0053423 | 0.0099036 | 0.0099036
NJ Non-HEDD CT NGas Units - Nox Rate Annual v5.12, Unit 1223 and retrofits | 880 | 2455 | Rate Constraint in lbs/MWh | FALSE | L | Annual | Fuel Consumed | TBtu | 0.24759 | 0.24759 | 0.13356 | 0.24759 | 0.13356 | 0.24759 | 0.24759
NJ Non-HEDD CT NGas Units - Nox Rate Annual v5.12, Unit 1223 and retrofits | 880 | 2455 | Rate Constraint in lbs/MWh | FALSE | L | Annual | Rate | lb/MMBtu | 0.08 | 0.08 | 0.08 | 0.08 | 0.08 | 0.08 | 0.08
NJ Non-HEDD CT NGas Units - Nox Rate Annual v5.12, Unit 1223 and retrofits | 880 | 2455 | Rate Constraint in lbs/MWh | FALSE | L | Annual | Generation | TWh | 0.023042 | 0.023042 | 0.01243 | 0.023042 | 0.01243 | 0.023042 | 0.023042
NJ Non-HEDD CT NGas Units - Nox Rate Annual v5.12, Unit 1223 and retrofits | 880 | 2455 | Rate Constraint in lbs/MWh | FALSE | L | Annual | Qualifying Generation | TWh | 0.023042 | 0.023042 | 0.01243 | 0.023042 | 0.01243 | 0.023042 | 0.023042
NJ Non-HEDD CT NGas Units - Nox Rate Annual v5.12, Unit 1223 and retrofits | 880 | 2455 | Rate Constraint in lbs/MWh | FALSE | L | Annual | Constraint Shadow Price | US2011$/Ton | 0 | 0 | 0 | 0 | 0 | 0 | 0
NJ Non-HEDD CT NGas Units - Nox Rate Annual v5.12, Unit 1224 and retrofits | 881 | 2455 | Rate Constraint in lbs/MWh | FALSE | L | Annual | Seasons Included | Seasons | Winter, Summer | Winter, Summer | Winter, Summer | Winter, Summer | Winter, Summer | Winter, Summer | Winter, Summer
NJ Non-HEDD CT NGas Units - Nox Rate Annual v5.12, Unit 1224 and retrofits | 881 | 2455 | Rate Constraint in lbs/MWh | FALSE | L | Annual | Standard | lb/MWh | 2.2 | 2.2 | 2.2 | 2.2 | 2.2 | 2.2 | 2.2
NJ Non-HEDD CT NGas Units - Nox Rate Annual v5.12, Unit 1224 and retrofits | 881 | 2455 | Rate Constraint in lbs/MWh | FALSE | L | Annual | Emissions at Affected Plants NOX | Thousand Tons | 0.0099036 | 0.0099036 | 0.0053423 | 0.0053423 | 0.017278 | 0.0099036 | 0.0099036
NJ Non-HEDD CT NGas Units - Nox Rate Annual v5.12, Unit 1224 and retrofits | 881 | 2455 | Rate Constraint in lbs/MWh | FALSE | L | Annual | Allowances Purchased NOX | Thousand Tons | 0 | 0 | 0 | 0 | 0 | 0 | 0
NJ Non-HEDD CT NGas Units - Nox Rate Annual v5.12, Unit 1224 and retrofits | 881 | 2455 | Rate Constraint in lbs/MWh | FALSE | L | Annual | Allowances Sold NOX | Thousand Tons | 0 | 0 | 0 | 0 | 0 | 0 | 0
NJ Non-HEDD CT NGas Units - Nox Rate Annual v5.12, Unit 1224 and retrofits | 881 | 2455 | Rate Constraint in lbs/MWh | FALSE | L | Annual | Allowances Banked | Thousand Tons | 0 | 0 | 0 | 0 | 0 | 0 | 0
NJ Non-HEDD CT NGas Units - Nox Rate Annual v5.12, Unit 1224 and retrofits | 881 | 2455 | Rate Constraint in lbs/MWh | FALSE | L | Annual | Allowances Withdrawn (1:1) | Thousand Tons | 0 | 0 | 0 | 0 | 0 | 0 | 0
NJ Non-HEDD CT NGas Units - Nox Rate Annual v5.12, Unit 1224 and retrofits | 881 | 2455 | Rate Constraint in lbs/MWh | FALSE | L | Annual | Allowances Withdrawn (n:1) | Thousand Tons | 0 | 0 | 0 | 0 | 0 | 0 | 0
NJ Non-HEDD CT NGas Units - Nox Rate Annual v5.12, Unit 1224 and retrofits | 881 | 2455 | Rate Constraint in lbs/MWh | FALSE | L | Annual | Net Emissions Allowance Position | Thousand Tons | 0.0099036 | 0.0099036 | 0.0053423 | 0.0053423 | 0.017278 | 0.0099036 | 0.0099036
NJ Non-HEDD CT NGas Units - Nox Rate Annual v5.12, Unit 1224 and retrofits | 881 | 2455 | Rate Constraint in lbs/MWh | FALSE | L | Annual | Fuel Consumed | TBtu | 0.24759 | 0.24759 | 0.13356 | 0.13356 | 0.43195 | 0.24759 | 0.24759
NJ Non-HEDD CT NGas Units - Nox Rate Annual v5.12, Unit 1224 and retrofits | 881 | 2455 | Rate Constraint in lbs/MWh | FALSE | L | Annual | Rate | lb/MMBtu | 0.08 | 0.08 | 0.08 | 0.08 | 0.08 | 0.08 | 0.08
NJ Non-HEDD CT NGas Units - Nox Rate Annual v5.12, Unit 1224 and retrofits | 881 | 2455 | Rate Constraint in lbs/MWh | FALSE | L | Annual | Generation | TWh | 0.023042 | 0.023042 | 0.01243 | 0.01243 | 0.0402 | 0.023042 | 0.023042
NJ Non-HEDD CT NGas Units - Nox Rate Annual v5.12, Unit 1224 and retrofits | 881 | 2455 | Rate Constraint in lbs/MWh | FALSE | L | Annual | Qualifying Generation | TWh | 0.023042 | 0.023042 | 0.01243 | 0.01243 | 0.0402 | 0.023042 | 0.023042
NJ Non-HEDD CT NGas Units - Nox Rate Annual v5.12, Unit 1224 and retrofits | 881 | 2455 | Rate Constraint in lbs/MWh | FALSE | L | Annual | Constraint Shadow Price | US2011$/Ton | 0 | 0 | 0 | 0 | 0 | 0 | 0
NJ Non-HEDD CT NGas Units - Nox Rate Annual v5.12, Unit 1225 and retrofits | 882 | 2455 | Rate Constraint in lbs/MWh | FALSE | L | Annual | Seasons Included | Seasons | Winter, Summer | Winter, Summer | Winter, Summer | Winter, Summer | Winter, Summer | Winter, Summer | Winter, Summer
NJ Non-HEDD CT NGas Units - Nox Rate Annual v5.12, Unit 1225 and retrofits | 882 | 2455 | Rate Constraint in lbs/MWh | FALSE | L | Annual | Standard | lb/MWh | 2.2 | 2.2 | 2.2 | 2.2 | 2.2 | 2.2 | 2.2
NJ Non-HEDD CT NGas Units - Nox Rate Annual v5.12, Unit 1225 and retrofits | 882 | 2455 | Rate Constraint in lbs/MWh | FALSE | L | Annual | Emissions at Affected Plants NOX | Thousand Tons | 0.0099036 | 0.0099036 | 0.0053423 | 0.0081233 | 0.0053423 | 0.0099036 | 0.0099036
NJ Non-HEDD CT NGas Units - Nox Rate Annual v5.12, Unit 1225 and retrofits | 882 | 2455 | Rate Constraint in lbs/MWh | FALSE | L | Annual | Allowances Purchased NOX | Thousand Tons | 0 | 0 | 0 | 0 | 0 | 0 | 0
NJ Non-HEDD CT NGas Units - Nox Rate Annual v5.12, Unit 1225 and retrofits | 882 | 2455 | Rate Constraint in lbs/MWh | FALSE | L | Annual | Allowances Sold NOX | Thousand Tons | 0 | 0 | 0 | 0 | 0 | 0 | 0
NJ Non-HEDD CT NGas Units - Nox Rate Annual v5.12, Unit 1225 and retrofits | 882 | 2455 | Rate Constraint in lbs/MWh | FALSE | L | Annual | Allowances Banked | Thousand Tons | 0 | 0 | 0 | 0 | 0 | 0 | 0
NJ Non-HEDD CT NGas Units - Nox Rate Annual v5.12, Unit 1225 and retrofits | 882 | 2455 | Rate Constraint in lbs/MWh | FALSE | L | Annual | Allowances Withdrawn (1:1) | Thousand Tons | 0 | 0 | 0 | 0 | 0 | 0 | 0
NJ Non-HEDD CT NGas Units - Nox Rate Annual v5.12, Unit 1225 and retrofits | 882 | 2455 | Rate Constraint in lbs/MWh | FALSE | L | Annual | Allowances Withdrawn (n:1) | Thousand Tons | 0 | 0 | 0 | 0 | 0 | 0 | 0
NJ Non-HEDD CT NGas Units - Nox Rate Annual v5.12, Unit 1225 and retrofits | 882 | 2455 | Rate Constraint in lbs/MWh | FALSE | L | Annual | Net Emissions Allowance Position | Thousand Tons | 0.0099036 | 0.0099036 | 0.0053423 | 0.0081233 | 0.0053423 | 0.0099036 | 0.0099036
NJ Non-HEDD CT NGas Units - Nox Rate Annual v5.12, Unit 1225 and retrofits | 882 | 2455 | Rate Constraint in lbs/MWh | FALSE | L | Annual | Fuel Consumed | TBtu | 0.24759 | 0.24759 | 0.13356 | 0.20308 | 0.13356 | 0.24759 | 0.24759
NJ Non-HEDD CT NGas Units - Nox Rate Annual v5.12, Unit 1225 and retrofits | 882 | 2455 | Rate Constraint in lbs/MWh | FALSE | L | Annual | Rate | lb/MMBtu | 0.08 | 0.08 | 0.08 | 0.08 | 0.08 | 0.08 | 0.08
NJ Non-HEDD CT NGas Units - Nox Rate Annual v5.12, Unit 1225 and retrofits | 882 | 2455 | Rate Constraint in lbs/MWh | FALSE | L | Annual | Generation | TWh | 0.023042 | 0.023042 | 0.01243 | 0.0189 | 0.01243 | 0.023042 | 0.023042
NJ Non-HEDD CT NGas Units - Nox Rate Annual v5.12, Unit 1225 and retrofits | 882 | 2455 | Rate Constraint in lbs/MWh | FALSE | L | Annual | Qualifying Generation | TWh | 0.023042 | 0.023042 | 0.01243 | 0.0189 | 0.01243 | 0.023042 | 0.023042
NJ Non-HEDD CT NGas Units - Nox Rate Annual v5.12, Unit 1225 and retrofits | 882 | 2455 | Rate Constraint in lbs/MWh | FALSE | L | Annual | Constraint Shadow Price | US2011$/Ton | 0 | 0 | 0 | 0 | 0 | 0 | 0
NJ Non-HEDD CT Oil Units - Nox Rate Annual v5.12, Unit 897 and retrofits | 883 | 2454 | Rate Constraint in lbs/MWh | FALSE | L | Annual | Seasons Included | Seasons | Winter, Summer | Winter, Summer | Winter, Summer | Winter, Summer | Winter, Summer | Winter, Summer | Winter, Summer
NJ Non-HEDD CT Oil Units - Nox Rate Annual v5.12, Unit 897 and retrofits | 883 | 2454 | Rate Constraint in lbs/MWh | FALSE | L | Annual | Standard | lb/MWh | 3 | 3 | 3 | 3 | 3 | 3 | 3
NJ Non-HEDD CT Oil Units - Nox Rate Annual v5.12, Unit 897 and retrofits | 883 | 2454 | Rate Constraint in lbs/MWh | FALSE | L | Annual | Emissions at Affected Plants NOX | Thousand Tons | 0 | 0 | 0 | 0 | 0 | 0 | 0
NJ Non-HEDD CT Oil Units - Nox Rate Annual v5.12, Unit 897 and retrofits | 883 | 2454 | Rate Constraint in lbs/MWh | FALSE | L | Annual | Allowances Purchased NOX | Thousand Tons | 0 | 0 | 0 | 0 | 0 | 0 | 0
NJ Non-HEDD CT Oil Units - Nox Rate Annual v5.12, Unit 897 and retrofits | 883 | 2454 | Rate Constraint in lbs/MWh | FALSE | L | Annual | Allowances Sold NOX | Thousand Tons | 0 | 0 | 0 | 0 | 0 | 0 | 0
NJ Non-HEDD CT Oil Units - Nox Rate Annual v5.12, Unit 897 and retrofits | 883 | 2454 | Rate Constraint in lbs/MWh | FALSE | L | Annual | Allowances Banked | Thousand Tons | 0 | 0 | 0 | 0 | 0 | 0 | 0
NJ Non-HEDD CT Oil Units - Nox Rate Annual v5.12, Unit 897 and retrofits | 883 | 2454 | Rate Constraint in lbs/MWh | FALSE | L | Annual | Allowances Withdrawn (1:1) | Thousand Tons | 0 | 0 | 0 | 0 | 0 | 0 | 0
NJ Non-HEDD CT Oil Units - Nox Rate Annual v5.12, Unit 897 and retrofits | 883 | 2454 | Rate Constraint in lbs/MWh | FALSE | L | Annual | Allowances Withdrawn (n:1) | Thousand Tons | 0 | 0 | 0 | 0 | 0 | 0 | 0
NJ Non-HEDD CT Oil Units - Nox Rate Annual v5.12, Unit 897 and retrofits | 883 | 2454 | Rate Constraint in lbs/MWh | FALSE | L | Annual | Net Emissions Allowance Position | Thousand Tons | 0 | 0 | 0 | 0 | 0 | 0 | 0
NJ Non-HEDD CT Oil Units - Nox Rate Annual v5.12, Unit 897 and retrofits | 883 | 2454 | Rate Constraint in lbs/MWh | FALSE | L | Annual | Fuel Consumed | TBtu | 0 | 0 | 0 | 0 | 0 | 0 | 0
NJ Non-HEDD CT Oil Units - Nox Rate Annual v5.12, Unit 897 and retrofits | 883 | 2454 | Rate Constraint in lbs/MWh | FALSE | L | Annual | Rate | lb/MMBtu | 0 | 0 | 0 | 0 | 0 | 0 | 0
NJ Non-HEDD CT Oil Units - Nox Rate Annual v5.12, Unit 897 and retrofits | 883 | 2454 | Rate Constraint in lbs/MWh | FALSE | L | Annual | Generation | TWh | 0 | 0 | 0 | 0 | 0 | 0 | 0
NJ Non-HEDD CT Oil Units - Nox Rate Annual v5.12, Unit 897 and retrofits | 883 | 2454 | Rate Constraint in lbs/MWh | FALSE | L | Annual | Qualifying Generation | TWh | 0 | 0 | 0 | 0 | 0 | 0 | 0
NJ Non-HEDD CT Oil Units - Nox Rate Annual v5.12, Unit 897 and retrofits | 883 | 2454 | Rate Constraint in lbs/MWh | FALSE | L | Annual | Constraint Shadow Price | US2011$/Ton | 278720.9198 | 277286.0404 | 415384.3273 | 469989.993 | 517869.931 | 181939.9492 | 191828.7109
NJ Non-HEDD CT Oil Units - Nox Rate Annual v5.12, Unit 898 and retrofits | 884 | 2454 | Rate Constraint in lbs/MWh | FALSE | L | Annual | Seasons Included | Seasons | Winter, Summer | Winter, Summer | Winter, Summer | Winter, Summer | Winter, Summer | Winter, Summer | Winter, Summer
NJ Non-HEDD CT Oil Units - Nox Rate Annual v5.12, Unit 898 and retrofits | 884 | 2454 | Rate Constraint in lbs/MWh | FALSE | L | Annual | Standard | lb/MWh | 3 | 3 | 3 | 3 | 3 | 3 | 3
NJ Non-HEDD CT Oil Units - Nox Rate Annual v5.12, Unit 898 and retrofits | 884 | 2454 | Rate Constraint in lbs/MWh | FALSE | L | Annual | Emissions at Affected Plants NOX | Thousand Tons | 0.0056142 | 0.0056142 | 0.0056142 | 0.0056142 | 0.0056142 | 0.0056142 | 0.0056142
NJ Non-HEDD CT Oil Units - Nox Rate Annual v5.12, Unit 898 and retrofits | 884 | 2454 | Rate Constraint in lbs/MWh | FALSE | L | Annual | Allowances Purchased NOX | Thousand Tons | 0 | 0 | 0 | 0 | 0 | 0 | 0
NJ Non-HEDD CT Oil Units - Nox Rate Annual v5.12, Unit 898 and retrofits | 884 | 2454 | Rate Constraint in lbs/MWh | FALSE | L | Annual | Allowances Sold NOX | Thousand Tons | 0 | 0 | 0 | 0 | 0 | 0 | 0
NJ Non-HEDD CT Oil Units - Nox Rate Annual v5.12, Unit 898 and retrofits | 884 | 2454 | Rate Constraint in lbs/MWh | FALSE | L | Annual | Allowances Banked | Thousand Tons | 0 | 0 | 0 | 0 | 0 | 0 | 0
NJ Non-HEDD CT Oil Units - Nox Rate Annual v5.12, Unit 898 and retrofits | 884 | 2454 | Rate Constraint in lbs/MWh | FALSE | L | Annual | Allowances Withdrawn (1:1) | Thousand Tons | 0 | 0 | 0 | 0 | 0 | 0 | 0
NJ Non-HEDD CT Oil Units - Nox Rate Annual v5.12, Unit 898 and retrofits | 884 | 2454 | Rate Constraint in lbs/MWh | FALSE | L | Annual | Allowances Withdrawn (n:1) | Thousand Tons | 0 | 0 | 0 | 0 | 0 | 0 | 0
NJ Non-HEDD CT Oil Units - Nox Rate Annual v5.12, Unit 898 and retrofits | 884 | 2454 | Rate Constraint in lbs/MWh | FALSE | L | Annual | Net Emissions Allowance Position | Thousand Tons | 0.0056142 | 0.0056142 | 0.0056142 | 0.0056142 | 0.0056142 | 0.0056142 | 0.0056142
NJ Non-HEDD CT Oil Units - Nox Rate Annual v5.12, Unit 898 and retrofits | 884 | 2454 | Rate Constraint in lbs/MWh | FALSE | L | Annual | Fuel Consumed | TBtu | 0.05798 | 0.05798 | 0.05798 | 0.05798 | 0.05798 | 0.05798 | 0.05798
NJ Non-HEDD CT Oil Units - Nox Rate Annual v5.12, Unit 898 and retrofits | 884 | 2454 | Rate Constraint in lbs/MWh | FALSE | L | Annual | Rate | lb/MMBtu | 0.19366 | 0.19366 | 0.19366 | 0.19366 | 0.19366 | 0.19366 | 0.19366
NJ Non-HEDD CT Oil Units - Nox Rate Annual v5.12, Unit 898 and retrofits | 884 | 2454 | Rate Constraint in lbs/MWh | FALSE | L | Annual | Generation | TWh | 0.0051038 | 0.0051038 | 0.0051038 | 0.0051038 | 0.0051038 | 0.0051038 | 0.0051038
NJ Non-HEDD CT Oil Units - Nox Rate Annual v5.12, Unit 898 and retrofits | 884 | 2454 | Rate Constraint in lbs/MWh | FALSE | L | Annual | Qualifying Generation | TWh | 0.0051038 | 0.0051038 | 0.0051038 | 0.0051038 | 0.0051038 | 0.0051038 | 0.0051038
NJ Non-HEDD CT Oil Units - Nox Rate Annual v5.12, Unit 898 and retrofits | 884 | 2454 | Rate Constraint in lbs/MWh | FALSE | L | Annual | Constraint Shadow Price | US2011$/Ton | 0 | 0 | 0 | 0 | 0 | 0 | 0
NJ Non-HEDD CT Oil Units - Nox Rate Annual v5.12, Unit 899 and retrofits | 885 | 2454 | Rate Constraint in lbs/MWh | FALSE | L | Annual | Seasons Included | Seasons | Winter, Summer | Winter, Summer | Winter, Summer | Winter, Summer | Winter, Summer | Winter, Summer | Winter, Summer
NJ Non-HEDD CT Oil Units - Nox Rate Annual v5.12, Unit 899 and retrofits | 885 | 2454 | Rate Constraint in lbs/MWh | FALSE | L | Annual | Standard | lb/MWh | 3 | 3 | 3 | 3 | 3 | 3 | 3
NJ Non-HEDD CT Oil Units - Nox Rate Annual v5.12, Unit 899 and retrofits | 885 | 2454 | Rate Constraint in lbs/MWh | FALSE | L | Annual | Emissions at Affected Plants NOX | Thousand Tons | 0.0059709 | 0.0059709 | 0.0059709 | 0.0059709 | 0.0059709 | 0.0059709 | 0.0059709
NJ Non-HEDD CT Oil Units - Nox Rate Annual v5.12, Unit 899 and retrofits | 885 | 2454 | Rate Constraint in lbs/MWh | FALSE | L | Annual | Allowances Purchased NOX | Thousand Tons | 0 | 0 | 0 | 0 | 0 | 0 | 0
NJ Non-HEDD CT Oil Units - Nox Rate Annual v5.12, Unit 899 and retrofits | 885 | 2454 | Rate Constraint in lbs/MWh | FALSE | L | Annual | Allowances Sold NOX | Thousand Tons | 0 | 0 | 0 | 0 | 0 | 0 | 0
NJ Non-HEDD CT Oil Units - Nox Rate Annual v5.12, Unit 899 and retrofits | 885 | 2454 | Rate Constraint in lbs/MWh | FALSE | L | Annual | Allowances Banked | Thousand Tons | 0 | 0 | 0 | 0 | 0 | 0 | 0
NJ Non-HEDD CT Oil Units - Nox Rate Annual v5.12, Unit 899 and retrofits | 885 | 2454 | Rate Constraint in lbs/MWh | FALSE | L | Annual | Allowances Withdrawn (1:1) | Thousand Tons | 0 | 0 | 0 | 0 | 0 | 0 | 0
NJ Non-HEDD CT Oil Units - Nox Rate Annual v5.12, Unit 899 and retrofits | 885 | 2454 | Rate Constraint in lbs/MWh | FALSE | L | Annual | Allowances Withdrawn (n:1) | Thousand Tons | 0 | 0 | 0 | 0 | 0 | 0 | 0
NJ Non-HEDD CT Oil Units - Nox Rate Annual v5.12, Unit 899 and retrofits | 885 | 2454 | Rate Constraint in lbs/MWh | FALSE | L | Annual | Net Emissions Allowance Position | Thousand Tons | 0.0059709 | 0.0059709 | 0.0059709 | 0.0059709 | 0.0059709 | 0.0059709 | 0.0059709
NJ Non-HEDD CT Oil Units - Nox Rate Annual v5.12, Unit 899 and retrofits | 885 | 2454 | Rate Constraint in lbs/MWh | FALSE | L | Annual | Fuel Consumed | TBtu | 0.063686 | 0.063686 | 0.063686 | 0.063686 | 0.063686 | 0.063686 | 0.063686
NJ Non-HEDD CT Oil Units - Nox Rate Annual v5.12, Unit 899 and retrofits | 885 | 2454 | Rate Constraint in lbs/MWh | FALSE | L | Annual | Rate | lb/MMBtu | 0.18751 | 0.18751 | 0.18751 | 0.18751 | 0.18751 | 0.18751 | 0.18751
NJ Non-HEDD CT Oil Units - Nox Rate Annual v5.12, Unit 899 and retrofits | 885 | 2454 | Rate Constraint in lbs/MWh | FALSE | L | Annual | Generation | TWh | 0.0055978 | 0.0055978 | 0.0055978 | 0.0055978 | 0.0055978 | 0.0055978 | 0.0055978
NJ Non-HEDD CT Oil Units - Nox Rate Annual v5.12, Unit 899 and retrofits | 885 | 2454 | Rate Constraint in lbs/MWh | FALSE | L | Annual | Qualifying Generation | TWh | 0.0055978 | 0.0055978 | 0.0055978 | 0.0055978 | 0.0055978 | 0.0055978 | 0.0055978
NJ Non-HEDD CT Oil Units - Nox Rate Annual v5.12, Unit 899 and retrofits | 885 | 2454 | Rate Constraint in lbs/MWh | FALSE | L | Annual | Constraint Shadow Price | US2011$/Ton | 0 | 0 | 0 | 0 | 0 | 0 | 0
NJ Non-HEDD CT Oil Units - Nox Rate Annual v5.12, Unit 900 and retrofits | 886 | 2454 | Rate Constraint in lbs/MWh | FALSE | L | Annual | Seasons Included | Seasons | Winter, Summer | Winter, Summer | Winter, Summer | Winter, Summer | Winter, Summer | Winter, Summer | Winter, Summer
NJ Non-HEDD CT Oil Units - Nox Rate Annual v5.12, Unit 900 and retrofits | 886 | 2454 | Rate Constraint in lbs/MWh | FALSE | L | Annual | Standard | lb/MWh | 3 | 3 | 3 | 3 | 3 | 3 | 3
NJ Non-HEDD CT Oil Units - Nox Rate Annual v5.12, Unit 900 and retrofits | 886 | 2454 | Rate Constraint in lbs/MWh | FALSE | L | Annual | Emissions at Affected Plants NOX | Thousand Tons | 0 | 0 | 0 | 0 | 0 | 0 | 0
NJ Non-HEDD CT Oil Units - Nox Rate Annual v5.12, Unit 900 and retrofits | 886 | 2454 | Rate Constraint in lbs/MWh | FALSE | L | Annual | Allowances Purchased NOX | Thousand Tons | 0 | 0 | 0 | 0 | 0 | 0 | 0
NJ Non-HEDD CT Oil Units - Nox Rate Annual v5.12, Unit 900 and retrofits | 886 | 2454 | Rate Constraint in lbs/MWh | FALSE | L | Annual | Allowances Sold NOX | Thousand Tons | 0 | 0 | 0 | 0 | 0 | 0 | 0
NJ Non-HEDD CT Oil Units - Nox Rate Annual v5.12, Unit 900 and retrofits | 886 | 2454 | Rate Constraint in lbs/MWh | FALSE | L | Annual | Allowances Banked | Thousand Tons | 0 | 0 | 0 | 0 | 0 | 0 | 0
NJ Non-HEDD CT Oil Units - Nox Rate Annual v5.12, Unit 900 and retrofits | 886 | 2454 | Rate Constraint in lbs/MWh | FALSE | L | Annual | Allowances Withdrawn (1:1) | Thousand Tons | 0 | 0 | 0 | 0 | 0 | 0 | 0
NJ Non-HEDD CT Oil Units - Nox Rate Annual v5.12, Unit 900 and retrofits | 886 | 2454 | Rate Constraint in lbs/MWh | FALSE | L | Annual | Allowances Withdrawn (n:1) | Thousand Tons | 0 | 0 | 0 | 0 | 0 | 0 | 0
NJ Non-HEDD CT Oil Units - Nox Rate Annual v5.12, Unit 900 and retrofits | 886 | 2454 | Rate Constraint in lbs/MWh | FALSE | L | Annual | Net Emissions Allowance Position | Thousand Tons | 0 | 0 | 0 | 0 | 0 | 0 | 0
NJ Non-HEDD CT Oil Units - Nox Rate Annual v5.12, Unit 900 and retrofits | 886 | 2454 | Rate Constraint in lbs/MWh | FALSE | L | Annual | Fuel Consumed | TBtu | 0 | 0 | 0 | 0 | 0 | 0 | 0
NJ Non-HEDD CT Oil Units - Nox Rate Annual v5.12, Unit 900 and retrofits | 886 | 2454 | Rate Constraint in lbs/MWh | FALSE | L | Annual | Rate | lb/MMBtu | 0 | 0 | 0 | 0 | 0 | 0 | 0
NJ Non-HEDD CT Oil Units - Nox Rate Annual v5.12, Unit 900 and retrofits | 886 | 2454 | Rate Constraint in lbs/MWh | FALSE | L | Annual | Generation | TWh | 0 | 0 | 0 | 0 | 0 | 0 | 0
NJ Non-HEDD CT Oil Units - Nox Rate Annual v5.12, Unit 900 and retrofits | 886 | 2454 | Rate Constraint in lbs/MWh | FALSE | L | Annual | Qualifying Generation | TWh | 0 | 0 | 0 | 0 | 0 | 0 | 0
NJ Non-HEDD CT Oil Units - Nox Rate Annual v5.12, Unit 900 and retrofits | 886 | 2454 | Rate Constraint in lbs/MWh | FALSE | L | Annual | Constraint Shadow Price | US2011$/Ton | 0 | 0 | 0 | 0 | 0 | 0 | 0
NJ Non-HEDD CT Oil Units - Nox Rate Annual v5.12, Unit 907 and retrofits | 887 | 2454 | Rate Constraint in lbs/MWh | FALSE | L | Annual | Seasons Included | Seasons | Winter, Summer | Winter, Summer | Winter, Summer | Winter, Summer | Winter, Summer | Winter, Summer | Winter, Summer
NJ Non-HEDD CT Oil Units - Nox Rate Annual v5.12, Unit 907 and retrofits | 887 | 2454 | Rate Constraint in lbs/MWh | FALSE | L | Annual | Standard | lb/MWh | 3 | 3 | 3 | 3 | 3 | 3 | 3
NJ Non-HEDD CT Oil Units - Nox Rate Annual v5.12, Unit 907 and retrofits | 887 | 2454 | Rate Constraint in lbs/MWh | FALSE | L | Annual | Emissions at Affected Plants NOX | Thousand Tons | 0.00086675 | 0.00086675 | 0.00086675 | 0.00086675 | 0.00086675 | 0.00086675 | 0.00086675
NJ Non-HEDD CT Oil Units - Nox Rate Annual v5.12, Unit 907 and retrofits | 887 | 2454 | Rate Constraint in lbs/MWh | FALSE | L | Annual | Allowances Purchased NOX | Thousand Tons | 0 | 0 | 0 | 0 | 0 | 0 | 0
NJ Non-HEDD CT Oil Units - Nox Rate Annual v5.12, Unit 907 and retrofits | 887 | 2454 | Rate Constraint in lbs/MWh | FALSE | L | Annual | Allowances Sold NOX | Thousand Tons | 0 | 0 | 0 | 0 | 0 | 0 | 0
NJ Non-HEDD CT Oil Units - Nox Rate Annual v5.12, Unit 907 and retrofits | 887 | 2454 | Rate Constraint in lbs/MWh | FALSE | L | Annual | Allowances Banked | Thousand Tons | 0 | 0 | 0 | 0 | 0 | 0 | 0
NJ Non-HEDD CT Oil Units - Nox Rate Annual v5.12, Unit 907 and retrofits | 887 | 2454 | Rate Constraint in lbs/MWh | FALSE | L | Annual | Allowances Withdrawn (1:1) | Thousand Tons | 0 | 0 | 0 | 0 | 0 | 0 | 0
NJ Non-HEDD CT Oil Units - Nox Rate Annual v5.12, Unit 907 and retrofits | 887 | 2454 | Rate Constraint in lbs/MWh | FALSE | L | Annual | Allowances Withdrawn (n:1) | Thousand Tons | 0 | 0 | 0 | 0 | 0 | 0 | 0
NJ Non-HEDD CT Oil Units - Nox Rate Annual v5.12, Unit 907 and retrofits | 887 | 2454 | Rate Constraint in lbs/MWh | FALSE | L | Annual | Net Emissions Allowance Position | Thousand Tons | 0.00086675 | 0.00086675 | 0.00086675 | 0.00086675 | 0.00086675 | 0.00086675 | 0.00086675
NJ Non-HEDD CT Oil Units - Nox Rate Annual v5.12, Unit 907 and retrofits | 887 | 2454 | Rate Constraint in lbs/MWh | FALSE | L | Annual | Fuel Consumed | TBtu | 0.18137 | 0.18137 | 0.18137 | 0.18137 | 0.18137 | 0.18137 | 0.18137
NJ Non-HEDD CT Oil Units - Nox Rate Annual v5.12, Unit 907 and retrofits | 887 | 2454 | Rate Constraint in lbs/MWh | FALSE | L | Annual | Rate | lb/MMBtu | 0.0095576 | 0.0095576 | 0.0095576 | 0.0095576 | 0.0095576 | 0.0095576 | 0.0095576
NJ Non-HEDD CT Oil Units - Nox Rate Annual v5.12, Unit 907 and retrofits | 887 | 2454 | Rate Constraint in lbs/MWh | FALSE | L | Annual | Generation | TWh | 0.016268 | 0.016268 | 0.016268 | 0.016268 | 0.016268 | 0.016268 | 0.016268
NJ Non-HEDD CT Oil Units - Nox Rate Annual v5.12, Unit 907 and retrofits | 887 | 2454 | Rate Constraint in lbs/MWh | FALSE | L | Annual | Qualifying Generation | TWh | 0.016268 | 0.016268 | 0.016268 | 0.016268 | 0.016268 | 0.016268 | 0.016268
NJ Non-HEDD CT Oil Units - Nox Rate Annual v5.12, Unit 907 and retrofits | 887 | 2454 | Rate Constraint in lbs/MWh | FALSE | L | Annual | Constraint Shadow Price | US2011$/Ton | 0 | 0 | 0 | 0 | 0 | 0 | 0
NJ Non-HEDD CT Oil Units - Nox Rate Annual v5.12, Unit 908 and retrofits | 888 | 2454 | Rate Constraint in lbs/MWh | FALSE | L | Annual | Seasons Included | Seasons | Winter, Summer | Winter, Summer | Winter, Summer | Winter, Summer | Winter, Summer | Winter, Summer | Winter, Summer
NJ Non-HEDD CT Oil Units - Nox Rate Annual v5.12, Unit 908 and retrofits | 888 | 2454 | Rate Constraint in lbs/MWh | FALSE | L | Annual | Standard | lb/MWh | 3 | 3 | 3 | 3 | 3 | 3 | 3
NJ Non-HEDD CT Oil Units - Nox Rate Annual v5.12, Unit 908 and retrofits | 888 | 2454 | Rate Constraint in lbs/MWh | FALSE | L | Annual | Emissions at Affected Plants NOX | Thousand Tons | 0.0030055 | 0.0030055 | 0.0030055 | 0.0030055 | 0.0030055 | 0.015278 | 0.015278
NJ Non-HEDD CT Oil Units - Nox Rate Annual v5.12, Unit 908 and retrofits | 888 | 2454 | Rate Constraint in lbs/MWh | FALSE | L | Annual | Allowances Purchased NOX | Thousand Tons | 0 | 0 | 0 | 0 | 0 | 0 | 0
NJ Non-HEDD CT Oil Units - Nox Rate Annual v5.12, Unit 908 and retrofits | 888 | 2454 | Rate Constraint in lbs/MWh | FALSE | L | Annual | Allowances Sold NOX | Thousand Tons | 0 | 0 | 0 | 0 | 0 | 0 | 0
NJ Non-HEDD CT Oil Units - Nox Rate Annual v5.12, Unit 908 and retrofits | 888 | 2454 | Rate Constraint in lbs/MWh | FALSE | L | Annual | Allowances Banked | Thousand Tons | 0 | 0 | 0 | 0 | 0 | 0 | 0
NJ Non-HEDD CT Oil Units - Nox Rate Annual v5.12, Unit 908 and retrofits | 888 | 2454 | Rate Constraint in lbs/MWh | FALSE | L | Annual | Allowances Withdrawn (1:1) | Thousand Tons | 0 | 0 | 0 | 0 | 0 | 0 | 0
NJ Non-HEDD CT Oil Units - Nox Rate Annual v5.12, Unit 908 and retrofits | 888 | 2454 | Rate Constraint in lbs/MWh | FALSE | L | Annual | Allowances Withdrawn (n:1) | Thousand Tons | 0 | 0 | 0 | 0 | 0 | 0 | 0
NJ Non-HEDD CT Oil Units - Nox Rate Annual v5.12, Unit 908 and retrofits | 888 | 2454 | Rate Constraint in lbs/MWh | FALSE | L | Annual | Net Emissions Allowance Position | Thousand Tons | 0.0030055 | 0.0030055 | 0.0030055 | 0.0030055 | 0.0030055 | 0.015278 | 0.015278
NJ Non-HEDD CT Oil Units - Nox Rate Annual v5.12, Unit 908 and retrofits | 888 | 2454 | Rate Constraint in lbs/MWh | FALSE | L | Annual | Fuel Consumed | TBtu | 0.040725 | 0.040725 | 0.040725 | 0.040725 | 0.040725 | 0.20702 | 0.20702
NJ Non-HEDD CT Oil Units - Nox Rate Annual v5.12, Unit 908 and retrofits | 888 | 2454 | Rate Constraint in lbs/MWh | FALSE | L | Annual | Rate | lb/MMBtu | 0.1476 | 0.1476 | 0.1476 | 0.1476 | 0.1476 | 0.1476 | 0.1476
NJ Non-HEDD CT Oil Units - Nox Rate Annual v5.12, Unit 908 and retrofits | 888 | 2454 | Rate Constraint in lbs/MWh | FALSE | L | Annual | Generation | TWh | 0.0027336 | 0.0027336 | 0.0027336 | 0.0027336 | 0.0027336 | 0.013896 | 0.013896
NJ Non-HEDD CT Oil Units - Nox Rate Annual v5.12, Unit 908 and retrofits | 888 | 2454 | Rate Constraint in lbs/MWh | FALSE | L | Annual | Qualifying Generation | TWh | 0.0027336 | 0.0027336 | 0.0027336 | 0.0027336 | 0.0027336 | 0.013896 | 0.013896
NJ Non-HEDD CT Oil Units - Nox Rate Annual v5.12, Unit 908 and retrofits | 888 | 2454 | Rate Constraint in lbs/MWh | FALSE | L | Annual | Constraint Shadow Price | US2011$/Ton | 0 | 0 | 0 | 0 | 0 | 0 | 0
NJ Non-HEDD CT Oil Units - Nox Rate Annual v5.12, Unit 909 and retrofits | 889 | 2454 | Rate Constraint in lbs/MWh | FALSE | L | Annual | Seasons Included | Seasons | Winter, Summer | Winter, Summer | Winter, Summer | Winter, Summer | Winter, Summer | Winter, Summer | Winter, Summer
NJ Non-HEDD CT Oil Units - Nox Rate Annual v5.12, Unit 909 and retrofits | 889 | 2454 | Rate Constraint in lbs/MWh | FALSE | L | Annual | Standard | lb/MWh | 3 | 3 | 3 | 3 | 3 | 3 | 3
NJ Non-HEDD CT Oil Units - Nox Rate Annual v5.12, Unit 909 and retrofits | 889 | 2454 | Rate Constraint in lbs/MWh | FALSE | L | Annual | Emissions at Affected Plants NOX | Thousand Tons | 0.0039767 | 0.0039767 | 0.0039767 | 0.0039767 | 0.0039767 | 0.0039767 | 0.0039767
NJ Non-HEDD CT Oil Units - Nox Rate Annual v5.12, Unit 909 and retrofits | 889 | 2454 | Rate Constraint in lbs/MWh | FALSE | L | Annual | Allowances Purchased NOX | Thousand Tons | 0 | 0 | 0 | 0 | 0 | 0 | 0
NJ Non-HEDD CT Oil Units - Nox Rate Annual v5.12, Unit 909 and retrofits | 889 | 2454 | Rate Constraint in lbs/MWh | FALSE | L | Annual | Allowances Sold NOX | Thousand Tons | 0 | 0 | 0 | 0 | 0 | 0 | 0
NJ Non-HEDD CT Oil Units - Nox Rate Annual v5.12, Unit 909 and retrofits | 889 | 2454 | Rate Constraint in lbs/MWh | FALSE | L | Annual | Allowances Banked | Thousand Tons | 0 | 0 | 0 | 0 | 0 | 0 | 0
NJ Non-HEDD CT Oil Units - Nox Rate Annual v5.12, Unit 909 and retrofits | 889 | 2454 | Rate Constraint in lbs/MWh | FALSE | L | Annual | Allowances Withdrawn (1:1) | Thousand Tons | 0 | 0 | 0 | 0 | 0 | 0 | 0
NJ Non-HEDD CT Oil Units - Nox Rate Annual v5.12, Unit 909 and retrofits | 889 | 2454 | Rate Constraint in lbs/MWh | FALSE | L | Annual | Allowances Withdrawn (n:1) | Thousand Tons | 0 | 0 | 0 | 0 | 0 | 0 | 0
NJ Non-HEDD CT Oil Units - Nox Rate Annual v5.12, Unit 909 and retrofits | 889 | 2454 | Rate Constraint in lbs/MWh | FALSE | L | Annual | Net Emissions Allowance Position | Thousand Tons | 0.0039767 | 0.0039767 | 0.0039767 | 0.0039767 | 0.0039767 | 0.0039767 | 0.0039767
NJ Non-HEDD CT Oil Units - Nox Rate Annual v5.12, Unit 909 and retrofits | 889 | 2454 | Rate Constraint in lbs/MWh | FALSE | L | Annual | Fuel Consumed | TBtu | 0.17904 | 0.17904 | 0.17904 | 0.17904 | 0.17904 | 0.17904 | 0.17904
NJ Non-HEDD CT Oil Units - Nox Rate Annual v5.12, Unit 909 and retrofits | 889 | 2454 | Rate Constraint in lbs/MWh | FALSE | L | Annual | Rate | lb/MMBtu | 0.044422 | 0.044422 | 0.044422 | 0.044422 | 0.044422 | 0.044422 | 0.044422
NJ Non-HEDD CT Oil Units - Nox Rate Annual v5.12, Unit 909 and retrofits | 889 | 2454 | Rate Constraint in lbs/MWh | FALSE | L | Annual | Generation | TWh | 0.014286 | 0.014286 | 0.014286 | 0.014286 | 0.014286 | 0.014286 | 0.014286
NJ Non-HEDD CT Oil Units - Nox Rate Annual v5.12, Unit 909 and retrofits | 889 | 2454 | Rate Constraint in lbs/MWh | FALSE | L | Annual | Qualifying Generation | TWh | 0.014286 | 0.014286 | 0.014286 | 0.014286 | 0.014286 | 0.014286 | 0.014286
NJ Non-HEDD CT Oil Units - Nox Rate Annual v5.12, Unit 909 and retrofits | 889 | 2454 | Rate Constraint in lbs/MWh | FALSE | L | Annual | Constraint Shadow Price | US2011$/Ton | 0 | 0 | 0 | 0 | 0 | 0 | 0
NJ Non-HEDD CT Oil Units - Nox Rate Annual v5.12, Unit 910 and retrofits | 890 | 2454 | Rate Constraint in lbs/MWh | FALSE | L | Annual | Seasons Included | Seasons | Winter, Summer | Winter, Summer | Winter, Summer | Winter, Summer | Winter, Summer | Winter, Summer | Winter, Summer
NJ Non-HEDD CT Oil Units - Nox Rate Annual v5.12, Unit 910 and retrofits | 890 | 2454 | Rate Constraint in lbs/MWh | FALSE | L | Annual | Standard | lb/MWh | 3 | 3 | 3 | 3 | 3 | 3 | 3
NJ Non-HEDD CT Oil Units - Nox Rate Annual v5.12, Unit 910 and retrofits | 890 | 2454 | Rate Constraint in lbs/MWh | FALSE | L | Annual | Emissions at Affected Plants NOX | Thousand Tons | 0.0036706 | 0.0036706 | 0.0036706 | 0.0036706 | 0.0036706 | 0.0036706 | 0.0036706
NJ Non-HEDD CT Oil Units - Nox Rate Annual v5.12, Unit 910 and retrofits | 890 | 2454 | Rate Constraint in lbs/MWh | FALSE | L | Annual | Allowances Purchased NOX | Thousand Tons | 0 | 0 | 0 | 0 | 0 | 0 | 0
NJ Non-HEDD CT Oil Units - Nox Rate Annual v5.12, Unit 910 and retrofits | 890 | 2454 | Rate Constraint in lbs/MWh | FALSE | L | Annual | Allowances Sold NOX | Thousand Tons | 0 | 0 | 0 | 0 | 0 | 0 | 0
NJ Non-HEDD CT Oil Units - Nox Rate Annual v5.12, Unit 910 and retrofits | 890 | 2454 | Rate Constraint in lbs/MWh | FALSE | L | Annual | Allowances Banked | Thousand Tons | 0 | 0 | 0 | 0 | 0 | 0 | 0
NJ Non-HEDD CT Oil Units - Nox Rate Annual v5.12, Unit 910 and retrofits | 890 | 2454 | Rate Constraint in lbs/MWh | FALSE | L | Annual | Allowances Withdrawn (1:1) | Thousand Tons | 0 | 0 | 0 | 0 | 0 | 0 | 0
NJ Non-HEDD CT Oil Units - Nox Rate Annual v5.12, Unit 910 and retrofits | 890 | 2454 | Rate Constraint in lbs/MWh | FALSE | L | Annual | Allowances Withdrawn (n:1) | Thousand Tons | 0 | 0 | 0 | 0 | 0 | 0 | 0
NJ Non-HEDD CT Oil Units - Nox Rate Annual v5.12, Unit 910 and retrofits | 890 | 2454 | Rate Constraint in lbs/MWh | FALSE | L | Annual | Net Emissions Allowance Position | Thousand Tons | 0.0036706 | 0.0036706 | 0.0036706 | 0.0036706 | 0.0036706 | 0.0036706 | 0.0036706
NJ Non-HEDD CT Oil Units - Nox Rate Annual v5.12, Unit 910 and retrofits | 890 | 2454 | Rate Constraint in lbs/MWh | FALSE | L | Annual | Fuel Consumed | TBtu | 0.18265 | 0.18265 | 0.18265 | 0.18265 | 0.18265 | 0.18265 | 0.18265
NJ Non-HEDD CT Oil Units - Nox Rate Annual v5.12, Unit 910 and retrofits | 890 | 2454 | Rate Constraint in lbs/MWh | FALSE | L | Annual | Rate | lb/MMBtu | 0.040193 | 0.040193 | 0.040193 | 0.040193 | 0.040193 | 0.040193 | 0.040193
NJ Non-HEDD CT Oil Units - Nox Rate Annual v5.12, Unit 910 and retrofits | 890 | 2454 | Rate Constraint in lbs/MWh | FALSE | L | Annual | Generation | TWh | 0.014574 | 0.014574 | 0.014574 | 0.014574 | 0.014574 | 0.014574 | 0.014574
NJ Non-HEDD CT Oil Units - Nox Rate Annual v5.12, Unit 910 and retrofits | 890 | 2454 | Rate Constraint in lbs/MWh | FALSE | L | Annual | Qualifying Generation | TWh | 0.014574 | 0.014574 | 0.014574 | 0.014574 | 0.014574 | 0.014574 | 0.014574
NJ Non-HEDD CT Oil Units - Nox Rate Annual v5.12, Unit 910 and retrofits | 890 | 2454 | Rate Constraint in lbs/MWh | FALSE | L | Annual | Constraint Shadow Price | US2011$/Ton | 0 | 0 | 0 | 0 | 0 | 0 | 0
NJ Non-HEDD CT Oil Units - Nox Rate Annual v5.12, Unit 911 and retrofits | 891 | 2454 | Rate Constraint in lbs/MWh | FALSE | L | Annual | Seasons Included | Seasons | Winter, Summer | Winter, Summer | Winter, Summer | Winter, Summer | Winter, Summer | Winter, Summer | Winter, Summer
NJ Non-HEDD CT Oil Units - Nox Rate Annual v5.12, Unit 911 and retrofits | 891 | 2454 | Rate Constraint in lbs/MWh | FALSE | L | Annual | Standard | lb/MWh | 3 | 3 | 3 | 3 | 3 | 3 | 3
NJ Non-HEDD CT Oil Units - Nox Rate Annual v5.12, Unit 911 and retrofits | 891 | 2454 | Rate Constraint in lbs/MWh | FALSE | L | Annual | Emissions at Affected Plants NOX | Thousand Tons | 0.0038639 | 0.0038639 | 0.0038639 | 0.0038639 | 0.0038639 | 0.0038639 | 0.0038639
NJ Non-HEDD CT Oil Units - Nox Rate Annual v5.12, Unit 911 and retrofits | 891 | 2454 | Rate Constraint in lbs/MWh | FALSE | L | Annual | Allowances Purchased NOX | Thousand Tons | 0 | 0 | 0 | 0 | 0 | 0 | 0
NJ Non-HEDD CT Oil Units - Nox Rate Annual v5.12, Unit 911 and retrofits | 891 | 2454 | Rate Constraint in lbs/MWh | FALSE | L | Annual | Allowances Sold NOX | Thousand Tons | 0 | 0 | 0 | 0 | 0 | 0 | 0
NJ Non-HEDD CT Oil Units - Nox Rate Annual v5.12, Unit 911 and retrofits | 891 | 2454 | Rate Constraint in lbs/MWh | FALSE | L | Annual | Allowances Banked | Thousand Tons | 0 | 0 | 0 | 0 | 0 | 0 | 0
NJ Non-HEDD CT Oil Units - Nox Rate Annual v5.12, Unit 911 and retrofits | 891 | 2454 | Rate Constraint in lbs/MWh | FALSE | L | Annual | Allowances Withdrawn (1:1) | Thousand Tons | 0 | 0 | 0 | 0 | 0 | 0 | 0
NJ Non-HEDD CT Oil Units - Nox Rate Annual v5.12, Unit 911 and retrofits | 891 | 2454 | Rate Constraint in lbs/MWh | FALSE | L | Annual | Allowances Withdrawn (n:1) | Thousand Tons | 0 | 0 | 0 | 0 | 0 | 0 | 0
NJ Non-HEDD CT Oil Units - Nox Rate Annual v5.12, Unit 911 and retrofits | 891 | 2454 | Rate Constraint in lbs/MWh | FALSE | L | Annual | Net Emissions Allowance Position | Thousand Tons | 0.0038639 | 0.0038639 | 0.0038639 | 0.0038639 | 0.0038639 | 0.0038639 | 0.0038639
NJ Non-HEDD CT Oil Units - Nox Rate Annual v5.12, Unit 911 and retrofits | 891 | 2454 | Rate Constraint in lbs/MWh | FALSE | L | Annual | Fuel Consumed | TBtu | 0.17883 | 0.17883 | 0.17883 | 0.17883 | 0.17883 | 0.17883 | 0.17883
NJ Non-HEDD CT Oil Units - Nox Rate Annual v5.12, Unit 911 and retrofits | 891 | 2454 | Rate Constraint in lbs/MWh | FALSE | L | Annual | Rate | lb/MMBtu | 0.043213 | 0.043213 | 0.043213 | 0.043213 | 0.043213 | 0.043213 | 0.043213
NJ Non-HEDD CT Oil Units - Nox Rate Annual v5.12, Unit 911 and retrofits | 891 | 2454 | Rate Constraint in lbs/MWh | FALSE | L | Annual | Generation | TWh | 0.014269 | 0.014269 | 0.014269 | 0.014269 | 0.014269 | 0.014269 | 0.014269
NJ Non-HEDD CT Oil Units - Nox Rate Annual v5.12, Unit 911 and retrofits | 891 | 2454 | Rate Constraint in lbs/MWh | FALSE | L | Annual | Qualifying Generation | TWh | 0.014269 | 0.014269 | 0.014269 | 0.014269 | 0.014269 | 0.014269 | 0.014269
NJ Non-HEDD CT Oil Units - Nox Rate Annual v5.12, Unit 911 and retrofits | 891 | 2454 | Rate Constraint in lbs/MWh | FALSE | L | Annual | Constraint Shadow Price | US2011$/Ton | 0 | 0 | 0 | 0 | 0 | 0 | 0
NJ Non-HEDD CT Oil Units - Nox Rate Annual v5.12, Unit 912 and retrofits | 892 | 2454 | Rate Constraint in lbs/MWh | FALSE | L | Annual | Seasons Included | Seasons | Winter, Summer | Winter, Summer | Winter, Summer | Winter, Summer | Winter, Summer | Winter, Summer | Winter, Summer
NJ Non-HEDD CT Oil Units - Nox Rate Annual v5.12, Unit 912 and retrofits | 892 | 2454 | Rate Constraint in lbs/MWh | FALSE | L | Annual | Standard | lb/MWh | 3 | 3 | 3 | 3 | 3 | 3 | 3
NJ Non-HEDD CT Oil Units - Nox Rate Annual v5.12, Unit 912 and retrofits | 892 | 2454 | Rate Constraint in lbs/MWh | FALSE | L | Annual | Emissions at Affected Plants NOX | Thousand Tons | 0.0045652 | 0.0045652 | 0.0045652 | 0.0045652 | 0.0045652 | 0.0045652 | 0.0045652
NJ Non-HEDD CT Oil Units - Nox Rate Annual v5.12, Unit 912 and retrofits | 892 | 2454 | Rate Constraint in lbs/MWh | FALSE | L | Annual | Allowances Purchased NOX | Thousand Tons | 0 | 0 | 0 | 0 | 0 | 0 | 0
NJ Non-HEDD CT Oil Units - Nox Rate Annual v5.12, Unit 912 and retrofits | 892 | 2454 | Rate Constraint in lbs/MWh | FALSE | L | Annual | Allowances Sold NOX | Thousand Tons | 0 | 0 | 0 | 0 | 0 | 0 | 0
NJ Non-HEDD CT Oil Units - Nox Rate Annual v5.12, Unit 912 and retrofits | 892 | 2454 | Rate Constraint in lbs/MWh | FALSE | L | Annual | Allowances Banked | Thousand Tons | 0 | 0 | 0 | 0 | 0 | 0 | 0
NJ Non-HEDD CT Oil Units - Nox Rate Annual v5.12, Unit 912 and retrofits | 892 | 2454 | Rate Constraint in lbs/MWh | FALSE | L | Annual | Allowances Withdrawn (1:1) | Thousand Tons | 0 | 0 | 0 | 0 | 0 | 0 | 0
NJ Non-HEDD CT Oil Units - Nox Rate Annual v5.12, Unit 912 and retrofits | 892 | 2454 | Rate Constraint in lbs/MWh | FALSE | L | Annual | Allowances Withdrawn (n:1) | Thousand Tons | 0 | 0 | 0 | 0 | 0 | 0 | 0
NJ Non-HEDD CT Oil Units - Nox Rate Annual v5.12, Unit 912 and retrofits | 892 | 2454 | Rate Constraint in lbs/MWh | FALSE | L | Annual | Net Emissions Allowance Position | Thousand Tons | 0.0045652 | 0.0045652 | 0.0045652 | 0.0045652 | 0.0045652 | 0.0045652 | 0.0045652
NJ Non-HEDD CT Oil Units - Nox Rate Annual v5.12, Unit 912 and retrofits | 892 | 2454 | Rate Constraint in lbs/MWh | FALSE | L | Annual | Fuel Consumed | TBtu | 0.18265 | 0.18265 | 0.18265 | 0.18265 | 0.18265 | 0.18265 | 0.18265
NJ Non-HEDD CT Oil Units - Nox Rate Annual v5.12, Unit 912 and retrofits | 892 | 2454 | Rate Constraint in lbs/MWh | FALSE | L | Annual | Rate | lb/MMBtu | 0.049988 | 0.049988 | 0.049988 | 0.049988 | 0.049988 | 0.049988 | 0.049988
NJ Non-HEDD CT Oil Units - Nox Rate Annual v5.12, Unit 912 and retrofits | 892 | 2454 | Rate Constraint in lbs/MWh | FALSE | L | Annual | Generation | TWh | 0.014574 | 0.014574 | 0.014574 | 0.014574 | 0.014574 | 0.014574 | 0.014574
NJ Non-HEDD CT Oil Units - Nox Rate Annual v5.12, Unit 912 and retrofits | 892 | 2454 | Rate Constraint in lbs/MWh | FALSE | L | Annual | Qualifying Generation | TWh | 0.014574 | 0.014574 | 0.014574 | 0.014574 | 0.014574 | 0.014574 | 0.014574
NJ Non-HEDD CT Oil Units - Nox Rate Annual v5.12, Unit 912 and retrofits | 892 | 2454 | Rate Constraint in lbs/MWh | FALSE | L | Annual | Constraint Shadow Price | US2011$/Ton | 0 | 0 | 0 | 0 | 0 | 0 | 0
NJ Non-HEDD CT Oil Units - Nox Rate Annual v5.12, Unit 913 and retrofits | 893 | 2454 | Rate Constraint in lbs/MWh | FALSE | L | Annual | Seasons Included | Seasons | Winter, Summer | Winter, Summer | Winter, Summer | Winter, Summer | Winter, Summer | Winter, Summer | Winter, Summer
NJ Non-HEDD CT Oil Units - Nox Rate Annual v5.12, Unit 913 and retrofits | 893 | 2454 | Rate Constraint in lbs/MWh | FALSE | L | Annual | Standard | lb/MWh | 3 | 3 | 3 | 3 | 3 | 3 | 3
NJ Non-HEDD CT Oil Units - Nox Rate Annual v5.12, Unit 913 and retrofits | 893 | 2454 | Rate Constraint in lbs/MWh | FALSE | L | Annual | Emissions at Affected Plants NOX | Thousand Tons | 0.0019435 | 0.0019435 | 0.0019435 | 0.0019435 | 0.0019435 | 0.0098796 | 0.0098796
NJ Non-HEDD CT Oil Units - Nox Rate Annual v5.12, Unit 913 and retrofits | 893 | 2454 | Rate Constraint in lbs/MWh | FALSE | L | Annual | Allowances Purchased NOX | Thousand Tons | 0 | 0 | 0 | 0 | 0 | 0 | 0
NJ Non-HEDD CT Oil Units - Nox Rate Annual v5.12, Unit 913 and retrofits | 893 | 2454 | Rate Constraint in lbs/MWh | FALSE | L | Annual | Allowances Sold NOX | Thousand Tons | 0 | 0 | 0 | 0 | 0 | 0 | 0
NJ Non-HEDD CT Oil Units - Nox Rate Annual v5.12, Unit 913 and retrofits | 893 | 2454 | Rate Constraint in lbs/MWh | FALSE | L | Annual | Allowances Banked | Thousand Tons | 0 | 0 | 0 | 0 | 0 | 0 | 0
NJ Non-HEDD CT Oil Units - Nox Rate Annual v5.12, Unit 913 and retrofits | 893 | 2454 | Rate Constraint in lbs/MWh | FALSE | L | Annual | Allowances Withdrawn (1:1) | Thousand Tons | 0 | 0 | 0 | 0 | 0 | 0 | 0
NJ Non-HEDD CT Oil Units - Nox Rate Annual v5.12, Unit 913 and retrofits | 893 | 2454 | Rate Constraint in lbs/MWh | FALSE | L | Annual | Allowances Withdrawn (n:1) | Thousand Tons | 0 | 0 | 0 | 0 | 0 | 0 | 0
NJ Non-HEDD CT Oil Units - Nox Rate Annual v5.12, Unit 913 and retrofits | 893 | 2454 | Rate Constraint in lbs/MWh | FALSE | L | Annual | Net Emissions Allowance Position | Thousand Tons | 0.0019435 | 0.0019435 | 0.0019435 | 0.0019435 | 0.0019435 | 0.0098796 | 0.0098796
NJ Non-HEDD CT Oil Units - Nox Rate Annual v5.12, Unit 913 and retrofits | 893 | 2454 | Rate Constraint in lbs/MWh | FALSE | L | Annual | Fuel Consumed | TBtu | 0.028768 | 0.028768 | 0.028768 | 0.028768 | 0.028768 | 0.14624 | 0.14624
NJ Non-HEDD CT Oil Units - Nox Rate Annual v5.12, Unit 913 and retrofits | 893 | 2454 | Rate Constraint in lbs/MWh | FALSE | L | Annual | Rate | lb/MMBtu | 0.13512 | 0.13512 | 0.13512 | 0.13512 | 0.13512 | 0.13512 | 0.13512
NJ Non-HEDD CT Oil Units - Nox Rate Annual v5.12, Unit 913 and retrofits | 893 | 2454 | Rate Constraint in lbs/MWh | FALSE | L | Annual | Generation | TWh | 0.0017668 | 0.0017668 | 0.0017668 | 0.0017668 | 0.0017668 | 0.0089814 | 0.0089814
NJ Non-HEDD CT Oil Units - Nox Rate Annual v5.12, Unit 913 and retrofits | 893 | 2454 | Rate Constraint in lbs/MWh | FALSE | L | Annual | Qualifying Generation | TWh | 0.0017668 | 0.0017668 | 0.0017668 | 0.0017668 | 0.0017668 | 0.0089814 | 0.0089814
NJ Non-HEDD CT Oil Units - Nox Rate Annual v5.12, Unit 913 and retrofits | 893 | 2454 | Rate Constraint in lbs/MWh | FALSE | L | Annual | Constraint Shadow Price | US2011$/Ton | 0 | 0 | 0 | 0 | 0 | 0 | 0
NJ Non-HEDD CT Oil Units - Nox Rate Annual v5.12, Unit 914 and retrofits | 894 | 2454 | Rate Constraint in lbs/MWh | FALSE | L | Annual | Seasons Included | Seasons | Winter, Summer | Winter, Summer | Winter, Summer | Winter, Summer | Winter, Summer | Winter, Summer | Winter, Summer
NJ Non-HEDD CT Oil Units - Nox Rate Annual v5.12, Unit 914 and retrofits | 894 | 2454 | Rate Constraint in lbs/MWh | FALSE | L | Annual | Standard | lb/MWh | 3 | 3 | 3 | 3 | 3 | 3 | 3
NJ Non-HEDD CT Oil Units - Nox Rate Annual v5.12, Unit 914 and retrofits | 894 | 2454 | Rate Constraint in lbs/MWh | FALSE | L | Annual | Emissions at Affected Plants NOX | Thousand Tons | 0.0020899 | 0.0020899 | 0.0020899 | 0.0020899 | 0.0020899 | 0.010624 | 0.010624
NJ Non-HEDD CT Oil Units - Nox Rate Annual v5.12, Unit 914 and retrofits | 894 | 2454 | Rate Constraint in lbs/MWh | FALSE | L | Annual | Allowances Purchased NOX | Thousand Tons | 0 | 0 | 0 | 0 | 0 | 0 | 0
NJ Non-HEDD CT Oil Units - Nox Rate Annual v5.12, Unit 914 and retrofits | 894 | 2454 | Rate Constraint in lbs/MWh | FALSE | L | Annual | Allowances Sold NOX | Thousand Tons | 0 | 0 | 0 | 0 | 0 | 0 | 0
NJ Non-HEDD CT Oil Units - Nox Rate Annual v5.12, Unit 914 and retrofits | 894 | 2454 | Rate Constraint in lbs/MWh | FALSE | L | Annual | Allowances Banked | Thousand Tons | 0 | 0 | 0 | 0 | 0 | 0 | 0
NJ Non-HEDD CT Oil Units - Nox Rate Annual v5.12, Unit 914 and retrofits | 894 | 2454 | Rate Constraint in lbs/MWh | FALSE | L | Annual | Allowances Withdrawn (1:1) | Thousand Tons | 0 | 0 | 0 | 0 | 0 | 0 | 0
NJ Non-HEDD CT Oil Units - Nox Rate Annual v5.12, Unit 914 and retrofits | 894 | 2454 | Rate Constraint in lbs/MWh | FALSE | L | Annual | Allowances Withdrawn (n:1) | Thousand Tons | 0 | 0 | 0 | 0 | 0 | 0 | 0
NJ Non-HEDD CT Oil Units - Nox Rate Annual v5.12, Unit 914 and retrofits | 894 | 2454 | Rate Constraint in lbs/MWh | FALSE | L | Annual | Net Emissions Allowance Position | Thousand Tons | 0.0020899 | 0.0020899 | 0.0020899 | 0.0020899 | 0.0020899 | 0.010624 | 0.010624
NJ Non-HEDD CT Oil Units - Nox Rate Annual v5.12, Unit 914 and retrofits | 894 | 2454 | Rate Constraint in lbs/MWh | FALSE | L | Annual | Fuel Consumed | TBtu | 0.030939 | 0.030939 | 0.030939 | 0.030939 | 0.030939 | 0.15727 | 0.15727
NJ Non-HEDD CT Oil Units - Nox Rate Annual v5.12, Unit 914 and retrofits | 894 | 2454 | Rate Constraint in lbs/MWh | FALSE | L | Annual | Rate | lb/MMBtu | 0.1351 | 0.1351 | 0.1351 | 0.1351 | 0.1351 | 0.1351 | 0.1351
NJ Non-HEDD CT Oil Units - Nox Rate Annual v5.12, Unit 914 and retrofits | 894 | 2454 | Rate Constraint in lbs/MWh | FALSE | L | Annual | Generation | TWh | 0.0019002 | 0.0019002 | 0.0019002 | 0.0019002 | 0.0019002 | 0.0096593 | 0.0096593
NJ Non-HEDD CT Oil Units - Nox Rate Annual v5.12, Unit 914 and retrofits | 894 | 2454 | Rate Constraint in lbs/MWh | FALSE | L | Annual | Qualifying Generation | TWh | 0.0019002 | 0.0019002 | 0.0019002 | 0.0019002 | 0.0019002 | 0.0096593 | 0.0096593
NJ Non-HEDD CT Oil Units - Nox Rate Annual v5.12, Unit 914 and retrofits | 894 | 2454 | Rate Constraint in lbs/MWh | FALSE | L | Annual | Constraint Shadow Price | US2011$/Ton | 0 | 0 | 0 | 0 | 0 | 0 | 0
NJ Non-HEDD CT Oil Units - Nox Rate Annual v5.12, Unit 915 and retrofits | 895 | 2454 | Rate Constraint in lbs/MWh | FALSE | L | Annual | Seasons Included | Seasons | Winter, Summer | Winter, Summer | Winter, Summer | Winter, Summer | Winter, Summer | Winter, Summer | Winter, Summer
NJ Non-HEDD CT Oil Units - Nox Rate Annual v5.12, Unit 915 and retrofits | 895 | 2454 | Rate Constraint in lbs/MWh | FALSE | L | Annual | Standard | lb/MWh | 3 | 3 | 3 | 3 | 3 | 3 | 3
NJ Non-HEDD CT Oil Units - Nox Rate Annual v5.12, Unit 915 and retrofits | 895 | 2454 | Rate Constraint in lbs/MWh | FALSE | L | Annual | Emissions at Affected Plants NOX | Thousand Tons | 0.0020899 | 0.0020899 | 0.0020899 | 0.0020899 | 0.0020899 | 0.010624 | 0.010624
NJ Non-HEDD CT Oil Units - Nox Rate Annual v5.12, Unit 915 and retrofits | 895 | 2454 | Rate Constraint in lbs/MWh | FALSE | L | Annual | Allowances Purchased NOX | Thousand Tons | 0 | 0 | 0 | 0 | 0 | 0 | 0
NJ Non-HEDD CT Oil Units - Nox Rate Annual v5.12, Unit 915 and retrofits | 895 | 2454 | Rate Constraint in lbs/MWh | FALSE | L | Annual | Allowances Sold NOX | Thousand Tons | 0 | 0 | 0 | 0 | 0 | 0 | 0
NJ Non-HEDD CT Oil Units - Nox Rate Annual v5.12, Unit 915 and retrofits | 895 | 2454 | Rate Constraint in lbs/MWh | FALSE | L | Annual | Allowances Banked | Thousand Tons | 0 | 0 | 0 | 0 | 0 | 0 | 0
NJ Non-HEDD CT Oil Units - Nox Rate Annual v5.12, Unit 915 and retrofits | 895 | 2454 | Rate Constraint in lbs/MWh | FALSE | L | Annual | Allowances Withdrawn (1:1) | Thousand Tons | 0 | 0 | 0 | 0 | 0 | 0 | 0
NJ Non-HEDD CT Oil Units - Nox Rate Annual v5.12, Unit 915 and retrofits | 895 | 2454 | Rate Constraint in lbs/MWh | FALSE | L | Annual | Allowances Withdrawn (n:1) | Thousand Tons | 0 | 0 | 0 | 0 | 0 | 0 | 0
NJ Non-HEDD CT Oil Units - Nox Rate Annual v5.12, Unit 915 and retrofits | 895 | 2454 | Rate Constraint in lbs/MWh | FALSE | L | Annual | Net Emissions Allowance Position | Thousand Tons | 0.0020899 | 0.0020899 | 0.0020899 | 0.0020899 | 0.0020899 | 0.010624 | 0.010624
NJ Non-HEDD CT Oil Units - Nox Rate Annual v5.12, Unit 915 and retrofits | 895 | 2454 | Rate Constraint in lbs/MWh | FALSE | L | Annual | Fuel Consumed | TBtu | 0.030939 | 0.030939 | 0.030939 | 0.030939 | 0.030939 | 0.15727 | 0.15727
NJ Non-HEDD CT Oil Units - Nox Rate Annual v5.12, Unit 915 and retrofits | 895 | 2454 | Rate Constraint in lbs/MWh | FALSE | L | Annual | Rate | lb/MMBtu | 0.1351 | 0.1351 | 0.1351 | 0.1351 | 0.1351 | 0.1351 | 0.1351
NJ Non-HEDD CT Oil Units - Nox Rate Annual v5.12, Unit 915 and retrofits | 895 | 2454 | Rate Constraint in lbs/MWh | FALSE | L | Annual | Generation | TWh | 0.0019002 | 0.0019002 | 0.0019002 | 0.0019002 | 0.0019002 | 0.0096593 | 0.0096593
NJ Non-HEDD CT Oil Units - Nox Rate Annual v5.12, Unit 915 and retrofits | 895 | 2454 | Rate Constraint in lbs/MWh | FALSE | L | Annual | Qualifying Generation | TWh | 0.0019002 | 0.0019002 | 0.0019002 | 0.0019002 | 0.0019002 | 0.0096593 | 0.0096593
NJ Non-HEDD CT Oil Units - Nox Rate Annual v5.12, Unit 915 and retrofits | 895 | 2454 | Rate Constraint in lbs/MWh | FALSE | L | Annual | Constraint Shadow Price | US2011$/Ton | 0 | 0 | 0 | 0 | 0 | 0 | 0
NJ Non-HEDD CT Oil Units - Nox Rate Annual v5.12, Unit 916 and retrofits | 896 | 2454 | Rate Constraint in lbs/MWh | FALSE | L | Annual | Seasons Included | Seasons | Winter, Summer | Winter, Summer | Winter, Summer | Winter, Summer | Winter, Summer | Winter, Summer | Winter, Summer
NJ Non-HEDD CT Oil Units - Nox Rate Annual v5.12, Unit 916 and retrofits | 896 | 2454 | Rate Constraint in lbs/MWh | FALSE | L | Annual | Standard | lb/MWh | 3 | 3 | 3 | 3 | 3 | 3 | 3
NJ Non-HEDD CT Oil Units - Nox Rate Annual v5.12, Unit 916 and retrofits | 896 | 2454 | Rate Constraint in lbs/MWh | FALSE | L | Annual | Emissions at Affected Plants NOX | Thousand Tons | 0 | 0 | 0 | 0 | 0 | 0 | 0
NJ Non-HEDD CT Oil Units - Nox Rate Annual v5.12, Unit 916 and retrofits | 896 | 2454 | Rate Constraint in lbs/MWh | FALSE | L | Annual | Allowances Purchased NOX | Thousand Tons | 0 | 0 | 0 | 0 | 0 | 0 | 0
NJ Non-HEDD CT Oil Units - Nox Rate Annual v5.12, Unit 916 and retrofits | 896 | 2454 | Rate Constraint in lbs/MWh | FALSE | L | Annual | Allowances Sold NOX | Thousand Tons | 0 | 0 | 0 | 0 | 0 | 0 | 0
NJ Non-HEDD CT Oil Units - Nox Rate Annual v5.12, Unit 916 and retrofits | 896 | 2454 | Rate Constraint in lbs/MWh | FALSE | L | Annual | Allowances Banked | Thousand Tons | 0 | 0 | 0 | 0 | 0 | 0 | 0
NJ Non-HEDD CT Oil Units - Nox Rate Annual v5.12, Unit 916 and retrofits | 896 | 2454 | Rate Constraint in lbs/MWh | FALSE | L | Annual | Allowances Withdrawn (1:1) | Thousand Tons | 0 | 0 | 0 | 0 | 0 | 0 | 0
NJ Non-HEDD CT Oil Units - Nox Rate Annual v5.12, Unit 916 and retrofits | 896 | 2454 | Rate Constraint in lbs/MWh | FALSE | L | Annual | Allowances Withdrawn (n:1) | Thousand Tons | 0 | 0 | 0 | 0 | 0 | 0 | 0
NJ Non-HEDD CT Oil Units - Nox Rate Annual v5.12, Unit 916 and retrofits | 896 | 2454 | Rate Constraint in lbs/MWh | FALSE | L | Annual | Net Emissions Allowance Position | Thousand Tons | 0 | 0 | 0 | 0 | 0 | 0 | 0
NJ Non-HEDD CT Oil Units - Nox Rate Annual v5.12, Unit 916 and retrofits | 896 | 2454 | Rate Constraint in lbs/MWh | FALSE | L | Annual | Fuel Consumed | TBtu | 0 | 0 | 0 | 0 | 0 | 0 | 0
NJ Non-HEDD CT Oil Units - Nox Rate Annual v5.12, Unit 916 and retrofits | 896 | 2454 | Rate Constraint in lbs/MWh | FALSE | L | Annual | Rate | lb/MMBtu | 0 | 0 | 0 | 0 | 0 | 0 | 0
NJ Non-HEDD CT Oil Units - Nox Rate Annual v5.12, Unit 916 and retrofits | 896 | 2454 | Rate Constraint in lbs/MWh | FALSE | L | Annual | Generation | TWh | 0 | 0 | 0 | 0 | 0 | 0 | 0
NJ Non-HEDD CT Oil Units - Nox Rate Annual v5.12, Unit 916 and retrofits | 896 | 2454 | Rate Constraint in lbs/MWh | FALSE | L | Annual | Qualifying Generation | TWh | 0 | 0 | 0 | 0 | 0 | 0 | 0
NJ Non-HEDD CT Oil Units - Nox Rate Annual v5.12, Unit 916 and retrofits | 896 | 2454 | Rate Constraint in lbs/MWh | FALSE | L | Annual | Constraint Shadow Price | US2011$/Ton | 0 | 0 | 0 | 0 | 0 | 0 | 0
NJ Non-HEDD CT Oil Units - Nox Rate Annual v5.12, Unit 917 and retrofits | 897 | 2454 | Rate Constraint in lbs/MWh | FALSE | L | Annual | Seasons Included | Seasons | Winter, Summer | Winter, Summer | Winter, Summer | Winter, Summer | Winter, Summer | Winter, Summer | Winter, Summer
NJ Non-HEDD CT Oil Units - Nox Rate Annual v5.12, Unit 917 and retrofits | 897 | 2454 | Rate Constraint in lbs/MWh | FALSE | L | Annual | Standard | lb/MWh | 3 | 3 | 3 | 3 | 3 | 3 | 3
NJ Non-HEDD CT Oil Units - Nox Rate Annual v5.12, Unit 917 and retrofits | 897 | 2454 | Rate Constraint in lbs/MWh | FALSE | L | Annual | Emissions at Affected Plants NOX | Thousand Tons | 0.010058 | 0.0033465 | 0.0033465 | 0.0033465 | 0.0033465 | 0.0033465 | 0.0033465
NJ Non-HEDD CT Oil Units - Nox Rate Annual v5.12, Unit 917 and retrofits | 897 | 2454 | Rate Constraint in lbs/MWh | FALSE | L | Annual | Allowances Purchased NOX | Thousand Tons | 0 | 0 | 0 | 0 | 0 | 0 | 0
NJ Non-HEDD CT Oil Units - Nox Rate Annual v5.12, Unit 917 and retrofits | 897 | 2454 | Rate Constraint in lbs/MWh | FALSE | L | Annual | Allowances Sold NOX | Thousand Tons | 0 | 0 | 0 | 0 | 0 | 0 | 0
NJ Non-HEDD CT Oil Units - Nox Rate Annual v5.12, Unit 917 and retrofits | 897 | 2454 | Rate Constraint in lbs/MWh | FALSE | L | Annual | Allowances Banked | Thousand Tons | 0 | 0 | 0 | 0 | 0 | 0 | 0
NJ Non-HEDD CT Oil Units - Nox Rate Annual v5.12, Unit 917 and retrofits | 897 | 2454 | Rate Constraint in lbs/MWh | FALSE | L | Annual | Allowances Withdrawn (1:1) | Thousand Tons | 0 | 0 | 0 | 0 | 0 | 0 | 0
NJ Non-HEDD CT Oil Units - Nox Rate Annual v5.12, Unit 917 and retrofits | 897 | 2454 | Rate Constraint in lbs/MWh | FALSE | L | Annual | Allowances Withdrawn (n:1) | Thousand Tons | 0 | 0 | 0 | 0 | 0 | 0 | 0
NJ Non-HEDD CT Oil Units - Nox Rate Annual v5.12, Unit 917 and retrofits | 897 | 2454 | Rate Constraint in lbs/MWh | FALSE | L | Annual | Net Emissions Allowance Position | Thousand Tons | 0.010058 | 0.0033465 | 0.0033465 | 0.0033465 | 0.0033465 | 0.0033465 | 0.0033465
NJ Non-HEDD CT Oil Units - Nox Rate Annual v5.12, Unit 917 and retrofits | 897 | 2454 | Rate Constraint in lbs/MWh | FALSE | L | Annual | Fuel Consumed | TBtu | 0.23394 | 0.077839 | 0.077839 | 0.077839 | 0.077839 | 0.077839 | 0.077839
NJ Non-HEDD CT Oil Units - Nox Rate Annual v5.12, Unit 917 and retrofits | 897 | 2454 | Rate Constraint in lbs/MWh | FALSE | L | Annual | Rate | lb/MMBtu | 0.085986 | 0.085986 | 0.085986 | 0.085986 | 0.085986 | 0.085986 | 0.085986
NJ Non-HEDD CT Oil Units - Nox Rate Annual v5.12, Unit 917 and retrofits | 897 | 2454 | Rate Constraint in lbs/MWh | FALSE | L | Annual | Generation | TWh | 0.021772 | 0.0072442 | 0.0072442 | 0.0072442 | 0.0072442 | 0.0072442 | 0.0072442
NJ Non-HEDD CT Oil Units - Nox Rate Annual v5.12, Unit 917 and retrofits | 897 | 2454 | Rate Constraint in lbs/MWh | FALSE | L | Annual | Qualifying Generation | TWh | 0.021772 | 0.0072442 | 0.0072442 | 0.0072442 | 0.0072442 | 0.0072442 | 0.0072442
NJ Non-HEDD CT Oil Units - Nox Rate Annual v5.12, Unit 917 and retrofits | 897 | 2454 | Rate Constraint in lbs/MWh | FALSE | L | Annual | Constraint Shadow Price | US2011$/Ton | 0 | 0 | 0 | 0 | 0 | 0 | 0
NJ Non-HEDD CT Oil Units - Nox Rate Annual v5.12, Unit 918 and retrofits | 898 | 2454 | Rate Constraint in lbs/MWh | FALSE | L | Annual | Seasons Included | Seasons | Winter, Summer | Winter, Summer | Winter, Summer | Winter, Summer | Winter, Summer | Winter, Summer | Winter, Summer
NJ Non-HEDD CT Oil Units - Nox Rate Annual v5.12, Unit 918 and retrofits | 898 | 2454 | Rate Constraint in lbs/MWh | FALSE | L | Annual | Standard | lb/MWh | 3 | 3 | 3 | 3 | 3 | 3 | 3
NJ Non-HEDD CT Oil Units - Nox Rate Annual v5.12, Unit 918 and retrofits | 898 | 2454 | Rate Constraint in lbs/MWh | FALSE | L | Annual | Emissions at Affected Plants NOX | Thousand Tons | 0.0099865 | 0.0033228 | 0.0033228 | 0.0033228 | 0.0033228 | 0.0033228 | 0.0033228
NJ Non-HEDD CT Oil Units - Nox Rate Annual v5.12, Unit 918 and retrofits | 898 | 2454 | Rate Constraint in lbs/MWh | FALSE | L | Annual | Allowances Purchased NOX | Thousand Tons | 0 | 0 | 0 | 0 | 0 | 0 | 0
NJ Non-HEDD CT Oil Units - Nox Rate Annual v5.12, Unit 918 and retrofits | 898 | 2454 | Rate Constraint in lbs/MWh | FALSE | L | Annual | Allowances Sold NOX | Thousand Tons | 0 | 0 | 0 | 0 | 0 | 0 | 0
NJ Non-HEDD CT Oil Units - Nox Rate Annual v5.12, Unit 918 and retrofits | 898 | 2454 | Rate Constraint in lbs/MWh | FALSE | L | Annual | Allowances Banked | Thousand Tons | 0 | 0 | 0 | 0 | 0 | 0 | 0
NJ Non-HEDD CT Oil Units - Nox Rate Annual v5.12, Unit 918 and retrofits | 898 | 2454 | Rate Constraint in lbs/MWh | FALSE | L | Annual | Allowances Withdrawn (1:1) | Thousand Tons | 0 | 0 | 0 | 0 | 0 | 0 | 0
NJ Non-HEDD CT Oil Units - Nox Rate Annual v5.12, Unit 918 and retrofits | 898 | 2454 | Rate Constraint in lbs/MWh | FALSE | L | Annual | Allowances Withdrawn (n:1) | Thousand Tons | 0 | 0 | 0 | 0 | 0 | 0 | 0
NJ Non-HEDD CT Oil Units - Nox Rate Annual v5.12, Unit 918 and retrofits | 898 | 2454 | Rate Constraint in lbs/MWh | FALSE | L | Annual | Net Emissions Allowance Position | Thousand Tons | 0.0099865 | 0.0033228 | 0.0033228 | 0.0033228 | 0.0033228 | 0.0033228 | 0.0033228
NJ Non-HEDD CT Oil Units - Nox Rate Annual v5.12, Unit 918 and retrofits | 898 | 2454 | Rate Constraint in lbs/MWh | FALSE | L | Annual | Fuel Consumed | TBtu | 0.22543 | 0.075008 | 0.075008 | 0.075008 | 0.075008 | 0.075008 | 0.075008
NJ Non-HEDD CT Oil Units - Nox Rate Annual v5.12, Unit 918 and retrofits | 898 | 2454 | Rate Constraint in lbs/MWh | FALSE | L | Annual | Rate | lb/MMBtu | 0.088598 | 0.088598 | 0.088598 | 0.088598 | 0.088598 | 0.088598 | 0.088598
NJ Non-HEDD CT Oil Units - Nox Rate Annual v5.12, Unit 918 and retrofits | 898 | 2454 | Rate Constraint in lbs/MWh | FALSE | L | Annual | Generation | TWh | 0.02098 | 0.0069807 | 0.0069807 | 0.0069807 | 0.0069807 | 0.0069807 | 0.0069807
NJ Non-HEDD CT Oil Units - Nox Rate Annual v5.12, Unit 918 and retrofits | 898 | 2454 | Rate Constraint in lbs/MWh | FALSE | L | Annual | Qualifying Generation | TWh | 0.02098 | 0.0069807 | 0.0069807 | 0.0069807 | 0.0069807 | 0.0069807 | 0.0069807
NJ Non-HEDD CT Oil Units - Nox Rate Annual v5.12, Unit 918 and retrofits | 898 | 2454 | Rate Constraint in lbs/MWh | FALSE | L | Annual | Constraint Shadow Price | US2011$/Ton | 0 | 0 | 0 | 0 | 0 | 0 | 0
NJ Non-HEDD CT Oil Units - Nox Rate Annual v5.12, Unit 919 and retrofits | 899 | 2454 | Rate Constraint in lbs/MWh | FALSE | L | Annual | Seasons Included | Seasons | Winter, Summer | Winter, Summer | Winter, Summer | Winter, Summer | Winter, Summer | Winter, Summer | Winter, Summer
NJ Non-HEDD CT Oil Units - Nox Rate Annual v5.12, Unit 919 and retrofits | 899 | 2454 | Rate Constraint in lbs/MWh | FALSE | L | Annual | Standard | lb/MWh | 3 | 3 | 3 | 3 | 3 | 3 | 3
NJ Non-HEDD CT Oil Units - Nox Rate Annual v5.12, Unit 919 and retrofits | 899 | 2454 | Rate Constraint in lbs/MWh | FALSE | L | Annual | Emissions at Affected Plants NOX | Thousand Tons | 0.0097113 | 0.0032312 | 0.0032312 | 0.0032312 | 0.0032312 | 0.0032312 | 0.0032312
NJ Non-HEDD CT Oil Units - Nox Rate Annual v5.12, Unit 919 and retrofits | 899 | 2454 | Rate Constraint in lbs/MWh | FALSE | L | Annual | Allowances Purchased NOX | Thousand Tons | 0 | 0 | 0 | 0 | 0 | 0 | 0
NJ Non-HEDD CT Oil Units - Nox Rate Annual v5.12, Unit 919 and retrofits | 899 | 2454 | Rate Constraint in lbs/MWh | FALSE | L | Annual | Allowances Sold NOX | Thousand Tons | 0 | 0 | 0 | 0 | 0 | 0 | 0
NJ Non-HEDD CT Oil Units - Nox Rate Annual v5.12, Unit 919 and retrofits | 899 | 2454 | Rate Constraint in lbs/MWh | FALSE | L | Annual | Allowances Banked | Thousand Tons | 0 | 0 | 0 | 0 | 0 | 0 | 0
NJ Non-HEDD CT Oil Units - Nox Rate Annual v5.12, Unit 919 and retrofits | 899 | 2454 | Rate Constraint in lbs/MWh | FALSE | L | Annual | Allowances Withdrawn (1:1) | Thousand Tons | 0 | 0 | 0 | 0 | 0 | 0 | 0
NJ Non-HEDD CT Oil Units - Nox Rate Annual v5.12, Unit 919 and retrofits | 899 | 2454 | Rate Constraint in lbs/MWh | FALSE | L | Annual | Allowances Withdrawn (n:1) | Thousand Tons | 0 | 0 | 0 | 0 | 0 | 0 | 0
NJ Non-HEDD CT Oil Units - Nox Rate Annual v5.12, Unit 919 and retrofits | 899 | 2454 | Rate Constraint in lbs/MWh | FALSE | L | Annual | Net Emissions Allowance Position | Thousand Tons | 0.0097113 | 0.0032312 | 0.0032312 | 0.0032312 | 0.0032312 | 0.0032312 | 0.0032312
NJ Non-HEDD CT Oil Units - Nox Rate Annual v5.12, Unit 919 and retrofits | 899 | 2454 | Rate Constraint in lbs/MWh | FALSE | L | Annual | Fuel Consumed | TBtu | 0.22437 | 0.074654 | 0.074654 | 0.074654 | 0.074654 | 0.074654 | 0.074654
NJ Non-HEDD CT Oil Units - Nox Rate Annual v5.12, Unit 919 and retrofits | 899 | 2454 | Rate Constraint in lbs/MWh | FALSE | L | Annual | Rate | lb/MMBtu | 0.086565 | 0.086565 | 0.086565 | 0.086565 | 0.086565 | 0.086565 | 0.086565
NJ Non-HEDD CT Oil Units - Nox Rate Annual v5.12, Unit 919 and retrofits | 899 | 2454 | Rate Constraint in lbs/MWh | FALSE | L | Annual | Generation | TWh | 0.020881 | 0.0069478 | 0.0069478 | 0.0069478 | 0.0069478 | 0.0069478 | 0.0069478
NJ Non-HEDD CT Oil Units - Nox Rate Annual v5.12, Unit 919 and retrofits | 899 | 2454 | Rate Constraint in lbs/MWh | FALSE | L | Annual | Qualifying Generation | TWh | 0.020881 | 0.0069478 | 0.0069478 | 0.0069478 | 0.0069478 | 0.0069478 | 0.0069478
NJ Non-HEDD CT Oil Units - Nox Rate Annual v5.12, Unit 919 and retrofits | 899 | 2454 | Rate Constraint in lbs/MWh | FALSE | L | Annual | Constraint Shadow Price | US2011$/Ton | 0 | 0 | 0 | 0 | 0 | 0 | 0
NJ Non-HEDD CT Oil Units - Nox Rate Annual v5.12, Unit 920 and retrofits | 900 | 2454 | Rate Constraint in lbs/MWh | FALSE | L | Annual | Seasons Included | Seasons | Winter, Summer | Winter, Summer | Winter, Summer | Winter, Summer | Winter, Summer | Winter, Summer | Winter, Summer
NJ Non-HEDD CT Oil Units - Nox Rate Annual v5.12, Unit 920 and retrofits | 900 | 2454 | Rate Constraint in lbs/MWh | FALSE | L | Annual | Standard | lb/MWh | 3 | 3 | 3 | 3 | 3 | 3 | 3
NJ Non-HEDD CT Oil Units - Nox Rate Annual v5.12, Unit 920 and retrofits | 900 | 2454 | Rate Constraint in lbs/MWh | FALSE | L | Annual | Emissions at Affected Plants NOX | Thousand Tons | 0.010387 | 0.003456 | 0.003456 | 0.003456 | 0.003456 | 0.003456 | 0.003456
NJ Non-HEDD CT Oil Units - Nox Rate Annual v5.12, Unit 920 and retrofits | 900 | 2454 | Rate Constraint in lbs/MWh | FALSE | L | Annual | Allowances Purchased NOX | Thousand Tons | 0 | 0 | 0 | 0 | 0 | 0 | 0
NJ Non-HEDD CT Oil Units - Nox Rate Annual v5.12, Unit 920 and retrofits | 900 | 2454 | Rate Constraint in lbs/MWh | FALSE | L | Annual | Allowances Sold NOX | Thousand Tons | 0 | 0 | 0 | 0 | 0 | 0 | 0
NJ Non-HEDD CT Oil Units - Nox Rate Annual v5.12, Unit 920 and retrofits | 900 | 2454 | Rate Constraint in lbs/MWh | FALSE | L | Annual | Allowances Banked | Thousand Tons | 0 | 0 | 0 | 0 | 0 | 0 | 0
NJ Non-HEDD CT Oil Units - Nox Rate Annual v5.12, Unit 920 and retrofits | 900 | 2454 | Rate Constraint in lbs/MWh | FALSE | L | Annual | Allowances Withdrawn (1:1) | Thousand Tons | 0 | 0 | 0 | 0 | 0 | 0 | 0
NJ Non-HEDD CT Oil Units - Nox Rate Annual v5.12, Unit 920 and retrofits | 900 | 2454 | Rate Constraint in lbs/MWh | FALSE | L | Annual | Allowances Withdrawn (n:1) | Thousand Tons | 0 | 0 | 0 | 0 | 0 | 0 | 0
NJ Non-HEDD CT Oil Units - Nox Rate Annual v5.12, Unit 920 and retrofits | 900 | 2454 | Rate Constraint in lbs/MWh | FALSE | L | Annual | Net Emissions Allowance Position | Thousand Tons | 0.010387 | 0.003456 | 0.003456 | 0.003456 | 0.003456 | 0.003456 | 0.003456
NJ Non-HEDD CT Oil Units - Nox Rate Annual v5.12, Unit 920 and retrofits | 900 | 2454 | Rate Constraint in lbs/MWh | FALSE | L | Annual | Fuel Consumed | TBtu | 0.23075 | 0.076777 | 0.076777 | 0.076777 | 0.076777 | 0.076777 | 0.076777
NJ Non-HEDD CT Oil Units - Nox Rate Annual v5.12, Unit 920 and retrofits | 900 | 2454 | Rate Constraint in lbs/MWh | FALSE | L | Annual | Rate | lb/MMBtu | 0.090027 | 0.090027 | 0.090027 | 0.090027 | 0.090027 | 0.090027 | 0.090027
NJ Non-HEDD CT Oil Units - Nox Rate Annual v5.12, Unit 920 and retrofits | 900 | 2454 | Rate Constraint in lbs/MWh | FALSE | L | Annual | Generation | TWh | 0.021475 | 0.0071454 | 0.0071454 | 0.0071454 | 0.0071454 | 0.0071454 | 0.0071454
NJ Non-HEDD CT Oil Units - Nox Rate Annual v5.12, Unit 920 and retrofits | 900 | 2454 | Rate Constraint in lbs/MWh | FALSE | L | Annual | Qualifying Generation | TWh | 0.021475 | 0.0071454 | 0.0071454 | 0.0071454 | 0.0071454 | 0.0071454 | 0.0071454
NJ Non-HEDD CT Oil Units - Nox Rate Annual v5.12, Unit 920 and retrofits | 900 | 2454 | Rate Constraint in lbs/MWh | FALSE | L | Annual | Constraint Shadow Price | US2011$/Ton | 0 | 0 | 0 | 0 | 0 | 0 | 0
NJ Non-HEDD CT Oil Units - Nox Rate Annual v5.12, Unit 921 and retrofits | 901 | 2454 | Rate Constraint in lbs/MWh | FALSE | L | Annual | Seasons Included | Seasons | Winter, Summer | Winter, Summer | Winter, Summer | Winter, Summer | Winter, Summer | Winter, Summer | Winter, Summer
NJ Non-HEDD CT Oil Units - Nox Rate Annual v5.12, Unit 921 and retrofits | 901 | 2454 | Rate Constraint in lbs/MWh | FALSE | L | Annual | Standard | lb/MWh | 3 | 3 | 3 | 3 | 3 | 3 | 3
NJ Non-HEDD CT Oil Units - Nox Rate Annual v5.12, Unit 921 and retrofits | 901 | 2454 | Rate Constraint in lbs/MWh | FALSE | L | Annual | Emissions at Affected Plants NOX | Thousand Tons | 0.011987 | 0.011987 | 0.011987 | 0.011987 | 0.011987 | 0.011987 | 0.011987
NJ Non-HEDD CT Oil Units - Nox Rate Annual v5.12, Unit 921 and retrofits | 901 | 2454 | Rate Constraint in lbs/MWh | FALSE | L | Annual | Allowances Purchased NOX | Thousand Tons | 0 | 0 | 0 | 0 | 0 | 0 | 0
NJ Non-HEDD CT Oil Units - Nox Rate Annual v5.12, Unit 921 and retrofits | 901 | 2454 | Rate Constraint in lbs/MWh | FALSE | L | Annual | Allowances Sold NOX | Thousand Tons | 0 | 0 | 0 | 0 | 0 | 0 | 0
NJ Non-HEDD CT Oil Units - Nox Rate Annual v5.12, Unit 921 and retrofits | 901 | 2454 | Rate Constraint in lbs/MWh | FALSE | L | Annual | Allowances Banked | Thousand Tons | 0 | 0 | 0 | 0 | 0 | 0 | 0
NJ Non-HEDD CT Oil Units - Nox Rate Annual v5.12, Unit 921 and retrofits | 901 | 2454 | Rate Constraint in lbs/MWh | FALSE | L | Annual | Allowances Withdrawn (1:1) | Thousand Tons | 0 | 0 | 0 | 0 | 0 | 0 | 0
NJ Non-HEDD CT Oil Units - Nox Rate Annual v5.12, Unit 921 and retrofits | 901 | 2454 | Rate Constraint in lbs/MWh | FALSE | L | Annual | Allowances Withdrawn (n:1) | Thousand Tons | 0 | 0 | 0 | 0 | 0 | 0 | 0
NJ Non-HEDD CT Oil Units - Nox Rate Annual v5.12, Unit 921 and retrofits | 901 | 2454 | Rate Constraint in lbs/MWh | FALSE | L | Annual | Net Emissions Allowance Position | Thousand Tons | 0.011987 | 0.011987 | 0.011987 | 0.011987 | 0.011987 | 0.011987 | 0.011987
NJ Non-HEDD CT Oil Units - Nox Rate Annual v5.12, Unit 921 and retrofits | 901 | 2454 | Rate Constraint in lbs/MWh | FALSE | L | Annual | Fuel Consumed | TBtu | 0.17645 | 0.17645 | 0.17645 | 0.17645 | 0.17645 | 0.17645 | 0.17645
NJ Non-HEDD CT Oil Units - Nox Rate Annual v5.12, Unit 921 and retrofits | 901 | 2454 | Rate Constraint in lbs/MWh | FALSE | L | Annual | Rate | lb/MMBtu | 0.13587 | 0.13587 | 0.13587 | 0.13587 | 0.13587 | 0.13587 | 0.13587
NJ Non-HEDD CT Oil Units - Nox Rate Annual v5.12, Unit 921 and retrofits | 901 | 2454 | Rate Constraint in lbs/MWh | FALSE | L | Annual | Generation | TWh | 0.014065 | 0.014065 | 0.014065 | 0.014065 | 0.014065 | 0.014065 | 0.014065
NJ Non-HEDD CT Oil Units - Nox Rate Annual v5.12, Unit 921 and retrofits | 901 | 2454 | Rate Constraint in lbs/MWh | FALSE | L | Annual | Qualifying Generation | TWh | 0.014065 | 0.014065 | 0.014065 | 0.014065 | 0.014065 | 0.014065 | 0.014065
NJ Non-HEDD CT Oil Units - Nox Rate Annual v5.12, Unit 921 and retrofits | 901 | 2454 | Rate Constraint in lbs/MWh | FALSE | L | Annual | Constraint Shadow Price | US2011$/Ton | 0 | 0 | 0 | 0 | 0 | 0 | 0
NJ Non-HEDD CT Oil Units - Nox Rate Annual v5.12, Unit 922 and retrofits | 902 | 2454 | Rate Constraint in lbs/MWh | FALSE | L | Annual | Seasons Included | Seasons | Winter, Summer | Winter, Summer | Winter, Summer | Winter, Summer | Winter, Summer | Winter, Summer | Winter, Summer
NJ Non-HEDD CT Oil Units - Nox Rate Annual v5.12, Unit 922 and retrofits | 902 | 2454 | Rate Constraint in lbs/MWh | FALSE | L | Annual | Standard | lb/MWh | 3 | 3 | 3 | 3 | 3 | 3 | 3
NJ Non-HEDD CT Oil Units - Nox Rate Annual v5.12, Unit 922 and retrofits | 902 | 2454 | Rate Constraint in lbs/MWh | FALSE | L | Annual | Emissions at Affected Plants NOX | Thousand Tons | 0.0050992 | 0.0050992 | 0.0050992 | 0.0050992 | 0.0050992 | 0 | 0
NJ Non-HEDD CT Oil Units - Nox Rate Annual v5.12, Unit 922 and retrofits | 902 | 2454 | Rate Constraint in lbs/MWh | FALSE | L | Annual | Allowances Purchased NOX | Thousand Tons | 0 | 0 | 0 | 0 | 0 | 0 | 0
NJ Non-HEDD CT Oil Units - Nox Rate Annual v5.12, Unit 922 and retrofits | 902 | 2454 | Rate Constraint in lbs/MWh | FALSE | L | Annual | Allowances Sold NOX | Thousand Tons | 0 | 0 | 0 | 0 | 0 | 0 | 0
NJ Non-HEDD CT Oil Units - Nox Rate Annual v5.12, Unit 922 and retrofits | 902 | 2454 | Rate Constraint in lbs/MWh | FALSE | L | Annual | Allowances Banked | Thousand Tons | 0 | 0 | 0 | 0 | 0 | 0 | 0
NJ Non-HEDD CT Oil Units - Nox Rate Annual v5.12, Unit 922 and retrofits | 902 | 2454 | Rate Constraint in lbs/MWh | FALSE | L | Annual | Allowances Withdrawn (1:1) | Thousand Tons | 0 | 0 | 0 | 0 | 0 | 0 | 0
NJ Non-HEDD CT Oil Units - Nox Rate Annual v5.12, Unit 922 and retrofits | 902 | 2454 | Rate Constraint in lbs/MWh | FALSE | L | Annual | Allowances Withdrawn (n:1) | Thousand Tons | 0 | 0 | 0 | 0 | 0 | 0 | 0
NJ Non-HEDD CT Oil Units - Nox Rate Annual v5.12, Unit 922 and retrofits | 902 | 2454 | Rate Constraint in lbs/MWh | FALSE | L | Annual | Net Emissions Allowance Position | Thousand Tons | 0.0050992 | 0.0050992 | 0.0050992 | 0.0050992 | 0.0050992 | 0 | 0
NJ Non-HEDD CT Oil Units - Nox Rate Annual v5.12, Unit 922 and retrofits | 902 | 2454 | Rate Constraint in lbs/MWh | FALSE | L | Annual | Fuel Consumed | TBtu | 0.093509 | 0.093509 | 0.093509 | 0.093509 | 0.093509 | 0 | 0
NJ Non-HEDD CT Oil Units - Nox Rate Annual v5.12, Unit 922 and retrofits | 902 | 2454 | Rate Constraint in lbs/MWh | FALSE | L | Annual | Rate | lb/MMBtu | 0.10906 | 0.10906 | 0.10906 | 0.10906 | 0.10906 | 0 | 0
NJ Non-HEDD CT Oil Units - Nox Rate Annual v5.12, Unit 922 and retrofits | 902 | 2454 | Rate Constraint in lbs/MWh | FALSE | L | Annual | Generation | TWh | 0.0050005 | 0.0050005 | 0.0050005 | 0.0050005 | 0.0050005 | 0 | 0
NJ Non-HEDD CT Oil Units - Nox Rate Annual v5.12, Unit 922 and retrofits | 902 | 2454 | Rate Constraint in lbs/MWh | FALSE | L | Annual | Qualifying Generation | TWh | 0.0050005 | 0.0050005 | 0.0050005 | 0.0050005 | 0.0050005 | 0 | 0
NJ Non-HEDD CT Oil Units - Nox Rate Annual v5.12, Unit 922 and retrofits | 902 | 2454 | Rate Constraint in lbs/MWh | FALSE | L | Annual | Constraint Shadow Price | US2011$/Ton | 0 | 0 | 0 | 0 | 0 | 0 | 0
NJ Non-HEDD CT Oil Units - Nox Rate Annual v5.12, Unit 923 and retrofits | 903 | 2454 | Rate Constraint in lbs/MWh | FALSE | L | Annual | Seasons Included | Seasons | Winter, Summer | Winter, Summer | Winter, Summer | Winter, Summer | Winter, Summer | Winter, Summer | Winter, Summer
NJ Non-HEDD CT Oil Units - Nox Rate Annual v5.12, Unit 923 and retrofits | 903 | 2454 | Rate Constraint in lbs/MWh | FALSE | L | Annual | Standard | lb/MWh | 3 | 3 | 3 | 3 | 3 | 3 | 3
NJ Non-HEDD CT Oil Units - Nox Rate Annual v5.12, Unit 923 and retrofits | 903 | 2454 | Rate Constraint in lbs/MWh | FALSE | L | Annual | Emissions at Affected Plants NOX | Thousand Tons | 0.0037514 | 0.0037514 | 0.0037514 | 0.0037514 | 0.0037514 | 0.0037514 | 0.0037514
NJ Non-HEDD CT Oil Units - Nox Rate Annual v5.12, Unit 923 and retrofits | 903 | 2454 | Rate Constraint in lbs/MWh | FALSE | L | Annual | Allowances Purchased NOX | Thousand Tons | 0 | 0 | 0 | 0 | 0 | 0 | 0
NJ Non-HEDD CT Oil Units - Nox Rate Annual v5.12, Unit 923 and retrofits | 903 | 2454 | Rate Constraint in lbs/MWh | FALSE | L | Annual | Allowances Sold NOX | Thousand Tons | 0 | 0 | 0 | 0 | 0 | 0 | 0
NJ Non-HEDD CT Oil Units - Nox Rate Annual v5.12, Unit 923 and retrofits | 903 | 2454 | Rate Constraint in lbs/MWh | FALSE | L | Annual | Allowances Banked | Thousand Tons | 0 | 0 | 0 | 0 | 0 | 0 | 0
NJ Non-HEDD CT Oil Units - Nox Rate Annual v5.12, Unit 923 and retrofits | 903 | 2454 | Rate Constraint in lbs/MWh | FALSE | L | Annual | Allowances Withdrawn (1:1) | Thousand Tons | 0 | 0 | 0 | 0 | 0 | 0 | 0
NJ Non-HEDD CT Oil Units - Nox Rate Annual v5.12, Unit 923 and retrofits | 903 | 2454 | Rate Constraint in lbs/MWh | FALSE | L | Annual | Allowances Withdrawn (n:1) | Thousand Tons | 0 | 0 | 0 | 0 | 0 | 0 | 0
NJ Non-HEDD CT Oil Units - Nox Rate Annual v5.12, Unit 923 and retrofits | 903 | 2454 | Rate Constraint in lbs/MWh | FALSE | L | Annual | Net Emissions Allowance Position | Thousand Tons | 0.0037514 | 0.0037514 | 0.0037514 | 0.0037514 | 0.0037514 | 0.0037514 | 0.0037514
NJ Non-HEDD CT Oil Units - Nox Rate Annual v5.12, Unit 923 and retrofits | 903 | 2454 | Rate Constraint in lbs/MWh | FALSE | L | Annual | Fuel Consumed | TBtu | 0.081115 | 0.081115 | 0.081115 | 0.081115 | 0.081115 | 0.081115 | 0.081115
NJ Non-HEDD CT Oil Units - Nox Rate Annual v5.12, Unit 923 and retrofits | 903 | 2454 | Rate Constraint in lbs/MWh | FALSE | L | Annual | Rate | lb/MMBtu | 0.092495 | 0.092495 | 0.092495 | 0.092495 | 0.092495 | 0.092495 | 0.092495
NJ Non-HEDD CT Oil Units - Nox Rate Annual v5.12, Unit 923 and retrofits | 903 | 2454 | Rate Constraint in lbs/MWh | FALSE | L | Annual | Generation | TWh | 0.0074747 | 0.0074747 | 0.0074747 | 0.0074747 | 0.0074747 | 0.0074747 | 0.0074747
NJ Non-HEDD CT Oil Units - Nox Rate Annual v5.12, Unit 923 and retrofits | 903 | 2454 | Rate Constraint in lbs/MWh | FALSE | L | Annual | Qualifying Generation | TWh | 0.0074747 | 0.0074747 | 0.0074747 | 0.0074747 | 0.0074747 | 0.0074747 | 0.0074747
NJ Non-HEDD CT Oil Units - Nox Rate Annual v5.12, Unit 923 and retrofits | 903 | 2454 | Rate Constraint in lbs/MWh | FALSE | L | Annual | Constraint Shadow Price | US2011$/Ton | 0 | 0 | 0 | 0 | 0 | 0 | 0
NJ Non-HEDD CT Oil Units - Nox Rate Annual v5.12, Unit 924 and retrofits | 904 | 2454 | Rate Constraint in lbs/MWh | FALSE | L | Annual | Seasons Included | Seasons | Winter, Summer | Winter, Summer | Winter, Summer | Winter, Summer | Winter, Summer | Winter, Summer | Winter, Summer
NJ Non-HEDD CT Oil Units - Nox Rate Annual v5.12, Unit 924 and retrofits | 904 | 2454 | Rate Constraint in lbs/MWh | FALSE | L | Annual | Standard | lb/MWh | 3 | 3 | 3 | 3 | 3 | 3 | 3
NJ Non-HEDD CT Oil Units - Nox Rate Annual v5.12, Unit 924 and retrofits | 904 | 2454 | Rate Constraint in lbs/MWh | FALSE | L | Annual | Emissions at Affected Plants NOX | Thousand Tons | 0.0036329 | 0.0036329 | 0.0036329 | 0.0036329 | 0.0036329 | 0.0036329 | 0.0036329
NJ Non-HEDD CT Oil Units - Nox Rate Annual v5.12, Unit 924 and retrofits | 904 | 2454 | Rate Constraint in lbs/MWh | FALSE | L | Annual | Allowances Purchased NOX | Thousand Tons | 0 | 0 | 0 | 0 | 0 | 0 | 0
NJ Non-HEDD CT Oil Units - Nox Rate Annual v5.12, Unit 924 and retrofits | 904 | 2454 | Rate Constraint in lbs/MWh | FALSE | L | Annual | Allowances Sold NOX | Thousand Tons | 0 | 0 | 0 | 0 | 0 | 0 | 0
NJ Non-HEDD CT Oil Units - Nox Rate Annual v5.12, Unit 924 and retrofits | 904 | 2454 | Rate Constraint in lbs/MWh | FALSE | L | Annual | Allowances Banked | Thousand Tons | 0 | 0 | 0 | 0 | 0 | 0 | 0
NJ Non-HEDD CT Oil Units - Nox Rate Annual v5.12, Unit 924 and retrofits | 904 | 2454 | Rate Constraint in lbs/MWh | FALSE | L | Annual | Allowances Withdrawn (1:1) | Thousand Tons | 0 | 0 | 0 | 0 | 0 | 0 | 0
NJ Non-HEDD CT Oil Units - Nox Rate Annual v5.12, Unit 924 and retrofits | 904 | 2454 | Rate Constraint in lbs/MWh | FALSE | L | Annual | Allowances Withdrawn (n:1) | Thousand Tons | 0 | 0 | 0 | 0 | 0 | 0 | 0
NJ Non-HEDD CT Oil Units - Nox Rate Annual v5.12, Unit 924 and retrofits | 904 | 2454 | Rate Constraint in lbs/MWh | FALSE | L | Annual | Net Emissions Allowance Position | Thousand Tons | 0.0036329 | 0.0036329 | 0.0036329 | 0.0036329 | 0.0036329 | 0.0036329 | 0.0036329
NJ Non-HEDD CT Oil Units - Nox Rate Annual v5.12, Unit 924 and retrofits | 904 | 2454 | Rate Constraint in lbs/MWh | FALSE | L | Annual | Fuel Consumed | TBtu | 0.079864 | 0.079864 | 0.079864 | 0.079864 | 0.079864 | 0.079864 | 0.079864
NJ Non-HEDD CT Oil Units - Nox Rate Annual v5.12, Unit 924 and retrofits | 904 | 2454 | Rate Constraint in lbs/MWh | FALSE | L | Annual | Rate | lb/MMBtu | 0.090976 | 0.090976 | 0.090976 | 0.090976 | 0.090976 | 0.090976 | 0.090976
NJ Non-HEDD CT Oil Units - Nox Rate Annual v5.12, Unit 924 and retrofits | 904 | 2454 | Rate Constraint in lbs/MWh | FALSE | L | Annual | Generation | TWh | 0.0073594 | 0.0073594 | 0.0073594 | 0.0073594 | 0.0073594 | 0.0073594 | 0.0073594
NJ Non-HEDD CT Oil Units - Nox Rate Annual v5.12, Unit 924 and retrofits | 904 | 2454 | Rate Constraint in lbs/MWh | FALSE | L | Annual | Qualifying Generation | TWh | 0.0073594 | 0.0073594 | 0.0073594 | 0.0073594 | 0.0073594 | 0.0073594 | 0.0073594
NJ Non-HEDD CT Oil Units - Nox Rate Annual v5.12, Unit 924 and retrofits | 904 | 2454 | Rate Constraint in lbs/MWh | FALSE | L | Annual | Constraint Shadow Price | US2011$/Ton | 0 | 0 | 0 | 0 | 0 | 0 | 0
NJ Non-HEDD CT Oil Units - Nox Rate Annual v5.12, Unit 925 and retrofits | 905 | 2454 | Rate Constraint in lbs/MWh | FALSE | L | Annual | Seasons Included | Seasons | Winter, Summer | Winter, Summer | Winter, Summer | Winter, Summer | Winter, Summer | Winter, Summer | Winter, Summer
NJ Non-HEDD CT Oil Units - Nox Rate Annual v5.12, Unit 925 and retrofits | 905 | 2454 | Rate Constraint in lbs/MWh | FALSE | L | Annual | Standard | lb/MWh | 3 | 3 | 3 | 3 | 3 | 3 | 3
NJ Non-HEDD CT Oil Units - Nox Rate Annual v5.12, Unit 925 and retrofits | 905 | 2454 | Rate Constraint in lbs/MWh | FALSE | L | Annual | Emissions at Affected Plants NOX | Thousand Tons | 0.0036254 | 0.0036254 | 0.0036254 | 0.0036254 | 0.0036254 | 0.0036254 | 0.0036254
NJ Non-HEDD CT Oil Units - Nox Rate Annual v5.12, Unit 925 and retrofits | 905 | 2454 | Rate Constraint in lbs/MWh | FALSE | L | Annual | Allowances Purchased NOX | Thousand Tons | 0 | 0 | 0 | 0 | 0 | 0 | 0
NJ Non-HEDD CT Oil Units - Nox Rate Annual v5.12, Unit 925 and retrofits | 905 | 2454 | Rate Constraint in lbs/MWh | FALSE | L | Annual | Allowances Sold NOX | Thousand Tons | 0 | 0 | 0 | 0 | 0 | 0 | 0
NJ Non-HEDD CT Oil Units - Nox Rate Annual v5.12, Unit 925 and retrofits | 905 | 2454 | Rate Constraint in lbs/MWh | FALSE | L | Annual | Allowances Banked | Thousand Tons | 0 | 0 | 0 | 0 | 0 | 0 | 0
NJ Non-HEDD CT Oil Units - Nox Rate Annual v5.12, Unit 925 and retrofits | 905 | 2454 | Rate Constraint in lbs/MWh | FALSE | L | Annual | Allowances Withdrawn (1:1) | Thousand Tons | 0 | 0 | 0 | 0 | 0 | 0 | 0
NJ Non-HEDD CT Oil Units - Nox Rate Annual v5.12, Unit 925 and retrofits | 905 | 2454 | Rate Constraint in lbs/MWh | FALSE | L | Annual | Allowances Withdrawn (n:1) | Thousand Tons | 0 | 0 | 0 | 0 | 0 | 0 | 0
NJ Non-HEDD CT Oil Units - Nox Rate Annual v5.12, Unit 925 and retrofits | 905 | 2454 | Rate Constraint in lbs/MWh | FALSE | L | Annual | Net Emissions Allowance Position | Thousand Tons | 0.0036254 | 0.0036254 | 0.0036254 | 0.0036254 | 0.0036254 | 0.0036254 | 0.0036254
NJ Non-HEDD CT Oil Units - Nox Rate Annual v5.12, Unit 925 and retrofits | 905 | 2454 | Rate Constraint in lbs/MWh | FALSE | L | Annual | Fuel Consumed | TBtu | 0.079507 | 0.079507 | 0.079507 | 0.079507 | 0.079507 | 0.079507 | 0.079507
NJ Non-HEDD CT Oil Units - Nox Rate Annual v5.12, Unit 925 and retrofits | 905 | 2454 | Rate Constraint in lbs/MWh | FALSE | L | Annual | Rate | lb/MMBtu | 0.091198 | 0.091198 | 0.091198 | 0.091198 | 0.091198 | 0.091198 | 0.091198
NJ Non-HEDD CT Oil Units - Nox Rate Annual v5.12, Unit 925 and retrofits | 905 | 2454 | Rate Constraint in lbs/MWh | FALSE | L | Annual | Generation | TWh | 0.0073265 | 0.0073265 | 0.0073265 | 0.0073265 | 0.0073265 | 0.0073265 | 0.0073265
NJ Non-HEDD CT Oil Units - Nox Rate Annual v5.12, Unit 925 and retrofits | 905 | 2454 | Rate Constraint in lbs/MWh | FALSE | L | Annual | Qualifying Generation | TWh | 0.0073265 | 0.0073265 | 0.0073265 | 0.0073265 | 0.0073265 | 0.0073265 | 0.0073265
NJ Non-HEDD CT Oil Units - Nox Rate Annual v5.12, Unit 925 and retrofits | 905 | 2454 | Rate Constraint in lbs/MWh | FALSE | L | Annual | Constraint Shadow Price | US2011$/Ton | 0 | 0 | 0 | 0 | 0 | 0 | 0
NJ Non-HEDD CT Oil Units - Nox Rate Annual v5.12, Unit 926 and retrofits | 906 | 2454 | Rate Constraint in lbs/MWh | FALSE | L | Annual | Seasons Included | Seasons | Winter, Summer | Winter, Summer | Winter, Summer | Winter, Summer | Winter, Summer | Winter, Summer | Winter, Summer
NJ Non-HEDD CT Oil Units - Nox Rate Annual v5.12, Unit 926 and retrofits | 906 | 2454 | Rate Constraint in lbs/MWh | FALSE | L | Annual | Standard | lb/MWh | 3 | 3 | 3 | 3 | 3 | 3 | 3
NJ Non-HEDD CT Oil Units - Nox Rate Annual v5.12, Unit 926 and retrofits | 906 | 2454 | Rate Constraint in lbs/MWh | FALSE | L | Annual | Emissions at Affected Plants NOX | Thousand Tons | 0.0037972 | 0.0037972 | 0.0037972 | 0.0037972 | 0.0037972 | 0.0037972 | 0.0037972
NJ Non-HEDD CT Oil Units - Nox Rate Annual v5.12, Unit 926 and retrofits | 906 | 2454 | Rate Constraint in lbs/MWh | FALSE | L | Annual | Allowances Purchased NOX | Thousand Tons | 0 | 0 | 0 | 0 | 0 | 0 | 0
NJ Non-HEDD CT Oil Units - Nox Rate Annual v5.12, Unit 926 and retrofits | 906 | 2454 | Rate Constraint in lbs/MWh | FALSE | L | Annual | Allowances Sold NOX | Thousand Tons | 0 | 0 | 0 | 0 | 0 | 0 | 0
NJ Non-HEDD CT Oil Units - Nox Rate Annual v5.12, Unit 926 and retrofits | 906 | 2454 | Rate Constraint in lbs/MWh | FALSE | L | Annual | Allowances Banked | Thousand Tons | 0 | 0 | 0 | 0 | 0 | 0 | 0
NJ Non-HEDD CT Oil Units - Nox Rate Annual v5.12, Unit 926 and retrofits | 906 | 2454 | Rate Constraint in lbs/MWh | FALSE | L | Annual | Allowances Withdrawn (1:1) | Thousand Tons | 0 | 0 | 0 | 0 | 0 | 0 | 0
NJ Non-HEDD CT Oil Units - Nox Rate Annual v5.12, Unit 926 and retrofits | 906 | 2454 | Rate Constraint in lbs/MWh | FALSE | L | Annual | Allowances Withdrawn (n:1) | Thousand Tons | 0 | 0 | 0 | 0 | 0 | 0 | 0
NJ Non-HEDD CT Oil Units - Nox Rate Annual v5.12, Unit 926 and retrofits | 906 | 2454 | Rate Constraint in lbs/MWh | FALSE | L | Annual | Net Emissions Allowance Position | Thousand Tons | 0.0037972 | 0.0037972 | 0.0037972 | 0.0037972 | 0.0037972 | 0.0037972 | 0.0037972
NJ Non-HEDD CT Oil Units - Nox Rate Annual v5.12, Unit 926 and retrofits | 906 | 2454 | Rate Constraint in lbs/MWh | FALSE | L | Annual | Fuel Consumed | TBtu | 0.081115 | 0.081115 | 0.081115 | 0.081115 | 0.081115 | 0.081115 | 0.081115
NJ Non-HEDD CT Oil Units - Nox Rate Annual v5.12, Unit 926 and retrofits | 906 | 2454 | Rate Constraint in lbs/MWh | FALSE | L | Annual | Rate | lb/MMBtu | 0.093624 | 0.093624 | 0.093624 | 0.093624 | 0.093624 | 0.093624 | 0.093624
NJ Non-HEDD CT Oil Units - Nox Rate Annual v5.12, Unit 926 and retrofits | 906 | 2454 | Rate Constraint in lbs/MWh | FALSE | L | Annual | Generation | TWh | 0.0074747 | 0.0074747 | 0.0074747 | 0.0074747 | 0.0074747 | 0.0074747 | 0.0074747
NJ Non-HEDD CT Oil Units - Nox Rate Annual v5.12, Unit 926 and retrofits | 906 | 2454 | Rate Constraint in lbs/MWh | FALSE | L | Annual | Qualifying Generation | TWh | 0.0074747 | 0.0074747 | 0.0074747 | 0.0074747 | 0.0074747 | 0.0074747 | 0.0074747
NJ Non-HEDD CT Oil Units - Nox Rate Annual v5.12, Unit 926 and retrofits | 906 | 2454 | Rate Constraint in lbs/MWh | FALSE | L | Annual | Constraint Shadow Price | US2011$/Ton | 0 | 0 | 0 | 0 | 0 | 0 | 0
NJ Non-HEDD CT Oil Units - Nox Rate Annual v5.12, Unit 927 and retrofits | 907 | 2454 | Rate Constraint in lbs/MWh | FALSE | L | Annual | Seasons Included | Seasons | Winter, Summer | Winter, Summer | Winter, Summer | Winter, Summer | Winter, Summer | Winter, Summer | Winter, Summer
NJ Non-HEDD CT Oil Units - Nox Rate Annual v5.12, Unit 927 and retrofits | 907 | 2454 | Rate Constraint in lbs/MWh | FALSE | L | Annual | Standard | lb/MWh | 3 | 3 | 3 | 3 | 3 | 3 | 3
NJ Non-HEDD CT Oil Units - Nox Rate Annual v5.12, Unit 927 and retrofits | 907 | 2454 | Rate Constraint in lbs/MWh | FALSE | L | Annual | Emissions at Affected Plants NOX | Thousand Tons | 0.0031536 | 0.0031536 | 0.0031536 | 0.0031536 | 0.0031536 | 0.016031 | 0.016031
NJ Non-HEDD CT Oil Units - Nox Rate Annual v5.12, Unit 927 and retrofits | 907 | 2454 | Rate Constraint in lbs/MWh | FALSE | L | Annual | Allowances Purchased NOX | Thousand Tons | 0 | 0 | 0 | 0 | 0 | 0 | 0
NJ Non-HEDD CT Oil Units - Nox Rate Annual v5.12, Unit 927 and retrofits | 907 | 2454 | Rate Constraint in lbs/MWh | FALSE | L | Annual | Allowances Sold NOX | Thousand Tons | 0 | 0 | 0 | 0 | 0 | 0 | 0
NJ Non-HEDD CT Oil Units - Nox Rate Annual v5.12, Unit 927 and retrofits | 907 | 2454 | Rate Constraint in lbs/MWh | FALSE | L | Annual | Allowances Banked | Thousand Tons | 0 | 0 | 0 | 0 | 0 | 0 | 0
NJ Non-HEDD CT Oil Units - Nox Rate Annual v5.12, Unit 927 and retrofits | 907 | 2454 | Rate Constraint in lbs/MWh | FALSE | L | Annual | Allowances Withdrawn (1:1) | Thousand Tons | 0 | 0 | 0 | 0 | 0 | 0 | 0
NJ Non-HEDD CT Oil Units - Nox Rate Annual v5.12, Unit 927 and retrofits | 907 | 2454 | Rate Constraint in lbs/MWh | FALSE | L | Annual | Allowances Withdrawn (n:1) | Thousand Tons | 0 | 0 | 0 | 0 | 0 | 0 | 0
NJ Non-HEDD CT Oil Units - Nox Rate Annual v5.12, Unit 927 and retrofits | 907 | 2454 | Rate Constraint in lbs/MWh | FALSE | L | Annual | Net Emissions Allowance Position | Thousand Tons | 0.0031536 | 0.0031536 | 0.0031536 | 0.0031536 | 0.0031536 | 0.016031 | 0.016031
NJ Non-HEDD CT Oil Units - Nox Rate Annual v5.12, Unit 927 and retrofits | 907 | 2454 | Rate Constraint in lbs/MWh | FALSE | L | Annual | Fuel Consumed | TBtu | 0.041539 | 0.041539 | 0.041539 | 0.041539 | 0.041539 | 0.21116 | 0.21116
NJ Non-HEDD CT Oil Units - Nox Rate Annual v5.12, Unit 927 and retrofits | 907 | 2454 | Rate Constraint in lbs/MWh | FALSE | L | Annual | Rate | lb/MMBtu | 0.15184 | 0.15184 | 0.15184 | 0.15184 | 0.15184 | 0.15184 | 0.15184
NJ Non-HEDD CT Oil Units - Nox Rate Annual v5.12, Unit 927 and retrofits | 907 | 2454 | Rate Constraint in lbs/MWh | FALSE | L | Annual | Generation | TWh | 0.0028669 | 0.0028669 | 0.0028669 | 0.0028669 | 0.0028669 | 0.014574 | 0.014574
NJ Non-HEDD CT Oil Units - Nox Rate Annual v5.12, Unit 927 and retrofits | 907 | 2454 | Rate Constraint in lbs/MWh | FALSE | L | Annual | Qualifying Generation | TWh | 0.0028669 | 0.0028669 | 0.0028669 | 0.0028669 | 0.0028669 | 0.014574 | 0.014574
NJ Non-HEDD CT Oil Units - Nox Rate Annual v5.12, Unit 927 and retrofits | 907 | 2454 | Rate Constraint in lbs/MWh | FALSE | L | Annual | Constraint Shadow Price | US2011$/Ton | 0 | 0 | 0 | 0 | 0 | 0 | 0
NJ Non-HEDD CT Oil Units - Nox Rate Annual v5.12, Unit 928 and retrofits | 908 | 2454 | Rate Constraint in lbs/MWh | FALSE | L | Annual | Seasons Included | Seasons | Winter, Summer | Winter, Summer | Winter, Summer | Winter, Summer | Winter, Summer | Winter, Summer | Winter, Summer
NJ Non-HEDD CT Oil Units - Nox Rate Annual v5.12, Unit 928 and retrofits | 908 | 2454 | Rate Constraint in lbs/MWh | FALSE | L | Annual | Standard | lb/MWh | 3 | 3 | 3 | 3 | 3 | 3 | 3
NJ Non-HEDD CT Oil Units - Nox Rate Annual v5.12, Unit 928 and retrofits | 908 | 2454 | Rate Constraint in lbs/MWh | FALSE | L | Annual | Emissions at Affected Plants NOX | Thousand Tons | 0.0016026 | 0.0016026 | 0.0016026 | 0.0016026 | 0.0016026 | 0.0081467 | 0
NJ Non-HEDD CT Oil Units - Nox Rate Annual v5.12, Unit 928 and retrofits | 908 | 2454 | Rate Constraint in lbs/MWh | FALSE | L | Annual | Allowances Purchased NOX | Thousand Tons | 0 | 0 | 0 | 0 | 0 | 0 | 0
NJ Non-HEDD CT Oil Units - Nox Rate Annual v5.12, Unit 928 and retrofits | 908 | 2454 | Rate Constraint in lbs/MWh | FALSE | L | Annual | Allowances Sold NOX | Thousand Tons | 0 | 0 | 0 | 0 | 0 | 0 | 0
NJ Non-HEDD CT Oil Units - Nox Rate Annual v5.12, Unit 928 and retrofits | 908 | 2454 | Rate Constraint in lbs/MWh | FALSE | L | Annual | Allowances Banked | Thousand Tons | 0 | 0 | 0 | 0 | 0 | 0 | 0
NJ Non-HEDD CT Oil Units - Nox Rate Annual v5.12, Unit 928 and retrofits | 908 | 2454 | Rate Constraint in lbs/MWh | FALSE | L | Annual | Allowances Withdrawn (1:1) | Thousand Tons | 0 | 0 | 0 | 0 | 0 | 0 | 0
NJ Non-HEDD CT Oil Units - Nox Rate Annual v5.12, Unit 928 and retrofits | 908 | 2454 | Rate Constraint in lbs/MWh | FALSE | L | Annual | Allowances Withdrawn (n:1) | Thousand Tons | 0 | 0 | 0 | 0 | 0 | 0 | 0
NJ Non-HEDD CT Oil Units - Nox Rate Annual v5.12, Unit 928 and retrofits | 908 | 2454 | Rate Constraint in lbs/MWh | FALSE | L | Annual | Net Emissions Allowance Position | Thousand Tons | 0.0016026 | 0.0016026 | 0.0016026 | 0.0016026 | 0.0016026 | 0.0081467 | 0
NJ Non-HEDD CT Oil Units - Nox Rate Annual v5.12, Unit 928 and retrofits | 908 | 2454 | Rate Constraint in lbs/MWh | FALSE | L | Annual | Fuel Consumed | TBtu | 0.024982 | 0.024982 | 0.024982 | 0.024982 | 0.024982 | 0.12699 | 0
NJ Non-HEDD CT Oil Units - Nox Rate Annual v5.12, Unit 928 and retrofits | 908 | 2454 | Rate Constraint in lbs/MWh | FALSE | L | Annual | Rate | lb/MMBtu | 0.1283 | 0.1283 | 0.1283 | 0.1283 | 0.1283 | 0.1283 | 0
NJ Non-HEDD CT Oil Units - Nox Rate Annual v5.12, Unit 928 and retrofits | 908 | 2454 | Rate Constraint in lbs/MWh | FALSE | L | Annual | Generation | TWh | 0.0014575 | 0.0014575 | 0.0014575 | 0.0014575 | 0.0014575 | 0.0074088 | 0
NJ Non-HEDD CT Oil Units - Nox Rate Annual v5.12, Unit 928 and retrofits | 908 | 2454 | Rate Constraint in lbs/MWh | FALSE | L | Annual | Qualifying Generation | TWh | 0.0014575 | 0.0014575 | 0.0014575 | 0.0014575 | 0.0014575 | 0.0074088 | 0
NJ Non-HEDD CT Oil Units - Nox Rate Annual v5.12, Unit 928 and retrofits | 908 | 2454 | Rate Constraint in lbs/MWh | FALSE | L | Annual | Constraint Shadow Price | US2011$/Ton | 0 | 0 | 0 | 0 | 0 | 0 | 0
NJ Non-HEDD CT Oil Units - Nox Rate Annual v5.12, Unit 929 and retrofits | 909 | 2454 | Rate Constraint in lbs/MWh | FALSE | L | Annual | Seasons Included | Seasons | Winter, Summer | Winter, Summer | Winter, Summer | Winter, Summer | Winter, Summer | Winter, Summer | Winter, Summer
NJ Non-HEDD CT Oil Units - Nox Rate Annual v5.12, Unit 929 and retrofits | 909 | 2454 | Rate Constraint in lbs/MWh | FALSE | L | Annual | Standard | lb/MWh | 3 | 3 | 3 | 3 | 3 | 3 | 3
NJ Non-HEDD CT Oil Units - Nox Rate Annual v5.12, Unit 929 and retrofits | 909 | 2454 | Rate Constraint in lbs/MWh | FALSE | L | Annual | Emissions at Affected Plants NOX | Thousand Tons | 0.0017093 | 0.0017093 | 0.0017093 | 0.0017093 | 0.0017093 | 0.008689 | 0
NJ Non-HEDD CT Oil Units - Nox Rate Annual v5.12, Unit 929 and retrofits | 909 | 2454 | Rate Constraint in lbs/MWh | FALSE | L | Annual | Allowances Purchased NOX | Thousand Tons | 0 | 0 | 0 | 0 | 0 | 0 | 0
NJ Non-HEDD CT Oil Units - Nox Rate Annual v5.12, Unit 929 and retrofits | 909 | 2454 | Rate Constraint in lbs/MWh | FALSE | L | Annual | Allowances Sold NOX | Thousand Tons | 0 | 0 | 0 | 0 | 0 | 0 | 0
NJ Non-HEDD CT Oil Units - Nox Rate Annual v5.12, Unit 929 and retrofits | 909 | 2454 | Rate Constraint in lbs/MWh | FALSE | L | Annual | Allowances Banked | Thousand Tons | 0 | 0 | 0 | 0 | 0 | 0 | 0
NJ Non-HEDD CT Oil Units - Nox Rate Annual v5.12, Unit 929 and retrofits | 909 | 2454 | Rate Constraint in lbs/MWh | FALSE | L | Annual | Allowances Withdrawn (1:1) | Thousand Tons | 0 | 0 | 0 | 0 | 0 | 0 | 0
NJ Non-HEDD CT Oil Units - Nox Rate Annual v5.12, Unit 929 and retrofits | 909 | 2454 | Rate Constraint in lbs/MWh | FALSE | L | Annual | Allowances Withdrawn (n:1) | Thousand Tons | 0 | 0 | 0 | 0 | 0 | 0 | 0
NJ Non-HEDD CT Oil Units - Nox Rate Annual v5.12, Unit 929 and retrofits | 909 | 2454 | Rate Constraint in lbs/MWh | FALSE | L | Annual | Net Emissions Allowance Position | Thousand Tons | 0.0017093 | 0.0017093 | 0.0017093 | 0.0017093 | 0.0017093 | 0.008689 | 0
NJ Non-HEDD CT Oil Units - Nox Rate Annual v5.12, Unit 929 and retrofits | 909 | 2454 | Rate Constraint in lbs/MWh | FALSE | L | Annual | Fuel Consumed | TBtu | 0.026625 | 0.026625 | 0.026625 | 0.026625 | 0.026625 | 0.13534 | 0
NJ Non-HEDD CT Oil Units - Nox Rate Annual v5.12, Unit 929 and retrofits | 909 | 2454 | Rate Constraint in lbs/MWh | FALSE | L | Annual | Rate | lb/MMBtu | 0.1284 | 0.1284 | 0.1284 | 0.1284 | 0.1284 | 0.1284 | 0
NJ Non-HEDD CT Oil Units - Nox Rate Annual v5.12, Unit 929 and retrofits | 909 | 2454 | Rate Constraint in lbs/MWh | FALSE | L | Annual | Generation | TWh | 0.0015546 | 0.0015546 | 0.0015546 | 0.0015546 | 0.0015546 | 0.0079027 | 0
NJ Non-HEDD CT Oil Units - Nox Rate Annual v5.12, Unit 929 and retrofits | 909 | 2454 | Rate Constraint in lbs/MWh | FALSE | L | Annual | Qualifying Generation | TWh | 0.0015546 | 0.0015546 | 0.0015546 | 0.0015546 | 0.0015546 | 0.0079027 | 0
NJ Non-HEDD CT Oil Units - Nox Rate Annual v5.12, Unit 929 and retrofits | 909 | 2454 | Rate Constraint in lbs/MWh | FALSE | L | Annual | Constraint Shadow Price | US2011$/Ton | 0 | 0 | 0 | 0 | 0 | 0 | 0
NJ Non-HEDD CT Oil Units - Nox Rate Annual v5.12, Unit 942 and retrofits | 910 | 2454 | Rate Constraint in lbs/MWh | FALSE | L | Annual | Seasons Included | Seasons | Winter, Summer | Winter, Summer | Winter, Summer | Winter, Summer | Winter, Summer | Winter, Summer | Winter, Summer
NJ Non-HEDD CT Oil Units - Nox Rate Annual v5.12, Unit 942 and retrofits | 910 | 2454 | Rate Constraint in lbs/MWh | FALSE | L | Annual | Standard | lb/MWh | 3 | 3 | 3 | 3 | 3 | 3 | 3
NJ Non-HEDD CT Oil Units - Nox Rate Annual v5.12, Unit 942 and retrofits | 910 | 2454 | Rate Constraint in lbs/MWh | FALSE | L | Annual | Emissions at Affected Plants NOX | Thousand Tons | 0.012274 | 0.012274 | 0.0040838 | 0.012274 | 0.0040838 | 0.0040838 | 0.0040838
NJ Non-HEDD CT Oil Units - Nox Rate Annual v5.12, Unit 942 and retrofits | 910 | 2454 | Rate Constraint in lbs/MWh | FALSE | L | Annual | Allowances Purchased NOX | Thousand Tons | 0 | 0 | 0 | 0 | 0 | 0 | 0
NJ Non-HEDD CT Oil Units - Nox Rate Annual v5.12, Unit 942 and retrofits | 910 | 2454 | Rate Constraint in lbs/MWh | FALSE | L | Annual | Allowances Sold NOX | Thousand Tons | 0 | 0 | 0 | 0 | 0 | 0 | 0
NJ Non-HEDD CT Oil Units - Nox Rate Annual v5.12, Unit 942 and retrofits | 910 | 2454 | Rate Constraint in lbs/MWh | FALSE | L | Annual | Allowances Banked | Thousand Tons | 0 | 0 | 0 | 0 | 0 | 0 | 0
NJ Non-HEDD CT Oil Units - Nox Rate Annual v5.12, Unit 942 and retrofits | 910 | 2454 | Rate Constraint in lbs/MWh | FALSE | L | Annual | Allowances Withdrawn (1:1) | Thousand Tons | 0 | 0 | 0 | 0 | 0 | 0 | 0
NJ Non-HEDD CT Oil Units - Nox Rate Annual v5.12, Unit 942 and retrofits | 910 | 2454 | Rate Constraint in lbs/MWh | FALSE | L | Annual | Allowances Withdrawn (n:1) | Thousand Tons | 0 | 0 | 0 | 0 | 0 | 0 | 0
NJ Non-HEDD CT Oil Units - Nox Rate Annual v5.12, Unit 942 and retrofits | 910 | 2454 | Rate Constraint in lbs/MWh | FALSE | L | Annual | Net Emissions Allowance Position | Thousand Tons | 0.012274 | 0.012274 | 0.0040838 | 0.012274 | 0.0040838 | 0.0040838 | 0.0040838
NJ Non-HEDD CT Oil Units - Nox Rate Annual v5.12, Unit 942 and retrofits | 910 | 2454 | Rate Constraint in lbs/MWh | FALSE | L | Annual | Fuel Consumed | TBtu | 0.30684 | 0.30684 | 0.10209 | 0.30684 | 0.10209 | 0.10209 | 0.10209
NJ Non-HEDD CT Oil Units - Nox Rate Annual v5.12, Unit 942 and retrofits | 910 | 2454 | Rate Constraint in lbs/MWh | FALSE | L | Annual | Rate | lb/MMBtu | 0.08 | 0.08 | 0.08 | 0.08 | 0.08 | 0.08 | 0.08
NJ Non-HEDD CT Oil Units - Nox Rate Annual v5.12, Unit 942 and retrofits | 910 | 2454 | Rate Constraint in lbs/MWh | FALSE | L | Annual | Generation | TWh | 0.028623 | 0.028623 | 0.0095237 | 0.028623 | 0.0095237 | 0.0095237 | 0.0095237
NJ Non-HEDD CT Oil Units - Nox Rate Annual v5.12, Unit 942 and retrofits | 910 | 2454 | Rate Constraint in lbs/MWh | FALSE | L | Annual | Qualifying Generation | TWh | 0.028623 | 0.028623 | 0.0095237 | 0.028623 | 0.0095237 | 0.0095237 | 0.0095237
NJ Non-HEDD CT Oil Units - Nox Rate Annual v5.12, Unit 942 and retrofits | 910 | 2454 | Rate Constraint in lbs/MWh | FALSE | L | Annual | Constraint Shadow Price | US2011$/Ton | 0 | 0 | 0 | 0 | 0 | 0 | 0
NJ Non-HEDD CT Oil Units - Nox Rate Annual v5.12, Unit 963 and retrofits | 911 | 2454 | Rate Constraint in lbs/MWh | FALSE | L | Annual | Seasons Included | Seasons | Winter, Summer | Winter, Summer | Winter, Summer | Winter, Summer | Winter, Summer | Winter, Summer | Winter, Summer
NJ Non-HEDD CT Oil Units - Nox Rate Annual v5.12, Unit 963 and retrofits | 911 | 2454 | Rate Constraint in lbs/MWh | FALSE | L | Annual | Standard | lb/MWh | 3 | 3 | 3 | 3 | 3 | 3 | 3
NJ Non-HEDD CT Oil Units - Nox Rate Annual v5.12, Unit 963 and retrofits | 911 | 2454 | Rate Constraint in lbs/MWh | FALSE | L | Annual | Emissions at Affected Plants NOX | Thousand Tons | 0 | 0 | 0 | 0 | 0 | 0 | 0
NJ Non-HEDD CT Oil Units - Nox Rate Annual v5.12, Unit 963 and retrofits | 911 | 2454 | Rate Constraint in lbs/MWh | FALSE | L | Annual | Allowances Purchased NOX | Thousand Tons | 0 | 0 | 0 | 0 | 0 | 0 | 0
NJ Non-HEDD CT Oil Units - Nox Rate Annual v5.12, Unit 963 and retrofits | 911 | 2454 | Rate Constraint in lbs/MWh | FALSE | L | Annual | Allowances Sold NOX | Thousand Tons | 0 | 0 | 0 | 0 | 0 | 0 | 0
NJ Non-HEDD CT Oil Units - Nox Rate Annual v5.12, Unit 963 and retrofits | 911 | 2454 | Rate Constraint in lbs/MWh | FALSE | L | Annual | Allowances Banked | Thousand Tons | 0 | 0 | 0 | 0 | 0 | 0 | 0
NJ Non-HEDD CT Oil Units - Nox Rate Annual v5.12, Unit 963 and retrofits | 911 | 2454 | Rate Constraint in lbs/MWh | FALSE | L | Annual | Allowances Withdrawn (1:1) | Thousand Tons | 0 | 0 | 0 | 0 | 0 | 0 | 0
NJ Non-HEDD CT Oil Units - Nox Rate Annual v5.12, Unit 963 and retrofits | 911 | 2454 | Rate Constraint in lbs/MWh | FALSE | L | Annual | Allowances Withdrawn (n:1) | Thousand Tons | 0 | 0 | 0 | 0 | 0 | 0 | 0
NJ Non-HEDD CT Oil Units - Nox Rate Annual v5.12, Unit 963 and retrofits | 911 | 2454 | Rate Constraint in lbs/MWh | FALSE | L | Annual | Net Emissions Allowance Position | Thousand Tons | 0 | 0 | 0 | 0 | 0 | 0 | 0
NJ Non-HEDD CT Oil Units - Nox Rate Annual v5.12, Unit 963 and retrofits | 911 | 2454 | Rate Constraint in lbs/MWh | FALSE | L | Annual | Fuel Consumed | TBtu | 0 | 0 | 0 | 0 | 0 | 0 | 0
NJ Non-HEDD CT Oil Units - Nox Rate Annual v5.12, Unit 963 and retrofits | 911 | 2454 | Rate Constraint in lbs/MWh | FALSE | L | Annual | Rate | lb/MMBtu | 0 | 0 | 0 | 0 | 0 | 0 | 0
NJ Non-HEDD CT Oil Units - Nox Rate Annual v5.12, Unit 963 and retrofits | 911 | 2454 | Rate Constraint in lbs/MWh | FALSE | L | Annual | Generation | TWh | 0 | 0 | 0 | 0 | 0 | 0 | 0
NJ Non-HEDD CT Oil Units - Nox Rate Annual v5.12, Unit 963 and retrofits | 911 | 2454 | Rate Constraint in lbs/MWh | FALSE | L | Annual | Qualifying Generation | TWh | 0 | 0 | 0 | 0 | 0 | 0 | 0
NJ Non-HEDD CT Oil Units - Nox Rate Annual v5.12, Unit 963 and retrofits | 911 | 2454 | Rate Constraint in lbs/MWh | FALSE | L | Annual | Constraint Shadow Price | US2011$/Ton | 0 | 0 | 0 | 0 | 0 | 0 | 0
NJ Non-HEDD CT Oil Units - Nox Rate Annual v5.12, Unit 964 and retrofits | 912 | 2454 | Rate Constraint in lbs/MWh | FALSE | L | Annual | Seasons Included | Seasons | Winter, Summer | Winter, Summer | Winter, Summer | Winter, Summer | Winter, Summer | Winter, Summer | Winter, Summer
NJ Non-HEDD CT Oil Units - Nox Rate Annual v5.12, Unit 964 and retrofits | 912 | 2454 | Rate Constraint in lbs/MWh | FALSE | L | Annual | Standard | lb/MWh | 3 | 3 | 3 | 3 | 3 | 3 | 3
NJ Non-HEDD CT Oil Units - Nox Rate Annual v5.12, Unit 964 and retrofits | 912 | 2454 | Rate Constraint in lbs/MWh | FALSE | L | Annual | Emissions at Affected Plants NOX | Thousand Tons | 0 | 0 | 0 | 0 | 0 | 0 | 0
NJ Non-HEDD CT Oil Units - Nox Rate Annual v5.12, Unit 964 and retrofits | 912 | 2454 | Rate Constraint in lbs/MWh | FALSE | L | Annual | Allowances Purchased NOX | Thousand Tons | 0 | 0 | 0 | 0 | 0 | 0 | 0
NJ Non-HEDD CT Oil Units - Nox Rate Annual v5.12, Unit 964 and retrofits | 912 | 2454 | Rate Constraint in lbs/MWh | FALSE | L | Annual | Allowances Sold NOX | Thousand Tons | 0 | 0 | 0 | 0 | 0 | 0 | 0
NJ Non-HEDD CT Oil Units - Nox Rate Annual v5.12, Unit 964 and retrofits | 912 | 2454 | Rate Constraint in lbs/MWh | FALSE | L | Annual | Allowances Banked | Thousand Tons | 0 | 0 | 0 | 0 | 0 | 0 | 0
NJ Non-HEDD CT Oil Units - Nox Rate Annual v5.12, Unit 964 and retrofits | 912 | 2454 | Rate Constraint in lbs/MWh | FALSE | L | Annual | Allowances Withdrawn (1:1) | Thousand Tons | 0 | 0 | 0 | 0 | 0 | 0 | 0
NJ Non-HEDD CT Oil Units - Nox Rate Annual v5.12, Unit 964 and retrofits | 912 | 2454 | Rate Constraint in lbs/MWh | FALSE | L | Annual | Allowances Withdrawn (n:1) | Thousand Tons | 0 | 0 | 0 | 0 | 0 | 0 | 0
NJ Non-HEDD CT Oil Units - Nox Rate Annual v5.12, Unit 964 and retrofits | 912 | 2454 | Rate Constraint in lbs/MWh | FALSE | L | Annual | Net Emissions Allowance Position | Thousand Tons | 0 | 0 | 0 | 0 | 0 | 0 | 0
NJ Non-HEDD CT Oil Units - Nox Rate Annual v5.12, Unit 964 and retrofits | 912 | 2454 | Rate Constraint in lbs/MWh | FALSE | L | Annual | Fuel Consumed | TBtu | 0 | 0 | 0 | 0 | 0 | 0 | 0
NJ Non-HEDD CT Oil Units - Nox Rate Annual v5.12, Unit 964 and retrofits | 912 | 2454 | Rate Constraint in lbs/MWh | FALSE | L | Annual | Rate | lb/MMBtu | 0 | 0 | 0 | 0 | 0 | 0 | 0
NJ Non-HEDD CT Oil Units - Nox Rate Annual v5.12, Unit 964 and retrofits | 912 | 2454 | Rate Constraint in lbs/MWh | FALSE | L | Annual | Generation | TWh | 0 | 0 | 0 | 0 | 0 | 0 | 0
NJ Non-HEDD CT Oil Units - Nox Rate Annual v5.12, Unit 964 and retrofits | 912 | 2454 | Rate Constraint in lbs/MWh | FALSE | L | Annual | Qualifying Generation | TWh | 0 | 0 | 0 | 0 | 0 | 0 | 0
NJ Non-HEDD CT Oil Units - Nox Rate Annual v5.12, Unit 964 and retrofits | 912 | 2454 | Rate Constraint in lbs/MWh | FALSE | L | Annual | Constraint Shadow Price | US2011$/Ton | 0 | 0 | 0 | 0 | 0 | 0 | 0
NJ Non-HEDD CT Oil Units - Nox Rate Annual v5.12, Unit 965 and retrofits | 913 | 2454 | Rate Constraint in lbs/MWh | FALSE | L | Annual | Seasons Included | Seasons | Winter, Summer | Winter, Summer | Winter, Summer | Winter, Summer | Winter, Summer | Winter, Summer | Winter, Summer
NJ Non-HEDD CT Oil Units - Nox Rate Annual v5.12, Unit 965 and retrofits | 913 | 2454 | Rate Constraint in lbs/MWh | FALSE | L | Annual | Standard | lb/MWh | 3 | 3 | 3 | 3 | 3 | 3 | 3
NJ Non-HEDD CT Oil Units - Nox Rate Annual v5.12, Unit 965 and retrofits | 913 | 2454 | Rate Constraint in lbs/MWh | FALSE | L | Annual | Emissions at Affected Plants NOX | Thousand Tons | 0 | 0 | 0 | 0 | 0 | 0 | 0
NJ Non-HEDD CT Oil Units - Nox Rate Annual v5.12, Unit 965 and retrofits | 913 | 2454 | Rate Constraint in lbs/MWh | FALSE | L | Annual | Allowances Purchased NOX | Thousand Tons | 0 | 0 | 0 | 0 | 0 | 0 | 0
NJ Non-HEDD CT Oil Units - Nox Rate Annual v5.12, Unit 965 and retrofits | 913 | 2454 | Rate Constraint in lbs/MWh | FALSE | L | Annual | Allowances Sold NOX | Thousand Tons | 0 | 0 | 0 | 0 | 0 | 0 | 0
NJ Non-HEDD CT Oil Units - Nox Rate Annual v5.12, Unit 965 and retrofits | 913 | 2454 | Rate Constraint in lbs/MWh | FALSE | L | Annual | Allowances Banked | Thousand Tons | 0 | 0 | 0 | 0 | 0 | 0 | 0
NJ Non-HEDD CT Oil Units - Nox Rate Annual v5.12, Unit 965 and retrofits | 913 | 2454 | Rate Constraint in lbs/MWh | FALSE | L | Annual | Allowances Withdrawn (1:1) | Thousand Tons | 0 | 0 | 0 | 0 | 0 | 0 | 0
NJ Non-HEDD CT Oil Units - Nox Rate Annual v5.12, Unit 965 and retrofits | 913 | 2454 | Rate Constraint in lbs/MWh | FALSE | L | Annual | Allowances Withdrawn (n:1) | Thousand Tons | 0 | 0 | 0 | 0 | 0 | 0 | 0
NJ Non-HEDD CT Oil Units - Nox Rate Annual v5.12, Unit 965 and retrofits | 913 | 2454 | Rate Constraint in lbs/MWh | FALSE | L | Annual | Net Emissions Allowance Position | Thousand Tons | 0 | 0 | 0 | 0 | 0 | 0 | 0
NJ Non-HEDD CT Oil Units - Nox Rate Annual v5.12, Unit 965 and retrofits | 913 | 2454 | Rate Constraint in lbs/MWh | FALSE | L | Annual | Fuel Consumed | TBtu | 0 | 0 | 0 | 0 | 0 | 0 | 0
NJ Non-HEDD CT Oil Units - Nox Rate Annual v5.12, Unit 965 and retrofits | 913 | 2454 | Rate Constraint in lbs/MWh | FALSE | L | Annual | Rate | lb/MMBtu | 0 | 0 | 0 | 0 | 0 | 0 | 0
NJ Non-HEDD CT Oil Units - Nox Rate Annual v5.12, Unit 965 and retrofits | 913 | 2454 | Rate Constraint in lbs/MWh | FALSE | L | Annual | Generation | TWh | 0 | 0 | 0 | 0 | 0 | 0 | 0
NJ Non-HEDD CT Oil Units - Nox Rate Annual v5.12, Unit 965 and retrofits | 913 | 2454 | Rate Constraint in lbs/MWh | FALSE | L | Annual | Qualifying Generation | TWh | 0 | 0 | 0 | 0 | 0 | 0 | 0
NJ Non-HEDD CT Oil Units - Nox Rate Annual v5.12, Unit 965 and retrofits | 913 | 2454 | Rate Constraint in lbs/MWh | FALSE | L | Annual | Constraint Shadow Price | US2011$/Ton | 0 | 0 | 0 | 0 | 0 | 0 | 0
NJ Non-HEDD CT Oil Units - Nox Rate Annual v5.12, Unit 966 and retrofits | 914 | 2454 | Rate Constraint in lbs/MWh | FALSE | L | Annual | Seasons Included | Seasons | Winter, Summer | Winter, Summer | Winter, Summer | Winter, Summer | Winter, Summer | Winter, Summer | Winter, Summer
NJ Non-HEDD CT Oil Units - Nox Rate Annual v5.12, Unit 966 and retrofits | 914 | 2454 | Rate Constraint in lbs/MWh | FALSE | L | Annual | Standard | lb/MWh | 3 | 3 | 3 | 3 | 3 | 3 | 3
NJ Non-HEDD CT Oil Units - Nox Rate Annual v5.12, Unit 966 and retrofits | 914 | 2454 | Rate Constraint in lbs/MWh | FALSE | L | Annual | Emissions at Affected Plants NOX | Thousand Tons | 0 | 0 | 0 | 0 | 0 | 0 | 0
NJ Non-HEDD CT Oil Units - Nox Rate Annual v5.12, Unit 966 and retrofits | 914 | 2454 | Rate Constraint in lbs/MWh | FALSE | L | Annual | Allowances Purchased NOX | Thousand Tons | 0 | 0 | 0 | 0 | 0 | 0 | 0
NJ Non-HEDD CT Oil Units - Nox Rate Annual v5.12, Unit 966 and retrofits | 914 | 2454 | Rate Constraint in lbs/MWh | FALSE | L | Annual | Allowances Sold NOX | Thousand Tons | 0 | 0 | 0 | 0 | 0 | 0 | 0
NJ Non-HEDD CT Oil Units - Nox Rate Annual v5.12, Unit 966 and retrofits | 914 | 2454 | Rate Constraint in lbs/MWh | FALSE | L | Annual | Allowances Banked | Thousand Tons | 0 | 0 | 0 | 0 | 0 | 0 | 0
NJ Non-HEDD CT Oil Units - Nox Rate Annual v5.12, Unit 966 and retrofits | 914 | 2454 | Rate Constraint in lbs/MWh | FALSE | L | Annual | Allowances Withdrawn (1:1) | Thousand Tons | 0 | 0 | 0 | 0 | 0 | 0 | 0
NJ Non-HEDD CT Oil Units - Nox Rate Annual v5.12, Unit 966 and retrofits | 914 | 2454 | Rate Constraint in lbs/MWh | FALSE | L | Annual | Allowances Withdrawn (n:1) | Thousand Tons | 0 | 0 | 0 | 0 | 0 | 0 | 0
NJ Non-HEDD CT Oil Units - Nox Rate Annual v5.12, Unit 966 and retrofits | 914 | 2454 | Rate Constraint in lbs/MWh | FALSE | L | Annual | Net Emissions Allowance Position | Thousand Tons | 0 | 0 | 0 | 0 | 0 | 0 | 0
NJ Non-HEDD CT Oil Units - Nox Rate Annual v5.12, Unit 966 and retrofits | 914 | 2454 | Rate Constraint in lbs/MWh | FALSE | L | Annual | Fuel Consumed | TBtu | 0 | 0 | 0 | 0 | 0 | 0 | 0
NJ Non-HEDD CT Oil Units - Nox Rate Annual v5.12, Unit 966 and retrofits | 914 | 2454 | Rate Constraint in lbs/MWh | FALSE | L | Annual | Rate | lb/MMBtu | 0 | 0 | 0 | 0 | 0 | 0 | 0
NJ Non-HEDD CT Oil Units - Nox Rate Annual v5.12, Unit 966 and retrofits | 914 | 2454 | Rate Constraint in lbs/MWh | FALSE | L | Annual | Generation | TWh | 0 | 0 | 0 | 0 | 0 | 0 | 0
NJ Non-HEDD CT Oil Units - Nox Rate Annual v5.12, Unit 966 and retrofits | 914 | 2454 | Rate Constraint in lbs/MWh | FALSE | L | Annual | Qualifying Generation | TWh | 0 | 0 | 0 | 0 | 0 | 0 | 0
NJ Non-HEDD CT Oil Units - Nox Rate Annual v5.12, Unit 966 and retrofits | 914 | 2454 | Rate Constraint in lbs/MWh | FALSE | L | Annual | Constraint Shadow Price | US2011$/Ton | 0 | 0 | 0 | 0 | 0 | 0 | 0
NJ Non-HEDD CT Oil Units - Nox Rate Annual v5.12, Unit 1218 and retrofits | 915 | 2454 | Rate Constraint in lbs/MWh | FALSE | L | Annual | Seasons Included | Seasons | Winter, Summer | Winter, Summer | Winter, Summer | Winter, Summer | Winter, Summer | Winter, Summer | Winter, Summer
NJ Non-HEDD CT Oil Units - Nox Rate Annual v5.12, Unit 1218 and retrofits | 915 | 2454 | Rate Constraint in lbs/MWh | FALSE | L | Annual | Standard | lb/MWh | 3 | 3 | 3 | 3 | 3 | 3 | 3
NJ Non-HEDD CT Oil Units - Nox Rate Annual v5.12, Unit 1218 and retrofits | 915 | 2454 | Rate Constraint in lbs/MWh | FALSE | L | Annual | Emissions at Affected Plants NOX | Thousand Tons | 0.0099036 | 0.0099036 | 0.0077633 | 0.0099036 | 0.018375 | 0.0099036 | 0.0099036
NJ Non-HEDD CT Oil Units - Nox Rate Annual v5.12, Unit 1218 and retrofits | 915 | 2454 | Rate Constraint in lbs/MWh | FALSE | L | Annual | Allowances Purchased NOX | Thousand Tons | 0 | 0 | 0 | 0 | 0 | 0 | 0
NJ Non-HEDD CT Oil Units - Nox Rate Annual v5.12, Unit 1218 and retrofits | 915 | 2454 | Rate Constraint in lbs/MWh | FALSE | L | Annual | Allowances Sold NOX | Thousand Tons | 0 | 0 | 0 | 0 | 0 | 0 | 0
NJ Non-HEDD CT Oil Units - Nox Rate Annual v5.12, Unit 1218 and retrofits | 915 | 2454 | Rate Constraint in lbs/MWh | FALSE | L | Annual | Allowances Banked | Thousand Tons | 0 | 0 | 0 | 0 | 0 | 0 | 0
NJ Non-HEDD CT Oil Units - Nox Rate Annual v5.12, Unit 1218 and retrofits | 915 | 2454 | Rate Constraint in lbs/MWh | FALSE | L | Annual | Allowances Withdrawn (1:1) | Thousand Tons | 0 | 0 | 0 | 0 | 0 | 0 | 0
NJ Non-HEDD CT Oil Units - Nox Rate Annual v5.12, Unit 1218 and retrofits | 915 | 2454 | Rate Constraint in lbs/MWh | FALSE | L | Annual | Allowances Withdrawn (n:1) | Thousand Tons | 0 | 0 | 0 | 0 | 0 | 0 | 0
NJ Non-HEDD CT Oil Units - Nox Rate Annual v5.12, Unit 1218 and retrofits | 915 | 2454 | Rate Constraint in lbs/MWh | FALSE | L | Annual | Net Emissions Allowance Position | Thousand Tons | 0.0099036 | 0.0099036 | 0.0077633 | 0.0099036 | 0.018375 | 0.0099036 | 0.0099036
NJ Non-HEDD CT Oil Units - Nox Rate Annual v5.12, Unit 1218 and retrofits | 915 | 2454 | Rate Constraint in lbs/MWh | FALSE | L | Annual | Fuel Consumed | TBtu | 0.24759 | 0.24759 | 0.19408 | 0.24759 | 0.45939 | 0.24759 | 0.24759
NJ Non-HEDD CT Oil Units - Nox Rate Annual v5.12, Unit 1218 and retrofits | 915 | 2454 | Rate Constraint in lbs/MWh | FALSE | L | Annual | Rate | lb/MMBtu | 0.08 | 0.08 | 0.08 | 0.08 | 0.08 | 0.08 | 0.08
NJ Non-HEDD CT Oil Units - Nox Rate Annual v5.12, Unit 1218 and retrofits | 915 | 2454 | Rate Constraint in lbs/MWh | FALSE | L | Annual | Generation | TWh | 0.023042 | 0.023042 | 0.018063 | 0.023042 | 0.042753 | 0.023042 | 0.023042
NJ Non-HEDD CT Oil Units - Nox Rate Annual v5.12, Unit 1218 and retrofits | 915 | 2454 | Rate Constraint in lbs/MWh | FALSE | L | Annual | Qualifying Generation | TWh | 0.023042 | 0.023042 | 0.018063 | 0.023042 | 0.042753 | 0.023042 | 0.023042
NJ Non-HEDD CT Oil Units - Nox Rate Annual v5.12, Unit 1218 and retrofits | 915 | 2454 | Rate Constraint in lbs/MWh | FALSE | L | Annual | Constraint Shadow Price | US2011$/Ton | 0 | 0 | 0 | 0 | 0 | 0 | 0
NJ Non-HEDD CT Oil Units - Nox Rate Annual v5.12, Unit 1219 and retrofits | 916 | 2454 | Rate Constraint in lbs/MWh | FALSE | L | Annual | Seasons Included | Seasons | Winter, Summer | Winter, Summer | Winter, Summer | Winter, Summer | Winter, Summer | Winter, Summer | Winter, Summer
NJ Non-HEDD CT Oil Units - Nox Rate Annual v5.12, Unit 1219 and retrofits | 916 | 2454 | Rate Constraint in lbs/MWh | FALSE | L | Annual | Standard | lb/MWh | 3 | 3 | 3 | 3 | 3 | 3 | 3
NJ Non-HEDD CT Oil Units - Nox Rate Annual v5.12, Unit 1219 and retrofits | 916 | 2454 | Rate Constraint in lbs/MWh | FALSE | L | Annual | Emissions at Affected Plants NOX | Thousand Tons | 0.0099036 | 0.0099036 | 0.0053423 | 0.0099036 | 0.0053423 | 0.0099036 | 0.0099036
NJ Non-HEDD CT Oil Units - Nox Rate Annual v5.12, Unit 1219 and retrofits | 916 | 2454 | Rate Constraint in lbs/MWh | FALSE | L | Annual | Allowances Purchased NOX | Thousand Tons | 0 | 0 | 0 | 0 | 0 | 0 | 0
NJ Non-HEDD CT Oil Units - Nox Rate Annual v5.12, Unit 1219 and retrofits | 916 | 2454 | Rate Constraint in lbs/MWh | FALSE | L | Annual | Allowances Sold NOX | Thousand Tons | 0 | 0 | 0 | 0 | 0 | 0 | 0
NJ Non-HEDD CT Oil Units - Nox Rate Annual v5.12, Unit 1219 and retrofits | 916 | 2454 | Rate Constraint in lbs/MWh | FALSE | L | Annual | Allowances Banked | Thousand Tons | 0 | 0 | 0 | 0 | 0 | 0 | 0
NJ Non-HEDD CT Oil Units - Nox Rate Annual v5.12, Unit 1219 and retrofits | 916 | 2454 | Rate Constraint in lbs/MWh | FALSE | L | Annual | Allowances Withdrawn (1:1) | Thousand Tons | 0 | 0 | 0 | 0 | 0 | 0 | 0
NJ Non-HEDD CT Oil Units - Nox Rate Annual v5.12, Unit 1219 and retrofits | 916 | 2454 | Rate Constraint in lbs/MWh | FALSE | L | Annual | Allowances Withdrawn (n:1) | Thousand Tons | 0 | 0 | 0 | 0 | 0 | 0 | 0
NJ Non-HEDD CT Oil Units - Nox Rate Annual v5.12, Unit 1219 and retrofits | 916 | 2454 | Rate Constraint in lbs/MWh | FALSE | L | Annual | Net Emissions Allowance Position | Thousand Tons | 0.0099036 | 0.0099036 | 0.0053423 | 0.0099036 | 0.0053423 | 0.0099036 | 0.0099036
NJ Non-HEDD CT Oil Units - Nox Rate Annual v5.12, Unit 1219 and retrofits | 916 | 2454 | Rate Constraint in lbs/MWh | FALSE | L | Annual | Fuel Consumed | TBtu | 0.24759 | 0.24759 | 0.13356 | 0.24759 | 0.13356 | 0.24759 | 0.24759
NJ Non-HEDD CT Oil Units - Nox Rate Annual v5.12, Unit 1219 and retrofits | 916 | 2454 | Rate Constraint in lbs/MWh | FALSE | L | Annual | Rate | lb/MMBtu | 0.08 | 0.08 | 0.08 | 0.08 | 0.08 | 0.08 | 0.08
NJ Non-HEDD CT Oil Units - Nox Rate Annual v5.12, Unit 1219 and retrofits | 916 | 2454 | Rate Constraint in lbs/MWh | FALSE | L | Annual | Generation | TWh | 0.023042 | 0.023042 | 0.01243 | 0.023042 | 0.01243 | 0.023042 | 0.023042
NJ Non-HEDD CT Oil Units - Nox Rate Annual v5.12, Unit 1219 and retrofits | 916 | 2454 | Rate Constraint in lbs/MWh | FALSE | L | Annual | Qualifying Generation | TWh | 0.023042 | 0.023042 | 0.01243 | 0.023042 | 0.01243 | 0.023042 | 0.023042
NJ Non-HEDD CT Oil Units - Nox Rate Annual v5.12, Unit 1219 and retrofits | 916 | 2454 | Rate Constraint in lbs/MWh | FALSE | L | Annual | Constraint Shadow Price | US2011$/Ton | 0 | 0 | 0 | 0 | 0 | 0 | 0
NJ Non-HEDD CT Oil Units - Nox Rate Annual v5.12, Unit 1220 and retrofits | 917 | 2454 | Rate Constraint in lbs/MWh | FALSE | L | Annual | Seasons Included | Seasons | Winter, Summer | Winter, Summer | Winter, Summer | Winter, Summer | Winter, Summer | Winter, Summer | Winter, Summer
NJ Non-HEDD CT Oil Units - Nox Rate Annual v5.12, Unit 1220 and retrofits | 917 | 2454 | Rate Constraint in lbs/MWh | FALSE | L | Annual | Standard | lb/MWh | 3 | 3 | 3 | 3 | 3 | 3 | 3
NJ Non-HEDD CT Oil Units - Nox Rate Annual v5.12, Unit 1220 and retrofits | 917 | 2454 | Rate Constraint in lbs/MWh | FALSE | L | Annual | Emissions at Affected Plants NOX | Thousand Tons | 0.0099036 | 0.0099036 | 0.0053423 | 0.0099036 | 0.018375 | 0.0099036 | 0.0099036
NJ Non-HEDD CT Oil Units - Nox Rate Annual v5.12, Unit 1220 and retrofits | 917 | 2454 | Rate Constraint in lbs/MWh | FALSE | L | Annual | Allowances Purchased NOX | Thousand Tons | 0 | 0 | 0 | 0 | 0 | 0 | 0
NJ Non-HEDD CT Oil Units - Nox Rate Annual v5.12, Unit 1220 and retrofits | 917 | 2454 | Rate Constraint in lbs/MWh | FALSE | L | Annual | Allowances Sold NOX | Thousand Tons | 0 | 0 | 0 | 0 | 0 | 0 | 0
NJ Non-HEDD CT Oil Units - Nox Rate Annual v5.12, Unit 1220 and retrofits | 917 | 2454 | Rate Constraint in lbs/MWh | FALSE | L | Annual | Allowances Banked | Thousand Tons | 0 | 0 | 0 | 0 | 0 | 0 | 0
NJ Non-HEDD CT Oil Units - Nox Rate Annual v5.12, Unit 1220 and retrofits | 917 | 2454 | Rate Constraint in lbs/MWh | FALSE | L | Annual | Allowances Withdrawn (1:1) | Thousand Tons | 0 | 0 | 0 | 0 | 0 | 0 | 0
NJ Non-HEDD CT Oil Units - Nox Rate Annual v5.12, Unit 1220 and retrofits | 917 | 2454 | Rate Constraint in lbs/MWh | FALSE | L | Annual | Allowances Withdrawn (n:1) | Thousand Tons | 0 | 0 | 0 | 0 | 0 | 0 | 0
NJ Non-HEDD CT Oil Units - Nox Rate Annual v5.12, Unit 1220 and retrofits | 917 | 2454 | Rate Constraint in lbs/MWh | FALSE | L | Annual | Net Emissions Allowance Position | Thousand Tons | 0.0099036 | 0.0099036 | 0.0053423 | 0.0099036 | 0.018375 | 0.0099036 | 0.0099036
NJ Non-HEDD CT Oil Units - Nox Rate Annual v5.12, Unit 1220 and retrofits | 917 | 2454 | Rate Constraint in lbs/MWh | FALSE | L | Annual | Fuel Consumed | TBtu | 0.24759 | 0.24759 | 0.13356 | 0.24759 | 0.45939 | 0.24759 | 0.24759
NJ Non-HEDD CT Oil Units - Nox Rate Annual v5.12, Unit 1220 and retrofits | 917 | 2454 | Rate Constraint in lbs/MWh | FALSE | L | Annual | Rate | lb/MMBtu | 0.08 | 0.08 | 0.08 | 0.08 | 0.08 | 0.08 | 0.08
NJ Non-HEDD CT Oil Units - Nox Rate Annual v5.12, Unit 1220 and retrofits | 917 | 2454 | Rate Constraint in lbs/MWh | FALSE | L | Annual | Generation | TWh | 0.023042 | 0.023042 | 0.01243 | 0.023042 | 0.042753 | 0.023042 | 0.023042
NJ Non-HEDD CT Oil Units - Nox Rate Annual v5.12, Unit 1220 and retrofits | 917 | 2454 | Rate Constraint in lbs/MWh | FALSE | L | Annual | Qualifying Generation | TWh | 0.023042 | 0.023042 | 0.01243 | 0.023042 | 0.042753 | 0.023042 | 0.023042
NJ Non-HEDD CT Oil Units - Nox Rate Annual v5.12, Unit 1220 and retrofits | 917 | 2454 | Rate Constraint in lbs/MWh | FALSE | L | Annual | Constraint Shadow Price | US2011$/Ton | 0 | 0 | 0 | 0 | 0 | 0 | 0
NJ Non-HEDD CT Oil Units - Nox Rate Annual v5.12, Unit 1221 and retrofits | 918 | 2454 | Rate Constraint in lbs/MWh | FALSE | L | Annual | Seasons Included | Seasons | Winter, Summer | Winter, Summer | Winter, Summer | Winter, Summer | Winter, Summer | Winter, Summer | Winter, Summer
NJ Non-HEDD CT Oil Units - Nox Rate Annual v5.12, Unit 1221 and retrofits | 918 | 2454 | Rate Constraint in lbs/MWh | FALSE | L | Annual | Standard | lb/MWh | 3 | 3 | 3 | 3 | 3 | 3 | 3
NJ Non-HEDD CT Oil Units - Nox Rate Annual v5.12, Unit 1221 and retrofits | 918 | 2454 | Rate Constraint in lbs/MWh | FALSE | L | Annual | Emissions at Affected Plants NOX | Thousand Tons | 0.0099036 | 0.0099036 | 0.0053423 | 0.0053423 | 0.0053423 | 0.0099036 | 0.0099036
NJ Non-HEDD CT Oil Units - Nox Rate Annual v5.12, Unit 1221 and retrofits | 918 | 2454 | Rate Constraint in lbs/MWh | FALSE | L | Annual | Allowances Purchased NOX | Thousand Tons | 0 | 0 | 0 | 0 | 0 | 0 | 0
NJ Non-HEDD CT Oil Units - Nox Rate Annual v5.12, Unit 1221 and retrofits | 918 | 2454 | Rate Constraint in lbs/MWh | FALSE | L | Annual | Allowances Sold NOX | Thousand Tons | 0 | 0 | 0 | 0 | 0 | 0 | 0
NJ Non-HEDD CT Oil Units - Nox Rate Annual v5.12, Unit 1221 and retrofits | 918 | 2454 | Rate Constraint in lbs/MWh | FALSE | L | Annual | Allowances Banked | Thousand Tons | 0 | 0 | 0 | 0 | 0 | 0 | 0
NJ Non-HEDD CT Oil Units - Nox Rate Annual v5.12, Unit 1221 and retrofits | 918 | 2454 | Rate Constraint in lbs/MWh | FALSE | L | Annual | Allowances Withdrawn (1:1) | Thousand Tons | 0 | 0 | 0 | 0 | 0 | 0 | 0
NJ Non-HEDD CT Oil Units - Nox Rate Annual v5.12, Unit 1221 and retrofits | 918 | 2454 | Rate Constraint in lbs/MWh | FALSE | L | Annual | Allowances Withdrawn (n:1) | Thousand Tons | 0 | 0 | 0 | 0 | 0 | 0 | 0
NJ Non-HEDD CT Oil Units - Nox Rate Annual v5.12, Unit 1221 and retrofits | 918 | 2454 | Rate Constraint in lbs/MWh | FALSE | L | Annual | Net Emissions Allowance Position | Thousand Tons | 0.0099036 | 0.0099036 | 0.0053423 | 0.0053423 | 0.0053423 | 0.0099036 | 0.0099036
NJ Non-HEDD CT Oil Units - Nox Rate Annual v5.12, Unit 1221 and retrofits | 918 | 2454 | Rate Constraint in lbs/MWh | FALSE | L | Annual | Fuel Consumed | TBtu | 0.24759 | 0.24759 | 0.13356 | 0.13356 | 0.13356 | 0.24759 | 0.24759
NJ Non-HEDD CT Oil Units - Nox Rate Annual v5.12, Unit 1221 and retrofits | 918 | 2454 | Rate Constraint in lbs/MWh | FALSE | L | Annual | Rate | lb/MMBtu | 0.08 | 0.08 | 0.08 | 0.08 | 0.08 | 0.08 | 0.08
NJ Non-HEDD CT Oil Units - Nox Rate Annual v5.12, Unit 1221 and retrofits | 918 | 2454 | Rate Constraint in lbs/MWh | FALSE | L | Annual | Generation | TWh | 0.023042 | 0.023042 | 0.01243 | 0.01243 | 0.01243 | 0.023042 | 0.023042
NJ Non-HEDD CT Oil Units - Nox Rate Annual v5.12, Unit 1221 and retrofits | 918 | 2454 | Rate Constraint in lbs/MWh | FALSE | L | Annual | Qualifying Generation | TWh | 0.023042 | 0.023042 | 0.01243 | 0.01243 | 0.01243 | 0.023042 | 0.023042
NJ Non-HEDD CT Oil Units - Nox Rate Annual v5.12, Unit 1221 and retrofits | 918 | 2454 | Rate Constraint in lbs/MWh | FALSE | L | Annual | Constraint Shadow Price | US2011$/Ton | 0 | 0 | 0 | 0 | 0 | 0 | 0
NJ Non-HEDD CT Oil Units - Nox Rate Annual v5.12, Unit 1222 and retrofits | 919 | 2454 | Rate Constraint in lbs/MWh | FALSE | L | Annual | Seasons Included | Seasons | Winter, Summer | Winter, Summer | Winter, Summer | Winter, Summer | Winter, Summer | Winter, Summer | Winter, Summer
NJ Non-HEDD CT Oil Units - Nox Rate Annual v5.12, Unit 1222 and retrofits | 919 | 2454 | Rate Constraint in lbs/MWh | FALSE | L | Annual | Standard | lb/MWh | 3 | 3 | 3 | 3 | 3 | 3 | 3
NJ Non-HEDD CT Oil Units - Nox Rate Annual v5.12, Unit 1222 and retrofits | 919 | 2454 | Rate Constraint in lbs/MWh | FALSE | L | Annual | Emissions at Affected Plants NOX | Thousand Tons | 0.0099036 | 0.0099036 | 0.0053423 | 0.0099036 | 0.018375 | 0.0099036 | 0.0099036
NJ Non-HEDD CT Oil Units - Nox Rate Annual v5.12, Unit 1222 and retrofits | 919 | 2454 | Rate Constraint in lbs/MWh | FALSE | L | Annual | Allowances Purchased NOX | Thousand Tons | 0 | 0 | 0 | 0 | 0 | 0 | 0
NJ Non-HEDD CT Oil Units - Nox Rate Annual v5.12, Unit 1222 and retrofits | 919 | 2454 | Rate Constraint in lbs/MWh | FALSE | L | Annual | Allowances Sold NOX | Thousand Tons | 0 | 0 | 0 | 0 | 0 | 0 | 0
NJ Non-HEDD CT Oil Units - Nox Rate Annual v5.12, Unit 1222 and retrofits | 919 | 2454 | Rate Constraint in lbs/MWh | FALSE | L | Annual | Allowances Banked | Thousand Tons | 0 | 0 | 0 | 0 | 0 | 0 | 0
NJ Non-HEDD CT Oil Units - Nox Rate Annual v5.12, Unit 1222 and retrofits | 919 | 2454 | Rate Constraint in lbs/MWh | FALSE | L | Annual | Allowances Withdrawn (1:1) | Thousand Tons | 0 | 0 | 0 | 0 | 0 | 0 | 0
NJ Non-HEDD CT Oil Units - Nox Rate Annual v5.12, Unit 1222 and retrofits | 919 | 2454 | Rate Constraint in lbs/MWh | FALSE | L | Annual | Allowances Withdrawn (n:1) | Thousand Tons | 0 | 0 | 0 | 0 | 0 | 0 | 0
NJ Non-HEDD CT Oil Units - Nox Rate Annual v5.12, Unit 1222 and retrofits | 919 | 2454 | Rate Constraint in lbs/MWh | FALSE | L | Annual | Net Emissions Allowance Position | Thousand Tons | 0.0099036 | 0.0099036 | 0.0053423 | 0.0099036 | 0.018375 | 0.0099036 | 0.0099036
NJ Non-HEDD CT Oil Units - Nox Rate Annual v5.12, Unit 1222 and retrofits | 919 | 2454 | Rate Constraint in lbs/MWh | FALSE | L | Annual | Fuel Consumed | TBtu | 0.24759 | 0.24759 | 0.13356 | 0.24759 | 0.45939 | 0.24759 | 0.24759
NJ Non-HEDD CT Oil Units - Nox Rate Annual v5.12, Unit 1222 and retrofits | 919 | 2454 | Rate Constraint in lbs/MWh | FALSE | L | Annual | Rate | lb/MMBtu | 0.08 | 0.08 | 0.08 | 0.08 | 0.08 | 0.08 | 0.08
NJ Non-HEDD CT Oil Units - Nox Rate Annual v5.12, Unit 1222 and retrofits | 919 | 2454 | Rate Constraint in lbs/MWh | FALSE | L | Annual | Generation | TWh | 0.023042 | 0.023042 | 0.01243 | 0.023042 | 0.042753 | 0.023042 | 0.023042
NJ Non-HEDD CT Oil Units - Nox Rate Annual v5.12, Unit 1222 and retrofits | 919 | 2454 | Rate Constraint in lbs/MWh | FALSE | L | Annual | Qualifying Generation | TWh | 0.023042 | 0.023042 | 0.01243 | 0.023042 | 0.042753 | 0.023042 | 0.023042
NJ Non-HEDD CT Oil Units - Nox Rate Annual v5.12, Unit 1222 and retrofits | 919 | 2454 | Rate Constraint in lbs/MWh | FALSE | L | Annual | Constraint Shadow Price | US2011$/Ton | 0 | 0 | 0 | 0 | 0 | 0 | 0
NJ Non-HEDD CT Oil Units - Nox Rate Annual v5.12, Unit 1223 and retrofits | 920 | 2454 | Rate Constraint in lbs/MWh | FALSE | L | Annual | Seasons Included | Seasons | Winter, Summer | Winter, Summer | Winter, Summer | Winter, Summer | Winter, Summer | Winter, Summer | Winter, Summer
NJ Non-HEDD CT Oil Units - Nox Rate Annual v5.12, Unit 1223 and retrofits | 920 | 2454 | Rate Constraint in lbs/MWh | FALSE | L | Annual | Standard | lb/MWh | 3 | 3 | 3 | 3 | 3 | 3 | 3
NJ Non-HEDD CT Oil Units - Nox Rate Annual v5.12, Unit 1223 and retrofits | 920 | 2454 | Rate Constraint in lbs/MWh | FALSE | L | Annual | Emissions at Affected Plants NOX | Thousand Tons | 0.0099036 | 0.0099036 | 0.0053423 | 0.0099036 | 0.0053423 | 0.0099036 | 0.0099036
NJ Non-HEDD CT Oil Units - Nox Rate Annual v5.12, Unit 1223 and retrofits | 920 | 2454 | Rate Constraint in lbs/MWh | FALSE | L | Annual | Allowances Purchased NOX | Thousand Tons | 0 | 0 | 0 | 0 | 0 | 0 | 0
NJ Non-HEDD CT Oil Units - Nox Rate Annual v5.12, Unit 1223 and retrofits | 920 | 2454 | Rate Constraint in lbs/MWh | FALSE | L | Annual | Allowances Sold NOX | Thousand Tons | 0 | 0 | 0 | 0 | 0 | 0 | 0
NJ Non-HEDD CT Oil Units - Nox Rate Annual v5.12, Unit 1223 and retrofits | 920 | 2454 | Rate Constraint in lbs/MWh | FALSE | L | Annual | Allowances Banked | Thousand Tons | 0 | 0 | 0 | 0 | 0 | 0 | 0
NJ Non-HEDD CT Oil Units - Nox Rate Annual v5.12, Unit 1223 and retrofits | 920 | 2454 | Rate Constraint in lbs/MWh | FALSE | L | Annual | Allowances Withdrawn (1:1) | Thousand Tons | 0 | 0 | 0 | 0 | 0 | 0 | 0
NJ Non-HEDD CT Oil Units - Nox Rate Annual v5.12, Unit 1223 and retrofits | 920 | 2454 | Rate Constraint in lbs/MWh | FALSE | L | Annual | Allowances Withdrawn (n:1) | Thousand Tons | 0 | 0 | 0 | 0 | 0 | 0 | 0
NJ Non-HEDD CT Oil Units - Nox Rate Annual v5.12, Unit 1223 and retrofits | 920 | 2454 | Rate Constraint in lbs/MWh | FALSE | L | Annual | Net Emissions Allowance Position | Thousand Tons | 0.0099036 | 0.0099036 | 0.0053423 | 0.0099036 | 0.0053423 | 0.0099036 | 0.0099036
NJ Non-HEDD CT Oil Units - Nox Rate Annual v5.12, Unit 1223 and retrofits | 920 | 2454 | Rate Constraint in lbs/MWh | FALSE | L | Annual | Fuel Consumed | TBtu | 0.24759 | 0.24759 | 0.13356 | 0.24759 | 0.13356 | 0.24759 | 0.24759
NJ Non-HEDD CT Oil Units - Nox Rate Annual v5.12, Unit 1223 and retrofits | 920 | 2454 | Rate Constraint in lbs/MWh | FALSE | L | Annual | Rate | lb/MMBtu | 0.08 | 0.08 | 0.08 | 0.08 | 0.08 | 0.08 | 0.08
NJ Non-HEDD CT Oil Units - Nox Rate Annual v5.12, Unit 1223 and retrofits | 920 | 2454 | Rate Constraint in lbs/MWh | FALSE | L | Annual | Generation | TWh | 0.023042 | 0.023042 | 0.01243 | 0.023042 | 0.01243 | 0.023042 | 0.023042
NJ Non-HEDD CT Oil Units - Nox Rate Annual v5.12, Unit 1223 and retrofits | 920 | 2454 | Rate Constraint in lbs/MWh | FALSE | L | Annual | Qualifying Generation | TWh | 0.023042 | 0.023042 | 0.01243 | 0.023042 | 0.01243 | 0.023042 | 0.023042
NJ Non-HEDD CT Oil Units - Nox Rate Annual v5.12, Unit 1223 and retrofits | 920 | 2454 | Rate Constraint in lbs/MWh | FALSE | L | Annual | Constraint Shadow Price | US2011$/Ton | 0 | 0 | 0 | 0 | 0 | 0 | 0
NJ Non-HEDD CT Oil Units - Nox Rate Annual v5.12, Unit 1224 and retrofits | 921 | 2454 | Rate Constraint in lbs/MWh | FALSE | L | Annual | Seasons Included | Seasons | Winter, Summer | Winter, Summer | Winter, Summer | Winter, Summer | Winter, Summer | Winter, Summer | Winter, Summer
NJ Non-HEDD CT Oil Units - Nox Rate Annual v5.12, Unit 1224 and retrofits | 921 | 2454 | Rate Constraint in lbs/MWh | FALSE | L | Annual | Standard | lb/MWh | 3 | 3 | 3 | 3 | 3 | 3 | 3
NJ Non-HEDD CT Oil Units - Nox Rate Annual v5.12, Unit 1224 and retrofits | 921 | 2454 | Rate Constraint in lbs/MWh | FALSE | L | Annual | Emissions at Affected Plants NOX | Thousand Tons | 0.0099036 | 0.0099036 | 0.0053423 | 0.0053423 | 0.017278 | 0.0099036 | 0.0099036
NJ Non-HEDD CT Oil Units - Nox Rate Annual v5.12, Unit 1224 and retrofits | 921 | 2454 | Rate Constraint in lbs/MWh | FALSE | L | Annual | Allowances Purchased NOX | Thousand Tons | 0 | 0 | 0 | 0 | 0 | 0 | 0
NJ Non-HEDD CT Oil Units - Nox Rate Annual v5.12, Unit 1224 and retrofits | 921 | 2454 | Rate Constraint in lbs/MWh | FALSE | L | Annual | Allowances Sold NOX | Thousand Tons | 0 | 0 | 0 | 0 | 0 | 0 | 0
NJ Non-HEDD CT Oil Units - Nox Rate Annual v5.12, Unit 1224 and retrofits | 921 | 2454 | Rate Constraint in lbs/MWh | FALSE | L | Annual | Allowances Banked | Thousand Tons | 0 | 0 | 0 | 0 | 0 | 0 | 0
NJ Non-HEDD CT Oil Units - Nox Rate Annual v5.12, Unit 1224 and retrofits | 921 | 2454 | Rate Constraint in lbs/MWh | FALSE | L | Annual | Allowances Withdrawn (1:1) | Thousand Tons | 0 | 0 | 0 | 0 | 0 | 0 | 0
NJ Non-HEDD CT Oil Units - Nox Rate Annual v5.12, Unit 1224 and retrofits | 921 | 2454 | Rate Constraint in lbs/MWh | FALSE | L | Annual | Allowances Withdrawn (n:1) | Thousand Tons | 0 | 0 | 0 | 0 | 0 | 0 | 0
NJ Non-HEDD CT Oil Units - Nox Rate Annual v5.12, Unit 1224 and retrofits | 921 | 2454 | Rate Constraint in lbs/MWh | FALSE | L | Annual | Net Emissions Allowance Position | Thousand Tons | 0.0099036 | 0.0099036 | 0.0053423 | 0.0053423 | 0.017278 | 0.0099036 | 0.0099036
NJ Non-HEDD CT Oil Units - Nox Rate Annual v5.12, Unit 1224 and retrofits | 921 | 2454 | Rate Constraint in lbs/MWh | FALSE | L | Annual | Fuel Consumed | TBtu | 0.24759 | 0.24759 | 0.13356 | 0.13356 | 0.43195 | 0.24759 | 0.24759
NJ Non-HEDD CT Oil Units - Nox Rate Annual v5.12, Unit 1224 and retrofits | 921 | 2454 | Rate Constraint in lbs/MWh | FALSE | L | Annual | Rate | lb/MMBtu | 0.08 | 0.08 | 0.08 | 0.08 | 0.08 | 0.08 | 0.08
NJ Non-HEDD CT Oil Units - Nox Rate Annual v5.12, Unit 1224 and retrofits | 921 | 2454 | Rate Constraint in lbs/MWh | FALSE | L | Annual | Generation | TWh | 0.023042 | 0.023042 | 0.01243 | 0.01243 | 0.0402 | 0.023042 | 0.023042
NJ Non-HEDD CT Oil Units - Nox Rate Annual v5.12, Unit 1224 and retrofits | 921 | 2454 | Rate Constraint in lbs/MWh | FALSE | L | Annual | Qualifying Generation | TWh | 0.023042 | 0.023042 | 0.01243 | 0.01243 | 0.0402 | 0.023042 | 0.023042
NJ Non-HEDD CT Oil Units - Nox Rate Annual v5.12, Unit 1224 and retrofits | 921 | 2454 | Rate Constraint in lbs/MWh | FALSE | L | Annual | Constraint Shadow Price | US2011$/Ton | 0 | 0 | 0 | 0 | 0 | 0 | 0
NJ Non-HEDD CT Oil Units - Nox Rate Annual v5.12, Unit 1225 and retrofits | 922 | 2454 | Rate Constraint in lbs/MWh | FALSE | L | Annual | Seasons Included | Seasons | Winter, Summer | Winter, Summer | Winter, Summer | Winter, Summer | Winter, Summer | Winter, Summer | Winter, Summer
NJ Non-HEDD CT Oil Units - Nox Rate Annual v5.12, Unit 1225 and retrofits | 922 | 2454 | Rate Constraint in lbs/MWh | FALSE | L | Annual | Standard | lb/MWh | 3 | 3 | 3 | 3 | 3 | 3 | 3
NJ Non-HEDD CT Oil Units - Nox Rate Annual v5.12, Unit 1225 and retrofits | 922 | 2454 | Rate Constraint in lbs/MWh | FALSE | L | Annual | Emissions at Affected Plants NOX | Thousand Tons | 0.0099036 | 0.0099036 | 0.0053423 | 0.0081233 | 0.0053423 | 0.0099036 | 0.0099036
NJ Non-HEDD CT Oil Units - Nox Rate Annual v5.12, Unit 1225 and retrofits | 922 | 2454 | Rate Constraint in lbs/MWh | FALSE | L | Annual | Allowances Purchased NOX | Thousand Tons | 0 | 0 | 0 | 0 | 0 | 0 | 0
NJ Non-HEDD CT Oil Units - Nox Rate Annual v5.12, Unit 1225 and retrofits | 922 | 2454 | Rate Constraint in lbs/MWh | FALSE | L | Annual | Allowances Sold NOX | Thousand Tons | 0 | 0 | 0 | 0 | 0 | 0 | 0
NJ Non-HEDD CT Oil Units - Nox Rate Annual v5.12, Unit 1225 and retrofits | 922 | 2454 | Rate Constraint in lbs/MWh | FALSE | L | Annual | Allowances Banked | Thousand Tons | 0 | 0 | 0 | 0 | 0 | 0 | 0
NJ Non-HEDD CT Oil Units - Nox Rate Annual v5.12, Unit 1225 and retrofits | 922 | 2454 | Rate Constraint in lbs/MWh | FALSE | L | Annual | Allowances Withdrawn (1:1) | Thousand Tons | 0 | 0 | 0 | 0 | 0 | 0 | 0
NJ Non-HEDD CT Oil Units - Nox Rate Annual v5.12, Unit 1225 and retrofits | 922 | 2454 | Rate Constraint in lbs/MWh | FALSE | L | Annual | Allowances Withdrawn (n:1) | Thousand Tons | 0 | 0 | 0 | 0 | 0 | 0 | 0
NJ Non-HEDD CT Oil Units - Nox Rate Annual v5.12, Unit 1225 and retrofits | 922 | 2454 | Rate Constraint in lbs/MWh | FALSE | L | Annual | Net Emissions Allowance Position | Thousand Tons | 0.0099036 | 0.0099036 | 0.0053423 | 0.0081233 | 0.0053423 | 0.0099036 | 0.0099036
NJ Non-HEDD CT Oil Units - Nox Rate Annual v5.12, Unit 1225 and retrofits | 922 | 2454 | Rate Constraint in lbs/MWh | FALSE | L | Annual | Fuel Consumed | TBtu | 0.24759 | 0.24759 | 0.13356 | 0.20308 | 0.13356 | 0.24759 | 0.24759
NJ Non-HEDD CT Oil Units - Nox Rate Annual v5.12, Unit 1225 and retrofits | 922 | 2454 | Rate Constraint in lbs/MWh | FALSE | L | Annual | Rate | lb/MMBtu | 0.08 | 0.08 | 0.08 | 0.08 | 0.08 | 0.08 | 0.08
NJ Non-HEDD CT Oil Units - Nox Rate Annual v5.12, Unit 1225 and retrofits | 922 | 2454 | Rate Constraint in lbs/MWh | FALSE | L | Annual | Generation | TWh | 0.023042 | 0.023042 | 0.01243 | 0.0189 | 0.01243 | 0.023042 | 0.023042
NJ Non-HEDD CT Oil Units - Nox Rate Annual v5.12, Unit 1225 and retrofits | 922 | 2454 | Rate Constraint in lbs/MWh | FALSE | L | Annual | Qualifying Generation | TWh | 0.023042 | 0.023042 | 0.01243 | 0.0189 | 0.01243 | 0.023042 | 0.023042
NJ Non-HEDD CT Oil Units - Nox Rate Annual v5.12, Unit 1225 and retrofits | 922 | 2454 | Rate Constraint in lbs/MWh | FALSE | L | Annual | Constraint Shadow Price | US2011$/Ton | 0 | 0 | 0 | 0 | 0 | 0 | 0
NJ PSEGHudson2- NOx Annual GPS v4.10, Unit 4241 and retrofits | 923 | 2280 | Rate Constraint in lbs/MWh | FALSE | L | Annual | Seasons Included | Seasons | Winter, Summer | Winter, Summer | Winter, Summer | Winter, Summer | Winter, Summer | Winter, Summer | Winter, Summer
NJ PSEGHudson2- NOx Annual GPS v4.10, Unit 4241 and retrofits | 923 | 2280 | Rate Constraint in lbs/MWh | FALSE | L | Annual | Standard | lb/MWh | 1.8124 | 1.8124 | 1.8124 | 1.8124 | 1.8124 | 1.8124 | 1.8124
NJ PSEGHudson2- NOx Annual GPS v4.10, Unit 4241 and retrofits | 923 | 2280 | Rate Constraint in lbs/MWh | FALSE | L | Annual | Emissions at Affected Plants NOX | Thousand Tons | 0 | 0 | 0 | 0 | 0 | 0 | 0
NJ PSEGHudson2- NOx Annual GPS v4.10, Unit 4241 and retrofits | 923 | 2280 | Rate Constraint in lbs/MWh | FALSE | L | Annual | Allowances Purchased NOX | Thousand Tons | 0 | 0 | 0 | 0 | 0 | 0 | 0
NJ PSEGHudson2- NOx Annual GPS v4.10, Unit 4241 and retrofits | 923 | 2280 | Rate Constraint in lbs/MWh | FALSE | L | Annual | Allowances Sold NOX | Thousand Tons | 0 | 0 | 0 | 0 | 0 | 0 | 0
NJ PSEGHudson2- NOx Annual GPS v4.10, Unit 4241 and retrofits | 923 | 2280 | Rate Constraint in lbs/MWh | FALSE | L | Annual | Allowances Banked | Thousand Tons | 0 | 0 | 0 | 0 | 0 | 0 | 0
NJ PSEGHudson2- NOx Annual GPS v4.10, Unit 4241 and retrofits | 923 | 2280 | Rate Constraint in lbs/MWh | FALSE | L | Annual | Allowances Withdrawn (1:1) | Thousand Tons | 0 | 0 | 0 | 0 | 0 | 0 | 0
NJ PSEGHudson2- NOx Annual GPS v4.10, Unit 4241 and retrofits | 923 | 2280 | Rate Constraint in lbs/MWh | FALSE | L | Annual | Allowances Withdrawn (n:1) | Thousand Tons | 0 | 0 | 0 | 0 | 0 | 0 | 0
NJ PSEGHudson2- NOx Annual GPS v4.10, Unit 4241 and retrofits | 923 | 2280 | Rate Constraint in lbs/MWh | FALSE | L | Annual | Net Emissions Allowance Position | Thousand Tons | 0 | 0 | 0 | 0 | 0 | 0 | 0
NJ PSEGHudson2- NOx Annual GPS v4.10, Unit 4241 and retrofits | 923 | 2280 | Rate Constraint in lbs/MWh | FALSE | L | Annual | Fuel Consumed | TBtu | 0 | 0 | 0 | 0 | 0 | 0 | 0
NJ PSEGHudson2- NOx Annual GPS v4.10, Unit 4241 and retrofits | 923 | 2280 | Rate Constraint in lbs/MWh | FALSE | L | Annual | Rate | lb/MMBtu | 0 | 0 | 0 | 0 | 0 | 0 | 0
NJ PSEGHudson2- NOx Annual GPS v4.10, Unit 4241 and retrofits | 923 | 2280 | Rate Constraint in lbs/MWh | FALSE | L | Annual | Generation | TWh | 0 | 0 | 0 | 0 | 0 | 0 | 0
NJ PSEGHudson2- NOx Annual GPS v4.10, Unit 4241 and retrofits | 923 | 2280 | Rate Constraint in lbs/MWh | FALSE | L | Annual | Qualifying Generation | TWh | 0 | 0 | 0 | 0 | 0 | 0 | 0
NJ PSEGHudson2- NOx Annual GPS v4.10, Unit 4241 and retrofits | 923 | 2280 | Rate Constraint in lbs/MWh | FALSE | L | Annual | Constraint Shadow Price | US2011$/Ton | 0 | 0 | 0 | 0 | 0 | 0 | 0
NJ PSEGMercer1 and 2- NOx Annual GPS v4.10, Unit 4242 and retrofits | 924 | 2281 | Rate Constraint in lbs/MWh | FALSE | L | Annual | Seasons Included | Seasons | Winter, Summer | Winter, Summer | Winter, Summer | Winter, Summer | Winter, Summer | Winter, Summer | Winter, Summer
NJ PSEGMercer1 and 2- NOx Annual GPS v4.10, Unit 4242 and retrofits | 924 | 2281 | Rate Constraint in lbs/MWh | FALSE | L | Annual | Standard | lb/MWh | 1.8124 | 1.8124 | 1.8124 | 1.8124 | 1.8124 | 1.8124 | 1.8124
NJ PSEGMercer1 and 2- NOx Annual GPS v4.10, Unit 4242 and retrofits | 924 | 2281 | Rate Constraint in lbs/MWh | FALSE | L | Annual | Emissions at Affected Plants NOX | Thousand Tons | 0 | 0 | 0 | 0 | 0 | 0 | 0
NJ PSEGMercer1 and 2- NOx Annual GPS v4.10, Unit 4242 and retrofits | 924 | 2281 | Rate Constraint in lbs/MWh | FALSE | L | Annual | Allowances Purchased NOX | Thousand Tons | 0 | 0 | 0 | 0 | 0 | 0 | 0
NJ PSEGMercer1 and 2- NOx Annual GPS v4.10, Unit 4242 and retrofits | 924 | 2281 | Rate Constraint in lbs/MWh | FALSE | L | Annual | Allowances Sold NOX | Thousand Tons | 0 | 0 | 0 | 0 | 0 | 0 | 0
NJ PSEGMercer1 and 2- NOx Annual GPS v4.10, Unit 4242 and retrofits | 924 | 2281 | Rate Constraint in lbs/MWh | FALSE | L | Annual | Allowances Banked | Thousand Tons | 0 | 0 | 0 | 0 | 0 | 0 | 0
NJ PSEGMercer1 and 2- NOx Annual GPS v4.10, Unit 4242 and retrofits | 924 | 2281 | Rate Constraint in lbs/MWh | FALSE | L | Annual | Allowances Withdrawn (1:1) | Thousand Tons | 0 | 0 | 0 | 0 | 0 | 0 | 0
NJ PSEGMercer1 and 2- NOx Annual GPS v4.10, Unit 4242 and retrofits | 924 | 2281 | Rate Constraint in lbs/MWh | FALSE | L | Annual | Allowances Withdrawn (n:1) | Thousand Tons | 0 | 0 | 0 | 0 | 0 | 0 | 0
NJ PSEGMercer1 and 2- NOx Annual GPS v4.10, Unit 4242 and retrofits | 924 | 2281 | Rate Constraint in lbs/MWh | FALSE | L | Annual | Net Emissions Allowance Position | Thousand Tons | 0 | 0 | 0 | 0 | 0 | 0 | 0
NJ PSEGMercer1 and 2- NOx Annual GPS v4.10, Unit 4242 and retrofits | 924 | 2281 | Rate Constraint in lbs/MWh | FALSE | L | Annual | Fuel Consumed | TBtu | 0 | 0 | 0 | 0 | 0 | 0 | 0
NJ PSEGMercer1 and 2- NOx Annual GPS v4.10, Unit 4242 and retrofits | 924 | 2281 | Rate Constraint in lbs/MWh | FALSE | L | Annual | Rate | lb/MMBtu | 0 | 0 | 0 | 0 | 0 | 0 | 0
NJ PSEGMercer1 and 2- NOx Annual GPS v4.10, Unit 4242 and retrofits | 924 | 2281 | Rate Constraint in lbs/MWh | FALSE | L | Annual | Generation | TWh | 0 | 0 | 0 | 0 | 0 | 0 | 0
NJ PSEGMercer1 and 2- NOx Annual GPS v4.10, Unit 4242 and retrofits | 924 | 2281 | Rate Constraint in lbs/MWh | FALSE | L | Annual | Qualifying Generation | TWh | 0 | 0 | 0 | 0 | 0 | 0 | 0
NJ PSEGMercer1 and 2- NOx Annual GPS v4.10, Unit 4242 and retrofits | 924 | 2281 | Rate Constraint in lbs/MWh | FALSE | L | Annual | Constraint Shadow Price | US2011$/Ton | 0 | 0 | 0 | 0 | 0 | 0 | 0
NJ PSEGMercer1 and 2- NOx Annual GPS v4.10, Unit 4243 and retrofits | 925 | 2281 | Rate Constraint in lbs/MWh | FALSE | L | Annual | Seasons Included | Seasons | Winter, Summer | Winter, Summer | Winter, Summer | Winter, Summer | Winter, Summer | Winter, Summer | Winter, Summer
NJ PSEGMercer1 and 2- NOx Annual GPS v4.10, Unit 4243 and retrofits | 925 | 2281 | Rate Constraint in lbs/MWh | FALSE | L | Annual | Standard | lb/MWh | 1.8124 | 1.8124 | 1.8124 | 1.8124 | 1.8124 | 1.8124 | 1.8124
NJ PSEGMercer1 and 2- NOx Annual GPS v4.10, Unit 4243 and retrofits | 925 | 2281 | Rate Constraint in lbs/MWh | FALSE | L | Annual | Emissions at Affected Plants NOX | Thousand Tons | 0 | 0 | 0 | 0 | 0 | 0 | 0
NJ PSEGMercer1 and 2- NOx Annual GPS v4.10, Unit 4243 and retrofits | 925 | 2281 | Rate Constraint in lbs/MWh | FALSE | L | Annual | Allowances Purchased NOX | Thousand Tons | 0 | 0 | 0 | 0 | 0 | 0 | 0
NJ PSEGMercer1 and 2- NOx Annual GPS v4.10, Unit 4243 and retrofits | 925 | 2281 | Rate Constraint in lbs/MWh | FALSE | L | Annual | Allowances Sold NOX | Thousand Tons | 0 | 0 | 0 | 0 | 0 | 0 | 0
NJ PSEGMercer1 and 2- NOx Annual GPS v4.10, Unit 4243 and retrofits | 925 | 2281 | Rate Constraint in lbs/MWh | FALSE | L | Annual | Allowances Banked | Thousand Tons | 0 | 0 | 0 | 0 | 0 | 0 | 0
NJ PSEGMercer1 and 2- NOx Annual GPS v4.10, Unit 4243 and retrofits | 925 | 2281 | Rate Constraint in lbs/MWh | FALSE | L | Annual | Allowances Withdrawn (1:1) | Thousand Tons | 0 | 0 | 0 | 0 | 0 | 0 | 0
NJ PSEGMercer1 and 2- NOx Annual GPS v4.10, Unit 4243 and retrofits | 925 | 2281 | Rate Constraint in lbs/MWh | FALSE | L | Annual | Allowances Withdrawn (n:1) | Thousand Tons | 0 | 0 | 0 | 0 | 0 | 0 | 0
NJ PSEGMercer1 and 2- NOx Annual GPS v4.10, Unit 4243 and retrofits | 925 | 2281 | Rate Constraint in lbs/MWh | FALSE | L | Annual | Net Emissions Allowance Position | Thousand Tons | 0 | 0 | 0 | 0 | 0 | 0 | 0
NJ PSEGMercer1 and 2- NOx Annual GPS v4.10, Unit 4243 and retrofits | 925 | 2281 | Rate Constraint in lbs/MWh | FALSE | L | Annual | Fuel Consumed | TBtu | 0 | 0 | 0 | 0 | 0 | 0 | 0
NJ PSEGMercer1 and 2- NOx Annual GPS v4.10, Unit 4243 and retrofits | 925 | 2281 | Rate Constraint in lbs/MWh | FALSE | L | Annual | Rate | lb/MMBtu | 0 | 0 | 0 | 0 | 0 | 0 | 0
NJ PSEGMercer1 and 2- NOx Annual GPS v4.10, Unit 4243 and retrofits | 925 | 2281 | Rate Constraint in lbs/MWh | FALSE | L | Annual | Generation | TWh | 0 | 0 | 0 | 0 | 0 | 0 | 0
NJ PSEGMercer1 and 2- NOx Annual GPS v4.10, Unit 4243 and retrofits | 925 | 2281 | Rate Constraint in lbs/MWh | FALSE | L | Annual | Qualifying Generation | TWh | 0 | 0 | 0 | 0 | 0 | 0 | 0
NJ PSEGMercer1 and 2- NOx Annual GPS v4.10, Unit 4243 and retrofits | 925 | 2281 | Rate Constraint in lbs/MWh | FALSE | L | Annual | Constraint Shadow Price | US2011$/Ton | 0 | 0 | 0 | 0 | 0 | 0 | 0
NJ SO2 Constraint v5.14 | 926 | 6126 | Rate Constraint in lbs/MMBtu | FALSE | L | Annual | Seasons Included | Seasons | Winter, Summer | Winter, Summer | Winter, Summer | Winter, Summer | Winter, Summer | Winter, Summer | Winter, Summer
NJ SO2 Constraint v5.14 | 926 | 6126 | Rate Constraint in lbs/MMBtu | FALSE | L | Annual | Standard | lb/MMBtu | 0.15 | 0.15 | 0.15 | 0.15 | 0.15 | 0.15 | 0.15
NJ SO2 Constraint v5.14 | 926 | 6126 | Rate Constraint in lbs/MMBtu | FALSE | L | Annual | Emissions at Affected Plants SO2 | Thousand Tons | 1.5066 | 1.5066 | 1.6853 | 0 | 0 | 0 | 0
NJ SO2 Constraint v5.14 | 926 | 6126 | Rate Constraint in lbs/MMBtu | FALSE | L | Annual | Allowances Purchased SO2 | Thousand Tons | 0 | 0 | 0 | 0 | 0 | 0 | 0
NJ SO2 Constraint v5.14 | 926 | 6126 | Rate Constraint in lbs/MMBtu | FALSE | L | Annual | Allowances Sold SO2 | Thousand Tons | 0 | 0 | 0 | 0 | 0 | 0 | 0
NJ SO2 Constraint v5.14 | 926 | 6126 | Rate Constraint in lbs/MMBtu | FALSE | L | Annual | Allowances Banked | Thousand Tons | 0 | 0 | 0 | 0 | 0 | 0 | 0
NJ SO2 Constraint v5.14 | 926 | 6126 | Rate Constraint in lbs/MMBtu | FALSE | L | Annual | Allowances Withdrawn (1:1) | Thousand Tons | 0 | 0 | 0 | 0 | 0 | 0 | 0
NJ SO2 Constraint v5.14 | 926 | 6126 | Rate Constraint in lbs/MMBtu | FALSE | L | Annual | Allowances Withdrawn (n:1) | Thousand Tons | 0 | 0 | 0 | 0 | 0 | 0 | 0
NJ SO2 Constraint v5.14 | 926 | 6126 | Rate Constraint in lbs/MMBtu | FALSE | L | Annual | Net Emissions Allowance Position | Thousand Tons | 1.5066 | 1.5066 | 1.6853 | 0 | 0 | 0 | 0
NJ SO2 Constraint v5.14 | 926 | 6126 | Rate Constraint in lbs/MMBtu | FALSE | L | Annual | Fuel Consumed | TBtu | 20.0877 | 20.0877 | 22.4702 | 0 | 0 | 0 | 0
NJ SO2 Constraint v5.14 | 926 | 6126 | Rate Constraint in lbs/MMBtu | FALSE | L | Annual | Rate | lb/MMBtu | 0.15 | 0.15 | 0.15 | 0 | 0 | 0 | 0
NJ SO2 Constraint v5.14 | 926 | 6126 | Rate Constraint in lbs/MMBtu | FALSE | L | Annual | Generation | TWh | 1.9074 | 1.9074 | 2.1336 | 0 | 0 | 0 | 0
NJ SO2 Constraint v5.14 | 926 | 6126 | Rate Constraint in lbs/MMBtu | FALSE | L | Annual | Qualifying Generation | TWh | 1.9074 | 1.9074 | 2.1336 | 0 | 0 | 0 | 0
NJ SO2 Constraint v5.14 | 926 | 6126 | Rate Constraint in lbs/MMBtu | FALSE | L | Annual | Rate | lb/MWh | 0.78987 | 0.78987 | 0.78987 | 0 | 0 | 0 | 0
NJ SO2 Constraint v5.14 | 926 | 6126 | Rate Constraint in lbs/MMBtu | FALSE | L | Annual | Constraint Shadow Price | US2011$/Ton | 6899.0966 | 7167.8998 | 6991.3162 | 3456.0164 | 0 | 4278.8876 | 0
North Carolina Duke - NOX Cap Annual v3.1 | 927 | 1836 | Rate Constraint in MTons | FALSE | L | Annual | Seasons Included | Seasons | Winter, Summer | Winter, Summer | Winter, Summer | Winter, Summer | Winter, Summer | Winter, Summer | Winter, Summer
North Carolina Duke - NOX Cap Annual v3.1 | 927 | 1836 | Rate Constraint in MTons | FALSE | L | Annual | Standard | Thousand Tons | 31 | 31 | 31 | 31 | 31 | 31 | 31
North Carolina Duke - NOX Cap Annual v3.1 | 927 | 1836 | Rate Constraint in MTons | FALSE | L | Annual | Standard NOX | Thousand Tons | 31 | 31 | 31 | 31 | 31 | 31 | 31
North Carolina Duke - NOX Cap Annual v3.1 | 927 | 1836 | Rate Constraint in MTons | FALSE | L | Annual | Emissions at Affected Plants NOX | Thousand Tons | 13.521 | 14.4187 | 7.6485 | 4.2498 | 3.5578 | 3.2899 | 3.3083
North Carolina Duke - NOX Cap Annual v3.1 | 927 | 1836 | Rate Constraint in MTons | FALSE | L | Annual | Allowances Purchased NOX | Thousand Tons | 0 | 0 | 0 | 0 | 0 | 0 | 0
North Carolina Duke - NOX Cap Annual v3.1 | 927 | 1836 | Rate Constraint in MTons | FALSE | L | Annual | Allowances Sold NOX | Thousand Tons | 0 | 0 | 0 | 0 | 0 | 0 | 0
North Carolina Duke - NOX Cap Annual v3.1 | 927 | 1836 | Rate Constraint in MTons | FALSE | L | Annual | Allowances Banked | Thousand Tons | 0 | 0 | 0 | 0 | 0 | 0 | 0
North Carolina Duke - NOX Cap Annual v3.1 | 927 | 1836 | Rate Constraint in MTons | FALSE | L | Annual | Allowances Withdrawn (1:1) | Thousand Tons | 0 | 0 | 0 | 0 | 0 | 0 | 0
North Carolina Duke - NOX Cap Annual v3.1 | 927 | 1836 | Rate Constraint in MTons | FALSE | L | Annual | Allowances Withdrawn (n:1) | Thousand Tons | 0 | 0 | 0 | 0 | 0 | 0 | 0
North Carolina Duke - NOX Cap Annual v3.1 | 927 | 1836 | Rate Constraint in MTons | FALSE | L | Annual | Net Emissions Allowance Position | Thousand Tons | 13.521 | 14.4187 | 7.6485 | 4.2498 | 3.5578 | 3.2899 | 3.3083
North Carolina Duke - NOX Cap Annual v3.1 | 927 | 1836 | Rate Constraint in MTons | FALSE | L | Annual | Fuel Consumed | TBtu | 247.5997 | 267.6314 | 218.9597 | 136.4725 | 113.9466 | 104.7819 | 104.6582
North Carolina Duke - NOX Cap Annual v3.1 | 927 | 1836 | Rate Constraint in MTons | FALSE | L | Annual | Rate | lb/MMBtu | 0.10922 | 0.10775 | 0.069863 | 0.062281 | 0.062446 | 0.062796 | 0.06322
North Carolina Duke - NOX Cap Annual v3.1 | 927 | 1836 | Rate Constraint in MTons | FALSE | L | Annual | Generation | TWh | 27.9243 | 30.0616 | 24.7206 | 16.0353 | 13.3858 | 12.3284 | 12.3205
North Carolina Duke - NOX Cap Annual v3.1 | 927 | 1836 | Rate Constraint in MTons | FALSE | L | Annual | Qualifying Generation | TWh | 27.9243 | 30.0616 | 24.7206 | 16.0353 | 13.3858 | 12.3284 | 12.3205
North Carolina Duke - NOX Cap Annual v3.1 | 927 | 1836 | Rate Constraint in MTons | FALSE | L | Annual | Rate | lb/MWh | 0.4842 | 0.47964 | 0.3094 | 0.26503 | 0.26579 | 0.26686 | 0.26852
North Carolina Duke - NOX Cap Annual v3.1 | 927 | 1836 | Rate Constraint in MTons | FALSE | L | Annual | Constraint Shadow Price | US2011$/Ton | 0 | 0 | 0 | 0 | 0 | 0 | 0
North Carolina Duke - SO2 Cap Annual v3.1 | 928 | 1837 | Rate Constraint in MTons | FALSE | L | Annual | Seasons Included | Seasons | Winter, Summer | Winter, Summer | Winter, Summer | Winter, Summer | Winter, Summer | Winter, Summer | Winter, Summer
North Carolina Duke - SO2 Cap Annual v3.1 | 928 | 1837 | Rate Constraint in MTons | FALSE | L | Annual | Standard | Thousand Tons | 80 | 80 | 80 | 80 | 80 | 80 | 80
North Carolina Duke - SO2 Cap Annual v3.1 | 928 | 1837 | Rate Constraint in MTons | FALSE | L | Annual | Standard SO2 | Thousand Tons | 80 | 80 | 80 | 80 | 80 | 80 | 80
North Carolina Duke - SO2 Cap Annual v3.1 | 928 | 1837 | Rate Constraint in MTons | FALSE | L | Annual | Emissions at Affected Plants SO2 | Thousand Tons | 8.578 | 8.9702 | 7.514 | 4.9764 | 4.2125 | 3.8458 | 3.9041
North Carolina Duke - SO2 Cap Annual v3.1 | 928 | 1837 | Rate Constraint in MTons | FALSE | L | Annual | Allowances Purchased SO2 | Thousand Tons | 0 | 0 | 0 | 0 | 0 | 0 | 0
North Carolina Duke - SO2 Cap Annual v3.1 | 928 | 1837 | Rate Constraint in MTons | FALSE | L | Annual | Allowances Sold SO2 | Thousand Tons | 0 | 0 | 0 | 0 | 0 | 0 | 0
North Carolina Duke - SO2 Cap Annual v3.1 | 928 | 1837 | Rate Constraint in MTons | FALSE | L | Annual | Allowances Banked | Thousand Tons | 0 | 0 | 0 | 0 | 0 | 0 | 0
North Carolina Duke - SO2 Cap Annual v3.1 | 928 | 1837 | Rate Constraint in MTons | FALSE | L | Annual | Allowances Withdrawn (1:1) | Thousand Tons | 0 | 0 | 0 | 0 | 0 | 0 | 0
North Carolina Duke - SO2 Cap Annual v3.1 | 928 | 1837 | Rate Constraint in MTons | FALSE | L | Annual | Allowances Withdrawn (n:1) | Thousand Tons | 0 | 0 | 0 | 0 | 0 | 0 | 0
North Carolina Duke - SO2 Cap Annual v3.1 | 928 | 1837 | Rate Constraint in MTons | FALSE | L | Annual | Net Emissions Allowance Position | Thousand Tons | 8.578 | 8.9702 | 7.514 | 4.9764 | 4.2125 | 3.8458 | 3.9041
North Carolina Duke - SO2 Cap Annual v3.1 | 928 | 1837 | Rate Constraint in MTons | FALSE | L | Annual | Fuel Consumed | TBtu | 247.5997 | 267.6314 | 218.9597 | 136.4725 | 113.9466 | 104.7819 | 104.6582
North Carolina Duke - SO2 Cap Annual v3.1 | 928 | 1837 | Rate Constraint in MTons | FALSE | L | Annual | Rate | lb/MMBtu | 0.069289 | 0.067034 | 0.068633 | 0.072929 | 0.073938 | 0.073405 | 0.074606
North Carolina Duke - SO2 Cap Annual v3.1 | 928 | 1837 | Rate Constraint in MTons | FALSE | L | Annual | Generation | TWh | 27.9243 | 30.0616 | 24.7206 | 16.0353 | 13.3858 | 12.3284 | 12.3205
North Carolina Duke - SO2 Cap Annual v3.1 | 928 | 1837 | Rate Constraint in MTons | FALSE | L | Annual | Qualifying Generation | TWh | 27.9243 | 30.0616 | 24.7206 | 16.0353 | 13.3858 | 12.3284 | 12.3205
North Carolina Duke - SO2 Cap Annual v3.1 | 928 | 1837 | Rate Constraint in MTons | FALSE | L | Annual | Rate | lb/MWh | 0.30719 | 0.29839 | 0.30396 | 0.31034 | 0.3147 | 0.31194 | 0.31688
North Carolina Duke - SO2 Cap Annual v3.1 | 928 | 1837 | Rate Constraint in MTons | FALSE | L | Annual | Constraint Shadow Price | US2011$/Ton | 0 | 0 | 0 | 0 | 0 | 0 | 0
North Carolina Progress - NOX Cap Annual v3.1 | 929 | 1838 | Rate Constraint in MTons | FALSE | L | Annual | Seasons Included | Seasons | Winter, Summer | Winter, Summer | Winter, Summer | Winter, Summer | Winter, Summer | Winter, Summer | Winter, Summer
North Carolina Progress - NOX Cap Annual v3.1 | 929 | 1838 | Rate Constraint in MTons | FALSE | L | Annual | Standard | Thousand Tons | 25 | 25 | 25 | 25 | 25 | 25 | 25
North Carolina Progress - NOX Cap Annual v3.1 | 929 | 1838 | Rate Constraint in MTons | FALSE | L | Annual | Standard NOX | Thousand Tons | 25 | 25 | 25 | 25 | 25 | 25 | 25
North Carolina Progress - NOX Cap Annual v3.1 | 929 | 1838 | Rate Constraint in MTons | FALSE | L | Annual | Emissions at Affected Plants NOX | Thousand Tons | 7.2389 | 6.7203 | 5.9628 | 4.8888 | 0.83768 | 0.8339 | 0.87241
North Carolina Progress - NOX Cap Annual v3.1 | 929 | 1838 | Rate Constraint in MTons | FALSE | L | Annual | Allowances Purchased NOX | Thousand Tons | 0 | 0 | 0 | 0 | 0 | 0 | 0
North Carolina Progress - NOX Cap Annual v3.1 | 929 | 1838 | Rate Constraint in MTons | FALSE | L | Annual | Allowances Sold NOX | Thousand Tons | 0 | 0 | 0 | 0 | 0 | 0 | 0
North Carolina Progress - NOX Cap Annual v3.1 | 929 | 1838 | Rate Constraint in MTons | FALSE | L | Annual | Allowances Banked | Thousand Tons | 0 | 0 | 0 | 0 | 0 | 0 | 0
North Carolina Progress - NOX Cap Annual v3.1 | 929 | 1838 | Rate Constraint in MTons | FALSE | L | Annual | Allowances Withdrawn (1:1) | Thousand Tons | 0 | 0 | 0 | 0 | 0 | 0 | 0
North Carolina Progress - NOX Cap Annual v3.1 | 929 | 1838 | Rate Constraint in MTons | FALSE | L | Annual | Allowances Withdrawn (n:1) | Thousand Tons | 0 | 0 | 0 | 0 | 0 | 0 | 0
North Carolina Progress - NOX Cap Annual v3.1 | 929 | 1838 | Rate Constraint in MTons | FALSE | L | Annual | Net Emissions Allowance Position | Thousand Tons | 7.2389 | 6.7203 | 5.9628 | 4.8888 | 0.83768 | 0.8339 | 0.87241
North Carolina Progress - NOX Cap Annual v3.1 | 929 | 1838 | Rate Constraint in MTons | FALSE | L | Annual | Fuel Consumed | TBtu | 117.4769 | 130.9203 | 115.2459 | 96.1179 | 20.45 | 20.1593 | 21.3557
North Carolina Progress - NOX Cap Annual v3.1 | 929 | 1838 | Rate Constraint in MTons | FALSE | L | Annual | Rate | lb/MMBtu | 0.12324 | 0.10266 | 0.10348 | 0.10173 | 0.081925 | 0.082731 | 0.081703
North Carolina Progress - NOX Cap Annual v3.1 | 929 | 1838 | Rate Constraint in MTons | FALSE | L | Annual | Generation | TWh | 11.4131 | 12.6911 | 11.2065 | 9.4858 | 2.236 | 2.2 | 2.3376
North Carolina Progress - NOX Cap Annual v3.1 | 929 | 1838 | Rate Constraint in MTons | FALSE | L | Annual | Qualifying Generation | TWh | 11.4131 | 12.6911 | 11.2065 | 9.4858 | 2.236 | 2.2 | 2.3376
North Carolina Progress - NOX Cap Annual v3.1 | 929 | 1838 | Rate Constraint in MTons | FALSE | L | Annual | Rate | lb/MWh | 0.63426 | 0.52953 | 0.53209 | 0.51538 | 0.37464 | 0.37906 | 0.37321
North Carolina Progress - NOX Cap Annual v3.1 | 929 | 1838 | Rate Constraint in MTons | FALSE | L | Annual | Constraint Shadow Price | US2011$/Ton | 0 | 0 | 0 | 0 | 0 | 0 | 0
North Carolina Progress - SO2 Cap Annual v3.1 | 930 | 1839 | Rate Constraint in MTons | FALSE | L | Annual | Seasons Included | Seasons | Winter, Summer | Winter, Summer | Winter, Summer | Winter, Summer | Winter, Summer | Winter, Summer | Winter, Summer
North Carolina Progress - SO2 Cap Annual v3.1 | 930 | 1839 | Rate Constraint in MTons | FALSE | L | Annual | Standard | Thousand Tons | 50 | 50 | 50 | 50 | 50 | 50 | 50
North Carolina Progress - SO2 Cap Annual v3.1 | 930 | 1839 | Rate Constraint in MTons | FALSE | L | Annual | Standard SO2 | Thousand Tons | 50 | 50 | 50 | 50 | 50 | 50 | 50
North Carolina Progress - SO2 Cap Annual v3.1 | 930 | 1839 | Rate Constraint in MTons | FALSE | L | Annual | Emissions at Affected Plants SO2 | Thousand Tons | 5.34 | 7.1427 | 8.7006 | 6.0999 | 1.2367 | 1.4089 | 1.2915
North Carolina Progress - SO2 Cap Annual v3.1 | 930 | 1839 | Rate Constraint in MTons | FALSE | L | Annual | Allowances Purchased SO2 | Thousand Tons | 0 | 0 | 0 | 0 | 0 | 0 | 0
North Carolina Progress - SO2 Cap Annual v3.1 | 930 | 1839 | Rate Constraint in MTons | FALSE | L | Annual | Allowances Sold SO2 | Thousand Tons | 0 | 0 | 0 | 0 | 0 | 0 | 0
North Carolina Progress - SO2 Cap Annual v3.1 | 930 | 1839 | Rate Constraint in MTons | FALSE | L | Annual | Allowances Banked | Thousand Tons | 0 | 0 | 0 | 0 | 0 | 0 | 0
North Carolina Progress - SO2 Cap Annual v3.1 | 930 | 1839 | Rate Constraint in MTons | FALSE | L | Annual | Allowances Withdrawn (1:1) | Thousand Tons | 0 | 0 | 0 | 0 | 0 | 0 | 0
North Carolina Progress - SO2 Cap Annual v3.1 | 930 | 1839 | Rate Constraint in MTons | FALSE | L | Annual | Allowances Withdrawn (n:1) | Thousand Tons | 0 | 0 | 0 | 0 | 0 | 0 | 0
North Carolina Progress - SO2 Cap Annual v3.1 | 930 | 1839 | Rate Constraint in MTons | FALSE | L | Annual | Net Emissions Allowance Position | Thousand Tons | 5.34 | 7.1427 | 8.7006 | 6.0999 | 1.2367 | 1.4089 | 1.2915
North Carolina Progress - SO2 Cap Annual v3.1 | 930 | 1839 | Rate Constraint in MTons | FALSE | L | Annual | Fuel Consumed | TBtu | 117.4769 | 130.9203 | 115.2459 | 96.1179 | 20.45 | 20.1593 | 21.3557
North Carolina Progress - SO2 Cap Annual v3.1 | 930 | 1839 | Rate Constraint in MTons | FALSE | L | Annual | Rate | lb/MMBtu | 0.090911 | 0.10912 | 0.15099 | 0.12693 | 0.12095 | 0.13977 | 0.12095
North Carolina Progress - SO2 Cap Annual v3.1 | 930 | 1839 | Rate Constraint in MTons | FALSE | L | Annual | Generation | TWh | 11.4131 | 12.6911 | 11.2065 | 9.4858 | 2.236 | 2.2 | 2.3376
North Carolina Progress - SO2 Cap Annual v3.1 | 930 | 1839 | Rate Constraint in MTons | FALSE | L | Annual | Qualifying Generation | TWh | 11.4131 | 12.6911 | 11.2065 | 9.4858 | 2.236 | 2.2 | 2.3376
North Carolina Progress - SO2 Cap Annual v3.1 | 930 | 1839 | Rate Constraint in MTons | FALSE | L | Annual | Rate | lb/MWh | 0.46788 | 0.56282 | 0.77638 | 0.64305 | 0.5531 | 0.64041 | 0.55248
North Carolina Progress - SO2 Cap Annual v3.1 | 930 | 1839 | Rate Constraint in MTons | FALSE | L | Annual | Constraint Shadow Price | US2011$/Ton | 0 | 0 | 0 | 0 | 0 | 0 | 0
NOx Ozone State Level Generation Constraints - AL | 931 | 6540 | Generation Constraint in GWh | FALSE | E | Annual | Seasons Included | Seasons |  | Summer | Summer | Summer | Summer | Summer | Summer
NOx Ozone State Level Generation Constraints - AL | 931 | 6540 | Generation Constraint in GWh | FALSE | E | Annual | Standard | GWh | 0 | 66233.2701 | 63789.708 | 66877.4298 | 63805.0363 | 53854.8397 | 55632.9849
NOx Ozone State Level Generation Constraints - AL | 931 | 6540 | Generation Constraint in GWh | FALSE | E | Annual | Emissions at Affected Plants | GWh | 0 | 66233.2701 | 63789.708 | 66877.4298 | 63805.0363 | 53854.8397 | 55632.9849
NOx Ozone State Level Generation Constraints - AL | 931 | 6540 | Generation Constraint in GWh | FALSE | E | Annual | Allowances Purchased | GWh | 0 | 0 | 0 | 0 | 0 | 0 | 0
NOx Ozone State Level Generation Constraints - AL | 931 | 6540 | Generation Constraint in GWh | FALSE | E | Annual | Allowances Sold | GWh | 0 | 0 | 0 | 0 | 0 | 0 | 0
NOx Ozone State Level Generation Constraints - AL | 931 | 6540 | Generation Constraint in GWh | FALSE | E | Annual | Allowances Banked | GWh | 0 | 0 | 0 | 0 | 0 | 0 | 0
NOx Ozone State Level Generation Constraints - AL | 931 | 6540 | Generation Constraint in GWh | FALSE | E | Annual | Allowances Withdrawn (1:1) | GWh | 0 | 0 | 0 | 0 | 0 | 0 | 0
NOx Ozone State Level Generation Constraints - AL | 931 | 6540 | Generation Constraint in GWh | FALSE | E | Annual | Allowances Withdrawn (n:1) | GWh | 0 | 0 | 0 | 0 | 0 | 0 | 0
NOx Ozone State Level Generation Constraints - AL | 931 | 6540 | Generation Constraint in GWh | FALSE | E | Annual | Net Emissions Allowance Position | GWh | 0 | 66233.2701 | 63789.708 | 66877.4298 | 63805.0363 | 53854.8397 | 55632.9849
NOx Ozone State Level Generation Constraints - AL | 931 | 6540 | Generation Constraint in GWh | FALSE | E | Annual | Fuel Consumed | TBtu | 0 | 581.958 | 551.7323 | 556.1707 | 500.336 | 375.0192 | 370.9757
NOx Ozone State Level Generation Constraints - AL | 931 | 6540 | Generation Constraint in GWh | FALSE | E | Annual | Heat Rate | MMBtu/MWh | 0 | 8.7865 | 8.6492 | 8.3163 | 7.8416 | 6.9635 | 6.6683
NOx Ozone State Level Generation Constraints - AL | 931 | 6540 | Generation Constraint in GWh | FALSE | E | Annual | Generation | TWh | 0 | 66.2333 | 63.7897 | 66.8774 | 63.805 | 53.8548 | 55.633
NOx Ozone State Level Generation Constraints - AL | 931 | 6540 | Generation Constraint in GWh | FALSE | E | Annual | Qualifying Generation | TWh | 0 | 66.2333 | 63.7897 | 66.8774 | 63.805 | 53.8548 | 55.633
NOx Ozone State Level Generation Constraints - AL | 931 | 6540 | Generation Constraint in GWh | FALSE | E | Annual | Rate | lb/MWh | 0 | 0 | 0 | 0 | 0 | 0 | 0
NOx Ozone State Level Generation Constraints - AL | 931 | 6540 | Generation Constraint in GWh | FALSE | E | Annual | Constraint Shadow Price | US2011$/MWh | 0 | 0.48103 | 0.52128 | 0.047659 | 0.47705 | 0.01613 | 0.057797
NOx Ozone State Level Generation Constraints - AR | 932 | 6542 | Generation Constraint in GWh | FALSE | E | Annual | Seasons Included | Seasons |  | Summer | Summer | Summer | Summer | Summer | Summer
NOx Ozone State Level Generation Constraints - AR | 932 | 6542 | Generation Constraint in GWh | FALSE | E | Annual | Standard | GWh | 0 | 27845.9232 | 28398.6974 | 31623.551 | 32593.9328 | 36309.698 | 44670.7529
NOx Ozone State Level Generation Constraints - AR | 932 | 6542 | Generation Constraint in GWh | FALSE | E | Annual | Emissions at Affected Plants | GWh | 0 | 27845.9232 | 28398.6974 | 31623.551 | 32593.9328 | 36309.698 | 44670.7529
NOx Ozone State Level Generation Constraints - AR | 932 | 6542 | Generation Constraint in GWh | FALSE | E | Annual | Allowances Purchased | GWh | 0 | 0 | 0 | 0 | 0 | 0 | 0
NOx Ozone State Level Generation Constraints - AR | 932 | 6542 | Generation Constraint in GWh | FALSE | E | Annual | Allowances Sold | GWh | 0 | 0 | 0 | 0 | 0 | 0 | 0
NOx Ozone State Level Generation Constraints - AR | 932 | 6542 | Generation Constraint in GWh | FALSE | E | Annual | Allowances Banked | GWh | 0 | 0 | 0 | 0 | 0 | 0 | 0
NOx Ozone State Level Generation Constraints - AR | 932 | 6542 | Generation Constraint in GWh | FALSE | E | Annual | Allowances Withdrawn (1:1) | GWh | 0 | 0 | 0 | 0 | 0 | 0 | 0
NOx Ozone State Level Generation Constraints - AR | 932 | 6542 | Generation Constraint in GWh | FALSE | E | Annual | Allowances Withdrawn (n:1) | GWh | 0 | 0 | 0 | 0 | 0 | 0 | 0
NOx Ozone State Level Generation Constraints - AR | 932 | 6542 | Generation Constraint in GWh | FALSE | E | Annual | Net Emissions Allowance Position | GWh | 0 | 27845.9232 | 28398.6974 | 31623.551 | 32593.9328 | 36309.698 | 44670.7529
NOx Ozone State Level Generation Constraints - AR | 932 | 6542 | Generation Constraint in GWh | FALSE | E | Annual | Fuel Consumed | TBtu | 0 | 230.1199 | 235.1836 | 229.6308 | 229.8519 | 187.7849 | 203.8413
NOx Ozone State Level Generation Constraints - AR | 932 | 6542 | Generation Constraint in GWh | FALSE | E | Annual | Heat Rate | MMBtu/MWh | 0 | 8.264 | 8.2815 | 7.2614 | 7.052 | 5.1718 | 4.5632
NOx Ozone State Level Generation Constraints - AR | 932 | 6542 | Generation Constraint in GWh | FALSE | E | Annual | Generation | TWh | 0 | 27.8459 | 28.3987 | 31.6236 | 32.5939 | 36.3097 | 44.6708
NOx Ozone State Level Generation Constraints - AR | 932 | 6542 | Generation Constraint in GWh | FALSE | E | Annual | Qualifying Generation | TWh | 0 | 27.8459 | 28.3987 | 31.6236 | 32.5939 | 36.3097 | 44.6708
NOx Ozone State Level Generation Constraints - AR | 932 | 6542 | Generation Constraint in GWh | FALSE | E | Annual | Rate | lb/MWh | 0 | 0 | 0 | 0 | 0 | 0 | 0
NOx Ozone State Level Generation Constraints - AR | 932 | 6542 | Generation Constraint in GWh | FALSE | E | Annual | Constraint Shadow Price | US2011$/MWh | 0 | 0.13012 | 0.67339 | 0.48324 | 1.7939 | 0.33075 | 0.24488
NOx Ozone State Level Generation Constraints - AZ | 933 | 6541 | Generation Constraint in GWh | FALSE | E | Annual | Seasons Included | Seasons |  | Summer | Summer | Summer | Summer | Summer | Summer
NOx Ozone State Level Generation Constraints - AZ | 933 | 6541 | Generation Constraint in GWh | FALSE | E | Annual | Standard | GWh | 0 | 52125.316 | 54457.8299 | 56613.9825 | 58757.4056 | 57874.2513 | 48588.9869
NOx Ozone State Level Generation Constraints - AZ | 933 | 6541 | Generation Constraint in GWh | FALSE | E | Annual | Emissions at Affected Plants | GWh | 0 | 52125.316 | 54457.8299 | 56613.9825 | 58757.4056 | 57874.2513 | 48588.9869
NOx Ozone State Level Generation Constraints - AZ | 933 | 6541 | Generation Constraint in GWh | FALSE | E | Annual | Allowances Purchased | GWh | 0 | 0 | 0 | 0 | 0 | 0 | 0
NOx Ozone State Level Generation Constraints - AZ | 933 | 6541 | Generation Constraint in GWh | FALSE | E | Annual | Allowances Sold | GWh | 0 | 0 | 0 | 0 | 0 | 0 | 0
NOx Ozone State Level Generation Constraints - AZ | 933 | 6541 | Generation Constraint in GWh | FALSE | E | Annual | Allowances Banked | GWh | 0 | 0 | 0 | 0 | 0 | 0 | 0
NOx Ozone State Level Generation Constraints - AZ | 933 | 6541 | Generation Constraint in GWh | FALSE | E | Annual | Allowances Withdrawn (1:1) | GWh | 0 | 0 | 0 | 0 | 0 | 0 | 0
NOx Ozone State Level Generation Constraints - AZ | 933 | 6541 | Generation Constraint in GWh | FALSE | E | Annual | Allowances Withdrawn (n:1) | GWh | 0 | 0 | 0 | 0 | 0 | 0 | 0
NOx Ozone State Level Generation Constraints - AZ | 933 | 6541 | Generation Constraint in GWh | FALSE | E | Annual | Net Emissions Allowance Position | GWh | 0 | 52125.316 | 54457.8299 | 56613.9825 | 58757.4056 | 57874.2513 | 48588.9869
NOx Ozone State Level Generation Constraints - AZ | 933 | 6541 | Generation Constraint in GWh | FALSE | E | Annual | Fuel Consumed | TBtu | 0 | 440.145 | 453.7754 | 451.3802 | 455.5541 | 379.6099 | 258.0225
NOx Ozone State Level Generation Constraints - AZ | 933 | 6541 | Generation Constraint in GWh | FALSE | E | Annual | Heat Rate | MMBtu/MWh | 0 | 8.444 | 8.3326 | 7.9729 | 7.7531 | 6.5592 | 5.3103
NOx Ozone State Level Generation Constraints - AZ | 933 | 6541 | Generation Constraint in GWh | FALSE | E | Annual | Generation | TWh | 0 | 52.1253 | 54.4578 | 56.614 | 58.7574 | 57.8743 | 48.589
NOx Ozone State Level Generation Constraints - AZ | 933 | 6541 | Generation Constraint in GWh | FALSE | E | Annual | Qualifying Generation | TWh | 0 | 52.1253 | 54.4578 | 56.614 | 58.7574 | 57.8743 | 48.589
NOx Ozone State Level Generation Constraints - AZ | 933 | 6541 | Generation Constraint in GWh | FALSE | E | Annual | Rate | lb/MWh | 0 | 0 | 0 | 0 | 0 | 0 | 0
NOx Ozone State Level Generation Constraints - AZ | 933 | 6541 | Generation Constraint in GWh | FALSE | E | Annual | Constraint Shadow Price | US2011$/MWh | 0 | 0.35725 | 0.044496 | 0.071224 | 0.57304 | 0.13188 | 0.973
NOx Ozone State Level Generation Constraints - CA | 934 | 6543 | Generation Constraint in GWh | FALSE | E | Annual | Seasons Included | Seasons |  | Summer | Summer | Summer | Summer | Summer | Summer
NOx Ozone State Level Generation Constraints - CA | 934 | 6543 | Generation Constraint in GWh | FALSE | E | Annual | Standard | GWh | 0 | 104716.5386 | 109845.3853 | 118678.6511 | 126513.7216 | 143825.4321 | 163463.9656
NOx Ozone State Level Generation Constraints - CA | 934 | 6543 | Generation Constraint in GWh | FALSE | E | Annual | Emissions at Affected Plants | GWh | 0 | 104716.5386 | 109845.3853 | 118678.6511 | 126513.7216 | 143825.4321 | 163463.9656
NOx Ozone State Level Generation Constraints - CA | 934 | 6543 | Generation Constraint in GWh | FALSE | E | Annual | Allowances Purchased | GWh | 0 | 0 | 0 | 0 | 0 | 0 | 0
NOx Ozone State Level Generation Constraints - CA | 934 | 6543 | Generation Constraint in GWh | FALSE | E | Annual | Allowances Sold | GWh | 0 | 0 | 0 | 0 | 0 | 0 | 0
NOx Ozone State Level Generation Constraints - CA | 934 | 6543 | Generation Constraint in GWh | FALSE | E | Annual | Allowances Banked | GWh | 0 | 0 | 0 | 0 | 0 | 0 | 0
NOx Ozone State Level Generation Constraints - CA | 934 | 6543 | Generation Constraint in GWh | FALSE | E | Annual | Allowances Withdrawn (1:1) | GWh | 0 | 0 | 0 | 0 | 0 | 0 | 0
NOx Ozone State Level Generation Constraints - CA | 934 | 6543 | Generation Constraint in GWh | FALSE | E | Annual | Allowances Withdrawn (n:1) | GWh | 0 | 0 | 0 | 0 | 0 | 0 | 0
NOx Ozone State Level Generation Constraints - CA | 934 | 6543 | Generation Constraint in GWh | FALSE | E | Annual | Net Emissions Allowance Position | GWh | 0 | 104716.5386 | 109845.3853 | 118678.6511 | 126513.7216 | 143825.4321 | 163463.9656
NOx Ozone State Level Generation Constraints - CA | 934 | 6543 | Generation Constraint in GWh | FALSE | E | Annual | Fuel Consumed | TBtu | 0 | 530.1892 | 598.5853 | 623.1061 | 621.8359 | 622.5773 | 591.2241
NOx Ozone State Level Generation Constraints - CA | 934 | 6543 | Generation Constraint in GWh | FALSE | E | Annual | Heat Rate | MMBtu/MWh | 0 | 5.0631 | 5.4493 | 5.2504 | 4.9152 | 4.3287 | 3.6168
NOx Ozone State Level Generation Constraints - CA | 934 | 6543 | Generation Constraint in GWh | FALSE | E | Annual | Generation | TWh | 0 | 104.7165 | 109.8454 | 118.6787 | 126.5137 | 143.8254 | 163.464
NOx Ozone State Level Generation Constraints - CA | 934 | 6543 | Generation Constraint in GWh | FALSE | E | Annual | Qualifying Generation | TWh | 0 | 104.7165 | 109.8454 | 118.6787 | 126.5137 | 143.8254 | 163.464
NOx Ozone State Level Generation Constraints - CA | 934 | 6543 | Generation Constraint in GWh | FALSE | E | Annual | Rate | lb/MWh | 0 | 0 | 0 | 0 | 0 | 0 | 0
NOx Ozone State Level Generation Constraints - CA | 934 | 6543 | Generation Constraint in GWh | FALSE | E | Annual | Constraint Shadow Price | US2011$/MWh | 0 | 0.38989 | 0.32915 | 0.12538 | 0.15802 | 0.20323 | 0.49904
NOx Ozone State Level Generation Constraints - CO | 935 | 6544 | Generation Constraint in GWh | FALSE | E | Annual | Seasons Included | Seasons |  | Summer | Summer | Summer | Summer | Summer | Summer
NOx Ozone State Level Generation Constraints - CO | 935 | 6544 | Generation Constraint in GWh | FALSE | E | Annual | Standard | GWh | 0 | 23307.0536 | 24029.9123 | 25748.0409 | 26972.685 | 30999.7842 | 33522.7729
NOx Ozone State Level Generation Constraints - CO | 935 | 6544 | Generation Constraint in GWh | FALSE | E | Annual | Emissions at Affected Plants | GWh | 0 | 23307.0536 | 24029.9123 | 25748.0409 | 26972.685 | 30999.7842 | 33522.7729
NOx Ozone State Level Generation Constraints - CO | 935 | 6544 | Generation Constraint in GWh | FALSE | E | Annual | Allowances Purchased | GWh | 0 | 0 | 0 | 0 | 0 | 0 | 0
NOx Ozone State Level Generation Constraints - CO | 935 | 6544 | Generation Constraint in GWh | FALSE | E | Annual | Allowances Sold | GWh | 0 | 0 | 0 | 0 | 0 | 0 | 0
NOx Ozone State Level Generation Constraints - CO | 935 | 6544 | Generation Constraint in GWh | FALSE | E | Annual | Allowances Banked | GWh | 0 | 0 | 0 | 0 | 0 | 0 | 0
NOx Ozone State Level Generation Constraints - CO | 935 | 6544 | Generation Constraint in GWh | FALSE | E | Annual | Allowances Withdrawn (1:1) | GWh | 0 | 0 | 0 | 0 | 0 | 0 | 0
NOx Ozone State Level Generation Constraints - CO | 935 | 6544 | Generation Constraint in GWh | FALSE | E | Annual | Allowances Withdrawn (n:1) | GWh | 0 | 0 | 0 | 0 | 0 | 0 | 0
NOx Ozone State Level Generation Constraints - CO | 935 | 6544 | Generation Constraint in GWh | FALSE | E | Annual | Net Emissions Allowance Position | GWh | 0 | 23307.0536 | 24029.9123 | 25748.0409 | 26972.685 | 30999.7842 | 33522.7729
NOx Ozone State Level Generation Constraints - CO | 935 | 6544 | Generation Constraint in GWh | FALSE | E | Annual | Fuel Consumed | TBtu | 0 | 172.5589 | 177.1757 | 177.1954 | 170.0571 | 169.0857 | 179.654
NOx Ozone State Level Generation Constraints - CO | 935 | 6544 | Generation Constraint in GWh | FALSE | E | Annual | Heat Rate | MMBtu/MWh | 0 | 7.4037 | 7.3731 | 6.8819 | 6.3048 | 5.4544 | 5.3592
NOx Ozone State Level Generation Constraints - CO | 935 | 6544 | Generation Constraint in GWh | FALSE | E | Annual | Generation | TWh | 0 | 23.3071 | 24.0299 | 25.748 | 26.9727 | 30.9998 | 33.5228
NOx Ozone State Level Generation Constraints - CO | 935 | 6544 | Generation Constraint in GWh | FALSE | E | Annual | Qualifying Generation | TWh | 0 | 23.3071 | 24.0299 | 25.748 | 26.9727 | 30.9998 | 33.5228
NOx Ozone State Level Generation Constraints - CO | 935 | 6544 | Generation Constraint in GWh | FALSE | E | Annual | Rate | lb/MWh | 0 | 0 | 0 | 0 | 0 | 0 | 0
NOx Ozone State Level Generation Constraints - CO | 935 | 6544 | Generation Constraint in GWh | FALSE | E | Annual | Constraint Shadow Price | US2011$/MWh | 0 | 0.94418 | 1.7307 | 0.88331 | 0.31764 | 1.251 | 1.0176
NOx Ozone State Level Generation Constraints - CT | 936 | 6545 | Generation Constraint in GWh | FALSE | E | Annual | Seasons Included | Seasons |  | Summer | Summer | Summer | Summer | Summer | Summer
NOx Ozone State Level Generation Constraints - CT | 936 | 6545 | Generation Constraint in GWh | FALSE | E | Annual | Standard | GWh | 0 | 15852.1365 | 15532.7068 | 15510.1513 | 15298.8878 | 15164.7335 | 15529.2712
NOx Ozone State Level Generation Constraints - CT | 936 | 6545 | Generation Constraint in GWh | FALSE | E | Annual | Emissions at Affected Plants | GWh | 0 | 15852.1365 | 15532.7068 | 15510.1513 | 15298.8878 | 15164.7335 | 15529.2712
NOx Ozone State Level Generation Constraints - CT | 936 | 6545 | Generation Constraint in GWh | FALSE | E | Annual | Allowances Purchased | GWh | 0 | 0 | 0 | 0 | 0 | 0 | 0
NOx Ozone State Level Generation Constraints - CT | 936 | 6545 | Generation Constraint in GWh | FALSE | E | Annual | Allowances Sold | GWh | 0 | 0 | 0 | 0 | 0 | 0 | 0
NOx Ozone State Level Generation Constraints - CT | 936 | 6545 | Generation Constraint in GWh | FALSE | E | Annual | Allowances Banked | GWh | 0 | 0 | 0 | 0 | 0 | 0 | 0
NOx Ozone State Level Generation Constraints - CT | 936 | 6545 | Generation Constraint in GWh | FALSE | E | Annual | Allowances Withdrawn (1:1) | GWh | 0 | 0 | 0 | 0 | 0 | 0 | 0
NOx Ozone State Level Generation Constraints - CT | 936 | 6545 | Generation Constraint in GWh | FALSE | E | Annual | Allowances Withdrawn (n:1) | GWh | 0 | 0 | 0 | 0 | 0 | 0 | 0
NOx Ozone State Level Generation Constraints - CT | 936 | 6545 | Generation Constraint in GWh | FALSE | E | Annual | Net Emissions Allowance Position | GWh | 0 | 15852.1365 | 15532.7068 | 15510.1513 | 15298.8878 | 15164.7335 | 15529.2712
NOx Ozone State Level Generation Constraints - CT | 936 | 6545 | Generation Constraint in GWh | FALSE | E | Annual | Fuel Consumed | TBtu | 0 | 140.8829 | 137.3824 | 131.55 | 126.701 | 114.7816 | 99.6341
NOx Ozone State Level Generation Constraints - CT | 936 | 6545 | Generation Constraint in GWh | FALSE | E | Annual | Heat Rate | MMBtu/MWh | 0 | 8.8873 | 8.8447 | 8.4815 | 8.2817 | 7.569 | 6.4159
NOx Ozone State Level Generation Constraints - CT | 936 | 6545 | Generation Constraint in GWh | FALSE | E | Annual | Generation | TWh | 0 | 15.8521 | 15.5327 | 15.5102 | 15.2989 | 15.1647 | 15.5293
NOx Ozone State Level Generation Constraints - CT | 936 | 6545 | Generation Constraint in GWh | FALSE | E | Annual | Qualifying Generation | TWh | 0 | 15.8521 | 15.5327 | 15.5102 | 15.2989 | 15.1647 | 15.5293
NOx Ozone State Level Generation Constraints - CT | 936 | 6545 | Generation Constraint in GWh | FALSE | E | Annual | Rate | lb/MWh | 0 | 0 | 0 | 0 | 0 | 0 | 0
NOx Ozone State Level Generation Constraints - CT | 936 | 6545 | Generation Constraint in GWh | FALSE | E | Annual | Constraint Shadow Price | US2011$/MWh | 0 | 0.11707 | 0.28973 | 0.1743 | 0.095378 | 0.0053309 | 0.1736
NOx Ozone State Level Generation Constraints - DC | 937 | 6547 | Generation Constraint in GWh | FALSE | E | Annual | Seasons Included | Seasons |  | Summer | Summer | Summer | Summer | Summer | Summer
NOx Ozone State Level Generation Constraints - DC | 937 | 6547 | Generation Constraint in GWh | FALSE | E | Annual | Standard | GWh | 0 | 50.7617 | 77.6701 | 319.9882 | 505.3071 | 589.3761 | 605.0796
NOx Ozone State Level Generation Constraints - DC | 937 | 6547 | Generation Constraint in GWh | FALSE | E | Annual | Emissions at Affected Plants | GWh | 0 | 50.7617 | 77.6701 | 319.9882 | 505.3071 | 589.3761 | 605.0796
NOx Ozone State Level Generation Constraints - DC | 937 | 6547 | Generation Constraint in GWh | FALSE | E | Annual | Allowances Purchased | GWh | 0 | 0 | 0 | 0 | 0 | 0 | 0
NOx Ozone State Level Generation Constraints - DC | 937 | 6547 | Generation Constraint in GWh | FALSE | E | Annual | Allowances Sold | GWh | 0 | 0 | 0 | 0 | 0 | 0 | 0
NOx Ozone State Level Generation Constraints - DC | 937 | 6547 | Generation Constraint in GWh | FALSE | E | Annual | Allowances Banked | GWh | 0 | 0 | 0 | 0 | 0 | 0 | 0
NOx Ozone State Level Generation Constraints - DC | 937 | 6547 | Generation Constraint in GWh | FALSE | E | Annual | Allowances Withdrawn (1:1) | GWh | 0 | 0 | 0 | 0 | 0 | 0 | 0
NOx Ozone State Level Generation Constraints - DC | 937 | 6547 | Generation Constraint in GWh | FALSE | E | Annual | Allowances Withdrawn (n:1) | GWh | 0 | 0 | 0 | 0 | 0 | 0 | 0
NOx Ozone State Level Generation Constraints - DC | 937 | 6547 | Generation Constraint in GWh | FALSE | E | Annual | Net Emissions Allowance Position | GWh | 0 | 50.7617 | 77.6701 | 319.9882 | 505.3071 | 589.3761 | 605.0796
NOx Ozone State Level Generation Constraints - DC | 937 | 6547 | Generation Constraint in GWh | FALSE | E | Annual | Fuel Consumed | TBtu | 0 | 0.69172 | 0.69609 | 0.69293 | 0.69371 | 0.70085 | 0.70217
NOx Ozone State Level Generation Constraints - DC | 937 | 6547 | Generation Constraint in GWh | FALSE | E | Annual | Heat Rate | MMBtu/MWh | 0 | 13.6268 | 8.9621 | 2.1655 | 1.3728 | 1.1891 | 1.1605
NOx Ozone State Level Generation Constraints - DC | 937 | 6547 | Generation Constraint in GWh | FALSE | E | Annual | Generation | TWh | 0 | 0.050762 | 0.07767 | 0.31999 | 0.50531 | 0.58938 | 0.60508
NOx Ozone State Level Generation Constraints - DC | 937 | 6547 | Generation Constraint in GWh | FALSE | E | Annual | Qualifying Generation | TWh | 0 | 0.050762 | 0.07767 | 0.31999 | 0.50531 | 0.58938 | 0.60508
NOx Ozone State Level Generation Constraints - DC | 937 | 6547 | Generation Constraint in GWh | FALSE | E | Annual | Rate | lb/MWh | 0 | 0 | 0 | 0 | 0 | 0 | 0
NOx Ozone State Level Generation Constraints - DC | 937 | 6547 | Generation Constraint in GWh | FALSE | E | Annual | Constraint Shadow Price | US2011$/MWh | 0 | 33.1838 | 6.7016 | 32.8409 | 41.6245 | 5.6327 | 40.169
NOx Ozone State Level Generation Constraints - DE | 938 | 6546 | Generation Constraint in GWh | FALSE | E | Annual | Seasons Included | Seasons |  | Summer | Summer | Summer | Summer | Summer | Summer
NOx Ozone State Level Generation Constraints - DE | 938 | 6546 | Generation Constraint in GWh | FALSE | E | Annual | Standard | GWh | 0 | 3018.5496 | 3004.4091 | 3173.4974 | 2274.9973 | 4387.3162 | 6160.7856
NOx Ozone State Level Generation Constraints - DE | 938 | 6546 | Generation Constraint in GWh | FALSE | E | Annual | Emissions at Affected Plants | GWh | 0 | 3018.5496 | 3004.4091 | 3173.4974 | 2274.9973 | 4387.3162 | 6160.7856
NOx Ozone State Level Generation Constraints - DE | 938 | 6546 | Generation Constraint in GWh | FALSE | E | Annual | Allowances Purchased | GWh | 0 | 0 | 0 | 0 | 0 | 0 | 0
NOx Ozone State Level Generation Constraints - DE | 938 | 6546 | Generation Constraint in GWh | FALSE | E | Annual | Allowances Sold | GWh | 0 | 0 | 0 | 0 | 0 | 0 | 0
NOx Ozone State Level Generation Constraints - DE | 938 | 6546 | Generation Constraint in GWh | FALSE | E | Annual | Allowances Banked | GWh | 0 | 0 | 0 | 0 | 0 | 0 | 0
NOx Ozone State Level Generation Constraints - DE | 938 | 6546 | Generation Constraint in GWh | FALSE | E | Annual | Allowances Withdrawn (1:1) | GWh | 0 | 0 | 0 | 0 | 0 | 0 | 0
NOx Ozone State Level Generation Constraints - DE | 938 | 6546 | Generation Constraint in GWh | FALSE | E | Annual | Allowances Withdrawn (n:1) | GWh | 0 | 0 | 0 | 0 | 0 | 0 | 0
NOx Ozone State Level Generation Constraints - DE | 938 | 6546 | Generation Constraint in GWh | FALSE | E | Annual | Net Emissions Allowance Position | GWh | 0 | 3018.5496 | 3004.4091 | 3173.4974 | 2274.9973 | 4387.3162 | 6160.7856
NOx Ozone State Level Generation Constraints - DE | 938 | 6546 | Generation Constraint in GWh | FALSE | E | Annual | Fuel Consumed | TBtu | 0 | 23.0718 | 22.9154 | 22.9154 | 13.4009 | 28.2788 | 39.5315
NOx Ozone State Level Generation Constraints - DE | 938 | 6546 | Generation Constraint in GWh | FALSE | E | Annual | Heat Rate | MMBtu/MWh | 0 | 7.6434 | 7.6273 | 7.2209 | 5.8905 | 6.4456 | 6.4166
NOx Ozone State Level Generation Constraints - DE | 938 | 6546 | Generation Constraint in GWh | FALSE | E | Annual | Generation | TWh | 0 | 3.0185 | 3.0044 | 3.1735 | 2.275 | 4.3873 | 6.1608
NOx Ozone State Level Generation Constraints - DE | 938 | 6546 | Generation Constraint in GWh | FALSE | E | Annual | Qualifying Generation | TWh | 0 | 3.0185 | 3.0044 | 3.1735 | 2.275 | 4.3873 | 6.1608
NOx Ozone State Level Generation Constraints - DE | 938 | 6546 | Generation Constraint in GWh | FALSE | E | Annual | Rate | lb/MWh | 0 | 0 | 0 | 0 | 0 | 0 | 0
NOx Ozone State Level Generation Constraints - DE | 938 | 6546 | Generation Constraint in GWh | FALSE | E | Annual | Constraint Shadow Price | US2011$/MWh | 0 | 0.31758 | 0.012987 | 0.16761 | 0.83295 | 1.1986 | 0.027835
NOx Ozone State Level Generation Constraints - FL | 939 | 6548 | Generation Constraint in GWh | FALSE | E | Annual | Seasons Included | Seasons |  | Summer | Summer | Summer | Summer | Summer | Summer
NOx Ozone State Level Generation Constraints - FL | 939 | 6548 | Generation Constraint in GWh | FALSE | E | Annual | Standard | GWh | 0 | 113431.8015 | 115317.603 | 119621.0791 | 130320.9066 | 164895.7058 | 179089.2901
NOx Ozone State Level Generation Constraints - FL | 939 | 6548 | Generation Constraint in GWh | FALSE | E | Annual | Emissions at Affected Plants | GWh | 0 | 113431.8015 | 115317.603 | 119621.0791 | 130320.9066 | 164895.7058 | 179089.2901
NOx Ozone State Level Generation Constraints - FL | 939 | 6548 | Generation Constraint in GWh | FALSE | E | Annual | Allowances Purchased | GWh | 0 | 0 | 0 | 0 | 0 | 0 | 0
NOx Ozone State Level Generation Constraints - FL | 939 | 6548 | Generation Constraint in GWh | FALSE | E | Annual | Allowances Sold | GWh | 0 | 0 | 0 | 0 | 0 | 0 | 0
NOx Ozone State Level Generation Constraints - FL | 939 | 6548 | Generation Constraint in GWh | FALSE | E | Annual | Allowances Banked | GWh | 0 | 0 | 0 | 0 | 0 | 0 | 0
NOx Ozone State Level Generation Constraints - FL | 939 | 6548 | Generation Constraint in GWh | FALSE | E | Annual | Allowances Withdrawn (1:1) | GWh | 0 | 0 | 0 | 0 | 0 | 0 | 0
NOx Ozone State Level Generation Constraints - FL | 939 | 6548 | Generation Constraint in GWh | FALSE | E | Annual | Allowances Withdrawn (n:1) | GWh | 0 | 0 | 0 | 0 | 0 | 0 | 0
NOx Ozone State Level Generation Constraints - FL | 939 | 6548 | Generation Constraint in GWh | FALSE | E | Annual | Net Emissions Allowance Position | GWh | 0 | 113431.8015 | 115317.603 | 119621.0791 | 130320.9066 | 164895.7058 | 179089.2901
NOx Ozone State Level Generation Constraints - FL | 939 | 6548 | Generation Constraint in GWh | FALSE | E | Annual | Fuel Consumed | TBtu | 0 | 951.4427 | 969.8947 | 951.2165 | 957.3409 | 895.8326 | 855.4464
NOx Ozone State Level Generation Constraints - FL | 939 | 6548 | Generation Constraint in GWh | FALSE | E | Annual | Heat Rate | MMBtu/MWh | 0 | 8.3878 | 8.4106 | 7.9519 | 7.346 | 5.4327 | 4.7766
NOx Ozone State Level Generation Constraints - FL | 939 | 6548 | Generation Constraint in GWh | FALSE | E | Annual | Generation | TWh | 0 | 113.4318 | 115.3176 | 119.6211 | 130.3209 | 164.8957 | 179.0893
NOx Ozone State Level Generation Constraints - FL | 939 | 6548 | Generation Constraint in GWh | FALSE | E | Annual | Qualifying Generation | TWh | 0 | 113.4318 | 115.3176 | 119.6211 | 130.3209 | 164.8957 | 179.0893
NOx Ozone State Level Generation Constraints - FL | 939 | 6548 | Generation Constraint in GWh | FALSE | E | Annual | Rate | lb/MWh | 0 | 0 | 0 | 0 | 0 | 0 | 0
NOx Ozone State Level Generation Constraints - FL | 939 | 6548 | Generation Constraint in GWh | FALSE | E | Annual | Constraint Shadow Price | US2011$/MWh | 0 | 0.5786 | 0.32176 | 0.19556 | 0.19998 | 0.44437 | 0.44794
NOx Ozone State Level Generation Constraints - GA | 940 | 6549 | Generation Constraint in GWh | FALSE | E | Annual | Seasons Included | Seasons |  | Summer | Summer | Summer | Summer | Summer | Summer
NOx Ozone State Level Generation Constraints - GA | 940 | 6549 | Generation Constraint in GWh | FALSE | E | Annual | Standard | GWh | 0 | 61677.8742 | 66058.8512 | 72098.7152 | 72133.4807 | 64064.2337 | 77688.5421
NOx Ozone State Level Generation Constraints - GA | 940 | 6549 | Generation Constraint in GWh | FALSE | E | Annual | Emissions at Affected Plants | GWh | 0 | 61677.8742 | 66058.8512 | 72098.7152 | 72133.4807 | 64064.2337 | 77688.5421
NOx Ozone State Level Generation Constraints - GA | 940 | 6549 | Generation Constraint in GWh | FALSE | E | Annual | Allowances Purchased | GWh | 0 | 0 | 0 | 0 | 0 | 0 | 0
NOx Ozone State Level Generation Constraints - GA | 940 | 6549 | Generation Constraint in GWh | FALSE | E | Annual | Allowances Sold | GWh | 0 | 0 | 0 | 0 | 0 | 0 | 0
NOx Ozone State Level Generation Constraints - GA | 940 | 6549 | Generation Constraint in GWh | FALSE | E | Annual | Allowances Banked | GWh | 0 | 0 | 0 | 0 | 0 | 0 | 0
NOx Ozone State Level Generation Constraints - GA | 940 | 6549 | Generation Constraint in GWh | FALSE | E | Annual | Allowances Withdrawn (1:1) | GWh | 0 | 0 | 0 | 0 | 0 | 0 | 0
NOx Ozone State Level Generation Constraints - GA | 940 | 6549 | Generation Constraint in GWh | FALSE | E | Annual | Allowances Withdrawn (n:1) | GWh | 0 | 0 | 0 | 0 | 0 | 0 | 0
NOx Ozone State Level Generation Constraints - GA | 940 | 6549 | Generation Constraint in GWh | FALSE | E | Annual | Net Emissions Allowance Position | GWh | 0 | 61677.8742 | 66058.8512 | 72098.7152 | 72133.4807 | 64064.2337 | 77688.5421
NOx Ozone State Level Generation Constraints - GA | 940 | 6549 | Generation Constraint in GWh | FALSE | E | Annual | Fuel Consumed | TBtu | 0 | 527.9336 | 575.4384 | 606.6417 | 575.1402 | 476.5947 | 452.0601
NOx Ozone State Level Generation Constraints - GA | 940 | 6549 | Generation Constraint in GWh | FALSE | E | Annual | Heat Rate | MMBtu/MWh | 0 | 8.5595 | 8.711 | 8.414 | 7.9733 | 7.4393 | 5.8189
NOx Ozone State Level Generation Constraints - GA | 940 | 6549 | Generation Constraint in GWh | FALSE | E | Annual | Generation | TWh | 0 | 61.6779 | 66.0589 | 72.0987 | 72.1335 | 64.0642 | 77.6885
NOx Ozone State Level Generation Constraints - GA | 940 | 6549 | Generation Constraint in GWh | FALSE | E | Annual | Qualifying Generation | TWh | 0 | 61.6779 | 66.0589 | 72.0987 | 72.1335 | 64.0642 | 77.6885
NOx Ozone State Level Generation Constraints - GA | 940 | 6549 | Generation Constraint in GWh | FALSE | E | Annual | Rate | lb/MWh | 0 | 0 | 0 | 0 | 0 | 0 | 0
NOx Ozone State Level Generation Constraints - GA | 940 | 6549 | Generation Constraint in GWh | FALSE | E | Annual | Constraint Shadow Price | US2011$/MWh | 0 | 0.49768 | 0.50989 | 0.33845 | 0.3915 | 0.083269 | 0.064193
NOx Ozone State Level Generation Constraints - IA | 941 | 6553 | Generation Constraint in GWh | FALSE | E | Annual | Seasons Included | Seasons |  | Summer | Summer | Summer | Summer | Summer | Summer
NOx Ozone State Level Generation Constraints - IA | 941 | 6553 | Generation Constraint in GWh | FALSE | E | Annual | Standard | GWh | 0 | 24729.8482 | 25881.0178 | 27089.9888 | 28474.6962 | 27874.7299 | 28322.7718
NOx Ozone State Level Generation Constraints - IA | 941 | 6553 | Generation Constraint in GWh | FALSE | E | Annual | Emissions at Affected Plants | GWh | 0 | 24729.8482 | 25881.0178 | 27089.9888 | 28474.6962 | 27874.7299 | 28322.7718
NOx Ozone State Level Generation Constraints - IA | 941 | 6553 | Generation Constraint in GWh | FALSE | E | Annual | Allowances Purchased | GWh | 0 | 0 | 0 | 0 | 0 | 0 | 0
NOx Ozone State Level Generation Constraints - IA | 941 | 6553 | Generation Constraint in GWh | FALSE | E | Annual | Allowances Sold | GWh | 0 | 0 | 0 | 0 | 0 | 0 | 0
NOx Ozone State Level Generation Constraints - IA | 941 | 6553 | Generation Constraint in GWh | FALSE | E | Annual | Allowances Banked | GWh | 0 | 0 | 0 | 0 | 0 | 0 | 0
NOx Ozone State Level Generation Constraints - IA | 941 | 6553 | Generation Constraint in GWh | FALSE | E | Annual | Allowances Withdrawn (1:1) | GWh | 0 | 0 | 0 | 0 | 0 | 0 | 0
NOx Ozone State Level Generation Constraints - IA | 941 | 6553 | Generation Constraint in GWh | FALSE | E | Annual | Allowances Withdrawn (n:1) | GWh | 0 | 0 | 0 | 0 | 0 | 0 | 0
NOx Ozone State Level Generation Constraints - IA | 941 | 6553 | Generation Constraint in GWh | FALSE | E | Annual | Net Emissions Allowance Position | GWh | 0 | 24729.8482 | 25881.0178 | 27089.9888 | 28474.6962 | 27874.7299 | 28322.7718
NOx Ozone State Level Generation Constraints - IA | 941 | 6553 | Generation Constraint in GWh | FALSE | E | Annual | Fuel Consumed | TBtu | 0 | 160.4534 | 155.7984 | 153.4743 | 155.6941 | 141.7099 | 140.6221
NOx Ozone State Level Generation Constraints - IA | 941 | 6553 | Generation Constraint in GWh | FALSE | E | Annual | Heat Rate | MMBtu/MWh | 0 | 6.4882 | 6.0198 | 5.6654 | 5.4678 | 5.0838 | 4.965
NOx Ozone State Level Generation Constraints - IA | 941 | 6553 | Generation Constraint in GWh | FALSE | E | Annual | Generation | TWh | 0 | 24.7298 | 25.881 | 27.09 | 28.4747 | 27.8747 | 28.3228
NOx Ozone State Level Generation Constraints - IA | 941 | 6553 | Generation Constraint in GWh | FALSE | E | Annual | Qualifying Generation | TWh | 0 | 24.7298 | 25.881 | 27.09 | 28.4747 | 27.8747 | 28.3228
NOx Ozone State Level Generation Constraints - IA | 941 | 6553 | Generation Constraint in GWh | FALSE | E | Annual | Rate | lb/MWh | 0 | 0 | 0 | 0 | 0 | 0 | 0
NOx Ozone State Level Generation Constraints - IA | 941 | 6553 | Generation Constraint in GWh | FALSE | E | Annual | Constraint Shadow Price | US2011$/MWh | 0 | 0.057414 | 0.79655 | 0.71849 | 0.56194 | 0.316 | 0.13649
NOx Ozone State Level Generation Constraints - ID | 942 | 6550 | Generation Constraint in GWh | FALSE | E | Annual | Seasons Included | Seasons |  | Summer | Summer | Summer | Summer | Summer | Summer
NOx Ozone State Level Generation Constraints - ID | 942 | 6550 | Generation Constraint in GWh | FALSE | E | Annual | Standard | GWh | 0 | 7130.9275 | 6925.562 | 7477.2692 | 7905.0987 | 8130.9029 | 9904.4216
NOx Ozone State Level Generation Constraints - ID | 942 | 6550 | Generation Constraint in GWh | FALSE | E | Annual | Emissions at Affected Plants | GWh | 0 | 7130.9275 | 6925.562 | 7477.2692 | 7905.0987 | 8130.9029 | 9904.4216
NOx Ozone State Level Generation Constraints - ID | 942 | 6550 | Generation Constraint in GWh | FALSE | E | Annual | Allowances Purchased | GWh | 0 | 0 | 0 | 0 | 0 | 0 | 0
NOx Ozone State Level Generation Constraints - ID | 942 | 6550 | Generation Constraint in GWh | FALSE | E | Annual | Allowances Sold | GWh | 0 | 0 | 0 | 0 | 0 | 0 | 0
NOx Ozone State Level Generation Constraints - ID | 942 | 6550 | Generation Constraint in GWh | FALSE | E | Annual | Allowances Banked | GWh | 0 | 0 | 0 | 0 | 0 | 0 | 0
NOx Ozone State Level Generation Constraints - ID | 942 | 6550 | Generation Constraint in GWh | FALSE | E | Annual | Allowances Withdrawn (1:1) | GWh | 0 | 0 | 0 | 0 | 0 | 0 | 0
NOx Ozone State Level Generation Constraints - ID | 942 | 6550 | Generation Constraint in GWh | FALSE | E | Annual | Allowances Withdrawn (n:1) | GWh | 0 | 0 | 0 | 0 | 0 | 0 | 0
NOx Ozone State Level Generation Constraints - ID | 942 | 6550 | Generation Constraint in GWh | FALSE | E | Annual | Net Emissions Allowance Position | GWh | 0 | 7130.9275 | 6925.562 | 7477.2692 | 7905.0987 | 8130.9029 | 9904.4216
NOx Ozone State Level Generation Constraints - ID | 942 | 6550 | Generation Constraint in GWh | FALSE | E | Annual | Fuel Consumed | TBtu | 0 | 6.5071 | 4.7377 | 4.5344 | 4.7467 | 4.6653 | 10.5232
NOx Ozone State Level Generation Constraints - ID | 942 | 6550 | Generation Constraint in GWh | FALSE | E | Annual | Heat Rate | MMBtu/MWh | 0 | 0.91251 | 0.68409 | 0.60642 | 0.60047 | 0.57378 | 1.0625
NOx Ozone State Level Generation Constraints - ID | 942 | 6550 | Generation Constraint in GWh | FALSE | E | Annual | Generation | TWh | 0 | 7.1309 | 6.9256 | 7.4773 | 7.9051 | 8.1309 | 9.9044
NOx Ozone State Level Generation Constraints - ID | 942 | 6550 | Generation Constraint in GWh | FALSE | E | Annual | Qualifying Generation | TWh | 0 | 7.1309 | 6.9256 | 7.4773 | 7.9051 | 8.1309 | 9.9044
NOx Ozone State Level Generation Constraints - ID | 942 | 6550 | Generation Constraint in GWh | FALSE | E | Annual | Rate | lb/MWh | 0 | 0 | 0 | 0 | 0 | 0 | 0
NOx Ozone State Level Generation Constraints - ID | 942 | 6550 | Generation Constraint in GWh | FALSE | E | Annual | Constraint Shadow Price | US2011$/MWh | 0 | 0.54986 | 0.66261 | 1.1459 | 1.2418 | 0.086259 | 0.63683
NOx Ozone State Level Generation Constraints - IL | 943 | 6551 | Generation Constraint in GWh | FALSE | E | Annual | Seasons Included | Seasons |  | Summer | Summer | Summer | Summer | Summer | Summer
NOx Ozone State Level Generation Constraints - IL | 943 | 6551 | Generation Constraint in GWh | FALSE | E | Annual | Standard | GWh | 0 | 79190.4321 | 80846.9603 | 82911.2428 | 83230.64 | 74504.8376 | 64867.8014
NOx Ozone State Level Generation Constraints - IL | 943 | 6551 | Generation Constraint in GWh | FALSE | E | Annual | Emissions at Affected Plants | GWh | 0 | 79190.4321 | 80846.9603 | 82911.2428 | 83230.64 | 74504.8376 | 64867.8014
NOx Ozone State Level Generation Constraints - IL | 943 | 6551 | Generation Constraint in GWh | FALSE | E | Annual | Allowances Purchased | GWh | 0 | 0 | 0 | 0 | 0 | 0 | 0
NOx Ozone State Level Generation Constraints - IL | 943 | 6551 | Generation Constraint in GWh | FALSE | E | Annual | Allowances Sold | GWh | 0 | 0 | 0 | 0 | 0 | 0 | 0
NOx Ozone State Level Generation Constraints - IL | 943 | 6551 | Generation Constraint in GWh | FALSE | E | Annual | Allowances Banked | GWh | 0 | 0 | 0 | 0 | 0 | 0 | 0
NOx Ozone State Level Generation Constraints - IL | 943 | 6551 | Generation Constraint in GWh | FALSE | E | Annual | Allowances Withdrawn (1:1) | GWh | 0 | 0 | 0 | 0 | 0 | 0 | 0
NOx Ozone State Level Generation Constraints - IL | 943 | 6551 | Generation Constraint in GWh | FALSE | E | Annual | Allowances Withdrawn (n:1) | GWh | 0 | 0 | 0 | 0 | 0 | 0 | 0
NOx Ozone State Level Generation Constraints - IL | 943 | 6551 | Generation Constraint in GWh | FALSE | E | Annual | Net Emissions Allowance Position | GWh | 0 | 79190.4321 | 80846.9603 | 82911.2428 | 83230.64 | 74504.8376 | 64867.8014
NOx Ozone State Level Generation Constraints - IL | 943 | 6551 | Generation Constraint in GWh | FALSE | E | Annual | Fuel Consumed | TBtu | 0 | 753.1559 | 744.0844 | 714.9112 | 688.2109 | 592.7853 | 405.6323
NOx Ozone State Level Generation Constraints - IL | 943 | 6551 | Generation Constraint in GWh | FALSE | E | Annual | Heat Rate | MMBtu/MWh | 0 | 9.5107 | 9.2036 | 8.6226 | 8.2687 | 7.9563 | 6.2532
NOx Ozone State Level Generation Constraints - IL | 943 | 6551 | Generation Constraint in GWh | FALSE | E | Annual | Generation | TWh | 0 | 79.1904 | 80.847 | 82.9112 | 83.2306 | 74.5048 | 64.8678
NOx Ozone State Level Generation Constraints - IL | 943 | 6551 | Generation Constraint in GWh | FALSE | E | Annual | Qualifying Generation | TWh | 0 | 79.1904 | 80.847 | 82.9112 | 83.2306 | 74.5048 | 64.8678
NOx Ozone State Level Generation Constraints - IL | 943 | 6551 | Generation Constraint in GWh | FALSE | E | Annual | Rate | lb/MWh | 0 | 0 | 0 | 0 | 0 | 0 | 0
NOx Ozone State Level Generation Constraints - IL | 943 | 6551 | Generation Constraint in GWh | FALSE | E | Annual | Constraint Shadow Price | US2011$/MWh | 0 | 0.24842 | 0.79932 | 0.091626 | 0.29497 | 0.47535 | 0.097025
NOx Ozone State Level Generation Constraints - IN | 944 | 6552 | Generation Constraint in GWh | FALSE | E | Annual | Seasons Included | Seasons |  | Summer | Summer | Summer | Summer | Summer | Summer
NOx Ozone State Level Generation Constraints - IN | 944 | 6552 | Generation Constraint in GWh | FALSE | E | Annual | Standard | GWh | 0 | 50835.1324 | 51625.4284 | 53012.2801 | 51854.0612 | 55685.2561 | 59403.0561
NOx Ozone State Level Generation Constraints - IN | 944 | 6552 | Generation Constraint in GWh | FALSE | E | Annual | Emissions at Affected Plants | GWh | 0 | 50835.1324 | 51625.4284 | 53012.2801 | 51854.0612 | 55685.2561 | 59403.0561
NOx Ozone State Level Generation Constraints - IN | 944 | 6552 | Generation Constraint in GWh | FALSE | E | Annual | Allowances Purchased | GWh | 0 | 0 | 0 | 0 | 0 | 0 | 0
NOx Ozone State Level Generation Constraints - IN | 944 | 6552 | Generation Constraint in GWh | FALSE | E | Annual | Allowances Sold | GWh | 0 | 0 | 0 | 0 | 0 | 0 | 0
NOx Ozone State Level Generation Constraints - IN | 944 | 6552 | Generation Constraint in GWh | FALSE | E | Annual | Allowances Banked | GWh | 0 | 0 | 0 | 0 | 0 | 0 | 0
NOx Ozone State Level Generation Constraints - IN | 944 | 6552 | Generation Constraint in GWh | FALSE | E | Annual | Allowances Withdrawn (1:1) | GWh | 0 | 0 | 0 | 0 | 0 | 0 | 0
NOx Ozone State Level Generation Constraints - IN | 944 | 6552 | Generation Constraint in GWh | FALSE | E | Annual | Allowances Withdrawn (n:1) | GWh | 0 | 0 | 0 | 0 | 0 | 0 | 0
NOx Ozone State Level Generation Constraints - IN | 944 | 6552 | Generation Constraint in GWh | FALSE | E | Annual | Net Emissions Allowance Position | GWh | 0 | 50835.1324 | 51625.4284 | 53012.2801 | 51854.0612 | 55685.2561 | 59403.0561
NOx Ozone State Level Generation Constraints - IN | 944 | 6552 | Generation Constraint in GWh | FALSE | E | Annual | Fuel Consumed | TBtu | 0 | 473.2821 | 478.6414 | 455.2849 | 423.2547 | 444.686 | 465.3899
NOx Ozone State Level Generation Constraints - IN | 944 | 6552 | Generation Constraint in GWh | FALSE | E | Annual | Heat Rate | MMBtu/MWh | 0 | 9.3101 | 9.2714 | 8.5883 | 8.1624 | 7.9857 | 7.8344
NOx Ozone State Level Generation Constraints - IN | 944 | 6552 | Generation Constraint in GWh | FALSE | E | Annual | Generation | TWh | 0 | 50.8351 | 51.6254 | 53.0123 | 51.8541 | 55.6853 | 59.4031
NOx Ozone State Level Generation Constraints - IN | 944 | 6552 | Generation Constraint in GWh | FALSE | E | Annual | Qualifying Generation | TWh | 0 | 50.8351 | 51.6254 | 53.0123 | 51.8541 | 55.6853 | 59.4031
NOx Ozone State Level Generation Constraints - IN | 944 | 6552 | Generation Constraint in GWh | FALSE | E | Annual | Rate | lb/MWh | 0 | 0 | 0 | 0 | 0 | 0 | 0
NOx Ozone State Level Generation Constraints - IN | 944 | 6552 | Generation Constraint in GWh | FALSE | E | Annual | Constraint Shadow Price | US2011$/MWh | 0 | 0.15069 | 0.15802 | 0.75582 | 0.32815 | 0.19232 | 0.44223
NOx Ozone State Level Generation Constraints - KS | 945 | 6554 | Generation Constraint in GWh | FALSE | E | Annual | Seasons Included | Seasons |  | Summer | Summer | Summer | Summer | Summer | Summer
NOx Ozone State Level Generation Constraints - KS | 945 | 6554 | Generation Constraint in GWh | FALSE | E | Annual | Standard | GWh | 0 | 26417.3315 | 26881.7264 | 27621.1719 | 28240.7508 | 28870.0189 | 29516.61
NOx Ozone State Level Generation Constraints - KS | 945 | 6554 | Generation Constraint in GWh | FALSE | E | Annual | Emissions at Affected Plants | GWh | 0 | 26417.3315 | 26881.7264 | 27621.1719 | 28240.7508 | 28870.0189 | 29516.61
NOx Ozone State Level Generation Constraints - KS | 945 | 6554 | Generation Constraint in GWh | FALSE | E | Annual | Allowances Purchased | GWh | 0 | 0 | 0 | 0 | 0 | 0 | 0
NOx Ozone State Level Generation Constraints - KS | 945 | 6554 | Generation Constraint in GWh | FALSE | E | Annual | Allowances Sold | GWh | 0 | 0 | 0 | 0 | 0 | 0 | 0
NOx Ozone State Level Generation Constraints - KS | 945 | 6554 | Generation Constraint in GWh | FALSE | E | Annual | Allowances Banked | GWh | 0 | 0 | 0 | 0 | 0 | 0 | 0
NOx Ozone State Level Generation Constraints - KS | 945 | 6554 | Generation Constraint in GWh | FALSE | E | Annual | Allowances Withdrawn (1:1) | GWh | 0 | 0 | 0 | 0 | 0 | 0 | 0
NOx Ozone State Level Generation Constraints - KS | 945 | 6554 | Generation Constraint in GWh | FALSE | E | Annual | Allowances Withdrawn (n:1) | GWh | 0 | 0 | 0 | 0 | 0 | 0 | 0
NOx Ozone State Level Generation Constraints - KS | 945 | 6554 | Generation Constraint in GWh | FALSE | E | Annual | Net Emissions Allowance Position | GWh | 0 | 26417.3315 | 26881.7264 | 27621.1719 | 28240.7508 | 28870.0189 | 29516.61
NOx Ozone State Level Generation Constraints - KS | 945 | 6554 | Generation Constraint in GWh | FALSE | E | Annual | Fuel Consumed | TBtu | 0 | 224.0798 | 223.3928 | 218.7281 | 212.2154 | 210.4961 | 172.116
NOx Ozone State Level Generation Constraints - KS | 945 | 6554 | Generation Constraint in GWh | FALSE | E | Annual | Heat Rate | MMBtu/MWh | 0 | 8.4823 | 8.3102 | 7.9189 | 7.5145 | 7.2912 | 5.8312
NOx Ozone State Level Generation Constraints - KS | 945 | 6554 | Generation Constraint in GWh | FALSE | E | Annual | Generation | TWh | 0 | 26.4173 | 26.8817 | 27.6212 | 28.2408 | 28.87 | 29.5166
NOx Ozone State Level Generation Constraints - KS | 945 | 6554 | Generation Constraint in GWh | FALSE | E | Annual | Qualifying Generation | TWh | 0 | 26.4173 | 26.8817 | 27.6212 | 28.2408 | 28.87 | 29.5166
NOx Ozone State Level Generation Constraints - KS | 945 | 6554 | Generation Constraint in GWh | FALSE | E | Annual | Rate | lb/MWh | 0 | 0 | 0 | 0 | 0 | 0 | 0
NOx Ozone State Level Generation Constraints - KS | 945 | 6554 | Generation Constraint in GWh | FALSE | E | Annual | Constraint Shadow Price | US2011$/MWh | 0 | 0.5476 | 1.094 | 0.90941 | 0.98903 | 0.33789 | 0.15896
NOx Ozone State Level Generation Constraints - KY | 946 | 6555 | Generation Constraint in GWh | FALSE | E | Annual | Seasons Included | Seasons |  | Summer | Summer | Summer | Summer | Summer | Summer
NOx Ozone State Level Generation Constraints - KY | 946 | 6555 | Generation Constraint in GWh | FALSE | E | Annual | Standard | GWh | 0 | 26950.1283 | 30988.8523 | 32592.2046 | 34582.3678 | 38859.4735 | 41227.3965
NOx Ozone State Level Generation Constraints - KY | 946 | 6555 | Generation Constraint in GWh | FALSE | E | Annual | Emissions at Affected Plants | GWh | 0 | 26950.1283 | 30988.8523 | 32592.2046 | 34582.3678 | 38859.4735 | 41227.3965
NOx Ozone State Level Generation Constraints - KY | 946 | 6555 | Generation Constraint in GWh | FALSE | E | Annual | Allowances Purchased | GWh | 0 | 0 | 0 | 0 | 0 | 0 | 0
NOx Ozone State Level Generation Constraints - KY | 946 | 6555 | Generation Constraint in GWh | FALSE | E | Annual | Allowances Sold | GWh | 0 | 0 | 0 | 0 | 0 | 0 | 0
NOx Ozone State Level Generation Constraints - KY | 946 | 6555 | Generation Constraint in GWh | FALSE | E | Annual | Allowances Banked | GWh | 0 | 0 | 0 | 0 | 0 | 0 | 0
NOx Ozone State Level Generation Constraints - KY | 946 | 6555 | Generation Constraint in GWh | FALSE | E | Annual | Allowances Withdrawn (1:1) | GWh | 0 | 0 | 0 | 0 | 0 | 0 | 0
NOx Ozone State Level Generation Constraints - KY | 946 | 6555 | Generation Constraint in GWh | FALSE | E | Annual | Allowances Withdrawn (n:1) | GWh | 0 | 0 | 0 | 0 | 0 | 0 | 0
NOx Ozone State Level Generation Constraints - KY | 946 | 6555 | Generation Constraint in GWh | FALSE | E | Annual | Net Emissions Allowance Position | GWh | 0 | 26950.1283 | 30988.8523 | 32592.2046 | 34582.3678 | 38859.4735 | 41227.3965
NOx Ozone State Level Generation Constraints - KY | 946 | 6555 | Generation Constraint in GWh | FALSE | E | Annual | Fuel Consumed | TBtu | 0 | 258.3375 | 273.5236 | 252.8832 | 251.4015 | 274.4608 | 287.8913
NOx Ozone State Level Generation Constraints - KY | 946 | 6555 | Generation Constraint in GWh | FALSE | E | Annual | Heat Rate | MMBtu/MWh | 0 | 9.5858 | 8.8265 | 7.759 | 7.2696 | 7.0629 | 6.983
NOx Ozone State Level Generation Constraints - KY | 946 | 6555 | Generation Constraint in GWh | FALSE | E | Annual | Generation | TWh | 0 | 26.9501 | 30.9889 | 32.5922 | 34.5824 | 38.8595 | 41.2274
NOx Ozone State Level Generation Constraints - KY | 946 | 6555 | Generation Constraint in GWh | FALSE | E | Annual | Qualifying Generation | TWh | 0 | 26.9501 | 30.9889 | 32.5922 | 34.5824 | 38.8595 | 41.2274
NOx Ozone State Level Generation Constraints - KY | 946 | 6555 | Generation Constraint in GWh | FALSE | E | Annual | Rate | lb/MWh | 0 | 0 | 0 | 0 | 0 | 0 | 0
NOx Ozone State Level Generation Constraints - KY | 946 | 6555 | Generation Constraint in GWh | FALSE | E | Annual | Constraint Shadow Price | US2011$/MWh | 0 | 0.20537 | 0 | 0.18914 | 0.80389 | 0.076085 | 1.001
NOx Ozone State Level Generation Constraints - LA | 947 | 6556 | Generation Constraint in GWh | FALSE | E | Annual | Seasons Included | Seasons |  | Summer | Summer | Summer | Summer | Summer | Summer
NOx Ozone State Level Generation Constraints - LA | 947 | 6556 | Generation Constraint in GWh | FALSE | E | Annual | Standard | GWh | 0 | 34382.2083 | 35035.816 | 37112.649 | 38222.0103 | 38731.2978 | 41781.0333
NOx Ozone State Level Generation Constraints - LA | 947 | 6556 | Generation Constraint in GWh | FALSE | E | Annual | Emissions at Affected Plants | GWh | 0 | 34382.2083 | 35035.816 | 37112.649 | 38222.0103 | 38731.2978 | 41781.0333
NOx Ozone State Level Generation Constraints - LA | 947 | 6556 | Generation Constraint in GWh | FALSE | E | Annual | Allowances Purchased | GWh | 0 | 0 | 0 | 0 | 0 | 0 | 0
NOx Ozone State Level Generation Constraints - LA | 947 | 6556 | Generation Constraint in GWh | FALSE | E | Annual | Allowances Sold | GWh | 0 | 0 | 0 | 0 | 0 | 0 | 0
NOx Ozone State Level Generation Constraints - LA | 947 | 6556 | Generation Constraint in GWh | FALSE | E | Annual | Allowances Banked | GWh | 0 | 0 | 0 | 0 | 0 | 0 | 0
NOx Ozone State Level Generation Constraints - LA | 947 | 6556 | Generation Constraint in GWh | FALSE | E | Annual | Allowances Withdrawn (1:1) | GWh | 0 | 0 | 0 | 0 | 0 | 0 | 0
NOx Ozone State Level Generation Constraints - LA | 947 | 6556 | Generation Constraint in GWh | FALSE | E | Annual | Allowances Withdrawn (n:1) | GWh | 0 | 0 | 0 | 0 | 0 | 0 | 0
NOx Ozone State Level Generation Constraints - LA | 947 | 6556 | Generation Constraint in GWh | FALSE | E | Annual | Net Emissions Allowance Position | GWh | 0 | 34382.2083 | 35035.816 | 37112.649 | 38222.0103 | 38731.2978 | 41781.0333
NOx Ozone State Level Generation Constraints - LA | 947 | 6556 | Generation Constraint in GWh | FALSE | E | Annual | Fuel Consumed | TBtu | 0 | 306.1604 | 311.4759 | 294.5965 | 282.5391 | 272.1707 | 235.8513
NOx Ozone State Level Generation Constraints - LA | 947 | 6556 | Generation Constraint in GWh | FALSE | E | Annual | Heat Rate | MMBtu/MWh | 0 | 8.9046 | 8.8902 | 7.9379 | 7.3921 | 7.0272 | 5.6449
NOx Ozone State Level Generation Constraints - LA | 947 | 6556 | Generation Constraint in GWh | FALSE | E | Annual | Generation | TWh | 0 | 34.3822 | 35.0358 | 37.1126 | 38.222 | 38.7313 | 41.781
NOx Ozone State Level Generation Constraints - LA | 947 | 6556 | Generation Constraint in GWh | FALSE | E | Annual | Qualifying Generation | TWh | 0 | 34.3822 | 35.0358 | 37.1126 | 38.222 | 38.7313 | 41.781
NOx Ozone State Level Generation Constraints - LA | 947 | 6556 | Generation Constraint in GWh | FALSE | E | Annual | Rate | lb/MWh | 0 | 0 | 0 | 0 | 0 | 0 | 0
NOx Ozone State Level Generation Constraints - LA | 947 | 6556 | Generation Constraint in GWh | FALSE | E | Annual | Constraint Shadow Price | US2011$/MWh | 0 | 0.01148 | 0.30542 | 0.86419 | 0.13463 | 0.22266 | 0.83047
NOx Ozone State Level Generation Constraints - MA | 948 | 6559 | Generation Constraint in GWh | FALSE | E | Annual | Seasons Included | Seasons |  | Summer | Summer | Summer | Summer | Summer | Summer
NOx Ozone State Level Generation Constraints - MA | 948 | 6559 | Generation Constraint in GWh | FALSE | E | Annual | Standard | GWh | 0 | 17892.025 | 17647.0626 | 18188.0715 | 17578.506 | 17612.1126 | 20424.1738
NOx Ozone State Level Generation Constraints - MA | 948 | 6559 | Generation Constraint in GWh | FALSE | E | Annual | Emissions at Affected Plants | GWh | 0 | 17892.025 | 17647.0626 | 18188.0715 | 17578.506 | 17612.1126 | 20424.1738
NOx Ozone State Level Generation Constraints - MA | 948 | 6559 | Generation Constraint in GWh | FALSE | E | Annual | Allowances Purchased | GWh | 0 | 0 | 0 | 0 | 0 | 0 | 0
NOx Ozone State Level Generation Constraints - MA | 948 | 6559 | Generation Constraint in GWh | FALSE | E | Annual | Allowances Sold | GWh | 0 | 0 | 0 | 0 | 0 | 0 | 0
NOx Ozone State Level Generation Constraints - MA | 948 | 6559 | Generation Constraint in GWh | FALSE | E | Annual | Allowances Banked | GWh | 0 | 0 | 0 | 0 | 0 | 0 | 0
NOx Ozone State Level Generation Constraints - MA | 948 | 6559 | Generation Constraint in GWh | FALSE | E | Annual | Allowances Withdrawn (1:1) | GWh | 0 | 0 | 0 | 0 | 0 | 0 | 0
NOx Ozone State Level Generation Constraints - MA | 948 | 6559 | Generation Constraint in GWh | FALSE | E | Annual | Allowances Withdrawn (n:1) | GWh | 0 | 0 | 0 | 0 | 0 | 0 | 0
NOx Ozone State Level Generation Constraints - MA | 948 | 6559 | Generation Constraint in GWh | FALSE | E | Annual | Net Emissions Allowance Position | GWh | 0 | 17892.025 | 17647.0626 | 18188.0715 | 17578.506 | 17612.1126 | 20424.1738
NOx Ozone State Level Generation Constraints - MA | 948 | 6559 | Generation Constraint in GWh | FALSE | E | Annual | Fuel Consumed | TBtu | 0 | 133.9506 | 129.6029 | 124.2424 | 114.0415 | 105.6789 | 123.2
NOx Ozone State Level Generation Constraints - MA | 948 | 6559 | Generation Constraint in GWh | FALSE | E | Annual | Heat Rate | MMBtu/MWh | 0 | 7.4866 | 7.3442 | 6.831 | 6.4876 | 6.0004 | 6.0321
NOx Ozone State Level Generation Constraints - MA | 948 | 6559 | Generation Constraint in GWh | FALSE | E | Annual | Generation | TWh | 0 | 17.892 | 17.6471 | 18.1881 | 17.5785 | 17.6121 | 20.4242
NOx Ozone State Level Generation Constraints - MA | 948 | 6559 | Generation Constraint in GWh | FALSE | E | Annual | Qualifying Generation | TWh | 0 | 17.892 | 17.6471 | 18.1881 | 17.5785 | 17.6121 | 20.4242
NOx Ozone State Level Generation Constraints - MA | 948 | 6559 | Generation Constraint in GWh | FALSE | E | Annual | Rate | lb/MWh | 0 | 0 | 0 | 0 | 0 | 0 | 0
NOx Ozone State Level Generation Constraints - MA | 948 | 6559 | Generation Constraint in GWh | FALSE | E | Annual | Constraint Shadow Price | US2011$/MWh | 0 | 0.6557 | 0.68694 | 0.28785 | 0.38399 | 0.015014 | 0.19394
NOx Ozone State Level Generation Constraints - MD | 949 | 6558 | Generation Constraint in GWh | FALSE | E | Annual | Seasons Included | Seasons |  | Summer | Summer | Summer | Summer | Summer | Summer
NOx Ozone State Level Generation Constraints - MD | 949 | 6558 | Generation Constraint in GWh | FALSE | E | Annual | Standard | GWh | 0 | 21225.7152 | 22115.1713 | 22507.0346 | 21946.9117 | 15844.7711 | 16742.8819
NOx Ozone State Level Generation Constraints - MD | 949 | 6558 | Generation Constraint in GWh | FALSE | E | Annual | Emissions at Affected Plants | GWh | 0 | 21225.7152 | 22115.1713 | 22507.0346 | 21946.9117 | 15844.7711 | 16742.8819
NOx Ozone State Level Generation Constraints - MD | 949 | 6558 | Generation Constraint in GWh | FALSE | E | Annual | Allowances Purchased | GWh | 0 | 0 | 0 | 0 | 0 | 0 | 0
NOx Ozone State Level Generation Constraints - MD | 949 | 6558 | Generation Constraint in GWh | FALSE | E | Annual | Allowances Sold | GWh | 0 | 0 | 0 | 0 | 0 | 0 | 0
NOx Ozone State Level Generation Constraints - MD | 949 | 6558 | Generation Constraint in GWh | FALSE | E | Annual | Allowances Banked | GWh | 0 | 0 | 0 | 0 | 0 | 0 | 0
NOx Ozone State Level Generation Constraints - MD | 949 | 6558 | Generation Constraint in GWh | FALSE | E | Annual | Allowances Withdrawn (1:1) | GWh | 0 | 0 | 0 | 0 | 0 | 0 | 0
NOx Ozone State Level Generation Constraints - MD | 949 | 6558 | Generation Constraint in GWh | FALSE | E | Annual | Allowances Withdrawn (n:1) | GWh | 0 | 0 | 0 | 0 | 0 | 0 | 0
NOx Ozone State Level Generation Constraints - MD | 949 | 6558 | Generation Constraint in GWh | FALSE | E | Annual | Net Emissions Allowance Position | GWh | 0 | 21225.7152 | 22115.1713 | 22507.0346 | 21946.9117 | 15844.7711 | 16742.8819
NOx Ozone State Level Generation Constraints - MD | 949 | 6558 | Generation Constraint in GWh | FALSE | E | Annual | Fuel Consumed | TBtu | 0 | 180.3078 | 185.4305 | 174.8648 | 159.8223 | 87.3203 | 92.5155
NOx Ozone State Level Generation Constraints - MD | 949 | 6558 | Generation Constraint in GWh | FALSE | E | Annual | Heat Rate | MMBtu/MWh | 0 | 8.4948 | 8.3848 | 7.7693 | 7.2822 | 5.511 | 5.5257
NOx Ozone State Level Generation Constraints - MD | 949 | 6558 | Generation Constraint in GWh | FALSE | E | Annual | Generation | TWh | 0 | 21.2257 | 22.1152 | 22.507 | 21.9469 | 15.8448 | 16.7429
NOx Ozone State Level Generation Constraints - MD | 949 | 6558 | Generation Constraint in GWh | FALSE | E | Annual | Qualifying Generation | TWh | 0 | 21.2257 | 22.1152 | 22.507 | 21.9469 | 15.8448 | 16.7429
NOx Ozone State Level Generation Constraints - MD | 949 | 6558 | Generation Constraint in GWh | FALSE | E | Annual | Rate | lb/MWh | 0 | 0 | 0 | 0 | 0 | 0 | 0
NOx Ozone State Level Generation Constraints - MD | 949 | 6558 | Generation Constraint in GWh | FALSE | E | Annual | Constraint Shadow Price | US2011$/MWh | 0 | 0.12697 | 0.32638 | 0.15822 | 0.12975 | 0.22294 | 1.1102
NOx Ozone State Level Generation Constraints - ME | 950 | 6557 | Generation Constraint in GWh | FALSE | E | Annual | Seasons Included | Seasons |  | Summer | Summer | Summer | Summer | Summer | Summer
NOx Ozone State Level Generation Constraints - ME | 950 | 6557 | Generation Constraint in GWh | FALSE | E | Annual | Standard | GWh | 0 | 7518.2373 | 7596.6641 | 7360.8538 | 7212.0779 | 7895.6504 | 7989.8437
NOx Ozone State Level Generation Constraints - ME | 950 | 6557 | Generation Constraint in GWh | FALSE | E | Annual | Emissions at Affected Plants | GWh | 0 | 7518.2373 | 7596.6641 | 7360.8538 | 7212.0779 | 7895.6504 | 7989.8437
NOx Ozone State Level Generation Constraints - ME | 950 | 6557 | Generation Constraint in GWh | FALSE | E | Annual | Allowances Purchased | GWh | 0 | 0 | 0 | 0 | 0 | 0 | 0
NOx Ozone State Level Generation Constraints - ME | 950 | 6557 | Generation Constraint in GWh | FALSE | E | Annual | Allowances Sold | GWh | 0 | 0 | 0 | 0 | 0 | 0 | 0
NOx Ozone State Level Generation Constraints - ME | 950 | 6557 | Generation Constraint in GWh | FALSE | E | Annual | Allowances Banked | GWh | 0 | 0 | 0 | 0 | 0 | 0 | 0
NOx Ozone State Level Generation Constraints - ME | 950 | 6557 | Generation Constraint in GWh | FALSE | E | Annual | Allowances Withdrawn (1:1) | GWh | 0 | 0 | 0 | 0 | 0 | 0 | 0
NOx Ozone State Level Generation Constraints - ME | 950 | 6557 | Generation Constraint in GWh | FALSE | E | Annual | Allowances Withdrawn (n:1) | GWh | 0 | 0 | 0 | 0 | 0 | 0 | 0
NOx Ozone State Level Generation Constraints - ME | 950 | 6557 | Generation Constraint in GWh | FALSE | E | Annual | Net Emissions Allowance Position | GWh | 0 | 7518.2373 | 7596.6641 | 7360.8538 | 7212.0779 | 7895.6504 | 7989.8437
NOx Ozone State Level Generation Constraints - ME | 950 | 6557 | Generation Constraint in GWh | FALSE | E | Annual | Fuel Consumed | TBtu | 0 | 44.2361 | 44.8056 | 40.919 | 38.6219 | 42.0773 | 42.3778
NOx Ozone State Level Generation Constraints - ME | 950 | 6557 | Generation Constraint in GWh | FALSE | E | Annual | Heat Rate | MMBtu/MWh | 0 | 5.8838 | 5.8981 | 5.559 | 5.3552 | 5.3292 | 5.304
NOx Ozone State Level Generation Constraints - ME | 950 | 6557 | Generation Constraint in GWh | FALSE | E | Annual | Generation | TWh | 0 | 7.5182 | 7.5967 | 7.3609 | 7.2121 | 7.8957 | 7.9898
NOx Ozone State Level Generation Constraints - ME | 950 | 6557 | Generation Constraint in GWh | FALSE | E | Annual | Qualifying Generation | TWh | 0 | 7.5182 | 7.5967 | 7.3609 | 7.2121 | 7.8957 | 7.9898
NOx Ozone State Level Generation Constraints - ME | 950 | 6557 | Generation Constraint in GWh | FALSE | E | Annual | Rate | lb/MWh | 0 | 0 | 0 | 0 | 0 | 0 | 0
NOx Ozone State Level Generation Constraints - ME | 950 | 6557 | Generation Constraint in GWh | FALSE | E | Annual | Constraint Shadow Price | US2011$/MWh | 0 | 0.038885 | 0.47263 | 0.93704 | 0.68504 | 0.61675 | 0.61747
NOx Ozone State Level Generation Constraints - MI | 951 | 6560 | Generation Constraint in GWh | FALSE | E | Annual | Seasons Included | Seasons |  | Summer | Summer | Summer | Summer | Summer | Summer
NOx Ozone State Level Generation Constraints - MI | 951 | 6560 | Generation Constraint in GWh | FALSE | E | Annual | Standard | GWh | 0 | 49459.6939 | 48162.2275 | 48286.5231 | 49812.7372 | 49513.0672 | 50890.7753
NOx Ozone State Level Generation Constraints - MI | 951 | 6560 | Generation Constraint in GWh | FALSE | E | Annual | Emissions at Affected Plants | GWh | 0 | 49459.6939 | 48162.2275 | 48286.5231 | 49812.7372 | 49513.0672 | 50890.7753
NOx Ozone State Level Generation Constraints - MI | 951 | 6560 | Generation Constraint in GWh | FALSE | E | Annual | Allowances Purchased | GWh | 0 | 0 | 0 | 0 | 0 | 0 | 0
NOx Ozone State Level Generation Constraints - MI | 951 | 6560 | Generation Constraint in GWh | FALSE | E | Annual | Allowances Sold | GWh | 0 | 0 | 0 | 0 | 0 | 0 | 0
NOx Ozone State Level Generation Constraints - MI | 951 | 6560 | Generation Constraint in GWh | FALSE | E | Annual | Allowances Banked | GWh | 0 | 0 | 0 | 0 | 0 | 0 | 0
NOx Ozone State Level Generation Constraints - MI | 951 | 6560 | Generation Constraint in GWh | FALSE | E | Annual | Allowances Withdrawn (1:1) | GWh | 0 | 0 | 0 | 0 | 0 | 0 | 0
NOx Ozone State Level Generation Constraints - MI | 951 | 6560 | Generation Constraint in GWh | FALSE | E | Annual | Allowances Withdrawn (n:1) | GWh | 0 | 0 | 0 | 0 | 0 | 0 | 0
NOx Ozone State Level Generation Constraints - MI | 951 | 6560 | Generation Constraint in GWh | FALSE | E | Annual | Net Emissions Allowance Position | GWh | 0 | 49459.6939 | 48162.2275 | 48286.5231 | 49812.7372 | 49513.0672 | 50890.7753
NOx Ozone State Level Generation Constraints - MI | 951 | 6560 | Generation Constraint in GWh | FALSE | E | Annual | Fuel Consumed | TBtu | 0 | 421.4424 | 408.9139 | 378.8563 | 372.9993 | 333.2352 | 324.6158
NOx Ozone State Level Generation Constraints - MI | 951 | 6560 | Generation Constraint in GWh | FALSE | E | Annual | Heat Rate | MMBtu/MWh | 0 | 8.5209 | 8.4903 | 7.846 | 7.488 | 6.7302 | 6.3787
NOx Ozone State Level Generation Constraints - MI | 951 | 6560 | Generation Constraint in GWh | FALSE | E | Annual | Generation | TWh | 0 | 49.4597 | 48.1622 | 48.2865 | 49.8127 | 49.5131 | 50.8908
NOx Ozone State Level Generation Constraints - MI | 951 | 6560 | Generation Constraint in GWh | FALSE | E | Annual | Qualifying Generation | TWh | 0 | 49.4597 | 48.1622 | 48.2865 | 49.8127 | 49.5131 | 50.8908
NOx Ozone State Level Generation Constraints - MI | 951 | 6560 | Generation Constraint in GWh | FALSE | E | Annual | Rate | lb/MWh | 0 | 0 | 0 | 0 | 0 | 0 | 0
NOx Ozone State Level Generation Constraints - MI | 951 | 6560 | Generation Constraint in GWh | FALSE | E | Annual | Constraint Shadow Price | US2011$/MWh | 0 | 0.74513 | 0.36887 | 0.10515 | 0.077321 | 0.12623 | 0.47754
NOx Ozone State Level Generation Constraints - MN | 952 | 6561 | Generation Constraint in GWh | FALSE | E | Annual | Seasons Included | Seasons |  | Summer | Summer | Summer | Summer | Summer | Summer
NOx Ozone State Level Generation Constraints - MN | 952 | 6561 | Generation Constraint in GWh | FALSE | E | Annual | Standard | GWh | 0 | 24417.8366 | 23797.1589 | 25507.0506 | 26718.7546 | 27229.7076 | 28120.9291
NOx Ozone State Level Generation Constraints - MN | 952 | 6561 | Generation Constraint in GWh | FALSE | E | Annual | Emissions at Affected Plants | GWh | 0 | 24417.8366 | 23797.1589 | 25507.0506 | 26718.7546 | 27229.7076 | 28120.9291
NOx Ozone State Level Generation Constraints - MN | 952 | 6561 | Generation Constraint in GWh | FALSE | E | Annual | Allowances Purchased | GWh | 0 | 0 | 0 | 0 | 0 | 0 | 0
NOx Ozone State Level Generation Constraints - MN | 952 | 6561 | Generation Constraint in GWh | FALSE | E | Annual | Allowances Sold | GWh | 0 | 0 | 0 | 0 | 0 | 0 | 0
NOx Ozone State Level Generation Constraints - MN | 952 | 6561 | Generation Constraint in GWh | FALSE | E | Annual | Allowances Banked | GWh | 0 | 0 | 0 | 0 | 0 | 0 | 0
NOx Ozone State Level Generation Constraints - MN | 952 | 6561 | Generation Constraint in GWh | FALSE | E | Annual | Allowances Withdrawn (1:1) | GWh | 0 | 0 | 0 | 0 | 0 | 0 | 0
NOx Ozone State Level Generation Constraints - MN | 952 | 6561 | Generation Constraint in GWh | FALSE | E | Annual | Allowances Withdrawn (n:1) | GWh | 0 | 0 | 0 | 0 | 0 | 0 | 0
NOx Ozone State Level Generation Constraints - MN | 952 | 6561 | Generation Constraint in GWh | FALSE | E | Annual | Net Emissions Allowance Position | GWh | 0 | 24417.8366 | 23797.1589 | 25507.0506 | 26718.7546 | 27229.7076 | 28120.9291
NOx Ozone State Level Generation Constraints - MN | 952 | 6561 | Generation Constraint in GWh | FALSE | E | Annual | Fuel Consumed | TBtu | 0 | 187.9111 | 181.0696 | 171.7755 | 173.0852 | 166.5599 | 171.3954
NOx Ozone State Level Generation Constraints - MN | 952 | 6561 | Generation Constraint in GWh | FALSE | E | Annual | Heat Rate | MMBtu/MWh | 0 | 7.6956 | 7.6089 | 6.7344 | 6.478 | 6.1168 | 6.0949
NOx Ozone State Level Generation Constraints - MN | 952 | 6561 | Generation Constraint in GWh | FALSE | E | Annual | Generation | TWh | 0 | 24.4178 | 23.7972 | 25.5071 | 26.7188 | 27.2297 | 28.1209
NOx Ozone State Level Generation Constraints - MN | 952 | 6561 | Generation Constraint in GWh | FALSE | E | Annual | Qualifying Generation | TWh | 0 | 24.4178 | 23.7972 | 25.5071 | 26.7188 | 27.2297 | 28.1209
NOx Ozone State Level Generation Constraints - MN | 952 | 6561 | Generation Constraint in GWh | FALSE | E | Annual | Rate | lb/MWh | 0 | 0 | 0 | 0 | 0 | 0 | 0
NOx Ozone State Level Generation Constraints - MN | 952 | 6561 | Generation Constraint in GWh | FALSE | E | Annual | Constraint Shadow Price | US2011$/MWh | 0 | 0.44158 | 0.037831 | 0.10381 | 0.34546 | 0.14137 | 0.098983
NOx Ozone State Level Generation Constraints - MO | 953 | 6563 | Generation Constraint in GWh | FALSE | E | Annual | Seasons Included | Seasons |  | Summer | Summer | Summer | Summer | Summer | Summer
NOx Ozone State Level Generation Constraints - MO | 953 | 6563 | Generation Constraint in GWh | FALSE | E | Annual | Standard | GWh | 0 | 42023.7605 | 43049.6546 | 45517.8514 | 47123.2538 | 49466.5278 | 47208.7337
NOx Ozone State Level Generation Constraints - MO | 953 | 6563 | Generation Constraint in GWh | FALSE | E | Annual | Emissions at Affected Plants | GWh | 0 | 42023.7605 | 43049.6546 | 45517.8514 | 47123.2538 | 49466.5278 | 47208.7337
NOx Ozone State Level Generation Constraints - MO | 953 | 6563 | Generation Constraint in GWh | FALSE | E | Annual | Allowances Purchased | GWh | 0 | 0 | 0 | 0 | 0 | 0 | 0
NOx Ozone State Level Generation Constraints - MO | 953 | 6563 | Generation Constraint in GWh | FALSE | E | Annual | Allowances Sold | GWh | 0 | 0 | 0 | 0 | 0 | 0 | 0
NOx Ozone State Level Generation Constraints - MO | 953 | 6563 | Generation Constraint in GWh | FALSE | E | Annual | Allowances Banked | GWh | 0 | 0 | 0 | 0 | 0 | 0 | 0
NOx Ozone State Level Generation Constraints - MO | 953 | 6563 | Generation Constraint in GWh | FALSE | E | Annual | Allowances Withdrawn (1:1) | GWh | 0 | 0 | 0 | 0 | 0 | 0 | 0
NOx Ozone State Level Generation Constraints - MO | 953 | 6563 | Generation Constraint in GWh | FALSE | E | Annual | Allowances Withdrawn (n:1) | GWh | 0 | 0 | 0 | 0 | 0 | 0 | 0
NOx Ozone State Level Generation Constraints - MO | 953 | 6563 | Generation Constraint in GWh | FALSE | E | Annual | Net Emissions Allowance Position | GWh | 0 | 42023.7605 | 43049.6546 | 45517.8514 | 47123.2538 | 49466.5278 | 47208.7337
NOx Ozone State Level Generation Constraints - MO | 953 | 6563 | Generation Constraint in GWh | FALSE | E | Annual | Fuel Consumed | TBtu | 0 | 397.1977 | 398.318 | 395.9704 | 390.5927 | 405.6445 | 372.9949
NOx Ozone State Level Generation Constraints - MO | 953 | 6563 | Generation Constraint in GWh | FALSE | E | Annual | Heat Rate | MMBtu/MWh | 0 | 9.4517 | 9.2525 | 8.6992 | 8.2887 | 8.2004 | 7.901
NOx Ozone State Level Generation Constraints - MO | 953 | 6563 | Generation Constraint in GWh | FALSE | E | Annual | Generation | TWh | 0 | 42.0238 | 43.0497 | 45.5179 | 47.1233 | 49.4665 | 47.2087
NOx Ozone State Level Generation Constraints - MO | 953 | 6563 | Generation Constraint in GWh | FALSE | E | Annual | Qualifying Generation | TWh | 0 | 42.0238 | 43.0497 | 45.5179 | 47.1233 | 49.4665 | 47.2087
NOx Ozone State Level Generation Constraints - MO | 953 | 6563 | Generation Constraint in GWh | FALSE | E | Annual | Rate | lb/MWh | 0 | 0 | 0 | 0 | 0 | 0 | 0
NOx Ozone State Level Generation Constraints - MO | 953 | 6563 | Generation Constraint in GWh | FALSE | E | Annual | Constraint Shadow Price | US2011$/MWh | 0 | 0.29293 | 0.53699 | 0.42132 | 0.17698 | 0.16611 | 0.087953
NOx Ozone State Level Generation Constraints - MS | 954 | 6562 | Generation Constraint in GWh | FALSE | E | Annual | Seasons Included | Seasons |  | Summer | Summer | Summer | Summer | Summer | Summer
NOx Ozone State Level Generation Constraints - MS | 954 | 6562 | Generation Constraint in GWh | FALSE | E | Annual | Standard | GWh | 0 | 31998.6569 | 31864.3759 | 32320.1257 | 31956.6535 | 33979.3101 | 30253.6872
NOx Ozone State Level Generation Constraints - MS | 954 | 6562 | Generation Constraint in GWh | FALSE | E | Annual | Emissions at Affected Plants | GWh | 0 | 31998.6569 | 31864.3759 | 32320.1257 | 31956.6535 | 33979.3101 | 30253.6872
NOx Ozone State Level Generation Constraints - MS | 954 | 6562 | Generation Constraint in GWh | FALSE | E | Annual | Allowances Purchased | GWh | 0 | 0 | 0 | 0 | 0 | 0 | 0
NOx Ozone State Level Generation Constraints - MS | 954 | 6562 | Generation Constraint in GWh | FALSE | E | Annual | Allowances Sold | GWh | 0 | 0 | 0 | 0 | 0 | 0 | 0
NOx Ozone State Level Generation Constraints - MS | 954 | 6562 | Generation Constraint in GWh | FALSE | E | Annual | Allowances Banked | GWh | 0 | 0 | 0 | 0 | 0 | 0 | 0
NOx Ozone State Level Generation Constraints - MS | 954 | 6562 | Generation Constraint in GWh | FALSE | E | Annual | Allowances Withdrawn (1:1) | GWh | 0 | 0 | 0 | 0 | 0 | 0 | 0
NOx Ozone State Level Generation Constraints - MS | 954 | 6562 | Generation Constraint in GWh | FALSE | E | Annual | Allowances Withdrawn (n:1) | GWh | 0 | 0 | 0 | 0 | 0 | 0 | 0
NOx Ozone State Level Generation Constraints - MS | 954 | 6562 | Generation Constraint in GWh | FALSE | E | Annual | Net Emissions Allowance Position | GWh | 0 | 31998.6569 | 31864.3759 | 32320.1257 | 31956.6535 | 33979.3101 | 30253.6872
NOx Ozone State Level Generation Constraints - MS | 954 | 6562 | Generation Constraint in GWh | FALSE | E | Annual | Fuel Consumed | TBtu | 0 | 276.1646 | 275.2578 | 260.4814 | 247.557 | 255.5698 | 206.9602
NOx Ozone State Level Generation Constraints - MS | 954 | 6562 | Generation Constraint in GWh | FALSE | E | Annual | Heat Rate | MMBtu/MWh | 0 | 8.6305 | 8.6384 | 8.0594 | 7.7466 | 7.5213 | 6.8408
NOx Ozone State Level Generation Constraints - MS | 954 | 6562 | Generation Constraint in GWh | FALSE | E | Annual | Generation | TWh | 0 | 31.9987 | 31.8644 | 32.3201 | 31.9567 | 33.9793 | 30.2537
NOx Ozone State Level Generation Constraints - MS | 954 | 6562 | Generation Constraint in GWh | FALSE | E | Annual | Qualifying Generation | TWh | 0 | 31.9987 | 31.8644 | 32.3201 | 31.9567 | 33.9793 | 30.2537
NOx Ozone State Level Generation Constraints - MS | 954 | 6562 | Generation Constraint in GWh | FALSE | E | Annual | Rate | lb/MWh | 0 | 0 | 0 | 0 | 0 | 0 | 0
NOx Ozone State Level Generation Constraints - MS | 954 | 6562 | Generation Constraint in GWh | FALSE | E | Annual | Constraint Shadow Price | US2011$/MWh | 0 | 0.42609 | 0.64383 | 0.23693 | 0.22686 | 0.30272 | 0.0392
NOx Ozone State Level Generation Constraints - MT | 955 | 6564 | Generation Constraint in GWh | FALSE | E | Annual | Seasons Included | Seasons |  | Summer | Summer | Summer | Summer | Summer | Summer
NOx Ozone State Level Generation Constraints - MT | 955 | 6564 | Generation Constraint in GWh | FALSE | E | Annual | Standard | GWh | 0 | 13571.0152 | 13634.6801 | 13923.6346 | 14068.0345 | 14513.6143 | 14610.0328
NOx Ozone State Level Generation Constraints - MT | 955 | 6564 | Generation Constraint in GWh | FALSE | E | Annual | Emissions at Affected Plants | GWh | 0 | 13571.0152 | 13634.6801 | 13923.6346 | 14068.0345 | 14513.6143 | 14610.0328
NOx Ozone State Level Generation Constraints - MT | 955 | 6564 | Generation Constraint in GWh | FALSE | E | Annual | Allowances Purchased | GWh | 0 | 0 | 0 | 0 | 0 | 0 | 0
NOx Ozone State Level Generation Constraints - MT | 955 | 6564 | Generation Constraint in GWh | FALSE | E | Annual | Allowances Sold | GWh | 0 | 0 | 0 | 0 | 0 | 0 | 0
NOx Ozone State Level Generation Constraints - MT | 955 | 6564 | Generation Constraint in GWh | FALSE | E | Annual | Allowances Banked | GWh | 0 | 0 | 0 | 0 | 0 | 0 | 0
NOx Ozone State Level Generation Constraints - MT | 955 | 6564 | Generation Constraint in GWh | FALSE | E | Annual | Allowances Withdrawn (1:1) | GWh | 0 | 0 | 0 | 0 | 0 | 0 | 0
NOx Ozone State Level Generation Constraints - MT | 955 | 6564 | Generation Constraint in GWh | FALSE | E | Annual | Allowances Withdrawn (n:1) | GWh | 0 | 0 | 0 | 0 | 0 | 0 | 0
NOx Ozone State Level Generation Constraints - MT | 955 | 6564 | Generation Constraint in GWh | FALSE | E | Annual | Net Emissions Allowance Position | GWh | 0 | 13571.0152 | 13634.6801 | 13923.6346 | 14068.0345 | 14513.6143 | 14610.0328
NOx Ozone State Level Generation Constraints - MT | 955 | 6564 | Generation Constraint in GWh | FALSE | E | Annual | Fuel Consumed | TBtu | 0 | 82.9363 | 83.2876 | 82.5116 | 79.2081 | 83.319 | 83.7043
NOx Ozone State Level Generation Constraints - MT | 955 | 6564 | Generation Constraint in GWh | FALSE | E | Annual | Heat Rate | MMBtu/MWh | 0 | 6.1113 | 6.1085 | 5.926 | 5.6304 | 5.7408 | 5.7292
NOx Ozone State Level Generation Constraints - MT | 955 | 6564 | Generation Constraint in GWh | FALSE | E | Annual | Generation | TWh | 0 | 13.571 | 13.6347 | 13.9236 | 14.068 | 14.5136 | 14.61
NOx Ozone State Level Generation Constraints - MT | 955 | 6564 | Generation Constraint in GWh | FALSE | E | Annual | Qualifying Generation | TWh | 0 | 13.571 | 13.6347 | 13.9236 | 14.068 | 14.5136 | 14.61
NOx Ozone State Level Generation Constraints - MT | 955 | 6564 | Generation Constraint in GWh | FALSE | E | Annual | Rate | lb/MWh | 0 | 0 | 0 | 0 | 0 | 0 | 0
NOx Ozone State Level Generation Constraints - MT | 955 | 6564 | Generation Constraint in GWh | FALSE | E | Annual | Constraint Shadow Price | US2011$/MWh | 0 | 0.58689 | 0.98099 | 1.2196 | 1.5559 | 0.95193 | 0.20098
NOx Ozone State Level Generation Constraints - NC | 956 | 6571 | Generation Constraint in GWh | FALSE | E | Annual | Seasons Included | Seasons |  | Summer | Summer | Summer | Summer | Summer | Summer
NOx Ozone State Level Generation Constraints - NC | 956 | 6571 | Generation Constraint in GWh | FALSE | E | Annual | Standard | GWh | 0 | 60193.4862 | 54715.5921 | 57848.1803 | 60565.9841 | 75967.3484 | 98308.1437
NOx Ozone State Level Generation Constraints - NC | 956 | 6571 | Generation Constraint in GWh | FALSE | E | Annual | Emissions at Affected Plants | GWh | 0 | 60193.4862 | 54715.5921 | 57848.1803 | 60565.9841 | 75967.3484 | 98308.1437
NOx Ozone State Level Generation Constraints - NC | 956 | 6571 | Generation Constraint in GWh | FALSE | E | Annual | Allowances Purchased | GWh | 0 | 0 | 0 | 0 | 0 | 0 | 0
NOx Ozone State Level Generation Constraints - NC | 956 | 6571 | Generation Constraint in GWh | FALSE | E | Annual | Allowances Sold | GWh | 0 | 0 | 0 | 0 | 0 | 0 | 0
NOx Ozone State Level Generation Constraints - NC | 956 | 6571 | Generation Constraint in GWh | FALSE | E | Annual | Allowances Banked | GWh | 0 | 0 | 0 | 0 | 0 | 0 | 0
NOx Ozone State Level Generation Constraints - NC | 956 | 6571 | Generation Constraint in GWh | FALSE | E | Annual | Allowances Withdrawn (1:1) | GWh | 0 | 0 | 0 | 0 | 0 | 0 | 0
NOx Ozone State Level Generation Constraints - NC | 956 | 6571 | Generation Constraint in GWh | FALSE | E | Annual | Allowances Withdrawn (n:1) | GWh | 0 | 0 | 0 | 0 | 0 | 0 | 0
NOx Ozone State Level Generation Constraints - NC | 956 | 6571 | Generation Constraint in GWh | FALSE | E | Annual | Net Emissions Allowance Position | GWh | 0 | 60193.4862 | 54715.5921 | 57848.1803 | 60565.9841 | 75967.3484 | 98308.1437
NOx Ozone State Level Generation Constraints - NC | 956 | 6571 | Generation Constraint in GWh | FALSE | E | Annual | Fuel Consumed | TBtu | 0 | 528.1493 | 452.8278 | 436.7357 | 422.3228 | 343.4582 | 322.3251
NOx Ozone State Level Generation Constraints - NC | 956 | 6571 | Generation Constraint in GWh | FALSE | E | Annual | Heat Rate | MMBtu/MWh | 0 | 8.7742 | 8.276 | 7.5497 | 6.9729 | 4.5211 | 3.2787
NOx Ozone State Level Generation Constraints - NC | 956 | 6571 | Generation Constraint in GWh | FALSE | E | Annual | Generation | TWh | 0 | 60.1935 | 54.7156 | 57.8482 | 60.566 | 75.9673 | 98.3081
NOx Ozone State Level Generation Constraints - NC | 956 | 6571 | Generation Constraint in GWh | FALSE | E | Annual | Qualifying Generation | TWh | 0 | 60.1935 | 54.7156 | 57.8482 | 60.566 | 75.9673 | 98.3081
NOx Ozone State Level Generation Constraints - NC | 956 | 6571 | Generation Constraint in GWh | FALSE | E | Annual | Rate | lb/MWh | 0 | 0 | 0 | 0 | 0 | 0 | 0
NOx Ozone State Level Generation Constraints - NC | 956 | 6571 | Generation Constraint in GWh | FALSE | E | Annual | Constraint Shadow Price | US2011$/MWh | 0 | 0.17644 | 0.38981 | 0.26807 | 0.28351 | 0.28477 | 0.35431
NOx Ozone State Level Generation Constraints - ND | 957 | 6572 | Generation Constraint in GWh | FALSE | E | Annual | Seasons Included | Seasons |  | Summer | Summer | Summer | Summer | Summer | Summer
NOx Ozone State Level Generation Constraints - ND | 957 | 6572 | Generation Constraint in GWh | FALSE | E | Annual | Standard | GWh | 0 | 12861.152 | 12778.0642 | 12975.3044 | 12717.9005 | 14036.5706 | 14527.0452
NOx Ozone State Level Generation Constraints - ND | 957 | 6572 | Generation Constraint in GWh | FALSE | E | Annual | Emissions at Affected Plants | GWh | 0 | 12861.152 | 12778.0642 | 12975.3044 | 12717.9005 | 14036.5706 | 14527.0452
NOx Ozone State Level Generation Constraints - ND | 957 | 6572 | Generation Constraint in GWh | FALSE | E | Annual | Allowances Purchased | GWh | 0 | 0 | 0 | 0 | 0 | 0 | 0
NOx Ozone State Level Generation Constraints - ND | 957 | 6572 | Generation Constraint in GWh | FALSE | E | Annual | Allowances Sold | GWh | 0 | 0 | 0 | 0 | 0 | 0 | 0
NOx Ozone State Level Generation Constraints - ND | 957 | 6572 | Generation Constraint in GWh | FALSE | E | Annual | Allowances Banked | GWh | 0 | 0 | 0 | 0 | 0 | 0 | 0
NOx Ozone State Level Generation Constraints - ND | 957 | 6572 | Generation Constraint in GWh | FALSE | E | Annual | Allowances Withdrawn (1:1) | GWh | 0 | 0 | 0 | 0 | 0 | 0 | 0
NOx Ozone State Level Generation Constraints - ND | 957 | 6572 | Generation Constraint in GWh | FALSE | E | Annual | Allowances Withdrawn (n:1) | GWh | 0 | 0 | 0 | 0 | 0 | 0 | 0
NOx Ozone State Level Generation Constraints - ND | 957 | 6572 | Generation Constraint in GWh | FALSE | E | Annual | Net Emissions Allowance Position | GWh | 0 | 12861.152 | 12778.0642 | 12975.3044 | 12717.9005 | 14036.5706 | 14527.0452
NOx Ozone State Level Generation Constraints - ND | 957 | 6572 | Generation Constraint in GWh | FALSE | E | Annual | Fuel Consumed | TBtu | 0 | 100.5441 | 99.7564 | 96.7733 | 88.0528 | 99.2526 | 102.2318
NOx Ozone State Level Generation Constraints - ND | 957 | 6572 | Generation Constraint in GWh | FALSE | E | Annual | Heat Rate | MMBtu/MWh | 0 | 7.8177 | 7.8068 | 7.4583 | 6.9235 | 7.071 | 7.0373
NOx Ozone State Level Generation Constraints - ND | 957 | 6572 | Generation Constraint in GWh | FALSE | E | Annual | Generation | TWh | 0 | 12.8612 | 12.7781 | 12.9753 | 12.7179 | 14.0366 | 14.527
NOx Ozone State Level Generation Constraints - ND | 957 | 6572 | Generation Constraint in GWh | FALSE | E | Annual | Qualifying Generation | TWh | 0 | 12.8612 | 12.7781 | 12.9753 | 12.7179 | 14.0366 | 14.527
NOx Ozone State Level Generation Constraints - ND | 957 | 6572 | Generation Constraint in GWh | FALSE | E | Annual | Rate | lb/MWh | 0 | 0 | 0 | 0 | 0 | 0 | 0
NOx Ozone State Level Generation Constraints - ND | 957 | 6572 | Generation Constraint in GWh | FALSE | E | Annual | Constraint Shadow Price | US2011$/MWh | 0 | 0.79965 | 0.70603 | 0.87663 | 0.8754 | 0.012693 | 1.0903
NOx Ozone State Level Generation Constraints - NE | 958 | 6565 | Generation Constraint in GWh | FALSE | E | Annual | Seasons Included | Seasons |  | Summer | Summer | Summer | Summer | Summer | Summer
NOx Ozone State Level Generation Constraints - NE | 958 | 6565 | Generation Constraint in GWh | FALSE | E | Annual | Standard | GWh | 0 | 18803.9688 | 19051.6495 | 19691.9249 | 20355.8186 | 18228.6094 | 21798.1391
NOx Ozone State Level Generation Constraints - NE | 958 | 6565 | Generation Constraint in GWh | FALSE | E | Annual | Emissions at Affected Plants | GWh | 0 | 18803.9688 | 19051.6495 | 19691.9249 | 20355.8186 | 18228.6094 | 21798.1391
NOx Ozone State Level Generation Constraints - NE | 958 | 6565 | Generation Constraint in GWh | FALSE | E | Annual | Allowances Purchased | GWh | 0 | 0 | 0 | 0 | 0 | 0 | 0
NOx Ozone State Level Generation Constraints - NE | 958 | 6565 | Generation Constraint in GWh | FALSE | E | Annual | Allowances Sold | GWh | 0 | 0 | 0 | 0 | 0 | 0 | 0
NOx Ozone State Level Generation Constraints - NE | 958 | 6565 | Generation Constraint in GWh | FALSE | E | Annual | Allowances Banked | GWh | 0 | 0 | 0 | 0 | 0 | 0 | 0
NOx Ozone State Level Generation Constraints - NE | 958 | 6565 | Generation Constraint in GWh | FALSE | E | Annual | Allowances Withdrawn (1:1) | GWh | 0 | 0 | 0 | 0 | 0 | 0 | 0
NOx Ozone State Level Generation Constraints - NE | 958 | 6565 | Generation Constraint in GWh | FALSE | E | Annual | Allowances Withdrawn (n:1) | GWh | 0 | 0 | 0 | 0 | 0 | 0 | 0
NOx Ozone State Level Generation Constraints - NE | 958 | 6565 | Generation Constraint in GWh | FALSE | E | Annual | Net Emissions Allowance Position | GWh | 0 | 18803.9688 | 19051.6495 | 19691.9249 | 20355.8186 | 18228.6094 | 21798.1391
NOx Ozone State Level Generation Constraints - NE | 958 | 6565 | Generation Constraint in GWh | FALSE | E | Annual | Fuel Consumed | TBtu | 0 | 168.6442 | 170.7372 | 171.245 | 167.8014 | 141.6939 | 151.743
NOx Ozone State Level Generation Constraints - NE | 958 | 6565 | Generation Constraint in GWh | FALSE | E | Annual | Heat Rate | MMBtu/MWh | 0 | 8.9685 | 8.9618 | 8.6962 | 8.2434 | 7.7732 | 6.9613
NOx Ozone State Level Generation Constraints - NE | 958 | 6565 | Generation Constraint in GWh | FALSE | E | Annual | Generation | TWh | 0 | 18.804 | 19.0516 | 19.6919 | 20.3558 | 18.2286 | 21.7981
NOx Ozone State Level Generation Constraints - NE | 958 | 6565 | Generation Constraint in GWh | FALSE | E | Annual | Qualifying Generation | TWh | 0 | 18.804 | 19.0516 | 19.6919 | 20.3558 | 18.2286 | 21.7981
NOx Ozone State Level Generation Constraints - NE | 958 | 6565 | Generation Constraint in GWh | FALSE | E | Annual | Rate | lb/MWh | 0 | 0 | 0 | 0 | 0 | 0 | 0
NOx Ozone State Level Generation Constraints - NE | 958 | 6565 | Generation Constraint in GWh | FALSE | E | Annual | Constraint Shadow Price | US2011$/MWh | 0 | 0.29575 | 0.60195 | 1.4263 | 0.37419 | 0.33985 | 0.93481
NOx Ozone State Level Generation Constraints - NH | 959 | 6567 | Generation Constraint in GWh | FALSE | E | Annual | Seasons Included | Seasons |  | Summer | Summer | Summer | Summer | Summer | Summer
NOx Ozone State Level Generation Constraints - NH | 959 | 6567 | Generation Constraint in GWh | FALSE | E | Annual | Standard | GWh | 0 | 10407.5597 | 10517.6242 | 10781.1098 | 11037.5439 | 11019.7306 | 7715.0187
NOx Ozone State Level Generation Constraints - NH | 959 | 6567 | Generation Constraint in GWh | FALSE | E | Annual | Emissions at Affected Plants | GWh | 0 | 10407.5597 | 10517.6242 | 10781.1098 | 11037.5439 | 11019.7306 | 7715.0187
NOx Ozone State Level Generation Constraints - NH | 959 | 6567 | Generation Constraint in GWh | FALSE | E | Annual | Allowances Purchased | GWh | 0 | 0 | 0 | 0 | 0 | 0 | 0
NOx Ozone State Level Generation Constraints - NH | 959 | 6567 | Generation Constraint in GWh | FALSE | E | Annual | Allowances Sold | GWh | 0 | 0 | 0 | 0 | 0 | 0 | 0
NOx Ozone State Level Generation Constraints - NH | 959 | 6567 | Generation Constraint in GWh | FALSE | E | Annual | Allowances Banked | GWh | 0 | 0 | 0 | 0 | 0 | 0 | 0
NOx Ozone State Level Generation Constraints - NH | 959 | 6567 | Generation Constraint in GWh | FALSE | E | Annual | Allowances Withdrawn (1:1) | GWh | 0 | 0 | 0 | 0 | 0 | 0 | 0
NOx Ozone State Level Generation Constraints - NH | 959 | 6567 | Generation Constraint in GWh | FALSE | E | Annual | Allowances Withdrawn (n:1) | GWh | 0 | 0 | 0 | 0 | 0 | 0 | 0
NOx Ozone State Level Generation Constraints - NH | 959 | 6567 | Generation Constraint in GWh | FALSE | E | Annual | Net Emissions Allowance Position | GWh | 0 | 10407.5597 | 10517.6242 | 10781.1098 | 11037.5439 | 11019.7306 | 7715.0187
NOx Ozone State Level Generation Constraints - NH | 959 | 6567 | Generation Constraint in GWh | FALSE | E | Annual | Fuel Consumed | TBtu | 0 | 77.3223 | 78.7651 | 78.1697 | 78.8795 | 77.1722 | 38.5795
NOx Ozone State Level Generation Constraints - NH | 959 | 6567 | Generation Constraint in GWh | FALSE | E | Annual | Heat Rate | MMBtu/MWh | 0 | 7.4294 | 7.4889 | 7.2506 | 7.1465 | 7.0031 | 5.0006
NOx Ozone State Level Generation Constraints - NH | 959 | 6567 | Generation Constraint in GWh | FALSE | E | Annual | Generation | TWh | 0 | 10.4076 | 10.5176 | 10.7811 | 11.0375 | 11.0197 | 7.715
NOx Ozone State Level Generation Constraints - NH | 959 | 6567 | Generation Constraint in GWh | FALSE | E | Annual | Qualifying Generation | TWh | 0 | 10.4076 | 10.5176 | 10.7811 | 11.0375 | 11.0197 | 7.715
NOx Ozone State Level Generation Constraints - NH | 959 | 6567 | Generation Constraint in GWh | FALSE | E | Annual | Rate | lb/MWh | 0 | 0 | 0 | 0 | 0 | 0 | 0
NOx Ozone State Level Generation Constraints - NH | 959 | 6567 | Generation Constraint in GWh | FALSE | E | Annual | Constraint Shadow Price | US2011$/MWh | 0 | 0.22031 | 1.485 | 0.56671 | 1.2744 | 0.20563 | 0.7627
NOx Ozone State Level Generation Constraints - NJ | 960 | 6568 | Generation Constraint in GWh | FALSE | E | Annual | Seasons Included | Seasons |  | Summer | Summer | Summer | Summer | Summer | Summer
NOx Ozone State Level Generation Constraints - NJ | 960 | 6568 | Generation Constraint in GWh | FALSE | E | Annual | Standard | GWh | 0 | 35505.2629 | 34520.7103 | 35374.4574 | 33477.0771 | 37611.8333 | 38928.6391
NOx Ozone State Level Generation Constraints - NJ | 960 | 6568 | Generation Constraint in GWh | FALSE | E | Annual | Emissions at Affected Plants | GWh | 0 | 35505.2629 | 34520.7103 | 35374.4574 | 33477.0771 | 37611.8333 | 38928.6391
NOx Ozone State Level Generation Constraints - NJ | 960 | 6568 | Generation Constraint in GWh | FALSE | E | Annual | Allowances Purchased | GWh | 0 | 0 | 0 | 0 | 0 | 0 | 0
NOx Ozone State Level Generation Constraints - NJ | 960 | 6568 | Generation Constraint in GWh | FALSE | E | Annual | Allowances Sold | GWh | 0 | 0 | 0 | 0 | 0 | 0 | 0
NOx Ozone State Level Generation Constraints - NJ | 960 | 6568 | Generation Constraint in GWh | FALSE | E | Annual | Allowances Banked | GWh | 0 | 0 | 0 | 0 | 0 | 0 | 0
NOx Ozone State Level Generation Constraints - NJ | 960 | 6568 | Generation Constraint in GWh | FALSE | E | Annual | Allowances Withdrawn (1:1) | GWh | 0 | 0 | 0 | 0 | 0 | 0 | 0
NOx Ozone State Level Generation Constraints - NJ | 960 | 6568 | Generation Constraint in GWh | FALSE | E | Annual | Allowances Withdrawn (n:1) | GWh | 0 | 0 | 0 | 0 | 0 | 0 | 0
NOx Ozone State Level Generation Constraints - NJ | 960 | 6568 | Generation Constraint in GWh | FALSE | E | Annual | Net Emissions Allowance Position | GWh | 0 | 35505.2629 | 34520.7103 | 35374.4574 | 33477.0771 | 37611.8333 | 38928.6391
NOx Ozone State Level Generation Constraints - NJ | 960 | 6568 | Generation Constraint in GWh | FALSE | E | Annual | Fuel Consumed | TBtu | 0 | 300.8073 | 290.1339 | 281.6955 | 257.4721 | 270.1755 | 244.2323
NOx Ozone State Level Generation Constraints - NJ | 960 | 6568 | Generation Constraint in GWh | FALSE | E | Annual | Heat Rate | MMBtu/MWh | 0 | 8.4722 | 8.4046 | 7.9632 | 7.691 | 7.1833 | 6.2738
NOx Ozone State Level Generation Constraints - NJ | 960 | 6568 | Generation Constraint in GWh | FALSE | E | Annual | Generation | TWh | 0 | 35.5053 | 34.5207 | 35.3745 | 33.4771 | 37.6118 | 38.9286
NOx Ozone State Level Generation Constraints - NJ | 960 | 6568 | Generation Constraint in GWh | FALSE | E | Annual | Qualifying Generation | TWh | 0 | 35.5053 | 34.5207 | 35.3745 | 33.4771 | 37.6118 | 38.9286
NOx Ozone State Level Generation Constraints - NJ | 960 | 6568 | Generation Constraint in GWh | FALSE | E | Annual | Rate | lb/MWh | 0 | 0 | 0 | 0 | 0 | 0 | 0
NOx Ozone State Level Generation Constraints - NJ | 960 | 6568 | Generation Constraint in GWh | FALSE | E | Annual | Constraint Shadow Price | US2011$/MWh | 0 | 0.31291 | 0.34024 | 0.056672 | 0.50839 | 0.39076 | 0.1222
NOx Ozone State Level Generation Constraints - NM | 961 | 6569 | Generation Constraint in GWh | FALSE | E | Annual | Seasons Included | Seasons |  | Summer | Summer | Summer | Summer | Summer | Summer
NOx Ozone State Level Generation Constraints - NM | 961 | 6569 | Generation Constraint in GWh | FALSE | E | Annual | Standard | GWh | 0 | 16147.2613 | 16157.6374 | 16642.465 | 16610.3113 | 16874.4041 | 29876.9494
NOx Ozone State Level Generation Constraints - NM | 961 | 6569 | Generation Constraint in GWh | FALSE | E | Annual | Emissions at Affected Plants | GWh | 0 | 16147.2613 | 16157.6374 | 16642.465 | 16610.3113 | 16874.4041 | 29876.9494
NOx Ozone State Level Generation Constraints - NM | 961 | 6569 | Generation Constraint in GWh | FALSE | E | Annual | Allowances Purchased | GWh | 0 | 0 | 0 | 0 | 0 | 0 | 0
NOx Ozone State Level Generation Constraints - NM | 961 | 6569 | Generation Constraint in GWh | FALSE | E | Annual | Allowances Sold | GWh | 0 | 0 | 0 | 0 | 0 | 0 | 0
NOx Ozone State Level Generation Constraints - NM | 961 | 6569 | Generation Constraint in GWh | FALSE | E | Annual | Allowances Banked | GWh | 0 | 0 | 0 | 0 | 0 | 0 | 0
NOx Ozone State Level Generation Constraints - NM | 961 | 6569 | Generation Constraint in GWh | FALSE | E | Annual | Allowances Withdrawn (1:1) | GWh | 0 | 0 | 0 | 0 | 0 | 0 | 0
NOx Ozone State Level Generation Constraints - NM | 961 | 6569 | Generation Constraint in GWh | FALSE | E | Annual | Allowances Withdrawn (n:1) | GWh | 0 | 0 | 0 | 0 | 0 | 0 | 0
NOx Ozone State Level Generation Constraints - NM | 961 | 6569 | Generation Constraint in GWh | FALSE | E | Annual | Net Emissions Allowance Position | GWh | 0 | 16147.2613 | 16157.6374 | 16642.465 | 16610.3113 | 16874.4041 | 29876.9494
NOx Ozone State Level Generation Constraints - NM | 961 | 6569 | Generation Constraint in GWh | FALSE | E | Annual | Fuel Consumed | TBtu | 0 | 126.9881 | 126.4563 | 122.3447 | 117.0972 | 106.9098 | 186.8565
NOx Ozone State Level Generation Constraints - NM | 961 | 6569 | Generation Constraint in GWh | FALSE | E | Annual | Heat Rate | MMBtu/MWh | 0 | 7.8644 | 7.8264 | 7.3514 | 7.0497 | 6.3356 | 6.2542
NOx Ozone State Level Generation Constraints - NM | 961 | 6569 | Generation Constraint in GWh | FALSE | E | Annual | Generation | TWh | 0 | 16.1473 | 16.1576 | 16.6425 | 16.6103 | 16.8744 | 29.8769
NOx Ozone State Level Generation Constraints - NM | 961 | 6569 | Generation Constraint in GWh | FALSE | E | Annual | Qualifying Generation | TWh | 0 | 16.1473 | 16.1576 | 16.6425 | 16.6103 | 16.8744 | 29.8769
NOx Ozone State Level Generation Constraints - NM | 961 | 6569 | Generation Constraint in GWh | FALSE | E | Annual | Rate | lb/MWh | 0 | 0 | 0 | 0 | 0 | 0 | 0
NOx Ozone State Level Generation Constraints - NM | 961 | 6569 | Generation Constraint in GWh | FALSE | E | Annual | Constraint Shadow Price | US2011$/MWh | 0 | 0.29359 | 0.10817 | 0.71241 | 0.093708 | 0.18655 | 0.44019
NOx Ozone State Level Generation Constraints - NV | 962 | 6566 | Generation Constraint in GWh | FALSE | E | Annual | Seasons Included | Seasons |  | Summer | Summer | Summer | Summer | Summer | Summer
NOx Ozone State Level Generation Constraints - NV | 962 | 6566 | Generation Constraint in GWh | FALSE | E | Annual | Standard | GWh | 0 | 18958.8877 | 16964.2785 | 15745.8582 | 15065.691 | 17520.5727 | 18962.4979
NOx Ozone State Level Generation Constraints - NV | 962 | 6566 | Generation Constraint in GWh | FALSE | E | Annual | Emissions at Affected Plants | GWh | 0 | 18958.8877 | 16964.2785 | 15745.8582 | 15065.691 | 17520.5727 | 18962.4979
NOx Ozone State Level Generation Constraints - NV | 962 | 6566 | Generation Constraint in GWh | FALSE | E | Annual | Allowances Purchased | GWh | 0 | 0 | 0 | 0 | 0 | 0 | 0
NOx Ozone State Level Generation Constraints - NV | 962 | 6566 | Generation Constraint in GWh | FALSE | E | Annual | Allowances Sold | GWh | 0 | 0 | 0 | 0 | 0 | 0 | 0
NOx Ozone State Level Generation Constraints - NV | 962 | 6566 | Generation Constraint in GWh | FALSE | E | Annual | Allowances Banked | GWh | 0 | 0 | 0 | 0 | 0 | 0 | 0
NOx Ozone State Level Generation Constraints - NV | 962 | 6566 | Generation Constraint in GWh | FALSE | E | Annual | Allowances Withdrawn (1:1) | GWh | 0 | 0 | 0 | 0 | 0 | 0 | 0
NOx Ozone State Level Generation Constraints - NV | 962 | 6566 | Generation Constraint in GWh | FALSE | E | Annual | Allowances Withdrawn (n:1) | GWh | 0 | 0 | 0 | 0 | 0 | 0 | 0
NOx Ozone State Level Generation Constraints - NV | 962 | 6566 | Generation Constraint in GWh | FALSE | E | Annual | Net Emissions Allowance Position | GWh | 0 | 18958.8877 | 16964.2785 | 15745.8582 | 15065.691 | 17520.5727 | 18962.4979
NOx Ozone State Level Generation Constraints - NV | 962 | 6566 | Generation Constraint in GWh | FALSE | E | Annual | Fuel Consumed | TBtu | 0 | 130.1107 | 114.1259 | 99.1482 | 88.8752 | 86.5076 | 93.3238
NOx Ozone State Level Generation Constraints - NV | 962 | 6566 | Generation Constraint in GWh | FALSE | E | Annual | Heat Rate | MMBtu/MWh | 0 | 6.8628 | 6.7274 | 6.2968 | 5.8992 | 4.9375 | 4.9215
NOx Ozone State Level Generation Constraints - NV | 962 | 6566 | Generation Constraint in GWh | FALSE | E | Annual | Generation | TWh | 0 | 18.9589 | 16.9643 | 15.7459 | 15.0657 | 17.5206 | 18.9625
NOx Ozone State Level Generation Constraints - NV | 962 | 6566 | Generation Constraint in GWh | FALSE | E | Annual | Qualifying Generation | TWh | 0 | 18.9589 | 16.9643 | 15.7459 | 15.0657 | 17.5206 | 18.9625
NOx Ozone State Level Generation Constraints - NV | 962 | 6566 | Generation Constraint in GWh | FALSE | E | Annual | Rate | lb/MWh | 0 | 0 | 0 | 0 | 0 | 0 | 0
NOx Ozone State Level Generation Constraints - NV | 962 | 6566 | Generation Constraint in GWh | FALSE | E | Annual | Constraint Shadow Price | US2011$/MWh | 0 | 0.40535 | 0.018161 | 0.22916 | 0.20235 | 0.1794 | 0.49786
NOx Ozone State Level Generation Constraints - NY | 963 | 6570 | Generation Constraint in GWh | FALSE | E | Annual | Seasons Included | Seasons |  | Summer | Summer | Summer | Summer | Summer | Summer
NOx Ozone State Level Generation Constraints - NY | 963 | 6570 | Generation Constraint in GWh | FALSE | E | Annual | Standard | GWh | 0 | 61297.1387 | 60311.7387 | 60913.8357 | 59315.156 | 63533.1706 | 64254.7291
NOx Ozone State Level Generation Constraints - NY | 963 | 6570 | Generation Constraint in GWh | FALSE | E | Annual | Emissions at Affected Plants | GWh | 0 | 61297.1387 | 60311.7387 | 60913.8357 | 59315.156 | 63533.1706 | 64254.7291
NOx Ozone State Level Generation Constraints - NY | 963 | 6570 | Generation Constraint in GWh | FALSE | E | Annual | Allowances Purchased | GWh | 0 | 0 | 0 | 0 | 0 | 0 | 0
NOx Ozone State Level Generation Constraints - NY | 963 | 6570 | Generation Constraint in GWh | FALSE | E | Annual | Allowances Sold | GWh | 0 | 0 | 0 | 0 | 0 | 0 | 0
NOx Ozone State Level Generation Constraints - NY | 963 | 6570 | Generation Constraint in GWh | FALSE | E | Annual | Allowances Banked | GWh | 0 | 0 | 0 | 0 | 0 | 0 | 0
NOx Ozone State Level Generation Constraints - NY | 963 | 6570 | Generation Constraint in GWh | FALSE | E | Annual | Allowances Withdrawn (1:1) | GWh | 0 | 0 | 0 | 0 | 0 | 0 | 0
NOx Ozone State Level Generation Constraints - NY | 963 | 6570 | Generation Constraint in GWh | FALSE | E | Annual | Allowances Withdrawn (n:1) | GWh | 0 | 0 | 0 | 0 | 0 | 0 | 0
NOx Ozone State Level Generation Constraints - NY | 963 | 6570 | Generation Constraint in GWh | FALSE | E | Annual | Net Emissions Allowance Position | GWh | 0 | 61297.1387 | 60311.7387 | 60913.8357 | 59315.156 | 63533.1706 | 64254.7291
NOx Ozone State Level Generation Constraints - NY | 963 | 6570 | Generation Constraint in GWh | FALSE | E | Annual | Fuel Consumed | TBtu | 0 | 451.5617 | 433.4874 | 398.3536 | 362.1175 | 339.9191 | 329.108
NOx Ozone State Level Generation Constraints - NY | 963 | 6570 | Generation Constraint in GWh | FALSE | E | Annual | Heat Rate | MMBtu/MWh | 0 | 7.3668 | 7.1874 | 6.5396 | 6.105 | 5.3503 | 5.1219
NOx Ozone State Level Generation Constraints - NY | 963 | 6570 | Generation Constraint in GWh | FALSE | E | Annual | Generation | TWh | 0 | 61.2971 | 60.3117 | 60.9138 | 59.3152 | 63.5332 | 64.2547
NOx Ozone State Level Generation Constraints - NY | 963 | 6570 | Generation Constraint in GWh | FALSE | E | Annual | Qualifying Generation | TWh | 0 | 61.2971 | 60.3117 | 60.9138 | 59.3152 | 63.5332 | 64.2547
NOx Ozone State Level Generation Constraints - NY | 963 | 6570 | Generation Constraint in GWh | FALSE | E | Annual | Rate | lb/MWh | 0 | 0 | 0 | 0 | 0 | 0 | 0
NOx Ozone State Level Generation Constraints - NY | 963 | 6570 | Generation Constraint in GWh | FALSE | E | Annual | Constraint Shadow Price | US2011$/MWh | 0 | 0.55959 | 0.27023 | 0.1262 | 0.090039 | 0.33887 | 0.36383
NOx Ozone State Level Generation Constraints - OH | 964 | 6573 | Generation Constraint in GWh | FALSE | E | Annual | Seasons Included | Seasons |  | Summer | Summer | Summer | Summer | Summer | Summer
NOx Ozone State Level Generation Constraints - OH | 964 | 6573 | Generation Constraint in GWh | FALSE | E | Annual | Standard | GWh | 0 | 62944.8702 | 61687.9824 | 67098.5503 | 69424.7822 | 85364.681 | 93228.2553
NOx Ozone State Level Generation Constraints - OH | 964 | 6573 | Generation Constraint in GWh | FALSE | E | Annual | Emissions at Affected Plants | GWh | 0 | 62944.8702 | 61687.9824 | 67098.5503 | 69424.7822 | 85364.681 | 93228.2553
NOx Ozone State Level Generation Constraints - OH | 964 | 6573 | Generation Constraint in GWh | FALSE | E | Annual | Allowances Purchased | GWh | 0 | 0 | 0 | 0 | 0 | 0 | 0
NOx Ozone State Level Generation Constraints - OH | 964 | 6573 | Generation Constraint in GWh | FALSE | E | Annual | Allowances Sold | GWh | 0 | 0 | 0 | 0 | 0 | 0 | 0
NOx Ozone State Level Generation Constraints - OH | 964 | 6573 | Generation Constraint in GWh | FALSE | E | Annual | Allowances Banked | GWh | 0 | 0 | 0 | 0 | 0 | 0 | 0
NOx Ozone State Level Generation Constraints - OH | 964 | 6573 | Generation Constraint in GWh | FALSE | E | Annual | Allowances Withdrawn (1:1) | GWh | 0 | 0 | 0 | 0 | 0 | 0 | 0
NOx Ozone State Level Generation Constraints - OH | 964 | 6573 | Generation Constraint in GWh | FALSE | E | Annual | Allowances Withdrawn (n:1) | GWh | 0 | 0 | 0 | 0 | 0 | 0 | 0
NOx Ozone State Level Generation Constraints - OH | 964 | 6573 | Generation Constraint in GWh | FALSE | E | Annual | Net Emissions Allowance Position | GWh | 0 | 62944.8702 | 61687.9824 | 67098.5503 | 69424.7822 | 85364.681 | 93228.2553
NOx Ozone State Level Generation Constraints - OH | 964 | 6573 | Generation Constraint in GWh | FALSE | E | Annual | Fuel Consumed | TBtu | 0 | 586.5954 | 572.7724 | 566.361 | 563.81 | 650.6154 | 675.4145
NOx Ozone State Level Generation Constraints - OH | 964 | 6573 | Generation Constraint in GWh | FALSE | E | Annual | Heat Rate | MMBtu/MWh | 0 | 9.3192 | 9.285 | 8.4407 | 8.1212 | 7.6216 | 7.2447
NOx Ozone State Level Generation Constraints - OH | 964 | 6573 | Generation Constraint in GWh | FALSE | E | Annual | Generation | TWh | 0 | 62.9449 | 61.688 | 67.0986 | 69.4248 | 85.3647 | 93.2283
NOx Ozone State Level Generation Constraints - OH | 964 | 6573 | Generation Constraint in GWh | FALSE | E | Annual | Qualifying Generation | TWh | 0 | 62.9449 | 61.688 | 67.0986 | 69.4248 | 85.3647 | 93.2283
NOx Ozone State Level Generation Constraints - OH | 964 | 6573 | Generation Constraint in GWh | FALSE | E | Annual | Rate | lb/MWh | 0 | 0 | 0 | 0 | 0 | 0 | 0
NOx Ozone State Level Generation Constraints - OH | 964 | 6573 | Generation Constraint in GWh | FALSE | E | Annual | Constraint Shadow Price | US2011$/MWh | 0 | 0.040409 | 0.38981 | 0.073 | 0.062646 | 0.23225 | 0.25451
NOx Ozone State Level Generation Constraints - OK | 965 | 6574 | Generation Constraint in GWh | FALSE | E | Annual | Seasons Included | Seasons |  | Summer | Summer | Summer | Summer | Summer | Summer
NOx Ozone State Level Generation Constraints - OK | 965 | 6574 | Generation Constraint in GWh | FALSE | E | Annual | Standard | GWh | 0 | 35040.1295 | 35659.0957 | 38526.1334 | 37401.3215 | 50435.0623 | 54678.1549
NOx Ozone State Level Generation Constraints - OK | 965 | 6574 | Generation Constraint in GWh | FALSE | E | Annual | Emissions at Affected Plants | GWh | 0 | 35040.1295 | 35659.0957 | 38526.1334 | 37401.3215 | 50435.0623 | 54678.1549
NOx Ozone State Level Generation Constraints - OK | 965 | 6574 | Generation Constraint in GWh | FALSE | E | Annual | Allowances Purchased | GWh | 0 | 0 | 0 | 0 | 0 | 0 | 0
NOx Ozone State Level Generation Constraints - OK | 965 | 6574 | Generation Constraint in GWh | FALSE | E | Annual | Allowances Sold | GWh | 0 | 0 | 0 | 0 | 0 | 0 | 0
NOx Ozone State Level Generation Constraints - OK | 965 | 6574 | Generation Constraint in GWh | FALSE | E | Annual | Allowances Banked | GWh | 0 | 0 | 0 | 0 | 0 | 0 | 0
NOx Ozone State Level Generation Constraints - OK | 965 | 6574 | Generation Constraint in GWh | FALSE | E | Annual | Allowances Withdrawn (1:1) | GWh | 0 | 0 | 0 | 0 | 0 | 0 | 0
NOx Ozone State Level Generation Constraints - OK | 965 | 6574 | Generation Constraint in GWh | FALSE | E | Annual | Allowances Withdrawn (n:1) | GWh | 0 | 0 | 0 | 0 | 0 | 0 | 0
NOx Ozone State Level Generation Constraints - OK | 965 | 6574 | Generation Constraint in GWh | FALSE | E | Annual | Net Emissions Allowance Position | GWh | 0 | 35040.1295 | 35659.0957 | 38526.1334 | 37401.3215 | 50435.0623 | 54678.1549
NOx Ozone State Level Generation Constraints - OK | 965 | 6574 | Generation Constraint in GWh | FALSE | E | Annual | Fuel Consumed | TBtu | 0 | 240.0559 | 245.0081 | 239.835 | 208.8017 | 225.3556 | 239.0632
NOx Ozone State Level Generation Constraints - OK | 965 | 6574 | Generation Constraint in GWh | FALSE | E | Annual | Heat Rate | MMBtu/MWh | 0 | 6.8509 | 6.8708 | 6.2253 | 5.5827 | 4.4682 | 4.3722
NOx Ozone State Level Generation Constraints - OK | 965 | 6574 | Generation Constraint in GWh | FALSE | E | Annual | Generation | TWh | 0 | 35.0401 | 35.6591 | 38.5261 | 37.4013 | 50.4351 | 54.6782
NOx Ozone State Level Generation Constraints - OK | 965 | 6574 | Generation Constraint in GWh | FALSE | E | Annual | Qualifying Generation | TWh | 0 | 35.0401 | 35.6591 | 38.5261 | 37.4013 | 50.4351 | 54.6782
NOx Ozone State Level Generation Constraints - OK | 965 | 6574 | Generation Constraint in GWh | FALSE | E | Annual | Rate | lb/MWh | 0 | 0 | 0 | 0 | 0 | 0 | 0
NOx Ozone State Level Generation Constraints - OK | 965 | 6574 | Generation Constraint in GWh | FALSE | E | Annual | Constraint Shadow Price | US2011$/MWh | 0 | 0.10197 | 0.017645 | 0.61528 | 0.14264 | 1.0004 | 1.1042
NOx Ozone State Level Generation Constraints - OR | 966 | 6575 | Generation Constraint in GWh | FALSE | E | Annual | Seasons Included | Seasons |  | Summer | Summer | Summer | Summer | Summer | Summer
NOx Ozone State Level Generation Constraints - OR | 966 | 6575 | Generation Constraint in GWh | FALSE | E | Annual | Standard | GWh | 0 | 19577.6395 | 21336.7265 | 21051.9591 | 23910.5926 | 26001.0434 | 25493.3603
NOx Ozone State Level Generation Constraints - OR | 966 | 6575 | Generation Constraint in GWh | FALSE | E | Annual | Emissions at Affected Plants | GWh | 0 | 19577.6395 | 21336.7265 | 21051.9591 | 23910.5926 | 26001.0434 | 25493.3603
NOx Ozone State Level Generation Constraints - OR | 966 | 6575 | Generation Constraint in GWh | FALSE | E | Annual | Allowances Purchased | GWh | 0 | 0 | 0 | 0 | 0 | 0 | 0
NOx Ozone State Level Generation Constraints - OR | 966 | 6575 | Generation Constraint in GWh | FALSE | E | Annual | Allowances Sold | GWh | 0 | 0 | 0 | 0 | 0 | 0 | 0
NOx Ozone State Level Generation Constraints - OR | 966 | 6575 | Generation Constraint in GWh | FALSE | E | Annual | Allowances Banked | GWh | 0 | 0 | 0 | 0 | 0 | 0 | 0
NOx Ozone State Level Generation Constraints - OR | 966 | 6575 | Generation Constraint in GWh | FALSE | E | Annual | Allowances Withdrawn (1:1) | GWh | 0 | 0 | 0 | 0 | 0 | 0 | 0
NOx Ozone State Level Generation Constraints - OR | 966 | 6575 | Generation Constraint in GWh | FALSE | E | Annual | Allowances Withdrawn (n:1) | GWh | 0 | 0 | 0 | 0 | 0 | 0 | 0
NOx Ozone State Level Generation Constraints - OR | 966 | 6575 | Generation Constraint in GWh | FALSE | E | Annual | Net Emissions Allowance Position | GWh | 0 | 19577.6395 | 21336.7265 | 21051.9591 | 23910.5926 | 26001.0434 | 25493.3603
NOx Ozone State Level Generation Constraints - OR | 966 | 6575 | Generation Constraint in GWh | FALSE | E | Annual | Fuel Consumed | TBtu | 0 | 6.8759 | 18.1987 | 9.5338 | 33.0384 | 44.546 | 41.1817
NOx Ozone State Level Generation Constraints - OR | 966 | 6575 | Generation Constraint in GWh | FALSE | E | Annual | Heat Rate | MMBtu/MWh | 0 | 0.35121 | 0.85293 | 0.45287 | 1.3817 | 1.7132 | 1.6154
NOx Ozone State Level Generation Constraints - OR | 966 | 6575 | Generation Constraint in GWh | FALSE | E | Annual | Generation | TWh | 0 | 19.5776 | 21.3367 | 21.052 | 23.9106 | 26.001 | 25.4934
NOx Ozone State Level Generation Constraints - OR | 966 | 6575 | Generation Constraint in GWh | FALSE | E | Annual | Qualifying Generation | TWh | 0 | 19.5776 | 21.3367 | 21.052 | 23.9106 | 26.001 | 25.4934
NOx Ozone State Level Generation Constraints - OR | 966 | 6575 | Generation Constraint in GWh | FALSE | E | Annual | Rate | lb/MWh | 0 | 0 | 0 | 0 | 0 | 0 | 0
NOx Ozone State Level Generation Constraints - OR | 966 | 6575 | Generation Constraint in GWh | FALSE | E | Annual | Constraint Shadow Price | US2011$/MWh | 0 | 0.12207 | 0.049532 | 0.057865 | 1.3805 | 0.080773 | 1.0241
NOx Ozone State Level Generation Constraints - PA | 967 | 6576 | Generation Constraint in GWh | FALSE | E | Annual | Seasons Included | Seasons |  | Summer | Summer | Summer | Summer | Summer | Summer
NOx Ozone State Level Generation Constraints - PA | 967 | 6576 | Generation Constraint in GWh | FALSE | E | Annual | Standard | GWh | 0 | 97047.0929 | 97953.3137 | 94604.4766 | 95381.5296 | 96028.1515 | 95055.6461
NOx Ozone State Level Generation Constraints - PA | 967 | 6576 | Generation Constraint in GWh | FALSE | E | Annual | Emissions at Affected Plants | GWh | 0 | 97047.0929 | 97953.3137 | 94604.4766 | 95381.5296 | 96028.1515 | 95055.6461
NOx Ozone State Level Generation Constraints - PA | 967 | 6576 | Generation Constraint in GWh | FALSE | E | Annual | Allowances Purchased | GWh | 0 | 0 | 0 | 0 | 0 | 0 | 0
NOx Ozone State Level Generation Constraints - PA | 967 | 6576 | Generation Constraint in GWh | FALSE | E | Annual | Allowances Sold | GWh | 0 | 0 | 0 | 0 | 0 | 0 | 0
NOx Ozone State Level Generation Constraints - PA | 967 | 6576 | Generation Constraint in GWh | FALSE | E | Annual | Allowances Banked | GWh | 0 | 0 | 0 | 0 | 0 | 0 | 0
NOx Ozone State Level Generation Constraints - PA | 967 | 6576 | Generation Constraint in GWh | FALSE | E | Annual | Allowances Withdrawn (1:1) | GWh | 0 | 0 | 0 | 0 | 0 | 0 | 0
NOx Ozone State Level Generation Constraints - PA | 967 | 6576 | Generation Constraint in GWh | FALSE | E | Annual | Allowances Withdrawn (n:1) | GWh | 0 | 0 | 0 | 0 | 0 | 0 | 0
NOx Ozone State Level Generation Constraints - PA | 967 | 6576 | Generation Constraint in GWh | FALSE | E | Annual | Net Emissions Allowance Position | GWh | 0 | 97047.0929 | 97953.3137 | 94604.4766 | 95381.5296 | 96028.1515 | 95055.6461
NOx Ozone State Level Generation Constraints - PA | 967 | 6576 | Generation Constraint in GWh | FALSE | E | Annual | Fuel Consumed | TBtu | 0 | 890.1456 | 890.4353 | 808.3096 | 788.2759 | 737.1331 | 650.7533
NOx Ozone State Level Generation Constraints - PA | 967 | 6576 | Generation Constraint in GWh | FALSE | E | Annual | Heat Rate | MMBtu/MWh | 0 | 9.1723 | 9.0904 | 8.5441 | 8.2644 | 7.6762 | 6.846
NOx Ozone State Level Generation Constraints - PA | 967 | 6576 | Generation Constraint in GWh | FALSE | E | Annual | Generation | TWh | 0 | 97.0471 | 97.9533 | 94.6045 | 95.3815 | 96.0282 | 95.0556
NOx Ozone State Level Generation Constraints - PA | 967 | 6576 | Generation Constraint in GWh | FALSE | E | Annual | Qualifying Generation | TWh | 0 | 97.0471 | 97.9533 | 94.6045 | 95.3815 | 96.0282 | 95.0556
NOx Ozone State Level Generation Constraints - PA | 967 | 6576 | Generation Constraint in GWh | FALSE | E | Annual | Rate | lb/MWh | 0 | 0 | 0 | 0 | 0 | 0 | 0
NOx Ozone State Level Generation Constraints - PA | 967 | 6576 | Generation Constraint in GWh | FALSE | E | Annual | Constraint Shadow Price | US2011$/MWh | 0 | 0.30119 | 0.056796 | 0.21113 | 0.042067 | 0.3069 | 0.077511
NOx Ozone State Level Generation Constraints - RI | 968 | 6577 | Generation Constraint in GWh | FALSE | E | Annual | Seasons Included | Seasons |  | Summer | Summer | Summer | Summer | Summer | Summer
NOx Ozone State Level Generation Constraints - RI | 968 | 6577 | Generation Constraint in GWh | FALSE | E | Annual | Standard | GWh | 0 | 3817.1321 | 3764.2664 | 3553.8372 | 3190.0163 | 4227.133 | 4636.417
NOx Ozone State Level Generation Constraints - RI | 968 | 6577 | Generation Constraint in GWh | FALSE | E | Annual | Emissions at Affected Plants | GWh | 0 | 3817.1321 | 3764.2664 | 3553.8372 | 3190.0163 | 4227.133 | 4636.417
NOx Ozone State Level Generation Constraints - RI | 968 | 6577 | Generation Constraint in GWh | FALSE | E | Annual | Allowances Purchased | GWh | 0 | 0 | 0 | 0 | 0 | 0 | 0
NOx Ozone State Level Generation Constraints - RI | 968 | 6577 | Generation Constraint in GWh | FALSE | E | Annual | Allowances Sold | GWh | 0 | 0 | 0 | 0 | 0 | 0 | 0
NOx Ozone State Level Generation Constraints - RI | 968 | 6577 | Generation Constraint in GWh | FALSE | E | Annual | Allowances Banked | GWh | 0 | 0 | 0 | 0 | 0 | 0 | 0
NOx Ozone State Level Generation Constraints - RI | 968 | 6577 | Generation Constraint in GWh | FALSE | E | Annual | Allowances Withdrawn (1:1) | GWh | 0 | 0 | 0 | 0 | 0 | 0 | 0
NOx Ozone State Level Generation Constraints - RI | 968 | 6577 | Generation Constraint in GWh | FALSE | E | Annual | Allowances Withdrawn (n:1) | GWh | 0 | 0 | 0 | 0 | 0 | 0 | 0
NOx Ozone State Level Generation Constraints - RI | 968 | 6577 | Generation Constraint in GWh | FALSE | E | Annual | Net Emissions Allowance Position | GWh | 0 | 3817.1321 | 3764.2664 | 3553.8372 | 3190.0163 | 4227.133 | 4636.417
NOx Ozone State Level Generation Constraints - RI | 968 | 6577 | Generation Constraint in GWh | FALSE | E | Annual | Fuel Consumed | TBtu | 0 | 28.8459 | 28.0988 | 25.0216 | 21.4243 | 29.301 | 31.8846
NOx Ozone State Level Generation Constraints - RI | 968 | 6577 | Generation Constraint in GWh | FALSE | E | Annual | Heat Rate | MMBtu/MWh | 0 | 7.557 | 7.4646 | 7.0407 | 6.716 | 6.9316 | 6.877
NOx Ozone State Level Generation Constraints - RI | 968 | 6577 | Generation Constraint in GWh | FALSE | E | Annual | Generation | TWh | 0 | 3.8171 | 3.7643 | 3.5538 | 3.19 | 4.2271 | 4.6364
NOx Ozone State Level Generation Constraints - RI | 968 | 6577 | Generation Constraint in GWh | FALSE | E | Annual | Qualifying Generation | TWh | 0 | 3.8171 | 3.7643 | 3.5538 | 3.19 | 4.2271 | 4.6364
NOx Ozone State Level Generation Constraints - RI | 968 | 6577 | Generation Constraint in GWh | FALSE | E | Annual | Rate | lb/MWh | 0 | 0 | 0 | 0 | 0 | 0 | 0
NOx Ozone State Level Generation Constraints - RI | 968 | 6577 | Generation Constraint in GWh | FALSE | E | Annual | Constraint Shadow Price | US2011$/MWh | 0 | 0.40376 | 1.3181 | 0.20257 | 0.10059 | 0.43305 | 0.75785
NOx Ozone State Level Generation Constraints - SC | 969 | 6578 | Generation Constraint in GWh | FALSE | E | Annual | Seasons Included | Seasons |  | Summer | Summer | Summer | Summer | Summer | Summer
NOx Ozone State Level Generation Constraints - SC | 969 | 6578 | Generation Constraint in GWh | FALSE | E | Annual | Standard | GWh | 0 | 44086.8796 | 52664.1365 | 52587.0274 | 58191.863 | 52970.5435 | 56514.2794
NOx Ozone State Level Generation Constraints - SC | 969 | 6578 | Generation Constraint in GWh | FALSE | E | Annual | Emissions at Affected Plants | GWh | 0 | 44086.8796 | 52664.1365 | 52587.0274 | 58191.863 | 52970.5435 | 56514.2794
NOx Ozone State Level Generation Constraints - SC | 969 | 6578 | Generation Constraint in GWh | FALSE | E | Annual | Allowances Purchased | GWh | 0 | 0 | 0 | 0 | 0 | 0 | 0
NOx Ozone State Level Generation Constraints - SC | 969 | 6578 | Generation Constraint in GWh | FALSE | E | Annual | Allowances Sold | GWh | 0 | 0 | 0 | 0 | 0 | 0 | 0
NOx Ozone State Level Generation Constraints - SC | 969 | 6578 | Generation Constraint in GWh | FALSE | E | Annual | Allowances Banked | GWh | 0 | 0 | 0 | 0 | 0 | 0 | 0
NOx Ozone State Level Generation Constraints - SC | 969 | 6578 | Generation Constraint in GWh | FALSE | E | Annual | Allowances Withdrawn (1:1) | GWh | 0 | 0 | 0 | 0 | 0 | 0 | 0
NOx Ozone State Level Generation Constraints - SC | 969 | 6578 | Generation Constraint in GWh | FALSE | E | Annual | Allowances Withdrawn (n:1) | GWh | 0 | 0 | 0 | 0 | 0 | 0 | 0
NOx Ozone State Level Generation Constraints - SC | 969 | 6578 | Generation Constraint in GWh | FALSE | E | Annual | Net Emissions Allowance Position | GWh | 0 | 44086.8796 | 52664.1365 | 52587.0274 | 58191.863 | 52970.5435 | 56514.2794
NOx Ozone State Level Generation Constraints - SC | 969 | 6578 | Generation Constraint in GWh | FALSE | E | Annual | Fuel Consumed | TBtu | 0 | 408.2923 | 497.8528 | 478.3724 | 504.7323 | 425.1141 | 397.0137
NOx Ozone State Level Generation Constraints - SC | 969 | 6578 | Generation Constraint in GWh | FALSE | E | Annual | Heat Rate | MMBtu/MWh | 0 | 9.2611 | 9.4534 | 9.0968 | 8.6736 | 8.0255 | 7.025
NOx Ozone State Level Generation Constraints - SC | 969 | 6578 | Generation Constraint in GWh | FALSE | E | Annual | Generation | TWh | 0 | 44.0869 | 52.6641 | 52.587 | 58.1919 | 52.9705 | 56.5143
NOx Ozone State Level Generation Constraints - SC | 969 | 6578 | Generation Constraint in GWh | FALSE | E | Annual | Qualifying Generation | TWh | 0 | 44.0869 | 52.6641 | 52.587 | 58.1919 | 52.9705 | 56.5143
NOx Ozone State Level Generation Constraints - SC | 969 | 6578 | Generation Constraint in GWh | FALSE | E | Annual | Rate | lb/MWh | 0 | 0 | 0 | 0 | 0 | 0 | 0
NOx Ozone State Level Generation Constraints - SC | 969 | 6578 | Generation Constraint in GWh | FALSE | E | Annual | Constraint Shadow Price | US2011$/MWh | 0 | 0.049549 | 0.43661 | 0.31204 | 0.52929 | 0.51125 | 0.094622
NOx Ozone State Level Generation Constraints - SD | 970 | 6579 | Generation Constraint in GWh | FALSE | E | Annual | Seasons Included | Seasons |  | Summer | Summer | Summer | Summer | Summer | Summer
NOx Ozone State Level Generation Constraints - SD | 970 | 6579 | Generation Constraint in GWh | FALSE | E | Annual | Standard | GWh | 0 | 5758.484 | 5950.8056 | 6535.3803 | 7116.1332 | 7435.3483 | 12987.9153
NOx Ozone State Level Generation Constraints - SD | 970 | 6579 | Generation Constraint in GWh | FALSE | E | Annual | Emissions at Affected Plants | GWh | 0 | 5758.484 | 5950.8056 | 6535.3803 | 7116.1332 | 7435.3483 | 12987.9153
NOx Ozone State Level Generation Constraints - SD | 970 | 6579 | Generation Constraint in GWh | FALSE | E | Annual | Allowances Purchased | GWh | 0 | 0 | 0 | 0 | 0 | 0 | 0
NOx Ozone State Level Generation Constraints - SD | 970 | 6579 | Generation Constraint in GWh | FALSE | E | Annual | Allowances Sold | GWh | 0 | 0 | 0 | 0 | 0 | 0 | 0
NOx Ozone State Level Generation Constraints - SD | 970 | 6579 | Generation Constraint in GWh | FALSE | E | Annual | Allowances Banked | GWh | 0 | 0 | 0 | 0 | 0 | 0 | 0
NOx Ozone State Level Generation Constraints - SD | 970 | 6579 | Generation Constraint in GWh | FALSE | E | Annual | Allowances Withdrawn (1:1) | GWh | 0 | 0 | 0 | 0 | 0 | 0 | 0
NOx Ozone State Level Generation Constraints - SD | 970 | 6579 | Generation Constraint in GWh | FALSE | E | Annual | Allowances Withdrawn (n:1) | GWh | 0 | 0 | 0 | 0 | 0 | 0 | 0
NOx Ozone State Level Generation Constraints - SD | 970 | 6579 | Generation Constraint in GWh | FALSE | E | Annual | Net Emissions Allowance Position | GWh | 0 | 5758.484 | 5950.8056 | 6535.3803 | 7116.1332 | 7435.3483 | 12987.9153
NOx Ozone State Level Generation Constraints - SD | 970 | 6579 | Generation Constraint in GWh | FALSE | E | Annual | Fuel Consumed | TBtu | 0 | 10.3946 | 8.5729 | 10.2627 | 10.3408 | 11.3795 | 13.851
NOx Ozone State Level Generation Constraints - SD | 970 | 6579 | Generation Constraint in GWh | FALSE | E | Annual | Heat Rate | MMBtu/MWh | 0 | 1.8051 | 1.4406 | 1.5703 | 1.4531 | 1.5305 | 1.0665
NOx Ozone State Level Generation Constraints - SD | 970 | 6579 | Generation Constraint in GWh | FALSE | E | Annual | Generation | TWh | 0 | 5.7585 | 5.9508 | 6.5354 | 7.1161 | 7.4353 | 12.9879
NOx Ozone State Level Generation Constraints - SD | 970 | 6579 | Generation Constraint in GWh | FALSE | E | Annual | Qualifying Generation | TWh | 0 | 5.7585 | 5.9508 | 6.5354 | 7.1161 | 7.4353 | 12.9879
NOx Ozone State Level Generation Constraints - SD | 970 | 6579 | Generation Constraint in GWh | FALSE | E | Annual | Rate | lb/MWh | 0 | 0 | 0 | 0 | 0 | 0 | 0
NOx Ozone State Level Generation Constraints - SD | 970 | 6579 | Generation Constraint in GWh | FALSE | E | Annual | Constraint Shadow Price | US2011$/MWh | 0 | 0.44881 | 0.75652 | 0.51845 | 0.91785 | 0.96595 | 0.14267
NOx Ozone State Level Generation Constraints - TN | 971 | 6580 | Generation Constraint in GWh | FALSE | E | Annual | Seasons Included | Seasons |  | Summer | Summer | Summer | Summer | Summer | Summer
NOx Ozone State Level Generation Constraints - TN | 971 | 6580 | Generation Constraint in GWh | FALSE | E | Annual | Standard | GWh | 0 | 40421.0881 | 41098.0168 | 43185.2223 | 47741.0315 | 56958.6319 | 49247.0647
NOx Ozone State Level Generation Constraints - TN | 971 | 6580 | Generation Constraint in GWh | FALSE | E | Annual | Emissions at Affected Plants | GWh | 0 | 40421.0881 | 41098.0168 | 43185.2223 | 47741.0315 | 56958.6319 | 49247.0647
NOx Ozone State Level Generation Constraints - TN | 971 | 6580 | Generation Constraint in GWh | FALSE | E | Annual | Allowances Purchased | GWh | 0 | 0 | 0 | 0 | 0 | 0 | 0
NOx Ozone State Level Generation Constraints - TN | 971 | 6580 | Generation Constraint in GWh | FALSE | E | Annual | Allowances Sold | GWh | 0 | 0 | 0 | 0 | 0 | 0 | 0
NOx Ozone State Level Generation Constraints - TN | 971 | 6580 | Generation Constraint in GWh | FALSE | E | Annual | Allowances Banked | GWh | 0 | 0 | 0 | 0 | 0 | 0 | 0
NOx Ozone State Level Generation Constraints - TN | 971 | 6580 | Generation Constraint in GWh | FALSE | E | Annual | Allowances Withdrawn (1:1) | GWh | 0 | 0 | 0 | 0 | 0 | 0 | 0
NOx Ozone State Level Generation Constraints - TN | 971 | 6580 | Generation Constraint in GWh | FALSE | E | Annual | Allowances Withdrawn (n:1) | GWh | 0 | 0 | 0 | 0 | 0 | 0 | 0
NOx Ozone State Level Generation Constraints - TN | 971 | 6580 | Generation Constraint in GWh | FALSE | E | Annual | Net Emissions Allowance Position | GWh | 0 | 40421.0881 | 41098.0168 | 43185.2223 | 47741.0315 | 56958.6319 | 49247.0647
NOx Ozone State Level Generation Constraints - TN | 971 | 6580 | Generation Constraint in GWh | FALSE | E | Annual | Fuel Consumed | TBtu | 0 | 358.5559 | 357.8888 | 352.2866 | 372.5724 | 422.2386 | 337.5746
NOx Ozone State Level Generation Constraints - TN | 971 | 6580 | Generation Constraint in GWh | FALSE | E | Annual | Heat Rate | MMBtu/MWh | 0 | 8.8705 | 8.7082 | 8.1576 | 7.804 | 7.4131 | 6.8547
NOx Ozone State Level Generation Constraints - TN | 971 | 6580 | Generation Constraint in GWh | FALSE | E | Annual | Generation | TWh | 0 | 40.4211 | 41.098 | 43.1852 | 47.741 | 56.9586 | 49.2471
NOx Ozone State Level Generation Constraints - TN | 971 | 6580 | Generation Constraint in GWh | FALSE | E | Annual | Qualifying Generation | TWh | 0 | 40.4211 | 41.098 | 43.1852 | 47.741 | 56.9586 | 49.2471
NOx Ozone State Level Generation Constraints - TN | 971 | 6580 | Generation Constraint in GWh | FALSE | E | Annual | Rate | lb/MWh | 0 | 0 | 0 | 0 | 0 | 0 | 0
NOx Ozone State Level Generation Constraints - TN | 971 | 6580 | Generation Constraint in GWh | FALSE | E | Annual | Constraint Shadow Price | US2011$/MWh | 0 | 1.9725 | 2.6631 | 0.55063 | 0.21485 | 0.87127 | 0.74764
NOx Ozone State Level Generation Constraints - TX | 972 | 6581 | Generation Constraint in GWh | FALSE | E | Annual | Seasons Included | Seasons |  | Summer | Summer | Summer | Summer | Summer | Summer
NOx Ozone State Level Generation Constraints - TX | 972 | 6581 | Generation Constraint in GWh | FALSE | E | Annual | Standard | GWh | 0 | 201082.0777 | 205037.2015 | 209738.2615 | 221918.1982 | 244717.5499 | 269351.472
NOx Ozone State Level Generation Constraints - TX | 972 | 6581 | Generation Constraint in GWh | FALSE | E | Annual | Emissions at Affected Plants | GWh | 0 | 201082.0777 | 205037.2015 | 209738.2615 | 221918.1982 | 244717.5499 | 269351.472
NOx Ozone State Level Generation Constraints - TX | 972 | 6581 | Generation Constraint in GWh | FALSE | E | Annual | Allowances Purchased | GWh | 0 | 0 | 0 | 0 | 0 | 0 | 0
NOx Ozone State Level Generation Constraints - TX | 972 | 6581 | Generation Constraint in GWh | FALSE | E | Annual | Allowances Sold | GWh | 0 | 0 | 0 | 0 | 0 | 0 | 0
NOx Ozone State Level Generation Constraints - TX | 972 | 6581 | Generation Constraint in GWh | FALSE | E | Annual | Allowances Banked | GWh | 0 | 0 | 0 | 0 | 0 | 0 | 0
NOx Ozone State Level Generation Constraints - TX | 972 | 6581 | Generation Constraint in GWh | FALSE | E | Annual | Allowances Withdrawn (1:1) | GWh | 0 | 0 | 0 | 0 | 0 | 0 | 0
NOx Ozone State Level Generation Constraints - TX | 972 | 6581 | Generation Constraint in GWh | FALSE | E | Annual | Allowances Withdrawn (n:1) | GWh | 0 | 0 | 0 | 0 | 0 | 0 | 0
NOx Ozone State Level Generation Constraints - TX | 972 | 6581 | Generation Constraint in GWh | FALSE | E | Annual | Net Emissions Allowance Position | GWh | 0 | 201082.0777 | 205037.2015 | 209738.2615 | 221918.1982 | 244717.5499 | 269351.472
NOx Ozone State Level Generation Constraints - TX | 972 | 6581 | Generation Constraint in GWh | FALSE | E | Annual | Fuel Consumed | TBtu | 0 | 1591.9508 | 1630.2153 | 1543.442 | 1419.7171 | 1379.5308 | 1445.7302
NOx Ozone State Level Generation Constraints - TX | 972 | 6581 | Generation Constraint in GWh | FALSE | E | Annual | Heat Rate | MMBtu/MWh | 0 | 7.9169 | 7.9508 | 7.3589 | 6.3975 | 5.6372 | 5.3674
NOx Ozone State Level Generation Constraints - TX | 972 | 6581 | Generation Constraint in GWh | FALSE | E | Annual | Generation | TWh | 0 | 201.0821 | 205.0372 | 209.7383 | 221.9182 | 244.7175 | 269.3515
NOx Ozone State Level Generation Constraints - TX | 972 | 6581 | Generation Constraint in GWh | FALSE | E | Annual | Qualifying Generation | TWh | 0 | 201.0821 | 205.0372 | 209.7383 | 221.9182 | 244.7175 | 269.3515
NOx Ozone State Level Generation Constraints - TX | 972 | 6581 | Generation Constraint in GWh | FALSE | E | Annual | Rate | lb/MWh | 0 | 0 | 0 | 0 | 0 | 0 | 0
NOx Ozone State Level Generation Constraints - TX | 972 | 6581 | Generation Constraint in GWh | FALSE | E | Annual | Constraint Shadow Price | US2011$/MWh | 0 | 0.33052 | 0.027076 | 0.88118 | 0.58774 | 0.095542 | 0.32877
NOx Ozone State Level Generation Constraints - UT | 973 | 6582 | Generation Constraint in GWh | FALSE | E | Annual | Seasons Included | Seasons |  | Summer | Summer | Summer | Summer | Summer | Summer
NOx Ozone State Level Generation Constraints - UT | 973 | 6582 | Generation Constraint in GWh | FALSE | E | Annual | Standard | GWh | 0 | 20697.0368 | 18254.7187 | 19399.0521 | 21410.3174 | 23535.9676 | 26185.0277
NOx Ozone State Level Generation Constraints - UT | 973 | 6582 | Generation Constraint in GWh | FALSE | E | Annual | Emissions at Affected Plants | GWh | 0 | 20697.0368 | 18254.7187 | 19399.0521 | 21410.3174 | 23535.9676 | 26185.0277
NOx Ozone State Level Generation Constraints - UT | 973 | 6582 | Generation Constraint in GWh | FALSE | E | Annual | Allowances Purchased | GWh | 0 | 0 | 0 | 0 | 0 | 0 | 0
NOx Ozone State Level Generation Constraints - UT | 973 | 6582 | Generation Constraint in GWh | FALSE | E | Annual | Allowances Sold | GWh | 0 | 0 | 0 | 0 | 0 | 0 | 0
NOx Ozone State Level Generation Constraints - UT | 973 | 6582 | Generation Constraint in GWh | FALSE | E | Annual | Allowances Banked | GWh | 0 | 0 | 0 | 0 | 0 | 0 | 0
NOx Ozone State Level Generation Constraints - UT | 973 | 6582 | Generation Constraint in GWh | FALSE | E | Annual | Allowances Withdrawn (1:1) | GWh | 0 | 0 | 0 | 0 | 0 | 0 | 0
NOx Ozone State Level Generation Constraints - UT | 973 | 6582 | Generation Constraint in GWh | FALSE | E | Annual | Allowances Withdrawn (n:1) | GWh | 0 | 0 | 0 | 0 | 0 | 0 | 0
NOx Ozone State Level Generation Constraints - UT | 973 | 6582 | Generation Constraint in GWh | FALSE | E | Annual | Net Emissions Allowance Position | GWh | 0 | 20697.0368 | 18254.7187 | 19399.0521 | 21410.3174 | 23535.9676 | 26185.0277
NOx Ozone State Level Generation Constraints - UT | 973 | 6582 | Generation Constraint in GWh | FALSE | E | Annual | Fuel Consumed | TBtu | 0 | 184.2911 | 165.8936 | 165.3181 | 178.3259 | 179.3047 | 179.8332
NOx Ozone State Level Generation Constraints - UT | 973 | 6582 | Generation Constraint in GWh | FALSE | E | Annual | Heat Rate | MMBtu/MWh | 0 | 8.9042 | 9.0877 | 8.522 | 8.329 | 7.6183 | 6.8678
NOx Ozone State Level Generation Constraints - UT | 973 | 6582 | Generation Constraint in GWh | FALSE | E | Annual | Generation | TWh | 0 | 20.697 | 18.2547 | 19.3991 | 21.4103 | 23.536 | 26.185
NOx Ozone State Level Generation Constraints - UT | 973 | 6582 | Generation Constraint in GWh | FALSE | E | Annual | Qualifying Generation | TWh | 0 | 20.697 | 18.2547 | 19.3991 | 21.4103 | 23.536 | 26.185
NOx Ozone State Level Generation Constraints - UT | 973 | 6582 | Generation Constraint in GWh | FALSE | E | Annual | Rate | lb/MWh | 0 | 0 | 0 | 0 | 0 | 0 | 0
NOx Ozone State Level Generation Constraints - UT | 973 | 6582 | Generation Constraint in GWh | FALSE | E | Annual | Constraint Shadow Price | US2011$/MWh | 0 | 0.38389 | 0.22878 | 0.97073 | 1.6225 | 0.43846 | 0.71375
NOx Ozone State Level Generation Constraints - VA | 974 | 6584 | Generation Constraint in GWh | FALSE | E | Annual | Seasons Included | Seasons |  | Summer | Summer | Summer | Summer | Summer | Summer
NOx Ozone State Level Generation Constraints - VA | 974 | 6584 | Generation Constraint in GWh | FALSE | E | Annual | Standard | GWh | 0 | 40461.9635 | 40310.0575 | 41721.4977 | 50805.2321 | 41142.5289 | 41532.5041
NOx Ozone State Level Generation Constraints - VA | 974 | 6584 | Generation Constraint in GWh | FALSE | E | Annual | Emissions at Affected Plants | GWh | 0 | 40461.9635 | 40310.0575 | 41721.4977 | 50805.2321 | 41142.5289 | 41532.5041
NOx Ozone State Level Generation Constraints - VA | 974 | 6584 | Generation Constraint in GWh | FALSE | E | Annual | Allowances Purchased | GWh | 0 | 0 | 0 | 0 | 0 | 0 | 0
NOx Ozone State Level Generation Constraints - VA | 974 | 6584 | Generation Constraint in GWh | FALSE | E | Annual | Allowances Sold | GWh | 0 | 0 | 0 | 0 | 0 | 0 | 0
NOx Ozone State Level Generation Constraints - VA | 974 | 6584 | Generation Constraint in GWh | FALSE | E | Annual | Allowances Banked | GWh | 0 | 0 | 0 | 0 | 0 | 0 | 0
NOx Ozone State Level Generation Constraints - VA | 974 | 6584 | Generation Constraint in GWh | FALSE | E | Annual | Allowances Withdrawn (1:1) | GWh | 0 | 0 | 0 | 0 | 0 | 0 | 0
NOx Ozone State Level Generation Constraints - VA | 974 | 6584 | Generation Constraint in GWh | FALSE | E | Annual | Allowances Withdrawn (n:1) | GWh | 0 | 0 | 0 | 0 | 0 | 0 | 0
NOx Ozone State Level Generation Constraints - VA | 974 | 6584 | Generation Constraint in GWh | FALSE | E | Annual | Net Emissions Allowance Position | GWh | 0 | 40461.9635 | 40310.0575 | 41721.4977 | 50805.2321 | 41142.5289 | 41532.5041
NOx Ozone State Level Generation Constraints - VA | 974 | 6584 | Generation Constraint in GWh | FALSE | E | Annual | Fuel Consumed | TBtu | 0 | 321.4821 | 315.6205 | 306.7888 | 305.739 | 178.882 | 169.5452
NOx Ozone State Level Generation Constraints - VA | 974 | 6584 | Generation Constraint in GWh | FALSE | E | Annual | Heat Rate | MMBtu/MWh | 0 | 7.9453 | 7.8298 | 7.3533 | 6.0179 | 4.3479 | 4.0822
NOx Ozone State Level Generation Constraints - VA | 974 | 6584 | Generation Constraint in GWh | FALSE | E | Annual | Generation | TWh | 0 | 40.462 | 40.3101 | 41.7215 | 50.8052 | 41.1425 | 41.5325
NOx Ozone State Level Generation Constraints - VA | 974 | 6584 | Generation Constraint in GWh | FALSE | E | Annual | Qualifying Generation | TWh | 0 | 40.462 | 40.3101 | 41.7215 | 50.8052 | 41.1425 | 41.5325
NOx Ozone State Level Generation Constraints - VA | 974 | 6584 | Generation Constraint in GWh | FALSE | E | Annual | Rate | lb/MWh | 0 | 0 | 0 | 0 | 0 | 0 | 0
NOx Ozone State Level Generation Constraints - VA | 974 | 6584 | Generation Constraint in GWh | FALSE | E | Annual | Constraint Shadow Price | US2011$/MWh | 0 | 0.35828 | 0.19966 | 0.073219 | 0.054347 | 0.28477 | 0.15206
NOx Ozone State Level Generation Constraints - VT | 975 | 6583 | Generation Constraint in GWh | FALSE | E | Annual | Seasons Included | Seasons |  | Summer | Summer | Summer | Summer | Summer | Summer
NOx Ozone State Level Generation Constraints - VT | 975 | 6583 | Generation Constraint in GWh | FALSE | E | Annual | Standard | GWh | 0 | 1887.9727 | 1939.5462 | 2098.6083 | 2170.947 | 2197.4449 | 2488.4025
NOx Ozone State Level Generation Constraints - VT | 975 | 6583 | Generation Constraint in GWh | FALSE | E | Annual | Emissions at Affected Plants | GWh | 0 | 1887.9727 | 1939.5462 | 2098.6083 | 2170.947 | 2197.4449 | 2488.4025
NOx Ozone State Level Generation Constraints - VT | 975 | 6583 | Generation Constraint in GWh | FALSE | E | Annual | Allowances Purchased | GWh | 0 | 0 | 0 | 0 | 0 | 0 | 0
NOx Ozone State Level Generation Constraints - VT | 975 | 6583 | Generation Constraint in GWh | FALSE | E | Annual | Allowances Sold | GWh | 0 | 0 | 0 | 0 | 0 | 0 | 0
NOx Ozone State Level Generation Constraints - VT | 975 | 6583 | Generation Constraint in GWh | FALSE | E | Annual | Allowances Banked | GWh | 0 | 0 | 0 | 0 | 0 | 0 | 0
NOx Ozone State Level Generation Constraints - VT | 975 | 6583 | Generation Constraint in GWh | FALSE | E | Annual | Allowances Withdrawn (1:1) | GWh | 0 | 0 | 0 | 0 | 0 | 0 | 0
NOx Ozone State Level Generation Constraints - VT | 975 | 6583 | Generation Constraint in GWh | FALSE | E | Annual | Allowances Withdrawn (n:1) | GWh | 0 | 0 | 0 | 0 | 0 | 0 | 0
NOx Ozone State Level Generation Constraints - VT | 975 | 6583 | Generation Constraint in GWh | FALSE | E | Annual | Net Emissions Allowance Position | GWh | 0 | 1887.9727 | 1939.5462 | 2098.6083 | 2170.947 | 2197.4449 | 2488.4025
NOx Ozone State Level Generation Constraints - VT | 975 | 6583 | Generation Constraint in GWh | FALSE | E | Annual | Fuel Consumed | TBtu | 0 | 3.0122 | 3.4281 | 3.4797 | 3.4797 | 3.4309 | 5.2344
NOx Ozone State Level Generation Constraints - VT | 975 | 6583 | Generation Constraint in GWh | FALSE | E | Annual | Heat Rate | MMBtu/MWh | 0 | 1.5955 | 1.7675 | 1.6581 | 1.6028 | 1.5613 | 2.1035
NOx Ozone State Level Generation Constraints - VT | 975 | 6583 | Generation Constraint in GWh | FALSE | E | Annual | Generation | TWh | 0 | 1.888 | 1.9395 | 2.0986 | 2.1709 | 2.1974 | 2.4884
NOx Ozone State Level Generation Constraints - VT | 975 | 6583 | Generation Constraint in GWh | FALSE | E | Annual | Qualifying Generation | TWh | 0 | 1.888 | 1.9395 | 2.0986 | 2.1709 | 2.1974 | 2.4884
NOx Ozone State Level Generation Constraints - VT | 975 | 6583 | Generation Constraint in GWh | FALSE | E | Annual | Rate | lb/MWh | 0 | 0 | 0 | 0 | 0 | 0 | 0
NOx Ozone State Level Generation Constraints - VT | 975 | 6583 | Generation Constraint in GWh | FALSE | E | Annual | Constraint Shadow Price | US2011$/MWh | 0 | 0.51428 | 4.0591 | 5.8669 | 5.4189 | 0.89316 | 2.5656
NOx Ozone State Level Generation Constraints - WA | 976 | 6585 | Generation Constraint in GWh | FALSE | E | Annual | Seasons Included | Seasons |  | Summer | Summer | Summer | Summer | Summer | Summer
NOx Ozone State Level Generation Constraints - WA | 976 | 6585 | Generation Constraint in GWh | FALSE | E | Annual | Standard | GWh | 0 | 40902.1225 | 41541.5217 | 43771.9249 | 45816.8289 | 46340.5865 | 48255.9806
NOx Ozone State Level Generation Constraints - WA | 976 | 6585 | Generation Constraint in GWh | FALSE | E | Annual | Emissions at Affected Plants | GWh | 0 | 40902.1225 | 41541.5217 | 43771.9249 | 45816.8289 | 46340.5865 | 48255.9806
NOx Ozone State Level Generation Constraints - WA | 976 | 6585 | Generation Constraint in GWh | FALSE | E | Annual | Allowances Purchased | GWh | 0 | 0 | 0 | 0 | 0 | 0 | 0
NOx Ozone State Level Generation Constraints - WA | 976 | 6585 | Generation Constraint in GWh | FALSE | E | Annual | Allowances Sold | GWh | 0 | 0 | 0 | 0 | 0 | 0 | 0
NOx Ozone State Level Generation Constraints - WA | 976 | 6585 | Generation Constraint in GWh | FALSE | E | Annual | Allowances Banked | GWh | 0 | 0 | 0 | 0 | 0 | 0 | 0
NOx Ozone State Level Generation Constraints - WA | 976 | 6585 | Generation Constraint in GWh | FALSE | E | Annual | Allowances Withdrawn (1:1) | GWh | 0 | 0 | 0 | 0 | 0 | 0 | 0
NOx Ozone State Level Generation Constraints - WA | 976 | 6585 | Generation Constraint in GWh | FALSE | E | Annual | Allowances Withdrawn (n:1) | GWh | 0 | 0 | 0 | 0 | 0 | 0 | 0
NOx Ozone State Level Generation Constraints - WA | 976 | 6585 | Generation Constraint in GWh | FALSE | E | Annual | Net Emissions Allowance Position | GWh | 0 | 40902.1225 | 41541.5217 | 43771.9249 | 45816.8289 | 46340.5865 | 48255.9806
NOx Ozone State Level Generation Constraints - WA | 976 | 6585 | Generation Constraint in GWh | FALSE | E | Annual | Fuel Consumed | TBtu | 0 | 10.7605 | 13.7435 | 13.7435 | 19.5232 | 19.3283 | 31.0228
NOx Ozone State Level Generation Constraints - WA | 976 | 6585 | Generation Constraint in GWh | FALSE | E | Annual | Heat Rate | MMBtu/MWh | 0 | 0.26308 | 0.33084 | 0.31398 | 0.42611 | 0.41709 | 0.64288
NOx Ozone State Level Generation Constraints - WA | 976 | 6585 | Generation Constraint in GWh | FALSE | E | Annual | Generation | TWh | 0 | 40.9021 | 41.5415 | 43.7719 | 45.8168 | 46.3406 | 48.256
NOx Ozone State Level Generation Constraints - WA | 976 | 6585 | Generation Constraint in GWh | FALSE | E | Annual | Qualifying Generation | TWh | 0 | 40.9021 | 41.5415 | 43.7719 | 45.8168 | 46.3406 | 48.256
NOx Ozone State Level Generation Constraints - WA | 976 | 6585 | Generation Constraint in GWh | FALSE | E | Annual | Rate | lb/MWh | 0 | 0 | 0 | 0 | 0 | 0 | 0
NOx Ozone State Level Generation Constraints - WA | 976 | 6585 | Generation Constraint in GWh | FALSE | E | Annual | Constraint Shadow Price | US2011$/MWh | 0 | 0.12207 | 0.17097 | 0.22505 | 0.53027 | 1.8512 | 0.50105
NOx Ozone State Level Generation Constraints - WI | 977 | 6587 | Generation Constraint in GWh | FALSE | E | Annual | Seasons Included | Seasons |  | Summer | Summer | Summer | Summer | Summer | Summer
NOx Ozone State Level Generation Constraints - WI | 977 | 6587 | Generation Constraint in GWh | FALSE | E | Annual | Standard | GWh | 0 | 24520.7385 | 25461.7307 | 25437.5226 | 27084.6527 | 26054.914 | 26637.1899
NOx Ozone State Level Generation Constraints - WI | 977 | 6587 | Generation Constraint in GWh | FALSE | E | Annual | Emissions at Affected Plants | GWh | 0 | 24520.7385 | 25461.7307 | 25437.5226 | 27084.6527 | 26054.914 | 26637.1899
NOx Ozone State Level Generation Constraints - WI | 977 | 6587 | Generation Constraint in GWh | FALSE | E | Annual | Allowances Purchased | GWh | 0 | 0 | 0 | 0 | 0 | 0 | 0
NOx Ozone State Level Generation Constraints - WI | 977 | 6587 | Generation Constraint in GWh | FALSE | E | Annual | Allowances Sold | GWh | 0 | 0 | 0 | 0 | 0 | 0 | 0
NOx Ozone State Level Generation Constraints - WI | 977 | 6587 | Generation Constraint in GWh | FALSE | E | Annual | Allowances Banked | GWh | 0 | 0 | 0 | 0 | 0 | 0 | 0
NOx Ozone State Level Generation Constraints - WI | 977 | 6587 | Generation Constraint in GWh | FALSE | E | Annual | Allowances Withdrawn (1:1) | GWh | 0 | 0 | 0 | 0 | 0 | 0 | 0
NOx Ozone State Level Generation Constraints - WI | 977 | 6587 | Generation Constraint in GWh | FALSE | E | Annual | Allowances Withdrawn (n:1) | GWh | 0 | 0 | 0 | 0 | 0 | 0 | 0
NOx Ozone State Level Generation Constraints - WI | 977 | 6587 | Generation Constraint in GWh | FALSE | E | Annual | Net Emissions Allowance Position | GWh | 0 | 24520.7385 | 25461.7307 | 25437.5226 | 27084.6527 | 26054.914 | 26637.1899
NOx Ozone State Level Generation Constraints - WI | 977 | 6587 | Generation Constraint in GWh | FALSE | E | Annual | Fuel Consumed | TBtu | 0 | 222.7498 | 224.8531 | 205.3021 | 202.8147 | 195.0575 | 197.2953
NOx Ozone State Level Generation Constraints - WI | 977 | 6587 | Generation Constraint in GWh | FALSE | E | Annual | Heat Rate | MMBtu/MWh | 0 | 9.0841 | 8.831 | 8.0708 | 7.4882 | 7.4864 | 7.4068
NOx Ozone State Level Generation Constraints - WI | 977 | 6587 | Generation Constraint in GWh | FALSE | E | Annual | Generation | TWh | 0 | 24.5207 | 25.4617 | 25.4375 | 27.0847 | 26.0549 | 26.6372
NOx Ozone State Level Generation Constraints - WI | 977 | 6587 | Generation Constraint in GWh | FALSE | E | Annual | Qualifying Generation | TWh | 0 | 24.5207 | 25.4617 | 25.4375 | 27.0847 | 26.0549 | 26.6372
NOx Ozone State Level Generation Constraints - WI | 977 | 6587 | Generation Constraint in GWh | FALSE | E | Annual | Rate | lb/MWh | 0 | 0 | 0 | 0 | 0 | 0 | 0
NOx Ozone State Level Generation Constraints - WI | 977 | 6587 | Generation Constraint in GWh | FALSE | E | Annual | Constraint Shadow Price | US2011$/MWh | 0 | 0.26912 | 0.036906 | 0.046561 | 0.10258 | 0.037815 | 0.16451
NOx Ozone State Level Generation Constraints - WV | 978 | 6586 | Generation Constraint in GWh | FALSE | E | Annual | Seasons Included | Seasons |  | Summer | Summer | Summer | Summer | Summer | Summer
NOx Ozone State Level Generation Constraints - WV | 978 | 6586 | Generation Constraint in GWh | FALSE | E | Annual | Standard | GWh | 0 | 35569.5418 | 35602.0581 | 36479.3271 | 36548.6598 | 50501.3373 | 52082.312
NOx Ozone State Level Generation Constraints - WV | 978 | 6586 | Generation Constraint in GWh | FALSE | E | Annual | Emissions at Affected Plants | GWh | 0 | 35569.5418 | 35602.0581 | 36479.3271 | 36548.6598 | 50501.3373 | 52082.312
NOx Ozone State Level Generation Constraints - WV | 978 | 6586 | Generation Constraint in GWh | FALSE | E | Annual | Allowances Purchased | GWh | 0 | 0 | 0 | 0 | 0 | 0 | 0
NOx Ozone State Level Generation Constraints - WV | 978 | 6586 | Generation Constraint in GWh | FALSE | E | Annual | Allowances Sold | GWh | 0 | 0 | 0 | 0 | 0 | 0 | 0
NOx Ozone State Level Generation Constraints - WV | 978 | 6586 | Generation Constraint in GWh | FALSE | E | Annual | Allowances Banked | GWh | 0 | 0 | 0 | 0 | 0 | 0 | 0
NOx Ozone State Level Generation Constraints - WV | 978 | 6586 | Generation Constraint in GWh | FALSE | E | Annual | Allowances Withdrawn (1:1) | GWh | 0 | 0 | 0 | 0 | 0 | 0 | 0
NOx Ozone State Level Generation Constraints - WV | 978 | 6586 | Generation Constraint in GWh | FALSE | E | Annual | Allowances Withdrawn (n:1) | GWh | 0 | 0 | 0 | 0 | 0 | 0 | 0
NOx Ozone State Level Generation Constraints - WV | 978 | 6586 | Generation Constraint in GWh | FALSE | E | Annual | Net Emissions Allowance Position | GWh | 0 | 35569.5418 | 35602.0581 | 36479.3271 | 36548.6598 | 50501.3373 | 52082.312
NOx Ozone State Level Generation Constraints - WV | 978 | 6586 | Generation Constraint in GWh | FALSE | E | Annual | Fuel Consumed | TBtu | 0 | 344.8611 | 344.8297 | 335.182 | 330.4307 | 415.9562 | 419.2613
NOx Ozone State Level Generation Constraints - WV | 978 | 6586 | Generation Constraint in GWh | FALSE | E | Annual | Heat Rate | MMBtu/MWh | 0 | 9.6954 | 9.6857 | 9.1883 | 9.0408 | 8.2365 | 8.05
NOx Ozone State Level Generation Constraints - WV | 978 | 6586 | Generation Constraint in GWh | FALSE | E | Annual | Generation | TWh | 0 | 35.5695 | 35.6021 | 36.4793 | 36.5487 | 50.5013 | 52.0823
NOx Ozone State Level Generation Constraints - WV | 978 | 6586 | Generation Constraint in GWh | FALSE | E | Annual | Qualifying Generation | TWh | 0 | 35.5695 | 35.6021 | 36.4793 | 36.5487 | 50.5013 | 52.0823
NOx Ozone State Level Generation Constraints - WV | 978 | 6586 | Generation Constraint in GWh | FALSE | E | Annual | Rate | lb/MWh | 0 | 0 | 0 | 0 | 0 | 0 | 0
NOx Ozone State Level Generation Constraints - WV | 978 | 6586 | Generation Constraint in GWh | FALSE | E | Annual | Constraint Shadow Price | US2011$/MWh | 0 | 3.0032 | 1.4213 | 1.8431 | 1.1069 | 0.13299 | 0.0058921
NOx Ozone State Level Generation Constraints - WY | 979 | 6588 | Generation Constraint in GWh | FALSE | E | Annual | Seasons Included | Seasons |  | Summer | Summer | Summer | Summer | Summer | Summer
NOx Ozone State Level Generation Constraints - WY | 979 | 6588 | Generation Constraint in GWh | FALSE | E | Annual | Standard | GWh | 0 | 14104.1016 | 14119.7472 | 14440.0156 | 13458.1241 | 15073.8779 | 15117.4994
NOx Ozone State Level Generation Constraints - WY | 979 | 6588 | Generation Constraint in GWh | FALSE | E | Annual | Emissions at Affected Plants | GWh | 0 | 14104.1016 | 14119.7472 | 14440.0156 | 13458.1241 | 15073.8779 | 15117.4994
NOx Ozone State Level Generation Constraints - WY | 979 | 6588 | Generation Constraint in GWh | FALSE | E | Annual | Allowances Purchased | GWh | 0 | 0 | 0 | 0 | 0 | 0 | 0
NOx Ozone State Level Generation Constraints - WY | 979 | 6588 | Generation Constraint in GWh | FALSE | E | Annual | Allowances Sold | GWh | 0 | 0 | 0 | 0 | 0 | 0 | 0
NOx Ozone State Level Generation Constraints - WY | 979 | 6588 | Generation Constraint in GWh | FALSE | E | Annual | Allowances Banked | GWh | 0 | 0 | 0 | 0 | 0 | 0 | 0
NOx Ozone State Level Generation Constraints - WY | 979 | 6588 | Generation Constraint in GWh | FALSE | E | Annual | Allowances Withdrawn (1:1) | GWh | 0 | 0 | 0 | 0 | 0 | 0 | 0
NOx Ozone State Level Generation Constraints - WY | 979 | 6588 | Generation Constraint in GWh | FALSE | E | Annual | Allowances Withdrawn (n:1) | GWh | 0 | 0 | 0 | 0 | 0 | 0 | 0
NOx Ozone State Level Generation Constraints - WY | 979 | 6588 | Generation Constraint in GWh | FALSE | E | Annual | Net Emissions Allowance Position | GWh | 0 | 14104.1016 | 14119.7472 | 14440.0156 | 13458.1241 | 15073.8779 | 15117.4994
NOx Ozone State Level Generation Constraints - WY | 979 | 6588 | Generation Constraint in GWh | FALSE | E | Annual | Fuel Consumed | TBtu | 0 | 129.8006 | 129.8008 | 129.9101 | 113.8693 | 129.9101 | 129.804
NOx Ozone State Level Generation Constraints - WY | 979 | 6588 | Generation Constraint in GWh | FALSE | E | Annual | Heat Rate | MMBtu/MWh | 0 | 9.203 | 9.1929 | 8.9965 | 8.461 | 8.6182 | 8.5863
NOx Ozone State Level Generation Constraints - WY | 979 | 6588 | Generation Constraint in GWh | FALSE | E | Annual | Generation | TWh | 0 | 14.1041 | 14.1197 | 14.44 | 13.4581 | 15.0739 | 15.1175
NOx Ozone State Level Generation Constraints - WY | 979 | 6588 | Generation Constraint in GWh | FALSE | E | Annual | Qualifying Generation | TWh | 0 | 14.1041 | 14.1197 | 14.44 | 13.4581 | 15.0739 | 15.1175
NOx Ozone State Level Generation Constraints - WY | 979 | 6588 | Generation Constraint in GWh | FALSE | E | Annual | Rate | lb/MWh | 0 | 0 | 0 | 0 | 0 | 0 | 0
NOx Ozone State Level Generation Constraints - WY | 979 | 6588 | Generation Constraint in GWh | FALSE | E | Annual | Constraint Shadow Price | US2011$/MWh | 0 | 0.75464 | 1.6799 | 0.73457 | 0.47052 | 2.1122 | 1.5937
NSR AEP Consent - NOX Cap Annual v3.1 | 980 | 2047 | Rate Constraint in MTons | FALSE | L | Annual | Seasons Included | Seasons | Winter, Summer | Winter, Summer | Winter, Summer | Winter, Summer | Winter, Summer | Winter, Summer | Winter, Summer
NSR AEP Consent - NOX Cap Annual v3.1 | 980 | 2047 | Rate Constraint in MTons | FALSE | L | Annual | Standard | Thousand Tons | 72 | 72 | 72 | 72 | 72 | 72 | 72
NSR AEP Consent - NOX Cap Annual v3.1 | 980 | 2047 | Rate Constraint in MTons | FALSE | L | Annual | Standard NOX | Thousand Tons | 72 | 72 | 72 | 72 | 72 | 72 | 72
NSR AEP Consent - NOX Cap Annual v3.1 | 980 | 2047 | Rate Constraint in MTons | FALSE | L | Annual | Emissions at Affected Plants NOX | Thousand Tons | 46.4273 | 44.5389 | 43.8692 | 43.5488 | 26.4091 | 25.8926 | 25.56
NSR AEP Consent - NOX Cap Annual v3.1 | 980 | 2047 | Rate Constraint in MTons | FALSE | L | Annual | Allowances Purchased NOX | Thousand Tons | 0 | 0 | 0 | 0 | 0 | 0 | 0
NSR AEP Consent - NOX Cap Annual v3.1 | 980 | 2047 | Rate Constraint in MTons | FALSE | L | Annual | Allowances Sold NOX | Thousand Tons | 0 | 0 | 0 | 0 | 0 | 0 | 0
NSR AEP Consent - NOX Cap Annual v3.1 | 980 | 2047 | Rate Constraint in MTons | FALSE | L | Annual | Allowances Banked | Thousand Tons | 0 | 0 | 0 | 0 | 0 | 0 | 0
NSR AEP Consent - NOX Cap Annual v3.1 | 980 | 2047 | Rate Constraint in MTons | FALSE | L | Annual | Allowances Withdrawn (1:1) | Thousand Tons | 0 | 0 | 0 | 0 | 0 | 0 | 0
NSR AEP Consent - NOX Cap Annual v3.1 | 980 | 2047 | Rate Constraint in MTons | FALSE | L | Annual | Allowances Withdrawn (n:1) | Thousand Tons | 0 | 0 | 0 | 0 | 0 | 0 | 0
NSR AEP Consent - NOX Cap Annual v3.1 | 980 | 2047 | Rate Constraint in MTons | FALSE | L | Annual | Net Emissions Allowance Position | Thousand Tons | 46.4273 | 44.5389 | 43.8692 | 43.5488 | 26.4091 | 25.8926 | 25.56
NSR AEP Consent - NOX Cap Annual v3.1 | 980 | 2047 | Rate Constraint in MTons | FALSE | L | Annual | Fuel Consumed | TBtu | 842.1686 | 841.7731 | 836.0136 | 813.5435 | 763.08 | 748.4487 | 737.1114
NSR AEP Consent - NOX Cap Annual v3.1 | 980 | 2047 | Rate Constraint in MTons | FALSE | L | Annual | Rate | lb/MMBtu | 0.11026 | 0.10582 | 0.10495 | 0.10706 | 0.069217 | 0.06919 | 0.069352
NSR AEP Consent - NOX Cap Annual v3.1 | 980 | 2047 | Rate Constraint in MTons | FALSE | L | Annual | Generation | TWh | 86.0844 | 86.0844 | 85.5192 | 86.0844 | 81.2736 | 79.6501 | 78.4697
NSR AEP Consent - NOX Cap Annual v3.1 | 980 | 2047 | Rate Constraint in MTons | FALSE | L | Annual | Qualifying Generation | TWh | 86.0844 | 86.0844 | 85.5192 | 86.0844 | 81.2736 | 79.6501 | 78.4697
NSR AEP Consent - NOX Cap Annual v3.1 | 980 | 2047 | Rate Constraint in MTons | FALSE | L | Annual | Rate | lb/MWh | 0.53932 | 0.51739 | 0.51297 | 0.50588 | 0.32494 | 0.32508 | 0.32573
NSR AEP Consent - NOX Cap Annual v3.1 | 980 | 2047 | Rate Constraint in MTons | FALSE | L | Annual | Constraint Shadow Price | US2011$/Ton | 0 | 0 | 0 | 0 | 0 | 0 | 0
NSR AEP Consent - SO2 Cap Annual v5.13 | 981 | 5897 | Rate Constraint in MTons | FALSE | L | Annual | Seasons Included | Seasons | Winter, Summer | Winter, Summer | Winter, Summer | Winter, Summer | Winter, Summer | Winter, Summer | Winter, Summer
NSR AEP Consent - SO2 Cap Annual v5.13 | 981 | 5897 | Rate Constraint in MTons | FALSE | L | Annual | Standard | Thousand Tons | 145 | 145 | 112.25 | 106.8 | 95.3333 | 94 | 94
NSR AEP Consent - SO2 Cap Annual v5.13 | 981 | 5897 | Rate Constraint in MTons | FALSE | L | Annual | Standard SO2 | Thousand Tons | 145 | 145 | 112.25 | 106.8 | 95.3333 | 94 | 94
NSR AEP Consent - SO2 Cap Annual v5.13 | 981 | 5897 | Rate Constraint in MTons | FALSE | L | Annual | Emissions at Affected Plants SO2 | Thousand Tons | 85.0007 | 83.964 | 82.2702 | 73.1473 | 65.1312 | 63.4974 | 60.21
NSR AEP Consent - SO2 Cap Annual v5.13 | 981 | 5897 | Rate Constraint in MTons | FALSE | L | Annual | Allowances Purchased SO2 | Thousand Tons | 0 | 0 | 0 | 0 | 0 | 0 | 0
NSR AEP Consent - SO2 Cap Annual v5.13 | 981 | 5897 | Rate Constraint in MTons | FALSE | L | Annual | Allowances Sold SO2 | Thousand Tons | 0 | 0 | 0 | 0 | 0 | 0 | 0
NSR AEP Consent - SO2 Cap Annual v5.13 | 981 | 5897 | Rate Constraint in MTons | FALSE | L | Annual | Allowances Banked | Thousand Tons | 0 | 0 | 0 | 0 | 0 | 0 | 0
NSR AEP Consent - SO2 Cap Annual v5.13 | 981 | 5897 | Rate Constraint in MTons | FALSE | L | Annual | Allowances Withdrawn (1:1) | Thousand Tons | 0 | 0 | 0 | 0 | 0 | 0 | 0
NSR AEP Consent - SO2 Cap Annual v5.13 | 981 | 5897 | Rate Constraint in MTons | FALSE | L | Annual | Allowances Withdrawn (n:1) | Thousand Tons | 0 | 0 | 0 | 0 | 0 | 0 | 0
NSR AEP Consent - SO2 Cap Annual v5.13 | 981 | 5897 | Rate Constraint in MTons | FALSE | L | Annual | Net Emissions Allowance Position | Thousand Tons | 85.0007 | 83.964 | 82.2702 | 73.1473 | 65.1312 | 63.4974 | 60.21
NSR AEP Consent - SO2 Cap Annual v5.13 | 981 | 5897 | Rate Constraint in MTons | FALSE | L | Annual | Fuel Consumed | TBtu | 842.1686 | 841.7731 | 836.0136 | 813.5435 | 763.08 | 748.4487 | 737.1114
NSR AEP Consent - SO2 Cap Annual v5.13 | 981 | 5897 | Rate Constraint in MTons | FALSE | L | Annual | Rate | lb/MMBtu | 0.20186 | 0.19949 | 0.19682 | 0.17982 | 0.17071 | 0.16968 | 0.16337
NSR AEP Consent - SO2 Cap Annual v5.13 | 981 | 5897 | Rate Constraint in MTons | FALSE | L | Annual | Generation | TWh | 86.0844 | 86.0844 | 85.5192 | 86.0844 | 81.2736 | 79.6501 | 78.4697
NSR AEP Consent - SO2 Cap Annual v5.13 | 981 | 5897 | Rate Constraint in MTons | FALSE | L | Annual | Qualifying Generation | TWh | 86.0844 | 86.0844 | 85.5192 | 86.0844 | 81.2736 | 79.6501 | 78.4697
NSR AEP Consent - SO2 Cap Annual v5.13 | 981 | 5897 | Rate Constraint in MTons | FALSE | L | Annual | Rate | lb/MWh | 0.98741 | 0.97537 | 0.96201 | 0.84972 | 0.80138 | 0.7972 | 0.7673
NSR AEP Consent - SO2 Cap Annual v5.13 | 981 | 5897 | Rate Constraint in MTons | FALSE | L | Annual | Constraint Shadow Price | US2011$/Ton | 0 | 0 | 0 | 0 | 0 | 0 | 0
NSR Baily 7 & 8 - NOX Rate Annual v4.11 | 982 | 2302 | Rate Constraint in lbs/MMBtu | FALSE | L | Annual | Seasons Included | Seasons | Winter, Summer | Winter, Summer | Winter, Summer | Winter, Summer | Winter, Summer | Winter, Summer | Winter, Summer
NSR Baily 7 & 8 - NOX Rate Annual v4.11 | 982 | 2302 | Rate Constraint in lbs/MMBtu | FALSE | L | Annual | Standard | lb/MMBtu | 0.12 | 0.12 | 0.12 | 0.12 | 0.12 | 0.12 | 0.12
NSR Baily 7 & 8 - NOX Rate Annual v4.11 | 982 | 2302 | Rate Constraint in lbs/MMBtu | FALSE | L | Annual | Emissions at Affected Plants NOX | Thousand Tons | 0 | 0 | 0 | 0 | 0 | 0 | 0
NSR Baily 7 & 8 - NOX Rate Annual v4.11 | 982 | 2302 | Rate Constraint in lbs/MMBtu | FALSE | L | Annual | Allowances Purchased NOX | Thousand Tons | 0 | 0 | 0 | 0 | 0 | 0 | 0
NSR Baily 7 & 8 - NOX Rate Annual v4.11 | 982 | 2302 | Rate Constraint in lbs/MMBtu | FALSE | L | Annual | Allowances Sold NOX | Thousand Tons | 0 | 0 | 0 | 0 | 0 | 0 | 0
NSR Baily 7 & 8 - NOX Rate Annual v4.11 | 982 | 2302 | Rate Constraint in lbs/MMBtu | FALSE | L | Annual | Allowances Banked | Thousand Tons | 0 | 0 | 0 | 0 | 0 | 0 | 0
NSR Baily 7 & 8 - NOX Rate Annual v4.11 | 982 | 2302 | Rate Constraint in lbs/MMBtu | FALSE | L | Annual | Allowances Withdrawn (1:1) | Thousand Tons | 0 | 0 | 0 | 0 | 0 | 0 | 0
NSR Baily 7 & 8 - NOX Rate Annual v4.11 | 982 | 2302 | Rate Constraint in lbs/MMBtu | FALSE | L | Annual | Allowances Withdrawn (n:1) | Thousand Tons | 0 | 0 | 0 | 0 | 0 | 0 | 0
NSR Baily 7 & 8 - NOX Rate Annual v4.11 | 982 | 2302 | Rate Constraint in lbs/MMBtu | FALSE | L | Annual | Net Emissions Allowance Position | Thousand Tons | 0 | 0 | 0 | 0 | 0 | 0 | 0
NSR Baily 7 & 8 - NOX Rate Annual v4.11 | 982 | 2302 | Rate Constraint in lbs/MMBtu | FALSE | L | Annual | Fuel Consumed | TBtu | 0 | 0 | 0 | 0 | 0 | 0 | 0
NSR Baily 7 & 8 - NOX Rate Annual v4.11 | 982 | 2302 | Rate Constraint in lbs/MMBtu | FALSE | L | Annual | Rate | lb/MMBtu | 0 | 0 | 0 | 0 | 0 | 0 | 0
NSR Baily 7 & 8 - NOX Rate Annual v4.11 | 982 | 2302 | Rate Constraint in lbs/MMBtu | FALSE | L | Annual | Generation | TWh | 0 | 0 | 0 | 0 | 0 | 0 | 0
NSR Baily 7 & 8 - NOX Rate Annual v4.11 | 982 | 2302 | Rate Constraint in lbs/MMBtu | FALSE | L | Annual | Qualifying Generation | TWh | 0 | 0 | 0 | 0 | 0 | 0 | 0
NSR Baily 7 & 8 - NOX Rate Annual v4.11 | 982 | 2302 | Rate Constraint in lbs/MMBtu | FALSE | L | Annual | Rate | lb/MWh | 0 | 0 | 0 | 0 | 0 | 0 | 0
NSR Baily 7 & 8 - NOX Rate Annual v4.11 | 982 | 2302 | Rate Constraint in lbs/MMBtu | FALSE | L | Annual | Constraint Shadow Price | US2011$/Ton | 0 | 0 | 0 | 0 | 0 | 0 | 0
NSR Baldwin 1,2 - NOX Rate Annual v3.1, Unit 4239 and retrofits | 983 | 1944 | Rate Constraint in lbs/MMBtu | FALSE | L | Annual | Seasons Included | Seasons | Winter, Summer | Winter, Summer | Winter, Summer | Winter, Summer | Winter, Summer | Winter, Summer | Winter, Summer
NSR Baldwin 1,2 - NOX Rate Annual v3.1, Unit 4239 and retrofits | 983 | 1944 | Rate Constraint in lbs/MMBtu | FALSE | L | Annual | Standard | lb/MMBtu | 0.1 | 0.1 | 0.1 | 0.1 | 0.1 | 0.1 | 0.1
NSR Baldwin 1,2 - NOX Rate Annual v3.1, Unit 4239 and retrofits | 983 | 1944 | Rate Constraint in lbs/MMBtu | FALSE | L | Annual | Emissions at Affected Plants NOX | Thousand Tons | 1.2841 | 1.2841 | 1.2841 | 1.2128 | 0.92667 | 1.1217 | 1.1217
NSR Baldwin 1,2 - NOX Rate Annual v3.1, Unit 4239 and retrofits | 983 | 1944 | Rate Constraint in lbs/MMBtu | FALSE | L | Annual | Allowances Purchased NOX | Thousand Tons | 0 | 0 | 0 | 0 | 0 | 0 | 0
NSR Baldwin 1,2 - NOX Rate Annual v3.1, Unit 4239 and retrofits | 983 | 1944 | Rate Constraint in lbs/MMBtu | FALSE | L | Annual | Allowances Sold NOX | Thousand Tons | 0 | 0 | 0 | 0 | 0 | 0 | 0
NSR Baldwin 1,2 - NOX Rate Annual v3.1, Unit 4239 and retrofits | 983 | 1944 | Rate Constraint in lbs/MMBtu | FALSE | L | Annual | Allowances Banked | Thousand Tons | 0 | 0 | 0 | 0 | 0 | 0 | 0
NSR Baldwin 1,2 - NOX Rate Annual v3.1, Unit 4239 and retrofits | 983 | 1944 | Rate Constraint in lbs/MMBtu | FALSE | L | Annual | Allowances Withdrawn (1:1) | Thousand Tons | 0 | 0 | 0 | 0 | 0 | 0 | 0
NSR Baldwin 1,2 - NOX Rate Annual v3.1, Unit 4239 and retrofits | 983 | 1944 | Rate Constraint in lbs/MMBtu | FALSE | L | Annual | Allowances Withdrawn (n:1) | Thousand Tons | 0 | 0 | 0 | 0 | 0 | 0 | 0
NSR Baldwin 1,2 - NOX Rate Annual v3.1, Unit 4239 and retrofits | 983 | 1944 | Rate Constraint in lbs/MMBtu | FALSE | L | Annual | Net Emissions Allowance Position | Thousand Tons | 1.2841 | 1.2841 | 1.2841 | 1.2128 | 0.92667 | 1.1217 | 1.1217
NSR Baldwin 1,2 - NOX Rate Annual v3.1, Unit 4239 and retrofits | 983 | 1944 | Rate Constraint in lbs/MMBtu | FALSE | L | Annual | Fuel Consumed | TBtu | 43.0396 | 42.9714 | 42.9714 | 40.6487 | 31.0592 | 37.5951 | 37.5951
NSR Baldwin 1,2 - NOX Rate Annual v3.1, Unit 4239 and retrofits | 983 | 1944 | Rate Constraint in lbs/MMBtu | FALSE | L | Annual | Rate | lb/MMBtu | 0.059671 | 0.059766 | 0.059766 | 0.059671 | 0.059671 | 0.059671 | 0.059671
NSR Baldwin 1,2 - NOX Rate Annual v3.1, Unit 4239 and retrofits | 983 | 1944 | Rate Constraint in lbs/MMBtu | FALSE | L | Annual | Generation | TWh | 4.2042 | 4.2042 | 4.2042 | 3.9707 | 3.0339 | 3.6724 | 3.6724
NSR Baldwin 1,2 - NOX Rate Annual v3.1, Unit 4239 and retrofits | 983 | 1944 | Rate Constraint in lbs/MMBtu | FALSE | L | Annual | Qualifying Generation | TWh | 4.2042 | 4.2042 | 4.2042 | 3.9707 | 3.0339 | 3.6724 | 3.6724
NSR Baldwin 1,2 - NOX Rate Annual v3.1, Unit 4239 and retrofits | 983 | 1944 | Rate Constraint in lbs/MMBtu | FALSE | L | Annual | Rate | lb/MWh | 0.30543 | 0.30543 | 0.30543 | 0.30543 | 0.30543 | 0.30543 | 0.30543
NSR Baldwin 1,2 - NOX Rate Annual v3.1, Unit 4239 and retrofits | 983 | 1944 | Rate Constraint in lbs/MMBtu | FALSE | L | Annual | Constraint Shadow Price | US2011$/Ton | 0 | 0 | 0 | 0 | 0 | 0 | 0
NSR Baldwin 1,2 - NOX Rate Annual v3.1, Unit 4240 and retrofits | 984 | 1944 | Rate Constraint in lbs/MMBtu | FALSE | L | Annual | Seasons Included | Seasons | Winter, Summer | Winter, Summer | Winter, Summer | Winter, Summer | Winter, Summer | Winter, Summer | Winter, Summer
NSR Baldwin 1,2 - NOX Rate Annual v3.1, Unit 4240 and retrofits | 984 | 1944 | Rate Constraint in lbs/MMBtu | FALSE | L | Annual | Standard | lb/MMBtu | 0.1 | 0.1 | 0.1 | 0.1 | 0.1 | 0.1 | 0.1
NSR Baldwin 1,2 - NOX Rate Annual v3.1, Unit 4240 and retrofits | 984 | 1944 | Rate Constraint in lbs/MMBtu | FALSE | L | Annual | Emissions at Affected Plants NOX | Thousand Tons | 1.2431 | 1.2431 | 1.2431 | 1.1741 | 0.89711 | 1.0859 | 1.0859
NSR Baldwin 1,2 - NOX Rate Annual v3.1, Unit 4240 and retrofits | 984 | 1944 | Rate Constraint in lbs/MMBtu | FALSE | L | Annual | Allowances Purchased NOX | Thousand Tons | 0 | 0 | 0 | 0 | 0 | 0 | 0
NSR Baldwin 1,2 - NOX Rate Annual v3.1, Unit 4240 and retrofits | 984 | 1944 | Rate Constraint in lbs/MMBtu | FALSE | L | Annual | Allowances Sold NOX | Thousand Tons | 0 | 0 | 0 | 0 | 0 | 0 | 0
NSR Baldwin 1,2 - NOX Rate Annual v3.1, Unit 4240 and retrofits | 984 | 1944 | Rate Constraint in lbs/MMBtu | FALSE | L | Annual | Allowances Banked | Thousand Tons | 0 | 0 | 0 | 0 | 0 | 0 | 0
NSR Baldwin 1,2 - NOX Rate Annual v3.1, Unit 4240 and retrofits | 984 | 1944 | Rate Constraint in lbs/MMBtu | FALSE | L | Annual | Allowances Withdrawn (1:1) | Thousand Tons | 0 | 0 | 0 | 0 | 0 | 0 | 0
NSR Baldwin 1,2 - NOX Rate Annual v3.1, Unit 4240 and retrofits | 984 | 1944 | Rate Constraint in lbs/MMBtu | FALSE | L | Annual | Allowances Withdrawn (n:1) | Thousand Tons | 0 | 0 | 0 | 0 | 0 | 0 | 0
NSR Baldwin 1,2 - NOX Rate Annual v3.1, Unit 4240 and retrofits | 984 | 1944 | Rate Constraint in lbs/MMBtu | FALSE | L | Annual | Net Emissions Allowance Position | Thousand Tons | 1.2431 | 1.2431 | 1.2431 | 1.1741 | 0.89711 | 1.0859 | 1.0859
NSR Baldwin 1,2 - NOX Rate Annual v3.1, Unit 4240 and retrofits | 984 | 1944 | Rate Constraint in lbs/MMBtu | FALSE | L | Annual | Fuel Consumed | TBtu | 43.186 | 43.1175 | 43.1175 | 40.787 | 31.1648 | 37.723 | 37.723
NSR Baldwin 1,2 - NOX Rate Annual v3.1, Unit 4240 and retrofits | 984 | 1944 | Rate Constraint in lbs/MMBtu | FALSE | L | Annual | Rate | lb/MMBtu | 0.057572 | 0.057663 | 0.057663 | 0.057572 | 0.057572 | 0.057572 | 0.057572
NSR Baldwin 1,2 - NOX Rate Annual v3.1, Unit 4240 and retrofits | 984 | 1944 | Rate Constraint in lbs/MMBtu | FALSE | L | Annual | Generation | TWh | 4.2401 | 4.2401 | 4.2401 | 4.0046 | 3.0598 | 3.7037 | 3.7037
NSR Baldwin 1,2 - NOX Rate Annual v3.1, Unit 4240 and retrofits | 984 | 1944 | Rate Constraint in lbs/MMBtu | FALSE | L | Annual | Qualifying Generation | TWh | 4.2401 | 4.2401 | 4.2401 | 4.0046 | 3.0598 | 3.7037 | 3.7037
NSR Baldwin 1,2 - NOX Rate Annual v3.1, Unit 4240 and retrofits | 984 | 1944 | Rate Constraint in lbs/MMBtu | FALSE | L | Annual | Rate | lb/MWh | 0.29319 | 0.29319 | 0.29319 | 0.29319 | 0.29319 | 0.29319 | 0.29319
NSR Baldwin 1,2 - NOX Rate Annual v3.1, Unit 4240 and retrofits | 984 | 1944 | Rate Constraint in lbs/MMBtu | FALSE | L | Annual | Constraint Shadow Price | US2011$/Ton | 0 | 0 | 0 | 0 | 0 | 0 | 0
NSR Baldwin 1,2 - NOX Rate Annual v3.1, Unit 4279 and retrofits | 985 | 1944 | Rate Constraint in lbs/MMBtu | FALSE | L | Annual | Seasons Included | Seasons | Winter, Summer | Winter, Summer | Winter, Summer | Winter, Summer | Winter, Summer | Winter, Summer | Winter, Summer
NSR Baldwin 1,2 - NOX Rate Annual v3.1, Unit 4279 and retrofits | 985 | 1944 | Rate Constraint in lbs/MMBtu | FALSE | L | Annual | Standard | lb/MMBtu | 0.1 | 0.1 | 0.1 | 0.1 | 0.1 | 0.1 | 0.1
NSR Baldwin 1,2 - NOX Rate Annual v3.1, Unit 4279 and retrofits | 985 | 1944 | Rate Constraint in lbs/MMBtu | FALSE | L | Annual | Emissions at Affected Plants NOX | Thousand Tons | 0.0033962 | 0.0033962 | 0.0033962 | 0.0032073 | 0.0024509 | 0.0029666 | 0.0031555
NSR Baldwin 1,2 - NOX Rate Annual v3.1, Unit 4279 and retrofits | 985 | 1944 | Rate Constraint in lbs/MMBtu | FALSE | L | Annual | Allowances Purchased NOX | Thousand Tons | 0 | 0 | 0 | 0 | 0 | 0 | 0
NSR Baldwin 1,2 - NOX Rate Annual v3.1, Unit 4279 and retrofits | 985 | 1944 | Rate Constraint in lbs/MMBtu | FALSE | L | Annual | Allowances Sold NOX | Thousand Tons | 0 | 0 | 0 | 0 | 0 | 0 | 0
NSR Baldwin 1,2 - NOX Rate Annual v3.1, Unit 4279 and retrofits | 985 | 1944 | Rate Constraint in lbs/MMBtu | FALSE | L | Annual | Allowances Banked | Thousand Tons | 0 | 0 | 0 | 0 | 0 | 0 | 0
NSR Baldwin 1,2 - NOX Rate Annual v3.1, Unit 4279 and retrofits | 985 | 1944 | Rate Constraint in lbs/MMBtu | FALSE | L | Annual | Allowances Withdrawn (1:1) | Thousand Tons | 0 | 0 | 0 | 0 | 0 | 0 | 0
NSR Baldwin 1,2 - NOX Rate Annual v3.1, Unit 4279 and retrofits | 985 | 1944 | Rate Constraint in lbs/MMBtu | FALSE | L | Annual | Allowances Withdrawn (n:1) | Thousand Tons | 0 | 0 | 0 | 0 | 0 | 0 | 0
NSR Baldwin 1,2 - NOX Rate Annual v3.1, Unit 4279 and retrofits | 985 | 1944 | Rate Constraint in lbs/MMBtu | FALSE | L | Annual | Net Emissions Allowance Position | Thousand Tons | 0.0033962 | 0.0033962 | 0.0033962 | 0.0032073 | 0.0024509 | 0.0029666 | 0.0031555
NSR Baldwin 1,2 - NOX Rate Annual v3.1, Unit 4279 and retrofits | 985 | 1944 | Rate Constraint in lbs/MMBtu | FALSE | L | Annual | Fuel Consumed | TBtu | 0.073764 | 0.073647 | 0.073647 | 0.069661 | 0.053232 | 0.064433 | 0.068536
NSR Baldwin 1,2 - NOX Rate Annual v3.1, Unit 4279 and retrofits | 985 | 1944 | Rate Constraint in lbs/MMBtu | FALSE | L | Annual | Rate | lb/MMBtu | 0.092084 | 0.09223 | 0.09223 | 0.092084 | 0.092084 | 0.092084 | 0.092084
NSR Baldwin 1,2 - NOX Rate Annual v3.1, Unit 4279 and retrofits | 985 | 1944 | Rate Constraint in lbs/MMBtu | FALSE | L | Annual | Generation | TWh | 0.0072911 | 0.0072911 | 0.0072911 | 0.0068855 | 0.0052616 | 0.0063688 | 0.0067744
NSR Baldwin 1,2 - NOX Rate Annual v3.1, Unit 4279 and retrofits | 985 | 1944 | Rate Constraint in lbs/MMBtu | FALSE | L | Annual | Qualifying Generation | TWh | 0.0072911 | 0.0072911 | 0.0072911 | 0.0068855 | 0.0052616 | 0.0063688 | 0.0067744
NSR Baldwin 1,2 - NOX Rate Annual v3.1, Unit 4279 and retrofits | 985 | 1944 | Rate Constraint in lbs/MMBtu | FALSE | L | Annual | Rate | lb/MWh | 0.46581 | 0.46581 | 0.46581 | 0.46581 | 0.46581 | 0.46581 | 0.46581
NSR Baldwin 1,2 - NOX Rate Annual v3.1, Unit 4279 and retrofits | 985 | 1944 | Rate Constraint in lbs/MMBtu | FALSE | L | Annual | Constraint Shadow Price | US2011$/Ton | 0 | 0 | 0 | 0 | 0 | 0 | 0
NSR Baldwin 1-3 - SO2 Rate Annual v3.1, Unit 4239 and retrofits | 986 | 1861 | Rate Constraint in lbs/MMBtu | FALSE | L | Annual | Seasons Included | Seasons | Winter, Summer | Winter, Summer | Winter, Summer | Winter, Summer | Winter, Summer | Winter, Summer | Winter, Summer
NSR Baldwin 1-3 - SO2 Rate Annual v3.1, Unit 4239 and retrofits | 986 | 1861 | Rate Constraint in lbs/MMBtu | FALSE | L | Annual | Standard | lb/MMBtu | 0.1 | 0.1 | 0.1 | 0.1 | 0.1 | 0.1 | 0.1
NSR Baldwin 1-3 - SO2 Rate Annual v3.1, Unit 4239 and retrofits | 986 | 1861 | Rate Constraint in lbs/MMBtu | FALSE | L | Annual | Emissions at Affected Plants SO2 | Thousand Tons | 1.6114 | 1.6114 | 1.6114 | 1.5219 | 1.1629 | 1.4076 | 1.4076
NSR Baldwin 1-3 - SO2 Rate Annual v3.1, Unit 4239 and retrofits | 986 | 1861 | Rate Constraint in lbs/MMBtu | FALSE | L | Annual | Allowances Purchased SO2 | Thousand Tons | 0 | 0 | 0 | 0 | 0 | 0 | 0
NSR Baldwin 1-3 - SO2 Rate Annual v3.1, Unit 4239 and retrofits | 986 | 1861 | Rate Constraint in lbs/MMBtu | FALSE | L | Annual | Allowances Sold SO2 | Thousand Tons | 0 | 0 | 0 | 0 | 0 | 0 | 0
NSR Baldwin 1-3 - SO2 Rate Annual v3.1, Unit 4239 and retrofits | 986 | 1861 | Rate Constraint in lbs/MMBtu | FALSE | L | Annual | Allowances Banked | Thousand Tons | 0 | 0 | 0 | 0 | 0 | 0 | 0
NSR Baldwin 1-3 - SO2 Rate Annual v3.1, Unit 4239 and retrofits | 986 | 1861 | Rate Constraint in lbs/MMBtu | FALSE | L | Annual | Allowances Withdrawn (1:1) | Thousand Tons | 0 | 0 | 0 | 0 | 0 | 0 | 0
NSR Baldwin 1-3 - SO2 Rate Annual v3.1, Unit 4239 and retrofits | 986 | 1861 | Rate Constraint in lbs/MMBtu | FALSE | L | Annual | Allowances Withdrawn (n:1) | Thousand Tons | 0 | 0 | 0 | 0 | 0 | 0 | 0
NSR Baldwin 1-3 - SO2 Rate Annual v3.1, Unit 4239 and retrofits | 986 | 1861 | Rate Constraint in lbs/MMBtu | FALSE | L | Annual | Net Emissions Allowance Position | Thousand Tons | 1.6114 | 1.6114 | 1.6114 | 1.5219 | 1.1629 | 1.4076 | 1.4076
NSR Baldwin 1-3 - SO2 Rate Annual v3.1, Unit 4239 and retrofits | 986 | 1861 | Rate Constraint in lbs/MMBtu | FALSE | L | Annual | Fuel Consumed | TBtu | 43.0396 | 42.9714 | 42.9714 | 40.6487 | 31.0592 | 37.5951 | 37.5951
NSR Baldwin 1-3 - SO2 Rate Annual v3.1, Unit 4239 and retrofits | 986 | 1861 | Rate Constraint in lbs/MMBtu | FALSE | L | Annual | Rate | lb/MMBtu | 0.074881 | 0.075 | 0.075 | 0.074881 | 0.074881 | 0.074881 | 0.074881
NSR Baldwin 1-3 - SO2 Rate Annual v3.1, Unit 4239 and retrofits | 986 | 1861 | Rate Constraint in lbs/MMBtu | FALSE | L | Annual | Generation | TWh | 4.2042 | 4.2042 | 4.2042 | 3.9707 | 3.0339 | 3.6724 | 3.6724
NSR Baldwin 1-3 - SO2 Rate Annual v3.1, Unit 4239 and retrofits | 986 | 1861 | Rate Constraint in lbs/MMBtu | FALSE | L | Annual | Qualifying Generation | TWh | 4.2042 | 4.2042 | 4.2042 | 3.9707 | 3.0339 | 3.6724 | 3.6724
NSR Baldwin 1-3 - SO2 Rate Annual v3.1, Unit 4239 and retrofits | 986 | 1861 | Rate Constraint in lbs/MMBtu | FALSE | L | Annual | Rate | lb/MWh | 0.38329 | 0.38329 | 0.38329 | 0.38329 | 0.38329 | 0.38329 | 0.38329
NSR Baldwin 1-3 - SO2 Rate Annual v3.1, Unit 4239 and retrofits | 986 | 1861 | Rate Constraint in lbs/MMBtu | FALSE | L | Annual | Constraint Shadow Price | US2011$/Ton | 0 | 0 | 0 | 0 | 0 | 0 | 0
NSR Baldwin 1-3 - SO2 Rate Annual v3.1, Unit 4240 and retrofits | 987 | 1861 | Rate Constraint in lbs/MMBtu | FALSE | L | Annual | Seasons Included | Seasons | Winter, Summer | Winter, Summer | Winter, Summer | Winter, Summer | Winter, Summer | Winter, Summer | Winter, Summer
NSR Baldwin 1-3 - SO2 Rate Annual v3.1, Unit 4240 and retrofits | 987 | 1861 | Rate Constraint in lbs/MMBtu | FALSE | L | Annual | Standard | lb/MMBtu | 0.1 | 0.1 | 0.1 | 0.1 | 0.1 | 0.1 | 0.1
NSR Baldwin 1-3 - SO2 Rate Annual v3.1, Unit 4240 and retrofits | 987 | 1861 | Rate Constraint in lbs/MMBtu | FALSE | L | Annual | Emissions at Affected Plants SO2 | Thousand Tons | 1.6169 | 1.6169 | 1.6169 | 1.5271 | 1.1668 | 1.4124 | 1.4124
NSR Baldwin 1-3 - SO2 Rate Annual v3.1, Unit 4240 and retrofits | 987 | 1861 | Rate Constraint in lbs/MMBtu | FALSE | L | Annual | Allowances Purchased SO2 | Thousand Tons | 0 | 0 | 0 | 0 | 0 | 0 | 0
NSR Baldwin 1-3 - SO2 Rate Annual v3.1, Unit 4240 and retrofits | 987 | 1861 | Rate Constraint in lbs/MMBtu | FALSE | L | Annual | Allowances Sold SO2 | Thousand Tons | 0 | 0 | 0 | 0 | 0 | 0 | 0
NSR Baldwin 1-3 - SO2 Rate Annual v3.1, Unit 4240 and retrofits | 987 | 1861 | Rate Constraint in lbs/MMBtu | FALSE | L | Annual | Allowances Banked | Thousand Tons | 0 | 0 | 0 | 0 | 0 | 0 | 0
NSR Baldwin 1-3 - SO2 Rate Annual v3.1, Unit 4240 and retrofits | 987 | 1861 | Rate Constraint in lbs/MMBtu | FALSE | L | Annual | Allowances Withdrawn (1:1) | Thousand Tons | 0 | 0 | 0 | 0 | 0 | 0 | 0
NSR Baldwin 1-3 - SO2 Rate Annual v3.1, Unit 4240 and retrofits | 987 | 1861 | Rate Constraint in lbs/MMBtu | FALSE | L | Annual | Allowances Withdrawn (n:1) | Thousand Tons | 0 | 0 | 0 | 0 | 0 | 0 | 0
NSR Baldwin 1-3 - SO2 Rate Annual v3.1, Unit 4240 and retrofits | 987 | 1861 | Rate Constraint in lbs/MMBtu | FALSE | L | Annual | Net Emissions Allowance Position | Thousand Tons | 1.6169 | 1.6169 | 1.6169 | 1.5271 | 1.1668 | 1.4124 | 1.4124
NSR Baldwin 1-3 - SO2 Rate Annual v3.1, Unit 4240 and retrofits | 987 | 1861 | Rate Constraint in lbs/MMBtu | FALSE | L | Annual | Fuel Consumed | TBtu | 43.186 | 43.1175 | 43.1175 | 40.787 | 31.1648 | 37.723 | 37.723
NSR Baldwin 1-3 - SO2 Rate Annual v3.1, Unit 4240 and retrofits | 987 | 1861 | Rate Constraint in lbs/MMBtu | FALSE | L | Annual | Rate | lb/MMBtu | 0.074881 | 0.075 | 0.075 | 0.074881 | 0.074881 | 0.074881 | 0.074881
NSR Baldwin 1-3 - SO2 Rate Annual v3.1, Unit 4240 and retrofits | 987 | 1861 | Rate Constraint in lbs/MMBtu | FALSE | L | Annual | Generation | TWh | 4.2401 | 4.2401 | 4.2401 | 4.0046 | 3.0598 | 3.7037 | 3.7037
NSR Baldwin 1-3 - SO2 Rate Annual v3.1, Unit 4240 and retrofits | 987 | 1861 | Rate Constraint in lbs/MMBtu | FALSE | L | Annual | Qualifying Generation | TWh | 4.2401 | 4.2401 | 4.2401 | 4.0046 | 3.0598 | 3.7037 | 3.7037
NSR Baldwin 1-3 - SO2 Rate Annual v3.1, Unit 4240 and retrofits | 987 | 1861 | Rate Constraint in lbs/MMBtu | FALSE | L | Annual | Rate | lb/MWh | 0.38134 | 0.38134 | 0.38134 | 0.38134 | 0.38134 | 0.38134 | 0.38134
NSR Baldwin 1-3 - SO2 Rate Annual v3.1, Unit 4240 and retrofits | 987 | 1861 | Rate Constraint in lbs/MMBtu | FALSE | L | Annual | Constraint Shadow Price | US2011$/Ton | 0 | 0 | 0 | 0 | 0 | 0 | 0
NSR Baldwin 1-3 - SO2 Rate Annual v3.1, Unit 4279 and retrofits | 988 | 1861 | Rate Constraint in lbs/MMBtu | FALSE | L | Annual | Seasons Included | Seasons | Winter, Summer | Winter, Summer | Winter, Summer | Winter, Summer | Winter, Summer | Winter, Summer | Winter, Summer
NSR Baldwin 1-3 - SO2 Rate Annual v3.1, Unit 4279 and retrofits | 988 | 1861 | Rate Constraint in lbs/MMBtu | FALSE | L | Annual | Standard | lb/MMBtu | 0.1 | 0.1 | 0.1 | 0.1 | 0.1 | 0.1 | 0.1
NSR Baldwin 1-3 - SO2 Rate Annual v3.1, Unit 4279 and retrofits | 988 | 1861 | Rate Constraint in lbs/MMBtu | FALSE | L | Annual | Emissions at Affected Plants SO2 | Thousand Tons | 0.0029459 | 0.0029459 | 0.0029459 | 0.002782 | 0.0021259 | 0.0025732 | 0.0027371
NSR Baldwin 1-3 - SO2 Rate Annual v3.1, Unit 4279 and retrofits | 988 | 1861 | Rate Constraint in lbs/MMBtu | FALSE | L | Annual | Allowances Purchased SO2 | Thousand Tons | 0 | 0 | 0 | 0 | 0 | 0 | 0
NSR Baldwin 1-3 - SO2 Rate Annual v3.1, Unit 4279 and retrofits | 988 | 1861 | Rate Constraint in lbs/MMBtu | FALSE | L | Annual | Allowances Sold SO2 | Thousand Tons | 0 | 0 | 0 | 0 | 0 | 0 | 0
NSR Baldwin 1-3 - SO2 Rate Annual v3.1, Unit 4279 and retrofits | 988 | 1861 | Rate Constraint in lbs/MMBtu | FALSE | L | Annual | Allowances Banked | Thousand Tons | 0 | 0 | 0 | 0 | 0 | 0 | 0
NSR Baldwin 1-3 - SO2 Rate Annual v3.1, Unit 4279 and retrofits | 988 | 1861 | Rate Constraint in lbs/MMBtu | FALSE | L | Annual | Allowances Withdrawn (1:1) | Thousand Tons | 0 | 0 | 0 | 0 | 0 | 0 | 0
NSR Baldwin 1-3 - SO2 Rate Annual v3.1, Unit 4279 and retrofits | 988 | 1861 | Rate Constraint in lbs/MMBtu | FALSE | L | Annual | Allowances Withdrawn (n:1) | Thousand Tons | 0 | 0 | 0 | 0 | 0 | 0 | 0
NSR Baldwin 1-3 - SO2 Rate Annual v3.1, Unit 4279 and retrofits | 988 | 1861 | Rate Constraint in lbs/MMBtu | FALSE | L | Annual | Net Emissions Allowance Position | Thousand Tons | 0.0029459 | 0.0029459 | 0.0029459 | 0.002782 | 0.0021259 | 0.0025732 | 0.0027371
NSR Baldwin 1-3 - SO2 Rate Annual v3.1, Unit 4279 and retrofits | 988 | 1861 | Rate Constraint in lbs/MMBtu | FALSE | L | Annual | Fuel Consumed | TBtu | 0.073764 | 0.073647 | 0.073647 | 0.069661 | 0.053232 | 0.064433 | 0.068536
NSR Baldwin 1-3 - SO2 Rate Annual v3.1, Unit 4279 and retrofits | 988 | 1861 | Rate Constraint in lbs/MMBtu | FALSE | L | Annual | Rate | lb/MMBtu | 0.079873 | 0.08 | 0.08 | 0.079873 | 0.079873 | 0.079873 | 0.079873
NSR Baldwin 1-3 - SO2 Rate Annual v3.1, Unit 4279 and retrofits | 988 | 1861 | Rate Constraint in lbs/MMBtu | FALSE | L | Annual | Generation | TWh | 0.0072911 | 0.0072911 | 0.0072911 | 0.0068855 | 0.0052616 | 0.0063688 | 0.0067744
NSR Baldwin 1-3 - SO2 Rate Annual v3.1, Unit 4279 and retrofits | 988 | 1861 | Rate Constraint in lbs/MMBtu | FALSE | L | Annual | Qualifying Generation | TWh | 0.0072911 | 0.0072911 | 0.0072911 | 0.0068855 | 0.0052616 | 0.0063688 | 0.0067744
NSR Baldwin 1-3 - SO2 Rate Annual v3.1, Unit 4279 and retrofits | 988 | 1861 | Rate Constraint in lbs/MMBtu | FALSE | L | Annual | Rate | lb/MWh | 0.40404 | 0.40404 | 0.40404 | 0.40404 | 0.40404 | 0.40404 | 0.40404
NSR Baldwin 1-3 - SO2 Rate Annual v3.1, Unit 4279 and retrofits | 988 | 1861 | Rate Constraint in lbs/MMBtu | FALSE | L | Annual | Constraint Shadow Price | US2011$/Ton | 0 | 0 | 0 | 0 | 0 | 0 | 0
NSR Big Bend 1-3 - NOX Rate Annual v5.14 | 989 | 6129 | Rate Constraint in lbs/MMBtu | FALSE | L | Annual | Seasons Included | Seasons | Winter, Summer | Winter, Summer | Winter, Summer | Winter, Summer | Winter, Summer | Winter, Summer | Winter, Summer
NSR Big Bend 1-3 - NOX Rate Annual v5.14 | 989 | 6129 | Rate Constraint in lbs/MMBtu | FALSE | L | Annual | Standard | lb/MMBtu | 0.12 | 0.12 | 0.12 | 0.12 | 0.12 | 0.12 | 0.12
NSR Big Bend 1-3 - NOX Rate Annual v5.14 | 989 | 6129 | Rate Constraint in lbs/MMBtu | FALSE | L | Annual | Emissions at Affected Plants NOX | Thousand Tons | 3.0414 | 3.1616 | 3.6195 | 3.2003 | 2.1835 | 3.2003 | 3.2003
NSR Big Bend 1-3 - NOX Rate Annual v5.14 | 989 | 6129 | Rate Constraint in lbs/MMBtu | FALSE | L | Annual | Allowances Purchased NOX | Thousand Tons | 0 | 0 | 0 | 0 | 0 | 0 | 0
NSR Big Bend 1-3 - NOX Rate Annual v5.14 | 989 | 6129 | Rate Constraint in lbs/MMBtu | FALSE | L | Annual | Allowances Sold NOX | Thousand Tons | 0 | 0 | 0 | 0 | 0 | 0 | 0
NSR Big Bend 1-3 - NOX Rate Annual v5.14 | 989 | 6129 | Rate Constraint in lbs/MMBtu | FALSE | L | Annual | Allowances Banked | Thousand Tons | 0 | 0 | 0 | 0 | 0 | 0 | 0
NSR Big Bend 1-3 - NOX Rate Annual v5.14 | 989 | 6129 | Rate Constraint in lbs/MMBtu | FALSE | L | Annual | Allowances Withdrawn (1:1) | Thousand Tons | 0 | 0 | 0 | 0 | 0 | 0 | 0
NSR Big Bend 1-3 - NOX Rate Annual v5.14 | 989 | 6129 | Rate Constraint in lbs/MMBtu | FALSE | L | Annual | Allowances Withdrawn (n:1) | Thousand Tons | 0 | 0 | 0 | 0 | 0 | 0 | 0
NSR Big Bend 1-3 - NOX Rate Annual v5.14 | 989 | 6129 | Rate Constraint in lbs/MMBtu | FALSE | L | Annual | Net Emissions Allowance Position | Thousand Tons | 3.0414 | 3.1616 | 3.6195 | 3.2003 | 2.1835 | 3.2003 | 3.2003
NSR Big Bend 1-3 - NOX Rate Annual v5.14 | 989 | 6129 | Rate Constraint in lbs/MMBtu | FALSE | L | Annual | Fuel Consumed | TBtu | 69.4981 | 77.0532 | 88.2121 | 78.3961 | 53.6948 | 78.5393 | 78.5393
NSR Big Bend 1-3 - NOX Rate Annual v5.14 | 989 | 6129 | Rate Constraint in lbs/MMBtu | FALSE | L | Annual | Rate | lb/MMBtu | 0.087524 | 0.082063 | 0.082063 | 0.081644 | 0.081329 | 0.081495 | 0.081495
NSR Big Bend 1-3 - NOX Rate Annual v5.14 | 989 | 6129 | Rate Constraint in lbs/MMBtu | FALSE | L | Annual | Generation | TWh | 6.6124 | 7.3312 | 8.3929 | 7.7941 | 5.3383 | 7.7941 | 7.7941
NSR Big Bend 1-3 - NOX Rate Annual v5.14 | 989 | 6129 | Rate Constraint in lbs/MMBtu | FALSE | L | Annual | Qualifying Generation | TWh | 6.6124 | 7.3312 | 8.3929 | 7.7941 | 5.3383 | 7.7941 | 7.7941
NSR Big Bend 1-3 - NOX Rate Annual v5.14 | 989 | 6129 | Rate Constraint in lbs/MMBtu | FALSE | L | Annual | Rate | lb/MWh | 0.45995 | 0.43126 | 0.43126 | 0.4106 | 0.40902 | 0.4106 | 0.4106
NSR Big Bend 1-3 - NOX Rate Annual v5.14 | 989 | 6129 | Rate Constraint in lbs/MMBtu | FALSE | L | Annual | Constraint Shadow Price | US2011$/Ton | 0 | 0 | 0 | 0 | 0 | 0 | 0
NSR Big Cajun 2- NOx Cap Annual v5.13 | 990 | 5998 | Rate Constraint in MTons | FALSE | L | Annual | Seasons Included | Seasons | Winter, Summer | Winter, Summer | Winter, Summer | Winter, Summer | Winter, Summer | Winter, Summer | Winter, Summer
NSR Big Cajun 2- NOx Cap Annual v5.13 | 990 | 5998 | Rate Constraint in MTons | FALSE | L | Annual | Standard | Thousand Tons | 8.95 | 8.95 | 8.95 | 8.95 | 8.95 | 8.95 | 8.95
NSR Big Cajun 2- NOx Cap Annual v5.13 | 990 | 5998 | Rate Constraint in MTons | FALSE | L | Annual | Standard NOX | Thousand Tons | 8.95 | 8.95 | 8.95 | 8.95 | 8.95 | 8.95 | 8.95
NSR Big Cajun 2- NOx Cap Annual v5.13 | 990 | 5998 | Rate Constraint in MTons | FALSE | L | Annual | Emissions at Affected Plants NOX | Thousand Tons | 0 | 0 | 0 | 0.51896 | 0.51896 | 0 | 0
NSR Big Cajun 2- NOx Cap Annual v5.13 | 990 | 5998 | Rate Constraint in MTons | FALSE | L | Annual | Allowances Purchased NOX | Thousand Tons | 0 | 0 | 0 | 0 | 0 | 0 | 0
NSR Big Cajun 2- NOx Cap Annual v5.13 | 990 | 5998 | Rate Constraint in MTons | FALSE | L | Annual | Allowances Sold NOX | Thousand Tons | 0 | 0 | 0 | 0 | 0 | 0 | 0
NSR Big Cajun 2- NOx Cap Annual v5.13 | 990 | 5998 | Rate Constraint in MTons | FALSE | L | Annual | Allowances Banked | Thousand Tons | 0 | 0 | 0 | 0 | 0 | 0 | 0
NSR Big Cajun 2- NOx Cap Annual v5.13 | 990 | 5998 | Rate Constraint in MTons | FALSE | L | Annual | Allowances Withdrawn (1:1) | Thousand Tons | 0 | 0 | 0 | 0 | 0 | 0 | 0
NSR Big Cajun 2- NOx Cap Annual v5.13 | 990 | 5998 | Rate Constraint in MTons | FALSE | L | Annual | Allowances Withdrawn (n:1) | Thousand Tons | 0 | 0 | 0 | 0 | 0 | 0 | 0
NSR Big Cajun 2- NOx Cap Annual v5.13 | 990 | 5998 | Rate Constraint in MTons | FALSE | L | Annual | Net Emissions Allowance Position | Thousand Tons | 0 | 0 | 0 | 0.51896 | 0.51896 | 0 | 0
NSR Big Cajun 2- NOx Cap Annual v5.13 | 990 | 5998 | Rate Constraint in MTons | FALSE | L | Annual | Fuel Consumed | TBtu | 0 | 0 | 0 | 6.9194 | 6.9194 | 0 | 0
NSR Big Cajun 2- NOx Cap Annual v5.13 | 990 | 5998 | Rate Constraint in MTons | FALSE | L | Annual | Rate | lb/MMBtu | 0 | 0 | 0 | 0.15 | 0.15 | 0 | 0
NSR Big Cajun 2- NOx Cap Annual v5.13 | 990 | 5998 | Rate Constraint in MTons | FALSE | L | Annual | Generation | TWh | 0 | 0 | 0 | 0.66361 | 0.66361 | 0 | 0
NSR Big Cajun 2- NOx Cap Annual v5.13 | 990 | 5998 | Rate Constraint in MTons | FALSE | L | Annual | Qualifying Generation | TWh | 0 | 0 | 0 | 0.66361 | 0.66361 | 0 | 0
NSR Big Cajun 2- NOx Cap Annual v5.13 | 990 | 5998 | Rate Constraint in MTons | FALSE | L | Annual | Rate | lb/MWh | 0 | 0 | 0 | 0.78202 | 0.78202 | 0 | 0
NSR Big Cajun 2- NOx Cap Annual v5.13 | 990 | 5998 | Rate Constraint in MTons | FALSE | L | Annual | Constraint Shadow Price | US2011$/Ton | 0 | 0 | 0 | 0 | 0 | 0 | 0
NSR Big Cajun 2- SO2 Cap Annual v5.13 | 991 | 5999 | Rate Constraint in MTons | FALSE | L | Annual | Seasons Included | Seasons | Winter, Summer | Winter, Summer | Winter, Summer | Winter, Summer | Winter, Summer | Winter, Summer | Winter, Summer
NSR Big Cajun 2- SO2 Cap Annual v5.13 | 991 | 5999 | Rate Constraint in MTons | FALSE | L | Annual | Standard | Thousand Tons | 18.95 | 18.95 | 18.95 | 18.95 | 18.95 | 18.95 | 18.95
NSR Big Cajun 2- SO2 Cap Annual v5.13 | 991 | 5999 | Rate Constraint in MTons | FALSE | L | Annual | Standard SO2 | Thousand Tons | 18.95 | 18.95 | 18.95 | 18.95 | 18.95 | 18.95 | 18.95
NSR Big Cajun 2- SO2 Cap Annual v5.13 | 991 | 5999 | Rate Constraint in MTons | FALSE | L | Annual | Emissions at Affected Plants SO2 | Thousand Tons | 0 | 0 | 0 | 0 | 0 | 0 | 0
NSR Big Cajun 2- SO2 Cap Annual v5.13 | 991 | 5999 | Rate Constraint in MTons | FALSE | L | Annual | Allowances Purchased SO2 | Thousand Tons | 0 | 0 | 0 | 0 | 0 | 0 | 0
NSR Big Cajun 2- SO2 Cap Annual v5.13 | 991 | 5999 | Rate Constraint in MTons | FALSE | L | Annual | Allowances Sold SO2 | Thousand Tons | 0 | 0 | 0 | 0 | 0 | 0 | 0
NSR Big Cajun 2- SO2 Cap Annual v5.13 | 991 | 5999 | Rate Constraint in MTons | FALSE | L | Annual | Allowances Banked | Thousand Tons | 0 | 0 | 0 | 0 | 0 | 0 | 0
NSR Big Cajun 2- SO2 Cap Annual v5.13 | 991 | 5999 | Rate Constraint in MTons | FALSE | L | Annual | Allowances Withdrawn (1:1) | Thousand Tons | 0 | 0 | 0 | 0 | 0 | 0 | 0
NSR Big Cajun 2- SO2 Cap Annual v5.13 | 991 | 5999 | Rate Constraint in MTons | FALSE | L | Annual | Allowances Withdrawn (n:1) | Thousand Tons | 0 | 0 | 0 | 0 | 0 | 0 | 0
NSR Big Cajun 2- SO2 Cap Annual v5.13 | 991 | 5999 | Rate Constraint in MTons | FALSE | L | Annual | Net Emissions Allowance Position | Thousand Tons | 0 | 0 | 0 | 0 | 0 | 0 | 0
NSR Big Cajun 2- SO2 Cap Annual v5.13 | 991 | 5999 | Rate Constraint in MTons | FALSE | L | Annual | Fuel Consumed | TBtu | 0 | 0 | 0 | 6.9194 | 6.9194 | 0 | 0
NSR Big Cajun 2- SO2 Cap Annual v5.13 | 991 | 5999 | Rate Constraint in MTons | FALSE | L | Annual | Rate | lb/MMBtu | 0 | 0 | 0 | 0 | 0 | 0 | 0
NSR Big Cajun 2- SO2 Cap Annual v5.13 | 991 | 5999 | Rate Constraint in MTons | FALSE | L | Annual | Generation | TWh | 0 | 0 | 0 | 0.66361 | 0.66361 | 0 | 0
NSR Big Cajun 2- SO2 Cap Annual v5.13 | 991 | 5999 | Rate Constraint in MTons | FALSE | L | Annual | Qualifying Generation | TWh | 0 | 0 | 0 | 0.66361 | 0.66361 | 0 | 0
NSR Big Cajun 2- SO2 Cap Annual v5.13 | 991 | 5999 | Rate Constraint in MTons | FALSE | L | Annual | Rate | lb/MWh | 0 | 0 | 0 | 0 | 0 | 0 | 0
NSR Big Cajun 2- SO2 Cap Annual v5.13 | 991 | 5999 | Rate Constraint in MTons | FALSE | L | Annual | Constraint Shadow Price | US2011$/Ton | 0 | 0 | 0 | 0 | 0 | 0 | 0
NSR Big Cajun 2- Unit 1 - Hg Rate Annual v5.13 | 992 | 5955 | Rate Constraint in lbs/MMBtu | FALSE | L | Annual | Seasons Included | Seasons | Winter, Summer | Winter, Summer | Winter, Summer | Winter, Summer | Winter, Summer | Winter, Summer | Winter, Summer
NSR Big Cajun 2- Unit 1 - Hg Rate Annual v5.13 | 992 | 5955 | Rate Constraint in lbs/MMBtu | FALSE | L | Annual | Standard | lb/MMBtu | 0.03 | 0.03 | 0.03 | 0.03 | 0.03 | 0.03 | 0.03
NSR Big Cajun 2- Unit 1 - Hg Rate Annual v5.13 | 992 | 5955 | Rate Constraint in lbs/MMBtu | FALSE | L | Annual | Emissions at Affected Plants MER | lbs | 0 | 0 | 0 | 0 | 0 | 0 | 0
NSR Big Cajun 2- Unit 1 - Hg Rate Annual v5.13 | 992 | 5955 | Rate Constraint in lbs/MMBtu | FALSE | L | Annual | Allowances Purchased MER | lbs | 0 | 0 | 0 | 0 | 0 | 0 | 0
NSR Big Cajun 2- Unit 1 - Hg Rate Annual v5.13 | 992 | 5955 | Rate Constraint in lbs/MMBtu | FALSE | L | Annual | Allowances Sold MER | lbs | 0 | 0 | 0 | 0 | 0 | 0 | 0
NSR Big Cajun 2- Unit 1 - Hg Rate Annual v5.13 | 992 | 5955 | Rate Constraint in lbs/MMBtu | FALSE | L | Annual | Allowances Banked | lbs | 0 | 0 | 0 | 0 | 0 | 0 | 0
NSR Big Cajun 2- Unit 1 - Hg Rate Annual v5.13 | 992 | 5955 | Rate Constraint in lbs/MMBtu | FALSE | L | Annual | Allowances Withdrawn (1:1) | lbs | 0 | 0 | 0 | 0 | 0 | 0 | 0
NSR Big Cajun 2- Unit 1 - Hg Rate Annual v5.13 | 992 | 5955 | Rate Constraint in lbs/MMBtu | FALSE | L | Annual | Allowances Withdrawn (n:1) | lbs | 0 | 0 | 0 | 0 | 0 | 0 | 0
NSR Big Cajun 2- Unit 1 - Hg Rate Annual v5.13 | 992 | 5955 | Rate Constraint in lbs/MMBtu | FALSE | L | Annual | Net Emissions Allowance Position | lbs | 0 | 0 | 0 | 0 | 0 | 0 | 0
NSR Big Cajun 2- Unit 1 - Hg Rate Annual v5.13 | 992 | 5955 | Rate Constraint in lbs/MMBtu | FALSE | L | Annual | Fuel Consumed | TBtu | 0 | 0 | 0 | 0 | 0 | 0 | 0
NSR Big Cajun 2- Unit 1 - Hg Rate Annual v5.13 | 992 | 5955 | Rate Constraint in lbs/MMBtu | FALSE | L | Annual | Rate | lb/MMBtu | 0 | 0 | 0 | 0 | 0 | 0 | 0
NSR Big Cajun 2- Unit 1 - Hg Rate Annual v5.13 | 992 | 5955 | Rate Constraint in lbs/MMBtu | FALSE | L | Annual | Generation | TWh | 0 | 0 | 0 | 0 | 0 | 0 | 0
NSR Big Cajun 2- Unit 1 - Hg Rate Annual v5.13 | 992 | 5955 | Rate Constraint in lbs/MMBtu | FALSE | L | Annual | Qualifying Generation | TWh | 0 | 0 | 0 | 0 | 0 | 0 | 0
NSR Big Cajun 2- Unit 1 - Hg Rate Annual v5.13 | 992 | 5955 | Rate Constraint in lbs/MMBtu | FALSE | L | Annual | Rate | lb/MWh | 0 | 0 | 0 | 0 | 0 | 0 | 0
NSR Big Cajun 2- Unit 1 - Hg Rate Annual v5.13 | 992 | 5955 | Rate Constraint in lbs/MMBtu | FALSE | L | Annual | Constraint Shadow Price | US2011$/Lb | 0 | 0 | 0 | 0 | 0 | 0 | 0
NSR Big Cajun 2- Unit 1 - NOx Rate Annual v5.13 | 993 | 5954 | Rate Constraint in lbs/MMBtu | FALSE | L | Annual | Seasons Included | Seasons | Winter, Summer | Winter, Summer | Winter, Summer | Winter, Summer | Winter, Summer | Winter, Summer | Winter, Summer
NSR Big Cajun 2- Unit 1 - NOx Rate Annual v5.13 | 993 | 5954 | Rate Constraint in lbs/MMBtu | FALSE | L | Annual | Standard | lb/MMBtu | 0.15 | 0.15 | 0.15 | 0.15 | 0.15 | 0.15 | 0.15
NSR Big Cajun 2- Unit 1 - NOx Rate Annual v5.13 | 993 | 5954 | Rate Constraint in lbs/MMBtu | FALSE | L | Annual | Emissions at Affected Plants NOX | Thousand Tons | 0 | 0 | 0 | 0 | 0 | 0 | 0
NSR Big Cajun 2- Unit 1 - NOx Rate Annual v5.13 | 993 | 5954 | Rate Constraint in lbs/MMBtu | FALSE | L | Annual | Allowances Purchased NOX | Thousand Tons | 0 | 0 | 0 | 0 | 0 | 0 | 0
NSR Big Cajun 2- Unit 1 - NOx Rate Annual v5.13 | 993 | 5954 | Rate Constraint in lbs/MMBtu | FALSE | L | Annual | Allowances Sold NOX | Thousand Tons | 0 | 0 | 0 | 0 | 0 | 0 | 0
NSR Big Cajun 2- Unit 1 - NOx Rate Annual v5.13 | 993 | 5954 | Rate Constraint in lbs/MMBtu | FALSE | L | Annual | Allowances Banked | Thousand Tons | 0 | 0 | 0 | 0 | 0 | 0 | 0
NSR Big Cajun 2- Unit 1 - NOx Rate Annual v5.13 | 993 | 5954 | Rate Constraint in lbs/MMBtu | FALSE | L | Annual | Allowances Withdrawn (1:1) | Thousand Tons | 0 | 0 | 0 | 0 | 0 | 0 | 0
NSR Big Cajun 2- Unit 1 - NOx Rate Annual v5.13 | 993 | 5954 | Rate Constraint in lbs/MMBtu | FALSE | L | Annual | Allowances Withdrawn (n:1) | Thousand Tons | 0 | 0 | 0 | 0 | 0 | 0 | 0
NSR Big Cajun 2- Unit 1 - NOx Rate Annual v5.13 | 993 | 5954 | Rate Constraint in lbs/MMBtu | FALSE | L | Annual | Net Emissions Allowance Position | Thousand Tons | 0 | 0 | 0 | 0 | 0 | 0 | 0
NSR Big Cajun 2- Unit 1 - NOx Rate Annual v5.13 | 993 | 5954 | Rate Constraint in lbs/MMBtu | FALSE | L | Annual | Fuel Consumed | TBtu | 0 | 0 | 0 | 0 | 0 | 0 | 0
NSR Big Cajun 2- Unit 1 - NOx Rate Annual v5.13 | 993 | 5954 | Rate Constraint in lbs/MMBtu | FALSE | L | Annual | Rate | lb/MMBtu | 0 | 0 | 0 | 0 | 0 | 0 | 0
NSR Big Cajun 2- Unit 1 - NOx Rate Annual v5.13 | 993 | 5954 | Rate Constraint in lbs/MMBtu | FALSE | L | Annual | Generation | TWh | 0 | 0 | 0 | 0 | 0 | 0 | 0
NSR Big Cajun 2- Unit 1 - NOx Rate Annual v5.13 | 993 | 5954 | Rate Constraint in lbs/MMBtu | FALSE | L | Annual | Qualifying Generation | TWh | 0 | 0 | 0 | 0 | 0 | 0 | 0
NSR Big Cajun 2- Unit 1 - NOx Rate Annual v5.13 | 993 | 5954 | Rate Constraint in lbs/MMBtu | FALSE | L | Annual | Rate | lb/MWh | 0 | 0 | 0 | 0 | 0 | 0 | 0
NSR Big Cajun 2- Unit 1 - NOx Rate Annual v5.13 | 993 | 5954 | Rate Constraint in lbs/MMBtu | FALSE | L | Annual | Constraint Shadow Price | US2011$/Ton | 0 | 0 | 0 | 0 | 0 | 0 | 0
NSR Big Cajun 2- Unit 1 - SO2 Rate Annual v5.13 | 994 | 5953 | Rate Constraint in lbs/MMBtu | FALSE | L | Annual | Seasons Included | Seasons | Winter, Summer | Winter, Summer | Winter, Summer | Winter, Summer | Winter, Summer | Winter, Summer | Winter, Summer
NSR Big Cajun 2- Unit 1 - SO2 Rate Annual v5.13 | 994 | 5953 | Rate Constraint in lbs/MMBtu | FALSE | L | Annual | Standard | lb/MMBtu | 0.38 | 0.38 | 0.38 | 0.194 | 0.07 | 0.07 | 0.07
NSR Big Cajun 2- Unit 1 - SO2 Rate Annual v5.13 | 994 | 5953 | Rate Constraint in lbs/MMBtu | FALSE | L | Annual | Emissions at Affected Plants SO2 | Thousand Tons | 0 | 0 | 0 | 0 | 0 | 0 | 0
NSR Big Cajun 2- Unit 1 - SO2 Rate Annual v5.13 | 994 | 5953 | Rate Constraint in lbs/MMBtu | FALSE | L | Annual | Allowances Purchased SO2 | Thousand Tons | 0 | 0 | 0 | 0 | 0 | 0 | 0
NSR Big Cajun 2- Unit 1 - SO2 Rate Annual v5.13 | 994 | 5953 | Rate Constraint in lbs/MMBtu | FALSE | L | Annual | Allowances Sold SO2 | Thousand Tons | 0 | 0 | 0 | 0 | 0 | 0 | 0
NSR Big Cajun 2- Unit 1 - SO2 Rate Annual v5.13 | 994 | 5953 | Rate Constraint in lbs/MMBtu | FALSE | L | Annual | Allowances Banked | Thousand Tons | 0 | 0 | 0 | 0 | 0 | 0 | 0
NSR Big Cajun 2- Unit 1 - SO2 Rate Annual v5.13 | 994 | 5953 | Rate Constraint in lbs/MMBtu | FALSE | L | Annual | Allowances Withdrawn (1:1) | Thousand Tons | 0 | 0 | 0 | 0 | 0 | 0 | 0
NSR Big Cajun 2- Unit 1 - SO2 Rate Annual v5.13 | 994 | 5953 | Rate Constraint in lbs/MMBtu | FALSE | L | Annual | Allowances Withdrawn (n:1) | Thousand Tons | 0 | 0 | 0 | 0 | 0 | 0 | 0
NSR Big Cajun 2- Unit 1 - SO2 Rate Annual v5.13 | 994 | 5953 | Rate Constraint in lbs/MMBtu | FALSE | L | Annual | Net Emissions Allowance Position | Thousand Tons | 0 | 0 | 0 | 0 | 0 | 0 | 0
NSR Big Cajun 2- Unit 1 - SO2 Rate Annual v5.13 | 994 | 5953 | Rate Constraint in lbs/MMBtu | FALSE | L | Annual | Fuel Consumed | TBtu | 0 | 0 | 0 | 0 | 0 | 0 | 0
NSR Big Cajun 2- Unit 1 - SO2 Rate Annual v5.13 | 994 | 5953 | Rate Constraint in lbs/MMBtu | FALSE | L | Annual | Rate | lb/MMBtu | 0 | 0 | 0 | 0 | 0 | 0 | 0
NSR Big Cajun 2- Unit 1 - SO2 Rate Annual v5.13 | 994 | 5953 | Rate Constraint in lbs/MMBtu | FALSE | L | Annual | Generation | TWh | 0 | 0 | 0 | 0 | 0 | 0 | 0
NSR Big Cajun 2- Unit 1 - SO2 Rate Annual v5.13 | 994 | 5953 | Rate Constraint in lbs/MMBtu | FALSE | L | Annual | Qualifying Generation | TWh | 0 | 0 | 0 | 0 | 0 | 0 | 0
NSR Big Cajun 2- Unit 1 - SO2 Rate Annual v5.13 | 994 | 5953 | Rate Constraint in lbs/MMBtu | FALSE | L | Annual | Rate | lb/MWh | 0 | 0 | 0 | 0 | 0 | 0 | 0
NSR Big Cajun 2- Unit 1 - SO2 Rate Annual v5.13 | 994 | 5953 | Rate Constraint in lbs/MMBtu | FALSE | L | Annual | Constraint Shadow Price | US2011$/Ton | 0 | 0 | 0 | 0 | 61465.8747 | 36168.0445 | 47143.6275
NSR Big Cajun 2- Unit 3 - Hg Rate Annual v5.13 | 995 | 6029 | Rate Constraint in lbs/MMBtu | FALSE | L | Annual | Seasons Included | Seasons | Winter, Summer | Winter, Summer | Winter, Summer | Winter, Summer | Winter, Summer | Winter, Summer | Winter, Summer
NSR Big Cajun 2- Unit 3 - Hg Rate Annual v5.13 | 995 | 6029 | Rate Constraint in lbs/MMBtu | FALSE | L | Annual | Standard | lb/MMBtu | 0.03 | 0.03 | 0.03 | 0.03 | 0.03 | 0.03 | 0.03
NSR Big Cajun 2- Unit 3 - Hg Rate Annual v5.13 | 995 | 6029 | Rate Constraint in lbs/MMBtu | FALSE | L | Annual | Emissions at Affected Plants MER | lbs | 0 | 0 | 0 | 0 | 0 | 0 | 0
NSR Big Cajun 2- Unit 3 - Hg Rate Annual v5.13 | 995 | 6029 | Rate Constraint in lbs/MMBtu | FALSE | L | Annual | Allowances Purchased MER | lbs | 0 | 0 | 0 | 0 | 0 | 0 | 0
NSR Big Cajun 2- Unit 3 - Hg Rate Annual v5.13 | 995 | 6029 | Rate Constraint in lbs/MMBtu | FALSE | L | Annual | Allowances Sold MER | lbs | 0 | 0 | 0 | 0 | 0 | 0 | 0
NSR Big Cajun 2- Unit 3 - Hg Rate Annual v5.13 | 995 | 6029 | Rate Constraint in lbs/MMBtu | FALSE | L | Annual | Allowances Banked | lbs | 0 | 0 | 0 | 0 | 0 | 0 | 0
NSR Big Cajun 2- Unit 3 - Hg Rate Annual v5.13 | 995 | 6029 | Rate Constraint in lbs/MMBtu | FALSE | L | Annual | Allowances Withdrawn (1:1) | lbs | 0 | 0 | 0 | 0 | 0 | 0 | 0
NSR Big Cajun 2- Unit 3 - Hg Rate Annual v5.13 | 995 | 6029 | Rate Constraint in lbs/MMBtu | FALSE | L | Annual | Allowances Withdrawn (n:1) | lbs | 0 | 0 | 0 | 0 | 0 | 0 | 0
NSR Big Cajun 2- Unit 3 - Hg Rate Annual v5.13 | 995 | 6029 | Rate Constraint in lbs/MMBtu | FALSE | L | Annual | Net Emissions Allowance Position | lbs | 0 | 0 | 0 | 0 | 0 | 0 | 0
NSR Big Cajun 2- Unit 3 - Hg Rate Annual v5.13 | 995 | 6029 | Rate Constraint in lbs/MMBtu | FALSE | L | Annual | Fuel Consumed | TBtu | 0 | 0 | 0 | 0 | 0 | 0 | 0
NSR Big Cajun 2- Unit 3 - Hg Rate Annual v5.13 | 995 | 6029 | Rate Constraint in lbs/MMBtu | FALSE | L | Annual | Rate | lb/MMBtu | 0 | 0 | 0 | 0 | 0 | 0 | 0
NSR Big Cajun 2- Unit 3 - Hg Rate Annual v5.13 | 995 | 6029 | Rate Constraint in lbs/MMBtu | FALSE | L | Annual | Generation | TWh | 0 | 0 | 0 | 0 | 0 | 0 | 0
NSR Big Cajun 2- Unit 3 - Hg Rate Annual v5.13 | 995 | 6029 | Rate Constraint in lbs/MMBtu | FALSE | L | Annual | Qualifying Generation | TWh | 0 | 0 | 0 | 0 | 0 | 0 | 0
NSR Big Cajun 2- Unit 3 - Hg Rate Annual v5.13 | 995 | 6029 | Rate Constraint in lbs/MMBtu | FALSE | L | Annual | Rate | lb/MWh | 0 | 0 | 0 | 0 | 0 | 0 | 0
NSR Big Cajun 2- Unit 3 - Hg Rate Annual v5.13 | 995 | 6029 | Rate Constraint in lbs/MMBtu | FALSE | L | Annual | Constraint Shadow Price | US2011$/Lb | 0 | 0 | 0 | 0 | 0 | 0 | 0
NSR Big Cajun 2- Unit 3 - NOx Rate Annual v5.13 | 996 | 5996 | Rate Constraint in lbs/MMBtu | FALSE | L | Annual | Seasons Included | Seasons | Winter, Summer | Winter, Summer | Winter, Summer | Winter, Summer | Winter, Summer | Winter, Summer | Winter, Summer
NSR Big Cajun 2- Unit 3 - NOx Rate Annual v5.13 | 996 | 5996 | Rate Constraint in lbs/MMBtu | FALSE | L | Annual | Standard | lb/MMBtu | 0.135 | 0.135 | 0.135 | 0.135 | 0.135 | 0.135 | 0.135
NSR Big Cajun 2- Unit 3 - NOx Rate Annual v5.13 | 996 | 5996 | Rate Constraint in lbs/MMBtu | FALSE | L | Annual | Emissions at Affected Plants NOX | Thousand Tons | 0 | 0 | 0 | 0 | 0 | 0 | 0
NSR Big Cajun 2- Unit 3 - NOx Rate Annual v5.13 | 996 | 5996 | Rate Constraint in lbs/MMBtu | FALSE | L | Annual | Allowances Purchased NOX | Thousand Tons | 0 | 0 | 0 | 0 | 0 | 0 | 0
NSR Big Cajun 2- Unit 3 - NOx Rate Annual v5.13 | 996 | 5996 | Rate Constraint in lbs/MMBtu | FALSE | L | Annual | Allowances Sold NOX | Thousand Tons | 0 | 0 | 0 | 0 | 0 | 0 | 0
NSR Big Cajun 2- Unit 3 - NOx Rate Annual v5.13 | 996 | 5996 | Rate Constraint in lbs/MMBtu | FALSE | L | Annual | Allowances Banked | Thousand Tons | 0 | 0 | 0 | 0 | 0 | 0 | 0
NSR Big Cajun 2- Unit 3 - NOx Rate Annual v5.13 | 996 | 5996 | Rate Constraint in lbs/MMBtu | FALSE | L | Annual | Allowances Withdrawn (1:1) | Thousand Tons | 0 | 0 | 0 | 0 | 0 | 0 | 0
NSR Big Cajun 2- Unit 3 - NOx Rate Annual v5.13 | 996 | 5996 | Rate Constraint in lbs/MMBtu | FALSE | L | Annual | Allowances Withdrawn (n:1) | Thousand Tons | 0 | 0 | 0 | 0 | 0 | 0 | 0
NSR Big Cajun 2- Unit 3 - NOx Rate Annual v5.13 | 996 | 5996 | Rate Constraint in lbs/MMBtu | FALSE | L | Annual | Net Emissions Allowance Position | Thousand Tons | 0 | 0 | 0 | 0 | 0 | 0 | 0
NSR Big Cajun 2- Unit 3 - NOx Rate Annual v5.13 | 996 | 5996 | Rate Constraint in lbs/MMBtu | FALSE | L | Annual | Fuel Consumed | TBtu | 0 | 0 | 0 | 0 | 0 | 0 | 0
NSR Big Cajun 2- Unit 3 - NOx Rate Annual v5.13 | 996 | 5996 | Rate Constraint in lbs/MMBtu | FALSE | L | Annual | Rate | lb/MMBtu | 0 | 0 | 0 | 0 | 0 | 0 | 0
NSR Big Cajun 2- Unit 3 - NOx Rate Annual v5.13 | 996 | 5996 | Rate Constraint in lbs/MMBtu | FALSE | L | Annual | Generation | TWh | 0 | 0 | 0 | 0 | 0 | 0 | 0
NSR Big Cajun 2- Unit 3 - NOx Rate Annual v5.13 | 996 | 5996 | Rate Constraint in lbs/MMBtu | FALSE | L | Annual | Qualifying Generation | TWh | 0 | 0 | 0 | 0 | 0 | 0 | 0
NSR Big Cajun 2- Unit 3 - NOx Rate Annual v5.13 | 996 | 5996 | Rate Constraint in lbs/MMBtu | FALSE | L | Annual | Rate | lb/MWh | 0 | 0 | 0 | 0 | 0 | 0 | 0
NSR Big Cajun 2- Unit 3 - NOx Rate Annual v5.13 | 996 | 5996 | Rate Constraint in lbs/MMBtu | FALSE | L | Annual | Constraint Shadow Price | US2011$/Ton | 0 | 0 | 0 | 0 | 0 | 0 | 0
NSR Boswell 1,2 - NOX Rate Annual v5.14 | 997 | 6132 | Rate Constraint in lbs/MMBtu | FALSE | L | Annual | Seasons Included | Seasons | Winter, Summer | Winter, Summer | Winter, Summer | Winter, Summer | Winter, Summer | Winter, Summer | Winter, Summer
NSR Boswell 1,2 - NOX Rate Annual v5.14 | 997 | 6132 | Rate Constraint in lbs/MMBtu | FALSE | L | Annual | Standard | lb/MMBtu | 0.2 | 0.2 | 0.2 | 0.2 | 0.2 | 0.2 | 0.2
NSR Boswell 1,2 - NOX Rate Annual v5.14 | 997 | 6132 | Rate Constraint in lbs/MMBtu | FALSE | L | Annual | Emissions at Affected Plants NOX | Thousand Tons | 0.0078455 | 0.0078455 | 0.00012514 | 0.00011976 | 9.9687e-05 | 0.00011976 | 0.00011976
NSR Boswell 1,2 - NOX Rate Annual v5.14 | 997 | 6132 | Rate Constraint in lbs/MMBtu | FALSE | L | Annual | Allowances Purchased NOX | Thousand Tons | 0 | 0 | 0 | 0 | 0 | 0 | 0
NSR Boswell 1,2 - NOX Rate Annual v5.14 | 997 | 6132 | Rate Constraint in lbs/MMBtu | FALSE | L | Annual | Allowances Sold NOX | Thousand Tons | 0 | 0 | 0 | 0 | 0 | 0 | 0
NSR Boswell 1,2 - NOX Rate Annual v5.14 | 997 | 6132 | Rate Constraint in lbs/MMBtu | FALSE | L | Annual | Allowances Banked | Thousand Tons | 0 | 0 | 0 | 0 | 0 | 0 | 0
NSR Boswell 1,2 - NOX Rate Annual v5.14 | 997 | 6132 | Rate Constraint in lbs/MMBtu | FALSE | L | Annual | Allowances Withdrawn (1:1) | Thousand Tons | 0 | 0 | 0 | 0 | 0 | 0 | 0
NSR Boswell 1,2 - NOX Rate Annual v5.14 | 997 | 6132 | Rate Constraint in lbs/MMBtu | FALSE | L | Annual | Allowances Withdrawn (n:1) | Thousand Tons | 0 | 0 | 0 | 0 | 0 | 0 | 0
NSR Boswell 1,2 - NOX Rate Annual v5.14 | 997 | 6132 | Rate Constraint in lbs/MMBtu | FALSE | L | Annual | Net Emissions Allowance Position | Thousand Tons | 0.0078455 | 0.0078455 | 0.00012514 | 0.00011976 | 9.9687e-05 | 0.00011976 | 0.00011976
NSR Boswell 1,2 - NOX Rate Annual v5.14 | 997 | 6132 | Rate Constraint in lbs/MMBtu | FALSE | L | Annual | Fuel Consumed | TBtu | 0.078455 | 0.078455 | 0.0050211 | 0.0048052 | 0.0039875 | 0.0048052 | 0.0048052
NSR Boswell 1,2 - NOX Rate Annual v5.14 | 997 | 6132 | Rate Constraint in lbs/MMBtu | FALSE | L | Annual | Rate | lb/MMBtu | 0.2 | 0.2 | 0.049847 | 0.049847 | 0.05 | 0.049847 | 0.049847
NSR Boswell 1,2 - NOX Rate Annual v5.14 | 997 | 6132 | Rate Constraint in lbs/MMBtu | FALSE | L | Annual | Generation | TWh | 0.0073549 | 0.0073549 | 0.0004669 | 0.0004669 | 0.00038863 | 0.0004669 | 0.0004669
NSR Boswell 1,2 - NOX Rate Annual v5.14 | 997 | 6132 | Rate Constraint in lbs/MMBtu | FALSE | L | Annual | Qualifying Generation | TWh | 0.0073549 | 0.0073549 | 0.0004669 | 0.0004669 | 0.00038863 | 0.0004669 | 0.0004669
NSR Boswell 1,2 - NOX Rate Annual v5.14 | 997 | 6132 | Rate Constraint in lbs/MMBtu | FALSE | L | Annual | Rate | lb/MWh | 1.0667 | 1.0667 | 0.26803 | 0.25651 | 0.25651 | 0.25651 | 0.25651
NSR Boswell 1,2 - NOX Rate Annual v5.14 | 997 | 6132 | Rate Constraint in lbs/MMBtu | FALSE | L | Annual | Constraint Shadow Price | US2011$/Ton | 38508.7546 | 0 | 0 | 0 | 0 | 0 | 0
NSR Boswell 1-3 - SO2 Rate Annual v5.14 | 998 | 6130 | Rate Constraint in lbs/MMBtu | FALSE | L | Annual | Seasons Included | Seasons | Winter, Summer | Winter, Summer | Winter, Summer | Winter, Summer | Winter, Summer | Winter, Summer | Winter, Summer
NSR Boswell 1-3 - SO2 Rate Annual v5.14 | 998 | 6130 | Rate Constraint in lbs/MMBtu | FALSE | L | Annual | Standard | lb/MMBtu | 0 | 0 | 0.03 | 0.03 | 0.03 | 0.03 | 0.03
NSR Boswell 1-3 - SO2 Rate Annual v5.14 | 998 | 6130 | Rate Constraint in lbs/MMBtu | FALSE | L | Annual | Emissions at Affected Plants SO2 | Thousand Tons | 0 | 0 | 0.42223 | 0.40407 | 0.35295 | 0.40407 | 0.40407
NSR Boswell 1-3 - SO2 Rate Annual v5.14 | 998 | 6130 | Rate Constraint in lbs/MMBtu | FALSE | L | Annual | Allowances Purchased SO2 | Thousand Tons | 0 | 0 | 0 | 0 | 0 | 0 | 0
NSR Boswell 1-3 - SO2 Rate Annual v5.14 | 998 | 6130 | Rate Constraint in lbs/MMBtu | FALSE | L | Annual | Allowances Sold SO2 | Thousand Tons | 0 | 0 | 0 | 0 | 0 | 0 | 0
NSR Boswell 1-3 - SO2 Rate Annual v5.14 | 998 | 6130 | Rate Constraint in lbs/MMBtu | FALSE | L | Annual | Allowances Banked | Thousand Tons | 0 | 0 | 0 | 0 | 0 | 0 | 0
NSR Boswell 1-3 - SO2 Rate Annual v5.14 | 998 | 6130 | Rate Constraint in lbs/MMBtu | FALSE | L | Annual | Allowances Withdrawn (1:1) | Thousand Tons | 0 | 0 | 0 | 0 | 0 | 0 | 0
NSR Boswell 1-3 - SO2 Rate Annual v5.14 | 998 | 6130 | Rate Constraint in lbs/MMBtu | FALSE | L | Annual | Allowances Withdrawn (n:1) | Thousand Tons | 0 | 0 | 0 | 0 | 0 | 0 | 0
NSR Boswell 1-3 - SO2 Rate Annual v5.14 | 998 | 6130 | Rate Constraint in lbs/MMBtu | FALSE | L | Annual | Net Emissions Allowance Position | Thousand Tons | 0 | 0 | 0.42223 | 0.40407 | 0.35295 | 0.40407 | 0.40407
NSR Boswell 1-3 - SO2 Rate Annual v5.14 | 998 | 6130 | Rate Constraint in lbs/MMBtu | FALSE | L | Annual | Fuel Consumed | TBtu | 0 | 0 | 28.1484 | 26.938 | 23.5302 | 26.938 | 26.938
NSR Boswell 1-3 - SO2 Rate Annual v5.14 | 998 | 6130 | Rate Constraint in lbs/MMBtu | FALSE | L | Annual | Rate | lb/MMBtu | 0 | 0 | 0.03 | 0.03 | 0.03 | 0.03 | 0.03
NSR Boswell 1-3 - SO2 Rate Annual v5.14 | 998 | 6130 | Rate Constraint in lbs/MMBtu | FALSE | L | Annual | Generation | TWh | 0 | 0 | 2.6625 | 2.6625 | 2.3257 | 2.6625 | 2.6625
NSR Boswell 1-3 - SO2 Rate Annual v5.14 | 998 | 6130 | Rate Constraint in lbs/MMBtu | FALSE | L | Annual | Qualifying Generation | TWh | 0 | 0 | 2.6625 | 2.6625 | 2.3257 | 2.6625 | 2.6625
NSR Boswell 1-3 - SO2 Rate Annual v5.14 | 998 | 6130 | Rate Constraint in lbs/MMBtu | FALSE | L | Annual | Rate | lb/MWh | 0 | 0 | 0.15858 | 0.15176 | 0.15176 | 0.15176 | 0.15176
NSR Boswell 1-3 - SO2 Rate Annual v5.14 | 998 | 6130 | Rate Constraint in lbs/MMBtu | FALSE | L | Annual | Constraint Shadow Price | US2011$/Ton | 0 | 0 | 4454.332 | 3213.8894 | 2065.5066 | 2943.9767 | 2528.3603
NSR Boswell 3 - NOX Rate Annual v5.14 | 999 | 6133 | Rate Constraint in lbs/MMBtu | FALSE | L | Annual | Seasons Included | Seasons | Winter, Summer | Winter, Summer | Winter, Summer | Winter, Summer | Winter, Summer | Winter, Summer | Winter, Summer
NSR Boswell 3 - NOX Rate Annual v5.14 | 999 | 6133 | Rate Constraint in lbs/MMBtu | FALSE | L | Annual | Standard | lb/MMBtu | 0.06 | 0.06 | 0.06 | 0.06 | 0.06 | 0.06 | 0.06
NSR Boswell 3 - NOX Rate Annual v5.14 | 999 | 6133 | Rate Constraint in lbs/MMBtu | FALSE | L | Annual | Emissions at Affected Plants NOX | Thousand Tons | 0.77563 | 1.7987 | 1.7987 | 1.7214 | 1.3706 | 1.7118 | 1.6767
NSR Boswell 3 - NOX Rate Annual v5.14 | 999 | 6133 | Rate Constraint in lbs/MMBtu | FALSE | L | Annual | Allowances Purchased NOX | Thousand Tons | 0 | 0 | 0 | 0 | 0 | 0 | 0
NSR Boswell 3 - NOX Rate Annual v5.14 | 999 | 6133 | Rate Constraint in lbs/MMBtu | FALSE | L | Annual | Allowances Sold NOX | Thousand Tons | 0 | 0 | 0 | 0 | 0 | 0 | 0
NSR Boswell 3 - NOX Rate Annual v5.14 | 999 | 6133 | Rate Constraint in lbs/MMBtu | FALSE | L | Annual | Allowances Banked | Thousand Tons | 0 | 0 | 0 | 0 | 0 | 0 | 0
NSR Boswell 3 - NOX Rate Annual v5.14 | 999 | 6133 | Rate Constraint in lbs/MMBtu | FALSE | L | Annual | Allowances Withdrawn (1:1) | Thousand Tons | 0 | 0 | 0 | 0 | 0 | 0 | 0
NSR Boswell 3 - NOX Rate Annual v5.14 | 999 | 6133 | Rate Constraint in lbs/MMBtu | FALSE | L | Annual | Allowances Withdrawn (n:1) | Thousand Tons | 0 | 0 | 0 | 0 | 0 | 0 | 0
NSR Boswell 3 - NOX Rate Annual v5.14 | 999 | 6133 | Rate Constraint in lbs/MMBtu | FALSE | L | Annual | Net Emissions Allowance Position | Thousand Tons | 0.77563 | 1.7987 | 1.7987 | 1.7214 | 1.3706 | 1.7118 | 1.6767
NSR Boswell 3 - NOX Rate Annual v5.14 | 999 | 6133 | Rate Constraint in lbs/MMBtu | FALSE | L | Annual | Fuel Consumed | TBtu | 28.1434 | 59.9567 | 59.9567 | 57.3786 | 45.7335 | 57.0606 | 55.8884
NSR Boswell 3 - NOX Rate Annual v5.14 | 999 | 6133 | Rate Constraint in lbs/MMBtu | FALSE | L | Annual | Rate | lb/MMBtu | 0.05512 | 0.06 | 0.06 | 0.06 | 0.05994 | 0.06 | 0.06
NSR Boswell 3 - NOX Rate Annual v5.14 | 999 | 6133 | Rate Constraint in lbs/MMBtu | FALSE | L | Annual | Generation | TWh | 2.6621 | 5.5615 | 5.5615 | 5.5615 | 4.4403 | 5.5312 | 5.4112
NSR Boswell 3 - NOX Rate Annual v5.14 | 999 | 6133 | Rate Constraint in lbs/MMBtu | FALSE | L | Annual | Qualifying Generation | TWh | 2.6621 | 5.5615 | 5.5615 | 5.5615 | 4.4403 | 5.5312 | 5.4112
NSR Boswell 3 - NOX Rate Annual v5.14 | 999 | 6133 | Rate Constraint in lbs/MMBtu | FALSE | L | Annual | Rate | lb/MWh | 0.29136 | 0.32342 | 0.32342 | 0.30951 | 0.30868 | 0.30948 | 0.30985
NSR Boswell 3 - NOX Rate Annual v5.14 | 999 | 6133 | Rate Constraint in lbs/MMBtu | FALSE | L | Annual | Constraint Shadow Price | US2011$/Ton | 0 | 6584.0397 | 18371.7729 | 4359.68 | 0 | 5082.6075 | 1803.8512
NSR Boswell 4 - NOX Rate Annual v5.14 | 1000 | 6134 | Rate Constraint in lbs/MMBtu | FALSE | L | Annual | Seasons Included | Seasons | Winter, Summer | Winter, Summer | Winter, Summer | Winter, Summer | Winter, Summer | Winter, Summer | Winter, Summer
NSR Boswell 4 - NOX Rate Annual v5.14 | 1000 | 6134 | Rate Constraint in lbs/MMBtu | FALSE | L | Annual | Standard | lb/MMBtu | 0.12 | 0.12 | 0.12 | 0.12 | 0.12 | 0.12 | 0.12
NSR Boswell 4 - NOX Rate Annual v5.14 | 1000 | 6134 | Rate Constraint in lbs/MMBtu | FALSE | L | Annual | Emissions at Affected Plants NOX | Thousand Tons | 0 | 1.0231 | 1.0231 | 0.97908 | 0.72226 | 0.96954 | 0.93438
NSR Boswell 4 - NOX Rate Annual v5.14 | 1000 | 6134 | Rate Constraint in lbs/MMBtu | FALSE | L | Annual | Allowances Purchased NOX | Thousand Tons | 0 | 0 | 0 | 0 | 0 | 0 | 0
NSR Boswell 4 - NOX Rate Annual v5.14 | 1000 | 6134 | Rate Constraint in lbs/MMBtu | FALSE | L | Annual | Allowances Sold NOX | Thousand Tons | 0 | 0 | 0 | 0 | 0 | 0 | 0
NSR Boswell 4 - NOX Rate Annual v5.14 | 1000 | 6134 | Rate Constraint in lbs/MMBtu | FALSE | L | Annual | Allowances Banked | Thousand Tons | 0 | 0 | 0 | 0 | 0 | 0 | 0
NSR Boswell 4 - NOX Rate Annual v5.14 | 1000 | 6134 | Rate Constraint in lbs/MMBtu | FALSE | L | Annual | Allowances Withdrawn (1:1) | Thousand Tons | 0 | 0 | 0 | 0 | 0 | 0 | 0
NSR Boswell 4 - NOX Rate Annual v5.14 | 1000 | 6134 | Rate Constraint in lbs/MMBtu | FALSE | L | Annual | Allowances Withdrawn (n:1) | Thousand Tons | 0 | 0 | 0 | 0 | 0 | 0 | 0
NSR Boswell 4 - NOX Rate Annual v5.14 | 1000 | 6134 | Rate Constraint in lbs/MMBtu | FALSE | L | Annual | Net Emissions Allowance Position | Thousand Tons | 0 | 1.0231 | 1.0231 | 0.97908 | 0.72226 | 0.96954 | 0.93438
NSR Boswell 4 - NOX Rate Annual v5.14 | 1000 | 6134 | Rate Constraint in lbs/MMBtu | FALSE | L | Annual | Fuel Consumed | TBtu | 0 | 31.8133 | 31.8133 | 30.4454 | 22.2073 | 30.1274 | 28.9551
NSR Boswell 4 - NOX Rate Annual v5.14 | 1000 | 6134 | Rate Constraint in lbs/MMBtu | FALSE | L | Annual | Rate | lb/MMBtu | 0 | 0.064317 | 0.064317 | 0.064317 | 0.065047 | 0.064363 | 0.06454
NSR Boswell 4 - NOX Rate Annual v5.14 | 1000 | 6134 | Rate Constraint in lbs/MMBtu | FALSE | L | Annual | Generation | TWh | 0 | 2.8994 | 2.8994 | 2.8994 | 2.115 | 2.8692 | 2.7491
NSR Boswell 4 - NOX Rate Annual v5.14 | 1000 | 6134 | Rate Constraint in lbs/MMBtu | FALSE | L | Annual | Qualifying Generation | TWh | 0 | 2.8994 | 2.8994 | 2.8994 | 2.115 | 2.8692 | 2.7491
NSR Boswell 4 - NOX Rate Annual v5.14 | 1000 | 6134 | Rate Constraint in lbs/MMBtu | FALSE | L | Annual | Rate | lb/MWh | 0 | 0.35285 | 0.35285 | 0.33768 | 0.3415 | 0.33792 | 0.33988
NSR Boswell 4 - NOX Rate Annual v5.14 | 1000 | 6134 | Rate Constraint in lbs/MMBtu | FALSE | L | Annual | Constraint Shadow Price | US2011$/Ton | 0 | 0 | 0 | 0 | 0 | 0 | 0
NSR Boswell 4 - SO2 Rate Annual v5.14 | 1001 | 6131 | Rate Constraint in lbs/MMBtu | FALSE | L | Annual | Seasons Included | Seasons | Winter, Summer | Winter, Summer | Winter, Summer | Winter, Summer | Winter, Summer | Winter, Summer | Winter, Summer
NSR Boswell 4 - SO2 Rate Annual v5.14 | 1001 | 6131 | Rate Constraint in lbs/MMBtu | FALSE | L | Annual | Standard | lb/MMBtu | 0 | 0.03 | 0.03 | 0.03 | 0.03 | 0.03 | 0.03
NSR Boswell 4 - SO2 Rate Annual v5.14 | 1001 | 6131 | Rate Constraint in lbs/MMBtu | FALSE | L | Annual | Emissions at Affected Plants SO2 | Thousand Tons | 0 | 0.4772 | 0.4772 | 0.45668 | 0.33311 | 0.45191 | 0.43433
NSR Boswell 4 - SO2 Rate Annual v5.14 | 1001 | 6131 | Rate Constraint in lbs/MMBtu | FALSE | L | Annual | Allowances Purchased SO2 | Thousand Tons | 0 | 0 | 0 | 0 | 0 | 0 | 0
NSR Boswell 4 - SO2 Rate Annual v5.14 | 1001 | 6131 | Rate Constraint in lbs/MMBtu | FALSE | L | Annual | Allowances Sold SO2 | Thousand Tons | 0 | 0 | 0 | 0 | 0 | 0 | 0
NSR Boswell 4 - SO2 Rate Annual v5.14 | 1001 | 6131 | Rate Constraint in lbs/MMBtu | FALSE | L | Annual | Allowances Banked | Thousand Tons | 0 | 0 | 0 | 0 | 0 | 0 | 0
NSR Boswell 4 - SO2 Rate Annual v5.14 | 1001 | 6131 | Rate Constraint in lbs/MMBtu | FALSE | L | Annual | Allowances Withdrawn (1:1) | Thousand Tons | 0 | 0 | 0 | 0 | 0 | 0 | 0
NSR Boswell 4 - SO2 Rate Annual v5.14 | 1001 | 6131 | Rate Constraint in lbs/MMBtu | FALSE | L | Annual | Allowances Withdrawn (n:1) | Thousand Tons | 0 | 0 | 0 | 0 | 0 | 0 | 0
NSR Boswell 4 - SO2 Rate Annual v5.14 | 1001 | 6131 | Rate Constraint in lbs/MMBtu | FALSE | L | Annual | Net Emissions Allowance Position | Thousand Tons | 0 | 0.4772 | 0.4772 | 0.45668 | 0.33311 | 0.45191 | 0.43433
NSR Boswell 4 - SO2 Rate Annual v5.14 | 1001 | 6131 | Rate Constraint in lbs/MMBtu | FALSE | L | Annual | Fuel Consumed | TBtu | 0 | 31.8133 | 31.8133 | 30.4454 | 22.2073 | 30.1274 | 28.9551
NSR Boswell 4 - SO2 Rate Annual v5.14 | 1001 | 6131 | Rate Constraint in lbs/MMBtu | FALSE | L | Annual | Rate | lb/MMBtu | 0 | 0.03 | 0.03 | 0.03 | 0.03 | 0.03 | 0.03
NSR Boswell 4 - SO2 Rate Annual v5.14 | 1001 | 6131 | Rate Constraint in lbs/MMBtu | FALSE | L | Annual | Generation | TWh | 0 | 2.8994 | 2.8994 | 2.8994 | 2.115 | 2.8692 | 2.7491
NSR Boswell 4 - SO2 Rate Annual v5.14 | 1001 | 6131 | Rate Constraint in lbs/MMBtu | FALSE | L | Annual | Qualifying Generation | TWh | 0 | 2.8994 | 2.8994 | 2.8994 | 2.115 | 2.8692 | 2.7491
NSR Boswell 4 - SO2 Rate Annual v5.14 | 1001 | 6131 | Rate Constraint in lbs/MMBtu | FALSE | L | Annual | Rate | lb/MWh | 0 | 0.16458 | 0.16458 | 0.15751 | 0.1575 | 0.15751 | 0.15799
NSR Boswell 4 - SO2 Rate Annual v5.14 | 1001 | 6131 | Rate Constraint in lbs/MMBtu | FALSE | L | Annual | Constraint Shadow Price | US2011$/Ton | 418756.4062 | 144248.2398 | 185194.9249 | 145656.5669 | 151923.3635 | 154277.0826 | 165899.587
NSR Brayton Point 1 & 2- SO2 Rate Annual v5.13 | 1002 | 5968 | Rate Constraint in lbs/MMBtu | FALSE | L | Annual | Seasons Included | Seasons | Winter, Summer | Winter, Summer | Winter, Summer | Winter, Summer | Winter, Summer | Winter, Summer | Winter, Summer
NSR Brayton Point 1 & 2- SO2 Rate Annual v5.13 | 1002 | 5968 | Rate Constraint in lbs/MMBtu | FALSE | L | Annual | Standard | lb/MMBtu | 0.15 | 0.15 | 0.15 | 0.15 | 0.15 | 0.15 | 0.15
NSR Brayton Point 1 & 2- SO2 Rate Annual v5.13 | 1002 | 5968 | Rate Constraint in lbs/MMBtu | FALSE | L | Annual | Emissions at Affected Plants SO2 | Thousand Tons | 0 | 0 | 0 | 0 | 0 | 0 | 0
NSR Brayton Point 1 & 2- SO2 Rate Annual v5.13 | 1002 | 5968 | Rate Constraint in lbs/MMBtu | FALSE | L | Annual | Allowances Purchased SO2 | Thousand Tons | 0 | 0 | 0 | 0 | 0 | 0 | 0
NSR Brayton Point 1 & 2- SO2 Rate Annual v5.13 | 1002 | 5968 | Rate Constraint in lbs/MMBtu | FALSE | L | Annual | Allowances Sold SO2 | Thousand Tons | 0 | 0 | 0 | 0 | 0 | 0 | 0
NSR Brayton Point 1 & 2- SO2 Rate Annual v5.13 | 1002 | 5968 | Rate Constraint in lbs/MMBtu | FALSE | L | Annual | Allowances Banked | Thousand Tons | 0 | 0 | 0 | 0 | 0 | 0 | 0
NSR Brayton Point 1 & 2- SO2 Rate Annual v5.13 | 1002 | 5968 | Rate Constraint in lbs/MMBtu | FALSE | L | Annual | Allowances Withdrawn (1:1) | Thousand Tons | 0 | 0 | 0 | 0 | 0 | 0 | 0
NSR Brayton Point 1 & 2- SO2 Rate Annual v5.13 | 1002 | 5968 | Rate Constraint in lbs/MMBtu | FALSE | L | Annual | Allowances Withdrawn (n:1) | Thousand Tons | 0 | 0 | 0 | 0 | 0 | 0 | 0
NSR Brayton Point 1 & 2- SO2 Rate Annual v5.13 | 1002 | 5968 | Rate Constraint in lbs/MMBtu | FALSE | L | Annual | Net Emissions Allowance Position | Thousand Tons | 0 | 0 | 0 | 0 | 0 | 0 | 0
NSR Brayton Point 1 & 2- SO2 Rate Annual v5.13 | 1002 | 5968 | Rate Constraint in lbs/MMBtu | FALSE | L | Annual | Fuel Consumed | TBtu | 0 | 0 | 0 | 0 | 0 | 0 | 0
NSR Brayton Point 1 & 2- SO2 Rate Annual v5.13 | 1002 | 5968 | Rate Constraint in lbs/MMBtu | FALSE | L | Annual | Rate | lb/MMBtu | 0 | 0 | 0 | 0 | 0 | 0 | 0
NSR Brayton Point 1 & 2- SO2 Rate Annual v5.13 | 1002 | 5968 | Rate Constraint in lbs/MMBtu | FALSE | L | Annual | Generation | TWh | 0 | 0 | 0 | 0 | 0 | 0 | 0
NSR Brayton Point 1 & 2- SO2 Rate Annual v5.13 | 1002 | 5968 | Rate Constraint in lbs/MMBtu | FALSE | L | Annual | Qualifying Generation | TWh | 0 | 0 | 0 | 0 | 0 | 0 | 0
NSR Brayton Point 1 & 2- SO2 Rate Annual v5.13 | 1002 | 5968 | Rate Constraint in lbs/MMBtu | FALSE | L | Annual | Rate | lb/MWh | 0 | 0 | 0 | 0 | 0 | 0 | 0
NSR Brayton Point 1 & 2- SO2 Rate Annual v5.13 | 1002 | 5968 | Rate Constraint in lbs/MMBtu | FALSE | L | Annual | Constraint Shadow Price | US2011$/Ton | 3845.5527 | 15591.0845 | 5488.7717 | 2733.7241 | 0 | 0 | 0
NSR Brayton Point 1- Hg Rate Annual v5.13 | 1003 | 5972 | Rate Constraint in lbs/MMBtu | FALSE | L | Annual | Seasons Included | Seasons | Winter, Summer | Winter, Summer | Winter, Summer | Winter, Summer | Winter, Summer | Winter, Summer | Winter, Summer
NSR Brayton Point 1- Hg Rate Annual v5.13 | 1003 | 5972 | Rate Constraint in lbs/MMBtu | FALSE | L | Annual | Standard | lb/MMBtu | 0.01 | 0.01 | 0.01 | 0.01 | 0.01 | 0.01 | 0.01
NSR Brayton Point 1- Hg Rate Annual v5.13 | 1003 | 5972 | Rate Constraint in lbs/MMBtu | FALSE | L | Annual | Emissions at Affected Plants MER | lbs | 0 | 0 | 0 | 0 | 0 | 0 | 0
NSR Brayton Point 1- Hg Rate Annual v5.13 | 1003 | 5972 | Rate Constraint in lbs/MMBtu | FALSE | L | Annual | Allowances Purchased MER | lbs | 0 | 0 | 0 | 0 | 0 | 0 | 0
NSR Brayton Point 1- Hg Rate Annual v5.13 | 1003 | 5972 | Rate Constraint in lbs/MMBtu | FALSE | L | Annual | Allowances Sold MER | lbs | 0 | 0 | 0 | 0 | 0 | 0 | 0
NSR Brayton Point 1- Hg Rate Annual v5.13 | 1003 | 5972 | Rate Constraint in lbs/MMBtu | FALSE | L | Annual | Allowances Banked | lbs | 0 | 0 | 0 | 0 | 0 | 0 | 0
NSR Brayton Point 1- Hg Rate Annual v5.13 | 1003 | 5972 | Rate Constraint in lbs/MMBtu | FALSE | L | Annual | Allowances Withdrawn (1:1) | lbs | 0 | 0 | 0 | 0 | 0 | 0 | 0
NSR Brayton Point 1- Hg Rate Annual v5.13 | 1003 | 5972 | Rate Constraint in lbs/MMBtu | FALSE | L | Annual | Allowances Withdrawn (n:1) | lbs | 0 | 0 | 0 | 0 | 0 | 0 | 0
NSR Brayton Point 1- Hg Rate Annual v5.13 | 1003 | 5972 | Rate Constraint in lbs/MMBtu | FALSE | L | Annual | Net Emissions Allowance Position | lbs | 0 | 0 | 0 | 0 | 0 | 0 | 0
NSR Brayton Point 1- Hg Rate Annual v5.13 | 1003 | 5972 | Rate Constraint in lbs/MMBtu | FALSE | L | Annual | Fuel Consumed | TBtu | 0 | 0 | 0 | 0 | 0 | 0 | 0
NSR Brayton Point 1- Hg Rate Annual v5.13 | 1003 | 5972 | Rate Constraint in lbs/MMBtu | FALSE | L | Annual | Rate | lb/MMBtu | 0 | 0 | 0 | 0 | 0 | 0 | 0
NSR Brayton Point 1- Hg Rate Annual v5.13 | 1003 | 5972 | Rate Constraint in lbs/MMBtu | FALSE | L | Annual | Generation | TWh | 0 | 0 | 0 | 0 | 0 | 0 | 0
NSR Brayton Point 1- Hg Rate Annual v5.13 | 1003 | 5972 | Rate Constraint in lbs/MMBtu | FALSE | L | Annual | Qualifying Generation | TWh | 0 | 0 | 0 | 0 | 0 | 0 | 0
NSR Brayton Point 1- Hg Rate Annual v5.13 | 1003 | 5972 | Rate Constraint in lbs/MMBtu | FALSE | L | Annual | Rate | lb/MWh | 0 | 0 | 0 | 0 | 0 | 0 | 0
NSR Brayton Point 1- Hg Rate Annual v5.13 | 1003 | 5972 | Rate Constraint in lbs/MMBtu | FALSE | L | Annual | Constraint Shadow Price | US2011$/Lb | 0 | 0 | 0 | 0 | 0 | 0 | 0
NSR Brayton Point 1- NOx Rate Annual v5.13 | 1004 | 5970 | Rate Constraint in lbs/MMBtu | FALSE | L | Annual | Seasons Included | Seasons | Winter, Summer | Winter, Summer | Winter, Summer | Winter, Summer | Winter, Summer | Winter, Summer | Winter, Summer
NSR Brayton Point 1- NOx Rate Annual v5.13 | 1004 | 5970 | Rate Constraint in lbs/MMBtu | FALSE | L | Annual | Standard | lb/MMBtu | 0.08 | 0.08 | 0.08 | 0.08 | 0.08 | 0.08 | 0.08
NSR Brayton Point 1- NOx Rate Annual v5.13 | 1004 | 5970 | Rate Constraint in lbs/MMBtu | FALSE | L | Annual | Emissions at Affected Plants NOX | Thousand Tons | 0 | 0 | 0 | 0 | 0 | 0 | 0
NSR Brayton Point 1- NOx Rate Annual v5.13 | 1004 | 5970 | Rate Constraint in lbs/MMBtu | FALSE | L | Annual | Allowances Purchased NOX | Thousand Tons | 0 | 0 | 0 | 0 | 0 | 0 | 0
NSR Brayton Point 1- NOx Rate Annual v5.13 | 1004 | 5970 | Rate Constraint in lbs/MMBtu | FALSE | L | Annual | Allowances Sold NOX | Thousand Tons | 0 | 0 | 0 | 0 | 0 | 0 | 0
NSR Brayton Point 1- NOx Rate Annual v5.13 | 1004 | 5970 | Rate Constraint in lbs/MMBtu | FALSE | L | Annual | Allowances Banked | Thousand Tons | 0 | 0 | 0 | 0 | 0 | 0 | 0
NSR Brayton Point 1- NOx Rate Annual v5.13 | 1004 | 5970 | Rate Constraint in lbs/MMBtu | FALSE | L | Annual | Allowances Withdrawn (1:1) | Thousand Tons | 0 | 0 | 0 | 0 | 0 | 0 | 0
NSR Brayton Point 1- NOx Rate Annual v5.13 | 1004 | 5970 | Rate Constraint in lbs/MMBtu | FALSE | L | Annual | Allowances Withdrawn (n:1) | Thousand Tons | 0 | 0 | 0 | 0 | 0 | 0 | 0
NSR Brayton Point 1- NOx Rate Annual v5.13 | 1004 | 5970 | Rate Constraint in lbs/MMBtu | FALSE | L | Annual | Net Emissions Allowance Position | Thousand Tons | 0 | 0 | 0 | 0 | 0 | 0 | 0
NSR Brayton Point 1- NOx Rate Annual v5.13 | 1004 | 5970 | Rate Constraint in lbs/MMBtu | FALSE | L | Annual | Fuel Consumed | TBtu | 0 | 0 | 0 | 0 | 0 | 0 | 0
NSR Brayton Point 1- NOx Rate Annual v5.13 | 1004 | 5970 | Rate Constraint in lbs/MMBtu | FALSE | L | Annual | Rate | lb/MMBtu | 0 | 0 | 0 | 0 | 0 | 0 | 0
NSR Brayton Point 1- NOx Rate Annual v5.13 | 1004 | 5970 | Rate Constraint in lbs/MMBtu | FALSE | L | Annual | Generation | TWh | 0 | 0 | 0 | 0 | 0 | 0 | 0
NSR Brayton Point 1- NOx Rate Annual v5.13 | 1004 | 5970 | Rate Constraint in lbs/MMBtu | FALSE | L | Annual | Qualifying Generation | TWh | 0 | 0 | 0 | 0 | 0 | 0 | 0
NSR Brayton Point 1- NOx Rate Annual v5.13 | 1004 | 5970 | Rate Constraint in lbs/MMBtu | FALSE | L | Annual | Rate | lb/MWh | 0 | 0 | 0 | 0 | 0 | 0 | 0
NSR Brayton Point 1- NOx Rate Annual v5.13 | 1004 | 5970 | Rate Constraint in lbs/MMBtu | FALSE | L | Annual | Constraint Shadow Price | US2011$/Ton | 0 | 0 | 0 | 0 | 0 | 0 | 0
NSR Brayton Point 1-3 Nox Cap Annual v5.13 | 1005 | 5977 | Rate Constraint in MTons | FALSE | L | Annual | Seasons Included | Seasons | Winter, Summer | Winter, Summer | Winter, Summer | Winter, Summer | Winter, Summer | Winter, Summer | Winter, Summer
NSR Brayton Point 1-3 Nox Cap Annual v5.13 | 1005 | 5977 | Rate Constraint in MTons | FALSE | L | Annual | Standard | Thousand Tons | 4.6 | 4.6 | 4.6 | 4.6 | 4.6 | 4.6 | 4.6
NSR Brayton Point 1-3 Nox Cap Annual v5.13 | 1005 | 5977 | Rate Constraint in MTons | FALSE | L | Annual | Standard NOX | Thousand Tons | 4.6 | 4.6 | 4.6 | 4.6 | 4.6 | 4.6 | 4.6
NSR Brayton Point 1-3 Nox Cap Annual v5.13 | 1005 | 5977 | Rate Constraint in MTons | FALSE | L | Annual | Emissions at Affected Plants NOX | Thousand Tons | 0.001677 | 0 | 0 | 0 | 0 | 0 | 0
NSR Brayton Point 1-3 Nox Cap Annual v5.13 | 1005 | 5977 | Rate Constraint in MTons | FALSE | L | Annual | Allowances Purchased NOX | Thousand Tons | 0 | 0 | 0 | 0 | 0 | 0 | 0
NSR Brayton Point 1-3 Nox Cap Annual v5.13 | 1005 | 5977 | Rate Constraint in MTons | FALSE | L | Annual | Allowances Sold NOX | Thousand Tons | 0 | 0 | 0 | 0 | 0 | 0 | 0
NSR Brayton Point 1-3 Nox Cap Annual v5.13 | 1005 | 5977 | Rate Constraint in MTons | FALSE | L | Annual | Allowances Banked | Thousand Tons | 0 | 0 | 0 | 0 | 0 | 0 | 0
NSR Brayton Point 1-3 Nox Cap Annual v5.13 | 1005 | 5977 | Rate Constraint in MTons | FALSE | L | Annual | Allowances Withdrawn (1:1) | Thousand Tons | 0 | 0 | 0 | 0 | 0 | 0 | 0
NSR Brayton Point 1-3 Nox Cap Annual v5.13 | 1005 | 5977 | Rate Constraint in MTons | FALSE | L | Annual | Allowances Withdrawn (n:1) | Thousand Tons | 0 | 0 | 0 | 0 | 0 | 0 | 0
NSR Brayton Point 1-3 Nox Cap Annual v5.13 | 1005 | 5977 | Rate Constraint in MTons | FALSE | L | Annual | Net Emissions Allowance Position | Thousand Tons | 0.001677 | 0 | 0 | 0 | 0 | 0 | 0
NSR Brayton Point 1-3 Nox Cap Annual v5.13 | 1005 | 5977 | Rate Constraint in MTons | FALSE | L | Annual | Fuel Consumed | TBtu | 0.04203 | 0 | 0 | 0 | 0 | 0 | 0
NSR Brayton Point 1-3 Nox Cap Annual v5.13 | 1005 | 5977 | Rate Constraint in MTons | FALSE | L | Annual | Rate | lb/MMBtu | 0.079801 | 0 | 0 | 0 | 0 | 0 | 0
NSR Brayton Point 1-3 Nox Cap Annual v5.13 | 1005 | 5977 | Rate Constraint in MTons | FALSE | L | Annual | Generation | TWh | 0.004355 | 0 | 0 | 0 | 0 | 0 | 0
NSR Brayton Point 1-3 Nox Cap Annual v5.13 | 1005 | 5977 | Rate Constraint in MTons | FALSE | L | Annual | Qualifying Generation | TWh | 0.004355 | 0 | 0 | 0 | 0 | 0 | 0
NSR Brayton Point 1-3 Nox Cap Annual v5.13 | 1005 | 5977 | Rate Constraint in MTons | FALSE | L | Annual | Rate | lb/MWh | 0.38508 | 0 | 0 | 0 | 0 | 0 | 0
NSR Brayton Point 1-3 Nox Cap Annual v5.13 | 1005 | 5977 | Rate Constraint in MTons | FALSE | L | Annual | Constraint Shadow Price | US2011$/Ton | 0 | 0 | 0 | 0 | 0 | 0 | 0
NSR Brayton Point 1-3 SO2 Cap Annual v5.13 | 1006 | 5969 | Rate Constraint in MTons | FALSE | L | Annual | Seasons Included | Seasons | Winter, Summer | Winter, Summer | Winter, Summer | Winter, Summer | Winter, Summer | Winter, Summer | Winter, Summer
NSR Brayton Point 1-3 SO2 Cap Annual v5.13 | 1006 | 5969 | Rate Constraint in MTons | FALSE | L | Annual | Standard | Thousand Tons | 4.1 | 4.1 | 4.1 | 4.1 | 4.1 | 4.1 | 4.1
NSR Brayton Point 1-3 SO2 Cap Annual v5.13 | 1006 | 5969 | Rate Constraint in MTons | FALSE | L | Annual | Standard SO2 | Thousand Tons | 4.1 | 4.1 | 4.1 | 4.1 | 4.1 | 4.1 | 4.1
NSR Brayton Point 1-3 SO2 Cap Annual v5.13 | 1006 | 5969 | Rate Constraint in MTons | FALSE | L | Annual | Emissions at Affected Plants SO2 | Thousand Tons | 0.0016749 | 0 | 0 | 0 | 0 | 0 | 0
NSR Brayton Point 1-3 SO2 Cap Annual v5.13 | 1006 | 5969 | Rate Constraint in MTons | FALSE | L | Annual | Allowances Purchased SO2 | Thousand Tons | 0 | 0 | 0 | 0 | 0 | 0 | 0
NSR Brayton Point 1-3 SO2 Cap Annual v5.13 | 1006 | 5969 | Rate Constraint in MTons | FALSE | L | Annual | Allowances Sold SO2 | Thousand Tons | 0 | 0 | 0 | 0 | 0 | 0 | 0
NSR Brayton Point 1-3 SO2 Cap Annual v5.13 | 1006 | 5969 | Rate Constraint in MTons | FALSE | L | Annual | Allowances Banked | Thousand Tons | 0 | 0 | 0 | 0 | 0 | 0 | 0
NSR Brayton Point 1-3 SO2 Cap Annual v5.13 | 1006 | 5969 | Rate Constraint in MTons | FALSE | L | Annual | Allowances Withdrawn (1:1) | Thousand Tons | 0 | 0 | 0 | 0 | 0 | 0 | 0
NSR Brayton Point 1-3 SO2 Cap Annual v5.13 | 1006 | 5969 | Rate Constraint in MTons | FALSE | L | Annual | Allowances Withdrawn (n:1) | Thousand Tons | 0 | 0 | 0 | 0 | 0 | 0 | 0
NSR Brayton Point 1-3 SO2 Cap Annual v5.13 | 1006 | 5969 | Rate Constraint in MTons | FALSE | L | Annual | Net Emissions Allowance Position | Thousand Tons | 0.0016749 | 0 | 0 | 0 | 0 | 0 | 0
NSR Brayton Point 1-3 SO2 Cap Annual v5.13 | 1006 | 5969 | Rate Constraint in MTons | FALSE | L | Annual | Fuel Consumed | TBtu | 0.04203 | 0 | 0 | 0 | 0 | 0 | 0
NSR Brayton Point 1-3 SO2 Cap Annual v5.13 | 1006 | 5969 | Rate Constraint in MTons | FALSE | L | Annual | Rate | lb/MMBtu | 0.079701 | 0 | 0 | 0 | 0 | 0 | 0
NSR Brayton Point 1-3 SO2 Cap Annual v5.13 | 1006 | 5969 | Rate Constraint in MTons | FALSE | L | Annual | Generation | TWh | 0.004355 | 0 | 0 | 0 | 0 | 0 | 0
NSR Brayton Point 1-3 SO2 Cap Annual v5.13 | 1006 | 5969 | Rate Constraint in MTons | FALSE | L | Annual | Qualifying Generation | TWh | 0.004355 | 0 | 0 | 0 | 0 | 0 | 0
NSR Brayton Point 1-3 SO2 Cap Annual v5.13 | 1006 | 5969 | Rate Constraint in MTons | FALSE | L | Annual | Rate | lb/MWh | 0.3846 | 0 | 0 | 0 | 0 | 0 | 0
NSR Brayton Point 1-3 SO2 Cap Annual v5.13 | 1006 | 5969 | Rate Constraint in MTons | FALSE | L | Annual | Constraint Shadow Price | US2011$/Ton | 0 | 0 | 0 | 0 | 0 | 0 | 0
NSR Brayton Point 2- Hg Rate Annual v5.13 | 1007 | 5973 | Rate Constraint in lbs/MMBtu | FALSE | L | Annual | Seasons Included | Seasons | Winter, Summer | Winter, Summer | Winter, Summer | Winter, Summer | Winter, Summer | Winter, Summer | Winter, Summer
NSR Brayton Point 2- Hg Rate Annual v5.13 | 1007 | 5973 | Rate Constraint in lbs/MMBtu | FALSE | L | Annual | Standard | lb/MMBtu | 0.01 | 0.01 | 0.01 | 0.01 | 0.01 | 0.01 | 0.01
NSR Brayton Point 2- Hg Rate Annual v5.13 | 1007 | 5973 | Rate Constraint in lbs/MMBtu | FALSE | L | Annual | Emissions at Affected Plants MER | lbs | 0 | 0 | 0 | 0 | 0 | 0 | 0
NSR Brayton Point 2- Hg Rate Annual v5.13 | 1007 | 5973 | Rate Constraint in lbs/MMBtu | FALSE | L | Annual | Allowances Purchased MER | lbs | 0 | 0 | 0 | 0 | 0 | 0 | 0
NSR Brayton Point 2- Hg Rate Annual v5.13 | 1007 | 5973 | Rate Constraint in lbs/MMBtu | FALSE | L | Annual | Allowances Sold MER | lbs | 0 | 0 | 0 | 0 | 0 | 0 | 0
NSR Brayton Point 2- Hg Rate Annual v5.13 | 1007 | 5973 | Rate Constraint in lbs/MMBtu | FALSE | L | Annual | Allowances Banked | lbs | 0 | 0 | 0 | 0 | 0 | 0 | 0
NSR Brayton Point 2- Hg Rate Annual v5.13 | 1007 | 5973 | Rate Constraint in lbs/MMBtu | FALSE | L | Annual | Allowances Withdrawn (1:1) | lbs | 0 | 0 | 0 | 0 | 0 | 0 | 0
NSR Brayton Point 2- Hg Rate Annual v5.13 | 1007 | 5973 | Rate Constraint in lbs/MMBtu | FALSE | L | Annual | Allowances Withdrawn (n:1) | lbs | 0 | 0 | 0 | 0 | 0 | 0 | 0
NSR Brayton Point 2- Hg Rate Annual v5.13 | 1007 | 5973 | Rate Constraint in lbs/MMBtu | FALSE | L | Annual | Net Emissions Allowance Position | lbs | 0 | 0 | 0 | 0 | 0 | 0 | 0
NSR Brayton Point 2- Hg Rate Annual v5.13 | 1007 | 5973 | Rate Constraint in lbs/MMBtu | FALSE | L | Annual | Fuel Consumed | TBtu | 0 | 0 | 0 | 0 | 0 | 0 | 0
NSR Brayton Point 2- Hg Rate Annual v5.13 | 1007 | 5973 | Rate Constraint in lbs/MMBtu | FALSE | L | Annual | Rate | lb/MMBtu | 0 | 0 | 0 | 0 | 0 | 0 | 0
NSR Brayton Point 2- Hg Rate Annual v5.13 | 1007 | 5973 | Rate Constraint in lbs/MMBtu | FALSE | L | Annual | Generation | TWh | 0 | 0 | 0 | 0 | 0 | 0 | 0
NSR Brayton Point 2- Hg Rate Annual v5.13 | 1007 | 5973 | Rate Constraint in lbs/MMBtu | FALSE | L | Annual | Qualifying Generation | TWh | 0 | 0 | 0 | 0 | 0 | 0 | 0
NSR Brayton Point 2- Hg Rate Annual v5.13 | 1007 | 5973 | Rate Constraint in lbs/MMBtu | FALSE | L | Annual | Rate | lb/MWh | 0 | 0 | 0 | 0 | 0 | 0 | 0
NSR Brayton Point 2- Hg Rate Annual v5.13 | 1007 | 5973 | Rate Constraint in lbs/MMBtu | FALSE | L | Annual | Constraint Shadow Price | US2011$/Lb | 0 | 0 | 0 | 0 | 0 | 0 | 0
NSR Brayton Point 2- NOx Rate Annual v5.13 | 1008 | 5971 | Rate Constraint in lbs/MMBtu | FALSE | L | Annual | Seasons Included | Seasons | Winter, Summer | Winter, Summer | Winter, Summer | Winter, Summer | Winter, Summer | Winter, Summer | Winter, Summer
NSR Brayton Point 2- NOx Rate Annual v5.13 | 1008 | 5971 | Rate Constraint in lbs/MMBtu | FALSE | L | Annual | Standard | lb/MMBtu | 0.28 | 0.28 | 0.28 | 0.28 | 0.28 | 0.28 | 0.28
NSR Brayton Point 2- NOx Rate Annual v5.13 | 1008 | 5971 | Rate Constraint in lbs/MMBtu | FALSE | L | Annual | Emissions at Affected Plants NOX | Thousand Tons | 0 | 0 | 0 | 0 | 0 | 0 | 0
NSR Brayton Point 2- NOx Rate Annual v5.13 | 1008 | 5971 | Rate Constraint in lbs/MMBtu | FALSE | L | Annual | Allowances Purchased NOX | Thousand Tons | 0 | 0 | 0 | 0 | 0 | 0 | 0
NSR Brayton Point 2- NOx Rate Annual v5.13 | 1008 | 5971 | Rate Constraint in lbs/MMBtu | FALSE | L | Annual | Allowances Sold NOX | Thousand Tons | 0 | 0 | 0 | 0 | 0 | 0 | 0
NSR Brayton Point 2- NOx Rate Annual v5.13 | 1008 | 5971 | Rate Constraint in lbs/MMBtu | FALSE | L | Annual | Allowances Banked | Thousand Tons | 0 | 0 | 0 | 0 | 0 | 0 | 0
NSR Brayton Point 2- NOx Rate Annual v5.13 | 1008 | 5971 | Rate Constraint in lbs/MMBtu | FALSE | L | Annual | Allowances Withdrawn (1:1) | Thousand Tons | 0 | 0 | 0 | 0 | 0 | 0 | 0
NSR Brayton Point 2- NOx Rate Annual v5.13 | 1008 | 5971 | Rate Constraint in lbs/MMBtu | FALSE | L | Annual | Allowances Withdrawn (n:1) | Thousand Tons | 0 | 0 | 0 | 0 | 0 | 0 | 0
NSR Brayton Point 2- NOx Rate Annual v5.13 | 1008 | 5971 | Rate Constraint in lbs/MMBtu | FALSE | L | Annual | Net Emissions Allowance Position | Thousand Tons | 0 | 0 | 0 | 0 | 0 | 0 | 0
NSR Brayton Point 2- NOx Rate Annual v5.13 | 1008 | 5971 | Rate Constraint in lbs/MMBtu | FALSE | L | Annual | Fuel Consumed | TBtu | 0 | 0 | 0 | 0 | 0 | 0 | 0
NSR Brayton Point 2- NOx Rate Annual v5.13 | 1008 | 5971 | Rate Constraint in lbs/MMBtu | FALSE | L | Annual | Rate | lb/MMBtu | 0 | 0 | 0 | 0 | 0 | 0 | 0
NSR Brayton Point 2- NOx Rate Annual v5.13 | 1008 | 5971 | Rate Constraint in lbs/MMBtu | FALSE | L | Annual | Generation | TWh | 0 | 0 | 0 | 0 | 0 | 0 | 0
NSR Brayton Point 2- NOx Rate Annual v5.13 | 1008 | 5971 | Rate Constraint in lbs/MMBtu | FALSE | L | Annual | Qualifying Generation | TWh | 0 | 0 | 0 | 0 | 0 | 0 | 0
NSR Brayton Point 2- NOx Rate Annual v5.13 | 1008 | 5971 | Rate Constraint in lbs/MMBtu | FALSE | L | Annual | Rate | lb/MWh | 0 | 0 | 0 | 0 | 0 | 0 | 0
NSR Brayton Point 2- NOx Rate Annual v5.13 | 1008 | 5971 | Rate Constraint in lbs/MMBtu | FALSE | L | Annual | Constraint Shadow Price | US2011$/Ton | 0 | 0 | 0 | 0 | 0 | 0 | 0
NSR Brayton Point 3- Hg Rate Annual v5.13 | 1009 | 5976 | Rate Constraint in lbs/MMBtu | FALSE | L | Annual | Seasons Included | Seasons | Winter, Summer | Winter, Summer | Winter, Summer | Winter, Summer | Winter, Summer | Winter, Summer | Winter, Summer
NSR Brayton Point 3- Hg Rate Annual v5.13 | 1009 | 5976 | Rate Constraint in lbs/MMBtu | FALSE | L | Annual | Standard | lb/MMBtu | 0.01 | 0.01 | 0.01 | 0.01 | 0.01 | 0.01 | 0.01
NSR Brayton Point 3- Hg Rate Annual v5.13 | 1009 | 5976 | Rate Constraint in lbs/MMBtu | FALSE | L | Annual | Emissions at Affected Plants MER | lbs | 0.033851 | 0 | 0 | 0 | 0 | 0 | 0
NSR Brayton Point 3- Hg Rate Annual v5.13 | 1009 | 5976 | Rate Constraint in lbs/MMBtu | FALSE | L | Annual | Allowances Purchased MER | lbs | 0 | 0 | 0 | 0 | 0 | 0 | 0
NSR Brayton Point 3- Hg Rate Annual v5.13 | 1009 | 5976 | Rate Constraint in lbs/MMBtu | FALSE | L | Annual | Allowances Sold MER | lbs | 0 | 0 | 0 | 0 | 0 | 0 | 0
NSR Brayton Point 3- Hg Rate Annual v5.13 | 1009 | 5976 | Rate Constraint in lbs/MMBtu | FALSE | L | Annual | Allowances Banked | lbs | 0 | 0 | 0 | 0 | 0 | 0 | 0
NSR Brayton Point 3- Hg Rate Annual v5.13 | 1009 | 5976 | Rate Constraint in lbs/MMBtu | FALSE | L | Annual | Allowances Withdrawn (1:1) | lbs | 0 | 0 | 0 | 0 | 0 | 0 | 0
NSR Brayton Point 3- Hg Rate Annual v5.13 | 1009 | 5976 | Rate Constraint in lbs/MMBtu | FALSE | L | Annual | Allowances Withdrawn (n:1) | lbs | 0 | 0 | 0 | 0 | 0 | 0 | 0
NSR Brayton Point 3- Hg Rate Annual v5.13 | 1009 | 5976 | Rate Constraint in lbs/MMBtu | FALSE | L | Annual | Net Emissions Allowance Position | lbs | 0.033851 | 0 | 0 | 0 | 0 | 0 | 0
NSR Brayton Point 3- Hg Rate Annual v5.13 | 1009 | 5976 | Rate Constraint in lbs/MMBtu | FALSE | L | Annual | Fuel Consumed | TBtu | 0.04203 | 0 | 0 | 0 | 0 | 0 | 0
NSR Brayton Point 3- Hg Rate Annual v5.13 | 1009 | 5976 | Rate Constraint in lbs/MMBtu | FALSE | L | Annual | Rate | lb/MMBtu | 8.0539e-07 | 0 | 0 | 0 | 0 | 0 | 0
NSR Brayton Point 3- Hg Rate Annual v5.13 | 1009 | 5976 | Rate Constraint in lbs/MMBtu | FALSE | L | Annual | Generation | TWh | 0.004355 | 0 | 0 | 0 | 0 | 0 | 0
NSR Brayton Point 3- Hg Rate Annual v5.13 | 1009 | 5976 | Rate Constraint in lbs/MMBtu | FALSE | L | Annual | Qualifying Generation | TWh | 0.004355 | 0 | 0 | 0 | 0 | 0 | 0
NSR Brayton Point 3- Hg Rate Annual v5.13 | 1009 | 5976 | Rate Constraint in lbs/MMBtu | FALSE | L | Annual | Rate | lb/MWh | 7.7729 | 0 | 0 | 0 | 0 | 0 | 0
NSR Brayton Point 3- Hg Rate Annual v5.13 | 1009 | 5976 | Rate Constraint in lbs/MMBtu | FALSE | L | Annual | Constraint Shadow Price | US2011$/Lb | 0 | 0 | 0 | 0 | 0 | 0 | 0
NSR Brayton Point 3- NOx Rate Annual v5.13 | 1010 | 5975 | Rate Constraint in lbs/MMBtu | FALSE | L | Annual | Seasons Included | Seasons | Winter, Summer | Winter, Summer | Winter, Summer | Winter, Summer | Winter, Summer | Winter, Summer | Winter, Summer
NSR Brayton Point 3- NOx Rate Annual v5.13 | 1010 | 5975 | Rate Constraint in lbs/MMBtu | FALSE | L | Annual | Standard | lb/MMBtu | 0.08 | 0.08 | 0.08 | 0.08 | 0.08 | 0.08 | 0.08
NSR Brayton Point 3- NOx Rate Annual v5.13 | 1010 | 5975 | Rate Constraint in lbs/MMBtu | FALSE | L | Annual | Emissions at Affected Plants NOX | Thousand Tons | 0.001677 | 0 | 0 | 0 | 0 | 0 | 0
NSR Brayton Point 3- NOx Rate Annual v5.13 | 1010 | 5975 | Rate Constraint in lbs/MMBtu | FALSE | L | Annual | Allowances Purchased NOX | Thousand Tons | 0 | 0 | 0 | 0 | 0 | 0 | 0
NSR Brayton Point 3- NOx Rate Annual v5.13 | 1010 | 5975 | Rate Constraint in lbs/MMBtu | FALSE | L | Annual | Allowances Sold NOX | Thousand Tons | 0 | 0 | 0 | 0 | 0 | 0 | 0
NSR Brayton Point 3- NOx Rate Annual v5.13 | 1010 | 5975 | Rate Constraint in lbs/MMBtu | FALSE | L | Annual | Allowances Banked | Thousand Tons | 0 | 0 | 0 | 0 | 0 | 0 | 0
NSR Brayton Point 3- NOx Rate Annual v5.13 | 1010 | 5975 | Rate Constraint in lbs/MMBtu | FALSE | L | Annual | Allowances Withdrawn (1:1) | Thousand Tons | 0 | 0 | 0 | 0 | 0 | 0 | 0
NSR Brayton Point 3- NOx Rate Annual v5.13 | 1010 | 5975 | Rate Constraint in lbs/MMBtu | FALSE | L | Annual | Allowances Withdrawn (n:1) | Thousand Tons | 0 | 0 | 0 | 0 | 0 | 0 | 0
NSR Brayton Point 3- NOx Rate Annual v5.13 | 1010 | 5975 | Rate Constraint in lbs/MMBtu | FALSE | L | Annual | Net Emissions Allowance Position | Thousand Tons | 0.001677 | 0 | 0 | 0 | 0 | 0 | 0
NSR Brayton Point 3- NOx Rate Annual v5.13 | 1010 | 5975 | Rate Constraint in lbs/MMBtu | FALSE | L | Annual | Fuel Consumed | TBtu | 0.04203 | 0 | 0 | 0 | 0 | 0 | 0
NSR Brayton Point 3- NOx Rate Annual v5.13 | 1010 | 5975 | Rate Constraint in lbs/MMBtu | FALSE | L | Annual | Rate | lb/MMBtu | 0.079801 | 0 | 0 | 0 | 0 | 0 | 0
NSR Brayton Point 3- NOx Rate Annual v5.13 | 1010 | 5975 | Rate Constraint in lbs/MMBtu | FALSE | L | Annual | Generation | TWh | 0.004355 | 0 | 0 | 0 | 0 | 0 | 0
NSR Brayton Point 3- NOx Rate Annual v5.13 | 1010 | 5975 | Rate Constraint in lbs/MMBtu | FALSE | L | Annual | Qualifying Generation | TWh | 0.004355 | 0 | 0 | 0 | 0 | 0 | 0
NSR Brayton Point 3- NOx Rate Annual v5.13 | 1010 | 5975 | Rate Constraint in lbs/MMBtu | FALSE | L | Annual | Rate | lb/MWh | 0.38508 | 0 | 0 | 0 | 0 | 0 | 0
NSR Brayton Point 3- NOx Rate Annual v5.13 | 1010 | 5975 | Rate Constraint in lbs/MMBtu | FALSE | L | Annual | Constraint Shadow Price | US2011$/Ton | 0 | 0 | 0 | 0 | 0 | 0 | 0
NSR Brayton Point 3- SO2 Rate Annual v5.13 | 1011 | 5974 | Rate Constraint in lbs/MMBtu | FALSE | L | Annual | Seasons Included | Seasons | Winter, Summer | Winter, Summer | Winter, Summer | Winter, Summer | Winter, Summer | Winter, Summer | Winter, Summer
NSR Brayton Point 3- SO2 Rate Annual v5.13 | 1011 | 5974 | Rate Constraint in lbs/MMBtu | FALSE | L | Annual | Standard | lb/MMBtu | 0.08 | 0.08 | 0.08 | 0.08 | 0.08 | 0.08 | 0.08
NSR Brayton Point 3- SO2 Rate Annual v5.13 | 1011 | 5974 | Rate Constraint in lbs/MMBtu | FALSE | L | Annual | Emissions at Affected Plants SO2 | Thousand Tons | 0.0016749 | 0 | 0 | 0 | 0 | 0 | 0
NSR Brayton Point 3- SO2 Rate Annual v5.13 | 1011 | 5974 | Rate Constraint in lbs/MMBtu | FALSE | L | Annual | Allowances Purchased SO2 | Thousand Tons | 0 | 0 | 0 | 0 | 0 | 0 | 0
NSR Brayton Point 3- SO2 Rate Annual v5.13 | 1011 | 5974 | Rate Constraint in lbs/MMBtu | FALSE | L | Annual | Allowances Sold SO2 | Thousand Tons | 0 | 0 | 0 | 0 | 0 | 0 | 0
NSR Brayton Point 3- SO2 Rate Annual v5.13 | 1011 | 5974 | Rate Constraint in lbs/MMBtu | FALSE | L | Annual | Allowances Banked | Thousand Tons | 0 | 0 | 0 | 0 | 0 | 0 | 0
NSR Brayton Point 3- SO2 Rate Annual v5.13 | 1011 | 5974 | Rate Constraint in lbs/MMBtu | FALSE | L | Annual | Allowances Withdrawn (1:1) | Thousand Tons | 0 | 0 | 0 | 0 | 0 | 0 | 0
NSR Brayton Point 3- SO2 Rate Annual v5.13 | 1011 | 5974 | Rate Constraint in lbs/MMBtu | FALSE | L | Annual | Allowances Withdrawn (n:1) | Thousand Tons | 0 | 0 | 0 | 0 | 0 | 0 | 0
NSR Brayton Point 3- SO2 Rate Annual v5.13 | 1011 | 5974 | Rate Constraint in lbs/MMBtu | FALSE | L | Annual | Net Emissions Allowance Position | Thousand Tons | 0.0016749 | 0 | 0 | 0 | 0 | 0 | 0
NSR Brayton Point 3- SO2 Rate Annual v5.13 | 1011 | 5974 | Rate Constraint in lbs/MMBtu | FALSE | L | Annual | Fuel Consumed | TBtu | 0.04203 | 0 | 0 | 0 | 0 | 0 | 0
NSR Brayton Point 3- SO2 Rate Annual v5.13 | 1011 | 5974 | Rate Constraint in lbs/MMBtu | FALSE | L | Annual | Rate | lb/MMBtu | 0.079701 | 0 | 0 | 0 | 0 | 0 | 0
NSR Brayton Point 3- SO2 Rate Annual v5.13 | 1011 | 5974 | Rate Constraint in lbs/MMBtu | FALSE | L | Annual | Generation | TWh | 0.004355 | 0 | 0 | 0 | 0 | 0 | 0
NSR Brayton Point 3- SO2 Rate Annual v5.13 | 1011 | 5974 | Rate Constraint in lbs/MMBtu | FALSE | L | Annual | Qualifying Generation | TWh | 0.004355 | 0 | 0 | 0 | 0 | 0 | 0
NSR Brayton Point 3- SO2 Rate Annual v5.13 | 1011 | 5974 | Rate Constraint in lbs/MMBtu | FALSE | L | Annual | Rate | lb/MWh | 0.3846 | 0 | 0 | 0 | 0 | 0 | 0
NSR Brayton Point 3- SO2 Rate Annual v5.13 | 1011 | 5974 | Rate Constraint in lbs/MMBtu | FALSE | L | Annual | Constraint Shadow Price | US2011$/Ton | 0 | 0 | 0 | 0 | 0 | 0 | 0
NSR Campbell 1 - SO2 Rate Annual v5.14 | 1012 | 6141 | Rate Constraint in lbs/MMBtu | FALSE | L | Annual | Seasons Included | Seasons | Winter, Summer | Winter, Summer | Winter, Summer | Winter, Summer | Winter, Summer | Winter, Summer | Winter, Summer
NSR Campbell 1 - SO2 Rate Annual v5.14 | 1012 | 6141 | Rate Constraint in lbs/MMBtu | FALSE | L | Annual | Standard | lb/MMBtu | 0.35 | 0.35 | 0.35 | 0.35 | 0.35 | 0.35 | 0.35
NSR Campbell 1 - SO2 Rate Annual v5.14 | 1012 | 6141 | Rate Constraint in lbs/MMBtu | FALSE | L | Annual | Emissions at Affected Plants SO2 | Thousand Tons | 0 | 0 | 0 | 0 | 0 | 0 | 0
NSR Campbell 1 - SO2 Rate Annual v5.14 | 1012 | 6141 | Rate Constraint in lbs/MMBtu | FALSE | L | Annual | Allowances Purchased SO2 | Thousand Tons | 0 | 0 | 0 | 0 | 0 | 0 | 0
NSR Campbell 1 - SO2 Rate Annual v5.14 | 1012 | 6141 | Rate Constraint in lbs/MMBtu | FALSE | L | Annual | Allowances Sold SO2 | Thousand Tons | 0 | 0 | 0 | 0 | 0 | 0 | 0
NSR Campbell 1 - SO2 Rate Annual v5.14 | 1012 | 6141 | Rate Constraint in lbs/MMBtu | FALSE | L | Annual | Allowances Banked | Thousand Tons | 0 | 0 | 0 | 0 | 0 | 0 | 0
NSR Campbell 1 - SO2 Rate Annual v5.14 | 1012 | 6141 | Rate Constraint in lbs/MMBtu | FALSE | L | Annual | Allowances Withdrawn (1:1) | Thousand Tons | 0 | 0 | 0 | 0 | 0 | 0 | 0
NSR Campbell 1 - SO2 Rate Annual v5.14 | 1012 | 6141 | Rate Constraint in lbs/MMBtu | FALSE | L | Annual | Allowances Withdrawn (n:1) | Thousand Tons | 0 | 0 | 0 | 0 | 0 | 0 | 0
NSR Campbell 1 - SO2 Rate Annual v5.14 | 1012 | 6141 | Rate Constraint in lbs/MMBtu | FALSE | L | Annual | Net Emissions Allowance Position | Thousand Tons | 0 | 0 | 0 | 0 | 0 | 0 | 0
NSR Campbell 1 - SO2 Rate Annual v5.14 | 1012 | 6141 | Rate Constraint in lbs/MMBtu | FALSE | L | Annual | Fuel Consumed | TBtu | 0 | 0 | 0 | 0 | 0 | 0 | 0
NSR Campbell 1 - SO2 Rate Annual v5.14 | 1012 | 6141 | Rate Constraint in lbs/MMBtu | FALSE | L | Annual | Rate | lb/MMBtu | 0 | 0 | 0 | 0 | 0 | 0 | 0
NSR Campbell 1 - SO2 Rate Annual v5.14 | 1012 | 6141 | Rate Constraint in lbs/MMBtu | FALSE | L | Annual | Generation | TWh | 0 | 0 | 0 | 0 | 0 | 0 | 0
NSR Campbell 1 - SO2 Rate Annual v5.14 | 1012 | 6141 | Rate Constraint in lbs/MMBtu | FALSE | L | Annual | Qualifying Generation | TWh | 0 | 0 | 0 | 0 | 0 | 0 | 0
NSR Campbell 1 - SO2 Rate Annual v5.14 | 1012 | 6141 | Rate Constraint in lbs/MMBtu | FALSE | L | Annual | Rate | lb/MWh | 0 | 0 | 0 | 0 | 0 | 0 | 0
NSR Campbell 1 - SO2 Rate Annual v5.14 | 1012 | 6141 | Rate Constraint in lbs/MMBtu | FALSE | L | Annual | Constraint Shadow Price | US2011$/Ton | 0 | 0 | 0 | 0 | 0 | 0 | 0
NSR Campbell 3 - SO2 Rate Annual v5.14 | 1013 | 6142 | Rate Constraint in lbs/MMBtu | FALSE | L | Annual | Seasons Included | Seasons | Winter, Summer | Winter, Summer | Winter, Summer | Winter, Summer | Winter, Summer | Winter, Summer | Winter, Summer
NSR Campbell 3 - SO2 Rate Annual v5.14 | 1013 | 6142 | Rate Constraint in lbs/MMBtu | FALSE | L | Annual | Standard | lb/MMBtu | 0.085 | 0.07 | 0.07 | 0.07 | 0.07 | 0.07 | 0.07
NSR Campbell 3 - SO2 Rate Annual v5.14 | 1013 | 6142 | Rate Constraint in lbs/MMBtu | FALSE | L | Annual | Emissions at Affected Plants SO2 | Thousand Tons | 0.0081257 | 0.0070628 | 0.0070464 | 0.0070385 | 0.0070385 | 0.007039 | 0.0070387
NSR Campbell 3 - SO2 Rate Annual v5.14 | 1013 | 6142 | Rate Constraint in lbs/MMBtu | FALSE | L | Annual | Allowances Purchased SO2 | Thousand Tons | 0 | 0 | 0 | 0 | 0 | 0 | 0
NSR Campbell 3 - SO2 Rate Annual v5.14 | 1013 | 6142 | Rate Constraint in lbs/MMBtu | FALSE | L | Annual | Allowances Sold SO2 | Thousand Tons | 0 | 0 | 0 | 0 | 0 | 0 | 0
NSR Campbell 3 - SO2 Rate Annual v5.14 | 1013 | 6142 | Rate Constraint in lbs/MMBtu | FALSE | L | Annual | Allowances Banked | Thousand Tons | 0 | 0 | 0 | 0 | 0 | 0 | 0
NSR Campbell 3 - SO2 Rate Annual v5.14 | 1013 | 6142 | Rate Constraint in lbs/MMBtu | FALSE | L | Annual | Allowances Withdrawn (1:1) | Thousand Tons | 0 | 0 | 0 | 0 | 0 | 0 | 0
NSR Campbell 3 - SO2 Rate Annual v5.14 | 1013 | 6142 | Rate Constraint in lbs/MMBtu | FALSE | L | Annual | Allowances Withdrawn (n:1) | Thousand Tons | 0 | 0 | 0 | 0 | 0 | 0 | 0
NSR Campbell 3 - SO2 Rate Annual v5.14 | 1013 | 6142 | Rate Constraint in lbs/MMBtu | FALSE | L | Annual | Net Emissions Allowance Position | Thousand Tons | 0.0081257 | 0.0070628 | 0.0070464 | 0.0070385 | 0.0070385 | 0.007039 | 0.0070387
NSR Campbell 3 - SO2 Rate Annual v5.14 | 1013 | 6142 | Rate Constraint in lbs/MMBtu | FALSE | L | Annual | Fuel Consumed | TBtu | 0.21279 | 0.2018 | 0.20133 | 0.2011 | 0.2011 | 0.20111 | 0.20111
NSR Campbell 3 - SO2 Rate Annual v5.14 | 1013 | 6142 | Rate Constraint in lbs/MMBtu | FALSE | L | Annual | Rate | lb/MMBtu | 0.076371 | 0.07 | 0.07 | 0.07 | 0.07 | 0.07 | 0.07
NSR Campbell 3 - SO2 Rate Annual v5.14 | 1013 | 6142 | Rate Constraint in lbs/MMBtu | FALSE | L | Annual | Generation | TWh | 0.021608 | 0.020436 | 0.020395 | 0.021213 | 0.021213 | 0.021208 | 0.021208
NSR Campbell 3 - SO2 Rate Annual v5.14 | 1013 | 6142 | Rate Constraint in lbs/MMBtu | FALSE | L | Annual | Qualifying Generation | TWh | 0.021608 | 0.020436 | 0.020395 | 0.021213 | 0.021213 | 0.021208 | 0.021208
NSR Campbell 3 - SO2 Rate Annual v5.14 | 1013 | 6142 | Rate Constraint in lbs/MMBtu | FALSE | L | Annual | Rate | lb/MWh | 0.37606 | 0.3456 | 0.3455 | 0.3318 | 0.3318 | 0.3319 | 0.3319
NSR Campbell 3 - SO2 Rate Annual v5.14 | 1013 | 6142 | Rate Constraint in lbs/MMBtu | FALSE | L | Annual | Constraint Shadow Price | US2011$/Ton | 0 | 41721.9605 | 0 | 0 | 0 | 0 | 0
NSR Chesterfield 4 - NOX Rate Annual v3.1, Unit 5825 and retrofits | 1014 | 1936 | Rate Constraint in lbs/MMBtu | FALSE | L | Annual | Seasons Included | Seasons | Winter, Summer | Winter, Summer | Winter, Summer | Winter, Summer | Winter, Summer | Winter, Summer | Winter, Summer
NSR Chesterfield 4 - NOX Rate Annual v3.1, Unit 5825 and retrofits | 1014 | 1936 | Rate Constraint in lbs/MMBtu | FALSE | L | Annual | Standard | lb/MMBtu | 0.1 | 0.1 | 0.1 | 0.1 | 0.1 | 0.1 | 0.1
NSR Chesterfield 4 - NOX Rate Annual v3.1, Unit 5825 and retrofits | 1014 | 1936 | Rate Constraint in lbs/MMBtu | FALSE | L | Annual | Emissions at Affected Plants NOX | Thousand Tons | 0 | 0 | 0 | 0 | 0 | 0 | 0
NSR Chesterfield 4 - NOX Rate Annual v3.1, Unit 5825 and retrofits | 1014 | 1936 | Rate Constraint in lbs/MMBtu | FALSE | L | Annual | Allowances Purchased NOX | Thousand Tons | 0 | 0 | 0 | 0 | 0 | 0 | 0
NSR Chesterfield 4 - NOX Rate Annual v3.1, Unit 5825 and retrofits | 1014 | 1936 | Rate Constraint in lbs/MMBtu | FALSE | L | Annual | Allowances Sold NOX | Thousand Tons | 0 | 0 | 0 | 0 | 0 | 0 | 0
NSR Chesterfield 4 - NOX Rate Annual v3.1, Unit 5825 and retrofits | 1014 | 1936 | Rate Constraint in lbs/MMBtu | FALSE | L | Annual | Allowances Banked | Thousand Tons | 0 | 0 | 0 | 0 | 0 | 0 | 0
NSR Chesterfield 4 - NOX Rate Annual v3.1, Unit 5825 and retrofits | 1014 | 1936 | Rate Constraint in lbs/MMBtu | FALSE | L | Annual | Allowances Withdrawn (1:1) | Thousand Tons | 0 | 0 | 0 | 0 | 0 | 0 | 0
NSR Chesterfield 4 - NOX Rate Annual v3.1, Unit 5825 and retrofits | 1014 | 1936 | Rate Constraint in lbs/MMBtu | FALSE | L | Annual | Allowances Withdrawn (n:1) | Thousand Tons | 0 | 0 | 0 | 0 | 0 | 0 | 0
NSR Chesterfield 4 - NOX Rate Annual v3.1, Unit 5825 and retrofits | 1014 | 1936 | Rate Constraint in lbs/MMBtu | FALSE | L | Annual | Net Emissions Allowance Position | Thousand Tons | 0 | 0 | 0 | 0 | 0 | 0 | 0
NSR Chesterfield 4 - NOX Rate Annual v3.1, Unit 5825 and retrofits | 1014 | 1936 | Rate Constraint in lbs/MMBtu | FALSE | L | Annual | Fuel Consumed | TBtu | 0 | 0 | 0 | 0 | 0 | 0 | 0
NSR Chesterfield 4 - NOX Rate Annual v3.1, Unit 5825 and retrofits | 1014 | 1936 | Rate Constraint in lbs/MMBtu | FALSE | L | Annual | Rate | lb/MMBtu | 0 | 0 | 0 | 0 | 0 | 0 | 0
NSR Chesterfield 4 - NOX Rate Annual v3.1, Unit 5825 and retrofits | 1014 | 1936 | Rate Constraint in lbs/MMBtu | FALSE | L | Annual | Generation | TWh | 0 | 0 | 0 | 0 | 0 | 0 | 0
NSR Chesterfield 4 - NOX Rate Annual v3.1, Unit 5825 and retrofits | 1014 | 1936 | Rate Constraint in lbs/MMBtu | FALSE | L | Annual | Qualifying Generation | TWh | 0 | 0 | 0 | 0 | 0 | 0 | 0
NSR Chesterfield 4 - NOX Rate Annual v3.1, Unit 5825 and retrofits | 1014 | 1936 | Rate Constraint in lbs/MMBtu | FALSE | L | Annual | Rate | lb/MWh | 0 | 0 | 0 | 0 | 0 | 0 | 0
NSR Chesterfield 4 - NOX Rate Annual v3.1, Unit 5825 and retrofits | 1014 | 1936 | Rate Constraint in lbs/MMBtu | FALSE | L | Annual | Constraint Shadow Price | US2011$/Ton | 0 | 0 | 0 | 0 | 0 | 0 | 0
NSR Chesterfield 5,6 - NOX Rate Annual v3.1, Unit 5826 and retrofits | 1015 | 1935 | Rate Constraint in lbs/MMBtu | FALSE | L | Annual | Seasons Included | Seasons | Winter, Summer | Winter, Summer | Winter, Summer | Winter, Summer | Winter, Summer | Winter, Summer | Winter, Summer
NSR Chesterfield 5,6 - NOX Rate Annual v3.1, Unit 5826 and retrofits | 1015 | 1935 | Rate Constraint in lbs/MMBtu | FALSE | L | Annual | Standard | lb/MMBtu | 0.1 | 0.1 | 0.1 | 0.1 | 0.1 | 0.1 | 0.1
NSR Chesterfield 5,6 - NOX Rate Annual v3.1, Unit 5826 and retrofits | 1015 | 1935 | Rate Constraint in lbs/MMBtu | FALSE | L | Annual | Emissions at Affected Plants NOX | Thousand Tons | 0 | 0 | 0 | 0 | 0 | 0 | 0
NSR Chesterfield 5,6 - NOX Rate Annual v3.1, Unit 5826 and retrofits | 1015 | 1935 | Rate Constraint in lbs/MMBtu | FALSE | L | Annual | Allowances Purchased NOX | Thousand Tons | 0 | 0 | 0 | 0 | 0 | 0 | 0
NSR Chesterfield 5,6 - NOX Rate Annual v3.1, Unit 5826 and retrofits | 1015 | 1935 | Rate Constraint in lbs/MMBtu | FALSE | L | Annual | Allowances Sold NOX | Thousand Tons | 0 | 0 | 0 | 0 | 0 | 0 | 0
NSR Chesterfield 5,6 - NOX Rate Annual v3.1, Unit 5826 and retrofits | 1015 | 1935 | Rate Constraint in lbs/MMBtu | FALSE | L | Annual | Allowances Banked | Thousand Tons | 0 | 0 | 0 | 0 | 0 | 0 | 0
NSR Chesterfield 5,6 - NOX Rate Annual v3.1, Unit 5826 and retrofits | 1015 | 1935 | Rate Constraint in lbs/MMBtu | FALSE | L | Annual | Allowances Withdrawn (1:1) | Thousand Tons | 0 | 0 | 0 | 0 | 0 | 0 | 0
NSR Chesterfield 5,6 - NOX Rate Annual v3.1, Unit 5826 and retrofits | 1015 | 1935 | Rate Constraint in lbs/MMBtu | FALSE | L | Annual | Allowances Withdrawn (n:1) | Thousand Tons | 0 | 0 | 0 | 0 | 0 | 0 | 0
NSR Chesterfield 5,6 - NOX Rate Annual v3.1, Unit 5826 and retrofits | 1015 | 1935 | Rate Constraint in lbs/MMBtu | FALSE | L | Annual | Net Emissions Allowance Position | Thousand Tons | 0 | 0 | 0 | 0 | 0 | 0 | 0
NSR Chesterfield 5,6 - NOX Rate Annual v3.1, Unit 5826 and retrofits | 1015 | 1935 | Rate Constraint in lbs/MMBtu | FALSE | L | Annual | Fuel Consumed | TBtu | 0 | 0 | 0 | 0 | 0 | 0 | 0
NSR Chesterfield 5,6 - NOX Rate Annual v3.1, Unit 5826 and retrofits | 1015 | 1935 | Rate Constraint in lbs/MMBtu | FALSE | L | Annual | Rate | lb/MMBtu | 0 | 0 | 0 | 0 | 0 | 0 | 0
NSR Chesterfield 5,6 - NOX Rate Annual v3.1, Unit 5826 and retrofits | 1015 | 1935 | Rate Constraint in lbs/MMBtu | FALSE | L | Annual | Generation | TWh | 0 | 0 | 0 | 0 | 0 | 0 | 0
NSR Chesterfield 5,6 - NOX Rate Annual v3.1, Unit 5826 and retrofits | 1015 | 1935 | Rate Constraint in lbs/MMBtu | FALSE | L | Annual | Qualifying Generation | TWh | 0 | 0 | 0 | 0 | 0 | 0 | 0
NSR Chesterfield 5,6 - NOX Rate Annual v3.1, Unit 5826 and retrofits | 1015 | 1935 | Rate Constraint in lbs/MMBtu | FALSE | L | Annual | Rate | lb/MWh | 0 | 0 | 0 | 0 | 0 | 0 | 0
NSR Chesterfield 5,6 - NOX Rate Annual v3.1, Unit 5826 and retrofits | 1015 | 1935 | Rate Constraint in lbs/MMBtu | FALSE | L | Annual | Constraint Shadow Price | US2011$/Ton | 523302.2049 | 59184.7505 | 35392.7952 | 57077.7604 | 158014.556 | 26583.9098 | 37185.1996
NSR Chesterfield 5,6 - NOX Rate Annual v3.1, Unit 5827 and retrofits | 1016 | 1935 | Rate Constraint in lbs/MMBtu | FALSE | L | Annual | Seasons Included | Seasons | Winter, Summer | Winter, Summer | Winter, Summer | Winter, Summer | Winter, Summer | Winter, Summer | Winter, Summer
NSR Chesterfield 5,6 - NOX Rate Annual v3.1, Unit 5827 and retrofits | 1016 | 1935 | Rate Constraint in lbs/MMBtu | FALSE | L | Annual | Standard | lb/MMBtu | 0.1 | 0.1 | 0.1 | 0.1 | 0.1 | 0.1 | 0.1
NSR Chesterfield 5,6 - NOX Rate Annual v3.1, Unit 5827 and retrofits | 1016 | 1935 | Rate Constraint in lbs/MMBtu | FALSE | L | Annual | Emissions at Affected Plants NOX | Thousand Tons | 0 | 0 | 0 | 0 | 0 | 0 | 0
NSR Chesterfield 5,6 - NOX Rate Annual v3.1, Unit 5827 and retrofits | 1016 | 1935 | Rate Constraint in lbs/MMBtu | FALSE | L | Annual | Allowances Purchased NOX | Thousand Tons | 0 | 0 | 0 | 0 | 0 | 0 | 0
NSR Chesterfield 5,6 - NOX Rate Annual v3.1, Unit 5827 and retrofits | 1016 | 1935 | Rate Constraint in lbs/MMBtu | FALSE | L | Annual | Allowances Sold NOX | Thousand Tons | 0 | 0 | 0 | 0 | 0 | 0 | 0
NSR Chesterfield 5,6 - NOX Rate Annual v3.1, Unit 5827 and retrofits | 1016 | 1935 | Rate Constraint in lbs/MMBtu | FALSE | L | Annual | Allowances Banked | Thousand Tons | 0 | 0 | 0 | 0 | 0 | 0 | 0
NSR Chesterfield 5,6 - NOX Rate Annual v3.1, Unit 5827 and retrofits | 1016 | 1935 | Rate Constraint in lbs/MMBtu | FALSE | L | Annual | Allowances Withdrawn (1:1) | Thousand Tons | 0 | 0 | 0 | 0 | 0 | 0 | 0
NSR Chesterfield 5,6 - NOX Rate Annual v3.1, Unit 5827 and retrofits | 1016 | 1935 | Rate Constraint in lbs/MMBtu | FALSE | L | Annual | Allowances Withdrawn (n:1) | Thousand Tons | 0 | 0 | 0 | 0 | 0 | 0 | 0
NSR Chesterfield 5,6 - NOX Rate Annual v3.1, Unit 5827 and retrofits | 1016 | 1935 | Rate Constraint in lbs/MMBtu | FALSE | L | Annual | Net Emissions Allowance Position | Thousand Tons | 0 | 0 | 0 | 0 | 0 | 0 | 0
NSR Chesterfield 5,6 - NOX Rate Annual v3.1, Unit 5827 and retrofits | 1016 | 1935 | Rate Constraint in lbs/MMBtu | FALSE | L | Annual | Fuel Consumed | TBtu | 0 | 0 | 0 | 0 | 0 | 0 | 0
NSR Chesterfield 5,6 - NOX Rate Annual v3.1, Unit 5827 and retrofits | 1016 | 1935 | Rate Constraint in lbs/MMBtu | FALSE | L | Annual | Rate | lb/MMBtu | 0 | 0 | 0 | 0 | 0 | 0 | 0
NSR Chesterfield 5,6 - NOX Rate Annual v3.1, Unit 5827 and retrofits | 1016 | 1935 | Rate Constraint in lbs/MMBtu | FALSE | L | Annual | Generation | TWh | 0 | 0 | 0 | 0 | 0 | 0 | 0
NSR Chesterfield 5,6 - NOX Rate Annual v3.1, Unit 5827 and retrofits | 1016 | 1935 | Rate Constraint in lbs/MMBtu | FALSE | L | Annual | Qualifying Generation | TWh | 0 | 0 | 0 | 0 | 0 | 0 | 0
NSR Chesterfield 5,6 - NOX Rate Annual v3.1, Unit 5827 and retrofits | 1016 | 1935 | Rate Constraint in lbs/MMBtu | FALSE | L | Annual | Rate | lb/MWh | 0 | 0 | 0 | 0 | 0 | 0 | 0
NSR Chesterfield 5,6 - NOX Rate Annual v3.1, Unit 5827 and retrofits | 1016 | 1935 | Rate Constraint in lbs/MMBtu | FALSE | L | Annual | Constraint Shadow Price | US2011$/Ton | 0 | 0 | 0 | 0 | 0 | 0 | 0
NSR ClinchRiver 1-3 - SO2 Cap Annual v3.1 | 1017 | 2049 | Rate Constraint in MTons | FALSE | L | Annual | Seasons Included | Seasons | Winter, Summer | Winter, Summer | Winter, Summer | Winter, Summer | Winter, Summer | Winter, Summer | Winter, Summer
NSR ClinchRiver 1-3 - SO2 Cap Annual v3.1 | 1017 | 2049 | Rate Constraint in MTons | FALSE | L | Annual | Standard | Thousand Tons | 16.3 | 16.3 | 16.3 | 16.3 | 16.3 | 16.3 | 16.3
NSR ClinchRiver 1-3 - SO2 Cap Annual v3.1 | 1017 | 2049 | Rate Constraint in MTons | FALSE | L | Annual | Standard SO2 | Thousand Tons | 16.3 | 16.3 | 16.3 | 16.3 | 16.3 | 16.3 | 16.3
NSR ClinchRiver 1-3 - SO2 Cap Annual v3.1 | 1017 | 2049 | Rate Constraint in MTons | FALSE | L | Annual | Emissions at Affected Plants SO2 | Thousand Tons | 0 | 0 | 0 | 0 | 0 | 0 | 0
NSR ClinchRiver 1-3 - SO2 Cap Annual v3.1 | 1017 | 2049 | Rate Constraint in MTons | FALSE | L | Annual | Allowances Purchased SO2 | Thousand Tons | 0 | 0 | 0 | 0 | 0 | 0 | 0
NSR ClinchRiver 1-3 - SO2 Cap Annual v3.1 | 1017 | 2049 | Rate Constraint in MTons | FALSE | L | Annual | Allowances Sold SO2 | Thousand Tons | 0 | 0 | 0 | 0 | 0 | 0 | 0
NSR ClinchRiver 1-3 - SO2 Cap Annual v3.1 | 1017 | 2049 | Rate Constraint in MTons | FALSE | L | Annual | Allowances Banked | Thousand Tons | 0 | 0 | 0 | 0 | 0 | 0 | 0
NSR ClinchRiver 1-3 - SO2 Cap Annual v3.1 | 1017 | 2049 | Rate Constraint in MTons | FALSE | L | Annual | Allowances Withdrawn (1:1) | Thousand Tons | 0 | 0 | 0 | 0 | 0 | 0 | 0
NSR ClinchRiver 1-3 - SO2 Cap Annual v3.1 | 1017 | 2049 | Rate Constraint in MTons | FALSE | L | Annual | Allowances Withdrawn (n:1) | Thousand Tons | 0 | 0 | 0 | 0 | 0 | 0 | 0
NSR ClinchRiver 1-3 - SO2 Cap Annual v3.1 | 1017 | 2049 | Rate Constraint in MTons | FALSE | L | Annual | Net Emissions Allowance Position | Thousand Tons | 0 | 0 | 0 | 0 | 0 | 0 | 0
NSR ClinchRiver 1-3 - SO2 Cap Annual v3.1 | 1017 | 2049 | Rate Constraint in MTons | FALSE | L | Annual | Fuel Consumed | TBtu | 5.5358 | 5.5358 | 0 | 5.5358 | 0 | 0 | 0
NSR ClinchRiver 1-3 - SO2 Cap Annual v3.1 | 1017 | 2049 | Rate Constraint in MTons | FALSE | L | Annual | Rate | lb/MMBtu | 0 | 0 | 0 | 0 | 0 | 0 | 0
NSR ClinchRiver 1-3 - SO2 Cap Annual v3.1 | 1017 | 2049 | Rate Constraint in MTons | FALSE | L | Annual | Generation | TWh | 0.54257 | 0.54257 | 0 | 0.54257 | 0 | 0 | 0
NSR ClinchRiver 1-3 - SO2 Cap Annual v3.1 | 1017 | 2049 | Rate Constraint in MTons | FALSE | L | Annual | Qualifying Generation | TWh | 0.54257 | 0.54257 | 0 | 0.54257 | 0 | 0 | 0
NSR ClinchRiver 1-3 - SO2 Cap Annual v3.1 | 1017 | 2049 | Rate Constraint in MTons | FALSE | L | Annual | Rate | lb/MWh | 0 | 0 | 0 | 0 | 0 | 0 | 0
NSR ClinchRiver 1-3 - SO2 Cap Annual v3.1 | 1017 | 2049 | Rate Constraint in MTons | FALSE | L | Annual | Constraint Shadow Price | US2011$/Ton | 0 | 0 | 0 | 0 | 0 | 0 | 0
NSR Columbia 1 & 2- NOx Cap Annual v5.13 | 1018 | 5993 | Rate Constraint in MTons | FALSE | L | Annual | Seasons Included | Seasons | Winter, Summer | Winter, Summer | Winter, Summer | Winter, Summer | Winter, Summer | Winter, Summer | Winter, Summer
NSR Columbia 1 & 2- NOx Cap Annual v5.13 | 1018 | 5993 | Rate Constraint in MTons | FALSE | L | Annual | Standard | Thousand Tons | 5.55 | 5.55 | 4.3 | 4.3 | 4.3 | 4.3 | 4.3
NSR Columbia 1 & 2- NOx Cap Annual v5.13 | 1018 | 5993 | Rate Constraint in MTons | FALSE | L | Annual | Standard NOX | Thousand Tons | 5.55 | 5.55 | 4.3 | 4.3 | 4.3 | 4.3 | 4.3
NSR Columbia 1 & 2- NOx Cap Annual v5.13 | 1018 | 5993 | Rate Constraint in MTons | FALSE | L | Annual | Emissions at Affected Plants NOX | Thousand Tons | 0 | 0 | 0 | 0 | 0 | 0 | 0
NSR Columbia 1 & 2- NOx Cap Annual v5.13 | 1018 | 5993 | Rate Constraint in MTons | FALSE | L | Annual | Allowances Purchased NOX | Thousand Tons | 0 | 0 | 0 | 0 | 0 | 0 | 0
NSR Columbia 1 & 2- NOx Cap Annual v5.13 | 1018 | 5993 | Rate Constraint in MTons | FALSE | L | Annual | Allowances Sold NOX | Thousand Tons | 0 | 0 | 0 | 0 | 0 | 0 | 0
NSR Columbia 1 & 2- NOx Cap Annual v5.13 | 1018 | 5993 | Rate Constraint in MTons | FALSE | L | Annual | Allowances Banked | Thousand Tons | 0 | 0 | 0 | 0 | 0 | 0 | 0
NSR Columbia 1 & 2- NOx Cap Annual v5.13 | 1018 | 5993 | Rate Constraint in MTons | FALSE | L | Annual | Allowances Withdrawn (1:1) | Thousand Tons | 0 | 0 | 0 | 0 | 0 | 0 | 0
NSR Columbia 1 & 2- NOx Cap Annual v5.13 | 1018 | 5993 | Rate Constraint in MTons | FALSE | L | Annual | Allowances Withdrawn (n:1) | Thousand Tons | 0 | 0 | 0 | 0 | 0 | 0 | 0
NSR Columbia 1 & 2- NOx Cap Annual v5.13 | 1018 | 5993 | Rate Constraint in MTons | FALSE | L | Annual | Net Emissions Allowance Position | Thousand Tons | 0 | 0 | 0 | 0 | 0 | 0 | 0
NSR Columbia 1 & 2- NOx Cap Annual v5.13 | 1018 | 5993 | Rate Constraint in MTons | FALSE | L | Annual | Fuel Consumed | TBtu | 0 | 0 | 0 | 0 | 0 | 0 | 0
NSR Columbia 1 & 2- NOx Cap Annual v5.13 | 1018 | 5993 | Rate Constraint in MTons | FALSE | L | Annual | Rate | lb/MMBtu | 0 | 0 | 0 | 0 | 0 | 0 | 0
NSR Columbia 1 & 2- NOx Cap Annual v5.13 | 1018 | 5993 | Rate Constraint in MTons | FALSE | L | Annual | Generation | TWh | 0 | 0 | 0 | 0 | 0 | 0 | 0
NSR Columbia 1 & 2- NOx Cap Annual v5.13 | 1018 | 5993 | Rate Constraint in MTons | FALSE | L | Annual | Qualifying Generation | TWh | 0 | 0 | 0 | 0 | 0 | 0 | 0
NSR Columbia 1 & 2- NOx Cap Annual v5.13 | 1018 | 5993 | Rate Constraint in MTons | FALSE | L | Annual | Rate | lb/MWh | 0 | 0 | 0 | 0 | 0 | 0 | 0
NSR Columbia 1 & 2- NOx Cap Annual v5.13 | 1018 | 5993 | Rate Constraint in MTons | FALSE | L | Annual | Constraint Shadow Price | US2011$/Ton | 0 | 0 | 0 | 0 | 0 | 0 | 0
NSR Columbia 1 & 2- SO2 Cap Annual v5.13 | 1019 | 5991 | Rate Constraint in MTons | FALSE | L | Annual | Seasons Included | Seasons | Winter, Summer | Winter, Summer | Winter, Summer | Winter, Summer | Winter, Summer | Winter, Summer | Winter, Summer
NSR Columbia 1 & 2- SO2 Cap Annual v5.13 | 1019 | 5991 | Rate Constraint in MTons | FALSE | L | Annual | Standard | Thousand Tons | 3.286 | 3.286 | 3.286 | 3.286 | 3.286 | 3.286 | 3.286
NSR Columbia 1 & 2- SO2 Cap Annual v5.13 | 1019 | 5991 | Rate Constraint in MTons | FALSE | L | Annual | Standard SO2 | Thousand Tons | 3.286 | 3.286 | 3.286 | 3.286 | 3.286 | 3.286 | 3.286
NSR Columbia 1 & 2- SO2 Cap Annual v5.13 | 1019 | 5991 | Rate Constraint in MTons | FALSE | L | Annual | Emissions at Affected Plants SO2 | Thousand Tons | 0 | 0 | 0 | 0 | 0 | 0 | 0
NSR Columbia 1 & 2- SO2 Cap Annual v5.13 | 1019 | 5991 | Rate Constraint in MTons | FALSE | L | Annual | Allowances Purchased SO2 | Thousand Tons | 0 | 0 | 0 | 0 | 0 | 0 | 0
NSR Columbia 1 & 2- SO2 Cap Annual v5.13 | 1019 | 5991 | Rate Constraint in MTons | FALSE | L | Annual | Allowances Sold SO2 | Thousand Tons | 0 | 0 | 0 | 0 | 0 | 0 | 0
NSR Columbia 1 & 2- SO2 Cap Annual v5.13 | 1019 | 5991 | Rate Constraint in MTons | FALSE | L | Annual | Allowances Banked | Thousand Tons | 0 | 0 | 0 | 0 | 0 | 0 | 0
NSR Columbia 1 & 2- SO2 Cap Annual v5.13 | 1019 | 5991 | Rate Constraint in MTons | FALSE | L | Annual | Allowances Withdrawn (1:1) | Thousand Tons | 0 | 0 | 0 | 0 | 0 | 0 | 0
NSR Columbia 1 & 2- SO2 Cap Annual v5.13 | 1019 | 5991 | Rate Constraint in MTons | FALSE | L | Annual | Allowances Withdrawn (n:1) | Thousand Tons | 0 | 0 | 0 | 0 | 0 | 0 | 0
NSR Columbia 1 & 2- SO2 Cap Annual v5.13 | 1019 | 5991 | Rate Constraint in MTons | FALSE | L | Annual | Net Emissions Allowance Position | Thousand Tons | 0 | 0 | 0 | 0 | 0 | 0 | 0
NSR Columbia 1 & 2- SO2 Cap Annual v5.13 | 1019 | 5991 | Rate Constraint in MTons | FALSE | L | Annual | Fuel Consumed | TBtu | 0 | 0 | 0 | 0 | 0 | 0 | 0
NSR Columbia 1 & 2- SO2 Cap Annual v5.13 | 1019 | 5991 | Rate Constraint in MTons | FALSE | L | Annual | Rate | lb/MMBtu | 0 | 0 | 0 | 0 | 0 | 0 | 0
NSR Columbia 1 & 2- SO2 Cap Annual v5.13 | 1019 | 5991 | Rate Constraint in MTons | FALSE | L | Annual | Generation | TWh | 0 | 0 | 0 | 0 | 0 | 0 | 0
NSR Columbia 1 & 2- SO2 Cap Annual v5.13 | 1019 | 5991 | Rate Constraint in MTons | FALSE | L | Annual | Qualifying Generation | TWh | 0 | 0 | 0 | 0 | 0 | 0 | 0
NSR Columbia 1 & 2- SO2 Cap Annual v5.13 | 1019 | 5991 | Rate Constraint in MTons | FALSE | L | Annual | Rate | lb/MWh | 0 | 0 | 0 | 0 | 0 | 0 | 0
NSR Columbia 1 & 2- SO2 Cap Annual v5.13 | 1019 | 5991 | Rate Constraint in MTons | FALSE | L | Annual | Constraint Shadow Price | US2011$/Ton | 0 | 0 | 0 | 0 | 0 | 0 | 0
NSR Columbia 1 & 2- SO2 Rate Annual v5.13 | 1020 | 5992 | Rate Constraint in lbs/MMBtu | FALSE | L | Annual | Seasons Included | Seasons | Winter, Summer | Winter, Summer | Winter, Summer | Winter, Summer | Winter, Summer | Winter, Summer | Winter, Summer
NSR Columbia 1 & 2- SO2 Rate Annual v5.13 | 1020 | 5992 | Rate Constraint in lbs/MMBtu | FALSE | L | Annual | Standard | lb/MMBtu | 0.075 | 0.075 | 0.075 | 0.075 | 0.075 | 0.075 | 0.075
NSR Columbia 1 & 2- SO2 Rate Annual v5.13 | 1020 | 5992 | Rate Constraint in lbs/MMBtu | FALSE | L | Annual | Emissions at Affected Plants SO2 | Thousand Tons | 0 | 0 | 0 | 0 | 0 | 0 | 0
NSR Columbia 1 & 2- SO2 Rate Annual v5.13 | 1020 | 5992 | Rate Constraint in lbs/MMBtu | FALSE | L | Annual | Allowances Purchased SO2 | Thousand Tons | 0 | 0 | 0 | 0 | 0 | 0 | 0
NSR Columbia 1 & 2- SO2 Rate Annual v5.13 | 1020 | 5992 | Rate Constraint in lbs/MMBtu | FALSE | L | Annual | Allowances Sold SO2 | Thousand Tons | 0 | 0 | 0 | 0 | 0 | 0 | 0
NSR Columbia 1 & 2- SO2 Rate Annual v5.13 | 1020 | 5992 | Rate Constraint in lbs/MMBtu | FALSE | L | Annual | Allowances Banked | Thousand Tons | 0 | 0 | 0 | 0 | 0 | 0 | 0
NSR Columbia 1 & 2- SO2 Rate Annual v5.13 | 1020 | 5992 | Rate Constraint in lbs/MMBtu | FALSE | L | Annual | Allowances Withdrawn (1:1) | Thousand Tons | 0 | 0 | 0 | 0 | 0 | 0 | 0
NSR Columbia 1 & 2- SO2 Rate Annual v5.13 | 1020 | 5992 | Rate Constraint in lbs/MMBtu | FALSE | L | Annual | Allowances Withdrawn (n:1) | Thousand Tons | 0 | 0 | 0 | 0 | 0 | 0 | 0
NSR Columbia 1 & 2- SO2 Rate Annual v5.13 | 1020 | 5992 | Rate Constraint in lbs/MMBtu | FALSE | L | Annual | Net Emissions Allowance Position | Thousand Tons | 0 | 0 | 0 | 0 | 0 | 0 | 0
NSR Columbia 1 & 2- SO2 Rate Annual v5.13 | 1020 | 5992 | Rate Constraint in lbs/MMBtu | FALSE | L | Annual | Fuel Consumed | TBtu | 0 | 0 | 0 | 0 | 0 | 0 | 0
NSR Columbia 1 & 2- SO2 Rate Annual v5.13 | 1020 | 5992 | Rate Constraint in lbs/MMBtu | FALSE | L | Annual | Rate | lb/MMBtu | 0 | 0 | 0 | 0 | 0 | 0 | 0
NSR Columbia 1 & 2- SO2 Rate Annual v5.13 | 1020 | 5992 | Rate Constraint in lbs/MMBtu | FALSE | L | Annual | Generation | TWh | 0 | 0 | 0 | 0 | 0 | 0 | 0
NSR Columbia 1 & 2- SO2 Rate Annual v5.13 | 1020 | 5992 | Rate Constraint in lbs/MMBtu | FALSE | L | Annual | Qualifying Generation | TWh | 0 | 0 | 0 | 0 | 0 | 0 | 0
NSR Columbia 1 & 2- SO2 Rate Annual v5.13 | 1020 | 5992 | Rate Constraint in lbs/MMBtu | FALSE | L | Annual | Rate | lb/MWh | 0 | 0 | 0 | 0 | 0 | 0 | 0
NSR Columbia 1 & 2- SO2 Rate Annual v5.13 | 1020 | 5992 | Rate Constraint in lbs/MMBtu | FALSE | L | Annual | Constraint Shadow Price | US2011$/Ton | 0 | 0 | 0 | 0 | 0 | 0 | 0
NSR Columbia 1- Hg Rate Annual v5.13 | 1021 | 6002 | Rate Constraint in lbs/MMBtu | FALSE | L | Annual | Seasons Included | Seasons | Winter, Summer | Winter, Summer | Winter, Summer | Winter, Summer | Winter, Summer | Winter, Summer | Winter, Summer
NSR Columbia 1- Hg Rate Annual v5.13 | 1021 | 6002 | Rate Constraint in lbs/MMBtu | FALSE | L | Annual | Standard | lb/MMBtu | 0.015 | 0.015 | 0.015 | 0.015 | 0.015 | 0.015 | 0.015
NSR Columbia 1- Hg Rate Annual v5.13 | 1021 | 6002 | Rate Constraint in lbs/MMBtu | FALSE | L | Annual | Emissions at Affected Plants MER | lbs | 0 | 0 | 0 | 0 | 0 | 0 | 0
NSR Columbia 1- Hg Rate Annual v5.13 | 1021 | 6002 | Rate Constraint in lbs/MMBtu | FALSE | L | Annual | Allowances Purchased MER | lbs | 0 | 0 | 0 | 0 | 0 | 0 | 0
NSR Columbia 1- Hg Rate Annual v5.13 | 1021 | 6002 | Rate Constraint in lbs/MMBtu | FALSE | L | Annual | Allowances Sold MER | lbs | 0 | 0 | 0 | 0 | 0 | 0 | 0
NSR Columbia 1- Hg Rate Annual v5.13 | 1021 | 6002 | Rate Constraint in lbs/MMBtu | FALSE | L | Annual | Allowances Banked | lbs | 0 | 0 | 0 | 0 | 0 | 0 | 0
NSR Columbia 1- Hg Rate Annual v5.13 | 1021 | 6002 | Rate Constraint in lbs/MMBtu | FALSE | L | Annual | Allowances Withdrawn (1:1) | lbs | 0 | 0 | 0 | 0 | 0 | 0 | 0
NSR Columbia 1- Hg Rate Annual v5.13 | 1021 | 6002 | Rate Constraint in lbs/MMBtu | FALSE | L | Annual | Allowances Withdrawn (n:1) | lbs | 0 | 0 | 0 | 0 | 0 | 0 | 0
NSR Columbia 1- Hg Rate Annual v5.13 | 1021 | 6002 | Rate Constraint in lbs/MMBtu | FALSE | L | Annual | Net Emissions Allowance Position | lbs | 0 | 0 | 0 | 0 | 0 | 0 | 0
NSR Columbia 1- Hg Rate Annual v5.13 | 1021 | 6002 | Rate Constraint in lbs/MMBtu | FALSE | L | Annual | Fuel Consumed | TBtu | 0 | 0 | 0 | 0 | 0 | 0 | 0
NSR Columbia 1- Hg Rate Annual v5.13 | 1021 | 6002 | Rate Constraint in lbs/MMBtu | FALSE | L | Annual | Rate | lb/MMBtu | 0 | 0 | 0 | 0 | 0 | 0 | 0
NSR Columbia 1- Hg Rate Annual v5.13 | 1021 | 6002 | Rate Constraint in lbs/MMBtu | FALSE | L | Annual | Generation | TWh | 0 | 0 | 0 | 0 | 0 | 0 | 0
NSR Columbia 1- Hg Rate Annual v5.13 | 1021 | 6002 | Rate Constraint in lbs/MMBtu | FALSE | L | Annual | Qualifying Generation | TWh | 0 | 0 | 0 | 0 | 0 | 0 | 0
NSR Columbia 1- Hg Rate Annual v5.13 | 1021 | 6002 | Rate Constraint in lbs/MMBtu | FALSE | L | Annual | Rate | lb/MWh | 0 | 0 | 0 | 0 | 0 | 0 | 0
NSR Columbia 1- Hg Rate Annual v5.13 | 1021 | 6002 | Rate Constraint in lbs/MMBtu | FALSE | L | Annual | Constraint Shadow Price | US2011$/Lb | 0 | 0 | 0 | 0 | 0 | 0 | 0
NSR Columbia 1- NOx Rate Annual v5.13 | 1022 | 5994 | Rate Constraint in lbs/MMBtu | FALSE | L | Annual | Seasons Included | Seasons | Winter, Summer | Winter, Summer | Winter, Summer | Winter, Summer | Winter, Summer | Winter, Summer | Winter, Summer
NSR Columbia 1- NOx Rate Annual v5.13 | 1022 | 5994 | Rate Constraint in lbs/MMBtu | FALSE | L | Annual | Standard | lb/MMBtu | 0.15 | 0.15 | 0.15 | 0.15 | 0.15 | 0.15 | 0.15
NSR Columbia 1- NOx Rate Annual v5.13 | 1022 | 5994 | Rate Constraint in lbs/MMBtu | FALSE | L | Annual | Emissions at Affected Plants NOX | Thousand Tons | 0 | 0 | 0 | 0 | 0 | 0 | 0
NSR Columbia 1- NOx Rate Annual v5.13 | 1022 | 5994 | Rate Constraint in lbs/MMBtu | FALSE | L | Annual | Allowances Purchased NOX | Thousand Tons | 0 | 0 | 0 | 0 | 0 | 0 | 0
NSR Columbia 1- NOx Rate Annual v5.13 | 1022 | 5994 | Rate Constraint in lbs/MMBtu | FALSE | L | Annual | Allowances Sold NOX | Thousand Tons | 0 | 0 | 0 | 0 | 0 | 0 | 0
NSR Columbia 1- NOx Rate Annual v5.13 | 1022 | 5994 | Rate Constraint in lbs/MMBtu | FALSE | L | Annual | Allowances Banked | Thousand Tons | 0 | 0 | 0 | 0 | 0 | 0 | 0
NSR Columbia 1- NOx Rate Annual v5.13 | 1022 | 5994 | Rate Constraint in lbs/MMBtu | FALSE | L | Annual | Allowances Withdrawn (1:1) | Thousand Tons | 0 | 0 | 0 | 0 | 0 | 0 | 0
NSR Columbia 1- NOx Rate Annual v5.13 | 1022 | 5994 | Rate Constraint in lbs/MMBtu | FALSE | L | Annual | Allowances Withdrawn (n:1) | Thousand Tons | 0 | 0 | 0 | 0 | 0 | 0 | 0
NSR Columbia 1- NOx Rate Annual v5.13 | 1022 | 5994 | Rate Constraint in lbs/MMBtu | FALSE | L | Annual | Net Emissions Allowance Position | Thousand Tons | 0 | 0 | 0 | 0 | 0 | 0 | 0
NSR Columbia 1- NOx Rate Annual v5.13 | 1022 | 5994 | Rate Constraint in lbs/MMBtu | FALSE | L | Annual | Fuel Consumed | TBtu | 0 | 0 | 0 | 0 | 0 | 0 | 0
NSR Columbia 1- NOx Rate Annual v5.13 | 1022 | 5994 | Rate Constraint in lbs/MMBtu | FALSE | L | Annual | Rate | lb/MMBtu | 0 | 0 | 0 | 0 | 0 | 0 | 0
NSR Columbia 1- NOx Rate Annual v5.13 | 1022 | 5994 | Rate Constraint in lbs/MMBtu | FALSE | L | Annual | Generation | TWh | 0 | 0 | 0 | 0 | 0 | 0 | 0
NSR Columbia 1- NOx Rate Annual v5.13 | 1022 | 5994 | Rate Constraint in lbs/MMBtu | FALSE | L | Annual | Qualifying Generation | TWh | 0 | 0 | 0 | 0 | 0 | 0 | 0
NSR Columbia 1- NOx Rate Annual v5.13 | 1022 | 5994 | Rate Constraint in lbs/MMBtu | FALSE | L | Annual | Rate | lb/MWh | 0 | 0 | 0 | 0 | 0 | 0 | 0
NSR Columbia 1- NOx Rate Annual v5.13 | 1022 | 5994 | Rate Constraint in lbs/MMBtu | FALSE | L | Annual | Constraint Shadow Price | US2011$/Ton | 0 | 0 | 0 | 0 | 0 | 0 | 0
NSR Columbia 2- Hg Rate Annual v5.13 | 1023 | 5995 | Rate Constraint in lbs/MMBtu | FALSE | L | Annual | Seasons Included | Seasons | Winter, Summer | Winter, Summer | Winter, Summer | Winter, Summer | Winter, Summer | Winter, Summer | Winter, Summer
NSR Columbia 2- Hg Rate Annual v5.13 | 1023 | 5995 | Rate Constraint in lbs/MMBtu | FALSE | L | Annual | Standard | lb/MMBtu | 0.015 | 0.015 | 0.015 | 0.015 | 0.015 | 0.015 | 0.015
NSR Columbia 2- Hg Rate Annual v5.13 | 1023 | 5995 | Rate Constraint in lbs/MMBtu | FALSE | L | Annual | Emissions at Affected Plants MER | lbs | 0 | 0 | 0 | 0 | 0 | 0 | 0
NSR Columbia 2- Hg Rate Annual v5.13 | 1023 | 5995 | Rate Constraint in lbs/MMBtu | FALSE | L | Annual | Allowances Purchased MER | lbs | 0 | 0 | 0 | 0 | 0 | 0 | 0
NSR Columbia 2- Hg Rate Annual v5.13 | 1023 | 5995 | Rate Constraint in lbs/MMBtu | FALSE | L | Annual | Allowances Sold MER | lbs | 0 | 0 | 0 | 0 | 0 | 0 | 0
NSR Columbia 2- Hg Rate Annual v5.13 | 1023 | 5995 | Rate Constraint in lbs/MMBtu | FALSE | L | Annual | Allowances Banked | lbs | 0 | 0 | 0 | 0 | 0 | 0 | 0
NSR Columbia 2- Hg Rate Annual v5.13 | 1023 | 5995 | Rate Constraint in lbs/MMBtu | FALSE | L | Annual | Allowances Withdrawn (1:1) | lbs | 0 | 0 | 0 | 0 | 0 | 0 | 0
NSR Columbia 2- Hg Rate Annual v5.13 | 1023 | 5995 | Rate Constraint in lbs/MMBtu | FALSE | L | Annual | Allowances Withdrawn (n:1) | lbs | 0 | 0 | 0 | 0 | 0 | 0 | 0
NSR Columbia 2- Hg Rate Annual v5.13 | 1023 | 5995 | Rate Constraint in lbs/MMBtu | FALSE | L | Annual | Net Emissions Allowance Position | lbs | 0 | 0 | 0 | 0 | 0 | 0 | 0
NSR Columbia 2- Hg Rate Annual v5.13 | 1023 | 5995 | Rate Constraint in lbs/MMBtu | FALSE | L | Annual | Fuel Consumed | TBtu | 0 | 0 | 0 | 0 | 0 | 0 | 0
NSR Columbia 2- Hg Rate Annual v5.13 | 1023 | 5995 | Rate Constraint in lbs/MMBtu | FALSE | L | Annual | Rate | lb/MMBtu | 0 | 0 | 0 | 0 | 0 | 0 | 0
NSR Columbia 2- Hg Rate Annual v5.13 | 1023 | 5995 | Rate Constraint in lbs/MMBtu | FALSE | L | Annual | Generation | TWh | 0 | 0 | 0 | 0 | 0 | 0 | 0
NSR Columbia 2- Hg Rate Annual v5.13 | 1023 | 5995 | Rate Constraint in lbs/MMBtu | FALSE | L | Annual | Qualifying Generation | TWh | 0 | 0 | 0 | 0 | 0 | 0 | 0
NSR Columbia 2- Hg Rate Annual v5.13 | 1023 | 5995 | Rate Constraint in lbs/MMBtu | FALSE | L | Annual | Rate | lb/MWh | 0 | 0 | 0 | 0 | 0 | 0 | 0
NSR Columbia 2- Hg Rate Annual v5.13 | 1023 | 5995 | Rate Constraint in lbs/MMBtu | FALSE | L | Annual | Constraint Shadow Price | US2011$/Lb | 0 | 0 | 0 | 0 | 0 | 0 | 0
NSR Columbia 2- NOx Rate Annual v5.13 | 1024 | 5997 | Rate Constraint in lbs/MMBtu | FALSE | L | Annual | Seasons Included | Seasons | Winter, Summer | Winter, Summer | Winter, Summer | Winter, Summer | Winter, Summer | Winter, Summer | Winter, Summer
NSR Columbia 2- NOx Rate Annual v5.13 | 1024 | 5997 | Rate Constraint in lbs/MMBtu | FALSE | L | Annual | Standard | lb/MMBtu | 0.15 | 0.15 | 0.07 | 0.07 | 0.07 | 0.07 | 0.07
NSR Columbia 2- NOx Rate Annual v5.13 | 1024 | 5997 | Rate Constraint in lbs/MMBtu | FALSE | L | Annual | Emissions at Affected Plants NOX | Thousand Tons | 0 | 0 | 0 | 0 | 0 | 0 | 0
NSR Columbia 2- NOx Rate Annual v5.13 | 1024 | 5997 | Rate Constraint in lbs/MMBtu | FALSE | L | Annual | Allowances Purchased NOX | Thousand Tons | 0 | 0 | 0 | 0 | 0 | 0 | 0
NSR Columbia 2- NOx Rate Annual v5.13 | 1024 | 5997 | Rate Constraint in lbs/MMBtu | FALSE | L | Annual | Allowances Sold NOX | Thousand Tons | 0 | 0 | 0 | 0 | 0 | 0 | 0
NSR Columbia 2- NOx Rate Annual v5.13 | 1024 | 5997 | Rate Constraint in lbs/MMBtu | FALSE | L | Annual | Allowances Banked | Thousand Tons | 0 | 0 | 0 | 0 | 0 | 0 | 0
NSR Columbia 2- NOx Rate Annual v5.13 | 1024 | 5997 | Rate Constraint in lbs/MMBtu | FALSE | L | Annual | Allowances Withdrawn (1:1) | Thousand Tons | 0 | 0 | 0 | 0 | 0 | 0 | 0
NSR Columbia 2- NOx Rate Annual v5.13 | 1024 | 5997 | Rate Constraint in lbs/MMBtu | FALSE | L | Annual | Allowances Withdrawn (n:1) | Thousand Tons | 0 | 0 | 0 | 0 | 0 | 0 | 0
NSR Columbia 2- NOx Rate Annual v5.13 | 1024 | 5997 | Rate Constraint in lbs/MMBtu | FALSE | L | Annual | Net Emissions Allowance Position | Thousand Tons | 0 | 0 | 0 | 0 | 0 | 0 | 0
NSR Columbia 2- NOx Rate Annual v5.13 | 1024 | 5997 | Rate Constraint in lbs/MMBtu | FALSE | L | Annual | Fuel Consumed | TBtu | 0 | 0 | 0 | 0 | 0 | 0 | 0
NSR Columbia 2- NOx Rate Annual v5.13 | 1024 | 5997 | Rate Constraint in lbs/MMBtu | FALSE | L | Annual | Rate | lb/MMBtu | 0 | 0 | 0 | 0 | 0 | 0 | 0
NSR Columbia 2- NOx Rate Annual v5.13 | 1024 | 5997 | Rate Constraint in lbs/MMBtu | FALSE | L | Annual | Generation | TWh | 0 | 0 | 0 | 0 | 0 | 0 | 0
NSR Columbia 2- NOx Rate Annual v5.13 | 1024 | 5997 | Rate Constraint in lbs/MMBtu | FALSE | L | Annual | Qualifying Generation | TWh | 0 | 0 | 0 | 0 | 0 | 0 | 0
NSR Columbia 2- NOx Rate Annual v5.13 | 1024 | 5997 | Rate Constraint in lbs/MMBtu | FALSE | L | Annual | Rate | lb/MWh | 0 | 0 | 0 | 0 | 0 | 0 | 0
NSR Columbia 2- NOx Rate Annual v5.13 | 1024 | 5997 | Rate Constraint in lbs/MMBtu | FALSE | L | Annual | Constraint Shadow Price | US2011$/Ton | 0 | 0 | 42012.9751 | 4252.8345 | 4327.6058 | 5683.692 | 10062.0167
NSR Consumer Energy - NOx Cap Annual v5.14 | 1025 | 6152 | Rate Constraint in MTons | FALSE | L | Annual | Seasons Included | Seasons | Winter, Summer | Winter, Summer | Winter, Summer | Winter, Summer | Winter, Summer | Winter, Summer | Winter, Summer
NSR Consumer Energy - NOx Cap Annual v5.14 | 1025 | 6152 | Rate Constraint in MTons | FALSE | L | Annual | Standard | Thousand Tons | 0.0081155 | 0.006912 | 0.006912 | 0.006912 | 0.006912 | 0.006912 | 0.006912
NSR Consumer Energy - NOx Cap Annual v5.14 | 1025 | 6152 | Rate Constraint in MTons | FALSE | L | Annual | Standard NOX | Thousand Tons | 0.0081155 | 0.006912 | 0.006912 | 0.006912 | 0.006912 | 0.006912 | 0.006912
NSR Consumer Energy - NOx Cap Annual v5.14 | 1025 | 6152 | Rate Constraint in MTons | FALSE | L | Annual | Emissions at Affected Plants NOX | Thousand Tons | 0.0081155 | 0.006912 | 0.006912 | 0.006912 | 0.006912 | 0.006912 | 0.006912
NSR Consumer Energy - NOx Cap Annual v5.14 | 1025 | 6152 | Rate Constraint in MTons | FALSE | L | Annual | Allowances Purchased NOX | Thousand Tons | 0 | 0 | 0 | 0 | 0 | 0 | 0
NSR Consumer Energy - NOx Cap Annual v5.14 | 1025 | 6152 | Rate Constraint in MTons | FALSE | L | Annual | Allowances Sold NOX | Thousand Tons | 0 | 0 | 0 | 0 | 0 | 0 | 0
NSR Consumer Energy - NOx Cap Annual v5.14 | 1025 | 6152 | Rate Constraint in MTons | FALSE | L | Annual | Allowances Banked | Thousand Tons | 0 | 0 | 0 | 0 | 0 | 0 | 0
NSR Consumer Energy - NOx Cap Annual v5.14 | 1025 | 6152 | Rate Constraint in MTons | FALSE | L | Annual | Allowances Withdrawn (1:1) | Thousand Tons | 0 | 0 | 0 | 0 | 0 | 0 | 0
NSR Consumer Energy - NOx Cap Annual v5.14 | 1025 | 6152 | Rate Constraint in MTons | FALSE | L | Annual | Allowances Withdrawn (n:1) | Thousand Tons | 0 | 0 | 0 | 0 | 0 | 0 | 0
NSR Consumer Energy - NOx Cap Annual v5.14 | 1025 | 6152 | Rate Constraint in MTons | FALSE | L | Annual | Net Emissions Allowance Position | Thousand Tons | 0.0081155 | 0.006912 | 0.006912 | 0.006912 | 0.006912 | 0.006912 | 0.006912
NSR Consumer Energy - NOx Cap Annual v5.14 | 1025 | 6152 | Rate Constraint in MTons | FALSE | L | Annual | Fuel Consumed | TBtu | 0.21279 | 0.2018 | 0.20133 | 0.2011 | 0.2011 | 0.20111 | 0.20111
NSR Consumer Energy - NOx Cap Annual v5.14 | 1025 | 6152 | Rate Constraint in MTons | FALSE | L | Annual | Rate | lb/MMBtu | 0.076276 | 0.068505 | 0.068664 | 0.068742 | 0.068742 | 0.068737 | 0.068739
NSR Consumer Energy - NOx Cap Annual v5.14 | 1025 | 6152 | Rate Constraint in MTons | FALSE | L | Annual | Generation | TWh | 0.021608 | 0.020436 | 0.020395 | 0.021213 | 0.021213 | 0.021208 | 0.021208
NSR Consumer Energy - NOx Cap Annual v5.14 | 1025 | 6152 | Rate Constraint in MTons | FALSE | L | Annual | Qualifying Generation | TWh | 0.021608 | 0.020436 | 0.020395 | 0.021213 | 0.021213 | 0.021208 | 0.021208
NSR Consumer Energy - NOx Cap Annual v5.14 | 1025 | 6152 | Rate Constraint in MTons | FALSE | L | Annual | Rate | lb/MWh | 0.37559 | 0.33822 | 0.33891 | 0.32584 | 0.32584 | 0.32591 | 0.32592
NSR Consumer Energy - NOx Cap Annual v5.14 | 1025 | 6152 | Rate Constraint in MTons | FALSE | L | Annual | Constraint Shadow Price | US2011$/Ton | 22249.6529 | 24859.1522 | 32942.6214 | 11735.7921 | 6870.824 | 11485.9556 | 11081.5991
NSR Consumer Energy - SO2 Cap Annual v5.14 | 1026 | 6153 | Rate Constraint in MTons | FALSE | L | Annual | Seasons Included | Seasons | Winter, Summer | Winter, Summer | Winter, Summer | Winter, Summer | Winter, Summer | Winter, Summer | Winter, Summer
NSR Consumer Energy - SO2 Cap Annual v5.14 | 1026 | 6153 | Rate Constraint in MTons | FALSE | L | Annual | Standard | Thousand Tons | 0.02245 | 0.0109 | 0.0109 | 0.0109 | 0.0109 | 0.0109 | 0.0109
NSR Consumer Energy - SO2 Cap Annual v5.14 | 1026 | 6153 | Rate Constraint in MTons | FALSE | L | Annual | Standard SO2 | Thousand Tons | 0.02245 | 0.0109 | 0.0109 | 0.0109 | 0.0109 | 0.0109 | 0.0109
NSR Consumer Energy - SO2 Cap Annual v5.14 | 1026 | 6153 | Rate Constraint in MTons | FALSE | L | Annual | Emissions at Affected Plants SO2 | Thousand Tons | 0.0081257 | 0.0070628 | 0.0070464 | 0.0070385 | 0.0070385 | 0.007039 | 0.0070387
NSR Consumer Energy - SO2 Cap Annual v5.14 | 1026 | 6153 | Rate Constraint in MTons | FALSE | L | Annual | Allowances Purchased SO2 | Thousand Tons | 0 | 0 | 0 | 0 | 0 | 0 | 0
NSR Consumer Energy - SO2 Cap Annual v5.14 | 1026 | 6153 | Rate Constraint in MTons | FALSE | L | Annual | Allowances Sold SO2 | Thousand Tons | 0 | 0 | 0 | 0 | 0 | 0 | 0
NSR Consumer Energy - SO2 Cap Annual v5.14 | 1026 | 6153 | Rate Constraint in MTons | FALSE | L | Annual | Allowances Banked | Thousand Tons | 0 | 0 | 0 | 0 | 0 | 0 | 0
NSR Consumer Energy - SO2 Cap Annual v5.14 | 1026 | 6153 | Rate Constraint in MTons | FALSE | L | Annual | Allowances Withdrawn (1:1) | Thousand Tons | 0 | 0 | 0 | 0 | 0 | 0 | 0
NSR Consumer Energy - SO2 Cap Annual v5.14 | 1026 | 6153 | Rate Constraint in MTons | FALSE | L | Annual | Allowances Withdrawn (n:1) | Thousand Tons | 0 | 0 | 0 | 0 | 0 | 0 | 0
NSR Consumer Energy - SO2 Cap Annual v5.14 | 1026 | 6153 | Rate Constraint in MTons | FALSE | L | Annual | Net Emissions Allowance Position | Thousand Tons | 0.0081257 | 0.0070628 | 0.0070464 | 0.0070385 | 0.0070385 | 0.007039 | 0.0070387
NSR Consumer Energy - SO2 Cap Annual v5.14 | 1026 | 6153 | Rate Constraint in MTons | FALSE | L | Annual | Fuel Consumed | TBtu | 0.21279 | 0.2018 | 0.20133 | 0.2011 | 0.2011 | 0.20111 | 0.20111
NSR Consumer Energy - SO2 Cap Annual v5.14 | 1026 | 6153 | Rate Constraint in MTons | FALSE | L | Annual | Rate | lb/MMBtu | 0.076371 | 0.07 | 0.07 | 0.07 | 0.07 | 0.07 | 0.07
NSR Consumer Energy - SO2 Cap Annual v5.14 | 1026 | 6153 | Rate Constraint in MTons | FALSE | L | Annual | Generation | TWh | 0.021608 | 0.020436 | 0.020395 | 0.021213 | 0.021213 | 0.021208 | 0.021208
NSR Consumer Energy - SO2 Cap Annual v5.14 | 1026 | 6153 | Rate Constraint in MTons | FALSE | L | Annual | Qualifying Generation | TWh | 0.021608 | 0.020436 | 0.020395 | 0.021213 | 0.021213 | 0.021208 | 0.021208
NSR Consumer Energy - SO2 Cap Annual v5.14 | 1026 | 6153 | Rate Constraint in MTons | FALSE | L | Annual | Rate | lb/MWh | 0.37606 | 0.3456 | 0.3455 | 0.3318 | 0.3318 | 0.3319 | 0.3319
NSR Consumer Energy - SO2 Cap Annual v5.14 | 1026 | 6153 | Rate Constraint in MTons | FALSE | L | Annual | Constraint Shadow Price | US2011$/Ton | 0 | 0 | 0 | 0 | 0 | 0 | 0
NSR Cooper 2 - NOX Rate Annual v3.1, Unit 3732 and retrofits | 1027 | 1957 | Rate Constraint in lbs/MMBtu | FALSE | L | Annual | Seasons Included | Seasons | Winter, Summer | Winter, Summer | Winter, Summer | Winter, Summer | Winter, Summer | Winter, Summer | Winter, Summer
NSR Cooper 2 - NOX Rate Annual v3.1, Unit 3732 and retrofits | 1027 | 1957 | Rate Constraint in lbs/MMBtu | FALSE | L | Annual | Standard | lb/MMBtu | 0.08 | 0.08 | 0.08 | 0.08 | 0.08 | 0.08 | 0.08
NSR Cooper 2 - NOX Rate Annual v3.1, Unit 3732 and retrofits | 1027 | 1957 | Rate Constraint in lbs/MMBtu | FALSE | L | Annual | Emissions at Affected Plants NOX | Thousand Tons | 0 | 0 | 0 | 0 | 0 | 0 | 0
NSR Cooper 2 - NOX Rate Annual v3.1, Unit 3732 and retrofits | 1027 | 1957 | Rate Constraint in lbs/MMBtu | FALSE | L | Annual | Allowances Purchased NOX | Thousand Tons | 0 | 0 | 0 | 0 | 0 | 0 | 0
NSR Cooper 2 - NOX Rate Annual v3.1, Unit 3732 and retrofits | 1027 | 1957 | Rate Constraint in lbs/MMBtu | FALSE | L | Annual | Allowances Sold NOX | Thousand Tons | 0 | 0 | 0 | 0 | 0 | 0 | 0
NSR Cooper 2 - NOX Rate Annual v3.1, Unit 3732 and retrofits | 1027 | 1957 | Rate Constraint in lbs/MMBtu | FALSE | L | Annual | Allowances Banked | Thousand Tons | 0 | 0 | 0 | 0 | 0 | 0 | 0
NSR Cooper 2 - NOX Rate Annual v3.1, Unit 3732 and retrofits | 1027 | 1957 | Rate Constraint in lbs/MMBtu | FALSE | L | Annual | Allowances Withdrawn (1:1) | Thousand Tons | 0 | 0 | 0 | 0 | 0 | 0 | 0
NSR Cooper 2 - NOX Rate Annual v3.1, Unit 3732 and retrofits | 1027 | 1957 | Rate Constraint in lbs/MMBtu | FALSE | L | Annual | Allowances Withdrawn (n:1) | Thousand Tons | 0 | 0 | 0 | 0 | 0 | 0 | 0
NSR Cooper 2 - NOX Rate Annual v3.1, Unit 3732 and retrofits | 1027 | 1957 | Rate Constraint in lbs/MMBtu | FALSE | L | Annual | Net Emissions Allowance Position | Thousand Tons | 0 | 0 | 0 | 0 | 0 | 0 | 0
NSR Cooper 2 - NOX Rate Annual v3.1, Unit 3732 and retrofits | 1027 | 1957 | Rate Constraint in lbs/MMBtu | FALSE | L | Annual | Fuel Consumed | TBtu | 0 | 0 | 0 | 0 | 0 | 0 | 0
NSR Cooper 2 - NOX Rate Annual v3.1, Unit 3732 and retrofits | 1027 | 1957 | Rate Constraint in lbs/MMBtu | FALSE | L | Annual | Rate | lb/MMBtu | 0 | 0 | 0 | 0 | 0 | 0 | 0
NSR Cooper 2 - NOX Rate Annual v3.1, Unit 3732 and retrofits | 1027 | 1957 | Rate Constraint in lbs/MMBtu | FALSE | L | Annual | Generation | TWh | 0 | 0 | 0 | 0 | 0 | 0 | 0
NSR Cooper 2 - NOX Rate Annual v3.1, Unit 3732 and retrofits | 1027 | 1957 | Rate Constraint in lbs/MMBtu | FALSE | L | Annual | Qualifying Generation | TWh | 0 | 0 | 0 | 0 | 0 | 0 | 0
NSR Cooper 2 - NOX Rate Annual v3.1, Unit 3732 and retrofits | 1027 | 1957 | Rate Constraint in lbs/MMBtu | FALSE | L | Annual | Rate | lb/MWh | 0 | 0 | 0 | 0 | 0 | 0 | 0
NSR Cooper 2 - NOX Rate Annual v3.1, Unit 3732 and retrofits | 1027 | 1957 | Rate Constraint in lbs/MMBtu | FALSE | L | Annual | Constraint Shadow Price | US2011$/Ton | 0 | 0 | 0 | 0 | 0 | 0 | 0
NSR Cooper 2 - SO2 Rate Annual v3.1, Unit 3732 and retrofits | 1028 | 1958 | Rate Constraint in lbs/MMBtu | FALSE | L | Annual | Seasons Included | Seasons | Winter, Summer | Winter, Summer | Winter, Summer | Winter, Summer | Winter, Summer | Winter, Summer | Winter, Summer
NSR Cooper 2 - SO2 Rate Annual v3.1, Unit 3732 and retrofits | 1028 | 1958 | Rate Constraint in lbs/MMBtu | FALSE | L | Annual | Standard | lb/MMBtu | 0.1 | 0.1 | 0.1 | 0.1 | 0.1 | 0.1 | 0.1
NSR Cooper 2 - SO2 Rate Annual v3.1, Unit 3732 and retrofits | 1028 | 1958 | Rate Constraint in lbs/MMBtu | FALSE | L | Annual | Emissions at Affected Plants SO2 | Thousand Tons | 0 | 0 | 0 | 0 | 0 | 0 | 0
NSR Cooper 2 - SO2 Rate Annual v3.1, Unit 3732 and retrofits | 1028 | 1958 | Rate Constraint in lbs/MMBtu | FALSE | L | Annual | Allowances Purchased SO2 | Thousand Tons | 0 | 0 | 0 | 0 | 0 | 0 | 0
NSR Cooper 2 - SO2 Rate Annual v3.1, Unit 3732 and retrofits | 1028 | 1958 | Rate Constraint in lbs/MMBtu | FALSE | L | Annual | Allowances Sold SO2 | Thousand Tons | 0 | 0 | 0 | 0 | 0 | 0 | 0
NSR Cooper 2 - SO2 Rate Annual v3.1, Unit 3732 and retrofits | 1028 | 1958 | Rate Constraint in lbs/MMBtu | FALSE | L | Annual | Allowances Banked | Thousand Tons | 0 | 0 | 0 | 0 | 0 | 0 | 0
NSR Cooper 2 - SO2 Rate Annual v3.1, Unit 3732 and retrofits | 1028 | 1958 | Rate Constraint in lbs/MMBtu | FALSE | L | Annual | Allowances Withdrawn (1:1) | Thousand Tons | 0 | 0 | 0 | 0 | 0 | 0 | 0
NSR Cooper 2 - SO2 Rate Annual v3.1, Unit 3732 and retrofits | 1028 | 1958 | Rate Constraint in lbs/MMBtu | FALSE | L | Annual | Allowances Withdrawn (n:1) | Thousand Tons | 0 | 0 | 0 | 0 | 0 | 0 | 0
NSR Cooper 2 - SO2 Rate Annual v3.1, Unit 3732 and retrofits | 1028 | 1958 | Rate Constraint in lbs/MMBtu | FALSE | L | Annual | Net Emissions Allowance Position | Thousand Tons | 0 | 0 | 0 | 0 | 0 | 0 | 0
NSR Cooper 2 - SO2 Rate Annual v3.1, Unit 3732 and retrofits | 1028 | 1958 | Rate Constraint in lbs/MMBtu | FALSE | L | Annual | Fuel Consumed | TBtu | 0 | 0 | 0 | 0 | 0 | 0 | 0
NSR Cooper 2 - SO2 Rate Annual v3.1, Unit 3732 and retrofits | 1028 | 1958 | Rate Constraint in lbs/MMBtu | FALSE | L | Annual | Rate | lb/MMBtu | 0 | 0 | 0 | 0 | 0 | 0 | 0
NSR Cooper 2 - SO2 Rate Annual v3.1, Unit 3732 and retrofits | 1028 | 1958 | Rate Constraint in lbs/MMBtu | FALSE | L | Annual | Generation | TWh | 0 | 0 | 0 | 0 | 0 | 0 | 0
NSR Cooper 2 - SO2 Rate Annual v3.1, Unit 3732 and retrofits | 1028 | 1958 | Rate Constraint in lbs/MMBtu | FALSE | L | Annual | Qualifying Generation | TWh | 0 | 0 | 0 | 0 | 0 | 0 | 0
NSR Cooper 2 - SO2 Rate Annual v3.1, Unit 3732 and retrofits | 1028 | 1958 | Rate Constraint in lbs/MMBtu | FALSE | L | Annual | Rate | lb/MWh | 0 | 0 | 0 | 0 | 0 | 0 | 0
NSR Cooper 2 - SO2 Rate Annual v3.1, Unit 3732 and retrofits | 1028 | 1958 | Rate Constraint in lbs/MMBtu | FALSE | L | Annual | Constraint Shadow Price | US2011$/Ton | 0 | 0 | 0 | 0 | 0 | 0 | 4478.1278
NSR Cross 1,2 - NOX Rate Annual v3.1, Unit 5806 and retrofits | 1029 | 1949 | Rate Constraint in lbs/MMBtu | FALSE | L | Annual | Seasons Included | Seasons | Winter, Summer | Winter, Summer | Winter, Summer | Winter, Summer | Winter, Summer | Winter, Summer | Winter, Summer
NSR Cross 1,2 - NOX Rate Annual v3.1, Unit 5806 and retrofits | 1029 | 1949 | Rate Constraint in lbs/MMBtu | FALSE | L | Annual | Standard | lb/MMBtu | 0.1 | 0.1 | 0.1 | 0.1 | 0.1 | 0.1 | 0.1
NSR Cross 1,2 - NOX Rate Annual v3.1, Unit 5806 and retrofits | 1029 | 1949 | Rate Constraint in lbs/MMBtu | FALSE | L | Annual | Emissions at Affected Plants NOX | Thousand Tons | 1.1248 | 1.2204 | 1.4773 | 1.2204 | 1.1017 | 0.50518 | 0.50518
NSR Cross 1,2 - NOX Rate Annual v3.1, Unit 5806 and retrofits | 1029 | 1949 | Rate Constraint in lbs/MMBtu | FALSE | L | Annual | Allowances Purchased NOX | Thousand Tons | 0 | 0 | 0 | 0 | 0 | 0 | 0
NSR Cross 1,2 - NOX Rate Annual v3.1, Unit 5806 and retrofits | 1029 | 1949 | Rate Constraint in lbs/MMBtu | FALSE | L | Annual | Allowances Sold NOX | Thousand Tons | 0 | 0 | 0 | 0 | 0 | 0 | 0
NSR Cross 1,2 - NOX Rate Annual v3.1, Unit 5806 and retrofits | 1029 | 1949 | Rate Constraint in lbs/MMBtu | FALSE | L | Annual | Allowances Banked | Thousand Tons | 0 | 0 | 0 | 0 | 0 | 0 | 0
NSR Cross 1,2 - NOX Rate Annual v3.1, Unit 5806 and retrofits | 1029 | 1949 | Rate Constraint in lbs/MMBtu | FALSE | L | Annual | Allowances Withdrawn (1:1) | Thousand Tons | 0 | 0 | 0 | 0 | 0 | 0 | 0
NSR Cross 1,2 - NOX Rate Annual v3.1, Unit 5806 and retrofits | 1029 | 1949 | Rate Constraint in lbs/MMBtu | FALSE | L | Annual | Allowances Withdrawn (n:1) | Thousand Tons | 0 | 0 | 0 | 0 | 0 | 0 | 0
NSR Cross 1,2 - NOX Rate Annual v3.1, Unit 5806 and retrofits | 1029 | 1949 | Rate Constraint in lbs/MMBtu | FALSE | L | Annual | Net Emissions Allowance Position | Thousand Tons | 1.1248 | 1.2204 | 1.4773 | 1.2204 | 1.1017 | 0.50518 | 0.50518
NSR Cross 1,2 - NOX Rate Annual v3.1, Unit 5806 and retrofits | 1029 | 1949 | Rate Constraint in lbs/MMBtu | FALSE | L | Annual | Fuel Consumed | TBtu | 27.0917 | 30.7144 | 37.1778 | 30.7144 | 27.8541 | 13.4878 | 13.4878
NSR Cross 1,2 - NOX Rate Annual v3.1, Unit 5806 and retrofits | 1029 | 1949 | Rate Constraint in lbs/MMBtu | FALSE | L | Annual | Rate | lb/MMBtu | 0.08304 | 0.07947 | 0.07947 | 0.07947 | 0.079103 | 0.07491 | 0.07491
NSR Cross 1,2 - NOX Rate Annual v3.1, Unit 5806 and retrofits | 1029 | 1949 | Rate Constraint in lbs/MMBtu | FALSE | L | Annual | Generation | TWh | 2.6487 | 3.0029 | 3.6348 | 3.0029 | 2.7232 | 1.3187 | 1.3187
NSR Cross 1,2 - NOX Rate Annual v3.1, Unit 5806 and retrofits | 1029 | 1949 | Rate Constraint in lbs/MMBtu | FALSE | L | Annual | Qualifying Generation | TWh | 2.6487 | 3.0029 | 3.6348 | 3.0029 | 2.7232 | 1.3187 | 1.3187
NSR Cross 1,2 - NOX Rate Annual v3.1, Unit 5806 and retrofits | 1029 | 1949 | Rate Constraint in lbs/MMBtu | FALSE | L | Annual | Rate | lb/MWh | 0.42468 | 0.40642 | 0.40642 | 0.40642 | 0.40455 | 0.3831 | 0.3831
NSR Cross 1,2 - NOX Rate Annual v3.1, Unit 5806 and retrofits | 1029 | 1949 | Rate Constraint in lbs/MMBtu | FALSE | L | Annual | Constraint Shadow Price | US2011$/Ton | 0 | 0 | 0 | 0 | 0 | 0 | 0
NSR Cross 1,2 - NOX Rate Annual v3.1, Unit 5807 and retrofits | 1030 | 1949 | Rate Constraint in lbs/MMBtu | FALSE | L | Annual | Seasons Included | Seasons | Winter, Summer | Winter, Summer | Winter, Summer | Winter, Summer | Winter, Summer | Winter, Summer | Winter, Summer
NSR Cross 1,2 - NOX Rate Annual v3.1, Unit 5807 and retrofits | 1030 | 1949 | Rate Constraint in lbs/MMBtu | FALSE | L | Annual | Standard | lb/MMBtu | 0.1 | 0.1 | 0.1 | 0.1 | 0.1 | 0.1 | 0.1
NSR Cross 1,2 - NOX Rate Annual v3.1, Unit 5807 and retrofits | 1030 | 1949 | Rate Constraint in lbs/MMBtu | FALSE | L | Annual | Emissions at Affected Plants NOX | Thousand Tons | 1.0797 | 1.1754 | 1.1754 | 1.0311 | 1.0311 | 0.48889 | 0.48889
NSR Cross 1,2 - NOX Rate Annual v3.1, Unit 5807 and retrofits | 1030 | 1949 | Rate Constraint in lbs/MMBtu | FALSE | L | Annual | Allowances Purchased NOX | Thousand Tons | 0 | 0 | 0 | 0 | 0 | 0 | 0
NSR Cross 1,2 - NOX Rate Annual v3.1, Unit 5807 and retrofits | 1030 | 1949 | Rate Constraint in lbs/MMBtu | FALSE | L | Annual | Allowances Sold NOX | Thousand Tons | 0 | 0 | 0 | 0 | 0 | 0 | 0
NSR Cross 1,2 - NOX Rate Annual v3.1, Unit 5807 and retrofits | 1030 | 1949 | Rate Constraint in lbs/MMBtu | FALSE | L | Annual | Allowances Banked | Thousand Tons | 0 | 0 | 0 | 0 | 0 | 0 | 0
NSR Cross 1,2 - NOX Rate Annual v3.1, Unit 5807 and retrofits | 1030 | 1949 | Rate Constraint in lbs/MMBtu | FALSE | L | Annual | Allowances Withdrawn (1:1) | Thousand Tons | 0 | 0 | 0 | 0 | 0 | 0 | 0
NSR Cross 1,2 - NOX Rate Annual v3.1, Unit 5807 and retrofits | 1030 | 1949 | Rate Constraint in lbs/MMBtu | FALSE | L | Annual | Allowances Withdrawn (n:1) | Thousand Tons | 0 | 0 | 0 | 0 | 0 | 0 | 0
NSR Cross 1,2 - NOX Rate Annual v3.1, Unit 5807 and retrofits | 1030 | 1949 | Rate Constraint in lbs/MMBtu | FALSE | L | Annual | Net Emissions Allowance Position | Thousand Tons | 1.0797 | 1.1754 | 1.1754 | 1.0311 | 1.0311 | 0.48889 | 0.48889
NSR Cross 1,2 - NOX Rate Annual v3.1, Unit 5807 and retrofits | 1030 | 1949 | Rate Constraint in lbs/MMBtu | FALSE | L | Annual | Fuel Consumed | TBtu | 26.218 | 29.7239 | 29.7239 | 26.218 | 26.218 | 13.0528 | 13.0528
NSR Cross 1,2 - NOX Rate Annual v3.1, Unit 5807 and retrofits | 1030 | 1949 | Rate Constraint in lbs/MMBtu | FALSE | L | Annual | Rate | lb/MMBtu | 0.082364 | 0.079091 | 0.079091 | 0.078653 | 0.078653 | 0.07491 | 0.07491
NSR Cross 1,2 - NOX Rate Annual v3.1, Unit 5807 and retrofits | 1030 | 1949 | Rate Constraint in lbs/MMBtu | FALSE | L | Annual | Generation | TWh | 2.603 | 2.9511 | 2.9511 | 2.603 | 2.603 | 1.2959 | 1.2959
NSR Cross 1,2 - NOX Rate Annual v3.1, Unit 5807 and retrofits | 1030 | 1949 | Rate Constraint in lbs/MMBtu | FALSE | L | Annual | Qualifying Generation | TWh | 2.603 | 2.9511 | 2.9511 | 2.603 | 2.603 | 1.2959 | 1.2959
NSR Cross 1,2 - NOX Rate Annual v3.1, Unit 5807 and retrofits | 1030 | 1949 | Rate Constraint in lbs/MMBtu | FALSE | L | Annual | Rate | lb/MWh | 0.41479 | 0.39831 | 0.39831 | 0.3961 | 0.3961 | 0.37725 | 0.37725
NSR Cross 1,2 - NOX Rate Annual v3.1, Unit 5807 and retrofits | 1030 | 1949 | Rate Constraint in lbs/MMBtu | FALSE | L | Annual | Constraint Shadow Price | US2011$/Ton | 0 | 0 | 0 | 0 | 0 | 0 | 0
NSR Dairyland- NOx Cap Annual v5.13 | 1031 | 6001 | Rate Constraint in MTons | FALSE | L | Annual | Seasons Included | Seasons | Winter, Summer | Winter, Summer | Winter, Summer | Winter, Summer | Winter, Summer | Winter, Summer | Winter, Summer
NSR Dairyland- NOx Cap Annual v5.13 | 1031 | 6001 | Rate Constraint in MTons | FALSE | L | Annual | Standard | Thousand Tons | 5.2825 | 3.748 | 3.364 | 3.236 | 3.236 | 3.236 | 3.236
NSR Dairyland- NOx Cap Annual v5.13 | 1031 | 6001 | Rate Constraint in MTons | FALSE | L | Annual | Standard NOX | Thousand Tons | 5.2825 | 3.748 | 3.364 | 3.236 | 3.236 | 3.236 | 3.236
NSR Dairyland- NOx Cap Annual v5.13 | 1031 | 6001 | Rate Constraint in MTons | FALSE | L | Annual | Emissions at Affected Plants NOX | Thousand Tons | 2.1091 | 2.1091 | 2.1055 | 2.0184 | 1.8983 | 2.0184 | 2.0184
NSR Dairyland- NOx Cap Annual v5.13 | 1031 | 6001 | Rate Constraint in MTons | FALSE | L | Annual | Allowances Purchased NOX | Thousand Tons | 0 | 0 | 0 | 0 | 0 | 0 | 0
NSR Dairyland- NOx Cap Annual v5.13 | 1031 | 6001 | Rate Constraint in MTons | FALSE | L | Annual | Allowances Sold NOX | Thousand Tons | 0 | 0 | 0 | 0 | 0 | 0 | 0
NSR Dairyland- NOx Cap Annual v5.13 | 1031 | 6001 | Rate Constraint in MTons | FALSE | L | Annual | Allowances Banked | Thousand Tons | 0 | 0 | 0 | 0 | 0 | 0 | 0
NSR Dairyland- NOx Cap Annual v5.13 | 1031 | 6001 | Rate Constraint in MTons | FALSE | L | Annual | Allowances Withdrawn (1:1) | Thousand Tons | 0 | 0 | 0 | 0 | 0 | 0 | 0
NSR Dairyland- NOx Cap Annual v5.13 | 1031 | 6001 | Rate Constraint in MTons | FALSE | L | Annual | Allowances Withdrawn (n:1) | Thousand Tons | 0 | 0 | 0 | 0 | 0 | 0 | 0
NSR Dairyland- NOx Cap Annual v5.13 | 1031 | 6001 | Rate Constraint in MTons | FALSE | L | Annual | Net Emissions Allowance Position | Thousand Tons | 2.1091 | 2.1091 | 2.1055 | 2.0184 | 1.8983 | 2.0184 | 2.0184
NSR Dairyland- NOx Cap Annual v5.13 | 1031 | 6001 | Rate Constraint in MTons | FALSE | L | Annual | Fuel Consumed | TBtu | 51.7982 | 51.7982 | 51.7101 | 49.5709 | 46.1412 | 49.5709 | 49.5709
NSR Dairyland- NOx Cap Annual v5.13 | 1031 | 6001 | Rate Constraint in MTons | FALSE | L | Annual | Rate | lb/MMBtu | 0.081434 | 0.081434 | 0.081434 | 0.081434 | 0.082284 | 0.081434 | 0.081434
NSR Dairyland- NOx Cap Annual v5.13 | 1031 | 6001 | Rate Constraint in MTons | FALSE | L | Annual | Generation | TWh | 5.0886 | 5.0886 | 5.08 | 5.0886 | 4.7407 | 5.0886 | 5.0886
NSR Dairyland- NOx Cap Annual v5.13 | 1031 | 6001 | Rate Constraint in MTons | FALSE | L | Annual | Qualifying Generation | TWh | 5.0886 | 5.0886 | 5.08 | 5.0886 | 4.7407 | 5.0886 | 5.0886
NSR Dairyland- NOx Cap Annual v5.13 | 1031 | 6001 | Rate Constraint in MTons | FALSE | L | Annual | Rate | lb/MWh | 0.41447 | 0.41447 | 0.41447 | 0.39664 | 0.40044 | 0.39664 | 0.39664
NSR Dairyland- NOx Cap Annual v5.13 | 1031 | 6001 | Rate Constraint in MTons | FALSE | L | Annual | Constraint Shadow Price | US2011$/Ton | 0 | 0 | 0 | 0 | 0 | 0 | 0
NSR Dairyland- SO2 Cap Annual v5.13 | 1032 | 6000 | Rate Constraint in MTons | FALSE | L | Annual | Seasons Included | Seasons | Winter, Summer | Winter, Summer | Winter, Summer | Winter, Summer | Winter, Summer | Winter, Summer | Winter, Summer
NSR Dairyland- SO2 Cap Annual v5.13 | 1032 | 6000 | Rate Constraint in MTons | FALSE | L | Annual | Standard | Thousand Tons | 6.065 | 6.057 | 4.9478 | 4.578 | 4.578 | 4.578 | 4.578
NSR Dairyland- SO2 Cap Annual v5.13 | 1032 | 6000 | Rate Constraint in MTons | FALSE | L | Annual | Standard SO2 | Thousand Tons | 6.065 | 6.057 | 4.9478 | 4.578 | 4.578 | 4.578 | 4.578
NSR Dairyland- SO2 Cap Annual v5.13 | 1032 | 6000 | Rate Constraint in MTons | FALSE | L | Annual | Emissions at Affected Plants SO2 | Thousand Tons | 2.1893 | 2.1893 | 2.1855 | 2.0951 | 1.9579 | 2.0951 | 2.0951
NSR Dairyland- SO2 Cap Annual v5.13 | 1032 | 6000 | Rate Constraint in MTons | FALSE | L | Annual | Allowances Purchased SO2 | Thousand Tons | 0 | 0 | 0 | 0 | 0 | 0 | 0
NSR Dairyland- SO2 Cap Annual v5.13 | 1032 | 6000 | Rate Constraint in MTons | FALSE | L | Annual | Allowances Sold SO2 | Thousand Tons | 0 | 0 | 0 | 0 | 0 | 0 | 0
NSR Dairyland- SO2 Cap Annual v5.13 | 1032 | 6000 | Rate Constraint in MTons | FALSE | L | Annual | Allowances Banked | Thousand Tons | 0 | 0 | 0 | 0 | 0 | 0 | 0
NSR Dairyland- SO2 Cap Annual v5.13 | 1032 | 6000 | Rate Constraint in MTons | FALSE | L | Annual | Allowances Withdrawn (1:1) | Thousand Tons | 0 | 0 | 0 | 0 | 0 | 0 | 0
NSR Dairyland- SO2 Cap Annual v5.13 | 1032 | 6000 | Rate Constraint in MTons | FALSE | L | Annual | Allowances Withdrawn (n:1) | Thousand Tons | 0 | 0 | 0 | 0 | 0 | 0 | 0
NSR Dairyland- SO2 Cap Annual v5.13 | 1032 | 6000 | Rate Constraint in MTons | FALSE | L | Annual | Net Emissions Allowance Position | Thousand Tons | 2.1893 | 2.1893 | 2.1855 | 2.0951 | 1.9579 | 2.0951 | 2.0951
NSR Dairyland- SO2 Cap Annual v5.13 | 1032 | 6000 | Rate Constraint in MTons | FALSE | L | Annual | Fuel Consumed | TBtu | 51.7982 | 51.7982 | 51.7101 | 49.5709 | 46.1412 | 49.5709 | 49.5709
NSR Dairyland- SO2 Cap Annual v5.13 | 1032 | 6000 | Rate Constraint in MTons | FALSE | L | Annual | Rate | lb/MMBtu | 0.084531 | 0.084531 | 0.084531 | 0.084531 | 0.084867 | 0.084531 | 0.084531
NSR Dairyland- SO2 Cap Annual v5.13 | 1032 | 6000 | Rate Constraint in MTons | FALSE | L | Annual | Generation | TWh | 5.0886 | 5.0886 | 5.08 | 5.0886 | 4.7407 | 5.0886 | 5.0886
NSR Dairyland- SO2 Cap Annual v5.13 | 1032 | 6000 | Rate Constraint in MTons | FALSE | L | Annual | Qualifying Generation | TWh | 5.0886 | 5.0886 | 5.08 | 5.0886 | 4.7407 | 5.0886 | 5.0886
NSR Dairyland- SO2 Cap Annual v5.13 | 1032 | 6000 | Rate Constraint in MTons | FALSE | L | Annual | Rate | lb/MWh | 0.43023 | 0.43023 | 0.43023 | 0.41173 | 0.41301 | 0.41173 | 0.41173
NSR Dairyland- SO2 Cap Annual v5.13 | 1032 | 6000 | Rate Constraint in MTons | FALSE | L | Annual | Constraint Shadow Price | US2011$/Ton | 0 | 0 | 0 | 0 | 0 | 0 | 0
NSR Dominion Consent - NOX Cap Annual v3.1 | 1033 | 1840 | Rate Constraint in MTons | FALSE | L | Annual | Seasons Included | Seasons | Winter, Summer | Winter, Summer | Winter, Summer | Winter, Summer | Winter, Summer | Winter, Summer | Winter, Summer
NSR Dominion Consent - NOX Cap Annual v3.1 | 1033 | 1840 | Rate Constraint in MTons | FALSE | L | Annual | Standard | Thousand Tons | 30.25 | 30.25 | 30.25 | 30.25 | 30.25 | 30.25 | 30.25
NSR Dominion Consent - NOX Cap Annual v3.1 | 1033 | 1840 | Rate Constraint in MTons | FALSE | L | Annual | Standard NOX | Thousand Tons | 30.25 | 30.25 | 30.25 | 30.25 | 30.25 | 30.25 | 30.25
NSR Dominion Consent - NOX Cap Annual v3.1 | 1033 | 1840 | Rate Constraint in MTons | FALSE | L | Annual | Emissions at Affected Plants NOX | Thousand Tons | 5.7093 | 5.7321 | 8.3823 | 3.0018 | 4.3833 | 3.0075 | 2.9782
NSR Dominion Consent - NOX Cap Annual v3.1 | 1033 | 1840 | Rate Constraint in MTons | FALSE | L | Annual | Allowances Purchased NOX | Thousand Tons | 0 | 0 | 0 | 0 | 0 | 0 | 0
NSR Dominion Consent - NOX Cap Annual v3.1 | 1033 | 1840 | Rate Constraint in MTons | FALSE | L | Annual | Allowances Sold NOX | Thousand Tons | 0 | 0 | 0 | 0 | 0 | 0 | 0
NSR Dominion Consent - NOX Cap Annual v3.1 | 1033 | 1840 | Rate Constraint in MTons | FALSE | L | Annual | Allowances Banked | Thousand Tons | 0 | 0 | 0 | 0 | 0 | 0 | 0
NSR Dominion Consent - NOX Cap Annual v3.1 | 1033 | 1840 | Rate Constraint in MTons | FALSE | L | Annual | Allowances Withdrawn (1:1) | Thousand Tons | 0 | 0 | 0 | 0 | 0 | 0 | 0
NSR Dominion Consent - NOX Cap Annual v3.1 | 1033 | 1840 | Rate Constraint in MTons | FALSE | L | Annual | Allowances Withdrawn (n:1) | Thousand Tons | 0 | 0 | 0 | 0 | 0 | 0 | 0
NSR Dominion Consent - NOX Cap Annual v3.1 | 1033 | 1840 | Rate Constraint in MTons | FALSE | L | Annual | Net Emissions Allowance Position | Thousand Tons | 5.7093 | 5.7321 | 8.3823 | 3.0018 | 4.3833 | 3.0075 | 2.9782
NSR Dominion Consent - NOX Cap Annual v3.1 | 1033 | 1840 | Rate Constraint in MTons | FALSE | L | Annual | Fuel Consumed | TBtu | 125.7727 | 110.6938 | 132.7453 | 85.5356 | 97.0861 | 86.6209 | 89.3193
NSR Dominion Consent - NOX Cap Annual v3.1 | 1033 | 1840 | Rate Constraint in MTons | FALSE | L | Annual | Rate | lb/MMBtu | 0.090788 | 0.10357 | 0.12629 | 0.070189 | 0.090298 | 0.069441 | 0.066687
NSR Dominion Consent - NOX Cap Annual v3.1 | 1033 | 1840 | Rate Constraint in MTons | FALSE | L | Annual | Generation | TWh | 13.4694 | 11.3238 | 13.5336 | 9.1471 | 10.3047 | 9.2834 | 9.6716
NSR Dominion Consent - NOX Cap Annual v3.1 | 1033 | 1840 | Rate Constraint in MTons | FALSE | L | Annual | Qualifying Generation | TWh | 13.4694 | 11.3238 | 13.5336 | 9.1471 | 10.3047 | 9.2834 | 9.6716
NSR Dominion Consent - NOX Cap Annual v3.1 | 1033 | 1840 | Rate Constraint in MTons | FALSE | L | Annual | Rate | lb/MWh | 0.42387 | 0.5062 | 0.61937 | 0.32817 | 0.42537 | 0.32397 | 0.30793
NSR Dominion Consent - NOX Cap Annual v3.1 | 1033 | 1840 | Rate Constraint in MTons | FALSE | L | Annual | Constraint Shadow Price | US2011$/Ton | 0 | 0 | 0 | 0 | 0 | 0 | 0
NSR Dominion Consent - NOX Rate Annual v3.1 | 1034 | 1841 | Rate Constraint in lbs/MMBtu | FALSE | L | Annual | Seasons Included | Seasons | Winter, Summer | Winter, Summer | Winter, Summer | Winter, Summer | Winter, Summer | Winter, Summer | Winter, Summer
NSR Dominion Consent - NOX Rate Annual v3.1 | 1034 | 1841 | Rate Constraint in lbs/MMBtu | FALSE | L | Annual | Standard | lb/MMBtu | 0.15 | 0.15 | 0.15 | 0.15 | 0.15 | 0.15 | 0.15
NSR Dominion Consent - NOX Rate Annual v3.1 | 1034 | 1841 | Rate Constraint in lbs/MMBtu | FALSE | L | Annual | Emissions at Affected Plants NOX | Thousand Tons | 5.7093 | 5.7321 | 8.3823 | 3.0018 | 4.3833 | 3.0075 | 2.9782
NSR Dominion Consent - NOX Rate Annual v3.1 | 1034 | 1841 | Rate Constraint in lbs/MMBtu | FALSE | L | Annual | Allowances Purchased NOX | Thousand Tons | 0 | 0 | 0 | 0 | 0 | 0 | 0
NSR Dominion Consent - NOX Rate Annual v3.1 | 1034 | 1841 | Rate Constraint in lbs/MMBtu | FALSE | L | Annual | Allowances Sold NOX | Thousand Tons | 0 | 0 | 0 | 0 | 0 | 0 | 0
NSR Dominion Consent - NOX Rate Annual v3.1 | 1034 | 1841 | Rate Constraint in lbs/MMBtu | FALSE | L | Annual | Allowances Banked | Thousand Tons | 0 | 0 | 0 | 0 | 0 | 0 | 0
NSR Dominion Consent - NOX Rate Annual v3.1 | 1034 | 1841 | Rate Constraint in lbs/MMBtu | FALSE | L | Annual | Allowances Withdrawn (1:1) | Thousand Tons | 0 | 0 | 0 | 0 | 0 | 0 | 0
NSR Dominion Consent - NOX Rate Annual v3.1 | 1034 | 1841 | Rate Constraint in lbs/MMBtu | FALSE | L | Annual | Allowances Withdrawn (n:1) | Thousand Tons | 0 | 0 | 0 | 0 | 0 | 0 | 0
NSR Dominion Consent - NOX Rate Annual v3.1 | 1034 | 1841 | Rate Constraint in lbs/MMBtu | FALSE | L | Annual | Net Emissions Allowance Position | Thousand Tons | 5.7093 | 5.7321 | 8.3823 | 3.0018 | 4.3833 | 3.0075 | 2.9782
NSR Dominion Consent - NOX Rate Annual v3.1 | 1034 | 1841 | Rate Constraint in lbs/MMBtu | FALSE | L | Annual | Fuel Consumed | TBtu | 125.7727 | 110.6938 | 132.7453 | 85.5356 | 97.0861 | 86.6209 | 89.3193
NSR Dominion Consent - NOX Rate Annual v3.1 | 1034 | 1841 | Rate Constraint in lbs/MMBtu | FALSE | L | Annual | Rate | lb/MMBtu | 0.090788 | 0.10357 | 0.12629 | 0.070189 | 0.090298 | 0.069441 | 0.066687
NSR Dominion Consent - NOX Rate Annual v3.1 | 1034 | 1841 | Rate Constraint in lbs/MMBtu | FALSE | L | Annual | Generation | TWh | 13.4694 | 11.3238 | 13.5336 | 9.1471 | 10.3047 | 9.2834 | 9.6716
NSR Dominion Consent - NOX Rate Annual v3.1 | 1034 | 1841 | Rate Constraint in lbs/MMBtu | FALSE | L | Annual | Qualifying Generation | TWh | 13.4694 | 11.3238 | 13.5336 | 9.1471 | 10.3047 | 9.2834 | 9.6716
NSR Dominion Consent - NOX Rate Annual v3.1 | 1034 | 1841 | Rate Constraint in lbs/MMBtu | FALSE | L | Annual | Rate | lb/MWh | 0.42387 | 0.5062 | 0.61937 | 0.32817 | 0.42537 | 0.32397 | 0.30793
NSR Dominion Consent - NOX Rate Annual v3.1 | 1034 | 1841 | Rate Constraint in lbs/MMBtu | FALSE | L | Annual | Constraint Shadow Price | US2011$/Ton | 0 | 0 | 0 | 0 | 0 | 0 | 0
NSR Edgewater 3-5- NOx Cap Annual v5.13 | 1035 | 5986 | Rate Constraint in MTons | FALSE | L | Annual | Seasons Included | Seasons | Winter, Summer | Winter, Summer | Winter, Summer | Winter, Summer | Winter, Summer | Winter, Summer | Winter, Summer
NSR Edgewater 3-5- NOx Cap Annual v5.13 | 1035 | 5986 | Rate Constraint in MTons | FALSE | L | Annual | Standard | Thousand Tons | 2.5 | 2.5 | 1.1 | 1.1 | 1.1 | 1.1 | 1.1
NSR Edgewater 3-5- NOx Cap Annual v5.13 | 1035 | 5986 | Rate Constraint in MTons | FALSE | L | Annual | Standard NOX | Thousand Tons | 2.5 | 2.5 | 1.1 | 1.1 | 1.1 | 1.1 | 1.1
NSR Edgewater 3-5- NOx Cap Annual v5.13 | 1035 | 5986 | Rate Constraint in MTons | FALSE | L | Annual | Emissions at Affected Plants NOX | Thousand Tons | 1.0285 | 1.0285 | 1.0267 | 0.98425 | 0.85974 | 0.98425 | 0.98425
NSR Edgewater 3-5- NOx Cap Annual v5.13 | 1035 | 5986 | Rate Constraint in MTons | FALSE | L | Annual | Allowances Purchased NOX | Thousand Tons | 0 | 0 | 0 | 0 | 0 | 0 | 0
NSR Edgewater 3-5- NOx Cap Annual v5.13 | 1035 | 5986 | Rate Constraint in MTons | FALSE | L | Annual | Allowances Sold NOX | Thousand Tons | 0 | 0 | 0 | 0 | 0 | 0 | 0
NSR Edgewater 3-5- NOx Cap Annual v5.13 | 1035 | 5986 | Rate Constraint in MTons | FALSE | L | Annual | Allowances Banked | Thousand Tons | 0 | 0 | 0 | 0 | 0 | 0 | 0
NSR Edgewater 3-5- NOx Cap Annual v5.13 | 1035 | 5986 | Rate Constraint in MTons | FALSE | L | Annual | Allowances Withdrawn (1:1) | Thousand Tons | 0 | 0 | 0 | 0 | 0 | 0 | 0
NSR Edgewater 3-5- NOx Cap Annual v5.13 | 1035 | 5986 | Rate Constraint in MTons | FALSE | L | Annual | Allowances Withdrawn (n:1) | Thousand Tons | 0 | 0 | 0 | 0 | 0 | 0 | 0
NSR Edgewater 3-5- NOx Cap Annual v5.13 | 1035 | 5986 | Rate Constraint in MTons | FALSE | L | Annual | Net Emissions Allowance Position | Thousand Tons | 1.0285 | 1.0285 | 1.0267 | 0.98425 | 0.85974 | 0.98425 | 0.98425
NSR Edgewater 3-5- NOx Cap Annual v5.13 | 1035 | 5986 | Rate Constraint in MTons | FALSE | L | Annual | Fuel Consumed | TBtu | 29.4914 | 29.4914 | 29.4396 | 28.1935 | 24.653 | 28.2233 | 28.2233
NSR Edgewater 3-5- NOx Cap Annual v5.13 | 1035 | 5986 | Rate Constraint in MTons | FALSE | L | Annual | Rate | lb/MMBtu | 0.069747 | 0.069747 | 0.069747 | 0.069821 | 0.069747 | 0.069747 | 0.069747
NSR Edgewater 3-5- NOx Cap Annual v5.13 | 1035 | 5986 | Rate Constraint in MTons | FALSE | L | Annual | Generation | TWh | 2.8168 | 2.8168 | 2.8119 | 2.8168 | 2.4605 | 2.8168 | 2.8168
NSR Edgewater 3-5- NOx Cap Annual v5.13 | 1035 | 5986 | Rate Constraint in MTons | FALSE | L | Annual | Qualifying Generation | TWh | 2.8168 | 2.8168 | 2.8119 | 2.8168 | 2.4605 | 2.8168 | 2.8168
NSR Edgewater 3-5- NOx Cap Annual v5.13 | 1035 | 5986 | Rate Constraint in MTons | FALSE | L | Annual | Rate | lb/MWh | 0.36512 | 0.36512 | 0.36512 | 0.34942 | 0.34942 | 0.34942 | 0.34942
NSR Edgewater 3-5- NOx Cap Annual v5.13 | 1035 | 5986 | Rate Constraint in MTons | FALSE | L | Annual | Constraint Shadow Price | US2011$/Ton | 0 | 0 | 0 | 0 | 0 | 0 | 0
NSR Edgewater 3-5- SO2 Cap Annual v5.13 | 1036 | 5984 | Rate Constraint in MTons | FALSE | L | Annual | Seasons Included | Seasons | Winter, Summer | Winter, Summer | Winter, Summer | Winter, Summer | Winter, Summer | Winter, Summer | Winter, Summer
NSR Edgewater 3-5- SO2 Cap Annual v5.13 | 1036 | 5984 | Rate Constraint in MTons | FALSE | L | Annual | Standard | Thousand Tons | 9.25 | 6 | 1.1 | 1.1 | 1.1 | 1.1 | 1.1
NSR Edgewater 3-5- SO2 Cap Annual v5.13 | 1036 | 5984 | Rate Constraint in MTons | FALSE | L | Annual | Standard SO2 | Thousand Tons | 9.25 | 6 | 1.1 | 1.1 | 1.1 | 1.1 | 1.1
NSR Edgewater 3-5- SO2 Cap Annual v5.13 | 1036 | 5984 | Rate Constraint in MTons | FALSE | L | Annual | Emissions at Affected Plants SO2 | Thousand Tons | 1.1019 | 1.1019 | 1.1 | 1.0546 | 0.92115 | 1.0546 | 1.0546
NSR Edgewater 3-5- SO2 Cap Annual v5.13 | 1036 | 5984 | Rate Constraint in MTons | FALSE | L | Annual | Allowances Purchased SO2 | Thousand Tons | 0 | 0 | 0 | 0 | 0 | 0 | 0
NSR Edgewater 3-5- SO2 Cap Annual v5.13 | 1036 | 5984 | Rate Constraint in MTons | FALSE | L | Annual | Allowances Sold SO2 | Thousand Tons | 0 | 0 | 0 | 0 | 0 | 0 | 0
NSR Edgewater 3-5- SO2 Cap Annual v5.13 | 1036 | 5984 | Rate Constraint in MTons | FALSE | L | Annual | Allowances Banked | Thousand Tons | 0 | 0 | 0 | 0 | 0 | 0 | 0
NSR Edgewater 3-5- SO2 Cap Annual v5.13 | 1036 | 5984 | Rate Constraint in MTons | FALSE | L | Annual | Allowances Withdrawn (1:1) | Thousand Tons | 0 | 0 | 0 | 0 | 0 | 0 | 0
NSR Edgewater 3-5- SO2 Cap Annual v5.13 | 1036 | 5984 | Rate Constraint in MTons | FALSE | L | Annual | Allowances Withdrawn (n:1) | Thousand Tons | 0 | 0 | 0 | 0 | 0 | 0 | 0
NSR Edgewater 3-5- SO2 Cap Annual v5.13 | 1036 | 5984 | Rate Constraint in MTons | FALSE | L | Annual | Net Emissions Allowance Position | Thousand Tons | 1.1019 | 1.1019 | 1.1 | 1.0546 | 0.92115 | 1.0546 | 1.0546
NSR Edgewater 3-5- SO2 Cap Annual v5.13 | 1036 | 5984 | Rate Constraint in MTons | FALSE | L | Annual | Fuel Consumed | TBtu | 29.4914 | 29.4914 | 29.4396 | 28.1935 | 24.653 | 28.2233 | 28.2233
NSR Edgewater 3-5- SO2 Cap Annual v5.13 | 1036 | 5984 | Rate Constraint in MTons | FALSE | L | Annual | Rate | lb/MMBtu | 0.074729 | 0.074729 | 0.074729 | 0.074808 | 0.074729 | 0.074729 | 0.074729
NSR Edgewater 3-5- SO2 Cap Annual v5.13 | 1036 | 5984 | Rate Constraint in MTons | FALSE | L | Annual | Generation | TWh | 2.8168 | 2.8168 | 2.8119 | 2.8168 | 2.4605 | 2.8168 | 2.8168
NSR Edgewater 3-5- SO2 Cap Annual v5.13 | 1036 | 5984 | Rate Constraint in MTons | FALSE | L | Annual | Qualifying Generation | TWh | 2.8168 | 2.8168 | 2.8119 | 2.8168 | 2.4605 | 2.8168 | 2.8168
NSR Edgewater 3-5- SO2 Cap Annual v5.13 | 1036 | 5984 | Rate Constraint in MTons | FALSE | L | Annual | Rate | lb/MWh | 0.3912 | 0.3912 | 0.3912 | 0.37438 | 0.37438 | 0.37438 | 0.37438
NSR Edgewater 3-5- SO2 Cap Annual v5.13 | 1036 | 5984 | Rate Constraint in MTons | FALSE | L | Annual | Constraint Shadow Price | US2011$/Ton | 0 | 0 | 4362.8179 | 0 | 0 | 0 | 0
NSR Edgewater 4- Hg Rate Annual v5.13 | 1037 | 5987 | Rate Constraint in lbs/MMBtu | FALSE | L | Annual | Seasons Included | Seasons | Winter, Summer | Winter, Summer | Winter, Summer | Winter, Summer | Winter, Summer | Winter, Summer | Winter, Summer
NSR Edgewater 4- Hg Rate Annual v5.13 | 1037 | 5987 | Rate Constraint in lbs/MMBtu | FALSE | L | Annual | Standard | lb/MMBtu | 0.03 | 0.03 | 0.03 | 0.03 | 0.03 | 0.03 | 0.03
NSR Edgewater 4- Hg Rate Annual v5.13 | 1037 | 5987 | Rate Constraint in lbs/MMBtu | FALSE | L | Annual | Emissions at Affected Plants MER | lbs | 0 | 0 | 0 | 0 | 0 | 0 | 0
NSR Edgewater 4- Hg Rate Annual v5.13 | 1037 | 5987 | Rate Constraint in lbs/MMBtu | FALSE | L | Annual | Allowances Purchased MER | lbs | 0 | 0 | 0 | 0 | 0 | 0 | 0
NSR Edgewater 4- Hg Rate Annual v5.13 | 1037 | 5987 | Rate Constraint in lbs/MMBtu | FALSE | L | Annual | Allowances Sold MER | lbs | 0 | 0 | 0 | 0 | 0 | 0 | 0
NSR Edgewater 4- Hg Rate Annual v5.13 | 1037 | 5987 | Rate Constraint in lbs/MMBtu | FALSE | L | Annual | Allowances Banked | lbs | 0 | 0 | 0 | 0 | 0 | 0 | 0
NSR Edgewater 4- Hg Rate Annual v5.13 | 1037 | 5987 | Rate Constraint in lbs/MMBtu | FALSE | L | Annual | Allowances Withdrawn (1:1) | lbs | 0 | 0 | 0 | 0 | 0 | 0 | 0
NSR Edgewater 4- Hg Rate Annual v5.13 | 1037 | 5987 | Rate Constraint in lbs/MMBtu | FALSE | L | Annual | Allowances Withdrawn (n:1) | lbs | 0 | 0 | 0 | 0 | 0 | 0 | 0
NSR Edgewater 4- Hg Rate Annual v5.13 | 1037 | 5987 | Rate Constraint in lbs/MMBtu | FALSE | L | Annual | Net Emissions Allowance Position | lbs | 0 | 0 | 0 | 0 | 0 | 0 | 0
NSR Edgewater 4- Hg Rate Annual v5.13 | 1037 | 5987 | Rate Constraint in lbs/MMBtu | FALSE | L | Annual | Fuel Consumed | TBtu | 0 | 0 | 0 | 0 | 0 | 0 | 0
NSR Edgewater 4- Hg Rate Annual v5.13 | 1037 | 5987 | Rate Constraint in lbs/MMBtu | FALSE | L | Annual | Rate | lb/MMBtu | 0 | 0 | 0 | 0 | 0 | 0 | 0
NSR Edgewater 4- Hg Rate Annual v5.13 | 1037 | 5987 | Rate Constraint in lbs/MMBtu | FALSE | L | Annual | Generation | TWh | 0 | 0 | 0 | 0 | 0 | 0 | 0
NSR Edgewater 4- Hg Rate Annual v5.13 | 1037 | 5987 | Rate Constraint in lbs/MMBtu | FALSE | L | Annual | Qualifying Generation | TWh | 0 | 0 | 0 | 0 | 0 | 0 | 0
NSR Edgewater 4- Hg Rate Annual v5.13 | 1037 | 5987 | Rate Constraint in lbs/MMBtu | FALSE | L | Annual | Rate | lb/MWh | 0 | 0 | 0 | 0 | 0 | 0 | 0
NSR Edgewater 4- Hg Rate Annual v5.13 | 1037 | 5987 | Rate Constraint in lbs/MMBtu | FALSE | L | Annual | Constraint Shadow Price | US2011$/Lb | 0 | 0 | 0 | 0 | 0 | 0 | 0
NSR Edgewater 4- NOx Rate Annual v5.13 | 1038 | 5985 | Rate Constraint in lbs/MMBtu | FALSE | L | Annual | Seasons Included | Seasons | Winter, Summer | Winter, Summer | Winter, Summer | Winter, Summer | Winter, Summer | Winter, Summer | Winter, Summer
NSR Edgewater 4- NOx Rate Annual v5.13 | 1038 | 5985 | Rate Constraint in lbs/MMBtu | FALSE | L | Annual | Standard | lb/MMBtu | 0.15 | 0.15 | 0.15 | 0.15 | 0.15 | 0.15 | 0.15
NSR Edgewater 4- NOx Rate Annual v5.13 | 1038 | 5985 | Rate Constraint in lbs/MMBtu | FALSE | L | Annual | Emissions at Affected Plants NOX | Thousand Tons | 0 | 0 | 0 | 0 | 0 | 0 | 0
NSR Edgewater 4- NOx Rate Annual v5.13 | 1038 | 5985 | Rate Constraint in lbs/MMBtu | FALSE | L | Annual | Allowances Purchased NOX | Thousand Tons | 0 | 0 | 0 | 0 | 0 | 0 | 0
NSR Edgewater 4- NOx Rate Annual v5.13 | 1038 | 5985 | Rate Constraint in lbs/MMBtu | FALSE | L | Annual | Allowances Sold NOX | Thousand Tons | 0 | 0 | 0 | 0 | 0 | 0 | 0
NSR Edgewater 4- NOx Rate Annual v5.13 | 1038 | 5985 | Rate Constraint in lbs/MMBtu | FALSE | L | Annual | Allowances Banked | Thousand Tons | 0 | 0 | 0 | 0 | 0 | 0 | 0
NSR Edgewater 4- NOx Rate Annual v5.13 | 1038 | 5985 | Rate Constraint in lbs/MMBtu | FALSE | L | Annual | Allowances Withdrawn (1:1) | Thousand Tons | 0 | 0 | 0 | 0 | 0 | 0 | 0
NSR Edgewater 4- NOx Rate Annual v5.13 | 1038 | 5985 | Rate Constraint in lbs/MMBtu | FALSE | L | Annual | Allowances Withdrawn (n:1) | Thousand Tons | 0 | 0 | 0 | 0 | 0 | 0 | 0
NSR Edgewater 4- NOx Rate Annual v5.13 | 1038 | 5985 | Rate Constraint in lbs/MMBtu | FALSE | L | Annual | Net Emissions Allowance Position | Thousand Tons | 0 | 0 | 0 | 0 | 0 | 0 | 0
NSR Edgewater 4- NOx Rate Annual v5.13 | 1038 | 5985 | Rate Constraint in lbs/MMBtu | FALSE | L | Annual | Fuel Consumed | TBtu | 0 | 0 | 0 | 0 | 0 | 0 | 0
NSR Edgewater 4- NOx Rate Annual v5.13 | 1038 | 5985 | Rate Constraint in lbs/MMBtu | FALSE | L | Annual | Rate | lb/MMBtu | 0 | 0 | 0 | 0 | 0 | 0 | 0
NSR Edgewater 4- NOx Rate Annual v5.13 | 1038 | 5985 | Rate Constraint in lbs/MMBtu | FALSE | L | Annual | Generation | TWh | 0 | 0 | 0 | 0 | 0 | 0 | 0
NSR Edgewater 4- NOx Rate Annual v5.13 | 1038 | 5985 | Rate Constraint in lbs/MMBtu | FALSE | L | Annual | Qualifying Generation | TWh | 0 | 0 | 0 | 0 | 0 | 0 | 0
NSR Edgewater 4- NOx Rate Annual v5.13 | 1038 | 5985 | Rate Constraint in lbs/MMBtu | FALSE | L | Annual | Rate | lb/MWh | 0 | 0 | 0 | 0 | 0 | 0 | 0
NSR Edgewater 4- NOx Rate Annual v5.13 | 1038 | 5985 | Rate Constraint in lbs/MMBtu | FALSE | L | Annual | Constraint Shadow Price | US2011$/Ton | 0 | 0 | 0 | 0 | 0 | 0 | 0
NSR Edgewater 4- SO2 Rate Annual v5.13 | 1039 | 5983 | Rate Constraint in lbs/MMBtu | FALSE | L | Annual | Seasons Included | Seasons | Winter, Summer | Winter, Summer | Winter, Summer | Winter, Summer | Winter, Summer | Winter, Summer | Winter, Summer
NSR Edgewater 4- SO2 Rate Annual v5.13 | 1039 | 5983 | Rate Constraint in lbs/MMBtu | FALSE | L | Annual | Standard | lb/MMBtu | 0.7 | 0.7 | 0.7 | 0.7 | 0.7 | 0.7 | 0.7
NSR Edgewater 4- SO2 Rate Annual v5.13 | 1039 | 5983 | Rate Constraint in lbs/MMBtu | FALSE | L | Annual | Emissions at Affected Plants SO2 | Thousand Tons | 0 | 0 | 0 | 0 | 0 | 0 | 0
NSR Edgewater 4- SO2 Rate Annual v5.13 | 1039 | 5983 | Rate Constraint in lbs/MMBtu | FALSE | L | Annual | Allowances Purchased SO2 | Thousand Tons | 0 | 0 | 0 | 0 | 0 | 0 | 0
NSR Edgewater 4- SO2 Rate Annual v5.13 | 1039 | 5983 | Rate Constraint in lbs/MMBtu | FALSE | L | Annual | Allowances Sold SO2 | Thousand Tons | 0 | 0 | 0 | 0 | 0 | 0 | 0
NSR Edgewater 4- SO2 Rate Annual v5.13 | 1039 | 5983 | Rate Constraint in lbs/MMBtu | FALSE | L | Annual | Allowances Banked | Thousand Tons | 0 | 0 | 0 | 0 | 0 | 0 | 0
NSR Edgewater 4- SO2 Rate Annual v5.13 | 1039 | 5983 | Rate Constraint in lbs/MMBtu | FALSE | L | Annual | Allowances Withdrawn (1:1) | Thousand Tons | 0 | 0 | 0 | 0 | 0 | 0 | 0
NSR Edgewater 4- SO2 Rate Annual v5.13 | 1039 | 5983 | Rate Constraint in lbs/MMBtu | FALSE | L | Annual | Allowances Withdrawn (n:1) | Thousand Tons | 0 | 0 | 0 | 0 | 0 | 0 | 0
NSR Edgewater 4- SO2 Rate Annual v5.13 | 1039 | 5983 | Rate Constraint in lbs/MMBtu | FALSE | L | Annual | Net Emissions Allowance Position | Thousand Tons | 0 | 0 | 0 | 0 | 0 | 0 | 0
NSR Edgewater 4- SO2 Rate Annual v5.13 | 1039 | 5983 | Rate Constraint in lbs/MMBtu | FALSE | L | Annual | Fuel Consumed | TBtu | 0 | 0 | 0 | 0 | 0 | 0 | 0
NSR Edgewater 4- SO2 Rate Annual v5.13 | 1039 | 5983 | Rate Constraint in lbs/MMBtu | FALSE | L | Annual | Rate | lb/MMBtu | 0 | 0 | 0 | 0 | 0 | 0 | 0
NSR Edgewater 4- SO2 Rate Annual v5.13 | 1039 | 5983 | Rate Constraint in lbs/MMBtu | FALSE | L | Annual | Generation | TWh | 0 | 0 | 0 | 0 | 0 | 0 | 0
NSR Edgewater 4- SO2 Rate Annual v5.13 | 1039 | 5983 | Rate Constraint in lbs/MMBtu | FALSE | L | Annual | Qualifying Generation | TWh | 0 | 0 | 0 | 0 | 0 | 0 | 0
NSR Edgewater 4- SO2 Rate Annual v5.13 | 1039 | 5983 | Rate Constraint in lbs/MMBtu | FALSE | L | Annual | Rate | lb/MWh | 0 | 0 | 0 | 0 | 0 | 0 | 0
NSR Edgewater 4- SO2 Rate Annual v5.13 | 1039 | 5983 | Rate Constraint in lbs/MMBtu | FALSE | L | Annual | Constraint Shadow Price | US2011$/Ton | 0 | 0 | 0 | 0 | 0 | 0 | 0
NSR Edgewater 5- Hg Rate Annual v5.13 | 1040 | 5990 | Rate Constraint in lbs/MMBtu | FALSE | L | Annual | Seasons Included | Seasons |  | Winter, Summer | Winter, Summer | Winter, Summer | Winter, Summer | Winter, Summer | Winter, Summer
NSR Edgewater 5- Hg Rate Annual v5.13 | 1040 | 5990 | Rate Constraint in lbs/MMBtu | FALSE | L | Annual | Standard | lb/MMBtu | 0.015 | 0.015 | 0.015 | 0.015 | 0.015 | 0.015 | 0.015
NSR Edgewater 5- Hg Rate Annual v5.13 | 1040 | 5990 | Rate Constraint in lbs/MMBtu | FALSE | L | Annual | Emissions at Affected Plants MER | lbs | 0 | 15.5907 | 15.5633 | 15.1702 | 13.0329 | 14.9203 | 14.9203
NSR Edgewater 5- Hg Rate Annual v5.13 | 1040 | 5990 | Rate Constraint in lbs/MMBtu | FALSE | L | Annual | Allowances Purchased MER | lbs | 0 | 0 | 0 | 0 | 0 | 0 | 0
NSR Edgewater 5- Hg Rate Annual v5.13 | 1040 | 5990 | Rate Constraint in lbs/MMBtu | FALSE | L | Annual | Allowances Sold MER | lbs | 0 | 0 | 0 | 0 | 0 | 0 | 0
NSR Edgewater 5- Hg Rate Annual v5.13 | 1040 | 5990 | Rate Constraint in lbs/MMBtu | FALSE | L | Annual | Allowances Banked | lbs | 0 | 0 | 0 | 0 | 0 | 0 | 0
NSR Edgewater 5- Hg Rate Annual v5.13 | 1040 | 5990 | Rate Constraint in lbs/MMBtu | FALSE | L | Annual | Allowances Withdrawn (1:1) | lbs | 0 | 0 | 0 | 0 | 0 | 0 | 0
NSR Edgewater 5- Hg Rate Annual v5.13 | 1040 | 5990 | Rate Constraint in lbs/MMBtu | FALSE | L | Annual | Allowances Withdrawn (n:1) | lbs | 0 | 0 | 0 | 0 | 0 | 0 | 0
NSR Edgewater 5- Hg Rate Annual v5.13 | 1040 | 5990 | Rate Constraint in lbs/MMBtu | FALSE | L | Annual | Net Emissions Allowance Position | lbs | 0 | 15.5907 | 15.5633 | 15.1702 | 13.0329 | 14.9203 | 14.9203
NSR Edgewater 5- Hg Rate Annual v5.13 | 1040 | 5990 | Rate Constraint in lbs/MMBtu | FALSE | L | Annual | Fuel Consumed | TBtu | 0 | 29.4914 | 29.4396 | 28.1935 | 24.653 | 28.2233 | 28.2233
NSR Edgewater 5- Hg Rate Annual v5.13 | 1040 | 5990 | Rate Constraint in lbs/MMBtu | FALSE | L | Annual | Rate | lb/MMBtu | 0 | 5.2865e-07 | 5.2865e-07 | 5.3807e-07 | 5.2865e-07 | 5.2865e-07 | 5.2865e-07
NSR Edgewater 5- Hg Rate Annual v5.13 | 1040 | 5990 | Rate Constraint in lbs/MMBtu | FALSE | L | Annual | Generation | TWh | 0 | 2.8168 | 2.8119 | 2.8168 | 2.4605 | 2.8168 | 2.8168
NSR Edgewater 5- Hg Rate Annual v5.13 | 1040 | 5990 | Rate Constraint in lbs/MMBtu | FALSE | L | Annual | Qualifying Generation | TWh | 0 | 2.8168 | 2.8119 | 2.8168 | 2.4605 | 2.8168 | 2.8168
NSR Edgewater 5- Hg Rate Annual v5.13 | 1040 | 5990 | Rate Constraint in lbs/MMBtu | FALSE | L | Annual | Rate | lb/MWh | 0 | 5.5348 | 5.5348 | 5.3855 | 5.2968 | 5.2968 | 5.2968
NSR Edgewater 5- Hg Rate Annual v5.13 | 1040 | 5990 | Rate Constraint in lbs/MMBtu | FALSE | L | Annual | Constraint Shadow Price | US2011$/Lb | 0 | 0 | 0 | 0 | 0 | 0 | 0
NSR Edgewater 5- NOx Rate Annual v5.13 | 1041 | 5989 | Rate Constraint in lbs/MMBtu | FALSE | L | Annual | Seasons Included | Seasons | Winter, Summer | Winter, Summer | Winter, Summer | Winter, Summer | Winter, Summer | Winter, Summer | Winter, Summer
NSR Edgewater 5- NOx Rate Annual v5.13 | 1041 | 5989 | Rate Constraint in lbs/MMBtu | FALSE | L | Annual | Standard | lb/MMBtu | 0.07 | 0.07 | 0.07 | 0.07 | 0.07 | 0.07 | 0.07
NSR Edgewater 5- NOx Rate Annual v5.13 | 1041 | 5989 | Rate Constraint in lbs/MMBtu | FALSE | L | Annual | Emissions at Affected Plants NOX | Thousand Tons | 1.0285 | 1.0285 | 1.0267 | 0.98425 | 0.85974 | 0.98425 | 0.98425
NSR Edgewater 5- NOx Rate Annual v5.13 | 1041 | 5989 | Rate Constraint in lbs/MMBtu | FALSE | L | Annual | Allowances Purchased NOX | Thousand Tons | 0 | 0 | 0 | 0 | 0 | 0 | 0
NSR Edgewater 5- NOx Rate Annual v5.13 | 1041 | 5989 | Rate Constraint in lbs/MMBtu | FALSE | L | Annual | Allowances Sold NOX | Thousand Tons | 0 | 0 | 0 | 0 | 0 | 0 | 0
NSR Edgewater 5- NOx Rate Annual v5.13 | 1041 | 5989 | Rate Constraint in lbs/MMBtu | FALSE | L | Annual | Allowances Banked | Thousand Tons | 0 | 0 | 0 | 0 | 0 | 0 | 0
NSR Edgewater 5- NOx Rate Annual v5.13 | 1041 | 5989 | Rate Constraint in lbs/MMBtu | FALSE | L | Annual | Allowances Withdrawn (1:1) | Thousand Tons | 0 | 0 | 0 | 0 | 0 | 0 | 0
NSR Edgewater 5- NOx Rate Annual v5.13 | 1041 | 5989 | Rate Constraint in lbs/MMBtu | FALSE | L | Annual | Allowances Withdrawn (n:1) | Thousand Tons | 0 | 0 | 0 | 0 | 0 | 0 | 0
NSR Edgewater 5- NOx Rate Annual v5.13 | 1041 | 5989 | Rate Constraint in lbs/MMBtu | FALSE | L | Annual | Net Emissions Allowance Position | Thousand Tons | 1.0285 | 1.0285 | 1.0267 | 0.98425 | 0.85974 | 0.98425 | 0.98425
NSR Edgewater 5- NOx Rate Annual v5.13 | 1041 | 5989 | Rate Constraint in lbs/MMBtu | FALSE | L | Annual | Fuel Consumed | TBtu | 29.4914 | 29.4914 | 29.4396 | 28.1935 | 24.653 | 28.2233 | 28.2233
NSR Edgewater 5- NOx Rate Annual v5.13 | 1041 | 5989 | Rate Constraint in lbs/MMBtu | FALSE | L | Annual | Rate | lb/MMBtu | 0.069747 | 0.069747 | 0.069747 | 0.069821 | 0.069747 | 0.069747 | 0.069747
NSR Edgewater 5- NOx Rate Annual v5.13 | 1041 | 5989 | Rate Constraint in lbs/MMBtu | FALSE | L | Annual | Generation | TWh | 2.8168 | 2.8168 | 2.8119 | 2.8168 | 2.4605 | 2.8168 | 2.8168
NSR Edgewater 5- NOx Rate Annual v5.13 | 1041 | 5989 | Rate Constraint in lbs/MMBtu | FALSE | L | Annual | Qualifying Generation | TWh | 2.8168 | 2.8168 | 2.8119 | 2.8168 | 2.4605 | 2.8168 | 2.8168
NSR Edgewater 5- NOx Rate Annual v5.13 | 1041 | 5989 | Rate Constraint in lbs/MMBtu | FALSE | L | Annual | Rate | lb/MWh | 0.36512 | 0.36512 | 0.36512 | 0.34942 | 0.34942 | 0.34942 | 0.34942
NSR Edgewater 5- NOx Rate Annual v5.13 | 1041 | 5989 | Rate Constraint in lbs/MMBtu | FALSE | L | Annual | Constraint Shadow Price | US2011$/Ton | 0 | 0 | 0 | 0 | 0 | 0 | 0
NSR Edgewater 5- SO2 Rate Annual v5.13 | 1042 | 5988 | Rate Constraint in lbs/MMBtu | FALSE | L | Annual | Seasons Included | Seasons |  | Winter, Summer | Winter, Summer | Winter, Summer | Winter, Summer | Winter, Summer | Winter, Summer
NSR Edgewater 5- SO2 Rate Annual v5.13 | 1042 | 5988 | Rate Constraint in lbs/MMBtu | FALSE | L | Annual | Standard | lb/MMBtu | 0.075 | 0.075 | 0.075 | 0.075 | 0.075 | 0.075 | 0.075
NSR Edgewater 5- SO2 Rate Annual v5.13 | 1042 | 5988 | Rate Constraint in lbs/MMBtu | FALSE | L | Annual | Emissions at Affected Plants SO2 | Thousand Tons | 0 | 1.1019 | 1.1 | 1.0546 | 0.92115 | 1.0546 | 1.0546
NSR Edgewater 5- SO2 Rate Annual v5.13 | 1042 | 5988 | Rate Constraint in lbs/MMBtu | FALSE | L | Annual | Allowances Purchased SO2 | Thousand Tons | 0 | 0 | 0 | 0 | 0 | 0 | 0
NSR Edgewater 5- SO2 Rate Annual v5.13 | 1042 | 5988 | Rate Constraint in lbs/MMBtu | FALSE | L | Annual | Allowances Sold SO2 | Thousand Tons | 0 | 0 | 0 | 0 | 0 | 0 | 0
NSR Edgewater 5- SO2 Rate Annual v5.13 | 1042 | 5988 | Rate Constraint in lbs/MMBtu | FALSE | L | Annual | Allowances Banked | Thousand Tons | 0 | 0 | 0 | 0 | 0 | 0 | 0
NSR Edgewater 5- SO2 Rate Annual v5.13 | 1042 | 5988 | Rate Constraint in lbs/MMBtu | FALSE | L | Annual | Allowances Withdrawn (1:1) | Thousand Tons | 0 | 0 | 0 | 0 | 0 | 0 | 0
NSR Edgewater 5- SO2 Rate Annual v5.13 | 1042 | 5988 | Rate Constraint in lbs/MMBtu | FALSE | L | Annual | Allowances Withdrawn (n:1) | Thousand Tons | 0 | 0 | 0 | 0 | 0 | 0 | 0
NSR Edgewater 5- SO2 Rate Annual v5.13 | 1042 | 5988 | Rate Constraint in lbs/MMBtu | FALSE | L | Annual | Net Emissions Allowance Position | Thousand Tons | 0 | 1.1019 | 1.1 | 1.0546 | 0.92115 | 1.0546 | 1.0546
NSR Edgewater 5- SO2 Rate Annual v5.13 | 1042 | 5988 | Rate Constraint in lbs/MMBtu | FALSE | L | Annual | Fuel Consumed | TBtu | 0 | 29.4914 | 29.4396 | 28.1935 | 24.653 | 28.2233 | 28.2233
NSR Edgewater 5- SO2 Rate Annual v5.13 | 1042 | 5988 | Rate Constraint in lbs/MMBtu | FALSE | L | Annual | Rate | lb/MMBtu | 0 | 0.074729 | 0.074729 | 0.074808 | 0.074729 | 0.074729 | 0.074729
NSR Edgewater 5- SO2 Rate Annual v5.13 | 1042 | 5988 | Rate Constraint in lbs/MMBtu | FALSE | L | Annual | Generation | TWh | 0 | 2.8168 | 2.8119 | 2.8168 | 2.4605 | 2.8168 | 2.8168
NSR Edgewater 5- SO2 Rate Annual v5.13 | 1042 | 5988 | Rate Constraint in lbs/MMBtu | FALSE | L | Annual | Qualifying Generation | TWh | 0 | 2.8168 | 2.8119 | 2.8168 | 2.4605 | 2.8168 | 2.8168
NSR Edgewater 5- SO2 Rate Annual v5.13 | 1042 | 5988 | Rate Constraint in lbs/MMBtu | FALSE | L | Annual | Rate | lb/MWh | 0 | 0.3912 | 0.3912 | 0.37438 | 0.37438 | 0.37438 | 0.37438
NSR Edgewater 5- SO2 Rate Annual v5.13 | 1042 | 5988 | Rate Constraint in lbs/MMBtu | FALSE | L | Annual | Constraint Shadow Price | US2011$/Ton | 0 | 0 | 0 | 0 | 0 | 0 | 0
NSR EKPC Consent - NOX Cap Annual v3.1 | 1043 | 1842 | Rate Constraint in MTons | FALSE | L | Annual | Seasons Included | Seasons | Winter, Summer | Winter, Summer | Winter, Summer | Winter, Summer | Winter, Summer | Winter, Summer | Winter, Summer
NSR EKPC Consent - NOX Cap Annual v3.1 | 1043 | 1842 | Rate Constraint in MTons | FALSE | L | Annual | Standard | Thousand Tons | 8 | 8 | 8 | 8 | 8 | 8 | 8
NSR EKPC Consent - NOX Cap Annual v3.1 | 1043 | 1842 | Rate Constraint in MTons | FALSE | L | Annual | Standard NOX | Thousand Tons | 8 | 8 | 8 | 8 | 8 | 8 | 8
NSR EKPC Consent - NOX Cap Annual v3.1 | 1043 | 1842 | Rate Constraint in MTons | FALSE | L | Annual | Emissions at Affected Plants NOX | Thousand Tons | 3.7387 | 3.381 | 3.7141 | 3.2826 | 3.065 | 3.237 | 3.2751
NSR EKPC Consent - NOX Cap Annual v3.1 | 1043 | 1842 | Rate Constraint in MTons | FALSE | L | Annual | Allowances Purchased NOX | Thousand Tons | 0 | 0 | 0 | 0 | 0 | 0 | 0
NSR EKPC Consent - NOX Cap Annual v3.1 | 1043 | 1842 | Rate Constraint in MTons | FALSE | L | Annual | Allowances Sold NOX | Thousand Tons | 0 | 0 | 0 | 0 | 0 | 0 | 0
NSR EKPC Consent - NOX Cap Annual v3.1 | 1043 | 1842 | Rate Constraint in MTons | FALSE | L | Annual | Allowances Banked | Thousand Tons | 0 | 0 | 0 | 0 | 0 | 0 | 0
NSR EKPC Consent - NOX Cap Annual v3.1 | 1043 | 1842 | Rate Constraint in MTons | FALSE | L | Annual | Allowances Withdrawn (1:1) | Thousand Tons | 0 | 0 | 0 | 0 | 0 | 0 | 0
NSR EKPC Consent - NOX Cap Annual v3.1 | 1043 | 1842 | Rate Constraint in MTons | FALSE | L | Annual | Allowances Withdrawn (n:1) | Thousand Tons | 0 | 0 | 0 | 0 | 0 | 0 | 0
NSR EKPC Consent - NOX Cap Annual v3.1 | 1043 | 1842 | Rate Constraint in MTons | FALSE | L | Annual | Net Emissions Allowance Position | Thousand Tons | 3.7387 | 3.381 | 3.7141 | 3.2826 | 3.065 | 3.237 | 3.2751
NSR EKPC Consent - NOX Cap Annual v3.1 | 1043 | 1842 | Rate Constraint in MTons | FALSE | L | Annual | Fuel Consumed | TBtu | 97.6209 | 91.6692 | 99.9973 | 88.9412 | 83.2771 | 87.7075 | 88.798
NSR EKPC Consent - NOX Cap Annual v3.1 | 1043 | 1842 | Rate Constraint in MTons | FALSE | L | Annual | Rate | lb/MMBtu | 0.076596 | 0.073765 | 0.074284 | 0.073816 | 0.073609 | 0.073814 | 0.073765
NSR EKPC Consent - NOX Cap Annual v3.1 | 1043 | 1842 | Rate Constraint in MTons | FALSE | L | Annual | Generation | TWh | 9.413 | 8.8304 | 9.6456 | 8.8304 | 8.2736 | 8.7026 | 8.8101
NSR EKPC Consent - NOX Cap Annual v3.1 | 1043 | 1842 | Rate Constraint in MTons | FALSE | L | Annual | Qualifying Generation | TWh | 9.413 | 8.8304 | 9.6456 | 8.8304 | 8.2736 | 8.7026 | 8.8101
NSR EKPC Consent - NOX Cap Annual v3.1 | 1043 | 1842 | Rate Constraint in MTons | FALSE | L | Annual | Rate | lb/MWh | 0.39718 | 0.38288 | 0.38505 | 0.37174 | 0.37045 | 0.37196 | 0.37174
NSR EKPC Consent - NOX Cap Annual v3.1 | 1043 | 1842 | Rate Constraint in MTons | FALSE | L | Annual | Constraint Shadow Price | US2011$/Ton | 0 | 0 | 0 | 0 | 0 | 0 | 0
NSR EKPC Consent - SO2 Cap Annual v3.1 | 1044 | 1843 | Rate Constraint in MTons | FALSE | L | Annual | Seasons Included | Seasons | Winter, Summer | Winter, Summer | Winter, Summer | Winter, Summer | Winter, Summer | Winter, Summer | Winter, Summer
NSR EKPC Consent - SO2 Cap Annual v3.1 | 1044 | 1843 | Rate Constraint in MTons | FALSE | L | Annual | Standard | Thousand Tons | 28 | 28 | 28 | 28 | 28 | 28 | 28
NSR EKPC Consent - SO2 Cap Annual v3.1 | 1044 | 1843 | Rate Constraint in MTons | FALSE | L | Annual | Standard SO2 | Thousand Tons | 28 | 28 | 28 | 28 | 28 | 28 | 28
NSR EKPC Consent - SO2 Cap Annual v3.1 | 1044 | 1843 | Rate Constraint in MTons | FALSE | L | Annual | Emissions at Affected Plants SO2 | Thousand Tons | 7.1742 | 6.8381 | 7.2545 | 6.6433 | 6.1368 | 6.3291 | 6.436
NSR EKPC Consent - SO2 Cap Annual v3.1 | 1044 | 1843 | Rate Constraint in MTons | FALSE | L | Annual | Allowances Purchased SO2 | Thousand Tons | 0 | 0 | 0 | 0 | 0 | 0 | 0
NSR EKPC Consent - SO2 Cap Annual v3.1 | 1044 | 1843 | Rate Constraint in MTons | FALSE | L | Annual | Allowances Sold SO2 | Thousand Tons | 0 | 0 | 0 | 0 | 0 | 0 | 0
NSR EKPC Consent - SO2 Cap Annual v3.1 | 1044 | 1843 | Rate Constraint in MTons | FALSE | L | Annual | Allowances Banked | Thousand Tons | 0 | 0 | 0 | 0 | 0 | 0 | 0
NSR EKPC Consent - SO2 Cap Annual v3.1 | 1044 | 1843 | Rate Constraint in MTons | FALSE | L | Annual | Allowances Withdrawn (1:1) | Thousand Tons | 0 | 0 | 0 | 0 | 0 | 0 | 0
NSR EKPC Consent - SO2 Cap Annual v3.1 | 1044 | 1843 | Rate Constraint in MTons | FALSE | L | Annual | Allowances Withdrawn (n:1) | Thousand Tons | 0 | 0 | 0 | 0 | 0 | 0 | 0
NSR EKPC Consent - SO2 Cap Annual v3.1 | 1044 | 1843 | Rate Constraint in MTons | FALSE | L | Annual | Net Emissions Allowance Position | Thousand Tons | 7.1742 | 6.8381 | 7.2545 | 6.6433 | 6.1368 | 6.3291 | 6.436
NSR EKPC Consent - SO2 Cap Annual v3.1 | 1044 | 1843 | Rate Constraint in MTons | FALSE | L | Annual | Fuel Consumed | TBtu | 97.6209 | 91.6692 | 99.9973 | 88.9412 | 83.2771 | 87.7075 | 88.798
NSR EKPC Consent - SO2 Cap Annual v3.1 | 1044 | 1843 | Rate Constraint in MTons | FALSE | L | Annual | Rate | lb/MMBtu | 0.14698 | 0.14919 | 0.14509 | 0.14939 | 0.14738 | 0.14432 | 0.14496
NSR EKPC Consent - SO2 Cap Annual v3.1 | 1044 | 1843 | Rate Constraint in MTons | FALSE | L | Annual | Generation | TWh | 9.413 | 8.8304 | 9.6456 | 8.8304 | 8.2736 | 8.7026 | 8.8101
NSR EKPC Consent - SO2 Cap Annual v3.1 | 1044 | 1843 | Rate Constraint in MTons | FALSE | L | Annual | Qualifying Generation | TWh | 9.413 | 8.8304 | 9.6456 | 8.8304 | 8.2736 | 8.7026 | 8.8101
NSR EKPC Consent - SO2 Cap Annual v3.1 | 1044 | 1843 | Rate Constraint in MTons | FALSE | L | Annual | Rate | lb/MWh | 0.76216 | 0.77439 | 0.75211 | 0.75232 | 0.74173 | 0.72726 | 0.73053
NSR EKPC Consent - SO2 Cap Annual v3.1 | 1044 | 1843 | Rate Constraint in MTons | FALSE | L | Annual | Constraint Shadow Price | US2011$/Ton | 0 | 0 | 0 | 0 | 0 | 0 | 0
NSR FB Culley 3 - NOX Rate Annual v3.1, Unit 5749 and retrofits | 1045 | 1946 | Rate Constraint in lbs/MMBtu | FALSE | L | Annual | Seasons Included | Seasons | Winter, Summer | Winter, Summer | Winter, Summer | Winter, Summer | Winter, Summer | Winter, Summer | Winter, Summer
NSR FB Culley 3 - NOX Rate Annual v3.1, Unit 5749 and retrofits | 1045 | 1946 | Rate Constraint in lbs/MMBtu | FALSE | L | Annual | Standard | lb/MMBtu | 0.1 | 0.1 | 0.1 | 0.1 | 0.1 | 0.1 | 0.1
NSR FB Culley 3 - NOX Rate Annual v3.1, Unit 5749 and retrofits | 1045 | 1946 | Rate Constraint in lbs/MMBtu | FALSE | L | Annual | Emissions at Affected Plants NOX | Thousand Tons | 1.0566 | 0.94464 | 0.9429 | 0.90402 | 0.90402 | 0.90402 | 0.90402
NSR FB Culley 3 - NOX Rate Annual v3.1, Unit 5749 and retrofits | 1045 | 1946 | Rate Constraint in lbs/MMBtu | FALSE | L | Annual | Allowances Purchased NOX | Thousand Tons | 0 | 0 | 0 | 0 | 0 | 0 | 0
NSR FB Culley 3 - NOX Rate Annual v3.1, Unit 5749 and retrofits | 1045 | 1946 | Rate Constraint in lbs/MMBtu | FALSE | L | Annual | Allowances Sold NOX | Thousand Tons | 0 | 0 | 0 | 0 | 0 | 0 | 0
NSR FB Culley 3 - NOX Rate Annual v3.1, Unit 5749 and retrofits | 1045 | 1946 | Rate Constraint in lbs/MMBtu | FALSE | L | Annual | Allowances Banked | Thousand Tons | 0 | 0 | 0 | 0 | 0 | 0 | 0
NSR FB Culley 3 - NOX Rate Annual v3.1, Unit 5749 and retrofits | 1045 | 1946 | Rate Constraint in lbs/MMBtu | FALSE | L | Annual | Allowances Withdrawn (1:1) | Thousand Tons | 0 | 0 | 0 | 0 | 0 | 0 | 0
NSR FB Culley 3 - NOX Rate Annual v3.1, Unit 5749 and retrofits | 1045 | 1946 | Rate Constraint in lbs/MMBtu | FALSE | L | Annual | Allowances Withdrawn (n:1) | Thousand Tons | 0 | 0 | 0 | 0 | 0 | 0 | 0
NSR FB Culley 3 - NOX Rate Annual v3.1, Unit 5749 and retrofits | 1045 | 1946 | Rate Constraint in lbs/MMBtu | FALSE | L | Annual | Net Emissions Allowance Position | Thousand Tons | 1.0566 | 0.94464 | 0.9429 | 0.90402 | 0.90402 | 0.90402 | 0.90402
NSR FB Culley 3 - NOX Rate Annual v3.1, Unit 5749 and retrofits | 1045 | 1946 | Rate Constraint in lbs/MMBtu | FALSE | L | Annual | Fuel Consumed | TBtu | 21.3637 | 21.3637 | 21.3265 | 20.4451 | 20.4451 | 20.4451 | 20.4451
NSR FB Culley 3 - NOX Rate Annual v3.1, Unit 5749 and retrofits | 1045 | 1946 | Rate Constraint in lbs/MMBtu | FALSE | L | Annual | Rate | lb/MMBtu | 0.098919 | 0.088435 | 0.088426 | 0.088435 | 0.088435 | 0.088435 | 0.088435
NSR FB Culley 3 - NOX Rate Annual v3.1, Unit 5749 and retrofits | 1045 | 1946 | Rate Constraint in lbs/MMBtu | FALSE | L | Annual | Generation | TWh | 1.9537 | 1.9537 | 1.9503 | 1.9537 | 1.9537 | 1.9537 | 1.9537
NSR FB Culley 3 - NOX Rate Annual v3.1, Unit 5749 and retrofits | 1045 | 1946 | Rate Constraint in lbs/MMBtu | FALSE | L | Annual | Qualifying Generation | TWh | 1.9537 | 1.9537 | 1.9503 | 1.9537 | 1.9537 | 1.9537 | 1.9537
NSR FB Culley 3 - NOX Rate Annual v3.1, Unit 5749 and retrofits | 1045 | 1946 | Rate Constraint in lbs/MMBtu | FALSE | L | Annual | Rate | lb/MWh | 0.54084 | 0.48352 | 0.48347 | 0.46272 | 0.46272 | 0.46272 | 0.46272
NSR FB Culley 3 - NOX Rate Annual v3.1, Unit 5749 and retrofits | 1045 | 1946 | Rate Constraint in lbs/MMBtu | FALSE | L | Annual | Constraint Shadow Price | US2011$/Ton | 0 | 0 | 0 | 0 | 0 | 0 | 0
NSR Genoa 1 - Hg Rate Annual v5.13 | 1046 | 5967 | Rate Constraint in lbs/MMBtu | FALSE | L | Annual | Seasons Included | Seasons | Winter, Summer | Winter, Summer | Winter, Summer | Winter, Summer | Winter, Summer | Winter, Summer | Winter, Summer
NSR Genoa 1 - Hg Rate Annual v5.13 | 1046 | 5967 | Rate Constraint in lbs/MMBtu | FALSE | L | Annual | Standard | lb/MMBtu | 0.015 | 0.015 | 0.015 | 0.015 | 0.015 | 0.015 | 0.015
NSR Genoa 1 - Hg Rate Annual v5.13 | 1046 | 5967 | Rate Constraint in lbs/MMBtu | FALSE | L | Annual | Emissions at Affected Plants MER | lbs | 12.5384 | 12.5384 | 12.5171 | 11.9993 | 11.9993 | 11.9993 | 11.9993
NSR Genoa 1 - Hg Rate Annual v5.13 | 1046 | 5967 | Rate Constraint in lbs/MMBtu | FALSE | L | Annual | Allowances Purchased MER | lbs | 0 | 0 | 0 | 0 | 0 | 0 | 0
NSR Genoa 1 - Hg Rate Annual v5.13 | 1046 | 5967 | Rate Constraint in lbs/MMBtu | FALSE | L | Annual | Allowances Sold MER | lbs | 0 | 0 | 0 | 0 | 0 | 0 | 0
NSR Genoa 1 - Hg Rate Annual v5.13 | 1046 | 5967 | Rate Constraint in lbs/MMBtu | FALSE | L | Annual | Allowances Banked | lbs | 0 | 0 | 0 | 0 | 0 | 0 | 0
NSR Genoa 1 - Hg Rate Annual v5.13 | 1046 | 5967 | Rate Constraint in lbs/MMBtu | FALSE | L | Annual | Allowances Withdrawn (1:1) | lbs | 0 | 0 | 0 | 0 | 0 | 0 | 0
NSR Genoa 1 - Hg Rate Annual v5.13 | 1046 | 5967 | Rate Constraint in lbs/MMBtu | FALSE | L | Annual | Allowances Withdrawn (n:1) | lbs | 0 | 0 | 0 | 0 | 0 | 0 | 0
NSR Genoa 1 - Hg Rate Annual v5.13 | 1046 | 5967 | Rate Constraint in lbs/MMBtu | FALSE | L | Annual | Net Emissions Allowance Position | lbs | 12.5384 | 12.5384 | 12.5171 | 11.9993 | 11.9993 | 11.9993 | 11.9993
NSR Genoa 1 - Hg Rate Annual v5.13 | 1046 | 5967 | Rate Constraint in lbs/MMBtu | FALSE | L | Annual | Fuel Consumed | TBtu | 23.4676 | 23.4676 | 23.4279 | 22.4585 | 22.4585 | 22.4585 | 22.4585
NSR Genoa 1 - Hg Rate Annual v5.13 | 1046 | 5967 | Rate Constraint in lbs/MMBtu | FALSE | L | Annual | Rate | lb/MMBtu | 5.3429e-07 | 5.3429e-07 | 5.3428e-07 | 5.3429e-07 | 5.3429e-07 | 5.3429e-07 | 5.3429e-07
NSR Genoa 1 - Hg Rate Annual v5.13 | 1046 | 5967 | Rate Constraint in lbs/MMBtu | FALSE | L | Annual | Generation | TWh | 2.3378 | 2.3378 | 2.3339 | 2.3378 | 2.3378 | 2.3378 | 2.3378
NSR Genoa 1 - Hg Rate Annual v5.13 | 1046 | 5967 | Rate Constraint in lbs/MMBtu | FALSE | L | Annual | Qualifying Generation | TWh | 2.3378 | 2.3378 | 2.3339 | 2.3378 | 2.3378 | 2.3378 | 2.3378
NSR Genoa 1 - Hg Rate Annual v5.13 | 1046 | 5967 | Rate Constraint in lbs/MMBtu | FALSE | L | Annual | Rate | lb/MWh | 5.3633 | 5.3633 | 5.3632 | 5.1326 | 5.1326 | 5.1326 | 5.1326
NSR Genoa 1 - Hg Rate Annual v5.13 | 1046 | 5967 | Rate Constraint in lbs/MMBtu | FALSE | L | Annual | Constraint Shadow Price | US2011$/Lb | 0 | 0 | 0 | 0 | 0 | 0 | 0
NSR Genoa 1 - NOx Cap Annual v5.13 | 1047 | 5966 | Rate Constraint in MTons | FALSE | L | Annual | Seasons Included | Seasons | Winter, Summer | Winter, Summer | Winter, Summer | Winter, Summer | Winter, Summer | Winter, Summer | Winter, Summer
NSR Genoa 1 - NOx Cap Annual v5.13 | 1047 | 5966 | Rate Constraint in MTons | FALSE | L | Annual | Standard | Thousand Tons | 1.14 | 1.14 | 1.14 | 1.14 | 1.14 | 1.14 | 1.14
NSR Genoa 1 - NOx Cap Annual v5.13 | 1047 | 5966 | Rate Constraint in MTons | FALSE | L | Annual | Standard NOX | Thousand Tons | 1.14 | 1.14 | 1.14 | 1.14 | 1.14 | 1.14 | 1.14
NSR Genoa 1 - NOx Cap Annual v5.13 | 1047 | 5966 | Rate Constraint in MTons | FALSE | L | Annual | Emissions at Affected Plants NOX | Thousand Tons | 1.1175 | 1.1175 | 1.1156 | 1.0695 | 1.0695 | 1.0695 | 1.0695
NSR Genoa 1 - NOx Cap Annual v5.13 | 1047 | 5966 | Rate Constraint in MTons | FALSE | L | Annual | Allowances Purchased NOX | Thousand Tons | 0 | 0 | 0 | 0 | 0 | 0 | 0
NSR Genoa 1 - NOx Cap Annual v5.13 | 1047 | 5966 | Rate Constraint in MTons | FALSE | L | Annual | Allowances Sold NOX | Thousand Tons | 0 | 0 | 0 | 0 | 0 | 0 | 0
NSR Genoa 1 - NOx Cap Annual v5.13 | 1047 | 5966 | Rate Constraint in MTons | FALSE | L | Annual | Allowances Banked | Thousand Tons | 0 | 0 | 0 | 0 | 0 | 0 | 0
NSR Genoa 1 - NOx Cap Annual v5.13 | 1047 | 5966 | Rate Constraint in MTons | FALSE | L | Annual | Allowances Withdrawn (1:1) | Thousand Tons | 0 | 0 | 0 | 0 | 0 | 0 | 0
NSR Genoa 1 - NOx Cap Annual v5.13 | 1047 | 5966 | Rate Constraint in MTons | FALSE | L | Annual | Allowances Withdrawn (n:1) | Thousand Tons | 0 | 0 | 0 | 0 | 0 | 0 | 0
NSR Genoa 1 - NOx Cap Annual v5.13 | 1047 | 5966 | Rate Constraint in MTons | FALSE | L | Annual | Net Emissions Allowance Position | Thousand Tons | 1.1175 | 1.1175 | 1.1156 | 1.0695 | 1.0695 | 1.0695 | 1.0695
NSR Genoa 1 - NOx Cap Annual v5.13 | 1047 | 5966 | Rate Constraint in MTons | FALSE | L | Annual | Fuel Consumed | TBtu | 23.4676 | 23.4676 | 23.4279 | 22.4585 | 22.4585 | 22.4585 | 22.4585
NSR Genoa 1 - NOx Cap Annual v5.13 | 1047 | 5966 | Rate Constraint in MTons | FALSE | L | Annual | Rate | lb/MMBtu | 0.095238 | 0.095238 | 0.095238 | 0.095238 | 0.095238 | 0.095238 | 0.095238
NSR Genoa 1 - NOx Cap Annual v5.13 | 1047 | 5966 | Rate Constraint in MTons | FALSE | L | Annual | Generation | TWh | 2.3378 | 2.3378 | 2.3339 | 2.3378 | 2.3378 | 2.3378 | 2.3378
NSR Genoa 1 - NOx Cap Annual v5.13 | 1047 | 5966 | Rate Constraint in MTons | FALSE | L | Annual | Qualifying Generation | TWh | 2.3378 | 2.3378 | 2.3339 | 2.3378 | 2.3378 | 2.3378 | 2.3378
NSR Genoa 1 - NOx Cap Annual v5.13 | 1047 | 5966 | Rate Constraint in MTons | FALSE | L | Annual | Rate | lb/MWh | 0.47801 | 0.47801 | 0.47801 | 0.45745 | 0.45745 | 0.45745 | 0.45745
NSR Genoa 1 - NOx Cap Annual v5.13 | 1047 | 5966 | Rate Constraint in MTons | FALSE | L | Annual | Constraint Shadow Price | US2011$/Ton | 0 | 0 | 0 | 0 | 0 | 0 | 0
NSR Genoa 1 - NOx Rate Annual v5.13 | 1048 | 5965 | Rate Constraint in lbs/MMBtu | FALSE | L | Annual | Seasons Included | Seasons | Winter, Summer | Winter, Summer | Winter, Summer | Winter, Summer | Winter, Summer | Winter, Summer | Winter, Summer
NSR Genoa 1 - NOx Rate Annual v5.13 | 1048 | 5965 | Rate Constraint in lbs/MMBtu | FALSE | L | Annual | Standard | lb/MMBtu | 0.14 | 0.14 | 0.14 | 0.14 | 0.14 | 0.14 | 0.14
NSR Genoa 1 - NOx Rate Annual v5.13 | 1048 | 5965 | Rate Constraint in lbs/MMBtu | FALSE | L | Annual | Emissions at Affected Plants NOX | Thousand Tons | 1.1175 | 1.1175 | 1.1156 | 1.0695 | 1.0695 | 1.0695 | 1.0695
NSR Genoa 1 - NOx Rate Annual v5.13 | 1048 | 5965 | Rate Constraint in lbs/MMBtu | FALSE | L | Annual | Allowances Purchased NOX | Thousand Tons | 0 | 0 | 0 | 0 | 0 | 0 | 0
NSR Genoa 1 - NOx Rate Annual v5.13 | 1048 | 5965 | Rate Constraint in lbs/MMBtu | FALSE | L | Annual | Allowances Sold NOX | Thousand Tons | 0 | 0 | 0 | 0 | 0 | 0 | 0
NSR Genoa 1 - NOx Rate Annual v5.13 | 1048 | 5965 | Rate Constraint in lbs/MMBtu | FALSE | L | Annual | Allowances Banked | Thousand Tons | 0 | 0 | 0 | 0 | 0 | 0 | 0
NSR Genoa 1 - NOx Rate Annual v5.13 | 1048 | 5965 | Rate Constraint in lbs/MMBtu | FALSE | L | Annual | Allowances Withdrawn (1:1) | Thousand Tons | 0 | 0 | 0 | 0 | 0 | 0 | 0
NSR Genoa 1 - NOx Rate Annual v5.13 | 1048 | 5965 | Rate Constraint in lbs/MMBtu | FALSE | L | Annual | Allowances Withdrawn (n:1) | Thousand Tons | 0 | 0 | 0 | 0 | 0 | 0 | 0
NSR Genoa 1 - NOx Rate Annual v5.13 | 1048 | 5965 | Rate Constraint in lbs/MMBtu | FALSE | L | Annual | Net Emissions Allowance Position | Thousand Tons | 1.1175 | 1.1175 | 1.1156 | 1.0695 | 1.0695 | 1.0695 | 1.0695
NSR Genoa 1 - NOx Rate Annual v5.13 | 1048 | 5965 | Rate Constraint in lbs/MMBtu | FALSE | L | Annual | Fuel Consumed | TBtu | 23.4676 | 23.4676 | 23.4279 | 22.4585 | 22.4585 | 22.4585 | 22.4585
NSR Genoa 1 - NOx Rate Annual v5.13 | 1048 | 5965 | Rate Constraint in lbs/MMBtu | FALSE | L | Annual | Rate | lb/MMBtu | 0.095238 | 0.095238 | 0.095238 | 0.095238 | 0.095238 | 0.095238 | 0.095238
NSR Genoa 1 - NOx Rate Annual v5.13 | 1048 | 5965 | Rate Constraint in lbs/MMBtu | FALSE | L | Annual | Generation | TWh | 2.3378 | 2.3378 | 2.3339 | 2.3378 | 2.3378 | 2.3378 | 2.3378
NSR Genoa 1 - NOx Rate Annual v5.13 | 1048 | 5965 | Rate Constraint in lbs/MMBtu | FALSE | L | Annual | Qualifying Generation | TWh | 2.3378 | 2.3378 | 2.3339 | 2.3378 | 2.3378 | 2.3378 | 2.3378
NSR Genoa 1 - NOx Rate Annual v5.13 | 1048 | 5965 | Rate Constraint in lbs/MMBtu | FALSE | L | Annual | Rate | lb/MWh | 0.47801 | 0.47801 | 0.47801 | 0.45745 | 0.45745 | 0.45745 | 0.45745
NSR Genoa 1 - NOx Rate Annual v5.13 | 1048 | 5965 | Rate Constraint in lbs/MMBtu | FALSE | L | Annual | Constraint Shadow Price | US2011$/Ton | 0 | 0 | 0 | 0 | 0 | 0 | 0
NSR Genoa 1 - SO2 Rate Annual v5.13 | 1049 | 5964 | Rate Constraint in lbs/MMBtu | FALSE | L | Annual | Seasons Included | Seasons | Winter, Summer | Winter, Summer | Winter, Summer | Winter, Summer | Winter, Summer | Winter, Summer | Winter, Summer
NSR Genoa 1 - SO2 Rate Annual v5.13 | 1049 | 5964 | Rate Constraint in lbs/MMBtu | FALSE | L | Annual | Standard | lb/MMBtu | 0.09 | 0.09 | 0.09 | 0.09 | 0.09 | 0.09 | 0.09
NSR Genoa 1 - SO2 Rate Annual v5.13 | 1049 | 5964 | Rate Constraint in lbs/MMBtu | FALSE | L | Annual | Emissions at Affected Plants SO2 | Thousand Tons | 1.056 | 1.056 | 1.0543 | 1.0106 | 1.0106 | 1.0106 | 1.0106
NSR Genoa 1 - SO2 Rate Annual v5.13 | 1049 | 5964 | Rate Constraint in lbs/MMBtu | FALSE | L | Annual | Allowances Purchased SO2 | Thousand Tons | 0 | 0 | 0 | 0 | 0 | 0 | 0
NSR Genoa 1 - SO2 Rate Annual v5.13 | 1049 | 5964 | Rate Constraint in lbs/MMBtu | FALSE | L | Annual | Allowances Sold SO2 | Thousand Tons | 0 | 0 | 0 | 0 | 0 | 0 | 0
NSR Genoa 1 - SO2 Rate Annual v5.13 | 1049 | 5964 | Rate Constraint in lbs/MMBtu | FALSE | L | Annual | Allowances Banked | Thousand Tons | 0 | 0 | 0 | 0 | 0 | 0 | 0
NSR Genoa 1 - SO2 Rate Annual v5.13 | 1049 | 5964 | Rate Constraint in lbs/MMBtu | FALSE | L | Annual | Allowances Withdrawn (1:1) | Thousand Tons | 0 | 0 | 0 | 0 | 0 | 0 | 0
NSR Genoa 1 - SO2 Rate Annual v5.13 | 1049 | 5964 | Rate Constraint in lbs/MMBtu | FALSE | L | Annual | Allowances Withdrawn (n:1) | Thousand Tons | 0 | 0 | 0 | 0 | 0 | 0 | 0
NSR Genoa 1 - SO2 Rate Annual v5.13 | 1049 | 5964 | Rate Constraint in lbs/MMBtu | FALSE | L | Annual | Net Emissions Allowance Position | Thousand Tons | 1.056 | 1.056 | 1.0543 | 1.0106 | 1.0106 | 1.0106 | 1.0106
NSR Genoa 1 - SO2 Rate Annual v5.13 | 1049 | 5964 | Rate Constraint in lbs/MMBtu | FALSE | L | Annual | Fuel Consumed | TBtu | 23.4676 | 23.4676 | 23.4279 | 22.4585 | 22.4585 | 22.4585 | 22.4585
NSR Genoa 1 - SO2 Rate Annual v5.13 | 1049 | 5964 | Rate Constraint in lbs/MMBtu | FALSE | L | Annual | Rate | lb/MMBtu | 0.09 | 0.09 | 0.09 | 0.09 | 0.09 | 0.09 | 0.09
NSR Genoa 1 - SO2 Rate Annual v5.13 | 1049 | 5964 | Rate Constraint in lbs/MMBtu | FALSE | L | Annual | Generation | TWh | 2.3378 | 2.3378 | 2.3339 | 2.3378 | 2.3378 | 2.3378 | 2.3378
NSR Genoa 1 - SO2 Rate Annual v5.13 | 1049 | 5964 | Rate Constraint in lbs/MMBtu | FALSE | L | Annual | Qualifying Generation | TWh | 2.3378 | 2.3378 | 2.3339 | 2.3378 | 2.3378 | 2.3378 | 2.3378
NSR Genoa 1 - SO2 Rate Annual v5.13 | 1049 | 5964 | Rate Constraint in lbs/MMBtu | FALSE | L | Annual | Rate | lb/MWh | 0.45172 | 0.45172 | 0.45172 | 0.43229 | 0.43229 | 0.43229 | 0.43229
NSR Genoa 1 - SO2 Rate Annual v5.13 | 1049 | 5964 | Rate Constraint in lbs/MMBtu | FALSE | L | Annual | Constraint Shadow Price | US2011$/Ton | 4842.7199 | 8364.9619 | 16652.4689 | 7367.7683 | 959.3447 | 7369.2721 | 7859.1956
NSR Hennepin 1,2 - SO2 Rate Annual v3.1, Unit 4315 and retrofits | 1050 | 1869 | Rate Constraint in lbs/MMBtu | FALSE | L | Annual | Seasons Included | Seasons | Winter, Summer | Winter, Summer | Winter, Summer | Winter, Summer | Winter, Summer | Winter, Summer | Winter, Summer
NSR Hennepin 1,2 - SO2 Rate Annual v3.1, Unit 4315 and retrofits | 1050 | 1869 | Rate Constraint in lbs/MMBtu | FALSE | L | Annual | Standard | lb/MMBtu | 1.2 | 1.2 | 1.2 | 1.2 | 1.2 | 1.2 | 1.2
NSR Hennepin 1,2 - SO2 Rate Annual v3.1, Unit 4315 and retrofits | 1050 | 1869 | Rate Constraint in lbs/MMBtu | FALSE | L | Annual | Emissions at Affected Plants SO2 | Thousand Tons | 0 | 0 | 0 | 0 | 0 | 0 | 0
NSR Hennepin 1,2 - SO2 Rate Annual v3.1, Unit 4315 and retrofits | 1050 | 1869 | Rate Constraint in lbs/MMBtu | FALSE | L | Annual | Allowances Purchased SO2 | Thousand Tons | 0 | 0 | 0 | 0 | 0 | 0 | 0
NSR Hennepin 1,2 - SO2 Rate Annual v3.1, Unit 4315 and retrofits | 1050 | 1869 | Rate Constraint in lbs/MMBtu | FALSE | L | Annual | Allowances Sold SO2 | Thousand Tons | 0 | 0 | 0 | 0 | 0 | 0 | 0
NSR Hennepin 1,2 - SO2 Rate Annual v3.1, Unit 4315 and retrofits | 1050 | 1869 | Rate Constraint in lbs/MMBtu | FALSE | L | Annual | Allowances Banked | Thousand Tons | 0 | 0 | 0 | 0 | 0 | 0 | 0
NSR Hennepin 1,2 - SO2 Rate Annual v3.1, Unit 4315 and retrofits | 1050 | 1869 | Rate Constraint in lbs/MMBtu | FALSE | L | Annual | Allowances Withdrawn (1:1) | Thousand Tons | 0 | 0 | 0 | 0 | 0 | 0 | 0
NSR Hennepin 1,2 - SO2 Rate Annual v3.1, Unit 4315 and retrofits | 1050 | 1869 | Rate Constraint in lbs/MMBtu | FALSE | L | Annual | Allowances Withdrawn (n:1) | Thousand Tons | 0 | 0 | 0 | 0 | 0 | 0 | 0
NSR Hennepin 1,2 - SO2 Rate Annual v3.1, Unit 4315 and retrofits | 1050 | 1869 | Rate Constraint in lbs/MMBtu | FALSE | L | Annual | Net Emissions Allowance Position | Thousand Tons | 0 | 0 | 0 | 0 | 0 | 0 | 0
NSR Hennepin 1,2 - SO2 Rate Annual v3.1, Unit 4315 and retrofits | 1050 | 1869 | Rate Constraint in lbs/MMBtu | FALSE | L | Annual | Fuel Consumed | TBtu | 0 | 0 | 0 | 0 | 0 | 0 | 0
NSR Hennepin 1,2 - SO2 Rate Annual v3.1, Unit 4315 and retrofits | 1050 | 1869 | Rate Constraint in lbs/MMBtu | FALSE | L | Annual | Rate | lb/MMBtu | 0 | 0 | 0 | 0 | 0 | 0 | 0
NSR Hennepin 1,2 - SO2 Rate Annual v3.1, Unit 4315 and retrofits | 1050 | 1869 | Rate Constraint in lbs/MMBtu | FALSE | L | Annual | Generation | TWh | 0 | 0 | 0 | 0 | 0 | 0 | 0
NSR Hennepin 1,2 - SO2 Rate Annual v3.1, Unit 4315 and retrofits | 1050 | 1869 | Rate Constraint in lbs/MMBtu | FALSE | L | Annual | Qualifying Generation | TWh | 0 | 0 | 0 | 0 | 0 | 0 | 0
NSR Hennepin 1,2 - SO2 Rate Annual v3.1, Unit 4315 and retrofits | 1050 | 1869 | Rate Constraint in lbs/MMBtu | FALSE | L | Annual | Rate | lb/MWh | 0 | 0 | 0 | 0 | 0 | 0 | 0
NSR Hennepin 1,2 - SO2 Rate Annual v3.1, Unit 4315 and retrofits | 1050 | 1869 | Rate Constraint in lbs/MMBtu | FALSE | L | Annual | Constraint Shadow Price | US2011$/Ton | 0 | 0 | 0 | 0 | 0 | 0 | 0
NSR Hennepin 1,2 - SO2 Rate Annual v3.1, Unit 4316 and retrofits | 1051 | 1869 | Rate Constraint in lbs/MMBtu | FALSE | L | Annual | Seasons Included | Seasons | Winter, Summer | Winter, Summer | Winter, Summer | Winter, Summer | Winter, Summer | Winter, Summer | Winter, Summer
NSR Hennepin 1,2 - SO2 Rate Annual v3.1, Unit 4316 and retrofits | 1051 | 1869 | Rate Constraint in lbs/MMBtu | FALSE | L | Annual | Standard | lb/MMBtu | 1.2 | 1.2 | 1.2 | 1.2 | 1.2 | 1.2 | 1.2
NSR Hennepin 1,2 - SO2 Rate Annual v3.1, Unit 4316 and retrofits | 1051 | 1869 | Rate Constraint in lbs/MMBtu | FALSE | L | Annual | Emissions at Affected Plants SO2 | Thousand Tons | 0 | 0 | 0 | 0 | 0 | 0 | 0
NSR Hennepin 1,2 - SO2 Rate Annual v3.1, Unit 4316 and retrofits | 1051 | 1869 | Rate Constraint in lbs/MMBtu | FALSE | L | Annual | Allowances Purchased SO2 | Thousand Tons | 0 | 0 | 0 | 0 | 0 | 0 | 0
NSR Hennepin 1,2 - SO2 Rate Annual v3.1, Unit 4316 and retrofits | 1051 | 1869 | Rate Constraint in lbs/MMBtu | FALSE | L | Annual | Allowances Sold SO2 | Thousand Tons | 0 | 0 | 0 | 0 | 0 | 0 | 0
NSR Hennepin 1,2 - SO2 Rate Annual v3.1, Unit 4316 and retrofits | 1051 | 1869 | Rate Constraint in lbs/MMBtu | FALSE | L | Annual | Allowances Banked | Thousand Tons | 0 | 0 | 0 | 0 | 0 | 0 | 0
NSR Hennepin 1,2 - SO2 Rate Annual v3.1, Unit 4316 and retrofits | 1051 | 1869 | Rate Constraint in lbs/MMBtu | FALSE | L | Annual | Allowances Withdrawn (1:1) | Thousand Tons | 0 | 0 | 0 | 0 | 0 | 0 | 0
NSR Hennepin 1,2 - SO2 Rate Annual v3.1, Unit 4316 and retrofits | 1051 | 1869 | Rate Constraint in lbs/MMBtu | FALSE | L | Annual | Allowances Withdrawn (n:1) | Thousand Tons | 0 | 0 | 0 | 0 | 0 | 0 | 0
NSR Hennepin 1,2 - SO2 Rate Annual v3.1, Unit 4316 and retrofits | 1051 | 1869 | Rate Constraint in lbs/MMBtu | FALSE | L | Annual | Net Emissions Allowance Position | Thousand Tons | 0 | 0 | 0 | 0 | 0 | 0 | 0
NSR Hennepin 1,2 - SO2 Rate Annual v3.1, Unit 4316 and retrofits | 1051 | 1869 | Rate Constraint in lbs/MMBtu | FALSE | L | Annual | Fuel Consumed | TBtu | 0 | 0 | 0 | 0 | 0 | 0 | 0
NSR Hennepin 1,2 - SO2 Rate Annual v3.1, Unit 4316 and retrofits | 1051 | 1869 | Rate Constraint in lbs/MMBtu | FALSE | L | Annual | Rate | lb/MMBtu | 0 | 0 | 0 | 0 | 0 | 0 | 0
NSR Hennepin 1,2 - SO2 Rate Annual v3.1, Unit 4316 and retrofits | 1051 | 1869 | Rate Constraint in lbs/MMBtu | FALSE | L | Annual | Generation | TWh | 0 | 0 | 0 | 0 | 0 | 0 | 0
NSR Hennepin 1,2 - SO2 Rate Annual v3.1, Unit 4316 and retrofits | 1051 | 1869 | Rate Constraint in lbs/MMBtu | FALSE | L | Annual | Qualifying Generation | TWh | 0 | 0 | 0 | 0 | 0 | 0 | 0
NSR Hennepin 1,2 - SO2 Rate Annual v3.1, Unit 4316 and retrofits | 1051 | 1869 | Rate Constraint in lbs/MMBtu | FALSE | L | Annual | Rate | lb/MWh | 0 | 0 | 0 | 0 | 0 | 0 | 0
NSR Hennepin 1,2 - SO2 Rate Annual v3.1, Unit 4316 and retrofits | 1051 | 1869 | Rate Constraint in lbs/MMBtu | FALSE | L | Annual | Constraint Shadow Price | US2011$/Ton | 0 | 0 | 0 | 0 | 0 | 0 | 0
NSR HL Spurlock 1 - NOX Rate Annual v3.1, Unit 5797 and retrofits | 1052 | 1955 | Rate Constraint in lbs/MMBtu | FALSE | L | Annual | Seasons Included | Seasons | Winter, Summer | Winter, Summer | Winter, Summer | Winter, Summer | Winter, Summer | Winter, Summer | Winter, Summer
NSR HL Spurlock 1 - NOX Rate Annual v3.1, Unit 5797 and retrofits | 1052 | 1955 | Rate Constraint in lbs/MMBtu | FALSE | L | Annual | Standard | lb/MMBtu | 0.1 | 0.1 | 0.1 | 0.1 | 0.1 | 0.1 | 0.1
NSR HL Spurlock 1 - NOX Rate Annual v3.1, Unit 5797 and retrofits | 1052 | 1955 | Rate Constraint in lbs/MMBtu | FALSE | L | Annual | Emissions at Affected Plants NOX | Thousand Tons | 1.0141 | 0.94458 | 0.94458 | 0.90396 | 0.90396 | 0.90396 | 0.90396
NSR HL Spurlock 1 - NOX Rate Annual v3.1, Unit 5797 and retrofits | 1052 | 1955 | Rate Constraint in lbs/MMBtu | FALSE | L | Annual | Allowances Purchased NOX | Thousand Tons | 0 | 0 | 0 | 0 | 0 | 0 | 0
NSR HL Spurlock 1 - NOX Rate Annual v3.1, Unit 5797 and retrofits | 1052 | 1955 | Rate Constraint in lbs/MMBtu | FALSE | L | Annual | Allowances Sold NOX | Thousand Tons | 0 | 0 | 0 | 0 | 0 | 0 | 0
NSR HL Spurlock 1 - NOX Rate Annual v3.1, Unit 5797 and retrofits | 1052 | 1955 | Rate Constraint in lbs/MMBtu | FALSE | L | Annual | Allowances Banked | Thousand Tons | 0 | 0 | 0 | 0 | 0 | 0 | 0
NSR HL Spurlock 1 - NOX Rate Annual v3.1, Unit 5797 and retrofits | 1052 | 1955 | Rate Constraint in lbs/MMBtu | FALSE | L | Annual | Allowances Withdrawn (1:1) | Thousand Tons | 0 | 0 | 0 | 0 | 0 | 0 | 0
NSR HL Spurlock 1 - NOX Rate Annual v3.1, Unit 5797 and retrofits | 1052 | 1955 | Rate Constraint in lbs/MMBtu | FALSE | L | Annual | Allowances Withdrawn (n:1) | Thousand Tons | 0 | 0 | 0 | 0 | 0 | 0 | 0
NSR HL Spurlock 1 - NOX Rate Annual v3.1, Unit 5797 and retrofits | 1052 | 1955 | Rate Constraint in lbs/MMBtu | FALSE | L | Annual | Net Emissions Allowance Position | Thousand Tons | 1.0141 | 0.94458 | 0.94458 | 0.90396 | 0.90396 | 0.90396 | 0.90396
NSR HL Spurlock 1 - NOX Rate Annual v3.1, Unit 5797 and retrofits | 1052 | 1955 | Rate Constraint in lbs/MMBtu | FALSE | L | Annual | Fuel Consumed | TBtu | 22.7895 | 22.7895 | 22.7895 | 21.8096 | 21.8096 | 21.8555 | 21.8555
NSR HL Spurlock 1 - NOX Rate Annual v3.1, Unit 5797 and retrofits | 1052 | 1955 | Rate Constraint in lbs/MMBtu | FALSE | L | Annual | Rate | lb/MMBtu | 0.089 | 0.082896 | 0.082896 | 0.082896 | 0.082896 | 0.082722 | 0.082722
NSR HL Spurlock 1 - NOX Rate Annual v3.1, Unit 5797 and retrofits | 1052 | 1955 | Rate Constraint in lbs/MMBtu | FALSE | L | Annual | Generation | TWh | 2.2184 | 2.2184 | 2.2184 | 2.2184 | 2.2184 | 2.2184 | 2.2184
NSR HL Spurlock 1 - NOX Rate Annual v3.1, Unit 5797 and retrofits | 1052 | 1955 | Rate Constraint in lbs/MMBtu | FALSE | L | Annual | Qualifying Generation | TWh | 2.2184 | 2.2184 | 2.2184 | 2.2184 | 2.2184 | 2.2184 | 2.2184
NSR HL Spurlock 1 - NOX Rate Annual v3.1, Unit 5797 and retrofits | 1052 | 1955 | Rate Constraint in lbs/MMBtu | FALSE | L | Annual | Rate | lb/MWh | 0.45715 | 0.42579 | 0.42579 | 0.40749 | 0.40749 | 0.40749 | 0.40749
NSR HL Spurlock 1 - NOX Rate Annual v3.1, Unit 5797 and retrofits | 1052 | 1955 | Rate Constraint in lbs/MMBtu | FALSE | L | Annual | Constraint Shadow Price | US2011$/Ton | 0 | 0 | 0 | 0 | 0 | 0 | 0
NSR HL Spurlock 2 - NOX Rate Annual v3.1, Unit 5798 and retrofits | 1053 | 1956 | Rate Constraint in lbs/MMBtu | FALSE | L | Annual | Seasons Included | Seasons | Winter, Summer | Winter, Summer | Winter, Summer | Winter, Summer | Winter, Summer | Winter, Summer | Winter, Summer
NSR HL Spurlock 2 - NOX Rate Annual v3.1, Unit 5798 and retrofits | 1053 | 1956 | Rate Constraint in lbs/MMBtu | FALSE | L | Annual | Standard | lb/MMBtu | 0.1 | 0.1 | 0.1 | 0.1 | 0.1 | 0.1 | 0.1
NSR HL Spurlock 2 - NOX Rate Annual v3.1, Unit 5798 and retrofits | 1053 | 1956 | Rate Constraint in lbs/MMBtu | FALSE | L | Annual | Emissions at Affected Plants NOX | Thousand Tons | 1.3532 | 1.065 | 1.3981 | 1.065 | 0.93426 | 1.065 | 1.065
NSR HL Spurlock 2 - NOX Rate Annual v3.1, Unit 5798 and retrofits | 1053 | 1956 | Rate Constraint in lbs/MMBtu | FALSE | L | Annual | Allowances Purchased NOX | Thousand Tons | 0 | 0 | 0 | 0 | 0 | 0 | 0
NSR HL Spurlock 2 - NOX Rate Annual v3.1, Unit 5798 and retrofits | 1053 | 1956 | Rate Constraint in lbs/MMBtu | FALSE | L | Annual | Allowances Sold NOX | Thousand Tons | 0 | 0 | 0 | 0 | 0 | 0 | 0
NSR HL Spurlock 2 - NOX Rate Annual v3.1, Unit 5798 and retrofits | 1053 | 1956 | Rate Constraint in lbs/MMBtu | FALSE | L | Annual | Allowances Banked | Thousand Tons | 0 | 0 | 0 | 0 | 0 | 0 | 0
NSR HL Spurlock 2 - NOX Rate Annual v3.1, Unit 5798 and retrofits | 1053 | 1956 | Rate Constraint in lbs/MMBtu | FALSE | L | Annual | Allowances Withdrawn (1:1) | Thousand Tons | 0 | 0 | 0 | 0 | 0 | 0 | 0
NSR HL Spurlock 2 - NOX Rate Annual v3.1, Unit 5798 and retrofits | 1053 | 1956 | Rate Constraint in lbs/MMBtu | FALSE | L | Annual | Allowances Withdrawn (n:1) | Thousand Tons | 0 | 0 | 0 | 0 | 0 | 0 | 0
NSR HL Spurlock 2 - NOX Rate Annual v3.1, Unit 5798 and retrofits | 1053 | 1956 | Rate Constraint in lbs/MMBtu | FALSE | L | Annual | Net Emissions Allowance Position | Thousand Tons | 1.3532 | 1.065 | 1.3981 | 1.065 | 0.93426 | 1.065 | 1.065
NSR HL Spurlock 2 - NOX Rate Annual v3.1, Unit 5798 and retrofits | 1053 | 1956 | Rate Constraint in lbs/MMBtu | FALSE | L | Annual | Fuel Consumed | TBtu | 32.9252 | 26.9736 | 35.3017 | 26.9736 | 23.7921 | 26.9736 | 26.9736
NSR HL Spurlock 2 - NOX Rate Annual v3.1, Unit 5798 and retrofits | 1053 | 1956 | Rate Constraint in lbs/MMBtu | FALSE | L | Annual | Rate | lb/MMBtu | 0.082197 | 0.078967 | 0.07921 | 0.078967 | 0.078535 | 0.078967 | 0.078967
NSR HL Spurlock 2 - NOX Rate Annual v3.1, Unit 5798 and retrofits | 1053 | 1956 | Rate Constraint in lbs/MMBtu | FALSE | L | Annual | Generation | TWh | 3.2231 | 2.6405 | 3.4557 | 2.6405 | 2.329 | 2.6405 | 2.6405
NSR HL Spurlock 2 - NOX Rate Annual v3.1, Unit 5798 and retrofits | 1053 | 1956 | Rate Constraint in lbs/MMBtu | FALSE | L | Annual | Qualifying Generation | TWh | 3.2231 | 2.6405 | 3.4557 | 2.6405 | 2.329 | 2.6405 | 2.6405
NSR HL Spurlock 2 - NOX Rate Annual v3.1, Unit 5798 and retrofits | 1053 | 1956 | Rate Constraint in lbs/MMBtu | FALSE | L | Annual | Rate | lb/MWh | 0.41984 | 0.40334 | 0.40458 | 0.40334 | 0.40114 | 0.40334 | 0.40334
NSR HL Spurlock 2 - NOX Rate Annual v3.1, Unit 5798 and retrofits | 1053 | 1956 | Rate Constraint in lbs/MMBtu | FALSE | L | Annual | Constraint Shadow Price | US2011$/Ton | 0 | 0 | 0 | 0 | 0 | 0 | 0
NSR HL Spurlock 2 - SO2 Rate Annual v3.1, Unit 5798 and retrofits | 1054 | 1959 | Rate Constraint in lbs/MMBtu | FALSE | L | Annual | Seasons Included | Seasons | Winter, Summer | Winter, Summer | Winter, Summer | Winter, Summer | Winter, Summer | Winter, Summer | Winter, Summer
NSR HL Spurlock 2 - SO2 Rate Annual v3.1, Unit 5798 and retrofits | 1054 | 1959 | Rate Constraint in lbs/MMBtu | FALSE | L | Annual | Standard | lb/MMBtu | 0.1 | 0.1 | 0.1 | 0.1 | 0.1 | 0.1 | 0.1
NSR HL Spurlock 2 - SO2 Rate Annual v3.1, Unit 5798 and retrofits | 1054 | 1959 | Rate Constraint in lbs/MMBtu | FALSE | L | Annual | Emissions at Affected Plants SO2 | Thousand Tons | 1.6463 | 1.3487 | 1.7651 | 1.3487 | 1.1896 | 1.3487 | 1.3487
NSR HL Spurlock 2 - SO2 Rate Annual v3.1, Unit 5798 and retrofits | 1054 | 1959 | Rate Constraint in lbs/MMBtu | FALSE | L | Annual | Allowances Purchased SO2 | Thousand Tons | 0 | 0 | 0 | 0 | 0 | 0 | 0
NSR HL Spurlock 2 - SO2 Rate Annual v3.1, Unit 5798 and retrofits | 1054 | 1959 | Rate Constraint in lbs/MMBtu | FALSE | L | Annual | Allowances Sold SO2 | Thousand Tons | 0 | 0 | 0 | 0 | 0 | 0 | 0
NSR HL Spurlock 2 - SO2 Rate Annual v3.1, Unit 5798 and retrofits | 1054 | 1959 | Rate Constraint in lbs/MMBtu | FALSE | L | Annual | Allowances Banked | Thousand Tons | 0 | 0 | 0 | 0 | 0 | 0 | 0
NSR HL Spurlock 2 - SO2 Rate Annual v3.1, Unit 5798 and retrofits | 1054 | 1959 | Rate Constraint in lbs/MMBtu | FALSE | L | Annual | Allowances Withdrawn (1:1) | Thousand Tons | 0 | 0 | 0 | 0 | 0 | 0 | 0
NSR HL Spurlock 2 - SO2 Rate Annual v3.1, Unit 5798 and retrofits | 1054 | 1959 | Rate Constraint in lbs/MMBtu | FALSE | L | Annual | Allowances Withdrawn (n:1) | Thousand Tons | 0 | 0 | 0 | 0 | 0 | 0 | 0
NSR HL Spurlock 2 - SO2 Rate Annual v3.1, Unit 5798 and retrofits | 1054 | 1959 | Rate Constraint in lbs/MMBtu | FALSE | L | Annual | Net Emissions Allowance Position | Thousand Tons | 1.6463 | 1.3487 | 1.7651 | 1.3487 | 1.1896 | 1.3487 | 1.3487
NSR HL Spurlock 2 - SO2 Rate Annual v3.1, Unit 5798 and retrofits | 1054 | 1959 | Rate Constraint in lbs/MMBtu | FALSE | L | Annual | Fuel Consumed | TBtu | 32.9252 | 26.9736 | 35.3017 | 26.9736 | 23.7921 | 26.9736 | 26.9736
NSR HL Spurlock 2 - SO2 Rate Annual v3.1, Unit 5798 and retrofits | 1054 | 1959 | Rate Constraint in lbs/MMBtu | FALSE | L | Annual | Rate | lb/MMBtu | 0.1 | 0.1 | 0.1 | 0.1 | 0.1 | 0.1 | 0.1
NSR HL Spurlock 2 - SO2 Rate Annual v3.1, Unit 5798 and retrofits | 1054 | 1959 | Rate Constraint in lbs/MMBtu | FALSE | L | Annual | Generation | TWh | 3.2231 | 2.6405 | 3.4557 | 2.6405 | 2.329 | 2.6405 | 2.6405
NSR HL Spurlock 2 - SO2 Rate Annual v3.1, Unit 5798 and retrofits | 1054 | 1959 | Rate Constraint in lbs/MMBtu | FALSE | L | Annual | Qualifying Generation | TWh | 3.2231 | 2.6405 | 3.4557 | 2.6405 | 2.329 | 2.6405 | 2.6405
NSR HL Spurlock 2 - SO2 Rate Annual v3.1, Unit 5798 and retrofits | 1054 | 1959 | Rate Constraint in lbs/MMBtu | FALSE | L | Annual | Rate | lb/MWh | 0.51077 | 0.51077 | 0.51077 | 0.51077 | 0.51077 | 0.51077 | 0.51077
NSR HL Spurlock 2 - SO2 Rate Annual v3.1, Unit 5798 and retrofits | 1054 | 1959 | Rate Constraint in lbs/MMBtu | FALSE | L | Annual | Constraint Shadow Price | US2011$/Ton | 21960.3876 | 23211.1837 | 25315.3195 | 28511.4314 | 31854.1563 | 36409.9932 | 40559.5791
NSR Hoosier - NOX Cap Annual v4.10 Final | 1055 | 2415 | Rate Constraint in MTons | FALSE | L | Annual | Seasons Included | Seasons | Winter, Summer | Winter, Summer | Winter, Summer | Winter, Summer | Winter, Summer | Winter, Summer | Winter, Summer
NSR Hoosier - NOX Cap Annual v4.10 Final | 1055 | 2415 | Rate Constraint in MTons | FALSE | L | Annual | Standard | Thousand Tons | 4.8 | 4.8 | 4.8 | 4.8 | 4.8 | 4.8 | 4.8
NSR Hoosier - NOX Cap Annual v4.10 Final | 1055 | 2415 | Rate Constraint in MTons | FALSE | L | Annual | Standard NOX | Thousand Tons | 4.8 | 4.8 | 4.8 | 4.8 | 4.8 | 4.8 | 4.8
NSR Hoosier - NOX Cap Annual v4.10 Final | 1055 | 2415 | Rate Constraint in MTons | FALSE | L | Annual | Emissions at Affected Plants NOX | Thousand Tons | 2.8529 | 2.733 | 3.1231 | 2.4453 | 2.2579 | 2.2579 | 2.2579
NSR Hoosier - NOX Cap Annual v4.10 Final | 1055 | 2415 | Rate Constraint in MTons | FALSE | L | Annual | Allowances Purchased NOX | Thousand Tons | 0 | 0 | 0 | 0 | 0 | 0 | 0
NSR Hoosier - NOX Cap Annual v4.10 Final | 1055 | 2415 | Rate Constraint in MTons | FALSE | L | Annual | Allowances Sold NOX | Thousand Tons | 0 | 0 | 0 | 0 | 0 | 0 | 0
NSR Hoosier - NOX Cap Annual v4.10 Final | 1055 | 2415 | Rate Constraint in MTons | FALSE | L | Annual | Allowances Banked | Thousand Tons | 0 | 0 | 0 | 0 | 0 | 0 | 0
NSR Hoosier - NOX Cap Annual v4.10 Final | 1055 | 2415 | Rate Constraint in MTons | FALSE | L | Annual | Allowances Withdrawn (1:1) | Thousand Tons | 0 | 0 | 0 | 0 | 0 | 0 | 0
NSR Hoosier - NOX Cap Annual v4.10 Final | 1055 | 2415 | Rate Constraint in MTons | FALSE | L | Annual | Allowances Withdrawn (n:1) | Thousand Tons | 0 | 0 | 0 | 0 | 0 | 0 | 0
NSR Hoosier - NOX Cap Annual v4.10 Final | 1055 | 2415 | Rate Constraint in MTons | FALSE | L | Annual | Net Emissions Allowance Position | Thousand Tons | 2.8529 | 2.733 | 3.1231 | 2.4453 | 2.2579 | 2.2579 | 2.2579
NSR Hoosier - NOX Cap Annual v4.10 Final | 1055 | 2415 | Rate Constraint in MTons | FALSE | L | Annual | Fuel Consumed | TBtu | 63.3093 | 65.4751 | 74.8255 | 59.0907 | 54.0923 | 54.0923 | 54.0923
NSR Hoosier - NOX Cap Annual v4.10 Final | 1055 | 2415 | Rate Constraint in MTons | FALSE | L | Annual | Rate | lb/MMBtu | 0.090125 | 0.083483 | 0.083477 | 0.082765 | 0.083483 | 0.083483 | 0.083483
NSR Hoosier - NOX Cap Annual v4.10 Final | 1055 | 2415 | Rate Constraint in MTons | FALSE | L | Annual | Generation | TWh | 6.0899 | 6.2982 | 7.1976 | 5.6841 | 5.2033 | 5.2033 | 5.2033
NSR Hoosier - NOX Cap Annual v4.10 Final | 1055 | 2415 | Rate Constraint in MTons | FALSE | L | Annual | Qualifying Generation | TWh | 6.0899 | 6.2982 | 7.1976 | 5.6841 | 5.2033 | 5.2033 | 5.2033
NSR Hoosier - NOX Cap Annual v4.10 Final | 1055 | 2415 | Rate Constraint in MTons | FALSE | L | Annual | Rate | lb/MWh | 0.46846 | 0.43394 | 0.43391 | 0.43021 | 0.43394 | 0.43394 | 0.43394
NSR Hoosier - NOX Cap Annual v4.10 Final | 1055 | 2415 | Rate Constraint in MTons | FALSE | L | Annual | Constraint Shadow Price | US2011$/Ton | 0 | 0 | 0 | 0 | 0 | 0 | 0
NSR Hoosier Ratts - SO2 Cap Annual v4.10 Final | 1056 | 2416 | Rate Constraint in MTons | FALSE | L | Annual | Seasons Included | Seasons | Winter, Summer | Winter, Summer | Winter, Summer | Winter, Summer | Winter, Summer | Winter, Summer | Winter, Summer
NSR Hoosier Ratts - SO2 Cap Annual v4.10 Final | 1056 | 2416 | Rate Constraint in MTons | FALSE | L | Annual | Standard | Thousand Tons | 6.75 | 6.75 | 6.75 | 6.75 | 6.75 | 6.75 | 6.75
NSR Hoosier Ratts - SO2 Cap Annual v4.10 Final | 1056 | 2416 | Rate Constraint in MTons | FALSE | L | Annual | Standard SO2 | Thousand Tons | 6.75 | 6.75 | 6.75 | 6.75 | 6.75 | 6.75 | 6.75
NSR Hoosier Ratts - SO2 Cap Annual v4.10 Final | 1056 | 2416 | Rate Constraint in MTons | FALSE | L | Annual | Emissions at Affected Plants SO2 | Thousand Tons | 0 | 0 | 0 | 0 | 0 | 0 | 0
NSR Hoosier Ratts - SO2 Cap Annual v4.10 Final | 1056 | 2416 | Rate Constraint in MTons | FALSE | L | Annual | Allowances Purchased SO2 | Thousand Tons | 0 | 0 | 0 | 0 | 0 | 0 | 0
NSR Hoosier Ratts - SO2 Cap Annual v4.10 Final | 1056 | 2416 | Rate Constraint in MTons | FALSE | L | Annual | Allowances Sold SO2 | Thousand Tons | 0 | 0 | 0 | 0 | 0 | 0 | 0
NSR Hoosier Ratts - SO2 Cap Annual v4.10 Final | 1056 | 2416 | Rate Constraint in MTons | FALSE | L | Annual | Allowances Banked | Thousand Tons | 0 | 0 | 0 | 0 | 0 | 0 | 0
NSR Hoosier Ratts - SO2 Cap Annual v4.10 Final | 1056 | 2416 | Rate Constraint in MTons | FALSE | L | Annual | Allowances Withdrawn (1:1) | Thousand Tons | 0 | 0 | 0 | 0 | 0 | 0 | 0
NSR Hoosier Ratts - SO2 Cap Annual v4.10 Final | 1056 | 2416 | Rate Constraint in MTons | FALSE | L | Annual | Allowances Withdrawn (n:1) | Thousand Tons | 0 | 0 | 0 | 0 | 0 | 0 | 0
NSR Hoosier Ratts - SO2 Cap Annual v4.10 Final | 1056 | 2416 | Rate Constraint in MTons | FALSE | L | Annual | Net Emissions Allowance Position | Thousand Tons | 0 | 0 | 0 | 0 | 0 | 0 | 0
NSR Hoosier Ratts - SO2 Cap Annual v4.10 Final | 1056 | 2416 | Rate Constraint in MTons | FALSE | L | Annual | Fuel Consumed | TBtu | 0 | 0 | 0 | 0 | 0 | 0 | 0
NSR Hoosier Ratts - SO2 Cap Annual v4.10 Final | 1056 | 2416 | Rate Constraint in MTons | FALSE | L | Annual | Rate | lb/MMBtu | 0 | 0 | 0 | 0 | 0 | 0 | 0
NSR Hoosier Ratts - SO2 Cap Annual v4.10 Final | 1056 | 2416 | Rate Constraint in MTons | FALSE | L | Annual | Generation | TWh | 0 | 0 | 0 | 0 | 0 | 0 | 0
NSR Hoosier Ratts - SO2 Cap Annual v4.10 Final | 1056 | 2416 | Rate Constraint in MTons | FALSE | L | Annual | Qualifying Generation | TWh | 0 | 0 | 0 | 0 | 0 | 0 | 0
NSR Hoosier Ratts - SO2 Cap Annual v4.10 Final | 1056 | 2416 | Rate Constraint in MTons | FALSE | L | Annual | Rate | lb/MWh | 0 | 0 | 0 | 0 | 0 | 0 | 0
NSR Hoosier Ratts - SO2 Cap Annual v4.10 Final | 1056 | 2416 | Rate Constraint in MTons | FALSE | L | Annual | Constraint Shadow Price | US2011$/Ton | 0 | 0 | 0 | 0 | 0 | 0 | 0
NSR Hoosier System - SO2 Cap Annual v4.10 Final | 1057 | 2417 | Rate Constraint in MTons | FALSE | L | Annual | Seasons Included | Seasons | Winter, Summer | Winter, Summer | Winter, Summer | Winter, Summer | Winter, Summer | Winter, Summer | Winter, Summer
NSR Hoosier System - SO2 Cap Annual v4.10 Final | 1057 | 2417 | Rate Constraint in MTons | FALSE | L | Annual | Standard | Thousand Tons | 18.75 | 18.75 | 18.75 | 18.75 | 18.75 | 18.75 | 18.75
NSR Hoosier System - SO2 Cap Annual v4.10 Final | 1057 | 2417 | Rate Constraint in MTons | FALSE | L | Annual | Standard SO2 | Thousand Tons | 18.75 | 18.75 | 18.75 | 18.75 | 18.75 | 18.75 | 18.75
NSR Hoosier System - SO2 Cap Annual v4.10 Final | 1057 | 2417 | Rate Constraint in MTons | FALSE | L | Annual | Emissions at Affected Plants SO2 | Thousand Tons | 3.3089 | 4.0267 | 4.2167 | 3.2193 | 2.8839 | 3.0183 | 2.7002
NSR Hoosier System - SO2 Cap Annual v4.10 Final | 1057 | 2417 | Rate Constraint in MTons | FALSE | L | Annual | Allowances Purchased SO2 | Thousand Tons | 0 | 0 | 0 | 0 | 0 | 0 | 0
NSR Hoosier System - SO2 Cap Annual v4.10 Final | 1057 | 2417 | Rate Constraint in MTons | FALSE | L | Annual | Allowances Sold SO2 | Thousand Tons | 0 | 0 | 0 | 0 | 0 | 0 | 0
NSR Hoosier System - SO2 Cap Annual v4.10 Final | 1057 | 2417 | Rate Constraint in MTons | FALSE | L | Annual | Allowances Banked | Thousand Tons | 0 | 0 | 0 | 0 | 0 | 0 | 0
NSR Hoosier System - SO2 Cap Annual v4.10 Final | 1057 | 2417 | Rate Constraint in MTons | FALSE | L | Annual | Allowances Withdrawn (1:1) | Thousand Tons | 0 | 0 | 0 | 0 | 0 | 0 | 0
NSR Hoosier System - SO2 Cap Annual v4.10 Final | 1057 | 2417 | Rate Constraint in MTons | FALSE | L | Annual | Allowances Withdrawn (n:1) | Thousand Tons | 0 | 0 | 0 | 0 | 0 | 0 | 0
NSR Hoosier System - SO2 Cap Annual v4.10 Final | 1057 | 2417 | Rate Constraint in MTons | FALSE | L | Annual | Net Emissions Allowance Position | Thousand Tons | 3.3089 | 4.0267 | 4.2167 | 3.2193 | 2.8839 | 3.0183 | 2.7002
NSR Hoosier System - SO2 Cap Annual v4.10 Final | 1057 | 2417 | Rate Constraint in MTons | FALSE | L | Annual | Fuel Consumed | TBtu | 63.3093 | 65.4751 | 74.8255 | 59.0907 | 54.0923 | 54.0923 | 54.0923
NSR Hoosier System - SO2 Cap Annual v4.10 Final | 1057 | 2417 | Rate Constraint in MTons | FALSE | L | Annual | Rate | lb/MMBtu | 0.10453 | 0.123 | 0.11271 | 0.10896 | 0.10663 | 0.1116 | 0.099836
NSR Hoosier System - SO2 Cap Annual v4.10 Final | 1057 | 2417 | Rate Constraint in MTons | FALSE | L | Annual | Generation | TWh | 6.0899 | 6.2982 | 7.1976 | 5.6841 | 5.2033 | 5.2033 | 5.2033
NSR Hoosier System - SO2 Cap Annual v4.10 Final | 1057 | 2417 | Rate Constraint in MTons | FALSE | L | Annual | Qualifying Generation | TWh | 6.0899 | 6.2982 | 7.1976 | 5.6841 | 5.2033 | 5.2033 | 5.2033
NSR Hoosier System - SO2 Cap Annual v4.10 Final | 1057 | 2417 | Rate Constraint in MTons | FALSE | L | Annual | Rate | lb/MWh | 0.54335 | 0.63934 | 0.58584 | 0.56637 | 0.55425 | 0.58009 | 0.51894
NSR Hoosier System - SO2 Cap Annual v4.10 Final | 1057 | 2417 | Rate Constraint in MTons | FALSE | L | Annual | Constraint Shadow Price | US2011$/Ton | 0 | 0 | 0 | 0 | 0 | 0 | 0
NSR Hudson 2 - MER Removal v5.14 | 1058 | 6127 | MACT Fuel Choice Floor in lbs/MMBtu | FALSE | L | Annual | Seasons Included | Seasons | Winter, Summer | Winter, Summer | Winter, Summer | Winter, Summer | Winter, Summer | Winter, Summer | Winter, Summer
NSR Hudson 2 - MER Removal v5.14 | 1058 | 6127 | MACT Fuel Choice Floor in lbs/MMBtu | FALSE | L | Annual | Emission Floor | lbs/MMBtu | 0 | 0 | 0 | 0 | 0 | 0 | 0
NSR Hudson 2 - MER Removal v5.14 | 1058 | 6127 | MACT Fuel Choice Floor in lbs/MMBtu | FALSE | L | Annual | Emissions at Affected Plants MER | lbs | 0 | 0 | 0 | 0 | 0 | 0 | 0
NSR Hudson 2 - MER Removal v5.14 | 1058 | 6127 | MACT Fuel Choice Floor in lbs/MMBtu | FALSE | L | Annual | Allowances Purchased MER | lbs | 0 | 0 | 0 | 0 | 0 | 0 | 0
NSR Hudson 2 - MER Removal v5.14 | 1058 | 6127 | MACT Fuel Choice Floor in lbs/MMBtu | FALSE | L | Annual | Allowances Sold MER | lbs | 0 | 0 | 0 | 0 | 0 | 0 | 0
NSR Hudson 2 - MER Removal v5.14 | 1058 | 6127 | MACT Fuel Choice Floor in lbs/MMBtu | FALSE | L | Annual | Allowances Banked | lbs | 0 | 0 | 0 | 0 | 0 | 0 | 0
NSR Hudson 2 - MER Removal v5.14 | 1058 | 6127 | MACT Fuel Choice Floor in lbs/MMBtu | FALSE | L | Annual | Allowances Withdrawn (1:1) | lbs | 0 | 0 | 0 | 0 | 0 | 0 | 0
NSR Hudson 2 - MER Removal v5.14 | 1058 | 6127 | MACT Fuel Choice Floor in lbs/MMBtu | FALSE | L | Annual | Allowances Withdrawn (n:1) | lbs | 0 | 0 | 0 | 0 | 0 | 0 | 0
NSR Hudson 2 - MER Removal v5.14 | 1058 | 6127 | MACT Fuel Choice Floor in lbs/MMBtu | FALSE | L | Annual | Net Emissions Allowance Position | lbs | 0 | 0 | 0 | 0 | 0 | 0 | 0
NSR Hudson 2 - MER Removal v5.14 | 1058 | 6127 | MACT Fuel Choice Floor in lbs/MMBtu | FALSE | L | Annual | Fuel Consumed | TBtu | 0 | 0 | 0 | 0 | 0 | 0 | 0
NSR Hudson 2 - MER Removal v5.14 | 1058 | 6127 | MACT Fuel Choice Floor in lbs/MMBtu | FALSE | L | Annual | Rate | lb/MMBtu | 0 | 0 | 0 | 0 | 0 | 0 | 0
NSR Hudson 2 - MER Removal v5.14 | 1058 | 6127 | MACT Fuel Choice Floor in lbs/MMBtu | FALSE | L | Annual | Generation | TWh | 0 | 0 | 0 | 0 | 0 | 0 | 0
NSR Hudson 2 - MER Removal v5.14 | 1058 | 6127 | MACT Fuel Choice Floor in lbs/MMBtu | FALSE | L | Annual | Qualifying Generation | TWh | 0 | 0 | 0 | 0 | 0 | 0 | 0
NSR Hudson 2 - MER Removal v5.14 | 1058 | 6127 | MACT Fuel Choice Floor in lbs/MMBtu | FALSE | L | Annual | Constraint Shadow Price | US2011$/Lb | 0 | 0 | 0 | 0 | 0 | 0 | 0
NSR IL Power - NOX Cap Annual v3.1 | 1059 | 1844 | Rate Constraint in MTons | FALSE | L | Annual | Seasons Included | Seasons | Winter, Summer | Winter, Summer | Winter, Summer | Winter, Summer | Winter, Summer | Winter, Summer | Winter, Summer
NSR IL Power - NOX Cap Annual v3.1 | 1059 | 1844 | Rate Constraint in MTons | FALSE | L | Annual | Standard | Thousand Tons | 13.8 | 13.8 | 13.8 | 13.8 | 13.8 | 13.8 | 13.8
NSR IL Power - NOX Cap Annual v3.1 | 1059 | 1844 | Rate Constraint in MTons | FALSE | L | Annual | Standard NOX | Thousand Tons | 13.8 | 13.8 | 13.8 | 13.8 | 13.8 | 13.8 | 13.8
NSR IL Power - NOX Cap Annual v3.1 | 1059 | 1844 | Rate Constraint in MTons | FALSE | L | Annual | Emissions at Affected Plants NOX | Thousand Tons | 3.6352 | 3.4955 | 3.6352 | 3.1872 | 2.1763 | 3.057 | 3.0078
NSR IL Power - NOX Cap Annual v3.1 | 1059 | 1844 | Rate Constraint in MTons | FALSE | L | Annual | Allowances Purchased NOX | Thousand Tons | 0 | 0 | 0 | 0 | 0 | 0 | 0
NSR IL Power - NOX Cap Annual v3.1 | 1059 | 1844 | Rate Constraint in MTons | FALSE | L | Annual | Allowances Sold NOX | Thousand Tons | 0 | 0 | 0 | 0 | 0 | 0 | 0
NSR IL Power - NOX Cap Annual v3.1 | 1059 | 1844 | Rate Constraint in MTons | FALSE | L | Annual | Allowances Banked | Thousand Tons | 0 | 0 | 0 | 0 | 0 | 0 | 0
NSR IL Power - NOX Cap Annual v3.1 | 1059 | 1844 | Rate Constraint in MTons | FALSE | L | Annual | Allowances Withdrawn (1:1) | Thousand Tons | 0 | 0 | 0 | 0 | 0 | 0 | 0
NSR IL Power - NOX Cap Annual v3.1 | 1059 | 1844 | Rate Constraint in MTons | FALSE | L | Annual | Allowances Withdrawn (n:1) | Thousand Tons | 0 | 0 | 0 | 0 | 0 | 0 | 0
NSR IL Power - NOX Cap Annual v3.1 | 1059 | 1844 | Rate Constraint in MTons | FALSE | L | Annual | Net Emissions Allowance Position | Thousand Tons | 3.6352 | 3.4955 | 3.6352 | 3.1872 | 2.1763 | 3.057 | 3.0078
NSR IL Power - NOX Cap Annual v3.1 | 1059 | 1844 | Rate Constraint in MTons | FALSE | L | Annual | Fuel Consumed | TBtu | 121.9426 | 117.1206 | 121.604 | 107.227 | 73.5725 | 102.6967 | 101.1082
NSR IL Power - NOX Cap Annual v3.1 | 1059 | 1844 | Rate Constraint in MTons | FALSE | L | Annual | Rate | lb/MMBtu | 0.059622 | 0.05969 | 0.059788 | 0.059447 | 0.05916 | 0.059534 | 0.059497
NSR IL Power - NOX Cap Annual v3.1 | 1059 | 1844 | Rate Constraint in MTons | FALSE | L | Annual | Generation | TWh | 11.5151 | 11.1276 | 11.5151 | 10.1929 | 7.0699 | 9.7301 | 9.5936
NSR IL Power - NOX Cap Annual v3.1 | 1059 | 1844 | Rate Constraint in MTons | FALSE | L | Annual | Qualifying Generation | TWh | 11.5151 | 11.1276 | 11.5151 | 10.1929 | 7.0699 | 9.7301 | 9.5936
NSR IL Power - NOX Cap Annual v3.1 | 1059 | 1844 | Rate Constraint in MTons | FALSE | L | Annual | Rate | lb/MWh | 0.31569 | 0.31413 | 0.31569 | 0.31269 | 0.30782 | 0.31418 | 0.31352
NSR IL Power - NOX Cap Annual v3.1 | 1059 | 1844 | Rate Constraint in MTons | FALSE | L | Annual | Constraint Shadow Price | US2011$/Ton | 0 | 0 | 0 | 0 | 0 | 0 | 0
NSR IL Power - SO2 Cap Annual v3.1 | 1060 | 1845 | Rate Constraint in MTons | FALSE | L | Annual | Seasons Included | Seasons | Winter, Summer | Winter, Summer | Winter, Summer | Winter, Summer | Winter, Summer | Winter, Summer | Winter, Summer
NSR IL Power - SO2 Cap Annual v3.1 | 1060 | 1845 | Rate Constraint in MTons | FALSE | L | Annual | Standard | Thousand Tons | 29 | 29 | 29 | 29 | 29 | 29 | 29
NSR IL Power - SO2 Cap Annual v3.1 | 1060 | 1845 | Rate Constraint in MTons | FALSE | L | Annual | Standard SO2 | Thousand Tons | 29 | 29 | 29 | 29 | 29 | 29 | 29
NSR IL Power - SO2 Cap Annual v3.1 | 1060 | 1845 | Rate Constraint in MTons | FALSE | L | Annual | Emissions at Affected Plants SO2 | Thousand Tons | 4.2945 | 4.16 | 4.2945 | 3.8191 | 2.6688 | 3.6373 | 3.59
NSR IL Power - SO2 Cap Annual v3.1 | 1060 | 1845 | Rate Constraint in MTons | FALSE | L | Annual | Allowances Purchased SO2 | Thousand Tons | 0 | 0 | 0 | 0 | 0 | 0 | 0
NSR IL Power - SO2 Cap Annual v3.1 | 1060 | 1845 | Rate Constraint in MTons | FALSE | L | Annual | Allowances Sold SO2 | Thousand Tons | 0 | 0 | 0 | 0 | 0 | 0 | 0
NSR IL Power - SO2 Cap Annual v3.1 | 1060 | 1845 | Rate Constraint in MTons | FALSE | L | Annual | Allowances Banked | Thousand Tons | 0 | 0 | 0 | 0 | 0 | 0 | 0
NSR IL Power - SO2 Cap Annual v3.1 | 1060 | 1845 | Rate Constraint in MTons | FALSE | L | Annual | Allowances Withdrawn (1:1) | Thousand Tons | 0 | 0 | 0 | 0 | 0 | 0 | 0
NSR IL Power - SO2 Cap Annual v3.1 | 1060 | 1845 | Rate Constraint in MTons | FALSE | L | Annual | Allowances Withdrawn (n:1) | Thousand Tons | 0 | 0 | 0 | 0 | 0 | 0 | 0
NSR IL Power - SO2 Cap Annual v3.1 | 1060 | 1845 | Rate Constraint in MTons | FALSE | L | Annual | Net Emissions Allowance Position | Thousand Tons | 4.2945 | 4.16 | 4.2945 | 3.8191 | 2.6688 | 3.6373 | 3.59
NSR IL Power - SO2 Cap Annual v3.1 | 1060 | 1845 | Rate Constraint in MTons | FALSE | L | Annual | Fuel Consumed | TBtu | 121.9426 | 117.1206 | 121.604 | 107.227 | 73.5725 | 102.6967 | 101.1082
NSR IL Power - SO2 Cap Annual v3.1 | 1060 | 1845 | Rate Constraint in MTons | FALSE | L | Annual | Rate | lb/MMBtu | 0.070435 | 0.071038 | 0.070631 | 0.071233 | 0.072548 | 0.070836 | 0.071012
NSR IL Power - SO2 Cap Annual v3.1 | 1060 | 1845 | Rate Constraint in MTons | FALSE | L | Annual | Generation | TWh | 11.5151 | 11.1276 | 11.5151 | 10.1929 | 7.0699 | 9.7301 | 9.5936
NSR IL Power - SO2 Cap Annual v3.1 | 1060 | 1845 | Rate Constraint in MTons | FALSE | L | Annual | Qualifying Generation | TWh | 11.5151 | 11.1276 | 11.5151 | 10.1929 | 7.0699 | 9.7301 | 9.5936
NSR IL Power - SO2 Cap Annual v3.1 | 1060 | 1845 | Rate Constraint in MTons | FALSE | L | Annual | Rate | lb/MWh | 0.37295 | 0.37385 | 0.37295 | 0.37468 | 0.37749 | 0.37382 | 0.3742
NSR IL Power - SO2 Cap Annual v3.1 | 1060 | 1845 | Rate Constraint in MTons | FALSE | L | Annual | Constraint Shadow Price | US2011$/Ton | 0 | 0 | 0 | 0 | 0 | 0 | 0
NSR J P Madgett 1 - Hg Rate Annual v5.13 | 1061 | 5963 | Rate Constraint in lbs/MMBtu | FALSE | L | Annual | Seasons Included | Seasons | Winter, Summer | Winter, Summer | Winter, Summer | Winter, Summer | Winter, Summer | Winter, Summer | Winter, Summer
NSR J P Madgett 1 - Hg Rate Annual v5.13 | 1061 | 5963 | Rate Constraint in lbs/MMBtu | FALSE | L | Annual | Standard | lb/MMBtu | 0.015 | 0.015 | 0.015 | 0.015 | 0.015 | 0.015 | 0.015
NSR J P Madgett 1 - Hg Rate Annual v5.13 | 1061 | 5963 | Rate Constraint in lbs/MMBtu | FALSE | L | Annual | Emissions at Affected Plants MER | lbs | 15.8934 | 15.8934 | 15.8664 | 15.21 | 13.286 | 15.21 | 17.4603
NSR J P Madgett 1 - Hg Rate Annual v5.13 | 1061 | 5963 | Rate Constraint in lbs/MMBtu | FALSE | L | Annual | Allowances Purchased MER | lbs | 0 | 0 | 0 | 0 | 0 | 0 | 0
NSR J P Madgett 1 - Hg Rate Annual v5.13 | 1061 | 5963 | Rate Constraint in lbs/MMBtu | FALSE | L | Annual | Allowances Sold MER | lbs | 0 | 0 | 0 | 0 | 0 | 0 | 0
NSR J P Madgett 1 - Hg Rate Annual v5.13 | 1061 | 5963 | Rate Constraint in lbs/MMBtu | FALSE | L | Annual | Allowances Banked | lbs | 0 | 0 | 0 | 0 | 0 | 0 | 0
NSR J P Madgett 1 - Hg Rate Annual v5.13 | 1061 | 5963 | Rate Constraint in lbs/MMBtu | FALSE | L | Annual | Allowances Withdrawn (1:1) | lbs | 0 | 0 | 0 | 0 | 0 | 0 | 0
NSR J P Madgett 1 - Hg Rate Annual v5.13 | 1061 | 5963 | Rate Constraint in lbs/MMBtu | FALSE | L | Annual | Allowances Withdrawn (n:1) | lbs | 0 | 0 | 0 | 0 | 0 | 0 | 0
NSR J P Madgett 1 - Hg Rate Annual v5.13 | 1061 | 5963 | Rate Constraint in lbs/MMBtu | FALSE | L | Annual | Net Emissions Allowance Position | lbs | 15.8934 | 15.8934 | 15.8664 | 15.21 | 13.286 | 15.21 | 17.4603
NSR J P Madgett 1 - Hg Rate Annual v5.13 | 1061 | 5963 | Rate Constraint in lbs/MMBtu | FALSE | L | Annual | Fuel Consumed | TBtu | 28.3306 | 28.3306 | 28.2823 | 27.1123 | 23.6826 | 27.1123 | 27.1123
NSR J P Madgett 1 - Hg Rate Annual v5.13 | 1061 | 5963 | Rate Constraint in lbs/MMBtu | FALSE | L | Annual | Rate | lb/MMBtu | 5.61e-07 | 5.61e-07 | 5.61e-07 | 5.61e-07 | 5.61e-07 | 5.61e-07 | 6.44e-07
NSR J P Madgett 1 - Hg Rate Annual v5.13 | 1061 | 5963 | Rate Constraint in lbs/MMBtu | FALSE | L | Annual | Generation | TWh | 2.7508 | 2.7508 | 2.7461 | 2.7508 | 2.4028 | 2.7508 | 2.7508
NSR J P Madgett 1 - Hg Rate Annual v5.13 | 1061 | 5963 | Rate Constraint in lbs/MMBtu | FALSE | L | Annual | Qualifying Generation | TWh | 2.7508 | 2.7508 | 2.7461 | 2.7508 | 2.4028 | 2.7508 | 2.7508
NSR J P Madgett 1 - Hg Rate Annual v5.13 | 1061 | 5963 | Rate Constraint in lbs/MMBtu | FALSE | L | Annual | Rate | lb/MWh | 5.7777 | 5.7777 | 5.7777 | 5.5293 | 5.5293 | 5.5293 | 6.3474
NSR J P Madgett 1 - Hg Rate Annual v5.13 | 1061 | 5963 | Rate Constraint in lbs/MMBtu | FALSE | L | Annual | Constraint Shadow Price | US2011$/Lb | 0 | 0 | 0 | 0 | 0 | 0 | 0
NSR J P Madgett 1 - NOx Rate Annual v5.13 | 1062 | 5962 | Rate Constraint in lbs/MMBtu | FALSE | L | Annual | Seasons Included | Seasons | Winter, Summer | Winter, Summer | Winter, Summer | Winter, Summer | Winter, Summer | Winter, Summer | Winter, Summer
NSR J P Madgett 1 - NOx Rate Annual v5.13 | 1062 | 5962 | Rate Constraint in lbs/MMBtu | FALSE | L | Annual | Standard | lb/MMBtu | 0.08 | 0.08 | 0.08 | 0.08 | 0.08 | 0.08 | 0.08
NSR J P Madgett 1 - NOx Rate Annual v5.13 | 1062 | 5962 | Rate Constraint in lbs/MMBtu | FALSE | L | Annual | Emissions at Affected Plants NOX | Thousand Tons | 0.99157 | 0.99157 | 0.98988 | 0.94893 | 0.82889 | 0.94893 | 0.94893
NSR J P Madgett 1 - NOx Rate Annual v5.13 | 1062 | 5962 | Rate Constraint in lbs/MMBtu | FALSE | L | Annual | Allowances Purchased NOX | Thousand Tons | 0 | 0 | 0 | 0 | 0 | 0 | 0
NSR J P Madgett 1 - NOx Rate Annual v5.13 | 1062 | 5962 | Rate Constraint in lbs/MMBtu | FALSE | L | Annual | Allowances Sold NOX | Thousand Tons | 0 | 0 | 0 | 0 | 0 | 0 | 0
NSR J P Madgett 1 - NOx Rate Annual v5.13 | 1062 | 5962 | Rate Constraint in lbs/MMBtu | FALSE | L | Annual | Allowances Banked | Thousand Tons | 0 | 0 | 0 | 0 | 0 | 0 | 0
NSR J P Madgett 1 - NOx Rate Annual v5.13 | 1062 | 5962 | Rate Constraint in lbs/MMBtu | FALSE | L | Annual | Allowances Withdrawn (1:1) | Thousand Tons | 0 | 0 | 0 | 0 | 0 | 0 | 0
NSR J P Madgett 1 - NOx Rate Annual v5.13 | 1062 | 5962 | Rate Constraint in lbs/MMBtu | FALSE | L | Annual | Allowances Withdrawn (n:1) | Thousand Tons | 0 | 0 | 0 | 0 | 0 | 0 | 0
NSR J P Madgett 1 - NOx Rate Annual v5.13 | 1062 | 5962 | Rate Constraint in lbs/MMBtu | FALSE | L | Annual | Net Emissions Allowance Position | Thousand Tons | 0.99157 | 0.99157 | 0.98988 | 0.94893 | 0.82889 | 0.94893 | 0.94893
NSR J P Madgett 1 - NOx Rate Annual v5.13 | 1062 | 5962 | Rate Constraint in lbs/MMBtu | FALSE | L | Annual | Fuel Consumed | TBtu | 28.3306 | 28.3306 | 28.2823 | 27.1123 | 23.6826 | 27.1123 | 27.1123
NSR J P Madgett 1 - NOx Rate Annual v5.13 | 1062 | 5962 | Rate Constraint in lbs/MMBtu | FALSE | L | Annual | Rate | lb/MMBtu | 0.07 | 0.07 | 0.07 | 0.07 | 0.07 | 0.07 | 0.07
NSR J P Madgett 1 - NOx Rate Annual v5.13 | 1062 | 5962 | Rate Constraint in lbs/MMBtu | FALSE | L | Annual | Generation | TWh | 2.7508 | 2.7508 | 2.7461 | 2.7508 | 2.4028 | 2.7508 | 2.7508
NSR J P Madgett 1 - NOx Rate Annual v5.13 | 1062 | 5962 | Rate Constraint in lbs/MMBtu | FALSE | L | Annual | Qualifying Generation | TWh | 2.7508 | 2.7508 | 2.7461 | 2.7508 | 2.4028 | 2.7508 | 2.7508
NSR J P Madgett 1 - NOx Rate Annual v5.13 | 1062 | 5962 | Rate Constraint in lbs/MMBtu | FALSE | L | Annual | Rate | lb/MWh | 0.36047 | 0.36047 | 0.36047 | 0.34497 | 0.34497 | 0.34497 | 0.34497
NSR J P Madgett 1 - NOx Rate Annual v5.13 | 1062 | 5962 | Rate Constraint in lbs/MMBtu | FALSE | L | Annual | Constraint Shadow Price | US2011$/Ton | 0 | 0 | 0 | 0 | 0 | 0 | 0
NSR J P Madgett 1 - SO2 Rate Annual v5.13 | 1063 | 5961 | Rate Constraint in lbs/MMBtu | FALSE | L | Annual | Seasons Included | Seasons | Winter, Summer | Winter, Summer | Winter, Summer | Winter, Summer | Winter, Summer | Winter, Summer | Winter, Summer
NSR J P Madgett 1 - SO2 Rate Annual v5.13 | 1063 | 5961 | Rate Constraint in lbs/MMBtu | FALSE | L | Annual | Standard | lb/MMBtu | 0.09 | 0.09 | 0.09 | 0.09 | 0.09 | 0.09 | 0.09
NSR J P Madgett 1 - SO2 Rate Annual v5.13 | 1063 | 5961 | Rate Constraint in lbs/MMBtu | FALSE | L | Annual | Emissions at Affected Plants SO2 | Thousand Tons | 1.1332 | 1.1332 | 1.1313 | 1.0845 | 0.94731 | 1.0845 | 1.0845
NSR J P Madgett 1 - SO2 Rate Annual v5.13 | 1063 | 5961 | Rate Constraint in lbs/MMBtu | FALSE | L | Annual | Allowances Purchased SO2 | Thousand Tons | 0 | 0 | 0 | 0 | 0 | 0 | 0
NSR J P Madgett 1 - SO2 Rate Annual v5.13 | 1063 | 5961 | Rate Constraint in lbs/MMBtu | FALSE | L | Annual | Allowances Sold SO2 | Thousand Tons | 0 | 0 | 0 | 0 | 0 | 0 | 0
NSR J P Madgett 1 - SO2 Rate Annual v5.13 | 1063 | 5961 | Rate Constraint in lbs/MMBtu | FALSE | L | Annual | Allowances Banked | Thousand Tons | 0 | 0 | 0 | 0 | 0 | 0 | 0
NSR J P Madgett 1 - SO2 Rate Annual v5.13 | 1063 | 5961 | Rate Constraint in lbs/MMBtu | FALSE | L | Annual | Allowances Withdrawn (1:1) | Thousand Tons | 0 | 0 | 0 | 0 | 0 | 0 | 0
NSR J P Madgett 1 - SO2 Rate Annual v5.13 | 1063 | 5961 | Rate Constraint in lbs/MMBtu | FALSE | L | Annual | Allowances Withdrawn (n:1) | Thousand Tons | 0 | 0 | 0 | 0 | 0 | 0 | 0
NSR J P Madgett 1 - SO2 Rate Annual v5.13 | 1063 | 5961 | Rate Constraint in lbs/MMBtu | FALSE | L | Annual | Net Emissions Allowance Position | Thousand Tons | 1.1332 | 1.1332 | 1.1313 | 1.0845 | 0.94731 | 1.0845 | 1.0845
NSR J P Madgett 1 - SO2 Rate Annual v5.13 | 1063 | 5961 | Rate Constraint in lbs/MMBtu | FALSE | L | Annual | Fuel Consumed | TBtu | 28.3306 | 28.3306 | 28.2823 | 27.1123 | 23.6826 | 27.1123 | 27.1123
NSR J P Madgett 1 - SO2 Rate Annual v5.13 | 1063 | 5961 | Rate Constraint in lbs/MMBtu | FALSE | L | Annual | Rate | lb/MMBtu | 0.08 | 0.08 | 0.08 | 0.08 | 0.08 | 0.08 | 0.08
NSR J P Madgett 1 - SO2 Rate Annual v5.13 | 1063 | 5961 | Rate Constraint in lbs/MMBtu | FALSE | L | Annual | Generation | TWh | 2.7508 | 2.7508 | 2.7461 | 2.7508 | 2.4028 | 2.7508 | 2.7508
NSR J P Madgett 1 - SO2 Rate Annual v5.13 | 1063 | 5961 | Rate Constraint in lbs/MMBtu | FALSE | L | Annual | Qualifying Generation | TWh | 2.7508 | 2.7508 | 2.7461 | 2.7508 | 2.4028 | 2.7508 | 2.7508
NSR J P Madgett 1 - SO2 Rate Annual v5.13 | 1063 | 5961 | Rate Constraint in lbs/MMBtu | FALSE | L | Annual | Rate | lb/MWh | 0.41196 | 0.41196 | 0.41196 | 0.39425 | 0.39425 | 0.39425 | 0.39425
NSR J P Madgett 1 - SO2 Rate Annual v5.13 | 1063 | 5961 | Rate Constraint in lbs/MMBtu | FALSE | L | Annual | Constraint Shadow Price | US2011$/Ton | 0 | 0 | 0 | 0 | 0 | 0 | 0
NSR James Miller 3,4 - NOX Rate Annual v3.1, Unit 5781 and retrofits | 1064 | 1871 | Rate Constraint in lbs/MMBtu | FALSE | L | Annual | Seasons Included | Seasons | Winter, Summer | Winter, Summer | Winter, Summer | Winter, Summer | Winter, Summer | Winter, Summer | Winter, Summer
NSR James Miller 3,4 - NOX Rate Annual v3.1, Unit 5781 and retrofits | 1064 | 1871 | Rate Constraint in lbs/MMBtu | FALSE | L | Annual | Standard | lb/MMBtu | 0.1 | 0.1 | 0.1 | 0.1 | 0.1 | 0.1 | 0.1
NSR James Miller 3,4 - NOX Rate Annual v3.1, Unit 5781 and retrofits | 1064 | 1871 | Rate Constraint in lbs/MMBtu | FALSE | L | Annual | Emissions at Affected Plants NOX | Thousand Tons | 2.1794 | 1.9398 | 2.2207 | 1.9398 | 0.59379 | 1.6894 | 1.7275
NSR James Miller 3,4 - NOX Rate Annual v3.1, Unit 5781 and retrofits | 1064 | 1871 | Rate Constraint in lbs/MMBtu | FALSE | L | Annual | Allowances Purchased NOX | Thousand Tons | 0 | 0 | 0 | 0 | 0 | 0 | 0
NSR James Miller 3,4 - NOX Rate Annual v3.1, Unit 5781 and retrofits | 1064 | 1871 | Rate Constraint in lbs/MMBtu | FALSE | L | Annual | Allowances Sold NOX | Thousand Tons | 0 | 0 | 0 | 0 | 0 | 0 | 0
NSR James Miller 3,4 - NOX Rate Annual v3.1, Unit 5781 and retrofits | 1064 | 1871 | Rate Constraint in lbs/MMBtu | FALSE | L | Annual | Allowances Banked | Thousand Tons | 0 | 0 | 0 | 0 | 0 | 0 | 0
NSR James Miller 3,4 - NOX Rate Annual v3.1, Unit 5781 and retrofits | 1064 | 1871 | Rate Constraint in lbs/MMBtu | FALSE | L | Annual | Allowances Withdrawn (1:1) | Thousand Tons | 0 | 0 | 0 | 0 | 0 | 0 | 0
NSR James Miller 3,4 - NOX Rate Annual v3.1, Unit 5781 and retrofits | 1064 | 1871 | Rate Constraint in lbs/MMBtu | FALSE | L | Annual | Allowances Withdrawn (n:1) | Thousand Tons | 0 | 0 | 0 | 0 | 0 | 0 | 0
NSR James Miller 3,4 - NOX Rate Annual v3.1, Unit 5781 and retrofits | 1064 | 1871 | Rate Constraint in lbs/MMBtu | FALSE | L | Annual | Net Emissions Allowance Position | Thousand Tons | 2.1794 | 1.9398 | 2.2207 | 1.9398 | 0.59379 | 1.6894 | 1.7275
NSR James Miller 3,4 - NOX Rate Annual v3.1, Unit 5781 and retrofits | 1064 | 1871 | Rate Constraint in lbs/MMBtu | FALSE | L | Annual | Fuel Consumed | TBtu | 43.5871 | 43.5871 | 49.9522 | 43.6333 | 15.8511 | 38.3657 | 39.3832
NSR James Miller 3,4 - NOX Rate Annual v3.1, Unit 5781 and retrofits | 1064 | 1871 | Rate Constraint in lbs/MMBtu | FALSE | L | Annual | Rate | lb/MMBtu | 0.1 | 0.089007 | 0.088913 | 0.088913 | 0.074921 | 0.088067 | 0.087728
NSR James Miller 3,4 - NOX Rate Annual v3.1, Unit 5781 and retrofits | 1064 | 1871 | Rate Constraint in lbs/MMBtu | FALSE | L | Annual | Generation | TWh | 4.2555 | 4.2555 | 4.8718 | 4.2555 | 1.5459 | 3.7418 | 3.841
NSR James Miller 3,4 - NOX Rate Annual v3.1, Unit 5781 and retrofits | 1064 | 1871 | Rate Constraint in lbs/MMBtu | FALSE | L | Annual | Qualifying Generation | TWh | 4.2555 | 4.2555 | 4.8718 | 4.2555 | 1.5459 | 3.7418 | 3.841
NSR James Miller 3,4 - NOX Rate Annual v3.1, Unit 5781 and retrofits | 1064 | 1871 | Rate Constraint in lbs/MMBtu | FALSE | L | Annual | Rate | lb/MWh | 0.51213 | 0.45583 | 0.45583 | 0.45583 | 0.3841 | 0.4515 | 0.44975
NSR James Miller 3,4 - NOX Rate Annual v3.1, Unit 5781 and retrofits | 1064 | 1871 | Rate Constraint in lbs/MMBtu | FALSE | L | Annual | Constraint Shadow Price | US2011$/Ton | 0 | 0 | 0 | 0 | 0 | 0 | 0
NSR James Miller 3,4 - NOX Rate Annual v3.1, Unit 5782 and retrofits | 1065 | 1871 | Rate Constraint in lbs/MMBtu | FALSE | L | Annual | Seasons Included | Seasons | Winter, Summer | Winter, Summer | Winter, Summer | Winter, Summer | Winter, Summer | Winter, Summer | Winter, Summer
NSR James Miller 3,4 - NOX Rate Annual v3.1, Unit 5782 and retrofits | 1065 | 1871 | Rate Constraint in lbs/MMBtu | FALSE | L | Annual | Standard | lb/MMBtu | 0.1 | 0.1 | 0.1 | 0.1 | 0.1 | 0.1 | 0.1
NSR James Miller 3,4 - NOX Rate Annual v3.1, Unit 5782 and retrofits | 1065 | 1871 | Rate Constraint in lbs/MMBtu | FALSE | L | Annual | Emissions at Affected Plants NOX | Thousand Tons | 1.6612 | 1.6438 | 1.8819 | 1.6336 | 0.58546 | 1.514 | 1.5284
NSR James Miller 3,4 - NOX Rate Annual v3.1, Unit 5782 and retrofits | 1065 | 1871 | Rate Constraint in lbs/MMBtu | FALSE | L | Annual | Allowances Purchased NOX | Thousand Tons | 0 | 0 | 0 | 0 | 0 | 0 | 0
NSR James Miller 3,4 - NOX Rate Annual v3.1, Unit 5782 and retrofits | 1065 | 1871 | Rate Constraint in lbs/MMBtu | FALSE | L | Annual | Allowances Sold NOX | Thousand Tons | 0 | 0 | 0 | 0 | 0 | 0 | 0
NSR James Miller 3,4 - NOX Rate Annual v3.1, Unit 5782 and retrofits | 1065 | 1871 | Rate Constraint in lbs/MMBtu | FALSE | L | Annual | Allowances Banked | Thousand Tons | 0 | 0 | 0 | 0 | 0 | 0 | 0
NSR James Miller 3,4 - NOX Rate Annual v3.1, Unit 5782 and retrofits | 1065 | 1871 | Rate Constraint in lbs/MMBtu | FALSE | L | Annual | Allowances Withdrawn (1:1) | Thousand Tons | 0 | 0 | 0 | 0 | 0 | 0 | 0
NSR James Miller 3,4 - NOX Rate Annual v3.1, Unit 5782 and retrofits | 1065 | 1871 | Rate Constraint in lbs/MMBtu | FALSE | L | Annual | Allowances Withdrawn (n:1) | Thousand Tons | 0 | 0 | 0 | 0 | 0 | 0 | 0
NSR James Miller 3,4 - NOX Rate Annual v3.1, Unit 5782 and retrofits | 1065 | 1871 | Rate Constraint in lbs/MMBtu | FALSE | L | Annual | Net Emissions Allowance Position | Thousand Tons | 1.6612 | 1.6438 | 1.8819 | 1.6336 | 0.58546 | 1.514 | 1.5284
NSR James Miller 3,4 - NOX Rate Annual v3.1, Unit 5782 and retrofits | 1065 | 1871 | Rate Constraint in lbs/MMBtu | FALSE | L | Annual | Fuel Consumed | TBtu | 43.2463 | 43.2463 | 49.5616 | 43.0214 | 15.6289 | 39.9063 | 40.2898
NSR James Miller 3,4 - NOX Rate Annual v3.1, Unit 5782 and retrofits | 1065 | 1871 | Rate Constraint in lbs/MMBtu | FALSE | L | Annual | Rate | lb/MMBtu | 0.076823 | 0.076022 | 0.075941 | 0.075941 | 0.074921 | 0.075879 | 0.07587
NSR James Miller 3,4 - NOX Rate Annual v3.1, Unit 5782 and retrofits | 1065 | 1871 | Rate Constraint in lbs/MMBtu | FALSE | L | Annual | Generation | TWh | 4.2555 | 4.2555 | 4.8718 | 4.2555 | 1.5459 | 3.9515 | 3.9909
NSR James Miller 3,4 - NOX Rate Annual v3.1, Unit 5782 and retrofits | 1065 | 1871 | Rate Constraint in lbs/MMBtu | FALSE | L | Annual | Qualifying Generation | TWh | 4.2555 | 4.2555 | 4.8718 | 4.2555 | 1.5459 | 3.9515 | 3.9909
NSR James Miller 3,4 - NOX Rate Annual v3.1, Unit 5782 and retrofits | 1065 | 1871 | Rate Constraint in lbs/MMBtu | FALSE | L | Annual | Rate | lb/MWh | 0.39035 | 0.38628 | 0.38628 | 0.38387 | 0.37871 | 0.38315 | 0.38297
NSR James Miller 3,4 - NOX Rate Annual v3.1, Unit 5782 and retrofits | 1065 | 1871 | Rate Constraint in lbs/MMBtu | FALSE | L | Annual | Constraint Shadow Price | US2011$/Ton | 0 | 0 | 0 | 0 | 0 | 0 | 0
NSR Karn 1,2 - SO2 Rate Annual v5.14 | 1066 | 6143 | Rate Constraint in lbs/MMBtu | FALSE | L | Annual | Seasons Included | Seasons | Winter, Summer | Winter, Summer | Winter, Summer | Winter, Summer | Winter, Summer | Winter, Summer | Winter, Summer
NSR Karn 1,2 - SO2 Rate Annual v5.14 | 1066 | 6143 | Rate Constraint in lbs/MMBtu | FALSE | L | Annual | Standard | lb/MMBtu | 0.09 | 0.09 | 0.09 | 0.09 | 0.09 | 0.09 | 0.09
NSR Karn 1,2 - SO2 Rate Annual v5.14 | 1066 | 6143 | Rate Constraint in lbs/MMBtu | FALSE | L | Annual | Emissions at Affected Plants SO2 | Thousand Tons | 0 | 0 | 0 | 0 | 0 | 0 | 0
NSR Karn 1,2 - SO2 Rate Annual v5.14 | 1066 | 6143 | Rate Constraint in lbs/MMBtu | FALSE | L | Annual | Allowances Purchased SO2 | Thousand Tons | 0 | 0 | 0 | 0 | 0 | 0 | 0
NSR Karn 1,2 - SO2 Rate Annual v5.14 | 1066 | 6143 | Rate Constraint in lbs/MMBtu | FALSE | L | Annual | Allowances Sold SO2 | Thousand Tons | 0 | 0 | 0 | 0 | 0 | 0 | 0
NSR Karn 1,2 - SO2 Rate Annual v5.14 | 1066 | 6143 | Rate Constraint in lbs/MMBtu | FALSE | L | Annual | Allowances Banked | Thousand Tons | 0 | 0 | 0 | 0 | 0 | 0 | 0
NSR Karn 1,2 - SO2 Rate Annual v5.14 | 1066 | 6143 | Rate Constraint in lbs/MMBtu | FALSE | L | Annual | Allowances Withdrawn (1:1) | Thousand Tons | 0 | 0 | 0 | 0 | 0 | 0 | 0
NSR Karn 1,2 - SO2 Rate Annual v5.14 | 1066 | 6143 | Rate Constraint in lbs/MMBtu | FALSE | L | Annual | Allowances Withdrawn (n:1) | Thousand Tons | 0 | 0 | 0 | 0 | 0 | 0 | 0
NSR Karn 1,2 - SO2 Rate Annual v5.14 | 1066 | 6143 | Rate Constraint in lbs/MMBtu | FALSE | L | Annual | Net Emissions Allowance Position | Thousand Tons | 0 | 0 | 0 | 0 | 0 | 0 | 0
NSR Karn 1,2 - SO2 Rate Annual v5.14 | 1066 | 6143 | Rate Constraint in lbs/MMBtu | FALSE | L | Annual | Fuel Consumed | TBtu | 0 | 0 | 0 | 0 | 0 | 0 | 0
NSR Karn 1,2 - SO2 Rate Annual v5.14 | 1066 | 6143 | Rate Constraint in lbs/MMBtu | FALSE | L | Annual | Rate | lb/MMBtu | 0 | 0 | 0 | 0 | 0 | 0 | 0
NSR Karn 1,2 - SO2 Rate Annual v5.14 | 1066 | 6143 | Rate Constraint in lbs/MMBtu | FALSE | L | Annual | Generation | TWh | 0 | 0 | 0 | 0 | 0 | 0 | 0
NSR Karn 1,2 - SO2 Rate Annual v5.14 | 1066 | 6143 | Rate Constraint in lbs/MMBtu | FALSE | L | Annual | Qualifying Generation | TWh | 0 | 0 | 0 | 0 | 0 | 0 | 0
NSR Karn 1,2 - SO2 Rate Annual v5.14 | 1066 | 6143 | Rate Constraint in lbs/MMBtu | FALSE | L | Annual | Rate | lb/MWh | 0 | 0 | 0 | 0 | 0 | 0 | 0
NSR Karn 1,2 - SO2 Rate Annual v5.14 | 1066 | 6143 | Rate Constraint in lbs/MMBtu | FALSE | L | Annual | Constraint Shadow Price | US2011$/Ton | 0 | 0 | 0 | 0 | 0 | 0 | 0
NSR Kincaid 1 & 2- Hg Rate Annual v5.13 | 1067 | 5982 | Rate Constraint in lbs/MMBtu | FALSE | L | Annual | Seasons Included | Seasons | Winter, Summer | Winter, Summer | Winter, Summer | Winter, Summer | Winter, Summer | Winter, Summer | Winter, Summer
NSR Kincaid 1 & 2- Hg Rate Annual v5.13 | 1067 | 5982 | Rate Constraint in lbs/MMBtu | FALSE | L | Annual | Standard | lb/MMBtu | 0.015 | 0.015 | 0.015 | 0.015 | 0.015 | 0.015 | 0.015
NSR Kincaid 1 & 2- Hg Rate Annual v5.13 | 1067 | 5982 | Rate Constraint in lbs/MMBtu | FALSE | L | Annual | Emissions at Affected Plants MER | lbs | 31.895 | 33.1701 | 35.0594 | 29.499 | 24.3706 | 29.499 | 27.247
NSR Kincaid 1 & 2- Hg Rate Annual v5.13 | 1067 | 5982 | Rate Constraint in lbs/MMBtu | FALSE | L | Annual | Allowances Purchased MER | lbs | 0 | 0 | 0 | 0 | 0 | 0 | 0
NSR Kincaid 1 & 2- Hg Rate Annual v5.13 | 1067 | 5982 | Rate Constraint in lbs/MMBtu | FALSE | L | Annual | Allowances Sold MER | lbs | 0 | 0 | 0 | 0 | 0 | 0 | 0
NSR Kincaid 1 & 2- Hg Rate Annual v5.13 | 1067 | 5982 | Rate Constraint in lbs/MMBtu | FALSE | L | Annual | Allowances Banked | lbs | 0 | 0 | 0 | 0 | 0 | 0 | 0
NSR Kincaid 1 & 2- Hg Rate Annual v5.13 | 1067 | 5982 | Rate Constraint in lbs/MMBtu | FALSE | L | Annual | Allowances Withdrawn (1:1) | lbs | 0 | 0 | 0 | 0 | 0 | 0 | 0
NSR Kincaid 1 & 2- Hg Rate Annual v5.13 | 1067 | 5982 | Rate Constraint in lbs/MMBtu | FALSE | L | Annual | Allowances Withdrawn (n:1) | lbs | 0 | 0 | 0 | 0 | 0 | 0 | 0
NSR Kincaid 1 & 2- Hg Rate Annual v5.13 | 1067 | 5982 | Rate Constraint in lbs/MMBtu | FALSE | L | Annual | Net Emissions Allowance Position | lbs | 31.895 | 33.1701 | 35.0594 | 29.499 | 24.3706 | 29.499 | 27.247
NSR Kincaid 1 & 2- Hg Rate Annual v5.13 | 1067 | 5982 | Rate Constraint in lbs/MMBtu | FALSE | L | Annual | Fuel Consumed | TBtu | 62.1084 | 62.0831 | 65.6193 | 57.4427 | 47.4563 | 57.4427 | 53.0574
NSR Kincaid 1 & 2- Hg Rate Annual v5.13 | 1067 | 5982 | Rate Constraint in lbs/MMBtu | FALSE | L | Annual | Rate | lb/MMBtu | 5.1354e-07 | 5.3429e-07 | 5.3429e-07 | 5.1354e-07 | 5.1354e-07 | 5.1354e-07 | 5.1354e-07
NSR Kincaid 1 & 2- Hg Rate Annual v5.13 | 1067 | 5982 | Rate Constraint in lbs/MMBtu | FALSE | L | Annual | Generation | TWh | 5.9384 | 5.9384 | 6.2766 | 5.4923 | 4.5375 | 5.4923 | 5.073
NSR Kincaid 1 & 2- Hg Rate Annual v5.13 | 1067 | 5982 | Rate Constraint in lbs/MMBtu | FALSE | L | Annual | Qualifying Generation | TWh | 5.9384 | 5.9384 | 6.2766 | 5.4923 | 4.5375 | 5.4923 | 5.073
NSR Kincaid 1 & 2- Hg Rate Annual v5.13 | 1067 | 5982 | Rate Constraint in lbs/MMBtu | FALSE | L | Annual | Rate | lb/MWh | 5.371 | 5.5857 | 5.5857 | 5.371 | 5.371 | 5.371 | 5.371
NSR Kincaid 1 & 2- Hg Rate Annual v5.13 | 1067 | 5982 | Rate Constraint in lbs/MMBtu | FALSE | L | Annual | Constraint Shadow Price | US2011$/Lb | 0 | 0 | 0 | 0 | 0 | 0 | 0
NSR Kincaid 1 & 2- NOx Cap Annual v5.13 | 1068 | 5981 | Rate Constraint in MTons | FALSE | L | Annual | Seasons Included | Seasons | Winter, Summer | Winter, Summer | Winter, Summer | Winter, Summer | Winter, Summer | Winter, Summer | Winter, Summer
NSR Kincaid 1 & 2- NOx Cap Annual v5.13 | 1068 | 5981 | Rate Constraint in MTons | FALSE | L | Annual | Standard | Thousand Tons | 3.5 | 3.5 | 3.5 | 3.5 | 3.5 | 3.5 | 3.5
NSR Kincaid 1 & 2- NOx Cap Annual v5.13 | 1068 | 5981 | Rate Constraint in MTons | FALSE | L | Annual | Standard NOX | Thousand Tons | 3.5 | 3.5 | 3.5 | 3.5 | 3.5 | 3.5 | 3.5
NSR Kincaid 1 & 2- NOx Cap Annual v5.13 | 1068 | 5981 | Rate Constraint in MTons | FALSE | L | Annual | Emissions at Affected Plants NOX | Thousand Tons | 2.0694 | 2.0694 | 2.1873 | 1.914 | 1.5812 | 1.914 | 1.7679
NSR Kincaid 1 & 2- NOx Cap Annual v5.13 | 1068 | 5981 | Rate Constraint in MTons | FALSE | L | Annual | Allowances Purchased NOX | Thousand Tons | 0 | 0 | 0 | 0 | 0 | 0 | 0
NSR Kincaid 1 & 2- NOx Cap Annual v5.13 | 1068 | 5981 | Rate Constraint in MTons | FALSE | L | Annual | Allowances Sold NOX | Thousand Tons | 0 | 0 | 0 | 0 | 0 | 0 | 0
NSR Kincaid 1 & 2- NOx Cap Annual v5.13 | 1068 | 5981 | Rate Constraint in MTons | FALSE | L | Annual | Allowances Banked | Thousand Tons | 0 | 0 | 0 | 0 | 0 | 0 | 0
NSR Kincaid 1 & 2- NOx Cap Annual v5.13 | 1068 | 5981 | Rate Constraint in MTons | FALSE | L | Annual | Allowances Withdrawn (1:1) | Thousand Tons | 0 | 0 | 0 | 0 | 0 | 0 | 0
NSR Kincaid 1 & 2- NOx Cap Annual v5.13 | 1068 | 5981 | Rate Constraint in MTons | FALSE | L | Annual | Allowances Withdrawn (n:1) | Thousand Tons | 0 | 0 | 0 | 0 | 0 | 0 | 0
NSR Kincaid 1 & 2- NOx Cap Annual v5.13 | 1068 | 5981 | Rate Constraint in MTons | FALSE | L | Annual | Net Emissions Allowance Position | Thousand Tons | 2.0694 | 2.0694 | 2.1873 | 1.914 | 1.5812 | 1.914 | 1.7679
NSR Kincaid 1 & 2- NOx Cap Annual v5.13 | 1068 | 5981 | Rate Constraint in MTons | FALSE | L | Annual | Fuel Consumed | TBtu | 62.1084 | 62.0831 | 65.6193 | 57.4427 | 47.4563 | 57.4427 | 53.0574
NSR Kincaid 1 & 2- NOx Cap Annual v5.13 | 1068 | 5981 | Rate Constraint in MTons | FALSE | L | Annual | Rate | lb/MMBtu | 0.06664 | 0.066667 | 0.066667 | 0.06664 | 0.06664 | 0.06664 | 0.06664
NSR Kincaid 1 & 2- NOx Cap Annual v5.13 | 1068 | 5981 | Rate Constraint in MTons | FALSE | L | Annual | Generation | TWh | 5.9384 | 5.9384 | 6.2766 | 5.4923 | 4.5375 | 5.4923 | 5.073
NSR Kincaid 1 & 2- NOx Cap Annual v5.13 | 1068 | 5981 | Rate Constraint in MTons | FALSE | L | Annual | Qualifying Generation | TWh | 5.9384 | 5.9384 | 6.2766 | 5.4923 | 4.5375 | 5.4923 | 5.073
NSR Kincaid 1 & 2- NOx Cap Annual v5.13 | 1068 | 5981 | Rate Constraint in MTons | FALSE | L | Annual | Rate | lb/MWh | 0.34848 | 0.34848 | 0.34848 | 0.34848 | 0.34848 | 0.34848 | 0.34848
NSR Kincaid 1 & 2- NOx Cap Annual v5.13 | 1068 | 5981 | Rate Constraint in MTons | FALSE | L | Annual | Constraint Shadow Price | US2011$/Ton | 0 | 0 | 0 | 0 | 0 | 0 | 0
NSR Kincaid 1 & 2- NOx Rate Annual v5.13 | 1069 | 5980 | Rate Constraint in lbs/MMBtu | FALSE | L | Annual | Seasons Included | Seasons | Winter, Summer | Winter, Summer | Winter, Summer | Winter, Summer | Winter, Summer | Winter, Summer | Winter, Summer
NSR Kincaid 1 & 2- NOx Rate Annual v5.13 | 1069 | 5980 | Rate Constraint in lbs/MMBtu | FALSE | L | Annual | Standard | lb/MMBtu | 0.08 | 0.08 | 0.08 | 0.08 | 0.08 | 0.08 | 0.08
NSR Kincaid 1 & 2- NOx Rate Annual v5.13 | 1069 | 5980 | Rate Constraint in lbs/MMBtu | FALSE | L | Annual | Emissions at Affected Plants NOX | Thousand Tons | 2.0694 | 2.0694 | 2.1873 | 1.914 | 1.5812 | 1.914 | 1.7679
NSR Kincaid 1 & 2- NOx Rate Annual v5.13 | 1069 | 5980 | Rate Constraint in lbs/MMBtu | FALSE | L | Annual | Allowances Purchased NOX | Thousand Tons | 0 | 0 | 0 | 0 | 0 | 0 | 0
NSR Kincaid 1 & 2- NOx Rate Annual v5.13 | 1069 | 5980 | Rate Constraint in lbs/MMBtu | FALSE | L | Annual | Allowances Sold NOX | Thousand Tons | 0 | 0 | 0 | 0 | 0 | 0 | 0
NSR Kincaid 1 & 2- NOx Rate Annual v5.13 | 1069 | 5980 | Rate Constraint in lbs/MMBtu | FALSE | L | Annual | Allowances Banked | Thousand Tons | 0 | 0 | 0 | 0 | 0 | 0 | 0
NSR Kincaid 1 & 2- NOx Rate Annual v5.13 | 1069 | 5980 | Rate Constraint in lbs/MMBtu | FALSE | L | Annual | Allowances Withdrawn (1:1) | Thousand Tons | 0 | 0 | 0 | 0 | 0 | 0 | 0
NSR Kincaid 1 & 2- NOx Rate Annual v5.13 | 1069 | 5980 | Rate Constraint in lbs/MMBtu | FALSE | L | Annual | Allowances Withdrawn (n:1) | Thousand Tons | 0 | 0 | 0 | 0 | 0 | 0 | 0
NSR Kincaid 1 & 2- NOx Rate Annual v5.13 | 1069 | 5980 | Rate Constraint in lbs/MMBtu | FALSE | L | Annual | Net Emissions Allowance Position | Thousand Tons | 2.0694 | 2.0694 | 2.1873 | 1.914 | 1.5812 | 1.914 | 1.7679
NSR Kincaid 1 & 2- NOx Rate Annual v5.13 | 1069 | 5980 | Rate Constraint in lbs/MMBtu | FALSE | L | Annual | Fuel Consumed | TBtu | 62.1084 | 62.0831 | 65.6193 | 57.4427 | 47.4563 | 57.4427 | 53.0574
NSR Kincaid 1 & 2- NOx Rate Annual v5.13 | 1069 | 5980 | Rate Constraint in lbs/MMBtu | FALSE | L | Annual | Rate | lb/MMBtu | 0.06664 | 0.066667 | 0.066667 | 0.06664 | 0.06664 | 0.06664 | 0.06664
NSR Kincaid 1 & 2- NOx Rate Annual v5.13 | 1069 | 5980 | Rate Constraint in lbs/MMBtu | FALSE | L | Annual | Generation | TWh | 5.9384 | 5.9384 | 6.2766 | 5.4923 | 4.5375 | 5.4923 | 5.073
NSR Kincaid 1 & 2- NOx Rate Annual v5.13 | 1069 | 5980 | Rate Constraint in lbs/MMBtu | FALSE | L | Annual | Qualifying Generation | TWh | 5.9384 | 5.9384 | 6.2766 | 5.4923 | 4.5375 | 5.4923 | 5.073
NSR Kincaid 1 & 2- NOx Rate Annual v5.13 | 1069 | 5980 | Rate Constraint in lbs/MMBtu | FALSE | L | Annual | Rate | lb/MWh | 0.34848 | 0.34848 | 0.34848 | 0.34848 | 0.34848 | 0.34848 | 0.34848
NSR Kincaid 1 & 2- NOx Rate Annual v5.13 | 1069 | 5980 | Rate Constraint in lbs/MMBtu | FALSE | L | Annual | Constraint Shadow Price | US2011$/Ton | 0 | 0 | 0 | 0 | 0 | 0 | 0
NSR Kincaid 1 & 2- SO2 Cap Annual v5.13 | 1070 | 5979 | Rate Constraint in MTons | FALSE | L | Annual | Seasons Included | Seasons | Winter, Summer | Winter, Summer | Winter, Summer | Winter, Summer | Winter, Summer | Winter, Summer | Winter, Summer
NSR Kincaid 1 & 2- SO2 Cap Annual v5.13 | 1070 | 5979 | Rate Constraint in MTons | FALSE | L | Annual | Standard | Thousand Tons | 4.4 | 4.4 | 4.4 | 4.4 | 4.4 | 4.4 | 4.4
NSR Kincaid 1 & 2- SO2 Cap Annual v5.13 | 1070 | 5979 | Rate Constraint in MTons | FALSE | L | Annual | Standard SO2 | Thousand Tons | 4.4 | 4.4 | 4.4 | 4.4 | 4.4 | 4.4 | 4.4
NSR Kincaid 1 & 2- SO2 Cap Annual v5.13 | 1070 | 5979 | Rate Constraint in MTons | FALSE | L | Annual | Emissions at Affected Plants SO2 | Thousand Tons | 2.3651 | 2.3651 | 2.4998 | 2.1874 | 1.8071 | 2.1874 | 2.0204
NSR Kincaid 1 & 2- SO2 Cap Annual v5.13 | 1070 | 5979 | Rate Constraint in MTons | FALSE | L | Annual | Allowances Purchased SO2 | Thousand Tons | 0 | 0 | 0 | 0 | 0 | 0 | 0
NSR Kincaid 1 & 2- SO2 Cap Annual v5.13 | 1070 | 5979 | Rate Constraint in MTons | FALSE | L | Annual | Allowances Sold SO2 | Thousand Tons | 0 | 0 | 0 | 0 | 0 | 0 | 0
NSR Kincaid 1 & 2- SO2 Cap Annual v5.13 | 1070 | 5979 | Rate Constraint in MTons | FALSE | L | Annual | Allowances Banked | Thousand Tons | 0 | 0 | 0 | 0 | 0 | 0 | 0
NSR Kincaid 1 & 2- SO2 Cap Annual v5.13 | 1070 | 5979 | Rate Constraint in MTons | FALSE | L | Annual | Allowances Withdrawn (1:1) | Thousand Tons | 0 | 0 | 0 | 0 | 0 | 0 | 0
NSR Kincaid 1 & 2- SO2 Cap Annual v5.13 | 1070 | 5979 | Rate Constraint in MTons | FALSE | L | Annual | Allowances Withdrawn (n:1) | Thousand Tons | 0 | 0 | 0 | 0 | 0 | 0 | 0
NSR Kincaid 1 & 2- SO2 Cap Annual v5.13 | 1070 | 5979 | Rate Constraint in MTons | FALSE | L | Annual | Net Emissions Allowance Position | Thousand Tons | 2.3651 | 2.3651 | 2.4998 | 2.1874 | 1.8071 | 2.1874 | 2.0204
NSR Kincaid 1 & 2- SO2 Cap Annual v5.13 | 1070 | 5979 | Rate Constraint in MTons | FALSE | L | Annual | Fuel Consumed | TBtu | 62.1084 | 62.0831 | 65.6193 | 57.4427 | 47.4563 | 57.4427 | 53.0574
NSR Kincaid 1 & 2- SO2 Cap Annual v5.13 | 1070 | 5979 | Rate Constraint in MTons | FALSE | L | Annual | Rate | lb/MMBtu | 0.076159 | 0.07619 | 0.07619 | 0.076159 | 0.076159 | 0.076159 | 0.076159
NSR Kincaid 1 & 2- SO2 Cap Annual v5.13 | 1070 | 5979 | Rate Constraint in MTons | FALSE | L | Annual | Generation | TWh | 5.9384 | 5.9384 | 6.2766 | 5.4923 | 4.5375 | 5.4923 | 5.073
NSR Kincaid 1 & 2- SO2 Cap Annual v5.13 | 1070 | 5979 | Rate Constraint in MTons | FALSE | L | Annual | Qualifying Generation | TWh | 5.9384 | 5.9384 | 6.2766 | 5.4923 | 4.5375 | 5.4923 | 5.073
NSR Kincaid 1 & 2- SO2 Cap Annual v5.13 | 1070 | 5979 | Rate Constraint in MTons | FALSE | L | Annual | Rate | lb/MWh | 0.39827 | 0.39827 | 0.39827 | 0.39827 | 0.39827 | 0.39827 | 0.39827
NSR Kincaid 1 & 2- SO2 Cap Annual v5.13 | 1070 | 5979 | Rate Constraint in MTons | FALSE | L | Annual | Constraint Shadow Price | US2011$/Ton | 0 | 0 | 0 | 0 | 0 | 0 | 0
NSR Kincaid 1 & 2- SO2 Rate Annual v5.13 | 1071 | 5978 | Rate Constraint in lbs/MMBtu | FALSE | L | Annual | Seasons Included | Seasons | Winter, Summer | Winter, Summer | Winter, Summer | Winter, Summer | Winter, Summer | Winter, Summer | Winter, Summer
NSR Kincaid 1 & 2- SO2 Rate Annual v5.13 | 1071 | 5978 | Rate Constraint in lbs/MMBtu | FALSE | L | Annual | Standard | lb/MMBtu | 0.1 | 0.1 | 0.1 | 0.1 | 0.1 | 0.1 | 0.1
NSR Kincaid 1 & 2- SO2 Rate Annual v5.13 | 1071 | 5978 | Rate Constraint in lbs/MMBtu | FALSE | L | Annual | Emissions at Affected Plants SO2 | Thousand Tons | 2.3651 | 2.3651 | 2.4998 | 2.1874 | 1.8071 | 2.1874 | 2.0204
NSR Kincaid 1 & 2- SO2 Rate Annual v5.13 | 1071 | 5978 | Rate Constraint in lbs/MMBtu | FALSE | L | Annual | Allowances Purchased SO2 | Thousand Tons | 0 | 0 | 0 | 0 | 0 | 0 | 0
NSR Kincaid 1 & 2- SO2 Rate Annual v5.13 | 1071 | 5978 | Rate Constraint in lbs/MMBtu | FALSE | L | Annual | Allowances Sold SO2 | Thousand Tons | 0 | 0 | 0 | 0 | 0 | 0 | 0
NSR Kincaid 1 & 2- SO2 Rate Annual v5.13 | 1071 | 5978 | Rate Constraint in lbs/MMBtu | FALSE | L | Annual | Allowances Banked | Thousand Tons | 0 | 0 | 0 | 0 | 0 | 0 | 0
NSR Kincaid 1 & 2- SO2 Rate Annual v5.13 | 1071 | 5978 | Rate Constraint in lbs/MMBtu | FALSE | L | Annual | Allowances Withdrawn (1:1) | Thousand Tons | 0 | 0 | 0 | 0 | 0 | 0 | 0
NSR Kincaid 1 & 2- SO2 Rate Annual v5.13 | 1071 | 5978 | Rate Constraint in lbs/MMBtu | FALSE | L | Annual | Allowances Withdrawn (n:1) | Thousand Tons | 0 | 0 | 0 | 0 | 0 | 0 | 0
NSR Kincaid 1 & 2- SO2 Rate Annual v5.13 | 1071 | 5978 | Rate Constraint in lbs/MMBtu | FALSE | L | Annual | Net Emissions Allowance Position | Thousand Tons | 2.3651 | 2.3651 | 2.4998 | 2.1874 | 1.8071 | 2.1874 | 2.0204
NSR Kincaid 1 & 2- SO2 Rate Annual v5.13 | 1071 | 5978 | Rate Constraint in lbs/MMBtu | FALSE | L | Annual | Fuel Consumed | TBtu | 62.1084 | 62.0831 | 65.6193 | 57.4427 | 47.4563 | 57.4427 | 53.0574
NSR Kincaid 1 & 2- SO2 Rate Annual v5.13 | 1071 | 5978 | Rate Constraint in lbs/MMBtu | FALSE | L | Annual | Rate | lb/MMBtu | 0.076159 | 0.07619 | 0.07619 | 0.076159 | 0.076159 | 0.076159 | 0.076159
NSR Kincaid 1 & 2- SO2 Rate Annual v5.13 | 1071 | 5978 | Rate Constraint in lbs/MMBtu | FALSE | L | Annual | Generation | TWh | 5.9384 | 5.9384 | 6.2766 | 5.4923 | 4.5375 | 5.4923 | 5.073
NSR Kincaid 1 & 2- SO2 Rate Annual v5.13 | 1071 | 5978 | Rate Constraint in lbs/MMBtu | FALSE | L | Annual | Qualifying Generation | TWh | 5.9384 | 5.9384 | 6.2766 | 5.4923 | 4.5375 | 5.4923 | 5.073
NSR Kincaid 1 & 2- SO2 Rate Annual v5.13 | 1071 | 5978 | Rate Constraint in lbs/MMBtu | FALSE | L | Annual | Rate | lb/MWh | 0.39827 | 0.39827 | 0.39827 | 0.39827 | 0.39827 | 0.39827 | 0.39827
NSR Kincaid 1 & 2- SO2 Rate Annual v5.13 | 1071 | 5978 | Rate Constraint in lbs/MMBtu | FALSE | L | Annual | Constraint Shadow Price | US2011$/Ton | 0 | 0 | 0 | 0 | 0 | 0 | 0
NSR KU Brown Unit 3 - SO2 Cap Annual v3.1 | 1072 | 2113 | Rate Constraint in MTons | FALSE | L | Annual | Seasons Included | Seasons | Winter, Summer | Winter, Summer | Winter, Summer | Winter, Summer | Winter, Summer | Winter, Summer | Winter, Summer
NSR KU Brown Unit 3 - SO2 Cap Annual v3.1 | 1072 | 2113 | Rate Constraint in MTons | FALSE | L | Annual | Standard | Thousand Tons | 2.3 | 2.3 | 2.3 | 2.3 | 2.3 | 2.3 | 2.3
NSR KU Brown Unit 3 - SO2 Cap Annual v3.1 | 1072 | 2113 | Rate Constraint in MTons | FALSE | L | Annual | Standard SO2 | Thousand Tons | 2.3 | 2.3 | 2.3 | 2.3 | 2.3 | 2.3 | 2.3
NSR KU Brown Unit 3 - SO2 Cap Annual v3.1 | 1072 | 2113 | Rate Constraint in MTons | FALSE | L | Annual | Emissions at Affected Plants SO2 | Thousand Tons | 0 | 0 | 0 | 0 | 0 | 0 | 0
NSR KU Brown Unit 3 - SO2 Cap Annual v3.1 | 1072 | 2113 | Rate Constraint in MTons | FALSE | L | Annual | Allowances Purchased SO2 | Thousand Tons | 0 | 0 | 0 | 0 | 0 | 0 | 0
NSR KU Brown Unit 3 - SO2 Cap Annual v3.1 | 1072 | 2113 | Rate Constraint in MTons | FALSE | L | Annual | Allowances Sold SO2 | Thousand Tons | 0 | 0 | 0 | 0 | 0 | 0 | 0
NSR KU Brown Unit 3 - SO2 Cap Annual v3.1 | 1072 | 2113 | Rate Constraint in MTons | FALSE | L | Annual | Allowances Banked | Thousand Tons | 0 | 0 | 0 | 0 | 0 | 0 | 0
NSR KU Brown Unit 3 - SO2 Cap Annual v3.1 | 1072 | 2113 | Rate Constraint in MTons | FALSE | L | Annual | Allowances Withdrawn (1:1) | Thousand Tons | 0 | 0 | 0 | 0 | 0 | 0 | 0
NSR KU Brown Unit 3 - SO2 Cap Annual v3.1 | 1072 | 2113 | Rate Constraint in MTons | FALSE | L | Annual | Allowances Withdrawn (n:1) | Thousand Tons | 0 | 0 | 0 | 0 | 0 | 0 | 0
NSR KU Brown Unit 3 - SO2 Cap Annual v3.1 | 1072 | 2113 | Rate Constraint in MTons | FALSE | L | Annual | Net Emissions Allowance Position | Thousand Tons | 0 | 0 | 0 | 0 | 0 | 0 | 0
NSR KU Brown Unit 3 - SO2 Cap Annual v3.1 | 1072 | 2113 | Rate Constraint in MTons | FALSE | L | Annual | Fuel Consumed | TBtu | 0 | 0 | 0 | 0 | 0 | 0 | 0
NSR KU Brown Unit 3 - SO2 Cap Annual v3.1 | 1072 | 2113 | Rate Constraint in MTons | FALSE | L | Annual | Rate | lb/MMBtu | 0 | 0 | 0 | 0 | 0 | 0 | 0
NSR KU Brown Unit 3 - SO2 Cap Annual v3.1 | 1072 | 2113 | Rate Constraint in MTons | FALSE | L | Annual | Generation | TWh | 0 | 0 | 0 | 0 | 0 | 0 | 0
NSR KU Brown Unit 3 - SO2 Cap Annual v3.1 | 1072 | 2113 | Rate Constraint in MTons | FALSE | L | Annual | Qualifying Generation | TWh | 0 | 0 | 0 | 0 | 0 | 0 | 0
NSR KU Brown Unit 3 - SO2 Cap Annual v3.1 | 1072 | 2113 | Rate Constraint in MTons | FALSE | L | Annual | Rate | lb/MWh | 0 | 0 | 0 | 0 | 0 | 0 | 0
NSR KU Brown Unit 3 - SO2 Cap Annual v3.1 | 1072 | 2113 | Rate Constraint in MTons | FALSE | L | Annual | Constraint Shadow Price | US2011$/Ton | 0 | 0 | 0 | 0 | 0 | 0 | 0
NSR KU Brown Unit 3 - SO2 Rate Annual v3.1 | 1073 | 2114 | Rate Constraint in lbs/MMBtu | FALSE | L | Annual | Seasons Included | Seasons | Winter, Summer | Winter, Summer | Winter, Summer | Winter, Summer | Winter, Summer | Winter, Summer | Winter, Summer
NSR KU Brown Unit 3 - SO2 Rate Annual v3.1 | 1073 | 2114 | Rate Constraint in lbs/MMBtu | FALSE | L | Annual | Standard | lb/MMBtu | 0.1 | 0.1 | 0.1 | 0.1 | 0.1 | 0.1 | 0.1
NSR KU Brown Unit 3 - SO2 Rate Annual v3.1 | 1073 | 2114 | Rate Constraint in lbs/MMBtu | FALSE | L | Annual | Emissions at Affected Plants SO2 | Thousand Tons | 0 | 0 | 0 | 0 | 0 | 0 | 0
NSR KU Brown Unit 3 - SO2 Rate Annual v3.1 | 1073 | 2114 | Rate Constraint in lbs/MMBtu | FALSE | L | Annual | Allowances Purchased SO2 | Thousand Tons | 0 | 0 | 0 | 0 | 0 | 0 | 0
NSR KU Brown Unit 3 - SO2 Rate Annual v3.1 | 1073 | 2114 | Rate Constraint in lbs/MMBtu | FALSE | L | Annual | Allowances Sold SO2 | Thousand Tons | 0 | 0 | 0 | 0 | 0 | 0 | 0
NSR KU Brown Unit 3 - SO2 Rate Annual v3.1 | 1073 | 2114 | Rate Constraint in lbs/MMBtu | FALSE | L | Annual | Allowances Banked | Thousand Tons | 0 | 0 | 0 | 0 | 0 | 0 | 0
NSR KU Brown Unit 3 - SO2 Rate Annual v3.1 | 1073 | 2114 | Rate Constraint in lbs/MMBtu | FALSE | L | Annual | Allowances Withdrawn (1:1) | Thousand Tons | 0 | 0 | 0 | 0 | 0 | 0 | 0
NSR KU Brown Unit 3 - SO2 Rate Annual v3.1 | 1073 | 2114 | Rate Constraint in lbs/MMBtu | FALSE | L | Annual | Allowances Withdrawn (n:1) | Thousand Tons | 0 | 0 | 0 | 0 | 0 | 0 | 0
NSR KU Brown Unit 3 - SO2 Rate Annual v3.1 | 1073 | 2114 | Rate Constraint in lbs/MMBtu | FALSE | L | Annual | Net Emissions Allowance Position | Thousand Tons | 0 | 0 | 0 | 0 | 0 | 0 | 0
NSR KU Brown Unit 3 - SO2 Rate Annual v3.1 | 1073 | 2114 | Rate Constraint in lbs/MMBtu | FALSE | L | Annual | Fuel Consumed | TBtu | 0 | 0 | 0 | 0 | 0 | 0 | 0
NSR KU Brown Unit 3 - SO2 Rate Annual v3.1 | 1073 | 2114 | Rate Constraint in lbs/MMBtu | FALSE | L | Annual | Rate | lb/MMBtu | 0 | 0 | 0 | 0 | 0 | 0 | 0
NSR KU Brown Unit 3 - SO2 Rate Annual v3.1 | 1073 | 2114 | Rate Constraint in lbs/MMBtu | FALSE | L | Annual | Generation | TWh | 0 | 0 | 0 | 0 | 0 | 0 | 0
NSR KU Brown Unit 3 - SO2 Rate Annual v3.1 | 1073 | 2114 | Rate Constraint in lbs/MMBtu | FALSE | L | Annual | Qualifying Generation | TWh | 0 | 0 | 0 | 0 | 0 | 0 | 0
NSR KU Brown Unit 3 - SO2 Rate Annual v3.1 | 1073 | 2114 | Rate Constraint in lbs/MMBtu | FALSE | L | Annual | Rate | lb/MWh | 0 | 0 | 0 | 0 | 0 | 0 | 0
NSR KU Brown Unit 3 - SO2 Rate Annual v3.1 | 1073 | 2114 | Rate Constraint in lbs/MMBtu | FALSE | L | Annual | Constraint Shadow Price | US2011$/Ton | 0 | 0 | 0 | 0 | 0 | 0 | 0
NSR Laskin 1,2 - NOX Rate Annual v5.14 | 1074 | 6138 | Rate Constraint in lbs/MMBtu | FALSE | L | Annual | Seasons Included | Seasons | Winter, Summer | Winter, Summer | Winter, Summer | Winter, Summer | Winter, Summer | Winter, Summer | Winter, Summer
NSR Laskin 1,2 - NOX Rate Annual v5.14 | 1074 | 6138 | Rate Constraint in lbs/MMBtu | FALSE | L | Annual | Standard | lb/MMBtu | 0.19 | 0.19 | 0.19 | 0.19 | 0.19 | 0.19 | 0.19
NSR Laskin 1,2 - NOX Rate Annual v5.14 | 1074 | 6138 | Rate Constraint in lbs/MMBtu | FALSE | L | Annual | Emissions at Affected Plants NOX | Thousand Tons | 0 | 0 | 0 | 0 | 0 | 0 | 0
NSR Laskin 1,2 - NOX Rate Annual v5.14 | 1074 | 6138 | Rate Constraint in lbs/MMBtu | FALSE | L | Annual | Allowances Purchased NOX | Thousand Tons | 0 | 0 | 0 | 0 | 0 | 0 | 0
NSR Laskin 1,2 - NOX Rate Annual v5.14 | 1074 | 6138 | Rate Constraint in lbs/MMBtu | FALSE | L | Annual | Allowances Sold NOX | Thousand Tons | 0 | 0 | 0 | 0 | 0 | 0 | 0
NSR Laskin 1,2 - NOX Rate Annual v5.14 | 1074 | 6138 | Rate Constraint in lbs/MMBtu | FALSE | L | Annual | Allowances Banked | Thousand Tons | 0 | 0 | 0 | 0 | 0 | 0 | 0
NSR Laskin 1,2 - NOX Rate Annual v5.14 | 1074 | 6138 | Rate Constraint in lbs/MMBtu | FALSE | L | Annual | Allowances Withdrawn (1:1) | Thousand Tons | 0 | 0 | 0 | 0 | 0 | 0 | 0
NSR Laskin 1,2 - NOX Rate Annual v5.14 | 1074 | 6138 | Rate Constraint in lbs/MMBtu | FALSE | L | Annual | Allowances Withdrawn (n:1) | Thousand Tons | 0 | 0 | 0 | 0 | 0 | 0 | 0
NSR Laskin 1,2 - NOX Rate Annual v5.14 | 1074 | 6138 | Rate Constraint in lbs/MMBtu | FALSE | L | Annual | Net Emissions Allowance Position | Thousand Tons | 0 | 0 | 0 | 0 | 0 | 0 | 0
NSR Laskin 1,2 - NOX Rate Annual v5.14 | 1074 | 6138 | Rate Constraint in lbs/MMBtu | FALSE | L | Annual | Fuel Consumed | TBtu | 0 | 0 | 0 | 0 | 0 | 0 | 0
NSR Laskin 1,2 - NOX Rate Annual v5.14 | 1074 | 6138 | Rate Constraint in lbs/MMBtu | FALSE | L | Annual | Rate | lb/MMBtu | 0 | 0 | 0 | 0 | 0 | 0 | 0
NSR Laskin 1,2 - NOX Rate Annual v5.14 | 1074 | 6138 | Rate Constraint in lbs/MMBtu | FALSE | L | Annual | Generation | TWh | 0 | 0 | 0 | 0 | 0 | 0 | 0
NSR Laskin 1,2 - NOX Rate Annual v5.14 | 1074 | 6138 | Rate Constraint in lbs/MMBtu | FALSE | L | Annual | Qualifying Generation | TWh | 0 | 0 | 0 | 0 | 0 | 0 | 0
NSR Laskin 1,2 - NOX Rate Annual v5.14 | 1074 | 6138 | Rate Constraint in lbs/MMBtu | FALSE | L | Annual | Rate | lb/MWh | 0 | 0 | 0 | 0 | 0 | 0 | 0
NSR Laskin 1,2 - NOX Rate Annual v5.14 | 1074 | 6138 | Rate Constraint in lbs/MMBtu | FALSE | L | Annual | Constraint Shadow Price | US2011$/Ton | 0 | 0 | 0 | 0 | 0 | 0 | 0
NSR Laskin 1,2 - SO2 Rate Annual v5.14 | 1075 | 6137 | Rate Constraint in lbs/MMBtu | FALSE | L | Annual | Seasons Included | Seasons | Winter, Summer | Winter, Summer | Winter, Summer | Winter, Summer | Winter, Summer | Winter, Summer | Winter, Summer
NSR Laskin 1,2 - SO2 Rate Annual v5.14 | 1075 | 6137 | Rate Constraint in lbs/MMBtu | FALSE | L | Annual | Standard | lb/MMBtu | 0.2 | 0.2 | 0.2 | 0.2 | 0.2 | 0.2 | 0.2
NSR Laskin 1,2 - SO2 Rate Annual v5.14 | 1075 | 6137 | Rate Constraint in lbs/MMBtu | FALSE | L | Annual | Emissions at Affected Plants SO2 | Thousand Tons | 0 | 0 | 0 | 0 | 0 | 0 | 0
NSR Laskin 1,2 - SO2 Rate Annual v5.14 | 1075 | 6137 | Rate Constraint in lbs/MMBtu | FALSE | L | Annual | Allowances Purchased SO2 | Thousand Tons | 0 | 0 | 0 | 0 | 0 | 0 | 0
NSR Laskin 1,2 - SO2 Rate Annual v5.14 | 1075 | 6137 | Rate Constraint in lbs/MMBtu | FALSE | L | Annual | Allowances Sold SO2 | Thousand Tons | 0 | 0 | 0 | 0 | 0 | 0 | 0
NSR Laskin 1,2 - SO2 Rate Annual v5.14 | 1075 | 6137 | Rate Constraint in lbs/MMBtu | FALSE | L | Annual | Allowances Banked | Thousand Tons | 0 | 0 | 0 | 0 | 0 | 0 | 0
NSR Laskin 1,2 - SO2 Rate Annual v5.14 | 1075 | 6137 | Rate Constraint in lbs/MMBtu | FALSE | L | Annual | Allowances Withdrawn (1:1) | Thousand Tons | 0 | 0 | 0 | 0 | 0 | 0 | 0
NSR Laskin 1,2 - SO2 Rate Annual v5.14 | 1075 | 6137 | Rate Constraint in lbs/MMBtu | FALSE | L | Annual | Allowances Withdrawn (n:1) | Thousand Tons | 0 | 0 | 0 | 0 | 0 | 0 | 0
NSR Laskin 1,2 - SO2 Rate Annual v5.14 | 1075 | 6137 | Rate Constraint in lbs/MMBtu | FALSE | L | Annual | Net Emissions Allowance Position | Thousand Tons | 0 | 0 | 0 | 0 | 0 | 0 | 0
NSR Laskin 1,2 - SO2 Rate Annual v5.14 | 1075 | 6137 | Rate Constraint in lbs/MMBtu | FALSE | L | Annual | Fuel Consumed | TBtu | 0 | 0 | 0 | 0 | 0 | 0 | 0
NSR Laskin 1,2 - SO2 Rate Annual v5.14 | 1075 | 6137 | Rate Constraint in lbs/MMBtu | FALSE | L | Annual | Rate | lb/MMBtu | 0 | 0 | 0 | 0 | 0 | 0 | 0
NSR Laskin 1,2 - SO2 Rate Annual v5.14 | 1075 | 6137 | Rate Constraint in lbs/MMBtu | FALSE | L | Annual | Generation | TWh | 0 | 0 | 0 | 0 | 0 | 0 | 0
NSR Laskin 1,2 - SO2 Rate Annual v5.14 | 1075 | 6137 | Rate Constraint in lbs/MMBtu | FALSE | L | Annual | Qualifying Generation | TWh | 0 | 0 | 0 | 0 | 0 | 0 | 0
NSR Laskin 1,2 - SO2 Rate Annual v5.14 | 1075 | 6137 | Rate Constraint in lbs/MMBtu | FALSE | L | Annual | Rate | lb/MWh | 0 | 0 | 0 | 0 | 0 | 0 | 0
NSR Laskin 1,2 - SO2 Rate Annual v5.14 | 1075 | 6137 | Rate Constraint in lbs/MMBtu | FALSE | L | Annual | Constraint Shadow Price | US2011$/Ton | 5269.6199 | 5290.7411 | 0 | 0 | 1233.159 | 0 | 0
NSR Level Baldwin 3 - NOX Rate Annual v3.1, Unit 4279 and retrofits | 1076 | 1862 | Rate Constraint in lbs/MMBtu | FALSE | L | Annual | Seasons Included | Seasons | Winter, Summer | Winter, Summer | Winter, Summer | Winter, Summer | Winter, Summer | Winter, Summer | Winter, Summer
NSR Level Baldwin 3 - NOX Rate Annual v3.1, Unit 4279 and retrofits | 1076 | 1862 | Rate Constraint in lbs/MMBtu | FALSE | L | Annual | Standard | lb/MMBtu | 0.1 | 0.1 | 0.1 | 0.1 | 0.1 | 0.1 | 0.1
NSR Level Baldwin 3 - NOX Rate Annual v3.1, Unit 4279 and retrofits | 1076 | 1862 | Rate Constraint in lbs/MMBtu | FALSE | L | Annual | Emissions at Affected Plants NOX | Thousand Tons | 0.0033962 | 0.0033962 | 0.0033962 | 0.0032073 | 0.0024509 | 0.0029666 | 0.0031555
NSR Level Baldwin 3 - NOX Rate Annual v3.1, Unit 4279 and retrofits | 1076 | 1862 | Rate Constraint in lbs/MMBtu | FALSE | L | Annual | Allowances Purchased NOX | Thousand Tons | 0 | 0 | 0 | 0 | 0 | 0 | 0
NSR Level Baldwin 3 - NOX Rate Annual v3.1, Unit 4279 and retrofits | 1076 | 1862 | Rate Constraint in lbs/MMBtu | FALSE | L | Annual | Allowances Sold NOX | Thousand Tons | 0 | 0 | 0 | 0 | 0 | 0 | 0
NSR Level Baldwin 3 - NOX Rate Annual v3.1, Unit 4279 and retrofits | 1076 | 1862 | Rate Constraint in lbs/MMBtu | FALSE | L | Annual | Allowances Banked | Thousand Tons | 0 | 0 | 0 | 0 | 0 | 0 | 0
NSR Level Baldwin 3 - NOX Rate Annual v3.1, Unit 4279 and retrofits | 1076 | 1862 | Rate Constraint in lbs/MMBtu | FALSE | L | Annual | Allowances Withdrawn (1:1) | Thousand Tons | 0 | 0 | 0 | 0 | 0 | 0 | 0
NSR Level Baldwin 3 - NOX Rate Annual v3.1, Unit 4279 and retrofits | 1076 | 1862 | Rate Constraint in lbs/MMBtu | FALSE | L | Annual | Allowances Withdrawn (n:1) | Thousand Tons | 0 | 0 | 0 | 0 | 0 | 0 | 0
NSR Level Baldwin 3 - NOX Rate Annual v3.1, Unit 4279 and retrofits | 1076 | 1862 | Rate Constraint in lbs/MMBtu | FALSE | L | Annual | Net Emissions Allowance Position | Thousand Tons | 0.0033962 | 0.0033962 | 0.0033962 | 0.0032073 | 0.0024509 | 0.0029666 | 0.0031555
NSR Level Baldwin 3 - NOX Rate Annual v3.1, Unit 4279 and retrofits | 1076 | 1862 | Rate Constraint in lbs/MMBtu | FALSE | L | Annual | Fuel Consumed | TBtu | 0.073764 | 0.073647 | 0.073647 | 0.069661 | 0.053232 | 0.064433 | 0.068536
NSR Level Baldwin 3 - NOX Rate Annual v3.1, Unit 4279 and retrofits | 1076 | 1862 | Rate Constraint in lbs/MMBtu | FALSE | L | Annual | Rate | lb/MMBtu | 0.092084 | 0.09223 | 0.09223 | 0.092084 | 0.092084 | 0.092084 | 0.092084
NSR Level Baldwin 3 - NOX Rate Annual v3.1, Unit 4279 and retrofits | 1076 | 1862 | Rate Constraint in lbs/MMBtu | FALSE | L | Annual | Generation | TWh | 0.0072911 | 0.0072911 | 0.0072911 | 0.0068855 | 0.0052616 | 0.0063688 | 0.0067744
NSR Level Baldwin 3 - NOX Rate Annual v3.1, Unit 4279 and retrofits | 1076 | 1862 | Rate Constraint in lbs/MMBtu | FALSE | L | Annual | Qualifying Generation | TWh | 0.0072911 | 0.0072911 | 0.0072911 | 0.0068855 | 0.0052616 | 0.0063688 | 0.0067744
NSR Level Baldwin 3 - NOX Rate Annual v3.1, Unit 4279 and retrofits | 1076 | 1862 | Rate Constraint in lbs/MMBtu | FALSE | L | Annual | Rate | lb/MWh | 0.46581 | 0.46581 | 0.46581 | 0.46581 | 0.46581 | 0.46581 | 0.46581
NSR Level Baldwin 3 - NOX Rate Annual v3.1, Unit 4279 and retrofits | 1076 | 1862 | Rate Constraint in lbs/MMBtu | FALSE | L | Annual | Constraint Shadow Price | US2011$/Ton | 0 | 0 | 0 | 0 | 0 | 0 | 0
NSR Level Havana 9 - SO2 Rate Annual v3.1, Unit 4238 and retrofits | 1077 | 1868 | Rate Constraint in lbs/MMBtu | FALSE | L | Annual | Seasons Included | Seasons | Winter, Summer | Winter, Summer | Winter, Summer | Winter, Summer | Winter, Summer | Winter, Summer | Winter, Summer
NSR Level Havana 9 - SO2 Rate Annual v3.1, Unit 4238 and retrofits | 1077 | 1868 | Rate Constraint in lbs/MMBtu | FALSE | L | Annual | Standard | lb/MMBtu | 0.1 | 0.1 | 0.1 | 0.1 | 0.1 | 0.1 | 0.1
NSR Level Havana 9 - SO2 Rate Annual v3.1, Unit 4238 and retrofits | 1077 | 1868 | Rate Constraint in lbs/MMBtu | FALSE | L | Annual | Emissions at Affected Plants SO2 | Thousand Tons | 1.0632 | 0.92874 | 1.0632 | 0.76728 | 0.33694 | 0.81479 | 0.76728
NSR Level Havana 9 - SO2 Rate Annual v3.1, Unit 4238 and retrofits | 1077 | 1868 | Rate Constraint in lbs/MMBtu | FALSE | L | Annual | Allowances Purchased SO2 | Thousand Tons | 0 | 0 | 0 | 0 | 0 | 0 | 0
NSR Level Havana 9 - SO2 Rate Annual v3.1, Unit 4238 and retrofits | 1077 | 1868 | Rate Constraint in lbs/MMBtu | FALSE | L | Annual | Allowances Sold SO2 | Thousand Tons | 0 | 0 | 0 | 0 | 0 | 0 | 0
NSR Level Havana 9 - SO2 Rate Annual v3.1, Unit 4238 and retrofits | 1077 | 1868 | Rate Constraint in lbs/MMBtu | FALSE | L | Annual | Allowances Banked | Thousand Tons | 0 | 0 | 0 | 0 | 0 | 0 | 0
NSR Level Havana 9 - SO2 Rate Annual v3.1, Unit 4238 and retrofits | 1077 | 1868 | Rate Constraint in lbs/MMBtu | FALSE | L | Annual | Allowances Withdrawn (1:1) | Thousand Tons | 0 | 0 | 0 | 0 | 0 | 0 | 0
NSR Level Havana 9 - SO2 Rate Annual v3.1, Unit 4238 and retrofits | 1077 | 1868 | Rate Constraint in lbs/MMBtu | FALSE | L | Annual | Allowances Withdrawn (n:1) | Thousand Tons | 0 | 0 | 0 | 0 | 0 | 0 | 0
NSR Level Havana 9 - SO2 Rate Annual v3.1, Unit 4238 and retrofits | 1077 | 1868 | Rate Constraint in lbs/MMBtu | FALSE | L | Annual | Net Emissions Allowance Position | Thousand Tons | 1.0632 | 0.92874 | 1.0632 | 0.76728 | 0.33694 | 0.81479 | 0.76728
NSR Level Havana 9 - SO2 Rate Annual v3.1, Unit 4238 and retrofits | 1077 | 1868 | Rate Constraint in lbs/MMBtu | FALSE | L | Annual | Fuel Consumed | TBtu | 35.6432 | 30.9581 | 35.4415 | 25.7217 | 11.2953 | 27.3142 | 25.7217
NSR Level Havana 9 - SO2 Rate Annual v3.1, Unit 4238 and retrofits | 1077 | 1868 | Rate Constraint in lbs/MMBtu | FALSE | L | Annual | Rate | lb/MMBtu | 0.05966 | 0.06 | 0.06 | 0.05966 | 0.05966 | 0.05966 | 0.05966
NSR Level Havana 9 - SO2 Rate Annual v3.1, Unit 4238 and retrofits | 1077 | 1868 | Rate Constraint in lbs/MMBtu | FALSE | L | Annual | Generation | TWh | 3.0635 | 2.676 | 3.0635 | 2.2107 | 0.97081 | 2.3476 | 2.2107
NSR Level Havana 9 - SO2 Rate Annual v3.1, Unit 4238 and retrofits | 1077 | 1868 | Rate Constraint in lbs/MMBtu | FALSE | L | Annual | Qualifying Generation | TWh | 3.0635 | 2.676 | 3.0635 | 2.2107 | 0.97081 | 2.3476 | 2.2107
NSR Level Havana 9 - SO2 Rate Annual v3.1, Unit 4238 and retrofits | 1077 | 1868 | Rate Constraint in lbs/MMBtu | FALSE | L | Annual | Rate | lb/MWh | 0.34707 | 0.34707 | 0.34707 | 0.34707 | 0.34707 | 0.34707 | 0.34707
NSR Level Havana 9 - SO2 Rate Annual v3.1, Unit 4238 and retrofits | 1077 | 1868 | Rate Constraint in lbs/MMBtu | FALSE | L | Annual | Constraint Shadow Price | US2011$/Ton | 0 | 0 | 0 | 0 | 0 | 0 | 0
NSR Level Hudson 2 - NOX Rate Annual v3.1, Unit 4241 and retrofits | 1078 | 1945 | Rate Constraint in lbs/MMBtu | FALSE | L | Annual | Seasons Included | Seasons | Winter, Summer | Winter, Summer | Winter, Summer | Winter, Summer | Winter, Summer | Winter, Summer | Winter, Summer
NSR Level Hudson 2 - NOX Rate Annual v3.1, Unit 4241 and retrofits | 1078 | 1945 | Rate Constraint in lbs/MMBtu | FALSE | L | Annual | Standard | lb/MMBtu | 0.1 | 0.1 | 0.1 | 0.1 | 0.1 | 0.1 | 0.1
NSR Level Hudson 2 - NOX Rate Annual v3.1, Unit 4241 and retrofits | 1078 | 1945 | Rate Constraint in lbs/MMBtu | FALSE | L | Annual | Emissions at Affected Plants NOX | Thousand Tons | 0 | 0 | 0 | 0 | 0 | 0 | 0
NSR Level Hudson 2 - NOX Rate Annual v3.1, Unit 4241 and retrofits | 1078 | 1945 | Rate Constraint in lbs/MMBtu | FALSE | L | Annual | Allowances Purchased NOX | Thousand Tons | 0 | 0 | 0 | 0 | 0 | 0 | 0
NSR Level Hudson 2 - NOX Rate Annual v3.1, Unit 4241 and retrofits | 1078 | 1945 | Rate Constraint in lbs/MMBtu | FALSE | L | Annual | Allowances Sold NOX | Thousand Tons | 0 | 0 | 0 | 0 | 0 | 0 | 0
NSR Level Hudson 2 - NOX Rate Annual v3.1, Unit 4241 and retrofits | 1078 | 1945 | Rate Constraint in lbs/MMBtu | FALSE | L | Annual | Allowances Banked | Thousand Tons | 0 | 0 | 0 | 0 | 0 | 0 | 0
NSR Level Hudson 2 - NOX Rate Annual v3.1, Unit 4241 and retrofits | 1078 | 1945 | Rate Constraint in lbs/MMBtu | FALSE | L | Annual | Allowances Withdrawn (1:1) | Thousand Tons | 0 | 0 | 0 | 0 | 0 | 0 | 0
NSR Level Hudson 2 - NOX Rate Annual v3.1, Unit 4241 and retrofits | 1078 | 1945 | Rate Constraint in lbs/MMBtu | FALSE | L | Annual | Allowances Withdrawn (n:1) | Thousand Tons | 0 | 0 | 0 | 0 | 0 | 0 | 0
NSR Level Hudson 2 - NOX Rate Annual v3.1, Unit 4241 and retrofits | 1078 | 1945 | Rate Constraint in lbs/MMBtu | FALSE | L | Annual | Net Emissions Allowance Position | Thousand Tons | 0 | 0 | 0 | 0 | 0 | 0 | 0
NSR Level Hudson 2 - NOX Rate Annual v3.1, Unit 4241 and retrofits | 1078 | 1945 | Rate Constraint in lbs/MMBtu | FALSE | L | Annual | Fuel Consumed | TBtu | 0 | 0 | 0 | 0 | 0 | 0 | 0
NSR Level Hudson 2 - NOX Rate Annual v3.1, Unit 4241 and retrofits | 1078 | 1945 | Rate Constraint in lbs/MMBtu | FALSE | L | Annual | Rate | lb/MMBtu | 0 | 0 | 0 | 0 | 0 | 0 | 0
NSR Level Hudson 2 - NOX Rate Annual v3.1, Unit 4241 and retrofits | 1078 | 1945 | Rate Constraint in lbs/MMBtu | FALSE | L | Annual | Generation | TWh | 0 | 0 | 0 | 0 | 0 | 0 | 0
NSR Level Hudson 2 - NOX Rate Annual v3.1, Unit 4241 and retrofits | 1078 | 1945 | Rate Constraint in lbs/MMBtu | FALSE | L | Annual | Qualifying Generation | TWh | 0 | 0 | 0 | 0 | 0 | 0 | 0
NSR Level Hudson 2 - NOX Rate Annual v3.1, Unit 4241 and retrofits | 1078 | 1945 | Rate Constraint in lbs/MMBtu | FALSE | L | Annual | Rate | lb/MWh | 0 | 0 | 0 | 0 | 0 | 0 | 0
NSR Level Hudson 2 - NOX Rate Annual v3.1, Unit 4241 and retrofits | 1078 | 1945 | Rate Constraint in lbs/MMBtu | FALSE | L | Annual | Constraint Shadow Price | US2011$/Ton | 0 | 0 | 0 | 0 | 0 | 0 | 0
NSR Level Hudson 2 - SO2 Rate Annual v3.1, Unit 4241 and retrofits | 1079 | 1870 | Rate Constraint in lbs/MMBtu | FALSE | L | Annual | Seasons Included | Seasons | Winter, Summer | Winter, Summer | Winter, Summer | Winter, Summer | Winter, Summer | Winter, Summer | Winter, Summer
NSR Level Hudson 2 - SO2 Rate Annual v3.1, Unit 4241 and retrofits | 1079 | 1870 | Rate Constraint in lbs/MMBtu | FALSE | L | Annual | Standard | lb/MMBtu | 0.15 | 0.15 | 0.15 | 0.15 | 0.15 | 0.15 | 0.15
NSR Level Hudson 2 - SO2 Rate Annual v3.1, Unit 4241 and retrofits | 1079 | 1870 | Rate Constraint in lbs/MMBtu | FALSE | L | Annual | Emissions at Affected Plants SO2 | Thousand Tons | 0 | 0 | 0 | 0 | 0 | 0 | 0
NSR Level Hudson 2 - SO2 Rate Annual v3.1, Unit 4241 and retrofits | 1079 | 1870 | Rate Constraint in lbs/MMBtu | FALSE | L | Annual | Allowances Purchased SO2 | Thousand Tons | 0 | 0 | 0 | 0 | 0 | 0 | 0
NSR Level Hudson 2 - SO2 Rate Annual v3.1, Unit 4241 and retrofits | 1079 | 1870 | Rate Constraint in lbs/MMBtu | FALSE | L | Annual | Allowances Sold SO2 | Thousand Tons | 0 | 0 | 0 | 0 | 0 | 0 | 0
NSR Level Hudson 2 - SO2 Rate Annual v3.1, Unit 4241 and retrofits | 1079 | 1870 | Rate Constraint in lbs/MMBtu | FALSE | L | Annual | Allowances Banked | Thousand Tons | 0 | 0 | 0 | 0 | 0 | 0 | 0
NSR Level Hudson 2 - SO2 Rate Annual v3.1, Unit 4241 and retrofits | 1079 | 1870 | Rate Constraint in lbs/MMBtu | FALSE | L | Annual | Allowances Withdrawn (1:1) | Thousand Tons | 0 | 0 | 0 | 0 | 0 | 0 | 0
NSR Level Hudson 2 - SO2 Rate Annual v3.1, Unit 4241 and retrofits | 1079 | 1870 | Rate Constraint in lbs/MMBtu | FALSE | L | Annual | Allowances Withdrawn (n:1) | Thousand Tons | 0 | 0 | 0 | 0 | 0 | 0 | 0
NSR Level Hudson 2 - SO2 Rate Annual v3.1, Unit 4241 and retrofits | 1079 | 1870 | Rate Constraint in lbs/MMBtu | FALSE | L | Annual | Net Emissions Allowance Position | Thousand Tons | 0 | 0 | 0 | 0 | 0 | 0 | 0
NSR Level Hudson 2 - SO2 Rate Annual v3.1, Unit 4241 and retrofits | 1079 | 1870 | Rate Constraint in lbs/MMBtu | FALSE | L | Annual | Fuel Consumed | TBtu | 0 | 0 | 0 | 0 | 0 | 0 | 0
NSR Level Hudson 2 - SO2 Rate Annual v3.1, Unit 4241 and retrofits | 1079 | 1870 | Rate Constraint in lbs/MMBtu | FALSE | L | Annual | Rate | lb/MMBtu | 0 | 0 | 0 | 0 | 0 | 0 | 0
NSR Level Hudson 2 - SO2 Rate Annual v3.1, Unit 4241 and retrofits | 1079 | 1870 | Rate Constraint in lbs/MMBtu | FALSE | L | Annual | Generation | TWh | 0 | 0 | 0 | 0 | 0 | 0 | 0
NSR Level Hudson 2 - SO2 Rate Annual v3.1, Unit 4241 and retrofits | 1079 | 1870 | Rate Constraint in lbs/MMBtu | FALSE | L | Annual | Qualifying Generation | TWh | 0 | 0 | 0 | 0 | 0 | 0 | 0
NSR Level Hudson 2 - SO2 Rate Annual v3.1, Unit 4241 and retrofits | 1079 | 1870 | Rate Constraint in lbs/MMBtu | FALSE | L | Annual | Rate | lb/MWh | 0 | 0 | 0 | 0 | 0 | 0 | 0
NSR Level Hudson 2 - SO2 Rate Annual v3.1, Unit 4241 and retrofits | 1079 | 1870 | Rate Constraint in lbs/MMBtu | FALSE | L | Annual | Constraint Shadow Price | US2011$/Ton | 0 | 0 | 0 | 4709.2955 | 0 | 0 | 0
NSR Level Mercer 1 - SO2 Rate Annual v3.1, Unit 4242 and retrofits | 1080 | 1932 | Rate Constraint in lbs/MMBtu | FALSE | L | Annual | Seasons Included | Seasons | Winter, Summer | Winter, Summer | Winter, Summer | Winter, Summer | Winter, Summer | Winter, Summer | Winter, Summer
NSR Level Mercer 1 - SO2 Rate Annual v3.1, Unit 4242 and retrofits | 1080 | 1932 | Rate Constraint in lbs/MMBtu | FALSE | L | Annual | Standard | lb/MMBtu | 0.15 | 0.15 | 0.15 | 0.15 | 0.15 | 0.15 | 0.15
NSR Level Mercer 1 - SO2 Rate Annual v3.1, Unit 4242 and retrofits | 1080 | 1932 | Rate Constraint in lbs/MMBtu | FALSE | L | Annual | Emissions at Affected Plants SO2 | Thousand Tons | 0 | 0 | 0 | 0 | 0 | 0 | 0
NSR Level Mercer 1 - SO2 Rate Annual v3.1, Unit 4242 and retrofits | 1080 | 1932 | Rate Constraint in lbs/MMBtu | FALSE | L | Annual | Allowances Purchased SO2 | Thousand Tons | 0 | 0 | 0 | 0 | 0 | 0 | 0
NSR Level Mercer 1 - SO2 Rate Annual v3.1, Unit 4242 and retrofits | 1080 | 1932 | Rate Constraint in lbs/MMBtu | FALSE | L | Annual | Allowances Sold SO2 | Thousand Tons | 0 | 0 | 0 | 0 | 0 | 0 | 0
NSR Level Mercer 1 - SO2 Rate Annual v3.1, Unit 4242 and retrofits | 1080 | 1932 | Rate Constraint in lbs/MMBtu | FALSE | L | Annual | Allowances Banked | Thousand Tons | 0 | 0 | 0 | 0 | 0 | 0 | 0
NSR Level Mercer 1 - SO2 Rate Annual v3.1, Unit 4242 and retrofits | 1080 | 1932 | Rate Constraint in lbs/MMBtu | FALSE | L | Annual | Allowances Withdrawn (1:1) | Thousand Tons | 0 | 0 | 0 | 0 | 0 | 0 | 0
NSR Level Mercer 1 - SO2 Rate Annual v3.1, Unit 4242 and retrofits | 1080 | 1932 | Rate Constraint in lbs/MMBtu | FALSE | L | Annual | Allowances Withdrawn (n:1) | Thousand Tons | 0 | 0 | 0 | 0 | 0 | 0 | 0
NSR Level Mercer 1 - SO2 Rate Annual v3.1, Unit 4242 and retrofits | 1080 | 1932 | Rate Constraint in lbs/MMBtu | FALSE | L | Annual | Net Emissions Allowance Position | Thousand Tons | 0 | 0 | 0 | 0 | 0 | 0 | 0
NSR Level Mercer 1 - SO2 Rate Annual v3.1, Unit 4242 and retrofits | 1080 | 1932 | Rate Constraint in lbs/MMBtu | FALSE | L | Annual | Fuel Consumed | TBtu | 0 | 0 | 0 | 0 | 0 | 0 | 0
NSR Level Mercer 1 - SO2 Rate Annual v3.1, Unit 4242 and retrofits | 1080 | 1932 | Rate Constraint in lbs/MMBtu | FALSE | L | Annual | Rate | lb/MMBtu | 0 | 0 | 0 | 0 | 0 | 0 | 0
NSR Level Mercer 1 - SO2 Rate Annual v3.1, Unit 4242 and retrofits | 1080 | 1932 | Rate Constraint in lbs/MMBtu | FALSE | L | Annual | Generation | TWh | 0 | 0 | 0 | 0 | 0 | 0 | 0
NSR Level Mercer 1 - SO2 Rate Annual v3.1, Unit 4242 and retrofits | 1080 | 1932 | Rate Constraint in lbs/MMBtu | FALSE | L | Annual | Qualifying Generation | TWh | 0 | 0 | 0 | 0 | 0 | 0 | 0
NSR Level Mercer 1 - SO2 Rate Annual v3.1, Unit 4242 and retrofits | 1080 | 1932 | Rate Constraint in lbs/MMBtu | FALSE | L | Annual | Rate | lb/MWh | 0 | 0 | 0 | 0 | 0 | 0 | 0
NSR Level Mercer 1 - SO2 Rate Annual v3.1, Unit 4242 and retrofits | 1080 | 1932 | Rate Constraint in lbs/MMBtu | FALSE | L | Annual | Constraint Shadow Price | US2011$/Ton | 0 | 0 | 0 | 0 | 0 | 0 | 0
NSR Level Mercer 1,2 - NOX Rate Annual v3.1, Unit 4242 and retrofits | 1081 | 1934 | Rate Constraint in lbs/MMBtu | FALSE | L | Annual | Seasons Included | Seasons | Winter, Summer | Winter, Summer | Winter, Summer | Winter, Summer | Winter, Summer | Winter, Summer | Winter, Summer
NSR Level Mercer 1,2 - NOX Rate Annual v3.1, Unit 4242 and retrofits | 1081 | 1934 | Rate Constraint in lbs/MMBtu | FALSE | L | Annual | Standard | lb/MMBtu | 0.1 | 0.1 | 0.1 | 0.1 | 0.1 | 0.1 | 0.1
NSR Level Mercer 1,2 - NOX Rate Annual v3.1, Unit 4242 and retrofits | 1081 | 1934 | Rate Constraint in lbs/MMBtu | FALSE | L | Annual | Emissions at Affected Plants NOX | Thousand Tons | 0 | 0 | 0 | 0 | 0 | 0 | 0
NSR Level Mercer 1,2 - NOX Rate Annual v3.1, Unit 4242 and retrofits | 1081 | 1934 | Rate Constraint in lbs/MMBtu | FALSE | L | Annual | Allowances Purchased NOX | Thousand Tons | 0 | 0 | 0 | 0 | 0 | 0 | 0
NSR Level Mercer 1,2 - NOX Rate Annual v3.1, Unit 4242 and retrofits | 1081 | 1934 | Rate Constraint in lbs/MMBtu | FALSE | L | Annual | Allowances Sold NOX | Thousand Tons | 0 | 0 | 0 | 0 | 0 | 0 | 0
NSR Level Mercer 1,2 - NOX Rate Annual v3.1, Unit 4242 and retrofits | 1081 | 1934 | Rate Constraint in lbs/MMBtu | FALSE | L | Annual | Allowances Banked | Thousand Tons | 0 | 0 | 0 | 0 | 0 | 0 | 0
NSR Level Mercer 1,2 - NOX Rate Annual v3.1, Unit 4242 and retrofits | 1081 | 1934 | Rate Constraint in lbs/MMBtu | FALSE | L | Annual | Allowances Withdrawn (1:1) | Thousand Tons | 0 | 0 | 0 | 0 | 0 | 0 | 0
NSR Level Mercer 1,2 - NOX Rate Annual v3.1, Unit 4242 and retrofits | 1081 | 1934 | Rate Constraint in lbs/MMBtu | FALSE | L | Annual | Allowances Withdrawn (n:1) | Thousand Tons | 0 | 0 | 0 | 0 | 0 | 0 | 0
NSR Level Mercer 1,2 - NOX Rate Annual v3.1, Unit 4242 and retrofits | 1081 | 1934 | Rate Constraint in lbs/MMBtu | FALSE | L | Annual | Net Emissions Allowance Position | Thousand Tons | 0 | 0 | 0 | 0 | 0 | 0 | 0
NSR Level Mercer 1,2 - NOX Rate Annual v3.1, Unit 4242 and retrofits | 1081 | 1934 | Rate Constraint in lbs/MMBtu | FALSE | L | Annual | Fuel Consumed | TBtu | 0 | 0 | 0 | 0 | 0 | 0 | 0
NSR Level Mercer 1,2 - NOX Rate Annual v3.1, Unit 4242 and retrofits | 1081 | 1934 | Rate Constraint in lbs/MMBtu | FALSE | L | Annual | Rate | lb/MMBtu | 0 | 0 | 0 | 0 | 0 | 0 | 0
NSR Level Mercer 1,2 - NOX Rate Annual v3.1, Unit 4242 and retrofits | 1081 | 1934 | Rate Constraint in lbs/MMBtu | FALSE | L | Annual | Generation | TWh | 0 | 0 | 0 | 0 | 0 | 0 | 0
NSR Level Mercer 1,2 - NOX Rate Annual v3.1, Unit 4242 and retrofits | 1081 | 1934 | Rate Constraint in lbs/MMBtu | FALSE | L | Annual | Qualifying Generation | TWh | 0 | 0 | 0 | 0 | 0 | 0 | 0
NSR Level Mercer 1,2 - NOX Rate Annual v3.1, Unit 4242 and retrofits | 1081 | 1934 | Rate Constraint in lbs/MMBtu | FALSE | L | Annual | Rate | lb/MWh | 0 | 0 | 0 | 0 | 0 | 0 | 0
NSR Level Mercer 1,2 - NOX Rate Annual v3.1, Unit 4242 and retrofits | 1081 | 1934 | Rate Constraint in lbs/MMBtu | FALSE | L | Annual | Constraint Shadow Price | US2011$/Ton | 0 | 0 | 0 | 0 | 0 | 0 | 0
NSR Level Mercer 1,2 - NOX Rate Annual v3.1, Unit 4243 and retrofits | 1082 | 1934 | Rate Constraint in lbs/MMBtu | FALSE | L | Annual | Seasons Included | Seasons | Winter, Summer | Winter, Summer | Winter, Summer | Winter, Summer | Winter, Summer | Winter, Summer | Winter, Summer
NSR Level Mercer 1,2 - NOX Rate Annual v3.1, Unit 4243 and retrofits | 1082 | 1934 | Rate Constraint in lbs/MMBtu | FALSE | L | Annual | Standard | lb/MMBtu | 0.1 | 0.1 | 0.1 | 0.1 | 0.1 | 0.1 | 0.1
NSR Level Mercer 1,2 - NOX Rate Annual v3.1, Unit 4243 and retrofits | 1082 | 1934 | Rate Constraint in lbs/MMBtu | FALSE | L | Annual | Emissions at Affected Plants NOX | Thousand Tons | 0 | 0 | 0 | 0 | 0 | 0 | 0
NSR Level Mercer 1,2 - NOX Rate Annual v3.1, Unit 4243 and retrofits | 1082 | 1934 | Rate Constraint in lbs/MMBtu | FALSE | L | Annual | Allowances Purchased NOX | Thousand Tons | 0 | 0 | 0 | 0 | 0 | 0 | 0
NSR Level Mercer 1,2 - NOX Rate Annual v3.1, Unit 4243 and retrofits | 1082 | 1934 | Rate Constraint in lbs/MMBtu | FALSE | L | Annual | Allowances Sold NOX | Thousand Tons | 0 | 0 | 0 | 0 | 0 | 0 | 0
NSR Level Mercer 1,2 - NOX Rate Annual v3.1, Unit 4243 and retrofits | 1082 | 1934 | Rate Constraint in lbs/MMBtu | FALSE | L | Annual | Allowances Banked | Thousand Tons | 0 | 0 | 0 | 0 | 0 | 0 | 0
NSR Level Mercer 1,2 - NOX Rate Annual v3.1, Unit 4243 and retrofits | 1082 | 1934 | Rate Constraint in lbs/MMBtu | FALSE | L | Annual | Allowances Withdrawn (1:1) | Thousand Tons | 0 | 0 | 0 | 0 | 0 | 0 | 0
NSR Level Mercer 1,2 - NOX Rate Annual v3.1, Unit 4243 and retrofits | 1082 | 1934 | Rate Constraint in lbs/MMBtu | FALSE | L | Annual | Allowances Withdrawn (n:1) | Thousand Tons | 0 | 0 | 0 | 0 | 0 | 0 | 0
NSR Level Mercer 1,2 - NOX Rate Annual v3.1, Unit 4243 and retrofits | 1082 | 1934 | Rate Constraint in lbs/MMBtu | FALSE | L | Annual | Net Emissions Allowance Position | Thousand Tons | 0 | 0 | 0 | 0 | 0 | 0 | 0
NSR Level Mercer 1,2 - NOX Rate Annual v3.1, Unit 4243 and retrofits | 1082 | 1934 | Rate Constraint in lbs/MMBtu | FALSE | L | Annual | Fuel Consumed | TBtu | 0 | 0 | 0 | 0 | 0 | 0 | 0
NSR Level Mercer 1,2 - NOX Rate Annual v3.1, Unit 4243 and retrofits | 1082 | 1934 | Rate Constraint in lbs/MMBtu | FALSE | L | Annual | Rate | lb/MMBtu | 0 | 0 | 0 | 0 | 0 | 0 | 0
NSR Level Mercer 1,2 - NOX Rate Annual v3.1, Unit 4243 and retrofits | 1082 | 1934 | Rate Constraint in lbs/MMBtu | FALSE | L | Annual | Generation | TWh | 0 | 0 | 0 | 0 | 0 | 0 | 0
NSR Level Mercer 1,2 - NOX Rate Annual v3.1, Unit 4243 and retrofits | 1082 | 1934 | Rate Constraint in lbs/MMBtu | FALSE | L | Annual | Qualifying Generation | TWh | 0 | 0 | 0 | 0 | 0 | 0 | 0
NSR Level Mercer 1,2 - NOX Rate Annual v3.1, Unit 4243 and retrofits | 1082 | 1934 | Rate Constraint in lbs/MMBtu | FALSE | L | Annual | Rate | lb/MWh | 0 | 0 | 0 | 0 | 0 | 0 | 0
NSR Level Mercer 1,2 - NOX Rate Annual v3.1, Unit 4243 and retrofits | 1082 | 1934 | Rate Constraint in lbs/MMBtu | FALSE | L | Annual | Constraint Shadow Price | US2011$/Ton | 0 | 0 | 0 | 0 | 0 | 0 | 0
NSR Level Mercer 2 - SO2 Rate Annual v3.1, Unit 4243 and retrofits | 1083 | 1933 | Rate Constraint in lbs/MMBtu | FALSE | L | Annual | Seasons Included | Seasons | Winter, Summer | Winter, Summer | Winter, Summer | Winter, Summer | Winter, Summer | Winter, Summer | Winter, Summer
NSR Level Mercer 2 - SO2 Rate Annual v3.1, Unit 4243 and retrofits | 1083 | 1933 | Rate Constraint in lbs/MMBtu | FALSE | L | Annual | Standard | lb/MMBtu | 0.15 | 0.15 | 0.15 | 0.15 | 0.15 | 0.15 | 0.15
NSR Level Mercer 2 - SO2 Rate Annual v3.1, Unit 4243 and retrofits | 1083 | 1933 | Rate Constraint in lbs/MMBtu | FALSE | L | Annual | Emissions at Affected Plants SO2 | Thousand Tons | 0 | 0 | 0 | 0 | 0 | 0 | 0
NSR Level Mercer 2 - SO2 Rate Annual v3.1, Unit 4243 and retrofits | 1083 | 1933 | Rate Constraint in lbs/MMBtu | FALSE | L | Annual | Allowances Purchased SO2 | Thousand Tons | 0 | 0 | 0 | 0 | 0 | 0 | 0
NSR Level Mercer 2 - SO2 Rate Annual v3.1, Unit 4243 and retrofits | 1083 | 1933 | Rate Constraint in lbs/MMBtu | FALSE | L | Annual | Allowances Sold SO2 | Thousand Tons | 0 | 0 | 0 | 0 | 0 | 0 | 0
NSR Level Mercer 2 - SO2 Rate Annual v3.1, Unit 4243 and retrofits | 1083 | 1933 | Rate Constraint in lbs/MMBtu | FALSE | L | Annual | Allowances Banked | Thousand Tons | 0 | 0 | 0 | 0 | 0 | 0 | 0
NSR Level Mercer 2 - SO2 Rate Annual v3.1, Unit 4243 and retrofits | 1083 | 1933 | Rate Constraint in lbs/MMBtu | FALSE | L | Annual | Allowances Withdrawn (1:1) | Thousand Tons | 0 | 0 | 0 | 0 | 0 | 0 | 0
NSR Level Mercer 2 - SO2 Rate Annual v3.1, Unit 4243 and retrofits | 1083 | 1933 | Rate Constraint in lbs/MMBtu | FALSE | L | Annual | Allowances Withdrawn (n:1) | Thousand Tons | 0 | 0 | 0 | 0 | 0 | 0 | 0
NSR Level Mercer 2 - SO2 Rate Annual v3.1, Unit 4243 and retrofits | 1083 | 1933 | Rate Constraint in lbs/MMBtu | FALSE | L | Annual | Net Emissions Allowance Position | Thousand Tons | 0 | 0 | 0 | 0 | 0 | 0 | 0
NSR Level Mercer 2 - SO2 Rate Annual v3.1, Unit 4243 and retrofits | 1083 | 1933 | Rate Constraint in lbs/MMBtu | FALSE | L | Annual | Fuel Consumed | TBtu | 0 | 0 | 0 | 0 | 0 | 0 | 0
NSR Level Mercer 2 - SO2 Rate Annual v3.1, Unit 4243 and retrofits | 1083 | 1933 | Rate Constraint in lbs/MMBtu | FALSE | L | Annual | Rate | lb/MMBtu | 0 | 0 | 0 | 0 | 0 | 0 | 0
NSR Level Mercer 2 - SO2 Rate Annual v3.1, Unit 4243 and retrofits | 1083 | 1933 | Rate Constraint in lbs/MMBtu | FALSE | L | Annual | Generation | TWh | 0 | 0 | 0 | 0 | 0 | 0 | 0
NSR Level Mercer 2 - SO2 Rate Annual v3.1, Unit 4243 and retrofits | 1083 | 1933 | Rate Constraint in lbs/MMBtu | FALSE | L | Annual | Qualifying Generation | TWh | 0 | 0 | 0 | 0 | 0 | 0 | 0
NSR Level Mercer 2 - SO2 Rate Annual v3.1, Unit 4243 and retrofits | 1083 | 1933 | Rate Constraint in lbs/MMBtu | FALSE | L | Annual | Rate | lb/MWh | 0 | 0 | 0 | 0 | 0 | 0 | 0
NSR Level Mercer 2 - SO2 Rate Annual v3.1, Unit 4243 and retrofits | 1083 | 1933 | Rate Constraint in lbs/MMBtu | FALSE | L | Annual | Constraint Shadow Price | US2011$/Ton | 0 | 0 | 0 | 0 | 0 | 0 | 0
NSR Mercer1, 2 - MER Removal v5.14 | 1084 | 6128 | MACT Fuel Choice Floor in lbs/MMBtu | FALSE | L | Annual | Seasons Included | Seasons | Winter, Summer | Winter, Summer | Winter, Summer | Winter, Summer | Winter, Summer | Winter, Summer | Winter, Summer
NSR Mercer1, 2 - MER Removal v5.14 | 1084 | 6128 | MACT Fuel Choice Floor in lbs/MMBtu | FALSE | L | Annual | Emission Floor | lbs/MMBtu | 0 | 0 | 0 | 0 | 0 | 0 | 0
NSR Mercer1, 2 - MER Removal v5.14 | 1084 | 6128 | MACT Fuel Choice Floor in lbs/MMBtu | FALSE | L | Annual | Emissions at Affected Plants MER | lbs | 0 | 0 | 0 | 0 | 0 | 0 | 0
NSR Mercer1, 2 - MER Removal v5.14 | 1084 | 6128 | MACT Fuel Choice Floor in lbs/MMBtu | FALSE | L | Annual | Allowances Purchased MER | lbs | 0 | 0 | 0 | 0 | 0 | 0 | 0
NSR Mercer1, 2 - MER Removal v5.14 | 1084 | 6128 | MACT Fuel Choice Floor in lbs/MMBtu | FALSE | L | Annual | Allowances Sold MER | lbs | 0 | 0 | 0 | 0 | 0 | 0 | 0
NSR Mercer1, 2 - MER Removal v5.14 | 1084 | 6128 | MACT Fuel Choice Floor in lbs/MMBtu | FALSE | L | Annual | Allowances Banked | lbs | 0 | 0 | 0 | 0 | 0 | 0 | 0
NSR Mercer1, 2 - MER Removal v5.14 | 1084 | 6128 | MACT Fuel Choice Floor in lbs/MMBtu | FALSE | L | Annual | Allowances Withdrawn (1:1) | lbs | 0 | 0 | 0 | 0 | 0 | 0 | 0
NSR Mercer1, 2 - MER Removal v5.14 | 1084 | 6128 | MACT Fuel Choice Floor in lbs/MMBtu | FALSE | L | Annual | Allowances Withdrawn (n:1) | lbs | 0 | 0 | 0 | 0 | 0 | 0 | 0
NSR Mercer1, 2 - MER Removal v5.14 | 1084 | 6128 | MACT Fuel Choice Floor in lbs/MMBtu | FALSE | L | Annual | Net Emissions Allowance Position | lbs | 0 | 0 | 0 | 0 | 0 | 0 | 0
NSR Mercer1, 2 - MER Removal v5.14 | 1084 | 6128 | MACT Fuel Choice Floor in lbs/MMBtu | FALSE | L | Annual | Fuel Consumed | TBtu | 0 | 0 | 0 | 0 | 0 | 0 | 0
NSR Mercer1, 2 - MER Removal v5.14 | 1084 | 6128 | MACT Fuel Choice Floor in lbs/MMBtu | FALSE | L | Annual | Rate | lb/MMBtu | 0 | 0 | 0 | 0 | 0 | 0 | 0
NSR Mercer1, 2 - MER Removal v5.14 | 1084 | 6128 | MACT Fuel Choice Floor in lbs/MMBtu | FALSE | L | Annual | Generation | TWh | 0 | 0 | 0 | 0 | 0 | 0 | 0
NSR Mercer1, 2 - MER Removal v5.14 | 1084 | 6128 | MACT Fuel Choice Floor in lbs/MMBtu | FALSE | L | Annual | Qualifying Generation | TWh | 0 | 0 | 0 | 0 | 0 | 0 | 0
NSR Mercer1, 2 - MER Removal v5.14 | 1084 | 6128 | MACT Fuel Choice Floor in lbs/MMBtu | FALSE | L | Annual | Constraint Shadow Price | US2011$/Lb | 0 | 0 | 0 | 0 | 0 | 0 | 0
NSR Michigan City 12 - NOX Rate Annual v4.11, Unit 4296 and retrofits | 1085 | 2303 | Rate Constraint in lbs/MMBtu | FALSE | L | Annual | Seasons Included | Seasons | Winter, Summer | Winter, Summer | Winter, Summer | Winter, Summer | Winter, Summer | Winter, Summer | Winter, Summer
NSR Michigan City 12 - NOX Rate Annual v4.11, Unit 4296 and retrofits | 1085 | 2303 | Rate Constraint in lbs/MMBtu | FALSE | L | Annual | Standard | lb/MMBtu | 0.1 | 0.1 | 0.1 | 0.1 | 0.1 | 0.1 | 0.1
NSR Michigan City 12 - NOX Rate Annual v4.11, Unit 4296 and retrofits | 1085 | 2303 | Rate Constraint in lbs/MMBtu | FALSE | L | Annual | Emissions at Affected Plants NOX | Thousand Tons | 0 | 0 | 0 | 0 | 0 | 0 | 0
NSR Michigan City 12 - NOX Rate Annual v4.11, Unit 4296 and retrofits | 1085 | 2303 | Rate Constraint in lbs/MMBtu | FALSE | L | Annual | Allowances Purchased NOX | Thousand Tons | 0 | 0 | 0 | 0 | 0 | 0 | 0
NSR Michigan City 12 - NOX Rate Annual v4.11, Unit 4296 and retrofits | 1085 | 2303 | Rate Constraint in lbs/MMBtu | FALSE | L | Annual | Allowances Sold NOX | Thousand Tons | 0 | 0 | 0 | 0 | 0 | 0 | 0
NSR Michigan City 12 - NOX Rate Annual v4.11, Unit 4296 and retrofits | 1085 | 2303 | Rate Constraint in lbs/MMBtu | FALSE | L | Annual | Allowances Banked | Thousand Tons | 0 | 0 | 0 | 0 | 0 | 0 | 0
NSR Michigan City 12 - NOX Rate Annual v4.11, Unit 4296 and retrofits | 1085 | 2303 | Rate Constraint in lbs/MMBtu | FALSE | L | Annual | Allowances Withdrawn (1:1) | Thousand Tons | 0 | 0 | 0 | 0 | 0 | 0 | 0
NSR Michigan City 12 - NOX Rate Annual v4.11, Unit 4296 and retrofits | 1085 | 2303 | Rate Constraint in lbs/MMBtu | FALSE | L | Annual | Allowances Withdrawn (n:1) | Thousand Tons | 0 | 0 | 0 | 0 | 0 | 0 | 0
NSR Michigan City 12 - NOX Rate Annual v4.11, Unit 4296 and retrofits | 1085 | 2303 | Rate Constraint in lbs/MMBtu | FALSE | L | Annual | Net Emissions Allowance Position | Thousand Tons | 0 | 0 | 0 | 0 | 0 | 0 | 0
NSR Michigan City 12 - NOX Rate Annual v4.11, Unit 4296 and retrofits | 1085 | 2303 | Rate Constraint in lbs/MMBtu | FALSE | L | Annual | Fuel Consumed | TBtu | 0 | 0 | 0 | 0 | 0 | 0 | 0
NSR Michigan City 12 - NOX Rate Annual v4.11, Unit 4296 and retrofits | 1085 | 2303 | Rate Constraint in lbs/MMBtu | FALSE | L | Annual | Rate | lb/MMBtu | 0 | 0 | 0 | 0 | 0 | 0 | 0
NSR Michigan City 12 - NOX Rate Annual v4.11, Unit 4296 and retrofits | 1085 | 2303 | Rate Constraint in lbs/MMBtu | FALSE | L | Annual | Generation | TWh | 0 | 0 | 0 | 0 | 0 | 0 | 0
NSR Michigan City 12 - NOX Rate Annual v4.11, Unit 4296 and retrofits | 1085 | 2303 | Rate Constraint in lbs/MMBtu | FALSE | L | Annual | Qualifying Generation | TWh | 0 | 0 | 0 | 0 | 0 | 0 | 0
NSR Michigan City 12 - NOX Rate Annual v4.11, Unit 4296 and retrofits | 1085 | 2303 | Rate Constraint in lbs/MMBtu | FALSE | L | Annual | Rate | lb/MWh | 0 | 0 | 0 | 0 | 0 | 0 | 0
NSR Michigan City 12 - NOX Rate Annual v4.11, Unit 4296 and retrofits | 1085 | 2303 | Rate Constraint in lbs/MMBtu | FALSE | L | Annual | Constraint Shadow Price | US2011$/Ton | 0 | 0 | 0 | 0 | 0 | 0 | 0
NSR Michigan City 12 - SO2 Rate Annual v4.11, Unit 4296 and retrofits | 1086 | 2297 | Rate Constraint in lbs/MMBtu | FALSE | L | Annual | Seasons Included | Seasons |  |  | Winter, Summer | Winter, Summer | Winter, Summer | Winter, Summer | Winter, Summer
NSR Michigan City 12 - SO2 Rate Annual v4.11, Unit 4296 and retrofits | 1086 | 2297 | Rate Constraint in lbs/MMBtu | FALSE | L | Annual | Standard | lb/MMBtu | 0 | 0 | 0.1 | 0.1 | 0.1 | 0.1 | 0.1
NSR Michigan City 12 - SO2 Rate Annual v4.11, Unit 4296 and retrofits | 1086 | 2297 | Rate Constraint in lbs/MMBtu | FALSE | L | Annual | Emissions at Affected Plants SO2 | Thousand Tons | 0 | 0 | 0 | 0 | 0 | 0 | 0
NSR Michigan City 12 - SO2 Rate Annual v4.11, Unit 4296 and retrofits | 1086 | 2297 | Rate Constraint in lbs/MMBtu | FALSE | L | Annual | Allowances Purchased SO2 | Thousand Tons | 0 | 0 | 0 | 0 | 0 | 0 | 0
NSR Michigan City 12 - SO2 Rate Annual v4.11, Unit 4296 and retrofits | 1086 | 2297 | Rate Constraint in lbs/MMBtu | FALSE | L | Annual | Allowances Sold SO2 | Thousand Tons | 0 | 0 | 0 | 0 | 0 | 0 | 0
NSR Michigan City 12 - SO2 Rate Annual v4.11, Unit 4296 and retrofits | 1086 | 2297 | Rate Constraint in lbs/MMBtu | FALSE | L | Annual | Allowances Banked | Thousand Tons | 0 | 0 | 0 | 0 | 0 | 0 | 0
NSR Michigan City 12 - SO2 Rate Annual v4.11, Unit 4296 and retrofits | 1086 | 2297 | Rate Constraint in lbs/MMBtu | FALSE | L | Annual | Allowances Withdrawn (1:1) | Thousand Tons | 0 | 0 | 0 | 0 | 0 | 0 | 0
NSR Michigan City 12 - SO2 Rate Annual v4.11, Unit 4296 and retrofits | 1086 | 2297 | Rate Constraint in lbs/MMBtu | FALSE | L | Annual | Allowances Withdrawn (n:1) | Thousand Tons | 0 | 0 | 0 | 0 | 0 | 0 | 0
NSR Michigan City 12 - SO2 Rate Annual v4.11, Unit 4296 and retrofits | 1086 | 2297 | Rate Constraint in lbs/MMBtu | FALSE | L | Annual | Net Emissions Allowance Position | Thousand Tons | 0 | 0 | 0 | 0 | 0 | 0 | 0
NSR Michigan City 12 - SO2 Rate Annual v4.11, Unit 4296 and retrofits | 1086 | 2297 | Rate Constraint in lbs/MMBtu | FALSE | L | Annual | Fuel Consumed | TBtu | 0 | 0 | 0 | 0 | 0 | 0 | 0
NSR Michigan City 12 - SO2 Rate Annual v4.11, Unit 4296 and retrofits | 1086 | 2297 | Rate Constraint in lbs/MMBtu | FALSE | L | Annual | Rate | lb/MMBtu | 0 | 0 | 0 | 0 | 0 | 0 | 0
NSR Michigan City 12 - SO2 Rate Annual v4.11, Unit 4296 and retrofits | 1086 | 2297 | Rate Constraint in lbs/MMBtu | FALSE | L | Annual | Generation | TWh | 0 | 0 | 0 | 0 | 0 | 0 | 0
NSR Michigan City 12 - SO2 Rate Annual v4.11, Unit 4296 and retrofits | 1086 | 2297 | Rate Constraint in lbs/MMBtu | FALSE | L | Annual | Qualifying Generation | TWh | 0 | 0 | 0 | 0 | 0 | 0 | 0
NSR Michigan City 12 - SO2 Rate Annual v4.11, Unit 4296 and retrofits | 1086 | 2297 | Rate Constraint in lbs/MMBtu | FALSE | L | Annual | Rate | lb/MWh | 0 | 0 | 0 | 0 | 0 | 0 | 0
NSR Michigan City 12 - SO2 Rate Annual v4.11, Unit 4296 and retrofits | 1086 | 2297 | Rate Constraint in lbs/MMBtu | FALSE | L | Annual | Constraint Shadow Price | US2011$/Ton | 0 | 0 | 0 | 0 | 0 | 0 | 0
NSR Milton Young 1,2 - NOX Rate Annual v3.1, Unit 5858 and retrofits | 1087 | 1873 | Rate Constraint in lbs/MMBtu | FALSE | L | Annual | Seasons Included | Seasons | Winter, Summer | Winter, Summer | Winter, Summer | Winter, Summer | Winter, Summer | Winter, Summer | Winter, Summer
NSR Milton Young 1,2 - NOX Rate Annual v3.1, Unit 5858 and retrofits | 1087 | 1873 | Rate Constraint in lbs/MMBtu | FALSE | L | Annual | Standard | lb/MMBtu | 0.36 | 0.36 | 0.36 | 0.36 | 0.36 | 0.36 | 0.36
NSR Milton Young 1,2 - NOX Rate Annual v3.1, Unit 5858 and retrofits | 1087 | 1873 | Rate Constraint in lbs/MMBtu | FALSE | L | Annual | Emissions at Affected Plants NOX | Thousand Tons | 5.2714 | 5.8733 | 5.6932 | 5.7521 | 3.5171 | 5.7521 | 5.7521
NSR Milton Young 1,2 - NOX Rate Annual v3.1, Unit 5858 and retrofits | 1087 | 1873 | Rate Constraint in lbs/MMBtu | FALSE | L | Annual | Allowances Purchased NOX | Thousand Tons | 0 | 0 | 0 | 0 | 0 | 0 | 0
NSR Milton Young 1,2 - NOX Rate Annual v3.1, Unit 5858 and retrofits | 1087 | 1873 | Rate Constraint in lbs/MMBtu | FALSE | L | Annual | Allowances Sold NOX | Thousand Tons | 0 | 0 | 0 | 0 | 0 | 0 | 0
NSR Milton Young 1,2 - NOX Rate Annual v3.1, Unit 5858 and retrofits | 1087 | 1873 | Rate Constraint in lbs/MMBtu | FALSE | L | Annual | Allowances Banked | Thousand Tons | 0 | 0 | 0 | 0 | 0 | 0 | 0
NSR Milton Young 1,2 - NOX Rate Annual v3.1, Unit 5858 and retrofits | 1087 | 1873 | Rate Constraint in lbs/MMBtu | FALSE | L | Annual | Allowances Withdrawn (1:1) | Thousand Tons | 0 | 0 | 0 | 0 | 0 | 0 | 0
NSR Milton Young 1,2 - NOX Rate Annual v3.1, Unit 5858 and retrofits | 1087 | 1873 | Rate Constraint in lbs/MMBtu | FALSE | L | Annual | Allowances Withdrawn (n:1) | Thousand Tons | 0 | 0 | 0 | 0 | 0 | 0 | 0
NSR Milton Young 1,2 - NOX Rate Annual v3.1, Unit 5858 and retrofits | 1087 | 1873 | Rate Constraint in lbs/MMBtu | FALSE | L | Annual | Net Emissions Allowance Position | Thousand Tons | 5.2714 | 5.8733 | 5.6932 | 5.7521 | 3.5171 | 5.7521 | 5.7521
NSR Milton Young 1,2 - NOX Rate Annual v3.1, Unit 5858 and retrofits | 1087 | 1873 | Rate Constraint in lbs/MMBtu | FALSE | L | Annual | Fuel Consumed | TBtu | 32.752 | 36.4918 | 35.373 | 35.7385 | 21.8523 | 35.7385 | 35.7385
NSR Milton Young 1,2 - NOX Rate Annual v3.1, Unit 5858 and retrofits | 1087 | 1873 | Rate Constraint in lbs/MMBtu | FALSE | L | Annual | Rate | lb/MMBtu | 0.3219 | 0.3219 | 0.3219 | 0.3219 | 0.3219 | 0.3219 | 0.3219
NSR Milton Young 1,2 - NOX Rate Annual v3.1, Unit 5858 and retrofits | 1087 | 1873 | Rate Constraint in lbs/MMBtu | FALSE | L | Annual | Generation | TWh | 2.953 | 3.2902 | 3.1893 | 3.3581 | 2.0566 | 3.3581 | 3.3581
NSR Milton Young 1,2 - NOX Rate Annual v3.1, Unit 5858 and retrofits | 1087 | 1873 | Rate Constraint in lbs/MMBtu | FALSE | L | Annual | Qualifying Generation | TWh | 2.953 | 3.2902 | 3.1893 | 3.3581 | 2.0566 | 3.3581 | 3.3581
NSR Milton Young 1,2 - NOX Rate Annual v3.1, Unit 5858 and retrofits | 1087 | 1873 | Rate Constraint in lbs/MMBtu | FALSE | L | Annual | Rate | lb/MWh | 1.7851 | 1.7851 | 1.7851 | 1.7129 | 1.7102 | 1.7129 | 1.7129
NSR Milton Young 1,2 - NOX Rate Annual v3.1, Unit 5858 and retrofits | 1087 | 1873 | Rate Constraint in lbs/MMBtu | FALSE | L | Annual | Constraint Shadow Price | US2011$/Ton | 0 | 0 | 0 | 0 | 0 | 0 | 0
NSR Milton Young 1,2 - NOX Rate Annual v3.1, Unit 5859 and retrofits | 1088 | 1873 | Rate Constraint in lbs/MMBtu | FALSE | L | Annual | Seasons Included | Seasons | Winter, Summer | Winter, Summer | Winter, Summer | Winter, Summer | Winter, Summer | Winter, Summer | Winter, Summer
NSR Milton Young 1,2 - NOX Rate Annual v3.1, Unit 5859 and retrofits | 1088 | 1873 | Rate Constraint in lbs/MMBtu | FALSE | L | Annual | Standard | lb/MMBtu | 0.36 | 0.36 | 0.36 | 0.36 | 0.36 | 0.36 | 0.36
NSR Milton Young 1,2 - NOX Rate Annual v3.1, Unit 5859 and retrofits | 1088 | 1873 | Rate Constraint in lbs/MMBtu | FALSE | L | Annual | Emissions at Affected Plants NOX | Thousand Tons | 0 | 0 | 0 | 0 | 0 | 0 | 0
NSR Milton Young 1,2 - NOX Rate Annual v3.1, Unit 5859 and retrofits | 1088 | 1873 | Rate Constraint in lbs/MMBtu | FALSE | L | Annual | Allowances Purchased NOX | Thousand Tons | 0 | 0 | 0 | 0 | 0 | 0 | 0
NSR Milton Young 1,2 - NOX Rate Annual v3.1, Unit 5859 and retrofits | 1088 | 1873 | Rate Constraint in lbs/MMBtu | FALSE | L | Annual | Allowances Sold NOX | Thousand Tons | 0 | 0 | 0 | 0 | 0 | 0 | 0
NSR Milton Young 1,2 - NOX Rate Annual v3.1, Unit 5859 and retrofits | 1088 | 1873 | Rate Constraint in lbs/MMBtu | FALSE | L | Annual | Allowances Banked | Thousand Tons | 0 | 0 | 0 | 0 | 0 | 0 | 0
NSR Milton Young 1,2 - NOX Rate Annual v3.1, Unit 5859 and retrofits | 1088 | 1873 | Rate Constraint in lbs/MMBtu | FALSE | L | Annual | Allowances Withdrawn (1:1) | Thousand Tons | 0 | 0 | 0 | 0 | 0 | 0 | 0
NSR Milton Young 1,2 - NOX Rate Annual v3.1, Unit 5859 and retrofits | 1088 | 1873 | Rate Constraint in lbs/MMBtu | FALSE | L | Annual | Allowances Withdrawn (n:1) | Thousand Tons | 0 | 0 | 0 | 0 | 0 | 0 | 0
NSR Milton Young 1,2 - NOX Rate Annual v3.1, Unit 5859 and retrofits | 1088 | 1873 | Rate Constraint in lbs/MMBtu | FALSE | L | Annual | Net Emissions Allowance Position | Thousand Tons | 0 | 0 | 0 | 0 | 0 | 0 | 0
NSR Milton Young 1,2 - NOX Rate Annual v3.1, Unit 5859 and retrofits | 1088 | 1873 | Rate Constraint in lbs/MMBtu | FALSE | L | Annual | Fuel Consumed | TBtu | 0 | 0 | 0 | 0 | 0 | 0 | 0
NSR Milton Young 1,2 - NOX Rate Annual v3.1, Unit 5859 and retrofits | 1088 | 1873 | Rate Constraint in lbs/MMBtu | FALSE | L | Annual | Rate | lb/MMBtu | 0 | 0 | 0 | 0 | 0 | 0 | 0
NSR Milton Young 1,2 - NOX Rate Annual v3.1, Unit 5859 and retrofits | 1088 | 1873 | Rate Constraint in lbs/MMBtu | FALSE | L | Annual | Generation | TWh | 0 | 0 | 0 | 0 | 0 | 0 | 0
NSR Milton Young 1,2 - NOX Rate Annual v3.1, Unit 5859 and retrofits | 1088 | 1873 | Rate Constraint in lbs/MMBtu | FALSE | L | Annual | Qualifying Generation | TWh | 0 | 0 | 0 | 0 | 0 | 0 | 0
NSR Milton Young 1,2 - NOX Rate Annual v3.1, Unit 5859 and retrofits | 1088 | 1873 | Rate Constraint in lbs/MMBtu | FALSE | L | Annual | Rate | lb/MWh | 0 | 0 | 0 | 0 | 0 | 0 | 0
NSR Milton Young 1,2 - NOX Rate Annual v3.1, Unit 5859 and retrofits | 1088 | 1873 | Rate Constraint in lbs/MMBtu | FALSE | L | Annual | Constraint Shadow Price | US2011$/Ton | 0 | 0 | 0 | 0 | 0 | 0 | 0
NSR Minnkota Power - SO2 Cap Annual v3.1 | 1089 | 1846 | Rate Constraint in MTons | FALSE | L | Annual | Seasons Included | Seasons | Winter, Summer | Winter, Summer | Winter, Summer | Winter, Summer | Winter, Summer | Winter, Summer | Winter, Summer
NSR Minnkota Power - SO2 Cap Annual v3.1 | 1089 | 1846 | Rate Constraint in MTons | FALSE | L | Annual | Standard | Thousand Tons | 8.5 | 8.5 | 8.5 | 8.5 | 8.5 | 8.5 | 8.5
NSR Minnkota Power - SO2 Cap Annual v3.1 | 1089 | 1846 | Rate Constraint in MTons | FALSE | L | Annual | Standard SO2 | Thousand Tons | 8.5 | 8.5 | 8.5 | 8.5 | 8.5 | 8.5 | 8.5
NSR Minnkota Power - SO2 Cap Annual v3.1 | 1089 | 1846 | Rate Constraint in MTons | FALSE | L | Annual | Emissions at Affected Plants SO2 | Thousand Tons | 1.8587 | 2.0709 | 2.0074 | 2.0282 | 1.2401 | 2.0282 | 2.0282
NSR Minnkota Power - SO2 Cap Annual v3.1 | 1089 | 1846 | Rate Constraint in MTons | FALSE | L | Annual | Allowances Purchased SO2 | Thousand Tons | 0 | 0 | 0 | 0 | 0 | 0 | 0
NSR Minnkota Power - SO2 Cap Annual v3.1 | 1089 | 1846 | Rate Constraint in MTons | FALSE | L | Annual | Allowances Sold SO2 | Thousand Tons | 0 | 0 | 0 | 0 | 0 | 0 | 0
NSR Minnkota Power - SO2 Cap Annual v3.1 | 1089 | 1846 | Rate Constraint in MTons | FALSE | L | Annual | Allowances Banked | Thousand Tons | 0 | 0 | 0 | 0 | 0 | 0 | 0
NSR Minnkota Power - SO2 Cap Annual v3.1 | 1089 | 1846 | Rate Constraint in MTons | FALSE | L | Annual | Allowances Withdrawn (1:1) | Thousand Tons | 0 | 0 | 0 | 0 | 0 | 0 | 0
NSR Minnkota Power - SO2 Cap Annual v3.1 | 1089 | 1846 | Rate Constraint in MTons | FALSE | L | Annual | Allowances Withdrawn (n:1) | Thousand Tons | 0 | 0 | 0 | 0 | 0 | 0 | 0
NSR Minnkota Power - SO2 Cap Annual v3.1 | 1089 | 1846 | Rate Constraint in MTons | FALSE | L | Annual | Net Emissions Allowance Position | Thousand Tons | 1.8587 | 2.0709 | 2.0074 | 2.0282 | 1.2401 | 2.0282 | 2.0282
NSR Minnkota Power - SO2 Cap Annual v3.1 | 1089 | 1846 | Rate Constraint in MTons | FALSE | L | Annual | Fuel Consumed | TBtu | 32.752 | 36.4918 | 35.373 | 35.7385 | 21.8523 | 35.7385 | 35.7385
NSR Minnkota Power - SO2 Cap Annual v3.1 | 1089 | 1846 | Rate Constraint in MTons | FALSE | L | Annual | Rate | lb/MMBtu | 0.1135 | 0.1135 | 0.1135 | 0.1135 | 0.1135 | 0.1135 | 0.1135
NSR Minnkota Power - SO2 Cap Annual v3.1 | 1089 | 1846 | Rate Constraint in MTons | FALSE | L | Annual | Generation | TWh | 2.953 | 3.2902 | 3.1893 | 3.3581 | 2.0566 | 3.3581 | 3.3581
NSR Minnkota Power - SO2 Cap Annual v3.1 | 1089 | 1846 | Rate Constraint in MTons | FALSE | L | Annual | Qualifying Generation | TWh | 2.953 | 3.2902 | 3.1893 | 3.3581 | 2.0566 | 3.3581 | 3.3581
NSR Minnkota Power - SO2 Cap Annual v3.1 | 1089 | 1846 | Rate Constraint in MTons | FALSE | L | Annual | Rate | lb/MWh | 0.62942 | 0.62942 | 0.62942 | 0.60397 | 0.603 | 0.60397 | 0.60397
NSR Minnkota Power - SO2 Cap Annual v3.1 | 1089 | 1846 | Rate Constraint in MTons | FALSE | L | Annual | Constraint Shadow Price | US2011$/Ton | 0 | 0 | 0 | 0 | 0 | 0 | 0
NSR Mirant Settlement - NOX Cap Annual v3.1 | 1090 | 1847 | Rate Constraint in MTons | FALSE | L | Annual | Seasons Included | Seasons | Winter, Summer | Winter, Summer | Winter, Summer | Winter, Summer | Winter, Summer | Winter, Summer | Winter, Summer
NSR Mirant Settlement - NOX Cap Annual v3.1 | 1090 | 1847 | Rate Constraint in MTons | FALSE | L | Annual | Standard | Thousand Tons | 16 | 16 | 16 | 16 | 16 | 16 | 16
NSR Mirant Settlement - NOX Cap Annual v3.1 | 1090 | 1847 | Rate Constraint in MTons | FALSE | L | Annual | Standard NOX | Thousand Tons | 16 | 16 | 16 | 16 | 16 | 16 | 16
NSR Mirant Settlement - NOX Cap Annual v3.1 | 1090 | 1847 | Rate Constraint in MTons | FALSE | L | Annual | Emissions at Affected Plants NOX | Thousand Tons | 8.0752 | 1.3188 | 1.5071 | 1.2179 | 1.0895 | 1.0895 | 0.47908
NSR Mirant Settlement - NOX Cap Annual v3.1 | 1090 | 1847 | Rate Constraint in MTons | FALSE | L | Annual | Allowances Purchased NOX | Thousand Tons | 0 | 0 | 0 | 0 | 0 | 0 | 0
NSR Mirant Settlement - NOX Cap Annual v3.1 | 1090 | 1847 | Rate Constraint in MTons | FALSE | L | Annual | Allowances Sold NOX | Thousand Tons | 0 | 0 | 0 | 0 | 0 | 0 | 0
NSR Mirant Settlement - NOX Cap Annual v3.1 | 1090 | 1847 | Rate Constraint in MTons | FALSE | L | Annual | Allowances Banked | Thousand Tons | 0 | 0 | 0 | 0 | 0 | 0 | 0
NSR Mirant Settlement - NOX Cap Annual v3.1 | 1090 | 1847 | Rate Constraint in MTons | FALSE | L | Annual | Allowances Withdrawn (1:1) | Thousand Tons | 0 | 0 | 0 | 0 | 0 | 0 | 0
NSR Mirant Settlement - NOX Cap Annual v3.1 | 1090 | 1847 | Rate Constraint in MTons | FALSE | L | Annual | Allowances Withdrawn (n:1) | Thousand Tons | 0 | 0 | 0 | 0 | 0 | 0 | 0
NSR Mirant Settlement - NOX Cap Annual v3.1 | 1090 | 1847 | Rate Constraint in MTons | FALSE | L | Annual | Net Emissions Allowance Position | Thousand Tons | 8.0752 | 1.3188 | 1.5071 | 1.2179 | 1.0895 | 1.0895 | 0.47908
NSR Mirant Settlement - NOX Cap Annual v3.1 | 1090 | 1847 | Rate Constraint in MTons | FALSE | L | Annual | Fuel Consumed | TBtu | 129.8645 | 74.0974 | 84.6816 | 68.433 | 61.2156 | 61.2156 | 26.9181
NSR Mirant Settlement - NOX Cap Annual v3.1 | 1090 | 1847 | Rate Constraint in MTons | FALSE | L | Annual | Rate | lb/MMBtu | 0.12436 | 0.035595 | 0.035595 | 0.035595 | 0.035595 | 0.035595 | 0.035595
NSR Mirant Settlement - NOX Cap Annual v3.1 | 1090 | 1847 | Rate Constraint in MTons | FALSE | L | Annual | Generation | TWh | 13.1787 | 7.8272 | 8.9453 | 7.2289 | 6.4665 | 6.4665 | 2.8435
NSR Mirant Settlement - NOX Cap Annual v3.1 | 1090 | 1847 | Rate Constraint in MTons | FALSE | L | Annual | Qualifying Generation | TWh | 13.1787 | 7.8272 | 8.9453 | 7.2289 | 6.4665 | 6.4665 | 2.8435
NSR Mirant Settlement - NOX Cap Annual v3.1 | 1090 | 1847 | Rate Constraint in MTons | FALSE | L | Annual | Rate | lb/MWh | 0.61275 | 0.16848 | 0.16848 | 0.16848 | 0.16848 | 0.16848 | 0.16848
NSR Mirant Settlement - NOX Cap Annual v3.1 | 1090 | 1847 | Rate Constraint in MTons | FALSE | L | Annual | Constraint Shadow Price | US2011$/Ton | 0 | 0 | 0 | 0 | 0 | 0 | 0
NSR Mirant Settlement - NOX Cap Summer v3.1 | 1091 | 1848 | Rate Constraint in MTons | FALSE | L | Annual | Seasons Included | Seasons | Summer | Summer | Summer | Summer | Summer | Summer | Summer
NSR Mirant Settlement - NOX Cap Summer v3.1 | 1091 | 1848 | Rate Constraint in MTons | FALSE | L | Annual | Standard | Thousand Tons | 5.2 | 5.2 | 5.2 | 5.2 | 5.2 | 5.2 | 5.2
NSR Mirant Settlement - NOX Cap Summer v3.1 | 1091 | 1848 | Rate Constraint in MTons | FALSE | L | Annual | Standard NOX | Thousand Tons | 5.2 | 5.2 | 5.2 | 5.2 | 5.2 | 5.2 | 5.2
NSR Mirant Settlement - NOX Cap Summer v3.1 | 1091 | 1848 | Rate Constraint in MTons | FALSE | L | Annual | Emissions at Affected Plants NOX | Thousand Tons | 3.441 | 0.57989 | 0.66329 | 0.47908 | 0.47908 | 0.47908 | 0.47908
NSR Mirant Settlement - NOX Cap Summer v3.1 | 1091 | 1848 | Rate Constraint in MTons | FALSE | L | Annual | Allowances Purchased NOX | Thousand Tons | 0 | 0 | 0 | 0 | 0 | 0 | 0
NSR Mirant Settlement - NOX Cap Summer v3.1 | 1091 | 1848 | Rate Constraint in MTons | FALSE | L | Annual | Allowances Sold NOX | Thousand Tons | 0 | 0 | 0 | 0 | 0 | 0 | 0
NSR Mirant Settlement - NOX Cap Summer v3.1 | 1091 | 1848 | Rate Constraint in MTons | FALSE | L | Annual | Allowances Banked | Thousand Tons | 0 | 0 | 0 | 0 | 0 | 0 | 0
NSR Mirant Settlement - NOX Cap Summer v3.1 | 1091 | 1848 | Rate Constraint in MTons | FALSE | L | Annual | Allowances Withdrawn (1:1) | Thousand Tons | 0 | 0 | 0 | 0 | 0 | 0 | 0
NSR Mirant Settlement - NOX Cap Summer v3.1 | 1091 | 1848 | Rate Constraint in MTons | FALSE | L | Annual | Allowances Withdrawn (n:1) | Thousand Tons | 0 | 0 | 0 | 0 | 0 | 0 | 0
NSR Mirant Settlement - NOX Cap Summer v3.1 | 1091 | 1848 | Rate Constraint in MTons | FALSE | L | Annual | Net Emissions Allowance Position | Thousand Tons | 3.441 | 0.57989 | 0.66329 | 0.47908 | 0.47908 | 0.47908 | 0.47908
NSR Mirant Settlement - NOX Cap Summer v3.1 | 1091 | 1848 | Rate Constraint in MTons | FALSE | L | Annual | Fuel Consumed | TBtu | 53.1622 | 32.5075 | 37.1825 | 26.8665 | 26.8561 | 26.8561 | 26.9181
NSR Mirant Settlement - NOX Cap Summer v3.1 | 1091 | 1848 | Rate Constraint in MTons | FALSE | L | Annual | Rate | lb/MMBtu | 0.12945 | 0.035677 | 0.035677 | 0.035664 | 0.035677 | 0.035677 | 0.035595
NSR Mirant Settlement - NOX Cap Summer v3.1 | 1091 | 1848 | Rate Constraint in MTons | FALSE | L | Annual | Generation | TWh | 5.4029 | 3.4418 | 3.9368 | 2.8435 | 2.8435 | 2.8435 | 2.8435
NSR Mirant Settlement - NOX Cap Summer v3.1 | 1091 | 1848 | Rate Constraint in MTons | FALSE | L | Annual | Qualifying Generation | TWh | 5.4029 | 3.4418 | 3.9368 | 2.8435 | 2.8435 | 2.8435 | 2.8435
NSR Mirant Settlement - NOX Cap Summer v3.1 | 1091 | 1848 | Rate Constraint in MTons | FALSE | L | Annual | Rate | lb/MWh | 0.63688 | 0.16848 | 0.16848 | 0.16848 | 0.16848 | 0.16848 | 0.16848
NSR Mirant Settlement - NOX Cap Summer v3.1 | 1091 | 1848 | Rate Constraint in MTons | FALSE | L | Annual | Constraint Shadow Price | US2011$/Ton | 0 | 0 | 0 | 0 | 0 | 0 | 0
NSR Mirant Settlement - NOX Rate Summer v3.1 | 1092 | 1849 | Rate Constraint in lbs/MMBtu | FALSE | L | Annual | Seasons Included | Seasons | Summer | Summer | Summer | Summer | Summer | Summer | Summer
NSR Mirant Settlement - NOX Rate Summer v3.1 | 1092 | 1849 | Rate Constraint in lbs/MMBtu | FALSE | L | Annual | Standard | lb/MMBtu | 0.15 | 0.15 | 0.15 | 0.15 | 0.15 | 0.15 | 0.15
NSR Mirant Settlement - NOX Rate Summer v3.1 | 1092 | 1849 | Rate Constraint in lbs/MMBtu | FALSE | L | Annual | Emissions at Affected Plants NOX | Thousand Tons | 3.441 | 0.57989 | 0.66329 | 0.47908 | 0.47908 | 0.47908 | 0.47908
NSR Mirant Settlement - NOX Rate Summer v3.1 | 1092 | 1849 | Rate Constraint in lbs/MMBtu | FALSE | L | Annual | Allowances Purchased NOX | Thousand Tons | 0 | 0 | 0 | 0 | 0 | 0 | 0
NSR Mirant Settlement - NOX Rate Summer v3.1 | 1092 | 1849 | Rate Constraint in lbs/MMBtu | FALSE | L | Annual | Allowances Sold NOX | Thousand Tons | 0 | 0 | 0 | 0 | 0 | 0 | 0
NSR Mirant Settlement - NOX Rate Summer v3.1 | 1092 | 1849 | Rate Constraint in lbs/MMBtu | FALSE | L | Annual | Allowances Banked | Thousand Tons | 0 | 0 | 0 | 0 | 0 | 0 | 0
NSR Mirant Settlement - NOX Rate Summer v3.1 | 1092 | 1849 | Rate Constraint in lbs/MMBtu | FALSE | L | Annual | Allowances Withdrawn (1:1) | Thousand Tons | 0 | 0 | 0 | 0 | 0 | 0 | 0
NSR Mirant Settlement - NOX Rate Summer v3.1 | 1092 | 1849 | Rate Constraint in lbs/MMBtu | FALSE | L | Annual | Allowances Withdrawn (n:1) | Thousand Tons | 0 | 0 | 0 | 0 | 0 | 0 | 0
NSR Mirant Settlement - NOX Rate Summer v3.1 | 1092 | 1849 | Rate Constraint in lbs/MMBtu | FALSE | L | Annual | Net Emissions Allowance Position | Thousand Tons | 3.441 | 0.57989 | 0.66329 | 0.47908 | 0.47908 | 0.47908 | 0.47908
NSR Mirant Settlement - NOX Rate Summer v3.1 | 1092 | 1849 | Rate Constraint in lbs/MMBtu | FALSE | L | Annual | Fuel Consumed | TBtu | 53.1622 | 32.5075 | 37.1825 | 26.8665 | 26.8561 | 26.8561 | 26.9181
NSR Mirant Settlement - NOX Rate Summer v3.1 | 1092 | 1849 | Rate Constraint in lbs/MMBtu | FALSE | L | Annual | Rate | lb/MMBtu | 0.12945 | 0.035677 | 0.035677 | 0.035664 | 0.035677 | 0.035677 | 0.035595
NSR Mirant Settlement - NOX Rate Summer v3.1 | 1092 | 1849 | Rate Constraint in lbs/MMBtu | FALSE | L | Annual | Generation | TWh | 5.4029 | 3.4418 | 3.9368 | 2.8435 | 2.8435 | 2.8435 | 2.8435
NSR Mirant Settlement - NOX Rate Summer v3.1 | 1092 | 1849 | Rate Constraint in lbs/MMBtu | FALSE | L | Annual | Qualifying Generation | TWh | 5.4029 | 3.4418 | 3.9368 | 2.8435 | 2.8435 | 2.8435 | 2.8435
NSR Mirant Settlement - NOX Rate Summer v3.1 | 1092 | 1849 | Rate Constraint in lbs/MMBtu | FALSE | L | Annual | Rate | lb/MWh | 0.63688 | 0.16848 | 0.16848 | 0.16848 | 0.16848 | 0.16848 | 0.16848
NSR Mirant Settlement - NOX Rate Summer v3.1 | 1092 | 1849 | Rate Constraint in lbs/MMBtu | FALSE | L | Annual | Constraint Shadow Price | US2011$/Ton | 0 | 0 | 0 | 0 | 0 | 0 | 0
NSR Morgantown G P 1,2 - NOX Rate Annual v3.1, Unit 5718 and retrofits | 1093 | 1954 | Rate Constraint in lbs/MMBtu | FALSE | L | Annual | Seasons Included | Seasons | Winter, Summer | Winter, Summer | Winter, Summer | Winter, Summer | Winter, Summer | Winter, Summer | Winter, Summer
NSR Morgantown G P 1,2 - NOX Rate Annual v3.1, Unit 5718 and retrofits | 1093 | 1954 | Rate Constraint in lbs/MMBtu | FALSE | L | Annual | Standard | lb/MMBtu | 0.1 | 0.1 | 0.1 | 0.1 | 0.1 | 0.1 | 0.1
NSR Morgantown G P 1,2 - NOX Rate Annual v3.1, Unit 5718 and retrofits | 1093 | 1954 | Rate Constraint in lbs/MMBtu | FALSE | L | Annual | Emissions at Affected Plants NOX | Thousand Tons | 0.56419 | 0.61089 | 0.69815 | 0.56419 | 0.50469 | 0.50469 | 0.22193
NSR Morgantown G P 1,2 - NOX Rate Annual v3.1, Unit 5718 and retrofits | 1093 | 1954 | Rate Constraint in lbs/MMBtu | FALSE | L | Annual | Allowances Purchased NOX | Thousand Tons | 0 | 0 | 0 | 0 | 0 | 0 | 0
NSR Morgantown G P 1,2 - NOX Rate Annual v3.1, Unit 5718 and retrofits | 1093 | 1954 | Rate Constraint in lbs/MMBtu | FALSE | L | Annual | Allowances Sold NOX | Thousand Tons | 0 | 0 | 0 | 0 | 0 | 0 | 0
NSR Morgantown G P 1,2 - NOX Rate Annual v3.1, Unit 5718 and retrofits | 1093 | 1954 | Rate Constraint in lbs/MMBtu | FALSE | L | Annual | Allowances Banked | Thousand Tons | 0 | 0 | 0 | 0 | 0 | 0 | 0
NSR Morgantown G P 1,2 - NOX Rate Annual v3.1, Unit 5718 and retrofits | 1093 | 1954 | Rate Constraint in lbs/MMBtu | FALSE | L | Annual | Allowances Withdrawn (1:1) | Thousand Tons | 0 | 0 | 0 | 0 | 0 | 0 | 0
NSR Morgantown G P 1,2 - NOX Rate Annual v3.1, Unit 5718 and retrofits | 1093 | 1954 | Rate Constraint in lbs/MMBtu | FALSE | L | Annual | Allowances Withdrawn (n:1) | Thousand Tons | 0 | 0 | 0 | 0 | 0 | 0 | 0
NSR Morgantown G P 1,2 - NOX Rate Annual v3.1, Unit 5718 and retrofits | 1093 | 1954 | Rate Constraint in lbs/MMBtu | FALSE | L | Annual | Net Emissions Allowance Position | Thousand Tons | 0.56419 | 0.61089 | 0.69815 | 0.56419 | 0.50469 | 0.50469 | 0.22193
NSR Morgantown G P 1,2 - NOX Rate Annual v3.1, Unit 5718 and retrofits | 1093 | 1954 | Rate Constraint in lbs/MMBtu | FALSE | L | Annual | Fuel Consumed | TBtu | 34.3729 | 37.218 | 42.5343 | 34.3729 | 30.7477 | 30.7477 | 13.5206
NSR Morgantown G P 1,2 - NOX Rate Annual v3.1, Unit 5718 and retrofits | 1093 | 1954 | Rate Constraint in lbs/MMBtu | FALSE | L | Annual | Rate | lb/MMBtu | 0.032828 | 0.032828 | 0.032828 | 0.032828 | 0.032828 | 0.032828 | 0.032828
NSR Morgantown G P 1,2 - NOX Rate Annual v3.1, Unit 5718 and retrofits | 1093 | 1954 | Rate Constraint in lbs/MMBtu | FALSE | L | Annual | Generation | TWh | 3.6409 | 3.9423 | 4.5054 | 3.6409 | 3.2569 | 3.2569 | 1.4322
NSR Morgantown G P 1,2 - NOX Rate Annual v3.1, Unit 5718 and retrofits | 1093 | 1954 | Rate Constraint in lbs/MMBtu | FALSE | L | Annual | Qualifying Generation | TWh | 3.6409 | 3.9423 | 4.5054 | 3.6409 | 3.2569 | 3.2569 | 1.4322
NSR Morgantown G P 1,2 - NOX Rate Annual v3.1, Unit 5718 and retrofits | 1093 | 1954 | Rate Constraint in lbs/MMBtu | FALSE | L | Annual | Rate | lb/MWh | 0.15496 | 0.15496 | 0.15496 | 0.15496 | 0.15496 | 0.15496 | 0.15496
NSR Morgantown G P 1,2 - NOX Rate Annual v3.1, Unit 5718 and retrofits | 1093 | 1954 | Rate Constraint in lbs/MMBtu | FALSE | L | Annual | Constraint Shadow Price | US2011$/Ton | 0 | 0 | 0 | 0 | 0 | 0 | 0
NSR Morgantown G P 1,2 - NOX Rate Annual v3.1, Unit 5719 and retrofits | 1094 | 1954 | Rate Constraint in lbs/MMBtu | FALSE | L | Annual | Seasons Included | Seasons | Winter, Summer | Winter, Summer | Winter, Summer | Winter, Summer | Winter, Summer | Winter, Summer | Winter, Summer
NSR Morgantown G P 1,2 - NOX Rate Annual v3.1, Unit 5719 and retrofits | 1094 | 1954 | Rate Constraint in lbs/MMBtu | FALSE | L | Annual | Standard | lb/MMBtu | 0.1 | 0.1 | 0.1 | 0.1 | 0.1 | 0.1 | 0.1
NSR Morgantown G P 1,2 - NOX Rate Annual v3.1, Unit 5719 and retrofits | 1094 | 1954 | Rate Constraint in lbs/MMBtu | FALSE | L | Annual | Emissions at Affected Plants NOX | Thousand Tons | 0.65375 | 0.70787 | 0.80898 | 0.65375 | 0.58481 | 0.58481 | 0.25715
NSR Morgantown G P 1,2 - NOX Rate Annual v3.1, Unit 5719 and retrofits | 1094 | 1954 | Rate Constraint in lbs/MMBtu | FALSE | L | Annual | Allowances Purchased NOX | Thousand Tons | 0 | 0 | 0 | 0 | 0 | 0 | 0
NSR Morgantown G P 1,2 - NOX Rate Annual v3.1, Unit 5719 and retrofits | 1094 | 1954 | Rate Constraint in lbs/MMBtu | FALSE | L | Annual | Allowances Sold NOX | Thousand Tons | 0 | 0 | 0 | 0 | 0 | 0 | 0
NSR Morgantown G P 1,2 - NOX Rate Annual v3.1, Unit 5719 and retrofits | 1094 | 1954 | Rate Constraint in lbs/MMBtu | FALSE | L | Annual | Allowances Banked | Thousand Tons | 0 | 0 | 0 | 0 | 0 | 0 | 0
NSR Morgantown G P 1,2 - NOX Rate Annual v3.1, Unit 5719 and retrofits | 1094 | 1954 | Rate Constraint in lbs/MMBtu | FALSE | L | Annual | Allowances Withdrawn (1:1) | Thousand Tons | 0 | 0 | 0 | 0 | 0 | 0 | 0
NSR Morgantown G P 1,2 - NOX Rate Annual v3.1, Unit 5719 and retrofits | 1094 | 1954 | Rate Constraint in lbs/MMBtu | FALSE | L | Annual | Allowances Withdrawn (n:1) | Thousand Tons | 0 | 0 | 0 | 0 | 0 | 0 | 0
NSR Morgantown G P 1,2 - NOX Rate Annual v3.1, Unit 5719 and retrofits | 1094 | 1954 | Rate Constraint in lbs/MMBtu | FALSE | L | Annual | Net Emissions Allowance Position | Thousand Tons | 0.65375 | 0.70787 | 0.80898 | 0.65375 | 0.58481 | 0.58481 | 0.25715
NSR Morgantown G P 1,2 - NOX Rate Annual v3.1, Unit 5719 and retrofits | 1094 | 1954 | Rate Constraint in lbs/MMBtu | FALSE | L | Annual | Fuel Consumed | TBtu | 34.0601 | 36.8794 | 42.1473 | 34.0601 | 30.4679 | 30.4679 | 13.3976
NSR Morgantown G P 1,2 - NOX Rate Annual v3.1, Unit 5719 and retrofits | 1094 | 1954 | Rate Constraint in lbs/MMBtu | FALSE | L | Annual | Rate | lb/MMBtu | 0.038388 | 0.038388 | 0.038388 | 0.038388 | 0.038388 | 0.038388 | 0.038388
NSR Morgantown G P 1,2 - NOX Rate Annual v3.1, Unit 5719 and retrofits | 1094 | 1954 | Rate Constraint in lbs/MMBtu | FALSE | L | Annual | Generation | TWh | 3.588 | 3.885 | 4.4399 | 3.588 | 3.2096 | 3.2096 | 1.4113
NSR Morgantown G P 1,2 - NOX Rate Annual v3.1, Unit 5719 and retrofits | 1094 | 1954 | Rate Constraint in lbs/MMBtu | FALSE | L | Annual | Qualifying Generation | TWh | 3.588 | 3.885 | 4.4399 | 3.588 | 3.2096 | 3.2096 | 1.4113
NSR Morgantown G P 1,2 - NOX Rate Annual v3.1, Unit 5719 and retrofits | 1094 | 1954 | Rate Constraint in lbs/MMBtu | FALSE | L | Annual | Rate | lb/MWh | 0.18221 | 0.18221 | 0.18221 | 0.18221 | 0.18221 | 0.18221 | 0.18221
NSR Morgantown G P 1,2 - NOX Rate Annual v3.1, Unit 5719 and retrofits | 1094 | 1954 | Rate Constraint in lbs/MMBtu | FALSE | L | Annual | Constraint Shadow Price | US2011$/Ton | 0 | 0 | 0 | 0 | 0 | 0 | 0
NSR Mt Storm 1-3 - NOX Rate Annual v3.1, Unit 5828 and retrofits | 1095 | 1948 | Rate Constraint in lbs/MMBtu | FALSE | L | Annual | Seasons Included | Seasons | Winter, Summer | Winter, Summer | Winter, Summer | Winter, Summer | Winter, Summer | Winter, Summer | Winter, Summer
NSR Mt Storm 1-3 - NOX Rate Annual v3.1, Unit 5828 and retrofits | 1095 | 1948 | Rate Constraint in lbs/MMBtu | FALSE | L | Annual | Standard | lb/MMBtu | 0.11 | 0.11 | 0.11 | 0.11 | 0.11 | 0.11 | 0.11
NSR Mt Storm 1-3 - NOX Rate Annual v3.1, Unit 5828 and retrofits | 1095 | 1948 | Rate Constraint in lbs/MMBtu | FALSE | L | Annual | Emissions at Affected Plants NOX | Thousand Tons | 1.537 | 1.5214 | 1.5187 | 1.456 | 1.456 | 1.456 | 1.4045
NSR Mt Storm 1-3 - NOX Rate Annual v3.1, Unit 5828 and retrofits | 1095 | 1948 | Rate Constraint in lbs/MMBtu | FALSE | L | Annual | Allowances Purchased NOX | Thousand Tons | 0 | 0 | 0 | 0 | 0 | 0 | 0
NSR Mt Storm 1-3 - NOX Rate Annual v3.1, Unit 5828 and retrofits | 1095 | 1948 | Rate Constraint in lbs/MMBtu | FALSE | L | Annual | Allowances Sold NOX | Thousand Tons | 0 | 0 | 0 | 0 | 0 | 0 | 0
NSR Mt Storm 1-3 - NOX Rate Annual v3.1, Unit 5828 and retrofits | 1095 | 1948 | Rate Constraint in lbs/MMBtu | FALSE | L | Annual | Allowances Banked | Thousand Tons | 0 | 0 | 0 | 0 | 0 | 0 | 0
NSR Mt Storm 1-3 - NOX Rate Annual v3.1, Unit 5828 and retrofits | 1095 | 1948 | Rate Constraint in lbs/MMBtu | FALSE | L | Annual | Allowances Withdrawn (1:1) | Thousand Tons | 0 | 0 | 0 | 0 | 0 | 0 | 0
NSR Mt Storm 1-3 - NOX Rate Annual v3.1, Unit 5828 and retrofits | 1095 | 1948 | Rate Constraint in lbs/MMBtu | FALSE | L | Annual | Allowances Withdrawn (n:1) | Thousand Tons | 0 | 0 | 0 | 0 | 0 | 0 | 0
NSR Mt Storm 1-3 - NOX Rate Annual v3.1, Unit 5828 and retrofits | 1095 | 1948 | Rate Constraint in lbs/MMBtu | FALSE | L | Annual | Net Emissions Allowance Position | Thousand Tons | 1.537 | 1.5214 | 1.5187 | 1.456 | 1.456 | 1.456 | 1.4045
NSR Mt Storm 1-3 - NOX Rate Annual v3.1, Unit 5828 and retrofits | 1095 | 1948 | Rate Constraint in lbs/MMBtu | FALSE | L | Annual | Fuel Consumed | TBtu | 40.0405 | 40.0405 | 39.9702 | 38.3188 | 38.3188 | 38.3188 | 37.0079
NSR Mt Storm 1-3 - NOX Rate Annual v3.1, Unit 5828 and retrofits | 1095 | 1948 | Rate Constraint in lbs/MMBtu | FALSE | L | Annual | Rate | lb/MMBtu | 0.076773 | 0.075994 | 0.075994 | 0.075994 | 0.075994 | 0.075994 | 0.0759
NSR Mt Storm 1-3 - NOX Rate Annual v3.1, Unit 5828 and retrofits | 1095 | 1948 | Rate Constraint in lbs/MMBtu | FALSE | L | Annual | Generation | TWh | 3.9746 | 3.9746 | 3.9677 | 3.9746 | 3.9746 | 3.9746 | 3.832
NSR Mt Storm 1-3 - NOX Rate Annual v3.1, Unit 5828 and retrofits | 1095 | 1948 | Rate Constraint in lbs/MMBtu | FALSE | L | Annual | Qualifying Generation | TWh | 3.9746 | 3.9746 | 3.9677 | 3.9746 | 3.9746 | 3.9746 | 3.832
NSR Mt Storm 1-3 - NOX Rate Annual v3.1, Unit 5828 and retrofits | 1095 | 1948 | Rate Constraint in lbs/MMBtu | FALSE | L | Annual | Rate | lb/MWh | 0.38671 | 0.38278 | 0.38278 | 0.36632 | 0.36632 | 0.36632 | 0.3665
NSR Mt Storm 1-3 - NOX Rate Annual v3.1, Unit 5828 and retrofits | 1095 | 1948 | Rate Constraint in lbs/MMBtu | FALSE | L | Annual | Constraint Shadow Price | US2011$/Ton | 0 | 0 | 0 | 0 | 0 | 0 | 0
NSR Mt Storm 1-3 - NOX Rate Annual v3.1, Unit 5829 and retrofits | 1096 | 1948 | Rate Constraint in lbs/MMBtu | FALSE | L | Annual | Seasons Included | Seasons | Winter, Summer | Winter, Summer | Winter, Summer | Winter, Summer | Winter, Summer | Winter, Summer | Winter, Summer
NSR Mt Storm 1-3 - NOX Rate Annual v3.1, Unit 5829 and retrofits | 1096 | 1948 | Rate Constraint in lbs/MMBtu | FALSE | L | Annual | Standard | lb/MMBtu | 0.11 | 0.11 | 0.11 | 0.11 | 0.11 | 0.11 | 0.11
NSR Mt Storm 1-3 - NOX Rate Annual v3.1, Unit 5829 and retrofits | 1096 | 1948 | Rate Constraint in lbs/MMBtu | FALSE | L | Annual | Emissions at Affected Plants NOX | Thousand Tons | 1.6137 | 1.5631 | 1.5604 | 1.4959 | 1.4959 | 1.4959 | 1.4959
NSR Mt Storm 1-3 - NOX Rate Annual v3.1, Unit 5829 and retrofits | 1096 | 1948 | Rate Constraint in lbs/MMBtu | FALSE | L | Annual | Allowances Purchased NOX | Thousand Tons | 0 | 0 | 0 | 0 | 0 | 0 | 0
NSR Mt Storm 1-3 - NOX Rate Annual v3.1, Unit 5829 and retrofits | 1096 | 1948 | Rate Constraint in lbs/MMBtu | FALSE | L | Annual | Allowances Sold NOX | Thousand Tons | 0 | 0 | 0 | 0 | 0 | 0 | 0
NSR Mt Storm 1-3 - NOX Rate Annual v3.1, Unit 5829 and retrofits | 1096 | 1948 | Rate Constraint in lbs/MMBtu | FALSE | L | Annual | Allowances Banked | Thousand Tons | 0 | 0 | 0 | 0 | 0 | 0 | 0
NSR Mt Storm 1-3 - NOX Rate Annual v3.1, Unit 5829 and retrofits | 1096 | 1948 | Rate Constraint in lbs/MMBtu | FALSE | L | Annual | Allowances Withdrawn (1:1) | Thousand Tons | 0 | 0 | 0 | 0 | 0 | 0 | 0
NSR Mt Storm 1-3 - NOX Rate Annual v3.1, Unit 5829 and retrofits | 1096 | 1948 | Rate Constraint in lbs/MMBtu | FALSE | L | Annual | Allowances Withdrawn (n:1) | Thousand Tons | 0 | 0 | 0 | 0 | 0 | 0 | 0
NSR Mt Storm 1-3 - NOX Rate Annual v3.1, Unit 5829 and retrofits | 1096 | 1948 | Rate Constraint in lbs/MMBtu | FALSE | L | Annual | Net Emissions Allowance Position | Thousand Tons | 1.6137 | 1.5631 | 1.5604 | 1.4959 | 1.4959 | 1.4959 | 1.4959
NSR Mt Storm 1-3 - NOX Rate Annual v3.1, Unit 5829 and retrofits | 1096 | 1948 | Rate Constraint in lbs/MMBtu | FALSE | L | Annual | Fuel Consumed | TBtu | 39.9615 | 39.9615 | 39.8913 | 38.2431 | 38.2431 | 38.3009 | 38.3093
NSR Mt Storm 1-3 - NOX Rate Annual v3.1, Unit 5829 and retrofits | 1096 | 1948 | Rate Constraint in lbs/MMBtu | FALSE | L | Annual | Rate | lb/MMBtu | 0.080763 | 0.078232 | 0.07823 | 0.078232 | 0.078232 | 0.078114 | 0.078097
NSR Mt Storm 1-3 - NOX Rate Annual v3.1, Unit 5829 and retrofits | 1096 | 1948 | Rate Constraint in lbs/MMBtu | FALSE | L | Annual | Generation | TWh | 3.9818 | 3.9818 | 3.9748 | 3.9818 | 3.9818 | 3.9818 | 3.9818
NSR Mt Storm 1-3 - NOX Rate Annual v3.1, Unit 5829 and retrofits | 1096 | 1948 | Rate Constraint in lbs/MMBtu | FALSE | L | Annual | Qualifying Generation | TWh | 3.9818 | 3.9818 | 3.9748 | 3.9818 | 3.9818 | 3.9818 | 3.9818
NSR Mt Storm 1-3 - NOX Rate Annual v3.1, Unit 5829 and retrofits | 1096 | 1948 | Rate Constraint in lbs/MMBtu | FALSE | L | Annual | Rate | lb/MWh | 0.40527 | 0.39257 | 0.39256 | 0.37569 | 0.37569 | 0.37569 | 0.37569
NSR Mt Storm 1-3 - NOX Rate Annual v3.1, Unit 5829 and retrofits | 1096 | 1948 | Rate Constraint in lbs/MMBtu | FALSE | L | Annual | Constraint Shadow Price | US2011$/Ton | 0 | 0 | 0 | 0 | 0 | 0 | 0
NSR Mt Storm 1-3 - NOX Rate Annual v3.1, Unit 5830 and retrofits | 1097 | 1948 | Rate Constraint in lbs/MMBtu | FALSE | L | Annual | Seasons Included | Seasons | Winter, Summer | Winter, Summer | Winter, Summer | Winter, Summer | Winter, Summer | Winter, Summer | Winter, Summer
NSR Mt Storm 1-3 - NOX Rate Annual v3.1, Unit 5830 and retrofits | 1097 | 1948 | Rate Constraint in lbs/MMBtu | FALSE | L | Annual | Standard | lb/MMBtu | 0.11 | 0.11 | 0.11 | 0.11 | 0.11 | 0.11 | 0.11
NSR Mt Storm 1-3 - NOX Rate Annual v3.1, Unit 5830 and retrofits | 1097 | 1948 | Rate Constraint in lbs/MMBtu | FALSE | L | Annual | Emissions at Affected Plants NOX | Thousand Tons | 0 | 0 | 0 | 0 | 0 | 0 | 0
NSR Mt Storm 1-3 - NOX Rate Annual v3.1, Unit 5830 and retrofits | 1097 | 1948 | Rate Constraint in lbs/MMBtu | FALSE | L | Annual | Allowances Purchased NOX | Thousand Tons | 0 | 0 | 0 | 0 | 0 | 0 | 0
NSR Mt Storm 1-3 - NOX Rate Annual v3.1, Unit 5830 and retrofits | 1097 | 1948 | Rate Constraint in lbs/MMBtu | FALSE | L | Annual | Allowances Sold NOX | Thousand Tons | 0 | 0 | 0 | 0 | 0 | 0 | 0
NSR Mt Storm 1-3 - NOX Rate Annual v3.1, Unit 5830 and retrofits | 1097 | 1948 | Rate Constraint in lbs/MMBtu | FALSE | L | Annual | Allowances Banked | Thousand Tons | 0 | 0 | 0 | 0 | 0 | 0 | 0
NSR Mt Storm 1-3 - NOX Rate Annual v3.1, Unit 5830 and retrofits | 1097 | 1948 | Rate Constraint in lbs/MMBtu | FALSE | L | Annual | Allowances Withdrawn (1:1) | Thousand Tons | 0 | 0 | 0 | 0 | 0 | 0 | 0
NSR Mt Storm 1-3 - NOX Rate Annual v3.1, Unit 5830 and retrofits | 1097 | 1948 | Rate Constraint in lbs/MMBtu | FALSE | L | Annual | Allowances Withdrawn (n:1) | Thousand Tons | 0 | 0 | 0 | 0 | 0 | 0 | 0
NSR Mt Storm 1-3 - NOX Rate Annual v3.1, Unit 5830 and retrofits | 1097 | 1948 | Rate Constraint in lbs/MMBtu | FALSE | L | Annual | Net Emissions Allowance Position | Thousand Tons | 0 | 0 | 0 | 0 | 0 | 0 | 0
NSR Mt Storm 1-3 - NOX Rate Annual v3.1, Unit 5830 and retrofits | 1097 | 1948 | Rate Constraint in lbs/MMBtu | FALSE | L | Annual | Fuel Consumed | TBtu | 0 | 0 | 0 | 0 | 0 | 0 | 0
NSR Mt Storm 1-3 - NOX Rate Annual v3.1, Unit 5830 and retrofits | 1097 | 1948 | Rate Constraint in lbs/MMBtu | FALSE | L | Annual | Rate | lb/MMBtu | 0 | 0 | 0 | 0 | 0 | 0 | 0
NSR Mt Storm 1-3 - NOX Rate Annual v3.1, Unit 5830 and retrofits | 1097 | 1948 | Rate Constraint in lbs/MMBtu | FALSE | L | Annual | Generation | TWh | 0 | 0 | 0 | 0 | 0 | 0 | 0
NSR Mt Storm 1-3 - NOX Rate Annual v3.1, Unit 5830 and retrofits | 1097 | 1948 | Rate Constraint in lbs/MMBtu | FALSE | L | Annual | Qualifying Generation | TWh | 0 | 0 | 0 | 0 | 0 | 0 | 0
NSR Mt Storm 1-3 - NOX Rate Annual v3.1, Unit 5830 and retrofits | 1097 | 1948 | Rate Constraint in lbs/MMBtu | FALSE | L | Annual | Rate | lb/MWh | 0 | 0 | 0 | 0 | 0 | 0 | 0
NSR Mt Storm 1-3 - NOX Rate Annual v3.1, Unit 5830 and retrofits | 1097 | 1948 | Rate Constraint in lbs/MMBtu | FALSE | L | Annual | Constraint Shadow Price | US2011$/Ton | 0 | 0 | 0 | 0 | 0 | 0 | 0
NSR NIPSCO System - SO2 Cap Annual v4.11 | 1098 | 2301 | Rate Constraint in MTons | FALSE | L | Annual | Seasons Included | Seasons | Winter, Summer | Winter, Summer | Winter, Summer | Winter, Summer | Winter, Summer | Winter, Summer | Winter, Summer
NSR NIPSCO System - SO2 Cap Annual v4.11 | 1098 | 2301 | Rate Constraint in MTons | FALSE | L | Annual | Standard | Thousand Tons | 25.3 | 25.3 | 11.6 | 11.6 | 11.6 | 11.6 | 11.6
NSR NIPSCO System - SO2 Cap Annual v4.11 | 1098 | 2301 | Rate Constraint in MTons | FALSE | L | Annual | Standard SO2 | Thousand Tons | 25.3 | 25.3 | 11.6 | 11.6 | 11.6 | 11.6 | 11.6
NSR NIPSCO System - SO2 Cap Annual v4.11 | 1098 | 2301 | Rate Constraint in MTons | FALSE | L | Annual | Emissions at Affected Plants SO2 | Thousand Tons | 1.6755 | 2.5437 | 3.0328 | 1.923 | 0.80545 | 1.3283 | 1.9955
NSR NIPSCO System - SO2 Cap Annual v4.11 | 1098 | 2301 | Rate Constraint in MTons | FALSE | L | Annual | Allowances Purchased SO2 | Thousand Tons | 0 | 0 | 0 | 0 | 0 | 0 | 0
NSR NIPSCO System - SO2 Cap Annual v4.11 | 1098 | 2301 | Rate Constraint in MTons | FALSE | L | Annual | Allowances Sold SO2 | Thousand Tons | 0 | 0 | 0 | 0 | 0 | 0 | 0
NSR NIPSCO System - SO2 Cap Annual v4.11 | 1098 | 2301 | Rate Constraint in MTons | FALSE | L | Annual | Allowances Banked | Thousand Tons | 0 | 0 | 0 | 0 | 0 | 0 | 0
NSR NIPSCO System - SO2 Cap Annual v4.11 | 1098 | 2301 | Rate Constraint in MTons | FALSE | L | Annual | Allowances Withdrawn (1:1) | Thousand Tons | 0 | 0 | 0 | 0 | 0 | 0 | 0
NSR NIPSCO System - SO2 Cap Annual v4.11 | 1098 | 2301 | Rate Constraint in MTons | FALSE | L | Annual | Allowances Withdrawn (n:1) | Thousand Tons | 0 | 0 | 0 | 0 | 0 | 0 | 0
NSR NIPSCO System - SO2 Cap Annual v4.11 | 1098 | 2301 | Rate Constraint in MTons | FALSE | L | Annual | Net Emissions Allowance Position | Thousand Tons | 1.6755 | 2.5437 | 3.0328 | 1.923 | 0.80545 | 1.3283 | 1.9955
NSR NIPSCO System - SO2 Cap Annual v4.11 | 1098 | 2301 | Rate Constraint in MTons | FALSE | L | Annual | Fuel Consumed | TBtu | 50.0252 | 50.0252 | 59.9237 | 39.4763 | 17.5499 | 32.272 | 42.3659
NSR NIPSCO System - SO2 Cap Annual v4.11 | 1098 | 2301 | Rate Constraint in MTons | FALSE | L | Annual | Rate | lb/MMBtu | 0.066986 | 0.1017 | 0.10122 | 0.097426 | 0.09179 | 0.082321 | 0.094201
NSR NIPSCO System - SO2 Cap Annual v4.11 | 1098 | 2301 | Rate Constraint in MTons | FALSE | L | Annual | Generation | TWh | 4.4723 | 4.4723 | 5.3551 | 3.5448 | 1.5797 | 2.9279 | 3.8068
NSR NIPSCO System - SO2 Cap Annual v4.11 | 1098 | 2301 | Rate Constraint in MTons | FALSE | L | Annual | Qualifying Generation | TWh | 4.4723 | 4.4723 | 5.3551 | 3.5448 | 1.5797 | 2.9279 | 3.8068
NSR NIPSCO System - SO2 Cap Annual v4.11 | 1098 | 2301 | Rate Constraint in MTons | FALSE | L | Annual | Rate | lb/MWh | 0.37464 | 0.56876 | 0.56634 | 0.54248 | 0.50986 | 0.45367 | 0.52419
NSR NIPSCO System - SO2 Cap Annual v4.11 | 1098 | 2301 | Rate Constraint in MTons | FALSE | L | Annual | Constraint Shadow Price | US2011$/Ton | 0 | 0 | 0 | 0 | 0 | 0 | 0
NSR NIPSCO System - NOx Cap Annual 4.11 | 1099 | 2300 | Rate Constraint in MTons | FALSE | L | Annual | Seasons Included | Seasons | Winter, Summer | Winter, Summer | Winter, Summer | Winter, Summer | Winter, Summer | Winter, Summer | Winter, Summer
NSR NIPSCO System - NOx Cap Annual 4.11 | 1099 | 2300 | Rate Constraint in MTons | FALSE | L | Annual | Standard | Thousand Tons | 11.704 | 11.704 | 11.704 | 11.704 | 11.704 | 11.704 | 11.704
NSR NIPSCO System - NOx Cap Annual 4.11 | 1099 | 2300 | Rate Constraint in MTons | FALSE | L | Annual | Standard NOX | Thousand Tons | 11.704 | 11.704 | 11.704 | 11.704 | 11.704 | 11.704 | 11.704
NSR NIPSCO System - NOx Cap Annual 4.11 | 1099 | 2300 | Rate Constraint in MTons | FALSE | L | Annual | Emissions at Affected Plants NOX | Thousand Tons | 3.6557 | 3.5327 | 4.214 | 2.6733 | 1.0739 | 1.8902 | 2.8254
NSR NIPSCO System - NOx Cap Annual 4.11 | 1099 | 2300 | Rate Constraint in MTons | FALSE | L | Annual | Allowances Purchased NOX | Thousand Tons | 0 | 0 | 0 | 0 | 0 | 0 | 0
NSR NIPSCO System - NOx Cap Annual 4.11 | 1099 | 2300 | Rate Constraint in MTons | FALSE | L | Annual | Allowances Sold NOX | Thousand Tons | 0 | 0 | 0 | 0 | 0 | 0 | 0
NSR NIPSCO System - NOx Cap Annual 4.11 | 1099 | 2300 | Rate Constraint in MTons | FALSE | L | Annual | Allowances Banked | Thousand Tons | 0 | 0 | 0 | 0 | 0 | 0 | 0
NSR NIPSCO System - NOx Cap Annual 4.11 | 1099 | 2300 | Rate Constraint in MTons | FALSE | L | Annual | Allowances Withdrawn (1:1) | Thousand Tons | 0 | 0 | 0 | 0 | 0 | 0 | 0
NSR NIPSCO System - NOx Cap Annual 4.11 | 1099 | 2300 | Rate Constraint in MTons | FALSE | L | Annual | Allowances Withdrawn (n:1) | Thousand Tons | 0 | 0 | 0 | 0 | 0 | 0 | 0
NSR NIPSCO System - NOx Cap Annual 4.11 | 1099 | 2300 | Rate Constraint in MTons | FALSE | L | Annual | Net Emissions Allowance Position | Thousand Tons | 3.6557 | 3.5327 | 4.214 | 2.6733 | 1.0739 | 1.8902 | 2.8254
NSR NIPSCO System - NOx Cap Annual 4.11 | 1099 | 2300 | Rate Constraint in MTons | FALSE | L | Annual | Fuel Consumed | TBtu | 50.0252 | 50.0252 | 59.9237 | 39.4763 | 17.5499 | 32.272 | 42.3659
NSR NIPSCO System - NOx Cap Annual 4.11 | 1099 | 2300 | Rate Constraint in MTons | FALSE | L | Annual | Rate | lb/MMBtu | 0.14615 | 0.14123 | 0.14065 | 0.13544 | 0.12238 | 0.11714 | 0.13338
NSR NIPSCO System - NOx Cap Annual 4.11 | 1099 | 2300 | Rate Constraint in MTons | FALSE | L | Annual | Generation | TWh | 4.4723 | 4.4723 | 5.3551 | 3.5448 | 1.5797 | 2.9279 | 3.8068
NSR NIPSCO System - NOx Cap Annual 4.11 | 1099 | 2300 | Rate Constraint in MTons | FALSE | L | Annual | Qualifying Generation | TWh | 4.4723 | 4.4723 | 5.3551 | 3.5448 | 1.5797 | 2.9279 | 3.8068
NSR NIPSCO System - NOx Cap Annual 4.11 | 1099 | 2300 | Rate Constraint in MTons | FALSE | L | Annual | Rate | lb/MWh | 0.8174 | 0.7899 | 0.78693 | 0.75415 | 0.67979 | 0.64558 | 0.74221
NSR NIPSCO System - NOx Cap Annual 4.11 | 1099 | 2300 | Rate Constraint in MTons | FALSE | L | Annual | Constraint Shadow Price | US2011$/Ton | 0 | 0 | 0 | 0 | 0 | 0 | 0
NSR NV Power Consent - NOX Cap Annual v3.1 | 1100 | 1852 | Rate Constraint in MTons | FALSE | L | Annual | Seasons Included | Seasons | Winter, Summer | Winter, Summer | Winter, Summer | Winter, Summer | Winter, Summer | Winter, Summer | Winter, Summer
NSR NV Power Consent - NOX Cap Annual v3.1 | 1100 | 1852 | Rate Constraint in MTons | FALSE | L | Annual | Standard | Thousand Tons | 0.36 | 0.36 | 0.36 | 0.36 | 0.36 | 0.36 | 0.36
NSR NV Power Consent - NOX Cap Annual v3.1 | 1100 | 1852 | Rate Constraint in MTons | FALSE | L | Annual | Standard NOX | Thousand Tons | 0.36 | 0.36 | 0.36 | 0.36 | 0.36 | 0.36 | 0.36
NSR NV Power Consent - NOX Cap Annual v3.1 | 1100 | 1852 | Rate Constraint in MTons | FALSE | L | Annual | Emissions at Affected Plants NOX | Thousand Tons | 0 | 0 | 0 | 0 | 0 | 0 | 0
NSR NV Power Consent - NOX Cap Annual v3.1 | 1100 | 1852 | Rate Constraint in MTons | FALSE | L | Annual | Allowances Purchased NOX | Thousand Tons | 0 | 0 | 0 | 0 | 0 | 0 | 0
NSR NV Power Consent - NOX Cap Annual v3.1 | 1100 | 1852 | Rate Constraint in MTons | FALSE | L | Annual | Allowances Sold NOX | Thousand Tons | 0 | 0 | 0 | 0 | 0 | 0 | 0
NSR NV Power Consent - NOX Cap Annual v3.1 | 1100 | 1852 | Rate Constraint in MTons | FALSE | L | Annual | Allowances Banked | Thousand Tons | 0 | 0 | 0 | 0 | 0 | 0 | 0
NSR NV Power Consent - NOX Cap Annual v3.1 | 1100 | 1852 | Rate Constraint in MTons | FALSE | L | Annual | Allowances Withdrawn (1:1) | Thousand Tons | 0 | 0 | 0 | 0 | 0 | 0 | 0
NSR NV Power Consent - NOX Cap Annual v3.1 | 1100 | 1852 | Rate Constraint in MTons | FALSE | L | Annual | Allowances Withdrawn (n:1) | Thousand Tons | 0 | 0 | 0 | 0 | 0 | 0 | 0
NSR NV Power Consent - NOX Cap Annual v3.1 | 1100 | 1852 | Rate Constraint in MTons | FALSE | L | Annual | Net Emissions Allowance Position | Thousand Tons | 0 | 0 | 0 | 0 | 0 | 0 | 0
NSR NV Power Consent - NOX Cap Annual v3.1 | 1100 | 1852 | Rate Constraint in MTons | FALSE | L | Annual | Fuel Consumed | TBtu | 0 | 0 | 0 | 0 | 0 | 0 | 0
NSR NV Power Consent - NOX Cap Annual v3.1 | 1100 | 1852 | Rate Constraint in MTons | FALSE | L | Annual | Rate | lb/MMBtu | 0 | 0 | 0 | 0 | 0 | 0 | 0
NSR NV Power Consent - NOX Cap Annual v3.1 | 1100 | 1852 | Rate Constraint in MTons | FALSE | L | Annual | Generation | TWh | 0 | 0 | 0 | 0 | 0 | 0 | 0
NSR NV Power Consent - NOX Cap Annual v3.1 | 1100 | 1852 | Rate Constraint in MTons | FALSE | L | Annual | Qualifying Generation | TWh | 0 | 0 | 0 | 0 | 0 | 0 | 0
NSR NV Power Consent - NOX Cap Annual v3.1 | 1100 | 1852 | Rate Constraint in MTons | FALSE | L | Annual | Rate | lb/MWh | 0 | 0 | 0 | 0 | 0 | 0 | 0
NSR NV Power Consent - NOX Cap Annual v3.1 | 1100 | 1852 | Rate Constraint in MTons | FALSE | L | Annual | Constraint Shadow Price | US2011$/Ton | 0 | 0 | 0 | 0 | 0 | 0 | 0
NSR Oak Creek 5-8 - NOX Rate Annual v3.1, Unit 5833 and retrofits | 1101 | 1874 | Rate Constraint in lbs/MMBtu | FALSE | L | Annual | Seasons Included | Seasons | Winter, Summer | Winter, Summer | Winter, Summer | Winter, Summer | Winter, Summer | Winter, Summer | Winter, Summer
NSR Oak Creek 5-8 - NOX Rate Annual v3.1, Unit 5833 and retrofits | 1101 | 1874 | Rate Constraint in lbs/MMBtu | FALSE | L | Annual | Standard | lb/MMBtu | 0.1 | 0.1 | 0.1 | 0.1 | 0.1 | 0.1 | 0.1
NSR Oak Creek 5-8 - NOX Rate Annual v3.1, Unit 5833 and retrofits | 1101 | 1874 | Rate Constraint in lbs/MMBtu | FALSE | L | Annual | Emissions at Affected Plants NOX | Thousand Tons | 1.2471e-06 | 1.2471e-06 | 1.2471e-06 | 1.1935e-06 | 9.6307e-07 | 1.1935e-06 | 1.1935e-06
NSR Oak Creek 5-8 - NOX Rate Annual v3.1, Unit 5833 and retrofits | 1101 | 1874 | Rate Constraint in lbs/MMBtu | FALSE | L | Annual | Allowances Purchased NOX | Thousand Tons | 0 | 0 | 0 | 0 | 0 | 0 | 0
NSR Oak Creek 5-8 - NOX Rate Annual v3.1, Unit 5833 and retrofits | 1101 | 1874 | Rate Constraint in lbs/MMBtu | FALSE | L | Annual | Allowances Sold NOX | Thousand Tons | 0 | 0 | 0 | 0 | 0 | 0 | 0
NSR Oak Creek 5-8 - NOX Rate Annual v3.1, Unit 5833 and retrofits | 1101 | 1874 | Rate Constraint in lbs/MMBtu | FALSE | L | Annual | Allowances Banked | Thousand Tons | 0 | 0 | 0 | 0 | 0 | 0 | 0
NSR Oak Creek 5-8 - NOX Rate Annual v3.1, Unit 5833 and retrofits | 1101 | 1874 | Rate Constraint in lbs/MMBtu | FALSE | L | Annual | Allowances Withdrawn (1:1) | Thousand Tons | 0 | 0 | 0 | 0 | 0 | 0 | 0
NSR Oak Creek 5-8 - NOX Rate Annual v3.1, Unit 5833 and retrofits | 1101 | 1874 | Rate Constraint in lbs/MMBtu | FALSE | L | Annual | Allowances Withdrawn (n:1) | Thousand Tons | 0 | 0 | 0 | 0 | 0 | 0 | 0
NSR Oak Creek 5-8 - NOX Rate Annual v3.1, Unit 5833 and retrofits | 1101 | 1874 | Rate Constraint in lbs/MMBtu | FALSE | L | Annual | Net Emissions Allowance Position | Thousand Tons | 1.2471e-06 | 1.2471e-06 | 1.2471e-06 | 1.1935e-06 | 9.6307e-07 | 1.1935e-06 | 1.1935e-06
NSR Oak Creek 5-8 - NOX Rate Annual v3.1, Unit 5833 and retrofits | 1101 | 1874 | Rate Constraint in lbs/MMBtu | FALSE | L | Annual | Fuel Consumed | TBtu | 3.5722e-05 | 3.5722e-05 | 3.5632e-05 | 3.41e-05 | 2.7516e-05 | 3.41e-05 | 3.41e-05
NSR Oak Creek 5-8 - NOX Rate Annual v3.1, Unit 5833 and retrofits | 1101 | 1874 | Rate Constraint in lbs/MMBtu | FALSE | L | Annual | Rate | lb/MMBtu | 0.069823 | 0.069823 | 0.07 | 0.07 | 0.07 | 0.07 | 0.07
NSR Oak Creek 5-8 - NOX Rate Annual v3.1, Unit 5833 and retrofits | 1101 | 1874 | Rate Constraint in lbs/MMBtu | FALSE | L | Annual | Generation | TWh | 3.4829e-06 | 3.4829e-06 | 3.4829e-06 | 3.4829e-06 | 2.8105e-06 | 3.4829e-06 | 3.4829e-06
NSR Oak Creek 5-8 - NOX Rate Annual v3.1, Unit 5833 and retrofits | 1101 | 1874 | Rate Constraint in lbs/MMBtu | FALSE | L | Annual | Qualifying Generation | TWh | 3.4829e-06 | 3.4829e-06 | 3.4829e-06 | 3.4829e-06 | 2.8105e-06 | 3.4829e-06 | 3.4829e-06
NSR Oak Creek 5-8 - NOX Rate Annual v3.1, Unit 5833 and retrofits | 1101 | 1874 | Rate Constraint in lbs/MMBtu | FALSE | L | Annual | Rate | lb/MWh | 0.35807 | 0.35807 | 0.35807 | 0.34267 | 0.34267 | 0.34267 | 0.34267
NSR Oak Creek 5-8 - NOX Rate Annual v3.1, Unit 5833 and retrofits | 1101 | 1874 | Rate Constraint in lbs/MMBtu | FALSE | L | Annual | Constraint Shadow Price | US2011$/Ton | 0 | 0 | 0 | 0 | 0 | 0 | 0
NSR Oak Creek 5-8 - NOX Rate Annual v3.1, Unit 5834 and retrofits | 1102 | 1874 | Rate Constraint in lbs/MMBtu | FALSE | L | Annual | Seasons Included | Seasons | Winter, Summer | Winter, Summer | Winter, Summer | Winter, Summer | Winter, Summer | Winter, Summer | Winter, Summer
NSR Oak Creek 5-8 - NOX Rate Annual v3.1, Unit 5834 and retrofits | 1102 | 1874 | Rate Constraint in lbs/MMBtu | FALSE | L | Annual | Standard | lb/MMBtu | 0.1 | 0.1 | 0.1 | 0.1 | 0.1 | 0.1 | 0.1
NSR Oak Creek 5-8 - NOX Rate Annual v3.1, Unit 5834 and retrofits | 1102 | 1874 | Rate Constraint in lbs/MMBtu | FALSE | L | Annual | Emissions at Affected Plants NOX | Thousand Tons | 0.81707 | 0.81707 | 0.81707 | 0.78194 | 0.63125 | 0.78194 | 0.78194
NSR Oak Creek 5-8 - NOX Rate Annual v3.1, Unit 5834 and retrofits | 1102 | 1874 | Rate Constraint in lbs/MMBtu | FALSE | L | Annual | Allowances Purchased NOX | Thousand Tons | 0 | 0 | 0 | 0 | 0 | 0 | 0
NSR Oak Creek 5-8 - NOX Rate Annual v3.1, Unit 5834 and retrofits | 1102 | 1874 | Rate Constraint in lbs/MMBtu | FALSE | L | Annual | Allowances Sold NOX | Thousand Tons | 0 | 0 | 0 | 0 | 0 | 0 | 0
NSR Oak Creek 5-8 - NOX Rate Annual v3.1, Unit 5834 and retrofits | 1102 | 1874 | Rate Constraint in lbs/MMBtu | FALSE | L | Annual | Allowances Banked | Thousand Tons | 0 | 0 | 0 | 0 | 0 | 0 | 0
NSR Oak Creek 5-8 - NOX Rate Annual v3.1, Unit 5834 and retrofits | 1102 | 1874 | Rate Constraint in lbs/MMBtu | FALSE | L | Annual | Allowances Withdrawn (1:1) | Thousand Tons | 0 | 0 | 0 | 0 | 0 | 0 | 0
NSR Oak Creek 5-8 - NOX Rate Annual v3.1, Unit 5834 and retrofits | 1102 | 1874 | Rate Constraint in lbs/MMBtu | FALSE | L | Annual | Allowances Withdrawn (n:1) | Thousand Tons | 0 | 0 | 0 | 0 | 0 | 0 | 0
NSR Oak Creek 5-8 - NOX Rate Annual v3.1, Unit 5834 and retrofits | 1102 | 1874 | Rate Constraint in lbs/MMBtu | FALSE | L | Annual | Net Emissions Allowance Position | Thousand Tons | 0.81707 | 0.81707 | 0.81707 | 0.78194 | 0.63125 | 0.78194 | 0.78194
NSR Oak Creek 5-8 - NOX Rate Annual v3.1, Unit 5834 and retrofits | 1102 | 1874 | Rate Constraint in lbs/MMBtu | FALSE | L | Annual | Fuel Consumed | TBtu | 23.4042 | 23.363 | 23.3449 | 22.341 | 18.0357 | 22.341 | 22.341
NSR Oak Creek 5-8 - NOX Rate Annual v3.1, Unit 5834 and retrofits | 1102 | 1874 | Rate Constraint in lbs/MMBtu | FALSE | L | Annual | Rate | lb/MMBtu | 0.069823 | 0.069946 | 0.07 | 0.07 | 0.07 | 0.07 | 0.07
NSR Oak Creek 5-8 - NOX Rate Annual v3.1, Unit 5834 and retrofits | 1102 | 1874 | Rate Constraint in lbs/MMBtu | FALSE | L | Annual | Generation | TWh | 2.2747 | 2.2747 | 2.2747 | 2.2747 | 1.8364 | 2.2747 | 2.2747
NSR Oak Creek 5-8 - NOX Rate Annual v3.1, Unit 5834 and retrofits | 1102 | 1874 | Rate Constraint in lbs/MMBtu | FALSE | L | Annual | Qualifying Generation | TWh | 2.2747 | 2.2747 | 2.2747 | 2.2747 | 1.8364 | 2.2747 | 2.2747
NSR Oak Creek 5-8 - NOX Rate Annual v3.1, Unit 5834 and retrofits | 1102 | 1874 | Rate Constraint in lbs/MMBtu | FALSE | L | Annual | Rate | lb/MWh | 0.35919 | 0.35919 | 0.35919 | 0.34375 | 0.34375 | 0.34375 | 0.34375
NSR Oak Creek 5-8 - NOX Rate Annual v3.1, Unit 5834 and retrofits | 1102 | 1874 | Rate Constraint in lbs/MMBtu | FALSE | L | Annual | Constraint Shadow Price | US2011$/Ton | 0 | 0 | 0 | 0 | 0 | 0 | 0
NSR Oak Creek 5-8 - NOX Rate Annual v3.1, Unit 5835 and retrofits | 1103 | 1874 | Rate Constraint in lbs/MMBtu | FALSE | L | Annual | Seasons Included | Seasons | Winter, Summer | Winter, Summer | Winter, Summer | Winter, Summer | Winter, Summer | Winter, Summer | Winter, Summer
NSR Oak Creek 5-8 - NOX Rate Annual v3.1, Unit 5835 and retrofits | 1103 | 1874 | Rate Constraint in lbs/MMBtu | FALSE | L | Annual | Standard | lb/MMBtu | 0.1 | 0.1 | 0.1 | 0.1 | 0.1 | 0.1 | 0.1
NSR Oak Creek 5-8 - NOX Rate Annual v3.1, Unit 5835 and retrofits | 1103 | 1874 | Rate Constraint in lbs/MMBtu | FALSE | L | Annual | Emissions at Affected Plants NOX | Thousand Tons | 0.65718 | 0.65718 | 0.65718 | 0.62892 | 0.5075 | 0.62892 | 0.62892
NSR Oak Creek 5-8 - NOX Rate Annual v3.1, Unit 5835 and retrofits | 1103 | 1874 | Rate Constraint in lbs/MMBtu | FALSE | L | Annual | Allowances Purchased NOX | Thousand Tons | 0 | 0 | 0 | 0 | 0 | 0 | 0
NSR Oak Creek 5-8 - NOX Rate Annual v3.1, Unit 5835 and retrofits | 1103 | 1874 | Rate Constraint in lbs/MMBtu | FALSE | L | Annual | Allowances Sold NOX | Thousand Tons | 0 | 0 | 0 | 0 | 0 | 0 | 0
NSR Oak Creek 5-8 - NOX Rate Annual v3.1, Unit 5835 and retrofits | 1103 | 1874 | Rate Constraint in lbs/MMBtu | FALSE | L | Annual | Allowances Banked | Thousand Tons | 0 | 0 | 0 | 0 | 0 | 0 | 0
NSR Oak Creek 5-8 - NOX Rate Annual v3.1, Unit 5835 and retrofits | 1103 | 1874 | Rate Constraint in lbs/MMBtu | FALSE | L | Annual | Allowances Withdrawn (1:1) | Thousand Tons | 0 | 0 | 0 | 0 | 0 | 0 | 0
NSR Oak Creek 5-8 - NOX Rate Annual v3.1, Unit 5835 and retrofits | 1103 | 1874 | Rate Constraint in lbs/MMBtu | FALSE | L | Annual | Allowances Withdrawn (n:1) | Thousand Tons | 0 | 0 | 0 | 0 | 0 | 0 | 0
NSR Oak Creek 5-8 - NOX Rate Annual v3.1, Unit 5835 and retrofits | 1103 | 1874 | Rate Constraint in lbs/MMBtu | FALSE | L | Annual | Net Emissions Allowance Position | Thousand Tons | 0.65718 | 0.65718 | 0.65718 | 0.62892 | 0.5075 | 0.62892 | 0.62892
NSR Oak Creek 5-8 - NOX Rate Annual v3.1, Unit 5835 and retrofits | 1103 | 1874 | Rate Constraint in lbs/MMBtu | FALSE | L | Annual | Fuel Consumed | TBtu | 18.8243 | 18.8243 | 18.807 | 17.9692 | 14.5154 | 17.9835 | 18.0149
NSR Oak Creek 5-8 - NOX Rate Annual v3.1, Unit 5835 and retrofits | 1103 | 1874 | Rate Constraint in lbs/MMBtu | FALSE | L | Annual | Rate | lb/MMBtu | 0.069823 | 0.069823 | 0.069887 | 0.07 | 0.069926 | 0.069944 | 0.069823
NSR Oak Creek 5-8 - NOX Rate Annual v3.1, Unit 5835 and retrofits | 1103 | 1874 | Rate Constraint in lbs/MMBtu | FALSE | L | Annual | Generation | TWh | 1.8719 | 1.8719 | 1.8719 | 1.8719 | 1.5105 | 1.8719 | 1.8719
NSR Oak Creek 5-8 - NOX Rate Annual v3.1, Unit 5835 and retrofits | 1103 | 1874 | Rate Constraint in lbs/MMBtu | FALSE | L | Annual | Qualifying Generation | TWh | 1.8719 | 1.8719 | 1.8719 | 1.8719 | 1.5105 | 1.8719 | 1.8719
NSR Oak Creek 5-8 - NOX Rate Annual v3.1, Unit 5835 and retrofits | 1103 | 1874 | Rate Constraint in lbs/MMBtu | FALSE | L | Annual | Rate | lb/MWh | 0.35109 | 0.35109 | 0.35109 | 0.33599 | 0.33599 | 0.33599 | 0.33599
NSR Oak Creek 5-8 - NOX Rate Annual v3.1, Unit 5835 and retrofits | 1103 | 1874 | Rate Constraint in lbs/MMBtu | FALSE | L | Annual | Constraint Shadow Price | US2011$/Ton | 0 | 0 | 0 | 0 | 0 | 0 | 0
NSR Oak Creek 5-8 - NOX Rate Annual v3.1, Unit 5836 and retrofits | 1104 | 1874 | Rate Constraint in lbs/MMBtu | FALSE | L | Annual | Seasons Included | Seasons | Winter, Summer | Winter, Summer | Winter, Summer | Winter, Summer | Winter, Summer | Winter, Summer | Winter, Summer
NSR Oak Creek 5-8 - NOX Rate Annual v3.1, Unit 5836 and retrofits | 1104 | 1874 | Rate Constraint in lbs/MMBtu | FALSE | L | Annual | Standard | lb/MMBtu | 0.1 | 0.1 | 0.1 | 0.1 | 0.1 | 0.1 | 0.1
NSR Oak Creek 5-8 - NOX Rate Annual v3.1, Unit 5836 and retrofits | 1104 | 1874 | Rate Constraint in lbs/MMBtu | FALSE | L | Annual | Emissions at Affected Plants NOX | Thousand Tons | 0.65041 | 0.65041 | 0.65041 | 0.62245 | 0.50227 | 0.62245 | 0.62245
NSR Oak Creek 5-8 - NOX Rate Annual v3.1, Unit 5836 and retrofits | 1104 | 1874 | Rate Constraint in lbs/MMBtu | FALSE | L | Annual | Allowances Purchased NOX | Thousand Tons | 0 | 0 | 0 | 0 | 0 | 0 | 0
NSR Oak Creek 5-8 - NOX Rate Annual v3.1, Unit 5836 and retrofits | 1104 | 1874 | Rate Constraint in lbs/MMBtu | FALSE | L | Annual | Allowances Sold NOX | Thousand Tons | 0 | 0 | 0 | 0 | 0 | 0 | 0
NSR Oak Creek 5-8 - NOX Rate Annual v3.1, Unit 5836 and retrofits | 1104 | 1874 | Rate Constraint in lbs/MMBtu | FALSE | L | Annual | Allowances Banked | Thousand Tons | 0 | 0 | 0 | 0 | 0 | 0 | 0
NSR Oak Creek 5-8 - NOX Rate Annual v3.1, Unit 5836 and retrofits | 1104 | 1874 | Rate Constraint in lbs/MMBtu | FALSE | L | Annual | Allowances Withdrawn (1:1) | Thousand Tons | 0 | 0 | 0 | 0 | 0 | 0 | 0
NSR Oak Creek 5-8 - NOX Rate Annual v3.1, Unit 5836 and retrofits | 1104 | 1874 | Rate Constraint in lbs/MMBtu | FALSE | L | Annual | Allowances Withdrawn (n:1) | Thousand Tons | 0 | 0 | 0 | 0 | 0 | 0 | 0
NSR Oak Creek 5-8 - NOX Rate Annual v3.1, Unit 5836 and retrofits | 1104 | 1874 | Rate Constraint in lbs/MMBtu | FALSE | L | Annual | Net Emissions Allowance Position | Thousand Tons | 0.65041 | 0.65041 | 0.65041 | 0.62245 | 0.50227 | 0.62245 | 0.62245
NSR Oak Creek 5-8 - NOX Rate Annual v3.1, Unit 5836 and retrofits | 1104 | 1874 | Rate Constraint in lbs/MMBtu | FALSE | L | Annual | Fuel Consumed | TBtu | 18.6304 | 18.6304 | 18.5832 | 17.7842 | 14.3507 | 17.7842 | 17.8152
NSR Oak Creek 5-8 - NOX Rate Annual v3.1, Unit 5836 and retrofits | 1104 | 1874 | Rate Constraint in lbs/MMBtu | FALSE | L | Annual | Rate | lb/MMBtu | 0.069823 | 0.069823 | 0.07 | 0.07 | 0.07 | 0.07 | 0.069878
NSR Oak Creek 5-8 - NOX Rate Annual v3.1, Unit 5836 and retrofits | 1104 | 1874 | Rate Constraint in lbs/MMBtu | FALSE | L | Annual | Generation | TWh | 1.8502 | 1.8502 | 1.8502 | 1.8502 | 1.493 | 1.8502 | 1.8502
NSR Oak Creek 5-8 - NOX Rate Annual v3.1, Unit 5836 and retrofits | 1104 | 1874 | Rate Constraint in lbs/MMBtu | FALSE | L | Annual | Qualifying Generation | TWh | 1.8502 | 1.8502 | 1.8502 | 1.8502 | 1.493 | 1.8502 | 1.8502
NSR Oak Creek 5-8 - NOX Rate Annual v3.1, Unit 5836 and retrofits | 1104 | 1874 | Rate Constraint in lbs/MMBtu | FALSE | L | Annual | Rate | lb/MWh | 0.35154 | 0.35154 | 0.35154 | 0.33643 | 0.33643 | 0.33643 | 0.33643
NSR Oak Creek 5-8 - NOX Rate Annual v3.1, Unit 5836 and retrofits | 1104 | 1874 | Rate Constraint in lbs/MMBtu | FALSE | L | Annual | Constraint Shadow Price | US2011$/Ton | 0 | 0 | 0 | 0 | 0 | 0 | 0
NSR OH Edison - NOX Cap Annual v3.1 | 1105 | 1853 | Rate Constraint in MTons | FALSE | L | Annual | Seasons Included | Seasons | Winter, Summer | Winter, Summer | Winter, Summer | Winter, Summer | Winter, Summer | Winter, Summer | Winter, Summer
NSR OH Edison - NOX Cap Annual v3.1 | 1105 | 1853 | Rate Constraint in MTons | FALSE | L | Annual | Standard | Thousand Tons | 11.86 | 11.86 | 11.86 | 11.86 | 11.86 | 11.86 | 11.86
NSR OH Edison - NOX Cap Annual v3.1 | 1105 | 1853 | Rate Constraint in MTons | FALSE | L | Annual | Standard NOX | Thousand Tons | 11.86 | 11.86 | 11.86 | 11.86 | 11.86 | 11.86 | 11.86
NSR OH Edison - NOX Cap Annual v3.1 | 1105 | 1853 | Rate Constraint in MTons | FALSE | L | Annual | Emissions at Affected Plants NOX | Thousand Tons | 11.86 | 11.86 | 11.86 | 11.6997 | 9.8741 | 11.2331 | 10.3469
NSR OH Edison - NOX Cap Annual v3.1 | 1105 | 1853 | Rate Constraint in MTons | FALSE | L | Annual | Allowances Purchased NOX | Thousand Tons | 0 | 0 | 0 | 0 | 0 | 0 | 0
NSR OH Edison - NOX Cap Annual v3.1 | 1105 | 1853 | Rate Constraint in MTons | FALSE | L | Annual | Allowances Sold NOX | Thousand Tons | 0 | 0 | 0 | 0 | 0 | 0 | 0
NSR OH Edison - NOX Cap Annual v3.1 | 1105 | 1853 | Rate Constraint in MTons | FALSE | L | Annual | Allowances Banked | Thousand Tons | 0 | 0 | 0 | 0 | 0 | 0 | 0
NSR OH Edison - NOX Cap Annual v3.1 | 1105 | 1853 | Rate Constraint in MTons | FALSE | L | Annual | Allowances Withdrawn (1:1) | Thousand Tons | 0 | 0 | 0 | 0 | 0 | 0 | 0
NSR OH Edison - NOX Cap Annual v3.1 | 1105 | 1853 | Rate Constraint in MTons | FALSE | L | Annual | Allowances Withdrawn (n:1) | Thousand Tons | 0 | 0 | 0 | 0 | 0 | 0 | 0
NSR OH Edison - NOX Cap Annual v3.1 | 1105 | 1853 | Rate Constraint in MTons | FALSE | L | Annual | Net Emissions Allowance Position | Thousand Tons | 11.86 | 11.86 | 11.86 | 11.6997 | 9.8741 | 11.2331 | 10.3469
NSR OH Edison - NOX Cap Annual v3.1 | 1105 | 1853 | Rate Constraint in MTons | FALSE | L | Annual | Fuel Consumed | TBtu | 162.4491 | 166.4972 | 166.4972 | 162.477 | 140.1343 | 158.0214 | 146.0059
NSR OH Edison - NOX Cap Annual v3.1 | 1105 | 1853 | Rate Constraint in MTons | FALSE | L | Annual | Rate | lb/MMBtu | 0.14602 | 0.14246 | 0.14246 | 0.14402 | 0.14092 | 0.14217 | 0.14173
NSR OH Edison - NOX Cap Annual v3.1 | 1105 | 1853 | Rate Constraint in MTons | FALSE | L | Annual | Generation | TWh | 15.5106 | 15.9132 | 15.9132 | 16.2082 | 13.9833 | 15.7624 | 14.5662
NSR OH Edison - NOX Cap Annual v3.1 | 1105 | 1853 | Rate Constraint in MTons | FALSE | L | Annual | Qualifying Generation | TWh | 15.5106 | 15.9132 | 15.9132 | 16.2082 | 13.9833 | 15.7624 | 14.5662
NSR OH Edison - NOX Cap Annual v3.1 | 1105 | 1853 | Rate Constraint in MTons | FALSE | L | Annual | Rate | lb/MWh | 0.76464 | 0.7453 | 0.7453 | 0.72184 | 0.70614 | 0.71265 | 0.71034
NSR OH Edison - NOX Cap Annual v3.1 | 1105 | 1853 | Rate Constraint in MTons | FALSE | L | Annual | Constraint Shadow Price | US2011$/Ton | 1635.1078 | 1032.7961 | 4932.272 | 0 | 0 | 0 | 0
NSR OH Edison - SO2 Cap Annual v3.1 | 1106 | 1854 | Rate Constraint in MTons | FALSE | L | Annual | Seasons Included | Seasons | Winter, Summer | Winter, Summer | Winter, Summer | Winter, Summer | Winter, Summer | Winter, Summer | Winter, Summer
NSR OH Edison - SO2 Cap Annual v3.1 | 1106 | 1854 | Rate Constraint in MTons | FALSE | L | Annual | Standard | Thousand Tons | 29.9 | 29.9 | 29.9 | 29.9 | 29.9 | 29.9 | 29.9
NSR OH Edison - SO2 Cap Annual v3.1 | 1106 | 1854 | Rate Constraint in MTons | FALSE | L | Annual | Standard SO2 | Thousand Tons | 29.9 | 29.9 | 29.9 | 29.9 | 29.9 | 29.9 | 29.9
NSR OH Edison - SO2 Cap Annual v3.1 | 1106 | 1854 | Rate Constraint in MTons | FALSE | L | Annual | Emissions at Affected Plants SO2 | Thousand Tons | 6.3176 | 10.3252 | 10.3252 | 10.0151 | 5.5094 | 9.7171 | 7.9553
NSR OH Edison - SO2 Cap Annual v3.1 | 1106 | 1854 | Rate Constraint in MTons | FALSE | L | Annual | Allowances Purchased SO2 | Thousand Tons | 0 | 0 | 0 | 0 | 0 | 0 | 0
NSR OH Edison - SO2 Cap Annual v3.1 | 1106 | 1854 | Rate Constraint in MTons | FALSE | L | Annual | Allowances Sold SO2 | Thousand Tons | 0 | 0 | 0 | 0 | 0 | 0 | 0
NSR OH Edison - SO2 Cap Annual v3.1 | 1106 | 1854 | Rate Constraint in MTons | FALSE | L | Annual | Allowances Banked | Thousand Tons | 0 | 0 | 0 | 0 | 0 | 0 | 0
NSR OH Edison - SO2 Cap Annual v3.1 | 1106 | 1854 | Rate Constraint in MTons | FALSE | L | Annual | Allowances Withdrawn (1:1) | Thousand Tons | 0 | 0 | 0 | 0 | 0 | 0 | 0
NSR OH Edison - SO2 Cap Annual v3.1 | 1106 | 1854 | Rate Constraint in MTons | FALSE | L | Annual | Allowances Withdrawn (n:1) | Thousand Tons | 0 | 0 | 0 | 0 | 0 | 0 | 0
NSR OH Edison - SO2 Cap Annual v3.1 | 1106 | 1854 | Rate Constraint in MTons | FALSE | L | Annual | Net Emissions Allowance Position | Thousand Tons | 6.3176 | 10.3252 | 10.3252 | 10.0151 | 5.5094 | 9.7171 | 7.9553
NSR OH Edison - SO2 Cap Annual v3.1 | 1106 | 1854 | Rate Constraint in MTons | FALSE | L | Annual | Fuel Consumed | TBtu | 162.4491 | 166.4972 | 166.4972 | 162.477 | 140.1343 | 158.0214 | 146.0059
NSR OH Edison - SO2 Cap Annual v3.1 | 1106 | 1854 | Rate Constraint in MTons | FALSE | L | Annual | Rate | lb/MMBtu | 0.077779 | 0.12403 | 0.12403 | 0.12328 | 0.07863 | 0.12298 | 0.10897
NSR OH Edison - SO2 Cap Annual v3.1 | 1106 | 1854 | Rate Constraint in MTons | FALSE | L | Annual | Generation | TWh | 15.5106 | 15.9132 | 15.9132 | 16.2082 | 13.9833 | 15.7624 | 14.5662
NSR OH Edison - SO2 Cap Annual v3.1 | 1106 | 1854 | Rate Constraint in MTons | FALSE | L | Annual | Qualifying Generation | TWh | 15.5106 | 15.9132 | 15.9132 | 16.2082 | 13.9833 | 15.7624 | 14.5662
NSR OH Edison - SO2 Cap Annual v3.1 | 1106 | 1854 | Rate Constraint in MTons | FALSE | L | Annual | Rate | lb/MWh | 0.40731 | 0.64885 | 0.64885 | 0.61791 | 0.394 | 0.61647 | 0.54615
NSR OH Edison - SO2 Cap Annual v3.1 | 1106 | 1854 | Rate Constraint in MTons | FALSE | L | Annual | Constraint Shadow Price | US2011$/Ton | 0 | 0 | 0 | 0 | 0 | 0 | 0
NSR Pleasant Prairie 1,2 - NOX Rate Annual v3.1, Unit 5831 and retrofits | 1107 | 1947 | Rate Constraint in lbs/MMBtu | FALSE | L | Annual | Seasons Included | Seasons | Winter, Summer | Winter, Summer | Winter, Summer | Winter, Summer | Winter, Summer | Winter, Summer | Winter, Summer
NSR Pleasant Prairie 1,2 - NOX Rate Annual v3.1, Unit 5831 and retrofits | 1107 | 1947 | Rate Constraint in lbs/MMBtu | FALSE | L | Annual | Standard | lb/MMBtu | 0.1 | 0.1 | 0.1 | 0.1 | 0.1 | 0.1 | 0.1
NSR Pleasant Prairie 1,2 - NOX Rate Annual v3.1, Unit 5831 and retrofits | 1107 | 1947 | Rate Constraint in lbs/MMBtu | FALSE | L | Annual | Emissions at Affected Plants NOX | Thousand Tons | 1.5486 | 1.5486 | 1.5486 | 1.482 | 1.0555 | 1.482 | 1.482
NSR Pleasant Prairie 1,2 - NOX Rate Annual v3.1, Unit 5831 and retrofits | 1107 | 1947 | Rate Constraint in lbs/MMBtu | FALSE | L | Annual | Allowances Purchased NOX | Thousand Tons | 0 | 0 | 0 | 0 | 0 | 0 | 0
NSR Pleasant Prairie 1,2 - NOX Rate Annual v3.1, Unit 5831 and retrofits | 1107 | 1947 | Rate Constraint in lbs/MMBtu | FALSE | L | Annual | Allowances Sold NOX | Thousand Tons | 0 | 0 | 0 | 0 | 0 | 0 | 0
NSR Pleasant Prairie 1,2 - NOX Rate Annual v3.1, Unit 5831 and retrofits | 1107 | 1947 | Rate Constraint in lbs/MMBtu | FALSE | L | Annual | Allowances Banked | Thousand Tons | 0 | 0 | 0 | 0 | 0 | 0 | 0
NSR Pleasant Prairie 1,2 - NOX Rate Annual v3.1, Unit 5831 and retrofits | 1107 | 1947 | Rate Constraint in lbs/MMBtu | FALSE | L | Annual | Allowances Withdrawn (1:1) | Thousand Tons | 0 | 0 | 0 | 0 | 0 | 0 | 0
NSR Pleasant Prairie 1,2 - NOX Rate Annual v3.1, Unit 5831 and retrofits | 1107 | 1947 | Rate Constraint in lbs/MMBtu | FALSE | L | Annual | Allowances Withdrawn (n:1) | Thousand Tons | 0 | 0 | 0 | 0 | 0 | 0 | 0
NSR Pleasant Prairie 1,2 - NOX Rate Annual v3.1, Unit 5831 and retrofits | 1107 | 1947 | Rate Constraint in lbs/MMBtu | FALSE | L | Annual | Net Emissions Allowance Position | Thousand Tons | 1.5486 | 1.5486 | 1.5486 | 1.482 | 1.0555 | 1.482 | 1.482
NSR Pleasant Prairie 1,2 - NOX Rate Annual v3.1, Unit 5831 and retrofits | 1107 | 1947 | Rate Constraint in lbs/MMBtu | FALSE | L | Annual | Fuel Consumed | TBtu | 46.9043 | 46.7926 | 46.7926 | 44.7805 | 31.8948 | 44.7805 | 44.7805
NSR Pleasant Prairie 1,2 - NOX Rate Annual v3.1, Unit 5831 and retrofits | 1107 | 1947 | Rate Constraint in lbs/MMBtu | FALSE | L | Annual | Rate | lb/MMBtu | 0.066031 | 0.066189 | 0.066189 | 0.066189 | 0.066189 | 0.066189 | 0.066189
NSR Pleasant Prairie 1,2 - NOX Rate Annual v3.1, Unit 5831 and retrofits | 1107 | 1947 | Rate Constraint in lbs/MMBtu | FALSE | L | Annual | Generation | TWh | 4.256 | 4.256 | 4.256 | 4.256 | 3.0313 | 4.256 | 4.256
NSR Pleasant Prairie 1,2 - NOX Rate Annual v3.1, Unit 5831 and retrofits | 1107 | 1947 | Rate Constraint in lbs/MMBtu | FALSE | L | Annual | Qualifying Generation | TWh | 4.256 | 4.256 | 4.256 | 4.256 | 3.0313 | 4.256 | 4.256
NSR Pleasant Prairie 1,2 - NOX Rate Annual v3.1, Unit 5831 and retrofits | 1107 | 1947 | Rate Constraint in lbs/MMBtu | FALSE | L | Annual | Rate | lb/MWh | 0.36385 | 0.36385 | 0.36385 | 0.34821 | 0.34821 | 0.34821 | 0.34821
NSR Pleasant Prairie 1,2 - NOX Rate Annual v3.1, Unit 5831 and retrofits | 1107 | 1947 | Rate Constraint in lbs/MMBtu | FALSE | L | Annual | Constraint Shadow Price | US2011$/Ton | 0 | 0 | 0 | 0 | 0 | 0 | 0
NSR Pleasant Prairie 1,2 - NOX Rate Annual v3.1, Unit 5832 and retrofits | 1108 | 1947 | Rate Constraint in lbs/MMBtu | FALSE | L | Annual | Seasons Included | Seasons | Winter, Summer | Winter, Summer | Winter, Summer | Winter, Summer | Winter, Summer | Winter, Summer | Winter, Summer
NSR Pleasant Prairie 1,2 - NOX Rate Annual v3.1, Unit 5832 and retrofits | 1108 | 1947 | Rate Constraint in lbs/MMBtu | FALSE | L | Annual | Standard | lb/MMBtu | 0.1 | 0.1 | 0.1 | 0.1 | 0.1 | 0.1 | 0.1
NSR Pleasant Prairie 1,2 - NOX Rate Annual v3.1, Unit 5832 and retrofits | 1108 | 1947 | Rate Constraint in lbs/MMBtu | FALSE | L | Annual | Emissions at Affected Plants NOX | Thousand Tons | 1.5608 | 1.5608 | 1.5608 | 1.4889 | 0.7393 | 1.4889 | 1.399
NSR Pleasant Prairie 1,2 - NOX Rate Annual v3.1, Unit 5832 and retrofits | 1108 | 1947 | Rate Constraint in lbs/MMBtu | FALSE | L | Annual | Allowances Purchased NOX | Thousand Tons | 0 | 0 | 0 | 0 | 0 | 0 | 0
NSR Pleasant Prairie 1,2 - NOX Rate Annual v3.1, Unit 5832 and retrofits | 1108 | 1947 | Rate Constraint in lbs/MMBtu | FALSE | L | Annual | Allowances Sold NOX | Thousand Tons | 0 | 0 | 0 | 0 | 0 | 0 | 0
NSR Pleasant Prairie 1,2 - NOX Rate Annual v3.1, Unit 5832 and retrofits | 1108 | 1947 | Rate Constraint in lbs/MMBtu | FALSE | L | Annual | Allowances Banked | Thousand Tons | 0 | 0 | 0 | 0 | 0 | 0 | 0
NSR Pleasant Prairie 1,2 - NOX Rate Annual v3.1, Unit 5832 and retrofits | 1108 | 1947 | Rate Constraint in lbs/MMBtu | FALSE | L | Annual | Allowances Withdrawn (1:1) | Thousand Tons | 0 | 0 | 0 | 0 | 0 | 0 | 0
NSR Pleasant Prairie 1,2 - NOX Rate Annual v3.1, Unit 5832 and retrofits | 1108 | 1947 | Rate Constraint in lbs/MMBtu | FALSE | L | Annual | Allowances Withdrawn (n:1) | Thousand Tons | 0 | 0 | 0 | 0 | 0 | 0 | 0
NSR Pleasant Prairie 1,2 - NOX Rate Annual v3.1, Unit 5832 and retrofits | 1108 | 1947 | Rate Constraint in lbs/MMBtu | FALSE | L | Annual | Net Emissions Allowance Position | Thousand Tons | 1.5608 | 1.5608 | 1.5608 | 1.4889 | 0.7393 | 1.4889 | 1.399
NSR Pleasant Prairie 1,2 - NOX Rate Annual v3.1, Unit 5832 and retrofits | 1108 | 1947 | Rate Constraint in lbs/MMBtu | FALSE | L | Annual | Fuel Consumed | TBtu | 47.0923 | 46.9801 | 46.9801 | 44.8143 | 22.2523 | 44.8143 | 42.1104
NSR Pleasant Prairie 1,2 - NOX Rate Annual v3.1, Unit 5832 and retrofits | 1108 | 1947 | Rate Constraint in lbs/MMBtu | FALSE | L | Annual | Rate | lb/MMBtu | 0.066288 | 0.066447 | 0.066447 | 0.066447 | 0.066447 | 0.066447 | 0.066447
NSR Pleasant Prairie 1,2 - NOX Rate Annual v3.1, Unit 5832 and retrofits | 1108 | 1947 | Rate Constraint in lbs/MMBtu | FALSE | L | Annual | Generation | TWh | 4.256 | 4.256 | 4.256 | 4.1976 | 2.0946 | 4.1976 | 3.945
NSR Pleasant Prairie 1,2 - NOX Rate Annual v3.1, Unit 5832 and retrofits | 1108 | 1947 | Rate Constraint in lbs/MMBtu | FALSE | L | Annual | Qualifying Generation | TWh | 4.256 | 4.256 | 4.256 | 4.1976 | 2.0946 | 4.1976 | 3.945
NSR Pleasant Prairie 1,2 - NOX Rate Annual v3.1, Unit 5832 and retrofits | 1108 | 1947 | Rate Constraint in lbs/MMBtu | FALSE | L | Annual | Rate | lb/MWh | 0.36674 | 0.36674 | 0.36674 | 0.3547 | 0.35295 | 0.3547 | 0.35464
NSR Pleasant Prairie 1,2 - NOX Rate Annual v3.1, Unit 5832 and retrofits | 1108 | 1947 | Rate Constraint in lbs/MMBtu | FALSE | L | Annual | Constraint Shadow Price | US2011$/Ton | 0 | 0 | 0 | 0 | 0 | 0 | 0
NSR PSEG Consent - NOX Cap Annual v3.1 | 1109 | 1855 | Rate Constraint in MTons | FALSE | L | Annual | Seasons Included | Seasons | Winter, Summer | Winter, Summer | Winter, Summer | Winter, Summer | Winter, Summer | Winter, Summer | Winter, Summer
NSR PSEG Consent - NOX Cap Annual v3.1 | 1109 | 1855 | Rate Constraint in MTons | FALSE | L | Annual | Standard | Thousand Tons | 3.49 | 3.49 | 3.49 | 3.49 | 3.49 | 3.49 | 3.49
NSR PSEG Consent - NOX Cap Annual v3.1 | 1109 | 1855 | Rate Constraint in MTons | FALSE | L | Annual | Standard NOX | Thousand Tons | 3.49 | 3.49 | 3.49 | 3.49 | 3.49 | 3.49 | 3.49
NSR PSEG Consent - NOX Cap Annual v3.1 | 1109 | 1855 | Rate Constraint in MTons | FALSE | L | Annual | Emissions at Affected Plants NOX | Thousand Tons | 0 | 0 | 0 | 0 | 0 | 0 | 0
NSR PSEG Consent - NOX Cap Annual v3.1 | 1109 | 1855 | Rate Constraint in MTons | FALSE | L | Annual | Allowances Purchased NOX | Thousand Tons | 0 | 0 | 0 | 0 | 0 | 0 | 0
NSR PSEG Consent - NOX Cap Annual v3.1 | 1109 | 1855 | Rate Constraint in MTons | FALSE | L | Annual | Allowances Sold NOX | Thousand Tons | 0 | 0 | 0 | 0 | 0 | 0 | 0
NSR PSEG Consent - NOX Cap Annual v3.1 | 1109 | 1855 | Rate Constraint in MTons | FALSE | L | Annual | Allowances Banked | Thousand Tons | 0 | 0 | 0 | 0 | 0 | 0 | 0
NSR PSEG Consent - NOX Cap Annual v3.1 | 1109 | 1855 | Rate Constraint in MTons | FALSE | L | Annual | Allowances Withdrawn (1:1) | Thousand Tons | 0 | 0 | 0 | 0 | 0 | 0 | 0
NSR PSEG Consent - NOX Cap Annual v3.1 | 1109 | 1855 | Rate Constraint in MTons | FALSE | L | Annual | Allowances Withdrawn (n:1) | Thousand Tons | 0 | 0 | 0 | 0 | 0 | 0 | 0
NSR PSEG Consent - NOX Cap Annual v3.1 | 1109 | 1855 | Rate Constraint in MTons | FALSE | L | Annual | Net Emissions Allowance Position | Thousand Tons | 0 | 0 | 0 | 0 | 0 | 0 | 0
NSR PSEG Consent - NOX Cap Annual v3.1 | 1109 | 1855 | Rate Constraint in MTons | FALSE | L | Annual | Fuel Consumed | TBtu | 0 | 0 | 0 | 0 | 0 | 0 | 0
NSR PSEG Consent - NOX Cap Annual v3.1 | 1109 | 1855 | Rate Constraint in MTons | FALSE | L | Annual | Rate | lb/MMBtu | 0 | 0 | 0 | 0 | 0 | 0 | 0
NSR PSEG Consent - NOX Cap Annual v3.1 | 1109 | 1855 | Rate Constraint in MTons | FALSE | L | Annual | Generation | TWh | 0 | 0 | 0 | 0 | 0 | 0 | 0
NSR PSEG Consent - NOX Cap Annual v3.1 | 1109 | 1855 | Rate Constraint in MTons | FALSE | L | Annual | Qualifying Generation | TWh | 0 | 0 | 0 | 0 | 0 | 0 | 0
NSR PSEG Consent - NOX Cap Annual v3.1 | 1109 | 1855 | Rate Constraint in MTons | FALSE | L | Annual | Rate | lb/MWh | 0 | 0 | 0 | 0 | 0 | 0 | 0
NSR PSEG Consent - NOX Cap Annual v3.1 | 1109 | 1855 | Rate Constraint in MTons | FALSE | L | Annual | Constraint Shadow Price | US2011$/Ton | 0 | 0 | 0 | 0 | 0 | 0 | 0
NSR PSEG Consent - SO2 Cap Annual v3.1 | 1110 | 1856 | Rate Constraint in MTons | FALSE | L | Annual | Seasons Included | Seasons | Winter, Summer | Winter, Summer | Winter, Summer | Winter, Summer | Winter, Summer | Winter, Summer | Winter, Summer
NSR PSEG Consent - SO2 Cap Annual v3.1 | 1110 | 1856 | Rate Constraint in MTons | FALSE | L | Annual | Standard | Thousand Tons | 5.27 | 5.27 | 5.27 | 5.27 | 5.27 | 5.27 | 5.27
NSR PSEG Consent - SO2 Cap Annual v3.1 | 1110 | 1856 | Rate Constraint in MTons | FALSE | L | Annual | Standard SO2 | Thousand Tons | 5.27 | 5.27 | 5.27 | 5.27 | 5.27 | 5.27 | 5.27
NSR PSEG Consent - SO2 Cap Annual v3.1 | 1110 | 1856 | Rate Constraint in MTons | FALSE | L | Annual | Emissions at Affected Plants SO2 | Thousand Tons | 0 | 0 | 0 | 0 | 0 | 0 | 0
NSR PSEG Consent - SO2 Cap Annual v3.1 | 1110 | 1856 | Rate Constraint in MTons | FALSE | L | Annual | Allowances Purchased SO2 | Thousand Tons | 0 | 0 | 0 | 0 | 0 | 0 | 0
NSR PSEG Consent - SO2 Cap Annual v3.1 | 1110 | 1856 | Rate Constraint in MTons | FALSE | L | Annual | Allowances Sold SO2 | Thousand Tons | 0 | 0 | 0 | 0 | 0 | 0 | 0
NSR PSEG Consent - SO2 Cap Annual v3.1 | 1110 | 1856 | Rate Constraint in MTons | FALSE | L | Annual | Allowances Banked | Thousand Tons | 0 | 0 | 0 | 0 | 0 | 0 | 0
NSR PSEG Consent - SO2 Cap Annual v3.1 | 1110 | 1856 | Rate Constraint in MTons | FALSE | L | Annual | Allowances Withdrawn (1:1) | Thousand Tons | 0 | 0 | 0 | 0 | 0 | 0 | 0
NSR PSEG Consent - SO2 Cap Annual v3.1 | 1110 | 1856 | Rate Constraint in MTons | FALSE | L | Annual | Allowances Withdrawn (n:1) | Thousand Tons | 0 | 0 | 0 | 0 | 0 | 0 | 0
NSR PSEG Consent - SO2 Cap Annual v3.1 | 1110 | 1856 | Rate Constraint in MTons | FALSE | L | Annual | Net Emissions Allowance Position | Thousand Tons | 0 | 0 | 0 | 0 | 0 | 0 | 0
NSR PSEG Consent - SO2 Cap Annual v3.1 | 1110 | 1856 | Rate Constraint in MTons | FALSE | L | Annual | Fuel Consumed | TBtu | 0 | 0 | 0 | 0 | 0 | 0 | 0
NSR PSEG Consent - SO2 Cap Annual v3.1 | 1110 | 1856 | Rate Constraint in MTons | FALSE | L | Annual | Rate | lb/MMBtu | 0 | 0 | 0 | 0 | 0 | 0 | 0
NSR PSEG Consent - SO2 Cap Annual v3.1 | 1110 | 1856 | Rate Constraint in MTons | FALSE | L | Annual | Generation | TWh | 0 | 0 | 0 | 0 | 0 | 0 | 0
NSR PSEG Consent - SO2 Cap Annual v3.1 | 1110 | 1856 | Rate Constraint in MTons | FALSE | L | Annual | Qualifying Generation | TWh | 0 | 0 | 0 | 0 | 0 | 0 | 0
NSR PSEG Consent - SO2 Cap Annual v3.1 | 1110 | 1856 | Rate Constraint in MTons | FALSE | L | Annual | Rate | lb/MWh | 0 | 0 | 0 | 0 | 0 | 0 | 0
NSR PSEG Consent - SO2 Cap Annual v3.1 | 1110 | 1856 | Rate Constraint in MTons | FALSE | L | Annual | Constraint Shadow Price | US2011$/Ton | 0 | 0 | 0 | 0 | 0 | 0 | 0
NSR Rapids 7,8 - NOX Rate Annual v5.14 | 1111 | 6140 | Rate Constraint in lbs/MMBtu | FALSE | L | Annual | Seasons Included | Seasons | Winter, Summer | Winter, Summer | Winter, Summer | Winter, Summer | Winter, Summer | Winter, Summer | Winter, Summer
NSR Rapids 7,8 - NOX Rate Annual v5.14 | 1111 | 6140 | Rate Constraint in lbs/MMBtu | FALSE | L | Annual | Standard | lb/MMBtu | 0.37 | 0.37 | 0.37 | 0.37 | 0.37 | 0.37 | 0.37
NSR Rapids 7,8 - NOX Rate Annual v5.14 | 1111 | 6140 | Rate Constraint in lbs/MMBtu | FALSE | L | Annual | Emissions at Affected Plants NOX | Thousand Tons | 0 | 0 | 0 | 0 | 0 | 0 | 0
NSR Rapids 7,8 - NOX Rate Annual v5.14 | 1111 | 6140 | Rate Constraint in lbs/MMBtu | FALSE | L | Annual | Allowances Purchased NOX | Thousand Tons | 0 | 0 | 0 | 0 | 0 | 0 | 0
NSR Rapids 7,8 - NOX Rate Annual v5.14 | 1111 | 6140 | Rate Constraint in lbs/MMBtu | FALSE | L | Annual | Allowances Sold NOX | Thousand Tons | 0 | 0 | 0 | 0 | 0 | 0 | 0
NSR Rapids 7,8 - NOX Rate Annual v5.14 | 1111 | 6140 | Rate Constraint in lbs/MMBtu | FALSE | L | Annual | Allowances Banked | Thousand Tons | 0 | 0 | 0 | 0 | 0 | 0 | 0
NSR Rapids 7,8 - NOX Rate Annual v5.14 | 1111 | 6140 | Rate Constraint in lbs/MMBtu | FALSE | L | Annual | Allowances Withdrawn (1:1) | Thousand Tons | 0 | 0 | 0 | 0 | 0 | 0 | 0
NSR Rapids 7,8 - NOX Rate Annual v5.14 | 1111 | 6140 | Rate Constraint in lbs/MMBtu | FALSE | L | Annual | Allowances Withdrawn (n:1) | Thousand Tons | 0 | 0 | 0 | 0 | 0 | 0 | 0
NSR Rapids 7,8 - NOX Rate Annual v5.14 | 1111 | 6140 | Rate Constraint in lbs/MMBtu | FALSE | L | Annual | Net Emissions Allowance Position | Thousand Tons | 0 | 0 | 0 | 0 | 0 | 0 | 0
NSR Rapids 7,8 - NOX Rate Annual v5.14 | 1111 | 6140 | Rate Constraint in lbs/MMBtu | FALSE | L | Annual | Fuel Consumed | TBtu | 0 | 0 | 0 | 0 | 0 | 0 | 0
NSR Rapids 7,8 - NOX Rate Annual v5.14 | 1111 | 6140 | Rate Constraint in lbs/MMBtu | FALSE | L | Annual | Rate | lb/MMBtu | 0 | 0 | 0 | 0 | 0 | 0 | 0
NSR Rapids 7,8 - NOX Rate Annual v5.14 | 1111 | 6140 | Rate Constraint in lbs/MMBtu | FALSE | L | Annual | Generation | TWh | 0 | 0 | 0 | 0 | 0 | 0 | 0
NSR Rapids 7,8 - NOX Rate Annual v5.14 | 1111 | 6140 | Rate Constraint in lbs/MMBtu | FALSE | L | Annual | Qualifying Generation | TWh | 0 | 0 | 0 | 0 | 0 | 0 | 0
NSR Rapids 7,8 - NOX Rate Annual v5.14 | 1111 | 6140 | Rate Constraint in lbs/MMBtu | FALSE | L | Annual | Rate | lb/MWh | 0 | 0 | 0 | 0 | 0 | 0 | 0
NSR Rapids 7,8 - NOX Rate Annual v5.14 | 1111 | 6140 | Rate Constraint in lbs/MMBtu | FALSE | L | Annual | Constraint Shadow Price | US2011$/Ton | 87738.7378 | 69634.1077 | 69661.9241 | 69639.7174 | 79530.6124 | 15405.1986 | 11263.2347
NSR Rapids 7,8 - SO2 Rate Annual v5.14 | 1112 | 6139 | Rate Constraint in lbs/MMBtu | FALSE | L | Annual | Seasons Included | Seasons | Winter, Summer | Winter, Summer | Winter, Summer | Winter, Summer | Winter, Summer | Winter, Summer | Winter, Summer
NSR Rapids 7,8 - SO2 Rate Annual v5.14 | 1112 | 6139 | Rate Constraint in lbs/MMBtu | FALSE | L | Annual | Standard | lb/MMBtu | 0.15 | 0.15 | 0.15 | 0.15 | 0.15 | 0.15 | 0.15
NSR Rapids 7,8 - SO2 Rate Annual v5.14 | 1112 | 6139 | Rate Constraint in lbs/MMBtu | FALSE | L | Annual | Emissions at Affected Plants SO2 | Thousand Tons | 0 | 0 | 0 | 0 | 0 | 0 | 0
NSR Rapids 7,8 - SO2 Rate Annual v5.14 | 1112 | 6139 | Rate Constraint in lbs/MMBtu | FALSE | L | Annual | Allowances Purchased SO2 | Thousand Tons | 0 | 0 | 0 | 0 | 0 | 0 | 0
NSR Rapids 7,8 - SO2 Rate Annual v5.14 | 1112 | 6139 | Rate Constraint in lbs/MMBtu | FALSE | L | Annual | Allowances Sold SO2 | Thousand Tons | 0 | 0 | 0 | 0 | 0 | 0 | 0
NSR Rapids 7,8 - SO2 Rate Annual v5.14 | 1112 | 6139 | Rate Constraint in lbs/MMBtu | FALSE | L | Annual | Allowances Banked | Thousand Tons | 0 | 0 | 0 | 0 | 0 | 0 | 0
NSR Rapids 7,8 - SO2 Rate Annual v5.14 | 1112 | 6139 | Rate Constraint in lbs/MMBtu | FALSE | L | Annual | Allowances Withdrawn (1:1) | Thousand Tons | 0 | 0 | 0 | 0 | 0 | 0 | 0
NSR Rapids 7,8 - SO2 Rate Annual v5.14 | 1112 | 6139 | Rate Constraint in lbs/MMBtu | FALSE | L | Annual | Allowances Withdrawn (n:1) | Thousand Tons | 0 | 0 | 0 | 0 | 0 | 0 | 0
NSR Rapids 7,8 - SO2 Rate Annual v5.14 | 1112 | 6139 | Rate Constraint in lbs/MMBtu | FALSE | L | Annual | Net Emissions Allowance Position | Thousand Tons | 0 | 0 | 0 | 0 | 0 | 0 | 0
NSR Rapids 7,8 - SO2 Rate Annual v5.14 | 1112 | 6139 | Rate Constraint in lbs/MMBtu | FALSE | L | Annual | Fuel Consumed | TBtu | 0 | 0 | 0 | 0 | 0 | 0 | 0
NSR Rapids 7,8 - SO2 Rate Annual v5.14 | 1112 | 6139 | Rate Constraint in lbs/MMBtu | FALSE | L | Annual | Rate | lb/MMBtu | 0 | 0 | 0 | 0 | 0 | 0 | 0
NSR Rapids 7,8 - SO2 Rate Annual v5.14 | 1112 | 6139 | Rate Constraint in lbs/MMBtu | FALSE | L | Annual | Generation | TWh | 0 | 0 | 0 | 0 | 0 | 0 | 0
NSR Rapids 7,8 - SO2 Rate Annual v5.14 | 1112 | 6139 | Rate Constraint in lbs/MMBtu | FALSE | L | Annual | Qualifying Generation | TWh | 0 | 0 | 0 | 0 | 0 | 0 | 0
NSR Rapids 7,8 - SO2 Rate Annual v5.14 | 1112 | 6139 | Rate Constraint in lbs/MMBtu | FALSE | L | Annual | Rate | lb/MWh | 0 | 0 | 0 | 0 | 0 | 0 | 0
NSR Rapids 7,8 - SO2 Rate Annual v5.14 | 1112 | 6139 | Rate Constraint in lbs/MMBtu | FALSE | L | Annual | Constraint Shadow Price | US2011$/Ton | 0 | 0 | 0 | 0 | 0 | 0 | 0
NSR Rockport 1 & 2 - SO2 Cap Annual v5.13 | 1113 | 5898 | Rate Constraint in MTons | FALSE | L | Annual | Seasons Included | Seasons | Winter, Summer | Winter, Summer | Winter, Summer | Winter, Summer | Winter, Summer | Winter, Summer | Winter, Summer
NSR Rockport 1 & 2 - SO2 Cap Annual v5.13 | 1113 | 5898 | Rate Constraint in MTons | FALSE | L | Annual | Standard | Thousand Tons | 28 | 26 | 23 | 20.4 | 11.3333 | 10 | 10
NSR Rockport 1 & 2 - SO2 Cap Annual v5.13 | 1113 | 5898 | Rate Constraint in MTons | FALSE | L | Annual | Standard SO2 | Thousand Tons | 28 | 26 | 23 | 20.4 | 11.3333 | 10 | 10
NSR Rockport 1 & 2 - SO2 Cap Annual v5.13 | 1113 | 5898 | Rate Constraint in MTons | FALSE | L | Annual | Emissions at Affected Plants SO2 | Thousand Tons | 17.8657 | 19.0908 | 19.0908 | 19.0902 | 11.3333 | 10 | 10
NSR Rockport 1 & 2 - SO2 Cap Annual v5.13 | 1113 | 5898 | Rate Constraint in MTons | FALSE | L | Annual | Allowances Purchased SO2 | Thousand Tons | 0 | 0 | 0 | 0 | 0 | 0 | 0
NSR Rockport 1 & 2 - SO2 Cap Annual v5.13 | 1113 | 5898 | Rate Constraint in MTons | FALSE | L | Annual | Allowances Sold SO2 | Thousand Tons | 0 | 0 | 0 | 0 | 0 | 0 | 0
NSR Rockport 1 & 2 - SO2 Cap Annual v5.13 | 1113 | 5898 | Rate Constraint in MTons | FALSE | L | Annual | Allowances Banked | Thousand Tons | 0 | 0 | 0 | 0 | 0 | 0 | 0
NSR Rockport 1 & 2 - SO2 Cap Annual v5.13 | 1113 | 5898 | Rate Constraint in MTons | FALSE | L | Annual | Allowances Withdrawn (1:1) | Thousand Tons | 0 | 0 | 0 | 0 | 0 | 0 | 0
NSR Rockport 1 & 2 - SO2 Cap Annual v5.13 | 1113 | 5898 | Rate Constraint in MTons | FALSE | L | Annual | Allowances Withdrawn (n:1) | Thousand Tons | 0 | 0 | 0 | 0 | 0 | 0 | 0
NSR Rockport 1 & 2 - SO2 Cap Annual v5.13 | 1113 | 5898 | Rate Constraint in MTons | FALSE | L | Annual | Net Emissions Allowance Position | Thousand Tons | 17.8657 | 19.0908 | 19.0908 | 19.0902 | 11.3333 | 10 | 10
NSR Rockport 1 & 2 - SO2 Cap Annual v5.13 | 1113 | 5898 | Rate Constraint in MTons | FALSE | L | Annual | Fuel Consumed | TBtu | 171.0645 | 171.0645 | 171.0645 | 171.0588 | 125.9328 | 111.1172 | 111.1172
NSR Rockport 1 & 2 - SO2 Cap Annual v5.13 | 1113 | 5898 | Rate Constraint in MTons | FALSE | L | Annual | Rate | lb/MMBtu | 0.20888 | 0.2232 | 0.2232 | 0.2232 | 0.17999 | 0.17999 | 0.17999
NSR Rockport 1 & 2 - SO2 Cap Annual v5.13 | 1113 | 5898 | Rate Constraint in MTons | FALSE | L | Annual | Generation | TWh | 18.0732 | 18.0732 | 18.0732 | 18.0732 | 13.805 | 12.1814 | 12.1809
NSR Rockport 1 & 2 - SO2 Cap Annual v5.13 | 1113 | 5898 | Rate Constraint in MTons | FALSE | L | Annual | Qualifying Generation | TWh | 18.0732 | 18.0732 | 18.0732 | 18.0732 | 13.805 | 12.1814 | 12.1809
NSR Rockport 1 & 2 - SO2 Cap Annual v5.13 | 1113 | 5898 | Rate Constraint in MTons | FALSE | L | Annual | Rate | lb/MWh | 0.98852 | 1.0563 | 1.0563 | 1.0563 | 0.82096 | 0.82092 | 0.82096
NSR Rockport 1 & 2 - SO2 Cap Annual v5.13 | 1113 | 5898 | Rate Constraint in MTons | FALSE | L | Annual | Constraint Shadow Price | US2011$/Ton | 0 | 0 | 0 | 0 | 9779.661 | 11789.2677 | 10094.3296
NSR Santee Cooper - NOX Cap Annual v3.1 | 1114 | 1857 | Rate Constraint in MTons | FALSE | L | Annual | Seasons Included | Seasons | Winter, Summer | Winter, Summer | Winter, Summer | Winter, Summer | Winter, Summer | Winter, Summer | Winter, Summer
NSR Santee Cooper - NOX Cap Annual v3.1 | 1114 | 1857 | Rate Constraint in MTons | FALSE | L | Annual | Standard | Thousand Tons | 20 | 20 | 20 | 20 | 20 | 20 | 20
NSR Santee Cooper - NOX Cap Annual v3.1 | 1114 | 1857 | Rate Constraint in MTons | FALSE | L | Annual | Standard NOX | Thousand Tons | 20 | 20 | 20 | 20 | 20 | 20 | 20
NSR Santee Cooper - NOX Cap Annual v3.1 | 1114 | 1857 | Rate Constraint in MTons | FALSE | L | Annual | Emissions at Affected Plants NOX | Thousand Tons | 6.1955 | 6.6106 | 7.4706 | 6.0965 | 6.1126 | 3.5809 | 3.5809
NSR Santee Cooper - NOX Cap Annual v3.1 | 1114 | 1857 | Rate Constraint in MTons | FALSE | L | Annual | Allowances Purchased NOX | Thousand Tons | 0 | 0 | 0 | 0 | 0 | 0 | 0
NSR Santee Cooper - NOX Cap Annual v3.1 | 1114 | 1857 | Rate Constraint in MTons | FALSE | L | Annual | Allowances Sold NOX | Thousand Tons | 0 | 0 | 0 | 0 | 0 | 0 | 0
NSR Santee Cooper - NOX Cap Annual v3.1 | 1114 | 1857 | Rate Constraint in MTons | FALSE | L | Annual | Allowances Banked | Thousand Tons | 0 | 0 | 0 | 0 | 0 | 0 | 0
NSR Santee Cooper - NOX Cap Annual v3.1 | 1114 | 1857 | Rate Constraint in MTons | FALSE | L | Annual | Allowances Withdrawn (1:1) | Thousand Tons | 0 | 0 | 0 | 0 | 0 | 0 | 0
NSR Santee Cooper - NOX Cap Annual v3.1 | 1114 | 1857 | Rate Constraint in MTons | FALSE | L | Annual | Allowances Withdrawn (n:1) | Thousand Tons | 0 | 0 | 0 | 0 | 0 | 0 | 0
NSR Santee Cooper - NOX Cap Annual v3.1 | 1114 | 1857 | Rate Constraint in MTons | FALSE | L | Annual | Net Emissions Allowance Position | Thousand Tons | 6.1955 | 6.6106 | 7.4706 | 6.0965 | 6.1126 | 3.5809 | 3.5809
NSR Santee Cooper - NOX Cap Annual v3.1 | 1114 | 1857 | Rate Constraint in MTons | FALSE | L | Annual | Fuel Consumed | TBtu | 154.7693 | 174.5067 | 196.7445 | 162.6626 | 164.0906 | 105.0987 | 105.0987
NSR Santee Cooper - NOX Cap Annual v3.1 | 1114 | 1857 | Rate Constraint in MTons | FALSE | L | Annual | Rate | lb/MMBtu | 0.080061 | 0.075763 | 0.075942 | 0.074959 | 0.074502 | 0.068143 | 0.068143
NSR Santee Cooper - NOX Cap Annual v3.1 | 1114 | 1857 | Rate Constraint in MTons | FALSE | L | Annual | Generation | TWh | 15.5029 | 17.4769 | 19.7074 | 16.6015 | 16.785 | 10.8855 | 10.8855
NSR Santee Cooper - NOX Cap Annual v3.1 | 1114 | 1857 | Rate Constraint in MTons | FALSE | L | Annual | Qualifying Generation | TWh | 15.5029 | 17.4769 | 19.7074 | 16.6015 | 16.785 | 10.8855 | 10.8855
NSR Santee Cooper - NOX Cap Annual v3.1 | 1114 | 1857 | Rate Constraint in MTons | FALSE | L | Annual | Rate | lb/MWh | 0.39963 | 0.37825 | 0.37908 | 0.36723 | 0.36417 | 0.32896 | 0.32896
NSR Santee Cooper - NOX Cap Annual v3.1 | 1114 | 1857 | Rate Constraint in MTons | FALSE | L | Annual | Constraint Shadow Price | US2011$/Ton | 0 | 0 | 0 | 0 | 0 | 0 | 0
NSR Santee Cooper - NOX Rate Annual v3.1 | 1115 | 1858 | Rate Constraint in lbs/MMBtu | FALSE | L | Annual | Seasons Included | Seasons | Winter, Summer | Winter, Summer | Winter, Summer | Winter, Summer | Winter, Summer | Winter, Summer | Winter, Summer
NSR Santee Cooper - NOX Rate Annual v3.1 | 1115 | 1858 | Rate Constraint in lbs/MMBtu | FALSE | L | Annual | Standard | lb/MMBtu | 0.15 | 0.15 | 0.15 | 0.15 | 0.15 | 0.15 | 0.15
NSR Santee Cooper - NOX Rate Annual v3.1 | 1115 | 1858 | Rate Constraint in lbs/MMBtu | FALSE | L | Annual | Emissions at Affected Plants NOX | Thousand Tons | 6.1955 | 6.6106 | 7.4706 | 6.0965 | 6.1126 | 3.5809 | 3.5809
NSR Santee Cooper - NOX Rate Annual v3.1 | 1115 | 1858 | Rate Constraint in lbs/MMBtu | FALSE | L | Annual | Allowances Purchased NOX | Thousand Tons | 0 | 0 | 0 | 0 | 0 | 0 | 0
NSR Santee Cooper - NOX Rate Annual v3.1 | 1115 | 1858 | Rate Constraint in lbs/MMBtu | FALSE | L | Annual | Allowances Sold NOX | Thousand Tons | 0 | 0 | 0 | 0 | 0 | 0 | 0
NSR Santee Cooper - NOX Rate Annual v3.1 | 1115 | 1858 | Rate Constraint in lbs/MMBtu | FALSE | L | Annual | Allowances Banked | Thousand Tons | 0 | 0 | 0 | 0 | 0 | 0 | 0
NSR Santee Cooper - NOX Rate Annual v3.1 | 1115 | 1858 | Rate Constraint in lbs/MMBtu | FALSE | L | Annual | Allowances Withdrawn (1:1) | Thousand Tons | 0 | 0 | 0 | 0 | 0 | 0 | 0
NSR Santee Cooper - NOX Rate Annual v3.1 | 1115 | 1858 | Rate Constraint in lbs/MMBtu | FALSE | L | Annual | Allowances Withdrawn (n:1) | Thousand Tons | 0 | 0 | 0 | 0 | 0 | 0 | 0
NSR Santee Cooper - NOX Rate Annual v3.1 | 1115 | 1858 | Rate Constraint in lbs/MMBtu | FALSE | L | Annual | Net Emissions Allowance Position | Thousand Tons | 6.1955 | 6.6106 | 7.4706 | 6.0965 | 6.1126 | 3.5809 | 3.5809
NSR Santee Cooper - NOX Rate Annual v3.1 | 1115 | 1858 | Rate Constraint in lbs/MMBtu | FALSE | L | Annual | Fuel Consumed | TBtu | 154.7693 | 174.5067 | 196.7445 | 162.6626 | 164.0906 | 105.0987 | 105.0987
NSR Santee Cooper - NOX Rate Annual v3.1 | 1115 | 1858 | Rate Constraint in lbs/MMBtu | FALSE | L | Annual | Rate | lb/MMBtu | 0.080061 | 0.075763 | 0.075942 | 0.074959 | 0.074502 | 0.068143 | 0.068143
NSR Santee Cooper - NOX Rate Annual v3.1 | 1115 | 1858 | Rate Constraint in lbs/MMBtu | FALSE | L | Annual | Generation | TWh | 15.5029 | 17.4769 | 19.7074 | 16.6015 | 16.785 | 10.8855 | 10.8855
NSR Santee Cooper - NOX Rate Annual v3.1 | 1115 | 1858 | Rate Constraint in lbs/MMBtu | FALSE | L | Annual | Qualifying Generation | TWh | 15.5029 | 17.4769 | 19.7074 | 16.6015 | 16.785 | 10.8855 | 10.8855
NSR Santee Cooper - NOX Rate Annual v3.1 | 1115 | 1858 | Rate Constraint in lbs/MMBtu | FALSE | L | Annual | Rate | lb/MWh | 0.39963 | 0.37825 | 0.37908 | 0.36723 | 0.36417 | 0.32896 | 0.32896
NSR Santee Cooper - NOX Rate Annual v3.1 | 1115 | 1858 | Rate Constraint in lbs/MMBtu | FALSE | L | Annual | Constraint Shadow Price | US2011$/Ton | 0 | 0 | 0 | 0 | 0 | 0 | 0
NSR Santee Cooper - SO2 Cap Annual v3.1 | 1116 | 1859 | Rate Constraint in MTons | FALSE | L | Annual | Seasons Included | Seasons | Winter, Summer | Winter, Summer | Winter, Summer | Winter, Summer | Winter, Summer | Winter, Summer | Winter, Summer
NSR Santee Cooper - SO2 Cap Annual v3.1 | 1116 | 1859 | Rate Constraint in MTons | FALSE | L | Annual | Standard | Thousand Tons | 65 | 65 | 65 | 65 | 65 | 65 | 65
NSR Santee Cooper - SO2 Cap Annual v3.1 | 1116 | 1859 | Rate Constraint in MTons | FALSE | L | Annual | Standard SO2 | Thousand Tons | 65 | 65 | 65 | 65 | 65 | 65 | 65
NSR Santee Cooper - SO2 Cap Annual v3.1 | 1116 | 1859 | Rate Constraint in MTons | FALSE | L | Annual | Emissions at Affected Plants SO2 | Thousand Tons | 12.1671 | 16.6645 | 18.4705 | 15.1966 | 15.3534 | 9.1958 | 9.1958
NSR Santee Cooper - SO2 Cap Annual v3.1 | 1116 | 1859 | Rate Constraint in MTons | FALSE | L | Annual | Allowances Purchased SO2 | Thousand Tons | 0 | 0 | 0 | 0 | 0 | 0 | 0
NSR Santee Cooper - SO2 Cap Annual v3.1 | 1116 | 1859 | Rate Constraint in MTons | FALSE | L | Annual | Allowances Sold SO2 | Thousand Tons | 0 | 0 | 0 | 0 | 0 | 0 | 0
NSR Santee Cooper - SO2 Cap Annual v3.1 | 1116 | 1859 | Rate Constraint in MTons | FALSE | L | Annual | Allowances Banked | Thousand Tons | 0 | 0 | 0 | 0 | 0 | 0 | 0
NSR Santee Cooper - SO2 Cap Annual v3.1 | 1116 | 1859 | Rate Constraint in MTons | FALSE | L | Annual | Allowances Withdrawn (1:1) | Thousand Tons | 0 | 0 | 0 | 0 | 0 | 0 | 0
NSR Santee Cooper - SO2 Cap Annual v3.1 | 1116 | 1859 | Rate Constraint in MTons | FALSE | L | Annual | Allowances Withdrawn (n:1) | Thousand Tons | 0 | 0 | 0 | 0 | 0 | 0 | 0
NSR Santee Cooper - SO2 Cap Annual v3.1 | 1116 | 1859 | Rate Constraint in MTons | FALSE | L | Annual | Net Emissions Allowance Position | Thousand Tons | 12.1671 | 16.6645 | 18.4705 | 15.1966 | 15.3534 | 9.1958 | 9.1958
NSR Santee Cooper - SO2 Cap Annual v3.1 | 1116 | 1859 | Rate Constraint in MTons | FALSE | L | Annual | Fuel Consumed | TBtu | 154.7693 | 174.5067 | 196.7445 | 162.6626 | 164.0906 | 105.0987 | 105.0987
NSR Santee Cooper - SO2 Cap Annual v3.1 | 1116 | 1859 | Rate Constraint in MTons | FALSE | L | Annual | Rate | lb/MMBtu | 0.15723 | 0.19099 | 0.18776 | 0.18685 | 0.18713 | 0.17499 | 0.17499
NSR Santee Cooper - SO2 Cap Annual v3.1 | 1116 | 1859 | Rate Constraint in MTons | FALSE | L | Annual | Generation | TWh | 15.5029 | 17.4769 | 19.7074 | 16.6015 | 16.785 | 10.8855 | 10.8855
NSR Santee Cooper - SO2 Cap Annual v3.1 | 1116 | 1859 | Rate Constraint in MTons | FALSE | L | Annual | Qualifying Generation | TWh | 15.5029 | 17.4769 | 19.7074 | 16.6015 | 16.785 | 10.8855 | 10.8855
NSR Santee Cooper - SO2 Cap Annual v3.1 | 1116 | 1859 | Rate Constraint in MTons | FALSE | L | Annual | Rate | lb/MWh | 0.78483 | 0.95352 | 0.93724 | 0.91538 | 0.91471 | 0.84478 | 0.84478
NSR Santee Cooper - SO2 Cap Annual v3.1 | 1116 | 1859 | Rate Constraint in MTons | FALSE | L | Annual | Constraint Shadow Price | US2011$/Ton | 0 | 0 | 0 | 0 | 0 | 0 | 0
NSR Santee Cooper - SO2 Rate Annual v3.1 | 1117 | 1860 | Rate Constraint in lbs/MMBtu | FALSE | L | Annual | Seasons Included | Seasons | Winter, Summer | Winter, Summer | Winter, Summer | Winter, Summer | Winter, Summer | Winter, Summer | Winter, Summer
NSR Santee Cooper - SO2 Rate Annual v3.1 | 1117 | 1860 | Rate Constraint in lbs/MMBtu | FALSE | L | Annual | Standard | lb/MMBtu | 0.5 | 0.5 | 0.5 | 0.5 | 0.5 | 0.5 | 0.5
NSR Santee Cooper - SO2 Rate Annual v3.1 | 1117 | 1860 | Rate Constraint in lbs/MMBtu | FALSE | L | Annual | Emissions at Affected Plants SO2 | Thousand Tons | 12.1671 | 16.6645 | 18.4705 | 15.1966 | 15.3534 | 9.1958 | 9.1958
NSR Santee Cooper - SO2 Rate Annual v3.1 | 1117 | 1860 | Rate Constraint in lbs/MMBtu | FALSE | L | Annual | Allowances Purchased SO2 | Thousand Tons | 0 | 0 | 0 | 0 | 0 | 0 | 0
NSR Santee Cooper - SO2 Rate Annual v3.1 | 1117 | 1860 | Rate Constraint in lbs/MMBtu | FALSE | L | Annual | Allowances Sold SO2 | Thousand Tons | 0 | 0 | 0 | 0 | 0 | 0 | 0
NSR Santee Cooper - SO2 Rate Annual v3.1 | 1117 | 1860 | Rate Constraint in lbs/MMBtu | FALSE | L | Annual | Allowances Banked | Thousand Tons | 0 | 0 | 0 | 0 | 0 | 0 | 0
NSR Santee Cooper - SO2 Rate Annual v3.1 | 1117 | 1860 | Rate Constraint in lbs/MMBtu | FALSE | L | Annual | Allowances Withdrawn (1:1) | Thousand Tons | 0 | 0 | 0 | 0 | 0 | 0 | 0
NSR Santee Cooper - SO2 Rate Annual v3.1 | 1117 | 1860 | Rate Constraint in lbs/MMBtu | FALSE | L | Annual | Allowances Withdrawn (n:1) | Thousand Tons | 0 | 0 | 0 | 0 | 0 | 0 | 0
NSR Santee Cooper - SO2 Rate Annual v3.1 | 1117 | 1860 | Rate Constraint in lbs/MMBtu | FALSE | L | Annual | Net Emissions Allowance Position | Thousand Tons | 12.1671 | 16.6645 | 18.4705 | 15.1966 | 15.3534 | 9.1958 | 9.1958
NSR Santee Cooper - SO2 Rate Annual v3.1 | 1117 | 1860 | Rate Constraint in lbs/MMBtu | FALSE | L | Annual | Fuel Consumed | TBtu | 154.7693 | 174.5067 | 196.7445 | 162.6626 | 164.0906 | 105.0987 | 105.0987
NSR Santee Cooper - SO2 Rate Annual v3.1 | 1117 | 1860 | Rate Constraint in lbs/MMBtu | FALSE | L | Annual | Rate | lb/MMBtu | 0.15723 | 0.19099 | 0.18776 | 0.18685 | 0.18713 | 0.17499 | 0.17499
NSR Santee Cooper - SO2 Rate Annual v3.1 | 1117 | 1860 | Rate Constraint in lbs/MMBtu | FALSE | L | Annual | Generation | TWh | 15.5029 | 17.4769 | 19.7074 | 16.6015 | 16.785 | 10.8855 | 10.8855
NSR Santee Cooper - SO2 Rate Annual v3.1 | 1117 | 1860 | Rate Constraint in lbs/MMBtu | FALSE | L | Annual | Qualifying Generation | TWh | 15.5029 | 17.4769 | 19.7074 | 16.6015 | 16.785 | 10.8855 | 10.8855
NSR Santee Cooper - SO2 Rate Annual v3.1 | 1117 | 1860 | Rate Constraint in lbs/MMBtu | FALSE | L | Annual | Rate | lb/MWh | 0.78483 | 0.95352 | 0.93724 | 0.91538 | 0.91471 | 0.84478 | 0.84478
NSR Santee Cooper - SO2 Rate Annual v3.1 | 1117 | 1860 | Rate Constraint in lbs/MMBtu | FALSE | L | Annual | Constraint Shadow Price | US2011$/Ton | 0 | 0 | 0 | 0 | 0 | 0 | 0
NSR Schahfer 14 - NOX Rate Annual v4.11, Unit 4193 and retrofits | 1118 | 2304 | Rate Constraint in lbs/MMBtu | FALSE | L | Annual | Seasons Included | Seasons | Winter, Summer | Winter, Summer | Winter, Summer | Winter, Summer | Winter, Summer | Winter, Summer | Winter, Summer
NSR Schahfer 14 - NOX Rate Annual v4.11, Unit 4193 and retrofits | 1118 | 2304 | Rate Constraint in lbs/MMBtu | FALSE | L | Annual | Standard | lb/MMBtu | 0.1 | 0.1 | 0.1 | 0.1 | 0.1 | 0.1 | 0.1
NSR Schahfer 14 - NOX Rate Annual v4.11, Unit 4193 and retrofits | 1118 | 2304 | Rate Constraint in lbs/MMBtu | FALSE | L | Annual | Emissions at Affected Plants NOX | Thousand Tons | 1.1206 | 0.99755 | 1.2075 | 0.8688 | 0.36906 | 0.99755 | 0.99755
NSR Schahfer 14 - NOX Rate Annual v4.11, Unit 4193 and retrofits | 1118 | 2304 | Rate Constraint in lbs/MMBtu | FALSE | L | Annual | Allowances Purchased NOX | Thousand Tons | 0 | 0 | 0 | 0 | 0 | 0 | 0
NSR Schahfer 14 - NOX Rate Annual v4.11, Unit 4193 and retrofits | 1118 | 2304 | Rate Constraint in lbs/MMBtu | FALSE | L | Annual | Allowances Sold NOX | Thousand Tons | 0 | 0 | 0 | 0 | 0 | 0 | 0
NSR Schahfer 14 - NOX Rate Annual v4.11, Unit 4193 and retrofits | 1118 | 2304 | Rate Constraint in lbs/MMBtu | FALSE | L | Annual | Allowances Banked | Thousand Tons | 0 | 0 | 0 | 0 | 0 | 0 | 0
NSR Schahfer 14 - NOX Rate Annual v4.11, Unit 4193 and retrofits | 1118 | 2304 | Rate Constraint in lbs/MMBtu | FALSE | L | Annual | Allowances Withdrawn (1:1) | Thousand Tons | 0 | 0 | 0 | 0 | 0 | 0 | 0
NSR Schahfer 14 - NOX Rate Annual v4.11, Unit 4193 and retrofits | 1118 | 2304 | Rate Constraint in lbs/MMBtu | FALSE | L | Annual | Allowances Withdrawn (n:1) | Thousand Tons | 0 | 0 | 0 | 0 | 0 | 0 | 0
NSR Schahfer 14 - NOX Rate Annual v4.11, Unit 4193 and retrofits | 1118 | 2304 | Rate Constraint in lbs/MMBtu | FALSE | L | Annual | Net Emissions Allowance Position | Thousand Tons | 1.1206 | 0.99755 | 1.2075 | 0.8688 | 0.36906 | 0.99755 | 0.99755
NSR Schahfer 14 - NOX Rate Annual v4.11, Unit 4193 and retrofits | 1118 | 2304 | Rate Constraint in lbs/MMBtu | FALSE | L | Annual | Fuel Consumed | TBtu | 22.6667 | 22.6667 | 27.4828 | 20.0624 | 9.9537 | 22.6667 | 22.6667
NSR Schahfer 14 - NOX Rate Annual v4.11, Unit 4193 and retrofits | 1118 | 2304 | Rate Constraint in lbs/MMBtu | FALSE | L | Annual | Rate | lb/MMBtu | 0.098873 | 0.088019 | 0.087871 | 0.08661 | 0.074155 | 0.088019 | 0.088019
NSR Schahfer 14 - NOX Rate Annual v4.11, Unit 4193 and retrofits | 1118 | 2304 | Rate Constraint in lbs/MMBtu | FALSE | L | Annual | Generation | TWh | 2.0891 | 2.0891 | 2.5287 | 1.849 | 0.91738 | 2.0891 | 2.0891
NSR Schahfer 14 - NOX Rate Annual v4.11, Unit 4193 and retrofits | 1118 | 2304 | Rate Constraint in lbs/MMBtu | FALSE | L | Annual | Qualifying Generation | TWh | 2.0891 | 2.0891 | 2.5287 | 1.849 | 0.91738 | 2.0891 | 2.0891
NSR Schahfer 14 - NOX Rate Annual v4.11, Unit 4193 and retrofits | 1118 | 2304 | Rate Constraint in lbs/MMBtu | FALSE | L | Annual | Rate | lb/MWh | 0.5364 | 0.47751 | 0.47751 | 0.46987 | 0.4023 | 0.47751 | 0.47751
NSR Schahfer 14 - NOX Rate Annual v4.11, Unit 4193 and retrofits | 1118 | 2304 | Rate Constraint in lbs/MMBtu | FALSE | L | Annual | Constraint Shadow Price | US2011$/Ton | 0 | 0 | 0 | 0 | 0 | 0 | 0
NSR Schahfer 14 - SO2 Rate Annual v4.11, Unit 4193 and retrofits | 1119 | 2298 | Rate Constraint in lbs/MMBtu | FALSE | L | Annual | Seasons Included | Seasons | Winter, Summer | Winter, Summer | Winter, Summer | Winter, Summer | Winter, Summer | Winter, Summer | Winter, Summer
NSR Schahfer 14 - SO2 Rate Annual v4.11, Unit 4193 and retrofits | 1119 | 2298 | Rate Constraint in lbs/MMBtu | FALSE | L | Annual | Standard | lb/MMBtu | 0.08 | 0.08 | 0.08 | 0.08 | 0.08 | 0.08 | 0.08
NSR Schahfer 14 - SO2 Rate Annual v4.11, Unit 4193 and retrofits | 1119 | 2298 | Rate Constraint in lbs/MMBtu | FALSE | L | Annual | Emissions at Affected Plants SO2 | Thousand Tons | 0.67234 | 0.67234 | 0.81382 | 0.59509 | 0.29525 | 0.67234 | 0.67234
NSR Schahfer 14 - SO2 Rate Annual v4.11, Unit 4193 and retrofits | 1119 | 2298 | Rate Constraint in lbs/MMBtu | FALSE | L | Annual | Allowances Purchased SO2 | Thousand Tons | 0 | 0 | 0 | 0 | 0 | 0 | 0
NSR Schahfer 14 - SO2 Rate Annual v4.11, Unit 4193 and retrofits | 1119 | 2298 | Rate Constraint in lbs/MMBtu | FALSE | L | Annual | Allowances Sold SO2 | Thousand Tons | 0 | 0 | 0 | 0 | 0 | 0 | 0
NSR Schahfer 14 - SO2 Rate Annual v4.11, Unit 4193 and retrofits | 1119 | 2298 | Rate Constraint in lbs/MMBtu | FALSE | L | Annual | Allowances Banked | Thousand Tons | 0 | 0 | 0 | 0 | 0 | 0 | 0
NSR Schahfer 14 - SO2 Rate Annual v4.11, Unit 4193 and retrofits | 1119 | 2298 | Rate Constraint in lbs/MMBtu | FALSE | L | Annual | Allowances Withdrawn (1:1) | Thousand Tons | 0 | 0 | 0 | 0 | 0 | 0 | 0
NSR Schahfer 14 - SO2 Rate Annual v4.11, Unit 4193 and retrofits | 1119 | 2298 | Rate Constraint in lbs/MMBtu | FALSE | L | Annual | Allowances Withdrawn (n:1) | Thousand Tons | 0 | 0 | 0 | 0 | 0 | 0 | 0
NSR Schahfer 14 - SO2 Rate Annual v4.11, Unit 4193 and retrofits | 1119 | 2298 | Rate Constraint in lbs/MMBtu | FALSE | L | Annual | Net Emissions Allowance Position | Thousand Tons | 0.67234 | 0.67234 | 0.81382 | 0.59509 | 0.29525 | 0.67234 | 0.67234
NSR Schahfer 14 - SO2 Rate Annual v4.11, Unit 4193 and retrofits | 1119 | 2298 | Rate Constraint in lbs/MMBtu | FALSE | L | Annual | Fuel Consumed | TBtu | 22.6667 | 22.6667 | 27.4828 | 20.0624 | 9.9537 | 22.6667 | 22.6667
NSR Schahfer 14 - SO2 Rate Annual v4.11, Unit 4193 and retrofits | 1119 | 2298 | Rate Constraint in lbs/MMBtu | FALSE | L | Annual | Rate | lb/MMBtu | 0.059324 | 0.059324 | 0.059224 | 0.059324 | 0.059324 | 0.059324 | 0.059324
NSR Schahfer 14 - SO2 Rate Annual v4.11, Unit 4193 and retrofits | 1119 | 2298 | Rate Constraint in lbs/MMBtu | FALSE | L | Annual | Generation | TWh | 2.0891 | 2.0891 | 2.5287 | 1.849 | 0.91738 | 2.0891 | 2.0891
NSR Schahfer 14 - SO2 Rate Annual v4.11, Unit 4193 and retrofits | 1119 | 2298 | Rate Constraint in lbs/MMBtu | FALSE | L | Annual | Qualifying Generation | TWh | 2.0891 | 2.0891 | 2.5287 | 1.849 | 0.91738 | 2.0891 | 2.0891
NSR Schahfer 14 - SO2 Rate Annual v4.11, Unit 4193 and retrofits | 1119 | 2298 | Rate Constraint in lbs/MMBtu | FALSE | L | Annual | Rate | lb/MWh | 0.32184 | 0.32184 | 0.32184 | 0.32184 | 0.32184 | 0.32184 | 0.32184
NSR Schahfer 14 - SO2 Rate Annual v4.11, Unit 4193 and retrofits | 1119 | 2298 | Rate Constraint in lbs/MMBtu | FALSE | L | Annual | Constraint Shadow Price | US2011$/Ton | 0 | 0 | 0 | 0 | 0 | 0 | 0
NSR Schahfer 15 - NOX Rate Annual v4.11, Unit 5860 and retrofits | 1120 | 2305 | Rate Constraint in lbs/MMBtu | FALSE | L | Annual | Seasons Included | Seasons | Winter, Summer | Winter, Summer | Winter, Summer | Winter, Summer | Winter, Summer | Winter, Summer | Winter, Summer
NSR Schahfer 15 - NOX Rate Annual v4.11, Unit 5860 and retrofits | 1120 | 2305 | Rate Constraint in lbs/MMBtu | FALSE | L | Annual | Standard | lb/MMBtu | 0.08 | 0.08 | 0.08 | 0.08 | 0.08 | 0.08 | 0.08
NSR Schahfer 15 - NOX Rate Annual v4.11, Unit 5860 and retrofits | 1120 | 2305 | Rate Constraint in lbs/MMBtu | FALSE | L | Annual | Emissions at Affected Plants NOX | Thousand Tons | 0 | 0 | 0 | 0 | 0 | 0 | 0
NSR Schahfer 15 - NOX Rate Annual v4.11, Unit 5860 and retrofits | 1120 | 2305 | Rate Constraint in lbs/MMBtu | FALSE | L | Annual | Allowances Purchased NOX | Thousand Tons | 0 | 0 | 0 | 0 | 0 | 0 | 0
NSR Schahfer 15 - NOX Rate Annual v4.11, Unit 5860 and retrofits | 1120 | 2305 | Rate Constraint in lbs/MMBtu | FALSE | L | Annual | Allowances Sold NOX | Thousand Tons | 0 | 0 | 0 | 0 | 0 | 0 | 0
NSR Schahfer 15 - NOX Rate Annual v4.11, Unit 5860 and retrofits | 1120 | 2305 | Rate Constraint in lbs/MMBtu | FALSE | L | Annual | Allowances Banked | Thousand Tons | 0 | 0 | 0 | 0 | 0 | 0 | 0
NSR Schahfer 15 - NOX Rate Annual v4.11, Unit 5860 and retrofits | 1120 | 2305 | Rate Constraint in lbs/MMBtu | FALSE | L | Annual | Allowances Withdrawn (1:1) | Thousand Tons | 0 | 0 | 0 | 0 | 0 | 0 | 0
NSR Schahfer 15 - NOX Rate Annual v4.11, Unit 5860 and retrofits | 1120 | 2305 | Rate Constraint in lbs/MMBtu | FALSE | L | Annual | Allowances Withdrawn (n:1) | Thousand Tons | 0 | 0 | 0 | 0 | 0 | 0 | 0
NSR Schahfer 15 - NOX Rate Annual v4.11, Unit 5860 and retrofits | 1120 | 2305 | Rate Constraint in lbs/MMBtu | FALSE | L | Annual | Net Emissions Allowance Position | Thousand Tons | 0 | 0 | 0 | 0 | 0 | 0 | 0
NSR Schahfer 15 - NOX Rate Annual v4.11, Unit 5860 and retrofits | 1120 | 2305 | Rate Constraint in lbs/MMBtu | FALSE | L | Annual | Fuel Consumed | TBtu | 0 | 0 | 0 | 0 | 0 | 0 | 0
NSR Schahfer 15 - NOX Rate Annual v4.11, Unit 5860 and retrofits | 1120 | 2305 | Rate Constraint in lbs/MMBtu | FALSE | L | Annual | Rate | lb/MMBtu | 0 | 0 | 0 | 0 | 0 | 0 | 0
NSR Schahfer 15 - NOX Rate Annual v4.11, Unit 5860 and retrofits | 1120 | 2305 | Rate Constraint in lbs/MMBtu | FALSE | L | Annual | Generation | TWh | 0 | 0 | 0 | 0 | 0 | 0 | 0
NSR Schahfer 15 - NOX Rate Annual v4.11, Unit 5860 and retrofits | 1120 | 2305 | Rate Constraint in lbs/MMBtu | FALSE | L | Annual | Qualifying Generation | TWh | 0 | 0 | 0 | 0 | 0 | 0 | 0
NSR Schahfer 15 - NOX Rate Annual v4.11, Unit 5860 and retrofits | 1120 | 2305 | Rate Constraint in lbs/MMBtu | FALSE | L | Annual | Rate | lb/MWh | 0 | 0 | 0 | 0 | 0 | 0 | 0
NSR Schahfer 15 - NOX Rate Annual v4.11, Unit 5860 and retrofits | 1120 | 2305 | Rate Constraint in lbs/MMBtu | FALSE | L | Annual | Constraint Shadow Price | US2011$/Ton | 18091.5835 | 11135.558 | 7104.7987 | 5024.2527 | 6608.8764 | 2629.7852 | 2514.2665
NSR Schahfer 15 - SO2 Rate Annual v4.11, Unit 5860 and retrofits | 1121 | 2299 | Rate Constraint in lbs/MMBtu | FALSE | L | Annual | Seasons Included | Seasons | Winter, Summer | Winter, Summer | Winter, Summer | Winter, Summer | Winter, Summer | Winter, Summer | Winter, Summer
NSR Schahfer 15 - SO2 Rate Annual v4.11, Unit 5860 and retrofits | 1121 | 2299 | Rate Constraint in lbs/MMBtu | FALSE | L | Annual | Standard | lb/MMBtu | 0.08 | 0.08 | 0.08 | 0.08 | 0.08 | 0.08 | 0.08
NSR Schahfer 15 - SO2 Rate Annual v4.11, Unit 5860 and retrofits | 1121 | 2299 | Rate Constraint in lbs/MMBtu | FALSE | L | Annual | Emissions at Affected Plants SO2 | Thousand Tons | 0 | 0 | 0 | 0 | 0 | 0 | 0
NSR Schahfer 15 - SO2 Rate Annual v4.11, Unit 5860 and retrofits | 1121 | 2299 | Rate Constraint in lbs/MMBtu | FALSE | L | Annual | Allowances Purchased SO2 | Thousand Tons | 0 | 0 | 0 | 0 | 0 | 0 | 0
NSR Schahfer 15 - SO2 Rate Annual v4.11, Unit 5860 and retrofits | 1121 | 2299 | Rate Constraint in lbs/MMBtu | FALSE | L | Annual | Allowances Sold SO2 | Thousand Tons | 0 | 0 | 0 | 0 | 0 | 0 | 0
NSR Schahfer 15 - SO2 Rate Annual v4.11, Unit 5860 and retrofits | 1121 | 2299 | Rate Constraint in lbs/MMBtu | FALSE | L | Annual | Allowances Banked | Thousand Tons | 0 | 0 | 0 | 0 | 0 | 0 | 0
NSR Schahfer 15 - SO2 Rate Annual v4.11, Unit 5860 and retrofits | 1121 | 2299 | Rate Constraint in lbs/MMBtu | FALSE | L | Annual | Allowances Withdrawn (1:1) | Thousand Tons | 0 | 0 | 0 | 0 | 0 | 0 | 0
NSR Schahfer 15 - SO2 Rate Annual v4.11, Unit 5860 and retrofits | 1121 | 2299 | Rate Constraint in lbs/MMBtu | FALSE | L | Annual | Allowances Withdrawn (n:1) | Thousand Tons | 0 | 0 | 0 | 0 | 0 | 0 | 0
NSR Schahfer 15 - SO2 Rate Annual v4.11, Unit 5860 and retrofits | 1121 | 2299 | Rate Constraint in lbs/MMBtu | FALSE | L | Annual | Net Emissions Allowance Position | Thousand Tons | 0 | 0 | 0 | 0 | 0 | 0 | 0
NSR Schahfer 15 - SO2 Rate Annual v4.11, Unit 5860 and retrofits | 1121 | 2299 | Rate Constraint in lbs/MMBtu | FALSE | L | Annual | Fuel Consumed | TBtu | 0 | 0 | 0 | 0 | 0 | 0 | 0
NSR Schahfer 15 - SO2 Rate Annual v4.11, Unit 5860 and retrofits | 1121 | 2299 | Rate Constraint in lbs/MMBtu | FALSE | L | Annual | Rate | lb/MMBtu | 0 | 0 | 0 | 0 | 0 | 0 | 0
NSR Schahfer 15 - SO2 Rate Annual v4.11, Unit 5860 and retrofits | 1121 | 2299 | Rate Constraint in lbs/MMBtu | FALSE | L | Annual | Generation | TWh | 0 | 0 | 0 | 0 | 0 | 0 | 0
NSR Schahfer 15 - SO2 Rate Annual v4.11, Unit 5860 and retrofits | 1121 | 2299 | Rate Constraint in lbs/MMBtu | FALSE | L | Annual | Qualifying Generation | TWh | 0 | 0 | 0 | 0 | 0 | 0 | 0
NSR Schahfer 15 - SO2 Rate Annual v4.11, Unit 5860 and retrofits | 1121 | 2299 | Rate Constraint in lbs/MMBtu | FALSE | L | Annual | Rate | lb/MWh | 0 | 0 | 0 | 0 | 0 | 0 | 0
NSR Schahfer 15 - SO2 Rate Annual v4.11, Unit 5860 and retrofits | 1121 | 2299 | Rate Constraint in lbs/MMBtu | FALSE | L | Annual | Constraint Shadow Price | US2011$/Ton | 0 | 0 | 0 | 0 | 0 | 0 | 0
NSR Schahfer 17 & 18 - NOX Rate Annual v4.11, Unit 5662 and retrofits | 1122 | 2306 | Rate Constraint in lbs/MMBtu | FALSE | L | Annual | Seasons Included | Seasons | Winter, Summer | Winter, Summer | Winter, Summer | Winter, Summer | Winter, Summer | Winter, Summer | Winter, Summer
NSR Schahfer 17 & 18 - NOX Rate Annual v4.11, Unit 5662 and retrofits | 1122 | 2306 | Rate Constraint in lbs/MMBtu | FALSE | L | Annual | Standard | lb/MMBtu | 0.2 | 0.2 | 0.2 | 0.2 | 0.2 | 0.2 | 0.2
NSR Schahfer 17 & 18 - NOX Rate Annual v4.11, Unit 5662 and retrofits | 1122 | 2306 | Rate Constraint in lbs/MMBtu | FALSE | L | Annual | Emissions at Affected Plants NOX | Thousand Tons | 0.48772 | 0.48772 | 0.54561 | 0 | 0 | 0 | 0
NSR Schahfer 17 & 18 - NOX Rate Annual v4.11, Unit 5662 and retrofits | 1122 | 2306 | Rate Constraint in lbs/MMBtu | FALSE | L | Annual | Allowances Purchased NOX | Thousand Tons | 0 | 0 | 0 | 0 | 0 | 0 | 0
NSR Schahfer 17 & 18 - NOX Rate Annual v4.11, Unit 5662 and retrofits | 1122 | 2306 | Rate Constraint in lbs/MMBtu | FALSE | L | Annual | Allowances Sold NOX | Thousand Tons | 0 | 0 | 0 | 0 | 0 | 0 | 0
NSR Schahfer 17 & 18 - NOX Rate Annual v4.11, Unit 5662 and retrofits | 1122 | 2306 | Rate Constraint in lbs/MMBtu | FALSE | L | Annual | Allowances Banked | Thousand Tons | 0 | 0 | 0 | 0 | 0 | 0 | 0
NSR Schahfer 17 & 18 - NOX Rate Annual v4.11, Unit 5662 and retrofits | 1122 | 2306 | Rate Constraint in lbs/MMBtu | FALSE | L | Annual | Allowances Withdrawn (1:1) | Thousand Tons | 0 | 0 | 0 | 0 | 0 | 0 | 0
NSR Schahfer 17 & 18 - NOX Rate Annual v4.11, Unit 5662 and retrofits | 1122 | 2306 | Rate Constraint in lbs/MMBtu | FALSE | L | Annual | Allowances Withdrawn (n:1) | Thousand Tons | 0 | 0 | 0 | 0 | 0 | 0 | 0
NSR Schahfer 17 & 18 - NOX Rate Annual v4.11, Unit 5662 and retrofits | 1122 | 2306 | Rate Constraint in lbs/MMBtu | FALSE | L | Annual | Net Emissions Allowance Position | Thousand Tons | 0.48772 | 0.48772 | 0.54561 | 0 | 0 | 0 | 0
NSR Schahfer 17 & 18 - NOX Rate Annual v4.11, Unit 5662 and retrofits | 1122 | 2306 | Rate Constraint in lbs/MMBtu | FALSE | L | Annual | Fuel Consumed | TBtu | 5.3321 | 5.3321 | 5.9649 | 0 | 0 | 0 | 0
NSR Schahfer 17 & 18 - NOX Rate Annual v4.11, Unit 5662 and retrofits | 1122 | 2306 | Rate Constraint in lbs/MMBtu | FALSE | L | Annual | Rate | lb/MMBtu | 0.18294 | 0.18294 | 0.18294 | 0 | 0 | 0 | 0
NSR Schahfer 17 & 18 - NOX Rate Annual v4.11, Unit 5662 and retrofits | 1122 | 2306 | Rate Constraint in lbs/MMBtu | FALSE | L | Annual | Generation | TWh | 0.45924 | 0.45924 | 0.51374 | 0 | 0 | 0 | 0
NSR Schahfer 17 & 18 - NOX Rate Annual v4.11, Unit 5662 and retrofits | 1122 | 2306 | Rate Constraint in lbs/MMBtu | FALSE | L | Annual | Qualifying Generation | TWh | 0.45924 | 0.45924 | 0.51374 | 0 | 0 | 0 | 0
NSR Schahfer 17 & 18 - NOX Rate Annual v4.11, Unit 5662 and retrofits | 1122 | 2306 | Rate Constraint in lbs/MMBtu | FALSE | L | Annual | Rate | lb/MWh | 1.062 | 1.062 | 1.062 | 0 | 0 | 0 | 0
NSR Schahfer 17 & 18 - NOX Rate Annual v4.11, Unit 5662 and retrofits | 1122 | 2306 | Rate Constraint in lbs/MMBtu | FALSE | L | Annual | Constraint Shadow Price | US2011$/Ton | 0 | 0 | 0 | 0 | 0 | 0 | 0
NSR Schahfer 17 & 18 - NOX Rate Annual v4.11, Unit 5663 and retrofits | 1123 | 2306 | Rate Constraint in lbs/MMBtu | FALSE | L | Annual | Seasons Included | Seasons | Winter, Summer | Winter, Summer | Winter, Summer | Winter, Summer | Winter, Summer | Winter, Summer | Winter, Summer
NSR Schahfer 17 & 18 - NOX Rate Annual v4.11, Unit 5663 and retrofits | 1123 | 2306 | Rate Constraint in lbs/MMBtu | FALSE | L | Annual | Standard | lb/MMBtu | 0.2 | 0.2 | 0.2 | 0.2 | 0.2 | 0.2 | 0.2
NSR Schahfer 17 & 18 - NOX Rate Annual v4.11, Unit 5663 and retrofits | 1123 | 2306 | Rate Constraint in lbs/MMBtu | FALSE | L | Annual | Emissions at Affected Plants NOX | Thousand Tons | 2.0474 | 2.0474 | 2.461 | 1.8045 | 0.70484 | 0.89269 | 1.8279
NSR Schahfer 17 & 18 - NOX Rate Annual v4.11, Unit 5663 and retrofits | 1123 | 2306 | Rate Constraint in lbs/MMBtu | FALSE | L | Annual | Allowances Purchased NOX | Thousand Tons | 0 | 0 | 0 | 0 | 0 | 0 | 0
NSR Schahfer 17 & 18 - NOX Rate Annual v4.11, Unit 5663 and retrofits | 1123 | 2306 | Rate Constraint in lbs/MMBtu | FALSE | L | Annual | Allowances Sold NOX | Thousand Tons | 0 | 0 | 0 | 0 | 0 | 0 | 0
NSR Schahfer 17 & 18 - NOX Rate Annual v4.11, Unit 5663 and retrofits | 1123 | 2306 | Rate Constraint in lbs/MMBtu | FALSE | L | Annual | Allowances Banked | Thousand Tons | 0 | 0 | 0 | 0 | 0 | 0 | 0
NSR Schahfer 17 & 18 - NOX Rate Annual v4.11, Unit 5663 and retrofits | 1123 | 2306 | Rate Constraint in lbs/MMBtu | FALSE | L | Annual | Allowances Withdrawn (1:1) | Thousand Tons | 0 | 0 | 0 | 0 | 0 | 0 | 0
NSR Schahfer 17 & 18 - NOX Rate Annual v4.11, Unit 5663 and retrofits | 1123 | 2306 | Rate Constraint in lbs/MMBtu | FALSE | L | Annual | Allowances Withdrawn (n:1) | Thousand Tons | 0 | 0 | 0 | 0 | 0 | 0 | 0
NSR Schahfer 17 & 18 - NOX Rate Annual v4.11, Unit 5663 and retrofits | 1123 | 2306 | Rate Constraint in lbs/MMBtu | FALSE | L | Annual | Net Emissions Allowance Position | Thousand Tons | 2.0474 | 2.0474 | 2.461 | 1.8045 | 0.70484 | 0.89269 | 1.8279
NSR Schahfer 17 & 18 - NOX Rate Annual v4.11, Unit 5663 and retrofits | 1123 | 2306 | Rate Constraint in lbs/MMBtu | FALSE | L | Annual | Fuel Consumed | TBtu | 22.0264 | 22.0264 | 26.476 | 19.414 | 7.5961 | 9.6052 | 19.6992
NSR Schahfer 17 & 18 - NOX Rate Annual v4.11, Unit 5663 and retrofits | 1123 | 2306 | Rate Constraint in lbs/MMBtu | FALSE | L | Annual | Rate | lb/MMBtu | 0.1859 | 0.1859 | 0.1859 | 0.1859 | 0.18558 | 0.18587 | 0.18558
NSR Schahfer 17 & 18 - NOX Rate Annual v4.11, Unit 5663 and retrofits | 1123 | 2306 | Rate Constraint in lbs/MMBtu | FALSE | L | Annual | Generation | TWh | 1.924 | 1.924 | 2.3127 | 1.6958 | 0.66236 | 0.83889 | 1.7177
NSR Schahfer 17 & 18 - NOX Rate Annual v4.11, Unit 5663 and retrofits | 1123 | 2306 | Rate Constraint in lbs/MMBtu | FALSE | L | Annual | Qualifying Generation | TWh | 1.924 | 1.924 | 2.3127 | 1.6958 | 0.66236 | 0.83889 | 1.7177
NSR Schahfer 17 & 18 - NOX Rate Annual v4.11, Unit 5663 and retrofits | 1123 | 2306 | Rate Constraint in lbs/MMBtu | FALSE | L | Annual | Rate | lb/MWh | 1.0641 | 1.0641 | 1.0641 | 1.0641 | 1.0641 | 1.0641 | 1.0641
NSR Schahfer 17 & 18 - NOX Rate Annual v4.11, Unit 5663 and retrofits | 1123 | 2306 | Rate Constraint in lbs/MMBtu | FALSE | L | Annual | Constraint Shadow Price | US2011$/Ton | 0 | 0 | 0 | 0 | 0 | 0 | 0
NSR Shawnee 1& 4 - SO2 Rate Annual v4.11 | 1124 | 2437 | Rate Constraint in lbs/MMBtu | FALSE | L | Annual | Seasons Included | Seasons |  | Winter, Summer | Winter, Summer | Winter, Summer | Winter, Summer | Winter, Summer | Winter, Summer
NSR Shawnee 1& 4 - SO2 Rate Annual v4.11 | 1124 | 2437 | Rate Constraint in lbs/MMBtu | FALSE | L | Annual | Standard | lb/MMBtu | 1.2 | 1.2 | 1.2 | 1.2 | 1.2 | 1.2 | 1.2
NSR Shawnee 1& 4 - SO2 Rate Annual v4.11 | 1124 | 2437 | Rate Constraint in lbs/MMBtu | FALSE | L | Annual | Emissions at Affected Plants SO2 | Thousand Tons | 0 | 0 | 0 | 0 | 0 | 0 | 0
NSR Shawnee 1& 4 - SO2 Rate Annual v4.11 | 1124 | 2437 | Rate Constraint in lbs/MMBtu | FALSE | L | Annual | Allowances Purchased SO2 | Thousand Tons | 0 | 0 | 0 | 0 | 0 | 0 | 0
NSR Shawnee 1& 4 - SO2 Rate Annual v4.11 | 1124 | 2437 | Rate Constraint in lbs/MMBtu | FALSE | L | Annual | Allowances Sold SO2 | Thousand Tons | 0 | 0 | 0 | 0 | 0 | 0 | 0
NSR Shawnee 1& 4 - SO2 Rate Annual v4.11 | 1124 | 2437 | Rate Constraint in lbs/MMBtu | FALSE | L | Annual | Allowances Banked | Thousand Tons | 0 | 0 | 0 | 0 | 0 | 0 | 0
NSR Shawnee 1& 4 - SO2 Rate Annual v4.11 | 1124 | 2437 | Rate Constraint in lbs/MMBtu | FALSE | L | Annual | Allowances Withdrawn (1:1) | Thousand Tons | 0 | 0 | 0 | 0 | 0 | 0 | 0
NSR Shawnee 1& 4 - SO2 Rate Annual v4.11 | 1124 | 2437 | Rate Constraint in lbs/MMBtu | FALSE | L | Annual | Allowances Withdrawn (n:1) | Thousand Tons | 0 | 0 | 0 | 0 | 0 | 0 | 0
NSR Shawnee 1& 4 - SO2 Rate Annual v4.11 | 1124 | 2437 | Rate Constraint in lbs/MMBtu | FALSE | L | Annual | Net Emissions Allowance Position | Thousand Tons | 0 | 0 | 0 | 0 | 0 | 0 | 0
NSR Shawnee 1& 4 - SO2 Rate Annual v4.11 | 1124 | 2437 | Rate Constraint in lbs/MMBtu | FALSE | L | Annual | Fuel Consumed | TBtu | 0 | 0 | 0 | 0 | 0 | 0 | 0
NSR Shawnee 1& 4 - SO2 Rate Annual v4.11 | 1124 | 2437 | Rate Constraint in lbs/MMBtu | FALSE | L | Annual | Rate | lb/MMBtu | 0 | 0 | 0 | 0 | 0 | 0 | 0
NSR Shawnee 1& 4 - SO2 Rate Annual v4.11 | 1124 | 2437 | Rate Constraint in lbs/MMBtu | FALSE | L | Annual | Generation | TWh | 0 | 0 | 0 | 0 | 0 | 0 | 0
NSR Shawnee 1& 4 - SO2 Rate Annual v4.11 | 1124 | 2437 | Rate Constraint in lbs/MMBtu | FALSE | L | Annual | Qualifying Generation | TWh | 0 | 0 | 0 | 0 | 0 | 0 | 0
NSR Shawnee 1& 4 - SO2 Rate Annual v4.11 | 1124 | 2437 | Rate Constraint in lbs/MMBtu | FALSE | L | Annual | Rate | lb/MWh | 0 | 0 | 0 | 0 | 0 | 0 | 0
NSR Shawnee 1& 4 - SO2 Rate Annual v4.11 | 1124 | 2437 | Rate Constraint in lbs/MMBtu | FALSE | L | Annual | Constraint Shadow Price | US2011$/Ton | 0 | 0 | 0 | 0 | 0 | 0 | 0
NSR Shawnee 5-10 - SO2 Rate Annual v4.11 | 1125 | 2436 | Rate Constraint in lbs/MMBtu | FALSE | L | Annual | Seasons Included | Seasons | Winter, Summer | Winter, Summer | Winter, Summer | Winter, Summer | Winter, Summer | Winter, Summer | Winter, Summer
NSR Shawnee 5-10 - SO2 Rate Annual v4.11 | 1125 | 2436 | Rate Constraint in lbs/MMBtu | FALSE | L | Annual | Standard | lb/MMBtu | 1.2 | 1.2 | 1.2 | 1.2 | 1.2 | 1.2 | 1.2
NSR Shawnee 5-10 - SO2 Rate Annual v4.11 | 1125 | 2436 | Rate Constraint in lbs/MMBtu | FALSE | L | Annual | Emissions at Affected Plants SO2 | Thousand Tons | 2.0372 | 2.4813 | 2.4772 | 2.3746 | 1.9763 | 2.3746 | 2.3746
NSR Shawnee 5-10 - SO2 Rate Annual v4.11 | 1125 | 2436 | Rate Constraint in lbs/MMBtu | FALSE | L | Annual | Allowances Purchased SO2 | Thousand Tons | 0 | 0 | 0 | 0 | 0 | 0 | 0
NSR Shawnee 5-10 - SO2 Rate Annual v4.11 | 1125 | 2436 | Rate Constraint in lbs/MMBtu | FALSE | L | Annual | Allowances Sold SO2 | Thousand Tons | 0 | 0 | 0 | 0 | 0 | 0 | 0
NSR Shawnee 5-10 - SO2 Rate Annual v4.11 | 1125 | 2436 | Rate Constraint in lbs/MMBtu | FALSE | L | Annual | Allowances Banked | Thousand Tons | 0 | 0 | 0 | 0 | 0 | 0 | 0
NSR Shawnee 5-10 - SO2 Rate Annual v4.11 | 1125 | 2436 | Rate Constraint in lbs/MMBtu | FALSE | L | Annual | Allowances Withdrawn (1:1) | Thousand Tons | 0 | 0 | 0 | 0 | 0 | 0 | 0
NSR Shawnee 5-10 - SO2 Rate Annual v4.11 | 1125 | 2436 | Rate Constraint in lbs/MMBtu | FALSE | L | Annual | Allowances Withdrawn (n:1) | Thousand Tons | 0 | 0 | 0 | 0 | 0 | 0 | 0
NSR Shawnee 5-10 - SO2 Rate Annual v4.11 | 1125 | 2436 | Rate Constraint in lbs/MMBtu | FALSE | L | Annual | Net Emissions Allowance Position | Thousand Tons | 2.0372 | 2.4813 | 2.4772 | 2.3746 | 1.9763 | 2.3746 | 2.3746
NSR Shawnee 5-10 - SO2 Rate Annual v4.11 | 1125 | 2436 | Rate Constraint in lbs/MMBtu | FALSE | L | Annual | Fuel Consumed | TBtu | 9.9767 | 9.9767 | 9.9598 | 9.5477 | 9.5477 | 9.5477 | 9.5477
NSR Shawnee 5-10 - SO2 Rate Annual v4.11 | 1125 | 2436 | Rate Constraint in lbs/MMBtu | FALSE | L | Annual | Rate | lb/MMBtu | 0.40839 | 0.49742 | 0.49743 | 0.49742 | 0.41399 | 0.49742 | 0.49742
NSR Shawnee 5-10 - SO2 Rate Annual v4.11 | 1125 | 2436 | Rate Constraint in lbs/MMBtu | FALSE | L | Annual | Generation | TWh | 0.92316 | 0.92316 | 0.92159 | 0.92316 | 0.92316 | 0.92316 | 0.92316
NSR Shawnee 5-10 - SO2 Rate Annual v4.11 | 1125 | 2436 | Rate Constraint in lbs/MMBtu | FALSE | L | Annual | Qualifying Generation | TWh | 0.92316 | 0.92316 | 0.92159 | 0.92316 | 0.92316 | 0.92316 | 0.92316
NSR Shawnee 5-10 - SO2 Rate Annual v4.11 | 1125 | 2436 | Rate Constraint in lbs/MMBtu | FALSE | L | Annual | Rate | lb/MWh | 2.2068 | 2.6878 | 2.6879 | 2.5723 | 2.1409 | 2.5723 | 2.5723
NSR Shawnee 5-10 - SO2 Rate Annual v4.11 | 1125 | 2436 | Rate Constraint in lbs/MMBtu | FALSE | L | Annual | Constraint Shadow Price | US2011$/Ton | 0 | 0 | 0 | 0 | 0 | 0 | 0
NSR Stuart Gen Station 1-4 - NOx Annual Rate v3.1, Unit 5759 and retrofits | 1126 | 2175 | Rate Constraint in lbs/MMBtu | FALSE | L | Annual | Seasons Included | Seasons | Winter, Summer | Winter, Summer | Winter, Summer | Winter, Summer | Winter, Summer | Winter, Summer | Winter, Summer
NSR Stuart Gen Station 1-4 - NOx Annual Rate v3.1, Unit 5759 and retrofits | 1126 | 2175 | Rate Constraint in lbs/MMBtu | FALSE | L | Annual | Standard | lb/MMBtu | 0.1 | 0.1 | 0.1 | 0.1 | 0.1 | 0.1 | 0.1
NSR Stuart Gen Station 1-4 - NOx Annual Rate v3.1, Unit 5759 and retrofits | 1126 | 2175 | Rate Constraint in lbs/MMBtu | FALSE | L | Annual | Emissions at Affected Plants NOX | Thousand Tons | 2.0411 | 1.817 | 1.817 | 1.7389 | 1.6575 | 1.7389 | 1.6575
NSR Stuart Gen Station 1-4 - NOx Annual Rate v3.1, Unit 5759 and retrofits | 1126 | 2175 | Rate Constraint in lbs/MMBtu | FALSE | L | Annual | Allowances Purchased NOX | Thousand Tons | 0 | 0 | 0 | 0 | 0 | 0 | 0
NSR Stuart Gen Station 1-4 - NOx Annual Rate v3.1, Unit 5759 and retrofits | 1126 | 2175 | Rate Constraint in lbs/MMBtu | FALSE | L | Annual | Allowances Sold NOX | Thousand Tons | 0 | 0 | 0 | 0 | 0 | 0 | 0
NSR Stuart Gen Station 1-4 - NOx Annual Rate v3.1, Unit 5759 and retrofits | 1126 | 2175 | Rate Constraint in lbs/MMBtu | FALSE | L | Annual | Allowances Banked | Thousand Tons | 0 | 0 | 0 | 0 | 0 | 0 | 0
NSR Stuart Gen Station 1-4 - NOx Annual Rate v3.1, Unit 5759 and retrofits | 1126 | 2175 | Rate Constraint in lbs/MMBtu | FALSE | L | Annual | Allowances Withdrawn (1:1) | Thousand Tons | 0 | 0 | 0 | 0 | 0 | 0 | 0
NSR Stuart Gen Station 1-4 - NOx Annual Rate v3.1, Unit 5759 and retrofits | 1126 | 2175 | Rate Constraint in lbs/MMBtu | FALSE | L | Annual | Allowances Withdrawn (n:1) | Thousand Tons | 0 | 0 | 0 | 0 | 0 | 0 | 0
NSR Stuart Gen Station 1-4 - NOx Annual Rate v3.1, Unit 5759 and retrofits | 1126 | 2175 | Rate Constraint in lbs/MMBtu | FALSE | L | Annual | Net Emissions Allowance Position | Thousand Tons | 2.0411 | 1.817 | 1.817 | 1.7389 | 1.6575 | 1.7389 | 1.6575
NSR Stuart Gen Station 1-4 - NOx Annual Rate v3.1, Unit 5759 and retrofits | 1126 | 2175 | Rate Constraint in lbs/MMBtu | FALSE | L | Annual | Fuel Consumed | TBtu | 40.8712 | 40.8211 | 40.8211 | 39.1138 | 36.941 | 39.1138 | 36.941
NSR Stuart Gen Station 1-4 - NOx Annual Rate v3.1, Unit 5759 and retrofits | 1126 | 2175 | Rate Constraint in lbs/MMBtu | FALSE | L | Annual | Rate | lb/MMBtu | 0.099877 | 0.089022 | 0.089022 | 0.088913 | 0.089736 | 0.088913 | 0.089736
NSR Stuart Gen Station 1-4 - NOx Annual Rate v3.1, Unit 5759 and retrofits | 1126 | 2175 | Rate Constraint in lbs/MMBtu | FALSE | L | Annual | Generation | TWh | 4.1397 | 4.1397 | 4.1397 | 4.1397 | 3.9097 | 4.1397 | 3.9097
NSR Stuart Gen Station 1-4 - NOx Annual Rate v3.1, Unit 5759 and retrofits | 1126 | 2175 | Rate Constraint in lbs/MMBtu | FALSE | L | Annual | Qualifying Generation | TWh | 4.1397 | 4.1397 | 4.1397 | 4.1397 | 3.9097 | 4.1397 | 3.9097
NSR Stuart Gen Station 1-4 - NOx Annual Rate v3.1, Unit 5759 and retrofits | 1126 | 2175 | Rate Constraint in lbs/MMBtu | FALSE | L | Annual | Rate | lb/MWh | 0.49305 | 0.43892 | 0.43892 | 0.42005 | 0.42394 | 0.42005 | 0.42394
NSR Stuart Gen Station 1-4 - NOx Annual Rate v3.1, Unit 5759 and retrofits | 1126 | 2175 | Rate Constraint in lbs/MMBtu | FALSE | L | Annual | Constraint Shadow Price | US2011$/Ton | 0 | 0 | 0 | 0 | 0 | 0 | 0
NSR Stuart Gen Station 1-4 - NOx Annual Rate v3.1, Unit 5760 and retrofits | 1127 | 2175 | Rate Constraint in lbs/MMBtu | FALSE | L | Annual | Seasons Included | Seasons | Winter, Summer | Winter, Summer | Winter, Summer | Winter, Summer | Winter, Summer | Winter, Summer | Winter, Summer
NSR Stuart Gen Station 1-4 - NOx Annual Rate v3.1, Unit 5760 and retrofits | 1127 | 2175 | Rate Constraint in lbs/MMBtu | FALSE | L | Annual | Standard | lb/MMBtu | 0.1 | 0.1 | 0.1 | 0.1 | 0.1 | 0.1 | 0.1
NSR Stuart Gen Station 1-4 - NOx Annual Rate v3.1, Unit 5760 and retrofits | 1127 | 2175 | Rate Constraint in lbs/MMBtu | FALSE | L | Annual | Emissions at Affected Plants NOX | Thousand Tons | 2.034 | 1.8107 | 1.8107 | 1.7329 | 1.7329 | 1.7329 | 1.6518
NSR Stuart Gen Station 1-4 - NOx Annual Rate v3.1, Unit 5760 and retrofits | 1127 | 2175 | Rate Constraint in lbs/MMBtu | FALSE | L | Annual | Allowances Purchased NOX | Thousand Tons | 0 | 0 | 0 | 0 | 0 | 0 | 0
NSR Stuart Gen Station 1-4 - NOx Annual Rate v3.1, Unit 5760 and retrofits | 1127 | 2175 | Rate Constraint in lbs/MMBtu | FALSE | L | Annual | Allowances Sold NOX | Thousand Tons | 0 | 0 | 0 | 0 | 0 | 0 | 0
NSR Stuart Gen Station 1-4 - NOx Annual Rate v3.1, Unit 5760 and retrofits | 1127 | 2175 | Rate Constraint in lbs/MMBtu | FALSE | L | Annual | Allowances Banked | Thousand Tons | 0 | 0 | 0 | 0 | 0 | 0 | 0
NSR Stuart Gen Station 1-4 - NOx Annual Rate v3.1, Unit 5760 and retrofits | 1127 | 2175 | Rate Constraint in lbs/MMBtu | FALSE | L | Annual | Allowances Withdrawn (1:1) | Thousand Tons | 0 | 0 | 0 | 0 | 0 | 0 | 0
NSR Stuart Gen Station 1-4 - NOx Annual Rate v3.1, Unit 5760 and retrofits | 1127 | 2175 | Rate Constraint in lbs/MMBtu | FALSE | L | Annual | Allowances Withdrawn (n:1) | Thousand Tons | 0 | 0 | 0 | 0 | 0 | 0 | 0
NSR Stuart Gen Station 1-4 - NOx Annual Rate v3.1, Unit 5760 and retrofits | 1127 | 2175 | Rate Constraint in lbs/MMBtu | FALSE | L | Annual | Net Emissions Allowance Position | Thousand Tons | 2.034 | 1.8107 | 1.8107 | 1.7329 | 1.7329 | 1.7329 | 1.6518
NSR Stuart Gen Station 1-4 - NOx Annual Rate v3.1, Unit 5760 and retrofits | 1127 | 2175 | Rate Constraint in lbs/MMBtu | FALSE | L | Annual | Fuel Consumed | TBtu | 40.7303 | 40.6804 | 40.6804 | 38.9789 | 38.9789 | 38.9789 | 36.8136
NSR Stuart Gen Station 1-4 - NOx Annual Rate v3.1, Unit 5760 and retrofits | 1127 | 2175 | Rate Constraint in lbs/MMBtu | FALSE | L | Annual | Rate | lb/MMBtu | 0.099877 | 0.089022 | 0.089022 | 0.088913 | 0.088913 | 0.088913 | 0.089736
NSR Stuart Gen Station 1-4 - NOx Annual Rate v3.1, Unit 5760 and retrofits | 1127 | 2175 | Rate Constraint in lbs/MMBtu | FALSE | L | Annual | Generation | TWh | 4.1397 | 4.1397 | 4.1397 | 4.1397 | 4.1397 | 4.1397 | 3.9097
NSR Stuart Gen Station 1-4 - NOx Annual Rate v3.1, Unit 5760 and retrofits | 1127 | 2175 | Rate Constraint in lbs/MMBtu | FALSE | L | Annual | Qualifying Generation | TWh | 4.1397 | 4.1397 | 4.1397 | 4.1397 | 4.1397 | 4.1397 | 3.9097
NSR Stuart Gen Station 1-4 - NOx Annual Rate v3.1, Unit 5760 and retrofits | 1127 | 2175 | Rate Constraint in lbs/MMBtu | FALSE | L | Annual | Rate | lb/MWh | 0.49135 | 0.43741 | 0.43741 | 0.4186 | 0.4186 | 0.4186 | 0.42248
NSR Stuart Gen Station 1-4 - NOx Annual Rate v3.1, Unit 5760 and retrofits | 1127 | 2175 | Rate Constraint in lbs/MMBtu | FALSE | L | Annual | Constraint Shadow Price | US2011$/Ton | 0 | 0 | 0 | 0 | 0 | 0 | 0
NSR Stuart Gen Station 1-4 - NOx Annual Rate v3.1, Unit 5761 and retrofits | 1128 | 2175 | Rate Constraint in lbs/MMBtu | FALSE | L | Annual | Seasons Included | Seasons | Winter, Summer | Winter, Summer | Winter, Summer | Winter, Summer | Winter, Summer | Winter, Summer | Winter, Summer
NSR Stuart Gen Station 1-4 - NOx Annual Rate v3.1, Unit 5761 and retrofits | 1128 | 2175 | Rate Constraint in lbs/MMBtu | FALSE | L | Annual | Standard | lb/MMBtu | 0.1 | 0.1 | 0.1 | 0.1 | 0.1 | 0.1 | 0.1
NSR Stuart Gen Station 1-4 - NOx Annual Rate v3.1, Unit 5761 and retrofits | 1128 | 2175 | Rate Constraint in lbs/MMBtu | FALSE | L | Annual | Emissions at Affected Plants NOX | Thousand Tons | 2.0377 | 1.814 | 1.814 | 1.736 | 1.736 | 1.736 | 1.6548
NSR Stuart Gen Station 1-4 - NOx Annual Rate v3.1, Unit 5761 and retrofits | 1128 | 2175 | Rate Constraint in lbs/MMBtu | FALSE | L | Annual | Allowances Purchased NOX | Thousand Tons | 0 | 0 | 0 | 0 | 0 | 0 | 0
NSR Stuart Gen Station 1-4 - NOx Annual Rate v3.1, Unit 5761 and retrofits | 1128 | 2175 | Rate Constraint in lbs/MMBtu | FALSE | L | Annual | Allowances Sold NOX | Thousand Tons | 0 | 0 | 0 | 0 | 0 | 0 | 0
NSR Stuart Gen Station 1-4 - NOx Annual Rate v3.1, Unit 5761 and retrofits | 1128 | 2175 | Rate Constraint in lbs/MMBtu | FALSE | L | Annual | Allowances Banked | Thousand Tons | 0 | 0 | 0 | 0 | 0 | 0 | 0
NSR Stuart Gen Station 1-4 - NOx Annual Rate v3.1, Unit 5761 and retrofits | 1128 | 2175 | Rate Constraint in lbs/MMBtu | FALSE | L | Annual | Allowances Withdrawn (1:1) | Thousand Tons | 0 | 0 | 0 | 0 | 0 | 0 | 0
NSR Stuart Gen Station 1-4 - NOx Annual Rate v3.1, Unit 5761 and retrofits | 1128 | 2175 | Rate Constraint in lbs/MMBtu | FALSE | L | Annual | Allowances Withdrawn (n:1) | Thousand Tons | 0 | 0 | 0 | 0 | 0 | 0 | 0
NSR Stuart Gen Station 1-4 - NOx Annual Rate v3.1, Unit 5761 and retrofits | 1128 | 2175 | Rate Constraint in lbs/MMBtu | FALSE | L | Annual | Net Emissions Allowance Position | Thousand Tons | 2.0377 | 1.814 | 1.814 | 1.736 | 1.736 | 1.736 | 1.6548
NSR Stuart Gen Station 1-4 - NOx Annual Rate v3.1, Unit 5761 and retrofits | 1128 | 2175 | Rate Constraint in lbs/MMBtu | FALSE | L | Annual | Fuel Consumed | TBtu | 40.8049 | 40.7549 | 40.7549 | 39.0503 | 39.0503 | 39.0503 | 36.881
NSR Stuart Gen Station 1-4 - NOx Annual Rate v3.1, Unit 5761 and retrofits | 1128 | 2175 | Rate Constraint in lbs/MMBtu | FALSE | L | Annual | Rate | lb/MMBtu | 0.099877 | 0.089022 | 0.089022 | 0.088913 | 0.088913 | 0.088913 | 0.089736
NSR Stuart Gen Station 1-4 - NOx Annual Rate v3.1, Unit 5761 and retrofits | 1128 | 2175 | Rate Constraint in lbs/MMBtu | FALSE | L | Annual | Generation | TWh | 4.1397 | 4.1397 | 4.1397 | 4.1397 | 4.1397 | 4.1397 | 3.9097
NSR Stuart Gen Station 1-4 - NOx Annual Rate v3.1, Unit 5761 and retrofits | 1128 | 2175 | Rate Constraint in lbs/MMBtu | FALSE | L | Annual | Qualifying Generation | TWh | 4.1397 | 4.1397 | 4.1397 | 4.1397 | 4.1397 | 4.1397 | 3.9097
NSR Stuart Gen Station 1-4 - NOx Annual Rate v3.1, Unit 5761 and retrofits | 1128 | 2175 | Rate Constraint in lbs/MMBtu | FALSE | L | Annual | Rate | lb/MWh | 0.49225 | 0.43821 | 0.43821 | 0.41937 | 0.41937 | 0.41937 | 0.42325
NSR Stuart Gen Station 1-4 - NOx Annual Rate v3.1, Unit 5761 and retrofits | 1128 | 2175 | Rate Constraint in lbs/MMBtu | FALSE | L | Annual | Constraint Shadow Price | US2011$/Ton | 0 | 0 | 0 | 0 | 0 | 0 | 0
NSR Stuart Gen Station 1-4 - NOx Annual Rate v3.1, Unit 5762 and retrofits | 1129 | 2175 | Rate Constraint in lbs/MMBtu | FALSE | L | Annual | Seasons Included | Seasons | Winter, Summer | Winter, Summer | Winter, Summer | Winter, Summer | Winter, Summer | Winter, Summer | Winter, Summer
NSR Stuart Gen Station 1-4 - NOx Annual Rate v3.1, Unit 5762 and retrofits | 1129 | 2175 | Rate Constraint in lbs/MMBtu | FALSE | L | Annual | Standard | lb/MMBtu | 0.1 | 0.1 | 0.1 | 0.1 | 0.1 | 0.1 | 0.1
NSR Stuart Gen Station 1-4 - NOx Annual Rate v3.1, Unit 5762 and retrofits | 1129 | 2175 | Rate Constraint in lbs/MMBtu | FALSE | L | Annual | Emissions at Affected Plants NOX | Thousand Tons | 2.0388 | 1.815 | 1.815 | 1.7369 | 1.7369 | 1.7369 | 1.6556
NSR Stuart Gen Station 1-4 - NOx Annual Rate v3.1, Unit 5762 and retrofits | 1129 | 2175 | Rate Constraint in lbs/MMBtu | FALSE | L | Annual | Allowances Purchased NOX | Thousand Tons | 0 | 0 | 0 | 0 | 0 | 0 | 0
NSR Stuart Gen Station 1-4 - NOx Annual Rate v3.1, Unit 5762 and retrofits | 1129 | 2175 | Rate Constraint in lbs/MMBtu | FALSE | L | Annual | Allowances Sold NOX | Thousand Tons | 0 | 0 | 0 | 0 | 0 | 0 | 0
NSR Stuart Gen Station 1-4 - NOx Annual Rate v3.1, Unit 5762 and retrofits | 1129 | 2175 | Rate Constraint in lbs/MMBtu | FALSE | L | Annual | Allowances Banked | Thousand Tons | 0 | 0 | 0 | 0 | 0 | 0 | 0
NSR Stuart Gen Station 1-4 - NOx Annual Rate v3.1, Unit 5762 and retrofits | 1129 | 2175 | Rate Constraint in lbs/MMBtu | FALSE | L | Annual | Allowances Withdrawn (1:1) | Thousand Tons | 0 | 0 | 0 | 0 | 0 | 0 | 0
NSR Stuart Gen Station 1-4 - NOx Annual Rate v3.1, Unit 5762 and retrofits | 1129 | 2175 | Rate Constraint in lbs/MMBtu | FALSE | L | Annual | Allowances Withdrawn (n:1) | Thousand Tons | 0 | 0 | 0 | 0 | 0 | 0 | 0
NSR Stuart Gen Station 1-4 - NOx Annual Rate v3.1, Unit 5762 and retrofits | 1129 | 2175 | Rate Constraint in lbs/MMBtu | FALSE | L | Annual | Net Emissions Allowance Position | Thousand Tons | 2.0388 | 1.815 | 1.815 | 1.7369 | 1.7369 | 1.7369 | 1.6556
NSR Stuart Gen Station 1-4 - NOx Annual Rate v3.1, Unit 5762 and retrofits | 1129 | 2175 | Rate Constraint in lbs/MMBtu | FALSE | L | Annual | Fuel Consumed | TBtu | 40.8256 | 40.7756 | 40.7756 | 39.0701 | 39.0701 | 39.0701 | 36.8998
NSR Stuart Gen Station 1-4 - NOx Annual Rate v3.1, Unit 5762 and retrofits | 1129 | 2175 | Rate Constraint in lbs/MMBtu | FALSE | L | Annual | Rate | lb/MMBtu | 0.099877 | 0.089022 | 0.089022 | 0.088913 | 0.088913 | 0.088913 | 0.089736
NSR Stuart Gen Station 1-4 - NOx Annual Rate v3.1, Unit 5762 and retrofits | 1129 | 2175 | Rate Constraint in lbs/MMBtu | FALSE | L | Annual | Generation | TWh | 4.1397 | 4.1397 | 4.1397 | 4.1397 | 4.1397 | 4.1397 | 3.9097
NSR Stuart Gen Station 1-4 - NOx Annual Rate v3.1, Unit 5762 and retrofits | 1129 | 2175 | Rate Constraint in lbs/MMBtu | FALSE | L | Annual | Qualifying Generation | TWh | 4.1397 | 4.1397 | 4.1397 | 4.1397 | 4.1397 | 4.1397 | 3.9097
NSR Stuart Gen Station 1-4 - NOx Annual Rate v3.1, Unit 5762 and retrofits | 1129 | 2175 | Rate Constraint in lbs/MMBtu | FALSE | L | Annual | Rate | lb/MWh | 0.4925 | 0.43843 | 0.43843 | 0.41958 | 0.41958 | 0.41958 | 0.42347
NSR Stuart Gen Station 1-4 - NOx Annual Rate v3.1, Unit 5762 and retrofits | 1129 | 2175 | Rate Constraint in lbs/MMBtu | FALSE | L | Annual | Constraint Shadow Price | US2011$/Ton | 0 | 0 | 0 | 0 | 0 | 0 | 0
NSR Stuart Gen Station 1-4 - SO2 Annual Rate v4.12 | 1130 | 2418 | Rate Constraint in lbs/MMBtu | FALSE | L | Annual | Seasons Included | Seasons | Winter, Summer | Winter, Summer | Winter, Summer | Winter, Summer | Winter, Summer | Winter, Summer | Winter, Summer
NSR Stuart Gen Station 1-4 - SO2 Annual Rate v4.12 | 1130 | 2418 | Rate Constraint in lbs/MMBtu | FALSE | L | Annual | Standard | lb/MMBtu | 0.1 | 0.1 | 0.1 | 0.1 | 0.1 | 0.1 | 0.1
NSR Stuart Gen Station 1-4 - SO2 Annual Rate v4.12 | 1130 | 2418 | Rate Constraint in lbs/MMBtu | FALSE | L | Annual | Emissions at Affected Plants SO2 | Thousand Tons | 6.2084 | 8.1516 | 8.1516 | 7.8107 | 7.702 | 7.8107 | 7.3768
NSR Stuart Gen Station 1-4 - SO2 Annual Rate v4.12 | 1130 | 2418 | Rate Constraint in lbs/MMBtu | FALSE | L | Annual | Allowances Purchased SO2 | Thousand Tons | 0 | 0 | 0 | 0 | 0 | 0 | 0
NSR Stuart Gen Station 1-4 - SO2 Annual Rate v4.12 | 1130 | 2418 | Rate Constraint in lbs/MMBtu | FALSE | L | Annual | Allowances Sold SO2 | Thousand Tons | 0 | 0 | 0 | 0 | 0 | 0 | 0
NSR Stuart Gen Station 1-4 - SO2 Annual Rate v4.12 | 1130 | 2418 | Rate Constraint in lbs/MMBtu | FALSE | L | Annual | Allowances Banked | Thousand Tons | 0 | 0 | 0 | 0 | 0 | 0 | 0
NSR Stuart Gen Station 1-4 - SO2 Annual Rate v4.12 | 1130 | 2418 | Rate Constraint in lbs/MMBtu | FALSE | L | Annual | Allowances Withdrawn (1:1) | Thousand Tons | 0 | 0 | 0 | 0 | 0 | 0 | 0
NSR Stuart Gen Station 1-4 - SO2 Annual Rate v4.12 | 1130 | 2418 | Rate Constraint in lbs/MMBtu | FALSE | L | Annual | Allowances Withdrawn (n:1) | Thousand Tons | 0 | 0 | 0 | 0 | 0 | 0 | 0
NSR Stuart Gen Station 1-4 - SO2 Annual Rate v4.12 | 1130 | 2418 | Rate Constraint in lbs/MMBtu | FALSE | L | Annual | Net Emissions Allowance Position | Thousand Tons | 6.2084 | 8.1516 | 8.1516 | 7.8107 | 7.702 | 7.8107 | 7.3768
NSR Stuart Gen Station 1-4 - SO2 Annual Rate v4.12 | 1130 | 2418 | Rate Constraint in lbs/MMBtu | FALSE | L | Annual | Fuel Consumed | TBtu | 163.2321 | 163.0319 | 163.0319 | 156.2131 | 154.0403 | 156.2131 | 147.5354
NSR Stuart Gen Station 1-4 - SO2 Annual Rate v4.12 | 1130 | 2418 | Rate Constraint in lbs/MMBtu | FALSE | L | Annual | Rate | lb/MMBtu | 0.076069 | 0.1 | 0.1 | 0.1 | 0.1 | 0.1 | 0.1
NSR Stuart Gen Station 1-4 - SO2 Annual Rate v4.12 | 1130 | 2418 | Rate Constraint in lbs/MMBtu | FALSE | L | Annual | Generation | TWh | 16.5586 | 16.5586 | 16.5586 | 16.5586 | 16.3286 | 16.5586 | 15.6388
NSR Stuart Gen Station 1-4 - SO2 Annual Rate v4.12 | 1130 | 2418 | Rate Constraint in lbs/MMBtu | FALSE | L | Annual | Qualifying Generation | TWh | 16.5586 | 16.5586 | 16.5586 | 16.5586 | 16.3286 | 16.5586 | 15.6388
NSR Stuart Gen Station 1-4 - SO2 Annual Rate v4.12 | 1130 | 2418 | Rate Constraint in lbs/MMBtu | FALSE | L | Annual | Rate | lb/MWh | 0.37494 | 0.49229 | 0.49229 | 0.4717 | 0.47169 | 0.4717 | 0.4717
NSR Stuart Gen Station 1-4 - SO2 Annual Rate v4.12 | 1130 | 2418 | Rate Constraint in lbs/MMBtu | FALSE | L | Annual | Constraint Shadow Price | US2011$/Ton | 0 | 2720.7463 | 4265.3524 | 4972.2792 | 4968.3509 | 5202.1322 | 4745.955
NSR Taconite 1,2 - NOX Rate Annual v5.14 | 1131 | 6136 | Rate Constraint in lbs/MMBtu | FALSE | L | Annual | Seasons Included | Seasons | Winter, Summer | Winter, Summer | Winter, Summer | Winter, Summer | Winter, Summer | Winter, Summer | Winter, Summer
NSR Taconite 1,2 - NOX Rate Annual v5.14 | 1131 | 6136 | Rate Constraint in lbs/MMBtu | FALSE | L | Annual | Standard | lb/MMBtu | 0.16 | 0.16 | 0.16 | 0.16 | 0.16 | 0.16 | 0.16
NSR Taconite 1,2 - NOX Rate Annual v5.14 | 1131 | 6136 | Rate Constraint in lbs/MMBtu | FALSE | L | Annual | Emissions at Affected Plants NOX | Thousand Tons | 0 | 0 | 0 | 0 | 0 | 0 | 0
NSR Taconite 1,2 - NOX Rate Annual v5.14 | 1131 | 6136 | Rate Constraint in lbs/MMBtu | FALSE | L | Annual | Allowances Purchased NOX | Thousand Tons | 0 | 0 | 0 | 0 | 0 | 0 | 0
NSR Taconite 1,2 - NOX Rate Annual v5.14 | 1131 | 6136 | Rate Constraint in lbs/MMBtu | FALSE | L | Annual | Allowances Sold NOX | Thousand Tons | 0 | 0 | 0 | 0 | 0 | 0 | 0
NSR Taconite 1,2 - NOX Rate Annual v5.14 | 1131 | 6136 | Rate Constraint in lbs/MMBtu | FALSE | L | Annual | Allowances Banked | Thousand Tons | 0 | 0 | 0 | 0 | 0 | 0 | 0
NSR Taconite 1,2 - NOX Rate Annual v5.14 | 1131 | 6136 | Rate Constraint in lbs/MMBtu | FALSE | L | Annual | Allowances Withdrawn (1:1) | Thousand Tons | 0 | 0 | 0 | 0 | 0 | 0 | 0
NSR Taconite 1,2 - NOX Rate Annual v5.14 | 1131 | 6136 | Rate Constraint in lbs/MMBtu | FALSE | L | Annual | Allowances Withdrawn (n:1) | Thousand Tons | 0 | 0 | 0 | 0 | 0 | 0 | 0
NSR Taconite 1,2 - NOX Rate Annual v5.14 | 1131 | 6136 | Rate Constraint in lbs/MMBtu | FALSE | L | Annual | Net Emissions Allowance Position | Thousand Tons | 0 | 0 | 0 | 0 | 0 | 0 | 0
NSR Taconite 1,2 - NOX Rate Annual v5.14 | 1131 | 6136 | Rate Constraint in lbs/MMBtu | FALSE | L | Annual | Fuel Consumed | TBtu | 0 | 0 | 0 | 0 | 0 | 0 | 0
NSR Taconite 1,2 - NOX Rate Annual v5.14 | 1131 | 6136 | Rate Constraint in lbs/MMBtu | FALSE | L | Annual | Rate | lb/MMBtu | 0 | 0 | 0 | 0 | 0 | 0 | 0
NSR Taconite 1,2 - NOX Rate Annual v5.14 | 1131 | 6136 | Rate Constraint in lbs/MMBtu | FALSE | L | Annual | Generation | TWh | 0 | 0 | 0 | 0 | 0 | 0 | 0
NSR Taconite 1,2 - NOX Rate Annual v5.14 | 1131 | 6136 | Rate Constraint in lbs/MMBtu | FALSE | L | Annual | Qualifying Generation | TWh | 0 | 0 | 0 | 0 | 0 | 0 | 0
NSR Taconite 1,2 - NOX Rate Annual v5.14 | 1131 | 6136 | Rate Constraint in lbs/MMBtu | FALSE | L | Annual | Rate | lb/MWh | 0 | 0 | 0 | 0 | 0 | 0 | 0
NSR Taconite 1,2 - NOX Rate Annual v5.14 | 1131 | 6136 | Rate Constraint in lbs/MMBtu | FALSE | L | Annual | Constraint Shadow Price | US2011$/Ton | 0 | 0 | 0 | 0 | 0 | 0 | 0
NSR Taconite 1,2 - SO2 Rate Annual v5.14 | 1132 | 6135 | Rate Constraint in lbs/MMBtu | FALSE | L | Annual | Seasons Included | Seasons | Winter, Summer | Winter, Summer | Winter, Summer | Winter, Summer | Winter, Summer | Winter, Summer | Winter, Summer
NSR Taconite 1,2 - SO2 Rate Annual v5.14 | 1132 | 6135 | Rate Constraint in lbs/MMBtu | FALSE | L | Annual | Standard | lb/MMBtu | 0.03 | 0.03 | 0.03 | 0.03 | 0.03 | 0.03 | 0.03
NSR Taconite 1,2 - SO2 Rate Annual v5.14 | 1132 | 6135 | Rate Constraint in lbs/MMBtu | FALSE | L | Annual | Emissions at Affected Plants SO2 | Thousand Tons | 0 | 0 | 0 | 0 | 0 | 0 | 0
NSR Taconite 1,2 - SO2 Rate Annual v5.14 | 1132 | 6135 | Rate Constraint in lbs/MMBtu | FALSE | L | Annual | Allowances Purchased SO2 | Thousand Tons | 0 | 0 | 0 | 0 | 0 | 0 | 0
NSR Taconite 1,2 - SO2 Rate Annual v5.14 | 1132 | 6135 | Rate Constraint in lbs/MMBtu | FALSE | L | Annual | Allowances Sold SO2 | Thousand Tons | 0 | 0 | 0 | 0 | 0 | 0 | 0
NSR Taconite 1,2 - SO2 Rate Annual v5.14 | 1132 | 6135 | Rate Constraint in lbs/MMBtu | FALSE | L | Annual | Allowances Banked | Thousand Tons | 0 | 0 | 0 | 0 | 0 | 0 | 0
NSR Taconite 1,2 - SO2 Rate Annual v5.14 | 1132 | 6135 | Rate Constraint in lbs/MMBtu | FALSE | L | Annual | Allowances Withdrawn (1:1) | Thousand Tons | 0 | 0 | 0 | 0 | 0 | 0 | 0
NSR Taconite 1,2 - SO2 Rate Annual v5.14 | 1132 | 6135 | Rate Constraint in lbs/MMBtu | FALSE | L | Annual | Allowances Withdrawn (n:1) | Thousand Tons | 0 | 0 | 0 | 0 | 0 | 0 | 0
NSR Taconite 1,2 - SO2 Rate Annual v5.14 | 1132 | 6135 | Rate Constraint in lbs/MMBtu | FALSE | L | Annual | Net Emissions Allowance Position | Thousand Tons | 0 | 0 | 0 | 0 | 0 | 0 | 0
NSR Taconite 1,2 - SO2 Rate Annual v5.14 | 1132 | 6135 | Rate Constraint in lbs/MMBtu | FALSE | L | Annual | Fuel Consumed | TBtu | 0 | 0 | 0 | 0 | 0 | 0 | 0
NSR Taconite 1,2 - SO2 Rate Annual v5.14 | 1132 | 6135 | Rate Constraint in lbs/MMBtu | FALSE | L | Annual | Rate | lb/MMBtu | 0 | 0 | 0 | 0 | 0 | 0 | 0
NSR Taconite 1,2 - SO2 Rate Annual v5.14 | 1132 | 6135 | Rate Constraint in lbs/MMBtu | FALSE | L | Annual | Generation | TWh | 0 | 0 | 0 | 0 | 0 | 0 | 0
NSR Taconite 1,2 - SO2 Rate Annual v5.14 | 1132 | 6135 | Rate Constraint in lbs/MMBtu | FALSE | L | Annual | Qualifying Generation | TWh | 0 | 0 | 0 | 0 | 0 | 0 | 0
NSR Taconite 1,2 - SO2 Rate Annual v5.14 | 1132 | 6135 | Rate Constraint in lbs/MMBtu | FALSE | L | Annual | Rate | lb/MWh | 0 | 0 | 0 | 0 | 0 | 0 | 0
NSR Taconite 1,2 - SO2 Rate Annual v5.14 | 1132 | 6135 | Rate Constraint in lbs/MMBtu | FALSE | L | Annual | Constraint Shadow Price | US2011$/Ton | 334529.6435 | 322047.6613 | 183328.8406 | 210055.4411 | 356274.3419 | 177690.9886 | 285701.3317
NSR Tucson Electric - SO2 Cap Annual v4.0 | 1133 | 2171 | Rate Constraint in MTons | FALSE | L | Annual | Seasons Included | Seasons | Winter, Summer | Winter, Summer | Winter, Summer | Winter, Summer | Winter, Summer | Winter, Summer | Winter, Summer
NSR Tucson Electric - SO2 Cap Annual v4.0 | 1133 | 2171 | Rate Constraint in MTons | FALSE | L | Annual | Standard | Thousand Tons | 10.66 | 10.66 | 10.66 | 10.66 | 10.66 | 10.66 | 10.66
NSR Tucson Electric - SO2 Cap Annual v4.0 | 1133 | 2171 | Rate Constraint in MTons | FALSE | L | Annual | Standard SO2 | Thousand Tons | 10.66 | 10.66 | 10.66 | 10.66 | 10.66 | 10.66 | 10.66
NSR Tucson Electric - SO2 Cap Annual v4.0 | 1133 | 2171 | Rate Constraint in MTons | FALSE | L | Annual | Emissions at Affected Plants SO2 | Thousand Tons | 10.66 | 10.66 | 10.66 | 10.66 | 10.66 | 10.66 | 10.5268
NSR Tucson Electric - SO2 Cap Annual v4.0 | 1133 | 2171 | Rate Constraint in MTons | FALSE | L | Annual | Allowances Purchased SO2 | Thousand Tons | 0 | 0 | 0 | 0 | 0 | 0 | 0
NSR Tucson Electric - SO2 Cap Annual v4.0 | 1133 | 2171 | Rate Constraint in MTons | FALSE | L | Annual | Allowances Sold SO2 | Thousand Tons | 0 | 0 | 0 | 0 | 0 | 0 | 0
NSR Tucson Electric - SO2 Cap Annual v4.0 | 1133 | 2171 | Rate Constraint in MTons | FALSE | L | Annual | Allowances Banked | Thousand Tons | 0 | 0 | 0 | 0 | 0 | 0 | 0
NSR Tucson Electric - SO2 Cap Annual v4.0 | 1133 | 2171 | Rate Constraint in MTons | FALSE | L | Annual | Allowances Withdrawn (1:1) | Thousand Tons | 0 | 0 | 0 | 0 | 0 | 0 | 0
NSR Tucson Electric - SO2 Cap Annual v4.0 | 1133 | 2171 | Rate Constraint in MTons | FALSE | L | Annual | Allowances Withdrawn (n:1) | Thousand Tons | 0 | 0 | 0 | 0 | 0 | 0 | 0
NSR Tucson Electric - SO2 Cap Annual v4.0 | 1133 | 2171 | Rate Constraint in MTons | FALSE | L | Annual | Net Emissions Allowance Position | Thousand Tons | 10.66 | 10.66 | 10.66 | 10.66 | 10.66 | 10.66 | 10.5268
NSR Tucson Electric - SO2 Cap Annual v4.0 | 1133 | 2171 | Rate Constraint in MTons | FALSE | L | Annual | Fuel Consumed | TBtu | 120.2466 | 120.2466 | 120.2466 | 120.2466 | 120.2466 | 120.2466 | 120.2869
NSR Tucson Electric - SO2 Cap Annual v4.0 | 1133 | 2171 | Rate Constraint in MTons | FALSE | L | Annual | Rate | lb/MMBtu | 0.1773 | 0.1773 | 0.1773 | 0.1773 | 0.1773 | 0.1773 | 0.17503
NSR Tucson Electric - SO2 Cap Annual v4.0 | 1133 | 2171 | Rate Constraint in MTons | FALSE | L | Annual | Generation | TWh | 11.7109 | 11.7109 | 11.7109 | 11.7109 | 11.7109 | 11.7109 | 11.7109
NSR Tucson Electric - SO2 Cap Annual v4.0 | 1133 | 2171 | Rate Constraint in MTons | FALSE | L | Annual | Qualifying Generation | TWh | 11.7109 | 11.7109 | 11.7109 | 11.7109 | 11.7109 | 11.7109 | 11.7109
NSR Tucson Electric - SO2 Cap Annual v4.0 | 1133 | 2171 | Rate Constraint in MTons | FALSE | L | Annual | Rate | lb/MWh | 0.91026 | 0.91026 | 0.91026 | 0.91026 | 0.91026 | 0.91026 | 0.89889
NSR Tucson Electric - SO2 Cap Annual v4.0 | 1133 | 2171 | Rate Constraint in MTons | FALSE | L | Annual | Constraint Shadow Price | US2011$/Ton | 0 | 0 | 4629.0285 | 0 | 0 | 2004.9488 | 0
NSR Tucson Electric NOx Cap Annual - v4.0 | 1134 | 2170 | Rate Constraint in MTons | FALSE | L | Annual | Seasons Included | Seasons | Winter, Summer | Winter, Summer | Winter, Summer | Winter, Summer | Winter, Summer | Winter, Summer | Winter, Summer
NSR Tucson Electric NOx Cap Annual - v4.0 | 1134 | 2170 | Rate Constraint in MTons | FALSE | L | Annual | Standard | Thousand Tons | 8.94 | 8.94 | 8.94 | 8.94 | 8.94 | 8.94 | 8.94
NSR Tucson Electric NOx Cap Annual - v4.0 | 1134 | 2170 | Rate Constraint in MTons | FALSE | L | Annual | Standard NOX | Thousand Tons | 8.94 | 8.94 | 8.94 | 8.94 | 8.94 | 8.94 | 8.94
NSR Tucson Electric NOx Cap Annual - v4.0 | 1134 | 2170 | Rate Constraint in MTons | FALSE | L | Annual | Emissions at Affected Plants NOX | Thousand Tons | 7.225 | 5.8209 | 5.8209 | 5.8209 | 5.8209 | 5.8209 | 5.8209
NSR Tucson Electric NOx Cap Annual - v4.0 | 1134 | 2170 | Rate Constraint in MTons | FALSE | L | Annual | Allowances Purchased NOX | Thousand Tons | 0 | 0 | 0 | 0 | 0 | 0 | 0
NSR Tucson Electric NOx Cap Annual - v4.0 | 1134 | 2170 | Rate Constraint in MTons | FALSE | L | Annual | Allowances Sold NOX | Thousand Tons | 0 | 0 | 0 | 0 | 0 | 0 | 0
NSR Tucson Electric NOx Cap Annual - v4.0 | 1134 | 2170 | Rate Constraint in MTons | FALSE | L | Annual | Allowances Banked | Thousand Tons | 0 | 0 | 0 | 0 | 0 | 0 | 0
NSR Tucson Electric NOx Cap Annual - v4.0 | 1134 | 2170 | Rate Constraint in MTons | FALSE | L | Annual | Allowances Withdrawn (1:1) | Thousand Tons | 0 | 0 | 0 | 0 | 0 | 0 | 0
NSR Tucson Electric NOx Cap Annual - v4.0 | 1134 | 2170 | Rate Constraint in MTons | FALSE | L | Annual | Allowances Withdrawn (n:1) | Thousand Tons | 0 | 0 | 0 | 0 | 0 | 0 | 0
NSR Tucson Electric NOx Cap Annual - v4.0 | 1134 | 2170 | Rate Constraint in MTons | FALSE | L | Annual | Net Emissions Allowance Position | Thousand Tons | 7.225 | 5.8209 | 5.8209 | 5.8209 | 5.8209 | 5.8209 | 5.8209
NSR Tucson Electric NOx Cap Annual - v4.0 | 1134 | 2170 | Rate Constraint in MTons | FALSE | L | Annual | Fuel Consumed | TBtu | 120.2466 | 120.2466 | 120.2466 | 120.2466 | 120.2466 | 120.2466 | 120.2869
NSR Tucson Electric NOx Cap Annual - v4.0 | 1134 | 2170 | Rate Constraint in MTons | FALSE | L | Annual | Rate | lb/MMBtu | 0.12017 | 0.096816 | 0.096816 | 0.096816 | 0.096816 | 0.096816 | 0.096784
NSR Tucson Electric NOx Cap Annual - v4.0 | 1134 | 2170 | Rate Constraint in MTons | FALSE | L | Annual | Generation | TWh | 11.7109 | 11.7109 | 11.7109 | 11.7109 | 11.7109 | 11.7109 | 11.7109
NSR Tucson Electric NOx Cap Annual - v4.0 | 1134 | 2170 | Rate Constraint in MTons | FALSE | L | Annual | Qualifying Generation | TWh | 11.7109 | 11.7109 | 11.7109 | 11.7109 | 11.7109 | 11.7109 | 11.7109
NSR Tucson Electric NOx Cap Annual - v4.0 | 1134 | 2170 | Rate Constraint in MTons | FALSE | L | Annual | Rate | lb/MWh | 0.61695 | 0.49705 | 0.49705 | 0.49705 | 0.49705 | 0.49705 | 0.49705
NSR Tucson Electric NOx Cap Annual - v4.0 | 1134 | 2170 | Rate Constraint in MTons | FALSE | L | Annual | Constraint Shadow Price | US2011$/Ton | 0 | 0 | 0 | 0 | 0 | 0 | 0
NSR TVA System - NOX Cap Annual v4.11 | 1135 | 2308 | Rate Constraint in MTons | FALSE | L | Annual | Seasons Included | Seasons | Winter, Summer | Winter, Summer | Winter, Summer | Winter, Summer | Winter, Summer | Winter, Summer | Winter, Summer
NSR TVA System - NOX Cap Annual v4.11 | 1135 | 2308 | Rate Constraint in MTons | FALSE | L | Annual | Standard | Thousand Tons | 70.667 | 52 | 52 | 52 | 52 | 52 | 52
NSR TVA System - NOX Cap Annual v4.11 | 1135 | 2308 | Rate Constraint in MTons | FALSE | L | Annual | Standard NOX | Thousand Tons | 70.667 | 52 | 52 | 52 | 52 | 52 | 52
NSR TVA System - NOX Cap Annual v4.11 | 1135 | 2308 | Rate Constraint in MTons | FALSE | L | Annual | Emissions at Affected Plants NOX | Thousand Tons | 29.9864 | 15.123 | 15.1095 | 14.5318 | 13.1571 | 13.1568 | 13.1568
NSR TVA System - NOX Cap Annual v4.11 | 1135 | 2308 | Rate Constraint in MTons | FALSE | L | Annual | Allowances Purchased NOX | Thousand Tons | 0 | 0 | 0 | 0 | 0 | 0 | 0
NSR TVA System - NOX Cap Annual v4.11 | 1135 | 2308 | Rate Constraint in MTons | FALSE | L | Annual | Allowances Sold NOX | Thousand Tons | 0 | 0 | 0 | 0 | 0 | 0 | 0
NSR TVA System - NOX Cap Annual v4.11 | 1135 | 2308 | Rate Constraint in MTons | FALSE | L | Annual | Allowances Banked | Thousand Tons | 0 | 0 | 0 | 0 | 0 | 0 | 0
NSR TVA System - NOX Cap Annual v4.11 | 1135 | 2308 | Rate Constraint in MTons | FALSE | L | Annual | Allowances Withdrawn (1:1) | Thousand Tons | 0 | 0 | 0 | 0 | 0 | 0 | 0
NSR TVA System - NOX Cap Annual v4.11 | 1135 | 2308 | Rate Constraint in MTons | FALSE | L | Annual | Allowances Withdrawn (n:1) | Thousand Tons | 0 | 0 | 0 | 0 | 0 | 0 | 0
NSR TVA System - NOX Cap Annual v4.11 | 1135 | 2308 | Rate Constraint in MTons | FALSE | L | Annual | Net Emissions Allowance Position | Thousand Tons | 29.9864 | 15.123 | 15.1095 | 14.5318 | 13.1571 | 13.1568 | 13.1568
NSR TVA System - NOX Cap Annual v4.11 | 1135 | 2308 | Rate Constraint in MTons | FALSE | L | Annual | Fuel Consumed | TBtu | 540.6492 | 386.605 | 386.3077 | 371.6692 | 334.5019 | 334.6912 | 334.6912
NSR TVA System - NOX Cap Annual v4.11 | 1135 | 2308 | Rate Constraint in MTons | FALSE | L | Annual | Rate | lb/MMBtu | 0.11093 | 0.078235 | 0.078225 | 0.078198 | 0.078667 | 0.078621 | 0.078621
NSR TVA System - NOX Cap Annual v4.11 | 1135 | 2308 | Rate Constraint in MTons | FALSE | L | Annual | Generation | TWh | 53.7724 | 38.6033 | 38.5731 | 38.6033 | 35.2098 | 35.2098 | 35.2098
NSR TVA System - NOX Cap Annual v4.11 | 1135 | 2308 | Rate Constraint in MTons | FALSE | L | Annual | Qualifying Generation | TWh | 53.7724 | 38.6033 | 38.5731 | 38.6033 | 35.2098 | 35.2098 | 35.2098
NSR TVA System - NOX Cap Annual v4.11 | 1135 | 2308 | Rate Constraint in MTons | FALSE | L | Annual | Rate | lb/MWh | 0.55765 | 0.39175 | 0.39171 | 0.37644 | 0.37368 | 0.37367 | 0.37367
NSR TVA System - NOX Cap Annual v4.11 | 1135 | 2308 | Rate Constraint in MTons | FALSE | L | Annual | Constraint Shadow Price | US2011$/Ton | 0 | 0 | 0 | 0 | 0 | 0 | 0
NSR TVA System - SO2 Cap Annual v4.11 | 1136 | 2307 | Rate Constraint in MTons | FALSE | L | Annual | Seasons Included | Seasons | Winter, Summer | Winter, Summer | Winter, Summer | Winter, Summer | Winter, Summer | Winter, Summer | Winter, Summer
NSR TVA System - SO2 Cap Annual v4.11 | 1136 | 2307 | Rate Constraint in MTons | FALSE | L | Annual | Standard | Thousand Tons | 175.626 | 121.699 | 100 | 100 | 100 | 100 | 100
NSR TVA System - SO2 Cap Annual v4.11 | 1136 | 2307 | Rate Constraint in MTons | FALSE | L | Annual | Standard SO2 | Thousand Tons | 175.626 | 121.699 | 100 | 100 | 100 | 100 | 100
NSR TVA System - SO2 Cap Annual v4.11 | 1136 | 2307 | Rate Constraint in MTons | FALSE | L | Annual | Emissions at Affected Plants SO2 | Thousand Tons | 65.2059 | 47.7663 | 47.8017 | 45.2124 | 33.966 | 33.4626 | 35.018
NSR TVA System - SO2 Cap Annual v4.11 | 1136 | 2307 | Rate Constraint in MTons | FALSE | L | Annual | Allowances Purchased SO2 | Thousand Tons | 0 | 0 | 0 | 0 | 0 | 0 | 0
NSR TVA System - SO2 Cap Annual v4.11 | 1136 | 2307 | Rate Constraint in MTons | FALSE | L | Annual | Allowances Sold SO2 | Thousand Tons | 0 | 0 | 0 | 0 | 0 | 0 | 0
NSR TVA System - SO2 Cap Annual v4.11 | 1136 | 2307 | Rate Constraint in MTons | FALSE | L | Annual | Allowances Banked | Thousand Tons | 0 | 0 | 0 | 0 | 0 | 0 | 0
NSR TVA System - SO2 Cap Annual v4.11 | 1136 | 2307 | Rate Constraint in MTons | FALSE | L | Annual | Allowances Withdrawn (1:1) | Thousand Tons | 0 | 0 | 0 | 0 | 0 | 0 | 0
NSR TVA System - SO2 Cap Annual v4.11 | 1136 | 2307 | Rate Constraint in MTons | FALSE | L | Annual | Allowances Withdrawn (n:1) | Thousand Tons | 0 | 0 | 0 | 0 | 0 | 0 | 0
NSR TVA System - SO2 Cap Annual v4.11 | 1136 | 2307 | Rate Constraint in MTons | FALSE | L | Annual | Net Emissions Allowance Position | Thousand Tons | 65.2059 | 47.7663 | 47.8017 | 45.2124 | 33.966 | 33.4626 | 35.018
NSR TVA System - SO2 Cap Annual v4.11 | 1136 | 2307 | Rate Constraint in MTons | FALSE | L | Annual | Fuel Consumed | TBtu | 540.6492 | 386.605 | 386.3077 | 371.6692 | 334.5019 | 334.6912 | 334.6912
NSR TVA System - SO2 Cap Annual v4.11 | 1136 | 2307 | Rate Constraint in MTons | FALSE | L | Annual | Rate | lb/MMBtu | 0.24121 | 0.24711 | 0.24748 | 0.24329 | 0.20308 | 0.19996 | 0.20926
NSR TVA System - SO2 Cap Annual v4.11 | 1136 | 2307 | Rate Constraint in MTons | FALSE | L | Annual | Generation | TWh | 53.7724 | 38.6033 | 38.5731 | 38.6033 | 35.2098 | 35.2098 | 35.2098
NSR TVA System - SO2 Cap Annual v4.11 | 1136 | 2307 | Rate Constraint in MTons | FALSE | L | Annual | Qualifying Generation | TWh | 53.7724 | 38.6033 | 38.5731 | 38.6033 | 35.2098 | 35.2098 | 35.2098
NSR TVA System - SO2 Cap Annual v4.11 | 1136 | 2307 | Rate Constraint in MTons | FALSE | L | Annual | Rate | lb/MWh | 1.2126 | 1.2374 | 1.2392 | 1.1712 | 0.96467 | 0.95038 | 0.99455
NSR TVA System - SO2 Cap Annual v4.11 | 1136 | 2307 | Rate Constraint in MTons | FALSE | L | Annual | Constraint Shadow Price | US2011$/Ton | 0 | 0 | 0 | 0 | 0 | 0 | 0
NSR W H Sammis 1-4 - NOX Rate Annual v3.1, Unit 5874 and retrofits | 1137 | 1942 | Rate Constraint in lbs/MMBtu | FALSE | L | Annual | Seasons Included | Seasons | Winter, Summer | Winter, Summer | Winter, Summer | Winter, Summer | Winter, Summer | Winter, Summer | Winter, Summer
NSR W H Sammis 1-4 - NOX Rate Annual v3.1, Unit 5874 and retrofits | 1137 | 1942 | Rate Constraint in lbs/MMBtu | FALSE | L | Annual | Standard | lb/MMBtu | 0.25 | 0.25 | 0.25 | 0.25 | 0.25 | 0.25 | 0.25
NSR W H Sammis 1-4 - NOX Rate Annual v3.1, Unit 5874 and retrofits | 1137 | 1942 | Rate Constraint in lbs/MMBtu | FALSE | L | Annual | Emissions at Affected Plants NOX | Thousand Tons | 1.5677 | 1.5677 | 1.5677 | 1.5876 | 1.2819 | 1.5003 | 1.3868
NSR W H Sammis 1-4 - NOX Rate Annual v3.1, Unit 5874 and retrofits | 1137 | 1942 | Rate Constraint in lbs/MMBtu | FALSE | L | Annual | Allowances Purchased NOX | Thousand Tons | 0 | 0 | 0 | 0 | 0 | 0 | 0
NSR W H Sammis 1-4 - NOX Rate Annual v3.1, Unit 5874 and retrofits | 1137 | 1942 | Rate Constraint in lbs/MMBtu | FALSE | L | Annual | Allowances Sold NOX | Thousand Tons | 0 | 0 | 0 | 0 | 0 | 0 | 0
NSR W H Sammis 1-4 - NOX Rate Annual v3.1, Unit 5874 and retrofits | 1137 | 1942 | Rate Constraint in lbs/MMBtu | FALSE | L | Annual | Allowances Banked | Thousand Tons | 0 | 0 | 0 | 0 | 0 | 0 | 0
NSR W H Sammis 1-4 - NOX Rate Annual v3.1, Unit 5874 and retrofits | 1137 | 1942 | Rate Constraint in lbs/MMBtu | FALSE | L | Annual | Allowances Withdrawn (1:1) | Thousand Tons | 0 | 0 | 0 | 0 | 0 | 0 | 0
NSR W H Sammis 1-4 - NOX Rate Annual v3.1, Unit 5874 and retrofits | 1137 | 1942 | Rate Constraint in lbs/MMBtu | FALSE | L | Annual | Allowances Withdrawn (n:1) | Thousand Tons | 0 | 0 | 0 | 0 | 0 | 0 | 0
NSR W H Sammis 1-4 - NOX Rate Annual v3.1, Unit 5874 and retrofits | 1137 | 1942 | Rate Constraint in lbs/MMBtu | FALSE | L | Annual | Net Emissions Allowance Position | Thousand Tons | 1.5677 | 1.5677 | 1.5677 | 1.5876 | 1.2819 | 1.5003 | 1.3868
NSR W H Sammis 1-4 - NOX Rate Annual v3.1, Unit 5874 and retrofits | 1137 | 1942 | Rate Constraint in lbs/MMBtu | FALSE | L | Annual | Fuel Consumed | TBtu | 13.4043 | 13.3872 | 13.3872 | 13.5577 | 10.9609 | 12.8279 | 11.8578
NSR W H Sammis 1-4 - NOX Rate Annual v3.1, Unit 5874 and retrofits | 1137 | 1942 | Rate Constraint in lbs/MMBtu | FALSE | L | Annual | Rate | lb/MMBtu | 0.2339 | 0.2342 | 0.2342 | 0.2342 | 0.2339 | 0.2339 | 0.2339
NSR W H Sammis 1-4 - NOX Rate Annual v3.1, Unit 5874 and retrofits | 1137 | 1942 | Rate Constraint in lbs/MMBtu | FALSE | L | Annual | Generation | TWh | 1.2663 | 1.2663 | 1.2663 | 1.3401 | 1.082 | 1.2663 | 1.1705
NSR W H Sammis 1-4 - NOX Rate Annual v3.1, Unit 5874 and retrofits | 1137 | 1942 | Rate Constraint in lbs/MMBtu | FALSE | L | Annual | Qualifying Generation | TWh | 1.2663 | 1.2663 | 1.2663 | 1.3401 | 1.082 | 1.2663 | 1.1705
NSR W H Sammis 1-4 - NOX Rate Annual v3.1, Unit 5874 and retrofits | 1137 | 1942 | Rate Constraint in lbs/MMBtu | FALSE | L | Annual | Rate | lb/MWh | 1.238 | 1.238 | 1.238 | 1.1847 | 1.1847 | 1.1847 | 1.1847
NSR W H Sammis 1-4 - NOX Rate Annual v3.1, Unit 5874 and retrofits | 1137 | 1942 | Rate Constraint in lbs/MMBtu | FALSE | L | Annual | Constraint Shadow Price | US2011$/Ton | 0 | 0 | 0 | 0 | 0 | 0 | 0
NSR W H Sammis 1-4 - NOX Rate Annual v3.1, Unit 5875 and retrofits | 1138 | 1942 | Rate Constraint in lbs/MMBtu | FALSE | L | Annual | Seasons Included | Seasons | Winter, Summer | Winter, Summer | Winter, Summer | Winter, Summer | Winter, Summer | Winter, Summer | Winter, Summer
NSR W H Sammis 1-4 - NOX Rate Annual v3.1, Unit 5875 and retrofits | 1138 | 1942 | Rate Constraint in lbs/MMBtu | FALSE | L | Annual | Standard | lb/MMBtu | 0.25 | 0.25 | 0.25 | 0.25 | 0.25 | 0.25 | 0.25
NSR W H Sammis 1-4 - NOX Rate Annual v3.1, Unit 5875 and retrofits | 1138 | 1942 | Rate Constraint in lbs/MMBtu | FALSE | L | Annual | Emissions at Affected Plants NOX | Thousand Tons | 1.4471 | 1.5655 | 1.5655 | 1.5854 | 1.2801 | 1.4981 | 1.3849
NSR W H Sammis 1-4 - NOX Rate Annual v3.1, Unit 5875 and retrofits | 1138 | 1942 | Rate Constraint in lbs/MMBtu | FALSE | L | Annual | Allowances Purchased NOX | Thousand Tons | 0 | 0 | 0 | 0 | 0 | 0 | 0
NSR W H Sammis 1-4 - NOX Rate Annual v3.1, Unit 5875 and retrofits | 1138 | 1942 | Rate Constraint in lbs/MMBtu | FALSE | L | Annual | Allowances Sold NOX | Thousand Tons | 0 | 0 | 0 | 0 | 0 | 0 | 0
NSR W H Sammis 1-4 - NOX Rate Annual v3.1, Unit 5875 and retrofits | 1138 | 1942 | Rate Constraint in lbs/MMBtu | FALSE | L | Annual | Allowances Banked | Thousand Tons | 0 | 0 | 0 | 0 | 0 | 0 | 0
NSR W H Sammis 1-4 - NOX Rate Annual v3.1, Unit 5875 and retrofits | 1138 | 1942 | Rate Constraint in lbs/MMBtu | FALSE | L | Annual | Allowances Withdrawn (1:1) | Thousand Tons | 0 | 0 | 0 | 0 | 0 | 0 | 0
NSR W H Sammis 1-4 - NOX Rate Annual v3.1, Unit 5875 and retrofits | 1138 | 1942 | Rate Constraint in lbs/MMBtu | FALSE | L | Annual | Allowances Withdrawn (n:1) | Thousand Tons | 0 | 0 | 0 | 0 | 0 | 0 | 0
NSR W H Sammis 1-4 - NOX Rate Annual v3.1, Unit 5875 and retrofits | 1138 | 1942 | Rate Constraint in lbs/MMBtu | FALSE | L | Annual | Net Emissions Allowance Position | Thousand Tons | 1.4471 | 1.5655 | 1.5655 | 1.5854 | 1.2801 | 1.4981 | 1.3849
NSR W H Sammis 1-4 - NOX Rate Annual v3.1, Unit 5875 and retrofits | 1138 | 1942 | Rate Constraint in lbs/MMBtu | FALSE | L | Annual | Fuel Consumed | TBtu | 12.4426 | 13.4434 | 13.4434 | 13.6146 | 11.0069 | 12.8817 | 11.9075
NSR W H Sammis 1-4 - NOX Rate Annual v3.1, Unit 5875 and retrofits | 1138 | 1942 | Rate Constraint in lbs/MMBtu | FALSE | L | Annual | Rate | lb/MMBtu | 0.2326 | 0.2329 | 0.2329 | 0.2329 | 0.2326 | 0.2326 | 0.2326
NSR W H Sammis 1-4 - NOX Rate Annual v3.1, Unit 5875 and retrofits | 1138 | 1942 | Rate Constraint in lbs/MMBtu | FALSE | L | Annual | Generation | TWh | 1.1705 | 1.2663 | 1.2663 | 1.3401 | 1.082 | 1.2663 | 1.1705
NSR W H Sammis 1-4 - NOX Rate Annual v3.1, Unit 5875 and retrofits | 1138 | 1942 | Rate Constraint in lbs/MMBtu | FALSE | L | Annual | Qualifying Generation | TWh | 1.1705 | 1.2663 | 1.2663 | 1.3401 | 1.082 | 1.2663 | 1.1705
NSR W H Sammis 1-4 - NOX Rate Annual v3.1, Unit 5875 and retrofits | 1138 | 1942 | Rate Constraint in lbs/MMBtu | FALSE | L | Annual | Rate | lb/MWh | 1.2362 | 1.2362 | 1.2362 | 1.1831 | 1.1831 | 1.1831 | 1.1831
NSR W H Sammis 1-4 - NOX Rate Annual v3.1, Unit 5875 and retrofits | 1138 | 1942 | Rate Constraint in lbs/MMBtu | FALSE | L | Annual | Constraint Shadow Price | US2011$/Ton | 0 | 0 | 0 | 0 | 0 | 0 | 0
NSR W H Sammis 1-4 - NOX Rate Annual v3.1, Unit 5876 and retrofits | 1139 | 1942 | Rate Constraint in lbs/MMBtu | FALSE | L | Annual | Seasons Included | Seasons | Winter, Summer | Winter, Summer | Winter, Summer | Winter, Summer | Winter, Summer | Winter, Summer | Winter, Summer
NSR W H Sammis 1-4 - NOX Rate Annual v3.1, Unit 5876 and retrofits | 1139 | 1942 | Rate Constraint in lbs/MMBtu | FALSE | L | Annual | Standard | lb/MMBtu | 0.25 | 0.25 | 0.25 | 0.25 | 0.25 | 0.25 | 0.25
NSR W H Sammis 1-4 - NOX Rate Annual v3.1, Unit 5876 and retrofits | 1139 | 1942 | Rate Constraint in lbs/MMBtu | FALSE | L | Annual | Emissions at Affected Plants NOX | Thousand Tons | 1.4634 | 1.5831 | 1.5831 | 1.6032 | 1.2945 | 1.515 | 1.4004
NSR W H Sammis 1-4 - NOX Rate Annual v3.1, Unit 5876 and retrofits | 1139 | 1942 | Rate Constraint in lbs/MMBtu | FALSE | L | Annual | Allowances Purchased NOX | Thousand Tons | 0 | 0 | 0 | 0 | 0 | 0 | 0
NSR W H Sammis 1-4 - NOX Rate Annual v3.1, Unit 5876 and retrofits | 1139 | 1942 | Rate Constraint in lbs/MMBtu | FALSE | L | Annual | Allowances Sold NOX | Thousand Tons | 0 | 0 | 0 | 0 | 0 | 0 | 0
NSR W H Sammis 1-4 - NOX Rate Annual v3.1, Unit 5876 and retrofits | 1139 | 1942 | Rate Constraint in lbs/MMBtu | FALSE | L | Annual | Allowances Banked | Thousand Tons | 0 | 0 | 0 | 0 | 0 | 0 | 0
NSR W H Sammis 1-4 - NOX Rate Annual v3.1, Unit 5876 and retrofits | 1139 | 1942 | Rate Constraint in lbs/MMBtu | FALSE | L | Annual | Allowances Withdrawn (1:1) | Thousand Tons | 0 | 0 | 0 | 0 | 0 | 0 | 0
NSR W H Sammis 1-4 - NOX Rate Annual v3.1, Unit 5876 and retrofits | 1139 | 1942 | Rate Constraint in lbs/MMBtu | FALSE | L | Annual | Allowances Withdrawn (n:1) | Thousand Tons | 0 | 0 | 0 | 0 | 0 | 0 | 0
NSR W H Sammis 1-4 - NOX Rate Annual v3.1, Unit 5876 and retrofits | 1139 | 1942 | Rate Constraint in lbs/MMBtu | FALSE | L | Annual | Net Emissions Allowance Position | Thousand Tons | 1.4634 | 1.5831 | 1.5831 | 1.6032 | 1.2945 | 1.515 | 1.4004
NSR W H Sammis 1-4 - NOX Rate Annual v3.1, Unit 5876 and retrofits | 1139 | 1942 | Rate Constraint in lbs/MMBtu | FALSE | L | Annual | Fuel Consumed | TBtu | 12.4553 | 13.4571 | 13.4571 | 13.6285 | 11.0182 | 12.8949 | 11.9197
NSR W H Sammis 1-4 - NOX Rate Annual v3.1, Unit 5876 and retrofits | 1139 | 1942 | Rate Constraint in lbs/MMBtu | FALSE | L | Annual | Rate | lb/MMBtu | 0.23498 | 0.23528 | 0.23528 | 0.23528 | 0.23498 | 0.23498 | 0.23498
NSR W H Sammis 1-4 - NOX Rate Annual v3.1, Unit 5876 and retrofits | 1139 | 1942 | Rate Constraint in lbs/MMBtu | FALSE | L | Annual | Generation | TWh | 1.1705 | 1.2663 | 1.2663 | 1.3401 | 1.082 | 1.2663 | 1.1705
NSR W H Sammis 1-4 - NOX Rate Annual v3.1, Unit 5876 and retrofits | 1139 | 1942 | Rate Constraint in lbs/MMBtu | FALSE | L | Annual | Qualifying Generation | TWh | 1.1705 | 1.2663 | 1.2663 | 1.3401 | 1.082 | 1.2663 | 1.1705
NSR W H Sammis 1-4 - NOX Rate Annual v3.1, Unit 5876 and retrofits | 1139 | 1942 | Rate Constraint in lbs/MMBtu | FALSE | L | Annual | Rate | lb/MWh | 1.2501 | 1.2501 | 1.2501 | 1.1964 | 1.1964 | 1.1964 | 1.1964
NSR W H Sammis 1-4 - NOX Rate Annual v3.1, Unit 5876 and retrofits | 1139 | 1942 | Rate Constraint in lbs/MMBtu | FALSE | L | Annual | Constraint Shadow Price | US2011$/Ton | 0 | 0 | 0 | 0 | 0 | 0 | 0
NSR W H Sammis 1-4 - NOX Rate Annual v3.1, Unit 5877 and retrofits | 1140 | 1942 | Rate Constraint in lbs/MMBtu | FALSE | L | Annual | Seasons Included | Seasons | Winter, Summer | Winter, Summer | Winter, Summer | Winter, Summer | Winter, Summer | Winter, Summer | Winter, Summer
NSR W H Sammis 1-4 - NOX Rate Annual v3.1, Unit 5877 and retrofits | 1140 | 1942 | Rate Constraint in lbs/MMBtu | FALSE | L | Annual | Standard | lb/MMBtu | 0.25 | 0.25 | 0.25 | 0.25 | 0.25 | 0.25 | 0.25
NSR W H Sammis 1-4 - NOX Rate Annual v3.1, Unit 5877 and retrofits | 1140 | 1942 | Rate Constraint in lbs/MMBtu | FALSE | L | Annual | Emissions at Affected Plants NOX | Thousand Tons | 1.5621 | 1.5621 | 1.5621 | 1.582 | 1.3819 | 1.495 | 1.3819
NSR W H Sammis 1-4 - NOX Rate Annual v3.1, Unit 5877 and retrofits | 1140 | 1942 | Rate Constraint in lbs/MMBtu | FALSE | L | Annual | Allowances Purchased NOX | Thousand Tons | 0 | 0 | 0 | 0 | 0 | 0 | 0
NSR W H Sammis 1-4 - NOX Rate Annual v3.1, Unit 5877 and retrofits | 1140 | 1942 | Rate Constraint in lbs/MMBtu | FALSE | L | Annual | Allowances Sold NOX | Thousand Tons | 0 | 0 | 0 | 0 | 0 | 0 | 0
NSR W H Sammis 1-4 - NOX Rate Annual v3.1, Unit 5877 and retrofits | 1140 | 1942 | Rate Constraint in lbs/MMBtu | FALSE | L | Annual | Allowances Banked | Thousand Tons | 0 | 0 | 0 | 0 | 0 | 0 | 0
NSR W H Sammis 1-4 - NOX Rate Annual v3.1, Unit 5877 and retrofits | 1140 | 1942 | Rate Constraint in lbs/MMBtu | FALSE | L | Annual | Allowances Withdrawn (1:1) | Thousand Tons | 0 | 0 | 0 | 0 | 0 | 0 | 0
NSR W H Sammis 1-4 - NOX Rate Annual v3.1, Unit 5877 and retrofits | 1140 | 1942 | Rate Constraint in lbs/MMBtu | FALSE | L | Annual | Allowances Withdrawn (n:1) | Thousand Tons | 0 | 0 | 0 | 0 | 0 | 0 | 0
NSR W H Sammis 1-4 - NOX Rate Annual v3.1, Unit 5877 and retrofits | 1140 | 1942 | Rate Constraint in lbs/MMBtu | FALSE | L | Annual | Net Emissions Allowance Position | Thousand Tons | 1.5621 | 1.5621 | 1.5621 | 1.582 | 1.3819 | 1.495 | 1.3819
NSR W H Sammis 1-4 - NOX Rate Annual v3.1, Unit 5877 and retrofits | 1140 | 1942 | Rate Constraint in lbs/MMBtu | FALSE | L | Annual | Fuel Consumed | TBtu | 13.2667 | 13.2498 | 13.2498 | 13.4357 | 11.7361 | 12.6962 | 11.7361
NSR W H Sammis 1-4 - NOX Rate Annual v3.1, Unit 5877 and retrofits | 1140 | 1942 | Rate Constraint in lbs/MMBtu | FALSE | L | Annual | Rate | lb/MMBtu | 0.2355 | 0.2358 | 0.2358 | 0.2355 | 0.2355 | 0.2355 | 0.2355
NSR W H Sammis 1-4 - NOX Rate Annual v3.1, Unit 5877 and retrofits | 1140 | 1942 | Rate Constraint in lbs/MMBtu | FALSE | L | Annual | Generation | TWh | 1.2663 | 1.2663 | 1.2663 | 1.3401 | 1.1705 | 1.2663 | 1.1705
NSR W H Sammis 1-4 - NOX Rate Annual v3.1, Unit 5877 and retrofits | 1140 | 1942 | Rate Constraint in lbs/MMBtu | FALSE | L | Annual | Qualifying Generation | TWh | 1.2663 | 1.2663 | 1.2663 | 1.3401 | 1.1705 | 1.2663 | 1.1705
NSR W H Sammis 1-4 - NOX Rate Annual v3.1, Unit 5877 and retrofits | 1140 | 1942 | Rate Constraint in lbs/MMBtu | FALSE | L | Annual | Rate | lb/MWh | 1.2336 | 1.2336 | 1.2336 | 1.1806 | 1.1806 | 1.1806 | 1.1806
NSR W H Sammis 1-4 - NOX Rate Annual v3.1, Unit 5877 and retrofits | 1140 | 1942 | Rate Constraint in lbs/MMBtu | FALSE | L | Annual | Constraint Shadow Price | US2011$/Ton | 0 | 0 | 0 | 0 | 0 | 0 | 0
NSR W H Sammis 1-5 - SO2 Rate Annual v3.1, Unit 5874 and retrofits | 1141 | 1877 | Rate Constraint in lbs/MMBtu | FALSE | L | Annual | Seasons Included | Seasons | Winter, Summer | Winter, Summer | Winter, Summer | Winter, Summer | Winter, Summer | Winter, Summer | Winter, Summer
NSR W H Sammis 1-5 - SO2 Rate Annual v3.1, Unit 5874 and retrofits | 1141 | 1877 | Rate Constraint in lbs/MMBtu | FALSE | L | Annual | Standard | lb/MMBtu | 1.1 | 1.1 | 1.1 | 1.1 | 1.1 | 1.1 | 1.1
NSR W H Sammis 1-5 - SO2 Rate Annual v3.1, Unit 5874 and retrofits | 1141 | 1877 | Rate Constraint in lbs/MMBtu | FALSE | L | Annual | Emissions at Affected Plants SO2 | Thousand Tons | 0.40162 | 0.81528 | 0.81528 | 0.82566 | 0.32841 | 0.7718 | 0.4923
NSR W H Sammis 1-5 - SO2 Rate Annual v3.1, Unit 5874 and retrofits | 1141 | 1877 | Rate Constraint in lbs/MMBtu | FALSE | L | Annual | Allowances Purchased SO2 | Thousand Tons | 0 | 0 | 0 | 0 | 0 | 0 | 0
NSR W H Sammis 1-5 - SO2 Rate Annual v3.1, Unit 5874 and retrofits | 1141 | 1877 | Rate Constraint in lbs/MMBtu | FALSE | L | Annual | Allowances Sold SO2 | Thousand Tons | 0 | 0 | 0 | 0 | 0 | 0 | 0
NSR W H Sammis 1-5 - SO2 Rate Annual v3.1, Unit 5874 and retrofits | 1141 | 1877 | Rate Constraint in lbs/MMBtu | FALSE | L | Annual | Allowances Banked | Thousand Tons | 0 | 0 | 0 | 0 | 0 | 0 | 0
NSR W H Sammis 1-5 - SO2 Rate Annual v3.1, Unit 5874 and retrofits | 1141 | 1877 | Rate Constraint in lbs/MMBtu | FALSE | L | Annual | Allowances Withdrawn (1:1) | Thousand Tons | 0 | 0 | 0 | 0 | 0 | 0 | 0
NSR W H Sammis 1-5 - SO2 Rate Annual v3.1, Unit 5874 and retrofits | 1141 | 1877 | Rate Constraint in lbs/MMBtu | FALSE | L | Annual | Allowances Withdrawn (n:1) | Thousand Tons | 0 | 0 | 0 | 0 | 0 | 0 | 0
NSR W H Sammis 1-5 - SO2 Rate Annual v3.1, Unit 5874 and retrofits | 1141 | 1877 | Rate Constraint in lbs/MMBtu | FALSE | L | Annual | Net Emissions Allowance Position | Thousand Tons | 0.40162 | 0.81528 | 0.81528 | 0.82566 | 0.32841 | 0.7718 | 0.4923
NSR W H Sammis 1-5 - SO2 Rate Annual v3.1, Unit 5874 and retrofits | 1141 | 1877 | Rate Constraint in lbs/MMBtu | FALSE | L | Annual | Fuel Consumed | TBtu | 13.4043 | 13.3872 | 13.3872 | 13.5577 | 10.9609 | 12.8279 | 11.8578
NSR W H Sammis 1-5 - SO2 Rate Annual v3.1, Unit 5874 and retrofits | 1141 | 1877 | Rate Constraint in lbs/MMBtu | FALSE | L | Annual | Rate | lb/MMBtu | 0.059924 | 0.1218 | 0.1218 | 0.1218 | 0.059924 | 0.12033 | 0.083034
NSR W H Sammis 1-5 - SO2 Rate Annual v3.1, Unit 5874 and retrofits | 1141 | 1877 | Rate Constraint in lbs/MMBtu | FALSE | L | Annual | Generation | TWh | 1.2663 | 1.2663 | 1.2663 | 1.3401 | 1.082 | 1.2663 | 1.1705
NSR W H Sammis 1-5 - SO2 Rate Annual v3.1, Unit 5874 and retrofits | 1141 | 1877 | Rate Constraint in lbs/MMBtu | FALSE | L | Annual | Qualifying Generation | TWh | 1.2663 | 1.2663 | 1.2663 | 1.3401 | 1.082 | 1.2663 | 1.1705
NSR W H Sammis 1-5 - SO2 Rate Annual v3.1, Unit 5874 and retrofits | 1141 | 1877 | Rate Constraint in lbs/MMBtu | FALSE | L | Annual | Rate | lb/MWh | 0.31715 | 0.64382 | 0.64382 | 0.61614 | 0.30352 | 0.60949 | 0.42057
NSR W H Sammis 1-5 - SO2 Rate Annual v3.1, Unit 5874 and retrofits | 1141 | 1877 | Rate Constraint in lbs/MMBtu | FALSE | L | Annual | Constraint Shadow Price | US2011$/Ton | 0 | 0 | 0 | 0 | 0 | 0 | 0
NSR W H Sammis 1-5 - SO2 Rate Annual v3.1, Unit 5875 and retrofits | 1142 | 1877 | Rate Constraint in lbs/MMBtu | FALSE | L | Annual | Seasons Included | Seasons | Winter, Summer | Winter, Summer | Winter, Summer | Winter, Summer | Winter, Summer | Winter, Summer | Winter, Summer
NSR W H Sammis 1-5 - SO2 Rate Annual v3.1, Unit 5875 and retrofits | 1142 | 1877 | Rate Constraint in lbs/MMBtu | FALSE | L | Annual | Standard | lb/MMBtu | 1.1 | 1.1 | 1.1 | 1.1 | 1.1 | 1.1 | 1.1
NSR W H Sammis 1-5 - SO2 Rate Annual v3.1, Unit 5875 and retrofits | 1142 | 1877 | Rate Constraint in lbs/MMBtu | FALSE | L | Annual | Emissions at Affected Plants SO2 | Thousand Tons | 0.3728 | 0.8187 | 0.8187 | 0.82913 | 0.32979 | 0.77504 | 0.66248
NSR W H Sammis 1-5 - SO2 Rate Annual v3.1, Unit 5875 and retrofits | 1142 | 1877 | Rate Constraint in lbs/MMBtu | FALSE | L | Annual | Allowances Purchased SO2 | Thousand Tons | 0 | 0 | 0 | 0 | 0 | 0 | 0
NSR W H Sammis 1-5 - SO2 Rate Annual v3.1, Unit 5875 and retrofits | 1142 | 1877 | Rate Constraint in lbs/MMBtu | FALSE | L | Annual | Allowances Sold SO2 | Thousand Tons | 0 | 0 | 0 | 0 | 0 | 0 | 0
NSR W H Sammis 1-5 - SO2 Rate Annual v3.1, Unit 5875 and retrofits | 1142 | 1877 | Rate Constraint in lbs/MMBtu | FALSE | L | Annual | Allowances Banked | Thousand Tons | 0 | 0 | 0 | 0 | 0 | 0 | 0
NSR W H Sammis 1-5 - SO2 Rate Annual v3.1, Unit 5875 and retrofits | 1142 | 1877 | Rate Constraint in lbs/MMBtu | FALSE | L | Annual | Allowances Withdrawn (1:1) | Thousand Tons | 0 | 0 | 0 | 0 | 0 | 0 | 0
NSR W H Sammis 1-5 - SO2 Rate Annual v3.1, Unit 5875 and retrofits | 1142 | 1877 | Rate Constraint in lbs/MMBtu | FALSE | L | Annual | Allowances Withdrawn (n:1) | Thousand Tons | 0 | 0 | 0 | 0 | 0 | 0 | 0
NSR W H Sammis 1-5 - SO2 Rate Annual v3.1, Unit 5875 and retrofits | 1142 | 1877 | Rate Constraint in lbs/MMBtu | FALSE | L | Annual | Net Emissions Allowance Position | Thousand Tons | 0.3728 | 0.8187 | 0.8187 | 0.82913 | 0.32979 | 0.77504 | 0.66248
NSR W H Sammis 1-5 - SO2 Rate Annual v3.1, Unit 5875 and retrofits | 1142 | 1877 | Rate Constraint in lbs/MMBtu | FALSE | L | Annual | Fuel Consumed | TBtu | 12.4426 | 13.4434 | 13.4434 | 13.6146 | 11.0069 | 12.8817 | 11.9075
NSR W H Sammis 1-5 - SO2 Rate Annual v3.1, Unit 5875 and retrofits | 1142 | 1877 | Rate Constraint in lbs/MMBtu | FALSE | L | Annual | Rate | lb/MMBtu | 0.059924 | 0.1218 | 0.1218 | 0.1218 | 0.059924 | 0.12033 | 0.11127
NSR W H Sammis 1-5 - SO2 Rate Annual v3.1, Unit 5875 and retrofits | 1142 | 1877 | Rate Constraint in lbs/MMBtu | FALSE | L | Annual | Generation | TWh | 1.1705 | 1.2663 | 1.2663 | 1.3401 | 1.082 | 1.2663 | 1.1705
NSR W H Sammis 1-5 - SO2 Rate Annual v3.1, Unit 5875 and retrofits | 1142 | 1877 | Rate Constraint in lbs/MMBtu | FALSE | L | Annual | Qualifying Generation | TWh | 1.1705 | 1.2663 | 1.2663 | 1.3401 | 1.082 | 1.2663 | 1.1705
NSR W H Sammis 1-5 - SO2 Rate Annual v3.1, Unit 5875 and retrofits | 1142 | 1877 | Rate Constraint in lbs/MMBtu | FALSE | L | Annual | Rate | lb/MWh | 0.31848 | 0.64652 | 0.64652 | 0.61872 | 0.30479 | 0.61204 | 0.56595
NSR W H Sammis 1-5 - SO2 Rate Annual v3.1, Unit 5875 and retrofits | 1142 | 1877 | Rate Constraint in lbs/MMBtu | FALSE | L | Annual | Constraint Shadow Price | US2011$/Ton | 0 | 0 | 0 | 0 | 0 | 0 | 0
NSR W H Sammis 1-5 - SO2 Rate Annual v3.1, Unit 5876 and retrofits | 1143 | 1877 | Rate Constraint in lbs/MMBtu | FALSE | L | Annual | Seasons Included | Seasons | Winter, Summer | Winter, Summer | Winter, Summer | Winter, Summer | Winter, Summer | Winter, Summer | Winter, Summer
NSR W H Sammis 1-5 - SO2 Rate Annual v3.1, Unit 5876 and retrofits | 1143 | 1877 | Rate Constraint in lbs/MMBtu | FALSE | L | Annual | Standard | lb/MMBtu | 1.1 | 1.1 | 1.1 | 1.1 | 1.1 | 1.1 | 1.1
NSR W H Sammis 1-5 - SO2 Rate Annual v3.1, Unit 5876 and retrofits | 1143 | 1877 | Rate Constraint in lbs/MMBtu | FALSE | L | Annual | Emissions at Affected Plants SO2 | Thousand Tons | 0.37318 | 0.81954 | 0.81954 | 0.82998 | 0.33012 | 0.77583 | 0.64763
NSR W H Sammis 1-5 - SO2 Rate Annual v3.1, Unit 5876 and retrofits | 1143 | 1877 | Rate Constraint in lbs/MMBtu | FALSE | L | Annual | Allowances Purchased SO2 | Thousand Tons | 0 | 0 | 0 | 0 | 0 | 0 | 0
NSR W H Sammis 1-5 - SO2 Rate Annual v3.1, Unit 5876 and retrofits | 1143 | 1877 | Rate Constraint in lbs/MMBtu | FALSE | L | Annual | Allowances Sold SO2 | Thousand Tons | 0 | 0 | 0 | 0 | 0 | 0 | 0
NSR W H Sammis 1-5 - SO2 Rate Annual v3.1, Unit 5876 and retrofits | 1143 | 1877 | Rate Constraint in lbs/MMBtu | FALSE | L | Annual | Allowances Banked | Thousand Tons | 0 | 0 | 0 | 0 | 0 | 0 | 0
NSR W H Sammis 1-5 - SO2 Rate Annual v3.1, Unit 5876 and retrofits | 1143 | 1877 | Rate Constraint in lbs/MMBtu | FALSE | L | Annual | Allowances Withdrawn (1:1) | Thousand Tons | 0 | 0 | 0 | 0 | 0 | 0 | 0
NSR W H Sammis 1-5 - SO2 Rate Annual v3.1, Unit 5876 and retrofits | 1143 | 1877 | Rate Constraint in lbs/MMBtu | FALSE | L | Annual | Allowances Withdrawn (n:1) | Thousand Tons | 0 | 0 | 0 | 0 | 0 | 0 | 0
NSR W H Sammis 1-5 - SO2 Rate Annual v3.1, Unit 5876 and retrofits | 1143 | 1877 | Rate Constraint in lbs/MMBtu | FALSE | L | Annual | Net Emissions Allowance Position | Thousand Tons | 0.37318 | 0.81954 | 0.81954 | 0.82998 | 0.33012 | 0.77583 | 0.64763
NSR W H Sammis 1-5 - SO2 Rate Annual v3.1, Unit 5876 and retrofits | 1143 | 1877 | Rate Constraint in lbs/MMBtu | FALSE | L | Annual | Fuel Consumed | TBtu | 12.4553 | 13.4571 | 13.4571 | 13.6285 | 11.0182 | 12.8949 | 11.9197
NSR W H Sammis 1-5 - SO2 Rate Annual v3.1, Unit 5876 and retrofits | 1143 | 1877 | Rate Constraint in lbs/MMBtu | FALSE | L | Annual | Rate | lb/MMBtu | 0.059924 | 0.1218 | 0.1218 | 0.1218 | 0.059924 | 0.12033 | 0.10867
NSR W H Sammis 1-5 - SO2 Rate Annual v3.1, Unit 5876 and retrofits | 1143 | 1877 | Rate Constraint in lbs/MMBtu | FALSE | L | Annual | Generation | TWh | 1.1705 | 1.2663 | 1.2663 | 1.3401 | 1.082 | 1.2663 | 1.1705
NSR W H Sammis 1-5 - SO2 Rate Annual v3.1, Unit 5876 and retrofits | 1143 | 1877 | Rate Constraint in lbs/MMBtu | FALSE | L | Annual | Qualifying Generation | TWh | 1.1705 | 1.2663 | 1.2663 | 1.3401 | 1.082 | 1.2663 | 1.1705
NSR W H Sammis 1-5 - SO2 Rate Annual v3.1, Unit 5876 and retrofits | 1143 | 1877 | Rate Constraint in lbs/MMBtu | FALSE | L | Annual | Rate | lb/MWh | 0.31881 | 0.64718 | 0.64718 | 0.61936 | 0.3051 | 0.61267 | 0.55327
NSR W H Sammis 1-5 - SO2 Rate Annual v3.1, Unit 5876 and retrofits | 1143 | 1877 | Rate Constraint in lbs/MMBtu | FALSE | L | Annual | Constraint Shadow Price | US2011$/Ton | 0 | 0 | 0 | 0 | 0 | 0 | 0
NSR W H Sammis 1-5 - SO2 Rate Annual v3.1, Unit 5877 and retrofits | 1144 | 1877 | Rate Constraint in lbs/MMBtu | FALSE | L | Annual | Seasons Included | Seasons | Winter, Summer | Winter, Summer | Winter, Summer | Winter, Summer | Winter, Summer | Winter, Summer | Winter, Summer
NSR W H Sammis 1-5 - SO2 Rate Annual v3.1, Unit 5877 and retrofits | 1144 | 1877 | Rate Constraint in lbs/MMBtu | FALSE | L | Annual | Standard | lb/MMBtu | 1.1 | 1.1 | 1.1 | 1.1 | 1.1 | 1.1 | 1.1
NSR W H Sammis 1-5 - SO2 Rate Annual v3.1, Unit 5877 and retrofits | 1144 | 1877 | Rate Constraint in lbs/MMBtu | FALSE | L | Annual | Emissions at Affected Plants SO2 | Thousand Tons | 0.39749 | 0.80691 | 0.80691 | 0.80837 | 0.35163 | 0.76388 | 0.64305
NSR W H Sammis 1-5 - SO2 Rate Annual v3.1, Unit 5877 and retrofits | 1144 | 1877 | Rate Constraint in lbs/MMBtu | FALSE | L | Annual | Allowances Purchased SO2 | Thousand Tons | 0 | 0 | 0 | 0 | 0 | 0 | 0
NSR W H Sammis 1-5 - SO2 Rate Annual v3.1, Unit 5877 and retrofits | 1144 | 1877 | Rate Constraint in lbs/MMBtu | FALSE | L | Annual | Allowances Sold SO2 | Thousand Tons | 0 | 0 | 0 | 0 | 0 | 0 | 0
NSR W H Sammis 1-5 - SO2 Rate Annual v3.1, Unit 5877 and retrofits | 1144 | 1877 | Rate Constraint in lbs/MMBtu | FALSE | L | Annual | Allowances Banked | Thousand Tons | 0 | 0 | 0 | 0 | 0 | 0 | 0
NSR W H Sammis 1-5 - SO2 Rate Annual v3.1, Unit 5877 and retrofits | 1144 | 1877 | Rate Constraint in lbs/MMBtu | FALSE | L | Annual | Allowances Withdrawn (1:1) | Thousand Tons | 0 | 0 | 0 | 0 | 0 | 0 | 0
NSR W H Sammis 1-5 - SO2 Rate Annual v3.1, Unit 5877 and retrofits | 1144 | 1877 | Rate Constraint in lbs/MMBtu | FALSE | L | Annual | Allowances Withdrawn (n:1) | Thousand Tons | 0 | 0 | 0 | 0 | 0 | 0 | 0
NSR W H Sammis 1-5 - SO2 Rate Annual v3.1, Unit 5877 and retrofits | 1144 | 1877 | Rate Constraint in lbs/MMBtu | FALSE | L | Annual | Net Emissions Allowance Position | Thousand Tons | 0.39749 | 0.80691 | 0.80691 | 0.80837 | 0.35163 | 0.76388 | 0.64305
NSR W H Sammis 1-5 - SO2 Rate Annual v3.1, Unit 5877 and retrofits | 1144 | 1877 | Rate Constraint in lbs/MMBtu | FALSE | L | Annual | Fuel Consumed | TBtu | 13.2667 | 13.2498 | 13.2498 | 13.4357 | 11.7361 | 12.6962 | 11.7361
NSR W H Sammis 1-5 - SO2 Rate Annual v3.1, Unit 5877 and retrofits | 1144 | 1877 | Rate Constraint in lbs/MMBtu | FALSE | L | Annual | Rate | lb/MMBtu | 0.059924 | 0.1218 | 0.1218 | 0.12033 | 0.059924 | 0.12033 | 0.10959
NSR W H Sammis 1-5 - SO2 Rate Annual v3.1, Unit 5877 and retrofits | 1144 | 1877 | Rate Constraint in lbs/MMBtu | FALSE | L | Annual | Generation | TWh | 1.2663 | 1.2663 | 1.2663 | 1.3401 | 1.1705 | 1.2663 | 1.1705
NSR W H Sammis 1-5 - SO2 Rate Annual v3.1, Unit 5877 and retrofits | 1144 | 1877 | Rate Constraint in lbs/MMBtu | FALSE | L | Annual | Qualifying Generation | TWh | 1.2663 | 1.2663 | 1.2663 | 1.3401 | 1.1705 | 1.2663 | 1.1705
NSR W H Sammis 1-5 - SO2 Rate Annual v3.1, Unit 5877 and retrofits | 1144 | 1877 | Rate Constraint in lbs/MMBtu | FALSE | L | Annual | Rate | lb/MWh | 0.3139 | 0.63721 | 0.63721 | 0.60323 | 0.3004 | 0.60323 | 0.54936
NSR W H Sammis 1-5 - SO2 Rate Annual v3.1, Unit 5877 and retrofits | 1144 | 1877 | Rate Constraint in lbs/MMBtu | FALSE | L | Annual | Constraint Shadow Price | US2011$/Ton | 0 | 0 | 0 | 0 | 0 | 0 | 0
NSR W H Sammis 1-5 - SO2 Rate Annual v3.1, Unit 5878 and retrofits | 1145 | 1877 | Rate Constraint in lbs/MMBtu | FALSE | L | Annual | Seasons Included | Seasons | Winter, Summer | Winter, Summer | Winter, Summer | Winter, Summer | Winter, Summer | Winter, Summer | Winter, Summer
NSR W H Sammis 1-5 - SO2 Rate Annual v3.1, Unit 5878 and retrofits | 1145 | 1877 | Rate Constraint in lbs/MMBtu | FALSE | L | Annual | Standard | lb/MMBtu | 1.1 | 1.1 | 1.1 | 1.1 | 1.1 | 1.1 | 1.1
NSR W H Sammis 1-5 - SO2 Rate Annual v3.1, Unit 5878 and retrofits | 1145 | 1877 | Rate Constraint in lbs/MMBtu | FALSE | L | Annual | Emissions at Affected Plants SO2 | Thousand Tons | 0.59609 | 1.3453 | 1.3453 | 1.2736 | 0.48781 | 1.1821 | 0.83728
NSR W H Sammis 1-5 - SO2 Rate Annual v3.1, Unit 5878 and retrofits | 1145 | 1877 | Rate Constraint in lbs/MMBtu | FALSE | L | Annual | Allowances Purchased SO2 | Thousand Tons | 0 | 0 | 0 | 0 | 0 | 0 | 0
NSR W H Sammis 1-5 - SO2 Rate Annual v3.1, Unit 5878 and retrofits | 1145 | 1877 | Rate Constraint in lbs/MMBtu | FALSE | L | Annual | Allowances Sold SO2 | Thousand Tons | 0 | 0 | 0 | 0 | 0 | 0 | 0
NSR W H Sammis 1-5 - SO2 Rate Annual v3.1, Unit 5878 and retrofits | 1145 | 1877 | Rate Constraint in lbs/MMBtu | FALSE | L | Annual | Allowances Banked | Thousand Tons | 0 | 0 | 0 | 0 | 0 | 0 | 0
NSR W H Sammis 1-5 - SO2 Rate Annual v3.1, Unit 5878 and retrofits | 1145 | 1877 | Rate Constraint in lbs/MMBtu | FALSE | L | Annual | Allowances Withdrawn (1:1) | Thousand Tons | 0 | 0 | 0 | 0 | 0 | 0 | 0
NSR W H Sammis 1-5 - SO2 Rate Annual v3.1, Unit 5878 and retrofits | 1145 | 1877 | Rate Constraint in lbs/MMBtu | FALSE | L | Annual | Allowances Withdrawn (n:1) | Thousand Tons | 0 | 0 | 0 | 0 | 0 | 0 | 0
NSR W H Sammis 1-5 - SO2 Rate Annual v3.1, Unit 5878 and retrofits | 1145 | 1877 | Rate Constraint in lbs/MMBtu | FALSE | L | Annual | Net Emissions Allowance Position | Thousand Tons | 0.59609 | 1.3453 | 1.3453 | 1.2736 | 0.48781 | 1.1821 | 0.83728
NSR W H Sammis 1-5 - SO2 Rate Annual v3.1, Unit 5878 and retrofits | 1145 | 1877 | Rate Constraint in lbs/MMBtu | FALSE | L | Annual | Fuel Consumed | TBtu | 19.895 | 22.0905 | 22.0905 | 21.1676 | 16.2812 | 19.6477 | 16.3554
NSR W H Sammis 1-5 - SO2 Rate Annual v3.1, Unit 5878 and retrofits | 1145 | 1877 | Rate Constraint in lbs/MMBtu | FALSE | L | Annual | Rate | lb/MMBtu | 0.059924 | 0.1218 | 0.1218 | 0.12033 | 0.059924 | 0.12033 | 0.10239
NSR W H Sammis 1-5 - SO2 Rate Annual v3.1, Unit 5878 and retrofits | 1145 | 1877 | Rate Constraint in lbs/MMBtu | FALSE | L | Annual | Generation | TWh | 1.8875 | 2.0986 | 2.0986 | 2.0986 | 1.6141 | 1.9479 | 1.6214
NSR W H Sammis 1-5 - SO2 Rate Annual v3.1, Unit 5878 and retrofits | 1145 | 1877 | Rate Constraint in lbs/MMBtu | FALSE | L | Annual | Qualifying Generation | TWh | 1.8875 | 2.0986 | 2.0986 | 2.0986 | 1.6141 | 1.9479 | 1.6214
NSR W H Sammis 1-5 - SO2 Rate Annual v3.1, Unit 5878 and retrofits | 1145 | 1877 | Rate Constraint in lbs/MMBtu | FALSE | L | Annual | Rate | lb/MWh | 0.3158 | 0.64106 | 0.64106 | 0.60687 | 0.30222 | 0.60688 | 0.51639
NSR W H Sammis 1-5 - SO2 Rate Annual v3.1, Unit 5878 and retrofits | 1145 | 1877 | Rate Constraint in lbs/MMBtu | FALSE | L | Annual | Constraint Shadow Price | US2011$/Ton | 0 | 0 | 0 | 0 | 0 | 0 | 0
NSR W H Sammis 5 - NOX Rate Annual v3.1, Unit 5878 and retrofits | 1146 | 1878 | Rate Constraint in lbs/MMBtu | FALSE | L | Annual | Seasons Included | Seasons | Winter, Summer | Winter, Summer | Winter, Summer | Winter, Summer | Winter, Summer | Winter, Summer | Winter, Summer
NSR W H Sammis 5 - NOX Rate Annual v3.1, Unit 5878 and retrofits | 1146 | 1878 | Rate Constraint in lbs/MMBtu | FALSE | L | Annual | Standard | lb/MMBtu | 0.29 | 0.29 | 0.29 | 0.29 | 0.29 | 0.29 | 0.29
NSR W H Sammis 5 - NOX Rate Annual v3.1, Unit 5878 and retrofits | 1146 | 1878 | Rate Constraint in lbs/MMBtu | FALSE | L | Annual | Emissions at Affected Plants NOX | Thousand Tons | 1.4819 | 1.6528 | 1.6528 | 1.5815 | 1.2119 | 1.4648 | 1.2145
NSR W H Sammis 5 - NOX Rate Annual v3.1, Unit 5878 and retrofits | 1146 | 1878 | Rate Constraint in lbs/MMBtu | FALSE | L | Annual | Allowances Purchased NOX | Thousand Tons | 0 | 0 | 0 | 0 | 0 | 0 | 0
NSR W H Sammis 5 - NOX Rate Annual v3.1, Unit 5878 and retrofits | 1146 | 1878 | Rate Constraint in lbs/MMBtu | FALSE | L | Annual | Allowances Sold NOX | Thousand Tons | 0 | 0 | 0 | 0 | 0 | 0 | 0
NSR W H Sammis 5 - NOX Rate Annual v3.1, Unit 5878 and retrofits | 1146 | 1878 | Rate Constraint in lbs/MMBtu | FALSE | L | Annual | Allowances Banked | Thousand Tons | 0 | 0 | 0 | 0 | 0 | 0 | 0
NSR W H Sammis 5 - NOX Rate Annual v3.1, Unit 5878 and retrofits | 1146 | 1878 | Rate Constraint in lbs/MMBtu | FALSE | L | Annual | Allowances Withdrawn (1:1) | Thousand Tons | 0 | 0 | 0 | 0 | 0 | 0 | 0
NSR W H Sammis 5 - NOX Rate Annual v3.1, Unit 5878 and retrofits | 1146 | 1878 | Rate Constraint in lbs/MMBtu | FALSE | L | Annual | Allowances Withdrawn (n:1) | Thousand Tons | 0 | 0 | 0 | 0 | 0 | 0 | 0
NSR W H Sammis 5 - NOX Rate Annual v3.1, Unit 5878 and retrofits | 1146 | 1878 | Rate Constraint in lbs/MMBtu | FALSE | L | Annual | Net Emissions Allowance Position | Thousand Tons | 1.4819 | 1.6528 | 1.6528 | 1.5815 | 1.2119 | 1.4648 | 1.2145
NSR W H Sammis 5 - NOX Rate Annual v3.1, Unit 5878 and retrofits | 1146 | 1878 | Rate Constraint in lbs/MMBtu | FALSE | L | Annual | Fuel Consumed | TBtu | 19.895 | 22.0905 | 22.0905 | 21.1676 | 16.2812 | 19.6477 | 16.3554
NSR W H Sammis 5 - NOX Rate Annual v3.1, Unit 5878 and retrofits | 1146 | 1878 | Rate Constraint in lbs/MMBtu | FALSE | L | Annual | Rate | lb/MMBtu | 0.14897 | 0.14964 | 0.14964 | 0.14943 | 0.14887 | 0.14911 | 0.14851
NSR W H Sammis 5 - NOX Rate Annual v3.1, Unit 5878 and retrofits | 1146 | 1878 | Rate Constraint in lbs/MMBtu | FALSE | L | Annual | Generation | TWh | 1.8875 | 2.0986 | 2.0986 | 2.0986 | 1.6141 | 1.9479 | 1.6214
NSR W H Sammis 5 - NOX Rate Annual v3.1, Unit 5878 and retrofits | 1146 | 1878 | Rate Constraint in lbs/MMBtu | FALSE | L | Annual | Qualifying Generation | TWh | 1.8875 | 2.0986 | 2.0986 | 2.0986 | 1.6141 | 1.9479 | 1.6214
NSR W H Sammis 5 - NOX Rate Annual v3.1, Unit 5878 and retrofits | 1146 | 1878 | Rate Constraint in lbs/MMBtu | FALSE | L | Annual | Rate | lb/MWh | 0.78508 | 0.7876 | 0.7876 | 0.75363 | 0.75082 | 0.75203 | 0.74902
NSR W H Sammis 5 - NOX Rate Annual v3.1, Unit 5878 and retrofits | 1146 | 1878 | Rate Constraint in lbs/MMBtu | FALSE | L | Annual | Constraint Shadow Price | US2011$/Ton | 0 | 0 | 0 | 0 | 0 | 0 | 0
NSR W H Sammis 6 - SO2 Rate Annual v3.1, Unit 5847 and retrofits | 1147 | 1879 | Rate Constraint in lbs/MMBtu | FALSE | L | Annual | Seasons Included | Seasons | Winter, Summer | Winter, Summer | Winter, Summer | Winter, Summer | Winter, Summer | Winter, Summer | Winter, Summer
NSR W H Sammis 6 - SO2 Rate Annual v3.1, Unit 5847 and retrofits | 1147 | 1879 | Rate Constraint in lbs/MMBtu | FALSE | L | Annual | Standard | lb/MMBtu | 0.13 | 0.13 | 0.13 | 0.13 | 0.13 | 0.13 | 0.13
NSR W H Sammis 6 - SO2 Rate Annual v3.1, Unit 5847 and retrofits | 1147 | 1879 | Rate Constraint in lbs/MMBtu | FALSE | L | Annual | Emissions at Affected Plants SO2 | Thousand Tons | 2.8077 | 2.9411 | 2.9411 | 2.8182 | 2.5375 | 2.8182 | 2.6614
NSR W H Sammis 6 - SO2 Rate Annual v3.1, Unit 5847 and retrofits | 1147 | 1879 | Rate Constraint in lbs/MMBtu | FALSE | L | Annual | Allowances Purchased SO2 | Thousand Tons | 0 | 0 | 0 | 0 | 0 | 0 | 0
NSR W H Sammis 6 - SO2 Rate Annual v3.1, Unit 5847 and retrofits | 1147 | 1879 | Rate Constraint in lbs/MMBtu | FALSE | L | Annual | Allowances Sold SO2 | Thousand Tons | 0 | 0 | 0 | 0 | 0 | 0 | 0
NSR W H Sammis 6 - SO2 Rate Annual v3.1, Unit 5847 and retrofits | 1147 | 1879 | Rate Constraint in lbs/MMBtu | FALSE | L | Annual | Allowances Banked | Thousand Tons | 0 | 0 | 0 | 0 | 0 | 0 | 0
NSR W H Sammis 6 - SO2 Rate Annual v3.1, Unit 5847 and retrofits | 1147 | 1879 | Rate Constraint in lbs/MMBtu | FALSE | L | Annual | Allowances Withdrawn (1:1) | Thousand Tons | 0 | 0 | 0 | 0 | 0 | 0 | 0
NSR W H Sammis 6 - SO2 Rate Annual v3.1, Unit 5847 and retrofits | 1147 | 1879 | Rate Constraint in lbs/MMBtu | FALSE | L | Annual | Allowances Withdrawn (n:1) | Thousand Tons | 0 | 0 | 0 | 0 | 0 | 0 | 0
NSR W H Sammis 6 - SO2 Rate Annual v3.1, Unit 5847 and retrofits | 1147 | 1879 | Rate Constraint in lbs/MMBtu | FALSE | L | Annual | Net Emissions Allowance Position | Thousand Tons | 2.8077 | 2.9411 | 2.9411 | 2.8182 | 2.5375 | 2.8182 | 2.6614
NSR W H Sammis 6 - SO2 Rate Annual v3.1, Unit 5847 and retrofits | 1147 | 1879 | Rate Constraint in lbs/MMBtu | FALSE | L | Annual | Fuel Consumed | TBtu | 45.3047 | 45.247 | 45.247 | 43.3566 | 40.9449 | 43.3566 | 40.9449
NSR W H Sammis 6 - SO2 Rate Annual v3.1, Unit 5847 and retrofits | 1147 | 1879 | Rate Constraint in lbs/MMBtu | FALSE | L | Annual | Rate | lb/MMBtu | 0.12395 | 0.13 | 0.13 | 0.13 | 0.12395 | 0.13 | 0.13
NSR W H Sammis 6 - SO2 Rate Annual v3.1, Unit 5847 and retrofits | 1147 | 1879 | Rate Constraint in lbs/MMBtu | FALSE | L | Annual | Generation | TWh | 4.3747 | 4.3747 | 4.3747 | 4.3747 | 4.1313 | 4.3747 | 4.1313
NSR W H Sammis 6 - SO2 Rate Annual v3.1, Unit 5847 and retrofits | 1147 | 1879 | Rate Constraint in lbs/MMBtu | FALSE | L | Annual | Qualifying Generation | TWh | 4.3747 | 4.3747 | 4.3747 | 4.3747 | 4.1313 | 4.3747 | 4.1313
NSR W H Sammis 6 - SO2 Rate Annual v3.1, Unit 5847 and retrofits | 1147 | 1879 | Rate Constraint in lbs/MMBtu | FALSE | L | Annual | Rate | lb/MWh | 0.64181 | 0.67229 | 0.67229 | 0.6442 | 0.61422 | 0.6442 | 0.6442
NSR W H Sammis 6 - SO2 Rate Annual v3.1, Unit 5847 and retrofits | 1147 | 1879 | Rate Constraint in lbs/MMBtu | FALSE | L | Annual | Constraint Shadow Price | US2011$/Ton | 0 | 5.2282 | 5.2596 | 48.7162 | 0 | 52.8616 | 0
NSR W H Sammis 6,7 - NOX Rate Annual v3.1, Unit 5847 and retrofits | 1148 | 1880 | Rate Constraint in lbs/MMBtu | FALSE | L | Annual | Seasons Included | Seasons | Winter, Summer | Winter, Summer | Winter, Summer | Winter, Summer | Winter, Summer | Winter, Summer | Winter, Summer
NSR W H Sammis 6,7 - NOX Rate Annual v3.1, Unit 5847 and retrofits | 1148 | 1880 | Rate Constraint in lbs/MMBtu | FALSE | L | Annual | Standard | lb/MMBtu | 0.1 | 0.1 | 0.1 | 0.1 | 0.1 | 0.1 | 0.1
NSR W H Sammis 6,7 - NOX Rate Annual v3.1, Unit 5847 and retrofits | 1148 | 1880 | Rate Constraint in lbs/MMBtu | FALSE | L | Annual | Emissions at Affected Plants NOX | Thousand Tons | 2.0568 | 1.8985 | 1.8985 | 1.8168 | 1.7265 | 1.8168 | 1.7265
NSR W H Sammis 6,7 - NOX Rate Annual v3.1, Unit 5847 and retrofits | 1148 | 1880 | Rate Constraint in lbs/MMBtu | FALSE | L | Annual | Allowances Purchased NOX | Thousand Tons | 0 | 0 | 0 | 0 | 0 | 0 | 0
NSR W H Sammis 6,7 - NOX Rate Annual v3.1, Unit 5847 and retrofits | 1148 | 1880 | Rate Constraint in lbs/MMBtu | FALSE | L | Annual | Allowances Sold NOX | Thousand Tons | 0 | 0 | 0 | 0 | 0 | 0 | 0
NSR W H Sammis 6,7 - NOX Rate Annual v3.1, Unit 5847 and retrofits | 1148 | 1880 | Rate Constraint in lbs/MMBtu | FALSE | L | Annual | Allowances Banked | Thousand Tons | 0 | 0 | 0 | 0 | 0 | 0 | 0
NSR W H Sammis 6,7 - NOX Rate Annual v3.1, Unit 5847 and retrofits | 1148 | 1880 | Rate Constraint in lbs/MMBtu | FALSE | L | Annual | Allowances Withdrawn (1:1) | Thousand Tons | 0 | 0 | 0 | 0 | 0 | 0 | 0
NSR W H Sammis 6,7 - NOX Rate Annual v3.1, Unit 5847 and retrofits | 1148 | 1880 | Rate Constraint in lbs/MMBtu | FALSE | L | Annual | Allowances Withdrawn (n:1) | Thousand Tons | 0 | 0 | 0 | 0 | 0 | 0 | 0
NSR W H Sammis 6,7 - NOX Rate Annual v3.1, Unit 5847 and retrofits | 1148 | 1880 | Rate Constraint in lbs/MMBtu | FALSE | L | Annual | Net Emissions Allowance Position | Thousand Tons | 2.0568 | 1.8985 | 1.8985 | 1.8168 | 1.7265 | 1.8168 | 1.7265
NSR W H Sammis 6,7 - NOX Rate Annual v3.1, Unit 5847 and retrofits | 1148 | 1880 | Rate Constraint in lbs/MMBtu | FALSE | L | Annual | Fuel Consumed | TBtu | 45.3047 | 45.247 | 45.247 | 43.3566 | 40.9449 | 43.3566 | 40.9449
NSR W H Sammis 6,7 - NOX Rate Annual v3.1, Unit 5847 and retrofits | 1148 | 1880 | Rate Constraint in lbs/MMBtu | FALSE | L | Annual | Rate | lb/MMBtu | 0.090798 | 0.083916 | 0.083916 | 0.083809 | 0.084334 | 0.083809 | 0.084334
NSR W H Sammis 6,7 - NOX Rate Annual v3.1, Unit 5847 and retrofits | 1148 | 1880 | Rate Constraint in lbs/MMBtu | FALSE | L | Annual | Generation | TWh | 4.3747 | 4.3747 | 4.3747 | 4.3747 | 4.1313 | 4.3747 | 4.1313
NSR W H Sammis 6,7 - NOX Rate Annual v3.1, Unit 5847 and retrofits | 1148 | 1880 | Rate Constraint in lbs/MMBtu | FALSE | L | Annual | Qualifying Generation | TWh | 4.3747 | 4.3747 | 4.3747 | 4.3747 | 4.1313 | 4.3747 | 4.1313
NSR W H Sammis 6,7 - NOX Rate Annual v3.1, Unit 5847 and retrofits | 1148 | 1880 | Rate Constraint in lbs/MMBtu | FALSE | L | Annual | Rate | lb/MWh | 0.47016 | 0.43397 | 0.43397 | 0.41531 | 0.41791 | 0.41531 | 0.41791
NSR W H Sammis 6,7 - NOX Rate Annual v3.1, Unit 5847 and retrofits | 1148 | 1880 | Rate Constraint in lbs/MMBtu | FALSE | L | Annual | Constraint Shadow Price | US2011$/Ton | 0 | 0 | 0 | 0 | 0 | 0 | 0
NSR W H Sammis 6,7 - NOX Rate Annual v3.1, Unit 5848 and retrofits | 1149 | 1880 | Rate Constraint in lbs/MMBtu | FALSE | L | Annual | Seasons Included | Seasons | Winter, Summer | Winter, Summer | Winter, Summer | Winter, Summer | Winter, Summer | Winter, Summer | Winter, Summer
NSR W H Sammis 6,7 - NOX Rate Annual v3.1, Unit 5848 and retrofits | 1149 | 1880 | Rate Constraint in lbs/MMBtu | FALSE | L | Annual | Standard | lb/MMBtu | 0.1 | 0.1 | 0.1 | 0.1 | 0.1 | 0.1 | 0.1
NSR W H Sammis 6,7 - NOX Rate Annual v3.1, Unit 5848 and retrofits | 1149 | 1880 | Rate Constraint in lbs/MMBtu | FALSE | L | Annual | Emissions at Affected Plants NOX | Thousand Tons | 2.2811 | 2.0304 | 2.0304 | 1.943 | 1.6972 | 1.943 | 1.852
NSR W H Sammis 6,7 - NOX Rate Annual v3.1, Unit 5848 and retrofits | 1149 | 1880 | Rate Constraint in lbs/MMBtu | FALSE | L | Annual | Allowances Purchased NOX | Thousand Tons | 0 | 0 | 0 | 0 | 0 | 0 | 0
NSR W H Sammis 6,7 - NOX Rate Annual v3.1, Unit 5848 and retrofits | 1149 | 1880 | Rate Constraint in lbs/MMBtu | FALSE | L | Annual | Allowances Sold NOX | Thousand Tons | 0 | 0 | 0 | 0 | 0 | 0 | 0
NSR W H Sammis 6,7 - NOX Rate Annual v3.1, Unit 5848 and retrofits | 1149 | 1880 | Rate Constraint in lbs/MMBtu | FALSE | L | Annual | Allowances Banked | Thousand Tons | 0 | 0 | 0 | 0 | 0 | 0 | 0
NSR W H Sammis 6,7 - NOX Rate Annual v3.1, Unit 5848 and retrofits | 1149 | 1880 | Rate Constraint in lbs/MMBtu | FALSE | L | Annual | Allowances Withdrawn (1:1) | Thousand Tons | 0 | 0 | 0 | 0 | 0 | 0 | 0
NSR W H Sammis 6,7 - NOX Rate Annual v3.1, Unit 5848 and retrofits | 1149 | 1880 | Rate Constraint in lbs/MMBtu | FALSE | L | Annual | Allowances Withdrawn (n:1) | Thousand Tons | 0 | 0 | 0 | 0 | 0 | 0 | 0
NSR W H Sammis 6,7 - NOX Rate Annual v3.1, Unit 5848 and retrofits | 1149 | 1880 | Rate Constraint in lbs/MMBtu | FALSE | L | Annual | Net Emissions Allowance Position | Thousand Tons | 2.2811 | 2.0304 | 2.0304 | 1.943 | 1.6972 | 1.943 | 1.852
NSR W H Sammis 6,7 - NOX Rate Annual v3.1, Unit 5848 and retrofits | 1149 | 1880 | Rate Constraint in lbs/MMBtu | FALSE | L | Annual | Fuel Consumed | TBtu | 45.6806 | 45.6223 | 45.6223 | 43.7163 | 38.1862 | 43.7163 | 41.2846
NSR W H Sammis 6,7 - NOX Rate Annual v3.1, Unit 5848 and retrofits | 1149 | 1880 | Rate Constraint in lbs/MMBtu | FALSE | L | Annual | Rate | lb/MMBtu | 0.099873 | 0.089007 | 0.089007 | 0.088893 | 0.088893 | 0.088893 | 0.089717
NSR W H Sammis 6,7 - NOX Rate Annual v3.1, Unit 5848 and retrofits | 1149 | 1880 | Rate Constraint in lbs/MMBtu | FALSE | L | Annual | Generation | TWh | 4.3747 | 4.3747 | 4.3747 | 4.3747 | 3.8213 | 4.3747 | 4.1313
NSR W H Sammis 6,7 - NOX Rate Annual v3.1, Unit 5848 and retrofits | 1149 | 1880 | Rate Constraint in lbs/MMBtu | FALSE | L | Annual | Qualifying Generation | TWh | 4.3747 | 4.3747 | 4.3747 | 4.3747 | 3.8213 | 4.3747 | 4.1313
NSR W H Sammis 6,7 - NOX Rate Annual v3.1, Unit 5848 and retrofits | 1149 | 1880 | Rate Constraint in lbs/MMBtu | FALSE | L | Annual | Rate | lb/MWh | 0.52144 | 0.46412 | 0.46412 | 0.44416 | 0.44416 | 0.44416 | 0.44828
NSR W H Sammis 6,7 - NOX Rate Annual v3.1, Unit 5848 and retrofits | 1149 | 1880 | Rate Constraint in lbs/MMBtu | FALSE | L | Annual | Constraint Shadow Price | US2011$/Ton | 0 | 0 | 0 | 0 | 0 | 0 | 0
NSR W H Sammis 7 - SO2 Rate Annual v3.1, Unit 5848 and retrofits | 1150 | 1881 | Rate Constraint in lbs/MMBtu | FALSE | L | Annual | Seasons Included | Seasons | Winter, Summer | Winter, Summer | Winter, Summer | Winter, Summer | Winter, Summer | Winter, Summer | Winter, Summer
NSR W H Sammis 7 - SO2 Rate Annual v3.1, Unit 5848 and retrofits | 1150 | 1881 | Rate Constraint in lbs/MMBtu | FALSE | L | Annual | Standard | lb/MMBtu | 0.13 | 0.13 | 0.13 | 0.13 | 0.13 | 0.13 | 0.13
NSR W H Sammis 7 - SO2 Rate Annual v3.1, Unit 5848 and retrofits | 1150 | 1881 | Rate Constraint in lbs/MMBtu | FALSE | L | Annual | Emissions at Affected Plants SO2 | Thousand Tons | 1.3687 | 2.7784 | 2.7784 | 2.6302 | 1.1441 | 2.6302 | 2.0111
NSR W H Sammis 7 - SO2 Rate Annual v3.1, Unit 5848 and retrofits | 1150 | 1881 | Rate Constraint in lbs/MMBtu | FALSE | L | Annual | Allowances Purchased SO2 | Thousand Tons | 0 | 0 | 0 | 0 | 0 | 0 | 0
NSR W H Sammis 7 - SO2 Rate Annual v3.1, Unit 5848 and retrofits | 1150 | 1881 | Rate Constraint in lbs/MMBtu | FALSE | L | Annual | Allowances Sold SO2 | Thousand Tons | 0 | 0 | 0 | 0 | 0 | 0 | 0
NSR W H Sammis 7 - SO2 Rate Annual v3.1, Unit 5848 and retrofits | 1150 | 1881 | Rate Constraint in lbs/MMBtu | FALSE | L | Annual | Allowances Banked | Thousand Tons | 0 | 0 | 0 | 0 | 0 | 0 | 0
NSR W H Sammis 7 - SO2 Rate Annual v3.1, Unit 5848 and retrofits | 1150 | 1881 | Rate Constraint in lbs/MMBtu | FALSE | L | Annual | Allowances Withdrawn (1:1) | Thousand Tons | 0 | 0 | 0 | 0 | 0 | 0 | 0
NSR W H Sammis 7 - SO2 Rate Annual v3.1, Unit 5848 and retrofits | 1150 | 1881 | Rate Constraint in lbs/MMBtu | FALSE | L | Annual | Allowances Withdrawn (n:1) | Thousand Tons | 0 | 0 | 0 | 0 | 0 | 0 | 0
NSR W H Sammis 7 - SO2 Rate Annual v3.1, Unit 5848 and retrofits | 1150 | 1881 | Rate Constraint in lbs/MMBtu | FALSE | L | Annual | Net Emissions Allowance Position | Thousand Tons | 1.3687 | 2.7784 | 2.7784 | 2.6302 | 1.1441 | 2.6302 | 2.0111
NSR W H Sammis 7 - SO2 Rate Annual v3.1, Unit 5848 and retrofits | 1150 | 1881 | Rate Constraint in lbs/MMBtu | FALSE | L | Annual | Fuel Consumed | TBtu | 45.6806 | 45.6223 | 45.6223 | 43.7163 | 38.1862 | 43.7163 | 41.2846
NSR W H Sammis 7 - SO2 Rate Annual v3.1, Unit 5848 and retrofits | 1150 | 1881 | Rate Constraint in lbs/MMBtu | FALSE | L | Annual | Rate | lb/MMBtu | 0.059924 | 0.1218 | 0.1218 | 0.12033 | 0.059924 | 0.12033 | 0.097428
NSR W H Sammis 7 - SO2 Rate Annual v3.1, Unit 5848 and retrofits | 1150 | 1881 | Rate Constraint in lbs/MMBtu | FALSE | L | Annual | Generation | TWh | 4.3747 | 4.3747 | 4.3747 | 4.3747 | 3.8213 | 4.3747 | 4.1313
NSR W H Sammis 7 - SO2 Rate Annual v3.1, Unit 5848 and retrofits | 1150 | 1881 | Rate Constraint in lbs/MMBtu | FALSE | L | Annual | Qualifying Generation | TWh | 4.3747 | 4.3747 | 4.3747 | 4.3747 | 3.8213 | 4.3747 | 4.1313
NSR W H Sammis 7 - SO2 Rate Annual v3.1, Unit 5848 and retrofits | 1150 | 1881 | Rate Constraint in lbs/MMBtu | FALSE | L | Annual | Rate | lb/MWh | 0.31286 | 0.63511 | 0.63511 | 0.60124 | 0.29941 | 0.60124 | 0.4868
NSR W H Sammis 7 - SO2 Rate Annual v3.1, Unit 5848 and retrofits | 1150 | 1881 | Rate Constraint in lbs/MMBtu | FALSE | L | Annual | Constraint Shadow Price | US2011$/Ton | 0 | 0 | 0 | 0 | 0 | 0 | 0
NSR WEPCO Settlement - NOX Cap Annual v3.1 | 1151 | 1883 | Rate Constraint in MTons | FALSE | L | Annual | Seasons Included | Seasons | Winter, Summer | Winter, Summer | Winter, Summer | Winter, Summer | Winter, Summer | Winter, Summer | Winter, Summer
NSR WEPCO Settlement - NOX Cap Annual v3.1 | 1151 | 1883 | Rate Constraint in MTons | FALSE | L | Annual | Standard | Thousand Tons | 17.4 | 17.4 | 17.4 | 17.4 | 17.4 | 17.4 | 17.4
NSR WEPCO Settlement - NOX Cap Annual v3.1 | 1151 | 1883 | Rate Constraint in MTons | FALSE | L | Annual | Standard NOX | Thousand Tons | 17.4 | 17.4 | 17.4 | 17.4 | 17.4 | 17.4 | 17.4
NSR WEPCO Settlement - NOX Cap Annual v3.1 | 1151 | 1883 | Rate Constraint in MTons | FALSE | L | Annual | Emissions at Affected Plants NOX | Thousand Tons | 9.4947 | 5.2341 | 5.2341 | 5.0042 | 3.4359 | 5.0042 | 4.9143
NSR WEPCO Settlement - NOX Cap Annual v3.1 | 1151 | 1883 | Rate Constraint in MTons | FALSE | L | Annual | Allowances Purchased NOX | Thousand Tons | 0 | 0 | 0 | 0 | 0 | 0 | 0
NSR WEPCO Settlement - NOX Cap Annual v3.1 | 1151 | 1883 | Rate Constraint in MTons | FALSE | L | Annual | Allowances Sold NOX | Thousand Tons | 0 | 0 | 0 | 0 | 0 | 0 | 0
NSR WEPCO Settlement - NOX Cap Annual v3.1 | 1151 | 1883 | Rate Constraint in MTons | FALSE | L | Annual | Allowances Banked | Thousand Tons | 0 | 0 | 0 | 0 | 0 | 0 | 0
NSR WEPCO Settlement - NOX Cap Annual v3.1 | 1151 | 1883 | Rate Constraint in MTons | FALSE | L | Annual | Allowances Withdrawn (1:1) | Thousand Tons | 0 | 0 | 0 | 0 | 0 | 0 | 0
NSR WEPCO Settlement - NOX Cap Annual v3.1 | 1151 | 1883 | Rate Constraint in MTons | FALSE | L | Annual | Allowances Withdrawn (n:1) | Thousand Tons | 0 | 0 | 0 | 0 | 0 | 0 | 0
NSR WEPCO Settlement - NOX Cap Annual v3.1 | 1151 | 1883 | Rate Constraint in MTons | FALSE | L | Annual | Net Emissions Allowance Position | Thousand Tons | 9.4947 | 5.2341 | 5.2341 | 5.0042 | 3.4359 | 5.0042 | 4.9143
NSR WEPCO Settlement - NOX Cap Annual v3.1 | 1151 | 1883 | Rate Constraint in MTons | FALSE | L | Annual | Fuel Consumed | TBtu | 177.4317 | 154.5904 | 154.5078 | 147.6893 | 101.049 | 147.7036 | 145.062
NSR WEPCO Settlement - NOX Cap Annual v3.1 | 1151 | 1883 | Rate Constraint in MTons | FALSE | L | Annual | Rate | lb/MMBtu | 0.10702 | 0.067715 | 0.067752 | 0.067766 | 0.068004 | 0.06776 | 0.067755
NSR WEPCO Settlement - NOX Cap Annual v3.1 | 1151 | 1883 | Rate Constraint in MTons | FALSE | L | Annual | Generation | TWh | 16.3858 | 14.5087 | 14.5087 | 14.4504 | 9.9658 | 14.4504 | 14.1978
NSR WEPCO Settlement - NOX Cap Annual v3.1 | 1151 | 1883 | Rate Constraint in MTons | FALSE | L | Annual | Qualifying Generation | TWh | 16.3858 | 14.5087 | 14.5087 | 14.4504 | 9.9658 | 14.4504 | 14.1978
NSR WEPCO Settlement - NOX Cap Annual v3.1 | 1151 | 1883 | Rate Constraint in MTons | FALSE | L | Annual | Rate | lb/MWh | 0.57945 | 0.36075 | 0.36075 | 0.3463 | 0.34477 | 0.3463 | 0.34613
NSR WEPCO Settlement - NOX Cap Annual v3.1 | 1151 | 1883 | Rate Constraint in MTons | FALSE | L | Annual | Constraint Shadow Price | US2011$/Ton | 0 | 0 | 0 | 0 | 0 | 0 | 0
NSR WEPCO Settlement - NOX Rate Annual v3.1 | 1152 | 1884 | Rate Constraint in lbs/MMBtu | FALSE | L | Annual | Seasons Included | Seasons | Winter, Summer | Winter, Summer | Winter, Summer | Winter, Summer | Winter, Summer | Winter, Summer | Winter, Summer
NSR WEPCO Settlement - NOX Rate Annual v3.1 | 1152 | 1884 | Rate Constraint in lbs/MMBtu | FALSE | L | Annual | Standard | lb/MMBtu | 0.17 | 0.17 | 0.17 | 0.17 | 0.17 | 0.17 | 0.17
NSR WEPCO Settlement - NOX Rate Annual v3.1 | 1152 | 1884 | Rate Constraint in lbs/MMBtu | FALSE | L | Annual | Emissions at Affected Plants NOX | Thousand Tons | 9.4947 | 5.2341 | 5.2341 | 5.0042 | 3.4359 | 5.0042 | 4.9143
NSR WEPCO Settlement - NOX Rate Annual v3.1 | 1152 | 1884 | Rate Constraint in lbs/MMBtu | FALSE | L | Annual | Allowances Purchased NOX | Thousand Tons | 0 | 0 | 0 | 0 | 0 | 0 | 0
NSR WEPCO Settlement - NOX Rate Annual v3.1 | 1152 | 1884 | Rate Constraint in lbs/MMBtu | FALSE | L | Annual | Allowances Sold NOX | Thousand Tons | 0 | 0 | 0 | 0 | 0 | 0 | 0
NSR WEPCO Settlement - NOX Rate Annual v3.1 | 1152 | 1884 | Rate Constraint in lbs/MMBtu | FALSE | L | Annual | Allowances Banked | Thousand Tons | 0 | 0 | 0 | 0 | 0 | 0 | 0
NSR WEPCO Settlement - NOX Rate Annual v3.1 | 1152 | 1884 | Rate Constraint in lbs/MMBtu | FALSE | L | Annual | Allowances Withdrawn (1:1) | Thousand Tons | 0 | 0 | 0 | 0 | 0 | 0 | 0
NSR WEPCO Settlement - NOX Rate Annual v3.1 | 1152 | 1884 | Rate Constraint in lbs/MMBtu | FALSE | L | Annual | Allowances Withdrawn (n:1) | Thousand Tons | 0 | 0 | 0 | 0 | 0 | 0 | 0
NSR WEPCO Settlement - NOX Rate Annual v3.1 | 1152 | 1884 | Rate Constraint in lbs/MMBtu | FALSE | L | Annual | Net Emissions Allowance Position | Thousand Tons | 9.4947 | 5.2341 | 5.2341 | 5.0042 | 3.4359 | 5.0042 | 4.9143
NSR WEPCO Settlement - NOX Rate Annual v3.1 | 1152 | 1884 | Rate Constraint in lbs/MMBtu | FALSE | L | Annual | Fuel Consumed | TBtu | 177.4317 | 154.5904 | 154.5078 | 147.6893 | 101.049 | 147.7036 | 145.062
NSR WEPCO Settlement - NOX Rate Annual v3.1 | 1152 | 1884 | Rate Constraint in lbs/MMBtu | FALSE | L | Annual | Rate | lb/MMBtu | 0.10702 | 0.067715 | 0.067752 | 0.067766 | 0.068004 | 0.06776 | 0.067755
NSR WEPCO Settlement - NOX Rate Annual v3.1 | 1152 | 1884 | Rate Constraint in lbs/MMBtu | FALSE | L | Annual | Generation | TWh | 16.3858 | 14.5087 | 14.5087 | 14.4504 | 9.9658 | 14.4504 | 14.1978
NSR WEPCO Settlement - NOX Rate Annual v3.1 | 1152 | 1884 | Rate Constraint in lbs/MMBtu | FALSE | L | Annual | Qualifying Generation | TWh | 16.3858 | 14.5087 | 14.5087 | 14.4504 | 9.9658 | 14.4504 | 14.1978
NSR WEPCO Settlement - NOX Rate Annual v3.1 | 1152 | 1884 | Rate Constraint in lbs/MMBtu | FALSE | L | Annual | Rate | lb/MWh | 0.57945 | 0.36075 | 0.36075 | 0.3463 | 0.34477 | 0.3463 | 0.34613
NSR WEPCO Settlement - NOX Rate Annual v3.1 | 1152 | 1884 | Rate Constraint in lbs/MMBtu | FALSE | L | Annual | Constraint Shadow Price | US2011$/Ton | 0 | 0 | 0 | 0 | 0 | 0 | 0
NSR WEPCO Settlement - SO2 Cap Annual v3.1 | 1153 | 1885 | Rate Constraint in MTons | FALSE | L | Annual | Seasons Included | Seasons | Winter, Summer | Winter, Summer | Winter, Summer | Winter, Summer | Winter, Summer | Winter, Summer | Winter, Summer
NSR WEPCO Settlement - SO2 Cap Annual v3.1 | 1153 | 1885 | Rate Constraint in MTons | FALSE | L | Annual | Standard | Thousand Tons | 33.3 | 33.3 | 33.3 | 33.3 | 33.3 | 33.3 | 33.3
NSR WEPCO Settlement - SO2 Cap Annual v3.1 | 1153 | 1885 | Rate Constraint in MTons | FALSE | L | Annual | Standard SO2 | Thousand Tons | 33.3 | 33.3 | 33.3 | 33.3 | 33.3 | 33.3 | 33.3
NSR WEPCO Settlement - SO2 Cap Annual v3.1 | 1153 | 1885 | Rate Constraint in MTons | FALSE | L | Annual | Emissions at Affected Plants SO2 | Thousand Tons | 9.5573 | 3.1808 | 3.1808 | 3.042 | 2.1917 | 3.042 | 3.0028
NSR WEPCO Settlement - SO2 Cap Annual v3.1 | 1153 | 1885 | Rate Constraint in MTons | FALSE | L | Annual | Allowances Purchased SO2 | Thousand Tons | 0 | 0 | 0 | 0 | 0 | 0 | 0
NSR WEPCO Settlement - SO2 Cap Annual v3.1 | 1153 | 1885 | Rate Constraint in MTons | FALSE | L | Annual | Allowances Sold SO2 | Thousand Tons | 0 | 0 | 0 | 0 | 0 | 0 | 0
NSR WEPCO Settlement - SO2 Cap Annual v3.1 | 1153 | 1885 | Rate Constraint in MTons | FALSE | L | Annual | Allowances Banked | Thousand Tons | 0 | 0 | 0 | 0 | 0 | 0 | 0
NSR WEPCO Settlement - SO2 Cap Annual v3.1 | 1153 | 1885 | Rate Constraint in MTons | FALSE | L | Annual | Allowances Withdrawn (1:1) | Thousand Tons | 0 | 0 | 0 | 0 | 0 | 0 | 0
NSR WEPCO Settlement - SO2 Cap Annual v3.1 | 1153 | 1885 | Rate Constraint in MTons | FALSE | L | Annual | Allowances Withdrawn (n:1) | Thousand Tons | 0 | 0 | 0 | 0 | 0 | 0 | 0
NSR WEPCO Settlement - SO2 Cap Annual v3.1 | 1153 | 1885 | Rate Constraint in MTons | FALSE | L | Annual | Net Emissions Allowance Position | Thousand Tons | 9.5573 | 3.1808 | 3.1808 | 3.042 | 2.1917 | 3.042 | 3.0028
NSR WEPCO Settlement - SO2 Cap Annual v3.1 | 1153 | 1885 | Rate Constraint in MTons | FALSE | L | Annual | Fuel Consumed | TBtu | 177.4317 | 154.5904 | 154.5078 | 147.6893 | 101.049 | 147.7036 | 145.062
NSR WEPCO Settlement - SO2 Cap Annual v3.1 | 1153 | 1885 | Rate Constraint in MTons | FALSE | L | Annual | Rate | lb/MMBtu | 0.10773 | 0.041152 | 0.041174 | 0.041194 | 0.043379 | 0.04119 | 0.0414
NSR WEPCO Settlement - SO2 Cap Annual v3.1 | 1153 | 1885 | Rate Constraint in MTons | FALSE | L | Annual | Generation | TWh | 16.3858 | 14.5087 | 14.5087 | 14.4504 | 9.9658 | 14.4504 | 14.1978
NSR WEPCO Settlement - SO2 Cap Annual v3.1 | 1153 | 1885 | Rate Constraint in MTons | FALSE | L | Annual | Qualifying Generation | TWh | 16.3858 | 14.5087 | 14.5087 | 14.4504 | 9.9658 | 14.4504 | 14.1978
NSR WEPCO Settlement - SO2 Cap Annual v3.1 | 1153 | 1885 | Rate Constraint in MTons | FALSE | L | Annual | Rate | lb/MWh | 0.58327 | 0.21924 | 0.21924 | 0.21051 | 0.21993 | 0.21051 | 0.21149
NSR WEPCO Settlement - SO2 Cap Annual v3.1 | 1153 | 1885 | Rate Constraint in MTons | FALSE | L | Annual | Constraint Shadow Price | US2011$/Ton | 0 | 0 | 0 | 0 | 0 | 0 | 0
NSR WEPCO Settlement - SO2 Rate Annual v3.1 | 1154 | 1886 | Rate Constraint in lbs/MMBtu | FALSE | L | Annual | Seasons Included | Seasons | Winter, Summer | Winter, Summer | Winter, Summer | Winter, Summer | Winter, Summer | Winter, Summer | Winter, Summer
NSR WEPCO Settlement - SO2 Rate Annual v3.1 | 1154 | 1886 | Rate Constraint in lbs/MMBtu | FALSE | L | Annual | Standard | lb/MMBtu | 0.32 | 0.32 | 0.32 | 0.32 | 0.32 | 0.32 | 0.32
NSR WEPCO Settlement - SO2 Rate Annual v3.1 | 1154 | 1886 | Rate Constraint in lbs/MMBtu | FALSE | L | Annual | Emissions at Affected Plants SO2 | Thousand Tons | 9.5573 | 3.1808 | 3.1808 | 3.042 | 2.1917 | 3.042 | 3.0028
NSR WEPCO Settlement - SO2 Rate Annual v3.1 | 1154 | 1886 | Rate Constraint in lbs/MMBtu | FALSE | L | Annual | Allowances Purchased SO2 | Thousand Tons | 0 | 0 | 0 | 0 | 0 | 0 | 0
NSR WEPCO Settlement - SO2 Rate Annual v3.1 | 1154 | 1886 | Rate Constraint in lbs/MMBtu | FALSE | L | Annual | Allowances Sold SO2 | Thousand Tons | 0 | 0 | 0 | 0 | 0 | 0 | 0
NSR WEPCO Settlement - SO2 Rate Annual v3.1 | 1154 | 1886 | Rate Constraint in lbs/MMBtu | FALSE | L | Annual | Allowances Banked | Thousand Tons | 0 | 0 | 0 | 0 | 0 | 0 | 0
NSR WEPCO Settlement - SO2 Rate Annual v3.1 | 1154 | 1886 | Rate Constraint in lbs/MMBtu | FALSE | L | Annual | Allowances Withdrawn (1:1) | Thousand Tons | 0 | 0 | 0 | 0 | 0 | 0 | 0
NSR WEPCO Settlement - SO2 Rate Annual v3.1 | 1154 | 1886 | Rate Constraint in lbs/MMBtu | FALSE | L | Annual | Allowances Withdrawn (n:1) | Thousand Tons | 0 | 0 | 0 | 0 | 0 | 0 | 0
NSR WEPCO Settlement - SO2 Rate Annual v3.1 | 1154 | 1886 | Rate Constraint in lbs/MMBtu | FALSE | L | Annual | Net Emissions Allowance Position | Thousand Tons | 9.5573 | 3.1808 | 3.1808 | 3.042 | 2.1917 | 3.042 | 3.0028
NSR WEPCO Settlement - SO2 Rate Annual v3.1 | 1154 | 1886 | Rate Constraint in lbs/MMBtu | FALSE | L | Annual | Fuel Consumed | TBtu | 177.4317 | 154.5904 | 154.5078 | 147.6893 | 101.049 | 147.7036 | 145.062
NSR WEPCO Settlement - SO2 Rate Annual v3.1 | 1154 | 1886 | Rate Constraint in lbs/MMBtu | FALSE | L | Annual | Rate | lb/MMBtu | 0.10773 | 0.041152 | 0.041174 | 0.041194 | 0.043379 | 0.04119 | 0.0414
NSR WEPCO Settlement - SO2 Rate Annual v3.1 | 1154 | 1886 | Rate Constraint in lbs/MMBtu | FALSE | L | Annual | Generation | TWh | 16.3858 | 14.5087 | 14.5087 | 14.4504 | 9.9658 | 14.4504 | 14.1978
NSR WEPCO Settlement - SO2 Rate Annual v3.1 | 1154 | 1886 | Rate Constraint in lbs/MMBtu | FALSE | L | Annual | Qualifying Generation | TWh | 16.3858 | 14.5087 | 14.5087 | 14.4504 | 9.9658 | 14.4504 | 14.1978
NSR WEPCO Settlement - SO2 Rate Annual v3.1 | 1154 | 1886 | Rate Constraint in lbs/MMBtu | FALSE | L | Annual | Rate | lb/MWh | 0.58327 | 0.21924 | 0.21924 | 0.21051 | 0.21993 | 0.21051 | 0.21149
NSR WEPCO Settlement - SO2 Rate Annual v3.1 | 1154 | 1886 | Rate Constraint in lbs/MMBtu | FALSE | L | Annual | Constraint Shadow Price | US2011$/Ton | 0 | 0 | 0 | 0 | 0 | 0 | 0
NSR Westar Consent - Nox Cap Annual v4.10 | 1155 | 2220 | Rate Constraint in MTons | FALSE | L | Annual | Seasons Included | Seasons | Winter, Summer | Winter, Summer | Winter, Summer | Winter, Summer | Winter, Summer | Winter, Summer | Winter, Summer
NSR Westar Consent - Nox Cap Annual v4.10 | 1155 | 2220 | Rate Constraint in MTons | FALSE | L | Annual | Standard | Thousand Tons | 9.6 | 9.6 | 9.6 | 9.6 | 9.6 | 9.6 | 9.6
NSR Westar Consent - Nox Cap Annual v4.10 | 1155 | 2220 | Rate Constraint in MTons | FALSE | L | Annual | Standard NOX | Thousand Tons | 9.6 | 9.6 | 9.6 | 9.6 | 9.6 | 9.6 | 9.6
NSR Westar Consent - Nox Cap Annual v4.10 | 1155 | 2220 | Rate Constraint in MTons | FALSE | L | Annual | Emissions at Affected Plants NOX | Thousand Tons | 8.803 | 8.4793 | 8.4793 | 8.4793 | 8.1147 | 8.1147 | 8.1147
NSR Westar Consent - Nox Cap Annual v4.10 | 1155 | 2220 | Rate Constraint in MTons | FALSE | L | Annual | Allowances Purchased NOX | Thousand Tons | 0 | 0 | 0 | 0 | 0 | 0 | 0
NSR Westar Consent - Nox Cap Annual v4.10 | 1155 | 2220 | Rate Constraint in MTons | FALSE | L | Annual | Allowances Sold NOX | Thousand Tons | 0 | 0 | 0 | 0 | 0 | 0 | 0
NSR Westar Consent - Nox Cap Annual v4.10 | 1155 | 2220 | Rate Constraint in MTons | FALSE | L | Annual | Allowances Banked | Thousand Tons | 0 | 0 | 0 | 0 | 0 | 0 | 0
NSR Westar Consent - Nox Cap Annual v4.10 | 1155 | 2220 | Rate Constraint in MTons | FALSE | L | Annual | Allowances Withdrawn (1:1) | Thousand Tons | 0 | 0 | 0 | 0 | 0 | 0 | 0
NSR Westar Consent - Nox Cap Annual v4.10 | 1155 | 2220 | Rate Constraint in MTons | FALSE | L | Annual | Allowances Withdrawn (n:1) | Thousand Tons | 0 | 0 | 0 | 0 | 0 | 0 | 0
NSR Westar Consent - Nox Cap Annual v4.10 | 1155 | 2220 | Rate Constraint in MTons | FALSE | L | Annual | Net Emissions Allowance Position | Thousand Tons | 8.803 | 8.4793 | 8.4793 | 8.4793 | 8.1147 | 8.1147 | 8.1147
NSR Westar Consent - Nox Cap Annual v4.10 | 1155 | 2220 | Rate Constraint in MTons | FALSE | L | Annual | Fuel Consumed | TBtu | 176.0604 | 176.0604 | 176.0604 | 176.0604 | 168.4898 | 168.4898 | 168.4898
NSR Westar Consent - Nox Cap Annual v4.10 | 1155 | 2220 | Rate Constraint in MTons | FALSE | L | Annual | Rate | lb/MMBtu | 0.1 | 0.096323 | 0.096323 | 0.096323 | 0.096323 | 0.096323 | 0.096323
NSR Westar Consent - Nox Cap Annual v4.10 | 1155 | 2220 | Rate Constraint in MTons | FALSE | L | Annual | Generation | TWh | 15.778 | 15.778 | 15.778 | 15.778 | 15.778 | 15.778 | 15.778
NSR Westar Consent - Nox Cap Annual v4.10 | 1155 | 2220 | Rate Constraint in MTons | FALSE | L | Annual | Qualifying Generation | TWh | 15.778 | 15.778 | 15.778 | 15.778 | 15.778 | 15.778 | 15.778
NSR Westar Consent - Nox Cap Annual v4.10 | 1155 | 2220 | Rate Constraint in MTons | FALSE | L | Annual | Rate | lb/MWh | 0.55793 | 0.53741 | 0.53741 | 0.53741 | 0.51431 | 0.51431 | 0.51431
NSR Westar Consent - Nox Cap Annual v4.10 | 1155 | 2220 | Rate Constraint in MTons | FALSE | L | Annual | Constraint Shadow Price | US2011$/Ton | 0 | 0 | 0 | 0 | 0 | 0 | 0
NSR Westar Consent - NOX Rate Annual v4.10, Unit 4205 and retrofits | 1156 | 2221 | Rate Constraint in lbs/MMBtu | FALSE | L | Annual | Seasons Included | Seasons | Winter, Summer | Winter, Summer | Winter, Summer | Winter, Summer | Winter, Summer | Winter, Summer | Winter, Summer
NSR Westar Consent - NOX Rate Annual v4.10, Unit 4205 and retrofits | 1156 | 2221 | Rate Constraint in lbs/MMBtu | FALSE | L | Annual | Standard | lb/MMBtu | 0.1 | 0.1 | 0.1 | 0.1 | 0.1 | 0.1 | 0.1
NSR Westar Consent - NOX Rate Annual v4.10, Unit 4205 and retrofits | 1156 | 2221 | Rate Constraint in lbs/MMBtu | FALSE | L | Annual | Emissions at Affected Plants NOX | Thousand Tons | 2.9446 | 2.6209 | 2.6209 | 2.6209 | 2.5082 | 2.5082 | 2.5082
NSR Westar Consent - NOX Rate Annual v4.10, Unit 4205 and retrofits | 1156 | 2221 | Rate Constraint in lbs/MMBtu | FALSE | L | Annual | Allowances Purchased NOX | Thousand Tons | 0 | 0 | 0 | 0 | 0 | 0 | 0
NSR Westar Consent - NOX Rate Annual v4.10, Unit 4205 and retrofits | 1156 | 2221 | Rate Constraint in lbs/MMBtu | FALSE | L | Annual | Allowances Sold NOX | Thousand Tons | 0 | 0 | 0 | 0 | 0 | 0 | 0
NSR Westar Consent - NOX Rate Annual v4.10, Unit 4205 and retrofits | 1156 | 2221 | Rate Constraint in lbs/MMBtu | FALSE | L | Annual | Allowances Banked | Thousand Tons | 0 | 0 | 0 | 0 | 0 | 0 | 0
NSR Westar Consent - NOX Rate Annual v4.10, Unit 4205 and retrofits | 1156 | 2221 | Rate Constraint in lbs/MMBtu | FALSE | L | Annual | Allowances Withdrawn (1:1) | Thousand Tons | 0 | 0 | 0 | 0 | 0 | 0 | 0
NSR Westar Consent - NOX Rate Annual v4.10, Unit 4205 and retrofits | 1156 | 2221 | Rate Constraint in lbs/MMBtu | FALSE | L | Annual | Allowances Withdrawn (n:1) | Thousand Tons | 0 | 0 | 0 | 0 | 0 | 0 | 0
NSR Westar Consent - NOX Rate Annual v4.10, Unit 4205 and retrofits | 1156 | 2221 | Rate Constraint in lbs/MMBtu | FALSE | L | Annual | Net Emissions Allowance Position | Thousand Tons | 2.9446 | 2.6209 | 2.6209 | 2.6209 | 2.5082 | 2.5082 | 2.5082
NSR Westar Consent - NOX Rate Annual v4.10, Unit 4205 and retrofits | 1156 | 2221 | Rate Constraint in lbs/MMBtu | FALSE | L | Annual | Fuel Consumed | TBtu | 58.8929 | 58.8929 | 58.8929 | 58.8929 | 56.3605 | 56.3605 | 56.3605
NSR Westar Consent - NOX Rate Annual v4.10, Unit 4205 and retrofits | 1156 | 2221 | Rate Constraint in lbs/MMBtu | FALSE | L | Annual | Rate | lb/MMBtu | 0.1 | 0.089007 | 0.089007 | 0.089007 | 0.089007 | 0.089007 | 0.089007
NSR Westar Consent - NOX Rate Annual v4.10, Unit 4205 and retrofits | 1156 | 2221 | Rate Constraint in lbs/MMBtu | FALSE | L | Annual | Generation | TWh | 5.2715 | 5.2715 | 5.2715 | 5.2715 | 5.2715 | 5.2715 | 5.2715
NSR Westar Consent - NOX Rate Annual v4.10, Unit 4205 and retrofits | 1156 | 2221 | Rate Constraint in lbs/MMBtu | FALSE | L | Annual | Qualifying Generation | TWh | 5.2715 | 5.2715 | 5.2715 | 5.2715 | 5.2715 | 5.2715 | 5.2715
NSR Westar Consent - NOX Rate Annual v4.10, Unit 4205 and retrofits | 1156 | 2221 | Rate Constraint in lbs/MMBtu | FALSE | L | Annual | Rate | lb/MWh | 0.5586 | 0.49719 | 0.49719 | 0.49719 | 0.47581 | 0.47581 | 0.47581
NSR Westar Consent - NOX Rate Annual v4.10, Unit 4205 and retrofits | 1156 | 2221 | Rate Constraint in lbs/MMBtu | FALSE | L | Annual | Constraint Shadow Price | US2011$/Ton | 0 | 0 | 0 | 0 | 0 | 0 | 0
NSR Westar Consent - NOX Rate Annual v4.10, Unit 4211 and retrofits | 1157 | 2221 | Rate Constraint in lbs/MMBtu | FALSE | L | Annual | Seasons Included | Seasons | Winter, Summer | Winter, Summer | Winter, Summer | Winter, Summer | Winter, Summer | Winter, Summer | Winter, Summer
NSR Westar Consent - NOX Rate Annual v4.10, Unit 4211 and retrofits | 1157 | 2221 | Rate Constraint in lbs/MMBtu | FALSE | L | Annual | Standard | lb/MMBtu | 0.1 | 0.1 | 0.1 | 0.1 | 0.1 | 0.1 | 0.1
NSR Westar Consent - NOX Rate Annual v4.10, Unit 4211 and retrofits | 1157 | 2221 | Rate Constraint in lbs/MMBtu | FALSE | L | Annual | Emissions at Affected Plants NOX | Thousand Tons | 2.9143 | 2.9143 | 2.9143 | 2.9143 | 2.789 | 2.789 | 2.789
NSR Westar Consent - NOX Rate Annual v4.10, Unit 4211 and retrofits | 1157 | 2221 | Rate Constraint in lbs/MMBtu | FALSE | L | Annual | Allowances Purchased NOX | Thousand Tons | 0 | 0 | 0 | 0 | 0 | 0 | 0
NSR Westar Consent - NOX Rate Annual v4.10, Unit 4211 and retrofits | 1157 | 2221 | Rate Constraint in lbs/MMBtu | FALSE | L | Annual | Allowances Sold NOX | Thousand Tons | 0 | 0 | 0 | 0 | 0 | 0 | 0
NSR Westar Consent - NOX Rate Annual v4.10, Unit 4211 and retrofits | 1157 | 2221 | Rate Constraint in lbs/MMBtu | FALSE | L | Annual | Allowances Banked | Thousand Tons | 0 | 0 | 0 | 0 | 0 | 0 | 0
NSR Westar Consent - NOX Rate Annual v4.10, Unit 4211 and retrofits | 1157 | 2221 | Rate Constraint in lbs/MMBtu | FALSE | L | Annual | Allowances Withdrawn (1:1) | Thousand Tons | 0 | 0 | 0 | 0 | 0 | 0 | 0
NSR Westar Consent - NOX Rate Annual v4.10, Unit 4211 and retrofits | 1157 | 2221 | Rate Constraint in lbs/MMBtu | FALSE | L | Annual | Allowances Withdrawn (n:1) | Thousand Tons | 0 | 0 | 0 | 0 | 0 | 0 | 0
NSR Westar Consent - NOX Rate Annual v4.10, Unit 4211 and retrofits | 1157 | 2221 | Rate Constraint in lbs/MMBtu | FALSE | L | Annual | Net Emissions Allowance Position | Thousand Tons | 2.9143 | 2.9143 | 2.9143 | 2.9143 | 2.789 | 2.789 | 2.789
NSR Westar Consent - NOX Rate Annual v4.10, Unit 4211 and retrofits | 1157 | 2221 | Rate Constraint in lbs/MMBtu | FALSE | L | Annual | Fuel Consumed | TBtu | 58.2862 | 58.2862 | 58.2862 | 58.2862 | 55.7798 | 55.7798 | 55.7798
NSR Westar Consent - NOX Rate Annual v4.10, Unit 4211 and retrofits | 1157 | 2221 | Rate Constraint in lbs/MMBtu | FALSE | L | Annual | Rate | lb/MMBtu | 0.1 | 0.1 | 0.1 | 0.1 | 0.1 | 0.1 | 0.1
NSR Westar Consent - NOX Rate Annual v4.10, Unit 4211 and retrofits | 1157 | 2221 | Rate Constraint in lbs/MMBtu | FALSE | L | Annual | Generation | TWh | 5.2204 | 5.2204 | 5.2204 | 5.2204 | 5.2204 | 5.2204 | 5.2204
NSR Westar Consent - NOX Rate Annual v4.10, Unit 4211 and retrofits | 1157 | 2221 | Rate Constraint in lbs/MMBtu | FALSE | L | Annual | Qualifying Generation | TWh | 5.2204 | 5.2204 | 5.2204 | 5.2204 | 5.2204 | 5.2204 | 5.2204
NSR Westar Consent - NOX Rate Annual v4.10, Unit 4211 and retrofits | 1157 | 2221 | Rate Constraint in lbs/MMBtu | FALSE | L | Annual | Rate | lb/MWh | 0.55825 | 0.55825 | 0.55825 | 0.55825 | 0.53425 | 0.53425 | 0.53425
NSR Westar Consent - NOX Rate Annual v4.10, Unit 4211 and retrofits | 1157 | 2221 | Rate Constraint in lbs/MMBtu | FALSE | L | Annual | Constraint Shadow Price | US2011$/Ton | 0 | 0 | 0 | 0 | 0 | 0 | 0
NSR Westar Consent - NOX Rate Annual v4.10, Unit 4212 and retrofits | 1158 | 2221 | Rate Constraint in lbs/MMBtu | FALSE | L | Annual | Seasons Included | Seasons | Winter, Summer | Winter, Summer | Winter, Summer | Winter, Summer | Winter, Summer | Winter, Summer | Winter, Summer
NSR Westar Consent - NOX Rate Annual v4.10, Unit 4212 and retrofits | 1158 | 2221 | Rate Constraint in lbs/MMBtu | FALSE | L | Annual | Standard | lb/MMBtu | 0.1 | 0.1 | 0.1 | 0.1 | 0.1 | 0.1 | 0.1
NSR Westar Consent - NOX Rate Annual v4.10, Unit 4212 and retrofits | 1158 | 2221 | Rate Constraint in lbs/MMBtu | FALSE | L | Annual | Emissions at Affected Plants NOX | Thousand Tons | 2.9441 | 2.9441 | 2.9441 | 2.9441 | 2.8175 | 2.8175 | 2.8175
NSR Westar Consent - NOX Rate Annual v4.10, Unit 4212 and retrofits | 1158 | 2221 | Rate Constraint in lbs/MMBtu | FALSE | L | Annual | Allowances Purchased NOX | Thousand Tons | 0 | 0 | 0 | 0 | 0 | 0 | 0
NSR Westar Consent - NOX Rate Annual v4.10, Unit 4212 and retrofits | 1158 | 2221 | Rate Constraint in lbs/MMBtu | FALSE | L | Annual | Allowances Sold NOX | Thousand Tons | 0 | 0 | 0 | 0 | 0 | 0 | 0
NSR Westar Consent - NOX Rate Annual v4.10, Unit 4212 and retrofits | 1158 | 2221 | Rate Constraint in lbs/MMBtu | FALSE | L | Annual | Allowances Banked | Thousand Tons | 0 | 0 | 0 | 0 | 0 | 0 | 0
NSR Westar Consent - NOX Rate Annual v4.10, Unit 4212 and retrofits | 1158 | 2221 | Rate Constraint in lbs/MMBtu | FALSE | L | Annual | Allowances Withdrawn (1:1) | Thousand Tons | 0 | 0 | 0 | 0 | 0 | 0 | 0
NSR Westar Consent - NOX Rate Annual v4.10, Unit 4212 and retrofits | 1158 | 2221 | Rate Constraint in lbs/MMBtu | FALSE | L | Annual | Allowances Withdrawn (n:1) | Thousand Tons | 0 | 0 | 0 | 0 | 0 | 0 | 0
NSR Westar Consent - NOX Rate Annual v4.10, Unit 4212 and retrofits | 1158 | 2221 | Rate Constraint in lbs/MMBtu | FALSE | L | Annual | Net Emissions Allowance Position | Thousand Tons | 2.9441 | 2.9441 | 2.9441 | 2.9441 | 2.8175 | 2.8175 | 2.8175
NSR Westar Consent - NOX Rate Annual v4.10, Unit 4212 and retrofits | 1158 | 2221 | Rate Constraint in lbs/MMBtu | FALSE | L | Annual | Fuel Consumed | TBtu | 58.8814 | 58.8814 | 58.8814 | 58.8814 | 56.3495 | 56.3495 | 56.3495
NSR Westar Consent - NOX Rate Annual v4.10, Unit 4212 and retrofits | 1158 | 2221 | Rate Constraint in lbs/MMBtu | FALSE | L | Annual | Rate | lb/MMBtu | 0.1 | 0.1 | 0.1 | 0.1 | 0.1 | 0.1 | 0.1
NSR Westar Consent - NOX Rate Annual v4.10, Unit 4212 and retrofits | 1158 | 2221 | Rate Constraint in lbs/MMBtu | FALSE | L | Annual | Generation | TWh | 5.2861 | 5.2861 | 5.2861 | 5.2861 | 5.2861 | 5.2861 | 5.2861
NSR Westar Consent - NOX Rate Annual v4.10, Unit 4212 and retrofits | 1158 | 2221 | Rate Constraint in lbs/MMBtu | FALSE | L | Annual | Qualifying Generation | TWh | 5.2861 | 5.2861 | 5.2861 | 5.2861 | 5.2861 | 5.2861 | 5.2861
NSR Westar Consent - NOX Rate Annual v4.10, Unit 4212 and retrofits | 1158 | 2221 | Rate Constraint in lbs/MMBtu | FALSE | L | Annual | Rate | lb/MWh | 0.55695 | 0.55695 | 0.55695 | 0.55695 | 0.533 | 0.533 | 0.533
NSR Westar Consent - NOX Rate Annual v4.10, Unit 4212 and retrofits | 1158 | 2221 | Rate Constraint in lbs/MMBtu | FALSE | L | Annual | Constraint Shadow Price | US2011$/Ton | 0 | 0 | 0 | 0 | 0 | 0 | 0
NSR Westar Consent - SO2 Cap Annual v4.10 | 1159 | 2292 | Rate Constraint in MTons | FALSE | L | Annual | Seasons Included | Seasons | Winter, Summer | Winter, Summer | Winter, Summer | Winter, Summer | Winter, Summer | Winter, Summer | Winter, Summer
NSR Westar Consent - SO2 Cap Annual v4.10 | 1159 | 2292 | Rate Constraint in MTons | FALSE | L | Annual | Standard | Thousand Tons | 6.6 | 6.6 | 6.6 | 6.6 | 6.6 | 6.6 | 6.6
NSR Westar Consent - SO2 Cap Annual v4.10 | 1159 | 2292 | Rate Constraint in MTons | FALSE | L | Annual | Standard SO2 | Thousand Tons | 6.6 | 6.6 | 6.6 | 6.6 | 6.6 | 6.6 | 6.6
NSR Westar Consent - SO2 Cap Annual v4.10 | 1159 | 2292 | Rate Constraint in MTons | FALSE | L | Annual | Emissions at Affected Plants SO2 | Thousand Tons | 5.2818 | 5.2818 | 5.2818 | 5.2818 | 5.0547 | 5.0547 | 5.0547
NSR Westar Consent - SO2 Cap Annual v4.10 | 1159 | 2292 | Rate Constraint in MTons | FALSE | L | Annual | Allowances Purchased SO2 | Thousand Tons | 0 | 0 | 0 | 0 | 0 | 0 | 0
NSR Westar Consent - SO2 Cap Annual v4.10 | 1159 | 2292 | Rate Constraint in MTons | FALSE | L | Annual | Allowances Sold SO2 | Thousand Tons | 0 | 0 | 0 | 0 | 0 | 0 | 0
NSR Westar Consent - SO2 Cap Annual v4.10 | 1159 | 2292 | Rate Constraint in MTons | FALSE | L | Annual | Allowances Banked | Thousand Tons | 0 | 0 | 0 | 0 | 0 | 0 | 0
NSR Westar Consent - SO2 Cap Annual v4.10 | 1159 | 2292 | Rate Constraint in MTons | FALSE | L | Annual | Allowances Withdrawn (1:1) | Thousand Tons | 0 | 0 | 0 | 0 | 0 | 0 | 0
NSR Westar Consent - SO2 Cap Annual v4.10 | 1159 | 2292 | Rate Constraint in MTons | FALSE | L | Annual | Allowances Withdrawn (n:1) | Thousand Tons | 0 | 0 | 0 | 0 | 0 | 0 | 0
NSR Westar Consent - SO2 Cap Annual v4.10 | 1159 | 2292 | Rate Constraint in MTons | FALSE | L | Annual | Net Emissions Allowance Position | Thousand Tons | 5.2818 | 5.2818 | 5.2818 | 5.2818 | 5.0547 | 5.0547 | 5.0547
NSR Westar Consent - SO2 Cap Annual v4.10 | 1159 | 2292 | Rate Constraint in MTons | FALSE | L | Annual | Fuel Consumed | TBtu | 176.0604 | 176.0604 | 176.0604 | 176.0604 | 168.4898 | 168.4898 | 168.4898
NSR Westar Consent - SO2 Cap Annual v4.10 | 1159 | 2292 | Rate Constraint in MTons | FALSE | L | Annual | Rate | lb/MMBtu | 0.06 | 0.06 | 0.06 | 0.06 | 0.06 | 0.06 | 0.06
NSR Westar Consent - SO2 Cap Annual v4.10 | 1159 | 2292 | Rate Constraint in MTons | FALSE | L | Annual | Generation | TWh | 15.778 | 15.778 | 15.778 | 15.778 | 15.778 | 15.778 | 15.778
NSR Westar Consent - SO2 Cap Annual v4.10 | 1159 | 2292 | Rate Constraint in MTons | FALSE | L | Annual | Qualifying Generation | TWh | 15.778 | 15.778 | 15.778 | 15.778 | 15.778 | 15.778 | 15.778
NSR Westar Consent - SO2 Cap Annual v4.10 | 1159 | 2292 | Rate Constraint in MTons | FALSE | L | Annual | Rate | lb/MWh | 0.33476 | 0.33476 | 0.33476 | 0.33476 | 0.32036 | 0.32036 | 0.32036
NSR Westar Consent - SO2 Cap Annual v4.10 | 1159 | 2292 | Rate Constraint in MTons | FALSE | L | Annual | Constraint Shadow Price | US2011$/Ton | 0 | 0 | 0 | 0 | 0 | 0 | 0
NSR Westar Consent - SO2 Rate Annual v4.10 | 1160 | 2293 | MACT Fuel Choice Floor in lbs/MMBtu | FALSE | L | Annual | Seasons Included | Seasons | Winter, Summer | Winter, Summer | Winter, Summer | Winter, Summer | Winter, Summer | Winter, Summer | Winter, Summer
NSR Westar Consent - SO2 Rate Annual v4.10 | 1160 | 2293 | MACT Fuel Choice Floor in lbs/MMBtu | FALSE | L | Annual | Emission Floor | lb/MMBtu | 0.07 | 0.07 | 0.07 | 0.07 | 0.07 | 0.07 | 0.07
NSR Westar Consent - SO2 Rate Annual v4.10 | 1160 | 2293 | MACT Fuel Choice Floor in lbs/MMBtu | FALSE | L | Annual | Emissions at Affected Plants SO2 | Thousand Tons | 5.2818 | 5.2818 | 5.2818 | 5.2818 | 5.0547 | 5.0547 | 5.0547
NSR Westar Consent - SO2 Rate Annual v4.10 | 1160 | 2293 | MACT Fuel Choice Floor in lbs/MMBtu | FALSE | L | Annual | Allowances Purchased SO2 | Thousand Tons | 0 | 0 | 0 | 0 | 0 | 0 | 0
NSR Westar Consent - SO2 Rate Annual v4.10 | 1160 | 2293 | MACT Fuel Choice Floor in lbs/MMBtu | FALSE | L | Annual | Allowances Sold SO2 | Thousand Tons | 0 | 0 | 0 | 0 | 0 | 0 | 0
NSR Westar Consent - SO2 Rate Annual v4.10 | 1160 | 2293 | MACT Fuel Choice Floor in lbs/MMBtu | FALSE | L | Annual | Allowances Banked | Thousand Tons | 0 | 0 | 0 | 0 | 0 | 0 | 0
NSR Westar Consent - SO2 Rate Annual v4.10 | 1160 | 2293 | MACT Fuel Choice Floor in lbs/MMBtu | FALSE | L | Annual | Allowances Withdrawn (1:1) | Thousand Tons | 0 | 0 | 0 | 0 | 0 | 0 | 0
NSR Westar Consent - SO2 Rate Annual v4.10 | 1160 | 2293 | MACT Fuel Choice Floor in lbs/MMBtu | FALSE | L | Annual | Allowances Withdrawn (n:1) | Thousand Tons | 0 | 0 | 0 | 0 | 0 | 0 | 0
NSR Westar Consent - SO2 Rate Annual v4.10 | 1160 | 2293 | MACT Fuel Choice Floor in lbs/MMBtu | FALSE | L | Annual | Net Emissions Allowance Position | Thousand Tons | 5.2818 | 5.2818 | 5.2818 | 5.2818 | 5.0547 | 5.0547 | 5.0547
NSR Westar Consent - SO2 Rate Annual v4.10 | 1160 | 2293 | MACT Fuel Choice Floor in lbs/MMBtu | FALSE | L | Annual | Fuel Consumed | TBtu | 176.0604 | 176.0604 | 176.0604 | 176.0604 | 168.4898 | 168.4898 | 168.4898
NSR Westar Consent - SO2 Rate Annual v4.10 | 1160 | 2293 | MACT Fuel Choice Floor in lbs/MMBtu | FALSE | L | Annual | Rate | lb/MMBtu | 0.06 | 0.06 | 0.06 | 0.06 | 0.06 | 0.06 | 0.06
NSR Westar Consent - SO2 Rate Annual v4.10 | 1160 | 2293 | MACT Fuel Choice Floor in lbs/MMBtu | FALSE | L | Annual | Generation | TWh | 15.778 | 15.778 | 15.778 | 15.778 | 15.778 | 15.778 | 15.778
NSR Westar Consent - SO2 Rate Annual v4.10 | 1160 | 2293 | MACT Fuel Choice Floor in lbs/MMBtu | FALSE | L | Annual | Qualifying Generation | TWh | 15.778 | 15.778 | 15.778 | 15.778 | 15.778 | 15.778 | 15.778
NSR Westar Consent - SO2 Rate Annual v4.10 | 1160 | 2293 | MACT Fuel Choice Floor in lbs/MMBtu | FALSE | L | Annual | Constraint Shadow Price | US2011$/Ton | 0 | 0 | 0 | 0 | 0 | 0 | 0
NSR Winyah 1 - NOX Rate Annual v3.1, Unit 5819 and retrofits | 1161 | 1953 | Rate Constraint in lbs/MMBtu | FALSE | L | Annual | Seasons Included | Seasons | Winter, Summer | Winter, Summer | Winter, Summer | Winter, Summer | Winter, Summer | Winter, Summer | Winter, Summer
NSR Winyah 1 - NOX Rate Annual v3.1, Unit 5819 and retrofits | 1161 | 1953 | Rate Constraint in lbs/MMBtu | FALSE | L | Annual | Standard | lb/MMBtu | 0.1 | 0.1 | 0.1 | 0.1 | 0.1 | 0.1 | 0.1
NSR Winyah 1 - NOX Rate Annual v3.1, Unit 5819 and retrofits | 1161 | 1953 | Rate Constraint in lbs/MMBtu | FALSE | L | Annual | Emissions at Affected Plants NOX | Thousand Tons | 0 | 0 | 0 | 0 | 0 | 0 | 0
NSR Winyah 1 - NOX Rate Annual v3.1, Unit 5819 and retrofits | 1161 | 1953 | Rate Constraint in lbs/MMBtu | FALSE | L | Annual | Allowances Purchased NOX | Thousand Tons | 0 | 0 | 0 | 0 | 0 | 0 | 0
NSR Winyah 1 - NOX Rate Annual v3.1, Unit 5819 and retrofits | 1161 | 1953 | Rate Constraint in lbs/MMBtu | FALSE | L | Annual | Allowances Sold NOX | Thousand Tons | 0 | 0 | 0 | 0 | 0 | 0 | 0
NSR Winyah 1 - NOX Rate Annual v3.1, Unit 5819 and retrofits | 1161 | 1953 | Rate Constraint in lbs/MMBtu | FALSE | L | Annual | Allowances Banked | Thousand Tons | 0 | 0 | 0 | 0 | 0 | 0 | 0
NSR Winyah 1 - NOX Rate Annual v3.1, Unit 5819 and retrofits | 1161 | 1953 | Rate Constraint in lbs/MMBtu | FALSE | L | Annual | Allowances Withdrawn (1:1) | Thousand Tons | 0 | 0 | 0 | 0 | 0 | 0 | 0
NSR Winyah 1 - NOX Rate Annual v3.1, Unit 5819 and retrofits | 1161 | 1953 | Rate Constraint in lbs/MMBtu | FALSE | L | Annual | Allowances Withdrawn (n:1) | Thousand Tons | 0 | 0 | 0 | 0 | 0 | 0 | 0
NSR Winyah 1 - NOX Rate Annual v3.1, Unit 5819 and retrofits | 1161 | 1953 | Rate Constraint in lbs/MMBtu | FALSE | L | Annual | Net Emissions Allowance Position | Thousand Tons | 0 | 0 | 0 | 0 | 0 | 0 | 0
NSR Winyah 1 - NOX Rate Annual v3.1, Unit 5819 and retrofits | 1161 | 1953 | Rate Constraint in lbs/MMBtu | FALSE | L | Annual | Fuel Consumed | TBtu | 0 | 0 | 0 | 0 | 0 | 0 | 0
NSR Winyah 1 - NOX Rate Annual v3.1, Unit 5819 and retrofits | 1161 | 1953 | Rate Constraint in lbs/MMBtu | FALSE | L | Annual | Rate | lb/MMBtu | 0 | 0 | 0 | 0 | 0 | 0 | 0
NSR Winyah 1 - NOX Rate Annual v3.1, Unit 5819 and retrofits | 1161 | 1953 | Rate Constraint in lbs/MMBtu | FALSE | L | Annual | Generation | TWh | 0 | 0 | 0 | 0 | 0 | 0 | 0
NSR Winyah 1 - NOX Rate Annual v3.1, Unit 5819 and retrofits | 1161 | 1953 | Rate Constraint in lbs/MMBtu | FALSE | L | Annual | Qualifying Generation | TWh | 0 | 0 | 0 | 0 | 0 | 0 | 0
NSR Winyah 1 - NOX Rate Annual v3.1, Unit 5819 and retrofits | 1161 | 1953 | Rate Constraint in lbs/MMBtu | FALSE | L | Annual | Rate | lb/MWh | 0 | 0 | 0 | 0 | 0 | 0 | 0
NSR Winyah 1 - NOX Rate Annual v3.1, Unit 5819 and retrofits | 1161 | 1953 | Rate Constraint in lbs/MMBtu | FALSE | L | Annual | Constraint Shadow Price | US2011$/Ton | 0 | 0 | 0 | 0 | 0 | 0 | 0
NSR Winyah 2-4 - NOX Rate Annual v3.1, Unit 5816 and retrofits | 1162 | 1952 | Rate Constraint in lbs/MMBtu | FALSE | L | Annual | Seasons Included | Seasons | Winter, Summer | Winter, Summer | Winter, Summer | Winter, Summer | Winter, Summer | Winter, Summer | Winter, Summer
NSR Winyah 2-4 - NOX Rate Annual v3.1, Unit 5816 and retrofits | 1162 | 1952 | Rate Constraint in lbs/MMBtu | FALSE | L | Annual | Standard | lb/MMBtu | 0.12 | 0.12 | 0.12 | 0.12 | 0.12 | 0.12 | 0.12
NSR Winyah 2-4 - NOX Rate Annual v3.1, Unit 5816 and retrofits | 1162 | 1952 | Rate Constraint in lbs/MMBtu | FALSE | L | Annual | Emissions at Affected Plants NOX | Thousand Tons | 0.68089 | 0.68319 | 0.77445 | 0.592 | 0.592 | 0.24954 | 0.24954
NSR Winyah 2-4 - NOX Rate Annual v3.1, Unit 5816 and retrofits | 1162 | 1952 | Rate Constraint in lbs/MMBtu | FALSE | L | Annual | Allowances Purchased NOX | Thousand Tons | 0 | 0 | 0 | 0 | 0 | 0 | 0
NSR Winyah 2-4 - NOX Rate Annual v3.1, Unit 5816 and retrofits | 1162 | 1952 | Rate Constraint in lbs/MMBtu | FALSE | L | Annual | Allowances Sold NOX | Thousand Tons | 0 | 0 | 0 | 0 | 0 | 0 | 0
NSR Winyah 2-4 - NOX Rate Annual v3.1, Unit 5816 and retrofits | 1162 | 1952 | Rate Constraint in lbs/MMBtu | FALSE | L | Annual | Allowances Banked | Thousand Tons | 0 | 0 | 0 | 0 | 0 | 0 | 0
NSR Winyah 2-4 - NOX Rate Annual v3.1, Unit 5816 and retrofits | 1162 | 1952 | Rate Constraint in lbs/MMBtu | FALSE | L | Annual | Allowances Withdrawn (1:1) | Thousand Tons | 0 | 0 | 0 | 0 | 0 | 0 | 0
NSR Winyah 2-4 - NOX Rate Annual v3.1, Unit 5816 and retrofits | 1162 | 1952 | Rate Constraint in lbs/MMBtu | FALSE | L | Annual | Allowances Withdrawn (n:1) | Thousand Tons | 0 | 0 | 0 | 0 | 0 | 0 | 0
NSR Winyah 2-4 - NOX Rate Annual v3.1, Unit 5816 and retrofits | 1162 | 1952 | Rate Constraint in lbs/MMBtu | FALSE | L | Annual | Net Emissions Allowance Position | Thousand Tons | 0.68089 | 0.68319 | 0.77445 | 0.592 | 0.592 | 0.24954 | 0.24954
NSR Winyah 2-4 - NOX Rate Annual v3.1, Unit 5816 and retrofits | 1162 | 1952 | Rate Constraint in lbs/MMBtu | FALSE | L | Annual | Fuel Consumed | TBtu | 13.4216 | 15.2192 | 17.0181 | 13.4216 | 13.4216 | 6.6711 | 6.6711
NSR Winyah 2-4 - NOX Rate Annual v3.1, Unit 5816 and retrofits | 1162 | 1952 | Rate Constraint in lbs/MMBtu | FALSE | L | Annual | Rate | lb/MMBtu | 0.10146 | 0.08978 | 0.091015 | 0.088216 | 0.088216 | 0.074812 | 0.074812
NSR Winyah 2-4 - NOX Rate Annual v3.1, Unit 5816 and retrofits | 1162 | 1952 | Rate Constraint in lbs/MMBtu | FALSE | L | Annual | Generation | TWh | 1.3124 | 1.4882 | 1.6641 | 1.3124 | 1.3124 | 0.65233 | 0.65233
NSR Winyah 2-4 - NOX Rate Annual v3.1, Unit 5816 and retrofits | 1162 | 1952 | Rate Constraint in lbs/MMBtu | FALSE | L | Annual | Qualifying Generation | TWh | 1.3124 | 1.4882 | 1.6641 | 1.3124 | 1.3124 | 0.65233 | 0.65233
NSR Winyah 2-4 - NOX Rate Annual v3.1, Unit 5816 and retrofits | 1162 | 1952 | Rate Constraint in lbs/MMBtu | FALSE | L | Annual | Rate | lb/MWh | 0.51881 | 0.45907 | 0.46539 | 0.45107 | 0.45107 | 0.38254 | 0.38254
NSR Winyah 2-4 - NOX Rate Annual v3.1, Unit 5816 and retrofits | 1162 | 1952 | Rate Constraint in lbs/MMBtu | FALSE | L | Annual | Constraint Shadow Price | US2011$/Ton | 0 | 0 | 0 | 0 | 0 | 0 | 0
NSR Winyah 2-4 - NOX Rate Annual v3.1, Unit 5817 and retrofits | 1163 | 1952 | Rate Constraint in lbs/MMBtu | FALSE | L | Annual | Seasons Included | Seasons | Winter, Summer | Winter, Summer | Winter, Summer | Winter, Summer | Winter, Summer | Winter, Summer | Winter, Summer
NSR Winyah 2-4 - NOX Rate Annual v3.1, Unit 5817 and retrofits | 1163 | 1952 | Rate Constraint in lbs/MMBtu | FALSE | L | Annual | Standard | lb/MMBtu | 0.12 | 0.12 | 0.12 | 0.12 | 0.12 | 0.12 | 0.12
NSR Winyah 2-4 - NOX Rate Annual v3.1, Unit 5817 and retrofits | 1163 | 1952 | Rate Constraint in lbs/MMBtu | FALSE | L | Annual | Emissions at Affected Plants NOX | Thousand Tons | 0.70291 | 0.69673 | 0.79094 | 0.60258 | 0.60258 | 0.24905 | 0.24905
NSR Winyah 2-4 - NOX Rate Annual v3.1, Unit 5817 and retrofits | 1163 | 1952 | Rate Constraint in lbs/MMBtu | FALSE | L | Annual | Allowances Purchased NOX | Thousand Tons | 0 | 0 | 0 | 0 | 0 | 0 | 0
NSR Winyah 2-4 - NOX Rate Annual v3.1, Unit 5817 and retrofits | 1163 | 1952 | Rate Constraint in lbs/MMBtu | FALSE | L | Annual | Allowances Sold NOX | Thousand Tons | 0 | 0 | 0 | 0 | 0 | 0 | 0
NSR Winyah 2-4 - NOX Rate Annual v3.1, Unit 5817 and retrofits | 1163 | 1952 | Rate Constraint in lbs/MMBtu | FALSE | L | Annual | Allowances Banked | Thousand Tons | 0 | 0 | 0 | 0 | 0 | 0 | 0
NSR Winyah 2-4 - NOX Rate Annual v3.1, Unit 5817 and retrofits | 1163 | 1952 | Rate Constraint in lbs/MMBtu | FALSE | L | Annual | Allowances Withdrawn (1:1) | Thousand Tons | 0 | 0 | 0 | 0 | 0 | 0 | 0
NSR Winyah 2-4 - NOX Rate Annual v3.1, Unit 5817 and retrofits | 1163 | 1952 | Rate Constraint in lbs/MMBtu | FALSE | L | Annual | Allowances Withdrawn (n:1) | Thousand Tons | 0 | 0 | 0 | 0 | 0 | 0 | 0
NSR Winyah 2-4 - NOX Rate Annual v3.1, Unit 5817 and retrofits | 1163 | 1952 | Rate Constraint in lbs/MMBtu | FALSE | L | Annual | Net Emissions Allowance Position | Thousand Tons | 0.70291 | 0.69673 | 0.79094 | 0.60258 | 0.60258 | 0.24905 | 0.24905
NSR Winyah 2-4 - NOX Rate Annual v3.1, Unit 5817 and retrofits | 1163 | 1952 | Rate Constraint in lbs/MMBtu | FALSE | L | Annual | Fuel Consumed | TBtu | 13.3952 | 15.1894 | 16.9847 | 13.3952 | 13.3952 | 6.658 | 6.658
NSR Winyah 2-4 - NOX Rate Annual v3.1, Unit 5817 and retrofits | 1163 | 1952 | Rate Constraint in lbs/MMBtu | FALSE | L | Annual | Rate | lb/MMBtu | 0.10495 | 0.091739 | 0.093135 | 0.08997 | 0.08997 | 0.074812 | 0.074812
NSR Winyah 2-4 - NOX Rate Annual v3.1, Unit 5817 and retrofits | 1163 | 1952 | Rate Constraint in lbs/MMBtu | FALSE | L | Annual | Generation | TWh | 1.3124 | 1.4882 | 1.6641 | 1.3124 | 1.3124 | 0.65233 | 0.65233
NSR Winyah 2-4 - NOX Rate Annual v3.1, Unit 5817 and retrofits | 1163 | 1952 | Rate Constraint in lbs/MMBtu | FALSE | L | Annual | Qualifying Generation | TWh | 1.3124 | 1.4882 | 1.6641 | 1.3124 | 1.3124 | 0.65233 | 0.65233
NSR Winyah 2-4 - NOX Rate Annual v3.1, Unit 5817 and retrofits | 1163 | 1952 | Rate Constraint in lbs/MMBtu | FALSE | L | Annual | Rate | lb/MWh | 0.53558 | 0.46817 | 0.4753 | 0.45914 | 0.45914 | 0.38179 | 0.38179
NSR Winyah 2-4 - NOX Rate Annual v3.1, Unit 5817 and retrofits | 1163 | 1952 | Rate Constraint in lbs/MMBtu | FALSE | L | Annual | Constraint Shadow Price | US2011$/Ton | 0 | 0 | 0 | 0 | 0 | 0 | 0
NSR Winyah 2-4 - NOX Rate Annual v3.1, Unit 5818 and retrofits | 1164 | 1952 | Rate Constraint in lbs/MMBtu | FALSE | L | Annual | Seasons Included | Seasons | Winter, Summer | Winter, Summer | Winter, Summer | Winter, Summer | Winter, Summer | Winter, Summer | Winter, Summer
NSR Winyah 2-4 - NOX Rate Annual v3.1, Unit 5818 and retrofits | 1164 | 1952 | Rate Constraint in lbs/MMBtu | FALSE | L | Annual | Standard | lb/MMBtu | 0.12 | 0.12 | 0.12 | 0.12 | 0.12 | 0.12 | 0.12
NSR Winyah 2-4 - NOX Rate Annual v3.1, Unit 5818 and retrofits | 1164 | 1952 | Rate Constraint in lbs/MMBtu | FALSE | L | Annual | Emissions at Affected Plants NOX | Thousand Tons | 0.68713 | 0.68842 | 0.78051 | 0.59639 | 0.59639 | 0.25079 | 0.25079
NSR Winyah 2-4 - NOX Rate Annual v3.1, Unit 5818 and retrofits | 1164 | 1952 | Rate Constraint in lbs/MMBtu | FALSE | L | Annual | Allowances Purchased NOX | Thousand Tons | 0 | 0 | 0 | 0 | 0 | 0 | 0
NSR Winyah 2-4 - NOX Rate Annual v3.1, Unit 5818 and retrofits | 1164 | 1952 | Rate Constraint in lbs/MMBtu | FALSE | L | Annual | Allowances Sold NOX | Thousand Tons | 0 | 0 | 0 | 0 | 0 | 0 | 0
NSR Winyah 2-4 - NOX Rate Annual v3.1, Unit 5818 and retrofits | 1164 | 1952 | Rate Constraint in lbs/MMBtu | FALSE | L | Annual | Allowances Banked | Thousand Tons | 0 | 0 | 0 | 0 | 0 | 0 | 0
NSR Winyah 2-4 - NOX Rate Annual v3.1, Unit 5818 and retrofits | 1164 | 1952 | Rate Constraint in lbs/MMBtu | FALSE | L | Annual | Allowances Withdrawn (1:1) | Thousand Tons | 0 | 0 | 0 | 0 | 0 | 0 | 0
NSR Winyah 2-4 - NOX Rate Annual v3.1, Unit 5818 and retrofits | 1164 | 1952 | Rate Constraint in lbs/MMBtu | FALSE | L | Annual | Allowances Withdrawn (n:1) | Thousand Tons | 0 | 0 | 0 | 0 | 0 | 0 | 0
NSR Winyah 2-4 - NOX Rate Annual v3.1, Unit 5818 and retrofits | 1164 | 1952 | Rate Constraint in lbs/MMBtu | FALSE | L | Annual | Net Emissions Allowance Position | Thousand Tons | 0.68713 | 0.68842 | 0.78051 | 0.59639 | 0.59639 | 0.25079 | 0.25079
NSR Winyah 2-4 - NOX Rate Annual v3.1, Unit 5818 and retrofits | 1164 | 1952 | Rate Constraint in lbs/MMBtu | FALSE | L | Annual | Fuel Consumed | TBtu | 13.4887 | 15.2953 | 17.1031 | 13.4887 | 13.4887 | 6.7044 | 6.7044
NSR Winyah 2-4 - NOX Rate Annual v3.1, Unit 5818 and retrofits | 1164 | 1952 | Rate Constraint in lbs/MMBtu | FALSE | L | Annual | Rate | lb/MMBtu | 0.10188 | 0.090017 | 0.091271 | 0.088428 | 0.088428 | 0.074812 | 0.074812
NSR Winyah 2-4 - NOX Rate Annual v3.1, Unit 5818 and retrofits | 1164 | 1952 | Rate Constraint in lbs/MMBtu | FALSE | L | Annual | Generation | TWh | 1.3124 | 1.4882 | 1.6641 | 1.3124 | 1.3124 | 0.65233 | 0.65233
NSR Winyah 2-4 - NOX Rate Annual v3.1, Unit 5818 and retrofits | 1164 | 1952 | Rate Constraint in lbs/MMBtu | FALSE | L | Annual | Qualifying Generation | TWh | 1.3124 | 1.4882 | 1.6641 | 1.3124 | 1.3124 | 0.65233 | 0.65233
NSR Winyah 2-4 - NOX Rate Annual v3.1, Unit 5818 and retrofits | 1164 | 1952 | Rate Constraint in lbs/MMBtu | FALSE | L | Annual | Rate | lb/MWh | 0.52356 | 0.46259 | 0.46903 | 0.45442 | 0.45442 | 0.38445 | 0.38445
NSR Winyah 2-4 - NOX Rate Annual v3.1, Unit 5818 and retrofits | 1164 | 1952 | Rate Constraint in lbs/MMBtu | FALSE | L | Annual | Constraint Shadow Price | US2011$/Ton | 0 | 0 | 0 | 0 | 0 | 0 | 0
NSR Wood River 4,5 - SO2 Rate Annual v3.1, Unit 3526 and retrofits | 1165 | 1882 | Rate Constraint in lbs/MMBtu | FALSE | L | Annual | Seasons Included | Seasons | Winter, Summer | Winter, Summer | Winter, Summer | Winter, Summer | Winter, Summer | Winter, Summer | Winter, Summer
NSR Wood River 4,5 - SO2 Rate Annual v3.1, Unit 3526 and retrofits | 1165 | 1882 | Rate Constraint in lbs/MMBtu | FALSE | L | Annual | Standard | lb/MMBtu | 1.2 | 1.2 | 1.2 | 1.2 | 1.2 | 1.2 | 1.2
NSR Wood River 4,5 - SO2 Rate Annual v3.1, Unit 3526 and retrofits | 1165 | 1882 | Rate Constraint in lbs/MMBtu | FALSE | L | Annual | Emissions at Affected Plants SO2 | Thousand Tons | 0 | 0 | 0 | 0 | 0 | 0 | 0
NSR Wood River 4,5 - SO2 Rate Annual v3.1, Unit 3526 and retrofits | 1165 | 1882 | Rate Constraint in lbs/MMBtu | FALSE | L | Annual | Allowances Purchased SO2 | Thousand Tons | 0 | 0 | 0 | 0 | 0 | 0 | 0
NSR Wood River 4,5 - SO2 Rate Annual v3.1, Unit 3526 and retrofits | 1165 | 1882 | Rate Constraint in lbs/MMBtu | FALSE | L | Annual | Allowances Sold SO2 | Thousand Tons | 0 | 0 | 0 | 0 | 0 | 0 | 0
NSR Wood River 4,5 - SO2 Rate Annual v3.1, Unit 3526 and retrofits | 1165 | 1882 | Rate Constraint in lbs/MMBtu | FALSE | L | Annual | Allowances Banked | Thousand Tons | 0 | 0 | 0 | 0 | 0 | 0 | 0
NSR Wood River 4,5 - SO2 Rate Annual v3.1, Unit 3526 and retrofits | 1165 | 1882 | Rate Constraint in lbs/MMBtu | FALSE | L | Annual | Allowances Withdrawn (1:1) | Thousand Tons | 0 | 0 | 0 | 0 | 0 | 0 | 0
NSR Wood River 4,5 - SO2 Rate Annual v3.1, Unit 3526 and retrofits | 1165 | 1882 | Rate Constraint in lbs/MMBtu | FALSE | L | Annual | Allowances Withdrawn (n:1) | Thousand Tons | 0 | 0 | 0 | 0 | 0 | 0 | 0
NSR Wood River 4,5 - SO2 Rate Annual v3.1, Unit 3526 and retrofits | 1165 | 1882 | Rate Constraint in lbs/MMBtu | FALSE | L | Annual | Net Emissions Allowance Position | Thousand Tons | 0 | 0 | 0 | 0 | 0 | 0 | 0
NSR Wood River 4,5 - SO2 Rate Annual v3.1, Unit 3526 and retrofits | 1165 | 1882 | Rate Constraint in lbs/MMBtu | FALSE | L | Annual | Fuel Consumed | TBtu | 0 | 0 | 0 | 0 | 0 | 0 | 0
NSR Wood River 4,5 - SO2 Rate Annual v3.1, Unit 3526 and retrofits | 1165 | 1882 | Rate Constraint in lbs/MMBtu | FALSE | L | Annual | Rate | lb/MMBtu | 0 | 0 | 0 | 0 | 0 | 0 | 0
NSR Wood River 4,5 - SO2 Rate Annual v3.1, Unit 3526 and retrofits | 1165 | 1882 | Rate Constraint in lbs/MMBtu | FALSE | L | Annual | Generation | TWh | 0 | 0 | 0 | 0 | 0 | 0 | 0
NSR Wood River 4,5 - SO2 Rate Annual v3.1, Unit 3526 and retrofits | 1165 | 1882 | Rate Constraint in lbs/MMBtu | FALSE | L | Annual | Qualifying Generation | TWh | 0 | 0 | 0 | 0 | 0 | 0 | 0
NSR Wood River 4,5 - SO2 Rate Annual v3.1, Unit 3526 and retrofits | 1165 | 1882 | Rate Constraint in lbs/MMBtu | FALSE | L | Annual | Rate | lb/MWh | 0 | 0 | 0 | 0 | 0 | 0 | 0
NSR Wood River 4,5 - SO2 Rate Annual v3.1, Unit 3526 and retrofits | 1165 | 1882 | Rate Constraint in lbs/MMBtu | FALSE | L | Annual | Constraint Shadow Price | US2011$/Ton | 0 | 0 | 0 | 0 | 0 | 0 | 0
NSR Wood River 4,5 - SO2 Rate Annual v3.1, Unit 4314 and retrofits | 1166 | 1882 | Rate Constraint in lbs/MMBtu | FALSE | L | Annual | Seasons Included | Seasons | Winter, Summer | Winter, Summer | Winter, Summer | Winter, Summer | Winter, Summer | Winter, Summer | Winter, Summer
NSR Wood River 4,5 - SO2 Rate Annual v3.1, Unit 4314 and retrofits | 1166 | 1882 | Rate Constraint in lbs/MMBtu | FALSE | L | Annual | Standard | lb/MMBtu | 1.2 | 1.2 | 1.2 | 1.2 | 1.2 | 1.2 | 1.2
NSR Wood River 4,5 - SO2 Rate Annual v3.1, Unit 4314 and retrofits | 1166 | 1882 | Rate Constraint in lbs/MMBtu | FALSE | L | Annual | Emissions at Affected Plants SO2 | Thousand Tons | 0 | 0 | 0 | 0 | 0 | 0 | 0
NSR Wood River 4,5 - SO2 Rate Annual v3.1, Unit 4314 and retrofits | 1166 | 1882 | Rate Constraint in lbs/MMBtu | FALSE | L | Annual | Allowances Purchased SO2 | Thousand Tons | 0 | 0 | 0 | 0 | 0 | 0 | 0
NSR Wood River 4,5 - SO2 Rate Annual v3.1, Unit 4314 and retrofits | 1166 | 1882 | Rate Constraint in lbs/MMBtu | FALSE | L | Annual | Allowances Sold SO2 | Thousand Tons | 0 | 0 | 0 | 0 | 0 | 0 | 0
NSR Wood River 4,5 - SO2 Rate Annual v3.1, Unit 4314 and retrofits | 1166 | 1882 | Rate Constraint in lbs/MMBtu | FALSE | L | Annual | Allowances Banked | Thousand Tons | 0 | 0 | 0 | 0 | 0 | 0 | 0
NSR Wood River 4,5 - SO2 Rate Annual v3.1, Unit 4314 and retrofits | 1166 | 1882 | Rate Constraint in lbs/MMBtu | FALSE | L | Annual | Allowances Withdrawn (1:1) | Thousand Tons | 0 | 0 | 0 | 0 | 0 | 0 | 0
NSR Wood River 4,5 - SO2 Rate Annual v3.1, Unit 4314 and retrofits | 1166 | 1882 | Rate Constraint in lbs/MMBtu | FALSE | L | Annual | Allowances Withdrawn (n:1) | Thousand Tons | 0 | 0 | 0 | 0 | 0 | 0 | 0
NSR Wood River 4,5 - SO2 Rate Annual v3.1, Unit 4314 and retrofits | 1166 | 1882 | Rate Constraint in lbs/MMBtu | FALSE | L | Annual | Net Emissions Allowance Position | Thousand Tons | 0 | 0 | 0 | 0 | 0 | 0 | 0
NSR Wood River 4,5 - SO2 Rate Annual v3.1, Unit 4314 and retrofits | 1166 | 1882 | Rate Constraint in lbs/MMBtu | FALSE | L | Annual | Fuel Consumed | TBtu | 0 | 0 | 0 | 0 | 0 | 0 | 0
NSR Wood River 4,5 - SO2 Rate Annual v3.1, Unit 4314 and retrofits | 1166 | 1882 | Rate Constraint in lbs/MMBtu | FALSE | L | Annual | Rate | lb/MMBtu | 0 | 0 | 0 | 0 | 0 | 0 | 0
NSR Wood River 4,5 - SO2 Rate Annual v3.1, Unit 4314 and retrofits | 1166 | 1882 | Rate Constraint in lbs/MMBtu | FALSE | L | Annual | Generation | TWh | 0 | 0 | 0 | 0 | 0 | 0 | 0
NSR Wood River 4,5 - SO2 Rate Annual v3.1, Unit 4314 and retrofits | 1166 | 1882 | Rate Constraint in lbs/MMBtu | FALSE | L | Annual | Qualifying Generation | TWh | 0 | 0 | 0 | 0 | 0 | 0 | 0
NSR Wood River 4,5 - SO2 Rate Annual v3.1, Unit 4314 and retrofits | 1166 | 1882 | Rate Constraint in lbs/MMBtu | FALSE | L | Annual | Rate | lb/MWh | 0 | 0 | 0 | 0 | 0 | 0 | 0
NSR Wood River 4,5 - SO2 Rate Annual v3.1, Unit 4314 and retrofits | 1166 | 1882 | Rate Constraint in lbs/MMBtu | FALSE | L | Annual | Constraint Shadow Price | US2011$/Ton | 0 | 0 | 0 | 0 | 0 | 0 | 0
NSR WPS Consent - NOX Cap Annual v5.12 | 1167 | 5790 | Rate Constraint in MTons | FALSE | L | Annual | Seasons Included | Seasons | Winter, Summer | Winter, Summer | Winter, Summer | Winter, Summer | Winter, Summer | Winter, Summer | Winter, Summer
NSR WPS Consent - NOX Cap Annual v5.12 | 1167 | 5790 | Rate Constraint in MTons | FALSE | L | Annual | Standard | Thousand Tons | 3.8 | 3.7 | 3.7 | 3.7 | 3.7 | 3.7 | 3.7
NSR WPS Consent - NOX Cap Annual v5.12 | 1167 | 5790 | Rate Constraint in MTons | FALSE | L | Annual | Standard NOX | Thousand Tons | 3.8 | 3.7 | 3.7 | 3.7 | 3.7 | 3.7 | 3.7
NSR WPS Consent - NOX Cap Annual v5.12 | 1167 | 5790 | Rate Constraint in MTons | FALSE | L | Annual | Emissions at Affected Plants NOX | Thousand Tons | 0.93965 | 0.93965 | 1.0738 | 0.92401 | 0.74291 | 0.89925 | 0.89925
NSR WPS Consent - NOX Cap Annual v5.12 | 1167 | 5790 | Rate Constraint in MTons | FALSE | L | Annual | Allowances Purchased NOX | Thousand Tons | 0 | 0 | 0 | 0 | 0 | 0 | 0
NSR WPS Consent - NOX Cap Annual v5.12 | 1167 | 5790 | Rate Constraint in MTons | FALSE | L | Annual | Allowances Sold NOX | Thousand Tons | 0 | 0 | 0 | 0 | 0 | 0 | 0
NSR WPS Consent - NOX Cap Annual v5.12 | 1167 | 5790 | Rate Constraint in MTons | FALSE | L | Annual | Allowances Banked | Thousand Tons | 0 | 0 | 0 | 0 | 0 | 0 | 0
NSR WPS Consent - NOX Cap Annual v5.12 | 1167 | 5790 | Rate Constraint in MTons | FALSE | L | Annual | Allowances Withdrawn (1:1) | Thousand Tons | 0 | 0 | 0 | 0 | 0 | 0 | 0
NSR WPS Consent - NOX Cap Annual v5.12 | 1167 | 5790 | Rate Constraint in MTons | FALSE | L | Annual | Allowances Withdrawn (n:1) | Thousand Tons | 0 | 0 | 0 | 0 | 0 | 0 | 0
NSR WPS Consent - NOX Cap Annual v5.12 | 1167 | 5790 | Rate Constraint in MTons | FALSE | L | Annual | Net Emissions Allowance Position | Thousand Tons | 0.93965 | 0.93965 | 1.0738 | 0.92401 | 0.74291 | 0.89925 | 0.89925
NSR WPS Consent - NOX Cap Annual v5.12 | 1167 | 5790 | Rate Constraint in MTons | FALSE | L | Annual | Fuel Consumed | TBtu | 34.2699 | 34.2699 | 39.164 | 33.6996 | 27.0947 | 32.7963 | 32.7963
NSR WPS Consent - NOX Cap Annual v5.12 | 1167 | 5790 | Rate Constraint in MTons | FALSE | L | Annual | Rate | lb/MMBtu | 0.054838 | 0.054838 | 0.054838 | 0.054838 | 0.054838 | 0.054838 | 0.054838
NSR WPS Consent - NOX Cap Annual v5.12 | 1167 | 5790 | Rate Constraint in MTons | FALSE | L | Annual | Generation | TWh | 3.4593 | 3.4593 | 3.9533 | 3.5546 | 2.8579 | 3.4593 | 3.4593
NSR WPS Consent - NOX Cap Annual v5.12 | 1167 | 5790 | Rate Constraint in MTons | FALSE | L | Annual | Qualifying Generation | TWh | 3.4593 | 3.4593 | 3.9533 | 3.5546 | 2.8579 | 3.4593 | 3.4593
NSR WPS Consent - NOX Cap Annual v5.12 | 1167 | 5790 | Rate Constraint in MTons | FALSE | L | Annual | Rate | lb/MWh | 0.27163 | 0.27163 | 0.27163 | 0.25995 | 0.25995 | 0.25995 | 0.25995
NSR WPS Consent - NOX Cap Annual v5.12 | 1167 | 5790 | Rate Constraint in MTons | FALSE | L | Annual | Constraint Shadow Price | US2011$/Ton | 0 | 0 | 0 | 0 | 0 | 0 | 0
NSR WPS Consent - SO2 Cap Annual v5.12 | 1168 | 5793 | Rate Constraint in MTons | FALSE | L | Annual | Seasons Included | Seasons | Winter, Summer | Winter, Summer | Winter, Summer | Winter, Summer | Winter, Summer | Winter, Summer | Winter, Summer
NSR WPS Consent - SO2 Cap Annual v5.12 | 1168 | 5793 | Rate Constraint in MTons | FALSE | L | Annual | Standard | Thousand Tons | 7.225 | 4.25 | 4.25 | 4.25 | 4.25 | 4.25 | 4.25
NSR WPS Consent - SO2 Cap Annual v5.12 | 1168 | 5793 | Rate Constraint in MTons | FALSE | L | Annual | Standard SO2 | Thousand Tons | 7.225 | 4.25 | 4.25 | 4.25 | 4.25 | 4.25 | 4.25
NSR WPS Consent - SO2 Cap Annual v5.12 | 1168 | 5793 | Rate Constraint in MTons | FALSE | L | Annual | Emissions at Affected Plants SO2 | Thousand Tons | 1.367 | 1.367 | 1.5622 | 1.3442 | 1.0808 | 1.3082 | 1.3082
NSR WPS Consent - SO2 Cap Annual v5.12 | 1168 | 5793 | Rate Constraint in MTons | FALSE | L | Annual | Allowances Purchased SO2 | Thousand Tons | 0 | 0 | 0 | 0 | 0 | 0 | 0
NSR WPS Consent - SO2 Cap Annual v5.12 | 1168 | 5793 | Rate Constraint in MTons | FALSE | L | Annual | Allowances Sold SO2 | Thousand Tons | 0 | 0 | 0 | 0 | 0 | 0 | 0
NSR WPS Consent - SO2 Cap Annual v5.12 | 1168 | 5793 | Rate Constraint in MTons | FALSE | L | Annual | Allowances Banked | Thousand Tons | 0 | 0 | 0 | 0 | 0 | 0 | 0
NSR WPS Consent - SO2 Cap Annual v5.12 | 1168 | 5793 | Rate Constraint in MTons | FALSE | L | Annual | Allowances Withdrawn (1:1) | Thousand Tons | 0 | 0 | 0 | 0 | 0 | 0 | 0
NSR WPS Consent - SO2 Cap Annual v5.12 | 1168 | 5793 | Rate Constraint in MTons | FALSE | L | Annual | Allowances Withdrawn (n:1) | Thousand Tons | 0 | 0 | 0 | 0 | 0 | 0 | 0
NSR WPS Consent - SO2 Cap Annual v5.12 | 1168 | 5793 | Rate Constraint in MTons | FALSE | L | Annual | Net Emissions Allowance Position | Thousand Tons | 1.367 | 1.367 | 1.5622 | 1.3442 | 1.0808 | 1.3082 | 1.3082
NSR WPS Consent - SO2 Cap Annual v5.12 | 1168 | 5793 | Rate Constraint in MTons | FALSE | L | Annual | Fuel Consumed | TBtu | 34.2699 | 34.2699 | 39.164 | 33.6996 | 27.0947 | 32.7963 | 32.7963
NSR WPS Consent - SO2 Cap Annual v5.12 | 1168 | 5793 | Rate Constraint in MTons | FALSE | L | Annual | Rate | lb/MMBtu | 0.079777 | 0.079777 | 0.079777 | 0.079777 | 0.079777 | 0.079777 | 0.079777
NSR WPS Consent - SO2 Cap Annual v5.12 | 1168 | 5793 | Rate Constraint in MTons | FALSE | L | Annual | Generation | TWh | 3.4593 | 3.4593 | 3.9533 | 3.5546 | 2.8579 | 3.4593 | 3.4593
NSR WPS Consent - SO2 Cap Annual v5.12 | 1168 | 5793 | Rate Constraint in MTons | FALSE | L | Annual | Qualifying Generation | TWh | 3.4593 | 3.4593 | 3.9533 | 3.5546 | 2.8579 | 3.4593 | 3.4593
NSR WPS Consent - SO2 Cap Annual v5.12 | 1168 | 5793 | Rate Constraint in MTons | FALSE | L | Annual | Rate | lb/MWh | 0.39516 | 0.39516 | 0.39516 | 0.37817 | 0.37817 | 0.37817 | 0.37817
NSR WPS Consent - SO2 Cap Annual v5.12 | 1168 | 5793 | Rate Constraint in MTons | FALSE | L | Annual | Constraint Shadow Price | US2011$/Ton | 0 | 0 | 0 | 0 | 0 | 0 | 0
NSR WPS Pullinam - NOX Cap Annual v5.12 | 1169 | 5794 | Rate Constraint in MTons | FALSE | L | Annual | Seasons Included | Seasons | Winter, Summer | Winter, Summer | Winter, Summer | Winter, Summer | Winter, Summer | Winter, Summer | Winter, Summer
NSR WPS Pullinam - NOX Cap Annual v5.12 | 1169 | 5794 | Rate Constraint in MTons | FALSE | L | Annual | Standard | Thousand Tons | 1.5 | 1.5 | 1.5 | 1.5 | 1.5 | 1.5 | 1.5
NSR WPS Pullinam - NOX Cap Annual v5.12 | 1169 | 5794 | Rate Constraint in MTons | FALSE | L | Annual | Standard NOX | Thousand Tons | 1.5 | 1.5 | 1.5 | 1.5 | 1.5 | 1.5 | 1.5
NSR WPS Pullinam - NOX Cap Annual v5.12 | 1169 | 5794 | Rate Constraint in MTons | FALSE | L | Annual | Emissions at Affected Plants NOX | Thousand Tons | 0 | 0 | 0 | 0 | 0 | 0 | 0
NSR WPS Pullinam - NOX Cap Annual v5.12 | 1169 | 5794 | Rate Constraint in MTons | FALSE | L | Annual | Allowances Purchased NOX | Thousand Tons | 0 | 0 | 0 | 0 | 0 | 0 | 0
NSR WPS Pullinam - NOX Cap Annual v5.12 | 1169 | 5794 | Rate Constraint in MTons | FALSE | L | Annual | Allowances Sold NOX | Thousand Tons | 0 | 0 | 0 | 0 | 0 | 0 | 0
NSR WPS Pullinam - NOX Cap Annual v5.12 | 1169 | 5794 | Rate Constraint in MTons | FALSE | L | Annual | Allowances Banked | Thousand Tons | 0 | 0 | 0 | 0 | 0 | 0 | 0
NSR WPS Pullinam - NOX Cap Annual v5.12 | 1169 | 5794 | Rate Constraint in MTons | FALSE | L | Annual | Allowances Withdrawn (1:1) | Thousand Tons | 0 | 0 | 0 | 0 | 0 | 0 | 0
NSR WPS Pullinam - NOX Cap Annual v5.12 | 1169 | 5794 | Rate Constraint in MTons | FALSE | L | Annual | Allowances Withdrawn (n:1) | Thousand Tons | 0 | 0 | 0 | 0 | 0 | 0 | 0
NSR WPS Pullinam - NOX Cap Annual v5.12 | 1169 | 5794 | Rate Constraint in MTons | FALSE | L | Annual | Net Emissions Allowance Position | Thousand Tons | 0 | 0 | 0 | 0 | 0 | 0 | 0
NSR WPS Pullinam - NOX Cap Annual v5.12 | 1169 | 5794 | Rate Constraint in MTons | FALSE | L | Annual | Fuel Consumed | TBtu | 0 | 0 | 0 | 0 | 0 | 0 | 0
NSR WPS Pullinam - NOX Cap Annual v5.12 | 1169 | 5794 | Rate Constraint in MTons | FALSE | L | Annual | Rate | lb/MMBtu | 0 | 0 | 0 | 0 | 0 | 0 | 0
NSR WPS Pullinam - NOX Cap Annual v5.12 | 1169 | 5794 | Rate Constraint in MTons | FALSE | L | Annual | Generation | TWh | 0 | 0 | 0 | 0 | 0 | 0 | 0
NSR WPS Pullinam - NOX Cap Annual v5.12 | 1169 | 5794 | Rate Constraint in MTons | FALSE | L | Annual | Qualifying Generation | TWh | 0 | 0 | 0 | 0 | 0 | 0 | 0
NSR WPS Pullinam - NOX Cap Annual v5.12 | 1169 | 5794 | Rate Constraint in MTons | FALSE | L | Annual | Rate | lb/MWh | 0 | 0 | 0 | 0 | 0 | 0 | 0
NSR WPS Pullinam - NOX Cap Annual v5.12 | 1169 | 5794 | Rate Constraint in MTons | FALSE | L | Annual | Constraint Shadow Price | US2011$/Ton | 0 | 0 | 0 | 0 | 0 | 0 | 0
NSR WPS Pullinam - SO2 Cap Annual v5.12 | 1170 | 5795 | Rate Constraint in MTons | FALSE | L | Annual | Seasons Included | Seasons | Winter, Summer | Winter, Summer | Winter, Summer | Winter, Summer | Winter, Summer | Winter, Summer | Winter, Summer
NSR WPS Pullinam - SO2 Cap Annual v5.12 | 1170 | 5795 | Rate Constraint in MTons | FALSE | L | Annual | Standard | Thousand Tons | 2.1 | 2.1 | 2.1 | 2.1 | 2.1 | 2.1 | 2.1
NSR WPS Pullinam - SO2 Cap Annual v5.12 | 1170 | 5795 | Rate Constraint in MTons | FALSE | L | Annual | Standard SO2 | Thousand Tons | 2.1 | 2.1 | 2.1 | 2.1 | 2.1 | 2.1 | 2.1
NSR WPS Pullinam - SO2 Cap Annual v5.12 | 1170 | 5795 | Rate Constraint in MTons | FALSE | L | Annual | Emissions at Affected Plants SO2 | Thousand Tons | 0 | 0 | 0 | 0 | 0 | 0 | 0
NSR WPS Pullinam - SO2 Cap Annual v5.12 | 1170 | 5795 | Rate Constraint in MTons | FALSE | L | Annual | Allowances Purchased SO2 | Thousand Tons | 0 | 0 | 0 | 0 | 0 | 0 | 0
NSR WPS Pullinam - SO2 Cap Annual v5.12 | 1170 | 5795 | Rate Constraint in MTons | FALSE | L | Annual | Allowances Sold SO2 | Thousand Tons | 0 | 0 | 0 | 0 | 0 | 0 | 0
NSR WPS Pullinam - SO2 Cap Annual v5.12 | 1170 | 5795 | Rate Constraint in MTons | FALSE | L | Annual | Allowances Banked | Thousand Tons | 0 | 0 | 0 | 0 | 0 | 0 | 0
NSR WPS Pullinam - SO2 Cap Annual v5.12 | 1170 | 5795 | Rate Constraint in MTons | FALSE | L | Annual | Allowances Withdrawn (1:1) | Thousand Tons | 0 | 0 | 0 | 0 | 0 | 0 | 0
NSR WPS Pullinam - SO2 Cap Annual v5.12 | 1170 | 5795 | Rate Constraint in MTons | FALSE | L | Annual | Allowances Withdrawn (n:1) | Thousand Tons | 0 | 0 | 0 | 0 | 0 | 0 | 0
NSR WPS Pullinam - SO2 Cap Annual v5.12 | 1170 | 5795 | Rate Constraint in MTons | FALSE | L | Annual | Net Emissions Allowance Position | Thousand Tons | 0 | 0 | 0 | 0 | 0 | 0 | 0
NSR WPS Pullinam - SO2 Cap Annual v5.12 | 1170 | 5795 | Rate Constraint in MTons | FALSE | L | Annual | Fuel Consumed | TBtu | 0 | 0 | 0 | 0 | 0 | 0 | 0
NSR WPS Pullinam - SO2 Cap Annual v5.12 | 1170 | 5795 | Rate Constraint in MTons | FALSE | L | Annual | Rate | lb/MMBtu | 0 | 0 | 0 | 0 | 0 | 0 | 0
NSR WPS Pullinam - SO2 Cap Annual v5.12 | 1170 | 5795 | Rate Constraint in MTons | FALSE | L | Annual | Generation | TWh | 0 | 0 | 0 | 0 | 0 | 0 | 0
NSR WPS Pullinam - SO2 Cap Annual v5.12 | 1170 | 5795 | Rate Constraint in MTons | FALSE | L | Annual | Qualifying Generation | TWh | 0 | 0 | 0 | 0 | 0 | 0 | 0
NSR WPS Pullinam - SO2 Cap Annual v5.12 | 1170 | 5795 | Rate Constraint in MTons | FALSE | L | Annual | Rate | lb/MWh | 0 | 0 | 0 | 0 | 0 | 0 | 0
NSR WPS Pullinam - SO2 Cap Annual v5.12 | 1170 | 5795 | Rate Constraint in MTons | FALSE | L | Annual | Constraint Shadow Price | US2011$/Ton | 0 | 0 | 0 | 0 | 0 | 0 | 0
NSR WPS Pullinam 7&8 - NOX Rate Annual v5.12, Unit 5313 and retrofits | 1171 | 5797 | Rate Constraint in lbs/MMBtu | FALSE | L | Annual | Seasons Included | Seasons | Winter, Summer | Winter, Summer | Winter, Summer | Winter, Summer | Winter, Summer | Winter, Summer | Winter, Summer
NSR WPS Pullinam 7&8 - NOX Rate Annual v5.12, Unit 5313 and retrofits | 1171 | 5797 | Rate Constraint in lbs/MMBtu | FALSE | L | Annual | Standard | lb/MMBtu | 0.25 | 0.25 | 0.25 | 0.25 | 0.25 | 0.25 | 0.25
NSR WPS Pullinam 7&8 - NOX Rate Annual v5.12, Unit 5313 and retrofits | 1171 | 5797 | Rate Constraint in lbs/MMBtu | FALSE | L | Annual | Emissions at Affected Plants NOX | Thousand Tons | 0 | 0 | 0 | 0 | 0 | 0 | 0
NSR WPS Pullinam 7&8 - NOX Rate Annual v5.12, Unit 5313 and retrofits | 1171 | 5797 | Rate Constraint in lbs/MMBtu | FALSE | L | Annual | Allowances Purchased NOX | Thousand Tons | 0 | 0 | 0 | 0 | 0 | 0 | 0
NSR WPS Pullinam 7&8 - NOX Rate Annual v5.12, Unit 5313 and retrofits | 1171 | 5797 | Rate Constraint in lbs/MMBtu | FALSE | L | Annual | Allowances Sold NOX | Thousand Tons | 0 | 0 | 0 | 0 | 0 | 0 | 0
NSR WPS Pullinam 7&8 - NOX Rate Annual v5.12, Unit 5313 and retrofits | 1171 | 5797 | Rate Constraint in lbs/MMBtu | FALSE | L | Annual | Allowances Banked | Thousand Tons | 0 | 0 | 0 | 0 | 0 | 0 | 0
NSR WPS Pullinam 7&8 - NOX Rate Annual v5.12, Unit 5313 and retrofits | 1171 | 5797 | Rate Constraint in lbs/MMBtu | FALSE | L | Annual | Allowances Withdrawn (1:1) | Thousand Tons | 0 | 0 | 0 | 0 | 0 | 0 | 0
NSR WPS Pullinam 7&8 - NOX Rate Annual v5.12, Unit 5313 and retrofits | 1171 | 5797 | Rate Constraint in lbs/MMBtu | FALSE | L | Annual | Allowances Withdrawn (n:1) | Thousand Tons | 0 | 0 | 0 | 0 | 0 | 0 | 0
NSR WPS Pullinam 7&8 - NOX Rate Annual v5.12, Unit 5313 and retrofits | 1171 | 5797 | Rate Constraint in lbs/MMBtu | FALSE | L | Annual | Net Emissions Allowance Position | Thousand Tons | 0 | 0 | 0 | 0 | 0 | 0 | 0
NSR WPS Pullinam 7&8 - NOX Rate Annual v5.12, Unit 5313 and retrofits | 1171 | 5797 | Rate Constraint in lbs/MMBtu | FALSE | L | Annual | Fuel Consumed | TBtu | 0 | 0 | 0 | 0 | 0 | 0 | 0
NSR WPS Pullinam 7&8 - NOX Rate Annual v5.12, Unit 5313 and retrofits | 1171 | 5797 | Rate Constraint in lbs/MMBtu | FALSE | L | Annual | Rate | lb/MMBtu | 0 | 0 | 0 | 0 | 0 | 0 | 0
NSR WPS Pullinam 7&8 - NOX Rate Annual v5.12, Unit 5313 and retrofits | 1171 | 5797 | Rate Constraint in lbs/MMBtu | FALSE | L | Annual | Generation | TWh | 0 | 0 | 0 | 0 | 0 | 0 | 0
NSR WPS Pullinam 7&8 - NOX Rate Annual v5.12, Unit 5313 and retrofits | 1171 | 5797 | Rate Constraint in lbs/MMBtu | FALSE | L | Annual | Qualifying Generation | TWh | 0 | 0 | 0 | 0 | 0 | 0 | 0
NSR WPS Pullinam 7&8 - NOX Rate Annual v5.12, Unit 5313 and retrofits | 1171 | 5797 | Rate Constraint in lbs/MMBtu | FALSE | L | Annual | Rate | lb/MWh | 0 | 0 | 0 | 0 | 0 | 0 | 0
NSR WPS Pullinam 7&8 - NOX Rate Annual v5.12, Unit 5313 and retrofits | 1171 | 5797 | Rate Constraint in lbs/MMBtu | FALSE | L | Annual | Constraint Shadow Price | US2011$/Ton | 0 | 0 | 0 | 0 | 0 | 0 | 0
NSR WPS Pullinam 7&8 - NOX Rate Annual v5.12, Unit 5328 and retrofits | 1172 | 5797 | Rate Constraint in lbs/MMBtu | FALSE | L | Annual | Seasons Included | Seasons | Winter, Summer | Winter, Summer | Winter, Summer | Winter, Summer | Winter, Summer | Winter, Summer | Winter, Summer
NSR WPS Pullinam 7&8 - NOX Rate Annual v5.12, Unit 5328 and retrofits | 1172 | 5797 | Rate Constraint in lbs/MMBtu | FALSE | L | Annual | Standard | lb/MMBtu | 0.25 | 0.25 | 0.25 | 0.25 | 0.25 | 0.25 | 0.25
NSR WPS Pullinam 7&8 - NOX Rate Annual v5.12, Unit 5328 and retrofits | 1172 | 5797 | Rate Constraint in lbs/MMBtu | FALSE | L | Annual | Emissions at Affected Plants NOX | Thousand Tons | 0 | 0 | 0 | 0 | 0 | 0 | 0
NSR WPS Pullinam 7&8 - NOX Rate Annual v5.12, Unit 5328 and retrofits | 1172 | 5797 | Rate Constraint in lbs/MMBtu | FALSE | L | Annual | Allowances Purchased NOX | Thousand Tons | 0 | 0 | 0 | 0 | 0 | 0 | 0
NSR WPS Pullinam 7&8 - NOX Rate Annual v5.12, Unit 5328 and retrofits | 1172 | 5797 | Rate Constraint in lbs/MMBtu | FALSE | L | Annual | Allowances Sold NOX | Thousand Tons | 0 | 0 | 0 | 0 | 0 | 0 | 0
NSR WPS Pullinam 7&8 - NOX Rate Annual v5.12, Unit 5328 and retrofits | 1172 | 5797 | Rate Constraint in lbs/MMBtu | FALSE | L | Annual | Allowances Banked | Thousand Tons | 0 | 0 | 0 | 0 | 0 | 0 | 0
NSR WPS Pullinam 7&8 - NOX Rate Annual v5.12, Unit 5328 and retrofits | 1172 | 5797 | Rate Constraint in lbs/MMBtu | FALSE | L | Annual | Allowances Withdrawn (1:1) | Thousand Tons | 0 | 0 | 0 | 0 | 0 | 0 | 0
NSR WPS Pullinam 7&8 - NOX Rate Annual v5.12, Unit 5328 and retrofits | 1172 | 5797 | Rate Constraint in lbs/MMBtu | FALSE | L | Annual | Allowances Withdrawn (n:1) | Thousand Tons | 0 | 0 | 0 | 0 | 0 | 0 | 0
NSR WPS Pullinam 7&8 - NOX Rate Annual v5.12, Unit 5328 and retrofits | 1172 | 5797 | Rate Constraint in lbs/MMBtu | FALSE | L | Annual | Net Emissions Allowance Position | Thousand Tons | 0 | 0 | 0 | 0 | 0 | 0 | 0
NSR WPS Pullinam 7&8 - NOX Rate Annual v5.12, Unit 5328 and retrofits | 1172 | 5797 | Rate Constraint in lbs/MMBtu | FALSE | L | Annual | Fuel Consumed | TBtu | 0 | 0 | 0 | 0 | 0 | 0 | 0
NSR WPS Pullinam 7&8 - NOX Rate Annual v5.12, Unit 5328 and retrofits | 1172 | 5797 | Rate Constraint in lbs/MMBtu | FALSE | L | Annual | Rate | lb/MMBtu | 0 | 0 | 0 | 0 | 0 | 0 | 0
NSR WPS Pullinam 7&8 - NOX Rate Annual v5.12, Unit 5328 and retrofits | 1172 | 5797 | Rate Constraint in lbs/MMBtu | FALSE | L | Annual | Generation | TWh | 0 | 0 | 0 | 0 | 0 | 0 | 0
NSR WPS Pullinam 7&8 - NOX Rate Annual v5.12, Unit 5328 and retrofits | 1172 | 5797 | Rate Constraint in lbs/MMBtu | FALSE | L | Annual | Qualifying Generation | TWh | 0 | 0 | 0 | 0 | 0 | 0 | 0
NSR WPS Pullinam 7&8 - NOX Rate Annual v5.12, Unit 5328 and retrofits | 1172 | 5797 | Rate Constraint in lbs/MMBtu | FALSE | L | Annual | Rate | lb/MWh | 0 | 0 | 0 | 0 | 0 | 0 | 0
NSR WPS Pullinam 7&8 - NOX Rate Annual v5.12, Unit 5328 and retrofits | 1172 | 5797 | Rate Constraint in lbs/MMBtu | FALSE | L | Annual | Constraint Shadow Price | US2011$/Ton | 0 | 0 | 0 | 0 | 0 | 0 | 0
NSR WPS Weston 3 - NOX Rate Annual v5.12, Unit 4333 and retrofits | 1173 | 5798 | Rate Constraint in lbs/MMBtu | FALSE | L | Annual | Seasons Included | Seasons | Winter, Summer | Winter, Summer | Winter, Summer | Winter, Summer | Winter, Summer | Winter, Summer | Winter, Summer
NSR WPS Weston 3 - NOX Rate Annual v5.12, Unit 4333 and retrofits | 1173 | 5798 | Rate Constraint in lbs/MMBtu | FALSE | L | Annual | Standard | lb/MMBtu | 0.115 | 0.1 | 0.1 | 0.1 | 0.1 | 0.1 | 0.1
NSR WPS Weston 3 - NOX Rate Annual v5.12, Unit 4333 and retrofits | 1173 | 5798 | Rate Constraint in lbs/MMBtu | FALSE | L | Annual | Emissions at Affected Plants NOX | Thousand Tons | 0 | 0 | 0 | 0 | 0 | 0 | 0
NSR WPS Weston 3 - NOX Rate Annual v5.12, Unit 4333 and retrofits | 1173 | 5798 | Rate Constraint in lbs/MMBtu | FALSE | L | Annual | Allowances Purchased NOX | Thousand Tons | 0 | 0 | 0 | 0 | 0 | 0 | 0
NSR WPS Weston 3 - NOX Rate Annual v5.12, Unit 4333 and retrofits | 1173 | 5798 | Rate Constraint in lbs/MMBtu | FALSE | L | Annual | Allowances Sold NOX | Thousand Tons | 0 | 0 | 0 | 0 | 0 | 0 | 0
NSR WPS Weston 3 - NOX Rate Annual v5.12, Unit 4333 and retrofits | 1173 | 5798 | Rate Constraint in lbs/MMBtu | FALSE | L | Annual | Allowances Banked | Thousand Tons | 0 | 0 | 0 | 0 | 0 | 0 | 0
NSR WPS Weston 3 - NOX Rate Annual v5.12, Unit 4333 and retrofits | 1173 | 5798 | Rate Constraint in lbs/MMBtu | FALSE | L | Annual | Allowances Withdrawn (1:1) | Thousand Tons | 0 | 0 | 0 | 0 | 0 | 0 | 0
NSR WPS Weston 3 - NOX Rate Annual v5.12, Unit 4333 and retrofits | 1173 | 5798 | Rate Constraint in lbs/MMBtu | FALSE | L | Annual | Allowances Withdrawn (n:1) | Thousand Tons | 0 | 0 | 0 | 0 | 0 | 0 | 0
NSR WPS Weston 3 - NOX Rate Annual v5.12, Unit 4333 and retrofits | 1173 | 5798 | Rate Constraint in lbs/MMBtu | FALSE | L | Annual | Net Emissions Allowance Position | Thousand Tons | 0 | 0 | 0 | 0 | 0 | 0 | 0
NSR WPS Weston 3 - NOX Rate Annual v5.12, Unit 4333 and retrofits | 1173 | 5798 | Rate Constraint in lbs/MMBtu | FALSE | L | Annual | Fuel Consumed | TBtu | 0 | 0 | 0 | 0 | 0 | 0 | 0
NSR WPS Weston 3 - NOX Rate Annual v5.12, Unit 4333 and retrofits | 1173 | 5798 | Rate Constraint in lbs/MMBtu | FALSE | L | Annual | Rate | lb/MMBtu | 0 | 0 | 0 | 0 | 0 | 0 | 0
NSR WPS Weston 3 - NOX Rate Annual v5.12, Unit 4333 and retrofits | 1173 | 5798 | Rate Constraint in lbs/MMBtu | FALSE | L | Annual | Generation | TWh | 0 | 0 | 0 | 0 | 0 | 0 | 0
NSR WPS Weston 3 - NOX Rate Annual v5.12, Unit 4333 and retrofits | 1173 | 5798 | Rate Constraint in lbs/MMBtu | FALSE | L | Annual | Qualifying Generation | TWh | 0 | 0 | 0 | 0 | 0 | 0 | 0
NSR WPS Weston 3 - NOX Rate Annual v5.12, Unit 4333 and retrofits | 1173 | 5798 | Rate Constraint in lbs/MMBtu | FALSE | L | Annual | Rate | lb/MWh | 0 | 0 | 0 | 0 | 0 | 0 | 0
NSR WPS Weston 3 - NOX Rate Annual v5.12, Unit 4333 and retrofits | 1173 | 5798 | Rate Constraint in lbs/MMBtu | FALSE | L | Annual | Constraint Shadow Price | US2011$/Ton | 0 | 0 | 0 | 0 | 0 | 0 | 0
NSR WPS Weston 3 - SO2 Rate Annual v5.12, Unit 4333 and retrofits | 1174 | 5800 | Rate Constraint in lbs/MMBtu | FALSE | L | Annual | Seasons Included | Seasons | Winter, Summer | Winter, Summer | Winter, Summer | Winter, Summer | Winter, Summer | Winter, Summer | Winter, Summer
NSR WPS Weston 3 - SO2 Rate Annual v5.12, Unit 4333 and retrofits | 1174 | 5800 | Rate Constraint in lbs/MMBtu | FALSE | L | Annual | Standard | lb/MMBtu | 0.415 | 0.08 | 0.08 | 0.08 | 0.08 | 0.08 | 0.08
NSR WPS Weston 3 - SO2 Rate Annual v5.12, Unit 4333 and retrofits | 1174 | 5800 | Rate Constraint in lbs/MMBtu | FALSE | L | Annual | Emissions at Affected Plants SO2 | Thousand Tons | 0 | 0 | 0 | 0 | 0 | 0 | 0
NSR WPS Weston 3 - SO2 Rate Annual v5.12, Unit 4333 and retrofits | 1174 | 5800 | Rate Constraint in lbs/MMBtu | FALSE | L | Annual | Allowances Purchased SO2 | Thousand Tons | 0 | 0 | 0 | 0 | 0 | 0 | 0
NSR WPS Weston 3 - SO2 Rate Annual v5.12, Unit 4333 and retrofits | 1174 | 5800 | Rate Constraint in lbs/MMBtu | FALSE | L | Annual | Allowances Sold SO2 | Thousand Tons | 0 | 0 | 0 | 0 | 0 | 0 | 0
NSR WPS Weston 3 - SO2 Rate Annual v5.12, Unit 4333 and retrofits | 1174 | 5800 | Rate Constraint in lbs/MMBtu | FALSE | L | Annual | Allowances Banked | Thousand Tons | 0 | 0 | 0 | 0 | 0 | 0 | 0
NSR WPS Weston 3 - SO2 Rate Annual v5.12, Unit 4333 and retrofits | 1174 | 5800 | Rate Constraint in lbs/MMBtu | FALSE | L | Annual | Allowances Withdrawn (1:1) | Thousand Tons | 0 | 0 | 0 | 0 | 0 | 0 | 0
NSR WPS Weston 3 - SO2 Rate Annual v5.12, Unit 4333 and retrofits | 1174 | 5800 | Rate Constraint in lbs/MMBtu | FALSE | L | Annual | Allowances Withdrawn (n:1) | Thousand Tons | 0 | 0 | 0 | 0 | 0 | 0 | 0
NSR WPS Weston 3 - SO2 Rate Annual v5.12, Unit 4333 and retrofits | 1174 | 5800 | Rate Constraint in lbs/MMBtu | FALSE | L | Annual | Net Emissions Allowance Position | Thousand Tons | 0 | 0 | 0 | 0 | 0 | 0 | 0
NSR WPS Weston 3 - SO2 Rate Annual v5.12, Unit 4333 and retrofits | 1174 | 5800 | Rate Constraint in lbs/MMBtu | FALSE | L | Annual | Fuel Consumed | TBtu | 0 | 0 | 0 | 0 | 0 | 0 | 0
NSR WPS Weston 3 - SO2 Rate Annual v5.12, Unit 4333 and retrofits | 1174 | 5800 | Rate Constraint in lbs/MMBtu | FALSE | L | Annual | Rate | lb/MMBtu | 0 | 0 | 0 | 0 | 0 | 0 | 0
NSR WPS Weston 3 - SO2 Rate Annual v5.12, Unit 4333 and retrofits | 1174 | 5800 | Rate Constraint in lbs/MMBtu | FALSE | L | Annual | Generation | TWh | 0 | 0 | 0 | 0 | 0 | 0 | 0
NSR WPS Weston 3 - SO2 Rate Annual v5.12, Unit 4333 and retrofits | 1174 | 5800 | Rate Constraint in lbs/MMBtu | FALSE | L | Annual | Qualifying Generation | TWh | 0 | 0 | 0 | 0 | 0 | 0 | 0
NSR WPS Weston 3 - SO2 Rate Annual v5.12, Unit 4333 and retrofits | 1174 | 5800 | Rate Constraint in lbs/MMBtu | FALSE | L | Annual | Rate | lb/MWh | 0 | 0 | 0 | 0 | 0 | 0 | 0
NSR WPS Weston 3 - SO2 Rate Annual v5.12, Unit 4333 and retrofits | 1174 | 5800 | Rate Constraint in lbs/MMBtu | FALSE | L | Annual | Constraint Shadow Price | US2011$/Ton | 0 | 0 | 7601.2454 | 2130.1757 | 0 | 1682.6229 | 2237.357
NSR WPS Weston 4 - SO2 Rate Annual v5.12, Unit 4256 and retrofits | 1175 | 5801 | Rate Constraint in lbs/MMBtu | FALSE | L | Annual | Seasons Included | Seasons | Winter, Summer | Winter, Summer | Winter, Summer | Winter, Summer | Winter, Summer | Winter, Summer | Winter, Summer
NSR WPS Weston 4 - SO2 Rate Annual v5.12, Unit 4256 and retrofits | 1175 | 5801 | Rate Constraint in lbs/MMBtu | FALSE | L | Annual | Standard | lb/MMBtu | 0.08 | 0.08 | 0.08 | 0.08 | 0.08 | 0.08 | 0.08
NSR WPS Weston 4 - SO2 Rate Annual v5.12, Unit 4256 and retrofits | 1175 | 5801 | Rate Constraint in lbs/MMBtu | FALSE | L | Annual | Emissions at Affected Plants SO2 | Thousand Tons | 1.367 | 1.367 | 1.5622 | 1.3442 | 1.0808 | 1.3082 | 1.3082
NSR WPS Weston 4 - SO2 Rate Annual v5.12, Unit 4256 and retrofits | 1175 | 5801 | Rate Constraint in lbs/MMBtu | FALSE | L | Annual | Allowances Purchased SO2 | Thousand Tons | 0 | 0 | 0 | 0 | 0 | 0 | 0
NSR WPS Weston 4 - SO2 Rate Annual v5.12, Unit 4256 and retrofits | 1175 | 5801 | Rate Constraint in lbs/MMBtu | FALSE | L | Annual | Allowances Sold SO2 | Thousand Tons | 0 | 0 | 0 | 0 | 0 | 0 | 0
NSR WPS Weston 4 - SO2 Rate Annual v5.12, Unit 4256 and retrofits | 1175 | 5801 | Rate Constraint in lbs/MMBtu | FALSE | L | Annual | Allowances Banked | Thousand Tons | 0 | 0 | 0 | 0 | 0 | 0 | 0
NSR WPS Weston 4 - SO2 Rate Annual v5.12, Unit 4256 and retrofits | 1175 | 5801 | Rate Constraint in lbs/MMBtu | FALSE | L | Annual | Allowances Withdrawn (1:1) | Thousand Tons | 0 | 0 | 0 | 0 | 0 | 0 | 0
NSR WPS Weston 4 - SO2 Rate Annual v5.12, Unit 4256 and retrofits | 1175 | 5801 | Rate Constraint in lbs/MMBtu | FALSE | L | Annual | Allowances Withdrawn (n:1) | Thousand Tons | 0 | 0 | 0 | 0 | 0 | 0 | 0
NSR WPS Weston 4 - SO2 Rate Annual v5.12, Unit 4256 and retrofits | 1175 | 5801 | Rate Constraint in lbs/MMBtu | FALSE | L | Annual | Net Emissions Allowance Position | Thousand Tons | 1.367 | 1.367 | 1.5622 | 1.3442 | 1.0808 | 1.3082 | 1.3082
NSR WPS Weston 4 - SO2 Rate Annual v5.12, Unit 4256 and retrofits | 1175 | 5801 | Rate Constraint in lbs/MMBtu | FALSE | L | Annual | Fuel Consumed | TBtu | 34.2699 | 34.2699 | 39.164 | 33.6996 | 27.0947 | 32.7963 | 32.7963
NSR WPS Weston 4 - SO2 Rate Annual v5.12, Unit 4256 and retrofits | 1175 | 5801 | Rate Constraint in lbs/MMBtu | FALSE | L | Annual | Rate | lb/MMBtu | 0.079777 | 0.079777 | 0.079777 | 0.079777 | 0.079777 | 0.079777 | 0.079777
NSR WPS Weston 4 - SO2 Rate Annual v5.12, Unit 4256 and retrofits | 1175 | 5801 | Rate Constraint in lbs/MMBtu | FALSE | L | Annual | Generation | TWh | 3.4593 | 3.4593 | 3.9533 | 3.5546 | 2.8579 | 3.4593 | 3.4593
NSR WPS Weston 4 - SO2 Rate Annual v5.12, Unit 4256 and retrofits | 1175 | 5801 | Rate Constraint in lbs/MMBtu | FALSE | L | Annual | Qualifying Generation | TWh | 3.4593 | 3.4593 | 3.9533 | 3.5546 | 2.8579 | 3.4593 | 3.4593
NSR WPS Weston 4 - SO2 Rate Annual v5.12, Unit 4256 and retrofits | 1175 | 5801 | Rate Constraint in lbs/MMBtu | FALSE | L | Annual | Rate | lb/MWh | 0.39516 | 0.39516 | 0.39516 | 0.37817 | 0.37817 | 0.37817 | 0.37817
NSR WPS Weston 4 - SO2 Rate Annual v5.12, Unit 4256 and retrofits | 1175 | 5801 | Rate Constraint in lbs/MMBtu | FALSE | L | Annual | Constraint Shadow Price | US2011$/Ton | 0 | 0 | 0 | 0 | 0 | 0 | 0
NY- CO2 Rate Limit- New CT Units- v5.12 | 1176 | 5900 | Rate Constraint in lbs/MWh | FALSE | L | Annual | Seasons Included | Seasons | Winter, Summer | Winter, Summer | Winter, Summer | Winter, Summer | Winter, Summer | Winter, Summer | Winter, Summer
NY- CO2 Rate Limit- New CT Units- v5.12 | 1176 | 5900 | Rate Constraint in lbs/MWh | FALSE | L | Annual | Standard | lb/MWh | 1450 | 1450 | 1450 | 1450 | 1450 | 1450 | 1450
NY- CO2 Rate Limit- New CT Units- v5.12 | 1176 | 5900 | Rate Constraint in lbs/MWh | FALSE | L | Annual | Emissions at Affected Plants CO2 | Thousand Tons | 0 | 0 | 0 | 0 | 0 | 0 | 0
NY- CO2 Rate Limit- New CT Units- v5.12 | 1176 | 5900 | Rate Constraint in lbs/MWh | FALSE | L | Annual | Allowances Purchased CO2 | Thousand Tons | 0 | 0 | 0 | 0 | 0 | 0 | 0
NY- CO2 Rate Limit- New CT Units- v5.12 | 1176 | 5900 | Rate Constraint in lbs/MWh | FALSE | L | Annual | Allowances Sold CO2 | Thousand Tons | 0 | 0 | 0 | 0 | 0 | 0 | 0
NY- CO2 Rate Limit- New CT Units- v5.12 | 1176 | 5900 | Rate Constraint in lbs/MWh | FALSE | L | Annual | Allowances Banked | Thousand Tons | 0 | 0 | 0 | 0 | 0 | 0 | 0
NY- CO2 Rate Limit- New CT Units- v5.12 | 1176 | 5900 | Rate Constraint in lbs/MWh | FALSE | L | Annual | Allowances Withdrawn (1:1) | Thousand Tons | 0 | 0 | 0 | 0 | 0 | 0 | 0
NY- CO2 Rate Limit- New CT Units- v5.12 | 1176 | 5900 | Rate Constraint in lbs/MWh | FALSE | L | Annual | Allowances Withdrawn (n:1) | Thousand Tons | 0 | 0 | 0 | 0 | 0 | 0 | 0
NY- CO2 Rate Limit- New CT Units- v5.12 | 1176 | 5900 | Rate Constraint in lbs/MWh | FALSE | L | Annual | Net Emissions Allowance Position | Thousand Tons | 0 | 0 | 0 | 0 | 0 | 0 | 0
NY- CO2 Rate Limit- New CT Units- v5.12 | 1176 | 5900 | Rate Constraint in lbs/MWh | FALSE | L | Annual | Fuel Consumed | TBtu | 0 | 0 | 0 | 0 | 0 | 0 | 0
NY- CO2 Rate Limit- New CT Units- v5.12 | 1176 | 5900 | Rate Constraint in lbs/MWh | FALSE | L | Annual | Rate | lb/MMBtu | 0 | 0 | 0 | 0 | 0 | 0 | 0
NY- CO2 Rate Limit- New CT Units- v5.12 | 1176 | 5900 | Rate Constraint in lbs/MWh | FALSE | L | Annual | Generation | TWh | 0 | 0 | 0 | 0 | 0 | 0 | 0
NY- CO2 Rate Limit- New CT Units- v5.12 | 1176 | 5900 | Rate Constraint in lbs/MWh | FALSE | L | Annual | Qualifying Generation | TWh | 0 | 0 | 0 | 0 | 0 | 0 | 0
NY- CO2 Rate Limit- New CT Units- v5.12 | 1176 | 5900 | Rate Constraint in lbs/MWh | FALSE | L | Annual | Constraint Shadow Price | US2011$/Ton | 0 | 0 | 0 | 0 | 0 | 0 | 0
NY- CO2 Rate Limit- New Fossil Units- v5.12 | 1177 | 5901 | Rate Constraint in lbs/MWh | FALSE | L | Annual | Seasons Included | Seasons | Winter, Summer | Winter, Summer | Winter, Summer | Winter, Summer | Winter, Summer | Winter, Summer | Winter, Summer
NY- CO2 Rate Limit- New Fossil Units- v5.12 | 1177 | 5901 | Rate Constraint in lbs/MWh | FALSE | L | Annual | Standard | lb/MWh | 925 | 925 | 925 | 925 | 925 | 925 | 925
NY- CO2 Rate Limit- New Fossil Units- v5.12 | 1177 | 5901 | Rate Constraint in lbs/MWh | FALSE | L | Annual | Emissions at Affected Plants CO2 | Thousand Tons | 0 | 0 | 0 | 0 | 0 | 15054.3124 | 19888.2045
NY- CO2 Rate Limit- New Fossil Units- v5.12 | 1177 | 5901 | Rate Constraint in lbs/MWh | FALSE | L | Annual | Allowances Purchased CO2 | Thousand Tons | 0 | 0 | 0 | 0 | 0 | 0 | 0
NY- CO2 Rate Limit- New Fossil Units- v5.12 | 1177 | 5901 | Rate Constraint in lbs/MWh | FALSE | L | Annual | Allowances Sold CO2 | Thousand Tons | 0 | 0 | 0 | 0 | 0 | 0 | 0
NY- CO2 Rate Limit- New Fossil Units- v5.12 | 1177 | 5901 | Rate Constraint in lbs/MWh | FALSE | L | Annual | Allowances Banked | Thousand Tons | 0 | 0 | 0 | 0 | 0 | 0 | 0
NY- CO2 Rate Limit- New Fossil Units- v5.12 | 1177 | 5901 | Rate Constraint in lbs/MWh | FALSE | L | Annual | Allowances Withdrawn (1:1) | Thousand Tons | 0 | 0 | 0 | 0 | 0 | 0 | 0
NY- CO2 Rate Limit- New Fossil Units- v5.12 | 1177 | 5901 | Rate Constraint in lbs/MWh | FALSE | L | Annual | Allowances Withdrawn (n:1) | Thousand Tons | 0 | 0 | 0 | 0 | 0 | 0 | 0
NY- CO2 Rate Limit- New Fossil Units- v5.12 | 1177 | 5901 | Rate Constraint in lbs/MWh | FALSE | L | Annual | Net Emissions Allowance Position | Thousand Tons | 0 | 0 | 0 | 0 | 0 | 15054.3124 | 19888.2045
NY- CO2 Rate Limit- New Fossil Units- v5.12 | 1177 | 5901 | Rate Constraint in lbs/MWh | FALSE | L | Annual | Fuel Consumed | TBtu | 0 | 0 | 0 | 0 | 0 | 257.1628 | 339.737
NY- CO2 Rate Limit- New Fossil Units- v5.12 | 1177 | 5901 | Rate Constraint in lbs/MWh | FALSE | L | Annual | Rate | lb/MMBtu | 0 | 0 | 0 | 0 | 0 | 117.08 | 117.08
NY- CO2 Rate Limit- New Fossil Units- v5.12 | 1177 | 5901 | Rate Constraint in lbs/MWh | FALSE | L | Annual | Generation | TWh | 0 | 0 | 0 | 0 | 0 | 39.9942 | 52.8362
NY- CO2 Rate Limit- New Fossil Units- v5.12 | 1177 | 5901 | Rate Constraint in lbs/MWh | FALSE | L | Annual | Qualifying Generation | TWh | 0 | 0 | 0 | 0 | 0 | 39.9942 | 52.8362
NY- CO2 Rate Limit- New Fossil Units- v5.12 | 1177 | 5901 | Rate Constraint in lbs/MWh | FALSE | L | Annual | Constraint Shadow Price | US2011$/Ton | 0 | 0 | 0 | 0 | 0 | 0 | 0
NY New Units MER Rate Limit v3.1, Unit 41526 and retrofits | 1178 | 1912 | Rate Constraint in lbs/MMBtu | FALSE | L | Annual | Seasons Included | Seasons | Winter, Summer | Winter, Summer | Winter, Summer | Winter, Summer | Winter, Summer | Winter, Summer | Winter, Summer
NY New Units MER Rate Limit v3.1, Unit 41526 and retrofits | 1178 | 1912 | Rate Constraint in lbs/MMBtu | FALSE | L | Annual | Standard | lb/MMBtu | 6e-07 | 6e-07 | 6e-07 | 6e-07 | 6e-07 | 6e-07 | 6e-07
NY New Units MER Rate Limit v3.1, Unit 41526 and retrofits | 1178 | 1912 | Rate Constraint in lbs/MMBtu | FALSE | L | Annual | Emissions at Affected Plants MER | lbs | 0 | 0 | 0 | 0 | 0 | 0 | 0
NY New Units MER Rate Limit v3.1, Unit 41526 and retrofits | 1178 | 1912 | Rate Constraint in lbs/MMBtu | FALSE | L | Annual | Allowances Purchased MER | lbs | 0 | 0 | 0 | 0 | 0 | 0 | 0
NY New Units MER Rate Limit v3.1, Unit 41526 and retrofits | 1178 | 1912 | Rate Constraint in lbs/MMBtu | FALSE | L | Annual | Allowances Sold MER | lbs | 0 | 0 | 0 | 0 | 0 | 0 | 0
NY New Units MER Rate Limit v3.1, Unit 41526 and retrofits | 1178 | 1912 | Rate Constraint in lbs/MMBtu | FALSE | L | Annual | Allowances Banked | lbs | 0 | 0 | 0 | 0 | 0 | 0 | 0
NY New Units MER Rate Limit v3.1, Unit 41526 and retrofits | 1178 | 1912 | Rate Constraint in lbs/MMBtu | FALSE | L | Annual | Allowances Withdrawn (1:1) | lbs | 0 | 0 | 0 | 0 | 0 | 0 | 0
NY New Units MER Rate Limit v3.1, Unit 41526 and retrofits | 1178 | 1912 | Rate Constraint in lbs/MMBtu | FALSE | L | Annual | Allowances Withdrawn (n:1) | lbs | 0 | 0 | 0 | 0 | 0 | 0 | 0
NY New Units MER Rate Limit v3.1, Unit 41526 and retrofits | 1178 | 1912 | Rate Constraint in lbs/MMBtu | FALSE | L | Annual | Net Emissions Allowance Position | lbs | 0 | 0 | 0 | 0 | 0 | 0 | 0
NY New Units MER Rate Limit v3.1, Unit 41526 and retrofits | 1178 | 1912 | Rate Constraint in lbs/MMBtu | FALSE | L | Annual | Fuel Consumed | TBtu | 0 | 0 | 0 | 0 | 0 | 0 | 0
NY New Units MER Rate Limit v3.1, Unit 41526 and retrofits | 1178 | 1912 | Rate Constraint in lbs/MMBtu | FALSE | L | Annual | Rate | lb/MMBtu | 0 | 0 | 0 | 0 | 0 | 0 | 0
NY New Units MER Rate Limit v3.1, Unit 41526 and retrofits | 1178 | 1912 | Rate Constraint in lbs/MMBtu | FALSE | L | Annual | Generation | TWh | 0 | 0 | 0 | 0 | 0 | 0 | 0
NY New Units MER Rate Limit v3.1, Unit 41526 and retrofits | 1178 | 1912 | Rate Constraint in lbs/MMBtu | FALSE | L | Annual | Qualifying Generation | TWh | 0 | 0 | 0 | 0 | 0 | 0 | 0
NY New Units MER Rate Limit v3.1, Unit 41526 and retrofits | 1178 | 1912 | Rate Constraint in lbs/MMBtu | FALSE | L | Annual | Rate | lb/MWh | 0 | 0 | 0 | 0 | 0 | 0 | 0
NY New Units MER Rate Limit v3.1, Unit 41526 and retrofits | 1178 | 1912 | Rate Constraint in lbs/MMBtu | FALSE | L | Annual | Constraint Shadow Price | US2011$/Lb | 0 | 0 | 0 | 0 | 0 | 0 | 0
NY New Units MER Rate Limit v3.1, Unit 41533 and retrofits | 1179 | 1912 | Rate Constraint in lbs/MMBtu | FALSE | L | Annual | Seasons Included | Seasons | Winter, Summer | Winter, Summer | Winter, Summer | Winter, Summer | Winter, Summer | Winter, Summer | Winter, Summer
NY New Units MER Rate Limit v3.1, Unit 41533 and retrofits | 1179 | 1912 | Rate Constraint in lbs/MMBtu | FALSE | L | Annual | Standard | lb/MMBtu | 6e-07 | 6e-07 | 6e-07 | 6e-07 | 6e-07 | 6e-07 | 6e-07
NY New Units MER Rate Limit v3.1, Unit 41533 and retrofits | 1179 | 1912 | Rate Constraint in lbs/MMBtu | FALSE | L | Annual | Emissions at Affected Plants MER | lbs | 0 | 0 | 0 | 0 | 0 | 0 | 0
NY New Units MER Rate Limit v3.1, Unit 41533 and retrofits | 1179 | 1912 | Rate Constraint in lbs/MMBtu | FALSE | L | Annual | Allowances Purchased MER | lbs | 0 | 0 | 0 | 0 | 0 | 0 | 0
NY New Units MER Rate Limit v3.1, Unit 41533 and retrofits | 1179 | 1912 | Rate Constraint in lbs/MMBtu | FALSE | L | Annual | Allowances Sold MER | lbs | 0 | 0 | 0 | 0 | 0 | 0 | 0
NY New Units MER Rate Limit v3.1, Unit 41533 and retrofits | 1179 | 1912 | Rate Constraint in lbs/MMBtu | FALSE | L | Annual | Allowances Banked | lbs | 0 | 0 | 0 | 0 | 0 | 0 | 0
NY New Units MER Rate Limit v3.1, Unit 41533 and retrofits | 1179 | 1912 | Rate Constraint in lbs/MMBtu | FALSE | L | Annual | Allowances Withdrawn (1:1) | lbs | 0 | 0 | 0 | 0 | 0 | 0 | 0
NY New Units MER Rate Limit v3.1, Unit 41533 and retrofits | 1179 | 1912 | Rate Constraint in lbs/MMBtu | FALSE | L | Annual | Allowances Withdrawn (n:1) | lbs | 0 | 0 | 0 | 0 | 0 | 0 | 0
NY New Units MER Rate Limit v3.1, Unit 41533 and retrofits | 1179 | 1912 | Rate Constraint in lbs/MMBtu | FALSE | L | Annual | Net Emissions Allowance Position | lbs | 0 | 0 | 0 | 0 | 0 | 0 | 0
NY New Units MER Rate Limit v3.1, Unit 41533 and retrofits | 1179 | 1912 | Rate Constraint in lbs/MMBtu | FALSE | L | Annual | Fuel Consumed | TBtu | 0 | 0 | 0 | 0 | 0 | 0 | 0
NY New Units MER Rate Limit v3.1, Unit 41533 and retrofits | 1179 | 1912 | Rate Constraint in lbs/MMBtu | FALSE | L | Annual | Rate | lb/MMBtu | 0 | 0 | 0 | 0 | 0 | 0 | 0
NY New Units MER Rate Limit v3.1, Unit 41533 and retrofits | 1179 | 1912 | Rate Constraint in lbs/MMBtu | FALSE | L | Annual | Generation | TWh | 0 | 0 | 0 | 0 | 0 | 0 | 0
NY New Units MER Rate Limit v3.1, Unit 41533 and retrofits | 1179 | 1912 | Rate Constraint in lbs/MMBtu | FALSE | L | Annual | Qualifying Generation | TWh | 0 | 0 | 0 | 0 | 0 | 0 | 0
NY New Units MER Rate Limit v3.1, Unit 41533 and retrofits | 1179 | 1912 | Rate Constraint in lbs/MMBtu | FALSE | L | Annual | Rate | lb/MWh | 0 | 0 | 0 | 0 | 0 | 0 | 0
NY New Units MER Rate Limit v3.1, Unit 41533 and retrofits | 1179 | 1912 | Rate Constraint in lbs/MMBtu | FALSE | L | Annual | Constraint Shadow Price | US2011$/Lb | 0 | 0 | 0 | 0 | 0 | 0 | 0
NY New Units MER Rate Limit v3.1, Unit 41535 and retrofits | 1180 | 1912 | Rate Constraint in lbs/MMBtu | FALSE | L | Annual | Seasons Included | Seasons | Winter, Summer | Winter, Summer | Winter, Summer | Winter, Summer | Winter, Summer | Winter, Summer | Winter, Summer
NY New Units MER Rate Limit v3.1, Unit 41535 and retrofits | 1180 | 1912 | Rate Constraint in lbs/MMBtu | FALSE | L | Annual | Standard | lb/MMBtu | 6e-07 | 6e-07 | 6e-07 | 6e-07 | 6e-07 | 6e-07 | 6e-07
NY New Units MER Rate Limit v3.1, Unit 41535 and retrofits | 1180 | 1912 | Rate Constraint in lbs/MMBtu | FALSE | L | Annual | Emissions at Affected Plants MER | lbs | 0 | 0 | 0 | 0 | 0 | 0 | 0
NY New Units MER Rate Limit v3.1, Unit 41535 and retrofits | 1180 | 1912 | Rate Constraint in lbs/MMBtu | FALSE | L | Annual | Allowances Purchased MER | lbs | 0 | 0 | 0 | 0 | 0 | 0 | 0
NY New Units MER Rate Limit v3.1, Unit 41535 and retrofits | 1180 | 1912 | Rate Constraint in lbs/MMBtu | FALSE | L | Annual | Allowances Sold MER | lbs | 0 | 0 | 0 | 0 | 0 | 0 | 0
NY New Units MER Rate Limit v3.1, Unit 41535 and retrofits | 1180 | 1912 | Rate Constraint in lbs/MMBtu | FALSE | L | Annual | Allowances Banked | lbs | 0 | 0 | 0 | 0 | 0 | 0 | 0
NY New Units MER Rate Limit v3.1, Unit 41535 and retrofits | 1180 | 1912 | Rate Constraint in lbs/MMBtu | FALSE | L | Annual | Allowances Withdrawn (1:1) | lbs | 0 | 0 | 0 | 0 | 0 | 0 | 0
NY New Units MER Rate Limit v3.1, Unit 41535 and retrofits | 1180 | 1912 | Rate Constraint in lbs/MMBtu | FALSE | L | Annual | Allowances Withdrawn (n:1) | lbs | 0 | 0 | 0 | 0 | 0 | 0 | 0
NY New Units MER Rate Limit v3.1, Unit 41535 and retrofits | 1180 | 1912 | Rate Constraint in lbs/MMBtu | FALSE | L | Annual | Net Emissions Allowance Position | lbs | 0 | 0 | 0 | 0 | 0 | 0 | 0
NY New Units MER Rate Limit v3.1, Unit 41535 and retrofits | 1180 | 1912 | Rate Constraint in lbs/MMBtu | FALSE | L | Annual | Fuel Consumed | TBtu | 0 | 0 | 0 | 0 | 0 | 0 | 0
NY New Units MER Rate Limit v3.1, Unit 41535 and retrofits | 1180 | 1912 | Rate Constraint in lbs/MMBtu | FALSE | L | Annual | Rate | lb/MMBtu | 0 | 0 | 0 | 0 | 0 | 0 | 0
NY New Units MER Rate Limit v3.1, Unit 41535 and retrofits | 1180 | 1912 | Rate Constraint in lbs/MMBtu | FALSE | L | Annual | Generation | TWh | 0 | 0 | 0 | 0 | 0 | 0 | 0
NY New Units MER Rate Limit v3.1, Unit 41535 and retrofits | 1180 | 1912 | Rate Constraint in lbs/MMBtu | FALSE | L | Annual | Qualifying Generation | TWh | 0 | 0 | 0 | 0 | 0 | 0 | 0
NY New Units MER Rate Limit v3.1, Unit 41535 and retrofits | 1180 | 1912 | Rate Constraint in lbs/MMBtu | FALSE | L | Annual | Rate | lb/MWh | 0 | 0 | 0 | 0 | 0 | 0 | 0
NY New Units MER Rate Limit v3.1, Unit 41535 and retrofits | 1180 | 1912 | Rate Constraint in lbs/MMBtu | FALSE | L | Annual | Constraint Shadow Price | US2011$/Lb | 0 | 0 | 4050705.6004 | 4266095.8234 | 4499778.6705 | 8452624.0702 | 6842275.3296
NY New Units MER Rate Limit v3.1, Unit 41582 and retrofits | 1181 | 1912 | Rate Constraint in lbs/MMBtu | FALSE | L | Annual | Seasons Included | Seasons | Winter, Summer | Winter, Summer | Winter, Summer | Winter, Summer | Winter, Summer | Winter, Summer | Winter, Summer
NY New Units MER Rate Limit v3.1, Unit 41582 and retrofits | 1181 | 1912 | Rate Constraint in lbs/MMBtu | FALSE | L | Annual | Standard | lb/MMBtu | 6e-07 | 6e-07 | 6e-07 | 6e-07 | 6e-07 | 6e-07 | 6e-07
NY New Units MER Rate Limit v3.1, Unit 41582 and retrofits | 1181 | 1912 | Rate Constraint in lbs/MMBtu | FALSE | L | Annual | Emissions at Affected Plants MER | lbs | 0 | 0 | 0 | 0 | 0 | 0 | 0
NY New Units MER Rate Limit v3.1, Unit 41582 and retrofits | 1181 | 1912 | Rate Constraint in lbs/MMBtu | FALSE | L | Annual | Allowances Purchased MER | lbs | 0 | 0 | 0 | 0 | 0 | 0 | 0
NY New Units MER Rate Limit v3.1, Unit 41582 and retrofits | 1181 | 1912 | Rate Constraint in lbs/MMBtu | FALSE | L | Annual | Allowances Sold MER | lbs | 0 | 0 | 0 | 0 | 0 | 0 | 0
NY New Units MER Rate Limit v3.1, Unit 41582 and retrofits | 1181 | 1912 | Rate Constraint in lbs/MMBtu | FALSE | L | Annual | Allowances Banked | lbs | 0 | 0 | 0 | 0 | 0 | 0 | 0
NY New Units MER Rate Limit v3.1, Unit 41582 and retrofits | 1181 | 1912 | Rate Constraint in lbs/MMBtu | FALSE | L | Annual | Allowances Withdrawn (1:1) | lbs | 0 | 0 | 0 | 0 | 0 | 0 | 0
NY New Units MER Rate Limit v3.1, Unit 41582 and retrofits | 1181 | 1912 | Rate Constraint in lbs/MMBtu | FALSE | L | Annual | Allowances Withdrawn (n:1) | lbs | 0 | 0 | 0 | 0 | 0 | 0 | 0
NY New Units MER Rate Limit v3.1, Unit 41582 and retrofits | 1181 | 1912 | Rate Constraint in lbs/MMBtu | FALSE | L | Annual | Net Emissions Allowance Position | lbs | 0 | 0 | 0 | 0 | 0 | 0 | 0
NY New Units MER Rate Limit v3.1, Unit 41582 and retrofits | 1181 | 1912 | Rate Constraint in lbs/MMBtu | FALSE | L | Annual | Fuel Consumed | TBtu | 0 | 0 | 0 | 0 | 0 | 0 | 0
NY New Units MER Rate Limit v3.1, Unit 41582 and retrofits | 1181 | 1912 | Rate Constraint in lbs/MMBtu | FALSE | L | Annual | Rate | lb/MMBtu | 0 | 0 | 0 | 0 | 0 | 0 | 0
NY New Units MER Rate Limit v3.1, Unit 41582 and retrofits | 1181 | 1912 | Rate Constraint in lbs/MMBtu | FALSE | L | Annual | Generation | TWh | 0 | 0 | 0 | 0 | 0 | 0 | 0
NY New Units MER Rate Limit v3.1, Unit 41582 and retrofits | 1181 | 1912 | Rate Constraint in lbs/MMBtu | FALSE | L | Annual | Qualifying Generation | TWh | 0 | 0 | 0 | 0 | 0 | 0 | 0
NY New Units MER Rate Limit v3.1, Unit 41582 and retrofits | 1181 | 1912 | Rate Constraint in lbs/MMBtu | FALSE | L | Annual | Rate | lb/MWh | 0 | 0 | 0 | 0 | 0 | 0 | 0
NY New Units MER Rate Limit v3.1, Unit 41582 and retrofits | 1181 | 1912 | Rate Constraint in lbs/MMBtu | FALSE | L | Annual | Constraint Shadow Price | US2011$/Lb | 0 | 0 | 0 | 0 | 0 | 0 | 0
NY New Units MER Rate Limit v3.1, Unit 41589 and retrofits | 1182 | 1912 | Rate Constraint in lbs/MMBtu | FALSE | L | Annual | Seasons Included | Seasons | Winter, Summer | Winter, Summer | Winter, Summer | Winter, Summer | Winter, Summer | Winter, Summer | Winter, Summer
NY New Units MER Rate Limit v3.1, Unit 41589 and retrofits | 1182 | 1912 | Rate Constraint in lbs/MMBtu | FALSE | L | Annual | Standard | lb/MMBtu | 6e-07 | 6e-07 | 6e-07 | 6e-07 | 6e-07 | 6e-07 | 6e-07
NY New Units MER Rate Limit v3.1, Unit 41589 and retrofits | 1182 | 1912 | Rate Constraint in lbs/MMBtu | FALSE | L | Annual | Emissions at Affected Plants MER | lbs | 0 | 0 | 0 | 0 | 0 | 0 | 0
NY New Units MER Rate Limit v3.1, Unit 41589 and retrofits | 1182 | 1912 | Rate Constraint in lbs/MMBtu | FALSE | L | Annual | Allowances Purchased MER | lbs | 0 | 0 | 0 | 0 | 0 | 0 | 0
NY New Units MER Rate Limit v3.1, Unit 41589 and retrofits | 1182 | 1912 | Rate Constraint in lbs/MMBtu | FALSE | L | Annual | Allowances Sold MER | lbs | 0 | 0 | 0 | 0 | 0 | 0 | 0
NY New Units MER Rate Limit v3.1, Unit 41589 and retrofits | 1182 | 1912 | Rate Constraint in lbs/MMBtu | FALSE | L | Annual | Allowances Banked | lbs | 0 | 0 | 0 | 0 | 0 | 0 | 0
NY New Units MER Rate Limit v3.1, Unit 41589 and retrofits | 1182 | 1912 | Rate Constraint in lbs/MMBtu | FALSE | L | Annual | Allowances Withdrawn (1:1) | lbs | 0 | 0 | 0 | 0 | 0 | 0 | 0
NY New Units MER Rate Limit v3.1, Unit 41589 and retrofits | 1182 | 1912 | Rate Constraint in lbs/MMBtu | FALSE | L | Annual | Allowances Withdrawn (n:1) | lbs | 0 | 0 | 0 | 0 | 0 | 0 | 0
NY New Units MER Rate Limit v3.1, Unit 41589 and retrofits | 1182 | 1912 | Rate Constraint in lbs/MMBtu | FALSE | L | Annual | Net Emissions Allowance Position | lbs | 0 | 0 | 0 | 0 | 0 | 0 | 0
NY New Units MER Rate Limit v3.1, Unit 41589 and retrofits | 1182 | 1912 | Rate Constraint in lbs/MMBtu | FALSE | L | Annual | Fuel Consumed | TBtu | 0 | 0 | 0 | 0 | 0 | 0 | 0
NY New Units MER Rate Limit v3.1, Unit 41589 and retrofits | 1182 | 1912 | Rate Constraint in lbs/MMBtu | FALSE | L | Annual | Rate | lb/MMBtu | 0 | 0 | 0 | 0 | 0 | 0 | 0
NY New Units MER Rate Limit v3.1, Unit 41589 and retrofits | 1182 | 1912 | Rate Constraint in lbs/MMBtu | FALSE | L | Annual | Generation | TWh | 0 | 0 | 0 | 0 | 0 | 0 | 0
NY New Units MER Rate Limit v3.1, Unit 41589 and retrofits | 1182 | 1912 | Rate Constraint in lbs/MMBtu | FALSE | L | Annual | Qualifying Generation | TWh | 0 | 0 | 0 | 0 | 0 | 0 | 0
NY New Units MER Rate Limit v3.1, Unit 41589 and retrofits | 1182 | 1912 | Rate Constraint in lbs/MMBtu | FALSE | L | Annual | Rate | lb/MWh | 0 | 0 | 0 | 0 | 0 | 0 | 0
NY New Units MER Rate Limit v3.1, Unit 41589 and retrofits | 1182 | 1912 | Rate Constraint in lbs/MMBtu | FALSE | L | Annual | Constraint Shadow Price | US2011$/Lb | 0 | 0 | 0 | 0 | 0 | 0 | 0
NY New Units MER Rate Limit v3.1, Unit 41591 and retrofits | 1183 | 1912 | Rate Constraint in lbs/MMBtu | FALSE | L | Annual | Seasons Included | Seasons | Winter, Summer | Winter, Summer | Winter, Summer | Winter, Summer | Winter, Summer | Winter, Summer | Winter, Summer
NY New Units MER Rate Limit v3.1, Unit 41591 and retrofits | 1183 | 1912 | Rate Constraint in lbs/MMBtu | FALSE | L | Annual | Standard | lb/MMBtu | 6e-07 | 6e-07 | 6e-07 | 6e-07 | 6e-07 | 6e-07 | 6e-07
NY New Units MER Rate Limit v3.1, Unit 41591 and retrofits | 1183 | 1912 | Rate Constraint in lbs/MMBtu | FALSE | L | Annual | Emissions at Affected Plants MER | lbs | 0 | 0 | 0 | 0 | 0 | 0 | 0
NY New Units MER Rate Limit v3.1, Unit 41591 and retrofits | 1183 | 1912 | Rate Constraint in lbs/MMBtu | FALSE | L | Annual | Allowances Purchased MER | lbs | 0 | 0 | 0 | 0 | 0 | 0 | 0
NY New Units MER Rate Limit v3.1, Unit 41591 and retrofits | 1183 | 1912 | Rate Constraint in lbs/MMBtu | FALSE | L | Annual | Allowances Sold MER | lbs | 0 | 0 | 0 | 0 | 0 | 0 | 0
NY New Units MER Rate Limit v3.1, Unit 41591 and retrofits | 1183 | 1912 | Rate Constraint in lbs/MMBtu | FALSE | L | Annual | Allowances Banked | lbs | 0 | 0 | 0 | 0 | 0 | 0 | 0
NY New Units MER Rate Limit v3.1, Unit 41591 and retrofits | 1183 | 1912 | Rate Constraint in lbs/MMBtu | FALSE | L | Annual | Allowances Withdrawn (1:1) | lbs | 0 | 0 | 0 | 0 | 0 | 0 | 0
NY New Units MER Rate Limit v3.1, Unit 41591 and retrofits | 1183 | 1912 | Rate Constraint in lbs/MMBtu | FALSE | L | Annual | Allowances Withdrawn (n:1) | lbs | 0 | 0 | 0 | 0 | 0 | 0 | 0
NY New Units MER Rate Limit v3.1, Unit 41591 and retrofits | 1183 | 1912 | Rate Constraint in lbs/MMBtu | FALSE | L | Annual | Net Emissions Allowance Position | lbs | 0 | 0 | 0 | 0 | 0 | 0 | 0
NY New Units MER Rate Limit v3.1, Unit 41591 and retrofits | 1183 | 1912 | Rate Constraint in lbs/MMBtu | FALSE | L | Annual | Fuel Consumed | TBtu | 0 | 0 | 0 | 0 | 0 | 0 | 0
NY New Units MER Rate Limit v3.1, Unit 41591 and retrofits | 1183 | 1912 | Rate Constraint in lbs/MMBtu | FALSE | L | Annual | Rate | lb/MMBtu | 0 | 0 | 0 | 0 | 0 | 0 | 0
NY New Units MER Rate Limit v3.1, Unit 41591 and retrofits | 1183 | 1912 | Rate Constraint in lbs/MMBtu | FALSE | L | Annual | Generation | TWh | 0 | 0 | 0 | 0 | 0 | 0 | 0
NY New Units MER Rate Limit v3.1, Unit 41591 and retrofits | 1183 | 1912 | Rate Constraint in lbs/MMBtu | FALSE | L | Annual | Qualifying Generation | TWh | 0 | 0 | 0 | 0 | 0 | 0 | 0
NY New Units MER Rate Limit v3.1, Unit 41591 and retrofits | 1183 | 1912 | Rate Constraint in lbs/MMBtu | FALSE | L | Annual | Rate | lb/MWh | 0 | 0 | 0 | 0 | 0 | 0 | 0
NY New Units MER Rate Limit v3.1, Unit 41591 and retrofits | 1183 | 1912 | Rate Constraint in lbs/MMBtu | FALSE | L | Annual | Constraint Shadow Price | US2011$/Lb | 0 | 0 | 0 | 0 | 0 | 15417620.4833 | 19087609.4293
NY New Units MER Rate Limit v3.1, Unit 41641 and retrofits | 1184 | 1912 | Rate Constraint in lbs/MMBtu | FALSE | L | Annual | Seasons Included | Seasons | Winter, Summer | Winter, Summer | Winter, Summer | Winter, Summer | Winter, Summer | Winter, Summer | Winter, Summer
NY New Units MER Rate Limit v3.1, Unit 41641 and retrofits | 1184 | 1912 | Rate Constraint in lbs/MMBtu | FALSE | L | Annual | Standard | lb/MMBtu | 6e-07 | 6e-07 | 6e-07 | 6e-07 | 6e-07 | 6e-07 | 6e-07
NY New Units MER Rate Limit v3.1, Unit 41641 and retrofits | 1184 | 1912 | Rate Constraint in lbs/MMBtu | FALSE | L | Annual | Emissions at Affected Plants MER | lbs | 0 | 0 | 0 | 0 | 0 | 0 | 0
NY New Units MER Rate Limit v3.1, Unit 41641 and retrofits | 1184 | 1912 | Rate Constraint in lbs/MMBtu | FALSE | L | Annual | Allowances Purchased MER | lbs | 0 | 0 | 0 | 0 | 0 | 0 | 0
NY New Units MER Rate Limit v3.1, Unit 41641 and retrofits | 1184 | 1912 | Rate Constraint in lbs/MMBtu | FALSE | L | Annual | Allowances Sold MER | lbs | 0 | 0 | 0 | 0 | 0 | 0 | 0
NY New Units MER Rate Limit v3.1, Unit 41641 and retrofits | 1184 | 1912 | Rate Constraint in lbs/MMBtu | FALSE | L | Annual | Allowances Banked | lbs | 0 | 0 | 0 | 0 | 0 | 0 | 0
NY New Units MER Rate Limit v3.1, Unit 41641 and retrofits | 1184 | 1912 | Rate Constraint in lbs/MMBtu | FALSE | L | Annual | Allowances Withdrawn (1:1) | lbs | 0 | 0 | 0 | 0 | 0 | 0 | 0
NY New Units MER Rate Limit v3.1, Unit 41641 and retrofits | 1184 | 1912 | Rate Constraint in lbs/MMBtu | FALSE | L | Annual | Allowances Withdrawn (n:1) | lbs | 0 | 0 | 0 | 0 | 0 | 0 | 0
NY New Units MER Rate Limit v3.1, Unit 41641 and retrofits | 1184 | 1912 | Rate Constraint in lbs/MMBtu | FALSE | L | Annual | Net Emissions Allowance Position | lbs | 0 | 0 | 0 | 0 | 0 | 0 | 0
NY New Units MER Rate Limit v3.1, Unit 41641 and retrofits | 1184 | 1912 | Rate Constraint in lbs/MMBtu | FALSE | L | Annual | Fuel Consumed | TBtu | 0 | 0 | 0 | 0 | 0 | 0 | 0
NY New Units MER Rate Limit v3.1, Unit 41641 and retrofits | 1184 | 1912 | Rate Constraint in lbs/MMBtu | FALSE | L | Annual | Rate | lb/MMBtu | 0 | 0 | 0 | 0 | 0 | 0 | 0
NY New Units MER Rate Limit v3.1, Unit 41641 and retrofits | 1184 | 1912 | Rate Constraint in lbs/MMBtu | FALSE | L | Annual | Generation | TWh | 0 | 0 | 0 | 0 | 0 | 0 | 0
NY New Units MER Rate Limit v3.1, Unit 41641 and retrofits | 1184 | 1912 | Rate Constraint in lbs/MMBtu | FALSE | L | Annual | Qualifying Generation | TWh | 0 | 0 | 0 | 0 | 0 | 0 | 0
NY New Units MER Rate Limit v3.1, Unit 41641 and retrofits | 1184 | 1912 | Rate Constraint in lbs/MMBtu | FALSE | L | Annual | Rate | lb/MWh | 0 | 0 | 0 | 0 | 0 | 0 | 0
NY New Units MER Rate Limit v3.1, Unit 41641 and retrofits | 1184 | 1912 | Rate Constraint in lbs/MMBtu | FALSE | L | Annual | Constraint Shadow Price | US2011$/Lb | 0 | 0 | 0 | 0 | 0 | 0 | 0
NY New Units MER Rate Limit v3.1, Unit 41648 and retrofits | 1185 | 1912 | Rate Constraint in lbs/MMBtu | FALSE | L | Annual | Seasons Included | Seasons | Winter, Summer | Winter, Summer | Winter, Summer | Winter, Summer | Winter, Summer | Winter, Summer | Winter, Summer
NY New Units MER Rate Limit v3.1, Unit 41648 and retrofits | 1185 | 1912 | Rate Constraint in lbs/MMBtu | FALSE | L | Annual | Standard | lb/MMBtu | 6e-07 | 6e-07 | 6e-07 | 6e-07 | 6e-07 | 6e-07 | 6e-07
NY New Units MER Rate Limit v3.1, Unit 41648 and retrofits | 1185 | 1912 | Rate Constraint in lbs/MMBtu | FALSE | L | Annual | Emissions at Affected Plants MER | lbs | 0 | 0 | 0 | 0 | 0 | 0 | 0
NY New Units MER Rate Limit v3.1, Unit 41648 and retrofits | 1185 | 1912 | Rate Constraint in lbs/MMBtu | FALSE | L | Annual | Allowances Purchased MER | lbs | 0 | 0 | 0 | 0 | 0 | 0 | 0
NY New Units MER Rate Limit v3.1, Unit 41648 and retrofits | 1185 | 1912 | Rate Constraint in lbs/MMBtu | FALSE | L | Annual | Allowances Sold MER | lbs | 0 | 0 | 0 | 0 | 0 | 0 | 0
NY New Units MER Rate Limit v3.1, Unit 41648 and retrofits | 1185 | 1912 | Rate Constraint in lbs/MMBtu | FALSE | L | Annual | Allowances Banked | lbs | 0 | 0 | 0 | 0 | 0 | 0 | 0
NY New Units MER Rate Limit v3.1, Unit 41648 and retrofits | 1185 | 1912 | Rate Constraint in lbs/MMBtu | FALSE | L | Annual | Allowances Withdrawn (1:1) | lbs | 0 | 0 | 0 | 0 | 0 | 0 | 0
NY New Units MER Rate Limit v3.1, Unit 41648 and retrofits | 1185 | 1912 | Rate Constraint in lbs/MMBtu | FALSE | L | Annual | Allowances Withdrawn (n:1) | lbs | 0 | 0 | 0 | 0 | 0 | 0 | 0
NY New Units MER Rate Limit v3.1, Unit 41648 and retrofits | 1185 | 1912 | Rate Constraint in lbs/MMBtu | FALSE | L | Annual | Net Emissions Allowance Position | lbs | 0 | 0 | 0 | 0 | 0 | 0 | 0
NY New Units MER Rate Limit v3.1, Unit 41648 and retrofits | 1185 | 1912 | Rate Constraint in lbs/MMBtu | FALSE | L | Annual | Fuel Consumed | TBtu | 0 | 0 | 0 | 0 | 0 | 0 | 0
NY New Units MER Rate Limit v3.1, Unit 41648 and retrofits | 1185 | 1912 | Rate Constraint in lbs/MMBtu | FALSE | L | Annual | Rate | lb/MMBtu | 0 | 0 | 0 | 0 | 0 | 0 | 0
NY New Units MER Rate Limit v3.1, Unit 41648 and retrofits | 1185 | 1912 | Rate Constraint in lbs/MMBtu | FALSE | L | Annual | Generation | TWh | 0 | 0 | 0 | 0 | 0 | 0 | 0
NY New Units MER Rate Limit v3.1, Unit 41648 and retrofits | 1185 | 1912 | Rate Constraint in lbs/MMBtu | FALSE | L | Annual | Qualifying Generation | TWh | 0 | 0 | 0 | 0 | 0 | 0 | 0
NY New Units MER Rate Limit v3.1, Unit 41648 and retrofits | 1185 | 1912 | Rate Constraint in lbs/MMBtu | FALSE | L | Annual | Rate | lb/MWh | 0 | 0 | 0 | 0 | 0 | 0 | 0
NY New Units MER Rate Limit v3.1, Unit 41648 and retrofits | 1185 | 1912 | Rate Constraint in lbs/MMBtu | FALSE | L | Annual | Constraint Shadow Price | US2011$/Lb | 0 | 0 | 0 | 0 | 0 | 0 | 0
NY New Units MER Rate Limit v3.1, Unit 41650 and retrofits | 1186 | 1912 | Rate Constraint in lbs/MMBtu | FALSE | L | Annual | Seasons Included | Seasons | Winter, Summer | Winter, Summer | Winter, Summer | Winter, Summer | Winter, Summer | Winter, Summer | Winter, Summer
NY New Units MER Rate Limit v3.1, Unit 41650 and retrofits | 1186 | 1912 | Rate Constraint in lbs/MMBtu | FALSE | L | Annual | Standard | lb/MMBtu | 6e-07 | 6e-07 | 6e-07 | 6e-07 | 6e-07 | 6e-07 | 6e-07
NY New Units MER Rate Limit v3.1, Unit 41650 and retrofits | 1186 | 1912 | Rate Constraint in lbs/MMBtu | FALSE | L | Annual | Emissions at Affected Plants MER | lbs | 0 | 0 | 0 | 0 | 0 | 0 | 0
NY New Units MER Rate Limit v3.1, Unit 41650 and retrofits | 1186 | 1912 | Rate Constraint in lbs/MMBtu | FALSE | L | Annual | Allowances Purchased MER | lbs | 0 | 0 | 0 | 0 | 0 | 0 | 0
NY New Units MER Rate Limit v3.1, Unit 41650 and retrofits | 1186 | 1912 | Rate Constraint in lbs/MMBtu | FALSE | L | Annual | Allowances Sold MER | lbs | 0 | 0 | 0 | 0 | 0 | 0 | 0
NY New Units MER Rate Limit v3.1, Unit 41650 and retrofits | 1186 | 1912 | Rate Constraint in lbs/MMBtu | FALSE | L | Annual | Allowances Banked | lbs | 0 | 0 | 0 | 0 | 0 | 0 | 0
NY New Units MER Rate Limit v3.1, Unit 41650 and retrofits | 1186 | 1912 | Rate Constraint in lbs/MMBtu | FALSE | L | Annual | Allowances Withdrawn (1:1) | lbs | 0 | 0 | 0 | 0 | 0 | 0 | 0
NY New Units MER Rate Limit v3.1, Unit 41650 and retrofits | 1186 | 1912 | Rate Constraint in lbs/MMBtu | FALSE | L | Annual | Allowances Withdrawn (n:1) | lbs | 0 | 0 | 0 | 0 | 0 | 0 | 0
NY New Units MER Rate Limit v3.1, Unit 41650 and retrofits | 1186 | 1912 | Rate Constraint in lbs/MMBtu | FALSE | L | Annual | Net Emissions Allowance Position | lbs | 0 | 0 | 0 | 0 | 0 | 0 | 0
NY New Units MER Rate Limit v3.1, Unit 41650 and retrofits | 1186 | 1912 | Rate Constraint in lbs/MMBtu | FALSE | L | Annual | Fuel Consumed | TBtu | 0 | 0 | 0 | 0 | 0 | 0 | 0
NY New Units MER Rate Limit v3.1, Unit 41650 and retrofits | 1186 | 1912 | Rate Constraint in lbs/MMBtu | FALSE | L | Annual | Rate | lb/MMBtu | 0 | 0 | 0 | 0 | 0 | 0 | 0
NY New Units MER Rate Limit v3.1, Unit 41650 and retrofits | 1186 | 1912 | Rate Constraint in lbs/MMBtu | FALSE | L | Annual | Generation | TWh | 0 | 0 | 0 | 0 | 0 | 0 | 0
NY New Units MER Rate Limit v3.1, Unit 41650 and retrofits | 1186 | 1912 | Rate Constraint in lbs/MMBtu | FALSE | L | Annual | Qualifying Generation | TWh | 0 | 0 | 0 | 0 | 0 | 0 | 0
NY New Units MER Rate Limit v3.1, Unit 41650 and retrofits | 1186 | 1912 | Rate Constraint in lbs/MMBtu | FALSE | L | Annual | Rate | lb/MWh | 0 | 0 | 0 | 0 | 0 | 0 | 0
NY New Units MER Rate Limit v3.1, Unit 41650 and retrofits | 1186 | 1912 | Rate Constraint in lbs/MMBtu | FALSE | L | Annual | Constraint Shadow Price | US2011$/Lb | 0 | 0 | 0 | 32877758.9143 | 9803826.7215 | 5362764.7866 | 9573411.7883
NY New Units MER Rate Limit v3.1, Unit 41814 and retrofits | 1187 | 1912 | Rate Constraint in lbs/MMBtu | FALSE | L | Annual | Seasons Included | Seasons | Winter, Summer | Winter, Summer | Winter, Summer | Winter, Summer | Winter, Summer | Winter, Summer | Winter, Summer
NY New Units MER Rate Limit v3.1, Unit 41814 and retrofits | 1187 | 1912 | Rate Constraint in lbs/MMBtu | FALSE | L | Annual | Standard | lb/MMBtu | 6e-07 | 6e-07 | 6e-07 | 6e-07 | 6e-07 | 6e-07 | 6e-07
NY New Units MER Rate Limit v3.1, Unit 41814 and retrofits | 1187 | 1912 | Rate Constraint in lbs/MMBtu | FALSE | L | Annual | Emissions at Affected Plants MER | lbs | 0 | 0 | 0 | 0 | 0 | 0 | 0
NY New Units MER Rate Limit v3.1, Unit 41814 and retrofits | 1187 | 1912 | Rate Constraint in lbs/MMBtu | FALSE | L | Annual | Allowances Purchased MER | lbs | 0 | 0 | 0 | 0 | 0 | 0 | 0
NY New Units MER Rate Limit v3.1, Unit 41814 and retrofits | 1187 | 1912 | Rate Constraint in lbs/MMBtu | FALSE | L | Annual | Allowances Sold MER | lbs | 0 | 0 | 0 | 0 | 0 | 0 | 0
NY New Units MER Rate Limit v3.1, Unit 41814 and retrofits | 1187 | 1912 | Rate Constraint in lbs/MMBtu | FALSE | L | Annual | Allowances Banked | lbs | 0 | 0 | 0 | 0 | 0 | 0 | 0
NY New Units MER Rate Limit v3.1, Unit 41814 and retrofits | 1187 | 1912 | Rate Constraint in lbs/MMBtu | FALSE | L | Annual | Allowances Withdrawn (1:1) | lbs | 0 | 0 | 0 | 0 | 0 | 0 | 0
NY New Units MER Rate Limit v3.1, Unit 41814 and retrofits | 1187 | 1912 | Rate Constraint in lbs/MMBtu | FALSE | L | Annual | Allowances Withdrawn (n:1) | lbs | 0 | 0 | 0 | 0 | 0 | 0 | 0
NY New Units MER Rate Limit v3.1, Unit 41814 and retrofits | 1187 | 1912 | Rate Constraint in lbs/MMBtu | FALSE | L | Annual | Net Emissions Allowance Position | lbs | 0 | 0 | 0 | 0 | 0 | 0 | 0
NY New Units MER Rate Limit v3.1, Unit 41814 and retrofits | 1187 | 1912 | Rate Constraint in lbs/MMBtu | FALSE | L | Annual | Fuel Consumed | TBtu | 0 | 0 | 0 | 0 | 0 | 0 | 0
NY New Units MER Rate Limit v3.1, Unit 41814 and retrofits | 1187 | 1912 | Rate Constraint in lbs/MMBtu | FALSE | L | Annual | Rate | lb/MMBtu | 0 | 0 | 0 | 0 | 0 | 0 | 0
NY New Units MER Rate Limit v3.1, Unit 41814 and retrofits | 1187 | 1912 | Rate Constraint in lbs/MMBtu | FALSE | L | Annual | Generation | TWh | 0 | 0 | 0 | 0 | 0 | 0 | 0
NY New Units MER Rate Limit v3.1, Unit 41814 and retrofits | 1187 | 1912 | Rate Constraint in lbs/MMBtu | FALSE | L | Annual | Qualifying Generation | TWh | 0 | 0 | 0 | 0 | 0 | 0 | 0
NY New Units MER Rate Limit v3.1, Unit 41814 and retrofits | 1187 | 1912 | Rate Constraint in lbs/MMBtu | FALSE | L | Annual | Rate | lb/MWh | 0 | 0 | 0 | 0 | 0 | 0 | 0
NY New Units MER Rate Limit v3.1, Unit 41814 and retrofits | 1187 | 1912 | Rate Constraint in lbs/MMBtu | FALSE | L | Annual | Constraint Shadow Price | US2011$/Lb | 0 | 0 | 0 | 0 | 0 | 0 | 0
NY New Units MER Rate Limit v3.1, Unit 41821 and retrofits | 1188 | 1912 | Rate Constraint in lbs/MMBtu | FALSE | L | Annual | Seasons Included | Seasons | Winter, Summer | Winter, Summer | Winter, Summer | Winter, Summer | Winter, Summer | Winter, Summer | Winter, Summer
NY New Units MER Rate Limit v3.1, Unit 41821 and retrofits | 1188 | 1912 | Rate Constraint in lbs/MMBtu | FALSE | L | Annual | Standard | lb/MMBtu | 6e-07 | 6e-07 | 6e-07 | 6e-07 | 6e-07 | 6e-07 | 6e-07
NY New Units MER Rate Limit v3.1, Unit 41821 and retrofits | 1188 | 1912 | Rate Constraint in lbs/MMBtu | FALSE | L | Annual | Emissions at Affected Plants MER | lbs | 0 | 0 | 0 | 0 | 0 | 0 | 0
NY New Units MER Rate Limit v3.1, Unit 41821 and retrofits | 1188 | 1912 | Rate Constraint in lbs/MMBtu | FALSE | L | Annual | Allowances Purchased MER | lbs | 0 | 0 | 0 | 0 | 0 | 0 | 0
NY New Units MER Rate Limit v3.1, Unit 41821 and retrofits | 1188 | 1912 | Rate Constraint in lbs/MMBtu | FALSE | L | Annual | Allowances Sold MER | lbs | 0 | 0 | 0 | 0 | 0 | 0 | 0
NY New Units MER Rate Limit v3.1, Unit 41821 and retrofits | 1188 | 1912 | Rate Constraint in lbs/MMBtu | FALSE | L | Annual | Allowances Banked | lbs | 0 | 0 | 0 | 0 | 0 | 0 | 0
NY New Units MER Rate Limit v3.1, Unit 41821 and retrofits | 1188 | 1912 | Rate Constraint in lbs/MMBtu | FALSE | L | Annual | Allowances Withdrawn (1:1) | lbs | 0 | 0 | 0 | 0 | 0 | 0 | 0
NY New Units MER Rate Limit v3.1, Unit 41821 and retrofits | 1188 | 1912 | Rate Constraint in lbs/MMBtu | FALSE | L | Annual | Allowances Withdrawn (n:1) | lbs | 0 | 0 | 0 | 0 | 0 | 0 | 0
NY New Units MER Rate Limit v3.1, Unit 41821 and retrofits | 1188 | 1912 | Rate Constraint in lbs/MMBtu | FALSE | L | Annual | Net Emissions Allowance Position | lbs | 0 | 0 | 0 | 0 | 0 | 0 | 0
NY New Units MER Rate Limit v3.1, Unit 41821 and retrofits | 1188 | 1912 | Rate Constraint in lbs/MMBtu | FALSE | L | Annual | Fuel Consumed | TBtu | 0 | 0 | 0 | 0 | 0 | 0 | 0
NY New Units MER Rate Limit v3.1, Unit 41821 and retrofits | 1188 | 1912 | Rate Constraint in lbs/MMBtu | FALSE | L | Annual | Rate | lb/MMBtu | 0 | 0 | 0 | 0 | 0 | 0 | 0
NY New Units MER Rate Limit v3.1, Unit 41821 and retrofits | 1188 | 1912 | Rate Constraint in lbs/MMBtu | FALSE | L | Annual | Generation | TWh | 0 | 0 | 0 | 0 | 0 | 0 | 0
NY New Units MER Rate Limit v3.1, Unit 41821 and retrofits | 1188 | 1912 | Rate Constraint in lbs/MMBtu | FALSE | L | Annual | Qualifying Generation | TWh | 0 | 0 | 0 | 0 | 0 | 0 | 0
NY New Units MER Rate Limit v3.1, Unit 41821 and retrofits | 1188 | 1912 | Rate Constraint in lbs/MMBtu | FALSE | L | Annual | Rate | lb/MWh | 0 | 0 | 0 | 0 | 0 | 0 | 0
NY New Units MER Rate Limit v3.1, Unit 41821 and retrofits | 1188 | 1912 | Rate Constraint in lbs/MMBtu | FALSE | L | Annual | Constraint Shadow Price | US2011$/Lb | 0 | 0 | 0 | 0 | 0 | 0 | 0
NY New Units MER Rate Limit v3.1, Unit 41823 and retrofits | 1189 | 1912 | Rate Constraint in lbs/MMBtu | FALSE | L | Annual | Seasons Included | Seasons | Winter, Summer | Winter, Summer | Winter, Summer | Winter, Summer | Winter, Summer | Winter, Summer | Winter, Summer
NY New Units MER Rate Limit v3.1, Unit 41823 and retrofits | 1189 | 1912 | Rate Constraint in lbs/MMBtu | FALSE | L | Annual | Standard | lb/MMBtu | 6e-07 | 6e-07 | 6e-07 | 6e-07 | 6e-07 | 6e-07 | 6e-07
NY New Units MER Rate Limit v3.1, Unit 41823 and retrofits | 1189 | 1912 | Rate Constraint in lbs/MMBtu | FALSE | L | Annual | Emissions at Affected Plants MER | lbs | 0 | 0 | 0 | 0 | 0 | 0 | 0
NY New Units MER Rate Limit v3.1, Unit 41823 and retrofits | 1189 | 1912 | Rate Constraint in lbs/MMBtu | FALSE | L | Annual | Allowances Purchased MER | lbs | 0 | 0 | 0 | 0 | 0 | 0 | 0
NY New Units MER Rate Limit v3.1, Unit 41823 and retrofits | 1189 | 1912 | Rate Constraint in lbs/MMBtu | FALSE | L | Annual | Allowances Sold MER | lbs | 0 | 0 | 0 | 0 | 0 | 0 | 0
NY New Units MER Rate Limit v3.1, Unit 41823 and retrofits | 1189 | 1912 | Rate Constraint in lbs/MMBtu | FALSE | L | Annual | Allowances Banked | lbs | 0 | 0 | 0 | 0 | 0 | 0 | 0
NY New Units MER Rate Limit v3.1, Unit 41823 and retrofits | 1189 | 1912 | Rate Constraint in lbs/MMBtu | FALSE | L | Annual | Allowances Withdrawn (1:1) | lbs | 0 | 0 | 0 | 0 | 0 | 0 | 0
NY New Units MER Rate Limit v3.1, Unit 41823 and retrofits | 1189 | 1912 | Rate Constraint in lbs/MMBtu | FALSE | L | Annual | Allowances Withdrawn (n:1) | lbs | 0 | 0 | 0 | 0 | 0 | 0 | 0
NY New Units MER Rate Limit v3.1, Unit 41823 and retrofits | 1189 | 1912 | Rate Constraint in lbs/MMBtu | FALSE | L | Annual | Net Emissions Allowance Position | lbs | 0 | 0 | 0 | 0 | 0 | 0 | 0
NY New Units MER Rate Limit v3.1, Unit 41823 and retrofits | 1189 | 1912 | Rate Constraint in lbs/MMBtu | FALSE | L | Annual | Fuel Consumed | TBtu | 0 | 0 | 0 | 0 | 0 | 0 | 0
NY New Units MER Rate Limit v3.1, Unit 41823 and retrofits | 1189 | 1912 | Rate Constraint in lbs/MMBtu | FALSE | L | Annual | Rate | lb/MMBtu | 0 | 0 | 0 | 0 | 0 | 0 | 0
NY New Units MER Rate Limit v3.1, Unit 41823 and retrofits | 1189 | 1912 | Rate Constraint in lbs/MMBtu | FALSE | L | Annual | Generation | TWh | 0 | 0 | 0 | 0 | 0 | 0 | 0
NY New Units MER Rate Limit v3.1, Unit 41823 and retrofits | 1189 | 1912 | Rate Constraint in lbs/MMBtu | FALSE | L | Annual | Qualifying Generation | TWh | 0 | 0 | 0 | 0 | 0 | 0 | 0
NY New Units MER Rate Limit v3.1, Unit 41823 and retrofits | 1189 | 1912 | Rate Constraint in lbs/MMBtu | FALSE | L | Annual | Rate | lb/MWh | 0 | 0 | 0 | 0 | 0 | 0 | 0
NY New Units MER Rate Limit v3.1, Unit 41823 and retrofits | 1189 | 1912 | Rate Constraint in lbs/MMBtu | FALSE | L | Annual | Constraint Shadow Price | US2011$/Lb | 0 | 0 | 1970780.8982 | 1064671.868 | 4429081.3391 | 4934386.6959 | 14543046.29
NY New Units MER Rate Limit v3.1, Unit 41870 and retrofits | 1190 | 1912 | Rate Constraint in lbs/MMBtu | FALSE | L | Annual | Seasons Included | Seasons | Winter, Summer | Winter, Summer | Winter, Summer | Winter, Summer | Winter, Summer | Winter, Summer | Winter, Summer
NY New Units MER Rate Limit v3.1, Unit 41870 and retrofits | 1190 | 1912 | Rate Constraint in lbs/MMBtu | FALSE | L | Annual | Standard | lb/MMBtu | 6e-07 | 6e-07 | 6e-07 | 6e-07 | 6e-07 | 6e-07 | 6e-07
NY New Units MER Rate Limit v3.1, Unit 41870 and retrofits | 1190 | 1912 | Rate Constraint in lbs/MMBtu | FALSE | L | Annual | Emissions at Affected Plants MER | lbs | 0 | 0 | 0 | 0 | 0 | 0 | 0
NY New Units MER Rate Limit v3.1, Unit 41870 and retrofits | 1190 | 1912 | Rate Constraint in lbs/MMBtu | FALSE | L | Annual | Allowances Purchased MER | lbs | 0 | 0 | 0 | 0 | 0 | 0 | 0
NY New Units MER Rate Limit v3.1, Unit 41870 and retrofits | 1190 | 1912 | Rate Constraint in lbs/MMBtu | FALSE | L | Annual | Allowances Sold MER | lbs | 0 | 0 | 0 | 0 | 0 | 0 | 0
NY New Units MER Rate Limit v3.1, Unit 41870 and retrofits | 1190 | 1912 | Rate Constraint in lbs/MMBtu | FALSE | L | Annual | Allowances Banked | lbs | 0 | 0 | 0 | 0 | 0 | 0 | 0
NY New Units MER Rate Limit v3.1, Unit 41870 and retrofits | 1190 | 1912 | Rate Constraint in lbs/MMBtu | FALSE | L | Annual | Allowances Withdrawn (1:1) | lbs | 0 | 0 | 0 | 0 | 0 | 0 | 0
NY New Units MER Rate Limit v3.1, Unit 41870 and retrofits | 1190 | 1912 | Rate Constraint in lbs/MMBtu | FALSE | L | Annual | Allowances Withdrawn (n:1) | lbs | 0 | 0 | 0 | 0 | 0 | 0 | 0
NY New Units MER Rate Limit v3.1, Unit 41870 and retrofits | 1190 | 1912 | Rate Constraint in lbs/MMBtu | FALSE | L | Annual | Net Emissions Allowance Position | lbs | 0 | 0 | 0 | 0 | 0 | 0 | 0
NY New Units MER Rate Limit v3.1, Unit 41870 and retrofits | 1190 | 1912 | Rate Constraint in lbs/MMBtu | FALSE | L | Annual | Fuel Consumed | TBtu | 0 | 0 | 0 | 0 | 0 | 0 | 0
NY New Units MER Rate Limit v3.1, Unit 41870 and retrofits | 1190 | 1912 | Rate Constraint in lbs/MMBtu | FALSE | L | Annual | Rate | lb/MMBtu | 0 | 0 | 0 | 0 | 0 | 0 | 0
NY New Units MER Rate Limit v3.1, Unit 41870 and retrofits | 1190 | 1912 | Rate Constraint in lbs/MMBtu | FALSE | L | Annual | Generation | TWh | 0 | 0 | 0 | 0 | 0 | 0 | 0
NY New Units MER Rate Limit v3.1, Unit 41870 and retrofits | 1190 | 1912 | Rate Constraint in lbs/MMBtu | FALSE | L | Annual | Qualifying Generation | TWh | 0 | 0 | 0 | 0 | 0 | 0 | 0
NY New Units MER Rate Limit v3.1, Unit 41870 and retrofits | 1190 | 1912 | Rate Constraint in lbs/MMBtu | FALSE | L | Annual | Rate | lb/MWh | 0 | 0 | 0 | 0 | 0 | 0 | 0
NY New Units MER Rate Limit v3.1, Unit 41870 and retrofits | 1190 | 1912 | Rate Constraint in lbs/MMBtu | FALSE | L | Annual | Constraint Shadow Price | US2011$/Lb | 0 | 0 | 0 | 0 | 0 | 0 | 0
NY New Units MER Rate Limit v3.1, Unit 41877 and retrofits | 1191 | 1912 | Rate Constraint in lbs/MMBtu | FALSE | L | Annual | Seasons Included | Seasons | Winter, Summer | Winter, Summer | Winter, Summer | Winter, Summer | Winter, Summer | Winter, Summer | Winter, Summer
NY New Units MER Rate Limit v3.1, Unit 41877 and retrofits | 1191 | 1912 | Rate Constraint in lbs/MMBtu | FALSE | L | Annual | Standard | lb/MMBtu | 6e-07 | 6e-07 | 6e-07 | 6e-07 | 6e-07 | 6e-07 | 6e-07
NY New Units MER Rate Limit v3.1, Unit 41877 and retrofits | 1191 | 1912 | Rate Constraint in lbs/MMBtu | FALSE | L | Annual | Emissions at Affected Plants MER | lbs | 0 | 0 | 0 | 0 | 0 | 0 | 0
NY New Units MER Rate Limit v3.1, Unit 41877 and retrofits | 1191 | 1912 | Rate Constraint in lbs/MMBtu | FALSE | L | Annual | Allowances Purchased MER | lbs | 0 | 0 | 0 | 0 | 0 | 0 | 0
NY New Units MER Rate Limit v3.1, Unit 41877 and retrofits | 1191 | 1912 | Rate Constraint in lbs/MMBtu | FALSE | L | Annual | Allowances Sold MER | lbs | 0 | 0 | 0 | 0 | 0 | 0 | 0
NY New Units MER Rate Limit v3.1, Unit 41877 and retrofits | 1191 | 1912 | Rate Constraint in lbs/MMBtu | FALSE | L | Annual | Allowances Banked | lbs | 0 | 0 | 0 | 0 | 0 | 0 | 0
NY New Units MER Rate Limit v3.1, Unit 41877 and retrofits | 1191 | 1912 | Rate Constraint in lbs/MMBtu | FALSE | L | Annual | Allowances Withdrawn (1:1) | lbs | 0 | 0 | 0 | 0 | 0 | 0 | 0
NY New Units MER Rate Limit v3.1, Unit 41877 and retrofits | 1191 | 1912 | Rate Constraint in lbs/MMBtu | FALSE | L | Annual | Allowances Withdrawn (n:1) | lbs | 0 | 0 | 0 | 0 | 0 | 0 | 0
NY New Units MER Rate Limit v3.1, Unit 41877 and retrofits | 1191 | 1912 | Rate Constraint in lbs/MMBtu | FALSE | L | Annual | Net Emissions Allowance Position | lbs | 0 | 0 | 0 | 0 | 0 | 0 | 0
NY New Units MER Rate Limit v3.1, Unit 41877 and retrofits | 1191 | 1912 | Rate Constraint in lbs/MMBtu | FALSE | L | Annual | Fuel Consumed | TBtu | 0 | 0 | 0 | 0 | 0 | 0 | 0
NY New Units MER Rate Limit v3.1, Unit 41877 and retrofits | 1191 | 1912 | Rate Constraint in lbs/MMBtu | FALSE | L | Annual | Rate | lb/MMBtu | 0 | 0 | 0 | 0 | 0 | 0 | 0
NY New Units MER Rate Limit v3.1, Unit 41877 and retrofits | 1191 | 1912 | Rate Constraint in lbs/MMBtu | FALSE | L | Annual | Generation | TWh | 0 | 0 | 0 | 0 | 0 | 0 | 0
NY New Units MER Rate Limit v3.1, Unit 41877 and retrofits | 1191 | 1912 | Rate Constraint in lbs/MMBtu | FALSE | L | Annual | Qualifying Generation | TWh | 0 | 0 | 0 | 0 | 0 | 0 | 0
NY New Units MER Rate Limit v3.1, Unit 41877 and retrofits | 1191 | 1912 | Rate Constraint in lbs/MMBtu | FALSE | L | Annual | Rate | lb/MWh | 0 | 0 | 0 | 0 | 0 | 0 | 0
NY New Units MER Rate Limit v3.1, Unit 41877 and retrofits | 1191 | 1912 | Rate Constraint in lbs/MMBtu | FALSE | L | Annual | Constraint Shadow Price | US2011$/Lb | 0 | 0 | 0 | 0 | 0 | 0 | 0
NY New Units MER Rate Limit v3.1, Unit 41879 and retrofits | 1192 | 1912 | Rate Constraint in lbs/MMBtu | FALSE | L | Annual | Seasons Included | Seasons | Winter, Summer | Winter, Summer | Winter, Summer | Winter, Summer | Winter, Summer | Winter, Summer | Winter, Summer
NY New Units MER Rate Limit v3.1, Unit 41879 and retrofits | 1192 | 1912 | Rate Constraint in lbs/MMBtu | FALSE | L | Annual | Standard | lb/MMBtu | 6e-07 | 6e-07 | 6e-07 | 6e-07 | 6e-07 | 6e-07 | 6e-07
NY New Units MER Rate Limit v3.1, Unit 41879 and retrofits | 1192 | 1912 | Rate Constraint in lbs/MMBtu | FALSE | L | Annual | Emissions at Affected Plants MER | lbs | 0 | 0 | 0 | 0 | 0 | 0 | 0
NY New Units MER Rate Limit v3.1, Unit 41879 and retrofits | 1192 | 1912 | Rate Constraint in lbs/MMBtu | FALSE | L | Annual | Allowances Purchased MER | lbs | 0 | 0 | 0 | 0 | 0 | 0 | 0
NY New Units MER Rate Limit v3.1, Unit 41879 and retrofits | 1192 | 1912 | Rate Constraint in lbs/MMBtu | FALSE | L | Annual | Allowances Sold MER | lbs | 0 | 0 | 0 | 0 | 0 | 0 | 0
NY New Units MER Rate Limit v3.1, Unit 41879 and retrofits | 1192 | 1912 | Rate Constraint in lbs/MMBtu | FALSE | L | Annual | Allowances Banked | lbs | 0 | 0 | 0 | 0 | 0 | 0 | 0
NY New Units MER Rate Limit v3.1, Unit 41879 and retrofits | 1192 | 1912 | Rate Constraint in lbs/MMBtu | FALSE | L | Annual | Allowances Withdrawn (1:1) | lbs | 0 | 0 | 0 | 0 | 0 | 0 | 0
NY New Units MER Rate Limit v3.1, Unit 41879 and retrofits | 1192 | 1912 | Rate Constraint in lbs/MMBtu | FALSE | L | Annual | Allowances Withdrawn (n:1) | lbs | 0 | 0 | 0 | 0 | 0 | 0 | 0
NY New Units MER Rate Limit v3.1, Unit 41879 and retrofits | 1192 | 1912 | Rate Constraint in lbs/MMBtu | FALSE | L | Annual | Net Emissions Allowance Position | lbs | 0 | 0 | 0 | 0 | 0 | 0 | 0
NY New Units MER Rate Limit v3.1, Unit 41879 and retrofits | 1192 | 1912 | Rate Constraint in lbs/MMBtu | FALSE | L | Annual | Fuel Consumed | TBtu | 0 | 0 | 0 | 0 | 0 | 0 | 0
NY New Units MER Rate Limit v3.1, Unit 41879 and retrofits | 1192 | 1912 | Rate Constraint in lbs/MMBtu | FALSE | L | Annual | Rate | lb/MMBtu | 0 | 0 | 0 | 0 | 0 | 0 | 0
NY New Units MER Rate Limit v3.1, Unit 41879 and retrofits | 1192 | 1912 | Rate Constraint in lbs/MMBtu | FALSE | L | Annual | Generation | TWh | 0 | 0 | 0 | 0 | 0 | 0 | 0
NY New Units MER Rate Limit v3.1, Unit 41879 and retrofits | 1192 | 1912 | Rate Constraint in lbs/MMBtu | FALSE | L | Annual | Qualifying Generation | TWh | 0 | 0 | 0 | 0 | 0 | 0 | 0
NY New Units MER Rate Limit v3.1, Unit 41879 and retrofits | 1192 | 1912 | Rate Constraint in lbs/MMBtu | FALSE | L | Annual | Rate | lb/MWh | 0 | 0 | 0 | 0 | 0 | 0 | 0
NY New Units MER Rate Limit v3.1, Unit 41879 and retrofits | 1192 | 1912 | Rate Constraint in lbs/MMBtu | FALSE | L | Annual | Constraint Shadow Price | US2011$/Lb | 0 | 0 | 9068832.4391 | 61034564.2213 | 0 | 14506651.4542 | 1500533.2475
OR Utility Hg Rule - MER Removal Annual v3.1 | 1193 | 1512 | MACT Fuel Choice Floor in lbs/MMBtu | FALSE | L | Annual | Seasons Included | Seasons | Winter, Summer | Winter, Summer | Winter, Summer | Winter, Summer | Winter, Summer | Winter, Summer | Winter, Summer
OR Utility Hg Rule - MER Removal Annual v3.1 | 1193 | 1512 | MACT Fuel Choice Floor in lbs/MMBtu | FALSE | L | Annual | Emission Floor | lbs/MMBtu | 6e-07 | 6e-07 | 6e-07 | 6e-07 | 6e-07 | 6e-07 | 6e-07
OR Utility Hg Rule - MER Removal Annual v3.1 | 1193 | 1512 | MACT Fuel Choice Floor in lbs/MMBtu | FALSE | L | Annual | Emissions at Affected Plants MER | lbs | 0 | 0 | 0 | 0 | 0 | 0 | 0
OR Utility Hg Rule - MER Removal Annual v3.1 | 1193 | 1512 | MACT Fuel Choice Floor in lbs/MMBtu | FALSE | L | Annual | Allowances Purchased MER | lbs | 0 | 0 | 0 | 0 | 0 | 0 | 0
OR Utility Hg Rule - MER Removal Annual v3.1 | 1193 | 1512 | MACT Fuel Choice Floor in lbs/MMBtu | FALSE | L | Annual | Allowances Sold MER | lbs | 0 | 0 | 0 | 0 | 0 | 0 | 0
OR Utility Hg Rule - MER Removal Annual v3.1 | 1193 | 1512 | MACT Fuel Choice Floor in lbs/MMBtu | FALSE | L | Annual | Allowances Banked | lbs | 0 | 0 | 0 | 0 | 0 | 0 | 0
OR Utility Hg Rule - MER Removal Annual v3.1 | 1193 | 1512 | MACT Fuel Choice Floor in lbs/MMBtu | FALSE | L | Annual | Allowances Withdrawn (1:1) | lbs | 0 | 0 | 0 | 0 | 0 | 0 | 0
OR Utility Hg Rule - MER Removal Annual v3.1 | 1193 | 1512 | MACT Fuel Choice Floor in lbs/MMBtu | FALSE | L | Annual | Allowances Withdrawn (n:1) | lbs | 0 | 0 | 0 | 0 | 0 | 0 | 0
OR Utility Hg Rule - MER Removal Annual v3.1 | 1193 | 1512 | MACT Fuel Choice Floor in lbs/MMBtu | FALSE | L | Annual | Net Emissions Allowance Position | lbs | 0 | 0 | 0 | 0 | 0 | 0 | 0
OR Utility Hg Rule - MER Removal Annual v3.1 | 1193 | 1512 | MACT Fuel Choice Floor in lbs/MMBtu | FALSE | L | Annual | Fuel Consumed | TBtu | 0 | 0 | 0 | 0 | 0 | 0 | 0
OR Utility Hg Rule - MER Removal Annual v3.1 | 1193 | 1512 | MACT Fuel Choice Floor in lbs/MMBtu | FALSE | L | Annual | Rate | lb/MMBtu | 0 | 0 | 0 | 0 | 0 | 0 | 0
OR Utility Hg Rule - MER Removal Annual v3.1 | 1193 | 1512 | MACT Fuel Choice Floor in lbs/MMBtu | FALSE | L | Annual | Generation | TWh | 0 | 0 | 0 | 0 | 0 | 0 | 0
OR Utility Hg Rule - MER Removal Annual v3.1 | 1193 | 1512 | MACT Fuel Choice Floor in lbs/MMBtu | FALSE | L | Annual | Qualifying Generation | TWh | 0 | 0 | 0 | 0 | 0 | 0 | 0
OR Utility Hg Rule - MER Removal Annual v3.1 | 1193 | 1512 | MACT Fuel Choice Floor in lbs/MMBtu | FALSE | L | Annual | Constraint Shadow Price | US2011$/Lb | 0 | 0 | 0 | 0 | 0 | 0 | 0
OR Utility Hg Rule - MER Removal New Units v3.1 | 1194 | 1514 | Rate Constraint in lbs/MMBtu | FALSE | L | Annual | Seasons Included | Seasons | Winter, Summer | Winter, Summer | Winter, Summer | Winter, Summer | Winter, Summer | Winter, Summer | Winter, Summer
OR Utility Hg Rule - MER Removal New Units v3.1 | 1194 | 1514 | Rate Constraint in lbs/MMBtu | FALSE | L | Annual | Standard | lb/MMBtu | 6e-07 | 6e-07 | 6e-07 | 6e-07 | 6e-07 | 6e-07 | 6e-07
OR Utility Hg Rule - MER Removal New Units v3.1 | 1194 | 1514 | Rate Constraint in lbs/MMBtu | FALSE | L | Annual | Emissions at Affected Plants MER | lbs | 0 | 0 | 0 | 0 | 0 | 0 | 0
OR Utility Hg Rule - MER Removal New Units v3.1 | 1194 | 1514 | Rate Constraint in lbs/MMBtu | FALSE | L | Annual | Allowances Purchased MER | lbs | 0 | 0 | 0 | 0 | 0 | 0 | 0
OR Utility Hg Rule - MER Removal New Units v3.1 | 1194 | 1514 | Rate Constraint in lbs/MMBtu | FALSE | L | Annual | Allowances Sold MER | lbs | 0 | 0 | 0 | 0 | 0 | 0 | 0
OR Utility Hg Rule - MER Removal New Units v3.1 | 1194 | 1514 | Rate Constraint in lbs/MMBtu | FALSE | L | Annual | Allowances Banked | lbs | 0 | 0 | 0 | 0 | 0 | 0 | 0
OR Utility Hg Rule - MER Removal New Units v3.1 | 1194 | 1514 | Rate Constraint in lbs/MMBtu | FALSE | L | Annual | Allowances Withdrawn (1:1) | lbs | 0 | 0 | 0 | 0 | 0 | 0 | 0
OR Utility Hg Rule - MER Removal New Units v3.1 | 1194 | 1514 | Rate Constraint in lbs/MMBtu | FALSE | L | Annual | Allowances Withdrawn (n:1) | lbs | 0 | 0 | 0 | 0 | 0 | 0 | 0
OR Utility Hg Rule - MER Removal New Units v3.1 | 1194 | 1514 | Rate Constraint in lbs/MMBtu | FALSE | L | Annual | Net Emissions Allowance Position | lbs | 0 | 0 | 0 | 0 | 0 | 0 | 0
OR Utility Hg Rule - MER Removal New Units v3.1 | 1194 | 1514 | Rate Constraint in lbs/MMBtu | FALSE | L | Annual | Fuel Consumed | TBtu | 0 | 0 | 0 | 0 | 0 | 0 | 0
OR Utility Hg Rule - MER Removal New Units v3.1 | 1194 | 1514 | Rate Constraint in lbs/MMBtu | FALSE | L | Annual | Rate | lb/MMBtu | 0 | 0 | 0 | 0 | 0 | 0 | 0
OR Utility Hg Rule - MER Removal New Units v3.1 | 1194 | 1514 | Rate Constraint in lbs/MMBtu | FALSE | L | Annual | Generation | TWh | 0 | 0 | 0 | 0 | 0 | 0 | 0
OR Utility Hg Rule - MER Removal New Units v3.1 | 1194 | 1514 | Rate Constraint in lbs/MMBtu | FALSE | L | Annual | Qualifying Generation | TWh | 0 | 0 | 0 | 0 | 0 | 0 | 0
OR Utility Hg Rule - MER Removal New Units v3.1 | 1194 | 1514 | Rate Constraint in lbs/MMBtu | FALSE | L | Annual | Rate | lb/MWh | 0 | 0 | 0 | 0 | 0 | 0 | 0
OR Utility Hg Rule - MER Removal New Units v3.1 | 1194 | 1514 | Rate Constraint in lbs/MMBtu | FALSE | L | Annual | Constraint Shadow Price | US2011$/Lb | 0 | 0 | 0 | 0 | 242558.4267 | 0 | 30834.2267
Ozone NOx Allowance Price Constraint | 1195 | 6589 | Rate Constraint in MTons | FALSE | E | Annual | Seasons Included | Seasons |  | Summer | Summer | Summer | Summer | Summer | Summer
Ozone NOx Allowance Price Constraint | 1195 | 6589 | Rate Constraint in MTons | FALSE | E | Annual | Standard | Thousand Tons | 0 | 0 | 0 | 0 | 0 | 0 | 0
Ozone NOx Allowance Price Constraint | 1195 | 6589 | Rate Constraint in MTons | FALSE | E | Annual | Standard NOX | Thousand Tons | 0 | 0 | 0 | 0 | 0 | 0 | 0
Ozone NOx Allowance Price Constraint | 1195 | 6589 | Rate Constraint in MTons | FALSE | E | Annual | Emissions at Affected Plants NOX | Thousand Tons | 0 | 425.526 | 426.0683 | 378.0702 | 335.0132 | 346.8118 | 350.0824
Ozone NOx Allowance Price Constraint | 1195 | 6589 | Rate Constraint in MTons | FALSE | E | Annual | Allowances Purchased NOX | Thousand Tons | 0 | -425.526 | -426.0683 | -378.0702 | -335.0132 | -346.8118 | -350.0824
Ozone NOx Allowance Price Constraint | 1195 | 6589 | Rate Constraint in MTons | FALSE | E | Annual | Allowances Sold NOX | Thousand Tons | 0 | 0 | 0 | 0 | 0 | 0 | 0
Ozone NOx Allowance Price Constraint | 1195 | 6589 | Rate Constraint in MTons | FALSE | E | Annual | Allowances Banked | Thousand Tons | 0 | 0 | 0 | 0 | 0 | 0 | 0
Ozone NOx Allowance Price Constraint | 1195 | 6589 | Rate Constraint in MTons | FALSE | E | Annual | Allowances Withdrawn (1:1) | Thousand Tons | 0 | 0 | 0 | 0 | 0 | 0 | 0
Ozone NOx Allowance Price Constraint | 1195 | 6589 | Rate Constraint in MTons | FALSE | E | Annual | Allowances Withdrawn (n:1) | Thousand Tons | 0 | 0 | 0 | 0 | 0 | 0 | 0
Ozone NOx Allowance Price Constraint | 1195 | 6589 | Rate Constraint in MTons | FALSE | E | Annual | Net Emissions Allowance Position | Thousand Tons | 0 | 5.2304e-09 | 1.915e-08 | -1.9087e-08 | 6.136e-09 | 2.0253e-08 | 2.4609e-08
Ozone NOx Allowance Price Constraint | 1195 | 6589 | Rate Constraint in MTons | FALSE | E | Annual | Fuel Consumed | TBtu | 0 | 10842.6513 | 10718.0905 | 10216.6333 | 9786.3285 | 10503.1334 | 11756.2714
Ozone NOx Allowance Price Constraint | 1195 | 6589 | Rate Constraint in MTons | FALSE | E | Annual | Rate | lb/MMBtu | 0 | 0.078491 | 0.079505 | 0.074011 | 0.068466 | 0.06604 | 0.059557
Ozone NOx Allowance Price Constraint | 1195 | 6589 | Rate Constraint in MTons | FALSE | E | Annual | Generation | TWh | 0 | 1227.3774 | 1208.7974 | 1180.7293 | 1152.5244 | 1266.7001 | 1468.7452
Ozone NOx Allowance Price Constraint | 1195 | 6589 | Rate Constraint in MTons | FALSE | E | Annual | Qualifying Generation | TWh | 0 | 1227.3774 | 1208.7974 | 1180.7293 | 1152.5244 | 1266.7001 | 1468.7452
Ozone NOx Allowance Price Constraint | 1195 | 6589 | Rate Constraint in MTons | FALSE | E | Annual | Rate | lb/MWh | 0 | 0.3467 | 0.35247 | 0.3202 | 0.29068 | 0.27379 | 0.23835
Ozone NOx Allowance Price Constraint | 1195 | 6589 | Rate Constraint in MTons | FALSE | E | Annual | Constraint Shadow Price | US2011$/Ton | 0 | 1300.001 | 1300.0002 | 1300.0004 | 1300.0004 | 1300.0002 | 1300.0005
RGGI CO2 Annual Constraint v5.13 | 1196 | 5896 | Rate Constraint in MTons | FALSE | L | Annual | Seasons Included | Seasons | Winter, Summer | Winter, Summer | Winter, Summer | Winter, Summer | Winter, Summer | Winter, Summer | Winter, Summer
RGGI CO2 Annual Constraint v5.13 | 1196 | 5896 | Rate Constraint in MTons | FALSE | L | Annual | Standard | Thousand Tons | 121249.4676 | 64187.979 | 69652.529 | 78175.2154 | 78175.2154 | 78175.2154 | 78175.2154
RGGI CO2 Annual Constraint v5.13 | 1196 | 5896 | Rate Constraint in MTons | FALSE | L | Annual | Standard CO2 | Thousand Tons | 121249.4676 | 64187.979 | 69652.529 | 78175.2154 | 78175.2154 | 78175.2154 | 78175.2154
RGGI CO2 Annual Constraint v5.13 | 1196 | 5896 | Rate Constraint in MTons | FALSE | L | Annual | Emissions at Affected Plants CO2 | Thousand Tons | 88915.2464 | 80715.8798 | 80816.6351 | 70335.3124 | 64384.5776 | 80412.2163 | 89128.9319
RGGI CO2 Annual Constraint v5.13 | 1196 | 5896 | Rate Constraint in MTons | FALSE | L | Annual | Allowances Purchased CO2 | Thousand Tons | 0 | 0 | 0 | 0 | 0 | 0 | 0
RGGI CO2 Annual Constraint v5.13 | 1196 | 5896 | Rate Constraint in MTons | FALSE | L | Annual | Allowances Sold CO2 | Thousand Tons | 0 | 0 | 0 | 0 | 0 | 0 | 0
RGGI CO2 Annual Constraint v5.13 | 1196 | 5896 | Rate Constraint in MTons | FALSE | L | Annual | Allowances Banked | Thousand Tons | 32334.2212 | 0 | 0 | 7839.9031 | 13790.6382 | 0 | 0
RGGI CO2 Annual Constraint v5.13 | 1196 | 5896 | Rate Constraint in MTons | FALSE | L | Annual | Allowances Withdrawn (1:1) | Thousand Tons | 0 | -16527.9008 | 0 | 0 | 0 | -2237.001 | -10953.7166
RGGI CO2 Annual Constraint v5.13 | 1196 | 5896 | Rate Constraint in MTons | FALSE | L | Annual | Allowances Withdrawn (n:1) | Thousand Tons | 0 | 0 | -11164106.0925 | 0 | 0 | 0 | 0
RGGI CO2 Annual Constraint v5.13 | 1196 | 5896 | Rate Constraint in MTons | FALSE | L | Annual | Net Emissions Allowance Position | Thousand Tons | 121249.4676 | 64187.979 | -11083289.4574 | 78175.2155 | 78175.2158 | 78175.2153 | 78175.2153
RGGI CO2 Annual Constraint v5.13 | 1196 | 5896 | Rate Constraint in MTons | FALSE | L | Annual | Fuel Consumed | TBtu | 1360.1499 | 1256.1762 | 1239.3401 | 1098.7246 | 1012.5773 | 1300.7488 | 1478.6492
RGGI CO2 Annual Constraint v5.13 | 1196 | 5896 | Rate Constraint in MTons | FALSE | L | Annual | Rate | lb/MMBtu | 130.7433 | 128.5104 | 130.4188 | 128.0308 | 127.1697 | 123.6399 | 120.5545
RGGI CO2 Annual Constraint v5.13 | 1196 | 5896 | Rate Constraint in MTons | FALSE | L | Annual | Generation | TWh | 172.3018 | 163.6858 | 161.584 | 146.0328 | 135.7109 | 181.7096 | 212.1859
RGGI CO2 Annual Constraint v5.13 | 1196 | 5896 | Rate Constraint in MTons | FALSE | L | Annual | Qualifying Generation | TWh | 172.3018 | 163.6858 | 161.584 | 146.0328 | 135.7109 | 181.7096 | 212.1859
RGGI CO2 Annual Constraint v5.13 | 1196 | 5896 | Rate Constraint in MTons | FALSE | L | Annual | Rate | lb/MWh | 516.0437 | 493.1146 | 500.1524 | 481.6407 | 474.4247 | 442.5316 | 420.0512
RGGI CO2 Annual Constraint v5.13 | 1196 | 5896 | Rate Constraint in MTons | FALSE | L | Annual | Constraint Shadow Price | US2011$/Ton | 1.779 | 1.9089 | 2.1412 | 2.6387 | 3.4063 | 5.1305 | 8.416
RPS v5.14- AZNM (19) | 1197 | 6171 | Generation Constraint in GWh | FALSE | G | Annual | Seasons Included | Seasons | Winter, Summer | Winter, Summer | Winter, Summer | Winter, Summer | Winter, Summer | Winter, Summer | Winter, Summer
RPS v5.14- AZNM (19) | 1197 | 6171 | Generation Constraint in GWh | FALSE | G | Annual | Standard | GWh | 9672.8254 | 10457.9306 | 12384.4841 | 14964.4694 | 16401.6202 | 17886.903 | 19753.9466
RPS v5.14- AZNM (19) | 1197 | 6171 | Generation Constraint in GWh | FALSE | G | Annual | Emissions at Affected Plants | GWh | 17419.211 | 18779.6919 | 18882.1225 | 20546.5671 | 21998.1633 | 44893.395 | 49049.8612
RPS v5.14- AZNM (19) | 1197 | 6171 | Generation Constraint in GWh | FALSE | G | Annual | Allowances Purchased | GWh | 0 | 0 | 0 | 0 | 0 | 0 | 0
RPS v5.14- AZNM (19) | 1197 | 6171 | Generation Constraint in GWh | FALSE | G | Annual | Allowances Sold | GWh | 0 | 0 | 0 | 0 | 0 | 0 | 0
RPS v5.14- AZNM (19) | 1197 | 6171 | Generation Constraint in GWh | FALSE | G | Annual | Allowances Banked | GWh | 0 | 0 | 0 | 0 | 0 | 0 | 0
RPS v5.14- AZNM (19) | 1197 | 6171 | Generation Constraint in GWh | FALSE | G | Annual | Allowances Withdrawn (1:1) | GWh | 0 | 0 | 0 | 0 | 0 | 0 | 0
RPS v5.14- AZNM (19) | 1197 | 6171 | Generation Constraint in GWh | FALSE | G | Annual | Allowances Withdrawn (n:1) | GWh | 0 | 0 | 0 | 0 | 0 | 0 | 0
RPS v5.14- AZNM (19) | 1197 | 6171 | Generation Constraint in GWh | FALSE | G | Annual | Net Emissions Allowance Position | GWh | 17419.211 | 18779.6919 | 18882.1225 | 20546.5671 | 21998.1633 | 44893.395 | 49049.8612
RPS v5.14- AZNM (19) | 1197 | 6171 | Generation Constraint in GWh | FALSE | G | Annual | Fuel Consumed | TBtu | 42.4604 | 43.0985 | 43.0985 | 69.958 | 97.802 | 99.6981 | 108.826
RPS v5.14- AZNM (19) | 1197 | 6171 | Generation Constraint in GWh | FALSE | G | Annual | Heat Rate | MMBtu/MWh | 2.4376 | 2.295 | 2.2825 | 3.4049 | 4.4459 | 2.2208 | 2.2187
RPS v5.14- AZNM (19) | 1197 | 6171 | Generation Constraint in GWh | FALSE | G | Annual | Generation | TWh | 17.4192 | 18.7797 | 18.8821 | 20.5466 | 21.9982 | 44.8934 | 49.0499
RPS v5.14- AZNM (19) | 1197 | 6171 | Generation Constraint in GWh | FALSE | G | Annual | Qualifying Generation | TWh | 17.4192 | 18.7797 | 18.8821 | 20.5466 | 21.9982 | 44.8934 | 49.0499
RPS v5.14- AZNM (19) | 1197 | 6171 | Generation Constraint in GWh | FALSE | G | Annual | Rate | lb/MWh | 0 | 0 | 0 | 0 | 0 | 0 | 0
RPS v5.14- AZNM (19) | 1197 | 6171 | Generation Constraint in GWh | FALSE | G | Annual | Constraint Shadow Price | US2011$/MWh | 0 | 0 | 0 | 0 | 0 | 0 | 0
RPS v5.14- CAMX (20) | 1198 | 6172 | Generation Constraint in GWh | FALSE | G | Annual | Seasons Included | Seasons | Winter, Summer | Winter, Summer | Winter, Summer | Winter, Summer | Winter, Summer | Winter, Summer | Winter, Summer
RPS v5.14- CAMX (20) | 1198 | 6172 | Generation Constraint in GWh | FALSE | G | Annual | Standard | GWh | 43126.709 | 47697.189 | 52059.38 | 61015.385 | 70669.754 | 90453.289 | 115775.0951
RPS v5.14- CAMX (20) | 1198 | 6172 | Generation Constraint in GWh | FALSE | G | Annual | Emissions at Affected Plants | GWh | 42361.8524 | 47697.189 | 52059.38 | 61015.385 | 73490.2007 | 103060.9486 | 115775.0951
RPS v5.14- CAMX (20) | 1198 | 6172 | Generation Constraint in GWh | FALSE | G | Annual | Allowances Purchased | GWh | 764.8566 | 0 | 0 | 0 | 0 | 0 | 0
RPS v5.14- CAMX (20) | 1198 | 6172 | Generation Constraint in GWh | FALSE | G | Annual | Allowances Sold | GWh | 0 | 0 | 0 | 0 | 0 | 0 | 0
RPS v5.14- CAMX (20) | 1198 | 6172 | Generation Constraint in GWh | FALSE | G | Annual | Allowances Banked | GWh | 0 | 0 | 0 | 0 | 0 | 0 | 0
RPS v5.14- CAMX (20) | 1198 | 6172 | Generation Constraint in GWh | FALSE | G | Annual | Allowances Withdrawn (1:1) | GWh | 0 | 0 | 0 | 0 | 0 | 0 | 0
RPS v5.14- CAMX (20) | 1198 | 6172 | Generation Constraint in GWh | FALSE | G | Annual | Allowances Withdrawn (n:1) | GWh | 0 | 0 | 0 | 0 | 0 | 0 | 0
RPS v5.14- CAMX (20) | 1198 | 6172 | Generation Constraint in GWh | FALSE | G | Annual | Net Emissions Allowance Position | GWh | 43126.709 | 47697.189 | 52059.38 | 61015.385 | 73490.2007 | 103060.9486 | 115775.0951
RPS v5.14- CAMX (20) | 1198 | 6172 | Generation Constraint in GWh | FALSE | G | Annual | Fuel Consumed | TBtu | 171.9513 | 143.9375 | 272.4585 | 327.7782 | 320.6635 | 319.7579 | 404.5068
RPS v5.14- CAMX (20) | 1198 | 6172 | Generation Constraint in GWh | FALSE | G | Annual | Heat Rate | MMBtu/MWh | 4.0591 | 3.0177 | 5.2336 | 5.3721 | 4.3633 | 3.1026 | 3.4939
RPS v5.14- CAMX (20) | 1198 | 6172 | Generation Constraint in GWh | FALSE | G | Annual | Generation | TWh | 42.3619 | 47.6972 | 52.0594 | 61.0154 | 73.4902 | 103.0609 | 115.7751
RPS v5.14- CAMX (20) | 1198 | 6172 | Generation Constraint in GWh | FALSE | G | Annual | Qualifying Generation | TWh | 42.3619 | 47.6972 | 52.0594 | 61.0154 | 73.4902 | 103.0609 | 115.7751
RPS v5.14- CAMX (20) | 1198 | 6172 | Generation Constraint in GWh | FALSE | G | Annual | Rate | lb/MWh | 0 | 0 | 0 | 0 | 0 | 0 | 0
RPS v5.14- CAMX (20) | 1198 | 6172 | Generation Constraint in GWh | FALSE | G | Annual | Constraint Shadow Price | US2011$/MWh | 50.0007 | 13.9987 | 4.7725 | 13.4375 | 0 | 0 | 12.8717
RPS v5.14- ERCOT (1) | 1199 | 6157 | Generation Constraint in GWh | FALSE | G | Annual | Seasons Included | Seasons | Winter, Summer | Winter, Summer | Winter, Summer | Winter, Summer | Winter, Summer | Winter, Summer | Winter, Summer
RPS v5.14- ERCOT (1) | 1199 | 6157 | Generation Constraint in GWh | FALSE | G | Annual | Standard | GWh | 14636.2101 | 14804.8712 | 15205.9193 | 15864.1548 | 16750.6323 | 18157.9546 | 19894.8074
RPS v5.14- ERCOT (1) | 1199 | 6157 | Generation Constraint in GWh | FALSE | G | Annual | Emissions at Affected Plants | GWh | 40473.2042 | 42912.2472 | 43126.0962 | 43392.9137 | 73561.1574 | 115989.128 | 124593.5039
RPS v5.14- ERCOT (1) | 1199 | 6157 | Generation Constraint in GWh | FALSE | G | Annual | Allowances Purchased | GWh | 0 | 0 | 0 | 0 | 0 | 0 | 0
RPS v5.14- ERCOT (1) | 1199 | 6157 | Generation Constraint in GWh | FALSE | G | Annual | Allowances Sold | GWh | 0 | 0 | 0 | 0 | 0 | 0 | 0
RPS v5.14- ERCOT (1) | 1199 | 6157 | Generation Constraint in GWh | FALSE | G | Annual | Allowances Banked | GWh | 0 | 0 | 0 | 0 | 0 | 0 | 0
RPS v5.14- ERCOT (1) | 1199 | 6157 | Generation Constraint in GWh | FALSE | G | Annual | Allowances Withdrawn (1:1) | GWh | 0 | 0 | 0 | 0 | 0 | 0 | 0
RPS v5.14- ERCOT (1) | 1199 | 6157 | Generation Constraint in GWh | FALSE | G | Annual | Allowances Withdrawn (n:1) | GWh | 0 | 0 | 0 | 0 | 0 | 0 | 0
RPS v5.14- ERCOT (1) | 1199 | 6157 | Generation Constraint in GWh | FALSE | G | Annual | Net Emissions Allowance Position | GWh | 40473.2042 | 42912.2472 | 43126.0962 | 43392.9137 | 73561.1574 | 115989.128 | 124593.5039
RPS v5.14- ERCOT (1) | 1199 | 6157 | Generation Constraint in GWh | FALSE | G | Annual | Fuel Consumed | TBtu | 18.0115 | 17.2738 | 19.7947 | 15.7404 | 25.3518 | 17.8314 | 39.1869
RPS v5.14- ERCOT (1) | 1199 | 6157 | Generation Constraint in GWh | FALSE | G | Annual | Heat Rate | MMBtu/MWh | 0.44502 | 0.40254 | 0.459 | 0.36274 | 0.34464 | 0.15373 | 0.31452
RPS v5.14- ERCOT (1) | 1199 | 6157 | Generation Constraint in GWh | FALSE | G | Annual | Generation | TWh | 40.4732 | 42.9122 | 43.1261 | 43.3929 | 73.5612 | 115.9891 | 124.5935
RPS v5.14- ERCOT (1) | 1199 | 6157 | Generation Constraint in GWh | FALSE | G | Annual | Qualifying Generation | TWh | 40.4732 | 42.9122 | 43.1261 | 43.3929 | 73.5612 | 115.9891 | 124.5935
RPS v5.14- ERCOT (1) | 1199 | 6157 | Generation Constraint in GWh | FALSE | G | Annual | Rate | lb/MWh | 0 | 0 | 0 | 0 | 0 | 0 | 0
RPS v5.14- ERCOT (1) | 1199 | 6157 | Generation Constraint in GWh | FALSE | G | Annual | Constraint Shadow Price | US2011$/MWh | 0 | 0 | 0 | 0 | 0 | 0 | 0
RPS v5.14- MROE (3) | 1200 | 6158 | Generation Constraint in GWh | FALSE | G | Annual | Seasons Included | Seasons | Winter, Summer | Winter, Summer | Winter, Summer | Winter, Summer | Winter, Summer | Winter, Summer | Winter, Summer
RPS v5.14- MROE (3) | 1200 | 6158 | Generation Constraint in GWh | FALSE | G | Annual | Standard | GWh | 2214.3733 | 2248.0874 | 2258.8881 | 2297.0294 | 2353.4262 | 2419.8582 | 2493.286
RPS v5.14- MROE (3) | 1200 | 6158 | Generation Constraint in GWh | FALSE | G | Annual | Emissions at Affected Plants | GWh | 1827.9245 | 2248.0874 | 2258.8881 | 2320.0012 | 2396.9376 | 2453.3874 | 2493.286
RPS v5.14- MROE (3) | 1200 | 6158 | Generation Constraint in GWh | FALSE | G | Annual | Allowances Purchased | GWh | 386.4488 | 0 | 0 | 0 | 0 | 0 | 0
RPS v5.14- MROE (3) | 1200 | 6158 | Generation Constraint in GWh | FALSE | G | Annual | Allowances Sold | GWh | 0 | 0 | 0 | 0 | 0 | 0 | 0
RPS v5.14- MROE (3) | 1200 | 6158 | Generation Constraint in GWh | FALSE | G | Annual | Allowances Banked | GWh | 0 | 0 | 0 | 0 | 0 | 0 | 0
RPS v5.14- MROE (3) | 1200 | 6158 | Generation Constraint in GWh | FALSE | G | Annual | Allowances Withdrawn (1:1) | GWh | 0 | 0 | 0 | 0 | 0 | 0 | 0
RPS v5.14- MROE (3) | 1200 | 6158 | Generation Constraint in GWh | FALSE | G | Annual | Allowances Withdrawn (n:1) | GWh | 0 | 0 | 0 | 0 | 0 | 0 | 0
RPS v5.14- MROE (3) | 1200 | 6158 | Generation Constraint in GWh | FALSE | G | Annual | Net Emissions Allowance Position | GWh | 2214.3733 | 2248.0874 | 2258.8881 | 2320.0012 | 2396.9376 | 2453.3874 | 2493.286
RPS v5.14- MROE (3) | 1200 | 6158 | Generation Constraint in GWh | FALSE | G | Annual | Fuel Consumed | TBtu | 14.2399 | 11.0626 | 10.9214 | 10.0888 | 10.0956 | 10.333 | 10.6127
RPS v5.14- MROE (3) | 1200 | 6158 | Generation Constraint in GWh | FALSE | G | Annual | Heat Rate | MMBtu/MWh | 7.7902 | 4.9209 | 4.8349 | 4.3486 | 4.2119 | 4.2117 | 4.2565
RPS v5.14- MROE (3) | 1200 | 6158 | Generation Constraint in GWh | FALSE | G | Annual | Generation | TWh | 1.8279 | 2.2481 | 2.2589 | 2.32 | 2.3969 | 2.4534 | 2.4933
RPS v5.14- MROE (3) | 1200 | 6158 | Generation Constraint in GWh | FALSE | G | Annual | Qualifying Generation | TWh | 1.8279 | 2.2481 | 2.2589 | 2.32 | 2.3969 | 2.4534 | 2.4933
RPS v5.14- MROE (3) | 1200 | 6158 | Generation Constraint in GWh | FALSE | G | Annual | Rate | lb/MWh | 0 | 0 | 0 | 0 | 0 | 0 | 0
RPS v5.14- MROE (3) | 1200 | 6158 | Generation Constraint in GWh | FALSE | G | Annual | Constraint Shadow Price | US2011$/MWh | 50.0007 | 25.5857 | 24.9406 | 0 | 0 | 0 | 2.883
RPS v5.14- MROW (4) | 1201 | 6159 | Generation Constraint in GWh | FALSE | G | Annual | Seasons Included | Seasons | Winter, Summer | Winter, Summer | Winter, Summer | Winter, Summer | Winter, Summer | Winter, Summer | Winter, Summer
RPS v5.14- MROW (4) | 1201 | 6159 | Generation Constraint in GWh | FALSE | G | Annual | Standard | GWh | 17160.0099 | 18497.7726 | 20234.2272 | 22492.1668 | 23446.7578 | 24367.6866 | 25426.1811
RPS v5.14- MROW (4) | 1201 | 6159 | Generation Constraint in GWh | FALSE | G | Annual | Emissions at Affected Plants | GWh | 46948.0058 | 59875.5824 | 60871.534 | 61851.6499 | 64250.2206 | 64615.3815 | 78673.3517
RPS v5.14- MROW (4) | 1201 | 6159 | Generation Constraint in GWh | FALSE | G | Annual | Allowances Purchased | GWh | 0 | 0 | 0 | 0 | 0 | 0 | 0
RPS v5.14- MROW (4) | 1201 | 6159 | Generation Constraint in GWh | FALSE | G | Annual | Allowances Sold | GWh | 0 | 0 | 0 | 0 | 0 | 0 | 0
RPS v5.14- MROW (4) | 1201 | 6159 | Generation Constraint in GWh | FALSE | G | Annual | Allowances Banked | GWh | 0 | 0 | 0 | 0 | 0 | 0 | 0
RPS v5.14- MROW (4) | 1201 | 6159 | Generation Constraint in GWh | FALSE | G | Annual | Allowances Withdrawn (1:1) | GWh | 0 | 0 | 0 | 0 | 0 | 0 | 0
RPS v5.14- MROW (4) | 1201 | 6159 | Generation Constraint in GWh | FALSE | G | Annual | Allowances Withdrawn (n:1) | GWh | 0 | 0 | 0 | 0 | 0 | 0 | 0
RPS v5.14- MROW (4) | 1201 | 6159 | Generation Constraint in GWh | FALSE | G | Annual | Net Emissions Allowance Position | GWh | 46948.0058 | 59875.5824 | 60871.534 | 61851.6499 | 64250.2206 | 64615.3815 | 78673.3517
RPS v5.14- MROW (4) | 1201 | 6159 | Generation Constraint in GWh | FALSE | G | Annual | Fuel Consumed | TBtu | 15.8651 | 16.4699 | 16.8476 | 12.9702 | 17.6503 | 15.0769 | 19.8983
RPS v5.14- MROW (4) | 1201 | 6159 | Generation Constraint in GWh | FALSE | G | Annual | Heat Rate | MMBtu/MWh | 0.33793 | 0.27507 | 0.27677 | 0.2097 | 0.27471 | 0.23333 | 0.25292
RPS v5.14- MROW (4) | 1201 | 6159 | Generation Constraint in GWh | FALSE | G | Annual | Generation | TWh | 46.948 | 59.8756 | 60.8715 | 61.8516 | 64.2502 | 64.6154 | 78.6734
RPS v5.14- MROW (4) | 1201 | 6159 | Generation Constraint in GWh | FALSE | G | Annual | Qualifying Generation | TWh | 46.948 | 59.8756 | 60.8715 | 61.8516 | 64.2502 | 64.6154 | 78.6734
RPS v5.14- MROW (4) | 1201 | 6159 | Generation Constraint in GWh | FALSE | G | Annual | Rate | lb/MWh | 0 | 0 | 0 | 0 | 0 | 0 | 0
RPS v5.14- MROW (4) | 1201 | 6159 | Generation Constraint in GWh | FALSE | G | Annual | Constraint Shadow Price | US2011$/MWh | 0 | 0 | 0 | 0 | 0 | 0 | 0
RPS v5.14- NEWE (5) | 1202 | 6160 | Generation Constraint in GWh | FALSE | G | Annual | Seasons Included | Seasons | Winter, Summer | Winter, Summer | Winter, Summer | Winter, Summer | Winter, Summer | Winter, Summer | Winter, Summer
RPS v5.14- NEWE (5) | 1202 | 6160 | Generation Constraint in GWh | FALSE | G | Annual | Standard | GWh | 15726.0099 | 17381.826 | 18804.2254 | 19013.2978 | 19291.6039 | 19516.2418 | 19648.1644
RPS v5.14- NEWE (5) | 1202 | 6160 | Generation Constraint in GWh | FALSE | G | Annual | Emissions at Affected Plants | GWh | 6798.0852 | 17381.826 | 17848.8741 | 18687.7321 | 19291.6039 | 19516.2418 | 19648.1644
RPS v5.14- NEWE (5) | 1202 | 6160 | Generation Constraint in GWh | FALSE | G | Annual | Allowances Purchased | GWh | 8927.9247 | 0 | 955.3514 | 325.5657 | 0 | 0 | 0
RPS v5.14- NEWE (5) | 1202 | 6160 | Generation Constraint in GWh | FALSE | G | Annual | Allowances Sold | GWh | 0 | 0 | 0 | 0 | 0 | 0 | 0
RPS v5.14- NEWE (5) | 1202 | 6160 | Generation Constraint in GWh | FALSE | G | Annual | Allowances Banked | GWh | 0 | 0 | 0 | 0 | 0 | 0 | 0
RPS v5.14- NEWE (5) | 1202 | 6160 | Generation Constraint in GWh | FALSE | G | Annual | Allowances Withdrawn (1:1) | GWh | 0 | 0 | 0 | 0 | 0 | 0 | 0
RPS v5.14- NEWE (5) | 1202 | 6160 | Generation Constraint in GWh | FALSE | G | Annual | Allowances Withdrawn (n:1) | GWh | 0 | 0 | 0 | 0 | 0 | 0 | 0
RPS v5.14- NEWE (5) | 1202 | 6160 | Generation Constraint in GWh | FALSE | G | Annual | Net Emissions Allowance Position | GWh | 15726.0099 | 17381.826 | 18804.2254 | 19013.2978 | 19291.6039 | 19516.2418 | 19648.1644
RPS v5.14- NEWE (5) | 1202 | 6160 | Generation Constraint in GWh | FALSE | G | Annual | Fuel Consumed | TBtu | 54.0357 | 50.2121 | 54.5443 | 54.1884 | 55.1447 | 51.9888 | 51.9888
RPS v5.14- NEWE (5) | 1202 | 6160 | Generation Constraint in GWh | FALSE | G | Annual | Heat Rate | MMBtu/MWh | 7.9487 | 2.8888 | 3.0559 | 2.8997 | 2.8585 | 2.6639 | 2.646
RPS v5.14- NEWE (5) | 1202 | 6160 | Generation Constraint in GWh | FALSE | G | Annual | Generation | TWh | 6.7981 | 17.3818 | 17.8489 | 18.6877 | 19.2916 | 19.5162 | 19.6482
RPS v5.14- NEWE (5) | 1202 | 6160 | Generation Constraint in GWh | FALSE | G | Annual | Qualifying Generation | TWh | 6.7981 | 17.3818 | 17.8489 | 18.6877 | 19.2916 | 19.5162 | 19.6482
RPS v5.14- NEWE (5) | 1202 | 6160 | Generation Constraint in GWh | FALSE | G | Annual | Rate | lb/MWh | 0 | 0 | 0 | 0 | 0 | 0 | 0
RPS v5.14- NEWE (5) | 1202 | 6160 | Generation Constraint in GWh | FALSE | G | Annual | Constraint Shadow Price | US2011$/MWh | 26.7904 | 7.7057 | 26.7902 | 26.7904 | 25.5992 | 12.2809 | 6.9326
RPS v5.14- NWPP (21) | 1203 | 6173 | Generation Constraint in GWh | FALSE | G | Annual | Seasons Included | Seasons | Winter, Summer | Winter, Summer | Winter, Summer | Winter, Summer | Winter, Summer | Winter, Summer | Winter, Summer
RPS v5.14- NWPP (21) | 1203 | 6173 | Generation Constraint in GWh | FALSE | G | Annual | Standard | GWh | 16866.1105 | 17151.7678 | 22849.524 | 26906.2559 | 29146.1675 | 31101.0509 | 33482.5442
RPS v5.14- NWPP (21) | 1203 | 6173 | Generation Constraint in GWh | FALSE | G | Annual | Emissions at Affected Plants | GWh | 33452.4058 | 33765.5415 | 34608.0018 | 36471.0704 | 39272.5344 | 46154.3512 | 82169.9235
RPS v5.14- NWPP (21) | 1203 | 6173 | Generation Constraint in GWh | FALSE | G | Annual | Allowances Purchased | GWh | 0 | 0 | 0 | 0 | 0 | 0 | 0
RPS v5.14- NWPP (21) | 1203 | 6173 | Generation Constraint in GWh | FALSE | G | Annual | Allowances Sold | GWh | 0 | 0 | 0 | 0 | 0 | 0 | 0
RPS v5.14- NWPP (21) | 1203 | 6173 | Generation Constraint in GWh | FALSE | G | Annual | Allowances Banked | GWh | 0 | 0 | 0 | 0 | 0 | 0 | 0
RPS v5.14- NWPP (21) | 1203 | 6173 | Generation Constraint in GWh | FALSE | G | Annual | Allowances Withdrawn (1:1) | GWh | 0 | 0 | 0 | 0 | 0 | 0 | 0
RPS v5.14- NWPP (21) | 1203 | 6173 | Generation Constraint in GWh | FALSE | G | Annual | Allowances Withdrawn (n:1) | GWh | 0 | 0 | 0 | 0 | 0 | 0 | 0
RPS v5.14- NWPP (21) | 1203 | 6173 | Generation Constraint in GWh | FALSE | G | Annual | Net Emissions Allowance Position | GWh | 33452.4058 | 33765.5415 | 34608.0018 | 36471.0704 | 39272.5344 | 46154.3512 | 82169.9235
RPS v5.14- NWPP (21) | 1203 | 6173 | Generation Constraint in GWh | FALSE | G | Annual | Fuel Consumed | TBtu | 73.3246 | 75.4982 | 84.9121 | 102.3824 | 144.9755 | 143.8413 | 147.367
RPS v5.14- NWPP (21) | 1203 | 6173 | Generation Constraint in GWh | FALSE | G | Annual | Heat Rate | MMBtu/MWh | 2.1919 | 2.236 | 2.4535 | 2.8072 | 3.6915 | 3.1165 | 1.7934
RPS v5.14- NWPP (21) | 1203 | 6173 | Generation Constraint in GWh | FALSE | G | Annual | Generation | TWh | 33.4524 | 33.7655 | 34.608 | 36.4711 | 39.2725 | 46.1544 | 82.1699
RPS v5.14- NWPP (21) | 1203 | 6173 | Generation Constraint in GWh | FALSE | G | Annual | Qualifying Generation | TWh | 33.4524 | 33.7655 | 34.608 | 36.4711 | 39.2725 | 46.1544 | 82.1699
RPS v5.14- NWPP (21) | 1203 | 6173 | Generation Constraint in GWh | FALSE | G | Annual | Rate | lb/MWh | 0 | 0 | 0 | 0 | 0 | 0 | 0
RPS v5.14- NWPP (21) | 1203 | 6173 | Generation Constraint in GWh | FALSE | G | Annual | Constraint Shadow Price | US2011$/MWh | 0 | 0 | 0 | 0 | 0 | 0 | 0
RPS v5.14- NY | 1204 | 6161 | Generation Constraint in GWh | FALSE | G | Annual | Seasons Included | Seasons | Winter, Summer | Winter, Summer | Winter, Summer | Winter, Summer | Winter, Summer | Winter, Summer | Winter, Summer
RPS v5.14- NY | 1204 | 6161 | Generation Constraint in GWh | FALSE | G | Annual | Standard | GWh | 36581.101 | 36389.9798 | 35629.4356 | 35126.0131 | 35200.4499 | 35390.8193 | 35582.7373
RPS v5.14- NY | 1204 | 6161 | Generation Constraint in GWh | FALSE | G | Annual | Emissions at Affected Plants | GWh | 31844.9289 | 32552.4034 | 33120.0751 | 33002.8184 | 33070.5521 | 33022.7074 | 33093.2945
RPS v5.14- NY | 1204 | 6161 | Generation Constraint in GWh | FALSE | G | Annual | Allowances Purchased | GWh | 4736.172 | 3837.5764 | 2146.1049 | 0 | 0 | 0 | 0
RPS v5.14- NY | 1204 | 6161 | Generation Constraint in GWh | FALSE | G | Annual | Allowances Sold | GWh | 0 | 0 | 0 | 0 | 0 | 0 | 0
RPS v5.14- NY | 1204 | 6161 | Generation Constraint in GWh | FALSE | G | Annual | Allowances Banked | GWh | 0 | 0 | 0 | 0 | 0 | 0 | 0
RPS v5.14- NY | 1204 | 6161 | Generation Constraint in GWh | FALSE | G | Annual | Allowances Withdrawn (1:1) | GWh | 0 | 0 | 0 | 0 | 0 | 0 | 0
RPS v5.14- NY | 1204 | 6161 | Generation Constraint in GWh | FALSE | G | Annual | Allowances Withdrawn (n:1) | GWh | 0 | 0 | 0 | 0 | 0 | 0 | 0
RPS v5.14- NY | 1204 | 6161 | Generation Constraint in GWh | FALSE | G | Annual | Net Emissions Allowance Position | GWh | 36581.101 | 36389.9798 | 35266.18 | 33002.8184 | 33070.5521 | 33022.7074 | 33093.2945
RPS v5.14- NY | 1204 | 6161 | Generation Constraint in GWh | FALSE | G | Annual | Fuel Consumed | TBtu | 29.2681 | 29.2956 | 29.34 | 27.6549 | 28.6312 | 27.8165 | 28.6312
RPS v5.14- NY | 1204 | 6161 | Generation Constraint in GWh | FALSE | G | Annual | Heat Rate | MMBtu/MWh | 0.91908 | 0.89995 | 0.88587 | 0.83796 | 0.86576 | 0.84235 | 0.86517
RPS v5.14- NY | 1204 | 6161 | Generation Constraint in GWh | FALSE | G | Annual | Generation | TWh | 31.8449 | 32.5524 | 33.1201 | 33.0028 | 33.0706 | 33.0227 | 33.0933
RPS v5.14- NY | 1204 | 6161 | Generation Constraint in GWh | FALSE | G | Annual | Qualifying Generation | TWh | 31.8449 | 32.5524 | 33.1201 | 33.0028 | 33.0706 | 33.0227 | 33.0933
RPS v5.14- NY | 1204 | 6161 | Generation Constraint in GWh | FALSE | G | Annual | Rate | lb/MWh | 0 | 0 | 0 | 0 | 0 | 0 | 0
RPS v5.14- NY | 1204 | 6161 | Generation Constraint in GWh | FALSE | G | Annual | Constraint Shadow Price | US2011$/MWh | 10.0007 | 10.0009 | 10.0005 | 3.828 | 0 | 0 | 0
RPS v5.14- RFCE (9) | 1205 | 6162 | Generation Constraint in GWh | FALSE | G | Annual | Seasons Included | Seasons | Winter, Summer | Winter, Summer | Winter, Summer | Winter, Summer | Winter, Summer | Winter, Summer | Winter, Summer
RPS v5.14- RFCE (9) | 1205 | 6162 | Generation Constraint in GWh | FALSE | G | Annual | Standard | GWh | 26022.7074 | 30500.8872 | 36226.239 | 38905.5513 | 39941.243 | 41358.4788 | 42893.4397
RPS v5.14- RFCE (9) | 1205 | 6162 | Generation Constraint in GWh | FALSE | G | Annual | Emissions at Affected Plants | GWh | 14438.3444 | 22916.8863 | 24272.6121 | 25277.7965 | 39941.243 | 41358.4788 | 42893.4397
RPS v5.14- RFCE (9) | 1205 | 6162 | Generation Constraint in GWh | FALSE | G | Annual | Allowances Purchased | GWh | 11584.363 | 7584.0009 | 11953.6268 | 13627.7548 | 0 | 0 | 0
RPS v5.14- RFCE (9) | 1205 | 6162 | Generation Constraint in GWh | FALSE | G | Annual | Allowances Sold | GWh | 0 | 0 | 0 | 0 | 0 | 0 | 0
RPS v5.14- RFCE (9) | 1205 | 6162 | Generation Constraint in GWh | FALSE | G | Annual | Allowances Banked | GWh | 0 | 0 | 0 | 0 | 0 | 0 | 0
RPS v5.14- RFCE (9) | 1205 | 6162 | Generation Constraint in GWh | FALSE | G | Annual | Allowances Withdrawn (1:1) | GWh | 0 | 0 | 0 | 0 | 0 | 0 | 0
RPS v5.14- RFCE (9) | 1205 | 6162 | Generation Constraint in GWh | FALSE | G | Annual | Allowances Withdrawn (n:1) | GWh | 0 | 0 | 0 | 0 | 0 | 0 | 0
RPS v5.14- RFCE (9) | 1205 | 6162 | Generation Constraint in GWh | FALSE | G | Annual | Net Emissions Allowance Position | GWh | 26022.7074 | 30500.8872 | 36226.239 | 38905.5513 | 39941.243 | 41358.4788 | 42893.4397
RPS v5.14- RFCE (9) | 1205 | 6162 | Generation Constraint in GWh | FALSE | G | Annual | Fuel Consumed | TBtu | 121.5695 | 117.3641 | 119.0638 | 108.3007 | 102.3991 | 102.5213 | 100.23
RPS v5.14- RFCE (9) | 1205 | 6162 | Generation Constraint in GWh | FALSE | G | Annual | Heat Rate | MMBtu/MWh | 8.4199 | 5.1213 | 4.9053 | 4.2844 | 2.5637 | 2.4788 | 2.3367
RPS v5.14- RFCE (9) | 1205 | 6162 | Generation Constraint in GWh | FALSE | G | Annual | Generation | TWh | 14.4383 | 22.9169 | 24.2726 | 25.2778 | 39.9412 | 41.3585 | 42.8934
RPS v5.14- RFCE (9) | 1205 | 6162 | Generation Constraint in GWh | FALSE | G | Annual | Qualifying Generation | TWh | 14.4383 | 22.9169 | 24.2726 | 25.2778 | 39.9412 | 41.3585 | 42.8934
RPS v5.14- RFCE (9) | 1205 | 6162 | Generation Constraint in GWh | FALSE | G | Annual | Rate | lb/MWh | 0 | 0 | 0 | 0 | 0 | 0 | 0
RPS v5.14- RFCE (9) | 1205 | 6162 | Generation Constraint in GWh | FALSE | G | Annual | Constraint Shadow Price | US2011$/MWh | 40.0006 | 40.0015 | 40.0003 | 40.0003 | 29.9354 | 12.9801 | 8.7118
RPS v5.14- RFCM (10) | 1206 | 6163 | Generation Constraint in GWh | FALSE | G | Annual | Seasons Included | Seasons | Winter, Summer | Winter, Summer | Winter, Summer | Winter, Summer | Winter, Summer | Winter, Summer | Winter, Summer
RPS v5.14- RFCM (10) | 1206 | 6163 | Generation Constraint in GWh | FALSE | G | Annual | Standard | GWh | 9623.3618 | 9722.1023 | 9716.7523 | 9854.2629 | 10069.6977 | 10354.2597 | 10671.2056
RPS v5.14- RFCM (10) | 1206 | 6163 | Generation Constraint in GWh | FALSE | G | Annual | Emissions at Affected Plants | GWh | 6948.4893 | 9722.1023 | 9716.7523 | 9854.2629 | 10146.4733 | 10354.2597 | 10671.2056
RPS v5.14- RFCM (10) | 1206 | 6163 | Generation Constraint in GWh | FALSE | G | Annual | Allowances Purchased | GWh | 2674.8726 | 0 | 0 | 0 | 0 | 0 | 0
RPS v5.14- RFCM (10) | 1206 | 6163 | Generation Constraint in GWh | FALSE | G | Annual | Allowances Sold | GWh | 0 | 0 | 0 | 0 | 0 | 0 | 0
RPS v5.14- RFCM (10) | 1206 | 6163 | Generation Constraint in GWh | FALSE | G | Annual | Allowances Banked | GWh | 0 | 0 | 0 | 0 | 0 | 0 | 0
RPS v5.14- RFCM (10) | 1206 | 6163 | Generation Constraint in GWh | FALSE | G | Annual | Allowances Withdrawn (1:1) | GWh | 0 | 0 | 0 | 0 | 0 | 0 | 0
RPS v5.14- RFCM (10) | 1206 | 6163 | Generation Constraint in GWh | FALSE | G | Annual | Allowances Withdrawn (n:1) | GWh | 0 | 0 | 0 | 0 | 0 | 0 | 0
RPS v5.14- RFCM (10) | 1206 | 6163 | Generation Constraint in GWh | FALSE | G | Annual | Net Emissions Allowance Position | GWh | 9623.3618 | 9722.1023 | 9716.7523 | 9854.2629 | 10146.4733 | 10354.2597 | 10671.2056
RPS v5.14- RFCM (10) | 1206 | 6163 | Generation Constraint in GWh | FALSE | G | Annual | Fuel Consumed | TBtu | 38.336 | 27.3273 | 26.3833 | 22.2151 | 23.4024 | 23.4542 | 26.0153
RPS v5.14- RFCM (10) | 1206 | 6163 | Generation Constraint in GWh | FALSE | G | Annual | Heat Rate | MMBtu/MWh | 5.5172 | 2.8108 | 2.7152 | 2.2544 | 2.3065 | 2.2652 | 2.4379
RPS v5.14- RFCM (10) | 1206 | 6163 | Generation Constraint in GWh | FALSE | G | Annual | Generation | TWh | 6.9485 | 9.7221 | 9.7168 | 9.8543 | 10.1465 | 10.3543 | 10.6712
RPS v5.14- RFCM (10) | 1206 | 6163 | Generation Constraint in GWh | FALSE | G | Annual | Qualifying Generation | TWh | 6.9485 | 9.7221 | 9.7168 | 9.8543 | 10.1465 | 10.3543 | 10.6712
RPS v5.14- RFCM (10) | 1206 | 6163 | Generation Constraint in GWh | FALSE | G | Annual | Rate | lb/MWh | 0 | 0 | 0 | 0 | 0 | 0 | 0
RPS v5.14- RFCM (10) | 1206 | 6163 | Generation Constraint in GWh | FALSE | G | Annual | Constraint Shadow Price | US2011$/MWh | 40.0006 | 14.7023 | 8.5354 | 3.9725 | 0 | 9.1214 | 12.7561
RPS v5.14- RFCW (11) | 1207 | 6164 | Generation Constraint in GWh | FALSE | G | Annual | Seasons Included | Seasons | Winter, Summer | Winter, Summer | Winter, Summer | Winter, Summer | Winter, Summer | Winter, Summer | Winter, Summer
RPS v5.14- RFCW (11) | 1207 | 6164 | Generation Constraint in GWh | FALSE | G | Annual | Standard | GWh | 26764.8891 | 31498.3378 | 38626.6012 | 48875.4295 | 51129.3294 | 52622.759 | 54260.7145
RPS v5.14- RFCW (11) | 1207 | 6164 | Generation Constraint in GWh | FALSE | G | Annual | Emissions at Affected Plants | GWh | 23668.2047 | 36975.21 | 38626.6012 | 48875.4295 | 51129.3294 | 52622.759 | 54260.7145
RPS v5.14- RFCW (11) | 1207 | 6164 | Generation Constraint in GWh | FALSE | G | Annual | Allowances Purchased | GWh | 3096.6844 | 0 | 0 | 0 | 0 | 0 | 0
RPS v5.14- RFCW (11) | 1207 | 6164 | Generation Constraint in GWh | FALSE | G | Annual | Allowances Sold | GWh | 0 | 0 | 0 | 0 | 0 | 0 | 0
RPS v5.14- RFCW (11) | 1207 | 6164 | Generation Constraint in GWh | FALSE | G | Annual | Allowances Banked | GWh | 0 | 0 | 0 | 0 | 0 | 0 | 0
RPS v5.14- RFCW (11) | 1207 | 6164 | Generation Constraint in GWh | FALSE | G | Annual | Allowances Withdrawn (1:1) | GWh | 0 | 0 | 0 | 0 | 0 | 0 | 0
RPS v5.14- RFCW (11) | 1207 | 6164 | Generation Constraint in GWh | FALSE | G | Annual | Allowances Withdrawn (n:1) | GWh | 0 | 0 | 0 | 0 | 0 | 0 | 0
RPS v5.14- RFCW (11) | 1207 | 6164 | Generation Constraint in GWh | FALSE | G | Annual | Net Emissions Allowance Position | GWh | 26764.8891 | 36975.21 | 38626.6012 | 48875.4295 | 51129.3294 | 52622.759 | 54260.7145
RPS v5.14- RFCW (11) | 1207 | 6164 | Generation Constraint in GWh | FALSE | G | Annual | Fuel Consumed | TBtu | 90.5663 | 43.388 | 43.8401 | 74.3504 | 76.9251 | 78.8729 | 78.7237
RPS v5.14- RFCW (11) | 1207 | 6164 | Generation Constraint in GWh | FALSE | G | Annual | Heat Rate | MMBtu/MWh | 3.8265 | 1.1734 | 1.135 | 1.5212 | 1.5045 | 1.4988 | 1.4508
RPS v5.14- RFCW (11) | 1207 | 6164 | Generation Constraint in GWh | FALSE | G | Annual | Generation | TWh | 23.6682 | 36.9752 | 38.6266 | 48.8754 | 51.1293 | 52.6228 | 54.2607
RPS v5.14- RFCW (11) | 1207 | 6164 | Generation Constraint in GWh | FALSE | G | Annual | Qualifying Generation | TWh | 23.6682 | 36.9752 | 38.6266 | 48.8754 | 51.1293 | 52.6228 | 54.2607
RPS v5.14- RFCW (11) | 1207 | 6164 | Generation Constraint in GWh | FALSE | G | Annual | Rate | lb/MWh | 0 | 0 | 0 | 0 | 0 | 0 | 0
RPS v5.14- RFCW (11) | 1207 | 6164 | Generation Constraint in GWh | FALSE | G | Annual | Constraint Shadow Price | US2011$/MWh | 40.0006 | 0 | 0.81318 | 14.2529 | 17.6047 | 12.2155 | 7.4651
RPS v5.14- RMPA (22) | 1208 | 6174 | Generation Constraint in GWh | FALSE | G | Annual | Seasons Included | Seasons | Winter, Summer | Winter, Summer | Winter, Summer | Winter, Summer | Winter, Summer | Winter, Summer | Winter, Summer
RPS v5.14- RMPA (22) | 1208 | 6174 | Generation Constraint in GWh | FALSE | G | Annual | Standard | GWh | 11254.4435 | 13158.1475 | 15376.207 | 16324.1203 | 17306.4763 | 18725.6632 | 20478.96
RPS v5.14- RMPA (22) | 1208 | 6174 | Generation Constraint in GWh | FALSE | G | Annual | Emissions at Affected Plants | GWh | 11254.4435 | 14628.1001 | 15376.207 | 16324.1203 | 17306.4763 | 26257.755 | 28456.0388
RPS v5.14- RMPA (22) | 1208 | 6174 | Generation Constraint in GWh | FALSE | G | Annual | Allowances Purchased | GWh | 0 | 0 | 0 | 0 | 0 | 0 | 0
RPS v5.14- RMPA (22) | 1208 | 6174 | Generation Constraint in GWh | FALSE | G | Annual | Allowances Sold | GWh | 0 | 0 | 0 | 0 | 0 | 0 | 0
RPS v5.14- RMPA (22) | 1208 | 6174 | Generation Constraint in GWh | FALSE | G | Annual | Allowances Banked | GWh | 0 | 0 | 0 | 0 | 0 | 0 | 0
RPS v5.14- RMPA (22) | 1208 | 6174 | Generation Constraint in GWh | FALSE | G | Annual | Allowances Withdrawn (1:1) | GWh | 0 | 0 | 0 | 0 | 0 | 0 | 0
RPS v5.14- RMPA (22) | 1208 | 6174 | Generation Constraint in GWh | FALSE | G | Annual | Allowances Withdrawn (n:1) | GWh | 0 | 0 | 0 | 0 | 0 | 0 | 0
RPS v5.14- RMPA (22) | 1208 | 6174 | Generation Constraint in GWh | FALSE | G | Annual | Net Emissions Allowance Position | GWh | 11254.4435 | 14628.1001 | 15376.207 | 16324.1203 | 17306.4763 | 26257.755 | 28456.0388
RPS v5.14- RMPA (22) | 1208 | 6174 | Generation Constraint in GWh | FALSE | G | Annual | Fuel Consumed | TBtu | 10.0717 | 8.0145 | 12.6502 | 15.0733 | 11.9425 | 11.2827 | 12.2232
RPS v5.14- RMPA (22) | 1208 | 6174 | Generation Constraint in GWh | FALSE | G | Annual | Heat Rate | MMBtu/MWh | 0.89491 | 0.54788 | 0.82271 | 0.92338 | 0.69006 | 0.42969 | 0.42955
RPS v5.14- RMPA (22) | 1208 | 6174 | Generation Constraint in GWh | FALSE | G | Annual | Generation | TWh | 11.2544 | 14.6281 | 15.3762 | 16.3241 | 17.3065 | 26.2578 | 28.456
RPS v5.14- RMPA (22) | 1208 | 6174 | Generation Constraint in GWh | FALSE | G | Annual | Qualifying Generation | TWh | 11.2544 | 14.6281 | 15.3762 | 16.3241 | 17.3065 | 26.2578 | 28.456
RPS v5.14- RMPA (22) | 1208 | 6174 | Generation Constraint in GWh | FALSE | G | Annual | Rate | lb/MWh | 0 | 0 | 0 | 0 | 0 | 0 | 0
RPS v5.14- RMPA (22) | 1208 | 6174 | Generation Constraint in GWh | FALSE | G | Annual | Constraint Shadow Price | US2011$/MWh | 17.2236 | 0 | 18.869 | 23.8102 | 5.7902 | 0 | 0
RPS v5.14- Solar AZNM (19) | 1209 | 6175 | Generation Constraint in GWh | FALSE | G | Annual | Seasons Included | Seasons | Winter, Summer | Winter, Summer | Winter, Summer | Winter, Summer | Winter, Summer | Winter, Summer | Winter, Summer
RPS v5.14- Solar AZNM (19) | 1209 | 6175 | Generation Constraint in GWh | FALSE | G | Annual | Standard | GWh | 606.7974 | 615.4172 | 730.991 | 824.219 | 893.0064 | 973.8744 | 1075.5279
RPS v5.14- Solar AZNM (19) | 1209 | 6175 | Generation Constraint in GWh | FALSE | G | Annual | Emissions at Affected Plants | GWh | 9281.1317 | 9281.1317 | 9287.4117 | 9328.5722 | 9357.0711 | 31803.9292 | 35177.413
RPS v5.14- Solar AZNM (19) | 1209 | 6175 | Generation Constraint in GWh | FALSE | G | Annual | Allowances Purchased | GWh | 0 | 0 | 0 | 0 | 0 | 0 | 0
RPS v5.14- Solar AZNM (19) | 1209 | 6175 | Generation Constraint in GWh | FALSE | G | Annual | Allowances Sold | GWh | 0 | 0 | 0 | 0 | 0 | 0 | 0
RPS v5.14- Solar AZNM (19) | 1209 | 6175 | Generation Constraint in GWh | FALSE | G | Annual | Allowances Banked | GWh | 0 | 0 | 0 | 0 | 0 | 0 | 0
RPS v5.14- Solar AZNM (19) | 1209 | 6175 | Generation Constraint in GWh | FALSE | G | Annual | Allowances Withdrawn (1:1) | GWh | 0 | 0 | 0 | 0 | 0 | 0 | 0
RPS v5.14- Solar AZNM (19) | 1209 | 6175 | Generation Constraint in GWh | FALSE | G | Annual | Allowances Withdrawn (n:1) | GWh | 0 | 0 | 0 | 0 | 0 | 0 | 0
RPS v5.14- Solar AZNM (19) | 1209 | 6175 | Generation Constraint in GWh | FALSE | G | Annual | Net Emissions Allowance Position | GWh | 9281.1317 | 9281.1317 | 9287.4117 | 9328.5722 | 9357.0711 | 31803.9292 | 35177.413
RPS v5.14- Solar AZNM (19) | 1209 | 6175 | Generation Constraint in GWh | FALSE | G | Annual | Fuel Consumed | TBtu | 0 | 0 | 0 | 0 | 0 | 0 | 0
RPS v5.14- Solar AZNM (19) | 1209 | 6175 | Generation Constraint in GWh | FALSE | G | Annual | Heat Rate | MMBtu/MWh | 0 | 0 | 0 | 0 | 0 | 0 | 0
RPS v5.14- Solar AZNM (19) | 1209 | 6175 | Generation Constraint in GWh | FALSE | G | Annual | Generation | TWh | 9.2811 | 9.2811 | 9.2874 | 9.3286 | 9.3571 | 31.8039 | 35.1774
RPS v5.14- Solar AZNM (19) | 1209 | 6175 | Generation Constraint in GWh | FALSE | G | Annual | Qualifying Generation | TWh | 9.2811 | 9.2811 | 9.2874 | 9.3286 | 9.3571 | 31.8039 | 35.1774
RPS v5.14- Solar AZNM (19) | 1209 | 6175 | Generation Constraint in GWh | FALSE | G | Annual | Rate | lb/MWh | 0 | 0 | 0 | 0 | 0 | 0 | 0
RPS v5.14- Solar AZNM (19) | 1209 | 6175 | Generation Constraint in GWh | FALSE | G | Annual | Constraint Shadow Price | US2011$/MWh | 0 | 0 | 0 | 0 | 0 | 0 | 0
RPS v5.14- Solar MROW (4) | 1210 | 6176 | Generation Constraint in GWh | FALSE | G | Annual | Seasons Included | Seasons | Winter, Summer | Winter, Summer | Winter, Summer | Winter, Summer | Winter, Summer | Winter, Summer | Winter, Summer
RPS v5.14- Solar MROW (4) | 1210 | 6176 | Generation Constraint in GWh | FALSE | G | Annual | Standard | GWh | 15.8833 | 19.4199 | 858.4365 | 1172.6399 | 1211.573 | 1259.1605 | 1313.8565
RPS v5.14- Solar MROW (4) | 1210 | 6176 | Generation Constraint in GWh | FALSE | G | Annual | Emissions at Affected Plants | GWh | 15.8833 | 19.4199 | 858.4365 | 1172.6399 | 1211.573 | 1259.1605 | 14582.6766
RPS v5.14- Solar MROW (4) | 1210 | 6176 | Generation Constraint in GWh | FALSE | G | Annual | Allowances Purchased | GWh | 0 | 0 | 0 | 0 | 0 | 0 | 0
RPS v5.14- Solar MROW (4) | 1210 | 6176 | Generation Constraint in GWh | FALSE | G | Annual | Allowances Sold | GWh | 0 | 0 | 0 | 0 | 0 | 0 | 0
RPS v5.14- Solar MROW (4) | 1210 | 6176 | Generation Constraint in GWh | FALSE | G | Annual | Allowances Banked | GWh | 0 | 0 | 0 | 0 | 0 | 0 | 0
RPS v5.14- Solar MROW (4) | 1210 | 6176 | Generation Constraint in GWh | FALSE | G | Annual | Allowances Withdrawn (1:1) | GWh | 0 | 0 | 0 | 0 | 0 | 0 | 0
RPS v5.14- Solar MROW (4) | 1210 | 6176 | Generation Constraint in GWh | FALSE | G | Annual | Allowances Withdrawn (n:1) | GWh | 0 | 0 | 0 | 0 | 0 | 0 | 0
RPS v5.14- Solar MROW (4) | 1210 | 6176 | Generation Constraint in GWh | FALSE | G | Annual | Net Emissions Allowance Position | GWh | 15.8833 | 19.4199 | 858.4365 | 1172.6399 | 1211.573 | 1259.1605 | 14582.6766
RPS v5.14- Solar MROW (4) | 1210 | 6176 | Generation Constraint in GWh | FALSE | G | Annual | Fuel Consumed | TBtu | 0 | 0 | 0 | 0 | 0 | 0 | 0
RPS v5.14- Solar MROW (4) | 1210 | 6176 | Generation Constraint in GWh | FALSE | G | Annual | Heat Rate | MMBtu/MWh | 0 | 0 | 0 | 0 | 0 | 0 | 0
RPS v5.14- Solar MROW (4) | 1210 | 6176 | Generation Constraint in GWh | FALSE | G | Annual | Generation | TWh | 0.015883 | 0.01942 | 0.85844 | 1.1726 | 1.2116 | 1.2592 | 14.5827
RPS v5.14- Solar MROW (4) | 1210 | 6176 | Generation Constraint in GWh | FALSE | G | Annual | Qualifying Generation | TWh | 0.015883 | 0.01942 | 0.85844 | 1.1726 | 1.2116 | 1.2592 | 14.5827
RPS v5.14- Solar MROW (4) | 1210 | 6176 | Generation Constraint in GWh | FALSE | G | Annual | Rate | lb/MWh | 0 | 0 | 0 | 0 | 0 | 0 | 0
RPS v5.14- Solar MROW (4) | 1210 | 6176 | Generation Constraint in GWh | FALSE | G | Annual | Constraint Shadow Price | US2011$/MWh | 0 | 215.5011 | 27.0707 | 27.1197 | 11.6408 | 0.86586 | 0
RPS v5.14- Solar NEWE (5) | 1211 | 6177 | Generation Constraint in GWh | FALSE | G | Annual | Seasons Included | Seasons | Winter, Summer | Winter, Summer | Winter, Summer | Winter, Summer | Winter, Summer | Winter, Summer | Winter, Summer
RPS v5.14- Solar NEWE (5) | 1211 | 6177 | Generation Constraint in GWh | FALSE | G | Annual | Standard | GWh | 110.9345 | 112.2893 | 110.4842 | 109.2164 | 110.5335 | 111.8206 | 112.5765
RPS v5.14- Solar NEWE (5) | 1211 | 6177 | Generation Constraint in GWh | FALSE | G | Annual | Emissions at Affected Plants | GWh | 360.3471 | 360.3471 | 361.3052 | 366.2244 | 369.2795 | 601.6726 | 677.6845
RPS v5.14- Solar NEWE (5) | 1211 | 6177 | Generation Constraint in GWh | FALSE | G | Annual | Allowances Purchased | GWh | 0 | 0 | 0 | 0 | 0 | 0 | 0
RPS v5.14- Solar NEWE (5) | 1211 | 6177 | Generation Constraint in GWh | FALSE | G | Annual | Allowances Sold | GWh | 0 | 0 | 0 | 0 | 0 | 0 | 0
RPS v5.14- Solar NEWE (5) | 1211 | 6177 | Generation Constraint in GWh | FALSE | G | Annual | Allowances Banked | GWh | 0 | 0 | 0 | 0 | 0 | 0 | 0
RPS v5.14- Solar NEWE (5) | 1211 | 6177 | Generation Constraint in GWh | FALSE | G | Annual | Allowances Withdrawn (1:1) | GWh | 0 | 0 | 0 | 0 | 0 | 0 | 0
RPS v5.14- Solar NEWE (5) | 1211 | 6177 | Generation Constraint in GWh | FALSE | G | Annual | Allowances Withdrawn (n:1) | GWh | 0 | 0 | 0 | 0 | 0 | 0 | 0
RPS v5.14- Solar NEWE (5) | 1211 | 6177 | Generation Constraint in GWh | FALSE | G | Annual | Net Emissions Allowance Position | GWh | 360.3471 | 360.3471 | 361.3052 | 366.2244 | 369.2795 | 601.6726 | 677.6845
RPS v5.14- Solar NEWE (5) | 1211 | 6177 | Generation Constraint in GWh | FALSE | G | Annual | Fuel Consumed | TBtu | 0 | 0 | 0 | 0 | 0 | 0 | 0
RPS v5.14- Solar NEWE (5) | 1211 | 6177 | Generation Constraint in GWh | FALSE | G | Annual | Heat Rate | MMBtu/MWh | 0 | 0 | 0 | 0 | 0 | 0 | 0
RPS v5.14- Solar NEWE (5) | 1211 | 6177 | Generation Constraint in GWh | FALSE | G | Annual | Generation | TWh | 0.36035 | 0.36035 | 0.36131 | 0.36622 | 0.36928 | 0.60167 | 0.67768
RPS v5.14- Solar NEWE (5) | 1211 | 6177 | Generation Constraint in GWh | FALSE | G | Annual | Qualifying Generation | TWh | 0.36035 | 0.36035 | 0.36131 | 0.36622 | 0.36928 | 0.60167 | 0.67768
RPS v5.14- Solar NEWE (5) | 1211 | 6177 | Generation Constraint in GWh | FALSE | G | Annual | Rate | lb/MWh | 0 | 0 | 0 | 0 | 0 | 0 | 0
RPS v5.14- Solar NEWE (5) | 1211 | 6177 | Generation Constraint in GWh | FALSE | G | Annual | Constraint Shadow Price | US2011$/MWh | 0 | 0 | 0 | 0 | 0 | 0 | 0
RPS v5.14- Solar NWPP (21) | 1212 | 6178 | Generation Constraint in GWh | FALSE | G | Annual | Seasons Included | Seasons | Winter, Summer | Winter, Summer | Winter, Summer | Winter, Summer | Winter, Summer | Winter, Summer | Winter, Summer
RPS v5.14- Solar NWPP (21) | 1212 | 6178 | Generation Constraint in GWh | FALSE | G | Annual | Standard | GWh | 119.3364 | 120.9119 | 132.1779 | 151.119 | 165.7973 | 176.9177 | 190.4647
RPS v5.14- Solar NWPP (21) | 1212 | 6178 | Generation Constraint in GWh | FALSE | G | Annual | Emissions at Affected Plants | GWh | 246.6178 | 246.6178 | 247.7321 | 255.126 | 259.8546 | 6776.5647 | 42322.4406
RPS v5.14- Solar NWPP (21) | 1212 | 6178 | Generation Constraint in GWh | FALSE | G | Annual | Allowances Purchased | GWh | 0 | 0 | 0 | 0 | 0 | 0 | 0
RPS v5.14- Solar NWPP (21) | 1212 | 6178 | Generation Constraint in GWh | FALSE | G | Annual | Allowances Sold | GWh | 0 | 0 | 0 | 0 | 0 | 0 | 0
RPS v5.14- Solar NWPP (21) | 1212 | 6178 | Generation Constraint in GWh | FALSE | G | Annual | Allowances Banked | GWh | 0 | 0 | 0 | 0 | 0 | 0 | 0
RPS v5.14- Solar NWPP (21) | 1212 | 6178 | Generation Constraint in GWh | FALSE | G | Annual | Allowances Withdrawn (1:1) | GWh | 0 | 0 | 0 | 0 | 0 | 0 | 0
RPS v5.14- Solar NWPP (21) | 1212 | 6178 | Generation Constraint in GWh | FALSE | G | Annual | Allowances Withdrawn (n:1) | GWh | 0 | 0 | 0 | 0 | 0 | 0 | 0
RPS v5.14- Solar NWPP (21) | 1212 | 6178 | Generation Constraint in GWh | FALSE | G | Annual | Net Emissions Allowance Position | GWh | 246.6178 | 246.6178 | 247.7321 | 255.126 | 259.8546 | 6776.5647 | 42322.4406
RPS v5.14- Solar NWPP (21) | 1212 | 6178 | Generation Constraint in GWh | FALSE | G | Annual | Fuel Consumed | TBtu | 0 | 0 | 0 | 0 | 0 | 0 | 0
RPS v5.14- Solar NWPP (21) | 1212 | 6178 | Generation Constraint in GWh | FALSE | G | Annual | Heat Rate | MMBtu/MWh | 0 | 0 | 0 | 0 | 0 | 0 | 0
RPS v5.14- Solar NWPP (21) | 1212 | 6178 | Generation Constraint in GWh | FALSE | G | Annual | Generation | TWh | 0.24662 | 0.24662 | 0.24773 | 0.25513 | 0.25985 | 6.7766 | 42.3224
RPS v5.14- Solar NWPP (21) | 1212 | 6178 | Generation Constraint in GWh | FALSE | G | Annual | Qualifying Generation | TWh | 0.24662 | 0.24662 | 0.24773 | 0.25513 | 0.25985 | 6.7766 | 42.3224
RPS v5.14- Solar NWPP (21) | 1212 | 6178 | Generation Constraint in GWh | FALSE | G | Annual | Rate | lb/MWh | 0 | 0 | 0 | 0 | 0 | 0 | 0
RPS v5.14- Solar NWPP (21) | 1212 | 6178 | Generation Constraint in GWh | FALSE | G | Annual | Constraint Shadow Price | US2011$/MWh | 0 | 0 | 0 | 0 | 0 | 0 | 0
RPS v5.14- Solar RFCE (9) | 1213 | 6179 | Generation Constraint in GWh | FALSE | G | Annual | Seasons Included | Seasons | Winter, Summer | Winter, Summer | Winter, Summer | Winter, Summer | Winter, Summer | Winter, Summer | Winter, Summer
RPS v5.14- Solar RFCE (9) | 1213 | 6179 | Generation Constraint in GWh | FALSE | G | Annual | Standard | GWh | 884.3838 | 1299.9164 | 1739.6664 | 1882.3391 | 1927.2312 | 1995.6152 | 2069.6796
RPS v5.14- Solar RFCE (9) | 1213 | 6179 | Generation Constraint in GWh | FALSE | G | Annual | Emissions at Affected Plants | GWh | 876.9353 | 876.9353 | 1789.7665 | 1882.3391 | 15915.103 | 16868.1201 | 18507.3021
RPS v5.14- Solar RFCE (9) | 1213 | 6179 | Generation Constraint in GWh | FALSE | G | Annual | Allowances Purchased | GWh | 7.4485 | 422.9811 | 0 | 0 | 0 | 0 | 0
RPS v5.14- Solar RFCE (9) | 1213 | 6179 | Generation Constraint in GWh | FALSE | G | Annual | Allowances Sold | GWh | 0 | 0 | 0 | 0 | 0 | 0 | 0
RPS v5.14- Solar RFCE (9) | 1213 | 6179 | Generation Constraint in GWh | FALSE | G | Annual | Allowances Banked | GWh | 0 | 0 | 0 | 0 | 0 | 0 | 0
RPS v5.14- Solar RFCE (9) | 1213 | 6179 | Generation Constraint in GWh | FALSE | G | Annual | Allowances Withdrawn (1:1) | GWh | 0 | 0 | 0 | 0 | 0 | 0 | 0
RPS v5.14- Solar RFCE (9) | 1213 | 6179 | Generation Constraint in GWh | FALSE | G | Annual | Allowances Withdrawn (n:1) | GWh | 0 | 0 | 0 | 0 | 0 | 0 | 0
RPS v5.14- Solar RFCE (9) | 1213 | 6179 | Generation Constraint in GWh | FALSE | G | Annual | Net Emissions Allowance Position | GWh | 884.3838 | 1299.9164 | 1789.7665 | 1882.3391 | 15915.103 | 16868.1201 | 18507.3021
RPS v5.14- Solar RFCE (9) | 1213 | 6179 | Generation Constraint in GWh | FALSE | G | Annual | Fuel Consumed | TBtu | 0 | 0 | 0 | 0 | 0 | 0 | 0
RPS v5.14- Solar RFCE (9) | 1213 | 6179 | Generation Constraint in GWh | FALSE | G | Annual | Heat Rate | MMBtu/MWh | 0 | 0 | 0 | 0 | 0 | 0 | 0
RPS v5.14- Solar RFCE (9) | 1213 | 6179 | Generation Constraint in GWh | FALSE | G | Annual | Generation | TWh | 0.87694 | 0.87694 | 1.7898 | 1.8823 | 15.9151 | 16.8681 | 18.5073
RPS v5.14- Solar RFCE (9) | 1213 | 6179 | Generation Constraint in GWh | FALSE | G | Annual | Qualifying Generation | TWh | 0.87694 | 0.87694 | 1.7898 | 1.8823 | 15.9151 | 16.8681 | 18.5073
RPS v5.14- Solar RFCE (9) | 1213 | 6179 | Generation Constraint in GWh | FALSE | G | Annual | Rate | lb/MWh | 0 | 0 | 0 | 0 | 0 | 0 | 0
RPS v5.14- Solar RFCE (9) | 1213 | 6179 | Generation Constraint in GWh | FALSE | G | Annual | Constraint Shadow Price | US2011$/MWh | 250.0006 | 150.0006 | 0 | 0.01621 | 0 | 0 | 0
RPS v5.14- Solar RFCW (11) | 1214 | 6180 | Generation Constraint in GWh | FALSE | G | Annual | Seasons Included | Seasons | Winter, Summer | Winter, Summer | Winter, Summer | Winter, Summer | Winter, Summer | Winter, Summer | Winter, Summer
RPS v5.14- Solar RFCW (11) | 1214 | 6180 | Generation Constraint in GWh | FALSE | G | Annual | Standard | GWh | 1020.3294 | 1305.7699 | 1726.1125 | 2306.0403 | 2475.3081 | 2547.609 | 2626.9068
RPS v5.14- Solar RFCW (11) | 1214 | 6180 | Generation Constraint in GWh | FALSE | G | Annual | Emissions at Affected Plants | GWh | 395.0286 | 395.0286 | 1726.1125 | 2306.0403 | 2475.3081 | 3168.769 | 4649.6331
RPS v5.14- Solar RFCW (11) | 1214 | 6180 | Generation Constraint in GWh | FALSE | G | Annual | Allowances Purchased | GWh | 625.3008 | 910.7413 | 0 | 0 | 0 | 0 | 0
RPS v5.14- Solar RFCW (11) | 1214 | 6180 | Generation Constraint in GWh | FALSE | G | Annual | Allowances Sold | GWh | 0 | 0 | 0 | 0 | 0 | 0 | 0
RPS v5.14- Solar RFCW (11) | 1214 | 6180 | Generation Constraint in GWh | FALSE | G | Annual | Allowances Banked | GWh | 0 | 0 | 0 | 0 | 0 | 0 | 0
RPS v5.14- Solar RFCW (11) | 1214 | 6180 | Generation Constraint in GWh | FALSE | G | Annual | Allowances Withdrawn (1:1) | GWh | 0 | 0 | 0 | 0 | 0 | 0 | 0
RPS v5.14- Solar RFCW (11) | 1214 | 6180 | Generation Constraint in GWh | FALSE | G | Annual | Allowances Withdrawn (n:1) | GWh | 0 | 0 | 0 | 0 | 0 | 0 | 0
RPS v5.14- Solar RFCW (11) | 1214 | 6180 | Generation Constraint in GWh | FALSE | G | Annual | Net Emissions Allowance Position | GWh | 1020.3294 | 1305.7699 | 1726.1125 | 2306.0403 | 2475.3081 | 3168.769 | 4649.6331
RPS v5.14- Solar RFCW (11) | 1214 | 6180 | Generation Constraint in GWh | FALSE | G | Annual | Fuel Consumed | TBtu | 0 | 0 | 0 | 0 | 0 | 0 | 0
RPS v5.14- Solar RFCW (11) | 1214 | 6180 | Generation Constraint in GWh | FALSE | G | Annual | Heat Rate | MMBtu/MWh | 0 | 0 | 0 | 0 | 0 | 0 | 0
RPS v5.14- Solar RFCW (11) | 1214 | 6180 | Generation Constraint in GWh | FALSE | G | Annual | Generation | TWh | 0.39503 | 0.39503 | 1.7261 | 2.306 | 2.4753 | 3.1688 | 4.6496
RPS v5.14- Solar RFCW (11) | 1214 | 6180 | Generation Constraint in GWh | FALSE | G | Annual | Qualifying Generation | TWh | 0.39503 | 0.39503 | 1.7261 | 2.306 | 2.4753 | 3.1688 | 4.6496
RPS v5.14- Solar RFCW (11) | 1214 | 6180 | Generation Constraint in GWh | FALSE | G | Annual | Rate | lb/MWh | 0 | 0 | 0 | 0 | 0 | 0 | 0
RPS v5.14- Solar RFCW (11) | 1214 | 6180 | Generation Constraint in GWh | FALSE | G | Annual | Constraint Shadow Price | US2011$/MWh | 250.0006 | 150.0006 | 32.6072 | 20.6282 | 1.0377 | 0 | 0
RPS v5.14- Solar RMPA (22) | 1215 | 6181 | Generation Constraint in GWh | FALSE | G | Annual | Seasons Included | Seasons | Winter, Summer | Winter, Summer | Winter, Summer | Winter, Summer | Winter, Summer | Winter, Summer | Winter, Summer
RPS v5.14- Solar RMPA (22) | 1215 | 6181 | Generation Constraint in GWh | FALSE | G | Annual | Standard | GWh | 8.3569 | 8.5055 | 10.7877 | 11.9839 | 12.7051 | 13.7469 | 15.034
RPS v5.14- Solar RMPA (22) | 1215 | 6181 | Generation Constraint in GWh | FALSE | G | Annual | Emissions at Affected Plants | GWh | 236.3034 | 236.3034 | 303.6685 | 304.2002 | 1087.251 | 9799.3563 | 11781.8865
RPS v5.14- Solar RMPA (22) | 1215 | 6181 | Generation Constraint in GWh | FALSE | G | Annual | Allowances Purchased | GWh | 0 | 0 | 0 | 0 | 0 | 0 | 0
RPS v5.14- Solar RMPA (22) | 1215 | 6181 | Generation Constraint in GWh | FALSE | G | Annual | Allowances Sold | GWh | 0 | 0 | 0 | 0 | 0 | 0 | 0
RPS v5.14- Solar RMPA (22) | 1215 | 6181 | Generation Constraint in GWh | FALSE | G | Annual | Allowances Banked | GWh | 0 | 0 | 0 | 0 | 0 | 0 | 0
RPS v5.14- Solar RMPA (22) | 1215 | 6181 | Generation Constraint in GWh | FALSE | G | Annual | Allowances Withdrawn (1:1) | GWh | 0 | 0 | 0 | 0 | 0 | 0 | 0
RPS v5.14- Solar RMPA (22) | 1215 | 6181 | Generation Constraint in GWh | FALSE | G | Annual | Allowances Withdrawn (n:1) | GWh | 0 | 0 | 0 | 0 | 0 | 0 | 0
RPS v5.14- Solar RMPA (22) | 1215 | 6181 | Generation Constraint in GWh | FALSE | G | Annual | Net Emissions Allowance Position | GWh | 236.3034 | 236.3034 | 303.6685 | 304.2002 | 1087.251 | 9799.3563 | 11781.8865
RPS v5.14- Solar RMPA (22) | 1215 | 6181 | Generation Constraint in GWh | FALSE | G | Annual | Fuel Consumed | TBtu | 0 | 0 | 0 | 0 | 0 | 0 | 0
RPS v5.14- Solar RMPA (22) | 1215 | 6181 | Generation Constraint in GWh | FALSE | G | Annual | Heat Rate | MMBtu/MWh | 0 | 0 | 0 | 0 | 0 | 0 | 0
RPS v5.14- Solar RMPA (22) | 1215 | 6181 | Generation Constraint in GWh | FALSE | G | Annual | Generation | TWh | 0.2363 | 0.2363 | 0.30367 | 0.3042 | 1.0873 | 9.7994 | 11.7819
RPS v5.14- Solar RMPA (22) | 1215 | 6181 | Generation Constraint in GWh | FALSE | G | Annual | Qualifying Generation | TWh | 0.2363 | 0.2363 | 0.30367 | 0.3042 | 1.0873 | 9.7994 | 11.7819
RPS v5.14- Solar RMPA (22) | 1215 | 6181 | Generation Constraint in GWh | FALSE | G | Annual | Rate | lb/MWh | 0 | 0 | 0 | 0 | 0 | 0 | 0
RPS v5.14- Solar RMPA (22) | 1215 | 6181 | Generation Constraint in GWh | FALSE | G | Annual | Constraint Shadow Price | US2011$/MWh | 0 | 0 | 0 | 0 | 0 | 0 | 0
RPS v5.14- Solar SPNO (17) | 1216 | 6182 | Generation Constraint in GWh | FALSE | G | Annual | Seasons Included | Seasons | Winter, Summer | Winter, Summer | Winter, Summer | Winter, Summer | Winter, Summer | Winter, Summer | Winter, Summer
RPS v5.14- Solar SPNO (17) | 1216 | 6182 | Generation Constraint in GWh | FALSE | G | Annual | Standard | GWh | 16.9315 | 34.0194 | 42.5538 | 52.2804 | 53.9695 | 56.5439 | 59.5858
RPS v5.14- Solar SPNO (17) | 1216 | 6182 | Generation Constraint in GWh | FALSE | G | Annual | Emissions at Affected Plants | GWh | 17.7222 | 34.0194 | 42.5538 | 52.2804 | 54.4874 | 56.5439 | 7580.6855
RPS v5.14- Solar SPNO (17) | 1216 | 6182 | Generation Constraint in GWh | FALSE | G | Annual | Allowances Purchased | GWh | 0 | 0 | 0 | 0 | 0 | 0 | 0
RPS v5.14- Solar SPNO (17) | 1216 | 6182 | Generation Constraint in GWh | FALSE | G | Annual | Allowances Sold | GWh | 0 | 0 | 0 | 0 | 0 | 0 | 0
RPS v5.14- Solar SPNO (17) | 1216 | 6182 | Generation Constraint in GWh | FALSE | G | Annual | Allowances Banked | GWh | 0 | 0 | 0 | 0 | 0 | 0 | 0
RPS v5.14- Solar SPNO (17) | 1216 | 6182 | Generation Constraint in GWh | FALSE | G | Annual | Allowances Withdrawn (1:1) | GWh | 0 | 0 | 0 | 0 | 0 | 0 | 0
RPS v5.14- Solar SPNO (17) | 1216 | 6182 | Generation Constraint in GWh | FALSE | G | Annual | Allowances Withdrawn (n:1) | GWh | 0 | 0 | 0 | 0 | 0 | 0 | 0
RPS v5.14- Solar SPNO (17) | 1216 | 6182 | Generation Constraint in GWh | FALSE | G | Annual | Net Emissions Allowance Position | GWh | 17.7222 | 34.0194 | 42.5538 | 52.2804 | 54.4874 | 56.5439 | 7580.6855
RPS v5.14- Solar SPNO (17) | 1216 | 6182 | Generation Constraint in GWh | FALSE | G | Annual | Fuel Consumed | TBtu | 0 | 0 | 0 | 0 | 0 | 0 | 0
RPS v5.14- Solar SPNO (17) | 1216 | 6182 | Generation Constraint in GWh | FALSE | G | Annual | Heat Rate | MMBtu/MWh | 0 | 0 | 0 | 0 | 0 | 0 | 0
RPS v5.14- Solar SPNO (17) | 1216 | 6182 | Generation Constraint in GWh | FALSE | G | Annual | Generation | TWh | 0.017722 | 0.034019 | 0.042554 | 0.05228 | 0.054487 | 0.056544 | 7.5807
RPS v5.14- Solar SPNO (17) | 1216 | 6182 | Generation Constraint in GWh | FALSE | G | Annual | Qualifying Generation | TWh | 0.017722 | 0.034019 | 0.042554 | 0.05228 | 0.054487 | 0.056544 | 7.5807
RPS v5.14- Solar SPNO (17) | 1216 | 6182 | Generation Constraint in GWh | FALSE | G | Annual | Rate | lb/MWh | 0 | 0 | 0 | 0 | 0 | 0 | 0
RPS v5.14- Solar SPNO (17) | 1216 | 6182 | Generation Constraint in GWh | FALSE | G | Annual | Constraint Shadow Price | US2011$/MWh | 0 | 221.8171 | 26.3819 | 32.3197 | 0 | 0.67848 | 0
RPS v5.14- Solar SPSO (18) | 1217 | 6183 | Generation Constraint in GWh | FALSE | G | Annual | Seasons Included | Seasons | Winter, Summer | Winter, Summer | Winter, Summer | Winter, Summer | Winter, Summer | Winter, Summer | Winter, Summer
RPS v5.14- Solar SPSO (18) | 1217 | 6183 | Generation Constraint in GWh | FALSE | G | Annual | Standard | GWh | 143.0089 | 148.1661 | 190.484 | 213.035 | 224.4917 | 241.9853 | 263.3617
RPS v5.14- Solar SPSO (18) | 1217 | 6183 | Generation Constraint in GWh | FALSE | G | Annual | Emissions at Affected Plants | GWh | 249.4603 | 249.4603 | 249.9874 | 258.5603 | 267.3995 | 18473.7633 | 21692.8772
RPS v5.14- Solar SPSO (18) | 1217 | 6183 | Generation Constraint in GWh | FALSE | G | Annual | Allowances Purchased | GWh | 0 | 0 | 0 | 0 | 0 | 0 | 0
RPS v5.14- Solar SPSO (18) | 1217 | 6183 | Generation Constraint in GWh | FALSE | G | Annual | Allowances Sold | GWh | 0 | 0 | 0 | 0 | 0 | 0 | 0
RPS v5.14- Solar SPSO (18) | 1217 | 6183 | Generation Constraint in GWh | FALSE | G | Annual | Allowances Banked | GWh | 0 | 0 | 0 | 0 | 0 | 0 | 0
RPS v5.14- Solar SPSO (18) | 1217 | 6183 | Generation Constraint in GWh | FALSE | G | Annual | Allowances Withdrawn (1:1) | GWh | 0 | 0 | 0 | 0 | 0 | 0 | 0
RPS v5.14- Solar SPSO (18) | 1217 | 6183 | Generation Constraint in GWh | FALSE | G | Annual | Allowances Withdrawn (n:1) | GWh | 0 | 0 | 0 | 0 | 0 | 0 | 0
RPS v5.14- Solar SPSO (18) | 1217 | 6183 | Generation Constraint in GWh | FALSE | G | Annual | Net Emissions Allowance Position | GWh | 249.4603 | 249.4603 | 249.9874 | 258.5603 | 267.3995 | 18473.7633 | 21692.8772
RPS v5.14- Solar SPSO (18) | 1217 | 6183 | Generation Constraint in GWh | FALSE | G | Annual | Fuel Consumed | TBtu | 0 | 0 | 0 | 0 | 0 | 0 | 0
RPS v5.14- Solar SPSO (18) | 1217 | 6183 | Generation Constraint in GWh | FALSE | G | Annual | Heat Rate | MMBtu/MWh | 0 | 0 | 0 | 0 | 0 | 0 | 0
RPS v5.14- Solar SPSO (18) | 1217 | 6183 | Generation Constraint in GWh | FALSE | G | Annual | Generation | TWh | 0.24946 | 0.24946 | 0.24999 | 0.25856 | 0.2674 | 18.4738 | 21.6929
RPS v5.14- Solar SPSO (18) | 1217 | 6183 | Generation Constraint in GWh | FALSE | G | Annual | Qualifying Generation | TWh | 0.24946 | 0.24946 | 0.24999 | 0.25856 | 0.2674 | 18.4738 | 21.6929
RPS v5.14- Solar SPSO (18) | 1217 | 6183 | Generation Constraint in GWh | FALSE | G | Annual | Rate | lb/MWh | 0 | 0 | 0 | 0 | 0 | 0 | 0
RPS v5.14- Solar SPSO (18) | 1217 | 6183 | Generation Constraint in GWh | FALSE | G | Annual | Constraint Shadow Price | US2011$/MWh | 0 | 0 | 0 | 0 | 0 | 0 | 0
RPS v5.14- Solar SRCE (15) | 1218 | 6184 | Generation Constraint in GWh | FALSE | G | Annual | Seasons Included | Seasons | Winter, Summer | Winter, Summer | Winter, Summer | Winter, Summer | Winter, Summer | Winter, Summer | Winter, Summer
RPS v5.14- Solar SRCE (15) | 1218 | 6184 | Generation Constraint in GWh | FALSE | G | Annual | Standard | GWh | 1.316 | 1.9153 | 1.9507 | 2.0263 | 2.1177 | 2.2324 | 2.3633
RPS v5.14- Solar SRCE (15) | 1218 | 6184 | Generation Constraint in GWh | FALSE | G | Annual | Emissions at Affected Plants | GWh | 192.1013 | 192.1013 | 192.1013 | 192.1013 | 192.1013 | 192.1013 | 40525.3351
RPS v5.14- Solar SRCE (15) | 1218 | 6184 | Generation Constraint in GWh | FALSE | G | Annual | Allowances Purchased | GWh | 0 | 0 | 0 | 0 | 0 | 0 | 0
RPS v5.14- Solar SRCE (15) | 1218 | 6184 | Generation Constraint in GWh | FALSE | G | Annual | Allowances Sold | GWh | 0 | 0 | 0 | 0 | 0 | 0 | 0
RPS v5.14- Solar SRCE (15) | 1218 | 6184 | Generation Constraint in GWh | FALSE | G | Annual | Allowances Banked | GWh | 0 | 0 | 0 | 0 | 0 | 0 | 0
RPS v5.14- Solar SRCE (15) | 1218 | 6184 | Generation Constraint in GWh | FALSE | G | Annual | Allowances Withdrawn (1:1) | GWh | 0 | 0 | 0 | 0 | 0 | 0 | 0
RPS v5.14- Solar SRCE (15) | 1218 | 6184 | Generation Constraint in GWh | FALSE | G | Annual | Allowances Withdrawn (n:1) | GWh | 0 | 0 | 0 | 0 | 0 | 0 | 0
RPS v5.14- Solar SRCE (15) | 1218 | 6184 | Generation Constraint in GWh | FALSE | G | Annual | Net Emissions Allowance Position | GWh | 192.1013 | 192.1013 | 192.1013 | 192.1013 | 192.1013 | 192.1013 | 40525.3351
RPS v5.14- Solar SRCE (15) | 1218 | 6184 | Generation Constraint in GWh | FALSE | G | Annual | Fuel Consumed | TBtu | 0 | 0 | 0 | 0 | 0 | 0 | 0
RPS v5.14- Solar SRCE (15) | 1218 | 6184 | Generation Constraint in GWh | FALSE | G | Annual | Heat Rate | MMBtu/MWh | 0 | 0 | 0 | 0 | 0 | 0 | 0
RPS v5.14- Solar SRCE (15) | 1218 | 6184 | Generation Constraint in GWh | FALSE | G | Annual | Generation | TWh | 0.1921 | 0.1921 | 0.1921 | 0.1921 | 0.1921 | 0.1921 | 40.5253
RPS v5.14- Solar SRCE (15) | 1218 | 6184 | Generation Constraint in GWh | FALSE | G | Annual | Qualifying Generation | TWh | 0.1921 | 0.1921 | 0.1921 | 0.1921 | 0.1921 | 0.1921 | 40.5253
RPS v5.14- Solar SRCE (15) | 1218 | 6184 | Generation Constraint in GWh | FALSE | G | Annual | Rate | lb/MWh | 0 | 0 | 0 | 0 | 0 | 0 | 0
RPS v5.14- Solar SRCE (15) | 1218 | 6184 | Generation Constraint in GWh | FALSE | G | Annual | Constraint Shadow Price | US2011$/MWh | 0 | 0 | 0 | 0 | 0 | 0 | 0
RPS v5.14- Solar SRDA (12) | 1219 | 6185 | Generation Constraint in GWh | FALSE | G | Annual | Seasons Included | Seasons | Winter, Summer | Winter, Summer | Winter, Summer | Winter, Summer | Winter, Summer | Winter, Summer | Winter, Summer
RPS v5.14- Solar SRDA (12) | 1219 | 6185 | Generation Constraint in GWh | FALSE | G | Annual | Standard | GWh | 0.014371 | 0.029109 | 0.037489 | 0.046856 | 0.049276 | 0.052811 | 0.057072
RPS v5.14- Solar SRDA (12) | 1219 | 6185 | Generation Constraint in GWh | FALSE | G | Annual | Emissions at Affected Plants | GWh | 0.01437 | 0.029109 | 0.037491 | 0.046858 | 4652.1746 | 21076.357 | 40439.2624
RPS v5.14- Solar SRDA (12) | 1219 | 6185 | Generation Constraint in GWh | FALSE | G | Annual | Allowances Purchased | GWh | 0 | 0 | 0 | 0 | 0 | 0 | 0
RPS v5.14- Solar SRDA (12) | 1219 | 6185 | Generation Constraint in GWh | FALSE | G | Annual | Allowances Sold | GWh | 0 | 0 | 0 | 0 | 0 | 0 | 0
RPS v5.14- Solar SRDA (12) | 1219 | 6185 | Generation Constraint in GWh | FALSE | G | Annual | Allowances Banked | GWh | 0 | 0 | 0 | 0 | 0 | 0 | 0
RPS v5.14- Solar SRDA (12) | 1219 | 6185 | Generation Constraint in GWh | FALSE | G | Annual | Allowances Withdrawn (1:1) | GWh | 0 | 0 | 0 | 0 | 0 | 0 | 0
RPS v5.14- Solar SRDA (12) | 1219 | 6185 | Generation Constraint in GWh | FALSE | G | Annual | Allowances Withdrawn (n:1) | GWh | 0 | 0 | 0 | 0 | 0 | 0 | 0
RPS v5.14- Solar SRDA (12) | 1219 | 6185 | Generation Constraint in GWh | FALSE | G | Annual | Net Emissions Allowance Position | GWh | 0.01437 | 0.029109 | 0.037491 | 0.046858 | 4652.1746 | 21076.357 | 40439.2624
RPS v5.14- Solar SRDA (12) | 1219 | 6185 | Generation Constraint in GWh | FALSE | G | Annual | Fuel Consumed | TBtu | 0 | 0 | 0 | 0 | 0 | 0 | 0
RPS v5.14- Solar SRDA (12) | 1219 | 6185 | Generation Constraint in GWh | FALSE | G | Annual | Heat Rate | MMBtu/MWh | 0 | 0 | 0 | 0 | 0 | 0 | 0
RPS v5.14- Solar SRDA (12) | 1219 | 6185 | Generation Constraint in GWh | FALSE | G | Annual | Generation | TWh | 1.437e-05 | 2.9109e-05 | 3.7491e-05 | 4.6858e-05 | 4.6522 | 21.0764 | 40.4393
RPS v5.14- Solar SRDA (12) | 1219 | 6185 | Generation Constraint in GWh | FALSE | G | Annual | Qualifying Generation | TWh | 1.437e-05 | 2.9109e-05 | 3.7491e-05 | 4.6858e-05 | 4.6522 | 21.0764 | 40.4393
RPS v5.14- Solar SRDA (12) | 1219 | 6185 | Generation Constraint in GWh | FALSE | G | Annual | Rate | lb/MWh | 0 | 0 | 0 | 0 | 0 | 0 | 0
RPS v5.14- Solar SRDA (12) | 1219 | 6185 | Generation Constraint in GWh | FALSE | G | Annual | Constraint Shadow Price | US2011$/MWh | 0 | 194.9845 | 17.392 | 6.9308 | 0 | 0 | 0
RPS v5.14- Solar SRGW (13) | 1220 | 6186 | Generation Constraint in GWh | FALSE | G | Annual | Seasons Included | Seasons | Winter, Summer | Winter, Summer | Winter, Summer | Winter, Summer | Winter, Summer | Winter, Summer | Winter, Summer
RPS v5.14- Solar SRGW (13) | 1220 | 6186 | Generation Constraint in GWh | FALSE | G | Annual | Standard | GWh | 313.9157 | 413.9895 | 529.9184 | 728.994 | 796.2389 | 826.6221 | 861.6658
RPS v5.14- Solar SRGW (13) | 1220 | 6186 | Generation Constraint in GWh | FALSE | G | Annual | Emissions at Affected Plants | GWh | 413.4854 | 413.9895 | 529.9184 | 728.994 | 796.2389 | 942.2623 | 2028.7948
RPS v5.14- Solar SRGW (13) | 1220 | 6186 | Generation Constraint in GWh | FALSE | G | Annual | Allowances Purchased | GWh | 0 | 0 | 0 | 0 | 0 | 0 | 0
RPS v5.14- Solar SRGW (13) | 1220 | 6186 | Generation Constraint in GWh | FALSE | G | Annual | Allowances Sold | GWh | 0 | 0 | 0 | 0 | 0 | 0 | 0
RPS v5.14- Solar SRGW (13) | 1220 | 6186 | Generation Constraint in GWh | FALSE | G | Annual | Allowances Banked | GWh | 0 | 0 | 0 | 0 | 0 | 0 | 0
RPS v5.14- Solar SRGW (13) | 1220 | 6186 | Generation Constraint in GWh | FALSE | G | Annual | Allowances Withdrawn (1:1) | GWh | 0 | 0 | 0 | 0 | 0 | 0 | 0
RPS v5.14- Solar SRGW (13) | 1220 | 6186 | Generation Constraint in GWh | FALSE | G | Annual | Allowances Withdrawn (n:1) | GWh | 0 | 0 | 0 | 0 | 0 | 0 | 0
RPS v5.14- Solar SRGW (13) | 1220 | 6186 | Generation Constraint in GWh | FALSE | G | Annual | Net Emissions Allowance Position | GWh | 413.4854 | 413.9895 | 529.9184 | 728.994 | 796.2389 | 942.2623 | 2028.7948
RPS v5.14- Solar SRGW (13) | 1220 | 6186 | Generation Constraint in GWh | FALSE | G | Annual | Fuel Consumed | TBtu | 0 | 0 | 0 | 0 | 0 | 0 | 0
RPS v5.14- Solar SRGW (13) | 1220 | 6186 | Generation Constraint in GWh | FALSE | G | Annual | Heat Rate | MMBtu/MWh | 0 | 0 | 0 | 0 | 0 | 0 | 0
RPS v5.14- Solar SRGW (13) | 1220 | 6186 | Generation Constraint in GWh | FALSE | G | Annual | Generation | TWh | 0.41349 | 0.41399 | 0.52992 | 0.72899 | 0.79624 | 0.94226 | 2.0288
RPS v5.14- Solar SRGW (13) | 1220 | 6186 | Generation Constraint in GWh | FALSE | G | Annual | Qualifying Generation | TWh | 0.41349 | 0.41399 | 0.52992 | 0.72899 | 0.79624 | 0.94226 | 2.0288
RPS v5.14- Solar SRGW (13) | 1220 | 6186 | Generation Constraint in GWh | FALSE | G | Annual | Rate | lb/MWh | 0 | 0 | 0 | 0 | 0 | 0 | 0
RPS v5.14- Solar SRGW (13) | 1220 | 6186 | Generation Constraint in GWh | FALSE | G | Annual | Constraint Shadow Price | US2011$/MWh | 0 | 0 | 37.5715 | 26.0916 | 8.0778 | 0 | 0
RPS v5.14- Solar SRVC (16) | 1221 | 6187 | Generation Constraint in GWh | FALSE | G | Annual | Seasons Included | Seasons | Winter, Summer | Winter, Summer | Winter, Summer | Winter, Summer | Winter, Summer | Winter, Summer | Winter, Summer
RPS v5.14- Solar SRVC (16) | 1221 | 6187 | Generation Constraint in GWh | FALSE | G | Annual | Standard | GWh | 191.3933 | 275.8419 | 277.3302 | 287.0418 | 301.2814 | 323.1626 | 349.6165
RPS v5.14- Solar SRVC (16) | 1221 | 6187 | Generation Constraint in GWh | FALSE | G | Annual | Emissions at Affected Plants | GWh | 1859.1692 | 1859.1692 | 7641.0008 | 8923.3649 | 9937.2108 | 53374.7393 | 76700.6328
RPS v5.14- Solar SRVC (16) | 1221 | 6187 | Generation Constraint in GWh | FALSE | G | Annual | Allowances Purchased | GWh | 0 | 0 | 0 | 0 | 0 | 0 | 0
RPS v5.14- Solar SRVC (16) | 1221 | 6187 | Generation Constraint in GWh | FALSE | G | Annual | Allowances Sold | GWh | 0 | 0 | 0 | 0 | 0 | 0 | 0
RPS v5.14- Solar SRVC (16) | 1221 | 6187 | Generation Constraint in GWh | FALSE | G | Annual | Allowances Banked | GWh | 0 | 0 | 0 | 0 | 0 | 0 | 0
RPS v5.14- Solar SRVC (16) | 1221 | 6187 | Generation Constraint in GWh | FALSE | G | Annual | Allowances Withdrawn (1:1) | GWh | 0 | 0 | 0 | 0 | 0 | 0 | 0
RPS v5.14- Solar SRVC (16) | 1221 | 6187 | Generation Constraint in GWh | FALSE | G | Annual | Allowances Withdrawn (n:1) | GWh | 0 | 0 | 0 | 0 | 0 | 0 | 0
RPS v5.14- Solar SRVC (16) | 1221 | 6187 | Generation Constraint in GWh | FALSE | G | Annual | Net Emissions Allowance Position | GWh | 1859.1692 | 1859.1692 | 7641.0008 | 8923.3649 | 9937.2108 | 53374.7393 | 76700.6328
RPS v5.14- Solar SRVC (16) | 1221 | 6187 | Generation Constraint in GWh | FALSE | G | Annual | Fuel Consumed | TBtu | 0 | 0 | 0 | 0 | 0 | 0 | 0
RPS v5.14- Solar SRVC (16) | 1221 | 6187 | Generation Constraint in GWh | FALSE | G | Annual | Heat Rate | MMBtu/MWh | 0 | 0 | 0 | 0 | 0 | 0 | 0
RPS v5.14- Solar SRVC (16) | 1221 | 6187 | Generation Constraint in GWh | FALSE | G | Annual | Generation | TWh | 1.8592 | 1.8592 | 7.641 | 8.9234 | 9.9372 | 53.3747 | 76.7006
RPS v5.14- Solar SRVC (16) | 1221 | 6187 | Generation Constraint in GWh | FALSE | G | Annual | Qualifying Generation | TWh | 1.8592 | 1.8592 | 7.641 | 8.9234 | 9.9372 | 53.3747 | 76.7006
RPS v5.14- Solar SRVC (16) | 1221 | 6187 | Generation Constraint in GWh | FALSE | G | Annual | Rate | lb/MWh | 0 | 0 | 0 | 0 | 0 | 0 | 0
RPS v5.14- Solar SRVC (16) | 1221 | 6187 | Generation Constraint in GWh | FALSE | G | Annual | Constraint Shadow Price | US2011$/MWh | 0 | 0 | 0 | 0 | 0 | 0 | 0
RPS v5.14- SPNO (17) | 1222 | 6169 | Generation Constraint in GWh | FALSE | G | Annual | Seasons Included | Seasons | Winter, Summer | Winter, Summer | Winter, Summer | Winter, Summer | Winter, Summer | Winter, Summer | Winter, Summer
RPS v5.14- SPNO (17) | 1222 | 6169 | Generation Constraint in GWh | FALSE | G | Annual | Standard | GWh | 5491.2612 | 6367.1697 | 7979.1465 | 9011.5543 | 9302.7094 | 9746.4525 | 10270.7838
RPS v5.14- SPNO (17) | 1222 | 6169 | Generation Constraint in GWh | FALSE | G | Annual | Emissions at Affected Plants | GWh | 11536.318 | 12881.8479 | 14177.3498 | 14543.605 | 14924.0246 | 15902.0434 | 24455.9822
RPS v5.14- SPNO (17) | 1222 | 6169 | Generation Constraint in GWh | FALSE | G | Annual | Allowances Purchased | GWh | 0 | 0 | 0 | 0 | 0 | 0 | 0
RPS v5.14- SPNO (17) | 1222 | 6169 | Generation Constraint in GWh | FALSE | G | Annual | Allowances Sold | GWh | 0 | 0 | 0 | 0 | 0 | 0 | 0
RPS v5.14- SPNO (17) | 1222 | 6169 | Generation Constraint in GWh | FALSE | G | Annual | Allowances Banked | GWh | 0 | 0 | 0 | 0 | 0 | 0 | 0
RPS v5.14- SPNO (17) | 1222 | 6169 | Generation Constraint in GWh | FALSE | G | Annual | Allowances Withdrawn (1:1) | GWh | 0 | 0 | 0 | 0 | 0 | 0 | 0
RPS v5.14- SPNO (17) | 1222 | 6169 | Generation Constraint in GWh | FALSE | G | Annual | Allowances Withdrawn (n:1) | GWh | 0 | 0 | 0 | 0 | 0 | 0 | 0
RPS v5.14- SPNO (17) | 1222 | 6169 | Generation Constraint in GWh | FALSE | G | Annual | Net Emissions Allowance Position | GWh | 11536.318 | 12881.8479 | 14177.3498 | 14543.605 | 14924.0246 | 15902.0434 | 24455.9822
RPS v5.14- SPNO (17) | 1222 | 6169 | Generation Constraint in GWh | FALSE | G | Annual | Fuel Consumed | TBtu | 2.2235 | 2.2235 | 2.2235 | 2.2235 | 2.2235 | 5.647 | 7.9546
RPS v5.14- SPNO (17) | 1222 | 6169 | Generation Constraint in GWh | FALSE | G | Annual | Heat Rate | MMBtu/MWh | 0.19274 | 0.17261 | 0.15684 | 0.15289 | 0.14899 | 0.35511 | 0.32526
RPS v5.14- SPNO (17) | 1222 | 6169 | Generation Constraint in GWh | FALSE | G | Annual | Generation | TWh | 11.5363 | 12.8818 | 14.1773 | 14.5436 | 14.924 | 15.902 | 24.456
RPS v5.14- SPNO (17) | 1222 | 6169 | Generation Constraint in GWh | FALSE | G | Annual | Qualifying Generation | TWh | 11.5363 | 12.8818 | 14.1773 | 14.5436 | 14.924 | 15.902 | 24.456
RPS v5.14- SPNO (17) | 1222 | 6169 | Generation Constraint in GWh | FALSE | G | Annual | Rate | lb/MWh | 0 | 0 | 0 | 0 | 0 | 0 | 0
RPS v5.14- SPNO (17) | 1222 | 6169 | Generation Constraint in GWh | FALSE | G | Annual | Constraint Shadow Price | US2011$/MWh | 0 | 0 | 0 | 0 | 0 | 0 | 0
RPS v5.14- SPSO (18) | 1223 | 6170 | Generation Constraint in GWh | FALSE | G | Annual | Seasons Included | Seasons | Winter, Summer | Winter, Summer | Winter, Summer | Winter, Summer | Winter, Summer | Winter, Summer | Winter, Summer
RPS v5.14- SPSO (18) | 1223 | 6170 | Generation Constraint in GWh | FALSE | G | Annual | Standard | GWh | 2457.2181 | 2678.9933 | 3073.3748 | 3372.3524 | 3553.7128 | 3830.6379 | 4169.0266
RPS v5.14- SPSO (18) | 1223 | 6170 | Generation Constraint in GWh | FALSE | G | Annual | Emissions at Affected Plants | GWh | 29370.2766 | 36835.2978 | 36843.3497 | 36979.3739 | 37119.2992 | 55407.6348 | 58857.7529
RPS v5.14- SPSO (18) | 1223 | 6170 | Generation Constraint in GWh | FALSE | G | Annual | Allowances Purchased | GWh | 0 | 0 | 0 | 0 | 0 | 0 | 0
RPS v5.14- SPSO (18) | 1223 | 6170 | Generation Constraint in GWh | FALSE | G | Annual | Allowances Sold | GWh | 0 | 0 | 0 | 0 | 0 | 0 | 0
RPS v5.14- SPSO (18) | 1223 | 6170 | Generation Constraint in GWh | FALSE | G | Annual | Allowances Banked | GWh | 0 | 0 | 0 | 0 | 0 | 0 | 0
RPS v5.14- SPSO (18) | 1223 | 6170 | Generation Constraint in GWh | FALSE | G | Annual | Allowances Withdrawn (1:1) | GWh | 0 | 0 | 0 | 0 | 0 | 0 | 0
RPS v5.14- SPSO (18) | 1223 | 6170 | Generation Constraint in GWh | FALSE | G | Annual | Allowances Withdrawn (n:1) | GWh | 0 | 0 | 0 | 0 | 0 | 0 | 0
RPS v5.14- SPSO (18) | 1223 | 6170 | Generation Constraint in GWh | FALSE | G | Annual | Net Emissions Allowance Position | GWh | 29370.2766 | 36835.2978 | 36843.3497 | 36979.3739 | 37119.2992 | 55407.6348 | 58857.7529
RPS v5.14- SPSO (18) | 1223 | 6170 | Generation Constraint in GWh | FALSE | G | Annual | Fuel Consumed | TBtu | 0.8846 | 0.8846 | 0.8846 | 0.8846 | 0.8846 | 0.8846 | 3.1906
RPS v5.14- SPSO (18) | 1223 | 6170 | Generation Constraint in GWh | FALSE | G | Annual | Heat Rate | MMBtu/MWh | 0.030119 | 0.024015 | 0.02401 | 0.023921 | 0.023831 | 0.015965 | 0.054209
RPS v5.14- SPSO (18) | 1223 | 6170 | Generation Constraint in GWh | FALSE | G | Annual | Generation | TWh | 29.3703 | 36.8353 | 36.8433 | 36.9794 | 37.1193 | 55.4076 | 58.8578
RPS v5.14- SPSO (18) | 1223 | 6170 | Generation Constraint in GWh | FALSE | G | Annual | Qualifying Generation | TWh | 29.3703 | 36.8353 | 36.8433 | 36.9794 | 37.1193 | 55.4076 | 58.8578
RPS v5.14- SPSO (18) | 1223 | 6170 | Generation Constraint in GWh | FALSE | G | Annual | Rate | lb/MWh | 0 | 0 | 0 | 0 | 0 | 0 | 0
RPS v5.14- SPSO (18) | 1223 | 6170 | Generation Constraint in GWh | FALSE | G | Annual | Constraint Shadow Price | US2011$/MWh | 0 | 0 | 0 | 0 | 0 | 0 | 0
RPS v5.14- SRCE (15) | 1224 | 6167 | Generation Constraint in GWh | FALSE | G | Annual | Seasons Included | Seasons | Winter, Summer | Winter, Summer | Winter, Summer | Winter, Summer | Winter, Summer | Winter, Summer | Winter, Summer
RPS v5.14- SRCE (15) | 1224 | 6167 | Generation Constraint in GWh | FALSE | G | Annual | Standard | GWh | 72.8744 | 89.3796 | 114.2607 | 126.6447 | 132.3561 | 139.5252 | 147.7072
RPS v5.14- SRCE (15) | 1224 | 6167 | Generation Constraint in GWh | FALSE | G | Annual | Emissions at Affected Plants | GWh | 1086.8912 | 1717.7601 | 1718.1221 | 1723.1745 | 1727.901 | 1730.6854 | 42064.878
RPS v5.14- SRCE (15) | 1224 | 6167 | Generation Constraint in GWh | FALSE | G | Annual | Allowances Purchased | GWh | 0 | 0 | 0 | 0 | 0 | 0 | 0
RPS v5.14- SRCE (15) | 1224 | 6167 | Generation Constraint in GWh | FALSE | G | Annual | Allowances Sold | GWh | 0 | 0 | 0 | 0 | 0 | 0 | 0
RPS v5.14- SRCE (15) | 1224 | 6167 | Generation Constraint in GWh | FALSE | G | Annual | Allowances Banked | GWh | 0 | 0 | 0 | 0 | 0 | 0 | 0
RPS v5.14- SRCE (15) | 1224 | 6167 | Generation Constraint in GWh | FALSE | G | Annual | Allowances Withdrawn (1:1) | GWh | 0 | 0 | 0 | 0 | 0 | 0 | 0
RPS v5.14- SRCE (15) | 1224 | 6167 | Generation Constraint in GWh | FALSE | G | Annual | Allowances Withdrawn (n:1) | GWh | 0 | 0 | 0 | 0 | 0 | 0 | 0
RPS v5.14- SRCE (15) | 1224 | 6167 | Generation Constraint in GWh | FALSE | G | Annual | Net Emissions Allowance Position | GWh | 1086.8912 | 1717.7601 | 1718.1221 | 1723.1745 | 1727.901 | 1730.6854 | 42064.878
RPS v5.14- SRCE (15) | 1224 | 6167 | Generation Constraint in GWh | FALSE | G | Annual | Fuel Consumed | TBtu | 5.9309 | 5.9309 | 5.9309 | 5.9309 | 5.9309 | 5.9309 | 5.9309
RPS v5.14- SRCE (15) | 1224 | 6167 | Generation Constraint in GWh | FALSE | G | Annual | Heat Rate | MMBtu/MWh | 5.4567 | 3.4527 | 3.4519 | 3.4418 | 3.4324 | 3.4269 | 0.14099
RPS v5.14- SRCE (15) | 1224 | 6167 | Generation Constraint in GWh | FALSE | G | Annual | Generation | TWh | 1.0869 | 1.7178 | 1.7181 | 1.7232 | 1.7279 | 1.7307 | 42.0649
RPS v5.14- SRCE (15) | 1224 | 6167 | Generation Constraint in GWh | FALSE | G | Annual | Qualifying Generation | TWh | 1.0869 | 1.7178 | 1.7181 | 1.7232 | 1.7279 | 1.7307 | 42.0649
RPS v5.14- SRCE (15) | 1224 | 6167 | Generation Constraint in GWh | FALSE | G | Annual | Rate | lb/MWh | 0 | 0 | 0 | 0 | 0 | 0 | 0
RPS v5.14- SRCE (15) | 1224 | 6167 | Generation Constraint in GWh | FALSE | G | Annual | Constraint Shadow Price | US2011$/MWh | 0 | 0 | 0 | 0 | 0 | 0 | 0
RPS v5.14- SRDA (12) | 1225 | 6165 | Generation Constraint in GWh | FALSE | G | Annual | Seasons Included | Seasons | Winter, Summer | Winter, Summer | Winter, Summer | Winter, Summer | Winter, Summer | Winter, Summer | Winter, Summer
RPS v5.14- SRDA (12) | 1225 | 6165 | Generation Constraint in GWh | FALSE | G | Annual | Standard | GWh | 1002.2638 | 1015.813 | 1045.037 | 1090.874 | 1147.2158 | 1229.5248 | 1328.7199
RPS v5.14- SRDA (12) | 1225 | 6165 | Generation Constraint in GWh | FALSE | G | Annual | Emissions at Affected Plants | GWh | 2104.1143 | 3053.7503 | 3177.0533 | 3208.5055 | 7895.3797 | 24341.5237 | 43732.0217
RPS v5.14- SRDA (12) | 1225 | 6165 | Generation Constraint in GWh | FALSE | G | Annual | Allowances Purchased | GWh | 0 | 0 | 0 | 0 | 0 | 0 | 0
RPS v5.14- SRDA (12) | 1225 | 6165 | Generation Constraint in GWh | FALSE | G | Annual | Allowances Sold | GWh | 0 | 0 | 0 | 0 | 0 | 0 | 0
RPS v5.14- SRDA (12) | 1225 | 6165 | Generation Constraint in GWh | FALSE | G | Annual | Allowances Banked | GWh | 0 | 0 | 0 | 0 | 0 | 0 | 0
RPS v5.14- SRDA (12) | 1225 | 6165 | Generation Constraint in GWh | FALSE | G | Annual | Allowances Withdrawn (1:1) | GWh | 0 | 0 | 0 | 0 | 0 | 0 | 0
RPS v5.14- SRDA (12) | 1225 | 6165 | Generation Constraint in GWh | FALSE | G | Annual | Allowances Withdrawn (n:1) | GWh | 0 | 0 | 0 | 0 | 0 | 0 | 0
RPS v5.14- SRDA (12) | 1225 | 6165 | Generation Constraint in GWh | FALSE | G | Annual | Net Emissions Allowance Position | GWh | 2104.1143 | 3053.7503 | 3177.0533 | 3208.5055 | 7895.3797 | 24341.5237 | 43732.0217
RPS v5.14- SRDA (12) | 1225 | 6165 | Generation Constraint in GWh | FALSE | G | Annual | Fuel Consumed | TBtu | 9.1463 | 10.8834 | 12.5921 | 12.5921 | 12.5921 | 12.5921 | 12.8227
RPS v5.14- SRDA (12) | 1225 | 6165 | Generation Constraint in GWh | FALSE | G | Annual | Heat Rate | MMBtu/MWh | 4.3469 | 3.564 | 3.9635 | 3.9246 | 1.5949 | 0.51731 | 0.29321
RPS v5.14- SRDA (12) | 1225 | 6165 | Generation Constraint in GWh | FALSE | G | Annual | Generation | TWh | 2.1041 | 3.0538 | 3.1771 | 3.2085 | 7.8954 | 24.3415 | 43.732
RPS v5.14- SRDA (12) | 1225 | 6165 | Generation Constraint in GWh | FALSE | G | Annual | Qualifying Generation | TWh | 2.1041 | 3.0538 | 3.1771 | 3.2085 | 7.8954 | 24.3415 | 43.732
RPS v5.14- SRDA (12) | 1225 | 6165 | Generation Constraint in GWh | FALSE | G | Annual | Rate | lb/MWh | 0 | 0 | 0 | 0 | 0 | 0 | 0
RPS v5.14- SRDA (12) | 1225 | 6165 | Generation Constraint in GWh | FALSE | G | Annual | Constraint Shadow Price | US2011$/MWh | 0 | 0 | 0 | 0 | 0 | 0 | 0
RPS v5.14- SRGW (13) | 1226 | 6166 | Generation Constraint in GWh | FALSE | G | Annual | Seasons Included | Seasons | Winter, Summer | Winter, Summer | Winter, Summer | Winter, Summer | Winter, Summer | Winter, Summer | Winter, Summer
RPS v5.14- SRGW (13) | 1226 | 6166 | Generation Constraint in GWh | FALSE | G | Annual | Standard | GWh | 7812.8292 | 10742.7103 | 13170.4493 | 16712.6227 | 17511.5234 | 18179.7341 | 18950.4441
RPS v5.14- SRGW (13) | 1226 | 6166 | Generation Constraint in GWh | FALSE | G | Annual | Emissions at Affected Plants | GWh | 7812.8293 | 12264.8813 | 13170.4493 | 16712.6227 | 17511.5234 | 18179.7341 | 18950.4441
RPS v5.14- SRGW (13) | 1226 | 6166 | Generation Constraint in GWh | FALSE | G | Annual | Allowances Purchased | GWh | 0 | 0 | 0 | 0 | 0 | 0 | 0
RPS v5.14- SRGW (13) | 1226 | 6166 | Generation Constraint in GWh | FALSE | G | Annual | Allowances Sold | GWh | 0 | 0 | 0 | 0 | 0 | 0 | 0
RPS v5.14- SRGW (13) | 1226 | 6166 | Generation Constraint in GWh | FALSE | G | Annual | Allowances Banked | GWh | 0 | 0 | 0 | 0 | 0 | 0 | 0
RPS v5.14- SRGW (13) | 1226 | 6166 | Generation Constraint in GWh | FALSE | G | Annual | Allowances Withdrawn (1:1) | GWh | 0 | 0 | 0 | 0 | 0 | 0 | 0
RPS v5.14- SRGW (13) | 1226 | 6166 | Generation Constraint in GWh | FALSE | G | Annual | Allowances Withdrawn (n:1) | GWh | 0 | 0 | 0 | 0 | 0 | 0 | 0
RPS v5.14- SRGW (13) | 1226 | 6166 | Generation Constraint in GWh | FALSE | G | Annual | Net Emissions Allowance Position | GWh | 7812.8293 | 12264.8813 | 13170.4493 | 16712.6227 | 17511.5234 | 18179.7341 | 18950.4441
RPS v5.14- SRGW (13) | 1226 | 6166 | Generation Constraint in GWh | FALSE | G | Annual | Fuel Consumed | TBtu | 46.1535 | 8.7166 | 16.2269 | 32.0581 | 32.4791 | 36.1905 | 32.5182
RPS v5.14- SRGW (13) | 1226 | 6166 | Generation Constraint in GWh | FALSE | G | Annual | Heat Rate | MMBtu/MWh | 5.9074 | 0.71069 | 1.2321 | 1.9182 | 1.8547 | 1.9907 | 1.716
RPS v5.14- SRGW (13) | 1226 | 6166 | Generation Constraint in GWh | FALSE | G | Annual | Generation | TWh | 7.8128 | 12.2649 | 13.1704 | 16.7126 | 17.5115 | 18.1797 | 18.9504
RPS v5.14- SRGW (13) | 1226 | 6166 | Generation Constraint in GWh | FALSE | G | Annual | Qualifying Generation | TWh | 7.8128 | 12.2649 | 13.1704 | 16.7126 | 17.5115 | 18.1797 | 18.9504
RPS v5.14- SRGW (13) | 1226 | 6166 | Generation Constraint in GWh | FALSE | G | Annual | Rate | lb/MWh | 0 | 0 | 0 | 0 | 0 | 0 | 0
RPS v5.14- SRGW (13) | 1226 | 6166 | Generation Constraint in GWh | FALSE | G | Annual | Constraint Shadow Price | US2011$/MWh | 178.7527 | 0 | 3.5979 | 15.1923 | 18.7762 | 13.0039 | 6.9245
RPS v5.14- SRVC (16) | 1227 | 6168 | Generation Constraint in GWh | FALSE | G | Annual | Seasons Included | Seasons | Winter, Summer | Winter, Summer | Winter, Summer | Winter, Summer | Winter, Summer | Winter, Summer | Winter, Summer
RPS v5.14- SRVC (16) | 1227 | 6168 | Generation Constraint in GWh | FALSE | G | Annual | Standard | GWh | 10597.2048 | 12872.621 | 16239.9155 | 17940.1098 | 18830.09 | 20197.6599 | 21851.0327
RPS v5.14- SRVC (16) | 1227 | 6168 | Generation Constraint in GWh | FALSE | G | Annual | Emissions at Affected Plants | GWh | 10597.2048 | 12872.621 | 16239.9155 | 17940.1098 | 18830.09 | 62613.9562 | 86212.5973
RPS v5.14- SRVC (16) | 1227 | 6168 | Generation Constraint in GWh | FALSE | G | Annual | Allowances Purchased | GWh | 0 | 0 | 0 | 0 | 0 | 0 | 0
RPS v5.14- SRVC (16) | 1227 | 6168 | Generation Constraint in GWh | FALSE | G | Annual | Allowances Sold | GWh | 0 | 0 | 0 | 0 | 0 | 0 | 0
RPS v5.14- SRVC (16) | 1227 | 6168 | Generation Constraint in GWh | FALSE | G | Annual | Allowances Banked | GWh | 0 | 0 | 0 | 0 | 0 | 0 | 0
RPS v5.14- SRVC (16) | 1227 | 6168 | Generation Constraint in GWh | FALSE | G | Annual | Allowances Withdrawn (1:1) | GWh | 0 | 0 | 0 | 0 | 0 | 0 | 0
RPS v5.14- SRVC (16) | 1227 | 6168 | Generation Constraint in GWh | FALSE | G | Annual | Allowances Withdrawn (n:1) | GWh | 0 | 0 | 0 | 0 | 0 | 0 | 0
RPS v5.14- SRVC (16) | 1227 | 6168 | Generation Constraint in GWh | FALSE | G | Annual | Net Emissions Allowance Position | GWh | 10597.2048 | 12872.621 | 16239.9155 | 17940.1098 | 18830.09 | 62613.9562 | 86212.5973
RPS v5.14- SRVC (16) | 1227 | 6168 | Generation Constraint in GWh | FALSE | G | Annual | Fuel Consumed | TBtu | 72.9363 | 94.7473 | 71.0336 | 67.6848 | 58.157 | 57.9529 | 59.7632
RPS v5.14- SRVC (16) | 1227 | 6168 | Generation Constraint in GWh | FALSE | G | Annual | Heat Rate | MMBtu/MWh | 6.8826 | 7.3604 | 4.374 | 3.7728 | 3.0885 | 0.92556 | 0.69321
RPS v5.14- SRVC (16) | 1227 | 6168 | Generation Constraint in GWh | FALSE | G | Annual | Generation | TWh | 10.5972 | 12.8726 | 16.2399 | 17.9401 | 18.8301 | 62.614 | 86.2126
RPS v5.14- SRVC (16) | 1227 | 6168 | Generation Constraint in GWh | FALSE | G | Annual | Qualifying Generation | TWh | 10.5972 | 12.8726 | 16.2399 | 17.9401 | 18.8301 | 62.614 | 86.2126
RPS v5.14- SRVC (16) | 1227 | 6168 | Generation Constraint in GWh | FALSE | G | Annual | Rate | lb/MWh | 0 | 0 | 0 | 0 | 0 | 0 | 0
RPS v5.14- SRVC (16) | 1227 | 6168 | Generation Constraint in GWh | FALSE | G | Annual | Constraint Shadow Price | US2011$/MWh | 114.1163 | 168.2802 | 17.5515 | 16.3309 | 0.34481 | 0 | 0
S A Carlson MER Rate Limit v3.1 | 1228 | 2043 | Rate Constraint in lbs/MMBtu | FALSE | L | Annual | Seasons Included | Seasons | Winter, Summer | Winter, Summer | Winter, Summer | Winter, Summer | Winter, Summer | Winter, Summer | Winter, Summer
S A Carlson MER Rate Limit v3.1 | 1228 | 2043 | Rate Constraint in lbs/MMBtu | FALSE | L | Annual | Standard | lb/MMBtu | 6e-07 | 6e-07 | 6e-07 | 6e-07 | 6e-07 | 6e-07 | 6e-07
S A Carlson MER Rate Limit v3.1 | 1228 | 2043 | Rate Constraint in lbs/MMBtu | FALSE | L | Annual | Emissions at Affected Plants MER | lbs | 0 | 0 | 0 | 0 | 0 | 0 | 0
S A Carlson MER Rate Limit v3.1 | 1228 | 2043 | Rate Constraint in lbs/MMBtu | FALSE | L | Annual | Allowances Purchased MER | lbs | 0 | 0 | 0 | 0 | 0 | 0 | 0
S A Carlson MER Rate Limit v3.1 | 1228 | 2043 | Rate Constraint in lbs/MMBtu | FALSE | L | Annual | Allowances Sold MER | lbs | 0 | 0 | 0 | 0 | 0 | 0 | 0
S A Carlson MER Rate Limit v3.1 | 1228 | 2043 | Rate Constraint in lbs/MMBtu | FALSE | L | Annual | Allowances Banked | lbs | 0 | 0 | 0 | 0 | 0 | 0 | 0
S A Carlson MER Rate Limit v3.1 | 1228 | 2043 | Rate Constraint in lbs/MMBtu | FALSE | L | Annual | Allowances Withdrawn (1:1) | lbs | 0 | 0 | 0 | 0 | 0 | 0 | 0
S A Carlson MER Rate Limit v3.1 | 1228 | 2043 | Rate Constraint in lbs/MMBtu | FALSE | L | Annual | Allowances Withdrawn (n:1) | lbs | 0 | 0 | 0 | 0 | 0 | 0 | 0
S A Carlson MER Rate Limit v3.1 | 1228 | 2043 | Rate Constraint in lbs/MMBtu | FALSE | L | Annual | Net Emissions Allowance Position | lbs | 0 | 0 | 0 | 0 | 0 | 0 | 0
S A Carlson MER Rate Limit v3.1 | 1228 | 2043 | Rate Constraint in lbs/MMBtu | FALSE | L | Annual | Fuel Consumed | TBtu | 0 | 0 | 0 | 0 | 0 | 0 | 0
S A Carlson MER Rate Limit v3.1 | 1228 | 2043 | Rate Constraint in lbs/MMBtu | FALSE | L | Annual | Rate | lb/MMBtu | 0 | 0 | 0 | 0 | 0 | 0 | 0
S A Carlson MER Rate Limit v3.1 | 1228 | 2043 | Rate Constraint in lbs/MMBtu | FALSE | L | Annual | Generation | TWh | 0 | 0 | 0 | 0 | 0 | 0 | 0
S A Carlson MER Rate Limit v3.1 | 1228 | 2043 | Rate Constraint in lbs/MMBtu | FALSE | L | Annual | Qualifying Generation | TWh | 0 | 0 | 0 | 0 | 0 | 0 | 0
S A Carlson MER Rate Limit v3.1 | 1228 | 2043 | Rate Constraint in lbs/MMBtu | FALSE | L | Annual | Rate | lb/MWh | 0 | 0 | 0 | 0 | 0 | 0 | 0
S A Carlson MER Rate Limit v3.1 | 1228 | 2043 | Rate Constraint in lbs/MMBtu | FALSE | L | Annual | Constraint Shadow Price | US2011$/Lb | 8729730.922 | 10498276.2246 | 11529300.3724 | 9852104.6403 | 11006044.5116 | 12783444.5331 | 14791732.0175
Solar Generation Cap 20% - CNAB v5.14 | 1229 | 6468 | Generation Constraint in GWh | FALSE | L | Annual | Seasons Included | Seasons | Winter, Summer | Winter, Summer | Winter, Summer | Winter, Summer | Winter, Summer | Winter, Summer | Winter, Summer
Solar Generation Cap 20% - CNAB v5.14 | 1229 | 6468 | Generation Constraint in GWh | FALSE | L | Annual | Standard | GWh | 16017.3904 | 16511.2604 | 17142.6638 | 18524.2494 | 19774.5531 | 22142.0266 | 24792.9562
Solar Generation Cap 20% - CNAB v5.14 | 1229 | 6468 | Generation Constraint in GWh | FALSE | L | Annual | Emissions at Affected Plants | GWh | 1.5438 | 1.5438 | 1.5438 | 1.5438 | 1.5438 | 1.5438 | 1.5438
Solar Generation Cap 20% - CNAB v5.14 | 1229 | 6468 | Generation Constraint in GWh | FALSE | L | Annual | Allowances Purchased | GWh | 0 | 0 | 0 | 0 | 0 | 0 | 0
Solar Generation Cap 20% - CNAB v5.14 | 1229 | 6468 | Generation Constraint in GWh | FALSE | L | Annual | Allowances Sold | GWh | 0 | 0 | 0 | 0 | 0 | 0 | 0
Solar Generation Cap 20% - CNAB v5.14 | 1229 | 6468 | Generation Constraint in GWh | FALSE | L | Annual | Allowances Banked | GWh | 0 | 0 | 0 | 0 | 0 | 0 | 0
Solar Generation Cap 20% - CNAB v5.14 | 1229 | 6468 | Generation Constraint in GWh | FALSE | L | Annual | Allowances Withdrawn (1:1) | GWh | 0 | 0 | 0 | 0 | 0 | 0 | 0
Solar Generation Cap 20% - CNAB v5.14 | 1229 | 6468 | Generation Constraint in GWh | FALSE | L | Annual | Allowances Withdrawn (n:1) | GWh | 0 | 0 | 0 | 0 | 0 | 0 | 0
Solar Generation Cap 20% - CNAB v5.14 | 1229 | 6468 | Generation Constraint in GWh | FALSE | L | Annual | Net Emissions Allowance Position | GWh | 1.5438 | 1.5438 | 1.5438 | 1.5438 | 1.5438 | 1.5438 | 1.5438
Solar Generation Cap 20% - CNAB v5.14 | 1229 | 6468 | Generation Constraint in GWh | FALSE | L | Annual | Fuel Consumed | TBtu | 0 | 0 | 0 | 0 | 0 | 0 | 0
Solar Generation Cap 20% - CNAB v5.14 | 1229 | 6468 | Generation Constraint in GWh | FALSE | L | Annual | Heat Rate | MMBtu/MWh | 0 | 0 | 0 | 0 | 0 | 0 | 0
Solar Generation Cap 20% - CNAB v5.14 | 1229 | 6468 | Generation Constraint in GWh | FALSE | L | Annual | Generation | TWh | 0.0015438 | 0.0015438 | 0.0015438 | 0.0015438 | 0.0015438 | 0.0015438 | 0.0015438
Solar Generation Cap 20% - CNAB v5.14 | 1229 | 6468 | Generation Constraint in GWh | FALSE | L | Annual | Qualifying Generation | TWh | 0.0015438 | 0.0015438 | 0.0015438 | 0.0015438 | 0.0015438 | 0.0015438 | 0.0015438
Solar Generation Cap 20% - CNAB v5.14 | 1229 | 6468 | Generation Constraint in GWh | FALSE | L | Annual | Rate | lb/MWh | 0 | 0 | 0 | 0 | 0 | 0 | 0
Solar Generation Cap 20% - CNAB v5.14 | 1229 | 6468 | Generation Constraint in GWh | FALSE | L | Annual | Constraint Shadow Price | US2011$/MWh | 0 | 0 | 0 | 0 | 0 | 0 | 0
Solar Generation Cap 20% - CNBC v5.14 | 1230 | 6469 | Generation Constraint in GWh | FALSE | L | Annual | Seasons Included | Seasons | Winter, Summer | Winter, Summer | Winter, Summer | Winter, Summer | Winter, Summer | Winter, Summer | Winter, Summer
Solar Generation Cap 20% - CNBC v5.14 | 1230 | 6469 | Generation Constraint in GWh | FALSE | L | Annual | Standard | GWh | 13585.9141 | 13810.0171 | 14092.8138 | 14679.7504 | 15352.0596 | 16793.0226 | 18369.2449
Solar Generation Cap 20% - CNBC v5.14 | 1230 | 6469 | Generation Constraint in GWh | FALSE | L | Annual | Emissions at Affected Plants | GWh | 1.9655 | 1.9655 | 1.9655 | 1.9655 | 1.9655 | 1.9655 | 1.9655
Solar Generation Cap 20% - CNBC v5.14 | 1230 | 6469 | Generation Constraint in GWh | FALSE | L | Annual | Allowances Purchased | GWh | 0 | 0 | 0 | 0 | 0 | 0 | 0
Solar Generation Cap 20% - CNBC v5.14 | 1230 | 6469 | Generation Constraint in GWh | FALSE | L | Annual | Allowances Sold | GWh | 0 | 0 | 0 | 0 | 0 | 0 | 0
Solar Generation Cap 20% - CNBC v5.14 | 1230 | 6469 | Generation Constraint in GWh | FALSE | L | Annual | Allowances Banked | GWh | 0 | 0 | 0 | 0 | 0 | 0 | 0
Solar Generation Cap 20% - CNBC v5.14 | 1230 | 6469 | Generation Constraint in GWh | FALSE | L | Annual | Allowances Withdrawn (1:1) | GWh | 0 | 0 | 0 | 0 | 0 | 0 | 0
Solar Generation Cap 20% - CNBC v5.14 | 1230 | 6469 | Generation Constraint in GWh | FALSE | L | Annual | Allowances Withdrawn (n:1) | GWh | 0 | 0 | 0 | 0 | 0 | 0 | 0
Solar Generation Cap 20% - CNBC v5.14 | 1230 | 6469 | Generation Constraint in GWh | FALSE | L | Annual | Net Emissions Allowance Position | GWh | 1.9655 | 1.9655 | 1.9655 | 1.9655 | 1.9655 | 1.9655 | 1.9655
Solar Generation Cap 20% - CNBC v5.14 | 1230 | 6469 | Generation Constraint in GWh | FALSE | L | Annual | Fuel Consumed | TBtu | 0 | 0 | 0 | 0 | 0 | 0 | 0
Solar Generation Cap 20% - CNBC v5.14 | 1230 | 6469 | Generation Constraint in GWh | FALSE | L | Annual | Heat Rate | MMBtu/MWh | 0 | 0 | 0 | 0 | 0 | 0 | 0
Solar Generation Cap 20% - CNBC v5.14 | 1230 | 6469 | Generation Constraint in GWh | FALSE | L | Annual | Generation | TWh | 0.0019655 | 0.0019655 | 0.0019655 | 0.0019655 | 0.0019655 | 0.0019655 | 0.0019655
Solar Generation Cap 20% - CNBC v5.14 | 1230 | 6469 | Generation Constraint in GWh | FALSE | L | Annual | Qualifying Generation | TWh | 0.0019655 | 0.0019655 | 0.0019655 | 0.0019655 | 0.0019655 | 0.0019655 | 0.0019655
Solar Generation Cap 20% - CNBC v5.14 | 1230 | 6469 | Generation Constraint in GWh | FALSE | L | Annual | Rate | lb/MWh | 0 | 0 | 0 | 0 | 0 | 0 | 0
Solar Generation Cap 20% - CNBC v5.14 | 1230 | 6469 | Generation Constraint in GWh | FALSE | L | Annual | Constraint Shadow Price | US2011$/MWh | 0 | 0 | 0 | 0 | 0 | 0 | 0
Solar Generation Cap 20% - CNON v5.14 | 1231 | 6475 | Generation Constraint in GWh | FALSE | L | Annual | Seasons Included | Seasons | Winter, Summer | Winter, Summer | Winter, Summer | Winter, Summer | Winter, Summer | Winter, Summer | Winter, Summer
Solar Generation Cap 20% - CNON v5.14 | 1231 | 6475 | Generation Constraint in GWh | FALSE | L | Annual | Standard | GWh | 30543.2957 | 30944.1292 | 31393.5485 | 32328.8266 | 33136.5668 | 35133.5077 | 37250.7958
Solar Generation Cap 20% - CNON v5.14 | 1231 | 6475 | Generation Constraint in GWh | FALSE | L | Annual | Emissions at Affected Plants | GWh | 2421.9481 | 2421.9481 | 2421.9481 | 2421.9481 | 2421.9481 | 2421.9481 | 2421.9481
Solar Generation Cap 20% - CNON v5.14 | 1231 | 6475 | Generation Constraint in GWh | FALSE | L | Annual | Allowances Purchased | GWh | 0 | 0 | 0 | 0 | 0 | 0 | 0
Solar Generation Cap 20% - CNON v5.14 | 1231 | 6475 | Generation Constraint in GWh | FALSE | L | Annual | Allowances Sold | GWh | 0 | 0 | 0 | 0 | 0 | 0 | 0
Solar Generation Cap 20% - CNON v5.14 | 1231 | 6475 | Generation Constraint in GWh | FALSE | L | Annual | Allowances Banked | GWh | 0 | 0 | 0 | 0 | 0 | 0 | 0
Solar Generation Cap 20% - CNON v5.14 | 1231 | 6475 | Generation Constraint in GWh | FALSE | L | Annual | Allowances Withdrawn (1:1) | GWh | 0 | 0 | 0 | 0 | 0 | 0 | 0
Solar Generation Cap 20% - CNON v5.14 | 1231 | 6475 | Generation Constraint in GWh | FALSE | L | Annual | Allowances Withdrawn (n:1) | GWh | 0 | 0 | 0 | 0 | 0 | 0 | 0
Solar Generation Cap 20% - CNON v5.14 | 1231 | 6475 | Generation Constraint in GWh | FALSE | L | Annual | Net Emissions Allowance Position | GWh | 2421.9481 | 2421.9481 | 2421.9481 | 2421.9481 | 2421.9481 | 2421.9481 | 2421.9481
Solar Generation Cap 20% - CNON v5.14 | 1231 | 6475 | Generation Constraint in GWh | FALSE | L | Annual | Fuel Consumed | TBtu | 0 | 0 | 0 | 0 | 0 | 0 | 0
Solar Generation Cap 20% - CNON v5.14 | 1231 | 6475 | Generation Constraint in GWh | FALSE | L | Annual | Heat Rate | MMBtu/MWh | 0 | 0 | 0 | 0 | 0 | 0 | 0
Solar Generation Cap 20% - CNON v5.14 | 1231 | 6475 | Generation Constraint in GWh | FALSE | L | Annual | Generation | TWh | 2.4219 | 2.4219 | 2.4219 | 2.4219 | 2.4219 | 2.4219 | 2.4219
Solar Generation Cap 20% - CNON v5.14 | 1231 | 6475 | Generation Constraint in GWh | FALSE | L | Annual | Qualifying Generation | TWh | 2.4219 | 2.4219 | 2.4219 | 2.4219 | 2.4219 | 2.4219 | 2.4219
Solar Generation Cap 20% - CNON v5.14 | 1231 | 6475 | Generation Constraint in GWh | FALSE | L | Annual | Rate | lb/MWh | 0 | 0 | 0 | 0 | 0 | 0 | 0
Solar Generation Cap 20% - CNON v5.14 | 1231 | 6475 | Generation Constraint in GWh | FALSE | L | Annual | Constraint Shadow Price | US2011$/MWh | 0 | 0 | 0 | 0 | 0 | 0 | 0
Solar Generation Cap 20% - ERC_REST v5.14 | 1232 | 6479 | Generation Constraint in GWh | FALSE | L | Annual | Seasons Included | Seasons | Winter, Summer | Winter, Summer | Winter, Summer | Winter, Summer | Winter, Summer | Winter, Summer | Winter, Summer
Solar Generation Cap 20% - ERC_REST v5.14 | 1232 | 6479 | Generation Constraint in GWh | FALSE | L | Annual | Standard | GWh | 63317.1997 | 64289.3769 | 65863.9346 | 69088.6422 | 72484.6015 | 79144.4868 | 86416.918
Solar Generation Cap 20% - ERC_REST v5.14 | 1232 | 6479 | Generation Constraint in GWh | FALSE | L | Annual | Emissions at Affected Plants | GWh | 526.8147 | 526.8147 | 659.0871 | 3225.6629 | 34832.9234 | 79144.4868 | 86416.9179
Solar Generation Cap 20% - ERC_REST v5.14 | 1232 | 6479 | Generation Constraint in GWh | FALSE | L | Annual | Allowances Purchased | GWh | 0 | 0 | 0 | 0 | 0 | 0 | 0
Solar Generation Cap 20% - ERC_REST v5.14 | 1232 | 6479 | Generation Constraint in GWh | FALSE | L | Annual | Allowances Sold | GWh | 0 | 0 | 0 | 0 | 0 | 0 | 0
Solar Generation Cap 20% - ERC_REST v5.14 | 1232 | 6479 | Generation Constraint in GWh | FALSE | L | Annual | Allowances Banked | GWh | 0 | 0 | 0 | 0 | 0 | 0 | 0
Solar Generation Cap 20% - ERC_REST v5.14 | 1232 | 6479 | Generation Constraint in GWh | FALSE | L | Annual | Allowances Withdrawn (1:1) | GWh | 0 | 0 | 0 | 0 | 0 | 0 | 0
Solar Generation Cap 20% - ERC_REST v5.14 | 1232 | 6479 | Generation Constraint in GWh | FALSE | L | Annual | Allowances Withdrawn (n:1) | GWh | 0 | 0 | 0 | 0 | 0 | 0 | 0
Solar Generation Cap 20% - ERC_REST v5.14 | 1232 | 6479 | Generation Constraint in GWh | FALSE | L | Annual | Net Emissions Allowance Position | GWh | 526.8147 | 526.8147 | 659.0871 | 3225.6629 | 34832.9234 | 79144.4868 | 86416.9179
Solar Generation Cap 20% - ERC_REST v5.14 | 1232 | 6479 | Generation Constraint in GWh | FALSE | L | Annual | Fuel Consumed | TBtu | 0 | 0 | 0 | 0 | 0 | 0 | 0
Solar Generation Cap 20% - ERC_REST v5.14 | 1232 | 6479 | Generation Constraint in GWh | FALSE | L | Annual | Heat Rate | MMBtu/MWh | 0 | 0 | 0 | 0 | 0 | 0 | 0
Solar Generation Cap 20% - ERC_REST v5.14 | 1232 | 6479 | Generation Constraint in GWh | FALSE | L | Annual | Generation | TWh | 0.52681 | 0.52681 | 0.65909 | 3.2257 | 34.8329 | 79.1445 | 86.4169
Solar Generation Cap 20% - ERC_REST v5.14 | 1232 | 6479 | Generation Constraint in GWh | FALSE | L | Annual | Qualifying Generation | TWh | 0.52681 | 0.52681 | 0.65909 | 3.2257 | 34.8329 | 79.1445 | 86.4169
Solar Generation Cap 20% - ERC_REST v5.14 | 1232 | 6479 | Generation Constraint in GWh | FALSE | L | Annual | Rate | lb/MWh | 0 | 0 | 0 | 0 | 0 | 0 | 0
Solar Generation Cap 20% - ERC_REST v5.14 | 1232 | 6479 | Generation Constraint in GWh | FALSE | L | Annual | Constraint Shadow Price | US2011$/MWh | 0 | 0 | 0 | 0 | 0 | 6.3549 | 11.427
Solar Generation Cap 20% - ERC_WEST v5.14 | 1233 | 6480 | Generation Constraint in GWh | FALSE | L | Annual | Seasons Included | Seasons | Winter, Summer | Winter, Summer | Winter, Summer | Winter, Summer | Winter, Summer | Winter, Summer | Winter, Summer
Solar Generation Cap 20% - ERC_WEST v5.14 | 1233 | 6480 | Generation Constraint in GWh | FALSE | L | Annual | Standard | GWh | 5025.407 | 5102.6439 | 5227.7383 | 5483.9327 | 5753.7326 | 6282.8426 | 6860.6178
Solar Generation Cap 20% - ERC_WEST v5.14 | 1233 | 6480 | Generation Constraint in GWh | FALSE | L | Annual | Emissions at Affected Plants | GWh | 124.2148 | 124.2148 | 129.3709 | 229.4184 | 336.0738 | 403.9236 | 430.4987
Solar Generation Cap 20% - ERC_WEST v5.14 | 1233 | 6480 | Generation Constraint in GWh | FALSE | L | Annual | Allowances Purchased | GWh | 0 | 0 | 0 | 0 | 0 | 0 | 0
Solar Generation Cap 20% - ERC_WEST v5.14 | 1233 | 6480 | Generation Constraint in GWh | FALSE | L | Annual | Allowances Sold | GWh | 0 | 0 | 0 | 0 | 0 | 0 | 0
Solar Generation Cap 20% - ERC_WEST v5.14 | 1233 | 6480 | Generation Constraint in GWh | FALSE | L | Annual | Allowances Banked | GWh | 0 | 0 | 0 | 0 | 0 | 0 | 0
Solar Generation Cap 20% - ERC_WEST v5.14 | 1233 | 6480 | Generation Constraint in GWh | FALSE | L | Annual | Allowances Withdrawn (1:1) | GWh | 0 | 0 | 0 | 0 | 0 | 0 | 0
Solar Generation Cap 20% - ERC_WEST v5.14 | 1233 | 6480 | Generation Constraint in GWh | FALSE | L | Annual | Allowances Withdrawn (n:1) | GWh | 0 | 0 | 0 | 0 | 0 | 0 | 0
Solar Generation Cap 20% - ERC_WEST v5.14 | 1233 | 6480 | Generation Constraint in GWh | FALSE | L | Annual | Net Emissions Allowance Position | GWh | 124.2148 | 124.2148 | 129.3709 | 229.4184 | 336.0738 | 403.9236 | 430.4987
Solar Generation Cap 20% - ERC_WEST v5.14 | 1233 | 6480 | Generation Constraint in GWh | FALSE | L | Annual | Fuel Consumed | TBtu | 0 | 0 | 0 | 0 | 0 | 0 | 0
Solar Generation Cap 20% - ERC_WEST v5.14 | 1233 | 6480 | Generation Constraint in GWh | FALSE | L | Annual | Heat Rate | MMBtu/MWh | 0 | 0 | 0 | 0 | 0 | 0 | 0
Solar Generation Cap 20% - ERC_WEST v5.14 | 1233 | 6480 | Generation Constraint in GWh | FALSE | L | Annual | Generation | TWh | 0.12421 | 0.12421 | 0.12937 | 0.22942 | 0.33607 | 0.40392 | 0.4305
Solar Generation Cap 20% - ERC_WEST v5.14 | 1233 | 6480 | Generation Constraint in GWh | FALSE | L | Annual | Qualifying Generation | TWh | 0.12421 | 0.12421 | 0.12937 | 0.22942 | 0.33607 | 0.40392 | 0.4305
Solar Generation Cap 20% - ERC_WEST v5.14 | 1233 | 6480 | Generation Constraint in GWh | FALSE | L | Annual | Rate | lb/MWh | 0 | 0 | 0 | 0 | 0 | 0 | 0
Solar Generation Cap 20% - ERC_WEST v5.14 | 1233 | 6480 | Generation Constraint in GWh | FALSE | L | Annual | Constraint Shadow Price | US2011$/MWh | 0 | 0 | 0 | 0 | 0 | 0 | 0
Solar Generation Cap 20% - FRCC v5.14 | 1234 | 6481 | Generation Constraint in GWh | FALSE | L | Annual | Seasons Included | Seasons | Winter, Summer | Winter, Summer | Winter, Summer | Winter, Summer | Winter, Summer | Winter, Summer | Winter, Summer
Solar Generation Cap 20% - FRCC v5.14 | 1234 | 6481 | Generation Constraint in GWh | FALSE | L | Annual | Standard | GWh | 46758.9772 | 47573.9554 | 48100.2858 | 49768.1204 | 52059.8684 | 56739.7208 | 61840.2704
Solar Generation Cap 20% - FRCC v5.14 | 1234 | 6481 | Generation Constraint in GWh | FALSE | L | Annual | Emissions at Affected Plants | GWh | 306.2774 | 306.2774 | 385.5375 | 2148.7373 | 4105.5733 | 29268.9807 | 61840.2704
Solar Generation Cap 20% - FRCC v5.14 | 1234 | 6481 | Generation Constraint in GWh | FALSE | L | Annual | Allowances Purchased | GWh | 0 | 0 | 0 | 0 | 0 | 0 | 0
Solar Generation Cap 20% - FRCC v5.14 | 1234 | 6481 | Generation Constraint in GWh | FALSE | L | Annual | Allowances Sold | GWh | 0 | 0 | 0 | 0 | 0 | 0 | 0
Solar Generation Cap 20% - FRCC v5.14 | 1234 | 6481 | Generation Constraint in GWh | FALSE | L | Annual | Allowances Banked | GWh | 0 | 0 | 0 | 0 | 0 | 0 | 0
Solar Generation Cap 20% - FRCC v5.14 | 1234 | 6481 | Generation Constraint in GWh | FALSE | L | Annual | Allowances Withdrawn (1:1) | GWh | 0 | 0 | 0 | 0 | 0 | 0 | 0
Solar Generation Cap 20% - FRCC v5.14 | 1234 | 6481 | Generation Constraint in GWh | FALSE | L | Annual | Allowances Withdrawn (n:1) | GWh | 0 | 0 | 0 | 0 | 0 | 0 | 0
Solar Generation Cap 20% - FRCC v5.14 | 1234 | 6481 | Generation Constraint in GWh | FALSE | L | Annual | Net Emissions Allowance Position | GWh | 306.2774 | 306.2774 | 385.5375 | 2148.7373 | 4105.5733 | 29268.9807 | 61840.2704
Solar Generation Cap 20% - FRCC v5.14 | 1234 | 6481 | Generation Constraint in GWh | FALSE | L | Annual | Fuel Consumed | TBtu | 0 | 0 | 0 | 0 | 0 | 0 | 0
Solar Generation Cap 20% - FRCC v5.14 | 1234 | 6481 | Generation Constraint in GWh | FALSE | L | Annual | Heat Rate | MMBtu/MWh | 0 | 0 | 0 | 0 | 0 | 0 | 0
Solar Generation Cap 20% - FRCC v5.14 | 1234 | 6481 | Generation Constraint in GWh | FALSE | L | Annual | Generation | TWh | 0.30628 | 0.30628 | 0.38554 | 2.1487 | 4.1056 | 29.269 | 61.8403
Solar Generation Cap 20% - FRCC v5.14 | 1234 | 6481 | Generation Constraint in GWh | FALSE | L | Annual | Qualifying Generation | TWh | 0.30628 | 0.30628 | 0.38554 | 2.1487 | 4.1056 | 29.269 | 61.8403
Solar Generation Cap 20% - FRCC v5.14 | 1234 | 6481 | Generation Constraint in GWh | FALSE | L | Annual | Rate | lb/MWh | 0 | 0 | 0 | 0 | 0 | 0 | 0
Solar Generation Cap 20% - FRCC v5.14 | 1234 | 6481 | Generation Constraint in GWh | FALSE | L | Annual | Constraint Shadow Price | US2011$/MWh | 0 | 0 | 0 | 0 | 0 | 0 | 5.2582
Solar Generation Cap 20% - MAP_WAUE v5.14 | 1235 | 6482 | Generation Constraint in GWh | FALSE | L | Annual | Seasons Included | Seasons | Winter, Summer | Winter, Summer | Winter, Summer | Winter, Summer | Winter, Summer | Winter, Summer | Winter, Summer
Solar Generation Cap 20% - MAP_WAUE v5.14 | 1235 | 6482 | Generation Constraint in GWh | FALSE | L | Annual | Standard | GWh | 4483.4478 | 4605.1404 | 4663.8206 | 4824.6377 | 4920.5226 | 5128.4448 | 5345.1548
Solar Generation Cap 20% - MAP_WAUE v5.14 | 1235 | 6482 | Generation Constraint in GWh | FALSE | L | Annual | Emissions at Affected Plants | GWh | 0 | 0 | 3.9807 | 53.5519 | 105.3259 | 134.5506 | 140.8262
Solar Generation Cap 20% - MAP_WAUE v5.14 | 1235 | 6482 | Generation Constraint in GWh | FALSE | L | Annual | Allowances Purchased | GWh | 0 | 0 | 0 | 0 | 0 | 0 | 0
Solar Generation Cap 20% - MAP_WAUE v5.14 | 1235 | 6482 | Generation Constraint in GWh | FALSE | L | Annual | Allowances Sold | GWh | 0 | 0 | 0 | 0 | 0 | 0 | 0
Solar Generation Cap 20% - MAP_WAUE v5.14 | 1235 | 6482 | Generation Constraint in GWh | FALSE | L | Annual | Allowances Banked | GWh | 0 | 0 | 0 | 0 | 0 | 0 | 0
Solar Generation Cap 20% - MAP_WAUE v5.14 | 1235 | 6482 | Generation Constraint in GWh | FALSE | L | Annual | Allowances Withdrawn (1:1) | GWh | 0 | 0 | 0 | 0 | 0 | 0 | 0
Solar Generation Cap 20% - MAP_WAUE v5.14 | 1235 | 6482 | Generation Constraint in GWh | FALSE | L | Annual | Allowances Withdrawn (n:1) | GWh | 0 | 0 | 0 | 0 | 0 | 0 | 0
Solar Generation Cap 20% - MAP_WAUE v5.14 | 1235 | 6482 | Generation Constraint in GWh | FALSE | L | Annual | Net Emissions Allowance Position | GWh | 0 | 0 | 3.9807 | 53.5519 | 105.3259 | 134.5506 | 140.8262
Solar Generation Cap 20% - MAP_WAUE v5.14 | 1235 | 6482 | Generation Constraint in GWh | FALSE | L | Annual | Fuel Consumed | TBtu | 0 | 0 | 0 | 0 | 0 | 0 | 0
Solar Generation Cap 20% - MAP_WAUE v5.14 | 1235 | 6482 | Generation Constraint in GWh | FALSE | L | Annual | Heat Rate | MMBtu/MWh | 0 | 0 | 0 | 0 | 0 | 0 | 0
Solar Generation Cap 20% - MAP_WAUE v5.14 | 1235 | 6482 | Generation Constraint in GWh | FALSE | L | Annual | Generation | TWh | 0 | 0 | 0.0039807 | 0.053552 | 0.10533 | 0.13455 | 0.14083
Solar Generation Cap 20% - MAP_WAUE v5.14 | 1235 | 6482 | Generation Constraint in GWh | FALSE | L | Annual | Qualifying Generation | TWh | 0 | 0 | 0.0039807 | 0.053552 | 0.10533 | 0.13455 | 0.14083
Solar Generation Cap 20% - MAP_WAUE v5.14 | 1235 | 6482 | Generation Constraint in GWh | FALSE | L | Annual | Rate | lb/MWh | 0 | 0 | 0 | 0 | 0 | 0 | 0
Solar Generation Cap 20% - MAP_WAUE v5.14 | 1235 | 6482 | Generation Constraint in GWh | FALSE | L | Annual | Constraint Shadow Price | US2011$/MWh | 0 | 0 | 0 | 0 | 0 | 0 | 0
Solar Generation Cap 20% - MIS_IA v5.14 | 1236 | 6483 | Generation Constraint in GWh | FALSE | L | Annual | Seasons Included | Seasons | Winter, Summer | Winter, Summer | Winter, Summer | Winter, Summer | Winter, Summer | Winter, Summer | Winter, Summer
Solar Generation Cap 20% - MIS_IA v5.14 | 1236 | 6483 | Generation Constraint in GWh | FALSE | L | Annual | Standard | GWh | 4251.1446 | 4366.5304 | 4422.1696 | 4574.6523 | 4665.568 | 4862.7146 | 5068.1936
Solar Generation Cap 20% - MIS_IA v5.14 | 1236 | 6483 | Generation Constraint in GWh | FALSE | L | Annual | Emissions at Affected Plants | GWh | 0 | 0 | 33.8115 | 200.4162 | 296.8828 | 341.0194 | 357.1235
Solar Generation Cap 20% - MIS_IA v5.14 | 1236 | 6483 | Generation Constraint in GWh | FALSE | L | Annual | Allowances Purchased | GWh | 0 | 0 | 0 | 0 | 0 | 0 | 0
Solar Generation Cap 20% - MIS_IA v5.14 | 1236 | 6483 | Generation Constraint in GWh | FALSE | L | Annual | Allowances Sold | GWh | 0 | 0 | 0 | 0 | 0 | 0 | 0
Solar Generation Cap 20% - MIS_IA v5.14 | 1236 | 6483 | Generation Constraint in GWh | FALSE | L | Annual | Allowances Banked | GWh | 0 | 0 | 0 | 0 | 0 | 0 | 0
Solar Generation Cap 20% - MIS_IA v5.14 | 1236 | 6483 | Generation Constraint in GWh | FALSE | L | Annual | Allowances Withdrawn (1:1) | GWh | 0 | 0 | 0 | 0 | 0 | 0 | 0
Solar Generation Cap 20% - MIS_IA v5.14 | 1236 | 6483 | Generation Constraint in GWh | FALSE | L | Annual | Allowances Withdrawn (n:1) | GWh | 0 | 0 | 0 | 0 | 0 | 0 | 0
Solar Generation Cap 20% - MIS_IA v5.14 | 1236 | 6483 | Generation Constraint in GWh | FALSE | L | Annual | Net Emissions Allowance Position | GWh | 0 | 0 | 33.8115 | 200.4162 | 296.8828 | 341.0194 | 357.1235
Solar Generation Cap 20% - MIS_IA v5.14 | 1236 | 6483 | Generation Constraint in GWh | FALSE | L | Annual | Fuel Consumed | TBtu | 0 | 0 | 0 | 0 | 0 | 0 | 0
Solar Generation Cap 20% - MIS_IA v5.14 | 1236 | 6483 | Generation Constraint in GWh | FALSE | L | Annual | Heat Rate | MMBtu/MWh | 0 | 0 | 0 | 0 | 0 | 0 | 0
Solar Generation Cap 20% - MIS_IA v5.14 | 1236 | 6483 | Generation Constraint in GWh | FALSE | L | Annual | Generation | TWh | 0 | 0 | 0.033811 | 0.20042 | 0.29688 | 0.34102 | 0.35712
Solar Generation Cap 20% - MIS_IA v5.14 | 1236 | 6483 | Generation Constraint in GWh | FALSE | L | Annual | Qualifying Generation | TWh | 0 | 0 | 0.033811 | 0.20042 | 0.29688 | 0.34102 | 0.35712
Solar Generation Cap 20% - MIS_IA v5.14 | 1236 | 6483 | Generation Constraint in GWh | FALSE | L | Annual | Rate | lb/MWh | 0 | 0 | 0 | 0 | 0 | 0 | 0
Solar Generation Cap 20% - MIS_IA v5.14 | 1236 | 6483 | Generation Constraint in GWh | FALSE | L | Annual | Constraint Shadow Price | US2011$/MWh | 0 | 0 | 0 | 0 | 0 | 0 | 0
Solar Generation Cap 20% - MIS_IL v5.14 | 1237 | 6484 | Generation Constraint in GWh | FALSE | L | Annual | Seasons Included | Seasons | Winter, Summer | Winter, Summer | Winter, Summer | Winter, Summer | Winter, Summer | Winter, Summer | Winter, Summer
Solar Generation Cap 20% - MIS_IL v5.14 | 1237 | 6484 | Generation Constraint in GWh | FALSE | L | Annual | Standard | GWh | 11523.3521 | 11749.0943 | 11842.0109 | 12148.0796 | 12386.934 | 12893.2818 | 13420.3295
Solar Generation Cap 20% - MIS_IL v5.14 | 1237 | 6484 | Generation Constraint in GWh | FALSE | L | Annual | Emissions at Affected Plants | GWh | 0 | 0 | 79.2819 | 468.1113 | 689.3745 | 779.1377 | 804.0576
Solar Generation Cap 20% - MIS_IL v5.14 | 1237 | 6484 | Generation Constraint in GWh | FALSE | L | Annual | Allowances Purchased | GWh | 0 | 0 | 0 | 0 | 0 | 0 | 0
Solar Generation Cap 20% - MIS_IL v5.14 | 1237 | 6484 | Generation Constraint in GWh | FALSE | L | Annual | Allowances Sold | GWh | 0 | 0 | 0 | 0 | 0 | 0 | 0
Solar Generation Cap 20% - MIS_IL v5.14 | 1237 | 6484 | Generation Constraint in GWh | FALSE | L | Annual | Allowances Banked | GWh | 0 | 0 | 0 | 0 | 0 | 0 | 0
Solar Generation Cap 20% - MIS_IL v5.14 | 1237 | 6484 | Generation Constraint in GWh | FALSE | L | Annual | Allowances Withdrawn (1:1) | GWh | 0 | 0 | 0 | 0 | 0 | 0 | 0
Solar Generation Cap 20% - MIS_IL v5.14 | 1237 | 6484 | Generation Constraint in GWh | FALSE | L | Annual | Allowances Withdrawn (n:1) | GWh | 0 | 0 | 0 | 0 | 0 | 0 | 0
Solar Generation Cap 20% - MIS_IL v5.14 | 1237 | 6484 | Generation Constraint in GWh | FALSE | L | Annual | Net Emissions Allowance Position | GWh | 0 | 0 | 79.2819 | 468.1113 | 689.3745 | 779.1377 | 804.0576
Solar Generation Cap 20% - MIS_IL v5.14 | 1237 | 6484 | Generation Constraint in GWh | FALSE | L | Annual | Fuel Consumed | TBtu | 0 | 0 | 0 | 0 | 0 | 0 | 0
Solar Generation Cap 20% - MIS_IL v5.14 | 1237 | 6484 | Generation Constraint in GWh | FALSE | L | Annual | Heat Rate | MMBtu/MWh | 0 | 0 | 0 | 0 | 0 | 0 | 0
Solar Generation Cap 20% - MIS_IL v5.14 | 1237 | 6484 | Generation Constraint in GWh | FALSE | L | Annual | Generation | TWh | 0 | 0 | 0.079282 | 0.46811 | 0.68937 | 0.77914 | 0.80406
Solar Generation Cap 20% - MIS_IL v5.14 | 1237 | 6484 | Generation Constraint in GWh | FALSE | L | Annual | Qualifying Generation | TWh | 0 | 0 | 0.079282 | 0.46811 | 0.68937 | 0.77914 | 0.80406
Solar Generation Cap 20% - MIS_IL v5.14 | 1237 | 6484 | Generation Constraint in GWh | FALSE | L | Annual | Rate | lb/MWh | 0 | 0 | 0 | 0 | 0 | 0 | 0
Solar Generation Cap 20% - MIS_IL v5.14 | 1237 | 6484 | Generation Constraint in GWh | FALSE | L | Annual | Constraint Shadow Price | US2011$/MWh | 0 | 0 | 0 | 0 | 0 | 0 | 0
Solar Generation Cap 20% - MIS_INKY v5.14 | 1238 | 6485 | Generation Constraint in GWh | FALSE | L | Annual | Seasons Included | Seasons | Winter, Summer | Winter, Summer | Winter, Summer | Winter, Summer | Winter, Summer | Winter, Summer | Winter, Summer
Solar Generation Cap 20% - MIS_INKY v5.14 | 1238 | 6485 | Generation Constraint in GWh | FALSE | L | Annual | Standard | GWh | 19515.2931 | 20015.4256 | 20209.8308 | 20749.0544 | 21119.4872 | 21823.4749 | 22550.9302
Solar Generation Cap 20% - MIS_INKY v5.14 | 1238 | 6485 | Generation Constraint in GWh | FALSE | L | Annual | Emissions at Affected Plants | GWh | 187.1202 | 187.1202 | 353.9571 | 1314.1726 | 1909.5761 | 2173.0308 | 2251.4449
Solar Generation Cap 20% - MIS_INKY v5.14 | 1238 | 6485 | Generation Constraint in GWh | FALSE | L | Annual | Allowances Purchased | GWh | 0 | 0 | 0 | 0 | 0 | 0 | 0
Solar Generation Cap 20% - MIS_INKY v5.14 | 1238 | 6485 | Generation Constraint in GWh | FALSE | L | Annual | Allowances Sold | GWh | 0 | 0 | 0 | 0 | 0 | 0 | 0
Solar Generation Cap 20% - MIS_INKY v5.14 | 1238 | 6485 | Generation Constraint in GWh | FALSE | L | Annual | Allowances Banked | GWh | 0 | 0 | 0 | 0 | 0 | 0 | 0
Solar Generation Cap 20% - MIS_INKY v5.14 | 1238 | 6485 | Generation Constraint in GWh | FALSE | L | Annual | Allowances Withdrawn (1:1) | GWh | 0 | 0 | 0 | 0 | 0 | 0 | 0
Solar Generation Cap 20% - MIS_INKY v5.14 | 1238 | 6485 | Generation Constraint in GWh | FALSE | L | Annual | Allowances Withdrawn (n:1) | GWh | 0 | 0 | 0 | 0 | 0 | 0 | 0
Solar Generation Cap 20% - MIS_INKY v5.14 | 1238 | 6485 | Generation Constraint in GWh | FALSE | L | Annual | Net Emissions Allowance Position | GWh | 187.1202 | 187.1202 | 353.9571 | 1314.1726 | 1909.5761 | 2173.0308 | 2251.4449
Solar Generation Cap 20% - MIS_INKY v5.14 | 1238 | 6485 | Generation Constraint in GWh | FALSE | L | Annual | Fuel Consumed | TBtu | 0 | 0 | 0 | 0 | 0 | 0 | 0
Solar Generation Cap 20% - MIS_INKY v5.14 | 1238 | 6485 | Generation Constraint in GWh | FALSE | L | Annual | Heat Rate | MMBtu/MWh | 0 | 0 | 0 | 0 | 0 | 0 | 0
Solar Generation Cap 20% - MIS_INKY v5.14 | 1238 | 6485 | Generation Constraint in GWh | FALSE | L | Annual | Generation | TWh | 0.18712 | 0.18712 | 0.35396 | 1.3142 | 1.9096 | 2.173 | 2.2514
Solar Generation Cap 20% - MIS_INKY v5.14 | 1238 | 6485 | Generation Constraint in GWh | FALSE | L | Annual | Qualifying Generation | TWh | 0.18712 | 0.18712 | 0.35396 | 1.3142 | 1.9096 | 2.173 | 2.2514
Solar Generation Cap 20% - MIS_INKY v5.14 | 1238 | 6485 | Generation Constraint in GWh | FALSE | L | Annual | Rate | lb/MWh | 0 | 0 | 0 | 0 | 0 | 0 | 0
Solar Generation Cap 20% - MIS_INKY v5.14 | 1238 | 6485 | Generation Constraint in GWh | FALSE | L | Annual | Constraint Shadow Price | US2011$/MWh | 0 | 0 | 0 | 0 | 0 | 0 | 0
Solar Generation Cap 20% - MIS_LMI v5.14 | 1239 | 6486 | Generation Constraint in GWh | FALSE | L | Annual | Seasons Included | Seasons | Winter, Summer | Winter, Summer | Winter, Summer | Winter, Summer | Winter, Summer | Winter, Summer | Winter, Summer
Solar Generation Cap 20% - MIS_LMI v5.14 | 1239 | 6486 | Generation Constraint in GWh | FALSE | L | Annual | Standard | GWh | 20670.136 | 21026.7554 | 21114.8764 | 21509.4274 | 21828.8686 | 22495.4062 | 23182.2972
Solar Generation Cap 20% - MIS_LMI v5.14 | 1239 | 6486 | Generation Constraint in GWh | FALSE | L | Annual | Emissions at Affected Plants | GWh | 1.9655 | 1.9655 | 214.501 | 1253.9418 | 1840.8371 | 2066.7817 | 2124.4271
Solar Generation Cap 20% - MIS_LMI v5.14 | 1239 | 6486 | Generation Constraint in GWh | FALSE | L | Annual | Allowances Purchased | GWh | 0 | 0 | 0 | 0 | 0 | 0 | 0
Solar Generation Cap 20% - MIS_LMI v5.14 | 1239 | 6486 | Generation Constraint in GWh | FALSE | L | Annual | Allowances Sold | GWh | 0 | 0 | 0 | 0 | 0 | 0 | 0
Solar Generation Cap 20% - MIS_LMI v5.14 | 1239 | 6486 | Generation Constraint in GWh | FALSE | L | Annual | Allowances Banked | GWh | 0 | 0 | 0 | 0 | 0 | 0 | 0
Solar Generation Cap 20% - MIS_LMI v5.14 | 1239 | 6486 | Generation Constraint in GWh | FALSE | L | Annual | Allowances Withdrawn (1:1) | GWh | 0 | 0 | 0 | 0 | 0 | 0 | 0
Solar Generation Cap 20% - MIS_LMI v5.14 | 1239 | 6486 | Generation Constraint in GWh | FALSE | L | Annual | Allowances Withdrawn (n:1) | GWh | 0 | 0 | 0 | 0 | 0 | 0 | 0
Solar Generation Cap 20% - MIS_LMI v5.14 | 1239 | 6486 | Generation Constraint in GWh | FALSE | L | Annual | Net Emissions Allowance Position | GWh | 1.9655 | 1.9655 | 214.501 | 1253.9418 | 1840.8371 | 2066.7817 | 2124.4271
Solar Generation Cap 20% - MIS_LMI v5.14 | 1239 | 6486 | Generation Constraint in GWh | FALSE | L | Annual | Fuel Consumed | TBtu | 0 | 0 | 0 | 0 | 0 | 0 | 0
Solar Generation Cap 20% - MIS_LMI v5.14 | 1239 | 6486 | Generation Constraint in GWh | FALSE | L | Annual | Heat Rate | MMBtu/MWh | 0 | 0 | 0 | 0 | 0 | 0 | 0
Solar Generation Cap 20% - MIS_LMI v5.14 | 1239 | 6486 | Generation Constraint in GWh | FALSE | L | Annual | Generation | TWh | 0.0019655 | 0.0019655 | 0.2145 | 1.2539 | 1.8408 | 2.0668 | 2.1244
Solar Generation Cap 20% - MIS_LMI v5.14 | 1239 | 6486 | Generation Constraint in GWh | FALSE | L | Annual | Qualifying Generation | TWh | 0.0019655 | 0.0019655 | 0.2145 | 1.2539 | 1.8408 | 2.0668 | 2.1244
Solar Generation Cap 20% - MIS_LMI v5.14 | 1239 | 6486 | Generation Constraint in GWh | FALSE | L | Annual | Rate | lb/MWh | 0 | 0 | 0 | 0 | 0 | 0 | 0
Solar Generation Cap 20% - MIS_LMI v5.14 | 1239 | 6486 | Generation Constraint in GWh | FALSE | L | Annual | Constraint Shadow Price | US2011$/MWh | 0 | 0 | 0 | 0 | 0 | 0 | 0
Solar Generation Cap 20% - MIS_MAPP v5.14 | 1240 | 6487 | Generation Constraint in GWh | FALSE | L | Annual | Seasons Included | Seasons | Winter, Summer | Winter, Summer | Winter, Summer | Winter, Summer | Winter, Summer | Winter, Summer | Winter, Summer
Solar Generation Cap 20% - MIS_MAPP v5.14 | 1240 | 6487 | Generation Constraint in GWh | FALSE | L | Annual | Standard | GWh | 1644.0625 | 1688.6694 | 1710.179 | 1769.1272 | 1804.2743 | 1880.4892 | 1959.9252
Solar Generation Cap 20% - MIS_MAPP v5.14 | 1240 | 6487 | Generation Constraint in GWh | FALSE | L | Annual | Emissions at Affected Plants | GWh | 0 | 0 | 3.161 | 149.6424 | 339.1145 | 451.9591 | 473.4346
Solar Generation Cap 20% - MIS_MAPP v5.14 | 1240 | 6487 | Generation Constraint in GWh | FALSE | L | Annual | Allowances Purchased | GWh | 0 | 0 | 0 | 0 | 0 | 0 | 0
Solar Generation Cap 20% - MIS_MAPP v5.14 | 1240 | 6487 | Generation Constraint in GWh | FALSE | L | Annual | Allowances Sold | GWh | 0 | 0 | 0 | 0 | 0 | 0 | 0
Solar Generation Cap 20% - MIS_MAPP v5.14 | 1240 | 6487 | Generation Constraint in GWh | FALSE | L | Annual | Allowances Banked | GWh | 0 | 0 | 0 | 0 | 0 | 0 | 0
Solar Generation Cap 20% - MIS_MAPP v5.14 | 1240 | 6487 | Generation Constraint in GWh | FALSE | L | Annual | Allowances Withdrawn (1:1) | GWh | 0 | 0 | 0 | 0 | 0 | 0 | 0
Solar Generation Cap 20% - MIS_MAPP v5.14 | 1240 | 6487 | Generation Constraint in GWh | FALSE | L | Annual | Allowances Withdrawn (n:1) | GWh | 0 | 0 | 0 | 0 | 0 | 0 | 0
Solar Generation Cap 20% - MIS_MAPP v5.14 | 1240 | 6487 | Generation Constraint in GWh | FALSE | L | Annual | Net Emissions Allowance Position | GWh | 0 | 0 | 3.161 | 149.6424 | 339.1145 | 451.9591 | 473.4346
Solar Generation Cap 20% - MIS_MAPP v5.14 | 1240 | 6487 | Generation Constraint in GWh | FALSE | L | Annual | Fuel Consumed | TBtu | 0 | 0 | 0 | 0 | 0 | 0 | 0
Solar Generation Cap 20% - MIS_MAPP v5.14 | 1240 | 6487 | Generation Constraint in GWh | FALSE | L | Annual | Heat Rate | MMBtu/MWh | 0 | 0 | 0 | 0 | 0 | 0 | 0
Solar Generation Cap 20% - MIS_MAPP v5.14 | 1240 | 6487 | Generation Constraint in GWh | FALSE | L | Annual | Generation | TWh | 0 | 0 | 0.003161 | 0.14964 | 0.33911 | 0.45196 | 0.47343
Solar Generation Cap 20% - MIS_MAPP v5.14 | 1240 | 6487 | Generation Constraint in GWh | FALSE | L | Annual | Qualifying Generation | TWh | 0 | 0 | 0.003161 | 0.14964 | 0.33911 | 0.45196 | 0.47343
Solar Generation Cap 20% - MIS_MAPP v5.14 | 1240 | 6487 | Generation Constraint in GWh | FALSE | L | Annual | Rate | lb/MWh | 0 | 0 | 0 | 0 | 0 | 0 | 0
Solar Generation Cap 20% - MIS_MAPP v5.14 | 1240 | 6487 | Generation Constraint in GWh | FALSE | L | Annual | Constraint Shadow Price | US2011$/MWh | 0 | 0 | 0 | 0 | 0 | 0 | 0
Solar Generation Cap 20% - MIS_MIDA v5.14 | 1241 | 6488 | Generation Constraint in GWh | FALSE | L | Annual | Seasons Included | Seasons | Winter, Summer | Winter, Summer | Winter, Summer | Winter, Summer | Winter, Summer | Winter, Summer | Winter, Summer
Solar Generation Cap 20% - MIS_MIDA v5.14 | 1241 | 6488 | Generation Constraint in GWh | FALSE | L | Annual | Standard | GWh | 5842.4535 | 6001.0413 | 6077.5124 | 6287.0867 | 6412.0423 | 6683.0032 | 6965.4162
Solar Generation Cap 20% - MIS_MIDA v5.14 | 1241 | 6488 | Generation Constraint in GWh | FALSE | L | Annual | Emissions at Affected Plants | GWh | 0 | 0 | 73.0177 | 432.7389 | 640.8893 | 735.7319 | 770.0669
Solar Generation Cap 20% - MIS_MIDA v5.14 | 1241 | 6488 | Generation Constraint in GWh | FALSE | L | Annual | Allowances Purchased | GWh | 0 | 0 | 0 | 0 | 0 | 0 | 0
Solar Generation Cap 20% - MIS_MIDA v5.14 | 1241 | 6488 | Generation Constraint in GWh | FALSE | L | Annual | Allowances Sold | GWh | 0 | 0 | 0 | 0 | 0 | 0 | 0
Solar Generation Cap 20% - MIS_MIDA v5.14 | 1241 | 6488 | Generation Constraint in GWh | FALSE | L | Annual | Allowances Banked | GWh | 0 | 0 | 0 | 0 | 0 | 0 | 0
Solar Generation Cap 20% - MIS_MIDA v5.14 | 1241 | 6488 | Generation Constraint in GWh | FALSE | L | Annual | Allowances Withdrawn (1:1) | GWh | 0 | 0 | 0 | 0 | 0 | 0 | 0
Solar Generation Cap 20% - MIS_MIDA v5.14 | 1241 | 6488 | Generation Constraint in GWh | FALSE | L | Annual | Allowances Withdrawn (n:1) | GWh | 0 | 0 | 0 | 0 | 0 | 0 | 0
Solar Generation Cap 20% - MIS_MIDA v5.14 | 1241 | 6488 | Generation Constraint in GWh | FALSE | L | Annual | Net Emissions Allowance Position | GWh | 0 | 0 | 73.0177 | 432.7389 | 640.8893 | 735.7319 | 770.0669
Solar Generation Cap 20% - MIS_MIDA v5.14 | 1241 | 6488 | Generation Constraint in GWh | FALSE | L | Annual | Fuel Consumed | TBtu | 0 | 0 | 0 | 0 | 0 | 0 | 0
Solar Generation Cap 20% - MIS_MIDA v5.14 | 1241 | 6488 | Generation Constraint in GWh | FALSE | L | Annual | Heat Rate | MMBtu/MWh | 0 | 0 | 0 | 0 | 0 | 0 | 0
Solar Generation Cap 20% - MIS_MIDA v5.14 | 1241 | 6488 | Generation Constraint in GWh | FALSE | L | Annual | Generation | TWh | 0 | 0 | 0.073018 | 0.43274 | 0.64089 | 0.73573 | 0.77007
Solar Generation Cap 20% - MIS_MIDA v5.14 | 1241 | 6488 | Generation Constraint in GWh | FALSE | L | Annual | Qualifying Generation | TWh | 0 | 0 | 0.073018 | 0.43274 | 0.64089 | 0.73573 | 0.77007
Solar Generation Cap 20% - MIS_MIDA v5.14 | 1241 | 6488 | Generation Constraint in GWh | FALSE | L | Annual | Rate | lb/MWh | 0 | 0 | 0 | 0 | 0 | 0 | 0
Solar Generation Cap 20% - MIS_MIDA v5.14 | 1241 | 6488 | Generation Constraint in GWh | FALSE | L | Annual | Constraint Shadow Price | US2011$/MWh | 0 | 0 | 0 | 0 | 0 | 0 | 0
Solar Generation Cap 20% - MIS_MNWI v5.14 | 1242 | 6489 | Generation Constraint in GWh | FALSE | L | Annual | Seasons Included | Seasons | Winter, Summer | Winter, Summer | Winter, Summer | Winter, Summer | Winter, Summer | Winter, Summer | Winter, Summer
Solar Generation Cap 20% - MIS_MNWI v5.14 | 1242 | 6489 | Generation Constraint in GWh | FALSE | L | Annual | Standard | GWh | 17568.661 | 18045.5998 | 18275.5802 | 18905.8565 | 19281.6496 | 20096.5407 | 20945.873
Solar Generation Cap 20% - MIS_MNWI v5.14 | 1242 | 6489 | Generation Constraint in GWh | FALSE | L | Annual | Emissions at Affected Plants | GWh | 15.8833 | 19.4199 | 1020.6893 | 2126.9718 | 2637.0185 | 2898.433 | 12748.0329
Solar Generation Cap 20% - MIS_MNWI v5.14 | 1242 | 6489 | Generation Constraint in GWh | FALSE | L | Annual | Allowances Purchased | GWh | 0 | 0 | 0 | 0 | 0 | 0 | 0
Solar Generation Cap 20% - MIS_MNWI v5.14 | 1242 | 6489 | Generation Constraint in GWh | FALSE | L | Annual | Allowances Sold | GWh | 0 | 0 | 0 | 0 | 0 | 0 | 0
Solar Generation Cap 20% - MIS_MNWI v5.14 | 1242 | 6489 | Generation Constraint in GWh | FALSE | L | Annual | Allowances Banked | GWh | 0 | 0 | 0 | 0 | 0 | 0 | 0
Solar Generation Cap 20% - MIS_MNWI v5.14 | 1242 | 6489 | Generation Constraint in GWh | FALSE | L | Annual | Allowances Withdrawn (1:1) | GWh | 0 | 0 | 0 | 0 | 0 | 0 | 0
Solar Generation Cap 20% - MIS_MNWI v5.14 | 1242 | 6489 | Generation Constraint in GWh | FALSE | L | Annual | Allowances Withdrawn (n:1) | GWh | 0 | 0 | 0 | 0 | 0 | 0 | 0
Solar Generation Cap 20% - MIS_MNWI v5.14 | 1242 | 6489 | Generation Constraint in GWh | FALSE | L | Annual | Net Emissions Allowance Position | GWh | 15.8833 | 19.4199 | 1020.6893 | 2126.9718 | 2637.0185 | 2898.433 | 12748.0329
Solar Generation Cap 20% - MIS_MNWI v5.14 | 1242 | 6489 | Generation Constraint in GWh | FALSE | L | Annual | Fuel Consumed | TBtu | 0 | 0 | 0 | 0 | 0 | 0 | 0
Solar Generation Cap 20% - MIS_MNWI v5.14 | 1242 | 6489 | Generation Constraint in GWh | FALSE | L | Annual | Heat Rate | MMBtu/MWh | 0 | 0 | 0 | 0 | 0 | 0 | 0
Solar Generation Cap 20% - MIS_MNWI v5.14 | 1242 | 6489 | Generation Constraint in GWh | FALSE | L | Annual | Generation | TWh | 0.015883 | 0.01942 | 1.0207 | 2.127 | 2.637 | 2.8984 | 12.748
Solar Generation Cap 20% - MIS_MNWI v5.14 | 1242 | 6489 | Generation Constraint in GWh | FALSE | L | Annual | Qualifying Generation | TWh | 0.015883 | 0.01942 | 1.0207 | 2.127 | 2.637 | 2.8984 | 12.748
Solar Generation Cap 20% - MIS_MNWI v5.14 | 1242 | 6489 | Generation Constraint in GWh | FALSE | L | Annual | Rate | lb/MWh | 0 | 0 | 0 | 0 | 0 | 0 | 0
Solar Generation Cap 20% - MIS_MNWI v5.14 | 1242 | 6489 | Generation Constraint in GWh | FALSE | L | Annual | Constraint Shadow Price | US2011$/MWh | 0 | 0 | 0 | 0 | 0 | 0 | 0
Solar Generation Cap 20% - MIS_MO v5.14 | 1243 | 6490 | Generation Constraint in GWh | FALSE | L | Annual | Seasons Included | Seasons | Winter, Summer | Winter, Summer | Winter, Summer | Winter, Summer | Winter, Summer | Winter, Summer | Winter, Summer
Solar Generation Cap 20% - MIS_MO v5.14 | 1243 | 6490 | Generation Constraint in GWh | FALSE | L | Annual | Standard | GWh | 9791.898 | 9983.718 | 10062.6722 | 10322.7482 | 10525.7102 | 10955.9695 | 11403.8182
Solar Generation Cap 20% - MIS_MO v5.14 | 1243 | 6490 | Generation Constraint in GWh | FALSE | L | Annual | Emissions at Affected Plants | GWh | 412.9373 | 412.9373 | 572.4787 | 1173.6708 | 1539.4612 | 1823.1053 | 2713.1202
Solar Generation Cap 20% - MIS_MO v5.14 | 1243 | 6490 | Generation Constraint in GWh | FALSE | L | Annual | Allowances Purchased | GWh | 0 | 0 | 0 | 0 | 0 | 0 | 0
Solar Generation Cap 20% - MIS_MO v5.14 | 1243 | 6490 | Generation Constraint in GWh | FALSE | L | Annual | Allowances Sold | GWh | 0 | 0 | 0 | 0 | 0 | 0 | 0
Solar Generation Cap 20% - MIS_MO v5.14 | 1243 | 6490 | Generation Constraint in GWh | FALSE | L | Annual | Allowances Banked | GWh | 0 | 0 | 0 | 0 | 0 | 0 | 0
Solar Generation Cap 20% - MIS_MO v5.14 | 1243 | 6490 | Generation Constraint in GWh | FALSE | L | Annual | Allowances Withdrawn (1:1) | GWh | 0 | 0 | 0 | 0 | 0 | 0 | 0
Solar Generation Cap 20% - MIS_MO v5.14 | 1243 | 6490 | Generation Constraint in GWh | FALSE | L | Annual | Allowances Withdrawn (n:1) | GWh | 0 | 0 | 0 | 0 | 0 | 0 | 0
Solar Generation Cap 20% - MIS_MO v5.14 | 1243 | 6490 | Generation Constraint in GWh | FALSE | L | Annual | Net Emissions Allowance Position | GWh | 412.9373 | 412.9373 | 572.4787 | 1173.6708 | 1539.4612 | 1823.1053 | 2713.1202
Solar Generation Cap 20% - MIS_MO v5.14 | 1243 | 6490 | Generation Constraint in GWh | FALSE | L | Annual | Fuel Consumed | TBtu | 0 | 0 | 0 | 0 | 0 | 0 | 0
Solar Generation Cap 20% - MIS_MO v5.14 | 1243 | 6490 | Generation Constraint in GWh | FALSE | L | Annual | Heat Rate | MMBtu/MWh | 0 | 0 | 0 | 0 | 0 | 0 | 0
Solar Generation Cap 20% - MIS_MO v5.14 | 1243 | 6490 | Generation Constraint in GWh | FALSE | L | Annual | Generation | TWh | 0.41294 | 0.41294 | 0.57248 | 1.1737 | 1.5395 | 1.8231 | 2.7131
Solar Generation Cap 20% - MIS_MO v5.14 | 1243 | 6490 | Generation Constraint in GWh | FALSE | L | Annual | Qualifying Generation | TWh | 0.41294 | 0.41294 | 0.57248 | 1.1737 | 1.5395 | 1.8231 | 2.7131
Solar Generation Cap 20% - MIS_MO v5.14 | 1243 | 6490 | Generation Constraint in GWh | FALSE | L | Annual | Rate | lb/MWh | 0 | 0 | 0 | 0 | 0 | 0 | 0
Solar Generation Cap 20% - MIS_MO v5.14 | 1243 | 6490 | Generation Constraint in GWh | FALSE | L | Annual | Constraint Shadow Price | US2011$/MWh | 0 | 0 | 0 | 0 | 0 | 0 | 0
Solar Generation Cap 20% - MIS_WUMS v5.14 | 1244 | 6491 | Generation Constraint in GWh | FALSE | L | Annual | Seasons Included | Seasons | Winter, Summer | Winter, Summer | Winter, Summer | Winter, Summer | Winter, Summer | Winter, Summer | Winter, Summer
Solar Generation Cap 20% - MIS_WUMS v5.14 | 1244 | 6491 | Generation Constraint in GWh | FALSE | L | Annual | Standard | GWh | 10975.9131 | 11244.6985 | 11336.635 | 11610.9332 | 11790.0955 | 12143.6699 | 12507.8486
Solar Generation Cap 20% - MIS_WUMS v5.14 | 1244 | 6491 | Generation Constraint in GWh | FALSE | L | Annual | Emissions at Affected Plants | GWh | 0 | 0 | 138.1327 | 815.2503 | 1199.3337 | 1351.5977 | 1391.9118
Solar Generation Cap 20% - MIS_WUMS v5.14 | 1244 | 6491 | Generation Constraint in GWh | FALSE | L | Annual | Allowances Purchased | GWh | 0 | 0 | 0 | 0 | 0 | 0 | 0
Solar Generation Cap 20% - MIS_WUMS v5.14 | 1244 | 6491 | Generation Constraint in GWh | FALSE | L | Annual | Allowances Sold | GWh | 0 | 0 | 0 | 0 | 0 | 0 | 0
Solar Generation Cap 20% - MIS_WUMS v5.14 | 1244 | 6491 | Generation Constraint in GWh | FALSE | L | Annual | Allowances Banked | GWh | 0 | 0 | 0 | 0 | 0 | 0 | 0
Solar Generation Cap 20% - MIS_WUMS v5.14 | 1244 | 6491 | Generation Constraint in GWh | FALSE | L | Annual | Allowances Withdrawn (1:1) | GWh | 0 | 0 | 0 | 0 | 0 | 0 | 0
Solar Generation Cap 20% - MIS_WUMS v5.14 | 1244 | 6491 | Generation Constraint in GWh | FALSE | L | Annual | Allowances Withdrawn (n:1) | GWh | 0 | 0 | 0 | 0 | 0 | 0 | 0
Solar Generation Cap 20% - MIS_WUMS v5.14 | 1244 | 6491 | Generation Constraint in GWh | FALSE | L | Annual | Net Emissions Allowance Position | GWh | 0 | 0 | 138.1327 | 815.2503 | 1199.3337 | 1351.5977 | 1391.9118
Solar Generation Cap 20% - MIS_WUMS v5.14 | 1244 | 6491 | Generation Constraint in GWh | FALSE | L | Annual | Fuel Consumed | TBtu | 0 | 0 | 0 | 0 | 0 | 0 | 0
Solar Generation Cap 20% - MIS_WUMS v5.14 | 1244 | 6491 | Generation Constraint in GWh | FALSE | L | Annual | Heat Rate | MMBtu/MWh | 0 | 0 | 0 | 0 | 0 | 0 | 0
Solar Generation Cap 20% - MIS_WUMS v5.14 | 1244 | 6491 | Generation Constraint in GWh | FALSE | L | Annual | Generation | TWh | 0 | 0 | 0.13813 | 0.81525 | 1.1993 | 1.3516 | 1.3919
Solar Generation Cap 20% - MIS_WUMS v5.14 | 1244 | 6491 | Generation Constraint in GWh | FALSE | L | Annual | Qualifying Generation | TWh | 0 | 0 | 0.13813 | 0.81525 | 1.1993 | 1.3516 | 1.3919
Solar Generation Cap 20% - MIS_WUMS v5.14 | 1244 | 6491 | Generation Constraint in GWh | FALSE | L | Annual | Rate | lb/MWh | 0 | 0 | 0 | 0 | 0 | 0 | 0
Solar Generation Cap 20% - MIS_WUMS v5.14 | 1244 | 6491 | Generation Constraint in GWh | FALSE | L | Annual | Constraint Shadow Price | US2011$/MWh | 0 | 0 | 0 | 0 | 0 | 0 | 0
Solar Generation Cap 20% - NENG_CT v5.14 | 1245 | 6492 | Generation Constraint in GWh | FALSE | L | Annual | Seasons Included | Seasons | Winter, Summer | Winter, Summer | Winter, Summer | Winter, Summer | Winter, Summer | Winter, Summer | Winter, Summer
Solar Generation Cap 20% - NENG_CT v5.14 | 1245 | 6492 | Generation Constraint in GWh | FALSE | L | Annual | Standard | GWh | 6959.7835 | 7124.9058 | 7038.905 | 6967.2162 | 7002.3851 | 7069.8211 | 7137.9065
Solar Generation Cap 20% - NENG_CT v5.14 | 1245 | 6492 | Generation Constraint in GWh | FALSE | L | Annual | Emissions at Affected Plants | GWh | 13.8657 | 13.8657 | 77.8638 | 391.6311 | 569.6636 | 640.5677 | 653.7811
Solar Generation Cap 20% - NENG_CT v5.14 | 1245 | 6492 | Generation Constraint in GWh | FALSE | L | Annual | Allowances Purchased | GWh | 0 | 0 | 0 | 0 | 0 | 0 | 0
Solar Generation Cap 20% - NENG_CT v5.14 | 1245 | 6492 | Generation Constraint in GWh | FALSE | L | Annual | Allowances Sold | GWh | 0 | 0 | 0 | 0 | 0 | 0 | 0
Solar Generation Cap 20% - NENG_CT v5.14 | 1245 | 6492 | Generation Constraint in GWh | FALSE | L | Annual | Allowances Banked | GWh | 0 | 0 | 0 | 0 | 0 | 0 | 0
Solar Generation Cap 20% - NENG_CT v5.14 | 1245 | 6492 | Generation Constraint in GWh | FALSE | L | Annual | Allowances Withdrawn (1:1) | GWh | 0 | 0 | 0 | 0 | 0 | 0 | 0
Solar Generation Cap 20% - NENG_CT v5.14 | 1245 | 6492 | Generation Constraint in GWh | FALSE | L | Annual | Allowances Withdrawn (n:1) | GWh | 0 | 0 | 0 | 0 | 0 | 0 | 0
Solar Generation Cap 20% - NENG_CT v5.14 | 1245 | 6492 | Generation Constraint in GWh | FALSE | L | Annual | Net Emissions Allowance Position | GWh | 13.8657 | 13.8657 | 77.8638 | 391.6311 | 569.6636 | 640.5677 | 653.7811
Solar Generation Cap 20% - NENG_CT v5.14 | 1245 | 6492 | Generation Constraint in GWh | FALSE | L | Annual | Fuel Consumed | TBtu | 0 | 0 | 0 | 0 | 0 | 0 | 0
Solar Generation Cap 20% - NENG_CT v5.14 | 1245 | 6492 | Generation Constraint in GWh | FALSE | L | Annual | Heat Rate | MMBtu/MWh | 0 | 0 | 0 | 0 | 0 | 0 | 0
Solar Generation Cap 20% - NENG_CT v5.14 | 1245 | 6492 | Generation Constraint in GWh | FALSE | L | Annual | Generation | TWh | 0.013866 | 0.013866 | 0.077864 | 0.39163 | 0.56966 | 0.64057 | 0.65378
Solar Generation Cap 20% - NENG_CT v5.14 | 1245 | 6492 | Generation Constraint in GWh | FALSE | L | Annual | Qualifying Generation | TWh | 0.013866 | 0.013866 | 0.077864 | 0.39163 | 0.56966 | 0.64057 | 0.65378
Solar Generation Cap 20% - NENG_CT v5.14 | 1245 | 6492 | Generation Constraint in GWh | FALSE | L | Annual | Rate | lb/MWh | 0 | 0 | 0 | 0 | 0 | 0 | 0
Solar Generation Cap 20% - NENG_CT v5.14 | 1245 | 6492 | Generation Constraint in GWh | FALSE | L | Annual | Constraint Shadow Price | US2011$/MWh | 0 | 0 | 0 | 0 | 0 | 0 | 0
Solar Generation Cap 20% - NENG_ME v5.14 | 1246 | 6493 | Generation Constraint in GWh | FALSE | L | Annual | Seasons Included | Seasons | Winter, Summer | Winter, Summer | Winter, Summer | Winter, Summer | Winter, Summer | Winter, Summer | Winter, Summer
Solar Generation Cap 20% - NENG_ME v5.14 | 1246 | 6493 | Generation Constraint in GWh | FALSE | L | Annual | Standard | GWh | 2445.7397 | 2503.75 | 2473.5364 | 2448.3509 | 2460.7064 | 2484.3978 | 2508.3173
Solar Generation Cap 20% - NENG_ME v5.14 | 1246 | 6493 | Generation Constraint in GWh | FALSE | L | Annual | Emissions at Affected Plants | GWh | 0 | 0 | 25.4388 | 150.1592 | 220.926 | 480.2601 | 561.3095
Solar Generation Cap 20% - NENG_ME v5.14 | 1246 | 6493 | Generation Constraint in GWh | FALSE | L | Annual | Allowances Purchased | GWh | 0 | 0 | 0 | 0 | 0 | 0 | 0
Solar Generation Cap 20% - NENG_ME v5.14 | 1246 | 6493 | Generation Constraint in GWh | FALSE | L | Annual | Allowances Sold | GWh | 0 | 0 | 0 | 0 | 0 | 0 | 0
Solar Generation Cap 20% - NENG_ME v5.14 | 1246 | 6493 | Generation Constraint in GWh | FALSE | L | Annual | Allowances Banked | GWh | 0 | 0 | 0 | 0 | 0 | 0 | 0
Solar Generation Cap 20% - NENG_ME v5.14 | 1246 | 6493 | Generation Constraint in GWh | FALSE | L | Annual | Allowances Withdrawn (1:1) | GWh | 0 | 0 | 0 | 0 | 0 | 0 | 0
Solar Generation Cap 20% - NENG_ME v5.14 | 1246 | 6493 | Generation Constraint in GWh | FALSE | L | Annual | Allowances Withdrawn (n:1) | GWh | 0 | 0 | 0 | 0 | 0 | 0 | 0
Solar Generation Cap 20% - NENG_ME v5.14 | 1246 | 6493 | Generation Constraint in GWh | FALSE | L | Annual | Net Emissions Allowance Position | GWh | 0 | 0 | 25.4388 | 150.1592 | 220.926 | 480.2601 | 561.3095
Solar Generation Cap 20% - NENG_ME v5.14 | 1246 | 6493 | Generation Constraint in GWh | FALSE | L | Annual | Fuel Consumed | TBtu | 0 | 0 | 0 | 0 | 0 | 0 | 0
Solar Generation Cap 20% - NENG_ME v5.14 | 1246 | 6493 | Generation Constraint in GWh | FALSE | L | Annual | Heat Rate | MMBtu/MWh | 0 | 0 | 0 | 0 | 0 | 0 | 0
Solar Generation Cap 20% - NENG_ME v5.14 | 1246 | 6493 | Generation Constraint in GWh | FALSE | L | Annual | Generation | TWh | 0 | 0 | 0.025439 | 0.15016 | 0.22093 | 0.48026 | 0.56131
Solar Generation Cap 20% - NENG_ME v5.14 | 1246 | 6493 | Generation Constraint in GWh | FALSE | L | Annual | Qualifying Generation | TWh | 0 | 0 | 0.025439 | 0.15016 | 0.22093 | 0.48026 | 0.56131
Solar Generation Cap 20% - NENG_ME v5.14 | 1246 | 6493 | Generation Constraint in GWh | FALSE | L | Annual | Rate | lb/MWh | 0 | 0 | 0 | 0 | 0 | 0 | 0
Solar Generation Cap 20% - NENG_ME v5.14 | 1246 | 6493 | Generation Constraint in GWh | FALSE | L | Annual | Constraint Shadow Price | US2011$/MWh | 0 | 0 | 0 | 0 | 0 | 0 | 0
Solar Generation Cap 20% - NENGREST v5.14 | 1247 | 6494 | Generation Constraint in GWh | FALSE | L | Annual | Seasons Included | Seasons | Winter, Summer | Winter, Summer | Winter, Summer | Winter, Summer | Winter, Summer | Winter, Summer | Winter, Summer
Solar Generation Cap 20% - NENGREST v5.14 | 1247 | 6494 | Generation Constraint in GWh | FALSE | L | Annual | Standard | GWh | 18106.1744 | 18535.7852 | 18312.0307 | 18125.5127 | 18217.0143 | 18392.4672 | 18569.61
Solar Generation Cap 20% - NENGREST v5.14 | 1247 | 6494 | Generation Constraint in GWh | FALSE | L | Annual | Emissions at Affected Plants | GWh | 346.4814 | 346.4814 | 497.384 | 1304.7486 | 1808.5851 | 2020.8808 | 2056.0447
Solar Generation Cap 20% - NENGREST v5.14 | 1247 | 6494 | Generation Constraint in GWh | FALSE | L | Annual | Allowances Purchased | GWh | 0 | 0 | 0 | 0 | 0 | 0 | 0
Solar Generation Cap 20% - NENGREST v5.14 | 1247 | 6494 | Generation Constraint in GWh | FALSE | L | Annual | Allowances Sold | GWh | 0 | 0 | 0 | 0 | 0 | 0 | 0
Solar Generation Cap 20% - NENGREST v5.14 | 1247 | 6494 | Generation Constraint in GWh | FALSE | L | Annual | Allowances Banked | GWh | 0 | 0 | 0 | 0 | 0 | 0 | 0
Solar Generation Cap 20% - NENGREST v5.14 | 1247 | 6494 | Generation Constraint in GWh | FALSE | L | Annual | Allowances Withdrawn (1:1) | GWh | 0 | 0 | 0 | 0 | 0 | 0 | 0
Solar Generation Cap 20% - NENGREST v5.14 | 1247 | 6494 | Generation Constraint in GWh | FALSE | L | Annual | Allowances Withdrawn (n:1) | GWh | 0 | 0 | 0 | 0 | 0 | 0 | 0
Solar Generation Cap 20% - NENGREST v5.14 | 1247 | 6494 | Generation Constraint in GWh | FALSE | L | Annual | Net Emissions Allowance Position | GWh | 346.4814 | 346.4814 | 497.384 | 1304.7486 | 1808.5851 | 2020.8808 | 2056.0447
Solar Generation Cap 20% - NENGREST v5.14 | 1247 | 6494 | Generation Constraint in GWh | FALSE | L | Annual | Fuel Consumed | TBtu | 0 | 0 | 0 | 0 | 0 | 0 | 0
Solar Generation Cap 20% - NENGREST v5.14 | 1247 | 6494 | Generation Constraint in GWh | FALSE | L | Annual | Heat Rate | MMBtu/MWh | 0 | 0 | 0 | 0 | 0 | 0 | 0
Solar Generation Cap 20% - NENGREST v5.14 | 1247 | 6494 | Generation Constraint in GWh | FALSE | L | Annual | Generation | TWh | 0.34648 | 0.34648 | 0.49738 | 1.3047 | 1.8086 | 2.0209 | 2.056
Solar Generation Cap 20% - NENGREST v5.14 | 1247 | 6494 | Generation Constraint in GWh | FALSE | L | Annual | Qualifying Generation | TWh | 0.34648 | 0.34648 | 0.49738 | 1.3047 | 1.8086 | 2.0209 | 2.056
Solar Generation Cap 20% - NENGREST v5.14 | 1247 | 6494 | Generation Constraint in GWh | FALSE | L | Annual | Rate | lb/MWh | 0 | 0 | 0 | 0 | 0 | 0 | 0
Solar Generation Cap 20% - NENGREST v5.14 | 1247 | 6494 | Generation Constraint in GWh | FALSE | L | Annual | Constraint Shadow Price | US2011$/MWh | 0 | 0 | 0 | 0 | 0 | 0 | 0
Solar Generation Cap 20% - NY_Z_A&B v5.14 | 1248 | 6495 | Generation Constraint in GWh | FALSE | L | Annual | Seasons Included | Seasons | Winter, Summer | Winter, Summer | Winter, Summer | Winter, Summer | Winter, Summer | Winter, Summer | Winter, Summer
Solar Generation Cap 20% - NY_Z_A&B v5.14 | 1248 | 6495 | Generation Constraint in GWh | FALSE | L | Annual | Standard | GWh | 4864.3545 | 4872.2184 | 4825.1598 | 4766.3499 | 4779.0224 | 4824.1222 | 4869.6478
Solar Generation Cap 20% - NY_Z_A&B v5.14 | 1248 | 6495 | Generation Constraint in GWh | FALSE | L | Annual | Emissions at Affected Plants | GWh | 1.7966 | 1.7966 | 56.0209 | 318.5565 | 461.8203 | 502.6487 | 500.8028
Solar Generation Cap 20% - NY_Z_A&B v5.14 | 1248 | 6495 | Generation Constraint in GWh | FALSE | L | Annual | Allowances Purchased | GWh | 0 | 0 | 0 | 0 | 0 | 0 | 0
Solar Generation Cap 20% - NY_Z_A&B v5.14 | 1248 | 6495 | Generation Constraint in GWh | FALSE | L | Annual | Allowances Sold | GWh | 0 | 0 | 0 | 0 | 0 | 0 | 0
Solar Generation Cap 20% - NY_Z_A&B v5.14 | 1248 | 6495 | Generation Constraint in GWh | FALSE | L | Annual | Allowances Banked | GWh | 0 | 0 | 0 | 0 | 0 | 0 | 0
Solar Generation Cap 20% - NY_Z_A&B v5.14 | 1248 | 6495 | Generation Constraint in GWh | FALSE | L | Annual | Allowances Withdrawn (1:1) | GWh | 0 | 0 | 0 | 0 | 0 | 0 | 0
Solar Generation Cap 20% - NY_Z_A&B v5.14 | 1248 | 6495 | Generation Constraint in GWh | FALSE | L | Annual | Allowances Withdrawn (n:1) | GWh | 0 | 0 | 0 | 0 | 0 | 0 | 0
Solar Generation Cap 20% - NY_Z_A&B v5.14 | 1248 | 6495 | Generation Constraint in GWh | FALSE | L | Annual | Net Emissions Allowance Position | GWh | 1.7966 | 1.7966 | 56.0209 | 318.5565 | 461.8203 | 502.6487 | 500.8028
Solar Generation Cap 20% - NY_Z_A&B v5.14 | 1248 | 6495 | Generation Constraint in GWh | FALSE | L | Annual | Fuel Consumed | TBtu | 0 | 0 | 0 | 0 | 0 | 0 | 0
Solar Generation Cap 20% - NY_Z_A&B v5.14 | 1248 | 6495 | Generation Constraint in GWh | FALSE | L | Annual | Heat Rate | MMBtu/MWh | 0 | 0 | 0 | 0 | 0 | 0 | 0
Solar Generation Cap 20% - NY_Z_A&B v5.14 | 1248 | 6495 | Generation Constraint in GWh | FALSE | L | Annual | Generation | TWh | 0.0017966 | 0.0017966 | 0.056021 | 0.31856 | 0.46182 | 0.50265 | 0.5008
Solar Generation Cap 20% - NY_Z_A&B v5.14 | 1248 | 6495 | Generation Constraint in GWh | FALSE | L | Annual | Qualifying Generation | TWh | 0.0017966 | 0.0017966 | 0.056021 | 0.31856 | 0.46182 | 0.50265 | 0.5008
Solar Generation Cap 20% - NY_Z_A&B v5.14 | 1248 | 6495 | Generation Constraint in GWh | FALSE | L | Annual | Rate | lb/MWh | 0 | 0 | 0 | 0 | 0 | 0 | 0
Solar Generation Cap 20% - NY_Z_A&B v5.14 | 1248 | 6495 | Generation Constraint in GWh | FALSE | L | Annual | Constraint Shadow Price | US2011$/MWh | 0 | 0 | 0 | 0 | 0 | 0 | 0
Solar Generation Cap 20% - NY_Z_C&E v5.14 | 1249 | 6496 | Generation Constraint in GWh | FALSE | L | Annual | Seasons Included | Seasons | Winter, Summer | Winter, Summer | Winter, Summer | Winter, Summer | Winter, Summer | Winter, Summer | Winter, Summer
Solar Generation Cap 20% - NY_Z_C&E v5.14 | 1249 | 6496 | Generation Constraint in GWh | FALSE | L | Annual | Standard | GWh | 4570.2852 | 4577.6735 | 4533.4604 | 4478.2065 | 4490.1127 | 4532.4856 | 4575.2584
Solar Generation Cap 20% - NY_Z_C&E v5.14 | 1249 | 6496 | Generation Constraint in GWh | FALSE | L | Annual | Emissions at Affected Plants | GWh | 0 | 0 | 30.4174 | 177.6882 | 258.0528 | 280.9557 | 279.9202
Solar Generation Cap 20% - NY_Z_C&E v5.14 | 1249 | 6496 | Generation Constraint in GWh | FALSE | L | Annual | Allowances Purchased | GWh | 0 | 0 | 0 | 0 | 0 | 0 | 0
Solar Generation Cap 20% - NY_Z_C&E v5.14 | 1249 | 6496 | Generation Constraint in GWh | FALSE | L | Annual | Allowances Sold | GWh | 0 | 0 | 0 | 0 | 0 | 0 | 0
Solar Generation Cap 20% - NY_Z_C&E v5.14 | 1249 | 6496 | Generation Constraint in GWh | FALSE | L | Annual | Allowances Banked | GWh | 0 | 0 | 0 | 0 | 0 | 0 | 0
Solar Generation Cap 20% - NY_Z_C&E v5.14 | 1249 | 6496 | Generation Constraint in GWh | FALSE | L | Annual | Allowances Withdrawn (1:1) | GWh | 0 | 0 | 0 | 0 | 0 | 0 | 0
Solar Generation Cap 20% - NY_Z_C&E v5.14 | 1249 | 6496 | Generation Constraint in GWh | FALSE | L | Annual | Allowances Withdrawn (n:1) | GWh | 0 | 0 | 0 | 0 | 0 | 0 | 0
Solar Generation Cap 20% - NY_Z_C&E v5.14 | 1249 | 6496 | Generation Constraint in GWh | FALSE | L | Annual | Net Emissions Allowance Position | GWh | 0 | 0 | 30.4174 | 177.6882 | 258.0528 | 280.9557 | 279.9202
Solar Generation Cap 20% - NY_Z_C&E v5.14 | 1249 | 6496 | Generation Constraint in GWh | FALSE | L | Annual | Fuel Consumed | TBtu | 0 | 0 | 0 | 0 | 0 | 0 | 0
Solar Generation Cap 20% - NY_Z_C&E v5.14 | 1249 | 6496 | Generation Constraint in GWh | FALSE | L | Annual | Heat Rate | MMBtu/MWh | 0 | 0 | 0 | 0 | 0 | 0 | 0
Solar Generation Cap 20% - NY_Z_C&E v5.14 | 1249 | 6496 | Generation Constraint in GWh | FALSE | L | Annual | Generation | TWh | 0 | 0 | 0.030417 | 0.17769 | 0.25805 | 0.28096 | 0.27992
Solar Generation Cap 20% - NY_Z_C&E v5.14 | 1249 | 6496 | Generation Constraint in GWh | FALSE | L | Annual | Qualifying Generation | TWh | 0 | 0 | 0.030417 | 0.17769 | 0.25805 | 0.28096 | 0.27992
Solar Generation Cap 20% - NY_Z_C&E v5.14 | 1249 | 6496 | Generation Constraint in GWh | FALSE | L | Annual | Rate | lb/MWh | 0 | 0 | 0 | 0 | 0 | 0 | 0
Solar Generation Cap 20% - NY_Z_C&E v5.14 | 1249 | 6496 | Generation Constraint in GWh | FALSE | L | Annual | Constraint Shadow Price | US2011$/MWh | 0 | 0 | 0 | 0 | 0 | 0 | 0
Solar Generation Cap 20% - NY_Z_D v5.14 | 1250 | 6497 | Generation Constraint in GWh | FALSE | L | Annual | Seasons Included | Seasons | Winter, Summer | Winter, Summer | Winter, Summer | Winter, Summer | Winter, Summer | Winter, Summer | Winter, Summer
Solar Generation Cap 20% - NY_Z_D v5.14 | 1250 | 6497 | Generation Constraint in GWh | FALSE | L | Annual | Standard | GWh | 1221.4562 | 1223.4296 | 1211.6203 | 1196.862 | 1200.0421 | 1211.3599 | 1222.7845
Solar Generation Cap 20% - NY_Z_D v5.14 | 1250 | 6497 | Generation Constraint in GWh | FALSE | L | Annual | Emissions at Affected Plants | GWh | 0 | 0 | 5.1855 | 30.2922 | 43.9927 | 47.8972 | 47.7207
Solar Generation Cap 20% - NY_Z_D v5.14 | 1250 | 6497 | Generation Constraint in GWh | FALSE | L | Annual | Allowances Purchased | GWh | 0 | 0 | 0 | 0 | 0 | 0 | 0
Solar Generation Cap 20% - NY_Z_D v5.14 | 1250 | 6497 | Generation Constraint in GWh | FALSE | L | Annual | Allowances Sold | GWh | 0 | 0 | 0 | 0 | 0 | 0 | 0
Solar Generation Cap 20% - NY_Z_D v5.14 | 1250 | 6497 | Generation Constraint in GWh | FALSE | L | Annual | Allowances Banked | GWh | 0 | 0 | 0 | 0 | 0 | 0 | 0
Solar Generation Cap 20% - NY_Z_D v5.14 | 1250 | 6497 | Generation Constraint in GWh | FALSE | L | Annual | Allowances Withdrawn (1:1) | GWh | 0 | 0 | 0 | 0 | 0 | 0 | 0
Solar Generation Cap 20% - NY_Z_D v5.14 | 1250 | 6497 | Generation Constraint in GWh | FALSE | L | Annual | Allowances Withdrawn (n:1) | GWh | 0 | 0 | 0 | 0 | 0 | 0 | 0
Solar Generation Cap 20% - NY_Z_D v5.14 | 1250 | 6497 | Generation Constraint in GWh | FALSE | L | Annual | Net Emissions Allowance Position | GWh | 0 | 0 | 5.1855 | 30.2922 | 43.9927 | 47.8972 | 47.7207
Solar Generation Cap 20% - NY_Z_D v5.14 | 1250 | 6497 | Generation Constraint in GWh | FALSE | L | Annual | Fuel Consumed | TBtu | 0 | 0 | 0 | 0 | 0 | 0 | 0
Solar Generation Cap 20% - NY_Z_D v5.14 | 1250 | 6497 | Generation Constraint in GWh | FALSE | L | Annual | Heat Rate | MMBtu/MWh | 0 | 0 | 0 | 0 | 0 | 0 | 0
Solar Generation Cap 20% - NY_Z_D v5.14 | 1250 | 6497 | Generation Constraint in GWh | FALSE | L | Annual | Generation | TWh | 0 | 0 | 0.0051855 | 0.030292 | 0.043993 | 0.047897 | 0.047721
Solar Generation Cap 20% - NY_Z_D v5.14 | 1250 | 6497 | Generation Constraint in GWh | FALSE | L | Annual | Qualifying Generation | TWh | 0 | 0 | 0.0051855 | 0.030292 | 0.043993 | 0.047897 | 0.047721
Solar Generation Cap 20% - NY_Z_D v5.14 | 1250 | 6497 | Generation Constraint in GWh | FALSE | L | Annual | Rate | lb/MWh | 0 | 0 | 0 | 0 | 0 | 0 | 0
Solar Generation Cap 20% - NY_Z_D v5.14 | 1250 | 6497 | Generation Constraint in GWh | FALSE | L | Annual | Constraint Shadow Price | US2011$/MWh | 0 | 0 | 0 | 0 | 0 | 0 | 0
Solar Generation Cap 20% - NY_Z_F v5.14 | 1251 | 6498 | Generation Constraint in GWh | FALSE | L | Annual | Seasons Included | Seasons | Winter, Summer | Winter, Summer | Winter, Summer | Winter, Summer | Winter, Summer | Winter, Summer | Winter, Summer
Solar Generation Cap 20% - NY_Z_F v5.14 | 1251 | 6498 | Generation Constraint in GWh | FALSE | L | Annual | Standard | GWh | 2190.9631 | 2194.5042 | 2173.3138 | 2146.8317 | 2152.5381 | 2172.8466 | 2193.3467
Solar Generation Cap 20% - NY_Z_F v5.14 | 1251 | 6498 | Generation Constraint in GWh | FALSE | L | Annual | Emissions at Affected Plants | GWh | 3.2666 | 3.2666 | 25.0112 | 130.2912 | 187.7418 | 204.1145 | 203.3743
Solar Generation Cap 20% - NY_Z_F v5.14 | 1251 | 6498 | Generation Constraint in GWh | FALSE | L | Annual | Allowances Purchased | GWh | 0 | 0 | 0 | 0 | 0 | 0 | 0
Solar Generation Cap 20% - NY_Z_F v5.14 | 1251 | 6498 | Generation Constraint in GWh | FALSE | L | Annual | Allowances Sold | GWh | 0 | 0 | 0 | 0 | 0 | 0 | 0
Solar Generation Cap 20% - NY_Z_F v5.14 | 1251 | 6498 | Generation Constraint in GWh | FALSE | L | Annual | Allowances Banked | GWh | 0 | 0 | 0 | 0 | 0 | 0 | 0
Solar Generation Cap 20% - NY_Z_F v5.14 | 1251 | 6498 | Generation Constraint in GWh | FALSE | L | Annual | Allowances Withdrawn (1:1) | GWh | 0 | 0 | 0 | 0 | 0 | 0 | 0
Solar Generation Cap 20% - NY_Z_F v5.14 | 1251 | 6498 | Generation Constraint in GWh | FALSE | L | Annual | Allowances Withdrawn (n:1) | GWh | 0 | 0 | 0 | 0 | 0 | 0 | 0
Solar Generation Cap 20% - NY_Z_F v5.14 | 1251 | 6498 | Generation Constraint in GWh | FALSE | L | Annual | Net Emissions Allowance Position | GWh | 3.2666 | 3.2666 | 25.0112 | 130.2912 | 187.7418 | 204.1145 | 203.3743
Solar Generation Cap 20% - NY_Z_F v5.14 | 1251 | 6498 | Generation Constraint in GWh | FALSE | L | Annual | Fuel Consumed | TBtu | 0 | 0 | 0 | 0 | 0 | 0 | 0
Solar Generation Cap 20% - NY_Z_F v5.14 | 1251 | 6498 | Generation Constraint in GWh | FALSE | L | Annual | Heat Rate | MMBtu/MWh | 0 | 0 | 0 | 0 | 0 | 0 | 0
Solar Generation Cap 20% - NY_Z_F v5.14 | 1251 | 6498 | Generation Constraint in GWh | FALSE | L | Annual | Generation | TWh | 0.0032666 | 0.0032666 | 0.025011 | 0.13029 | 0.18774 | 0.20411 | 0.20337
Solar Generation Cap 20% - NY_Z_F v5.14 | 1251 | 6498 | Generation Constraint in GWh | FALSE | L | Annual | Qualifying Generation | TWh | 0.0032666 | 0.0032666 | 0.025011 | 0.13029 | 0.18774 | 0.20411 | 0.20337
Solar Generation Cap 20% - NY_Z_F v5.14 | 1251 | 6498 | Generation Constraint in GWh | FALSE | L | Annual | Rate | lb/MWh | 0 | 0 | 0 | 0 | 0 | 0 | 0
Solar Generation Cap 20% - NY_Z_F v5.14 | 1251 | 6498 | Generation Constraint in GWh | FALSE | L | Annual | Constraint Shadow Price | US2011$/MWh | 0 | 0 | 0 | 0 | 0 | 0 | 0
Solar Generation Cap 20% - NY_Z_G-I v5.14 | 1252 | 6499 | Generation Constraint in GWh | FALSE | L | Annual | Seasons Included | Seasons | Winter, Summer | Winter, Summer | Winter, Summer | Winter, Summer | Winter, Summer | Winter, Summer | Winter, Summer
Solar Generation Cap 20% - NY_Z_G-I v5.14 | 1252 | 6499 | Generation Constraint in GWh | FALSE | L | Annual | Standard | GWh | 3697.3155 | 3695.9247 | 3652.605 | 3596.4017 | 3604.0319 | 3626.3339 | 3648.774
Solar Generation Cap 20% - NY_Z_G-I v5.14 | 1252 | 6499 | Generation Constraint in GWh | FALSE | L | Annual | Emissions at Affected Plants | GWh | 3.7565 | 3.7565 | 47.9346 | 261.8299 | 378.551 | 411.815 | 410.3111
Solar Generation Cap 20% - NY_Z_G-I v5.14 | 1252 | 6499 | Generation Constraint in GWh | FALSE | L | Annual | Allowances Purchased | GWh | 0 | 0 | 0 | 0 | 0 | 0 | 0
Solar Generation Cap 20% - NY_Z_G-I v5.14 | 1252 | 6499 | Generation Constraint in GWh | FALSE | L | Annual | Allowances Sold | GWh | 0 | 0 | 0 | 0 | 0 | 0 | 0
Solar Generation Cap 20% - NY_Z_G-I v5.14 | 1252 | 6499 | Generation Constraint in GWh | FALSE | L | Annual | Allowances Banked | GWh | 0 | 0 | 0 | 0 | 0 | 0 | 0
Solar Generation Cap 20% - NY_Z_G-I v5.14 | 1252 | 6499 | Generation Constraint in GWh | FALSE | L | Annual | Allowances Withdrawn (1:1) | GWh | 0 | 0 | 0 | 0 | 0 | 0 | 0
Solar Generation Cap 20% - NY_Z_G-I v5.14 | 1252 | 6499 | Generation Constraint in GWh | FALSE | L | Annual | Allowances Withdrawn (n:1) | GWh | 0 | 0 | 0 | 0 | 0 | 0 | 0
Solar Generation Cap 20% - NY_Z_G-I v5.14 | 1252 | 6499 | Generation Constraint in GWh | FALSE | L | Annual | Net Emissions Allowance Position | GWh | 3.7565 | 3.7565 | 47.9346 | 261.8299 | 378.551 | 411.815 | 410.3111
Solar Generation Cap 20% - NY_Z_G-I v5.14 | 1252 | 6499 | Generation Constraint in GWh | FALSE | L | Annual | Fuel Consumed | TBtu | 0 | 0 | 0 | 0 | 0 | 0 | 0
Solar Generation Cap 20% - NY_Z_G-I v5.14 | 1252 | 6499 | Generation Constraint in GWh | FALSE | L | Annual | Heat Rate | MMBtu/MWh | 0 | 0 | 0 | 0 | 0 | 0 | 0
Solar Generation Cap 20% - NY_Z_G-I v5.14 | 1252 | 6499 | Generation Constraint in GWh | FALSE | L | Annual | Generation | TWh | 0.0037565 | 0.0037565 | 0.047935 | 0.26183 | 0.37855 | 0.41182 | 0.41031
Solar Generation Cap 20% - NY_Z_G-I v5.14 | 1252 | 6499 | Generation Constraint in GWh | FALSE | L | Annual | Qualifying Generation | TWh | 0.0037565 | 0.0037565 | 0.047935 | 0.26183 | 0.37855 | 0.41182 | 0.41031
Solar Generation Cap 20% - NY_Z_G-I v5.14 | 1252 | 6499 | Generation Constraint in GWh | FALSE | L | Annual | Rate | lb/MWh | 0 | 0 | 0 | 0 | 0 | 0 | 0
Solar Generation Cap 20% - NY_Z_G-I v5.14 | 1252 | 6499 | Generation Constraint in GWh | FALSE | L | Annual | Constraint Shadow Price | US2011$/MWh | 0 | 0 | 0 | 0 | 0 | 0 | 0
Solar Generation Cap 20% - NY_Z_J v5.14 | 1253 | 6500 | Generation Constraint in GWh | FALSE | L | Annual | Seasons Included | Seasons | Winter, Summer | Winter, Summer | Winter, Summer | Winter, Summer | Winter, Summer | Winter, Summer | Winter, Summer
Solar Generation Cap 20% - NY_Z_J v5.14 | 1253 | 6500 | Generation Constraint in GWh | FALSE | L | Annual | Standard | GWh | 10239.6618 | 10211.6244 | 10066.8353 | 9873.3851 | 9887.9509 | 9910.4164 | 9932.9329
Solar Generation Cap 20% - NY_Z_J v5.14 | 1253 | 6500 | Generation Constraint in GWh | FALSE | L | Annual | Emissions at Affected Plants | GWh | 3.4299 | 3.4299 | 135.3528 | 774.307 | 1122.8087 | 1220.6802 | 1216.194
Solar Generation Cap 20% - NY_Z_J v5.14 | 1253 | 6500 | Generation Constraint in GWh | FALSE | L | Annual | Allowances Purchased | GWh | 0 | 0 | 0 | 0 | 0 | 0 | 0
Solar Generation Cap 20% - NY_Z_J v5.14 | 1253 | 6500 | Generation Constraint in GWh | FALSE | L | Annual | Allowances Sold | GWh | 0 | 0 | 0 | 0 | 0 | 0 | 0
Solar Generation Cap 20% - NY_Z_J v5.14 | 1253 | 6500 | Generation Constraint in GWh | FALSE | L | Annual | Allowances Banked | GWh | 0 | 0 | 0 | 0 | 0 | 0 | 0
Solar Generation Cap 20% - NY_Z_J v5.14 | 1253 | 6500 | Generation Constraint in GWh | FALSE | L | Annual | Allowances Withdrawn (1:1) | GWh | 0 | 0 | 0 | 0 | 0 | 0 | 0
Solar Generation Cap 20% - NY_Z_J v5.14 | 1253 | 6500 | Generation Constraint in GWh | FALSE | L | Annual | Allowances Withdrawn (n:1) | GWh | 0 | 0 | 0 | 0 | 0 | 0 | 0
Solar Generation Cap 20% - NY_Z_J v5.14 | 1253 | 6500 | Generation Constraint in GWh | FALSE | L | Annual | Net Emissions Allowance Position | GWh | 3.4299 | 3.4299 | 135.3528 | 774.307 | 1122.8087 | 1220.6802 | 1216.194
Solar Generation Cap 20% - NY_Z_J v5.14 | 1253 | 6500 | Generation Constraint in GWh | FALSE | L | Annual | Fuel Consumed | TBtu | 0 | 0 | 0 | 0 | 0 | 0 | 0
Solar Generation Cap 20% - NY_Z_J v5.14 | 1253 | 6500 | Generation Constraint in GWh | FALSE | L | Annual | Heat Rate | MMBtu/MWh | 0 | 0 | 0 | 0 | 0 | 0 | 0
Solar Generation Cap 20% - NY_Z_J v5.14 | 1253 | 6500 | Generation Constraint in GWh | FALSE | L | Annual | Generation | TWh | 0.0034299 | 0.0034299 | 0.13535 | 0.77431 | 1.1228 | 1.2207 | 1.2162
Solar Generation Cap 20% - NY_Z_J v5.14 | 1253 | 6500 | Generation Constraint in GWh | FALSE | L | Annual | Qualifying Generation | TWh | 0.0034299 | 0.0034299 | 0.13535 | 0.77431 | 1.1228 | 1.2207 | 1.2162
Solar Generation Cap 20% - NY_Z_J v5.14 | 1253 | 6500 | Generation Constraint in GWh | FALSE | L | Annual | Rate | lb/MWh | 0 | 0 | 0 | 0 | 0 | 0 | 0
Solar Generation Cap 20% - NY_Z_J v5.14 | 1253 | 6500 | Generation Constraint in GWh | FALSE | L | Annual | Constraint Shadow Price | US2011$/MWh | 0 | 0 | 0 | 0 | 0 | 0 | 0
Solar Generation Cap 20% - NY_Z_K v5.14 | 1254 | 6501 | Generation Constraint in GWh | FALSE | L | Annual | Seasons Included | Seasons | Winter, Summer | Winter, Summer | Winter, Summer | Winter, Summer | Winter, Summer | Winter, Summer | Winter, Summer
Solar Generation Cap 20% - NY_Z_K v5.14 | 1254 | 6501 | Generation Constraint in GWh | FALSE | L | Annual | Standard | GWh | 4604.611 | 4580.026 | 4495.7266 | 4386.8426 | 4388.9608 | 4410.8228 | 4432.7937
Solar Generation Cap 20% - NY_Z_K v5.14 | 1254 | 6501 | Generation Constraint in GWh | FALSE | L | Annual | Emissions at Affected Plants | GWh | 70.2311 | 70.2311 | 96.8819 | 225.8812 | 296.2492 | 316.0068 | 315.101
Solar Generation Cap 20% - NY_Z_K v5.14 | 1254 | 6501 | Generation Constraint in GWh | FALSE | L | Annual | Allowances Purchased | GWh | 0 | 0 | 0 | 0 | 0 | 0 | 0
Solar Generation Cap 20% - NY_Z_K v5.14 | 1254 | 6501 | Generation Constraint in GWh | FALSE | L | Annual | Allowances Sold | GWh | 0 | 0 | 0 | 0 | 0 | 0 | 0
Solar Generation Cap 20% - NY_Z_K v5.14 | 1254 | 6501 | Generation Constraint in GWh | FALSE | L | Annual | Allowances Banked | GWh | 0 | 0 | 0 | 0 | 0 | 0 | 0
Solar Generation Cap 20% - NY_Z_K v5.14 | 1254 | 6501 | Generation Constraint in GWh | FALSE | L | Annual | Allowances Withdrawn (1:1) | GWh | 0 | 0 | 0 | 0 | 0 | 0 | 0
Solar Generation Cap 20% - NY_Z_K v5.14 | 1254 | 6501 | Generation Constraint in GWh | FALSE | L | Annual | Allowances Withdrawn (n:1) | GWh | 0 | 0 | 0 | 0 | 0 | 0 | 0
Solar Generation Cap 20% - NY_Z_K v5.14 | 1254 | 6501 | Generation Constraint in GWh | FALSE | L | Annual | Net Emissions Allowance Position | GWh | 70.2311 | 70.2311 | 96.8819 | 225.8812 | 296.2492 | 316.0068 | 315.101
Solar Generation Cap 20% - NY_Z_K v5.14 | 1254 | 6501 | Generation Constraint in GWh | FALSE | L | Annual | Fuel Consumed | TBtu | 0 | 0 | 0 | 0 | 0 | 0 | 0
Solar Generation Cap 20% - NY_Z_K v5.14 | 1254 | 6501 | Generation Constraint in GWh | FALSE | L | Annual | Heat Rate | MMBtu/MWh | 0 | 0 | 0 | 0 | 0 | 0 | 0
Solar Generation Cap 20% - NY_Z_K v5.14 | 1254 | 6501 | Generation Constraint in GWh | FALSE | L | Annual | Generation | TWh | 0.070231 | 0.070231 | 0.096882 | 0.22588 | 0.29625 | 0.31601 | 0.3151
Solar Generation Cap 20% - NY_Z_K v5.14 | 1254 | 6501 | Generation Constraint in GWh | FALSE | L | Annual | Qualifying Generation | TWh | 0.070231 | 0.070231 | 0.096882 | 0.22588 | 0.29625 | 0.31601 | 0.3151
Solar Generation Cap 20% - NY_Z_K v5.14 | 1254 | 6501 | Generation Constraint in GWh | FALSE | L | Annual | Rate | lb/MWh | 0 | 0 | 0 | 0 | 0 | 0 | 0
Solar Generation Cap 20% - NY_Z_K v5.14 | 1254 | 6501 | Generation Constraint in GWh | FALSE | L | Annual | Constraint Shadow Price | US2011$/MWh | 0 | 0 | 0 | 0 | 0 | 0 | 0
Solar Generation Cap 20% - PJM_AP v5.14 | 1255 | 6502 | Generation Constraint in GWh | FALSE | L | Annual | Seasons Included | Seasons | Winter, Summer | Winter, Summer | Winter, Summer | Winter, Summer | Winter, Summer | Winter, Summer | Winter, Summer
Solar Generation Cap 20% - PJM_AP v5.14 | 1255 | 6502 | Generation Constraint in GWh | FALSE | L | Annual | Standard | GWh | 9611.4153 | 9846.8734 | 9926.7699 | 10165.0747 | 10326.6897 | 10641.4889 | 10965.8854
Solar Generation Cap 20% - PJM_AP v5.14 | 1255 | 6502 | Generation Constraint in GWh | FALSE | L | Annual | Emissions at Affected Plants | GWh | 77.4598 | 77.4598 | 155.4656 | 682.9909 | 1060.7082 | 1231.7893 | 1273.4853
Solar Generation Cap 20% - PJM_AP v5.14 | 1255 | 6502 | Generation Constraint in GWh | FALSE | L | Annual | Allowances Purchased | GWh | 0 | 0 | 0 | 0 | 0 | 0 | 0
Solar Generation Cap 20% - PJM_AP v5.14 | 1255 | 6502 | Generation Constraint in GWh | FALSE | L | Annual | Allowances Sold | GWh | 0 | 0 | 0 | 0 | 0 | 0 | 0
Solar Generation Cap 20% - PJM_AP v5.14 | 1255 | 6502 | Generation Constraint in GWh | FALSE | L | Annual | Allowances Banked | GWh | 0 | 0 | 0 | 0 | 0 | 0 | 0
Solar Generation Cap 20% - PJM_AP v5.14 | 1255 | 6502 | Generation Constraint in GWh | FALSE | L | Annual | Allowances Withdrawn (1:1) | GWh | 0 | 0 | 0 | 0 | 0 | 0 | 0
Solar Generation Cap 20% - PJM_AP v5.14 | 1255 | 6502 | Generation Constraint in GWh | FALSE | L | Annual | Allowances Withdrawn (n:1) | GWh | 0 | 0 | 0 | 0 | 0 | 0 | 0
Solar Generation Cap 20% - PJM_AP v5.14 | 1255 | 6502 | Generation Constraint in GWh | FALSE | L | Annual | Net Emissions Allowance Position | GWh | 77.4598 | 77.4598 | 155.4656 | 682.9909 | 1060.7082 | 1231.7893 | 1273.4853
Solar Generation Cap 20% - PJM_AP v5.14 | 1255 | 6502 | Generation Constraint in GWh | FALSE | L | Annual | Fuel Consumed | TBtu | 0 | 0 | 0 | 0 | 0 | 0 | 0
Solar Generation Cap 20% - PJM_AP v5.14 | 1255 | 6502 | Generation Constraint in GWh | FALSE | L | Annual | Heat Rate | MMBtu/MWh | 0 | 0 | 0 | 0 | 0 | 0 | 0
Solar Generation Cap 20% - PJM_AP v5.14 | 1255 | 6502 | Generation Constraint in GWh | FALSE | L | Annual | Generation | TWh | 0.07746 | 0.07746 | 0.15547 | 0.68299 | 1.0607 | 1.2318 | 1.2735
Solar Generation Cap 20% - PJM_AP v5.14 | 1255 | 6502 | Generation Constraint in GWh | FALSE | L | Annual | Qualifying Generation | TWh | 0.07746 | 0.07746 | 0.15547 | 0.68299 | 1.0607 | 1.2318 | 1.2735
Solar Generation Cap 20% - PJM_AP v5.14 | 1255 | 6502 | Generation Constraint in GWh | FALSE | L | Annual | Rate | lb/MWh | 0 | 0 | 0 | 0 | 0 | 0 | 0
Solar Generation Cap 20% - PJM_AP v5.14 | 1255 | 6502 | Generation Constraint in GWh | FALSE | L | Annual | Constraint Shadow Price | US2011$/MWh | 0 | 0 | 0 | 0 | 0 | 0 | 0
Solar Generation Cap 20% - PJM_ATSI v5.14 | 1256 | 6503 | Generation Constraint in GWh | FALSE | L | Annual | Seasons Included | Seasons | Winter, Summer | Winter, Summer | Winter, Summer | Winter, Summer | Winter, Summer | Winter, Summer | Winter, Summer
Solar Generation Cap 20% - PJM_ATSI v5.14 | 1256 | 6503 | Generation Constraint in GWh | FALSE | L | Annual | Standard | GWh | 14147.3412 | 14493.9309 | 14611.537 | 14962.317 | 15200.2109 | 15663.5892 | 16141.0945
Solar Generation Cap 20% - PJM_ATSI v5.14 | 1256 | 6503 | Generation Constraint in GWh | FALSE | L | Annual | Emissions at Affected Plants | GWh | 41.3983 | 41.3983 | 207.122 | 1023.5574 | 1488.6995 | 1677.1454 | 1729.3729
Solar Generation Cap 20% - PJM_ATSI v5.14 | 1256 | 6503 | Generation Constraint in GWh | FALSE | L | Annual | Allowances Purchased | GWh | 0 | 0 | 0 | 0 | 0 | 0 | 0
Solar Generation Cap 20% - PJM_ATSI v5.14 | 1256 | 6503 | Generation Constraint in GWh | FALSE | L | Annual | Allowances Sold | GWh | 0 | 0 | 0 | 0 | 0 | 0 | 0
Solar Generation Cap 20% - PJM_ATSI v5.14 | 1256 | 6503 | Generation Constraint in GWh | FALSE | L | Annual | Allowances Banked | GWh | 0 | 0 | 0 | 0 | 0 | 0 | 0
Solar Generation Cap 20% - PJM_ATSI v5.14 | 1256 | 6503 | Generation Constraint in GWh | FALSE | L | Annual | Allowances Withdrawn (1:1) | GWh | 0 | 0 | 0 | 0 | 0 | 0 | 0
Solar Generation Cap 20% - PJM_ATSI v5.14 | 1256 | 6503 | Generation Constraint in GWh | FALSE | L | Annual | Allowances Withdrawn (n:1) | GWh | 0 | 0 | 0 | 0 | 0 | 0 | 0
Solar Generation Cap 20% - PJM_ATSI v5.14 | 1256 | 6503 | Generation Constraint in GWh | FALSE | L | Annual | Net Emissions Allowance Position | GWh | 41.3983 | 41.3983 | 207.122 | 1023.5574 | 1488.6995 | 1677.1454 | 1729.3729
Solar Generation Cap 20% - PJM_ATSI v5.14 | 1256 | 6503 | Generation Constraint in GWh | FALSE | L | Annual | Fuel Consumed | TBtu | 0 | 0 | 0 | 0 | 0 | 0 | 0
Solar Generation Cap 20% - PJM_ATSI v5.14 | 1256 | 6503 | Generation Constraint in GWh | FALSE | L | Annual | Heat Rate | MMBtu/MWh | 0 | 0 | 0 | 0 | 0 | 0 | 0
Solar Generation Cap 20% - PJM_ATSI v5.14 | 1256 | 6503 | Generation Constraint in GWh | FALSE | L | Annual | Generation | TWh | 0.041398 | 0.041398 | 0.20712 | 1.0236 | 1.4887 | 1.6771 | 1.7294
Solar Generation Cap 20% - PJM_ATSI v5.14 | 1256 | 6503 | Generation Constraint in GWh | FALSE | L | Annual | Qualifying Generation | TWh | 0.041398 | 0.041398 | 0.20712 | 1.0236 | 1.4887 | 1.6771 | 1.7294
Solar Generation Cap 20% - PJM_ATSI v5.14 | 1256 | 6503 | Generation Constraint in GWh | FALSE | L | Annual | Rate | lb/MWh | 0 | 0 | 0 | 0 | 0 | 0 | 0
Solar Generation Cap 20% - PJM_ATSI v5.14 | 1256 | 6503 | Generation Constraint in GWh | FALSE | L | Annual | Constraint Shadow Price | US2011$/MWh | 0 | 0 | 0 | 0 | 0 | 0 | 0
Solar Generation Cap 20% - PJM_COMD v5.14 | 1257 | 6504 | Generation Constraint in GWh | FALSE | L | Annual | Seasons Included | Seasons | Winter, Summer | Winter, Summer | Winter, Summer | Winter, Summer | Winter, Summer | Winter, Summer | Winter, Summer
Solar Generation Cap 20% - PJM_COMD v5.14 | 1257 | 6504 | Generation Constraint in GWh | FALSE | L | Annual | Standard | GWh | 20616.3286 | 21121.4105 | 21292.7967 | 21803.9851 | 22150.6657 | 22825.9424 | 23521.8063
Solar Generation Cap 20% - PJM_COMD v5.14 | 1257 | 6504 | Generation Constraint in GWh | FALSE | L | Annual | Emissions at Affected Plants | GWh | 78.5579 | 78.5579 | 305.6294 | 1418.9047 | 2052.6771 | 2310.2073 | 3854.2036
Solar Generation Cap 20% - PJM_COMD v5.14 | 1257 | 6504 | Generation Constraint in GWh | FALSE | L | Annual | Allowances Purchased | GWh | 0 | 0 | 0 | 0 | 0 | 0 | 0
Solar Generation Cap 20% - PJM_COMD v5.14 | 1257 | 6504 | Generation Constraint in GWh | FALSE | L | Annual | Allowances Sold | GWh | 0 | 0 | 0 | 0 | 0 | 0 | 0
Solar Generation Cap 20% - PJM_COMD v5.14 | 1257 | 6504 | Generation Constraint in GWh | FALSE | L | Annual | Allowances Banked | GWh | 0 | 0 | 0 | 0 | 0 | 0 | 0
Solar Generation Cap 20% - PJM_COMD v5.14 | 1257 | 6504 | Generation Constraint in GWh | FALSE | L | Annual | Allowances Withdrawn (1:1) | GWh | 0 | 0 | 0 | 0 | 0 | 0 | 0
Solar Generation Cap 20% - PJM_COMD v5.14 | 1257 | 6504 | Generation Constraint in GWh | FALSE | L | Annual | Allowances Withdrawn (n:1) | GWh | 0 | 0 | 0 | 0 | 0 | 0 | 0
Solar Generation Cap 20% - PJM_COMD v5.14 | 1257 | 6504 | Generation Constraint in GWh | FALSE | L | Annual | Net Emissions Allowance Position | GWh | 78.5579 | 78.5579 | 305.6294 | 1418.9047 | 2052.6771 | 2310.2073 | 3854.2036
Solar Generation Cap 20% - PJM_COMD v5.14 | 1257 | 6504 | Generation Constraint in GWh | FALSE | L | Annual | Fuel Consumed | TBtu | 0 | 0 | 0 | 0 | 0 | 0 | 0
Solar Generation Cap 20% - PJM_COMD v5.14 | 1257 | 6504 | Generation Constraint in GWh | FALSE | L | Annual | Heat Rate | MMBtu/MWh | 0 | 0 | 0 | 0 | 0 | 0 | 0
Solar Generation Cap 20% - PJM_COMD v5.14 | 1257 | 6504 | Generation Constraint in GWh | FALSE | L | Annual | Generation | TWh | 0.078558 | 0.078558 | 0.30563 | 1.4189 | 2.0527 | 2.3102 | 3.8542
Solar Generation Cap 20% - PJM_COMD v5.14 | 1257 | 6504 | Generation Constraint in GWh | FALSE | L | Annual | Qualifying Generation | TWh | 0.078558 | 0.078558 | 0.30563 | 1.4189 | 2.0527 | 2.3102 | 3.8542
Solar Generation Cap 20% - PJM_COMD v5.14 | 1257 | 6504 | Generation Constraint in GWh | FALSE | L | Annual | Rate | lb/MWh | 0 | 0 | 0 | 0 | 0 | 0 | 0
Solar Generation Cap 20% - PJM_COMD v5.14 | 1257 | 6504 | Generation Constraint in GWh | FALSE | L | Annual | Constraint Shadow Price | US2011$/MWh | 0 | 0 | 0 | 0 | 0 | 0 | 0
Solar Generation Cap 20% - PJM_Dom v5.14 | 1258 | 6505 | Generation Constraint in GWh | FALSE | L | Annual | Seasons Included | Seasons | Winter, Summer | Winter, Summer | Winter, Summer | Winter, Summer | Winter, Summer | Winter, Summer | Winter, Summer
Solar Generation Cap 20% - PJM_Dom v5.14 | 1258 | 6505 | Generation Constraint in GWh | FALSE | L | Annual | Standard | GWh | 19196.5105 | 19759.5151 | 20114.6695 | 20983.2579 | 21868.5733 | 23584.6359 | 25435.3669
Solar Generation Cap 20% - PJM_Dom v5.14 | 1258 | 6505 | Generation Constraint in GWh | FALSE | L | Annual | Emissions at Affected Plants | GWh | 161.6765 | 161.6765 | 169.9096 | 807.4257 | 1686.3344 | 5826.1326 | 25435.3669
Solar Generation Cap 20% - PJM_Dom v5.14 | 1258 | 6505 | Generation Constraint in GWh | FALSE | L | Annual | Allowances Purchased | GWh | 0 | 0 | 0 | 0 | 0 | 0 | 0
Solar Generation Cap 20% - PJM_Dom v5.14 | 1258 | 6505 | Generation Constraint in GWh | FALSE | L | Annual | Allowances Sold | GWh | 0 | 0 | 0 | 0 | 0 | 0 | 0
Solar Generation Cap 20% - PJM_Dom v5.14 | 1258 | 6505 | Generation Constraint in GWh | FALSE | L | Annual | Allowances Banked | GWh | 0 | 0 | 0 | 0 | 0 | 0 | 0
Solar Generation Cap 20% - PJM_Dom v5.14 | 1258 | 6505 | Generation Constraint in GWh | FALSE | L | Annual | Allowances Withdrawn (1:1) | GWh | 0 | 0 | 0 | 0 | 0 | 0 | 0
Solar Generation Cap 20% - PJM_Dom v5.14 | 1258 | 6505 | Generation Constraint in GWh | FALSE | L | Annual | Allowances Withdrawn (n:1) | GWh | 0 | 0 | 0 | 0 | 0 | 0 | 0
Solar Generation Cap 20% - PJM_Dom v5.14 | 1258 | 6505 | Generation Constraint in GWh | FALSE | L | Annual | Net Emissions Allowance Position | GWh | 161.6765 | 161.6765 | 169.9096 | 807.4257 | 1686.3344 | 5826.1326 | 25435.3669
Solar Generation Cap 20% - PJM_Dom v5.14 | 1258 | 6505 | Generation Constraint in GWh | FALSE | L | Annual | Fuel Consumed | TBtu | 0 | 0 | 0 | 0 | 0 | 0 | 0
Solar Generation Cap 20% - PJM_Dom v5.14 | 1258 | 6505 | Generation Constraint in GWh | FALSE | L | Annual | Heat Rate | MMBtu/MWh | 0 | 0 | 0 | 0 | 0 | 0 | 0
Solar Generation Cap 20% - PJM_Dom v5.14 | 1258 | 6505 | Generation Constraint in GWh | FALSE | L | Annual | Generation | TWh | 0.16168 | 0.16168 | 0.16991 | 0.80743 | 1.6863 | 5.8261 | 25.4354
Solar Generation Cap 20% - PJM_Dom v5.14 | 1258 | 6505 | Generation Constraint in GWh | FALSE | L | Annual | Qualifying Generation | TWh | 0.16168 | 0.16168 | 0.16991 | 0.80743 | 1.6863 | 5.8261 | 25.4354
Solar Generation Cap 20% - PJM_Dom v5.14 | 1258 | 6505 | Generation Constraint in GWh | FALSE | L | Annual | Rate | lb/MWh | 0 | 0 | 0 | 0 | 0 | 0 | 0
Solar Generation Cap 20% - PJM_Dom v5.14 | 1258 | 6505 | Generation Constraint in GWh | FALSE | L | Annual | Constraint Shadow Price | US2011$/MWh | 0 | 0 | 0 | 0 | 0 | 0 | 4.2362
Solar Generation Cap 20% - PJM_EMAC v5.14 | 1259 | 6506 | Generation Constraint in GWh | FALSE | L | Annual | Seasons Included | Seasons | Winter, Summer | Winter, Summer | Winter, Summer | Winter, Summer | Winter, Summer | Winter, Summer | Winter, Summer
Solar Generation Cap 20% - PJM_EMAC v5.14 | 1259 | 6506 | Generation Constraint in GWh | FALSE | L | Annual | Standard | GWh | 28433.8756 | 28624.1607 | 28592.8327 | 28754.7461 | 29256.5452 | 30337.9724 | 31459.3744
Solar Generation Cap 20% - PJM_EMAC v5.14 | 1259 | 6506 | Generation Constraint in GWh | FALSE | L | Annual | Emissions at Affected Plants | GWh | 824.5863 | 824.5863 | 1978.5418 | 3602.3905 | 18620.8139 | 19975.3431 | 21712.6967
Solar Generation Cap 20% - PJM_EMAC v5.14 | 1259 | 6506 | Generation Constraint in GWh | FALSE | L | Annual | Allowances Purchased | GWh | 0 | 0 | 0 | 0 | 0 | 0 | 0
Solar Generation Cap 20% - PJM_EMAC v5.14 | 1259 | 6506 | Generation Constraint in GWh | FALSE | L | Annual | Allowances Sold | GWh | 0 | 0 | 0 | 0 | 0 | 0 | 0
Solar Generation Cap 20% - PJM_EMAC v5.14 | 1259 | 6506 | Generation Constraint in GWh | FALSE | L | Annual | Allowances Banked | GWh | 0 | 0 | 0 | 0 | 0 | 0 | 0
Solar Generation Cap 20% - PJM_EMAC v5.14 | 1259 | 6506 | Generation Constraint in GWh | FALSE | L | Annual | Allowances Withdrawn (1:1) | GWh | 0 | 0 | 0 | 0 | 0 | 0 | 0
Solar Generation Cap 20% - PJM_EMAC v5.14 | 1259 | 6506 | Generation Constraint in GWh | FALSE | L | Annual | Allowances Withdrawn (n:1) | GWh | 0 | 0 | 0 | 0 | 0 | 0 | 0
Solar Generation Cap 20% - PJM_EMAC v5.14 | 1259 | 6506 | Generation Constraint in GWh | FALSE | L | Annual | Net Emissions Allowance Position | GWh | 824.5863 | 824.5863 | 1978.5418 | 3602.3905 | 18620.8139 | 19975.3431 | 21712.6967
Solar Generation Cap 20% - PJM_EMAC v5.14 | 1259 | 6506 | Generation Constraint in GWh | FALSE | L | Annual | Fuel Consumed | TBtu | 0 | 0 | 0 | 0 | 0 | 0 | 0
Solar Generation Cap 20% - PJM_EMAC v5.14 | 1259 | 6506 | Generation Constraint in GWh | FALSE | L | Annual | Heat Rate | MMBtu/MWh | 0 | 0 | 0 | 0 | 0 | 0 | 0
Solar Generation Cap 20% - PJM_EMAC v5.14 | 1259 | 6506 | Generation Constraint in GWh | FALSE | L | Annual | Generation | TWh | 0.82459 | 0.82459 | 1.9785 | 3.6024 | 18.6208 | 19.9753 | 21.7127
Solar Generation Cap 20% - PJM_EMAC v5.14 | 1259 | 6506 | Generation Constraint in GWh | FALSE | L | Annual | Qualifying Generation | TWh | 0.82459 | 0.82459 | 1.9785 | 3.6024 | 18.6208 | 19.9753 | 21.7127
Solar Generation Cap 20% - PJM_EMAC v5.14 | 1259 | 6506 | Generation Constraint in GWh | FALSE | L | Annual | Rate | lb/MWh | 0 | 0 | 0 | 0 | 0 | 0 | 0
Solar Generation Cap 20% - PJM_EMAC v5.14 | 1259 | 6506 | Generation Constraint in GWh | FALSE | L | Annual | Constraint Shadow Price | US2011$/MWh | 0 | 0 | 0 | 0 | 0 | 0 | 0
Solar Generation Cap 20% - PJM_PENE v5.14 | 1260 | 6507 | Generation Constraint in GWh | FALSE | L | Annual | Seasons Included | Seasons | Winter, Summer | Winter, Summer | Winter, Summer | Winter, Summer | Winter, Summer | Winter, Summer | Winter, Summer
Solar Generation Cap 20% - PJM_PENE v5.14 | 1260 | 6507 | Generation Constraint in GWh | FALSE | L | Annual | Standard | GWh | 3465.2629 | 3488.4472 | 3484.6302 | 3504.3578 | 3565.497 | 3697.2581 | 3833.8898
Solar Generation Cap 20% - PJM_PENE v5.14 | 1260 | 6507 | Generation Constraint in GWh | FALSE | L | Annual | Emissions at Affected Plants | GWh | 0 | 0 | 28.5353 | 182.8636 | 271.9863 | 306.055 | 315.513
Solar Generation Cap 20% - PJM_PENE v5.14 | 1260 | 6507 | Generation Constraint in GWh | FALSE | L | Annual | Allowances Purchased | GWh | 0 | 0 | 0 | 0 | 0 | 0 | 0
Solar Generation Cap 20% - PJM_PENE v5.14 | 1260 | 6507 | Generation Constraint in GWh | FALSE | L | Annual | Allowances Sold | GWh | 0 | 0 | 0 | 0 | 0 | 0 | 0
Solar Generation Cap 20% - PJM_PENE v5.14 | 1260 | 6507 | Generation Constraint in GWh | FALSE | L | Annual | Allowances Banked | GWh | 0 | 0 | 0 | 0 | 0 | 0 | 0
Solar Generation Cap 20% - PJM_PENE v5.14 | 1260 | 6507 | Generation Constraint in GWh | FALSE | L | Annual | Allowances Withdrawn (1:1) | GWh | 0 | 0 | 0 | 0 | 0 | 0 | 0
Solar Generation Cap 20% - PJM_PENE v5.14 | 1260 | 6507 | Generation Constraint in GWh | FALSE | L | Annual | Allowances Withdrawn (n:1) | GWh | 0 | 0 | 0 | 0 | 0 | 0 | 0
Solar Generation Cap 20% - PJM_PENE v5.14 | 1260 | 6507 | Generation Constraint in GWh | FALSE | L | Annual | Net Emissions Allowance Position | GWh | 0 | 0 | 28.5353 | 182.8636 | 271.9863 | 306.055 | 315.513
Solar Generation Cap 20% - PJM_PENE v5.14 | 1260 | 6507 | Generation Constraint in GWh | FALSE | L | Annual | Fuel Consumed | TBtu | 0 | 0 | 0 | 0 | 0 | 0 | 0
Solar Generation Cap 20% - PJM_PENE v5.14 | 1260 | 6507 | Generation Constraint in GWh | FALSE | L | Annual | Heat Rate | MMBtu/MWh | 0 | 0 | 0 | 0 | 0 | 0 | 0
Solar Generation Cap 20% - PJM_PENE v5.14 | 1260 | 6507 | Generation Constraint in GWh | FALSE | L | Annual | Generation | TWh | 0 | 0 | 0.028535 | 0.18286 | 0.27199 | 0.30605 | 0.31551
Solar Generation Cap 20% - PJM_PENE v5.14 | 1260 | 6507 | Generation Constraint in GWh | FALSE | L | Annual | Qualifying Generation | TWh | 0 | 0 | 0.028535 | 0.18286 | 0.27199 | 0.30605 | 0.31551
Solar Generation Cap 20% - PJM_PENE v5.14 | 1260 | 6507 | Generation Constraint in GWh | FALSE | L | Annual | Rate | lb/MWh | 0 | 0 | 0 | 0 | 0 | 0 | 0
Solar Generation Cap 20% - PJM_PENE v5.14 | 1260 | 6507 | Generation Constraint in GWh | FALSE | L | Annual | Constraint Shadow Price | US2011$/MWh | 0 | 0 | 0 | 0 | 0 | 0 | 0
Solar Generation Cap 20% - PJM_SMAC v5.14 | 1261 | 6508 | Generation Constraint in GWh | FALSE | L | Annual | Seasons Included | Seasons | Winter, Summer | Winter, Summer | Winter, Summer | Winter, Summer | Winter, Summer | Winter, Summer | Winter, Summer
Solar Generation Cap 20% - PJM_SMAC v5.14 | 1261 | 6508 | Generation Constraint in GWh | FALSE | L | Annual | Standard | GWh | 13007.7659 | 13094.8128 | 13080.4817 | 13154.5498 | 13384.1004 | 13878.8048 | 14391.796
Solar Generation Cap 20% - PJM_SMAC v5.14 | 1261 | 6508 | Generation Constraint in GWh | FALSE | L | Annual | Emissions at Affected Plants | GWh | 23.4765 | 23.4765 | 149.8755 | 821.8982 | 1221.9854 | 1379.1092 | 1420.5227
Solar Generation Cap 20% - PJM_SMAC v5.14 | 1261 | 6508 | Generation Constraint in GWh | FALSE | L | Annual | Allowances Purchased | GWh | 0 | 0 | 0 | 0 | 0 | 0 | 0
Solar Generation Cap 20% - PJM_SMAC v5.14 | 1261 | 6508 | Generation Constraint in GWh | FALSE | L | Annual | Allowances Sold | GWh | 0 | 0 | 0 | 0 | 0 | 0 | 0
Solar Generation Cap 20% - PJM_SMAC v5.14 | 1261 | 6508 | Generation Constraint in GWh | FALSE | L | Annual | Allowances Banked | GWh | 0 | 0 | 0 | 0 | 0 | 0 | 0
Solar Generation Cap 20% - PJM_SMAC v5.14 | 1261 | 6508 | Generation Constraint in GWh | FALSE | L | Annual | Allowances Withdrawn (1:1) | GWh | 0 | 0 | 0 | 0 | 0 | 0 | 0
Solar Generation Cap 20% - PJM_SMAC v5.14 | 1261 | 6508 | Generation Constraint in GWh | FALSE | L | Annual | Allowances Withdrawn (n:1) | GWh | 0 | 0 | 0 | 0 | 0 | 0 | 0
Solar Generation Cap 20% - PJM_SMAC v5.14 | 1261 | 6508 | Generation Constraint in GWh | FALSE | L | Annual | Net Emissions Allowance Position | GWh | 23.4765 | 23.4765 | 149.8755 | 821.8982 | 1221.9854 | 1379.1092 | 1420.5227
Solar Generation Cap 20% - PJM_SMAC v5.14 | 1261 | 6508 | Generation Constraint in GWh | FALSE | L | Annual | Fuel Consumed | TBtu | 0 | 0 | 0 | 0 | 0 | 0 | 0
Solar Generation Cap 20% - PJM_SMAC v5.14 | 1261 | 6508 | Generation Constraint in GWh | FALSE | L | Annual | Heat Rate | MMBtu/MWh | 0 | 0 | 0 | 0 | 0 | 0 | 0
Solar Generation Cap 20% - PJM_SMAC v5.14 | 1261 | 6508 | Generation Constraint in GWh | FALSE | L | Annual | Generation | TWh | 0.023477 | 0.023477 | 0.14988 | 0.8219 | 1.222 | 1.3791 | 1.4205
Solar Generation Cap 20% - PJM_SMAC v5.14 | 1261 | 6508 | Generation Constraint in GWh | FALSE | L | Annual | Qualifying Generation | TWh | 0.023477 | 0.023477 | 0.14988 | 0.8219 | 1.222 | 1.3791 | 1.4205
Solar Generation Cap 20% - PJM_SMAC v5.14 | 1261 | 6508 | Generation Constraint in GWh | FALSE | L | Annual | Rate | lb/MWh | 0 | 0 | 0 | 0 | 0 | 0 | 0
Solar Generation Cap 20% - PJM_SMAC v5.14 | 1261 | 6508 | Generation Constraint in GWh | FALSE | L | Annual | Constraint Shadow Price | US2011$/MWh | 0 | 0 | 0 | 0 | 0 | 0 | 0
Solar Generation Cap 20% - PJM_West v5.14 | 1262 | 6509 | Generation Constraint in GWh | FALSE | L | Annual | Seasons Included | Seasons | Winter, Summer | Winter, Summer | Winter, Summer | Winter, Summer | Winter, Summer | Winter, Summer | Winter, Summer
Solar Generation Cap 20% - PJM_West v5.14 | 1262 | 6509 | Generation Constraint in GWh | FALSE | L | Annual | Standard | GWh | 40728.6184 | 41726.4575 | 42065.0479 | 43074.951 | 43759.8529 | 45093.9288 | 46468.6767
Solar Generation Cap 20% - PJM_West v5.14 | 1262 | 6509 | Generation Constraint in GWh | FALSE | L | Annual | Emissions at Affected Plants | GWh | 29.2045 | 29.2045 | 1596.8018 | 3588.8119 | 4740.561 | 5902.5711 | 6036.5306
Solar Generation Cap 20% - PJM_West v5.14 | 1262 | 6509 | Generation Constraint in GWh | FALSE | L | Annual | Allowances Purchased | GWh | 0 | 0 | 0 | 0 | 0 | 0 | 0
Solar Generation Cap 20% - PJM_West v5.14 | 1262 | 6509 | Generation Constraint in GWh | FALSE | L | Annual | Allowances Sold | GWh | 0 | 0 | 0 | 0 | 0 | 0 | 0
Solar Generation Cap 20% - PJM_West v5.14 | 1262 | 6509 | Generation Constraint in GWh | FALSE | L | Annual | Allowances Banked | GWh | 0 | 0 | 0 | 0 | 0 | 0 | 0
Solar Generation Cap 20% - PJM_West v5.14 | 1262 | 6509 | Generation Constraint in GWh | FALSE | L | Annual | Allowances Withdrawn (1:1) | GWh | 0 | 0 | 0 | 0 | 0 | 0 | 0
Solar Generation Cap 20% - PJM_West v5.14 | 1262 | 6509 | Generation Constraint in GWh | FALSE | L | Annual | Allowances Withdrawn (n:1) | GWh | 0 | 0 | 0 | 0 | 0 | 0 | 0
Solar Generation Cap 20% - PJM_West v5.14 | 1262 | 6509 | Generation Constraint in GWh | FALSE | L | Annual | Net Emissions Allowance Position | GWh | 29.2045 | 29.2045 | 1596.8018 | 3588.8119 | 4740.561 | 5902.5711 | 6036.5306
Solar Generation Cap 20% - PJM_West v5.14 | 1262 | 6509 | Generation Constraint in GWh | FALSE | L | Annual | Fuel Consumed | TBtu | 0 | 0 | 0 | 0 | 0 | 0 | 0
Solar Generation Cap 20% - PJM_West v5.14 | 1262 | 6509 | Generation Constraint in GWh | FALSE | L | Annual | Heat Rate | MMBtu/MWh | 0 | 0 | 0 | 0 | 0 | 0 | 0
Solar Generation Cap 20% - PJM_West v5.14 | 1262 | 6509 | Generation Constraint in GWh | FALSE | L | Annual | Generation | TWh | 0.029204 | 0.029204 | 1.5968 | 3.5888 | 4.7406 | 5.9026 | 6.0365
Solar Generation Cap 20% - PJM_West v5.14 | 1262 | 6509 | Generation Constraint in GWh | FALSE | L | Annual | Qualifying Generation | TWh | 0.029204 | 0.029204 | 1.5968 | 3.5888 | 4.7406 | 5.9026 | 6.0365
Solar Generation Cap 20% - PJM_West v5.14 | 1262 | 6509 | Generation Constraint in GWh | FALSE | L | Annual | Rate | lb/MWh | 0 | 0 | 0 | 0 | 0 | 0 | 0
Solar Generation Cap 20% - PJM_West v5.14 | 1262 | 6509 | Generation Constraint in GWh | FALSE | L | Annual | Constraint Shadow Price | US2011$/MWh | 0 | 0 | 0 | 0 | 0 | 0 | 0
Solar Generation Cap 20% - PJM_WMAC v5.14 | 1263 | 6510 | Generation Constraint in GWh | FALSE | L | Annual | Seasons Included | Seasons | Winter, Summer | Winter, Summer | Winter, Summer | Winter, Summer | Winter, Summer | Winter, Summer | Winter, Summer
Solar Generation Cap 20% - PJM_WMAC v5.14 | 1263 | 6510 | Generation Constraint in GWh | FALSE | L | Annual | Standard | GWh | 11333.9364 | 11409.7813 | 11397.2944 | 11461.8307 | 11661.8406 | 12092.882 | 12539.8568
Solar Generation Cap 20% - PJM_WMAC v5.14 | 1263 | 6510 | Generation Constraint in GWh | FALSE | L | Annual | Emissions at Affected Plants | GWh | 28.8725 | 28.8725 | 88.9464 | 413.8457 | 601.4712 | 673.1941 | 693.1056
Solar Generation Cap 20% - PJM_WMAC v5.14 | 1263 | 6510 | Generation Constraint in GWh | FALSE | L | Annual | Allowances Purchased | GWh | 0 | 0 | 0 | 0 | 0 | 0 | 0
Solar Generation Cap 20% - PJM_WMAC v5.14 | 1263 | 6510 | Generation Constraint in GWh | FALSE | L | Annual | Allowances Sold | GWh | 0 | 0 | 0 | 0 | 0 | 0 | 0
Solar Generation Cap 20% - PJM_WMAC v5.14 | 1263 | 6510 | Generation Constraint in GWh | FALSE | L | Annual | Allowances Banked | GWh | 0 | 0 | 0 | 0 | 0 | 0 | 0
Solar Generation Cap 20% - PJM_WMAC v5.14 | 1263 | 6510 | Generation Constraint in GWh | FALSE | L | Annual | Allowances Withdrawn (1:1) | GWh | 0 | 0 | 0 | 0 | 0 | 0 | 0
Solar Generation Cap 20% - PJM_WMAC v5.14 | 1263 | 6510 | Generation Constraint in GWh | FALSE | L | Annual | Allowances Withdrawn (n:1) | GWh | 0 | 0 | 0 | 0 | 0 | 0 | 0
Solar Generation Cap 20% - PJM_WMAC v5.14 | 1263 | 6510 | Generation Constraint in GWh | FALSE | L | Annual | Net Emissions Allowance Position | GWh | 28.8725 | 28.8725 | 88.9464 | 413.8457 | 601.4712 | 673.1941 | 693.1056
Solar Generation Cap 20% - PJM_WMAC v5.14 | 1263 | 6510 | Generation Constraint in GWh | FALSE | L | Annual | Fuel Consumed | TBtu | 0 | 0 | 0 | 0 | 0 | 0 | 0
Solar Generation Cap 20% - PJM_WMAC v5.14 | 1263 | 6510 | Generation Constraint in GWh | FALSE | L | Annual | Heat Rate | MMBtu/MWh | 0 | 0 | 0 | 0 | 0 | 0 | 0
Solar Generation Cap 20% - PJM_WMAC v5.14 | 1263 | 6510 | Generation Constraint in GWh | FALSE | L | Annual | Generation | TWh | 0.028872 | 0.028872 | 0.088946 | 0.41385 | 0.60147 | 0.67319 | 0.69311
Solar Generation Cap 20% - PJM_WMAC v5.14 | 1263 | 6510 | Generation Constraint in GWh | FALSE | L | Annual | Qualifying Generation | TWh | 0.028872 | 0.028872 | 0.088946 | 0.41385 | 0.60147 | 0.67319 | 0.69311
Solar Generation Cap 20% - PJM_WMAC v5.14 | 1263 | 6510 | Generation Constraint in GWh | FALSE | L | Annual | Rate | lb/MWh | 0 | 0 | 0 | 0 | 0 | 0 | 0
Solar Generation Cap 20% - PJM_WMAC v5.14 | 1263 | 6510 | Generation Constraint in GWh | FALSE | L | Annual | Constraint Shadow Price | US2011$/MWh | 0 | 0 | 0 | 0 | 0 | 0 | 0
Solar Generation Cap 20% - S_C_KY v5.14 | 1264 | 6511 | Generation Constraint in GWh | FALSE | L | Annual | Seasons Included | Seasons | Winter, Summer | Winter, Summer | Winter, Summer | Winter, Summer | Winter, Summer | Winter, Summer | Winter, Summer
Solar Generation Cap 20% - S_C_KY v5.14 | 1264 | 6511 | Generation Constraint in GWh | FALSE | L | Annual | Standard | GWh | 8438.3834 | 8744.1067 | 8958.8611 | 9416.8097 | 9748.6853 | 10316.2208 | 10916.7996
Solar Generation Cap 20% - S_C_KY v5.14 | 1264 | 6511 | Generation Constraint in GWh | FALSE | L | Annual | Emissions at Affected Plants | GWh | 0 | 0 | 33.554 | 409.9987 | 728.6899 | 914.045 | 986.0931
Solar Generation Cap 20% - S_C_KY v5.14 | 1264 | 6511 | Generation Constraint in GWh | FALSE | L | Annual | Allowances Purchased | GWh | 0 | 0 | 0 | 0 | 0 | 0 | 0
Solar Generation Cap 20% - S_C_KY v5.14 | 1264 | 6511 | Generation Constraint in GWh | FALSE | L | Annual | Allowances Sold | GWh | 0 | 0 | 0 | 0 | 0 | 0 | 0
Solar Generation Cap 20% - S_C_KY v5.14 | 1264 | 6511 | Generation Constraint in GWh | FALSE | L | Annual | Allowances Banked | GWh | 0 | 0 | 0 | 0 | 0 | 0 | 0
Solar Generation Cap 20% - S_C_KY v5.14 | 1264 | 6511 | Generation Constraint in GWh | FALSE | L | Annual | Allowances Withdrawn (1:1) | GWh | 0 | 0 | 0 | 0 | 0 | 0 | 0
Solar Generation Cap 20% - S_C_KY v5.14 | 1264 | 6511 | Generation Constraint in GWh | FALSE | L | Annual | Allowances Withdrawn (n:1) | GWh | 0 | 0 | 0 | 0 | 0 | 0 | 0
Solar Generation Cap 20% - S_C_KY v5.14 | 1264 | 6511 | Generation Constraint in GWh | FALSE | L | Annual | Net Emissions Allowance Position | GWh | 0 | 0 | 33.554 | 409.9987 | 728.6899 | 914.045 | 986.0931
Solar Generation Cap 20% - S_C_KY v5.14 | 1264 | 6511 | Generation Constraint in GWh | FALSE | L | Annual | Fuel Consumed | TBtu | 0 | 0 | 0 | 0 | 0 | 0 | 0
Solar Generation Cap 20% - S_C_KY v5.14 | 1264 | 6511 | Generation Constraint in GWh | FALSE | L | Annual | Heat Rate | MMBtu/MWh | 0 | 0 | 0 | 0 | 0 | 0 | 0
Solar Generation Cap 20% - S_C_KY v5.14 | 1264 | 6511 | Generation Constraint in GWh | FALSE | L | Annual | Generation | TWh | 0 | 0 | 0.033554 | 0.41 | 0.72869 | 0.91404 | 0.98609
Solar Generation Cap 20% - S_C_KY v5.14 | 1264 | 6511 | Generation Constraint in GWh | FALSE | L | Annual | Qualifying Generation | TWh | 0 | 0 | 0.033554 | 0.41 | 0.72869 | 0.91404 | 0.98609
Solar Generation Cap 20% - S_C_KY v5.14 | 1264 | 6511 | Generation Constraint in GWh | FALSE | L | Annual | Rate | lb/MWh | 0 | 0 | 0 | 0 | 0 | 0 | 0
Solar Generation Cap 20% - S_C_KY v5.14 | 1264 | 6511 | Generation Constraint in GWh | FALSE | L | Annual | Constraint Shadow Price | US2011$/MWh | 0 | 0 | 0 | 0 | 0 | 0 | 0
Solar Generation Cap 20% - S_C_TVA v5.14 | 1265 | 6512 | Generation Constraint in GWh | FALSE | L | Annual | Seasons Included | Seasons | Winter, Summer | Winter, Summer | Winter, Summer | Winter, Summer | Winter, Summer | Winter, Summer | Winter, Summer
Solar Generation Cap 20% - S_C_TVA v5.14 | 1265 | 6512 | Generation Constraint in GWh | FALSE | L | Annual | Standard | GWh | 34597.3881 | 35850.9665 | 36731.5386 | 38609.2971 | 39970.1098 | 42297.2147 | 44759.8095
Solar Generation Cap 20% - S_C_TVA v5.14 | 1265 | 6512 | Generation Constraint in GWh | FALSE | L | Annual | Emissions at Affected Plants | GWh | 173.3893 | 173.3893 | 278.5058 | 1793.709 | 3249.4509 | 4129.9742 | 44759.8095
Solar Generation Cap 20% - S_C_TVA v5.14 | 1265 | 6512 | Generation Constraint in GWh | FALSE | L | Annual | Allowances Purchased | GWh | 0 | 0 | 0 | 0 | 0 | 0 | 0
Solar Generation Cap 20% - S_C_TVA v5.14 | 1265 | 6512 | Generation Constraint in GWh | FALSE | L | Annual | Allowances Sold | GWh | 0 | 0 | 0 | 0 | 0 | 0 | 0
Solar Generation Cap 20% - S_C_TVA v5.14 | 1265 | 6512 | Generation Constraint in GWh | FALSE | L | Annual | Allowances Banked | GWh | 0 | 0 | 0 | 0 | 0 | 0 | 0
Solar Generation Cap 20% - S_C_TVA v5.14 | 1265 | 6512 | Generation Constraint in GWh | FALSE | L | Annual | Allowances Withdrawn (1:1) | GWh | 0 | 0 | 0 | 0 | 0 | 0 | 0
Solar Generation Cap 20% - S_C_TVA v5.14 | 1265 | 6512 | Generation Constraint in GWh | FALSE | L | Annual | Allowances Withdrawn (n:1) | GWh | 0 | 0 | 0 | 0 | 0 | 0 | 0
Solar Generation Cap 20% - S_C_TVA v5.14 | 1265 | 6512 | Generation Constraint in GWh | FALSE | L | Annual | Net Emissions Allowance Position | GWh | 173.3893 | 173.3893 | 278.5058 | 1793.709 | 3249.4509 | 4129.9742 | 44759.8095
Solar Generation Cap 20% - S_C_TVA v5.14 | 1265 | 6512 | Generation Constraint in GWh | FALSE | L | Annual | Fuel Consumed | TBtu | 0 | 0 | 0 | 0 | 0 | 0 | 0
Solar Generation Cap 20% - S_C_TVA v5.14 | 1265 | 6512 | Generation Constraint in GWh | FALSE | L | Annual | Heat Rate | MMBtu/MWh | 0 | 0 | 0 | 0 | 0 | 0 | 0
Solar Generation Cap 20% - S_C_TVA v5.14 | 1265 | 6512 | Generation Constraint in GWh | FALSE | L | Annual | Generation | TWh | 0.17339 | 0.17339 | 0.27851 | 1.7937 | 3.2495 | 4.13 | 44.7598
Solar Generation Cap 20% - S_C_TVA v5.14 | 1265 | 6512 | Generation Constraint in GWh | FALSE | L | Annual | Qualifying Generation | TWh | 0.17339 | 0.17339 | 0.27851 | 1.7937 | 3.2495 | 4.13 | 44.7598
Solar Generation Cap 20% - S_C_TVA v5.14 | 1265 | 6512 | Generation Constraint in GWh | FALSE | L | Annual | Rate | lb/MWh | 0 | 0 | 0 | 0 | 0 | 0 | 0
Solar Generation Cap 20% - S_C_TVA v5.14 | 1265 | 6512 | Generation Constraint in GWh | FALSE | L | Annual | Constraint Shadow Price | US2011$/MWh | 0 | 0 | 0 | 0 | 0 | 0 | 1.7707
Solar Generation Cap 20% - S_D_AMSO v5.14 | 1266 | 6513 | Generation Constraint in GWh | FALSE | L | Annual | Seasons Included | Seasons | Winter, Summer | Winter, Summer | Winter, Summer | Winter, Summer | Winter, Summer | Winter, Summer | Winter, Summer
Solar Generation Cap 20% - S_D_AMSO v5.14 | 1266 | 6513 | Generation Constraint in GWh | FALSE | L | Annual | Standard | GWh | 6362.6153 | 6439.7149 | 6612.818 | 6949.686 | 7256.315 | 7833.6962 | 8457.0256
Solar Generation Cap 20% - S_D_AMSO v5.14 | 1266 | 6513 | Generation Constraint in GWh | FALSE | L | Annual | Emissions at Affected Plants | GWh | 0 | 0 | 1.8734 | 237.3312 | 570.3688 | 795.8646 | 8457.0256
Solar Generation Cap 20% - S_D_AMSO v5.14 | 1266 | 6513 | Generation Constraint in GWh | FALSE | L | Annual | Allowances Purchased | GWh | 0 | 0 | 0 | 0 | 0 | 0 | 0
Solar Generation Cap 20% - S_D_AMSO v5.14 | 1266 | 6513 | Generation Constraint in GWh | FALSE | L | Annual | Allowances Sold | GWh | 0 | 0 | 0 | 0 | 0 | 0 | 0
Solar Generation Cap 20% - S_D_AMSO v5.14 | 1266 | 6513 | Generation Constraint in GWh | FALSE | L | Annual | Allowances Banked | GWh | 0 | 0 | 0 | 0 | 0 | 0 | 0
Solar Generation Cap 20% - S_D_AMSO v5.14 | 1266 | 6513 | Generation Constraint in GWh | FALSE | L | Annual | Allowances Withdrawn (1:1) | GWh | 0 | 0 | 0 | 0 | 0 | 0 | 0
Solar Generation Cap 20% - S_D_AMSO v5.14 | 1266 | 6513 | Generation Constraint in GWh | FALSE | L | Annual | Allowances Withdrawn (n:1) | GWh | 0 | 0 | 0 | 0 | 0 | 0 | 0
Solar Generation Cap 20% - S_D_AMSO v5.14 | 1266 | 6513 | Generation Constraint in GWh | FALSE | L | Annual | Net Emissions Allowance Position | GWh | 0 | 0 | 1.8734 | 237.3312 | 570.3688 | 795.8646 | 8457.0256
Solar Generation Cap 20% - S_D_AMSO v5.14 | 1266 | 6513 | Generation Constraint in GWh | FALSE | L | Annual | Fuel Consumed | TBtu | 0 | 0 | 0 | 0 | 0 | 0 | 0
Solar Generation Cap 20% - S_D_AMSO v5.14 | 1266 | 6513 | Generation Constraint in GWh | FALSE | L | Annual | Heat Rate | MMBtu/MWh | 0 | 0 | 0 | 0 | 0 | 0 | 0
Solar Generation Cap 20% - S_D_AMSO v5.14 | 1266 | 6513 | Generation Constraint in GWh | FALSE | L | Annual | Generation | TWh | 0 | 0 | 0.0018734 | 0.23733 | 0.57037 | 0.79586 | 8.457
Solar Generation Cap 20% - S_D_AMSO v5.14 | 1266 | 6513 | Generation Constraint in GWh | FALSE | L | Annual | Qualifying Generation | TWh | 0 | 0 | 0.0018734 | 0.23733 | 0.57037 | 0.79586 | 8.457
Solar Generation Cap 20% - S_D_AMSO v5.14 | 1266 | 6513 | Generation Constraint in GWh | FALSE | L | Annual | Rate | lb/MWh | 0 | 0 | 0 | 0 | 0 | 0 | 0
Solar Generation Cap 20% - S_D_AMSO v5.14 | 1266 | 6513 | Generation Constraint in GWh | FALSE | L | Annual | Constraint Shadow Price | US2011$/MWh | 0 | 0 | 0 | 0 | 0 | 0 | 2.4919
Solar Generation Cap 20% - S_D_N_AR v5.14 | 1267 | 6514 | Generation Constraint in GWh | FALSE | L | Annual | Seasons Included | Seasons | Winter, Summer | Winter, Summer | Winter, Summer | Winter, Summer | Winter, Summer | Winter, Summer | Winter, Summer
Solar Generation Cap 20% - S_D_N_AR v5.14 | 1267 | 6514 | Generation Constraint in GWh | FALSE | L | Annual | Standard | GWh | 7761.0238 | 7935.7098 | 8140.9862 | 8556.3283 | 8900.7134 | 9526.4463 | 10196.174
Solar Generation Cap 20% - S_D_N_AR v5.14 | 1267 | 6514 | Generation Constraint in GWh | FALSE | L | Annual | Emissions at Affected Plants | GWh | 0 | 0 | 30.1486 | 313.4644 | 530.3065 | 1822.1153 | 10196.174
Solar Generation Cap 20% - S_D_N_AR v5.14 | 1267 | 6514 | Generation Constraint in GWh | FALSE | L | Annual | Allowances Purchased | GWh | 0 | 0 | 0 | 0 | 0 | 0 | 0
Solar Generation Cap 20% - S_D_N_AR v5.14 | 1267 | 6514 | Generation Constraint in GWh | FALSE | L | Annual | Allowances Sold | GWh | 0 | 0 | 0 | 0 | 0 | 0 | 0
Solar Generation Cap 20% - S_D_N_AR v5.14 | 1267 | 6514 | Generation Constraint in GWh | FALSE | L | Annual | Allowances Banked | GWh | 0 | 0 | 0 | 0 | 0 | 0 | 0
Solar Generation Cap 20% - S_D_N_AR v5.14 | 1267 | 6514 | Generation Constraint in GWh | FALSE | L | Annual | Allowances Withdrawn (1:1) | GWh | 0 | 0 | 0 | 0 | 0 | 0 | 0
Solar Generation Cap 20% - S_D_N_AR v5.14 | 1267 | 6514 | Generation Constraint in GWh | FALSE | L | Annual | Allowances Withdrawn (n:1) | GWh | 0 | 0 | 0 | 0 | 0 | 0 | 0
Solar Generation Cap 20% - S_D_N_AR v5.14 | 1267 | 6514 | Generation Constraint in GWh | FALSE | L | Annual | Net Emissions Allowance Position | GWh | 0 | 0 | 30.1486 | 313.4644 | 530.3065 | 1822.1153 | 10196.174
Solar Generation Cap 20% - S_D_N_AR v5.14 | 1267 | 6514 | Generation Constraint in GWh | FALSE | L | Annual | Fuel Consumed | TBtu | 0 | 0 | 0 | 0 | 0 | 0 | 0
Solar Generation Cap 20% - S_D_N_AR v5.14 | 1267 | 6514 | Generation Constraint in GWh | FALSE | L | Annual | Heat Rate | MMBtu/MWh | 0 | 0 | 0 | 0 | 0 | 0 | 0
Solar Generation Cap 20% - S_D_N_AR v5.14 | 1267 | 6514 | Generation Constraint in GWh | FALSE | L | Annual | Generation | TWh | 0 | 0 | 0.030149 | 0.31346 | 0.53031 | 1.8221 | 10.1962
Solar Generation Cap 20% - S_D_N_AR v5.14 | 1267 | 6514 | Generation Constraint in GWh | FALSE | L | Annual | Qualifying Generation | TWh | 0 | 0 | 0.030149 | 0.31346 | 0.53031 | 1.8221 | 10.1962
Solar Generation Cap 20% - S_D_N_AR v5.14 | 1267 | 6514 | Generation Constraint in GWh | FALSE | L | Annual | Rate | lb/MWh | 0 | 0 | 0 | 0 | 0 | 0 | 0
Solar Generation Cap 20% - S_D_N_AR v5.14 | 1267 | 6514 | Generation Constraint in GWh | FALSE | L | Annual | Constraint Shadow Price | US2011$/MWh | 0 | 0 | 0 | 0 | 0 | 0 | 3.7134
Solar Generation Cap 20% - S_D_REST v5.14 | 1268 | 6515 | Generation Constraint in GWh | FALSE | L | Annual | Seasons Included | Seasons | Winter, Summer | Winter, Summer | Winter, Summer | Winter, Summer | Winter, Summer | Winter, Summer | Winter, Summer
Solar Generation Cap 20% - S_D_REST v5.14 | 1268 | 6515 | Generation Constraint in GWh | FALSE | L | Annual | Standard | GWh | 10497.6653 | 10624.8796 | 10910.4997 | 11466.332 | 11972.2698 | 12924.9487 | 13953.4422
Solar Generation Cap 20% - S_D_REST v5.14 | 1268 | 6515 | Generation Constraint in GWh | FALSE | L | Annual | Emissions at Affected Plants | GWh | 0 | 0 | 11.0271 | 292.423 | 625.7909 | 11372.1224 | 13953.4422
Solar Generation Cap 20% - S_D_REST v5.14 | 1268 | 6515 | Generation Constraint in GWh | FALSE | L | Annual | Allowances Purchased | GWh | 0 | 0 | 0 | 0 | 0 | 0 | 0
Solar Generation Cap 20% - S_D_REST v5.14 | 1268 | 6515 | Generation Constraint in GWh | FALSE | L | Annual | Allowances Sold | GWh | 0 | 0 | 0 | 0 | 0 | 0 | 0
Solar Generation Cap 20% - S_D_REST v5.14 | 1268 | 6515 | Generation Constraint in GWh | FALSE | L | Annual | Allowances Banked | GWh | 0 | 0 | 0 | 0 | 0 | 0 | 0
Solar Generation Cap 20% - S_D_REST v5.14 | 1268 | 6515 | Generation Constraint in GWh | FALSE | L | Annual | Allowances Withdrawn (1:1) | GWh | 0 | 0 | 0 | 0 | 0 | 0 | 0
Solar Generation Cap 20% - S_D_REST v5.14 | 1268 | 6515 | Generation Constraint in GWh | FALSE | L | Annual | Allowances Withdrawn (n:1) | GWh | 0 | 0 | 0 | 0 | 0 | 0 | 0
Solar Generation Cap 20% - S_D_REST v5.14 | 1268 | 6515 | Generation Constraint in GWh | FALSE | L | Annual | Net Emissions Allowance Position | GWh | 0 | 0 | 11.0271 | 292.423 | 625.7909 | 11372.1224 | 13953.4422
Solar Generation Cap 20% - S_D_REST v5.14 | 1268 | 6515 | Generation Constraint in GWh | FALSE | L | Annual | Fuel Consumed | TBtu | 0 | 0 | 0 | 0 | 0 | 0 | 0
Solar Generation Cap 20% - S_D_REST v5.14 | 1268 | 6515 | Generation Constraint in GWh | FALSE | L | Annual | Heat Rate | MMBtu/MWh | 0 | 0 | 0 | 0 | 0 | 0 | 0
Solar Generation Cap 20% - S_D_REST v5.14 | 1268 | 6515 | Generation Constraint in GWh | FALSE | L | Annual | Generation | TWh | 0 | 0 | 0.011027 | 0.29242 | 0.62579 | 11.3721 | 13.9534
Solar Generation Cap 20% - S_D_REST v5.14 | 1268 | 6515 | Generation Constraint in GWh | FALSE | L | Annual | Qualifying Generation | TWh | 0 | 0 | 0.011027 | 0.29242 | 0.62579 | 11.3721 | 13.9534
Solar Generation Cap 20% - S_D_REST v5.14 | 1268 | 6515 | Generation Constraint in GWh | FALSE | L | Annual | Rate | lb/MWh | 0 | 0 | 0 | 0 | 0 | 0 | 0
Solar Generation Cap 20% - S_D_REST v5.14 | 1268 | 6515 | Generation Constraint in GWh | FALSE | L | Annual | Constraint Shadow Price | US2011$/MWh | 0 | 0 | 0 | 0 | 0 | 0 | 4.7332
Solar Generation Cap 20% - S_D_WOTA v5.14 | 1269 | 6516 | Generation Constraint in GWh | FALSE | L | Annual | Seasons Included | Seasons | Winter, Summer | Winter, Summer | Winter, Summer | Winter, Summer | Winter, Summer | Winter, Summer | Winter, Summer
Solar Generation Cap 20% - S_D_WOTA v5.14 | 1269 | 6516 | Generation Constraint in GWh | FALSE | L | Annual | Standard | GWh | 6362.6153 | 6439.7149 | 6612.818 | 6949.686 | 7256.315 | 7833.6962 | 8457.0256
Solar Generation Cap 20% - S_D_WOTA v5.14 | 1269 | 6516 | Generation Constraint in GWh | FALSE | L | Annual | Emissions at Affected Plants | GWh | 0.01437 | 0.029109 | 7.2356 | 173.0558 | 5012.7689 | 7833.6962 | 8457.0256
Solar Generation Cap 20% - S_D_WOTA v5.14 | 1269 | 6516 | Generation Constraint in GWh | FALSE | L | Annual | Allowances Purchased | GWh | 0 | 0 | 0 | 0 | 0 | 0 | 0
Solar Generation Cap 20% - S_D_WOTA v5.14 | 1269 | 6516 | Generation Constraint in GWh | FALSE | L | Annual | Allowances Sold | GWh | 0 | 0 | 0 | 0 | 0 | 0 | 0
Solar Generation Cap 20% - S_D_WOTA v5.14 | 1269 | 6516 | Generation Constraint in GWh | FALSE | L | Annual | Allowances Banked | GWh | 0 | 0 | 0 | 0 | 0 | 0 | 0
Solar Generation Cap 20% - S_D_WOTA v5.14 | 1269 | 6516 | Generation Constraint in GWh | FALSE | L | Annual | Allowances Withdrawn (1:1) | GWh | 0 | 0 | 0 | 0 | 0 | 0 | 0
Solar Generation Cap 20% - S_D_WOTA v5.14 | 1269 | 6516 | Generation Constraint in GWh | FALSE | L | Annual | Allowances Withdrawn (n:1) | GWh | 0 | 0 | 0 | 0 | 0 | 0 | 0
Solar Generation Cap 20% - S_D_WOTA v5.14 | 1269 | 6516 | Generation Constraint in GWh | FALSE | L | Annual | Net Emissions Allowance Position | GWh | 0.01437 | 0.029109 | 7.2356 | 173.0558 | 5012.7689 | 7833.6962 | 8457.0256
Solar Generation Cap 20% - S_D_WOTA v5.14 | 1269 | 6516 | Generation Constraint in GWh | FALSE | L | Annual | Fuel Consumed | TBtu | 0 | 0 | 0 | 0 | 0 | 0 | 0
Solar Generation Cap 20% - S_D_WOTA v5.14 | 1269 | 6516 | Generation Constraint in GWh | FALSE | L | Annual | Heat Rate | MMBtu/MWh | 0 | 0 | 0 | 0 | 0 | 0 | 0
Solar Generation Cap 20% - S_D_WOTA v5.14 | 1269 | 6516 | Generation Constraint in GWh | FALSE | L | Annual | Generation | TWh | 1.437e-05 | 2.9109e-05 | 0.0072356 | 0.17306 | 5.0128 | 7.8337 | 8.457
Solar Generation Cap 20% - S_D_WOTA v5.14 | 1269 | 6516 | Generation Constraint in GWh | FALSE | L | Annual | Qualifying Generation | TWh | 1.437e-05 | 2.9109e-05 | 0.0072356 | 0.17306 | 5.0128 | 7.8337 | 8.457
Solar Generation Cap 20% - S_D_WOTA v5.14 | 1269 | 6516 | Generation Constraint in GWh | FALSE | L | Annual | Rate | lb/MWh | 0 | 0 | 0 | 0 | 0 | 0 | 0
Solar Generation Cap 20% - S_D_WOTA v5.14 | 1269 | 6516 | Generation Constraint in GWh | FALSE | L | Annual | Constraint Shadow Price | US2011$/MWh | 0 | 0 | 0 | 0 | 0 | 5.039 | 9.3169
Solar Generation Cap 20% - S_SOU v5.14 | 1270 | 6517 | Generation Constraint in GWh | FALSE | L | Annual | Seasons Included | Seasons | Winter, Summer | Winter, Summer | Winter, Summer | Winter, Summer | Winter, Summer | Winter, Summer | Winter, Summer
Solar Generation Cap 20% - S_SOU v5.14 | 1270 | 6517 | Generation Constraint in GWh | FALSE | L | Annual | Standard | GWh | 49715.6424 | 51248.7172 | 52273.6136 | 54655.5166 | 56815.624 | 60832.0608 | 65132.4344
Solar Generation Cap 20% - S_SOU v5.14 | 1270 | 6517 | Generation Constraint in GWh | FALSE | L | Annual | Emissions at Affected Plants | GWh | 79.6047 | 79.6047 | 182.1419 | 2100.0652 | 11226.0694 | 60832.0608 | 65132.4344
Solar Generation Cap 20% - S_SOU v5.14 | 1270 | 6517 | Generation Constraint in GWh | FALSE | L | Annual | Allowances Purchased | GWh | 0 | 0 | 0 | 0 | 0 | 0 | 0
Solar Generation Cap 20% - S_SOU v5.14 | 1270 | 6517 | Generation Constraint in GWh | FALSE | L | Annual | Allowances Sold | GWh | 0 | 0 | 0 | 0 | 0 | 0 | 0
Solar Generation Cap 20% - S_SOU v5.14 | 1270 | 6517 | Generation Constraint in GWh | FALSE | L | Annual | Allowances Banked | GWh | 0 | 0 | 0 | 0 | 0 | 0 | 0
Solar Generation Cap 20% - S_SOU v5.14 | 1270 | 6517 | Generation Constraint in GWh | FALSE | L | Annual | Allowances Withdrawn (1:1) | GWh | 0 | 0 | 0 | 0 | 0 | 0 | 0
Solar Generation Cap 20% - S_SOU v5.14 | 1270 | 6517 | Generation Constraint in GWh | FALSE | L | Annual | Allowances Withdrawn (n:1) | GWh | 0 | 0 | 0 | 0 | 0 | 0 | 0
Solar Generation Cap 20% - S_SOU v5.14 | 1270 | 6517 | Generation Constraint in GWh | FALSE | L | Annual | Net Emissions Allowance Position | GWh | 79.6047 | 79.6047 | 182.1419 | 2100.0652 | 11226.0694 | 60832.0608 | 65132.4344
Solar Generation Cap 20% - S_SOU v5.14 | 1270 | 6517 | Generation Constraint in GWh | FALSE | L | Annual | Fuel Consumed | TBtu | 0 | 0 | 0 | 0 | 0 | 0 | 0
Solar Generation Cap 20% - S_SOU v5.14 | 1270 | 6517 | Generation Constraint in GWh | FALSE | L | Annual | Heat Rate | MMBtu/MWh | 0 | 0 | 0 | 0 | 0 | 0 | 0
Solar Generation Cap 20% - S_SOU v5.14 | 1270 | 6517 | Generation Constraint in GWh | FALSE | L | Annual | Generation | TWh | 0.079605 | 0.079605 | 0.18214 | 2.1001 | 11.2261 | 60.8321 | 65.1324
Solar Generation Cap 20% - S_SOU v5.14 | 1270 | 6517 | Generation Constraint in GWh | FALSE | L | Annual | Qualifying Generation | TWh | 0.079605 | 0.079605 | 0.18214 | 2.1001 | 11.2261 | 60.8321 | 65.1324
Solar Generation Cap 20% - S_SOU v5.14 | 1270 | 6517 | Generation Constraint in GWh | FALSE | L | Annual | Rate | lb/MWh | 0 | 0 | 0 | 0 | 0 | 0 | 0
Solar Generation Cap 20% - S_SOU v5.14 | 1270 | 6517 | Generation Constraint in GWh | FALSE | L | Annual | Constraint Shadow Price | US2011$/MWh | 0 | 0 | 0 | 0 | 0 | 1.115 | 7.0875
Solar Generation Cap 20% - S_VACA v5.14 | 1271 | 6518 | Generation Constraint in GWh | FALSE | L | Annual | Seasons Included | Seasons | Winter, Summer | Winter, Summer | Winter, Summer | Winter, Summer | Winter, Summer | Winter, Summer | Winter, Summer
Solar Generation Cap 20% - S_VACA v5.14 | 1271 | 6518 | Generation Constraint in GWh | FALSE | L | Annual | Standard | GWh | 44312.6185 | 45612.2787 | 46432.1303 | 48437.2113 | 50480.9059 | 54442.3275 | 58714.6225
Solar Generation Cap 20% - S_VACA v5.14 | 1271 | 6518 | Generation Constraint in GWh | FALSE | L | Annual | Emissions at Affected Plants | GWh | 1697.4927 | 1697.4927 | 7727.1704 | 11143.7207 | 13713.3745 | 54442.3275 | 58714.6226
Solar Generation Cap 20% - S_VACA v5.14 | 1271 | 6518 | Generation Constraint in GWh | FALSE | L | Annual | Allowances Purchased | GWh | 0 | 0 | 0 | 0 | 0 | 0 | 0
Solar Generation Cap 20% - S_VACA v5.14 | 1271 | 6518 | Generation Constraint in GWh | FALSE | L | Annual | Allowances Sold | GWh | 0 | 0 | 0 | 0 | 0 | 0 | 0
Solar Generation Cap 20% - S_VACA v5.14 | 1271 | 6518 | Generation Constraint in GWh | FALSE | L | Annual | Allowances Banked | GWh | 0 | 0 | 0 | 0 | 0 | 0 | 0
Solar Generation Cap 20% - S_VACA v5.14 | 1271 | 6518 | Generation Constraint in GWh | FALSE | L | Annual | Allowances Withdrawn (1:1) | GWh | 0 | 0 | 0 | 0 | 0 | 0 | 0
Solar Generation Cap 20% - S_VACA v5.14 | 1271 | 6518 | Generation Constraint in GWh | FALSE | L | Annual | Allowances Withdrawn (n:1) | GWh | 0 | 0 | 0 | 0 | 0 | 0 | 0
Solar Generation Cap 20% - S_VACA v5.14 | 1271 | 6518 | Generation Constraint in GWh | FALSE | L | Annual | Net Emissions Allowance Position | GWh | 1697.4927 | 1697.4927 | 7727.1704 | 11143.7207 | 13713.3745 | 54442.3275 | 58714.6226
Solar Generation Cap 20% - S_VACA v5.14 | 1271 | 6518 | Generation Constraint in GWh | FALSE | L | Annual | Fuel Consumed | TBtu | 0 | 0 | 0 | 0 | 0 | 0 | 0
Solar Generation Cap 20% - S_VACA v5.14 | 1271 | 6518 | Generation Constraint in GWh | FALSE | L | Annual | Heat Rate | MMBtu/MWh | 0 | 0 | 0 | 0 | 0 | 0 | 0
Solar Generation Cap 20% - S_VACA v5.14 | 1271 | 6518 | Generation Constraint in GWh | FALSE | L | Annual | Generation | TWh | 1.6975 | 1.6975 | 7.7272 | 11.1437 | 13.7134 | 54.4423 | 58.7146
Solar Generation Cap 20% - S_VACA v5.14 | 1271 | 6518 | Generation Constraint in GWh | FALSE | L | Annual | Qualifying Generation | TWh | 1.6975 | 1.6975 | 7.7272 | 11.1437 | 13.7134 | 54.4423 | 58.7146
Solar Generation Cap 20% - S_VACA v5.14 | 1271 | 6518 | Generation Constraint in GWh | FALSE | L | Annual | Rate | lb/MWh | 0 | 0 | 0 | 0 | 0 | 0 | 0
Solar Generation Cap 20% - S_VACA v5.14 | 1271 | 6518 | Generation Constraint in GWh | FALSE | L | Annual | Constraint Shadow Price | US2011$/MWh | 0 | 0 | 0 | 0 | 0 | 1.2244 | 6.1398
Solar Generation Cap 20% - SPP_N v5.14 | 1272 | 6519 | Generation Constraint in GWh | FALSE | L | Annual | Seasons Included | Seasons | Winter, Summer | Winter, Summer | Winter, Summer | Winter, Summer | Winter, Summer | Winter, Summer | Winter, Summer
Solar Generation Cap 20% - SPP_N v5.14 | 1272 | 6519 | Generation Constraint in GWh | FALSE | L | Annual | Standard | GWh | 14394.8574 | 14655.9849 | 14816.0461 | 15287.328 | 15662.8044 | 16475.6863 | 17330.7586
Solar Generation Cap 20% - SPP_N v5.14 | 1272 | 6519 | Generation Constraint in GWh | FALSE | L | Annual | Emissions at Affected Plants | GWh | 18.2703 | 35.0716 | 80.1583 | 692.9625 | 1331.6053 | 1686.9742 | 9520.6855
Solar Generation Cap 20% - SPP_N v5.14 | 1272 | 6519 | Generation Constraint in GWh | FALSE | L | Annual | Allowances Purchased | GWh | 0 | 0 | 0 | 0 | 0 | 0 | 0
Solar Generation Cap 20% - SPP_N v5.14 | 1272 | 6519 | Generation Constraint in GWh | FALSE | L | Annual | Allowances Sold | GWh | 0 | 0 | 0 | 0 | 0 | 0 | 0
Solar Generation Cap 20% - SPP_N v5.14 | 1272 | 6519 | Generation Constraint in GWh | FALSE | L | Annual | Allowances Banked | GWh | 0 | 0 | 0 | 0 | 0 | 0 | 0
Solar Generation Cap 20% - SPP_N v5.14 | 1272 | 6519 | Generation Constraint in GWh | FALSE | L | Annual | Allowances Withdrawn (1:1) | GWh | 0 | 0 | 0 | 0 | 0 | 0 | 0
Solar Generation Cap 20% - SPP_N v5.14 | 1272 | 6519 | Generation Constraint in GWh | FALSE | L | Annual | Allowances Withdrawn (n:1) | GWh | 0 | 0 | 0 | 0 | 0 | 0 | 0
Solar Generation Cap 20% - SPP_N v5.14 | 1272 | 6519 | Generation Constraint in GWh | FALSE | L | Annual | Net Emissions Allowance Position | GWh | 18.2703 | 35.0716 | 80.1583 | 692.9625 | 1331.6053 | 1686.9742 | 9520.6855
Solar Generation Cap 20% - SPP_N v5.14 | 1272 | 6519 | Generation Constraint in GWh | FALSE | L | Annual | Fuel Consumed | TBtu | 0 | 0 | 0 | 0 | 0 | 0 | 0
Solar Generation Cap 20% - SPP_N v5.14 | 1272 | 6519 | Generation Constraint in GWh | FALSE | L | Annual | Heat Rate | MMBtu/MWh | 0 | 0 | 0 | 0 | 0 | 0 | 0
Solar Generation Cap 20% - SPP_N v5.14 | 1272 | 6519 | Generation Constraint in GWh | FALSE | L | Annual | Generation | TWh | 0.01827 | 0.035072 | 0.080158 | 0.69296 | 1.3316 | 1.687 | 9.5207
Solar Generation Cap 20% - SPP_N v5.14 | 1272 | 6519 | Generation Constraint in GWh | FALSE | L | Annual | Qualifying Generation | TWh | 0.01827 | 0.035072 | 0.080158 | 0.69296 | 1.3316 | 1.687 | 9.5207
Solar Generation Cap 20% - SPP_N v5.14 | 1272 | 6519 | Generation Constraint in GWh | FALSE | L | Annual | Rate | lb/MWh | 0 | 0 | 0 | 0 | 0 | 0 | 0
Solar Generation Cap 20% - SPP_N v5.14 | 1272 | 6519 | Generation Constraint in GWh | FALSE | L | Annual | Constraint Shadow Price | US2011$/MWh | 0 | 0 | 0 | 0 | 0 | 0 | 0
Solar Generation Cap 20% - SPP_NEBR v5.14 | 1273 | 6520 | Generation Constraint in GWh | FALSE | L | Annual | Seasons Included | Seasons | Winter, Summer | Winter, Summer | Winter, Summer | Winter, Summer | Winter, Summer | Winter, Summer | Winter, Summer
Solar Generation Cap 20% - SPP_NEBR v5.14 | 1273 | 6520 | Generation Constraint in GWh | FALSE | L | Annual | Standard | GWh | 6584.8006 | 6763.542 | 6849.7314 | 7085.9389 | 7226.7742 | 7532.1695 | 7850.4722
Solar Generation Cap 20% - SPP_NEBR v5.14 | 1273 | 6520 | Generation Constraint in GWh | FALSE | L | Annual | Emissions at Affected Plants | GWh | 0 | 0 | 10.4478 | 273.0185 | 549.4032 | 704.7127 | 4285.5901
Solar Generation Cap 20% - SPP_NEBR v5.14 | 1273 | 6520 | Generation Constraint in GWh | FALSE | L | Annual | Allowances Purchased | GWh | 0 | 0 | 0 | 0 | 0 | 0 | 0
Solar Generation Cap 20% - SPP_NEBR v5.14 | 1273 | 6520 | Generation Constraint in GWh | FALSE | L | Annual | Allowances Sold | GWh | 0 | 0 | 0 | 0 | 0 | 0 | 0
Solar Generation Cap 20% - SPP_NEBR v5.14 | 1273 | 6520 | Generation Constraint in GWh | FALSE | L | Annual | Allowances Banked | GWh | 0 | 0 | 0 | 0 | 0 | 0 | 0
Solar Generation Cap 20% - SPP_NEBR v5.14 | 1273 | 6520 | Generation Constraint in GWh | FALSE | L | Annual | Allowances Withdrawn (1:1) | GWh | 0 | 0 | 0 | 0 | 0 | 0 | 0
Solar Generation Cap 20% - SPP_NEBR v5.14 | 1273 | 6520 | Generation Constraint in GWh | FALSE | L | Annual | Allowances Withdrawn (n:1) | GWh | 0 | 0 | 0 | 0 | 0 | 0 | 0
Solar Generation Cap 20% - SPP_NEBR v5.14 | 1273 | 6520 | Generation Constraint in GWh | FALSE | L | Annual | Net Emissions Allowance Position | GWh | 0 | 0 | 10.4478 | 273.0185 | 549.4032 | 704.7127 | 4285.5901
Solar Generation Cap 20% - SPP_NEBR v5.14 | 1273 | 6520 | Generation Constraint in GWh | FALSE | L | Annual | Fuel Consumed | TBtu | 0 | 0 | 0 | 0 | 0 | 0 | 0
Solar Generation Cap 20% - SPP_NEBR v5.14 | 1273 | 6520 | Generation Constraint in GWh | FALSE | L | Annual | Heat Rate | MMBtu/MWh | 0 | 0 | 0 | 0 | 0 | 0 | 0
Solar Generation Cap 20% - SPP_NEBR v5.14 | 1273 | 6520 | Generation Constraint in GWh | FALSE | L | Annual | Generation | TWh | 0 | 0 | 0.010448 | 0.27302 | 0.5494 | 0.70471 | 4.2856
Solar Generation Cap 20% - SPP_NEBR v5.14 | 1273 | 6520 | Generation Constraint in GWh | FALSE | L | Annual | Qualifying Generation | TWh | 0 | 0 | 0.010448 | 0.27302 | 0.5494 | 0.70471 | 4.2856
Solar Generation Cap 20% - SPP_NEBR v5.14 | 1273 | 6520 | Generation Constraint in GWh | FALSE | L | Annual | Rate | lb/MWh | 0 | 0 | 0 | 0 | 0 | 0 | 0
Solar Generation Cap 20% - SPP_NEBR v5.14 | 1273 | 6520 | Generation Constraint in GWh | FALSE | L | Annual | Constraint Shadow Price | US2011$/MWh | 0 | 0 | 0 | 0 | 0 | 0 | 0
Solar Generation Cap 20% - SPP_SE v5.14 | 1274 | 6521 | Generation Constraint in GWh | FALSE | L | Annual | Seasons Included | Seasons | Winter, Summer | Winter, Summer | Winter, Summer | Winter, Summer | Winter, Summer | Winter, Summer | Winter, Summer
Solar Generation Cap 20% - SPP_SE v5.14 | 1274 | 6521 | Generation Constraint in GWh | FALSE | L | Annual | Standard | GWh | 2702.7976 | 2739.5396 | 2807.7726 | 2946.1859 | 3082.6998 | 3346.1996 | 3632.2299
Solar Generation Cap 20% - SPP_SE v5.14 | 1274 | 6521 | Generation Constraint in GWh | FALSE | L | Annual | Emissions at Affected Plants | GWh | 0 | 0 | 1.4723 | 186.5124 | 448.2447 | 625.4121 | 678.752
Solar Generation Cap 20% - SPP_SE v5.14 | 1274 | 6521 | Generation Constraint in GWh | FALSE | L | Annual | Allowances Purchased | GWh | 0 | 0 | 0 | 0 | 0 | 0 | 0
Solar Generation Cap 20% - SPP_SE v5.14 | 1274 | 6521 | Generation Constraint in GWh | FALSE | L | Annual | Allowances Sold | GWh | 0 | 0 | 0 | 0 | 0 | 0 | 0
Solar Generation Cap 20% - SPP_SE v5.14 | 1274 | 6521 | Generation Constraint in GWh | FALSE | L | Annual | Allowances Banked | GWh | 0 | 0 | 0 | 0 | 0 | 0 | 0
Solar Generation Cap 20% - SPP_SE v5.14 | 1274 | 6521 | Generation Constraint in GWh | FALSE | L | Annual | Allowances Withdrawn (1:1) | GWh | 0 | 0 | 0 | 0 | 0 | 0 | 0
Solar Generation Cap 20% - SPP_SE v5.14 | 1274 | 6521 | Generation Constraint in GWh | FALSE | L | Annual | Allowances Withdrawn (n:1) | GWh | 0 | 0 | 0 | 0 | 0 | 0 | 0
Solar Generation Cap 20% - SPP_SE v5.14 | 1274 | 6521 | Generation Constraint in GWh | FALSE | L | Annual | Net Emissions Allowance Position | GWh | 0 | 0 | 1.4723 | 186.5124 | 448.2447 | 625.4121 | 678.752
Solar Generation Cap 20% - SPP_SE v5.14 | 1274 | 6521 | Generation Constraint in GWh | FALSE | L | Annual | Fuel Consumed | TBtu | 0 | 0 | 0 | 0 | 0 | 0 | 0
Solar Generation Cap 20% - SPP_SE v5.14 | 1274 | 6521 | Generation Constraint in GWh | FALSE | L | Annual | Heat Rate | MMBtu/MWh | 0 | 0 | 0 | 0 | 0 | 0 | 0
Solar Generation Cap 20% - SPP_SE v5.14 | 1274 | 6521 | Generation Constraint in GWh | FALSE | L | Annual | Generation | TWh | 0 | 0 | 0.0014723 | 0.18651 | 0.44824 | 0.62541 | 0.67875
Solar Generation Cap 20% - SPP_SE v5.14 | 1274 | 6521 | Generation Constraint in GWh | FALSE | L | Annual | Qualifying Generation | TWh | 0 | 0 | 0.0014723 | 0.18651 | 0.44824 | 0.62541 | 0.67875
Solar Generation Cap 20% - SPP_SE v5.14 | 1274 | 6521 | Generation Constraint in GWh | FALSE | L | Annual | Rate | lb/MWh | 0 | 0 | 0 | 0 | 0 | 0 | 0
Solar Generation Cap 20% - SPP_SE v5.14 | 1274 | 6521 | Generation Constraint in GWh | FALSE | L | Annual | Constraint Shadow Price | US2011$/MWh | 0 | 0 | 0 | 0 | 0 | 0 | 0
Solar Generation Cap 20% - SPP_SPS v5.14 | 1275 | 6522 | Generation Constraint in GWh | FALSE | L | Annual | Seasons Included | Seasons | Winter, Summer | Winter, Summer | Winter, Summer | Winter, Summer | Winter, Summer | Winter, Summer | Winter, Summer
Solar Generation Cap 20% - SPP_SPS v5.14 | 1275 | 6522 | Generation Constraint in GWh | FALSE | L | Annual | Standard | GWh | 5621.1297 | 5697.5584 | 5839.4929 | 6127.4127 | 6411.3813 | 6959.499 | 7554.4834
Solar Generation Cap 20% - SPP_SPS v5.14 | 1275 | 6522 | Generation Constraint in GWh | FALSE | L | Annual | Emissions at Affected Plants | GWh | 254.8477 | 254.8477 | 278.1135 | 630.0462 | 979.1421 | 1197.552 | 1287.2174
Solar Generation Cap 20% - SPP_SPS v5.14 | 1275 | 6522 | Generation Constraint in GWh | FALSE | L | Annual | Allowances Purchased | GWh | 0 | 0 | 0 | 0 | 0 | 0 | 0
Solar Generation Cap 20% - SPP_SPS v5.14 | 1275 | 6522 | Generation Constraint in GWh | FALSE | L | Annual | Allowances Sold | GWh | 0 | 0 | 0 | 0 | 0 | 0 | 0
Solar Generation Cap 20% - SPP_SPS v5.14 | 1275 | 6522 | Generation Constraint in GWh | FALSE | L | Annual | Allowances Banked | GWh | 0 | 0 | 0 | 0 | 0 | 0 | 0
Solar Generation Cap 20% - SPP_SPS v5.14 | 1275 | 6522 | Generation Constraint in GWh | FALSE | L | Annual | Allowances Withdrawn (1:1) | GWh | 0 | 0 | 0 | 0 | 0 | 0 | 0
Solar Generation Cap 20% - SPP_SPS v5.14 | 1275 | 6522 | Generation Constraint in GWh | FALSE | L | Annual | Allowances Withdrawn (n:1) | GWh | 0 | 0 | 0 | 0 | 0 | 0 | 0
Solar Generation Cap 20% - SPP_SPS v5.14 | 1275 | 6522 | Generation Constraint in GWh | FALSE | L | Annual | Net Emissions Allowance Position | GWh | 254.8477 | 254.8477 | 278.1135 | 630.0462 | 979.1421 | 1197.552 | 1287.2174
Solar Generation Cap 20% - SPP_SPS v5.14 | 1275 | 6522 | Generation Constraint in GWh | FALSE | L | Annual | Fuel Consumed | TBtu | 0 | 0 | 0 | 0 | 0 | 0 | 0
Solar Generation Cap 20% - SPP_SPS v5.14 | 1275 | 6522 | Generation Constraint in GWh | FALSE | L | Annual | Heat Rate | MMBtu/MWh | 0 | 0 | 0 | 0 | 0 | 0 | 0
Solar Generation Cap 20% - SPP_SPS v5.14 | 1275 | 6522 | Generation Constraint in GWh | FALSE | L | Annual | Generation | TWh | 0.25485 | 0.25485 | 0.27811 | 0.63005 | 0.97914 | 1.1976 | 1.2872
Solar Generation Cap 20% - SPP_SPS v5.14 | 1275 | 6522 | Generation Constraint in GWh | FALSE | L | Annual | Qualifying Generation | TWh | 0.25485 | 0.25485 | 0.27811 | 0.63005 | 0.97914 | 1.1976 | 1.2872
Solar Generation Cap 20% - SPP_SPS v5.14 | 1275 | 6522 | Generation Constraint in GWh | FALSE | L | Annual | Rate | lb/MWh | 0 | 0 | 0 | 0 | 0 | 0 | 0
Solar Generation Cap 20% - SPP_SPS v5.14 | 1275 | 6522 | Generation Constraint in GWh | FALSE | L | Annual | Constraint Shadow Price | US2011$/MWh | 0 | 0 | 0 | 0 | 0 | 0 | 0
Solar Generation Cap 20% - SPP_WEST v5.14 | 1276 | 6523 | Generation Constraint in GWh | FALSE | L | Annual | Seasons Included | Seasons | Winter, Summer | Winter, Summer | Winter, Summer | Winter, Summer | Winter, Summer | Winter, Summer | Winter, Summer
Solar Generation Cap 20% - SPP_WEST v5.14 | 1276 | 6523 | Generation Constraint in GWh | FALSE | L | Annual | Standard | GWh | 24653.932 | 24985.2885 | 25613.0472 | 26880.5623 | 28120.0665 | 30506.5647 | 33095.6079
Solar Generation Cap 20% - SPP_WEST v5.14 | 1276 | 6523 | Generation Constraint in GWh | FALSE | L | Annual | Emissions at Affected Plants | GWh | 0 | 0 | 65.3852 | 956.0293 | 1798.5643 | 22537.7966 | 26318.3224
Solar Generation Cap 20% - SPP_WEST v5.14 | 1276 | 6523 | Generation Constraint in GWh | FALSE | L | Annual | Allowances Purchased | GWh | 0 | 0 | 0 | 0 | 0 | 0 | 0
Solar Generation Cap 20% - SPP_WEST v5.14 | 1276 | 6523 | Generation Constraint in GWh | FALSE | L | Annual | Allowances Sold | GWh | 0 | 0 | 0 | 0 | 0 | 0 | 0
Solar Generation Cap 20% - SPP_WEST v5.14 | 1276 | 6523 | Generation Constraint in GWh | FALSE | L | Annual | Allowances Banked | GWh | 0 | 0 | 0 | 0 | 0 | 0 | 0
Solar Generation Cap 20% - SPP_WEST v5.14 | 1276 | 6523 | Generation Constraint in GWh | FALSE | L | Annual | Allowances Withdrawn (1:1) | GWh | 0 | 0 | 0 | 0 | 0 | 0 | 0
Solar Generation Cap 20% - SPP_WEST v5.14 | 1276 | 6523 | Generation Constraint in GWh | FALSE | L | Annual | Allowances Withdrawn (n:1) | GWh | 0 | 0 | 0 | 0 | 0 | 0 | 0
Solar Generation Cap 20% - SPP_WEST v5.14 | 1276 | 6523 | Generation Constraint in GWh | FALSE | L | Annual | Net Emissions Allowance Position | GWh | 0 | 0 | 65.3852 | 956.0293 | 1798.5643 | 22537.7966 | 26318.3224
Solar Generation Cap 20% - SPP_WEST v5.14 | 1276 | 6523 | Generation Constraint in GWh | FALSE | L | Annual | Fuel Consumed | TBtu | 0 | 0 | 0 | 0 | 0 | 0 | 0
Solar Generation Cap 20% - SPP_WEST v5.14 | 1276 | 6523 | Generation Constraint in GWh | FALSE | L | Annual | Heat Rate | MMBtu/MWh | 0 | 0 | 0 | 0 | 0 | 0 | 0
Solar Generation Cap 20% - SPP_WEST v5.14 | 1276 | 6523 | Generation Constraint in GWh | FALSE | L | Annual | Generation | TWh | 0 | 0 | 0.065385 | 0.95603 | 1.7986 | 22.5378 | 26.3183
Solar Generation Cap 20% - SPP_WEST v5.14 | 1276 | 6523 | Generation Constraint in GWh | FALSE | L | Annual | Qualifying Generation | TWh | 0 | 0 | 0.065385 | 0.95603 | 1.7986 | 22.5378 | 26.3183
Solar Generation Cap 20% - SPP_WEST v5.14 | 1276 | 6523 | Generation Constraint in GWh | FALSE | L | Annual | Rate | lb/MWh | 0 | 0 | 0 | 0 | 0 | 0 | 0
Solar Generation Cap 20% - SPP_WEST v5.14 | 1276 | 6523 | Generation Constraint in GWh | FALSE | L | Annual | Constraint Shadow Price | US2011$/MWh | 0 | 0 | 0 | 0 | 0 | 0 | 0
Solar Generation Cap 20% - WEC_CALN v5.14 | 1277 | 6524 | Generation Constraint in GWh | FALSE | L | Annual | Seasons Included | Seasons | Winter, Summer | Winter, Summer | Winter, Summer | Winter, Summer | Winter, Summer | Winter, Summer | Winter, Summer
Solar Generation Cap 20% - WEC_CALN v5.14 | 1277 | 6524 | Generation Constraint in GWh | FALSE | L | Annual | Standard | GWh | 22802.793 | 23070.5319 | 23369.8482 | 24288.3269 | 25159.0536 | 27299.958 | 29623.0494
Solar Generation Cap 20% - WEC_CALN v5.14 | 1277 | 6524 | Generation Constraint in GWh | FALSE | L | Annual | Emissions at Affected Plants | GWh | 3259.6774 | 3259.6774 | 3463.2707 | 4471.8772 | 5060.1943 | 25601.4677 | 29623.0494
Solar Generation Cap 20% - WEC_CALN v5.14 | 1277 | 6524 | Generation Constraint in GWh | FALSE | L | Annual | Allowances Purchased | GWh | 0 | 0 | 0 | 0 | 0 | 0 | 0
Solar Generation Cap 20% - WEC_CALN v5.14 | 1277 | 6524 | Generation Constraint in GWh | FALSE | L | Annual | Allowances Sold | GWh | 0 | 0 | 0 | 0 | 0 | 0 | 0
Solar Generation Cap 20% - WEC_CALN v5.14 | 1277 | 6524 | Generation Constraint in GWh | FALSE | L | Annual | Allowances Banked | GWh | 0 | 0 | 0 | 0 | 0 | 0 | 0
Solar Generation Cap 20% - WEC_CALN v5.14 | 1277 | 6524 | Generation Constraint in GWh | FALSE | L | Annual | Allowances Withdrawn (1:1) | GWh | 0 | 0 | 0 | 0 | 0 | 0 | 0
Solar Generation Cap 20% - WEC_CALN v5.14 | 1277 | 6524 | Generation Constraint in GWh | FALSE | L | Annual | Allowances Withdrawn (n:1) | GWh | 0 | 0 | 0 | 0 | 0 | 0 | 0
Solar Generation Cap 20% - WEC_CALN v5.14 | 1277 | 6524 | Generation Constraint in GWh | FALSE | L | Annual | Net Emissions Allowance Position | GWh | 3259.6774 | 3259.6774 | 3463.2707 | 4471.8772 | 5060.1943 | 25601.4677 | 29623.0494
Solar Generation Cap 20% - WEC_CALN v5.14 | 1277 | 6524 | Generation Constraint in GWh | FALSE | L | Annual | Fuel Consumed | TBtu | 0 | 0 | 0 | 0 | 0 | 0 | 0
Solar Generation Cap 20% - WEC_CALN v5.14 | 1277 | 6524 | Generation Constraint in GWh | FALSE | L | Annual | Heat Rate | MMBtu/MWh | 0 | 0 | 0 | 0 | 0 | 0 | 0
Solar Generation Cap 20% - WEC_CALN v5.14 | 1277 | 6524 | Generation Constraint in GWh | FALSE | L | Annual | Generation | TWh | 3.2597 | 3.2597 | 3.4633 | 4.4719 | 5.0602 | 25.6015 | 29.623
Solar Generation Cap 20% - WEC_CALN v5.14 | 1277 | 6524 | Generation Constraint in GWh | FALSE | L | Annual | Qualifying Generation | TWh | 3.2597 | 3.2597 | 3.4633 | 4.4719 | 5.0602 | 25.6015 | 29.623
Solar Generation Cap 20% - WEC_CALN v5.14 | 1277 | 6524 | Generation Constraint in GWh | FALSE | L | Annual | Rate | lb/MWh | 0 | 0 | 0 | 0 | 0 | 0 | 0
Solar Generation Cap 20% - WEC_CALN v5.14 | 1277 | 6524 | Generation Constraint in GWh | FALSE | L | Annual | Constraint Shadow Price | US2011$/MWh | 0 | 0 | 0 | 0 | 0 | 0 | 26.3012
Solar Generation Cap 20% - WEC_LADW v5.14 | 1278 | 6525 | Generation Constraint in GWh | FALSE | L | Annual | Seasons Included | Seasons | Winter, Summer | Winter, Summer | Winter, Summer | Winter, Summer | Winter, Summer | Winter, Summer | Winter, Summer
Solar Generation Cap 20% - WEC_LADW v5.14 | 1278 | 6525 | Generation Constraint in GWh | FALSE | L | Annual | Standard | GWh | 5249.4004 | 5311.0271 | 5379.9223 | 5591.333 | 5791.7524 | 6284.5349 | 6819.2522
Solar Generation Cap 20% - WEC_LADW v5.14 | 1278 | 6525 | Generation Constraint in GWh | FALSE | L | Annual | Emissions at Affected Plants | GWh | 1142.1405 | 1559.8486 | 1704.4336 | 2420.7117 | 2838.5144 | 6284.5349 | 6819.2522
Solar Generation Cap 20% - WEC_LADW v5.14 | 1278 | 6525 | Generation Constraint in GWh | FALSE | L | Annual | Allowances Purchased | GWh | 0 | 0 | 0 | 0 | 0 | 0 | 0
Solar Generation Cap 20% - WEC_LADW v5.14 | 1278 | 6525 | Generation Constraint in GWh | FALSE | L | Annual | Allowances Sold | GWh | 0 | 0 | 0 | 0 | 0 | 0 | 0
Solar Generation Cap 20% - WEC_LADW v5.14 | 1278 | 6525 | Generation Constraint in GWh | FALSE | L | Annual | Allowances Banked | GWh | 0 | 0 | 0 | 0 | 0 | 0 | 0
Solar Generation Cap 20% - WEC_LADW v5.14 | 1278 | 6525 | Generation Constraint in GWh | FALSE | L | Annual | Allowances Withdrawn (1:1) | GWh | 0 | 0 | 0 | 0 | 0 | 0 | 0
Solar Generation Cap 20% - WEC_LADW v5.14 | 1278 | 6525 | Generation Constraint in GWh | FALSE | L | Annual | Allowances Withdrawn (n:1) | GWh | 0 | 0 | 0 | 0 | 0 | 0 | 0
Solar Generation Cap 20% - WEC_LADW v5.14 | 1278 | 6525 | Generation Constraint in GWh | FALSE | L | Annual | Net Emissions Allowance Position | GWh | 1142.1405 | 1559.8486 | 1704.4336 | 2420.7117 | 2838.5144 | 6284.5349 | 6819.2522
Solar Generation Cap 20% - WEC_LADW v5.14 | 1278 | 6525 | Generation Constraint in GWh | FALSE | L | Annual | Fuel Consumed | TBtu | 0 | 0 | 0 | 0 | 0 | 0 | 0
Solar Generation Cap 20% - WEC_LADW v5.14 | 1278 | 6525 | Generation Constraint in GWh | FALSE | L | Annual | Heat Rate | MMBtu/MWh | 0 | 0 | 0 | 0 | 0 | 0 | 0
Solar Generation Cap 20% - WEC_LADW v5.14 | 1278 | 6525 | Generation Constraint in GWh | FALSE | L | Annual | Generation | TWh | 1.1421 | 1.5598 | 1.7044 | 2.4207 | 2.8385 | 6.2845 | 6.8193
Solar Generation Cap 20% - WEC_LADW v5.14 | 1278 | 6525 | Generation Constraint in GWh | FALSE | L | Annual | Qualifying Generation | TWh | 1.1421 | 1.5598 | 1.7044 | 2.4207 | 2.8385 | 6.2845 | 6.8193
Solar Generation Cap 20% - WEC_LADW v5.14 | 1278 | 6525 | Generation Constraint in GWh | FALSE | L | Annual | Rate | lb/MWh | 0 | 0 | 0 | 0 | 0 | 0 | 0
Solar Generation Cap 20% - WEC_LADW v5.14 | 1278 | 6525 | Generation Constraint in GWh | FALSE | L | Annual | Constraint Shadow Price | US2011$/MWh | 0 | 0 | 0 | 0 | 0 | 6.2371 | 27.8798
Solar Generation Cap 20% - WEC_SDGE v5.14 | 1279 | 6526 | Generation Constraint in GWh | FALSE | L | Annual | Seasons Included | Seasons | Winter, Summer | Winter, Summer | Winter, Summer | Winter, Summer | Winter, Summer | Winter, Summer | Winter, Summer
Solar Generation Cap 20% - WEC_SDGE v5.14 | 1279 | 6526 | Generation Constraint in GWh | FALSE | L | Annual | Standard | GWh | 4113.7195 | 4162.0111 | 4215.9983 | 4381.6627 | 4570.0138 | 4956.1649 | 5375.1769
Solar Generation Cap 20% - WEC_SDGE v5.14 | 1279 | 6526 | Generation Constraint in GWh | FALSE | L | Annual | Emissions at Affected Plants | GWh | 96.4302 | 96.4302 | 144.999 | 1600.5003 | 4570.0138 | 4956.1649 | 5375.1769
Solar Generation Cap 20% - WEC_SDGE v5.14 | 1279 | 6526 | Generation Constraint in GWh | FALSE | L | Annual | Allowances Purchased | GWh | 0 | 0 | 0 | 0 | 0 | 0 | 0
Solar Generation Cap 20% - WEC_SDGE v5.14 | 1279 | 6526 | Generation Constraint in GWh | FALSE | L | Annual | Allowances Sold | GWh | 0 | 0 | 0 | 0 | 0 | 0 | 0
Solar Generation Cap 20% - WEC_SDGE v5.14 | 1279 | 6526 | Generation Constraint in GWh | FALSE | L | Annual | Allowances Banked | GWh | 0 | 0 | 0 | 0 | 0 | 0 | 0
Solar Generation Cap 20% - WEC_SDGE v5.14 | 1279 | 6526 | Generation Constraint in GWh | FALSE | L | Annual | Allowances Withdrawn (1:1) | GWh | 0 | 0 | 0 | 0 | 0 | 0 | 0
Solar Generation Cap 20% - WEC_SDGE v5.14 | 1279 | 6526 | Generation Constraint in GWh | FALSE | L | Annual | Allowances Withdrawn (n:1) | GWh | 0 | 0 | 0 | 0 | 0 | 0 | 0
Solar Generation Cap 20% - WEC_SDGE v5.14 | 1279 | 6526 | Generation Constraint in GWh | FALSE | L | Annual | Net Emissions Allowance Position | GWh | 96.4302 | 96.4302 | 144.999 | 1600.5003 | 4570.0138 | 4956.1649 | 5375.1769
Solar Generation Cap 20% - WEC_SDGE v5.14 | 1279 | 6526 | Generation Constraint in GWh | FALSE | L | Annual | Fuel Consumed | TBtu | 0 | 0 | 0 | 0 | 0 | 0 | 0
Solar Generation Cap 20% - WEC_SDGE v5.14 | 1279 | 6526 | Generation Constraint in GWh | FALSE | L | Annual | Heat Rate | MMBtu/MWh | 0 | 0 | 0 | 0 | 0 | 0 | 0
Solar Generation Cap 20% - WEC_SDGE v5.14 | 1279 | 6526 | Generation Constraint in GWh | FALSE | L | Annual | Generation | TWh | 0.09643 | 0.09643 | 0.145 | 1.6005 | 4.57 | 4.9562 | 5.3752
Solar Generation Cap 20% - WEC_SDGE v5.14 | 1279 | 6526 | Generation Constraint in GWh | FALSE | L | Annual | Qualifying Generation | TWh | 0.09643 | 0.09643 | 0.145 | 1.6005 | 4.57 | 4.9562 | 5.3752
Solar Generation Cap 20% - WEC_SDGE v5.14 | 1279 | 6526 | Generation Constraint in GWh | FALSE | L | Annual | Rate | lb/MWh | 0 | 0 | 0 | 0 | 0 | 0 | 0
Solar Generation Cap 20% - WEC_SDGE v5.14 | 1279 | 6526 | Generation Constraint in GWh | FALSE | L | Annual | Constraint Shadow Price | US2011$/MWh | 0 | 0 | 0 | 0 | 1.0106 | 12.6048 | 29.4159
Solar Generation Cap 20% - WECC_AZ v5.14 | 1280 | 6527 | Generation Constraint in GWh | FALSE | L | Annual | Seasons Included | Seasons | Winter, Summer | Winter, Summer | Winter, Summer | Winter, Summer | Winter, Summer | Winter, Summer | Winter, Summer
Solar Generation Cap 20% - WECC_AZ v5.14 | 1280 | 6527 | Generation Constraint in GWh | FALSE | L | Annual | Standard | GWh | 18331.9397 | 18774.9441 | 19115.9971 | 20062.393 | 21089.1806 | 23191.269 | 25502.8954
Solar Generation Cap 20% - WECC_AZ v5.14 | 1280 | 6527 | Generation Constraint in GWh | FALSE | L | Annual | Emissions at Affected Plants | GWh | 3533.3022 | 3533.3022 | 3704.9889 | 4565.9179 | 5088.2021 | 23191.269 | 25502.8954
Solar Generation Cap 20% - WECC_AZ v5.14 | 1280 | 6527 | Generation Constraint in GWh | FALSE | L | Annual | Allowances Purchased | GWh | 0 | 0 | 0 | 0 | 0 | 0 | 0
Solar Generation Cap 20% - WECC_AZ v5.14 | 1280 | 6527 | Generation Constraint in GWh | FALSE | L | Annual | Allowances Sold | GWh | 0 | 0 | 0 | 0 | 0 | 0 | 0
Solar Generation Cap 20% - WECC_AZ v5.14 | 1280 | 6527 | Generation Constraint in GWh | FALSE | L | Annual | Allowances Banked | GWh | 0 | 0 | 0 | 0 | 0 | 0 | 0
Solar Generation Cap 20% - WECC_AZ v5.14 | 1280 | 6527 | Generation Constraint in GWh | FALSE | L | Annual | Allowances Withdrawn (1:1) | GWh | 0 | 0 | 0 | 0 | 0 | 0 | 0
Solar Generation Cap 20% - WECC_AZ v5.14 | 1280 | 6527 | Generation Constraint in GWh | FALSE | L | Annual | Allowances Withdrawn (n:1) | GWh | 0 | 0 | 0 | 0 | 0 | 0 | 0
Solar Generation Cap 20% - WECC_AZ v5.14 | 1280 | 6527 | Generation Constraint in GWh | FALSE | L | Annual | Net Emissions Allowance Position | GWh | 3533.3022 | 3533.3022 | 3704.9889 | 4565.9179 | 5088.2021 | 23191.269 | 25502.8954
Solar Generation Cap 20% - WECC_AZ v5.14 | 1280 | 6527 | Generation Constraint in GWh | FALSE | L | Annual | Fuel Consumed | TBtu | 0 | 0 | 0 | 0 | 0 | 0 | 0
Solar Generation Cap 20% - WECC_AZ v5.14 | 1280 | 6527 | Generation Constraint in GWh | FALSE | L | Annual | Heat Rate | MMBtu/MWh | 0 | 0 | 0 | 0 | 0 | 0 | 0
Solar Generation Cap 20% - WECC_AZ v5.14 | 1280 | 6527 | Generation Constraint in GWh | FALSE | L | Annual | Generation | TWh | 3.5333 | 3.5333 | 3.705 | 4.5659 | 5.0882 | 23.1913 | 25.5029
Solar Generation Cap 20% - WECC_AZ v5.14 | 1280 | 6527 | Generation Constraint in GWh | FALSE | L | Annual | Qualifying Generation | TWh | 3.5333 | 3.5333 | 3.705 | 4.5659 | 5.0882 | 23.1913 | 25.5029
Solar Generation Cap 20% - WECC_AZ v5.14 | 1280 | 6527 | Generation Constraint in GWh | FALSE | L | Annual | Rate | lb/MWh | 0 | 0 | 0 | 0 | 0 | 0 | 0
Solar Generation Cap 20% - WECC_AZ v5.14 | 1280 | 6527 | Generation Constraint in GWh | FALSE | L | Annual | Constraint Shadow Price | US2011$/MWh | 0 | 0 | 0 | 0 | 0 | 7.0617 | 16.3038
Solar Generation Cap 20% - WECC_CO v5.14 | 1281 | 6528 | Generation Constraint in GWh | FALSE | L | Annual | Seasons Included | Seasons | Winter, Summer | Winter, Summer | Winter, Summer | Winter, Summer | Winter, Summer | Winter, Summer | Winter, Summer
Solar Generation Cap 20% - WECC_CO v5.14 | 1281 | 6528 | Generation Constraint in GWh | FALSE | L | Annual | Standard | GWh | 12586.8485 | 12972.0096 | 13246.4928 | 13946.2821 | 14624.3948 | 15944.9514 | 17384.76
Solar Generation Cap 20% - WECC_CO v5.14 | 1281 | 6528 | Generation Constraint in GWh | FALSE | L | Annual | Emissions at Affected Plants | GWh | 236.3034 | 236.3034 | 414.7119 | 1016.249 | 2166.9447 | 11087.5302 | 13188.1471
Solar Generation Cap 20% - WECC_CO v5.14 | 1281 | 6528 | Generation Constraint in GWh | FALSE | L | Annual | Allowances Purchased | GWh | 0 | 0 | 0 | 0 | 0 | 0 | 0
Solar Generation Cap 20% - WECC_CO v5.14 | 1281 | 6528 | Generation Constraint in GWh | FALSE | L | Annual | Allowances Sold | GWh | 0 | 0 | 0 | 0 | 0 | 0 | 0
Solar Generation Cap 20% - WECC_CO v5.14 | 1281 | 6528 | Generation Constraint in GWh | FALSE | L | Annual | Allowances Banked | GWh | 0 | 0 | 0 | 0 | 0 | 0 | 0
Solar Generation Cap 20% - WECC_CO v5.14 | 1281 | 6528 | Generation Constraint in GWh | FALSE | L | Annual | Allowances Withdrawn (1:1) | GWh | 0 | 0 | 0 | 0 | 0 | 0 | 0
Solar Generation Cap 20% - WECC_CO v5.14 | 1281 | 6528 | Generation Constraint in GWh | FALSE | L | Annual | Allowances Withdrawn (n:1) | GWh | 0 | 0 | 0 | 0 | 0 | 0 | 0
Solar Generation Cap 20% - WECC_CO v5.14 | 1281 | 6528 | Generation Constraint in GWh | FALSE | L | Annual | Net Emissions Allowance Position | GWh | 236.3034 | 236.3034 | 414.7119 | 1016.249 | 2166.9447 | 11087.5302 | 13188.1471
Solar Generation Cap 20% - WECC_CO v5.14 | 1281 | 6528 | Generation Constraint in GWh | FALSE | L | Annual | Fuel Consumed | TBtu | 0 | 0 | 0 | 0 | 0 | 0 | 0
Solar Generation Cap 20% - WECC_CO v5.14 | 1281 | 6528 | Generation Constraint in GWh | FALSE | L | Annual | Heat Rate | MMBtu/MWh | 0 | 0 | 0 | 0 | 0 | 0 | 0
Solar Generation Cap 20% - WECC_CO v5.14 | 1281 | 6528 | Generation Constraint in GWh | FALSE | L | Annual | Generation | TWh | 0.2363 | 0.2363 | 0.41471 | 1.0162 | 2.1669 | 11.0875 | 13.1881
Solar Generation Cap 20% - WECC_CO v5.14 | 1281 | 6528 | Generation Constraint in GWh | FALSE | L | Annual | Qualifying Generation | TWh | 0.2363 | 0.2363 | 0.41471 | 1.0162 | 2.1669 | 11.0875 | 13.1881
Solar Generation Cap 20% - WECC_CO v5.14 | 1281 | 6528 | Generation Constraint in GWh | FALSE | L | Annual | Rate | lb/MWh | 0 | 0 | 0 | 0 | 0 | 0 | 0
Solar Generation Cap 20% - WECC_CO v5.14 | 1281 | 6528 | Generation Constraint in GWh | FALSE | L | Annual | Constraint Shadow Price | US2011$/MWh | 0 | 0 | 0 | 0 | 0 | 0 | 0
Solar Generation Cap 20% - WECC_ID v5.14 | 1282 | 6529 | Generation Constraint in GWh | FALSE | L | Annual | Seasons Included | Seasons | Winter, Summer | Winter, Summer | Winter, Summer | Winter, Summer | Winter, Summer | Winter, Summer | Winter, Summer
Solar Generation Cap 20% - WECC_ID v5.14 | 1282 | 6529 | Generation Constraint in GWh | FALSE | L | Annual | Standard | GWh | 4362.649 | 4464.9408 | 4536.4392 | 4724.9772 | 4901.5697 | 5258.1045 | 5640.5785
Solar Generation Cap 20% - WECC_ID v5.14 | 1282 | 6529 | Generation Constraint in GWh | FALSE | L | Annual | Emissions at Affected Plants | GWh | 28.555 | 28.555 | 53.0259 | 264.4264 | 417.9851 | 496.9468 | 1918.113
Solar Generation Cap 20% - WECC_ID v5.14 | 1282 | 6529 | Generation Constraint in GWh | FALSE | L | Annual | Allowances Purchased | GWh | 0 | 0 | 0 | 0 | 0 | 0 | 0
Solar Generation Cap 20% - WECC_ID v5.14 | 1282 | 6529 | Generation Constraint in GWh | FALSE | L | Annual | Allowances Sold | GWh | 0 | 0 | 0 | 0 | 0 | 0 | 0
Solar Generation Cap 20% - WECC_ID v5.14 | 1282 | 6529 | Generation Constraint in GWh | FALSE | L | Annual | Allowances Banked | GWh | 0 | 0 | 0 | 0 | 0 | 0 | 0
Solar Generation Cap 20% - WECC_ID v5.14 | 1282 | 6529 | Generation Constraint in GWh | FALSE | L | Annual | Allowances Withdrawn (1:1) | GWh | 0 | 0 | 0 | 0 | 0 | 0 | 0
Solar Generation Cap 20% - WECC_ID v5.14 | 1282 | 6529 | Generation Constraint in GWh | FALSE | L | Annual | Allowances Withdrawn (n:1) | GWh | 0 | 0 | 0 | 0 | 0 | 0 | 0
Solar Generation Cap 20% - WECC_ID v5.14 | 1282 | 6529 | Generation Constraint in GWh | FALSE | L | Annual | Net Emissions Allowance Position | GWh | 28.555 | 28.555 | 53.0259 | 264.4264 | 417.9851 | 496.9468 | 1918.113
Solar Generation Cap 20% - WECC_ID v5.14 | 1282 | 6529 | Generation Constraint in GWh | FALSE | L | Annual | Fuel Consumed | TBtu | 0 | 0 | 0 | 0 | 0 | 0 | 0
Solar Generation Cap 20% - WECC_ID v5.14 | 1282 | 6529 | Generation Constraint in GWh | FALSE | L | Annual | Heat Rate | MMBtu/MWh | 0 | 0 | 0 | 0 | 0 | 0 | 0
Solar Generation Cap 20% - WECC_ID v5.14 | 1282 | 6529 | Generation Constraint in GWh | FALSE | L | Annual | Generation | TWh | 0.028555 | 0.028555 | 0.053026 | 0.26443 | 0.41799 | 0.49695 | 1.9181
Solar Generation Cap 20% - WECC_ID v5.14 | 1282 | 6529 | Generation Constraint in GWh | FALSE | L | Annual | Qualifying Generation | TWh | 0.028555 | 0.028555 | 0.053026 | 0.26443 | 0.41799 | 0.49695 | 1.9181
Solar Generation Cap 20% - WECC_ID v5.14 | 1282 | 6529 | Generation Constraint in GWh | FALSE | L | Annual | Rate | lb/MWh | 0 | 0 | 0 | 0 | 0 | 0 | 0
Solar Generation Cap 20% - WECC_ID v5.14 | 1282 | 6529 | Generation Constraint in GWh | FALSE | L | Annual | Constraint Shadow Price | US2011$/MWh | 0 | 0 | 0 | 0 | 0 | 0 | 0
Solar Generation Cap 20% - WECC_IID v5.14 | 1283 | 6530 | Generation Constraint in GWh | FALSE | L | Annual | Seasons Included | Seasons | Winter, Summer | Winter, Summer | Winter, Summer | Winter, Summer | Winter, Summer | Winter, Summer | Winter, Summer
Solar Generation Cap 20% - WECC_IID v5.14 | 1283 | 6530 | Generation Constraint in GWh | FALSE | L | Annual | Standard | GWh | 2517.5155 | 2517.5155 | 2517.5155 | 2517.5155 | 2517.5155 | 2517.5155 | 2517.5155
Solar Generation Cap 20% - WECC_IID v5.14 | 1283 | 6530 | Generation Constraint in GWh | FALSE | L | Annual | Emissions at Affected Plants | GWh | 2516.5155 | 2516.5155 | 2516.5155 | 2516.5155 | 2516.5155 | 2516.5155 | 2516.5155
Solar Generation Cap 20% - WECC_IID v5.14 | 1283 | 6530 | Generation Constraint in GWh | FALSE | L | Annual | Allowances Purchased | GWh | 0 | 0 | 0 | 0 | 0 | 0 | 0
Solar Generation Cap 20% - WECC_IID v5.14 | 1283 | 6530 | Generation Constraint in GWh | FALSE | L | Annual | Allowances Sold | GWh | 0 | 0 | 0 | 0 | 0 | 0 | 0
Solar Generation Cap 20% - WECC_IID v5.14 | 1283 | 6530 | Generation Constraint in GWh | FALSE | L | Annual | Allowances Banked | GWh | 0 | 0 | 0 | 0 | 0 | 0 | 0
Solar Generation Cap 20% - WECC_IID v5.14 | 1283 | 6530 | Generation Constraint in GWh | FALSE | L | Annual | Allowances Withdrawn (1:1) | GWh | 0 | 0 | 0 | 0 | 0 | 0 | 0
Solar Generation Cap 20% - WECC_IID v5.14 | 1283 | 6530 | Generation Constraint in GWh | FALSE | L | Annual | Allowances Withdrawn (n:1) | GWh | 0 | 0 | 0 | 0 | 0 | 0 | 0
Solar Generation Cap 20% - WECC_IID v5.14 | 1283 | 6530 | Generation Constraint in GWh | FALSE | L | Annual | Net Emissions Allowance Position | GWh | 2516.5155 | 2516.5155 | 2516.5155 | 2516.5155 | 2516.5155 | 2516.5155 | 2516.5155
Solar Generation Cap 20% - WECC_IID v5.14 | 1283 | 6530 | Generation Constraint in GWh | FALSE | L | Annual | Fuel Consumed | TBtu | 0 | 0 | 0 | 0 | 0 | 0 | 0
Solar Generation Cap 20% - WECC_IID v5.14 | 1283 | 6530 | Generation Constraint in GWh | FALSE | L | Annual | Heat Rate | MMBtu/MWh | 0 | 0 | 0 | 0 | 0 | 0 | 0
Solar Generation Cap 20% - WECC_IID v5.14 | 1283 | 6530 | Generation Constraint in GWh | FALSE | L | Annual | Generation | TWh | 2.5165 | 2.5165 | 2.5165 | 2.5165 | 2.5165 | 2.5165 | 2.5165
Solar Generation Cap 20% - WECC_IID v5.14 | 1283 | 6530 | Generation Constraint in GWh | FALSE | L | Annual | Qualifying Generation | TWh | 2.5165 | 2.5165 | 2.5165 | 2.5165 | 2.5165 | 2.5165 | 2.5165
Solar Generation Cap 20% - WECC_IID v5.14 | 1283 | 6530 | Generation Constraint in GWh | FALSE | L | Annual | Rate | lb/MWh | 0 | 0 | 0 | 0 | 0 | 0 | 0
Solar Generation Cap 20% - WECC_IID v5.14 | 1283 | 6530 | Generation Constraint in GWh | FALSE | L | Annual | Constraint Shadow Price | US2011$/MWh | 0 | 0 | 0 | 0 | 0 | 0 | 0
Solar Generation Cap 20% - WECC_MT v5.14 | 1284 | 6531 | Generation Constraint in GWh | FALSE | L | Annual | Seasons Included | Seasons | Winter, Summer | Winter, Summer | Winter, Summer | Winter, Summer | Winter, Summer | Winter, Summer | Winter, Summer
Solar Generation Cap 20% - WECC_MT v5.14 | 1284 | 6531 | Generation Constraint in GWh | FALSE | L | Annual | Standard | GWh | 2189.9796 | 2241.3168 | 2277.1996 | 2371.8212 | 2460.4476 | 2639.3816 | 2831.3338
Solar Generation Cap 20% - WECC_MT v5.14 | 1284 | 6531 | Generation Constraint in GWh | FALSE | L | Annual | Emissions at Affected Plants | GWh | 0 | 0 | 16.0205 | 154.792 | 255.7796 | 307.7438 | 329.5621
Solar Generation Cap 20% - WECC_MT v5.14 | 1284 | 6531 | Generation Constraint in GWh | FALSE | L | Annual | Allowances Purchased | GWh | 0 | 0 | 0 | 0 | 0 | 0 | 0
Solar Generation Cap 20% - WECC_MT v5.14 | 1284 | 6531 | Generation Constraint in GWh | FALSE | L | Annual | Allowances Sold | GWh | 0 | 0 | 0 | 0 | 0 | 0 | 0
Solar Generation Cap 20% - WECC_MT v5.14 | 1284 | 6531 | Generation Constraint in GWh | FALSE | L | Annual | Allowances Banked | GWh | 0 | 0 | 0 | 0 | 0 | 0 | 0
Solar Generation Cap 20% - WECC_MT v5.14 | 1284 | 6531 | Generation Constraint in GWh | FALSE | L | Annual | Allowances Withdrawn (1:1) | GWh | 0 | 0 | 0 | 0 | 0 | 0 | 0
Solar Generation Cap 20% - WECC_MT v5.14 | 1284 | 6531 | Generation Constraint in GWh | FALSE | L | Annual | Allowances Withdrawn (n:1) | GWh | 0 | 0 | 0 | 0 | 0 | 0 | 0
Solar Generation Cap 20% - WECC_MT v5.14 | 1284 | 6531 | Generation Constraint in GWh | FALSE | L | Annual | Net Emissions Allowance Position | GWh | 0 | 0 | 16.0205 | 154.792 | 255.7796 | 307.7438 | 329.5621
Solar Generation Cap 20% - WECC_MT v5.14 | 1284 | 6531 | Generation Constraint in GWh | FALSE | L | Annual | Fuel Consumed | TBtu | 0 | 0 | 0 | 0 | 0 | 0 | 0
Solar Generation Cap 20% - WECC_MT v5.14 | 1284 | 6531 | Generation Constraint in GWh | FALSE | L | Annual | Heat Rate | MMBtu/MWh | 0 | 0 | 0 | 0 | 0 | 0 | 0
Solar Generation Cap 20% - WECC_MT v5.14 | 1284 | 6531 | Generation Constraint in GWh | FALSE | L | Annual | Generation | TWh | 0 | 0 | 0.016021 | 0.15479 | 0.25578 | 0.30774 | 0.32956
Solar Generation Cap 20% - WECC_MT v5.14 | 1284 | 6531 | Generation Constraint in GWh | FALSE | L | Annual | Qualifying Generation | TWh | 0 | 0 | 0.016021 | 0.15479 | 0.25578 | 0.30774 | 0.32956
Solar Generation Cap 20% - WECC_MT v5.14 | 1284 | 6531 | Generation Constraint in GWh | FALSE | L | Annual | Rate | lb/MWh | 0 | 0 | 0 | 0 | 0 | 0 | 0
Solar Generation Cap 20% - WECC_MT v5.14 | 1284 | 6531 | Generation Constraint in GWh | FALSE | L | Annual | Constraint Shadow Price | US2011$/MWh | 0 | 0 | 0 | 0 | 0 | 0 | 0
Solar Generation Cap 20% - WECC_NM v5.14 | 1285 | 6532 | Generation Constraint in GWh | FALSE | L | Annual | Seasons Included | Seasons | Winter, Summer | Winter, Summer | Winter, Summer | Winter, Summer | Winter, Summer | Winter, Summer | Winter, Summer
Solar Generation Cap 20% - WECC_NM v5.14 | 1285 | 6532 | Generation Constraint in GWh | FALSE | L | Annual | Standard | GWh | 4423.7046 | 4530.5883 | 4612.8741 | 4841.211 | 5088.944 | 5596.1147 | 6153.8406
Solar Generation Cap 20% - WECC_NM v5.14 | 1285 | 6532 | Generation Constraint in GWh | FALSE | L | Annual | Emissions at Affected Plants | GWh | 461.698 | 461.698 | 489.0286 | 787.9079 | 1045.9538 | 3760.641 | 4561.8205
Solar Generation Cap 20% - WECC_NM v5.14 | 1285 | 6532 | Generation Constraint in GWh | FALSE | L | Annual | Allowances Purchased | GWh | 0 | 0 | 0 | 0 | 0 | 0 | 0
Solar Generation Cap 20% - WECC_NM v5.14 | 1285 | 6532 | Generation Constraint in GWh | FALSE | L | Annual | Allowances Sold | GWh | 0 | 0 | 0 | 0 | 0 | 0 | 0
Solar Generation Cap 20% - WECC_NM v5.14 | 1285 | 6532 | Generation Constraint in GWh | FALSE | L | Annual | Allowances Banked | GWh | 0 | 0 | 0 | 0 | 0 | 0 | 0
Solar Generation Cap 20% - WECC_NM v5.14 | 1285 | 6532 | Generation Constraint in GWh | FALSE | L | Annual | Allowances Withdrawn (1:1) | GWh | 0 | 0 | 0 | 0 | 0 | 0 | 0
Solar Generation Cap 20% - WECC_NM v5.14 | 1285 | 6532 | Generation Constraint in GWh | FALSE | L | Annual | Allowances Withdrawn (n:1) | GWh | 0 | 0 | 0 | 0 | 0 | 0 | 0
Solar Generation Cap 20% - WECC_NM v5.14 | 1285 | 6532 | Generation Constraint in GWh | FALSE | L | Annual | Net Emissions Allowance Position | GWh | 461.698 | 461.698 | 489.0286 | 787.9079 | 1045.9538 | 3760.641 | 4561.8205
Solar Generation Cap 20% - WECC_NM v5.14 | 1285 | 6532 | Generation Constraint in GWh | FALSE | L | Annual | Fuel Consumed | TBtu | 0 | 0 | 0 | 0 | 0 | 0 | 0
Solar Generation Cap 20% - WECC_NM v5.14 | 1285 | 6532 | Generation Constraint in GWh | FALSE | L | Annual | Heat Rate | MMBtu/MWh | 0 | 0 | 0 | 0 | 0 | 0 | 0
Solar Generation Cap 20% - WECC_NM v5.14 | 1285 | 6532 | Generation Constraint in GWh | FALSE | L | Annual | Generation | TWh | 0.4617 | 0.4617 | 0.48903 | 0.78791 | 1.046 | 3.7606 | 4.5618
Solar Generation Cap 20% - WECC_NM v5.14 | 1285 | 6532 | Generation Constraint in GWh | FALSE | L | Annual | Qualifying Generation | TWh | 0.4617 | 0.4617 | 0.48903 | 0.78791 | 1.046 | 3.7606 | 4.5618
Solar Generation Cap 20% - WECC_NM v5.14 | 1285 | 6532 | Generation Constraint in GWh | FALSE | L | Annual | Rate | lb/MWh | 0 | 0 | 0 | 0 | 0 | 0 | 0
Solar Generation Cap 20% - WECC_NM v5.14 | 1285 | 6532 | Generation Constraint in GWh | FALSE | L | Annual | Constraint Shadow Price | US2011$/MWh | 0 | 0 | 0 | 0 | 0 | 0 | 0
Solar Generation Cap 20% - WECC_NNV v5.14 | 1286 | 6533 | Generation Constraint in GWh | FALSE | L | Annual | Seasons Included | Seasons | Winter, Summer | Winter, Summer | Winter, Summer | Winter, Summer | Winter, Summer | Winter, Summer | Winter, Summer
Solar Generation Cap 20% - WECC_NNV v5.14 | 1286 | 6533 | Generation Constraint in GWh | FALSE | L | Annual | Standard | GWh | 2495.0365 | 2553.5281 | 2594.4116 | 2702.2196 | 2803.197 | 3007.0674 | 3225.77
Solar Generation Cap 20% - WECC_NNV v5.14 | 1286 | 6533 | Generation Constraint in GWh | FALSE | L | Annual | Emissions at Affected Plants | GWh | 193.7399 | 193.7399 | 205.4468 | 317.0836 | 402.7577 | 3007.0674 | 3225.77
Solar Generation Cap 20% - WECC_NNV v5.14 | 1286 | 6533 | Generation Constraint in GWh | FALSE | L | Annual | Allowances Purchased | GWh | 0 | 0 | 0 | 0 | 0 | 0 | 0
Solar Generation Cap 20% - WECC_NNV v5.14 | 1286 | 6533 | Generation Constraint in GWh | FALSE | L | Annual | Allowances Sold | GWh | 0 | 0 | 0 | 0 | 0 | 0 | 0
Solar Generation Cap 20% - WECC_NNV v5.14 | 1286 | 6533 | Generation Constraint in GWh | FALSE | L | Annual | Allowances Banked | GWh | 0 | 0 | 0 | 0 | 0 | 0 | 0
Solar Generation Cap 20% - WECC_NNV v5.14 | 1286 | 6533 | Generation Constraint in GWh | FALSE | L | Annual | Allowances Withdrawn (1:1) | GWh | 0 | 0 | 0 | 0 | 0 | 0 | 0
Solar Generation Cap 20% - WECC_NNV v5.14 | 1286 | 6533 | Generation Constraint in GWh | FALSE | L | Annual | Allowances Withdrawn (n:1) | GWh | 0 | 0 | 0 | 0 | 0 | 0 | 0
Solar Generation Cap 20% - WECC_NNV v5.14 | 1286 | 6533 | Generation Constraint in GWh | FALSE | L | Annual | Net Emissions Allowance Position | GWh | 193.7399 | 193.7399 | 205.4468 | 317.0836 | 402.7577 | 3007.0674 | 3225.77
Solar Generation Cap 20% - WECC_NNV v5.14 | 1286 | 6533 | Generation Constraint in GWh | FALSE | L | Annual | Fuel Consumed | TBtu | 0 | 0 | 0 | 0 | 0 | 0 | 0
Solar Generation Cap 20% - WECC_NNV v5.14 | 1286 | 6533 | Generation Constraint in GWh | FALSE | L | Annual | Heat Rate | MMBtu/MWh | 0 | 0 | 0 | 0 | 0 | 0 | 0
Solar Generation Cap 20% - WECC_NNV v5.14 | 1286 | 6533 | Generation Constraint in GWh | FALSE | L | Annual | Generation | TWh | 0.19374 | 0.19374 | 0.20545 | 0.31708 | 0.40276 | 3.0071 | 3.2258
Solar Generation Cap 20% - WECC_NNV v5.14 | 1286 | 6533 | Generation Constraint in GWh | FALSE | L | Annual | Qualifying Generation | TWh | 0.19374 | 0.19374 | 0.20545 | 0.31708 | 0.40276 | 3.0071 | 3.2258
Solar Generation Cap 20% - WECC_NNV v5.14 | 1286 | 6533 | Generation Constraint in GWh | FALSE | L | Annual | Rate | lb/MWh | 0 | 0 | 0 | 0 | 0 | 0 | 0
Solar Generation Cap 20% - WECC_NNV v5.14 | 1286 | 6533 | Generation Constraint in GWh | FALSE | L | Annual | Constraint Shadow Price | US2011$/MWh | 0 | 0 | 0 | 0 | 0 | 3.9125 | 10.8563
Solar Generation Cap 20% - WECC_PNW v5.14 | 1287 | 6534 | Generation Constraint in GWh | FALSE | L | Annual | Seasons Included | Seasons | Winter, Summer | Winter, Summer | Winter, Summer | Winter, Summer | Winter, Summer | Winter, Summer | Winter, Summer
Solar Generation Cap 20% - WECC_PNW v5.14 | 1287 | 6534 | Generation Constraint in GWh | FALSE | L | Annual | Standard | GWh | 33495.9083 | 34281.4498 | 34830.5152 | 36278.3769 | 37634.5038 | 40372.482 | 43309.6584
Solar Generation Cap 20% - WECC_PNW v5.14 | 1287 | 6534 | Generation Constraint in GWh | FALSE | L | Annual | Emissions at Affected Plants | GWh | 20.3616 | 20.3616 | 348.8196 | 1994.0285 | 2970.1793 | 3461.9022 | 32854.2167
Solar Generation Cap 20% - WECC_PNW v5.14 | 1287 | 6534 | Generation Constraint in GWh | FALSE | L | Annual | Allowances Purchased | GWh | 0 | 0 | 0 | 0 | 0 | 0 | 0
Solar Generation Cap 20% - WECC_PNW v5.14 | 1287 | 6534 | Generation Constraint in GWh | FALSE | L | Annual | Allowances Sold | GWh | 0 | 0 | 0 | 0 | 0 | 0 | 0
Solar Generation Cap 20% - WECC_PNW v5.14 | 1287 | 6534 | Generation Constraint in GWh | FALSE | L | Annual | Allowances Banked | GWh | 0 | 0 | 0 | 0 | 0 | 0 | 0
Solar Generation Cap 20% - WECC_PNW v5.14 | 1287 | 6534 | Generation Constraint in GWh | FALSE | L | Annual | Allowances Withdrawn (1:1) | GWh | 0 | 0 | 0 | 0 | 0 | 0 | 0
Solar Generation Cap 20% - WECC_PNW v5.14 | 1287 | 6534 | Generation Constraint in GWh | FALSE | L | Annual | Allowances Withdrawn (n:1) | GWh | 0 | 0 | 0 | 0 | 0 | 0 | 0
Solar Generation Cap 20% - WECC_PNW v5.14 | 1287 | 6534 | Generation Constraint in GWh | FALSE | L | Annual | Net Emissions Allowance Position | GWh | 20.3616 | 20.3616 | 348.8196 | 1994.0285 | 2970.1793 | 3461.9022 | 32854.2167
Solar Generation Cap 20% - WECC_PNW v5.14 | 1287 | 6534 | Generation Constraint in GWh | FALSE | L | Annual | Fuel Consumed | TBtu | 0 | 0 | 0 | 0 | 0 | 0 | 0
Solar Generation Cap 20% - WECC_PNW v5.14 | 1287 | 6534 | Generation Constraint in GWh | FALSE | L | Annual | Heat Rate | MMBtu/MWh | 0 | 0 | 0 | 0 | 0 | 0 | 0
Solar Generation Cap 20% - WECC_PNW v5.14 | 1287 | 6534 | Generation Constraint in GWh | FALSE | L | Annual | Generation | TWh | 0.020362 | 0.020362 | 0.34882 | 1.994 | 2.9702 | 3.4619 | 32.8542
Solar Generation Cap 20% - WECC_PNW v5.14 | 1287 | 6534 | Generation Constraint in GWh | FALSE | L | Annual | Qualifying Generation | TWh | 0.020362 | 0.020362 | 0.34882 | 1.994 | 2.9702 | 3.4619 | 32.8542
Solar Generation Cap 20% - WECC_PNW v5.14 | 1287 | 6534 | Generation Constraint in GWh | FALSE | L | Annual | Rate | lb/MWh | 0 | 0 | 0 | 0 | 0 | 0 | 0
Solar Generation Cap 20% - WECC_PNW v5.14 | 1287 | 6534 | Generation Constraint in GWh | FALSE | L | Annual | Constraint Shadow Price | US2011$/MWh | 0 | 0 | 0 | 0 | 0 | 0 | 0
Solar Generation Cap 20% - WECC_SCE v5.14 | 1288 | 6535 | Generation Constraint in GWh | FALSE | L | Annual | Seasons Included | Seasons | Winter, Summer | Winter, Summer | Winter, Summer | Winter, Summer | Winter, Summer | Winter, Summer | Winter, Summer
Solar Generation Cap 20% - WECC_SCE v5.14 | 1288 | 6535 | Generation Constraint in GWh | FALSE | L | Annual | Standard | GWh | 21748.1951 | 22003.5509 | 22289.0237 | 23165.0221 | 23995.4771 | 26037.3632 | 28253.0101
Solar Generation Cap 20% - WECC_SCE v5.14 | 1288 | 6535 | Generation Constraint in GWh | FALSE | L | Annual | Emissions at Affected Plants | GWh | 9273.3421 | 9448.3369 | 9604.9843 | 13510.2745 | 22037.3575 | 24988.7405 | 28253.0101
Solar Generation Cap 20% - WECC_SCE v5.14 | 1288 | 6535 | Generation Constraint in GWh | FALSE | L | Annual | Allowances Purchased | GWh | 0 | 0 | 0 | 0 | 0 | 0 | 0
Solar Generation Cap 20% - WECC_SCE v5.14 | 1288 | 6535 | Generation Constraint in GWh | FALSE | L | Annual | Allowances Sold | GWh | 0 | 0 | 0 | 0 | 0 | 0 | 0
Solar Generation Cap 20% - WECC_SCE v5.14 | 1288 | 6535 | Generation Constraint in GWh | FALSE | L | Annual | Allowances Banked | GWh | 0 | 0 | 0 | 0 | 0 | 0 | 0
Solar Generation Cap 20% - WECC_SCE v5.14 | 1288 | 6535 | Generation Constraint in GWh | FALSE | L | Annual | Allowances Withdrawn (1:1) | GWh | 0 | 0 | 0 | 0 | 0 | 0 | 0
Solar Generation Cap 20% - WECC_SCE v5.14 | 1288 | 6535 | Generation Constraint in GWh | FALSE | L | Annual | Allowances Withdrawn (n:1) | GWh | 0 | 0 | 0 | 0 | 0 | 0 | 0
Solar Generation Cap 20% - WECC_SCE v5.14 | 1288 | 6535 | Generation Constraint in GWh | FALSE | L | Annual | Net Emissions Allowance Position | GWh | 9273.3421 | 9448.3369 | 9604.9843 | 13510.2745 | 22037.3575 | 24988.7405 | 28253.0101
Solar Generation Cap 20% - WECC_SCE v5.14 | 1288 | 6535 | Generation Constraint in GWh | FALSE | L | Annual | Fuel Consumed | TBtu | 0 | 0 | 0 | 0 | 0 | 0 | 0
Solar Generation Cap 20% - WECC_SCE v5.14 | 1288 | 6535 | Generation Constraint in GWh | FALSE | L | Annual | Heat Rate | MMBtu/MWh | 0 | 0 | 0 | 0 | 0 | 0 | 0
Solar Generation Cap 20% - WECC_SCE v5.14 | 1288 | 6535 | Generation Constraint in GWh | FALSE | L | Annual | Generation | TWh | 9.2733 | 9.4483 | 9.605 | 13.5103 | 22.0374 | 24.9887 | 28.253
Solar Generation Cap 20% - WECC_SCE v5.14 | 1288 | 6535 | Generation Constraint in GWh | FALSE | L | Annual | Qualifying Generation | TWh | 9.2733 | 9.4483 | 9.605 | 13.5103 | 22.0374 | 24.9887 | 28.253
Solar Generation Cap 20% - WECC_SCE v5.14 | 1288 | 6535 | Generation Constraint in GWh | FALSE | L | Annual | Rate | lb/MWh | 0 | 0 | 0 | 0 | 0 | 0 | 0
Solar Generation Cap 20% - WECC_SCE v5.14 | 1288 | 6535 | Generation Constraint in GWh | FALSE | L | Annual | Constraint Shadow Price | US2011$/MWh | 0 | 0 | 0 | 0 | 0 | 0 | 14.5584
Solar Generation Cap 20% - WECC_SF v5.14 | 1289 | 6536 | Generation Constraint in GWh | FALSE | L | Annual | Seasons Included | Seasons | Winter, Summer | Winter, Summer | Winter, Summer | Winter, Summer | Winter, Summer | Winter, Summer | Winter, Summer
Solar Generation Cap 20% - WECC_SF v5.14 | 1289 | 6536 | Generation Constraint in GWh | FALSE | L | Annual | Standard | GWh | 1150.8955 | 1164.3976 | 1179.4921 | 1225.8111 | 1269.7218 | 1377.6877 | 1494.8414
Solar Generation Cap 20% - WECC_SF v5.14 | 1289 | 6536 | Generation Constraint in GWh | FALSE | L | Annual | Emissions at Affected Plants | GWh | 78.799 | 78.799 | 97.8605 | 192.2915 | 247.3728 | 274.4952 | 1035.5621
Solar Generation Cap 20% - WECC_SF v5.14 | 1289 | 6536 | Generation Constraint in GWh | FALSE | L | Annual | Allowances Purchased | GWh | 0 | 0 | 0 | 0 | 0 | 0 | 0
Solar Generation Cap 20% - WECC_SF v5.14 | 1289 | 6536 | Generation Constraint in GWh | FALSE | L | Annual | Allowances Sold | GWh | 0 | 0 | 0 | 0 | 0 | 0 | 0
Solar Generation Cap 20% - WECC_SF v5.14 | 1289 | 6536 | Generation Constraint in GWh | FALSE | L | Annual | Allowances Banked | GWh | 0 | 0 | 0 | 0 | 0 | 0 | 0
Solar Generation Cap 20% - WECC_SF v5.14 | 1289 | 6536 | Generation Constraint in GWh | FALSE | L | Annual | Allowances Withdrawn (1:1) | GWh | 0 | 0 | 0 | 0 | 0 | 0 | 0
Solar Generation Cap 20% - WECC_SF v5.14 | 1289 | 6536 | Generation Constraint in GWh | FALSE | L | Annual | Allowances Withdrawn (n:1) | GWh | 0 | 0 | 0 | 0 | 0 | 0 | 0
Solar Generation Cap 20% - WECC_SF v5.14 | 1289 | 6536 | Generation Constraint in GWh | FALSE | L | Annual | Net Emissions Allowance Position | GWh | 78.799 | 78.799 | 97.8605 | 192.2915 | 247.3728 | 274.4952 | 1035.5621
Solar Generation Cap 20% - WECC_SF v5.14 | 1289 | 6536 | Generation Constraint in GWh | FALSE | L | Annual | Fuel Consumed | TBtu | 0 | 0 | 0 | 0 | 0 | 0 | 0
Solar Generation Cap 20% - WECC_SF v5.14 | 1289 | 6536 | Generation Constraint in GWh | FALSE | L | Annual | Heat Rate | MMBtu/MWh | 0 | 0 | 0 | 0 | 0 | 0 | 0
Solar Generation Cap 20% - WECC_SF v5.14 | 1289 | 6536 | Generation Constraint in GWh | FALSE | L | Annual | Generation | TWh | 0.078799 | 0.078799 | 0.097861 | 0.19229 | 0.24737 | 0.2745 | 1.0356
Solar Generation Cap 20% - WECC_SF v5.14 | 1289 | 6536 | Generation Constraint in GWh | FALSE | L | Annual | Qualifying Generation | TWh | 0.078799 | 0.078799 | 0.097861 | 0.19229 | 0.24737 | 0.2745 | 1.0356
Solar Generation Cap 20% - WECC_SF v5.14 | 1289 | 6536 | Generation Constraint in GWh | FALSE | L | Annual | Rate | lb/MWh | 0 | 0 | 0 | 0 | 0 | 0 | 0
Solar Generation Cap 20% - WECC_SF v5.14 | 1289 | 6536 | Generation Constraint in GWh | FALSE | L | Annual | Constraint Shadow Price | US2011$/MWh | 0 | 0 | 0 | 0 | 0 | 0 | 0
Solar Generation Cap 20% - WECC_SNV v5.14 | 1290 | 6537 | Generation Constraint in GWh | FALSE | L | Annual | Seasons Included | Seasons | Winter, Summer | Winter, Summer | Winter, Summer | Winter, Summer | Winter, Summer | Winter, Summer | Winter, Summer
Solar Generation Cap 20% - WECC_SNV v5.14 | 1290 | 6537 | Generation Constraint in GWh | FALSE | L | Annual | Standard | GWh | 4306.2225 | 4410.2669 | 4490.3669 | 4712.6384 | 4953.7907 | 5447.4893 | 5990.4001
Solar Generation Cap 20% - WECC_SNV v5.14 | 1290 | 6537 | Generation Constraint in GWh | FALSE | L | Annual | Emissions at Affected Plants | GWh | 2795.6852 | 2795.6852 | 2823.2234 | 3080.24 | 3276.0955 | 5447.4893 | 5990.4001
Solar Generation Cap 20% - WECC_SNV v5.14 | 1290 | 6537 | Generation Constraint in GWh | FALSE | L | Annual | Allowances Purchased | GWh | 0 | 0 | 0 | 0 | 0 | 0 | 0
Solar Generation Cap 20% - WECC_SNV v5.14 | 1290 | 6537 | Generation Constraint in GWh | FALSE | L | Annual | Allowances Sold | GWh | 0 | 0 | 0 | 0 | 0 | 0 | 0
Solar Generation Cap 20% - WECC_SNV v5.14 | 1290 | 6537 | Generation Constraint in GWh | FALSE | L | Annual | Allowances Banked | GWh | 0 | 0 | 0 | 0 | 0 | 0 | 0
Solar Generation Cap 20% - WECC_SNV v5.14 | 1290 | 6537 | Generation Constraint in GWh | FALSE | L | Annual | Allowances Withdrawn (1:1) | GWh | 0 | 0 | 0 | 0 | 0 | 0 | 0
Solar Generation Cap 20% - WECC_SNV v5.14 | 1290 | 6537 | Generation Constraint in GWh | FALSE | L | Annual | Allowances Withdrawn (n:1) | GWh | 0 | 0 | 0 | 0 | 0 | 0 | 0
Solar Generation Cap 20% - WECC_SNV v5.14 | 1290 | 6537 | Generation Constraint in GWh | FALSE | L | Annual | Net Emissions Allowance Position | GWh | 2795.6852 | 2795.6852 | 2823.2234 | 3080.24 | 3276.0955 | 5447.4893 | 5990.4001
Solar Generation Cap 20% - WECC_SNV v5.14 | 1290 | 6537 | Generation Constraint in GWh | FALSE | L | Annual | Fuel Consumed | TBtu | 0 | 0 | 0 | 0 | 0 | 0 | 0
Solar Generation Cap 20% - WECC_SNV v5.14 | 1290 | 6537 | Generation Constraint in GWh | FALSE | L | Annual | Heat Rate | MMBtu/MWh | 0 | 0 | 0 | 0 | 0 | 0 | 0
Solar Generation Cap 20% - WECC_SNV v5.14 | 1290 | 6537 | Generation Constraint in GWh | FALSE | L | Annual | Generation | TWh | 2.7957 | 2.7957 | 2.8232 | 3.0802 | 3.2761 | 5.4475 | 5.9904
Solar Generation Cap 20% - WECC_SNV v5.14 | 1290 | 6537 | Generation Constraint in GWh | FALSE | L | Annual | Qualifying Generation | TWh | 2.7957 | 2.7957 | 2.8232 | 3.0802 | 3.2761 | 5.4475 | 5.9904
Solar Generation Cap 20% - WECC_SNV v5.14 | 1290 | 6537 | Generation Constraint in GWh | FALSE | L | Annual | Rate | lb/MWh | 0 | 0 | 0 | 0 | 0 | 0 | 0
Solar Generation Cap 20% - WECC_SNV v5.14 | 1290 | 6537 | Generation Constraint in GWh | FALSE | L | Annual | Constraint Shadow Price | US2011$/MWh | 0 | 0 | 0 | 0 | 0 | 6.8684 | 16.4695
Solar Generation Cap 20% - WECC_UT v5.14 | 1291 | 6538 | Generation Constraint in GWh | FALSE | L | Annual | Seasons Included | Seasons | Winter, Summer | Winter, Summer | Winter, Summer | Winter, Summer | Winter, Summer | Winter, Summer | Winter, Summer
Solar Generation Cap 20% - WECC_UT v5.14 | 1291 | 6538 | Generation Constraint in GWh | FALSE | L | Annual | Standard | GWh | 7377.1184 | 7550.1073 | 7671.0204 | 7989.8628 | 8288.5038 | 8891.4507 | 9538.2643
Solar Generation Cap 20% - WECC_UT v5.14 | 1291 | 6538 | Generation Constraint in GWh | FALSE | L | Annual | Emissions at Affected Plants | GWh | 3.9613 | 3.9613 | 60.1195 | 403.6594 | 617.4953 | 4679.5388 | 9538.2643
Solar Generation Cap 20% - WECC_UT v5.14 | 1291 | 6538 | Generation Constraint in GWh | FALSE | L | Annual | Allowances Purchased | GWh | 0 | 0 | 0 | 0 | 0 | 0 | 0
Solar Generation Cap 20% - WECC_UT v5.14 | 1291 | 6538 | Generation Constraint in GWh | FALSE | L | Annual | Allowances Sold | GWh | 0 | 0 | 0 | 0 | 0 | 0 | 0
Solar Generation Cap 20% - WECC_UT v5.14 | 1291 | 6538 | Generation Constraint in GWh | FALSE | L | Annual | Allowances Banked | GWh | 0 | 0 | 0 | 0 | 0 | 0 | 0
Solar Generation Cap 20% - WECC_UT v5.14 | 1291 | 6538 | Generation Constraint in GWh | FALSE | L | Annual | Allowances Withdrawn (1:1) | GWh | 0 | 0 | 0 | 0 | 0 | 0 | 0
Solar Generation Cap 20% - WECC_UT v5.14 | 1291 | 6538 | Generation Constraint in GWh | FALSE | L | Annual | Allowances Withdrawn (n:1) | GWh | 0 | 0 | 0 | 0 | 0 | 0 | 0
Solar Generation Cap 20% - WECC_UT v5.14 | 1291 | 6538 | Generation Constraint in GWh | FALSE | L | Annual | Net Emissions Allowance Position | GWh | 3.9613 | 3.9613 | 60.1195 | 403.6594 | 617.4953 | 4679.5388 | 9538.2643
Solar Generation Cap 20% - WECC_UT v5.14 | 1291 | 6538 | Generation Constraint in GWh | FALSE | L | Annual | Fuel Consumed | TBtu | 0 | 0 | 0 | 0 | 0 | 0 | 0
Solar Generation Cap 20% - WECC_UT v5.14 | 1291 | 6538 | Generation Constraint in GWh | FALSE | L | Annual | Heat Rate | MMBtu/MWh | 0 | 0 | 0 | 0 | 0 | 0 | 0
Solar Generation Cap 20% - WECC_UT v5.14 | 1291 | 6538 | Generation Constraint in GWh | FALSE | L | Annual | Generation | TWh | 0.0039613 | 0.0039613 | 0.060119 | 0.40366 | 0.6175 | 4.6795 | 9.5383
Solar Generation Cap 20% - WECC_UT v5.14 | 1291 | 6538 | Generation Constraint in GWh | FALSE | L | Annual | Qualifying Generation | TWh | 0.0039613 | 0.0039613 | 0.060119 | 0.40366 | 0.6175 | 4.6795 | 9.5383
Solar Generation Cap 20% - WECC_UT v5.14 | 1291 | 6538 | Generation Constraint in GWh | FALSE | L | Annual | Rate | lb/MWh | 0 | 0 | 0 | 0 | 0 | 0 | 0
Solar Generation Cap 20% - WECC_UT v5.14 | 1291 | 6538 | Generation Constraint in GWh | FALSE | L | Annual | Constraint Shadow Price | US2011$/MWh | 0 | 0 | 0 | 0 | 0 | 0 | 4.73
Solar Generation Cap 20% - WECC_WY v5.14 | 1292 | 6539 | Generation Constraint in GWh | FALSE | L | Annual | Seasons Included | Seasons | Winter, Summer | Winter, Summer | Winter, Summer | Winter, Summer | Winter, Summer | Winter, Summer | Winter, Summer
Solar Generation Cap 20% - WECC_WY v5.14 | 1292 | 6539 | Generation Constraint in GWh | FALSE | L | Annual | Standard | GWh | 2369.8607 | 2432.4612 | 2476.6292 | 2591.2186 | 2700.3218 | 2916.7986 | 3150.636
Solar Generation Cap 20% - WECC_WY v5.14 | 1292 | 6539 | Generation Constraint in GWh | FALSE | L | Annual | Emissions at Affected Plants | GWh | 0 | 0 | 7.2993 | 166.9582 | 342.4118 | 444.9801 | 475.2752
Solar Generation Cap 20% - WECC_WY v5.14 | 1292 | 6539 | Generation Constraint in GWh | FALSE | L | Annual | Allowances Purchased | GWh | 0 | 0 | 0 | 0 | 0 | 0 | 0
Solar Generation Cap 20% - WECC_WY v5.14 | 1292 | 6539 | Generation Constraint in GWh | FALSE | L | Annual | Allowances Sold | GWh | 0 | 0 | 0 | 0 | 0 | 0 | 0
Solar Generation Cap 20% - WECC_WY v5.14 | 1292 | 6539 | Generation Constraint in GWh | FALSE | L | Annual | Allowances Banked | GWh | 0 | 0 | 0 | 0 | 0 | 0 | 0
Solar Generation Cap 20% - WECC_WY v5.14 | 1292 | 6539 | Generation Constraint in GWh | FALSE | L | Annual | Allowances Withdrawn (1:1) | GWh | 0 | 0 | 0 | 0 | 0 | 0 | 0
Solar Generation Cap 20% - WECC_WY v5.14 | 1292 | 6539 | Generation Constraint in GWh | FALSE | L | Annual | Allowances Withdrawn (n:1) | GWh | 0 | 0 | 0 | 0 | 0 | 0 | 0
Solar Generation Cap 20% - WECC_WY v5.14 | 1292 | 6539 | Generation Constraint in GWh | FALSE | L | Annual | Net Emissions Allowance Position | GWh | 0 | 0 | 7.2993 | 166.9582 | 342.4118 | 444.9801 | 475.2752
Solar Generation Cap 20% - WECC_WY v5.14 | 1292 | 6539 | Generation Constraint in GWh | FALSE | L | Annual | Fuel Consumed | TBtu | 0 | 0 | 0 | 0 | 0 | 0 | 0
Solar Generation Cap 20% - WECC_WY v5.14 | 1292 | 6539 | Generation Constraint in GWh | FALSE | L | Annual | Heat Rate | MMBtu/MWh | 0 | 0 | 0 | 0 | 0 | 0 | 0
Solar Generation Cap 20% - WECC_WY v5.14 | 1292 | 6539 | Generation Constraint in GWh | FALSE | L | Annual | Generation | TWh | 0 | 0 | 0.0072993 | 0.16696 | 0.34241 | 0.44498 | 0.47528
Solar Generation Cap 20% - WECC_WY v5.14 | 1292 | 6539 | Generation Constraint in GWh | FALSE | L | Annual | Qualifying Generation | TWh | 0 | 0 | 0.0072993 | 0.16696 | 0.34241 | 0.44498 | 0.47528
Solar Generation Cap 20% - WECC_WY v5.14 | 1292 | 6539 | Generation Constraint in GWh | FALSE | L | Annual | Rate | lb/MWh | 0 | 0 | 0 | 0 | 0 | 0 | 0
Solar Generation Cap 20% - WECC_WY v5.14 | 1292 | 6539 | Generation Constraint in GWh | FALSE | L | Annual | Constraint Shadow Price | US2011$/MWh | 0 | 0 | 0 | 0 | 0 | 0 | 0
State Niagara Mohawk Power - NOX Cap Annual v3.1 | 1293 | 1890 | Rate Constraint in MTons | FALSE | L | Annual | Seasons Included | Seasons | Winter, Summer | Winter, Summer | Winter, Summer | Winter, Summer | Winter, Summer | Winter, Summer | Winter, Summer
State Niagara Mohawk Power - NOX Cap Annual v3.1 | 1293 | 1890 | Rate Constraint in MTons | FALSE | L | Annual | Standard | Thousand Tons | 3.241 | 3.241 | 3.241 | 3.241 | 3.241 | 3.241 | 3.241
State Niagara Mohawk Power - NOX Cap Annual v3.1 | 1293 | 1890 | Rate Constraint in MTons | FALSE | L | Annual | Standard NOX | Thousand Tons | 3.241 | 3.241 | 3.241 | 3.241 | 3.241 | 3.241 | 3.241
State Niagara Mohawk Power - NOX Cap Annual v3.1 | 1293 | 1890 | Rate Constraint in MTons | FALSE | L | Annual | Emissions at Affected Plants NOX | Thousand Tons | 0 | 0 | 0 | 0 | 0 | 0 | 0
State Niagara Mohawk Power - NOX Cap Annual v3.1 | 1293 | 1890 | Rate Constraint in MTons | FALSE | L | Annual | Allowances Purchased NOX | Thousand Tons | 0 | 0 | 0 | 0 | 0 | 0 | 0
State Niagara Mohawk Power - NOX Cap Annual v3.1 | 1293 | 1890 | Rate Constraint in MTons | FALSE | L | Annual | Allowances Sold NOX | Thousand Tons | 0 | 0 | 0 | 0 | 0 | 0 | 0
State Niagara Mohawk Power - NOX Cap Annual v3.1 | 1293 | 1890 | Rate Constraint in MTons | FALSE | L | Annual | Allowances Banked | Thousand Tons | 0 | 0 | 0 | 0 | 0 | 0 | 0
State Niagara Mohawk Power - NOX Cap Annual v3.1 | 1293 | 1890 | Rate Constraint in MTons | FALSE | L | Annual | Allowances Withdrawn (1:1) | Thousand Tons | 0 | 0 | 0 | 0 | 0 | 0 | 0
State Niagara Mohawk Power - NOX Cap Annual v3.1 | 1293 | 1890 | Rate Constraint in MTons | FALSE | L | Annual | Allowances Withdrawn (n:1) | Thousand Tons | 0 | 0 | 0 | 0 | 0 | 0 | 0
State Niagara Mohawk Power - NOX Cap Annual v3.1 | 1293 | 1890 | Rate Constraint in MTons | FALSE | L | Annual | Net Emissions Allowance Position | Thousand Tons | 0 | 0 | 0 | 0 | 0 | 0 | 0
State Niagara Mohawk Power - NOX Cap Annual v3.1 | 1293 | 1890 | Rate Constraint in MTons | FALSE | L | Annual | Fuel Consumed | TBtu | 0 | 0 | 0 | 0 | 0 | 0 | 0
State Niagara Mohawk Power - NOX Cap Annual v3.1 | 1293 | 1890 | Rate Constraint in MTons | FALSE | L | Annual | Rate | lb/MMBtu | 0 | 0 | 0 | 0 | 0 | 0 | 0
State Niagara Mohawk Power - NOX Cap Annual v3.1 | 1293 | 1890 | Rate Constraint in MTons | FALSE | L | Annual | Generation | TWh | 0 | 0 | 0 | 0 | 0 | 0 | 0
State Niagara Mohawk Power - NOX Cap Annual v3.1 | 1293 | 1890 | Rate Constraint in MTons | FALSE | L | Annual | Qualifying Generation | TWh | 0 | 0 | 0 | 0 | 0 | 0 | 0
State Niagara Mohawk Power - NOX Cap Annual v3.1 | 1293 | 1890 | Rate Constraint in MTons | FALSE | L | Annual | Rate | lb/MWh | 0 | 0 | 0 | 0 | 0 | 0 | 0
State Niagara Mohawk Power - NOX Cap Annual v3.1 | 1293 | 1890 | Rate Constraint in MTons | FALSE | L | Annual | Constraint Shadow Price | US2011$/Ton | 0 | 0 | 0 | 0 | 0 | 0 | 0
State Niagara Mohawk Power - SO2 Cap Annual v3.1 | 1294 | 1891 | Rate Constraint in MTons | FALSE | L | Annual | Seasons Included | Seasons | Winter, Summer | Winter, Summer | Winter, Summer | Winter, Summer | Winter, Summer | Winter, Summer | Winter, Summer
State Niagara Mohawk Power - SO2 Cap Annual v3.1 | 1294 | 1891 | Rate Constraint in MTons | FALSE | L | Annual | Standard | Thousand Tons | 14.169 | 14.169 | 14.169 | 14.169 | 14.169 | 14.169 | 14.169
State Niagara Mohawk Power - SO2 Cap Annual v3.1 | 1294 | 1891 | Rate Constraint in MTons | FALSE | L | Annual | Standard SO2 | Thousand Tons | 14.169 | 14.169 | 14.169 | 14.169 | 14.169 | 14.169 | 14.169
State Niagara Mohawk Power - SO2 Cap Annual v3.1 | 1294 | 1891 | Rate Constraint in MTons | FALSE | L | Annual | Emissions at Affected Plants SO2 | Thousand Tons | 0 | 0 | 0 | 0 | 0 | 0 | 0
State Niagara Mohawk Power - SO2 Cap Annual v3.1 | 1294 | 1891 | Rate Constraint in MTons | FALSE | L | Annual | Allowances Purchased SO2 | Thousand Tons | 0 | 0 | 0 | 0 | 0 | 0 | 0
State Niagara Mohawk Power - SO2 Cap Annual v3.1 | 1294 | 1891 | Rate Constraint in MTons | FALSE | L | Annual | Allowances Sold SO2 | Thousand Tons | 0 | 0 | 0 | 0 | 0 | 0 | 0
State Niagara Mohawk Power - SO2 Cap Annual v3.1 | 1294 | 1891 | Rate Constraint in MTons | FALSE | L | Annual | Allowances Banked | Thousand Tons | 0 | 0 | 0 | 0 | 0 | 0 | 0
State Niagara Mohawk Power - SO2 Cap Annual v3.1 | 1294 | 1891 | Rate Constraint in MTons | FALSE | L | Annual | Allowances Withdrawn (1:1) | Thousand Tons | 0 | 0 | 0 | 0 | 0 | 0 | 0
State Niagara Mohawk Power - SO2 Cap Annual v3.1 | 1294 | 1891 | Rate Constraint in MTons | FALSE | L | Annual | Allowances Withdrawn (n:1) | Thousand Tons | 0 | 0 | 0 | 0 | 0 | 0 | 0
State Niagara Mohawk Power - SO2 Cap Annual v3.1 | 1294 | 1891 | Rate Constraint in MTons | FALSE | L | Annual | Net Emissions Allowance Position | Thousand Tons | 0 | 0 | 0 | 0 | 0 | 0 | 0
State Niagara Mohawk Power - SO2 Cap Annual v3.1 | 1294 | 1891 | Rate Constraint in MTons | FALSE | L | Annual | Fuel Consumed | TBtu | 0 | 0 | 0 | 0 | 0 | 0 | 0
State Niagara Mohawk Power - SO2 Cap Annual v3.1 | 1294 | 1891 | Rate Constraint in MTons | FALSE | L | Annual | Rate | lb/MMBtu | 0 | 0 | 0 | 0 | 0 | 0 | 0
State Niagara Mohawk Power - SO2 Cap Annual v3.1 | 1294 | 1891 | Rate Constraint in MTons | FALSE | L | Annual | Generation | TWh | 0 | 0 | 0 | 0 | 0 | 0 | 0
State Niagara Mohawk Power - SO2 Cap Annual v3.1 | 1294 | 1891 | Rate Constraint in MTons | FALSE | L | Annual | Qualifying Generation | TWh | 0 | 0 | 0 | 0 | 0 | 0 | 0
State Niagara Mohawk Power - SO2 Cap Annual v3.1 | 1294 | 1891 | Rate Constraint in MTons | FALSE | L | Annual | Rate | lb/MWh | 0 | 0 | 0 | 0 | 0 | 0 | 0
State Niagara Mohawk Power - SO2 Cap Annual v3.1 | 1294 | 1891 | Rate Constraint in MTons | FALSE | L | Annual | Constraint Shadow Price | US2011$/Ton | 0 | 0 | 0 | 0 | 0 | 0 | 0
Texas East - NOX Cap Annual v3.1 | 1295 | 1901 | Rate Constraint in MTons | FALSE | L | Annual | Seasons Included | Seasons | Winter, Summer | Winter, Summer | Winter, Summer | Winter, Summer | Winter, Summer | Winter, Summer | Winter, Summer
Texas East - NOX Cap Annual v3.1 | 1295 | 1901 | Rate Constraint in MTons | FALSE | L | Annual | Standard | Thousand Tons | 84.484 | 84.484 | 84.484 | 84.484 | 84.484 | 84.484 | 84.484
Texas East - NOX Cap Annual v3.1 | 1295 | 1901 | Rate Constraint in MTons | FALSE | L | Annual | Standard NOX | Thousand Tons | 84.484 | 84.484 | 84.484 | 84.484 | 84.484 | 84.484 | 84.484
Texas East - NOX Cap Annual v3.1 | 1295 | 1901 | Rate Constraint in MTons | FALSE | L | Annual | Emissions at Affected Plants NOX | Thousand Tons | 12.6157 | 11.5336 | 11.1254 | 7.3289 | 5.6272 | 6.0152 | 6.0079
Texas East - NOX Cap Annual v3.1 | 1295 | 1901 | Rate Constraint in MTons | FALSE | L | Annual | Allowances Purchased NOX | Thousand Tons | 0 | 0 | 0 | 0 | 0 | 0 | 0
Texas East - NOX Cap Annual v3.1 | 1295 | 1901 | Rate Constraint in MTons | FALSE | L | Annual | Allowances Sold NOX | Thousand Tons | 0 | 0 | 0 | 0 | 0 | 0 | 0
Texas East - NOX Cap Annual v3.1 | 1295 | 1901 | Rate Constraint in MTons | FALSE | L | Annual | Allowances Banked | Thousand Tons | 0 | 72.9504 | 73.3586 | 77.1551 | 78.8568 | 78.4688 | 0
Texas East - NOX Cap Annual v3.1 | 1295 | 1901 | Rate Constraint in MTons | FALSE | L | Annual | Allowances Withdrawn (1:1) | Thousand Tons | 0 | 0 | 0 | 0 | 0 | 0 | 0
Texas East - NOX Cap Annual v3.1 | 1295 | 1901 | Rate Constraint in MTons | FALSE | L | Annual | Allowances Withdrawn (n:1) | Thousand Tons | 0 | 0 | 0 | 0 | 0 | 0 | 0
Texas East - NOX Cap Annual v3.1 | 1295 | 1901 | Rate Constraint in MTons | FALSE | L | Annual | Net Emissions Allowance Position | Thousand Tons | 12.6157 | 84.484 | 84.484 | 84.484 | 84.484 | 84.484 | 6.0079
Texas East - NOX Cap Annual v3.1 | 1295 | 1901 | Rate Constraint in MTons | FALSE | L | Annual | Fuel Consumed | TBtu | 213.197 | 200.9329 | 194.95 | 132.0129 | 90.4188 | 87.4242 | 87.3935
Texas East - NOX Cap Annual v3.1 | 1295 | 1901 | Rate Constraint in MTons | FALSE | L | Annual | Rate | lb/MMBtu | 0.11835 | 0.1148 | 0.11414 | 0.11103 | 0.12447 | 0.13761 | 0.13749
Texas East - NOX Cap Annual v3.1 | 1295 | 1901 | Rate Constraint in MTons | FALSE | L | Annual | Generation | TWh | 18.7853 | 17.7184 | 17.2157 | 11.594 | 8.0346 | 7.8503 | 7.8483
Texas East - NOX Cap Annual v3.1 | 1295 | 1901 | Rate Constraint in MTons | FALSE | L | Annual | Qualifying Generation | TWh | 18.7853 | 17.7184 | 17.2157 | 11.594 | 8.0346 | 7.8503 | 7.8483
Texas East - NOX Cap Annual v3.1 | 1295 | 1901 | Rate Constraint in MTons | FALSE | L | Annual | Rate | lb/MWh | 0.67157 | 0.65094 | 0.64624 | 0.63213 | 0.70037 | 0.76624 | 0.7655
Texas East - NOX Cap Annual v3.1 | 1295 | 1901 | Rate Constraint in MTons | FALSE | L | Annual | Constraint Shadow Price | US2011$/Ton | 0 | 0 | 0 | 0 | 0 | 0 | 0
Texas East - SO2 Cap Annual v3.1 | 1296 | 1902 | Rate Constraint in MTons | FALSE | L | Annual | Seasons Included | Seasons | Winter, Summer | Winter, Summer | Winter, Summer | Winter, Summer | Winter, Summer | Winter, Summer | Winter, Summer
Texas East - SO2 Cap Annual v3.1 | 1296 | 1902 | Rate Constraint in MTons | FALSE | L | Annual | Standard | Thousand Tons | 273.95 | 273.95 | 273.95 | 273.95 | 273.95 | 273.95 | 273.95
Texas East - SO2 Cap Annual v3.1 | 1296 | 1902 | Rate Constraint in MTons | FALSE | L | Annual | Standard SO2 | Thousand Tons | 273.95 | 273.95 | 273.95 | 273.95 | 273.95 | 273.95 | 273.95
Texas East - SO2 Cap Annual v3.1 | 1296 | 1902 | Rate Constraint in MTons | FALSE | L | Annual | Emissions at Affected Plants SO2 | Thousand Tons | 0 | 0 | 0 | 0 | 0 | 0 | 0
Texas East - SO2 Cap Annual v3.1 | 1296 | 1902 | Rate Constraint in MTons | FALSE | L | Annual | Allowances Purchased SO2 | Thousand Tons | 0 | 0 | 0 | 0 | 0 | 0 | 0
Texas East - SO2 Cap Annual v3.1 | 1296 | 1902 | Rate Constraint in MTons | FALSE | L | Annual | Allowances Sold SO2 | Thousand Tons | 0 | 0 | 0 | 0 | 0 | 0 | 0
Texas East - SO2 Cap Annual v3.1 | 1296 | 1902 | Rate Constraint in MTons | FALSE | L | Annual | Allowances Banked | Thousand Tons | 273.95 | 273.95 | 479.4125 | 657.48 | 821.85 | 684.875 | 0
Texas East - SO2 Cap Annual v3.1 | 1296 | 1902 | Rate Constraint in MTons | FALSE | L | Annual | Allowances Withdrawn (1:1) | Thousand Tons | 0 | 0 | 0 | 0 | 0 | 0 | 0
Texas East - SO2 Cap Annual v3.1 | 1296 | 1902 | Rate Constraint in MTons | FALSE | L | Annual | Allowances Withdrawn (n:1) | Thousand Tons | 0 | 0 | -205462.5 | -383530.0057 | -547900.0163 | -410925.0122 | 0
Texas East - SO2 Cap Annual v3.1 | 1296 | 1902 | Rate Constraint in MTons | FALSE | L | Annual | Net Emissions Allowance Position | Thousand Tons | 273.95 | 273.95 | -204983.0875 | -382872.5257 | -547078.1663 | -410240.1372 | 0
Texas East - SO2 Cap Annual v3.1 | 1296 | 1902 | Rate Constraint in MTons | FALSE | L | Annual | Fuel Consumed | TBtu | 82.5238 | 66.8955 | 60.4401 | 44.4293 | 13.2719 | 0.030731 | 0
Texas East - SO2 Cap Annual v3.1 | 1296 | 1902 | Rate Constraint in MTons | FALSE | L | Annual | Rate | lb/MMBtu | 0 | 0 | 0 | 0 | 0 | 0 | 0
Texas East - SO2 Cap Annual v3.1 | 1296 | 1902 | Rate Constraint in MTons | FALSE | L | Annual | Generation | TWh | 7.2274 | 5.8511 | 5.3019 | 3.7953 | 1.1251 | 0.0020718 | 0
Texas East - SO2 Cap Annual v3.1 | 1296 | 1902 | Rate Constraint in MTons | FALSE | L | Annual | Qualifying Generation | TWh | 7.2274 | 5.8511 | 5.3019 | 3.7953 | 1.1251 | 0.0020718 | 0
Texas East - SO2 Cap Annual v3.1 | 1296 | 1902 | Rate Constraint in MTons | FALSE | L | Annual | Rate | lb/MWh | 0 | 0 | 0 | 0 | 0 | 0 | 0
Texas East - SO2 Cap Annual v3.1 | 1296 | 1902 | Rate Constraint in MTons | FALSE | L | Annual | Constraint Shadow Price | US2011$/Ton | 0 | 0 | 0 | 0 | 0 | 0 | 0
Texas El Paso - NOX Cap Annual v3.1 | 1297 | 1904 | Rate Constraint in MTons | FALSE | L | Annual | Seasons Included | Seasons | Winter, Summer | Winter, Summer | Winter, Summer | Winter, Summer | Winter, Summer | Winter, Summer | Winter, Summer
Texas El Paso - NOX Cap Annual v3.1 | 1297 | 1904 | Rate Constraint in MTons | FALSE | L | Annual | Standard | Thousand Tons | 1.06 | 1.06 | 1.06 | 1.06 | 1.06 | 1.06 | 1.06
Texas El Paso - NOX Cap Annual v3.1 | 1297 | 1904 | Rate Constraint in MTons | FALSE | L | Annual | Standard NOX | Thousand Tons | 1.06 | 1.06 | 1.06 | 1.06 | 1.06 | 1.06 | 1.06
Texas El Paso - NOX Cap Annual v3.1 | 1297 | 1904 | Rate Constraint in MTons | FALSE | L | Annual | Emissions at Affected Plants NOX | Thousand Tons | 0.4834 | 0.4834 | 0 | 0 | 0 | 0 | 0
Texas El Paso - NOX Cap Annual v3.1 | 1297 | 1904 | Rate Constraint in MTons | FALSE | L | Annual | Allowances Purchased NOX | Thousand Tons | 0 | 0 | 0 | 0 | 0 | 0 | 0
Texas El Paso - NOX Cap Annual v3.1 | 1297 | 1904 | Rate Constraint in MTons | FALSE | L | Annual | Allowances Sold NOX | Thousand Tons | 0 | 0 | 0 | 0 | 0 | 0 | 0
Texas El Paso - NOX Cap Annual v3.1 | 1297 | 1904 | Rate Constraint in MTons | FALSE | L | Annual | Allowances Banked | Thousand Tons | 0 | 0.5766 | 0 | 1.1753 | 1.06 | 1.06 | 0
Texas El Paso - NOX Cap Annual v3.1 | 1297 | 1904 | Rate Constraint in MTons | FALSE | L | Annual | Allowances Withdrawn (1:1) | Thousand Tons | 0 | 0 | 0 | -0.11532 | 0 | 0 | 0
Texas El Paso - NOX Cap Annual v3.1 | 1297 | 1904 | Rate Constraint in MTons | FALSE | L | Annual | Allowances Withdrawn (n:1) | Thousand Tons | 0 | 0 | 0 | 0 | 0 | 0 | 0
Texas El Paso - NOX Cap Annual v3.1 | 1297 | 1904 | Rate Constraint in MTons | FALSE | L | Annual | Net Emissions Allowance Position | Thousand Tons | 0.4834 | 1.06 | 0 | 1.06 | 1.06 | 1.06 | 0
Texas El Paso - NOX Cap Annual v3.1 | 1297 | 1904 | Rate Constraint in MTons | FALSE | L | Annual | Fuel Consumed | TBtu | 5.8036 | 5.8036 | 0 | 0 | 0 | 0 | 0
Texas El Paso - NOX Cap Annual v3.1 | 1297 | 1904 | Rate Constraint in MTons | FALSE | L | Annual | Rate | lb/MMBtu | 0.16659 | 0.16659 | 0 | 0 | 0 | 0 | 0
Texas El Paso - NOX Cap Annual v3.1 | 1297 | 1904 | Rate Constraint in MTons | FALSE | L | Annual | Generation | TWh | 0.50925 | 0.50925 | 0 | 0 | 0 | 0 | 0
Texas El Paso - NOX Cap Annual v3.1 | 1297 | 1904 | Rate Constraint in MTons | FALSE | L | Annual | Qualifying Generation | TWh | 0.50925 | 0.50925 | 0 | 0 | 0 | 0 | 0
Texas El Paso - NOX Cap Annual v3.1 | 1297 | 1904 | Rate Constraint in MTons | FALSE | L | Annual | Rate | lb/MWh | 0.94924 | 0.94924 | 0 | 0 | 0 | 0 | 0
Texas El Paso - NOX Cap Annual v3.1 | 1297 | 1904 | Rate Constraint in MTons | FALSE | L | Annual | Constraint Shadow Price | US2011$/Ton | 0 | 0 | 0 | 0 | 0 | 0 | 0
Texas Houston - NOX Cap Annual v3.1 | 1298 | 1905 | Rate Constraint in MTons | FALSE | L | Annual | Seasons Included | Seasons | Winter, Summer | Winter, Summer | Winter, Summer | Winter, Summer | Winter, Summer | Winter, Summer | Winter, Summer
Texas Houston - NOX Cap Annual v3.1 | 1298 | 1905 | Rate Constraint in MTons | FALSE | L | Annual | Standard | Thousand Tons | 17.57 | 17.57 | 17.57 | 17.57 | 17.57 | 17.57 | 17.57
Texas Houston - NOX Cap Annual v3.1 | 1298 | 1905 | Rate Constraint in MTons | FALSE | L | Annual | Standard NOX | Thousand Tons | 17.57 | 17.57 | 17.57 | 17.57 | 17.57 | 17.57 | 17.57
Texas Houston - NOX Cap Annual v3.1 | 1298 | 1905 | Rate Constraint in MTons | FALSE | L | Annual | Emissions at Affected Plants NOX | Thousand Tons | 8.9321 | 8.4329 | 10.2388 | 7.6873 | 6.0092 | 6.6839 | 7.4908
Texas Houston - NOX Cap Annual v3.1 | 1298 | 1905 | Rate Constraint in MTons | FALSE | L | Annual | Allowances Purchased NOX | Thousand Tons | 0 | 0 | 0 | 0 | 0 | 0 | 0
Texas Houston - NOX Cap Annual v3.1 | 1298 | 1905 | Rate Constraint in MTons | FALSE | L | Annual | Allowances Sold NOX | Thousand Tons | 0 | 0 | 0 | 0 | 0 | 0 | 0
Texas Houston - NOX Cap Annual v3.1 | 1298 | 1905 | Rate Constraint in MTons | FALSE | L | Annual | Allowances Banked | Thousand Tons | 0 | 9.1371 | 0 | 9.8827 | 11.5608 | 10.8861 | 0
Texas Houston - NOX Cap Annual v3.1 | 1298 | 1905 | Rate Constraint in MTons | FALSE | L | Annual | Allowances Withdrawn (1:1) | Thousand Tons | 0 | 0 | -2.2843 | 0 | 0 | 0 | 0
Texas Houston - NOX Cap Annual v3.1 | 1298 | 1905 | Rate Constraint in MTons | FALSE | L | Annual | Allowances Withdrawn (n:1) | Thousand Tons | 0 | 0 | 0 | 0 | 0 | 0 | 0
Texas Houston - NOX Cap Annual v3.1 | 1298 | 1905 | Rate Constraint in MTons | FALSE | L | Annual | Net Emissions Allowance Position | Thousand Tons | 8.9321 | 17.57 | 7.9545 | 17.57 | 17.57 | 17.57 | 7.4908
Texas Houston - NOX Cap Annual v3.1 | 1298 | 1905 | Rate Constraint in MTons | FALSE | L | Annual | Fuel Consumed | TBtu | 387.3878 | 388.7763 | 453.7022 | 355.8567 | 301.7336 | 314.0512 | 352.6695
Texas Houston - NOX Cap Annual v3.1 | 1298 | 1905 | Rate Constraint in MTons | FALSE | L | Annual | Rate | lb/MMBtu | 0.046114 | 0.043382 | 0.045134 | 0.043204 | 0.039831 | 0.042566 | 0.042481
Texas Houston - NOX Cap Annual v3.1 | 1298 | 1905 | Rate Constraint in MTons | FALSE | L | Annual | Generation | TWh | 54.048 | 53.8627 | 58.8384 | 50.7003 | 44.5832 | 45.7785 | 49.4421
Texas Houston - NOX Cap Annual v3.1 | 1298 | 1905 | Rate Constraint in MTons | FALSE | L | Annual | Qualifying Generation | TWh | 54.048 | 53.8627 | 58.8384 | 50.7003 | 44.5832 | 45.7785 | 49.4421
Texas Houston - NOX Cap Annual v3.1 | 1298 | 1905 | Rate Constraint in MTons | FALSE | L | Annual | Rate | lb/MWh | 0.16526 | 0.15656 | 0.17401 | 0.15162 | 0.13479 | 0.14601 | 0.15151
Texas Houston - NOX Cap Annual v3.1 | 1298 | 1905 | Rate Constraint in MTons | FALSE | L | Annual | Constraint Shadow Price | US2011$/Ton | 0 | 0 | 0 | 0 | 0 | 0 | 0
Texas West - NOX Cap Annual v3.1 | 1299 | 1906 | Rate Constraint in MTons | FALSE | L | Annual | Seasons Included | Seasons | Winter, Summer | Winter, Summer | Winter, Summer | Winter, Summer | Winter, Summer | Winter, Summer | Winter, Summer
Texas West - NOX Cap Annual v3.1 | 1299 | 1906 | Rate Constraint in MTons | FALSE | L | Annual | Standard | Thousand Tons | 18.1 | 18.1 | 18.1 | 18.1 | 18.1 | 18.1 | 18.1
Texas West - NOX Cap Annual v3.1 | 1299 | 1906 | Rate Constraint in MTons | FALSE | L | Annual | Standard NOX | Thousand Tons | 18.1 | 18.1 | 18.1 | 18.1 | 18.1 | 18.1 | 18.1
Texas West - NOX Cap Annual v3.1 | 1299 | 1906 | Rate Constraint in MTons | FALSE | L | Annual | Emissions at Affected Plants NOX | Thousand Tons | 2.4597 | 2.3575 | 1.7224 | 0.87683 | 0.87578 | 0.16596 | 0.0013239
Texas West - NOX Cap Annual v3.1 | 1299 | 1906 | Rate Constraint in MTons | FALSE | L | Annual | Allowances Purchased NOX | Thousand Tons | 0 | 0 | 0 | 0 | 0 | 0 | 0
Texas West - NOX Cap Annual v3.1 | 1299 | 1906 | Rate Constraint in MTons | FALSE | L | Annual | Allowances Sold NOX | Thousand Tons | 0 | 0 | 0 | 0 | 0 | 0 | 0
Texas West - NOX Cap Annual v3.1 | 1299 | 1906 | Rate Constraint in MTons | FALSE | L | Annual | Allowances Banked | Thousand Tons | 0 | 15.7425 | 0 | 17.2232 | 0 | 17.934 | 0
Texas West - NOX Cap Annual v3.1 | 1299 | 1906 | Rate Constraint in MTons | FALSE | L | Annual | Allowances Withdrawn (1:1) | Thousand Tons | 0 | 0 | -3.9356 | 0 | -14.3526 | 0 | 0
Texas West - NOX Cap Annual v3.1 | 1299 | 1906 | Rate Constraint in MTons | FALSE | L | Annual | Allowances Withdrawn (n:1) | Thousand Tons | 0 | 0 | 0 | 0 | 0 | 0 | 0
Texas West - NOX Cap Annual v3.1 | 1299 | 1906 | Rate Constraint in MTons | FALSE | L | Annual | Net Emissions Allowance Position | Thousand Tons | 2.4597 | 18.1 | -2.2132 | 18.1 | -13.4769 | 18.1 | 0.0013239
Texas West - NOX Cap Annual v3.1 | 1299 | 1906 | Rate Constraint in MTons | FALSE | L | Annual | Fuel Consumed | TBtu | 32.3717 | 31.6047 | 22.5135 | 8.238 | 8.2229 | 1.3561 | 0.029986
Texas West - NOX Cap Annual v3.1 | 1299 | 1906 | Rate Constraint in MTons | FALSE | L | Annual | Rate | lb/MMBtu | 0.15196 | 0.14919 | 0.15301 | 0.21288 | 0.21301 | 0.24476 | 0.088303
Texas West - NOX Cap Annual v3.1 | 1299 | 1906 | Rate Constraint in MTons | FALSE | L | Annual | Generation | TWh | 3.0283 | 2.9642 | 2.0719 | 0.6747 | 0.67322 | 0.10303 | 0.0021562
Texas West - NOX Cap Annual v3.1 | 1299 | 1906 | Rate Constraint in MTons | FALSE | L | Annual | Qualifying Generation | TWh | 3.0283 | 2.9642 | 2.0719 | 0.6747 | 0.67322 | 0.10303 | 0.0021562
Texas West - NOX Cap Annual v3.1 | 1299 | 1906 | Rate Constraint in MTons | FALSE | L | Annual | Rate | lb/MWh | 0.81221 | 0.79531 | 0.83131 | 1.2996 | 1.3009 | 1.6107 | 0.61402
Texas West - NOX Cap Annual v3.1 | 1299 | 1906 | Rate Constraint in MTons | FALSE | L | Annual | Constraint Shadow Price | US2011$/Ton | 0 | 0 | 0 | 0 | 0 | 0 | 0
Unit Bridgeport Station 3 - SO2 Rate Annual v4.10, Unit 4317 and retrofits | 1300 | 2243 | Rate Constraint in lbs/MMBtu | FALSE | L | Annual | Seasons Included | Seasons | Winter, Summer | Winter, Summer | Winter, Summer | Winter, Summer | Winter, Summer | Winter, Summer | Winter, Summer
Unit Bridgeport Station 3 - SO2 Rate Annual v4.10, Unit 4317 and retrofits | 1300 | 2243 | Rate Constraint in lbs/MMBtu | FALSE | L | Annual | Standard | lb/MMBtu | 0.13226 | 0.13226 | 0.13226 | 0.13226 | 0.13226 | 0.13226 | 0.13226
Unit Bridgeport Station 3 - SO2 Rate Annual v4.10, Unit 4317 and retrofits | 1300 | 2243 | Rate Constraint in lbs/MMBtu | FALSE | L | Annual | Emissions at Affected Plants SO2 | Thousand Tons | 0 | 0 | 0 | 0 | 0 | 0 | 0
Unit Bridgeport Station 3 - SO2 Rate Annual v4.10, Unit 4317 and retrofits | 1300 | 2243 | Rate Constraint in lbs/MMBtu | FALSE | L | Annual | Allowances Purchased SO2 | Thousand Tons | 0 | 0 | 0 | 0 | 0 | 0 | 0
Unit Bridgeport Station 3 - SO2 Rate Annual v4.10, Unit 4317 and retrofits | 1300 | 2243 | Rate Constraint in lbs/MMBtu | FALSE | L | Annual | Allowances Sold SO2 | Thousand Tons | 0 | 0 | 0 | 0 | 0 | 0 | 0
Unit Bridgeport Station 3 - SO2 Rate Annual v4.10, Unit 4317 and retrofits | 1300 | 2243 | Rate Constraint in lbs/MMBtu | FALSE | L | Annual | Allowances Banked | Thousand Tons | 0 | 0 | 0 | 0 | 0 | 0 | 0
Unit Bridgeport Station 3 - SO2 Rate Annual v4.10, Unit 4317 and retrofits | 1300 | 2243 | Rate Constraint in lbs/MMBtu | FALSE | L | Annual | Allowances Withdrawn (1:1) | Thousand Tons | 0 | 0 | 0 | 0 | 0 | 0 | 0
Unit Bridgeport Station 3 - SO2 Rate Annual v4.10, Unit 4317 and retrofits | 1300 | 2243 | Rate Constraint in lbs/MMBtu | FALSE | L | Annual | Allowances Withdrawn (n:1) | Thousand Tons | 0 | 0 | 0 | 0 | 0 | 0 | 0
Unit Bridgeport Station 3 - SO2 Rate Annual v4.10, Unit 4317 and retrofits | 1300 | 2243 | Rate Constraint in lbs/MMBtu | FALSE | L | Annual | Net Emissions Allowance Position | Thousand Tons | 0 | 0 | 0 | 0 | 0 | 0 | 0
Unit Bridgeport Station 3 - SO2 Rate Annual v4.10, Unit 4317 and retrofits | 1300 | 2243 | Rate Constraint in lbs/MMBtu | FALSE | L | Annual | Fuel Consumed | TBtu | 0 | 0 | 0 | 0 | 0 | 0 | 0
Unit Bridgeport Station 3 - SO2 Rate Annual v4.10, Unit 4317 and retrofits | 1300 | 2243 | Rate Constraint in lbs/MMBtu | FALSE | L | Annual | Rate | lb/MMBtu | 0 | 0 | 0 | 0 | 0 | 0 | 0
Unit Bridgeport Station 3 - SO2 Rate Annual v4.10, Unit 4317 and retrofits | 1300 | 2243 | Rate Constraint in lbs/MMBtu | FALSE | L | Annual | Generation | TWh | 0 | 0 | 0 | 0 | 0 | 0 | 0
Unit Bridgeport Station 3 - SO2 Rate Annual v4.10, Unit 4317 and retrofits | 1300 | 2243 | Rate Constraint in lbs/MMBtu | FALSE | L | Annual | Qualifying Generation | TWh | 0 | 0 | 0 | 0 | 0 | 0 | 0
Unit Bridgeport Station 3 - SO2 Rate Annual v4.10, Unit 4317 and retrofits | 1300 | 2243 | Rate Constraint in lbs/MMBtu | FALSE | L | Annual | Rate | lb/MWh | 0 | 0 | 0 | 0 | 0 | 0 | 0
Unit Bridgeport Station 3 - SO2 Rate Annual v4.10, Unit 4317 and retrofits | 1300 | 2243 | Rate Constraint in lbs/MMBtu | FALSE | L | Annual | Constraint Shadow Price | US2011$/Ton | 0 | 0 | 4314.9963 | 1909.5893 | 1129.6825 | 0 | 110.1632
Unit Comanche 1,2 - NOX Rate Annual v3.1, Unit 4282 and retrofits | 1301 | 1892 | Rate Constraint in lbs/MMBtu | FALSE | L | Annual | Seasons Included | Seasons | Winter, Summer | Winter, Summer | Winter, Summer | Winter, Summer | Winter, Summer | Winter, Summer | Winter, Summer
Unit Comanche 1,2 - NOX Rate Annual v3.1, Unit 4282 and retrofits | 1301 | 1892 | Rate Constraint in lbs/MMBtu | FALSE | L | Annual | Standard | lb/MMBtu | 0.15 | 0.15 | 0.15 | 0.15 | 0.15 | 0.15 | 0.15
Unit Comanche 1,2 - NOX Rate Annual v3.1, Unit 4282 and retrofits | 1301 | 1892 | Rate Constraint in lbs/MMBtu | FALSE | L | Annual | Emissions at Affected Plants NOX | Thousand Tons | 1.5425 | 1.5425 | 1.5425 | 1.5425 | 1.3474 | 1.5425 | 1.5425
Unit Comanche 1,2 - NOX Rate Annual v3.1, Unit 4282 and retrofits | 1301 | 1892 | Rate Constraint in lbs/MMBtu | FALSE | L | Annual | Allowances Purchased NOX | Thousand Tons | 0 | 0 | 0 | 0 | 0 | 0 | 0
Unit Comanche 1,2 - NOX Rate Annual v3.1, Unit 4282 and retrofits | 1301 | 1892 | Rate Constraint in lbs/MMBtu | FALSE | L | Annual | Allowances Sold NOX | Thousand Tons | 0 | 0 | 0 | 0 | 0 | 0 | 0
Unit Comanche 1,2 - NOX Rate Annual v3.1, Unit 4282 and retrofits | 1301 | 1892 | Rate Constraint in lbs/MMBtu | FALSE | L | Annual | Allowances Banked | Thousand Tons | 0 | 0 | 0 | 0 | 0 | 0 | 0
Unit Comanche 1,2 - NOX Rate Annual v3.1, Unit 4282 and retrofits | 1301 | 1892 | Rate Constraint in lbs/MMBtu | FALSE | L | Annual | Allowances Withdrawn (1:1) | Thousand Tons | 0 | 0 | 0 | 0 | 0 | 0 | 0
Unit Comanche 1,2 - NOX Rate Annual v3.1, Unit 4282 and retrofits | 1301 | 1892 | Rate Constraint in lbs/MMBtu | FALSE | L | Annual | Allowances Withdrawn (n:1) | Thousand Tons | 0 | 0 | 0 | 0 | 0 | 0 | 0
Unit Comanche 1,2 - NOX Rate Annual v3.1, Unit 4282 and retrofits | 1301 | 1892 | Rate Constraint in lbs/MMBtu | FALSE | L | Annual | Net Emissions Allowance Position | Thousand Tons | 1.5425 | 1.5425 | 1.5425 | 1.5425 | 1.3474 | 1.5425 | 1.5425
Unit Comanche 1,2 - NOX Rate Annual v3.1, Unit 4282 and retrofits | 1301 | 1892 | Rate Constraint in lbs/MMBtu | FALSE | L | Annual | Fuel Consumed | TBtu | 25.0972 | 25.0972 | 25.0972 | 25.0972 | 21.9224 | 25.0972 | 25.0972
Unit Comanche 1,2 - NOX Rate Annual v3.1, Unit 4282 and retrofits | 1301 | 1892 | Rate Constraint in lbs/MMBtu | FALSE | L | Annual | Rate | lb/MMBtu | 0.12292 | 0.12292 | 0.12292 | 0.12292 | 0.12292 | 0.12292 | 0.12292
Unit Comanche 1,2 - NOX Rate Annual v3.1, Unit 4282 and retrofits | 1301 | 1892 | Rate Constraint in lbs/MMBtu | FALSE | L | Annual | Generation | TWh | 2.4033 | 2.4033 | 2.4033 | 2.4033 | 2.0992 | 2.4033 | 2.4033
Unit Comanche 1,2 - NOX Rate Annual v3.1, Unit 4282 and retrofits | 1301 | 1892 | Rate Constraint in lbs/MMBtu | FALSE | L | Annual | Qualifying Generation | TWh | 2.4033 | 2.4033 | 2.4033 | 2.4033 | 2.0992 | 2.4033 | 2.4033
Unit Comanche 1,2 - NOX Rate Annual v3.1, Unit 4282 and retrofits | 1301 | 1892 | Rate Constraint in lbs/MMBtu | FALSE | L | Annual | Rate | lb/MWh | 0.64184 | 0.64184 | 0.64184 | 0.64184 | 0.64184 | 0.64184 | 0.64184
Unit Comanche 1,2 - NOX Rate Annual v3.1, Unit 4282 and retrofits | 1301 | 1892 | Rate Constraint in lbs/MMBtu | FALSE | L | Annual | Constraint Shadow Price | US2011$/Ton | 0 | 0 | 0 | 0 | 0 | 0 | 0
Unit Comanche 1,2 - NOX Rate Annual v3.1, Unit 4283 and retrofits | 1302 | 1892 | Rate Constraint in lbs/MMBtu | FALSE | L | Annual | Seasons Included | Seasons | Winter, Summer | Winter, Summer | Winter, Summer | Winter, Summer | Winter, Summer | Winter, Summer | Winter, Summer
Unit Comanche 1,2 - NOX Rate Annual v3.1, Unit 4283 and retrofits | 1302 | 1892 | Rate Constraint in lbs/MMBtu | FALSE | L | Annual | Standard | lb/MMBtu | 0.15 | 0.15 | 0.15 | 0.15 | 0.15 | 0.15 | 0.15
Unit Comanche 1,2 - NOX Rate Annual v3.1, Unit 4283 and retrofits | 1302 | 1892 | Rate Constraint in lbs/MMBtu | FALSE | L | Annual | Emissions at Affected Plants NOX | Thousand Tons | 1.8964 | 1.9946 | 1.9946 | 1.9946 | 1.6103 | 1.9946 | 1.9946
Unit Comanche 1,2 - NOX Rate Annual v3.1, Unit 4283 and retrofits | 1302 | 1892 | Rate Constraint in lbs/MMBtu | FALSE | L | Annual | Allowances Purchased NOX | Thousand Tons | 0 | 0 | 0 | 0 | 0 | 0 | 0
Unit Comanche 1,2 - NOX Rate Annual v3.1, Unit 4283 and retrofits | 1302 | 1892 | Rate Constraint in lbs/MMBtu | FALSE | L | Annual | Allowances Sold NOX | Thousand Tons | 0 | 0 | 0 | 0 | 0 | 0 | 0
Unit Comanche 1,2 - NOX Rate Annual v3.1, Unit 4283 and retrofits | 1302 | 1892 | Rate Constraint in lbs/MMBtu | FALSE | L | Annual | Allowances Banked | Thousand Tons | 0 | 0 | 0 | 0 | 0 | 0 | 0
Unit Comanche 1,2 - NOX Rate Annual v3.1, Unit 4283 and retrofits | 1302 | 1892 | Rate Constraint in lbs/MMBtu | FALSE | L | Annual | Allowances Withdrawn (1:1) | Thousand Tons | 0 | 0 | 0 | 0 | 0 | 0 | 0
Unit Comanche 1,2 - NOX Rate Annual v3.1, Unit 4283 and retrofits | 1302 | 1892 | Rate Constraint in lbs/MMBtu | FALSE | L | Annual | Allowances Withdrawn (n:1) | Thousand Tons | 0 | 0 | 0 | 0 | 0 | 0 | 0
Unit Comanche 1,2 - NOX Rate Annual v3.1, Unit 4283 and retrofits | 1302 | 1892 | Rate Constraint in lbs/MMBtu | FALSE | L | Annual | Net Emissions Allowance Position | Thousand Tons | 1.8964 | 1.9946 | 1.9946 | 1.9946 | 1.6103 | 1.9946 | 1.9946
Unit Comanche 1,2 - NOX Rate Annual v3.1, Unit 4283 and retrofits | 1302 | 1892 | Rate Constraint in lbs/MMBtu | FALSE | L | Annual | Fuel Consumed | TBtu | 25.2852 | 26.5953 | 26.5953 | 26.5953 | 21.4701 | 26.5953 | 26.5953
Unit Comanche 1,2 - NOX Rate Annual v3.1, Unit 4283 and retrofits | 1302 | 1892 | Rate Constraint in lbs/MMBtu | FALSE | L | Annual | Rate | lb/MMBtu | 0.15 | 0.15 | 0.15 | 0.15 | 0.15 | 0.15 | 0.15
Unit Comanche 1,2 - NOX Rate Annual v3.1, Unit 4283 and retrofits | 1302 | 1892 | Rate Constraint in lbs/MMBtu | FALSE | L | Annual | Generation | TWh | 2.3536 | 2.4756 | 2.4756 | 2.4756 | 1.9985 | 2.4756 | 2.4756
Unit Comanche 1,2 - NOX Rate Annual v3.1, Unit 4283 and retrofits | 1302 | 1892 | Rate Constraint in lbs/MMBtu | FALSE | L | Annual | Qualifying Generation | TWh | 2.3536 | 2.4756 | 2.4756 | 2.4756 | 1.9985 | 2.4756 | 2.4756
Unit Comanche 1,2 - NOX Rate Annual v3.1, Unit 4283 and retrofits | 1302 | 1892 | Rate Constraint in lbs/MMBtu | FALSE | L | Annual | Rate | lb/MWh | 0.80573 | 0.80573 | 0.80573 | 0.80573 | 0.80573 | 0.80573 | 0.80573
Unit Comanche 1,2 - NOX Rate Annual v3.1, Unit 4283 and retrofits | 1302 | 1892 | Rate Constraint in lbs/MMBtu | FALSE | L | Annual | Constraint Shadow Price | US2011$/Ton | 6987.8448 | 24400.5874 | 24013.4879 | 0 | 0 | 0 | 0
Unit Comanche 1,2 - SO2 Rate Annual v3.1, Unit 4282 and retrofits | 1303 | 1893 | Rate Constraint in lbs/MMBtu | FALSE | L | Annual | Seasons Included | Seasons | Winter, Summer | Winter, Summer | Winter, Summer | Winter, Summer | Winter, Summer | Winter, Summer | Winter, Summer
Unit Comanche 1,2 - SO2 Rate Annual v3.1, Unit 4282 and retrofits | 1303 | 1893 | Rate Constraint in lbs/MMBtu | FALSE | L | Annual | Standard | lb/MMBtu | 0.1 | 0.1 | 0.1 | 0.1 | 0.1 | 0.1 | 0.1
Unit Comanche 1,2 - SO2 Rate Annual v3.1, Unit 4282 and retrofits | 1303 | 1893 | Rate Constraint in lbs/MMBtu | FALSE | L | Annual | Emissions at Affected Plants SO2 | Thousand Tons | 1.0039 | 1.0039 | 1.0039 | 1.0039 | 0.8769 | 1.0039 | 1.0039
Unit Comanche 1,2 - SO2 Rate Annual v3.1, Unit 4282 and retrofits | 1303 | 1893 | Rate Constraint in lbs/MMBtu | FALSE | L | Annual | Allowances Purchased SO2 | Thousand Tons | 0 | 0 | 0 | 0 | 0 | 0 | 0
Unit Comanche 1,2 - SO2 Rate Annual v3.1, Unit 4282 and retrofits | 1303 | 1893 | Rate Constraint in lbs/MMBtu | FALSE | L | Annual | Allowances Sold SO2 | Thousand Tons | 0 | 0 | 0 | 0 | 0 | 0 | 0
Unit Comanche 1,2 - SO2 Rate Annual v3.1, Unit 4282 and retrofits | 1303 | 1893 | Rate Constraint in lbs/MMBtu | FALSE | L | Annual | Allowances Banked | Thousand Tons | 0 | 0 | 0 | 0 | 0 | 0 | 0
Unit Comanche 1,2 - SO2 Rate Annual v3.1, Unit 4282 and retrofits | 1303 | 1893 | Rate Constraint in lbs/MMBtu | FALSE | L | Annual | Allowances Withdrawn (1:1) | Thousand Tons | 0 | 0 | 0 | 0 | 0 | 0 | 0
Unit Comanche 1,2 - SO2 Rate Annual v3.1, Unit 4282 and retrofits | 1303 | 1893 | Rate Constraint in lbs/MMBtu | FALSE | L | Annual | Allowances Withdrawn (n:1) | Thousand Tons | 0 | 0 | 0 | 0 | 0 | 0 | 0
Unit Comanche 1,2 - SO2 Rate Annual v3.1, Unit 4282 and retrofits | 1303 | 1893 | Rate Constraint in lbs/MMBtu | FALSE | L | Annual | Net Emissions Allowance Position | Thousand Tons | 1.0039 | 1.0039 | 1.0039 | 1.0039 | 0.8769 | 1.0039 | 1.0039
Unit Comanche 1,2 - SO2 Rate Annual v3.1, Unit 4282 and retrofits | 1303 | 1893 | Rate Constraint in lbs/MMBtu | FALSE | L | Annual | Fuel Consumed | TBtu | 25.0972 | 25.0972 | 25.0972 | 25.0972 | 21.9224 | 25.0972 | 25.0972
Unit Comanche 1,2 - SO2 Rate Annual v3.1, Unit 4282 and retrofits | 1303 | 1893 | Rate Constraint in lbs/MMBtu | FALSE | L | Annual | Rate | lb/MMBtu | 0.08 | 0.08 | 0.08 | 0.08 | 0.08 | 0.08 | 0.08
Unit Comanche 1,2 - SO2 Rate Annual v3.1, Unit 4282 and retrofits | 1303 | 1893 | Rate Constraint in lbs/MMBtu | FALSE | L | Annual | Generation | TWh | 2.4033 | 2.4033 | 2.4033 | 2.4033 | 2.0992 | 2.4033 | 2.4033
Unit Comanche 1,2 - SO2 Rate Annual v3.1, Unit 4282 and retrofits | 1303 | 1893 | Rate Constraint in lbs/MMBtu | FALSE | L | Annual | Qualifying Generation | TWh | 2.4033 | 2.4033 | 2.4033 | 2.4033 | 2.0992 | 2.4033 | 2.4033
Unit Comanche 1,2 - SO2 Rate Annual v3.1, Unit 4282 and retrofits | 1303 | 1893 | Rate Constraint in lbs/MMBtu | FALSE | L | Annual | Rate | lb/MWh | 0.41772 | 0.41772 | 0.41772 | 0.41772 | 0.41772 | 0.41772 | 0.41772
Unit Comanche 1,2 - SO2 Rate Annual v3.1, Unit 4282 and retrofits | 1303 | 1893 | Rate Constraint in lbs/MMBtu | FALSE | L | Annual | Constraint Shadow Price | US2011$/Ton | 0 | 0 | 0 | 0 | 0 | 0 | 0
Unit Comanche 1,2 - SO2 Rate Annual v3.1, Unit 4283 and retrofits | 1304 | 1893 | Rate Constraint in lbs/MMBtu | FALSE | L | Annual | Seasons Included | Seasons | Winter, Summer | Winter, Summer | Winter, Summer | Winter, Summer | Winter, Summer | Winter, Summer | Winter, Summer
Unit Comanche 1,2 - SO2 Rate Annual v3.1, Unit 4283 and retrofits | 1304 | 1893 | Rate Constraint in lbs/MMBtu | FALSE | L | Annual | Standard | lb/MMBtu | 0.1 | 0.1 | 0.1 | 0.1 | 0.1 | 0.1 | 0.1
Unit Comanche 1,2 - SO2 Rate Annual v3.1, Unit 4283 and retrofits | 1304 | 1893 | Rate Constraint in lbs/MMBtu | FALSE | L | Annual | Emissions at Affected Plants SO2 | Thousand Tons | 1.0114 | 1.0638 | 1.0638 | 1.0638 | 0.8588 | 1.0638 | 1.0638
Unit Comanche 1,2 - SO2 Rate Annual v3.1, Unit 4283 and retrofits | 1304 | 1893 | Rate Constraint in lbs/MMBtu | FALSE | L | Annual | Allowances Purchased SO2 | Thousand Tons | 0 | 0 | 0 | 0 | 0 | 0 | 0
Unit Comanche 1,2 - SO2 Rate Annual v3.1, Unit 4283 and retrofits | 1304 | 1893 | Rate Constraint in lbs/MMBtu | FALSE | L | Annual | Allowances Sold SO2 | Thousand Tons | 0 | 0 | 0 | 0 | 0 | 0 | 0
Unit Comanche 1,2 - SO2 Rate Annual v3.1, Unit 4283 and retrofits | 1304 | 1893 | Rate Constraint in lbs/MMBtu | FALSE | L | Annual | Allowances Banked | Thousand Tons | 0 | 0 | 0 | 0 | 0 | 0 | 0
Unit Comanche 1,2 - SO2 Rate Annual v3.1, Unit 4283 and retrofits | 1304 | 1893 | Rate Constraint in lbs/MMBtu | FALSE | L | Annual | Allowances Withdrawn (1:1) | Thousand Tons | 0 | 0 | 0 | 0 | 0 | 0 | 0
Unit Comanche 1,2 - SO2 Rate Annual v3.1, Unit 4283 and retrofits | 1304 | 1893 | Rate Constraint in lbs/MMBtu | FALSE | L | Annual | Allowances Withdrawn (n:1) | Thousand Tons | 0 | 0 | 0 | 0 | 0 | 0 | 0
Unit Comanche 1,2 - SO2 Rate Annual v3.1, Unit 4283 and retrofits | 1304 | 1893 | Rate Constraint in lbs/MMBtu | FALSE | L | Annual | Net Emissions Allowance Position | Thousand Tons | 1.0114 | 1.0638 | 1.0638 | 1.0638 | 0.8588 | 1.0638 | 1.0638
Unit Comanche 1,2 - SO2 Rate Annual v3.1, Unit 4283 and retrofits | 1304 | 1893 | Rate Constraint in lbs/MMBtu | FALSE | L | Annual | Fuel Consumed | TBtu | 25.2852 | 26.5953 | 26.5953 | 26.5953 | 21.4701 | 26.5953 | 26.5953
Unit Comanche 1,2 - SO2 Rate Annual v3.1, Unit 4283 and retrofits | 1304 | 1893 | Rate Constraint in lbs/MMBtu | FALSE | L | Annual | Rate | lb/MMBtu | 0.08 | 0.08 | 0.08 | 0.08 | 0.08 | 0.08 | 0.08
Unit Comanche 1,2 - SO2 Rate Annual v3.1, Unit 4283 and retrofits | 1304 | 1893 | Rate Constraint in lbs/MMBtu | FALSE | L | Annual | Generation | TWh | 2.3536 | 2.4756 | 2.4756 | 2.4756 | 1.9985 | 2.4756 | 2.4756
Unit Comanche 1,2 - SO2 Rate Annual v3.1, Unit 4283 and retrofits | 1304 | 1893 | Rate Constraint in lbs/MMBtu | FALSE | L | Annual | Qualifying Generation | TWh | 2.3536 | 2.4756 | 2.4756 | 2.4756 | 1.9985 | 2.4756 | 2.4756
Unit Comanche 1,2 - SO2 Rate Annual v3.1, Unit 4283 and retrofits | 1304 | 1893 | Rate Constraint in lbs/MMBtu | FALSE | L | Annual | Rate | lb/MWh | 0.42972 | 0.42972 | 0.42972 | 0.42972 | 0.42972 | 0.42972 | 0.42972
Unit Comanche 1,2 - SO2 Rate Annual v3.1, Unit 4283 and retrofits | 1304 | 1893 | Rate Constraint in lbs/MMBtu | FALSE | L | Annual | Constraint Shadow Price | US2011$/Ton | 0 | 0 | 0 | 0 | 0 | 0 | 0
Unit Comanche 3 - NOX Rate Annual v3.1, Unit 4253 and retrofits | 1305 | 1894 | Rate Constraint in lbs/MMBtu | FALSE | L | Annual | Seasons Included | Seasons | Winter, Summer | Winter, Summer | Winter, Summer | Winter, Summer | Winter, Summer | Winter, Summer | Winter, Summer
Unit Comanche 3 - NOX Rate Annual v3.1, Unit 4253 and retrofits | 1305 | 1894 | Rate Constraint in lbs/MMBtu | FALSE | L | Annual | Standard | lb/MMBtu | 0.08 | 0.08 | 0.08 | 0.08 | 0.08 | 0.08 | 0.08
Unit Comanche 3 - NOX Rate Annual v3.1, Unit 4253 and retrofits | 1305 | 1894 | Rate Constraint in lbs/MMBtu | FALSE | L | Annual | Emissions at Affected Plants NOX | Thousand Tons | 1.6783 | 1.6783 | 1.6783 | 1.6783 | 1.6783 | 1.6783 | 1.6783
Unit Comanche 3 - NOX Rate Annual v3.1, Unit 4253 and retrofits | 1305 | 1894 | Rate Constraint in lbs/MMBtu | FALSE | L | Annual | Allowances Purchased NOX | Thousand Tons | 0 | 0 | 0 | 0 | 0 | 0 | 0
Unit Comanche 3 - NOX Rate Annual v3.1, Unit 4253 and retrofits | 1305 | 1894 | Rate Constraint in lbs/MMBtu | FALSE | L | Annual | Allowances Sold NOX | Thousand Tons | 0 | 0 | 0 | 0 | 0 | 0 | 0
Unit Comanche 3 - NOX Rate Annual v3.1, Unit 4253 and retrofits | 1305 | 1894 | Rate Constraint in lbs/MMBtu | FALSE | L | Annual | Allowances Banked | Thousand Tons | 0 | 0 | 0 | 0 | 0 | 0 | 0
Unit Comanche 3 - NOX Rate Annual v3.1, Unit 4253 and retrofits | 1305 | 1894 | Rate Constraint in lbs/MMBtu | FALSE | L | Annual | Allowances Withdrawn (1:1) | Thousand Tons | 0 | 0 | 0 | 0 | 0 | 0 | 0
Unit Comanche 3 - NOX Rate Annual v3.1, Unit 4253 and retrofits | 1305 | 1894 | Rate Constraint in lbs/MMBtu | FALSE | L | Annual | Allowances Withdrawn (n:1) | Thousand Tons | 0 | 0 | 0 | 0 | 0 | 0 | 0
Unit Comanche 3 - NOX Rate Annual v3.1, Unit 4253 and retrofits | 1305 | 1894 | Rate Constraint in lbs/MMBtu | FALSE | L | Annual | Net Emissions Allowance Position | Thousand Tons | 1.6783 | 1.6783 | 1.6783 | 1.6783 | 1.6783 | 1.6783 | 1.6783
Unit Comanche 3 - NOX Rate Annual v3.1, Unit 4253 and retrofits | 1305 | 1894 | Rate Constraint in lbs/MMBtu | FALSE | L | Annual | Fuel Consumed | TBtu | 52.4542 | 52.4542 | 52.4542 | 52.5444 | 52.4542 | 52.4542 | 52.4542
Unit Comanche 3 - NOX Rate Annual v3.1, Unit 4253 and retrofits | 1305 | 1894 | Rate Constraint in lbs/MMBtu | FALSE | L | Annual | Rate | lb/MMBtu | 0.06399 | 0.06399 | 0.06399 | 0.063881 | 0.06399 | 0.06399 | 0.06399
Unit Comanche 3 - NOX Rate Annual v3.1, Unit 4253 and retrofits | 1305 | 1894 | Rate Constraint in lbs/MMBtu | FALSE | L | Annual | Generation | TWh | 5.585 | 5.585 | 5.585 | 5.585 | 5.585 | 5.585 | 5.585
Unit Comanche 3 - NOX Rate Annual v3.1, Unit 4253 and retrofits | 1305 | 1894 | Rate Constraint in lbs/MMBtu | FALSE | L | Annual | Qualifying Generation | TWh | 5.585 | 5.585 | 5.585 | 5.585 | 5.585 | 5.585 | 5.585
Unit Comanche 3 - NOX Rate Annual v3.1, Unit 4253 and retrofits | 1305 | 1894 | Rate Constraint in lbs/MMBtu | FALSE | L | Annual | Rate | lb/MWh | 0.3005 | 0.3005 | 0.3005 | 0.3005 | 0.3005 | 0.3005 | 0.3005
Unit Comanche 3 - NOX Rate Annual v3.1, Unit 4253 and retrofits | 1305 | 1894 | Rate Constraint in lbs/MMBtu | FALSE | L | Annual | Constraint Shadow Price | US2011$/Ton | 0 | 0 | 0 | 0 | 0 | 0 | 0
Unit Comanche 3 - SO2 Rate Annual v3.1, Unit 4253 and retrofits | 1306 | 1895 | Rate Constraint in lbs/MMBtu | FALSE | L | Annual | Seasons Included | Seasons | Winter, Summer | Winter, Summer | Winter, Summer | Winter, Summer | Winter, Summer | Winter, Summer | Winter, Summer
Unit Comanche 3 - SO2 Rate Annual v3.1, Unit 4253 and retrofits | 1306 | 1895 | Rate Constraint in lbs/MMBtu | FALSE | L | Annual | Standard | lb/MMBtu | 0.1 | 0.1 | 0.1 | 0.1 | 0.1 | 0.1 | 0.1
Unit Comanche 3 - SO2 Rate Annual v3.1, Unit 4253 and retrofits | 1306 | 1895 | Rate Constraint in lbs/MMBtu | FALSE | L | Annual | Emissions at Affected Plants SO2 | Thousand Tons | 2.0982 | 2.0982 | 2.0982 | 2.0982 | 2.0982 | 2.0982 | 2.0982
Unit Comanche 3 - SO2 Rate Annual v3.1, Unit 4253 and retrofits | 1306 | 1895 | Rate Constraint in lbs/MMBtu | FALSE | L | Annual | Allowances Purchased SO2 | Thousand Tons | 0 | 0 | 0 | 0 | 0 | 0 | 0
Unit Comanche 3 - SO2 Rate Annual v3.1, Unit 4253 and retrofits | 1306 | 1895 | Rate Constraint in lbs/MMBtu | FALSE | L | Annual | Allowances Sold SO2 | Thousand Tons | 0 | 0 | 0 | 0 | 0 | 0 | 0
Unit Comanche 3 - SO2 Rate Annual v3.1, Unit 4253 and retrofits | 1306 | 1895 | Rate Constraint in lbs/MMBtu | FALSE | L | Annual | Allowances Banked | Thousand Tons | 0 | 0 | 0 | 0 | 0 | 0 | 0
Unit Comanche 3 - SO2 Rate Annual v3.1, Unit 4253 and retrofits | 1306 | 1895 | Rate Constraint in lbs/MMBtu | FALSE | L | Annual | Allowances Withdrawn (1:1) | Thousand Tons | 0 | 0 | 0 | 0 | 0 | 0 | 0
Unit Comanche 3 - SO2 Rate Annual v3.1, Unit 4253 and retrofits | 1306 | 1895 | Rate Constraint in lbs/MMBtu | FALSE | L | Annual | Allowances Withdrawn (n:1) | Thousand Tons | 0 | 0 | 0 | 0 | 0 | 0 | 0
Unit Comanche 3 - SO2 Rate Annual v3.1, Unit 4253 and retrofits | 1306 | 1895 | Rate Constraint in lbs/MMBtu | FALSE | L | Annual | Net Emissions Allowance Position | Thousand Tons | 2.0982 | 2.0982 | 2.0982 | 2.0982 | 2.0982 | 2.0982 | 2.0982
Unit Comanche 3 - SO2 Rate Annual v3.1, Unit 4253 and retrofits | 1306 | 1895 | Rate Constraint in lbs/MMBtu | FALSE | L | Annual | Fuel Consumed | TBtu | 52.4542 | 52.4542 | 52.4542 | 52.5444 | 52.4542 | 52.4542 | 52.4542
Unit Comanche 3 - SO2 Rate Annual v3.1, Unit 4253 and retrofits | 1306 | 1895 | Rate Constraint in lbs/MMBtu | FALSE | L | Annual | Rate | lb/MMBtu | 0.08 | 0.08 | 0.08 | 0.079863 | 0.08 | 0.08 | 0.08
Unit Comanche 3 - SO2 Rate Annual v3.1, Unit 4253 and retrofits | 1306 | 1895 | Rate Constraint in lbs/MMBtu | FALSE | L | Annual | Generation | TWh | 5.585 | 5.585 | 5.585 | 5.585 | 5.585 | 5.585 | 5.585
Unit Comanche 3 - SO2 Rate Annual v3.1, Unit 4253 and retrofits | 1306 | 1895 | Rate Constraint in lbs/MMBtu | FALSE | L | Annual | Qualifying Generation | TWh | 5.585 | 5.585 | 5.585 | 5.585 | 5.585 | 5.585 | 5.585
Unit Comanche 3 - SO2 Rate Annual v3.1, Unit 4253 and retrofits | 1306 | 1895 | Rate Constraint in lbs/MMBtu | FALSE | L | Annual | Rate | lb/MWh | 0.37568 | 0.37568 | 0.37568 | 0.37568 | 0.37568 | 0.37568 | 0.37568
Unit Comanche 3 - SO2 Rate Annual v3.1, Unit 4253 and retrofits | 1306 | 1895 | Rate Constraint in lbs/MMBtu | FALSE | L | Annual | Constraint Shadow Price | US2011$/Ton | 0 | 0 | 0 | 0 | 0 | 0 | 0
Unit E D Edwards 1 - SO2 Rate Annual v4.10, Unit 4311 and retrofits | 1307 | 2241 | Rate Constraint in lbs/MMBtu | FALSE | L | Annual | Seasons Included | Seasons | Winter, Summer | Winter, Summer | Winter, Summer | Winter, Summer | Winter, Summer | Winter, Summer | Winter, Summer
Unit E D Edwards 1 - SO2 Rate Annual v4.10, Unit 4311 and retrofits | 1307 | 2241 | Rate Constraint in lbs/MMBtu | FALSE | L | Annual | Standard | lb/MMBtu | 0.4578 | 0.4578 | 0.4578 | 0.4578 | 0.4578 | 0.4578 | 0.4578
Unit E D Edwards 1 - SO2 Rate Annual v4.10, Unit 4311 and retrofits | 1307 | 2241 | Rate Constraint in lbs/MMBtu | FALSE | L | Annual | Emissions at Affected Plants SO2 | Thousand Tons | 0 | 0 | 0 | 0 | 0 | 0 | 0
Unit E D Edwards 1 - SO2 Rate Annual v4.10, Unit 4311 and retrofits | 1307 | 2241 | Rate Constraint in lbs/MMBtu | FALSE | L | Annual | Allowances Purchased SO2 | Thousand Tons | 0 | 0 | 0 | 0 | 0 | 0 | 0
Unit E D Edwards 1 - SO2 Rate Annual v4.10, Unit 4311 and retrofits | 1307 | 2241 | Rate Constraint in lbs/MMBtu | FALSE | L | Annual | Allowances Sold SO2 | Thousand Tons | 0 | 0 | 0 | 0 | 0 | 0 | 0
Unit E D Edwards 1 - SO2 Rate Annual v4.10, Unit 4311 and retrofits | 1307 | 2241 | Rate Constraint in lbs/MMBtu | FALSE | L | Annual | Allowances Banked | Thousand Tons | 0 | 0 | 0 | 0 | 0 | 0 | 0
Unit E D Edwards 1 - SO2 Rate Annual v4.10, Unit 4311 and retrofits | 1307 | 2241 | Rate Constraint in lbs/MMBtu | FALSE | L | Annual | Allowances Withdrawn (1:1) | Thousand Tons | 0 | 0 | 0 | 0 | 0 | 0 | 0
Unit E D Edwards 1 - SO2 Rate Annual v4.10, Unit 4311 and retrofits | 1307 | 2241 | Rate Constraint in lbs/MMBtu | FALSE | L | Annual | Allowances Withdrawn (n:1) | Thousand Tons | 0 | 0 | 0 | 0 | 0 | 0 | 0
Unit E D Edwards 1 - SO2 Rate Annual v4.10, Unit 4311 and retrofits | 1307 | 2241 | Rate Constraint in lbs/MMBtu | FALSE | L | Annual | Net Emissions Allowance Position | Thousand Tons | 0 | 0 | 0 | 0 | 0 | 0 | 0
Unit E D Edwards 1 - SO2 Rate Annual v4.10, Unit 4311 and retrofits | 1307 | 2241 | Rate Constraint in lbs/MMBtu | FALSE | L | Annual | Fuel Consumed | TBtu | 0 | 0 | 0 | 0 | 0 | 0 | 0
Unit E D Edwards 1 - SO2 Rate Annual v4.10, Unit 4311 and retrofits | 1307 | 2241 | Rate Constraint in lbs/MMBtu | FALSE | L | Annual | Rate | lb/MMBtu | 0 | 0 | 0 | 0 | 0 | 0 | 0
Unit E D Edwards 1 - SO2 Rate Annual v4.10, Unit 4311 and retrofits | 1307 | 2241 | Rate Constraint in lbs/MMBtu | FALSE | L | Annual | Generation | TWh | 0 | 0 | 0 | 0 | 0 | 0 | 0
Unit E D Edwards 1 - SO2 Rate Annual v4.10, Unit 4311 and retrofits | 1307 | 2241 | Rate Constraint in lbs/MMBtu | FALSE | L | Annual | Qualifying Generation | TWh | 0 | 0 | 0 | 0 | 0 | 0 | 0
Unit E D Edwards 1 - SO2 Rate Annual v4.10, Unit 4311 and retrofits | 1307 | 2241 | Rate Constraint in lbs/MMBtu | FALSE | L | Annual | Rate | lb/MWh | 0 | 0 | 0 | 0 | 0 | 0 | 0
Unit E D Edwards 1 - SO2 Rate Annual v4.10, Unit 4311 and retrofits | 1307 | 2241 | Rate Constraint in lbs/MMBtu | FALSE | L | Annual | Constraint Shadow Price | US2011$/Ton | 0 | 0 | 0 | 0 | 0 | 0 | 0
Unit E D Edwards 2 - SO2 Rate Annual v4.10, Unit 4310 and retrofits | 1308 | 2242 | Rate Constraint in lbs/MMBtu | FALSE | L | Annual | Seasons Included | Seasons | Winter, Summer | Winter, Summer | Winter, Summer | Winter, Summer | Winter, Summer | Winter, Summer | Winter, Summer
Unit E D Edwards 2 - SO2 Rate Annual v4.10, Unit 4310 and retrofits | 1308 | 2242 | Rate Constraint in lbs/MMBtu | FALSE | L | Annual | Standard | lb/MMBtu | 0.45782 | 0.45782 | 0.45782 | 0.45782 | 0.45782 | 0.45782 | 0.45782
Unit E D Edwards 2 - SO2 Rate Annual v4.10, Unit 4310 and retrofits | 1308 | 2242 | Rate Constraint in lbs/MMBtu | FALSE | L | Annual | Emissions at Affected Plants SO2 | Thousand Tons | 0.0057984 | 0.0061669 | 0.0061669 | 0.0054769 | 0.0050649 | 0.0054769 | 0.0057984
Unit E D Edwards 2 - SO2 Rate Annual v4.10, Unit 4310 and retrofits | 1308 | 2242 | Rate Constraint in lbs/MMBtu | FALSE | L | Annual | Allowances Purchased SO2 | Thousand Tons | 0 | 0 | 0 | 0 | 0 | 0 | 0
Unit E D Edwards 2 - SO2 Rate Annual v4.10, Unit 4310 and retrofits | 1308 | 2242 | Rate Constraint in lbs/MMBtu | FALSE | L | Annual | Allowances Sold SO2 | Thousand Tons | 0 | 0 | 0 | 0 | 0 | 0 | 0
Unit E D Edwards 2 - SO2 Rate Annual v4.10, Unit 4310 and retrofits | 1308 | 2242 | Rate Constraint in lbs/MMBtu | FALSE | L | Annual | Allowances Banked | Thousand Tons | 0 | 0 | 0 | 0 | 0 | 0 | 0
Unit E D Edwards 2 - SO2 Rate Annual v4.10, Unit 4310 and retrofits | 1308 | 2242 | Rate Constraint in lbs/MMBtu | FALSE | L | Annual | Allowances Withdrawn (1:1) | Thousand Tons | 0 | 0 | 0 | 0 | 0 | 0 | 0
Unit E D Edwards 2 - SO2 Rate Annual v4.10, Unit 4310 and retrofits | 1308 | 2242 | Rate Constraint in lbs/MMBtu | FALSE | L | Annual | Allowances Withdrawn (n:1) | Thousand Tons | 0 | 0 | 0 | 0 | 0 | 0 | 0
Unit E D Edwards 2 - SO2 Rate Annual v4.10, Unit 4310 and retrofits | 1308 | 2242 | Rate Constraint in lbs/MMBtu | FALSE | L | Annual | Net Emissions Allowance Position | Thousand Tons | 0.0057984 | 0.0061669 | 0.0061669 | 0.0054769 | 0.0050649 | 0.0054769 | 0.0057984
Unit E D Edwards 2 - SO2 Rate Annual v4.10, Unit 4310 and retrofits | 1308 | 2242 | Rate Constraint in lbs/MMBtu | FALSE | L | Annual | Fuel Consumed | TBtu | 0.074478 | 0.074429 | 0.074429 | 0.070348 | 0.065056 | 0.070348 | 0.074478
Unit E D Edwards 2 - SO2 Rate Annual v4.10, Unit 4310 and retrofits | 1308 | 2242 | Rate Constraint in lbs/MMBtu | FALSE | L | Annual | Rate | lb/MMBtu | 0.15571 | 0.16571 | 0.16571 | 0.15571 | 0.15571 | 0.15571 | 0.15571
Unit E D Edwards 2 - SO2 Rate Annual v4.10, Unit 4310 and retrofits | 1308 | 2242 | Rate Constraint in lbs/MMBtu | FALSE | L | Annual | Generation | TWh | 0.0072095 | 0.0072095 | 0.0072095 | 0.0068097 | 0.0062975 | 0.0068097 | 0.0072095
Unit E D Edwards 2 - SO2 Rate Annual v4.10, Unit 4310 and retrofits | 1308 | 2242 | Rate Constraint in lbs/MMBtu | FALSE | L | Annual | Qualifying Generation | TWh | 0.0072095 | 0.0072095 | 0.0072095 | 0.0068097 | 0.0062975 | 0.0068097 | 0.0072095
Unit E D Edwards 2 - SO2 Rate Annual v4.10, Unit 4310 and retrofits | 1308 | 2242 | Rate Constraint in lbs/MMBtu | FALSE | L | Annual | Rate | lb/MWh | 0.80428 | 0.8554 | 0.8554 | 0.80428 | 0.80428 | 0.80428 | 0.80428
Unit E D Edwards 2 - SO2 Rate Annual v4.10, Unit 4310 and retrofits | 1308 | 2242 | Rate Constraint in lbs/MMBtu | FALSE | L | Annual | Constraint Shadow Price | US2011$/Ton | 0 | 0 | 0 | 0 | 0 | 0 | 0
Unit E D Edwards 3 - SO2 Rate Annual v4.10, Unit 4293 and retrofits | 1309 | 2240 | Rate Constraint in lbs/MMBtu | FALSE | L | Annual | Seasons Included | Seasons | Winter, Summer | Winter, Summer | Winter, Summer | Winter, Summer | Winter, Summer | Winter, Summer | Winter, Summer
Unit E D Edwards 3 - SO2 Rate Annual v4.10, Unit 4293 and retrofits | 1309 | 2240 | Rate Constraint in lbs/MMBtu | FALSE | L | Annual | Standard | lb/MMBtu | 0.42492 | 0.42492 | 0.42492 | 0.42492 | 0.42492 | 0.42492 | 0.42492
Unit E D Edwards 3 - SO2 Rate Annual v4.10, Unit 4293 and retrofits | 1309 | 2240 | Rate Constraint in lbs/MMBtu | FALSE | L | Annual | Emissions at Affected Plants SO2 | Thousand Tons | 0 | 0 | 0 | 0 | 0 | 0 | 0
Unit E D Edwards 3 - SO2 Rate Annual v4.10, Unit 4293 and retrofits | 1309 | 2240 | Rate Constraint in lbs/MMBtu | FALSE | L | Annual | Allowances Purchased SO2 | Thousand Tons | 0 | 0 | 0 | 0 | 0 | 0 | 0
Unit E D Edwards 3 - SO2 Rate Annual v4.10, Unit 4293 and retrofits | 1309 | 2240 | Rate Constraint in lbs/MMBtu | FALSE | L | Annual | Allowances Sold SO2 | Thousand Tons | 0 | 0 | 0 | 0 | 0 | 0 | 0
Unit E D Edwards 3 - SO2 Rate Annual v4.10, Unit 4293 and retrofits | 1309 | 2240 | Rate Constraint in lbs/MMBtu | FALSE | L | Annual | Allowances Banked | Thousand Tons | 0 | 0 | 0 | 0 | 0 | 0 | 0
Unit E D Edwards 3 - SO2 Rate Annual v4.10, Unit 4293 and retrofits | 1309 | 2240 | Rate Constraint in lbs/MMBtu | FALSE | L | Annual | Allowances Withdrawn (1:1) | Thousand Tons | 0 | 0 | 0 | 0 | 0 | 0 | 0
Unit E D Edwards 3 - SO2 Rate Annual v4.10, Unit 4293 and retrofits | 1309 | 2240 | Rate Constraint in lbs/MMBtu | FALSE | L | Annual | Allowances Withdrawn (n:1) | Thousand Tons | 0 | 0 | 0 | 0 | 0 | 0 | 0
Unit E D Edwards 3 - SO2 Rate Annual v4.10, Unit 4293 and retrofits | 1309 | 2240 | Rate Constraint in lbs/MMBtu | FALSE | L | Annual | Net Emissions Allowance Position | Thousand Tons | 0 | 0 | 0 | 0 | 0 | 0 | 0
Unit E D Edwards 3 - SO2 Rate Annual v4.10, Unit 4293 and retrofits | 1309 | 2240 | Rate Constraint in lbs/MMBtu | FALSE | L | Annual | Fuel Consumed | TBtu | 0 | 0 | 0 | 0 | 0 | 0 | 0
Unit E D Edwards 3 - SO2 Rate Annual v4.10, Unit 4293 and retrofits | 1309 | 2240 | Rate Constraint in lbs/MMBtu | FALSE | L | Annual | Rate | lb/MMBtu | 0 | 0 | 0 | 0 | 0 | 0 | 0
Unit E D Edwards 3 - SO2 Rate Annual v4.10, Unit 4293 and retrofits | 1309 | 2240 | Rate Constraint in lbs/MMBtu | FALSE | L | Annual | Generation | TWh | 0 | 0 | 0 | 0 | 0 | 0 | 0
Unit E D Edwards 3 - SO2 Rate Annual v4.10, Unit 4293 and retrofits | 1309 | 2240 | Rate Constraint in lbs/MMBtu | FALSE | L | Annual | Qualifying Generation | TWh | 0 | 0 | 0 | 0 | 0 | 0 | 0
Unit E D Edwards 3 - SO2 Rate Annual v4.10, Unit 4293 and retrofits | 1309 | 2240 | Rate Constraint in lbs/MMBtu | FALSE | L | Annual | Rate | lb/MWh | 0 | 0 | 0 | 0 | 0 | 0 | 0
Unit E D Edwards 3 - SO2 Rate Annual v4.10, Unit 4293 and retrofits | 1309 | 2240 | Rate Constraint in lbs/MMBtu | FALSE | L | Annual | Constraint Shadow Price | US2011$/Ton | 0 | 0 | 0 | 0 | 0 | 0 | 0
Unit Gerald Gentleman 1 - SO2 Rate Annual v4.10, Unit 3690 and retrofits | 1310 | 2227 | Rate Constraint in lbs/MMBtu | FALSE | L | Annual | Seasons Included | Seasons | Winter, Summer | Winter, Summer | Winter, Summer | Winter, Summer | Winter, Summer | Winter, Summer | Winter, Summer
Unit Gerald Gentleman 1 - SO2 Rate Annual v4.10, Unit 3690 and retrofits | 1310 | 2227 | Rate Constraint in lbs/MMBtu | FALSE | L | Annual | Standard | lb/MMBtu | 0.60552 | 0.60552 | 0.60552 | 0.60552 | 0.60552 | 0.60552 | 0.60552
Unit Gerald Gentleman 1 - SO2 Rate Annual v4.10, Unit 3690 and retrofits | 1310 | 2227 | Rate Constraint in lbs/MMBtu | FALSE | L | Annual | Emissions at Affected Plants SO2 | Thousand Tons | 4.3242 | 4.3242 | 4.3167 | 4.3242 | 4.3242 | 4.3242 | 7.0081
Unit Gerald Gentleman 1 - SO2 Rate Annual v4.10, Unit 3690 and retrofits | 1310 | 2227 | Rate Constraint in lbs/MMBtu | FALSE | L | Annual | Allowances Purchased SO2 | Thousand Tons | 0 | 0 | 0 | 0 | 0 | 0 | 0
Unit Gerald Gentleman 1 - SO2 Rate Annual v4.10, Unit 3690 and retrofits | 1310 | 2227 | Rate Constraint in lbs/MMBtu | FALSE | L | Annual | Allowances Sold SO2 | Thousand Tons | 0 | 0 | 0 | 0 | 0 | 0 | 0
Unit Gerald Gentleman 1 - SO2 Rate Annual v4.10, Unit 3690 and retrofits | 1310 | 2227 | Rate Constraint in lbs/MMBtu | FALSE | L | Annual | Allowances Banked | Thousand Tons | 0 | 0 | 0 | 0 | 0 | 0 | 0
Unit Gerald Gentleman 1 - SO2 Rate Annual v4.10, Unit 3690 and retrofits | 1310 | 2227 | Rate Constraint in lbs/MMBtu | FALSE | L | Annual | Allowances Withdrawn (1:1) | Thousand Tons | 0 | 0 | 0 | 0 | 0 | 0 | 0
Unit Gerald Gentleman 1 - SO2 Rate Annual v4.10, Unit 3690 and retrofits | 1310 | 2227 | Rate Constraint in lbs/MMBtu | FALSE | L | Annual | Allowances Withdrawn (n:1) | Thousand Tons | 0 | 0 | 0 | 0 | 0 | 0 | 0
Unit Gerald Gentleman 1 - SO2 Rate Annual v4.10, Unit 3690 and retrofits | 1310 | 2227 | Rate Constraint in lbs/MMBtu | FALSE | L | Annual | Net Emissions Allowance Position | Thousand Tons | 4.3242 | 4.3242 | 4.3167 | 4.3242 | 4.3242 | 4.3242 | 7.0081
Unit Gerald Gentleman 1 - SO2 Rate Annual v4.10, Unit 3690 and retrofits | 1310 | 2227 | Rate Constraint in lbs/MMBtu | FALSE | L | Annual | Fuel Consumed | TBtu | 49.7029 | 49.7029 | 49.617 | 49.7029 | 49.7029 | 49.7029 | 49.7029
Unit Gerald Gentleman 1 - SO2 Rate Annual v4.10, Unit 3690 and retrofits | 1310 | 2227 | Rate Constraint in lbs/MMBtu | FALSE | L | Annual | Rate | lb/MMBtu | 0.174 | 0.174 | 0.174 | 0.174 | 0.174 | 0.174 | 0.282
Unit Gerald Gentleman 1 - SO2 Rate Annual v4.10, Unit 3690 and retrofits | 1310 | 2227 | Rate Constraint in lbs/MMBtu | FALSE | L | Annual | Generation | TWh | 4.8295 | 4.8295 | 4.8212 | 4.8295 | 4.8295 | 4.8295 | 4.8295
Unit Gerald Gentleman 1 - SO2 Rate Annual v4.10, Unit 3690 and retrofits | 1310 | 2227 | Rate Constraint in lbs/MMBtu | FALSE | L | Annual | Qualifying Generation | TWh | 4.8295 | 4.8295 | 4.8212 | 4.8295 | 4.8295 | 4.8295 | 4.8295
Unit Gerald Gentleman 1 - SO2 Rate Annual v4.10, Unit 3690 and retrofits | 1310 | 2227 | Rate Constraint in lbs/MMBtu | FALSE | L | Annual | Rate | lb/MWh | 0.89536 | 0.89536 | 0.89536 | 0.89536 | 0.89536 | 0.89536 | 1.4511
Unit Gerald Gentleman 1 - SO2 Rate Annual v4.10, Unit 3690 and retrofits | 1310 | 2227 | Rate Constraint in lbs/MMBtu | FALSE | L | Annual | Constraint Shadow Price | US2011$/Ton | 0 | 0 | 0 | 0 | 0 | 0 | 0
Unit Gerald Gentleman 2 - SO2 Rate Annual v4.10, Unit 3689 and retrofits | 1311 | 2226 | Rate Constraint in lbs/MMBtu | FALSE | L | Annual | Seasons Included | Seasons | Winter, Summer | Winter, Summer | Winter, Summer | Winter, Summer | Winter, Summer | Winter, Summer | Winter, Summer
Unit Gerald Gentleman 2 - SO2 Rate Annual v4.10, Unit 3689 and retrofits | 1311 | 2226 | Rate Constraint in lbs/MMBtu | FALSE | L | Annual | Standard | lb/MMBtu | 0.59507 | 0.59507 | 0.59507 | 0.59507 | 0.59507 | 0.59507 | 0.59507
Unit Gerald Gentleman 2 - SO2 Rate Annual v4.10, Unit 3689 and retrofits | 1311 | 2226 | Rate Constraint in lbs/MMBtu | FALSE | L | Annual | Emissions at Affected Plants SO2 | Thousand Tons | 4.5784 | 4.5784 | 4.5705 | 4.5784 | 4.5784 | 4.5784 | 7.4201
Unit Gerald Gentleman 2 - SO2 Rate Annual v4.10, Unit 3689 and retrofits | 1311 | 2226 | Rate Constraint in lbs/MMBtu | FALSE | L | Annual | Allowances Purchased SO2 | Thousand Tons | 0 | 0 | 0 | 0 | 0 | 0 | 0
Unit Gerald Gentleman 2 - SO2 Rate Annual v4.10, Unit 3689 and retrofits | 1311 | 2226 | Rate Constraint in lbs/MMBtu | FALSE | L | Annual | Allowances Sold SO2 | Thousand Tons | 0 | 0 | 0 | 0 | 0 | 0 | 0
Unit Gerald Gentleman 2 - SO2 Rate Annual v4.10, Unit 3689 and retrofits | 1311 | 2226 | Rate Constraint in lbs/MMBtu | FALSE | L | Annual | Allowances Banked | Thousand Tons | 0 | 0 | 0 | 0 | 0 | 0 | 0
Unit Gerald Gentleman 2 - SO2 Rate Annual v4.10, Unit 3689 and retrofits | 1311 | 2226 | Rate Constraint in lbs/MMBtu | FALSE | L | Annual | Allowances Withdrawn (1:1) | Thousand Tons | 0 | 0 | 0 | 0 | 0 | 0 | 0
Unit Gerald Gentleman 2 - SO2 Rate Annual v4.10, Unit 3689 and retrofits | 1311 | 2226 | Rate Constraint in lbs/MMBtu | FALSE | L | Annual | Allowances Withdrawn (n:1) | Thousand Tons | 0 | 0 | 0 | 0 | 0 | 0 | 0
Unit Gerald Gentleman 2 - SO2 Rate Annual v4.10, Unit 3689 and retrofits | 1311 | 2226 | Rate Constraint in lbs/MMBtu | FALSE | L | Annual | Net Emissions Allowance Position | Thousand Tons | 4.5784 | 4.5784 | 4.5705 | 4.5784 | 4.5784 | 4.5784 | 7.4201
Unit Gerald Gentleman 2 - SO2 Rate Annual v4.10, Unit 3689 and retrofits | 1311 | 2226 | Rate Constraint in lbs/MMBtu | FALSE | L | Annual | Fuel Consumed | TBtu | 52.625 | 52.625 | 52.5341 | 52.625 | 52.625 | 52.625 | 52.625
Unit Gerald Gentleman 2 - SO2 Rate Annual v4.10, Unit 3689 and retrofits | 1311 | 2226 | Rate Constraint in lbs/MMBtu | FALSE | L | Annual | Rate | lb/MMBtu | 0.174 | 0.174 | 0.174 | 0.174 | 0.174 | 0.174 | 0.282
Unit Gerald Gentleman 2 - SO2 Rate Annual v4.10, Unit 3689 and retrofits | 1311 | 2226 | Rate Constraint in lbs/MMBtu | FALSE | L | Annual | Generation | TWh | 5.0836 | 5.0836 | 5.0748 | 5.0836 | 5.0836 | 5.0836 | 5.0836
Unit Gerald Gentleman 2 - SO2 Rate Annual v4.10, Unit 3689 and retrofits | 1311 | 2226 | Rate Constraint in lbs/MMBtu | FALSE | L | Annual | Qualifying Generation | TWh | 5.0836 | 5.0836 | 5.0748 | 5.0836 | 5.0836 | 5.0836 | 5.0836
Unit Gerald Gentleman 2 - SO2 Rate Annual v4.10, Unit 3689 and retrofits | 1311 | 2226 | Rate Constraint in lbs/MMBtu | FALSE | L | Annual | Rate | lb/MWh | 0.90062 | 0.90062 | 0.90062 | 0.90062 | 0.90062 | 0.90062 | 1.4596
Unit Gerald Gentleman 2 - SO2 Rate Annual v4.10, Unit 3689 and retrofits | 1311 | 2226 | Rate Constraint in lbs/MMBtu | FALSE | L | Annual | Constraint Shadow Price | US2011$/Ton | 0 | 0 | 0 | 0 | 0 | 0 | 0
Unit Lon Wright 8 - SO2 Rate Annual v4.10, Unit 3693 and retrofits | 1312 | 2222 | Rate Constraint in lbs/MMBtu | FALSE | L | Annual | Seasons Included | Seasons | Winter, Summer | Winter, Summer | Winter, Summer | Winter, Summer | Winter, Summer | Winter, Summer | Winter, Summer
Unit Lon Wright 8 - SO2 Rate Annual v4.10, Unit 3693 and retrofits | 1312 | 2222 | Rate Constraint in lbs/MMBtu | FALSE | L | Annual | Standard | lb/MMBtu | 0.64321 | 0.64321 | 0.64321 | 0.64321 | 0.64321 | 0.64321 | 0.64321
Unit Lon Wright 8 - SO2 Rate Annual v4.10, Unit 3693 and retrofits | 1312 | 2222 | Rate Constraint in lbs/MMBtu | FALSE | L | Annual | Emissions at Affected Plants SO2 | Thousand Tons | 0.63161 | 0.66802 | 0.66802 | 0.6393 | 0.46134 | 0.6393 | 0.6393
Unit Lon Wright 8 - SO2 Rate Annual v4.10, Unit 3693 and retrofits | 1312 | 2222 | Rate Constraint in lbs/MMBtu | FALSE | L | Annual | Allowances Purchased SO2 | Thousand Tons | 0 | 0 | 0 | 0 | 0 | 0 | 0
Unit Lon Wright 8 - SO2 Rate Annual v4.10, Unit 3693 and retrofits | 1312 | 2222 | Rate Constraint in lbs/MMBtu | FALSE | L | Annual | Allowances Sold SO2 | Thousand Tons | 0 | 0 | 0 | 0 | 0 | 0 | 0
Unit Lon Wright 8 - SO2 Rate Annual v4.10, Unit 3693 and retrofits | 1312 | 2222 | Rate Constraint in lbs/MMBtu | FALSE | L | Annual | Allowances Banked | Thousand Tons | 0 | 0 | 0 | 0 | 0 | 0 | 0
Unit Lon Wright 8 - SO2 Rate Annual v4.10, Unit 3693 and retrofits | 1312 | 2222 | Rate Constraint in lbs/MMBtu | FALSE | L | Annual | Allowances Withdrawn (1:1) | Thousand Tons | 0 | 0 | 0 | 0 | 0 | 0 | 0
Unit Lon Wright 8 - SO2 Rate Annual v4.10, Unit 3693 and retrofits | 1312 | 2222 | Rate Constraint in lbs/MMBtu | FALSE | L | Annual | Allowances Withdrawn (n:1) | Thousand Tons | 0 | 0 | 0 | 0 | 0 | 0 | 0
Unit Lon Wright 8 - SO2 Rate Annual v4.10, Unit 3693 and retrofits | 1312 | 2222 | Rate Constraint in lbs/MMBtu | FALSE | L | Annual | Net Emissions Allowance Position | Thousand Tons | 0.63161 | 0.66802 | 0.66802 | 0.6393 | 0.46134 | 0.6393 | 0.6393
Unit Lon Wright 8 - SO2 Rate Annual v4.10, Unit 3693 and retrofits | 1312 | 2222 | Rate Constraint in lbs/MMBtu | FALSE | L | Annual | Fuel Consumed | TBtu | 7.2599 | 7.6784 | 7.6784 | 7.3482 | 5.3028 | 7.3482 | 7.3482
Unit Lon Wright 8 - SO2 Rate Annual v4.10, Unit 3693 and retrofits | 1312 | 2222 | Rate Constraint in lbs/MMBtu | FALSE | L | Annual | Rate | lb/MMBtu | 0.174 | 0.174 | 0.174 | 0.174 | 0.174 | 0.174 | 0.174
Unit Lon Wright 8 - SO2 Rate Annual v4.10, Unit 3693 and retrofits | 1312 | 2222 | Rate Constraint in lbs/MMBtu | FALSE | L | Annual | Generation | TWh | 0.5888 | 0.62274 | 0.62274 | 0.62274 | 0.4494 | 0.62274 | 0.62274
Unit Lon Wright 8 - SO2 Rate Annual v4.10, Unit 3693 and retrofits | 1312 | 2222 | Rate Constraint in lbs/MMBtu | FALSE | L | Annual | Qualifying Generation | TWh | 0.5888 | 0.62274 | 0.62274 | 0.62274 | 0.4494 | 0.62274 | 0.62274
Unit Lon Wright 8 - SO2 Rate Annual v4.10, Unit 3693 and retrofits | 1312 | 2222 | Rate Constraint in lbs/MMBtu | FALSE | L | Annual | Rate | lb/MWh | 1.0727 | 1.0727 | 1.0727 | 1.0266 | 1.0266 | 1.0266 | 1.0266
Unit Lon Wright 8 - SO2 Rate Annual v4.10, Unit 3693 and retrofits | 1312 | 2222 | Rate Constraint in lbs/MMBtu | FALSE | L | Annual | Constraint Shadow Price | US2011$/Ton | 0 | 0 | 0 | 0 | 0 | 0 | 0
Unit Nebraska City 1 - SO2 Rate Annual v4.10, Unit 3694 and retrofits | 1313 | 2231 | Rate Constraint in lbs/MMBtu | FALSE | L | Annual | Seasons Included | Seasons | Winter, Summer | Winter, Summer | Winter, Summer | Winter, Summer | Winter, Summer | Winter, Summer | Winter, Summer
Unit Nebraska City 1 - SO2 Rate Annual v4.10, Unit 3694 and retrofits | 1313 | 2231 | Rate Constraint in lbs/MMBtu | FALSE | L | Annual | Standard | lb/MMBtu | 0.70894 | 0.70894 | 0.70894 | 0.70894 | 0.70894 | 0.70894 | 0.70894
Unit Nebraska City 1 - SO2 Rate Annual v4.10, Unit 3694 and retrofits | 1313 | 2231 | Rate Constraint in lbs/MMBtu | FALSE | L | Annual | Emissions at Affected Plants SO2 | Thousand Tons | 4.1215 | 4.1215 | 4.1144 | 4.1215 | 3.9443 | 3.9386 | 3.9443
Unit Nebraska City 1 - SO2 Rate Annual v4.10, Unit 3694 and retrofits | 1313 | 2231 | Rate Constraint in lbs/MMBtu | FALSE | L | Annual | Allowances Purchased SO2 | Thousand Tons | 0 | 0 | 0 | 0 | 0 | 0 | 0
Unit Nebraska City 1 - SO2 Rate Annual v4.10, Unit 3694 and retrofits | 1313 | 2231 | Rate Constraint in lbs/MMBtu | FALSE | L | Annual | Allowances Sold SO2 | Thousand Tons | 0 | 0 | 0 | 0 | 0 | 0 | 0
Unit Nebraska City 1 - SO2 Rate Annual v4.10, Unit 3694 and retrofits | 1313 | 2231 | Rate Constraint in lbs/MMBtu | FALSE | L | Annual | Allowances Banked | Thousand Tons | 0 | 0 | 0 | 0 | 0 | 0 | 0
Unit Nebraska City 1 - SO2 Rate Annual v4.10, Unit 3694 and retrofits | 1313 | 2231 | Rate Constraint in lbs/MMBtu | FALSE | L | Annual | Allowances Withdrawn (1:1) | Thousand Tons | 0 | 0 | 0 | 0 | 0 | 0 | 0
Unit Nebraska City 1 - SO2 Rate Annual v4.10, Unit 3694 and retrofits | 1313 | 2231 | Rate Constraint in lbs/MMBtu | FALSE | L | Annual | Allowances Withdrawn (n:1) | Thousand Tons | 0 | 0 | 0 | 0 | 0 | 0 | 0
Unit Nebraska City 1 - SO2 Rate Annual v4.10, Unit 3694 and retrofits | 1313 | 2231 | Rate Constraint in lbs/MMBtu | FALSE | L | Annual | Net Emissions Allowance Position | Thousand Tons | 4.1215 | 4.1215 | 4.1144 | 4.1215 | 3.9443 | 3.9386 | 3.9443
Unit Nebraska City 1 - SO2 Rate Annual v4.10, Unit 3694 and retrofits | 1313 | 2231 | Rate Constraint in lbs/MMBtu | FALSE | L | Annual | Fuel Consumed | TBtu | 47.374 | 47.374 | 47.2921 | 47.374 | 45.3369 | 45.3415 | 45.3369
Unit Nebraska City 1 - SO2 Rate Annual v4.10, Unit 3694 and retrofits | 1313 | 2231 | Rate Constraint in lbs/MMBtu | FALSE | L | Annual | Rate | lb/MMBtu | 0.174 | 0.174 | 0.174 | 0.174 | 0.174 | 0.17373 | 0.174
Unit Nebraska City 1 - SO2 Rate Annual v4.10, Unit 3694 and retrofits | 1313 | 2231 | Rate Constraint in lbs/MMBtu | FALSE | L | Annual | Generation | TWh | 4.6782 | 4.6782 | 4.6701 | 4.6782 | 4.6782 | 4.6782 | 4.6782
Unit Nebraska City 1 - SO2 Rate Annual v4.10, Unit 3694 and retrofits | 1313 | 2231 | Rate Constraint in lbs/MMBtu | FALSE | L | Annual | Qualifying Generation | TWh | 4.6782 | 4.6782 | 4.6701 | 4.6782 | 4.6782 | 4.6782 | 4.6782
Unit Nebraska City 1 - SO2 Rate Annual v4.10, Unit 3694 and retrofits | 1313 | 2231 | Rate Constraint in lbs/MMBtu | FALSE | L | Annual | Rate | lb/MWh | 0.881 | 0.881 | 0.881 | 0.881 | 0.84312 | 0.84189 | 0.84312
Unit Nebraska City 1 - SO2 Rate Annual v4.10, Unit 3694 and retrofits | 1313 | 2231 | Rate Constraint in lbs/MMBtu | FALSE | L | Annual | Constraint Shadow Price | US2011$/Ton | 0 | 0 | 0 | 0 | 0 | 0 | 0
Unit North Omaha 1 - SO2 Rate Annual v4.10, Unit 3695 and retrofits | 1314 | 2228 | Rate Constraint in lbs/MMBtu | FALSE | L | Annual | Seasons Included | Seasons | Winter, Summer | Winter, Summer | Winter, Summer | Winter, Summer | Winter, Summer | Winter, Summer | Winter, Summer
Unit North Omaha 1 - SO2 Rate Annual v4.10, Unit 3695 and retrofits | 1314 | 2228 | Rate Constraint in lbs/MMBtu | FALSE | L | Annual | Standard | lb/MMBtu | 0.7567 | 0.7567 | 0.7567 | 0.7567 | 0.7567 | 0.7567 | 0.7567
Unit North Omaha 1 - SO2 Rate Annual v4.10, Unit 3695 and retrofits | 1314 | 2228 | Rate Constraint in lbs/MMBtu | FALSE | L | Annual | Emissions at Affected Plants SO2 | Thousand Tons | 0.53892 | 0.53892 | 0.538 | 0.53892 | 0.51575 | 0.51575 | 0.51575
Unit North Omaha 1 - SO2 Rate Annual v4.10, Unit 3695 and retrofits | 1314 | 2228 | Rate Constraint in lbs/MMBtu | FALSE | L | Annual | Allowances Purchased SO2 | Thousand Tons | 0 | 0 | 0 | 0 | 0 | 0 | 0
Unit North Omaha 1 - SO2 Rate Annual v4.10, Unit 3695 and retrofits | 1314 | 2228 | Rate Constraint in lbs/MMBtu | FALSE | L | Annual | Allowances Sold SO2 | Thousand Tons | 0 | 0 | 0 | 0 | 0 | 0 | 0
Unit North Omaha 1 - SO2 Rate Annual v4.10, Unit 3695 and retrofits | 1314 | 2228 | Rate Constraint in lbs/MMBtu | FALSE | L | Annual | Allowances Banked | Thousand Tons | 0 | 0 | 0 | 0 | 0 | 0 | 0
Unit North Omaha 1 - SO2 Rate Annual v4.10, Unit 3695 and retrofits | 1314 | 2228 | Rate Constraint in lbs/MMBtu | FALSE | L | Annual | Allowances Withdrawn (1:1) | Thousand Tons | 0 | 0 | 0 | 0 | 0 | 0 | 0
Unit North Omaha 1 - SO2 Rate Annual v4.10, Unit 3695 and retrofits | 1314 | 2228 | Rate Constraint in lbs/MMBtu | FALSE | L | Annual | Allowances Withdrawn (n:1) | Thousand Tons | 0 | 0 | 0 | 0 | 0 | 0 | 0
Unit North Omaha 1 - SO2 Rate Annual v4.10, Unit 3695 and retrofits | 1314 | 2228 | Rate Constraint in lbs/MMBtu | FALSE | L | Annual | Net Emissions Allowance Position | Thousand Tons | 0.53892 | 0.53892 | 0.538 | 0.53892 | 0.51575 | 0.51575 | 0.51575
Unit North Omaha 1 - SO2 Rate Annual v4.10, Unit 3695 and retrofits | 1314 | 2228 | Rate Constraint in lbs/MMBtu | FALSE | L | Annual | Fuel Consumed | TBtu | 6.1945 | 6.1945 | 6.1839 | 6.1945 | 5.9282 | 5.9282 | 5.9282
Unit North Omaha 1 - SO2 Rate Annual v4.10, Unit 3695 and retrofits | 1314 | 2228 | Rate Constraint in lbs/MMBtu | FALSE | L | Annual | Rate | lb/MMBtu | 0.174 | 0.174 | 0.174 | 0.174 | 0.174 | 0.174 | 0.174
Unit North Omaha 1 - SO2 Rate Annual v4.10, Unit 3695 and retrofits | 1314 | 2228 | Rate Constraint in lbs/MMBtu | FALSE | L | Annual | Generation | TWh | 0.56103 | 0.56103 | 0.56007 | 0.56103 | 0.56103 | 0.56103 | 0.56103
Unit North Omaha 1 - SO2 Rate Annual v4.10, Unit 3695 and retrofits | 1314 | 2228 | Rate Constraint in lbs/MMBtu | FALSE | L | Annual | Qualifying Generation | TWh | 0.56103 | 0.56103 | 0.56007 | 0.56103 | 0.56103 | 0.56103 | 0.56103
Unit North Omaha 1 - SO2 Rate Annual v4.10, Unit 3695 and retrofits | 1314 | 2228 | Rate Constraint in lbs/MMBtu | FALSE | L | Annual | Rate | lb/MWh | 0.96059 | 0.96059 | 0.96059 | 0.96059 | 0.91928 | 0.91928 | 0.91928
Unit North Omaha 1 - SO2 Rate Annual v4.10, Unit 3695 and retrofits | 1314 | 2228 | Rate Constraint in lbs/MMBtu | FALSE | L | Annual | Constraint Shadow Price | US2011$/Ton | 0 | 0 | 0 | 0 | 0 | 0 | 0
Unit North Omaha 5 - SO2 Rate Annual v4.10, Unit 3698 and retrofits | 1315 | 2230 | Rate Constraint in lbs/MMBtu | FALSE | L | Annual | Seasons Included | Seasons | Winter, Summer | Winter, Summer | Winter, Summer | Winter, Summer | Winter, Summer | Winter, Summer | Winter, Summer
Unit North Omaha 5 - SO2 Rate Annual v4.10, Unit 3698 and retrofits | 1315 | 2230 | Rate Constraint in lbs/MMBtu | FALSE | L | Annual | Standard | lb/MMBtu | 0.73382 | 0.73382 | 0.73382 | 0.73382 | 0.73382 | 0.73382 | 0.73382
Unit North Omaha 5 - SO2 Rate Annual v4.10, Unit 3698 and retrofits | 1315 | 2230 | Rate Constraint in lbs/MMBtu | FALSE | L | Annual | Emissions at Affected Plants SO2 | Thousand Tons | 1.4571 | 1.4759 | 1.4733 | 1.4759 | 1.4125 | 1.4125 | 1.4125
Unit North Omaha 5 - SO2 Rate Annual v4.10, Unit 3698 and retrofits | 1315 | 2230 | Rate Constraint in lbs/MMBtu | FALSE | L | Annual | Allowances Purchased SO2 | Thousand Tons | 0 | 0 | 0 | 0 | 0 | 0 | 0
Unit North Omaha 5 - SO2 Rate Annual v4.10, Unit 3698 and retrofits | 1315 | 2230 | Rate Constraint in lbs/MMBtu | FALSE | L | Annual | Allowances Sold SO2 | Thousand Tons | 0 | 0 | 0 | 0 | 0 | 0 | 0
Unit North Omaha 5 - SO2 Rate Annual v4.10, Unit 3698 and retrofits | 1315 | 2230 | Rate Constraint in lbs/MMBtu | FALSE | L | Annual | Allowances Banked | Thousand Tons | 0 | 0 | 0 | 0 | 0 | 0 | 0
Unit North Omaha 5 - SO2 Rate Annual v4.10, Unit 3698 and retrofits | 1315 | 2230 | Rate Constraint in lbs/MMBtu | FALSE | L | Annual | Allowances Withdrawn (1:1) | Thousand Tons | 0 | 0 | 0 | 0 | 0 | 0 | 0
Unit North Omaha 5 - SO2 Rate Annual v4.10, Unit 3698 and retrofits | 1315 | 2230 | Rate Constraint in lbs/MMBtu | FALSE | L | Annual | Allowances Withdrawn (n:1) | Thousand Tons | 0 | 0 | 0 | 0 | 0 | 0 | 0
Unit North Omaha 5 - SO2 Rate Annual v4.10, Unit 3698 and retrofits | 1315 | 2230 | Rate Constraint in lbs/MMBtu | FALSE | L | Annual | Net Emissions Allowance Position | Thousand Tons | 1.4571 | 1.4759 | 1.4733 | 1.4759 | 1.4125 | 1.4125 | 1.4125
Unit North Omaha 5 - SO2 Rate Annual v4.10, Unit 3698 and retrofits | 1315 | 2230 | Rate Constraint in lbs/MMBtu | FALSE | L | Annual | Fuel Consumed | TBtu | 16.7481 | 16.9645 | 16.935 | 16.9645 | 16.2351 | 16.2351 | 16.2351
Unit North Omaha 5 - SO2 Rate Annual v4.10, Unit 3698 and retrofits | 1315 | 2230 | Rate Constraint in lbs/MMBtu | FALSE | L | Annual | Rate | lb/MMBtu | 0.174 | 0.174 | 0.174 | 0.174 | 0.174 | 0.174 | 0.174
Unit North Omaha 5 - SO2 Rate Annual v4.10, Unit 3698 and retrofits | 1315 | 2230 | Rate Constraint in lbs/MMBtu | FALSE | L | Annual | Generation | TWh | 1.5061 | 1.5255 | 1.5229 | 1.5255 | 1.5255 | 1.5255 | 1.5255
Unit North Omaha 5 - SO2 Rate Annual v4.10, Unit 3698 and retrofits | 1315 | 2230 | Rate Constraint in lbs/MMBtu | FALSE | L | Annual | Qualifying Generation | TWh | 1.5061 | 1.5255 | 1.5229 | 1.5255 | 1.5255 | 1.5255 | 1.5255
Unit North Omaha 5 - SO2 Rate Annual v4.10, Unit 3698 and retrofits | 1315 | 2230 | Rate Constraint in lbs/MMBtu | FALSE | L | Annual | Rate | lb/MWh | 0.96747 | 0.96747 | 0.96747 | 0.96747 | 0.92587 | 0.92587 | 0.92587
Unit North Omaha 5 - SO2 Rate Annual v4.10, Unit 3698 and retrofits | 1315 | 2230 | Rate Constraint in lbs/MMBtu | FALSE | L | Annual | Constraint Shadow Price | US2011$/Ton | 0 | 0 | 0 | 0 | 0 | 0 | 0
Unit Northport 1 - SO2 Rate Annual v4.10, Unit 3930 and retrofits | 1316 | 2237 | Rate Constraint in lbs/MMBtu | FALSE | L | Annual | Seasons Included | Seasons | Winter, Summer | Winter, Summer | Winter, Summer | Winter, Summer | Winter, Summer | Winter, Summer | Winter, Summer
Unit Northport 1 - SO2 Rate Annual v4.10, Unit 3930 and retrofits | 1316 | 2237 | Rate Constraint in lbs/MMBtu | FALSE | L | Annual | Standard | lb/MMBtu | 0.067089 | 0.067089 | 0.067089 | 0.067089 | 0.067089 | 0.067089 | 0.067089
Unit Northport 1 - SO2 Rate Annual v4.10, Unit 3930 and retrofits | 1316 | 2237 | Rate Constraint in lbs/MMBtu | FALSE | L | Annual | Emissions at Affected Plants SO2 | Thousand Tons | 0 | 0 | 0 | 0 | 0 | 0 | 0
Unit Northport 1 - SO2 Rate Annual v4.10, Unit 3930 and retrofits | 1316 | 2237 | Rate Constraint in lbs/MMBtu | FALSE | L | Annual | Allowances Purchased SO2 | Thousand Tons | 0 | 0 | 0 | 0 | 0 | 0 | 0
Unit Northport 1 - SO2 Rate Annual v4.10, Unit 3930 and retrofits | 1316 | 2237 | Rate Constraint in lbs/MMBtu | FALSE | L | Annual | Allowances Sold SO2 | Thousand Tons | 0 | 0 | 0 | 0 | 0 | 0 | 0
Unit Northport 1 - SO2 Rate Annual v4.10, Unit 3930 and retrofits | 1316 | 2237 | Rate Constraint in lbs/MMBtu | FALSE | L | Annual | Allowances Banked | Thousand Tons | 0 | 0 | 0 | 0 | 0 | 0 | 0
Unit Northport 1 - SO2 Rate Annual v4.10, Unit 3930 and retrofits | 1316 | 2237 | Rate Constraint in lbs/MMBtu | FALSE | L | Annual | Allowances Withdrawn (1:1) | Thousand Tons | 0 | 0 | 0 | 0 | 0 | 0 | 0
Unit Northport 1 - SO2 Rate Annual v4.10, Unit 3930 and retrofits | 1316 | 2237 | Rate Constraint in lbs/MMBtu | FALSE | L | Annual | Allowances Withdrawn (n:1) | Thousand Tons | 0 | 0 | 0 | 0 | 0 | 0 | 0
Unit Northport 1 - SO2 Rate Annual v4.10, Unit 3930 and retrofits | 1316 | 2237 | Rate Constraint in lbs/MMBtu | FALSE | L | Annual | Net Emissions Allowance Position | Thousand Tons | 0 | 0 | 0 | 0 | 0 | 0 | 0
Unit Northport 1 - SO2 Rate Annual v4.10, Unit 3930 and retrofits | 1316 | 2237 | Rate Constraint in lbs/MMBtu | FALSE | L | Annual | Fuel Consumed | TBtu | 10.8598 | 7.8646 | 7.8646 | 4.8217 | 4.8217 | 3.8242 | 3.8242
Unit Northport 1 - SO2 Rate Annual v4.10, Unit 3930 and retrofits | 1316 | 2237 | Rate Constraint in lbs/MMBtu | FALSE | L | Annual | Rate | lb/MMBtu | 0 | 0 | 0 | 0 | 0 | 0 | 0
Unit Northport 1 - SO2 Rate Annual v4.10, Unit 3930 and retrofits | 1316 | 2237 | Rate Constraint in lbs/MMBtu | FALSE | L | Annual | Generation | TWh | 1.0035 | 0.72672 | 0.72672 | 0.44555 | 0.44555 | 0.35338 | 0.35338
Unit Northport 1 - SO2 Rate Annual v4.10, Unit 3930 and retrofits | 1316 | 2237 | Rate Constraint in lbs/MMBtu | FALSE | L | Annual | Qualifying Generation | TWh | 1.0035 | 0.72672 | 0.72672 | 0.44555 | 0.44555 | 0.35338 | 0.35338
Unit Northport 1 - SO2 Rate Annual v4.10, Unit 3930 and retrofits | 1316 | 2237 | Rate Constraint in lbs/MMBtu | FALSE | L | Annual | Rate | lb/MWh | 0 | 0 | 0 | 0 | 0 | 0 | 0
Unit Northport 1 - SO2 Rate Annual v4.10, Unit 3930 and retrofits | 1316 | 2237 | Rate Constraint in lbs/MMBtu | FALSE | L | Annual | Constraint Shadow Price | US2011$/Ton | 0 | 0 | 0 | 0 | 0 | 0 | 0
Unit Northport 2 - SO2 Rate Annual v4.10, Unit 3934 and retrofits | 1317 | 2236 | Rate Constraint in lbs/MMBtu | FALSE | L | Annual | Seasons Included | Seasons | Winter, Summer | Winter, Summer | Winter, Summer | Winter, Summer | Winter, Summer | Winter, Summer | Winter, Summer
Unit Northport 2 - SO2 Rate Annual v4.10, Unit 3934 and retrofits | 1317 | 2236 | Rate Constraint in lbs/MMBtu | FALSE | L | Annual | Standard | lb/MMBtu | 0.22071 | 0.22071 | 0.22071 | 0.22071 | 0.22071 | 0.22071 | 0.22071
Unit Northport 2 - SO2 Rate Annual v4.10, Unit 3934 and retrofits | 1317 | 2236 | Rate Constraint in lbs/MMBtu | FALSE | L | Annual | Emissions at Affected Plants SO2 | Thousand Tons | 0 | 0 | 0 | 0 | 0 | 0 | 0
Unit Northport 2 - SO2 Rate Annual v4.10, Unit 3934 and retrofits | 1317 | 2236 | Rate Constraint in lbs/MMBtu | FALSE | L | Annual | Allowances Purchased SO2 | Thousand Tons | 0 | 0 | 0 | 0 | 0 | 0 | 0
Unit Northport 2 - SO2 Rate Annual v4.10, Unit 3934 and retrofits | 1317 | 2236 | Rate Constraint in lbs/MMBtu | FALSE | L | Annual | Allowances Sold SO2 | Thousand Tons | 0 | 0 | 0 | 0 | 0 | 0 | 0
Unit Northport 2 - SO2 Rate Annual v4.10, Unit 3934 and retrofits | 1317 | 2236 | Rate Constraint in lbs/MMBtu | FALSE | L | Annual | Allowances Banked | Thousand Tons | 0 | 0 | 0 | 0 | 0 | 0 | 0
Unit Northport 2 - SO2 Rate Annual v4.10, Unit 3934 and retrofits | 1317 | 2236 | Rate Constraint in lbs/MMBtu | FALSE | L | Annual | Allowances Withdrawn (1:1) | Thousand Tons | 0 | 0 | 0 | 0 | 0 | 0 | 0
Unit Northport 2 - SO2 Rate Annual v4.10, Unit 3934 and retrofits | 1317 | 2236 | Rate Constraint in lbs/MMBtu | FALSE | L | Annual | Allowances Withdrawn (n:1) | Thousand Tons | 0 | 0 | 0 | 0 | 0 | 0 | 0
Unit Northport 2 - SO2 Rate Annual v4.10, Unit 3934 and retrofits | 1317 | 2236 | Rate Constraint in lbs/MMBtu | FALSE | L | Annual | Net Emissions Allowance Position | Thousand Tons | 0 | 0 | 0 | 0 | 0 | 0 | 0
Unit Northport 2 - SO2 Rate Annual v4.10, Unit 3934 and retrofits | 1317 | 2236 | Rate Constraint in lbs/MMBtu | FALSE | L | Annual | Fuel Consumed | TBtu | 12.2615 | 10.9543 | 9.0859 | 5.1121 | 5.1121 | 4.0545 | 4.0545
Unit Northport 2 - SO2 Rate Annual v4.10, Unit 3934 and retrofits | 1317 | 2236 | Rate Constraint in lbs/MMBtu | FALSE | L | Annual | Rate | lb/MMBtu | 0 | 0 | 0 | 0 | 0 | 0 | 0
Unit Northport 2 - SO2 Rate Annual v4.10, Unit 3934 and retrofits | 1317 | 2236 | Rate Constraint in lbs/MMBtu | FALSE | L | Annual | Generation | TWh | 1.1344 | 1.0134 | 0.84059 | 0.47295 | 0.47295 | 0.37511 | 0.37511
Unit Northport 2 - SO2 Rate Annual v4.10, Unit 3934 and retrofits | 1317 | 2236 | Rate Constraint in lbs/MMBtu | FALSE | L | Annual | Qualifying Generation | TWh | 1.1344 | 1.0134 | 0.84059 | 0.47295 | 0.47295 | 0.37511 | 0.37511
Unit Northport 2 - SO2 Rate Annual v4.10, Unit 3934 and retrofits | 1317 | 2236 | Rate Constraint in lbs/MMBtu | FALSE | L | Annual | Rate | lb/MWh | 0 | 0 | 0 | 0 | 0 | 0 | 0
Unit Northport 2 - SO2 Rate Annual v4.10, Unit 3934 and retrofits | 1317 | 2236 | Rate Constraint in lbs/MMBtu | FALSE | L | Annual | Constraint Shadow Price | US2011$/Ton | 0 | 0 | 0 | 0 | 0 | 0 | 0
Unit Northport 3 - SO2 Rate Annual v4.10, Unit 3931 and retrofits | 1318 | 2235 | Rate Constraint in lbs/MMBtu | FALSE | L | Annual | Seasons Included | Seasons | Winter, Summer | Winter, Summer | Winter, Summer | Winter, Summer | Winter, Summer | Winter, Summer | Winter, Summer
Unit Northport 3 - SO2 Rate Annual v4.10, Unit 3931 and retrofits | 1318 | 2235 | Rate Constraint in lbs/MMBtu | FALSE | L | Annual | Standard | lb/MMBtu | 0.22456 | 0.22456 | 0.22456 | 0.22456 | 0.22456 | 0.22456 | 0.22456
Unit Northport 3 - SO2 Rate Annual v4.10, Unit 3931 and retrofits | 1318 | 2235 | Rate Constraint in lbs/MMBtu | FALSE | L | Annual | Emissions at Affected Plants SO2 | Thousand Tons | 0 | 0 | 0 | 0 | 0 | 0 | 0
Unit Northport 3 - SO2 Rate Annual v4.10, Unit 3931 and retrofits | 1318 | 2235 | Rate Constraint in lbs/MMBtu | FALSE | L | Annual | Allowances Purchased SO2 | Thousand Tons | 0 | 0 | 0 | 0 | 0 | 0 | 0
Unit Northport 3 - SO2 Rate Annual v4.10, Unit 3931 and retrofits | 1318 | 2235 | Rate Constraint in lbs/MMBtu | FALSE | L | Annual | Allowances Sold SO2 | Thousand Tons | 0 | 0 | 0 | 0 | 0 | 0 | 0
Unit Northport 3 - SO2 Rate Annual v4.10, Unit 3931 and retrofits | 1318 | 2235 | Rate Constraint in lbs/MMBtu | FALSE | L | Annual | Allowances Banked | Thousand Tons | 0 | 0 | 0 | 0 | 0 | 0 | 0
Unit Northport 3 - SO2 Rate Annual v4.10, Unit 3931 and retrofits | 1318 | 2235 | Rate Constraint in lbs/MMBtu | FALSE | L | Annual | Allowances Withdrawn (1:1) | Thousand Tons | 0 | 0 | 0 | 0 | 0 | 0 | 0
Unit Northport 3 - SO2 Rate Annual v4.10, Unit 3931 and retrofits | 1318 | 2235 | Rate Constraint in lbs/MMBtu | FALSE | L | Annual | Allowances Withdrawn (n:1) | Thousand Tons | 0 | 0 | 0 | 0 | 0 | 0 | 0
Unit Northport 3 - SO2 Rate Annual v4.10, Unit 3931 and retrofits | 1318 | 2235 | Rate Constraint in lbs/MMBtu | FALSE | L | Annual | Net Emissions Allowance Position | Thousand Tons | 0 | 0 | 0 | 0 | 0 | 0 | 0
Unit Northport 3 - SO2 Rate Annual v4.10, Unit 3931 and retrofits | 1318 | 2235 | Rate Constraint in lbs/MMBtu | FALSE | L | Annual | Fuel Consumed | TBtu | 11.2442 | 11.2442 | 8.1676 | 4.9527 | 4.9527 | 3.9281 | 3.9281
Unit Northport 3 - SO2 Rate Annual v4.10, Unit 3931 and retrofits | 1318 | 2235 | Rate Constraint in lbs/MMBtu | FALSE | L | Annual | Rate | lb/MMBtu | 0 | 0 | 0 | 0 | 0 | 0 | 0
Unit Northport 3 - SO2 Rate Annual v4.10, Unit 3931 and retrofits | 1318 | 2235 | Rate Constraint in lbs/MMBtu | FALSE | L | Annual | Generation | TWh | 1.0548 | 1.0548 | 0.76619 | 0.46461 | 0.46461 | 0.36849 | 0.36849
Unit Northport 3 - SO2 Rate Annual v4.10, Unit 3931 and retrofits | 1318 | 2235 | Rate Constraint in lbs/MMBtu | FALSE | L | Annual | Qualifying Generation | TWh | 1.0548 | 1.0548 | 0.76619 | 0.46461 | 0.46461 | 0.36849 | 0.36849
Unit Northport 3 - SO2 Rate Annual v4.10, Unit 3931 and retrofits | 1318 | 2235 | Rate Constraint in lbs/MMBtu | FALSE | L | Annual | Rate | lb/MWh | 0 | 0 | 0 | 0 | 0 | 0 | 0
Unit Northport 3 - SO2 Rate Annual v4.10, Unit 3931 and retrofits | 1318 | 2235 | Rate Constraint in lbs/MMBtu | FALSE | L | Annual | Constraint Shadow Price | US2011$/Ton | 0 | 0 | 0 | 0 | 0 | 0 | 0
Unit Northport 4 - SO2 Rate Annual v4.10, Unit 3932 and retrofits | 1319 | 2234 | Rate Constraint in lbs/MMBtu | FALSE | L | Annual | Seasons Included | Seasons | Winter, Summer | Winter, Summer | Winter, Summer | Winter, Summer | Winter, Summer | Winter, Summer | Winter, Summer
Unit Northport 4 - SO2 Rate Annual v4.10, Unit 3932 and retrofits | 1319 | 2234 | Rate Constraint in lbs/MMBtu | FALSE | L | Annual | Standard | lb/MMBtu | 0.15763 | 0.15763 | 0.15763 | 0.15763 | 0.15763 | 0.15763 | 0.15763
Unit Northport 4 - SO2 Rate Annual v4.10, Unit 3932 and retrofits | 1319 | 2234 | Rate Constraint in lbs/MMBtu | FALSE | L | Annual | Emissions at Affected Plants SO2 | Thousand Tons | 0 | 0 | 0 | 0 | 0 | 0 | 0
Unit Northport 4 - SO2 Rate Annual v4.10, Unit 3932 and retrofits | 1319 | 2234 | Rate Constraint in lbs/MMBtu | FALSE | L | Annual | Allowances Purchased SO2 | Thousand Tons | 0 | 0 | 0 | 0 | 0 | 0 | 0
Unit Northport 4 - SO2 Rate Annual v4.10, Unit 3932 and retrofits | 1319 | 2234 | Rate Constraint in lbs/MMBtu | FALSE | L | Annual | Allowances Sold SO2 | Thousand Tons | 0 | 0 | 0 | 0 | 0 | 0 | 0
Unit Northport 4 - SO2 Rate Annual v4.10, Unit 3932 and retrofits | 1319 | 2234 | Rate Constraint in lbs/MMBtu | FALSE | L | Annual | Allowances Banked | Thousand Tons | 0 | 0 | 0 | 0 | 0 | 0 | 0
Unit Northport 4 - SO2 Rate Annual v4.10, Unit 3932 and retrofits | 1319 | 2234 | Rate Constraint in lbs/MMBtu | FALSE | L | Annual | Allowances Withdrawn (1:1) | Thousand Tons | 0 | 0 | 0 | 0 | 0 | 0 | 0
Unit Northport 4 - SO2 Rate Annual v4.10, Unit 3932 and retrofits | 1319 | 2234 | Rate Constraint in lbs/MMBtu | FALSE | L | Annual | Allowances Withdrawn (n:1) | Thousand Tons | 0 | 0 | 0 | 0 | 0 | 0 | 0
Unit Northport 4 - SO2 Rate Annual v4.10, Unit 3932 and retrofits | 1319 | 2234 | Rate Constraint in lbs/MMBtu | FALSE | L | Annual | Net Emissions Allowance Position | Thousand Tons | 0 | 0 | 0 | 0 | 0 | 0 | 0
Unit Northport 4 - SO2 Rate Annual v4.10, Unit 3932 and retrofits | 1319 | 2234 | Rate Constraint in lbs/MMBtu | FALSE | L | Annual | Fuel Consumed | TBtu | 11.5036 | 11.5036 | 10.8425 | 5.0487 | 5.0487 | 4.0042 | 4.0042
Unit Northport 4 - SO2 Rate Annual v4.10, Unit 3932 and retrofits | 1319 | 2234 | Rate Constraint in lbs/MMBtu | FALSE | L | Annual | Rate | lb/MMBtu | 0 | 0 | 0 | 0 | 0 | 0 | 0
Unit Northport 4 - SO2 Rate Annual v4.10, Unit 3932 and retrofits | 1319 | 2234 | Rate Constraint in lbs/MMBtu | FALSE | L | Annual | Generation | TWh | 1.0804 | 1.0804 | 1.0183 | 0.47414 | 0.47414 | 0.37605 | 0.37605
Unit Northport 4 - SO2 Rate Annual v4.10, Unit 3932 and retrofits | 1319 | 2234 | Rate Constraint in lbs/MMBtu | FALSE | L | Annual | Qualifying Generation | TWh | 1.0804 | 1.0804 | 1.0183 | 0.47414 | 0.47414 | 0.37605 | 0.37605
Unit Northport 4 - SO2 Rate Annual v4.10, Unit 3932 and retrofits | 1319 | 2234 | Rate Constraint in lbs/MMBtu | FALSE | L | Annual | Rate | lb/MWh | 0 | 0 | 0 | 0 | 0 | 0 | 0
Unit Northport 4 - SO2 Rate Annual v4.10, Unit 3932 and retrofits | 1319 | 2234 | Rate Constraint in lbs/MMBtu | FALSE | L | Annual | Constraint Shadow Price | US2011$/Ton | 0 | 0 | 0 | 0 | 0 | 0 | 0
Unit Platte 1 - SO2 Rate Annual v4.10, Unit 4232 and retrofits | 1320 | 2225 | Rate Constraint in lbs/MMBtu | FALSE | L | Annual | Seasons Included | Seasons | Winter, Summer | Winter, Summer | Winter, Summer | Winter, Summer | Winter, Summer | Winter, Summer | Winter, Summer
Unit Platte 1 - SO2 Rate Annual v4.10, Unit 4232 and retrofits | 1320 | 2225 | Rate Constraint in lbs/MMBtu | FALSE | L | Annual | Standard | lb/MMBtu | 0.73393 | 0.73393 | 0.73393 | 0.73393 | 0.73393 | 0.73393 | 0.73393
Unit Platte 1 - SO2 Rate Annual v4.10, Unit 4232 and retrofits | 1320 | 2225 | Rate Constraint in lbs/MMBtu | FALSE | L | Annual | Emissions at Affected Plants SO2 | Thousand Tons | 0.24686 | 0.24686 | 0.24686 | 0.24686 | 0.23625 | 0.23625 | 0.23625
Unit Platte 1 - SO2 Rate Annual v4.10, Unit 4232 and retrofits | 1320 | 2225 | Rate Constraint in lbs/MMBtu | FALSE | L | Annual | Allowances Purchased SO2 | Thousand Tons | 0 | 0 | 0 | 0 | 0 | 0 | 0
Unit Platte 1 - SO2 Rate Annual v4.10, Unit 4232 and retrofits | 1320 | 2225 | Rate Constraint in lbs/MMBtu | FALSE | L | Annual | Allowances Sold SO2 | Thousand Tons | 0 | 0 | 0 | 0 | 0 | 0 | 0
Unit Platte 1 - SO2 Rate Annual v4.10, Unit 4232 and retrofits | 1320 | 2225 | Rate Constraint in lbs/MMBtu | FALSE | L | Annual | Allowances Banked | Thousand Tons | 0 | 0 | 0 | 0 | 0 | 0 | 0
Unit Platte 1 - SO2 Rate Annual v4.10, Unit 4232 and retrofits | 1320 | 2225 | Rate Constraint in lbs/MMBtu | FALSE | L | Annual | Allowances Withdrawn (1:1) | Thousand Tons | 0 | 0 | 0 | 0 | 0 | 0 | 0
Unit Platte 1 - SO2 Rate Annual v4.10, Unit 4232 and retrofits | 1320 | 2225 | Rate Constraint in lbs/MMBtu | FALSE | L | Annual | Allowances Withdrawn (n:1) | Thousand Tons | 0 | 0 | 0 | 0 | 0 | 0 | 0
Unit Platte 1 - SO2 Rate Annual v4.10, Unit 4232 and retrofits | 1320 | 2225 | Rate Constraint in lbs/MMBtu | FALSE | L | Annual | Net Emissions Allowance Position | Thousand Tons | 0.24686 | 0.24686 | 0.24686 | 0.24686 | 0.23625 | 0.23625 | 0.23625
Unit Platte 1 - SO2 Rate Annual v4.10, Unit 4232 and retrofits | 1320 | 2225 | Rate Constraint in lbs/MMBtu | FALSE | L | Annual | Fuel Consumed | TBtu | 8.2287 | 8.2287 | 8.2287 | 8.2287 | 7.8749 | 7.8749 | 7.8749
Unit Platte 1 - SO2 Rate Annual v4.10, Unit 4232 and retrofits | 1320 | 2225 | Rate Constraint in lbs/MMBtu | FALSE | L | Annual | Rate | lb/MMBtu | 0.06 | 0.06 | 0.06 | 0.06 | 0.06 | 0.06 | 0.06
Unit Platte 1 - SO2 Rate Annual v4.10, Unit 4232 and retrofits | 1320 | 2225 | Rate Constraint in lbs/MMBtu | FALSE | L | Annual | Generation | TWh | 0.74448 | 0.74448 | 0.74448 | 0.74448 | 0.74448 | 0.74448 | 0.74448
Unit Platte 1 - SO2 Rate Annual v4.10, Unit 4232 and retrofits | 1320 | 2225 | Rate Constraint in lbs/MMBtu | FALSE | L | Annual | Qualifying Generation | TWh | 0.74448 | 0.74448 | 0.74448 | 0.74448 | 0.74448 | 0.74448 | 0.74448
Unit Platte 1 - SO2 Rate Annual v4.10, Unit 4232 and retrofits | 1320 | 2225 | Rate Constraint in lbs/MMBtu | FALSE | L | Annual | Rate | lb/MWh | 0.33159 | 0.33159 | 0.33159 | 0.33159 | 0.31733 | 0.31733 | 0.31733
Unit Platte 1 - SO2 Rate Annual v4.10, Unit 4232 and retrofits | 1320 | 2225 | Rate Constraint in lbs/MMBtu | FALSE | L | Annual | Constraint Shadow Price | US2011$/Ton | 0 | 0 | 0 | 0 | 0 | 0 | 0
Unit Port Jefferson 3 - SO2 Rate Annual v4.10, Unit 3933 and retrofits | 1321 | 2238 | Rate Constraint in lbs/MMBtu | FALSE | L | Annual | Seasons Included | Seasons | Winter, Summer | Winter, Summer | Winter, Summer | Winter, Summer | Winter, Summer | Winter, Summer | Winter, Summer
Unit Port Jefferson 3 - SO2 Rate Annual v4.10, Unit 3933 and retrofits | 1321 | 2238 | Rate Constraint in lbs/MMBtu | FALSE | L | Annual | Standard | lb/MMBtu | 0.19639 | 0.19639 | 0.19639 | 0.19639 | 0.19639 | 0.19639 | 0.19639
Unit Port Jefferson 3 - SO2 Rate Annual v4.10, Unit 3933 and retrofits | 1321 | 2238 | Rate Constraint in lbs/MMBtu | FALSE | L | Annual | Emissions at Affected Plants SO2 | Thousand Tons | 0 | 0 | 0 | 0 | 0 | 0 | 0
Unit Port Jefferson 3 - SO2 Rate Annual v4.10, Unit 3933 and retrofits | 1321 | 2238 | Rate Constraint in lbs/MMBtu | FALSE | L | Annual | Allowances Purchased SO2 | Thousand Tons | 0 | 0 | 0 | 0 | 0 | 0 | 0
Unit Port Jefferson 3 - SO2 Rate Annual v4.10, Unit 3933 and retrofits | 1321 | 2238 | Rate Constraint in lbs/MMBtu | FALSE | L | Annual | Allowances Sold SO2 | Thousand Tons | 0 | 0 | 0 | 0 | 0 | 0 | 0
Unit Port Jefferson 3 - SO2 Rate Annual v4.10, Unit 3933 and retrofits | 1321 | 2238 | Rate Constraint in lbs/MMBtu | FALSE | L | Annual | Allowances Banked | Thousand Tons | 0 | 0 | 0 | 0 | 0 | 0 | 0
Unit Port Jefferson 3 - SO2 Rate Annual v4.10, Unit 3933 and retrofits | 1321 | 2238 | Rate Constraint in lbs/MMBtu | FALSE | L | Annual | Allowances Withdrawn (1:1) | Thousand Tons | 0 | 0 | 0 | 0 | 0 | 0 | 0
Unit Port Jefferson 3 - SO2 Rate Annual v4.10, Unit 3933 and retrofits | 1321 | 2238 | Rate Constraint in lbs/MMBtu | FALSE | L | Annual | Allowances Withdrawn (n:1) | Thousand Tons | 0 | 0 | 0 | 0 | 0 | 0 | 0
Unit Port Jefferson 3 - SO2 Rate Annual v4.10, Unit 3933 and retrofits | 1321 | 2238 | Rate Constraint in lbs/MMBtu | FALSE | L | Annual | Net Emissions Allowance Position | Thousand Tons | 0 | 0 | 0 | 0 | 0 | 0 | 0
Unit Port Jefferson 3 - SO2 Rate Annual v4.10, Unit 3933 and retrofits | 1321 | 2238 | Rate Constraint in lbs/MMBtu | FALSE | L | Annual | Fuel Consumed | TBtu | 2.1943 | 1.5269 | 0 | 0 | 0 | 0 | 0
Unit Port Jefferson 3 - SO2 Rate Annual v4.10, Unit 3933 and retrofits | 1321 | 2238 | Rate Constraint in lbs/MMBtu | FALSE | L | Annual | Rate | lb/MMBtu | 0 | 0 | 0 | 0 | 0 | 0 | 0
Unit Port Jefferson 3 - SO2 Rate Annual v4.10, Unit 3933 and retrofits | 1321 | 2238 | Rate Constraint in lbs/MMBtu | FALSE | L | Annual | Generation | TWh | 0.19294 | 0.13425 | 0 | 0 | 0 | 0 | 0
Unit Port Jefferson 3 - SO2 Rate Annual v4.10, Unit 3933 and retrofits | 1321 | 2238 | Rate Constraint in lbs/MMBtu | FALSE | L | Annual | Qualifying Generation | TWh | 0.19294 | 0.13425 | 0 | 0 | 0 | 0 | 0
Unit Port Jefferson 3 - SO2 Rate Annual v4.10, Unit 3933 and retrofits | 1321 | 2238 | Rate Constraint in lbs/MMBtu | FALSE | L | Annual | Rate | lb/MWh | 0 | 0 | 0 | 0 | 0 | 0 | 0
Unit Port Jefferson 3 - SO2 Rate Annual v4.10, Unit 3933 and retrofits | 1321 | 2238 | Rate Constraint in lbs/MMBtu | FALSE | L | Annual | Constraint Shadow Price | US2011$/Ton | 0 | 0 | 0 | 0 | 0 | 0 | 0
Unit Port Jefferson 4 - SO2 Rate Annual v4.10, Unit 3935 and retrofits | 1322 | 2239 | Rate Constraint in lbs/MMBtu | FALSE | L | Annual | Seasons Included | Seasons | Winter, Summer | Winter, Summer | Winter, Summer | Winter, Summer | Winter, Summer | Winter, Summer | Winter, Summer
Unit Port Jefferson 4 - SO2 Rate Annual v4.10, Unit 3935 and retrofits | 1322 | 2239 | Rate Constraint in lbs/MMBtu | FALSE | L | Annual | Standard | lb/MMBtu | 0.25483 | 0.25483 | 0.25483 | 0.25483 | 0.25483 | 0.25483 | 0.25483
Unit Port Jefferson 4 - SO2 Rate Annual v4.10, Unit 3935 and retrofits | 1322 | 2239 | Rate Constraint in lbs/MMBtu | FALSE | L | Annual | Emissions at Affected Plants SO2 | Thousand Tons | 0 | 0 | 0 | 0 | 0 | 0 | 0
Unit Port Jefferson 4 - SO2 Rate Annual v4.10, Unit 3935 and retrofits | 1322 | 2239 | Rate Constraint in lbs/MMBtu | FALSE | L | Annual | Allowances Purchased SO2 | Thousand Tons | 0 | 0 | 0 | 0 | 0 | 0 | 0
Unit Port Jefferson 4 - SO2 Rate Annual v4.10, Unit 3935 and retrofits | 1322 | 2239 | Rate Constraint in lbs/MMBtu | FALSE | L | Annual | Allowances Sold SO2 | Thousand Tons | 0 | 0 | 0 | 0 | 0 | 0 | 0
Unit Port Jefferson 4 - SO2 Rate Annual v4.10, Unit 3935 and retrofits | 1322 | 2239 | Rate Constraint in lbs/MMBtu | FALSE | L | Annual | Allowances Banked | Thousand Tons | 0 | 0 | 0 | 0 | 0 | 0 | 0
Unit Port Jefferson 4 - SO2 Rate Annual v4.10, Unit 3935 and retrofits | 1322 | 2239 | Rate Constraint in lbs/MMBtu | FALSE | L | Annual | Allowances Withdrawn (1:1) | Thousand Tons | 0 | 0 | 0 | 0 | 0 | 0 | 0
Unit Port Jefferson 4 - SO2 Rate Annual v4.10, Unit 3935 and retrofits | 1322 | 2239 | Rate Constraint in lbs/MMBtu | FALSE | L | Annual | Allowances Withdrawn (n:1) | Thousand Tons | 0 | 0 | 0 | 0 | 0 | 0 | 0
Unit Port Jefferson 4 - SO2 Rate Annual v4.10, Unit 3935 and retrofits | 1322 | 2239 | Rate Constraint in lbs/MMBtu | FALSE | L | Annual | Net Emissions Allowance Position | Thousand Tons | 0 | 0 | 0 | 0 | 0 | 0 | 0
Unit Port Jefferson 4 - SO2 Rate Annual v4.10, Unit 3935 and retrofits | 1322 | 2239 | Rate Constraint in lbs/MMBtu | FALSE | L | Annual | Fuel Consumed | TBtu | 2.4461 | 1.1957 | 0.88705 | 0 | 0 | 0 | 0
Unit Port Jefferson 4 - SO2 Rate Annual v4.10, Unit 3935 and retrofits | 1322 | 2239 | Rate Constraint in lbs/MMBtu | FALSE | L | Annual | Rate | lb/MMBtu | 0 | 0 | 0 | 0 | 0 | 0 | 0
Unit Port Jefferson 4 - SO2 Rate Annual v4.10, Unit 3935 and retrofits | 1322 | 2239 | Rate Constraint in lbs/MMBtu | FALSE | L | Annual | Generation | TWh | 0.2154 | 0.10529 | 0.078113 | 0 | 0 | 0 | 0
Unit Port Jefferson 4 - SO2 Rate Annual v4.10, Unit 3935 and retrofits | 1322 | 2239 | Rate Constraint in lbs/MMBtu | FALSE | L | Annual | Qualifying Generation | TWh | 0.2154 | 0.10529 | 0.078113 | 0 | 0 | 0 | 0
Unit Port Jefferson 4 - SO2 Rate Annual v4.10, Unit 3935 and retrofits | 1322 | 2239 | Rate Constraint in lbs/MMBtu | FALSE | L | Annual | Rate | lb/MWh | 0 | 0 | 0 | 0 | 0 | 0 | 0
Unit Port Jefferson 4 - SO2 Rate Annual v4.10, Unit 3935 and retrofits | 1322 | 2239 | Rate Constraint in lbs/MMBtu | FALSE | L | Annual | Constraint Shadow Price | US2011$/Ton | 0 | 0 | 0 | 0 | 0 | 0 | 0
Unit San Juan 1-4 - NOX Rate Annual v3.1, Unit 4226 and retrofits | 1323 | 1896 | Rate Constraint in lbs/MMBtu | FALSE | L | Annual | Seasons Included | Seasons | Winter, Summer | Winter, Summer | Winter, Summer | Winter, Summer | Winter, Summer | Winter, Summer | Winter, Summer
Unit San Juan 1-4 - NOX Rate Annual v3.1, Unit 4226 and retrofits | 1323 | 1896 | Rate Constraint in lbs/MMBtu | FALSE | L | Annual | Standard | lb/MMBtu | 0.3 | 0.3 | 0.3 | 0.3 | 0.3 | 0.3 | 0.3
Unit San Juan 1-4 - NOX Rate Annual v3.1, Unit 4226 and retrofits | 1323 | 1896 | Rate Constraint in lbs/MMBtu | FALSE | L | Annual | Emissions at Affected Plants NOX | Thousand Tons | 4.0522 | 4.0522 | 4.0522 | 3.1629 | 2.5519 | 2.9872 | 2.9872
Unit San Juan 1-4 - NOX Rate Annual v3.1, Unit 4226 and retrofits | 1323 | 1896 | Rate Constraint in lbs/MMBtu | FALSE | L | Annual | Allowances Purchased NOX | Thousand Tons | 0 | 0 | 0 | 0 | 0 | 0 | 0
Unit San Juan 1-4 - NOX Rate Annual v3.1, Unit 4226 and retrofits | 1323 | 1896 | Rate Constraint in lbs/MMBtu | FALSE | L | Annual | Allowances Sold NOX | Thousand Tons | 0 | 0 | 0 | 0 | 0 | 0 | 0
Unit San Juan 1-4 - NOX Rate Annual v3.1, Unit 4226 and retrofits | 1323 | 1896 | Rate Constraint in lbs/MMBtu | FALSE | L | Annual | Allowances Banked | Thousand Tons | 0 | 0 | 0 | 0 | 0 | 0 | 0
Unit San Juan 1-4 - NOX Rate Annual v3.1, Unit 4226 and retrofits | 1323 | 1896 | Rate Constraint in lbs/MMBtu | FALSE | L | Annual | Allowances Withdrawn (1:1) | Thousand Tons | 0 | 0 | 0 | 0 | 0 | 0 | 0
Unit San Juan 1-4 - NOX Rate Annual v3.1, Unit 4226 and retrofits | 1323 | 1896 | Rate Constraint in lbs/MMBtu | FALSE | L | Annual | Allowances Withdrawn (n:1) | Thousand Tons | 0 | 0 | 0 | 0 | 0 | 0 | 0
Unit San Juan 1-4 - NOX Rate Annual v3.1, Unit 4226 and retrofits | 1323 | 1896 | Rate Constraint in lbs/MMBtu | FALSE | L | Annual | Net Emissions Allowance Position | Thousand Tons | 4.0522 | 4.0522 | 4.0522 | 3.1629 | 2.5519 | 2.9872 | 2.9872
Unit San Juan 1-4 - NOX Rate Annual v3.1, Unit 4226 and retrofits | 1323 | 1896 | Rate Constraint in lbs/MMBtu | FALSE | L | Annual | Fuel Consumed | TBtu | 38.9258 | 38.9258 | 38.9258 | 30.3834 | 24.5136 | 28.7449 | 28.7449
Unit San Juan 1-4 - NOX Rate Annual v3.1, Unit 4226 and retrofits | 1323 | 1896 | Rate Constraint in lbs/MMBtu | FALSE | L | Annual | Rate | lb/MMBtu | 0.2082 | 0.2082 | 0.2082 | 0.2082 | 0.2082 | 0.20784 | 0.20784
Unit San Juan 1-4 - NOX Rate Annual v3.1, Unit 4226 and retrofits | 1323 | 1896 | Rate Constraint in lbs/MMBtu | FALSE | L | Annual | Generation | TWh | 3.6103 | 3.6103 | 3.6103 | 2.818 | 2.2736 | 2.6614 | 2.6614
Unit San Juan 1-4 - NOX Rate Annual v3.1, Unit 4226 and retrofits | 1323 | 1896 | Rate Constraint in lbs/MMBtu | FALSE | L | Annual | Qualifying Generation | TWh | 3.6103 | 3.6103 | 3.6103 | 2.818 | 2.2736 | 2.6614 | 2.6614
Unit San Juan 1-4 - NOX Rate Annual v3.1, Unit 4226 and retrofits | 1323 | 1896 | Rate Constraint in lbs/MMBtu | FALSE | L | Annual | Rate | lb/MWh | 1.1224 | 1.1224 | 1.1224 | 1.1224 | 1.1224 | 1.1224 | 1.1224
Unit San Juan 1-4 - NOX Rate Annual v3.1, Unit 4226 and retrofits | 1323 | 1896 | Rate Constraint in lbs/MMBtu | FALSE | L | Annual | Constraint Shadow Price | US2011$/Ton | 0 | 0 | 0 | 0 | 0 | 0 | 0
Unit San Juan 1-4 - NOX Rate Annual v3.1, Unit 4227 and retrofits | 1324 | 1896 | Rate Constraint in lbs/MMBtu | FALSE | L | Annual | Seasons Included | Seasons | Winter, Summer | Winter, Summer | Winter, Summer | Winter, Summer | Winter, Summer | Winter, Summer | Winter, Summer
Unit San Juan 1-4 - NOX Rate Annual v3.1, Unit 4227 and retrofits | 1324 | 1896 | Rate Constraint in lbs/MMBtu | FALSE | L | Annual | Standard | lb/MMBtu | 0.3 | 0.3 | 0.3 | 0.3 | 0.3 | 0.3 | 0.3
Unit San Juan 1-4 - NOX Rate Annual v3.1, Unit 4227 and retrofits | 1324 | 1896 | Rate Constraint in lbs/MMBtu | FALSE | L | Annual | Emissions at Affected Plants NOX | Thousand Tons | 0 | 0 | 0 | 0 | 0 | 0 | 0
Unit San Juan 1-4 - NOX Rate Annual v3.1, Unit 4227 and retrofits | 1324 | 1896 | Rate Constraint in lbs/MMBtu | FALSE | L | Annual | Allowances Purchased NOX | Thousand Tons | 0 | 0 | 0 | 0 | 0 | 0 | 0
Unit San Juan 1-4 - NOX Rate Annual v3.1, Unit 4227 and retrofits | 1324 | 1896 | Rate Constraint in lbs/MMBtu | FALSE | L | Annual | Allowances Sold NOX | Thousand Tons | 0 | 0 | 0 | 0 | 0 | 0 | 0
Unit San Juan 1-4 - NOX Rate Annual v3.1, Unit 4227 and retrofits | 1324 | 1896 | Rate Constraint in lbs/MMBtu | FALSE | L | Annual | Allowances Banked | Thousand Tons | 0 | 0 | 0 | 0 | 0 | 0 | 0
Unit San Juan 1-4 - NOX Rate Annual v3.1, Unit 4227 and retrofits | 1324 | 1896 | Rate Constraint in lbs/MMBtu | FALSE | L | Annual | Allowances Withdrawn (1:1) | Thousand Tons | 0 | 0 | 0 | 0 | 0 | 0 | 0
Unit San Juan 1-4 - NOX Rate Annual v3.1, Unit 4227 and retrofits | 1324 | 1896 | Rate Constraint in lbs/MMBtu | FALSE | L | Annual | Allowances Withdrawn (n:1) | Thousand Tons | 0 | 0 | 0 | 0 | 0 | 0 | 0
Unit San Juan 1-4 - NOX Rate Annual v3.1, Unit 4227 and retrofits | 1324 | 1896 | Rate Constraint in lbs/MMBtu | FALSE | L | Annual | Net Emissions Allowance Position | Thousand Tons | 0 | 0 | 0 | 0 | 0 | 0 | 0
Unit San Juan 1-4 - NOX Rate Annual v3.1, Unit 4227 and retrofits | 1324 | 1896 | Rate Constraint in lbs/MMBtu | FALSE | L | Annual | Fuel Consumed | TBtu | 0 | 0 | 0 | 0 | 0 | 0 | 0
Unit San Juan 1-4 - NOX Rate Annual v3.1, Unit 4227 and retrofits | 1324 | 1896 | Rate Constraint in lbs/MMBtu | FALSE | L | Annual | Rate | lb/MMBtu | 0 | 0 | 0 | 0 | 0 | 0 | 0
Unit San Juan 1-4 - NOX Rate Annual v3.1, Unit 4227 and retrofits | 1324 | 1896 | Rate Constraint in lbs/MMBtu | FALSE | L | Annual | Generation | TWh | 0 | 0 | 0 | 0 | 0 | 0 | 0
Unit San Juan 1-4 - NOX Rate Annual v3.1, Unit 4227 and retrofits | 1324 | 1896 | Rate Constraint in lbs/MMBtu | FALSE | L | Annual | Qualifying Generation | TWh | 0 | 0 | 0 | 0 | 0 | 0 | 0
Unit San Juan 1-4 - NOX Rate Annual v3.1, Unit 4227 and retrofits | 1324 | 1896 | Rate Constraint in lbs/MMBtu | FALSE | L | Annual | Rate | lb/MWh | 0 | 0 | 0 | 0 | 0 | 0 | 0
Unit San Juan 1-4 - NOX Rate Annual v3.1, Unit 4227 and retrofits | 1324 | 1896 | Rate Constraint in lbs/MMBtu | FALSE | L | Annual | Constraint Shadow Price | US2011$/Ton | 0 | 0 | 0 | 0 | 0 | 0 | 0
Unit San Juan 1-4 - NOX Rate Annual v3.1, Unit 4228 and retrofits | 1325 | 1896 | Rate Constraint in lbs/MMBtu | FALSE | L | Annual | Seasons Included | Seasons | Winter, Summer | Winter, Summer | Winter, Summer | Winter, Summer | Winter, Summer | Winter, Summer | Winter, Summer
Unit San Juan 1-4 - NOX Rate Annual v3.1, Unit 4228 and retrofits | 1325 | 1896 | Rate Constraint in lbs/MMBtu | FALSE | L | Annual | Standard | lb/MMBtu | 0.3 | 0.3 | 0.3 | 0.3 | 0.3 | 0.3 | 0.3
Unit San Juan 1-4 - NOX Rate Annual v3.1, Unit 4228 and retrofits | 1325 | 1896 | Rate Constraint in lbs/MMBtu | FALSE | L | Annual | Emissions at Affected Plants NOX | Thousand Tons | 2.6433 | 2.6433 | 2.6433 | 2.6433 | 2.5679 | 2.4975 | 2.4975
Unit San Juan 1-4 - NOX Rate Annual v3.1, Unit 4228 and retrofits | 1325 | 1896 | Rate Constraint in lbs/MMBtu | FALSE | L | Annual | Allowances Purchased NOX | Thousand Tons | 0 | 0 | 0 | 0 | 0 | 0 | 0
Unit San Juan 1-4 - NOX Rate Annual v3.1, Unit 4228 and retrofits | 1325 | 1896 | Rate Constraint in lbs/MMBtu | FALSE | L | Annual | Allowances Sold NOX | Thousand Tons | 0 | 0 | 0 | 0 | 0 | 0 | 0
Unit San Juan 1-4 - NOX Rate Annual v3.1, Unit 4228 and retrofits | 1325 | 1896 | Rate Constraint in lbs/MMBtu | FALSE | L | Annual | Allowances Banked | Thousand Tons | 0 | 0 | 0 | 0 | 0 | 0 | 0
Unit San Juan 1-4 - NOX Rate Annual v3.1, Unit 4228 and retrofits | 1325 | 1896 | Rate Constraint in lbs/MMBtu | FALSE | L | Annual | Allowances Withdrawn (1:1) | Thousand Tons | 0 | 0 | 0 | 0 | 0 | 0 | 0
Unit San Juan 1-4 - NOX Rate Annual v3.1, Unit 4228 and retrofits | 1325 | 1896 | Rate Constraint in lbs/MMBtu | FALSE | L | Annual | Allowances Withdrawn (n:1) | Thousand Tons | 0 | 0 | 0 | 0 | 0 | 0 | 0
Unit San Juan 1-4 - NOX Rate Annual v3.1, Unit 4228 and retrofits | 1325 | 1896 | Rate Constraint in lbs/MMBtu | FALSE | L | Annual | Net Emissions Allowance Position | Thousand Tons | 2.6433 | 2.6433 | 2.6433 | 2.6433 | 2.5679 | 2.4975 | 2.4975
Unit San Juan 1-4 - NOX Rate Annual v3.1, Unit 4228 and retrofits | 1325 | 1896 | Rate Constraint in lbs/MMBtu | FALSE | L | Annual | Fuel Consumed | TBtu | 24.9251 | 24.9251 | 24.9251 | 24.9251 | 24.2139 | 23.591 | 23.591
Unit San Juan 1-4 - NOX Rate Annual v3.1, Unit 4228 and retrofits | 1325 | 1896 | Rate Constraint in lbs/MMBtu | FALSE | L | Annual | Rate | lb/MMBtu | 0.2121 | 0.2121 | 0.2121 | 0.2121 | 0.2121 | 0.21173 | 0.21173
Unit San Juan 1-4 - NOX Rate Annual v3.1, Unit 4228 and retrofits | 1325 | 1896 | Rate Constraint in lbs/MMBtu | FALSE | L | Annual | Generation | TWh | 2.3811 | 2.3811 | 2.3811 | 2.3811 | 2.3131 | 2.2497 | 2.2497
Unit San Juan 1-4 - NOX Rate Annual v3.1, Unit 4228 and retrofits | 1325 | 1896 | Rate Constraint in lbs/MMBtu | FALSE | L | Annual | Qualifying Generation | TWh | 2.3811 | 2.3811 | 2.3811 | 2.3811 | 2.3131 | 2.2497 | 2.2497
Unit San Juan 1-4 - NOX Rate Annual v3.1, Unit 4228 and retrofits | 1325 | 1896 | Rate Constraint in lbs/MMBtu | FALSE | L | Annual | Rate | lb/MWh | 1.1101 | 1.1101 | 1.1101 | 1.1101 | 1.1101 | 1.1101 | 1.1101
Unit San Juan 1-4 - NOX Rate Annual v3.1, Unit 4228 and retrofits | 1325 | 1896 | Rate Constraint in lbs/MMBtu | FALSE | L | Annual | Constraint Shadow Price | US2011$/Ton | 0 | 0 | 0 | 0 | 0 | 0 | 0
Unit San Juan 1-4 - NOX Rate Annual v3.1, Unit 4229 and retrofits | 1326 | 1896 | Rate Constraint in lbs/MMBtu | FALSE | L | Annual | Seasons Included | Seasons | Winter, Summer | Winter, Summer | Winter, Summer | Winter, Summer | Winter, Summer | Winter, Summer | Winter, Summer
Unit San Juan 1-4 - NOX Rate Annual v3.1, Unit 4229 and retrofits | 1326 | 1896 | Rate Constraint in lbs/MMBtu | FALSE | L | Annual | Standard | lb/MMBtu | 0.3 | 0.3 | 0.3 | 0.3 | 0.3 | 0.3 | 0.3
Unit San Juan 1-4 - NOX Rate Annual v3.1, Unit 4229 and retrofits | 1326 | 1896 | Rate Constraint in lbs/MMBtu | FALSE | L | Annual | Emissions at Affected Plants NOX | Thousand Tons | 0 | 0 | 0 | 0 | 0 | 0 | 0
Unit San Juan 1-4 - NOX Rate Annual v3.1, Unit 4229 and retrofits | 1326 | 1896 | Rate Constraint in lbs/MMBtu | FALSE | L | Annual | Allowances Purchased NOX | Thousand Tons | 0 | 0 | 0 | 0 | 0 | 0 | 0
Unit San Juan 1-4 - NOX Rate Annual v3.1, Unit 4229 and retrofits | 1326 | 1896 | Rate Constraint in lbs/MMBtu | FALSE | L | Annual | Allowances Sold NOX | Thousand Tons | 0 | 0 | 0 | 0 | 0 | 0 | 0
Unit San Juan 1-4 - NOX Rate Annual v3.1, Unit 4229 and retrofits | 1326 | 1896 | Rate Constraint in lbs/MMBtu | FALSE | L | Annual | Allowances Banked | Thousand Tons | 0 | 0 | 0 | 0 | 0 | 0 | 0
Unit San Juan 1-4 - NOX Rate Annual v3.1, Unit 4229 and retrofits | 1326 | 1896 | Rate Constraint in lbs/MMBtu | FALSE | L | Annual | Allowances Withdrawn (1:1) | Thousand Tons | 0 | 0 | 0 | 0 | 0 | 0 | 0
Unit San Juan 1-4 - NOX Rate Annual v3.1, Unit 4229 and retrofits | 1326 | 1896 | Rate Constraint in lbs/MMBtu | FALSE | L | Annual | Allowances Withdrawn (n:1) | Thousand Tons | 0 | 0 | 0 | 0 | 0 | 0 | 0
Unit San Juan 1-4 - NOX Rate Annual v3.1, Unit 4229 and retrofits | 1326 | 1896 | Rate Constraint in lbs/MMBtu | FALSE | L | Annual | Net Emissions Allowance Position | Thousand Tons | 0 | 0 | 0 | 0 | 0 | 0 | 0
Unit San Juan 1-4 - NOX Rate Annual v3.1, Unit 4229 and retrofits | 1326 | 1896 | Rate Constraint in lbs/MMBtu | FALSE | L | Annual | Fuel Consumed | TBtu | 0 | 0 | 0 | 0 | 0 | 0 | 0
Unit San Juan 1-4 - NOX Rate Annual v3.1, Unit 4229 and retrofits | 1326 | 1896 | Rate Constraint in lbs/MMBtu | FALSE | L | Annual | Rate | lb/MMBtu | 0 | 0 | 0 | 0 | 0 | 0 | 0
Unit San Juan 1-4 - NOX Rate Annual v3.1, Unit 4229 and retrofits | 1326 | 1896 | Rate Constraint in lbs/MMBtu | FALSE | L | Annual | Generation | TWh | 0 | 0 | 0 | 0 | 0 | 0 | 0
Unit San Juan 1-4 - NOX Rate Annual v3.1, Unit 4229 and retrofits | 1326 | 1896 | Rate Constraint in lbs/MMBtu | FALSE | L | Annual | Qualifying Generation | TWh | 0 | 0 | 0 | 0 | 0 | 0 | 0
Unit San Juan 1-4 - NOX Rate Annual v3.1, Unit 4229 and retrofits | 1326 | 1896 | Rate Constraint in lbs/MMBtu | FALSE | L | Annual | Rate | lb/MWh | 0 | 0 | 0 | 0 | 0 | 0 | 0
Unit San Juan 1-4 - NOX Rate Annual v3.1, Unit 4229 and retrofits | 1326 | 1896 | Rate Constraint in lbs/MMBtu | FALSE | L | Annual | Constraint Shadow Price | US2011$/Ton | 0 | 0 | 0 | 0 | 0 | 0 | 0
Unit San Juan 1-4 - SO2 Rate Annual v3.1, Unit 4226 and retrofits | 1327 | 1897 | Rate Constraint in lbs/MMBtu | FALSE | L | Annual | Seasons Included | Seasons | Winter, Summer | Winter, Summer | Winter, Summer | Winter, Summer | Winter, Summer | Winter, Summer | Winter, Summer