Unit San Juan 1-4 - SO2 Rate Annual v3.1, Unit 4226 and retrofits | 1327 | 1897 | Rate Constraint in lbs/MMBtu | FALSE | L | Annual | Standard | lb/MMBtu | 0.25 | 0.25 | 0.25 | 0.25 | 0.25 | 0.25 | 0.25
Unit San Juan 1-4 - SO2 Rate Annual v3.1, Unit 4226 and retrofits | 1327 | 1897 | Rate Constraint in lbs/MMBtu | FALSE | L | Annual | Emissions at Affected Plants SO2 | Thousand Tons | 1.3858 | 1.3858 | 1.3858 | 1.0816 | 0.87268 | 1.0169 | 1.0169
Unit San Juan 1-4 - SO2 Rate Annual v3.1, Unit 4226 and retrofits | 1327 | 1897 | Rate Constraint in lbs/MMBtu | FALSE | L | Annual | Allowances Purchased SO2 | Thousand Tons | 0 | 0 | 0 | 0 | 0 | 0 | 0
Unit San Juan 1-4 - SO2 Rate Annual v3.1, Unit 4226 and retrofits | 1327 | 1897 | Rate Constraint in lbs/MMBtu | FALSE | L | Annual | Allowances Sold SO2 | Thousand Tons | 0 | 0 | 0 | 0 | 0 | 0 | 0
Unit San Juan 1-4 - SO2 Rate Annual v3.1, Unit 4226 and retrofits | 1327 | 1897 | Rate Constraint in lbs/MMBtu | FALSE | L | Annual | Allowances Banked | Thousand Tons | 0 | 0 | 0 | 0 | 0 | 0 | 0
Unit San Juan 1-4 - SO2 Rate Annual v3.1, Unit 4226 and retrofits | 1327 | 1897 | Rate Constraint in lbs/MMBtu | FALSE | L | Annual | Allowances Withdrawn (1:1) | Thousand Tons | 0 | 0 | 0 | 0 | 0 | 0 | 0
Unit San Juan 1-4 - SO2 Rate Annual v3.1, Unit 4226 and retrofits | 1327 | 1897 | Rate Constraint in lbs/MMBtu | FALSE | L | Annual | Allowances Withdrawn (n:1) | Thousand Tons | 0 | 0 | 0 | 0 | 0 | 0 | 0
Unit San Juan 1-4 - SO2 Rate Annual v3.1, Unit 4226 and retrofits | 1327 | 1897 | Rate Constraint in lbs/MMBtu | FALSE | L | Annual | Net Emissions Allowance Position | Thousand Tons | 1.3858 | 1.3858 | 1.3858 | 1.0816 | 0.87268 | 1.0169 | 1.0169
Unit San Juan 1-4 - SO2 Rate Annual v3.1, Unit 4226 and retrofits | 1327 | 1897 | Rate Constraint in lbs/MMBtu | FALSE | L | Annual | Fuel Consumed | TBtu | 38.9258 | 38.9258 | 38.9258 | 30.3834 | 24.5136 | 28.7449 | 28.7449
Unit San Juan 1-4 - SO2 Rate Annual v3.1, Unit 4226 and retrofits | 1327 | 1897 | Rate Constraint in lbs/MMBtu | FALSE | L | Annual | Rate | lb/MMBtu | 0.0712 | 0.0712 | 0.0712 | 0.071198 | 0.0712 | 0.070756 | 0.070756
Unit San Juan 1-4 - SO2 Rate Annual v3.1, Unit 4226 and retrofits | 1327 | 1897 | Rate Constraint in lbs/MMBtu | FALSE | L | Annual | Generation | TWh | 3.6103 | 3.6103 | 3.6103 | 2.818 | 2.2736 | 2.6614 | 2.6614
Unit San Juan 1-4 - SO2 Rate Annual v3.1, Unit 4226 and retrofits | 1327 | 1897 | Rate Constraint in lbs/MMBtu | FALSE | L | Annual | Qualifying Generation | TWh | 3.6103 | 3.6103 | 3.6103 | 2.818 | 2.2736 | 2.6614 | 2.6614
Unit San Juan 1-4 - SO2 Rate Annual v3.1, Unit 4226 and retrofits | 1327 | 1897 | Rate Constraint in lbs/MMBtu | FALSE | L | Annual | Rate | lb/MWh | 0.38384 | 0.38384 | 0.38384 | 0.38383 | 0.38384 | 0.3821 | 0.3821
Unit San Juan 1-4 - SO2 Rate Annual v3.1, Unit 4226 and retrofits | 1327 | 1897 | Rate Constraint in lbs/MMBtu | FALSE | L | Annual | Constraint Shadow Price | US2011$/Ton | 0 | 0 | 0 | 0 | 0 | 0 | 0
Unit San Juan 1-4 - SO2 Rate Annual v3.1, Unit 4227 and retrofits | 1328 | 1897 | Rate Constraint in lbs/MMBtu | FALSE | L | Annual | Seasons Included | Seasons | Winter, Summer | Winter, Summer | Winter, Summer | Winter, Summer | Winter, Summer | Winter, Summer | Winter, Summer
Unit San Juan 1-4 - SO2 Rate Annual v3.1, Unit 4227 and retrofits | 1328 | 1897 | Rate Constraint in lbs/MMBtu | FALSE | L | Annual | Standard | lb/MMBtu | 0.25 | 0.25 | 0.25 | 0.25 | 0.25 | 0.25 | 0.25
Unit San Juan 1-4 - SO2 Rate Annual v3.1, Unit 4227 and retrofits | 1328 | 1897 | Rate Constraint in lbs/MMBtu | FALSE | L | Annual | Emissions at Affected Plants SO2 | Thousand Tons | 0 | 0 | 0 | 0 | 0 | 0 | 0
Unit San Juan 1-4 - SO2 Rate Annual v3.1, Unit 4227 and retrofits | 1328 | 1897 | Rate Constraint in lbs/MMBtu | FALSE | L | Annual | Allowances Purchased SO2 | Thousand Tons | 0 | 0 | 0 | 0 | 0 | 0 | 0
Unit San Juan 1-4 - SO2 Rate Annual v3.1, Unit 4227 and retrofits | 1328 | 1897 | Rate Constraint in lbs/MMBtu | FALSE | L | Annual | Allowances Sold SO2 | Thousand Tons | 0 | 0 | 0 | 0 | 0 | 0 | 0
Unit San Juan 1-4 - SO2 Rate Annual v3.1, Unit 4227 and retrofits | 1328 | 1897 | Rate Constraint in lbs/MMBtu | FALSE | L | Annual | Allowances Banked | Thousand Tons | 0 | 0 | 0 | 0 | 0 | 0 | 0
Unit San Juan 1-4 - SO2 Rate Annual v3.1, Unit 4227 and retrofits | 1328 | 1897 | Rate Constraint in lbs/MMBtu | FALSE | L | Annual | Allowances Withdrawn (1:1) | Thousand Tons | 0 | 0 | 0 | 0 | 0 | 0 | 0
Unit San Juan 1-4 - SO2 Rate Annual v3.1, Unit 4227 and retrofits | 1328 | 1897 | Rate Constraint in lbs/MMBtu | FALSE | L | Annual | Allowances Withdrawn (n:1) | Thousand Tons | 0 | 0 | 0 | 0 | 0 | 0 | 0
Unit San Juan 1-4 - SO2 Rate Annual v3.1, Unit 4227 and retrofits | 1328 | 1897 | Rate Constraint in lbs/MMBtu | FALSE | L | Annual | Net Emissions Allowance Position | Thousand Tons | 0 | 0 | 0 | 0 | 0 | 0 | 0
Unit San Juan 1-4 - SO2 Rate Annual v3.1, Unit 4227 and retrofits | 1328 | 1897 | Rate Constraint in lbs/MMBtu | FALSE | L | Annual | Fuel Consumed | TBtu | 0 | 0 | 0 | 0 | 0 | 0 | 0
Unit San Juan 1-4 - SO2 Rate Annual v3.1, Unit 4227 and retrofits | 1328 | 1897 | Rate Constraint in lbs/MMBtu | FALSE | L | Annual | Rate | lb/MMBtu | 0 | 0 | 0 | 0 | 0 | 0 | 0
Unit San Juan 1-4 - SO2 Rate Annual v3.1, Unit 4227 and retrofits | 1328 | 1897 | Rate Constraint in lbs/MMBtu | FALSE | L | Annual | Generation | TWh | 0 | 0 | 0 | 0 | 0 | 0 | 0
Unit San Juan 1-4 - SO2 Rate Annual v3.1, Unit 4227 and retrofits | 1328 | 1897 | Rate Constraint in lbs/MMBtu | FALSE | L | Annual | Qualifying Generation | TWh | 0 | 0 | 0 | 0 | 0 | 0 | 0
Unit San Juan 1-4 - SO2 Rate Annual v3.1, Unit 4227 and retrofits | 1328 | 1897 | Rate Constraint in lbs/MMBtu | FALSE | L | Annual | Rate | lb/MWh | 0 | 0 | 0 | 0 | 0 | 0 | 0
Unit San Juan 1-4 - SO2 Rate Annual v3.1, Unit 4227 and retrofits | 1328 | 1897 | Rate Constraint in lbs/MMBtu | FALSE | L | Annual | Constraint Shadow Price | US2011$/Ton | 0 | 0 | 0 | 0 | 0 | 0 | 0
Unit San Juan 1-4 - SO2 Rate Annual v3.1, Unit 4228 and retrofits | 1329 | 1897 | Rate Constraint in lbs/MMBtu | FALSE | L | Annual | Seasons Included | Seasons | Winter, Summer | Winter, Summer | Winter, Summer | Winter, Summer | Winter, Summer | Winter, Summer | Winter, Summer
Unit San Juan 1-4 - SO2 Rate Annual v3.1, Unit 4228 and retrofits | 1329 | 1897 | Rate Constraint in lbs/MMBtu | FALSE | L | Annual | Standard | lb/MMBtu | 0.25 | 0.25 | 0.25 | 0.25 | 0.25 | 0.25 | 0.25
Unit San Juan 1-4 - SO2 Rate Annual v3.1, Unit 4228 and retrofits | 1329 | 1897 | Rate Constraint in lbs/MMBtu | FALSE | L | Annual | Emissions at Affected Plants SO2 | Thousand Tons | 0.88733 | 0.88733 | 0.88733 | 0.88733 | 0.86202 | 0.8346 | 0.8346
Unit San Juan 1-4 - SO2 Rate Annual v3.1, Unit 4228 and retrofits | 1329 | 1897 | Rate Constraint in lbs/MMBtu | FALSE | L | Annual | Allowances Purchased SO2 | Thousand Tons | 0 | 0 | 0 | 0 | 0 | 0 | 0
Unit San Juan 1-4 - SO2 Rate Annual v3.1, Unit 4228 and retrofits | 1329 | 1897 | Rate Constraint in lbs/MMBtu | FALSE | L | Annual | Allowances Sold SO2 | Thousand Tons | 0 | 0 | 0 | 0 | 0 | 0 | 0
Unit San Juan 1-4 - SO2 Rate Annual v3.1, Unit 4228 and retrofits | 1329 | 1897 | Rate Constraint in lbs/MMBtu | FALSE | L | Annual | Allowances Banked | Thousand Tons | 0 | 0 | 0 | 0 | 0 | 0 | 0
Unit San Juan 1-4 - SO2 Rate Annual v3.1, Unit 4228 and retrofits | 1329 | 1897 | Rate Constraint in lbs/MMBtu | FALSE | L | Annual | Allowances Withdrawn (1:1) | Thousand Tons | 0 | 0 | 0 | 0 | 0 | 0 | 0
Unit San Juan 1-4 - SO2 Rate Annual v3.1, Unit 4228 and retrofits | 1329 | 1897 | Rate Constraint in lbs/MMBtu | FALSE | L | Annual | Allowances Withdrawn (n:1) | Thousand Tons | 0 | 0 | 0 | 0 | 0 | 0 | 0
Unit San Juan 1-4 - SO2 Rate Annual v3.1, Unit 4228 and retrofits | 1329 | 1897 | Rate Constraint in lbs/MMBtu | FALSE | L | Annual | Net Emissions Allowance Position | Thousand Tons | 0.88733 | 0.88733 | 0.88733 | 0.88733 | 0.86202 | 0.8346 | 0.8346
Unit San Juan 1-4 - SO2 Rate Annual v3.1, Unit 4228 and retrofits | 1329 | 1897 | Rate Constraint in lbs/MMBtu | FALSE | L | Annual | Fuel Consumed | TBtu | 24.9251 | 24.9251 | 24.9251 | 24.9251 | 24.2139 | 23.591 | 23.591
Unit San Juan 1-4 - SO2 Rate Annual v3.1, Unit 4228 and retrofits | 1329 | 1897 | Rate Constraint in lbs/MMBtu | FALSE | L | Annual | Rate | lb/MMBtu | 0.0712 | 0.0712 | 0.0712 | 0.0712 | 0.0712 | 0.070756 | 0.070756
Unit San Juan 1-4 - SO2 Rate Annual v3.1, Unit 4228 and retrofits | 1329 | 1897 | Rate Constraint in lbs/MMBtu | FALSE | L | Annual | Generation | TWh | 2.3811 | 2.3811 | 2.3811 | 2.3811 | 2.3131 | 2.2497 | 2.2497
Unit San Juan 1-4 - SO2 Rate Annual v3.1, Unit 4228 and retrofits | 1329 | 1897 | Rate Constraint in lbs/MMBtu | FALSE | L | Annual | Qualifying Generation | TWh | 2.3811 | 2.3811 | 2.3811 | 2.3811 | 2.3131 | 2.2497 | 2.2497
Unit San Juan 1-4 - SO2 Rate Annual v3.1, Unit 4228 and retrofits | 1329 | 1897 | Rate Constraint in lbs/MMBtu | FALSE | L | Annual | Rate | lb/MWh | 0.37266 | 0.37266 | 0.37266 | 0.37266 | 0.37266 | 0.37097 | 0.37097
Unit San Juan 1-4 - SO2 Rate Annual v3.1, Unit 4228 and retrofits | 1329 | 1897 | Rate Constraint in lbs/MMBtu | FALSE | L | Annual | Constraint Shadow Price | US2011$/Ton | 0 | 0 | 0 | 0 | 0 | 0 | 0
Unit San Juan 1-4 - SO2 Rate Annual v3.1, Unit 4229 and retrofits | 1330 | 1897 | Rate Constraint in lbs/MMBtu | FALSE | L | Annual | Seasons Included | Seasons | Winter, Summer | Winter, Summer | Winter, Summer | Winter, Summer | Winter, Summer | Winter, Summer | Winter, Summer
Unit San Juan 1-4 - SO2 Rate Annual v3.1, Unit 4229 and retrofits | 1330 | 1897 | Rate Constraint in lbs/MMBtu | FALSE | L | Annual | Standard | lb/MMBtu | 0.25 | 0.25 | 0.25 | 0.25 | 0.25 | 0.25 | 0.25
Unit San Juan 1-4 - SO2 Rate Annual v3.1, Unit 4229 and retrofits | 1330 | 1897 | Rate Constraint in lbs/MMBtu | FALSE | L | Annual | Emissions at Affected Plants SO2 | Thousand Tons | 0 | 0 | 0 | 0 | 0 | 0 | 0
Unit San Juan 1-4 - SO2 Rate Annual v3.1, Unit 4229 and retrofits | 1330 | 1897 | Rate Constraint in lbs/MMBtu | FALSE | L | Annual | Allowances Purchased SO2 | Thousand Tons | 0 | 0 | 0 | 0 | 0 | 0 | 0
Unit San Juan 1-4 - SO2 Rate Annual v3.1, Unit 4229 and retrofits | 1330 | 1897 | Rate Constraint in lbs/MMBtu | FALSE | L | Annual | Allowances Sold SO2 | Thousand Tons | 0 | 0 | 0 | 0 | 0 | 0 | 0
Unit San Juan 1-4 - SO2 Rate Annual v3.1, Unit 4229 and retrofits | 1330 | 1897 | Rate Constraint in lbs/MMBtu | FALSE | L | Annual | Allowances Banked | Thousand Tons | 0 | 0 | 0 | 0 | 0 | 0 | 0
Unit San Juan 1-4 - SO2 Rate Annual v3.1, Unit 4229 and retrofits | 1330 | 1897 | Rate Constraint in lbs/MMBtu | FALSE | L | Annual | Allowances Withdrawn (1:1) | Thousand Tons | 0 | 0 | 0 | 0 | 0 | 0 | 0
Unit San Juan 1-4 - SO2 Rate Annual v3.1, Unit 4229 and retrofits | 1330 | 1897 | Rate Constraint in lbs/MMBtu | FALSE | L | Annual | Allowances Withdrawn (n:1) | Thousand Tons | 0 | 0 | 0 | 0 | 0 | 0 | 0
Unit San Juan 1-4 - SO2 Rate Annual v3.1, Unit 4229 and retrofits | 1330 | 1897 | Rate Constraint in lbs/MMBtu | FALSE | L | Annual | Net Emissions Allowance Position | Thousand Tons | 0 | 0 | 0 | 0 | 0 | 0 | 0
Unit San Juan 1-4 - SO2 Rate Annual v3.1, Unit 4229 and retrofits | 1330 | 1897 | Rate Constraint in lbs/MMBtu | FALSE | L | Annual | Fuel Consumed | TBtu | 0 | 0 | 0 | 0 | 0 | 0 | 0
Unit San Juan 1-4 - SO2 Rate Annual v3.1, Unit 4229 and retrofits | 1330 | 1897 | Rate Constraint in lbs/MMBtu | FALSE | L | Annual | Rate | lb/MMBtu | 0 | 0 | 0 | 0 | 0 | 0 | 0
Unit San Juan 1-4 - SO2 Rate Annual v3.1, Unit 4229 and retrofits | 1330 | 1897 | Rate Constraint in lbs/MMBtu | FALSE | L | Annual | Generation | TWh | 0 | 0 | 0 | 0 | 0 | 0 | 0
Unit San Juan 1-4 - SO2 Rate Annual v3.1, Unit 4229 and retrofits | 1330 | 1897 | Rate Constraint in lbs/MMBtu | FALSE | L | Annual | Qualifying Generation | TWh | 0 | 0 | 0 | 0 | 0 | 0 | 0
Unit San Juan 1-4 - SO2 Rate Annual v3.1, Unit 4229 and retrofits | 1330 | 1897 | Rate Constraint in lbs/MMBtu | FALSE | L | Annual | Rate | lb/MWh | 0 | 0 | 0 | 0 | 0 | 0 | 0
Unit San Juan 1-4 - SO2 Rate Annual v3.1, Unit 4229 and retrofits | 1330 | 1897 | Rate Constraint in lbs/MMBtu | FALSE | L | Annual | Constraint Shadow Price | US2011$/Ton | 0 | 0 | 0 | 0 | 0 | 0 | 0
Unit Sheldon 1 - SO2 Rate Annual v4.10, Unit 3699 and retrofits | 1331 | 2223 | Rate Constraint in lbs/MMBtu | FALSE | L | Annual | Seasons Included | Seasons | Winter, Summer | Winter, Summer | Winter, Summer | Winter, Summer | Winter, Summer | Winter, Summer | Winter, Summer
Unit Sheldon 1 - SO2 Rate Annual v4.10, Unit 3699 and retrofits | 1331 | 2223 | Rate Constraint in lbs/MMBtu | FALSE | L | Annual | Standard | lb/MMBtu | 0.60888 | 0.60888 | 0.60888 | 0.60888 | 0.60888 | 0.60888 | 0.60888
Unit Sheldon 1 - SO2 Rate Annual v4.10, Unit 3699 and retrofits | 1331 | 2223 | Rate Constraint in lbs/MMBtu | FALSE | L | Annual | Emissions at Affected Plants SO2 | Thousand Tons | 0.74169 | 0.74169 | 0.78488 | 0.70979 | 0.66017 | 0.70979 | 0.75113
Unit Sheldon 1 - SO2 Rate Annual v4.10, Unit 3699 and retrofits | 1331 | 2223 | Rate Constraint in lbs/MMBtu | FALSE | L | Annual | Allowances Purchased SO2 | Thousand Tons | 0 | 0 | 0 | 0 | 0 | 0 | 0
Unit Sheldon 1 - SO2 Rate Annual v4.10, Unit 3699 and retrofits | 1331 | 2223 | Rate Constraint in lbs/MMBtu | FALSE | L | Annual | Allowances Sold SO2 | Thousand Tons | 0 | 0 | 0 | 0 | 0 | 0 | 0
Unit Sheldon 1 - SO2 Rate Annual v4.10, Unit 3699 and retrofits | 1331 | 2223 | Rate Constraint in lbs/MMBtu | FALSE | L | Annual | Allowances Banked | Thousand Tons | 0 | 0 | 0 | 0 | 0 | 0 | 0
Unit Sheldon 1 - SO2 Rate Annual v4.10, Unit 3699 and retrofits | 1331 | 2223 | Rate Constraint in lbs/MMBtu | FALSE | L | Annual | Allowances Withdrawn (1:1) | Thousand Tons | 0 | 0 | 0 | 0 | 0 | 0 | 0
Unit Sheldon 1 - SO2 Rate Annual v4.10, Unit 3699 and retrofits | 1331 | 2223 | Rate Constraint in lbs/MMBtu | FALSE | L | Annual | Allowances Withdrawn (n:1) | Thousand Tons | 0 | 0 | 0 | 0 | 0 | 0 | 0
Unit Sheldon 1 - SO2 Rate Annual v4.10, Unit 3699 and retrofits | 1331 | 2223 | Rate Constraint in lbs/MMBtu | FALSE | L | Annual | Net Emissions Allowance Position | Thousand Tons | 0.74169 | 0.74169 | 0.78488 | 0.70979 | 0.66017 | 0.70979 | 0.75113
Unit Sheldon 1 - SO2 Rate Annual v4.10, Unit 3699 and retrofits | 1331 | 2223 | Rate Constraint in lbs/MMBtu | FALSE | L | Annual | Fuel Consumed | TBtu | 8.5251 | 8.5251 | 9.0217 | 8.1586 | 7.5881 | 8.1586 | 8.6337
Unit Sheldon 1 - SO2 Rate Annual v4.10, Unit 3699 and retrofits | 1331 | 2223 | Rate Constraint in lbs/MMBtu | FALSE | L | Annual | Rate | lb/MMBtu | 0.174 | 0.174 | 0.174 | 0.174 | 0.174 | 0.174 | 0.174
Unit Sheldon 1 - SO2 Rate Annual v4.10, Unit 3699 and retrofits | 1331 | 2223 | Rate Constraint in lbs/MMBtu | FALSE | L | Annual | Generation | TWh | 0.73541 | 0.73541 | 0.77824 | 0.73541 | 0.684 | 0.73541 | 0.77824
Unit Sheldon 1 - SO2 Rate Annual v4.10, Unit 3699 and retrofits | 1331 | 2223 | Rate Constraint in lbs/MMBtu | FALSE | L | Annual | Qualifying Generation | TWh | 0.73541 | 0.73541 | 0.77824 | 0.73541 | 0.684 | 0.73541 | 0.77824
Unit Sheldon 1 - SO2 Rate Annual v4.10, Unit 3699 and retrofits | 1331 | 2223 | Rate Constraint in lbs/MMBtu | FALSE | L | Annual | Rate | lb/MWh | 1.0085 | 1.0085 | 1.0085 | 0.96516 | 0.96516 | 0.96516 | 0.96516
Unit Sheldon 1 - SO2 Rate Annual v4.10, Unit 3699 and retrofits | 1331 | 2223 | Rate Constraint in lbs/MMBtu | FALSE | L | Annual | Constraint Shadow Price | US2011$/Ton | 0 | 0 | 0 | 0 | 0 | 0 | 0
Unit Sheldon 2 - SO2 Rate Annual v4.10, Unit 3700 and retrofits | 1332 | 2224 | Rate Constraint in lbs/MMBtu | FALSE | L | Annual | Seasons Included | Seasons | Winter, Summer | Winter, Summer | Winter, Summer | Winter, Summer | Winter, Summer | Winter, Summer | Winter, Summer
Unit Sheldon 2 - SO2 Rate Annual v4.10, Unit 3700 and retrofits | 1332 | 2224 | Rate Constraint in lbs/MMBtu | FALSE | L | Annual | Standard | lb/MMBtu | 0.5884 | 0.5884 | 0.5884 | 0.5884 | 0.5884 | 0.5884 | 0.5884
Unit Sheldon 2 - SO2 Rate Annual v4.10, Unit 3700 and retrofits | 1332 | 2224 | Rate Constraint in lbs/MMBtu | FALSE | L | Annual | Emissions at Affected Plants SO2 | Thousand Tons | 0.84867 | 0.84867 | 0.8981 | 0.85948 | 0.75539 | 0.83716 | 0.85948
Unit Sheldon 2 - SO2 Rate Annual v4.10, Unit 3700 and retrofits | 1332 | 2224 | Rate Constraint in lbs/MMBtu | FALSE | L | Annual | Allowances Purchased SO2 | Thousand Tons | 0 | 0 | 0 | 0 | 0 | 0 | 0
Unit Sheldon 2 - SO2 Rate Annual v4.10, Unit 3700 and retrofits | 1332 | 2224 | Rate Constraint in lbs/MMBtu | FALSE | L | Annual | Allowances Sold SO2 | Thousand Tons | 0 | 0 | 0 | 0 | 0 | 0 | 0
Unit Sheldon 2 - SO2 Rate Annual v4.10, Unit 3700 and retrofits | 1332 | 2224 | Rate Constraint in lbs/MMBtu | FALSE | L | Annual | Allowances Banked | Thousand Tons | 0 | 0 | 0 | 0 | 0 | 0 | 0
Unit Sheldon 2 - SO2 Rate Annual v4.10, Unit 3700 and retrofits | 1332 | 2224 | Rate Constraint in lbs/MMBtu | FALSE | L | Annual | Allowances Withdrawn (1:1) | Thousand Tons | 0 | 0 | 0 | 0 | 0 | 0 | 0
Unit Sheldon 2 - SO2 Rate Annual v4.10, Unit 3700 and retrofits | 1332 | 2224 | Rate Constraint in lbs/MMBtu | FALSE | L | Annual | Allowances Withdrawn (n:1) | Thousand Tons | 0 | 0 | 0 | 0 | 0 | 0 | 0
Unit Sheldon 2 - SO2 Rate Annual v4.10, Unit 3700 and retrofits | 1332 | 2224 | Rate Constraint in lbs/MMBtu | FALSE | L | Annual | Net Emissions Allowance Position | Thousand Tons | 0.84867 | 0.84867 | 0.8981 | 0.85948 | 0.75539 | 0.83716 | 0.85948
Unit Sheldon 2 - SO2 Rate Annual v4.10, Unit 3700 and retrofits | 1332 | 2224 | Rate Constraint in lbs/MMBtu | FALSE | L | Annual | Fuel Consumed | TBtu | 9.7548 | 9.7548 | 10.323 | 9.8791 | 8.6827 | 9.6225 | 9.8791
Unit Sheldon 2 - SO2 Rate Annual v4.10, Unit 3700 and retrofits | 1332 | 2224 | Rate Constraint in lbs/MMBtu | FALSE | L | Annual | Rate | lb/MMBtu | 0.174 | 0.174 | 0.174 | 0.174 | 0.174 | 0.174 | 0.174
Unit Sheldon 2 - SO2 Rate Annual v4.10, Unit 3700 and retrofits | 1332 | 2224 | Rate Constraint in lbs/MMBtu | FALSE | L | Annual | Generation | TWh | 0.84047 | 0.84047 | 0.88942 | 0.88942 | 0.78171 | 0.86632 | 0.88942
Unit Sheldon 2 - SO2 Rate Annual v4.10, Unit 3700 and retrofits | 1332 | 2224 | Rate Constraint in lbs/MMBtu | FALSE | L | Annual | Qualifying Generation | TWh | 0.84047 | 0.84047 | 0.88942 | 0.88942 | 0.78171 | 0.86632 | 0.88942
Unit Sheldon 2 - SO2 Rate Annual v4.10, Unit 3700 and retrofits | 1332 | 2224 | Rate Constraint in lbs/MMBtu | FALSE | L | Annual | Rate | lb/MWh | 1.0098 | 1.0098 | 1.0098 | 0.96634 | 0.96634 | 0.96634 | 0.96634
Unit Sheldon 2 - SO2 Rate Annual v4.10, Unit 3700 and retrofits | 1332 | 2224 | Rate Constraint in lbs/MMBtu | FALSE | L | Annual | Constraint Shadow Price | US2011$/Ton | 0 | 0 | 0 | 0 | 0 | 0 | 0
Unit Whelan Energy Center 1- SO2 Rate Annual v4.10, Unit 3701 and retrofits | 1333 | 2229 | Rate Constraint in lbs/MMBtu | FALSE | L | Annual | Seasons Included | Seasons | Winter, Summer | Winter, Summer | Winter, Summer | Winter, Summer | Winter, Summer | Winter, Summer | Winter, Summer
Unit Whelan Energy Center 1- SO2 Rate Annual v4.10, Unit 3701 and retrofits | 1333 | 2229 | Rate Constraint in lbs/MMBtu | FALSE | L | Annual | Standard | lb/MMBtu | 0.6904 | 0.6904 | 0.6904 | 0.6904 | 0.6904 | 0.6904 | 0.6904
Unit Whelan Energy Center 1- SO2 Rate Annual v4.10, Unit 3701 and retrofits | 1333 | 2229 | Rate Constraint in lbs/MMBtu | FALSE | L | Annual | Emissions at Affected Plants SO2 | Thousand Tons | 0.89804 | 0.89804 | 0.89804 | 0.89804 | 0.85943 | 0.85943 | 0.85943
Unit Whelan Energy Center 1- SO2 Rate Annual v4.10, Unit 3701 and retrofits | 1333 | 2229 | Rate Constraint in lbs/MMBtu | FALSE | L | Annual | Allowances Purchased SO2 | Thousand Tons | 0 | 0 | 0 | 0 | 0 | 0 | 0
Unit Whelan Energy Center 1- SO2 Rate Annual v4.10, Unit 3701 and retrofits | 1333 | 2229 | Rate Constraint in lbs/MMBtu | FALSE | L | Annual | Allowances Sold SO2 | Thousand Tons | 0 | 0 | 0 | 0 | 0 | 0 | 0
Unit Whelan Energy Center 1- SO2 Rate Annual v4.10, Unit 3701 and retrofits | 1333 | 2229 | Rate Constraint in lbs/MMBtu | FALSE | L | Annual | Allowances Banked | Thousand Tons | 0 | 0 | 0 | 0 | 0 | 0 | 0
Unit Whelan Energy Center 1- SO2 Rate Annual v4.10, Unit 3701 and retrofits | 1333 | 2229 | Rate Constraint in lbs/MMBtu | FALSE | L | Annual | Allowances Withdrawn (1:1) | Thousand Tons | 0 | 0 | 0 | 0 | 0 | 0 | 0
Unit Whelan Energy Center 1- SO2 Rate Annual v4.10, Unit 3701 and retrofits | 1333 | 2229 | Rate Constraint in lbs/MMBtu | FALSE | L | Annual | Allowances Withdrawn (n:1) | Thousand Tons | 0 | 0 | 0 | 0 | 0 | 0 | 0
Unit Whelan Energy Center 1- SO2 Rate Annual v4.10, Unit 3701 and retrofits | 1333 | 2229 | Rate Constraint in lbs/MMBtu | FALSE | L | Annual | Net Emissions Allowance Position | Thousand Tons | 0.89804 | 0.89804 | 0.89804 | 0.89804 | 0.85943 | 0.85943 | 0.85943
Unit Whelan Energy Center 1- SO2 Rate Annual v4.10, Unit 3701 and retrofits | 1333 | 2229 | Rate Constraint in lbs/MMBtu | FALSE | L | Annual | Fuel Consumed | TBtu | 6.3691 | 6.3691 | 6.3691 | 6.3691 | 6.0952 | 6.0952 | 6.0952
Unit Whelan Energy Center 1- SO2 Rate Annual v4.10, Unit 3701 and retrofits | 1333 | 2229 | Rate Constraint in lbs/MMBtu | FALSE | L | Annual | Rate | lb/MMBtu | 0.282 | 0.282 | 0.282 | 0.282 | 0.282 | 0.282 | 0.282
Unit Whelan Energy Center 1- SO2 Rate Annual v4.10, Unit 3701 and retrofits | 1333 | 2229 | Rate Constraint in lbs/MMBtu | FALSE | L | Annual | Generation | TWh | 0.56097 | 0.56097 | 0.56097 | 0.56097 | 0.56097 | 0.56097 | 0.56097
Unit Whelan Energy Center 1- SO2 Rate Annual v4.10, Unit 3701 and retrofits | 1333 | 2229 | Rate Constraint in lbs/MMBtu | FALSE | L | Annual | Qualifying Generation | TWh | 0.56097 | 0.56097 | 0.56097 | 0.56097 | 0.56097 | 0.56097 | 0.56097
Unit Whelan Energy Center 1- SO2 Rate Annual v4.10, Unit 3701 and retrofits | 1333 | 2229 | Rate Constraint in lbs/MMBtu | FALSE | L | Annual | Rate | lb/MWh | 1.6009 | 1.6009 | 1.6009 | 1.6009 | 1.532 | 1.532 | 1.532
Unit Whelan Energy Center 1- SO2 Rate Annual v4.10, Unit 3701 and retrofits | 1333 | 2229 | Rate Constraint in lbs/MMBtu | FALSE | L | Annual | Constraint Shadow Price | US2011$/Ton | 0 | 0 | 0 | 0 | 0 | 0 | 0
UT Hg Rule - MER Removal Annual v.4.10 | 1334 | 2215 | MACT Fuel Choice Floor in lbs/MMBtu | FALSE | L | Annual | Seasons Included | Seasons | Winter, Summer | Winter, Summer | Winter, Summer | Winter, Summer | Winter, Summer | Winter, Summer | Winter, Summer
UT Hg Rule - MER Removal Annual v.4.10 | 1334 | 2215 | MACT Fuel Choice Floor in lbs/MMBtu | FALSE | L | Annual | Emission Floor | lbs/MMBtu | 6.5e-07 | 6.5e-07 | 6.5e-07 | 6.5e-07 | 6.5e-07 | 6.5e-07 | 6.5e-07
UT Hg Rule - MER Removal Annual v.4.10 | 1334 | 2215 | MACT Fuel Choice Floor in lbs/MMBtu | FALSE | L | Annual | Emissions at Affected Plants MER | lbs | 154.8494 | 154.8494 | 154.8494 | 145.7995 | 144.0673 | 150.3899 | 153.4727
UT Hg Rule - MER Removal Annual v.4.10 | 1334 | 2215 | MACT Fuel Choice Floor in lbs/MMBtu | FALSE | L | Annual | Allowances Purchased MER | lbs | 0 | 0 | 0 | 0 | 0 | 0 | 0
UT Hg Rule - MER Removal Annual v.4.10 | 1334 | 2215 | MACT Fuel Choice Floor in lbs/MMBtu | FALSE | L | Annual | Allowances Sold MER | lbs | 0 | 0 | 0 | 0 | 0 | 0 | 0
UT Hg Rule - MER Removal Annual v.4.10 | 1334 | 2215 | MACT Fuel Choice Floor in lbs/MMBtu | FALSE | L | Annual | Allowances Banked | lbs | 0 | 0 | 0 | 0 | 0 | 0 | 0
UT Hg Rule - MER Removal Annual v.4.10 | 1334 | 2215 | MACT Fuel Choice Floor in lbs/MMBtu | FALSE | L | Annual | Allowances Withdrawn (1:1) | lbs | 0 | 0 | 0 | 0 | 0 | 0 | 0
UT Hg Rule - MER Removal Annual v.4.10 | 1334 | 2215 | MACT Fuel Choice Floor in lbs/MMBtu | FALSE | L | Annual | Allowances Withdrawn (n:1) | lbs | 0 | 0 | 0 | 0 | 0 | 0 | 0
UT Hg Rule - MER Removal Annual v.4.10 | 1334 | 2215 | MACT Fuel Choice Floor in lbs/MMBtu | FALSE | L | Annual | Net Emissions Allowance Position | lbs | 154.8494 | 154.8494 | 154.8494 | 145.7995 | 144.0673 | 150.3899 | 153.4727
UT Hg Rule - MER Removal Annual v.4.10 | 1334 | 2215 | MACT Fuel Choice Floor in lbs/MMBtu | FALSE | L | Annual | Fuel Consumed | TBtu | 330.8465 | 330.8465 | 330.8465 | 310.1373 | 303.7254 | 310.1373 | 310.3514
UT Hg Rule - MER Removal Annual v.4.10 | 1334 | 2215 | MACT Fuel Choice Floor in lbs/MMBtu | FALSE | L | Annual | Rate | lb/MMBtu | 4.6804e-07 | 4.6804e-07 | 4.6804e-07 | 4.7011e-07 | 4.7433e-07 | 4.8491e-07 | 4.9451e-07
UT Hg Rule - MER Removal Annual v.4.10 | 1334 | 2215 | MACT Fuel Choice Floor in lbs/MMBtu | FALSE | L | Annual | Generation | TWh | 32.9284 | 32.9284 | 32.9284 | 31.0046 | 30.4067 | 31.0046 | 30.9952
UT Hg Rule - MER Removal Annual v.4.10 | 1334 | 2215 | MACT Fuel Choice Floor in lbs/MMBtu | FALSE | L | Annual | Qualifying Generation | TWh | 32.9284 | 32.9284 | 32.9284 | 31.0046 | 30.4067 | 31.0046 | 30.9952
UT Hg Rule - MER Removal Annual v.4.10 | 1334 | 2215 | MACT Fuel Choice Floor in lbs/MMBtu | FALSE | L | Annual | Constraint Shadow Price | US2011$/Lb | 0 | 0 | 0 | 0 | 0 | 0 | 0
WA - CO2 Penalty Annual v5.13 | 1335 | 6028 | Rate Constraint in MTons | FALSE | L | Annual | Seasons Included | Seasons | Winter, Summer | Winter, Summer | Winter, Summer | Winter, Summer | Winter, Summer | Winter, Summer | Winter, Summer
WA - CO2 Penalty Annual v5.13 | 1335 | 6028 | Rate Constraint in MTons | FALSE | L | Annual | Standard | Thousand Tons | 0 | 0 | 0 | 0 | 0 | 0 | 0
WA - CO2 Penalty Annual v5.13 | 1335 | 6028 | Rate Constraint in MTons | FALSE | L | Annual | Standard CO2 | Thousand Tons | 0 | 0 | 0 | 0 | 0 | 0 | 0
WA - CO2 Penalty Annual v5.13 | 1335 | 6028 | Rate Constraint in MTons | FALSE | L | Annual | Emissions at Affected Plants CO2 | Thousand Tons | 0 | 0 | 0 | 0 | 0 | 0 | 0
WA - CO2 Penalty Annual v5.13 | 1335 | 6028 | Rate Constraint in MTons | FALSE | L | Annual | Allowances Purchased CO2 | Thousand Tons | 0 | 0 | 0 | 0 | 0 | -7.038e-08 | 0
WA - CO2 Penalty Annual v5.13 | 1335 | 6028 | Rate Constraint in MTons | FALSE | L | Annual | Allowances Sold CO2 | Thousand Tons | 0 | 0 | 0 | 0 | 0 | 0 | 0
WA - CO2 Penalty Annual v5.13 | 1335 | 6028 | Rate Constraint in MTons | FALSE | L | Annual | Allowances Banked | Thousand Tons | 0 | 0 | 0 | 0 | 0 | 0 | 0
WA - CO2 Penalty Annual v5.13 | 1335 | 6028 | Rate Constraint in MTons | FALSE | L | Annual | Allowances Withdrawn (1:1) | Thousand Tons | 0 | 0 | 0 | 0 | 0 | 0 | 0
WA - CO2 Penalty Annual v5.13 | 1335 | 6028 | Rate Constraint in MTons | FALSE | L | Annual | Allowances Withdrawn (n:1) | Thousand Tons | 0 | 0 | 0 | 0 | 0 | 0 | 0
WA - CO2 Penalty Annual v5.13 | 1335 | 6028 | Rate Constraint in MTons | FALSE | L | Annual | Net Emissions Allowance Position | Thousand Tons | 0 | 0 | 0 | 0 | 0 | -7.038e-08 | 0
WA - CO2 Penalty Annual v5.13 | 1335 | 6028 | Rate Constraint in MTons | FALSE | L | Annual | Fuel Consumed | TBtu | 0 | 0 | 0 | 0 | 0 | 0 | 0
WA - CO2 Penalty Annual v5.13 | 1335 | 6028 | Rate Constraint in MTons | FALSE | L | Annual | Rate | lb/MMBtu | 0 | 0 | 0 | 0 | 0 | 0 | 0
WA - CO2 Penalty Annual v5.13 | 1335 | 6028 | Rate Constraint in MTons | FALSE | L | Annual | Generation | TWh | 0 | 0 | 0 | 0 | 0 | 0 | 0
WA - CO2 Penalty Annual v5.13 | 1335 | 6028 | Rate Constraint in MTons | FALSE | L | Annual | Qualifying Generation | TWh | 0 | 0 | 0 | 0 | 0 | 0 | 0
WA - CO2 Penalty Annual v5.13 | 1335 | 6028 | Rate Constraint in MTons | FALSE | L | Annual | Rate | lb/MWh | 0 | 0 | 0 | 0 | 0 | 0 | 0
WA - CO2 Penalty Annual v5.13 | 1335 | 6028 | Rate Constraint in MTons | FALSE | L | Annual | Constraint Shadow Price | US2011$/Ton | 0 | 0 | 1.8724 | 1.8723 | 1.8723 | 1.8724 | 1.8729
WA - CO2 Rate Limit (New Advanced Coal with CCS) | 1336 | 2428 | Rate Constraint in lbs/MWh | FALSE | L | Annual | Seasons Included | Seasons | Winter, Summer | Winter, Summer | Winter, Summer | Winter, Summer | Winter, Summer | Winter, Summer | Winter, Summer
WA - CO2 Rate Limit (New Advanced Coal with CCS) | 1336 | 2428 | Rate Constraint in lbs/MWh | FALSE | L | Annual | Standard | lb/MWh | 1100 | 1100 | 1100 | 1100 | 1100 | 1100 | 1100
WA - CO2 Rate Limit (New Advanced Coal with CCS) | 1336 | 2428 | Rate Constraint in lbs/MWh | FALSE | L | Annual | Emissions at Affected Plants CO2 | Thousand Tons | 0 | 0 | 0 | 0 | 0 | 0 | 0
WA - CO2 Rate Limit (New Advanced Coal with CCS) | 1336 | 2428 | Rate Constraint in lbs/MWh | FALSE | L | Annual | Allowances Purchased CO2 | Thousand Tons | 0 | 0 | 0 | 0 | 0 | 0 | 0
WA - CO2 Rate Limit (New Advanced Coal with CCS) | 1336 | 2428 | Rate Constraint in lbs/MWh | FALSE | L | Annual | Allowances Sold CO2 | Thousand Tons | 0 | 0 | 0 | 0 | 0 | 0 | 0
WA - CO2 Rate Limit (New Advanced Coal with CCS) | 1336 | 2428 | Rate Constraint in lbs/MWh | FALSE | L | Annual | Allowances Banked | Thousand Tons | 0 | 0 | 0 | 0 | 0 | 0 | 0
WA - CO2 Rate Limit (New Advanced Coal with CCS) | 1336 | 2428 | Rate Constraint in lbs/MWh | FALSE | L | Annual | Allowances Withdrawn (1:1) | Thousand Tons | 0 | 0 | 0 | 0 | 0 | 0 | 0
WA - CO2 Rate Limit (New Advanced Coal with CCS) | 1336 | 2428 | Rate Constraint in lbs/MWh | FALSE | L | Annual | Allowances Withdrawn (n:1) | Thousand Tons | 0 | 0 | 0 | 0 | 0 | 0 | 0
WA - CO2 Rate Limit (New Advanced Coal with CCS) | 1336 | 2428 | Rate Constraint in lbs/MWh | FALSE | L | Annual | Net Emissions Allowance Position | Thousand Tons | 0 | 0 | 0 | 0 | 0 | 0 | 0
WA - CO2 Rate Limit (New Advanced Coal with CCS) | 1336 | 2428 | Rate Constraint in lbs/MWh | FALSE | L | Annual | Fuel Consumed | TBtu | 0 | 0 | 0 | 0 | 0 | 0 | 0
WA - CO2 Rate Limit (New Advanced Coal with CCS) | 1336 | 2428 | Rate Constraint in lbs/MWh | FALSE | L | Annual | Rate | lb/MMBtu | 0 | 0 | 0 | 0 | 0 | 0 | 0
WA - CO2 Rate Limit (New Advanced Coal with CCS) | 1336 | 2428 | Rate Constraint in lbs/MWh | FALSE | L | Annual | Generation | TWh | 0 | 0 | 0 | 0 | 0 | 0 | 0
WA - CO2 Rate Limit (New Advanced Coal with CCS) | 1336 | 2428 | Rate Constraint in lbs/MWh | FALSE | L | Annual | Qualifying Generation | TWh | 0 | 0 | 0 | 0 | 0 | 0 | 0
WA - CO2 Rate Limit (New Advanced Coal with CCS) | 1336 | 2428 | Rate Constraint in lbs/MWh | FALSE | L | Annual | Constraint Shadow Price | US2011$/Ton | 0 | 0 | 0 | 0 | 0 | 0 | 0
WA - CO2 Rate Limit (New SPC and IGCC without CCS) | 1337 | 2429 | Rate Constraint in lbs/MWh | FALSE | L | Annual | Seasons Included | Seasons | Winter, Summer | Winter, Summer | Winter, Summer | Winter, Summer | Winter, Summer | Winter, Summer | Winter, Summer
WA - CO2 Rate Limit (New SPC and IGCC without CCS) | 1337 | 2429 | Rate Constraint in lbs/MWh | FALSE | L | Annual | Standard | lb/MWh | 1100 | 1100 | 1100 | 1100 | 1100 | 1100 | 1100
WA - CO2 Rate Limit (New SPC and IGCC without CCS) | 1337 | 2429 | Rate Constraint in lbs/MWh | FALSE | L | Annual | Emissions at Affected Plants CO2 | Thousand Tons | 0 | 0 | 0 | 0 | 0 | 0 | 0
WA - CO2 Rate Limit (New SPC and IGCC without CCS) | 1337 | 2429 | Rate Constraint in lbs/MWh | FALSE | L | Annual | Allowances Purchased CO2 | Thousand Tons | 0 | 0 | 0 | 0 | 0 | 0 | 0
WA - CO2 Rate Limit (New SPC and IGCC without CCS) | 1337 | 2429 | Rate Constraint in lbs/MWh | FALSE | L | Annual | Allowances Sold CO2 | Thousand Tons | 0 | 0 | 0 | 0 | 0 | 0 | 0
WA - CO2 Rate Limit (New SPC and IGCC without CCS) | 1337 | 2429 | Rate Constraint in lbs/MWh | FALSE | L | Annual | Allowances Banked | Thousand Tons | 0 | 0 | 0 | 0 | 0 | 0 | 0
WA - CO2 Rate Limit (New SPC and IGCC without CCS) | 1337 | 2429 | Rate Constraint in lbs/MWh | FALSE | L | Annual | Allowances Withdrawn (1:1) | Thousand Tons | 0 | 0 | 0 | 0 | 0 | 0 | 0
WA - CO2 Rate Limit (New SPC and IGCC without CCS) | 1337 | 2429 | Rate Constraint in lbs/MWh | FALSE | L | Annual | Allowances Withdrawn (n:1) | Thousand Tons | 0 | 0 | 0 | 0 | 0 | 0 | 0
WA - CO2 Rate Limit (New SPC and IGCC without CCS) | 1337 | 2429 | Rate Constraint in lbs/MWh | FALSE | L | Annual | Net Emissions Allowance Position | Thousand Tons | 0 | 0 | 0 | 0 | 0 | 0 | 0
WA - CO2 Rate Limit (New SPC and IGCC without CCS) | 1337 | 2429 | Rate Constraint in lbs/MWh | FALSE | L | Annual | Fuel Consumed | TBtu | 0 | 0 | 0 | 0 | 0 | 0 | 0
WA - CO2 Rate Limit (New SPC and IGCC without CCS) | 1337 | 2429 | Rate Constraint in lbs/MWh | FALSE | L | Annual | Rate | lb/MMBtu | 0 | 0 | 0 | 0 | 0 | 0 | 0
WA - CO2 Rate Limit (New SPC and IGCC without CCS) | 1337 | 2429 | Rate Constraint in lbs/MWh | FALSE | L | Annual | Generation | TWh | 0 | 0 | 0 | 0 | 0 | 0 | 0
WA - CO2 Rate Limit (New SPC and IGCC without CCS) | 1337 | 2429 | Rate Constraint in lbs/MWh | FALSE | L | Annual | Qualifying Generation | TWh | 0 | 0 | 0 | 0 | 0 | 0 | 0
WA - CO2 Rate Limit (New SPC and IGCC without CCS) | 1337 | 2429 | Rate Constraint in lbs/MWh | FALSE | L | Annual | Constraint Shadow Price | US2011$/Ton | 0 | 0 | 103.6286 | 73.5593 | 116.8159 | 163.0281 | 179.1678
WI CC NGas NOx Annual Rate v3.1 | 1338 | 1938 | Rate Constraint in lbs/MMBtu | FALSE | L | Annual | Seasons Included | Seasons | Winter, Summer | Winter, Summer | Winter, Summer | Winter, Summer | Winter, Summer | Winter, Summer | Winter, Summer
WI CC NGas NOx Annual Rate v3.1 | 1338 | 1938 | Rate Constraint in lbs/MMBtu | FALSE | L | Annual | Standard | lb/MMBtu | 0.04 | 0.04 | 0.04 | 0.04 | 0.04 | 0.04 | 0.04
WI CC NGas NOx Annual Rate v3.1 | 1338 | 1938 | Rate Constraint in lbs/MMBtu | FALSE | L | Annual | Emissions at Affected Plants NOX | Thousand Tons | 0.67523 | 0.64999 | 0.53482 | 0.44844 | 0.80439 | 0.47608 | 0.56155
WI CC NGas NOx Annual Rate v3.1 | 1338 | 1938 | Rate Constraint in lbs/MMBtu | FALSE | L | Annual | Allowances Purchased NOX | Thousand Tons | 0 | 0 | 0 | 0 | 0 | 0 | 0
WI CC NGas NOx Annual Rate v3.1 | 1338 | 1938 | Rate Constraint in lbs/MMBtu | FALSE | L | Annual | Allowances Sold NOX | Thousand Tons | 0 | 0 | 0 | 0 | 0 | 0 | 0
WI CC NGas NOx Annual Rate v3.1 | 1338 | 1938 | Rate Constraint in lbs/MMBtu | FALSE | L | Annual | Allowances Banked | Thousand Tons | 0 | 0 | 0 | 0 | 0 | 0 | 0
WI CC NGas NOx Annual Rate v3.1 | 1338 | 1938 | Rate Constraint in lbs/MMBtu | FALSE | L | Annual | Allowances Withdrawn (1:1) | Thousand Tons | 0 | 0 | 0 | 0 | 0 | 0 | 0
WI CC NGas NOx Annual Rate v3.1 | 1338 | 1938 | Rate Constraint in lbs/MMBtu | FALSE | L | Annual | Allowances Withdrawn (n:1) | Thousand Tons | 0 | 0 | 0 | 0 | 0 | 0 | 0
WI CC NGas NOx Annual Rate v3.1 | 1338 | 1938 | Rate Constraint in lbs/MMBtu | FALSE | L | Annual | Net Emissions Allowance Position | Thousand Tons | 0.67523 | 0.64999 | 0.53482 | 0.44844 | 0.80439 | 0.47608 | 0.56155
WI CC NGas NOx Annual Rate v3.1 | 1338 | 1938 | Rate Constraint in lbs/MMBtu | FALSE | L | Annual | Fuel Consumed | TBtu | 99.1259 | 95.7806 | 76.7176 | 62.8574 | 120.1894 | 67.6078 | 83.1844
WI CC NGas NOx Annual Rate v3.1 | 1338 | 1938 | Rate Constraint in lbs/MMBtu | FALSE | L | Annual | Rate | lb/MMBtu | 0.013624 | 0.013572 | 0.013943 | 0.014268 | 0.013385 | 0.014084 | 0.013501
WI CC NGas NOx Annual Rate v3.1 | 1338 | 1938 | Rate Constraint in lbs/MMBtu | FALSE | L | Annual | Generation | TWh | 13.7836 | 13.3186 | 10.7314 | 8.8341 | 16.6966 | 9.5151 | 11.9242
WI CC NGas NOx Annual Rate v3.1 | 1338 | 1938 | Rate Constraint in lbs/MMBtu | FALSE | L | Annual | Qualifying Generation | TWh | 13.7836 | 13.3186 | 10.7314 | 8.8341 | 16.6966 | 9.5151 | 11.9242
WI CC NGas NOx Annual Rate v3.1 | 1338 | 1938 | Rate Constraint in lbs/MMBtu | FALSE | L | Annual | Rate | lb/MWh | 0.048988 | 0.048803 | 0.049837 | 0.050762 | 0.048177 | 0.050034 | 0.047093
WI CC NGas NOx Annual Rate v3.1 | 1338 | 1938 | Rate Constraint in lbs/MMBtu | FALSE | L | Annual | Constraint Shadow Price | US2011$/Ton | 0 | 0 | 0 | 0 | 0 | 0 | 0
WI CoalUnits1 NOx Annual Rate v3.1 | 1339 | 1930 | Rate Constraint in lbs/MMBtu | FALSE | L | Annual | Seasons Included | Seasons | Winter, Summer | Winter, Summer | Winter, Summer | Winter, Summer | Winter, Summer | Winter, Summer | Winter, Summer
WI CoalUnits1 NOx Annual Rate v3.1 | 1339 | 1930 | Rate Constraint in lbs/MMBtu | FALSE | L | Annual | Standard | lb/MMBtu | 0.1 | 0.1 | 0.1 | 0.1 | 0.1 | 0.1 | 0.1
WI CoalUnits1 NOx Annual Rate v3.1 | 1339 | 1930 | Rate Constraint in lbs/MMBtu | FALSE | L | Annual | Emissions at Affected Plants NOX | Thousand Tons | 8.1749 | 8.2024 | 8.5353 | 7.9008 | 6.0359 | 7.9008 | 7.8109
WI CoalUnits1 NOx Annual Rate v3.1 | 1339 | 1930 | Rate Constraint in lbs/MMBtu | FALSE | L | Annual | Allowances Purchased NOX | Thousand Tons | 0 | 0 | 0 | 0 | 0 | 0 | 0
WI CoalUnits1 NOx Annual Rate v3.1 | 1339 | 1930 | Rate Constraint in lbs/MMBtu | FALSE | L | Annual | Allowances Sold NOX | Thousand Tons | 0 | 0 | 0 | 0 | 0 | 0 | 0
WI CoalUnits1 NOx Annual Rate v3.1 | 1339 | 1930 | Rate Constraint in lbs/MMBtu | FALSE | L | Annual | Allowances Banked | Thousand Tons | 0 | 0 | 0 | 0 | 0 | 0 | 0
WI CoalUnits1 NOx Annual Rate v3.1 | 1339 | 1930 | Rate Constraint in lbs/MMBtu | FALSE | L | Annual | Allowances Withdrawn (1:1) | Thousand Tons | 0 | 0 | 0 | 0 | 0 | 0 | 0
WI CoalUnits1 NOx Annual Rate v3.1 | 1339 | 1930 | Rate Constraint in lbs/MMBtu | FALSE | L | Annual | Allowances Withdrawn (n:1) | Thousand Tons | 0 | 0 | 0 | 0 | 0 | 0 | 0
WI CoalUnits1 NOx Annual Rate v3.1 | 1339 | 1930 | Rate Constraint in lbs/MMBtu | FALSE | L | Annual | Net Emissions Allowance Position | Thousand Tons | 8.1749 | 8.2024 | 8.5353 | 7.9008 | 6.0359 | 7.9008 | 7.8109
WI CoalUnits1 NOx Annual Rate v3.1 | 1339 | 1930 | Rate Constraint in lbs/MMBtu | FALSE | L | Annual | Fuel Consumed | TBtu | 263.2532 | 264.0844 | 277.1932 | 254.789 | 197.3582 | 254.8331 | 252.1916
WI CoalUnits1 NOx Annual Rate v3.1 | 1339 | 1930 | Rate Constraint in lbs/MMBtu | FALSE | L | Annual | Rate | lb/MMBtu | 0.062107 | 0.062119 | 0.061584 | 0.062018 | 0.061167 | 0.062008 | 0.061945
WI CoalUnits1 NOx Annual Rate v3.1 | 1339 | 1930 | Rate Constraint in lbs/MMBtu | FALSE | L | Annual | Generation | TWh | 24.9045 | 25.0138 | 26.3293 | 24.8461 | 19.3089 | 24.8461 | 24.5935
WI CoalUnits1 NOx Annual Rate v3.1 | 1339 | 1930 | Rate Constraint in lbs/MMBtu | FALSE | L | Annual | Qualifying Generation | TWh | 24.9045 | 25.0138 | 26.3293 | 24.8461 | 19.3089 | 24.8461 | 24.5935
WI CoalUnits1 NOx Annual Rate v3.1 | 1339 | 1930 | Rate Constraint in lbs/MMBtu | FALSE | L | Annual | Rate | lb/MWh | 0.32825 | 0.32791 | 0.32417 | 0.31799 | 0.3126 | 0.31799 | 0.3176
WI CoalUnits1 NOx Annual Rate v3.1 | 1339 | 1930 | Rate Constraint in lbs/MMBtu | FALSE | L | Annual | Constraint Shadow Price | US2011$/Ton | 0 | 0 | 0 | 0 | 0 | 0 | 0
WI CT DFO NOx Annual Rate v3.1 | 1340 | 1940 | Rate Constraint in lbs/MMBtu | FALSE | L | Annual | Seasons Included | Seasons | Winter, Summer | Winter, Summer | Winter, Summer | Winter, Summer | Winter, Summer | Winter, Summer | Winter, Summer
WI CT DFO NOx Annual Rate v3.1 | 1340 | 1940 | Rate Constraint in lbs/MMBtu | FALSE | L | Annual | Standard | lb/MMBtu | 0.28 | 0.28 | 0.28 | 0.28 | 0.28 | 0.28 | 0.28
WI CT DFO NOx Annual Rate v3.1 | 1340 | 1940 | Rate Constraint in lbs/MMBtu | FALSE | L | Annual | Emissions at Affected Plants NOX | Thousand Tons | 0.003359 | 1.7657e-07 | 6.8568e-08 | 5.3854e-08 | 0.003359 | 0.0017576 | 0.0017576
WI CT DFO NOx Annual Rate v3.1 | 1340 | 1940 | Rate Constraint in lbs/MMBtu | FALSE | L | Annual | Allowances Purchased NOX | Thousand Tons | 0 | 0 | 0 | 0 | 0 | 0 | 0
WI CT DFO NOx Annual Rate v3.1 | 1340 | 1940 | Rate Constraint in lbs/MMBtu | FALSE | L | Annual | Allowances Sold NOX | Thousand Tons | 0 | 0 | 0 | 0 | 0 | 0 | 0
WI CT DFO NOx Annual Rate v3.1 | 1340 | 1940 | Rate Constraint in lbs/MMBtu | FALSE | L | Annual | Allowances Banked | Thousand Tons | 0 | 0 | 0 | 0 | 0 | 0 | 0
WI CT DFO NOx Annual Rate v3.1 | 1340 | 1940 | Rate Constraint in lbs/MMBtu | FALSE | L | Annual | Allowances Withdrawn (1:1) | Thousand Tons | 0 | 0 | 0 | 0 | 0 | 0 | 0
WI CT DFO NOx Annual Rate v3.1 | 1340 | 1940 | Rate Constraint in lbs/MMBtu | FALSE | L | Annual | Allowances Withdrawn (n:1) | Thousand Tons | 0 | 0 | 0 | 0 | 0 | 0 | 0
WI CT DFO NOx Annual Rate v3.1 | 1340 | 1940 | Rate Constraint in lbs/MMBtu | FALSE | L | Annual | Net Emissions Allowance Position | Thousand Tons | 0.003359 | 1.7657e-07 | 6.8568e-08 | 5.3854e-08 | 0.003359 | 0.0017576 | 0.0017576
WI CT DFO NOx Annual Rate v3.1 | 1340 | 1940 | Rate Constraint in lbs/MMBtu | FALSE | L | Annual | Fuel Consumed | TBtu | 0.023993 | 3.2104e-05 | 1.2467e-05 | 9.7916e-06 | 0.023993 | 0.31957 | 0.31957
WI CT DFO NOx Annual Rate v3.1 | 1340 | 1940 | Rate Constraint in lbs/MMBtu | FALSE | L | Annual | Rate | lb/MMBtu | 0.28 | 0.011 | 0.011 | 0.011 | 0.28 | 0.011 | 0.011
WI CT DFO NOx Annual Rate v3.1 | 1340 | 1940 | Rate Constraint in lbs/MMBtu | FALSE | L | Annual | Generation | TWh | 0.0018816 | 3.2927e-06 | 1.2787e-06 | 1.0043e-06 | 0.0018816 | 0.032776 | 0.032776
WI CT DFO NOx Annual Rate v3.1 | 1340 | 1940 | Rate Constraint in lbs/MMBtu | FALSE | L | Annual | Qualifying Generation | TWh | 0.0018816 | 3.2927e-06 | 1.2787e-06 | 1.0043e-06 | 0.0018816 | 0.032776 | 0.032776
WI CT DFO NOx Annual Rate v3.1 | 1340 | 1940 | Rate Constraint in lbs/MMBtu | FALSE | L | Annual | Rate | lb/MWh | 1.7852 | 0.053625 | 0.053625 | 0.053625 | 1.7852 | 0.053625 | 0.053625
WI CT DFO NOx Annual Rate v3.1 | 1340 | 1940 | Rate Constraint in lbs/MMBtu | FALSE | L | Annual | Constraint Shadow Price | US2011$/Ton | 16671.3322 | 0 | 0 | 0 | 23778.1671 | 0 | 0
WI CT NGas NOx Annual Rate v3.1 | 1341 | 1939 | Rate Constraint in lbs/MMBtu | FALSE | L | Annual | Seasons Included | Seasons | Winter, Summer | Winter, Summer | Winter, Summer | Winter, Summer | Winter, Summer | Winter, Summer | Winter, Summer
WI CT NGas NOx Annual Rate v3.1 | 1341 | 1939 | Rate Constraint in lbs/MMBtu | FALSE | L | Annual | Standard | lb/MMBtu | 0.11 | 0.11 | 0.11 | 0.11 | 0.11 | 0.11 | 0.11
WI CT NGas NOx Annual Rate v3.1 | 1341 | 1939 | Rate Constraint in lbs/MMBtu | FALSE | L | Annual | Emissions at Affected Plants NOX | Thousand Tons | 0.086862 | 0.077701 | 0.062413 | 0.055533 | 0.052984 | 0.089019 | 0.10357
WI CT NGas NOx Annual Rate v3.1 | 1341 | 1939 | Rate Constraint in lbs/MMBtu | FALSE | L | Annual | Allowances Purchased NOX | Thousand Tons | 0 | 0 | 0 | 0 | 0 | 0 | 0
WI CT NGas NOx Annual Rate v3.1 | 1341 | 1939 | Rate Constraint in lbs/MMBtu | FALSE | L | Annual | Allowances Sold NOX | Thousand Tons | 0 | 0 | 0 | 0 | 0 | 0 | 0
WI CT NGas NOx Annual Rate v3.1 | 1341 | 1939 | Rate Constraint in lbs/MMBtu | FALSE | L | Annual | Allowances Banked | Thousand Tons | 0 | 0 | 0 | 0 | 0 | 0 | 0
WI CT NGas NOx Annual Rate v3.1 | 1341 | 1939 | Rate Constraint in lbs/MMBtu | FALSE | L | Annual | Allowances Withdrawn (1:1) | Thousand Tons | 0 | 0 | 0 | 0 | 0 | 0 | 0
WI CT NGas NOx Annual Rate v3.1 | 1341 | 1939 | Rate Constraint in lbs/MMBtu | FALSE | L | Annual | Allowances Withdrawn (n:1) | Thousand Tons | 0 | 0 | 0 | 0 | 0 | 0 | 0
WI CT NGas NOx Annual Rate v3.1 | 1341 | 1939 | Rate Constraint in lbs/MMBtu | FALSE | L | Annual | Net Emissions Allowance Position | Thousand Tons | 0.086862 | 0.077701 | 0.062413 | 0.055533 | 0.052984 | 0.089019 | 0.10357
WI CT NGas NOx Annual Rate v3.1 | 1341 | 1939 | Rate Constraint in lbs/MMBtu | FALSE | L | Annual | Fuel Consumed | TBtu | 3.8782 | 3.4066 | 2.6555 | 2.4719 | 2.3346 | 3.9566 | 4.6147
WI CT NGas NOx Annual Rate v3.1 | 1341 | 1939 | Rate Constraint in lbs/MMBtu | FALSE | L | Annual | Rate | lb/MMBtu | 0.044796 | 0.045618 | 0.047007 | 0.044931 | 0.04539 | 0.044998 | 0.044886
WI CT NGas NOx Annual Rate v3.1 | 1341 | 1939 | Rate Constraint in lbs/MMBtu | FALSE | L | Annual | Generation | TWh | 0.33613 | 0.28785 | 0.22337 | 0.20928 | 0.19825 | 0.33425 | 0.38976
WI CT NGas NOx Annual Rate v3.1 | 1341 | 1939 | Rate Constraint in lbs/MMBtu | FALSE | L | Annual | Qualifying Generation | TWh | 0.33613 | 0.28785 | 0.22337 | 0.20928 | 0.19825 | 0.33425 | 0.38976
WI CT NGas NOx Annual Rate v3.1 | 1341 | 1939 | Rate Constraint in lbs/MMBtu | FALSE | L | Annual | Rate | lb/MWh | 0.25842 | 0.26994 | 0.27941 | 0.26536 | 0.26726 | 0.26633 | 0.26572
WI CT NGas NOx Annual Rate v3.1 | 1341 | 1939 | Rate Constraint in lbs/MMBtu | FALSE | L | Annual | Constraint Shadow Price | US2011$/Ton | 0 | 0 | 0 | 0 | 0 | 0 | 0
WI CyclFired Coal Units NOx Annual Rate v3.1 | 1342 | 1937 | Rate Constraint in lbs/MMBtu | FALSE | L | Annual | Seasons Included | Seasons | Winter, Summer | Winter, Summer | Winter, Summer | Winter, Summer | Winter, Summer | Winter, Summer | Winter, Summer
WI CyclFired Coal Units NOx Annual Rate v3.1 | 1342 | 1937 | Rate Constraint in lbs/MMBtu | FALSE | L | Annual | Standard | lb/MMBtu | 0.15 | 0.15 | 0.15 | 0.15 | 0.15 | 0.15 | 0.15
WI CyclFired Coal Units NOx Annual Rate v3.1 | 1342 | 1937 | Rate Constraint in lbs/MMBtu | FALSE | L | Annual | Emissions at Affected Plants NOX | Thousand Tons | 0 | 0 | 0 | 0 | 0 | 0 | 0
WI CyclFired Coal Units NOx Annual Rate v3.1 | 1342 | 1937 | Rate Constraint in lbs/MMBtu | FALSE | L | Annual | Allowances Purchased NOX | Thousand Tons | 0 | 0 | 0 | 0 | 0 | 0 | 0
WI CyclFired Coal Units NOx Annual Rate v3.1 | 1342 | 1937 | Rate Constraint in lbs/MMBtu | FALSE | L | Annual | Allowances Sold NOX | Thousand Tons | 0 | 0 | 0 | 0 | 0 | 0 | 0
WI CyclFired Coal Units NOx Annual Rate v3.1 | 1342 | 1937 | Rate Constraint in lbs/MMBtu | FALSE | L | Annual | Allowances Banked | Thousand Tons | 0 | 0 | 0 | 0 | 0 | 0 | 0
WI CyclFired Coal Units NOx Annual Rate v3.1 | 1342 | 1937 | Rate Constraint in lbs/MMBtu | FALSE | L | Annual | Allowances Withdrawn (1:1) | Thousand Tons | 0 | 0 | 0 | 0 | 0 | 0 | 0
WI CyclFired Coal Units NOx Annual Rate v3.1 | 1342 | 1937 | Rate Constraint in lbs/MMBtu | FALSE | L | Annual | Allowances Withdrawn (n:1) | Thousand Tons | 0 | 0 | 0 | 0 | 0 | 0 | 0
WI CyclFired Coal Units NOx Annual Rate v3.1 | 1342 | 1937 | Rate Constraint in lbs/MMBtu | FALSE | L | Annual | Net Emissions Allowance Position | Thousand Tons | 0 | 0 | 0 | 0 | 0 | 0 | 0
WI CyclFired Coal Units NOx Annual Rate v3.1 | 1342 | 1937 | Rate Constraint in lbs/MMBtu | FALSE | L | Annual | Fuel Consumed | TBtu | 0 | 0 | 0 | 0 | 0 | 0 | 0
WI CyclFired Coal Units NOx Annual Rate v3.1 | 1342 | 1937 | Rate Constraint in lbs/MMBtu | FALSE | L | Annual | Rate | lb/MMBtu | 0 | 0 | 0 | 0 | 0 | 0 | 0
WI CyclFired Coal Units NOx Annual Rate v3.1 | 1342 | 1937 | Rate Constraint in lbs/MMBtu | FALSE | L | Annual | Generation | TWh | 0 | 0 | 0 | 0 | 0 | 0 | 0
WI CyclFired Coal Units NOx Annual Rate v3.1 | 1342 | 1937 | Rate Constraint in lbs/MMBtu | FALSE | L | Annual | Qualifying Generation | TWh | 0 | 0 | 0 | 0 | 0 | 0 | 0
WI CyclFired Coal Units NOx Annual Rate v3.1 | 1342 | 1937 | Rate Constraint in lbs/MMBtu | FALSE | L | Annual | Rate | lb/MWh | 0 | 0 | 0 | 0 | 0 | 0 | 0
WI CyclFired Coal Units NOx Annual Rate v3.1 | 1342 | 1937 | Rate Constraint in lbs/MMBtu | FALSE | L | Annual | Constraint Shadow Price | US2011$/Ton | 0 | 0 | 0 | 0 | 0 | 0 | 0
WI Large Coal Units Hg Rule v3.1, Unit 4256 and retrofits | 1343 | 2200 | MACT Fuel Choice Floor in lbs/MMBtu | FALSE | L | Annual | Seasons Included | Seasons | Winter, Summer | Winter, Summer | Winter, Summer | Winter, Summer | Winter, Summer | Winter, Summer | Winter, Summer
WI Large Coal Units Hg Rule v3.1, Unit 4256 and retrofits | 1343 | 2200 | MACT Fuel Choice Floor in lbs/MMBtu | FALSE | L | Annual | Emission Floor | lbs/MMBtu | 7.92e-07 | 7.92e-07 | 7.92e-07 | 7.92e-07 | 7.92e-07 | 7.92e-07 | 7.92e-07
WI Large Coal Units Hg Rule v3.1, Unit 4256 and retrofits | 1343 | 2200 | MACT Fuel Choice Floor in lbs/MMBtu | FALSE | L | Annual | Emissions at Affected Plants MER | lbs | 18.3708 | 18.3708 | 20.9944 | 18.0651 | 14.5245 | 17.5809 | 17.5809
WI Large Coal Units Hg Rule v3.1, Unit 4256 and retrofits | 1343 | 2200 | MACT Fuel Choice Floor in lbs/MMBtu | FALSE | L | Annual | Allowances Purchased MER | lbs | 0 | 0 | 0 | 0 | 0 | 0 | 0
WI Large Coal Units Hg Rule v3.1, Unit 4256 and retrofits | 1343 | 2200 | MACT Fuel Choice Floor in lbs/MMBtu | FALSE | L | Annual | Allowances Sold MER | lbs | 0 | 0 | 0 | 0 | 0 | 0 | 0
WI Large Coal Units Hg Rule v3.1, Unit 4256 and retrofits | 1343 | 2200 | MACT Fuel Choice Floor in lbs/MMBtu | FALSE | L | Annual | Allowances Banked | lbs | 0 | 0 | 0 | 0 | 0 | 0 | 0
WI Large Coal Units Hg Rule v3.1, Unit 4256 and retrofits | 1343 | 2200 | MACT Fuel Choice Floor in lbs/MMBtu | FALSE | L | Annual | Allowances Withdrawn (1:1) | lbs | 0 | 0 | 0 | 0 | 0 | 0 | 0
WI Large Coal Units Hg Rule v3.1, Unit 4256 and retrofits | 1343 | 2200 | MACT Fuel Choice Floor in lbs/MMBtu | FALSE | L | Annual | Allowances Withdrawn (n:1) | lbs | 0 | 0 | 0 | 0 | 0 | 0 | 0
WI Large Coal Units Hg Rule v3.1, Unit 4256 and retrofits | 1343 | 2200 | MACT Fuel Choice Floor in lbs/MMBtu | FALSE | L | Annual | Net Emissions Allowance Position | lbs | 18.3708 | 18.3708 | 20.9944 | 18.0651 | 14.5245 | 17.5809 | 17.5809
WI Large Coal Units Hg Rule v3.1, Unit 4256 and retrofits | 1343 | 2200 | MACT Fuel Choice Floor in lbs/MMBtu | FALSE | L | Annual | Fuel Consumed | TBtu | 34.2699 | 34.2699 | 39.164 | 33.6996 | 27.0947 | 32.7963 | 32.7963
WI Large Coal Units Hg Rule v3.1, Unit 4256 and retrofits | 1343 | 2200 | MACT Fuel Choice Floor in lbs/MMBtu | FALSE | L | Annual | Rate | lb/MMBtu | 5.3606e-07 | 5.3606e-07 | 5.3606e-07 | 5.3606e-07 | 5.3606e-07 | 5.3606e-07 | 5.3606e-07
WI Large Coal Units Hg Rule v3.1, Unit 4256 and retrofits | 1343 | 2200 | MACT Fuel Choice Floor in lbs/MMBtu | FALSE | L | Annual | Generation | TWh | 3.4593 | 3.4593 | 3.9533 | 3.5546 | 2.8579 | 3.4593 | 3.4593
WI Large Coal Units Hg Rule v3.1, Unit 4256 and retrofits | 1343 | 2200 | MACT Fuel Choice Floor in lbs/MMBtu | FALSE | L | Annual | Qualifying Generation | TWh | 3.4593 | 3.4593 | 3.9533 | 3.5546 | 2.8579 | 3.4593 | 3.4593
WI Large Coal Units Hg Rule v3.1, Unit 4256 and retrofits | 1343 | 2200 | MACT Fuel Choice Floor in lbs/MMBtu | FALSE | L | Annual | Constraint Shadow Price | US2011$/Lb | 0 | 0 | 0 | 0 | 0 | 0 | 0
WI Large Coal Units Hg Rule v3.1, Unit 4286 and retrofits | 1344 | 2200 | MACT Fuel Choice Floor in lbs/MMBtu | FALSE | L | Annual | Seasons Included | Seasons | Winter, Summer | Winter, Summer | Winter, Summer | Winter, Summer | Winter, Summer | Winter, Summer | Winter, Summer
WI Large Coal Units Hg Rule v3.1, Unit 4286 and retrofits | 1344 | 2200 | MACT Fuel Choice Floor in lbs/MMBtu | FALSE | L | Annual | Emission Floor | lbs/MMBtu | 7.92e-07 | 7.92e-07 | 7.92e-07 | 7.92e-07 | 7.92e-07 | 7.92e-07 | 7.92e-07
WI Large Coal Units Hg Rule v3.1, Unit 4286 and retrofits | 1344 | 2200 | MACT Fuel Choice Floor in lbs/MMBtu | FALSE | L | Annual | Emissions at Affected Plants MER | lbs | 0 | 0 | 0 | 0 | 0 | 0 | 0
WI Large Coal Units Hg Rule v3.1, Unit 4286 and retrofits | 1344 | 2200 | MACT Fuel Choice Floor in lbs/MMBtu | FALSE | L | Annual | Allowances Purchased MER | lbs | 0 | 0 | 0 | 0 | 0 | 0 | 0
WI Large Coal Units Hg Rule v3.1, Unit 4286 and retrofits | 1344 | 2200 | MACT Fuel Choice Floor in lbs/MMBtu | FALSE | L | Annual | Allowances Sold MER | lbs | 0 | 0 | 0 | 0 | 0 | 0 | 0
WI Large Coal Units Hg Rule v3.1, Unit 4286 and retrofits | 1344 | 2200 | MACT Fuel Choice Floor in lbs/MMBtu | FALSE | L | Annual | Allowances Banked | lbs | 0 | 0 | 0 | 0 | 0 | 0 | 0
WI Large Coal Units Hg Rule v3.1, Unit 4286 and retrofits | 1344 | 2200 | MACT Fuel Choice Floor in lbs/MMBtu | FALSE | L | Annual | Allowances Withdrawn (1:1) | lbs | 0 | 0 | 0 | 0 | 0 | 0 | 0
WI Large Coal Units Hg Rule v3.1, Unit 4286 and retrofits | 1344 | 2200 | MACT Fuel Choice Floor in lbs/MMBtu | FALSE | L | Annual | Allowances Withdrawn (n:1) | lbs | 0 | 0 | 0 | 0 | 0 | 0 | 0
WI Large Coal Units Hg Rule v3.1, Unit 4286 and retrofits | 1344 | 2200 | MACT Fuel Choice Floor in lbs/MMBtu | FALSE | L | Annual | Net Emissions Allowance Position | lbs | 0 | 0 | 0 | 0 | 0 | 0 | 0
WI Large Coal Units Hg Rule v3.1, Unit 4286 and retrofits | 1344 | 2200 | MACT Fuel Choice Floor in lbs/MMBtu | FALSE | L | Annual | Fuel Consumed | TBtu | 0 | 0 | 0 | 0 | 0 | 0 | 0
WI Large Coal Units Hg Rule v3.1, Unit 4286 and retrofits | 1344 | 2200 | MACT Fuel Choice Floor in lbs/MMBtu | FALSE | L | Annual | Rate | lb/MMBtu | 0 | 0 | 0 | 0 | 0 | 0 | 0
WI Large Coal Units Hg Rule v3.1, Unit 4286 and retrofits | 1344 | 2200 | MACT Fuel Choice Floor in lbs/MMBtu | FALSE | L | Annual | Generation | TWh | 0 | 0 | 0 | 0 | 0 | 0 | 0
WI Large Coal Units Hg Rule v3.1, Unit 4286 and retrofits | 1344 | 2200 | MACT Fuel Choice Floor in lbs/MMBtu | FALSE | L | Annual | Qualifying Generation | TWh | 0 | 0 | 0 | 0 | 0 | 0 | 0
WI Large Coal Units Hg Rule v3.1, Unit 4286 and retrofits | 1344 | 2200 | MACT Fuel Choice Floor in lbs/MMBtu | FALSE | L | Annual | Constraint Shadow Price | US2011$/Lb | 0 | 0 | 0 | 0 | 0 | 0 | 0
WI Large Coal Units Hg Rule v3.1, Unit 4287 and retrofits | 1345 | 2200 | MACT Fuel Choice Floor in lbs/MMBtu | FALSE | L | Annual | Seasons Included | Seasons | Winter, Summer | Winter, Summer | Winter, Summer | Winter, Summer | Winter, Summer | Winter, Summer | Winter, Summer
WI Large Coal Units Hg Rule v3.1, Unit 4287 and retrofits | 1345 | 2200 | MACT Fuel Choice Floor in lbs/MMBtu | FALSE | L | Annual | Emission Floor | lbs/MMBtu | 7.92e-07 | 7.92e-07 | 7.92e-07 | 7.92e-07 | 7.92e-07 | 7.92e-07 | 7.92e-07
WI Large Coal Units Hg Rule v3.1, Unit 4287 and retrofits | 1345 | 2200 | MACT Fuel Choice Floor in lbs/MMBtu | FALSE | L | Annual | Emissions at Affected Plants MER | lbs | 0 | 0 | 0 | 0 | 0 | 0 | 0
WI Large Coal Units Hg Rule v3.1, Unit 4287 and retrofits | 1345 | 2200 | MACT Fuel Choice Floor in lbs/MMBtu | FALSE | L | Annual | Allowances Purchased MER | lbs | 0 | 0 | 0 | 0 | 0 | 0 | 0
WI Large Coal Units Hg Rule v3.1, Unit 4287 and retrofits | 1345 | 2200 | MACT Fuel Choice Floor in lbs/MMBtu | FALSE | L | Annual | Allowances Sold MER | lbs | 0 | 0 | 0 | 0 | 0 | 0 | 0
WI Large Coal Units Hg Rule v3.1, Unit 4287 and retrofits | 1345 | 2200 | MACT Fuel Choice Floor in lbs/MMBtu | FALSE | L | Annual | Allowances Banked | lbs | 0 | 0 | 0 | 0 | 0 | 0 | 0
WI Large Coal Units Hg Rule v3.1, Unit 4287 and retrofits | 1345 | 2200 | MACT Fuel Choice Floor in lbs/MMBtu | FALSE | L | Annual | Allowances Withdrawn (1:1) | lbs | 0 | 0 | 0 | 0 | 0 | 0 | 0
WI Large Coal Units Hg Rule v3.1, Unit 4287 and retrofits | 1345 | 2200 | MACT Fuel Choice Floor in lbs/MMBtu | FALSE | L | Annual | Allowances Withdrawn (n:1) | lbs | 0 | 0 | 0 | 0 | 0 | 0 | 0
WI Large Coal Units Hg Rule v3.1, Unit 4287 and retrofits | 1345 | 2200 | MACT Fuel Choice Floor in lbs/MMBtu | FALSE | L | Annual | Net Emissions Allowance Position | lbs | 0 | 0 | 0 | 0 | 0 | 0 | 0
WI Large Coal Units Hg Rule v3.1, Unit 4287 and retrofits | 1345 | 2200 | MACT Fuel Choice Floor in lbs/MMBtu | FALSE | L | Annual | Fuel Consumed | TBtu | 0 | 0 | 0 | 0 | 0 | 0 | 0
WI Large Coal Units Hg Rule v3.1, Unit 4287 and retrofits | 1345 | 2200 | MACT Fuel Choice Floor in lbs/MMBtu | FALSE | L | Annual | Rate | lb/MMBtu | 0 | 0 | 0 | 0 | 0 | 0 | 0
WI Large Coal Units Hg Rule v3.1, Unit 4287 and retrofits | 1345 | 2200 | MACT Fuel Choice Floor in lbs/MMBtu | FALSE | L | Annual | Generation | TWh | 0 | 0 | 0 | 0 | 0 | 0 | 0
WI Large Coal Units Hg Rule v3.1, Unit 4287 and retrofits | 1345 | 2200 | MACT Fuel Choice Floor in lbs/MMBtu | FALSE | L | Annual | Qualifying Generation | TWh | 0 | 0 | 0 | 0 | 0 | 0 | 0
WI Large Coal Units Hg Rule v3.1, Unit 4287 and retrofits | 1345 | 2200 | MACT Fuel Choice Floor in lbs/MMBtu | FALSE | L | Annual | Constraint Shadow Price | US2011$/Lb | 0 | 0 | 0 | 0 | 0 | 0 | 0
WI Large Coal Units Hg Rule v3.1, Unit 4297 and retrofits | 1346 | 2200 | MACT Fuel Choice Floor in lbs/MMBtu | FALSE | L | Annual | Seasons Included | Seasons | Winter, Summer | Winter, Summer | Winter, Summer | Winter, Summer | Winter, Summer | Winter, Summer | Winter, Summer
WI Large Coal Units Hg Rule v3.1, Unit 4297 and retrofits | 1346 | 2200 | MACT Fuel Choice Floor in lbs/MMBtu | FALSE | L | Annual | Emission Floor | lbs/MMBtu | 7.92e-07 | 7.92e-07 | 7.92e-07 | 7.92e-07 | 7.92e-07 | 7.92e-07 | 7.92e-07
WI Large Coal Units Hg Rule v3.1, Unit 4297 and retrofits | 1346 | 2200 | MACT Fuel Choice Floor in lbs/MMBtu | FALSE | L | Annual | Emissions at Affected Plants MER | lbs | 15.5907 | 15.5907 | 15.5633 | 15.1702 | 13.0329 | 14.9203 | 14.9203
WI Large Coal Units Hg Rule v3.1, Unit 4297 and retrofits | 1346 | 2200 | MACT Fuel Choice Floor in lbs/MMBtu | FALSE | L | Annual | Allowances Purchased MER | lbs | 0 | 0 | 0 | 0 | 0 | 0 | 0
WI Large Coal Units Hg Rule v3.1, Unit 4297 and retrofits | 1346 | 2200 | MACT Fuel Choice Floor in lbs/MMBtu | FALSE | L | Annual | Allowances Sold MER | lbs | 0 | 0 | 0 | 0 | 0 | 0 | 0
WI Large Coal Units Hg Rule v3.1, Unit 4297 and retrofits | 1346 | 2200 | MACT Fuel Choice Floor in lbs/MMBtu | FALSE | L | Annual | Allowances Banked | lbs | 0 | 0 | 0 | 0 | 0 | 0 | 0
WI Large Coal Units Hg Rule v3.1, Unit 4297 and retrofits | 1346 | 2200 | MACT Fuel Choice Floor in lbs/MMBtu | FALSE | L | Annual | Allowances Withdrawn (1:1) | lbs | 0 | 0 | 0 | 0 | 0 | 0 | 0
WI Large Coal Units Hg Rule v3.1, Unit 4297 and retrofits | 1346 | 2200 | MACT Fuel Choice Floor in lbs/MMBtu | FALSE | L | Annual | Allowances Withdrawn (n:1) | lbs | 0 | 0 | 0 | 0 | 0 | 0 | 0
WI Large Coal Units Hg Rule v3.1, Unit 4297 and retrofits | 1346 | 2200 | MACT Fuel Choice Floor in lbs/MMBtu | FALSE | L | Annual | Net Emissions Allowance Position | lbs | 15.5907 | 15.5907 | 15.5633 | 15.1702 | 13.0329 | 14.9203 | 14.9203
WI Large Coal Units Hg Rule v3.1, Unit 4297 and retrofits | 1346 | 2200 | MACT Fuel Choice Floor in lbs/MMBtu | FALSE | L | Annual | Fuel Consumed | TBtu | 29.4914 | 29.4914 | 29.4396 | 28.1935 | 24.653 | 28.2233 | 28.2233
WI Large Coal Units Hg Rule v3.1, Unit 4297 and retrofits | 1346 | 2200 | MACT Fuel Choice Floor in lbs/MMBtu | FALSE | L | Annual | Rate | lb/MMBtu | 5.2865e-07 | 5.2865e-07 | 5.2865e-07 | 5.3807e-07 | 5.2865e-07 | 5.2865e-07 | 5.2865e-07
WI Large Coal Units Hg Rule v3.1, Unit 4297 and retrofits | 1346 | 2200 | MACT Fuel Choice Floor in lbs/MMBtu | FALSE | L | Annual | Generation | TWh | 2.8168 | 2.8168 | 2.8119 | 2.8168 | 2.4605 | 2.8168 | 2.8168
WI Large Coal Units Hg Rule v3.1, Unit 4297 and retrofits | 1346 | 2200 | MACT Fuel Choice Floor in lbs/MMBtu | FALSE | L | Annual | Qualifying Generation | TWh | 2.8168 | 2.8168 | 2.8119 | 2.8168 | 2.4605 | 2.8168 | 2.8168
WI Large Coal Units Hg Rule v3.1, Unit 4297 and retrofits | 1346 | 2200 | MACT Fuel Choice Floor in lbs/MMBtu | FALSE | L | Annual | Constraint Shadow Price | US2011$/Lb | 0 | 0 | 0 | 0 | 0 | 0 | 0
WI Large Coal Units Hg Rule v3.1, Unit 4333 and retrofits | 1347 | 2200 | MACT Fuel Choice Floor in lbs/MMBtu | FALSE | L | Annual | Seasons Included | Seasons | Winter, Summer | Winter, Summer | Winter, Summer | Winter, Summer | Winter, Summer | Winter, Summer | Winter, Summer
WI Large Coal Units Hg Rule v3.1, Unit 4333 and retrofits | 1347 | 2200 | MACT Fuel Choice Floor in lbs/MMBtu | FALSE | L | Annual | Emission Floor | lbs/MMBtu | 7.92e-07 | 7.92e-07 | 7.92e-07 | 7.92e-07 | 7.92e-07 | 7.92e-07 | 7.92e-07
WI Large Coal Units Hg Rule v3.1, Unit 4333 and retrofits | 1347 | 2200 | MACT Fuel Choice Floor in lbs/MMBtu | FALSE | L | Annual | Emissions at Affected Plants MER | lbs | 0 | 0 | 0 | 0 | 0 | 0 | 0
WI Large Coal Units Hg Rule v3.1, Unit 4333 and retrofits | 1347 | 2200 | MACT Fuel Choice Floor in lbs/MMBtu | FALSE | L | Annual | Allowances Purchased MER | lbs | 0 | 0 | 0 | 0 | 0 | 0 | 0
WI Large Coal Units Hg Rule v3.1, Unit 4333 and retrofits | 1347 | 2200 | MACT Fuel Choice Floor in lbs/MMBtu | FALSE | L | Annual | Allowances Sold MER | lbs | 0 | 0 | 0 | 0 | 0 | 0 | 0
WI Large Coal Units Hg Rule v3.1, Unit 4333 and retrofits | 1347 | 2200 | MACT Fuel Choice Floor in lbs/MMBtu | FALSE | L | Annual | Allowances Banked | lbs | 0 | 0 | 0 | 0 | 0 | 0 | 0
WI Large Coal Units Hg Rule v3.1, Unit 4333 and retrofits | 1347 | 2200 | MACT Fuel Choice Floor in lbs/MMBtu | FALSE | L | Annual | Allowances Withdrawn (1:1) | lbs | 0 | 0 | 0 | 0 | 0 | 0 | 0
WI Large Coal Units Hg Rule v3.1, Unit 4333 and retrofits | 1347 | 2200 | MACT Fuel Choice Floor in lbs/MMBtu | FALSE | L | Annual | Allowances Withdrawn (n:1) | lbs | 0 | 0 | 0 | 0 | 0 | 0 | 0
WI Large Coal Units Hg Rule v3.1, Unit 4333 and retrofits | 1347 | 2200 | MACT Fuel Choice Floor in lbs/MMBtu | FALSE | L | Annual | Net Emissions Allowance Position | lbs | 0 | 0 | 0 | 0 | 0 | 0 | 0
WI Large Coal Units Hg Rule v3.1, Unit 4333 and retrofits | 1347 | 2200 | MACT Fuel Choice Floor in lbs/MMBtu | FALSE | L | Annual | Fuel Consumed | TBtu | 0 | 0 | 0 | 0 | 0 | 0 | 0
WI Large Coal Units Hg Rule v3.1, Unit 4333 and retrofits | 1347 | 2200 | MACT Fuel Choice Floor in lbs/MMBtu | FALSE | L | Annual | Rate | lb/MMBtu | 0 | 0 | 0 | 0 | 0 | 0 | 0
WI Large Coal Units Hg Rule v3.1, Unit 4333 and retrofits | 1347 | 2200 | MACT Fuel Choice Floor in lbs/MMBtu | FALSE | L | Annual | Generation | TWh | 0 | 0 | 0 | 0 | 0 | 0 | 0
WI Large Coal Units Hg Rule v3.1, Unit 4333 and retrofits | 1347 | 2200 | MACT Fuel Choice Floor in lbs/MMBtu | FALSE | L | Annual | Qualifying Generation | TWh | 0 | 0 | 0 | 0 | 0 | 0 | 0
WI Large Coal Units Hg Rule v3.1, Unit 4333 and retrofits | 1347 | 2200 | MACT Fuel Choice Floor in lbs/MMBtu | FALSE | L | Annual | Constraint Shadow Price | US2011$/Lb | 0 | 0 | 0 | 0 | 0 | 0 | 0
WI Large Coal Units Hg Rule v3.1, Unit 5017 and retrofits | 1348 | 2200 | MACT Fuel Choice Floor in lbs/MMBtu | FALSE | L | Annual | Seasons Included | Seasons | Winter, Summer | Winter, Summer | Winter, Summer | Winter, Summer | Winter, Summer | Winter, Summer | Winter, Summer
WI Large Coal Units Hg Rule v3.1, Unit 5017 and retrofits | 1348 | 2200 | MACT Fuel Choice Floor in lbs/MMBtu | FALSE | L | Annual | Emission Floor | lbs/MMBtu | 7.92e-07 | 7.92e-07 | 7.92e-07 | 7.92e-07 | 7.92e-07 | 7.92e-07 | 7.92e-07
WI Large Coal Units Hg Rule v3.1, Unit 5017 and retrofits | 1348 | 2200 | MACT Fuel Choice Floor in lbs/MMBtu | FALSE | L | Annual | Emissions at Affected Plants MER | lbs | 0 | 0 | 0 | 0 | 0 | 0 | 0
WI Large Coal Units Hg Rule v3.1, Unit 5017 and retrofits | 1348 | 2200 | MACT Fuel Choice Floor in lbs/MMBtu | FALSE | L | Annual | Allowances Purchased MER | lbs | 0 | 0 | 0 | 0 | 0 | 0 | 0
WI Large Coal Units Hg Rule v3.1, Unit 5017 and retrofits | 1348 | 2200 | MACT Fuel Choice Floor in lbs/MMBtu | FALSE | L | Annual | Allowances Sold MER | lbs | 0 | 0 | 0 | 0 | 0 | 0 | 0
WI Large Coal Units Hg Rule v3.1, Unit 5017 and retrofits | 1348 | 2200 | MACT Fuel Choice Floor in lbs/MMBtu | FALSE | L | Annual | Allowances Banked | lbs | 0 | 0 | 0 | 0 | 0 | 0 | 0
WI Large Coal Units Hg Rule v3.1, Unit 5017 and retrofits | 1348 | 2200 | MACT Fuel Choice Floor in lbs/MMBtu | FALSE | L | Annual | Allowances Withdrawn (1:1) | lbs | 0 | 0 | 0 | 0 | 0 | 0 | 0
WI Large Coal Units Hg Rule v3.1, Unit 5017 and retrofits | 1348 | 2200 | MACT Fuel Choice Floor in lbs/MMBtu | FALSE | L | Annual | Allowances Withdrawn (n:1) | lbs | 0 | 0 | 0 | 0 | 0 | 0 | 0
WI Large Coal Units Hg Rule v3.1, Unit 5017 and retrofits | 1348 | 2200 | MACT Fuel Choice Floor in lbs/MMBtu | FALSE | L | Annual | Net Emissions Allowance Position | lbs | 0 | 0 | 0 | 0 | 0 | 0 | 0
WI Large Coal Units Hg Rule v3.1, Unit 5017 and retrofits | 1348 | 2200 | MACT Fuel Choice Floor in lbs/MMBtu | FALSE | L | Annual | Fuel Consumed | TBtu | 0 | 0 | 0 | 0 | 0 | 0 | 0
WI Large Coal Units Hg Rule v3.1, Unit 5017 and retrofits | 1348 | 2200 | MACT Fuel Choice Floor in lbs/MMBtu | FALSE | L | Annual | Rate | lb/MMBtu | 0 | 0 | 0 | 0 | 0 | 0 | 0
WI Large Coal Units Hg Rule v3.1, Unit 5017 and retrofits | 1348 | 2200 | MACT Fuel Choice Floor in lbs/MMBtu | FALSE | L | Annual | Generation | TWh | 0 | 0 | 0 | 0 | 0 | 0 | 0
WI Large Coal Units Hg Rule v3.1, Unit 5017 and retrofits | 1348 | 2200 | MACT Fuel Choice Floor in lbs/MMBtu | FALSE | L | Annual | Qualifying Generation | TWh | 0 | 0 | 0 | 0 | 0 | 0 | 0
WI Large Coal Units Hg Rule v3.1, Unit 5017 and retrofits | 1348 | 2200 | MACT Fuel Choice Floor in lbs/MMBtu | FALSE | L | Annual | Constraint Shadow Price | US2011$/Lb | 0 | 0 | 0 | 0 | 0 | 0 | 0
WI Large Coal Units Hg Rule v3.1, Unit 5020 and retrofits | 1349 | 2200 | MACT Fuel Choice Floor in lbs/MMBtu | FALSE | L | Annual | Seasons Included | Seasons | Winter, Summer | Winter, Summer | Winter, Summer | Winter, Summer | Winter, Summer | Winter, Summer | Winter, Summer
WI Large Coal Units Hg Rule v3.1, Unit 5020 and retrofits | 1349 | 2200 | MACT Fuel Choice Floor in lbs/MMBtu | FALSE | L | Annual | Emission Floor | lbs/MMBtu | 7.92e-07 | 7.92e-07 | 7.92e-07 | 7.92e-07 | 7.92e-07 | 7.92e-07 | 7.92e-07
WI Large Coal Units Hg Rule v3.1, Unit 5020 and retrofits | 1349 | 2200 | MACT Fuel Choice Floor in lbs/MMBtu | FALSE | L | Annual | Emissions at Affected Plants MER | lbs | 12.5384 | 12.5384 | 12.5171 | 11.9993 | 11.9993 | 11.9993 | 11.9993
WI Large Coal Units Hg Rule v3.1, Unit 5020 and retrofits | 1349 | 2200 | MACT Fuel Choice Floor in lbs/MMBtu | FALSE | L | Annual | Allowances Purchased MER | lbs | 0 | 0 | 0 | 0 | 0 | 0 | 0
WI Large Coal Units Hg Rule v3.1, Unit 5020 and retrofits | 1349 | 2200 | MACT Fuel Choice Floor in lbs/MMBtu | FALSE | L | Annual | Allowances Sold MER | lbs | 0 | 0 | 0 | 0 | 0 | 0 | 0
WI Large Coal Units Hg Rule v3.1, Unit 5020 and retrofits | 1349 | 2200 | MACT Fuel Choice Floor in lbs/MMBtu | FALSE | L | Annual | Allowances Banked | lbs | 0 | 0 | 0 | 0 | 0 | 0 | 0
WI Large Coal Units Hg Rule v3.1, Unit 5020 and retrofits | 1349 | 2200 | MACT Fuel Choice Floor in lbs/MMBtu | FALSE | L | Annual | Allowances Withdrawn (1:1) | lbs | 0 | 0 | 0 | 0 | 0 | 0 | 0
WI Large Coal Units Hg Rule v3.1, Unit 5020 and retrofits | 1349 | 2200 | MACT Fuel Choice Floor in lbs/MMBtu | FALSE | L | Annual | Allowances Withdrawn (n:1) | lbs | 0 | 0 | 0 | 0 | 0 | 0 | 0
WI Large Coal Units Hg Rule v3.1, Unit 5020 and retrofits | 1349 | 2200 | MACT Fuel Choice Floor in lbs/MMBtu | FALSE | L | Annual | Net Emissions Allowance Position | lbs | 12.5384 | 12.5384 | 12.5171 | 11.9993 | 11.9993 | 11.9993 | 11.9993
WI Large Coal Units Hg Rule v3.1, Unit 5020 and retrofits | 1349 | 2200 | MACT Fuel Choice Floor in lbs/MMBtu | FALSE | L | Annual | Fuel Consumed | TBtu | 23.4676 | 23.4676 | 23.4279 | 22.4585 | 22.4585 | 22.4585 | 22.4585
WI Large Coal Units Hg Rule v3.1, Unit 5020 and retrofits | 1349 | 2200 | MACT Fuel Choice Floor in lbs/MMBtu | FALSE | L | Annual | Rate | lb/MMBtu | 5.3429e-07 | 5.3429e-07 | 5.3428e-07 | 5.3429e-07 | 5.3429e-07 | 5.3429e-07 | 5.3429e-07
WI Large Coal Units Hg Rule v3.1, Unit 5020 and retrofits | 1349 | 2200 | MACT Fuel Choice Floor in lbs/MMBtu | FALSE | L | Annual | Generation | TWh | 2.3378 | 2.3378 | 2.3339 | 2.3378 | 2.3378 | 2.3378 | 2.3378
WI Large Coal Units Hg Rule v3.1, Unit 5020 and retrofits | 1349 | 2200 | MACT Fuel Choice Floor in lbs/MMBtu | FALSE | L | Annual | Qualifying Generation | TWh | 2.3378 | 2.3378 | 2.3339 | 2.3378 | 2.3378 | 2.3378 | 2.3378
WI Large Coal Units Hg Rule v3.1, Unit 5020 and retrofits | 1349 | 2200 | MACT Fuel Choice Floor in lbs/MMBtu | FALSE | L | Annual | Constraint Shadow Price | US2011$/Lb | 0 | 0 | 0 | 0 | 0 | 0 | 0
WI Large Coal Units Hg Rule v3.1, Unit 5710 and retrofits | 1350 | 2200 | MACT Fuel Choice Floor in lbs/MMBtu | FALSE | L | Annual | Seasons Included | Seasons | Winter, Summer | Winter, Summer | Winter, Summer | Winter, Summer | Winter, Summer | Winter, Summer | Winter, Summer
WI Large Coal Units Hg Rule v3.1, Unit 5710 and retrofits | 1350 | 2200 | MACT Fuel Choice Floor in lbs/MMBtu | FALSE | L | Annual | Emission Floor | lbs/MMBtu | 7.92e-07 | 7.92e-07 | 7.92e-07 | 7.92e-07 | 7.92e-07 | 7.92e-07 | 7.92e-07
WI Large Coal Units Hg Rule v3.1, Unit 5710 and retrofits | 1350 | 2200 | MACT Fuel Choice Floor in lbs/MMBtu | FALSE | L | Annual | Emissions at Affected Plants MER | lbs | 15.8934 | 15.8934 | 15.8664 | 15.21 | 13.286 | 15.21 | 17.4603
WI Large Coal Units Hg Rule v3.1, Unit 5710 and retrofits | 1350 | 2200 | MACT Fuel Choice Floor in lbs/MMBtu | FALSE | L | Annual | Allowances Purchased MER | lbs | 0 | 0 | 0 | 0 | 0 | 0 | 0
WI Large Coal Units Hg Rule v3.1, Unit 5710 and retrofits | 1350 | 2200 | MACT Fuel Choice Floor in lbs/MMBtu | FALSE | L | Annual | Allowances Sold MER | lbs | 0 | 0 | 0 | 0 | 0 | 0 | 0
WI Large Coal Units Hg Rule v3.1, Unit 5710 and retrofits | 1350 | 2200 | MACT Fuel Choice Floor in lbs/MMBtu | FALSE | L | Annual | Allowances Banked | lbs | 0 | 0 | 0 | 0 | 0 | 0 | 0
WI Large Coal Units Hg Rule v3.1, Unit 5710 and retrofits | 1350 | 2200 | MACT Fuel Choice Floor in lbs/MMBtu | FALSE | L | Annual | Allowances Withdrawn (1:1) | lbs | 0 | 0 | 0 | 0 | 0 | 0 | 0
WI Large Coal Units Hg Rule v3.1, Unit 5710 and retrofits | 1350 | 2200 | MACT Fuel Choice Floor in lbs/MMBtu | FALSE | L | Annual | Allowances Withdrawn (n:1) | lbs | 0 | 0 | 0 | 0 | 0 | 0 | 0
WI Large Coal Units Hg Rule v3.1, Unit 5710 and retrofits | 1350 | 2200 | MACT Fuel Choice Floor in lbs/MMBtu | FALSE | L | Annual | Net Emissions Allowance Position | lbs | 15.8934 | 15.8934 | 15.8664 | 15.21 | 13.286 | 15.21 | 17.4603
WI Large Coal Units Hg Rule v3.1, Unit 5710 and retrofits | 1350 | 2200 | MACT Fuel Choice Floor in lbs/MMBtu | FALSE | L | Annual | Fuel Consumed | TBtu | 28.3306 | 28.3306 | 28.2823 | 27.1123 | 23.6826 | 27.1123 | 27.1123
WI Large Coal Units Hg Rule v3.1, Unit 5710 and retrofits | 1350 | 2200 | MACT Fuel Choice Floor in lbs/MMBtu | FALSE | L | Annual | Rate | lb/MMBtu | 5.61e-07 | 5.61e-07 | 5.61e-07 | 5.61e-07 | 5.61e-07 | 5.61e-07 | 6.44e-07
WI Large Coal Units Hg Rule v3.1, Unit 5710 and retrofits | 1350 | 2200 | MACT Fuel Choice Floor in lbs/MMBtu | FALSE | L | Annual | Generation | TWh | 2.7508 | 2.7508 | 2.7461 | 2.7508 | 2.4028 | 2.7508 | 2.7508
WI Large Coal Units Hg Rule v3.1, Unit 5710 and retrofits | 1350 | 2200 | MACT Fuel Choice Floor in lbs/MMBtu | FALSE | L | Annual | Qualifying Generation | TWh | 2.7508 | 2.7508 | 2.7461 | 2.7508 | 2.4028 | 2.7508 | 2.7508
WI Large Coal Units Hg Rule v3.1, Unit 5710 and retrofits | 1350 | 2200 | MACT Fuel Choice Floor in lbs/MMBtu | FALSE | L | Annual | Constraint Shadow Price | US2011$/Lb | 0 | 0 | 0 | 0 | 0 | 0 | 0
WI Large Coal Units Hg Rule v3.1, Unit 5831 and retrofits | 1351 | 2200 | MACT Fuel Choice Floor in lbs/MMBtu | FALSE | L | Annual | Seasons Included | Seasons | Winter, Summer | Winter, Summer | Winter, Summer | Winter, Summer | Winter, Summer | Winter, Summer | Winter, Summer
WI Large Coal Units Hg Rule v3.1, Unit 5831 and retrofits | 1351 | 2200 | MACT Fuel Choice Floor in lbs/MMBtu | FALSE | L | Annual | Emission Floor | lbs/MMBtu | 7.92e-07 | 7.92e-07 | 7.92e-07 | 7.92e-07 | 7.92e-07 | 7.92e-07 | 7.92e-07
WI Large Coal Units Hg Rule v3.1, Unit 5831 and retrofits | 1351 | 2200 | MACT Fuel Choice Floor in lbs/MMBtu | FALSE | L | Annual | Emissions at Affected Plants MER | lbs | 25.312 | 26.2506 | 26.2506 | 25.1218 | 17.893 | 25.1218 | 25.1218
WI Large Coal Units Hg Rule v3.1, Unit 5831 and retrofits | 1351 | 2200 | MACT Fuel Choice Floor in lbs/MMBtu | FALSE | L | Annual | Allowances Purchased MER | lbs | 0 | 0 | 0 | 0 | 0 | 0 | 0
WI Large Coal Units Hg Rule v3.1, Unit 5831 and retrofits | 1351 | 2200 | MACT Fuel Choice Floor in lbs/MMBtu | FALSE | L | Annual | Allowances Sold MER | lbs | 0 | 0 | 0 | 0 | 0 | 0 | 0
WI Large Coal Units Hg Rule v3.1, Unit 5831 and retrofits | 1351 | 2200 | MACT Fuel Choice Floor in lbs/MMBtu | FALSE | L | Annual | Allowances Banked | lbs | 0 | 0 | 0 | 0 | 0 | 0 | 0
WI Large Coal Units Hg Rule v3.1, Unit 5831 and retrofits | 1351 | 2200 | MACT Fuel Choice Floor in lbs/MMBtu | FALSE | L | Annual | Allowances Withdrawn (1:1) | lbs | 0 | 0 | 0 | 0 | 0 | 0 | 0
WI Large Coal Units Hg Rule v3.1, Unit 5831 and retrofits | 1351 | 2200 | MACT Fuel Choice Floor in lbs/MMBtu | FALSE | L | Annual | Allowances Withdrawn (n:1) | lbs | 0 | 0 | 0 | 0 | 0 | 0 | 0
WI Large Coal Units Hg Rule v3.1, Unit 5831 and retrofits | 1351 | 2200 | MACT Fuel Choice Floor in lbs/MMBtu | FALSE | L | Annual | Net Emissions Allowance Position | lbs | 25.312 | 26.2506 | 26.2506 | 25.1218 | 17.893 | 25.1218 | 25.1218
WI Large Coal Units Hg Rule v3.1, Unit 5831 and retrofits | 1351 | 2200 | MACT Fuel Choice Floor in lbs/MMBtu | FALSE | L | Annual | Fuel Consumed | TBtu | 46.9043 | 46.7926 | 46.7926 | 44.7805 | 31.8948 | 44.7805 | 44.7805
WI Large Coal Units Hg Rule v3.1, Unit 5831 and retrofits | 1351 | 2200 | MACT Fuel Choice Floor in lbs/MMBtu | FALSE | L | Annual | Rate | lb/MMBtu | 5.3965e-07 | 5.61e-07 | 5.61e-07 | 5.61e-07 | 5.61e-07 | 5.61e-07 | 5.61e-07
WI Large Coal Units Hg Rule v3.1, Unit 5831 and retrofits | 1351 | 2200 | MACT Fuel Choice Floor in lbs/MMBtu | FALSE | L | Annual | Generation | TWh | 4.256 | 4.256 | 4.256 | 4.256 | 3.0313 | 4.256 | 4.256
WI Large Coal Units Hg Rule v3.1, Unit 5831 and retrofits | 1351 | 2200 | MACT Fuel Choice Floor in lbs/MMBtu | FALSE | L | Annual | Qualifying Generation | TWh | 4.256 | 4.256 | 4.256 | 4.256 | 3.0313 | 4.256 | 4.256
WI Large Coal Units Hg Rule v3.1, Unit 5831 and retrofits | 1351 | 2200 | MACT Fuel Choice Floor in lbs/MMBtu | FALSE | L | Annual | Constraint Shadow Price | US2011$/Lb | 0 | 0 | 0 | 0 | 0 | 0 | 0
WI Large Coal Units Hg Rule v3.1, Unit 5832 and retrofits | 1352 | 2200 | MACT Fuel Choice Floor in lbs/MMBtu | FALSE | L | Annual | Seasons Included | Seasons | Winter, Summer | Winter, Summer | Winter, Summer | Winter, Summer | Winter, Summer | Winter, Summer | Winter, Summer
WI Large Coal Units Hg Rule v3.1, Unit 5832 and retrofits | 1352 | 2200 | MACT Fuel Choice Floor in lbs/MMBtu | FALSE | L | Annual | Emission Floor | lbs/MMBtu | 7.92e-07 | 7.92e-07 | 7.92e-07 | 7.92e-07 | 7.92e-07 | 7.92e-07 | 7.92e-07
WI Large Coal Units Hg Rule v3.1, Unit 5832 and retrofits | 1352 | 2200 | MACT Fuel Choice Floor in lbs/MMBtu | FALSE | L | Annual | Emissions at Affected Plants MER | lbs | 25.4134 | 26.3558 | 26.3558 | 25.1408 | 12.4836 | 25.1408 | 23.6239
WI Large Coal Units Hg Rule v3.1, Unit 5832 and retrofits | 1352 | 2200 | MACT Fuel Choice Floor in lbs/MMBtu | FALSE | L | Annual | Allowances Purchased MER | lbs | 0 | 0 | 0 | 0 | 0 | 0 | 0
WI Large Coal Units Hg Rule v3.1, Unit 5832 and retrofits | 1352 | 2200 | MACT Fuel Choice Floor in lbs/MMBtu | FALSE | L | Annual | Allowances Sold MER | lbs | 0 | 0 | 0 | 0 | 0 | 0 | 0
WI Large Coal Units Hg Rule v3.1, Unit 5832 and retrofits | 1352 | 2200 | MACT Fuel Choice Floor in lbs/MMBtu | FALSE | L | Annual | Allowances Banked | lbs | 0 | 0 | 0 | 0 | 0 | 0 | 0
WI Large Coal Units Hg Rule v3.1, Unit 5832 and retrofits | 1352 | 2200 | MACT Fuel Choice Floor in lbs/MMBtu | FALSE | L | Annual | Allowances Withdrawn (1:1) | lbs | 0 | 0 | 0 | 0 | 0 | 0 | 0
WI Large Coal Units Hg Rule v3.1, Unit 5832 and retrofits | 1352 | 2200 | MACT Fuel Choice Floor in lbs/MMBtu | FALSE | L | Annual | Allowances Withdrawn (n:1) | lbs | 0 | 0 | 0 | 0 | 0 | 0 | 0
WI Large Coal Units Hg Rule v3.1, Unit 5832 and retrofits | 1352 | 2200 | MACT Fuel Choice Floor in lbs/MMBtu | FALSE | L | Annual | Net Emissions Allowance Position | lbs | 25.4134 | 26.3558 | 26.3558 | 25.1408 | 12.4836 | 25.1408 | 23.6239
WI Large Coal Units Hg Rule v3.1, Unit 5832 and retrofits | 1352 | 2200 | MACT Fuel Choice Floor in lbs/MMBtu | FALSE | L | Annual | Fuel Consumed | TBtu | 47.0923 | 46.9801 | 46.9801 | 44.8143 | 22.2523 | 44.8143 | 42.1104
WI Large Coal Units Hg Rule v3.1, Unit 5832 and retrofits | 1352 | 2200 | MACT Fuel Choice Floor in lbs/MMBtu | FALSE | L | Annual | Rate | lb/MMBtu | 5.3965e-07 | 5.61e-07 | 5.61e-07 | 5.61e-07 | 5.61e-07 | 5.61e-07 | 5.61e-07
WI Large Coal Units Hg Rule v3.1, Unit 5832 and retrofits | 1352 | 2200 | MACT Fuel Choice Floor in lbs/MMBtu | FALSE | L | Annual | Generation | TWh | 4.256 | 4.256 | 4.256 | 4.1976 | 2.0946 | 4.1976 | 3.945
WI Large Coal Units Hg Rule v3.1, Unit 5832 and retrofits | 1352 | 2200 | MACT Fuel Choice Floor in lbs/MMBtu | FALSE | L | Annual | Qualifying Generation | TWh | 4.256 | 4.256 | 4.256 | 4.1976 | 2.0946 | 4.1976 | 3.945
WI Large Coal Units Hg Rule v3.1, Unit 5832 and retrofits | 1352 | 2200 | MACT Fuel Choice Floor in lbs/MMBtu | FALSE | L | Annual | Constraint Shadow Price | US2011$/Lb | 0 | 0 | 0 | 0 | 0 | 0 | 0
WI Large Coal Units Hg Rule v3.1, Unit 5833 and retrofits | 1353 | 2200 | MACT Fuel Choice Floor in lbs/MMBtu | FALSE | L | Annual | Seasons Included | Seasons | Winter, Summer | Winter, Summer | Winter, Summer | Winter, Summer | Winter, Summer | Winter, Summer | Winter, Summer
WI Large Coal Units Hg Rule v3.1, Unit 5833 and retrofits | 1353 | 2200 | MACT Fuel Choice Floor in lbs/MMBtu | FALSE | L | Annual | Emission Floor | lbs/MMBtu | 7.92e-07 | 7.92e-07 | 7.92e-07 | 7.92e-07 | 7.92e-07 | 7.92e-07 | 7.92e-07
WI Large Coal Units Hg Rule v3.1, Unit 5833 and retrofits | 1353 | 2200 | MACT Fuel Choice Floor in lbs/MMBtu | FALSE | L | Annual | Emissions at Affected Plants MER | lbs | 1.9229e-05 | 1.9229e-05 | 1.9989e-05 | 1.913e-05 | 1.5437e-05 | 1.913e-05 | 1.913e-05
WI Large Coal Units Hg Rule v3.1, Unit 5833 and retrofits | 1353 | 2200 | MACT Fuel Choice Floor in lbs/MMBtu | FALSE | L | Annual | Allowances Purchased MER | lbs | 0 | 0 | 0 | 0 | 0 | 0 | 0
WI Large Coal Units Hg Rule v3.1, Unit 5833 and retrofits | 1353 | 2200 | MACT Fuel Choice Floor in lbs/MMBtu | FALSE | L | Annual | Allowances Sold MER | lbs | 0 | 0 | 0 | 0 | 0 | 0 | 0
WI Large Coal Units Hg Rule v3.1, Unit 5833 and retrofits | 1353 | 2200 | MACT Fuel Choice Floor in lbs/MMBtu | FALSE | L | Annual | Allowances Banked | lbs | 0 | 0 | 0 | 0 | 0 | 0 | 0
WI Large Coal Units Hg Rule v3.1, Unit 5833 and retrofits | 1353 | 2200 | MACT Fuel Choice Floor in lbs/MMBtu | FALSE | L | Annual | Allowances Withdrawn (1:1) | lbs | 0 | 0 | 0 | 0 | 0 | 0 | 0
WI Large Coal Units Hg Rule v3.1, Unit 5833 and retrofits | 1353 | 2200 | MACT Fuel Choice Floor in lbs/MMBtu | FALSE | L | Annual | Allowances Withdrawn (n:1) | lbs | 0 | 0 | 0 | 0 | 0 | 0 | 0
WI Large Coal Units Hg Rule v3.1, Unit 5833 and retrofits | 1353 | 2200 | MACT Fuel Choice Floor in lbs/MMBtu | FALSE | L | Annual | Net Emissions Allowance Position | lbs | 1.9229e-05 | 1.9229e-05 | 1.9989e-05 | 1.913e-05 | 1.5437e-05 | 1.913e-05 | 1.913e-05
WI Large Coal Units Hg Rule v3.1, Unit 5833 and retrofits | 1353 | 2200 | MACT Fuel Choice Floor in lbs/MMBtu | FALSE | L | Annual | Fuel Consumed | TBtu | 3.5722e-05 | 3.5722e-05 | 3.5632e-05 | 3.41e-05 | 2.7516e-05 | 3.41e-05 | 3.41e-05
WI Large Coal Units Hg Rule v3.1, Unit 5833 and retrofits | 1353 | 2200 | MACT Fuel Choice Floor in lbs/MMBtu | FALSE | L | Annual | Rate | lb/MMBtu | 5.383e-07 | 5.383e-07 | 5.61e-07 | 5.61e-07 | 5.61e-07 | 5.61e-07 | 5.61e-07
WI Large Coal Units Hg Rule v3.1, Unit 5833 and retrofits | 1353 | 2200 | MACT Fuel Choice Floor in lbs/MMBtu | FALSE | L | Annual | Generation | TWh | 3.4829e-06 | 3.4829e-06 | 3.4829e-06 | 3.4829e-06 | 2.8105e-06 | 3.4829e-06 | 3.4829e-06
WI Large Coal Units Hg Rule v3.1, Unit 5833 and retrofits | 1353 | 2200 | MACT Fuel Choice Floor in lbs/MMBtu | FALSE | L | Annual | Qualifying Generation | TWh | 3.4829e-06 | 3.4829e-06 | 3.4829e-06 | 3.4829e-06 | 2.8105e-06 | 3.4829e-06 | 3.4829e-06
WI Large Coal Units Hg Rule v3.1, Unit 5833 and retrofits | 1353 | 2200 | MACT Fuel Choice Floor in lbs/MMBtu | FALSE | L | Annual | Constraint Shadow Price | US2011$/Lb | 0 | 0 | 0 | 0 | 0 | 0 | 0
WI Large Coal Units Hg Rule v3.1, Unit 5834 and retrofits | 1354 | 2200 | MACT Fuel Choice Floor in lbs/MMBtu | FALSE | L | Annual | Seasons Included | Seasons | Winter, Summer | Winter, Summer | Winter, Summer | Winter, Summer | Winter, Summer | Winter, Summer | Winter, Summer
WI Large Coal Units Hg Rule v3.1, Unit 5834 and retrofits | 1354 | 2200 | MACT Fuel Choice Floor in lbs/MMBtu | FALSE | L | Annual | Emission Floor | lbs/MMBtu | 7.92e-07 | 7.92e-07 | 7.92e-07 | 7.92e-07 | 7.92e-07 | 7.92e-07 | 7.92e-07
WI Large Coal Units Hg Rule v3.1, Unit 5834 and retrofits | 1354 | 2200 | MACT Fuel Choice Floor in lbs/MMBtu | FALSE | L | Annual | Emissions at Affected Plants MER | lbs | 12.5984 | 12.9444 | 13.0965 | 12.5333 | 10.118 | 12.5333 | 12.5333
WI Large Coal Units Hg Rule v3.1, Unit 5834 and retrofits | 1354 | 2200 | MACT Fuel Choice Floor in lbs/MMBtu | FALSE | L | Annual | Allowances Purchased MER | lbs | 0 | 0 | 0 | 0 | 0 | 0 | 0
WI Large Coal Units Hg Rule v3.1, Unit 5834 and retrofits | 1354 | 2200 | MACT Fuel Choice Floor in lbs/MMBtu | FALSE | L | Annual | Allowances Sold MER | lbs | 0 | 0 | 0 | 0 | 0 | 0 | 0
WI Large Coal Units Hg Rule v3.1, Unit 5834 and retrofits | 1354 | 2200 | MACT Fuel Choice Floor in lbs/MMBtu | FALSE | L | Annual | Allowances Banked | lbs | 0 | 0 | 0 | 0 | 0 | 0 | 0
WI Large Coal Units Hg Rule v3.1, Unit 5834 and retrofits | 1354 | 2200 | MACT Fuel Choice Floor in lbs/MMBtu | FALSE | L | Annual | Allowances Withdrawn (1:1) | lbs | 0 | 0 | 0 | 0 | 0 | 0 | 0
WI Large Coal Units Hg Rule v3.1, Unit 5834 and retrofits | 1354 | 2200 | MACT Fuel Choice Floor in lbs/MMBtu | FALSE | L | Annual | Allowances Withdrawn (n:1) | lbs | 0 | 0 | 0 | 0 | 0 | 0 | 0
WI Large Coal Units Hg Rule v3.1, Unit 5834 and retrofits | 1354 | 2200 | MACT Fuel Choice Floor in lbs/MMBtu | FALSE | L | Annual | Net Emissions Allowance Position | lbs | 12.5984 | 12.9444 | 13.0965 | 12.5333 | 10.118 | 12.5333 | 12.5333
WI Large Coal Units Hg Rule v3.1, Unit 5834 and retrofits | 1354 | 2200 | MACT Fuel Choice Floor in lbs/MMBtu | FALSE | L | Annual | Fuel Consumed | TBtu | 23.4042 | 23.363 | 23.3449 | 22.341 | 18.0357 | 22.341 | 22.341
WI Large Coal Units Hg Rule v3.1, Unit 5834 and retrofits | 1354 | 2200 | MACT Fuel Choice Floor in lbs/MMBtu | FALSE | L | Annual | Rate | lb/MMBtu | 5.383e-07 | 5.5406e-07 | 5.61e-07 | 5.61e-07 | 5.61e-07 | 5.61e-07 | 5.61e-07
WI Large Coal Units Hg Rule v3.1, Unit 5834 and retrofits | 1354 | 2200 | MACT Fuel Choice Floor in lbs/MMBtu | FALSE | L | Annual | Generation | TWh | 2.2747 | 2.2747 | 2.2747 | 2.2747 | 1.8364 | 2.2747 | 2.2747
WI Large Coal Units Hg Rule v3.1, Unit 5834 and retrofits | 1354 | 2200 | MACT Fuel Choice Floor in lbs/MMBtu | FALSE | L | Annual | Qualifying Generation | TWh | 2.2747 | 2.2747 | 2.2747 | 2.2747 | 1.8364 | 2.2747 | 2.2747
WI Large Coal Units Hg Rule v3.1, Unit 5834 and retrofits | 1354 | 2200 | MACT Fuel Choice Floor in lbs/MMBtu | FALSE | L | Annual | Constraint Shadow Price | US2011$/Lb | 0 | 0 | 0 | 0 | 0 | 0 | 0
WI Large Coal Units Hg Rule v3.1, Unit 5835 and retrofits | 1355 | 2200 | MACT Fuel Choice Floor in lbs/MMBtu | FALSE | L | Annual | Seasons Included | Seasons | Winter, Summer | Winter, Summer | Winter, Summer | Winter, Summer | Winter, Summer | Winter, Summer | Winter, Summer
WI Large Coal Units Hg Rule v3.1, Unit 5835 and retrofits | 1355 | 2200 | MACT Fuel Choice Floor in lbs/MMBtu | FALSE | L | Annual | Emission Floor | lbs/MMBtu | 7.92e-07 | 7.92e-07 | 7.92e-07 | 7.92e-07 | 7.92e-07 | 7.92e-07 | 7.92e-07
WI Large Coal Units Hg Rule v3.1, Unit 5835 and retrofits | 1355 | 2200 | MACT Fuel Choice Floor in lbs/MMBtu | FALSE | L | Annual | Emissions at Affected Plants MER | lbs | 10.133 | 10.133 | 10.2785 | 10.0807 | 8.0053 | 9.9607 | 9.6973
WI Large Coal Units Hg Rule v3.1, Unit 5835 and retrofits | 1355 | 2200 | MACT Fuel Choice Floor in lbs/MMBtu | FALSE | L | Annual | Allowances Purchased MER | lbs | 0 | 0 | 0 | 0 | 0 | 0 | 0
WI Large Coal Units Hg Rule v3.1, Unit 5835 and retrofits | 1355 | 2200 | MACT Fuel Choice Floor in lbs/MMBtu | FALSE | L | Annual | Allowances Sold MER | lbs | 0 | 0 | 0 | 0 | 0 | 0 | 0
WI Large Coal Units Hg Rule v3.1, Unit 5835 and retrofits | 1355 | 2200 | MACT Fuel Choice Floor in lbs/MMBtu | FALSE | L | Annual | Allowances Banked | lbs | 0 | 0 | 0 | 0 | 0 | 0 | 0
WI Large Coal Units Hg Rule v3.1, Unit 5835 and retrofits | 1355 | 2200 | MACT Fuel Choice Floor in lbs/MMBtu | FALSE | L | Annual | Allowances Withdrawn (1:1) | lbs | 0 | 0 | 0 | 0 | 0 | 0 | 0
WI Large Coal Units Hg Rule v3.1, Unit 5835 and retrofits | 1355 | 2200 | MACT Fuel Choice Floor in lbs/MMBtu | FALSE | L | Annual | Allowances Withdrawn (n:1) | lbs | 0 | 0 | 0 | 0 | 0 | 0 | 0
WI Large Coal Units Hg Rule v3.1, Unit 5835 and retrofits | 1355 | 2200 | MACT Fuel Choice Floor in lbs/MMBtu | FALSE | L | Annual | Net Emissions Allowance Position | lbs | 10.133 | 10.133 | 10.2785 | 10.0807 | 8.0053 | 9.9607 | 9.6973
WI Large Coal Units Hg Rule v3.1, Unit 5835 and retrofits | 1355 | 2200 | MACT Fuel Choice Floor in lbs/MMBtu | FALSE | L | Annual | Fuel Consumed | TBtu | 18.8243 | 18.8243 | 18.807 | 17.9692 | 14.5154 | 17.9835 | 18.0149
WI Large Coal Units Hg Rule v3.1, Unit 5835 and retrofits | 1355 | 2200 | MACT Fuel Choice Floor in lbs/MMBtu | FALSE | L | Annual | Rate | lb/MMBtu | 5.383e-07 | 5.383e-07 | 5.4653e-07 | 5.61e-07 | 5.515e-07 | 5.5388e-07 | 5.383e-07
WI Large Coal Units Hg Rule v3.1, Unit 5835 and retrofits | 1355 | 2200 | MACT Fuel Choice Floor in lbs/MMBtu | FALSE | L | Annual | Generation | TWh | 1.8719 | 1.8719 | 1.8719 | 1.8719 | 1.5105 | 1.8719 | 1.8719
WI Large Coal Units Hg Rule v3.1, Unit 5835 and retrofits | 1355 | 2200 | MACT Fuel Choice Floor in lbs/MMBtu | FALSE | L | Annual | Qualifying Generation | TWh | 1.8719 | 1.8719 | 1.8719 | 1.8719 | 1.5105 | 1.8719 | 1.8719
WI Large Coal Units Hg Rule v3.1, Unit 5835 and retrofits | 1355 | 2200 | MACT Fuel Choice Floor in lbs/MMBtu | FALSE | L | Annual | Constraint Shadow Price | US2011$/Lb | 0 | 0 | 0 | 0 | 0 | 0 | 0
WI Large Coal Units Hg Rule v3.1, Unit 5836 and retrofits | 1356 | 2200 | MACT Fuel Choice Floor in lbs/MMBtu | FALSE | L | Annual | Seasons Included | Seasons | Winter, Summer | Winter, Summer | Winter, Summer | Winter, Summer | Winter, Summer | Winter, Summer | Winter, Summer
WI Large Coal Units Hg Rule v3.1, Unit 5836 and retrofits | 1356 | 2200 | MACT Fuel Choice Floor in lbs/MMBtu | FALSE | L | Annual | Emission Floor | lbs/MMBtu | 7.92e-07 | 7.92e-07 | 7.92e-07 | 7.92e-07 | 7.92e-07 | 7.92e-07 | 7.92e-07
WI Large Coal Units Hg Rule v3.1, Unit 5836 and retrofits | 1356 | 2200 | MACT Fuel Choice Floor in lbs/MMBtu | FALSE | L | Annual | Emissions at Affected Plants MER | lbs | 10.0287 | 10.0287 | 10.4252 | 9.9769 | 8.0507 | 9.9769 | 9.7159
WI Large Coal Units Hg Rule v3.1, Unit 5836 and retrofits | 1356 | 2200 | MACT Fuel Choice Floor in lbs/MMBtu | FALSE | L | Annual | Allowances Purchased MER | lbs | 0 | 0 | 0 | 0 | 0 | 0 | 0
WI Large Coal Units Hg Rule v3.1, Unit 5836 and retrofits | 1356 | 2200 | MACT Fuel Choice Floor in lbs/MMBtu | FALSE | L | Annual | Allowances Sold MER | lbs | 0 | 0 | 0 | 0 | 0 | 0 | 0
WI Large Coal Units Hg Rule v3.1, Unit 5836 and retrofits | 1356 | 2200 | MACT Fuel Choice Floor in lbs/MMBtu | FALSE | L | Annual | Allowances Banked | lbs | 0 | 0 | 0 | 0 | 0 | 0 | 0
WI Large Coal Units Hg Rule v3.1, Unit 5836 and retrofits | 1356 | 2200 | MACT Fuel Choice Floor in lbs/MMBtu | FALSE | L | Annual | Allowances Withdrawn (1:1) | lbs | 0 | 0 | 0 | 0 | 0 | 0 | 0
WI Large Coal Units Hg Rule v3.1, Unit 5836 and retrofits | 1356 | 2200 | MACT Fuel Choice Floor in lbs/MMBtu | FALSE | L | Annual | Allowances Withdrawn (n:1) | lbs | 0 | 0 | 0 | 0 | 0 | 0 | 0
WI Large Coal Units Hg Rule v3.1, Unit 5836 and retrofits | 1356 | 2200 | MACT Fuel Choice Floor in lbs/MMBtu | FALSE | L | Annual | Net Emissions Allowance Position | lbs | 10.0287 | 10.0287 | 10.4252 | 9.9769 | 8.0507 | 9.9769 | 9.7159
WI Large Coal Units Hg Rule v3.1, Unit 5836 and retrofits | 1356 | 2200 | MACT Fuel Choice Floor in lbs/MMBtu | FALSE | L | Annual | Fuel Consumed | TBtu | 18.6304 | 18.6304 | 18.5832 | 17.7842 | 14.3507 | 17.7842 | 17.8152
WI Large Coal Units Hg Rule v3.1, Unit 5836 and retrofits | 1356 | 2200 | MACT Fuel Choice Floor in lbs/MMBtu | FALSE | L | Annual | Rate | lb/MMBtu | 5.383e-07 | 5.383e-07 | 5.61e-07 | 5.61e-07 | 5.61e-07 | 5.61e-07 | 5.4537e-07
WI Large Coal Units Hg Rule v3.1, Unit 5836 and retrofits | 1356 | 2200 | MACT Fuel Choice Floor in lbs/MMBtu | FALSE | L | Annual | Generation | TWh | 1.8502 | 1.8502 | 1.8502 | 1.8502 | 1.493 | 1.8502 | 1.8502
WI Large Coal Units Hg Rule v3.1, Unit 5836 and retrofits | 1356 | 2200 | MACT Fuel Choice Floor in lbs/MMBtu | FALSE | L | Annual | Qualifying Generation | TWh | 1.8502 | 1.8502 | 1.8502 | 1.8502 | 1.493 | 1.8502 | 1.8502
WI Large Coal Units Hg Rule v3.1, Unit 5836 and retrofits | 1356 | 2200 | MACT Fuel Choice Floor in lbs/MMBtu | FALSE | L | Annual | Constraint Shadow Price | US2011$/Lb | 0 | 0 | 0 | 0 | 0 | 0 | 0
WI Large Coal Units Hg Rule v3.1, Unit 5837 and retrofits | 1357 | 2200 | MACT Fuel Choice Floor in lbs/MMBtu | FALSE | L | Annual | Seasons Included | Seasons | Winter, Summer | Winter, Summer | Winter, Summer | Winter, Summer | Winter, Summer | Winter, Summer | Winter, Summer
WI Large Coal Units Hg Rule v3.1, Unit 5837 and retrofits | 1357 | 2200 | MACT Fuel Choice Floor in lbs/MMBtu | FALSE | L | Annual | Emission Floor | lbs/MMBtu | 7.92e-07 | 7.92e-07 | 7.92e-07 | 7.92e-07 | 7.92e-07 | 7.92e-07 | 7.92e-07
WI Large Coal Units Hg Rule v3.1, Unit 5837 and retrofits | 1357 | 2200 | MACT Fuel Choice Floor in lbs/MMBtu | FALSE | L | Annual | Emissions at Affected Plants MER | lbs | 19.9873 | 20.178 | 23.3046 | 19.9873 | 19.472 | 19.9873 | 19.9873
WI Large Coal Units Hg Rule v3.1, Unit 5837 and retrofits | 1357 | 2200 | MACT Fuel Choice Floor in lbs/MMBtu | FALSE | L | Annual | Allowances Purchased MER | lbs | 0 | 0 | 0 | 0 | 0 | 0 | 0
WI Large Coal Units Hg Rule v3.1, Unit 5837 and retrofits | 1357 | 2200 | MACT Fuel Choice Floor in lbs/MMBtu | FALSE | L | Annual | Allowances Sold MER | lbs | 0 | 0 | 0 | 0 | 0 | 0 | 0
WI Large Coal Units Hg Rule v3.1, Unit 5837 and retrofits | 1357 | 2200 | MACT Fuel Choice Floor in lbs/MMBtu | FALSE | L | Annual | Allowances Banked | lbs | 0 | 0 | 0 | 0 | 0 | 0 | 0
WI Large Coal Units Hg Rule v3.1, Unit 5837 and retrofits | 1357 | 2200 | MACT Fuel Choice Floor in lbs/MMBtu | FALSE | L | Annual | Allowances Withdrawn (1:1) | lbs | 0 | 0 | 0 | 0 | 0 | 0 | 0
WI Large Coal Units Hg Rule v3.1, Unit 5837 and retrofits | 1357 | 2200 | MACT Fuel Choice Floor in lbs/MMBtu | FALSE | L | Annual | Allowances Withdrawn (n:1) | lbs | 0 | 0 | 0 | 0 | 0 | 0 | 0
WI Large Coal Units Hg Rule v3.1, Unit 5837 and retrofits | 1357 | 2200 | MACT Fuel Choice Floor in lbs/MMBtu | FALSE | L | Annual | Net Emissions Allowance Position | lbs | 19.9873 | 20.178 | 23.3046 | 19.9873 | 19.472 | 19.9873 | 19.9873
WI Large Coal Units Hg Rule v3.1, Unit 5837 and retrofits | 1357 | 2200 | MACT Fuel Choice Floor in lbs/MMBtu | FALSE | L | Annual | Fuel Consumed | TBtu | 38.8065 | 39.2674 | 46.824 | 38.8065 | 37.806 | 38.8065 | 38.8065
WI Large Coal Units Hg Rule v3.1, Unit 5837 and retrofits | 1357 | 2200 | MACT Fuel Choice Floor in lbs/MMBtu | FALSE | L | Annual | Rate | lb/MMBtu | 5.1505e-07 | 5.1386e-07 | 4.9771e-07 | 5.1505e-07 | 5.1505e-07 | 5.1505e-07 | 5.1505e-07
WI Large Coal Units Hg Rule v3.1, Unit 5837 and retrofits | 1357 | 2200 | MACT Fuel Choice Floor in lbs/MMBtu | FALSE | L | Annual | Generation | TWh | 3.7274 | 3.7733 | 4.5267 | 3.7274 | 3.6313 | 3.7274 | 3.7274
WI Large Coal Units Hg Rule v3.1, Unit 5837 and retrofits | 1357 | 2200 | MACT Fuel Choice Floor in lbs/MMBtu | FALSE | L | Annual | Qualifying Generation | TWh | 3.7274 | 3.7733 | 4.5267 | 3.7274 | 3.6313 | 3.7274 | 3.7274
WI Large Coal Units Hg Rule v3.1, Unit 5837 and retrofits | 1357 | 2200 | MACT Fuel Choice Floor in lbs/MMBtu | FALSE | L | Annual | Constraint Shadow Price | US2011$/Lb | 0 | 0 | 0 | 0 | 0 | 0 | 0
WI Large Coal Units Hg Rule v3.1, Unit 5838 and retrofits | 1358 | 2200 | MACT Fuel Choice Floor in lbs/MMBtu | FALSE | L | Annual | Seasons Included | Seasons | Winter, Summer | Winter, Summer | Winter, Summer | Winter, Summer | Winter, Summer | Winter, Summer | Winter, Summer
WI Large Coal Units Hg Rule v3.1, Unit 5838 and retrofits | 1358 | 2200 | MACT Fuel Choice Floor in lbs/MMBtu | FALSE | L | Annual | Emission Floor | lbs/MMBtu | 7.92e-07 | 7.92e-07 | 7.92e-07 | 7.92e-07 | 7.92e-07 | 7.92e-07 | 7.92e-07
WI Large Coal Units Hg Rule v3.1, Unit 5838 and retrofits | 1358 | 2200 | MACT Fuel Choice Floor in lbs/MMBtu | FALSE | L | Annual | Emissions at Affected Plants MER | lbs | 20.6534 | 20.9163 | 23.2692 | 20.6534 | 17.4345 | 20.6534 | 20.6534
WI Large Coal Units Hg Rule v3.1, Unit 5838 and retrofits | 1358 | 2200 | MACT Fuel Choice Floor in lbs/MMBtu | FALSE | L | Annual | Allowances Purchased MER | lbs | 0 | 0 | 0 | 0 | 0 | 0 | 0
WI Large Coal Units Hg Rule v3.1, Unit 5838 and retrofits | 1358 | 2200 | MACT Fuel Choice Floor in lbs/MMBtu | FALSE | L | Annual | Allowances Sold MER | lbs | 0 | 0 | 0 | 0 | 0 | 0 | 0
WI Large Coal Units Hg Rule v3.1, Unit 5838 and retrofits | 1358 | 2200 | MACT Fuel Choice Floor in lbs/MMBtu | FALSE | L | Annual | Allowances Banked | lbs | 0 | 0 | 0 | 0 | 0 | 0 | 0
WI Large Coal Units Hg Rule v3.1, Unit 5838 and retrofits | 1358 | 2200 | MACT Fuel Choice Floor in lbs/MMBtu | FALSE | L | Annual | Allowances Withdrawn (1:1) | lbs | 0 | 0 | 0 | 0 | 0 | 0 | 0
WI Large Coal Units Hg Rule v3.1, Unit 5838 and retrofits | 1358 | 2200 | MACT Fuel Choice Floor in lbs/MMBtu | FALSE | L | Annual | Allowances Withdrawn (n:1) | lbs | 0 | 0 | 0 | 0 | 0 | 0 | 0
WI Large Coal Units Hg Rule v3.1, Unit 5838 and retrofits | 1358 | 2200 | MACT Fuel Choice Floor in lbs/MMBtu | FALSE | L | Annual | Net Emissions Allowance Position | lbs | 20.6534 | 20.9163 | 23.2692 | 20.6534 | 17.4345 | 20.6534 | 20.6534
WI Large Coal Units Hg Rule v3.1, Unit 5838 and retrofits | 1358 | 2200 | MACT Fuel Choice Floor in lbs/MMBtu | FALSE | L | Annual | Fuel Consumed | TBtu | 40.0998 | 40.7352 | 46.4218 | 40.0998 | 33.8501 | 40.0998 | 40.0998
WI Large Coal Units Hg Rule v3.1, Unit 5838 and retrofits | 1358 | 2200 | MACT Fuel Choice Floor in lbs/MMBtu | FALSE | L | Annual | Rate | lb/MMBtu | 5.1505e-07 | 5.1347e-07 | 5.0126e-07 | 5.1505e-07 | 5.1505e-07 | 5.1505e-07 | 5.1505e-07
WI Large Coal Units Hg Rule v3.1, Unit 5838 and retrofits | 1358 | 2200 | MACT Fuel Choice Floor in lbs/MMBtu | FALSE | L | Annual | Generation | TWh | 3.8516 | 3.9149 | 4.4819 | 3.8516 | 3.2513 | 3.8516 | 3.8516
WI Large Coal Units Hg Rule v3.1, Unit 5838 and retrofits | 1358 | 2200 | MACT Fuel Choice Floor in lbs/MMBtu | FALSE | L | Annual | Qualifying Generation | TWh | 3.8516 | 3.9149 | 4.4819 | 3.8516 | 3.2513 | 3.8516 | 3.8516
WI Large Coal Units Hg Rule v3.1, Unit 5838 and retrofits | 1358 | 2200 | MACT Fuel Choice Floor in lbs/MMBtu | FALSE | L | Annual | Constraint Shadow Price | US2011$/Lb | 0 | 0 | 0 | 0 | 0 | 0 | 0
WI Small Coal Units Hg Rule v3.1, Unit 3651 and retrofits | 1359 | 2201 | MACT Fuel Choice Floor in lbs/MMBtu | FALSE | L | Annual | Seasons Included | Seasons | Winter, Summer | Winter, Summer | Winter, Summer | Winter, Summer | Winter, Summer | Winter, Summer | Winter, Summer
WI Small Coal Units Hg Rule v3.1, Unit 3651 and retrofits | 1359 | 2201 | MACT Fuel Choice Floor in lbs/MMBtu | FALSE | L | Annual | Emission Floor | lbs/MMBtu | 6.91e-07 | 6.91e-07 | 6.91e-07 | 6.91e-07 | 6.91e-07 | 6.91e-07 | 6.91e-07
WI Small Coal Units Hg Rule v3.1, Unit 3651 and retrofits | 1359 | 2201 | MACT Fuel Choice Floor in lbs/MMBtu | FALSE | L | Annual | Emissions at Affected Plants MER | lbs | 0 | 0 | 0 | 0 | 0 | 0 | 0
WI Small Coal Units Hg Rule v3.1, Unit 3651 and retrofits | 1359 | 2201 | MACT Fuel Choice Floor in lbs/MMBtu | FALSE | L | Annual | Allowances Purchased MER | lbs | 0 | 0 | 0 | 0 | 0 | 0 | 0
WI Small Coal Units Hg Rule v3.1, Unit 3651 and retrofits | 1359 | 2201 | MACT Fuel Choice Floor in lbs/MMBtu | FALSE | L | Annual | Allowances Sold MER | lbs | 0 | 0 | 0 | 0 | 0 | 0 | 0
WI Small Coal Units Hg Rule v3.1, Unit 3651 and retrofits | 1359 | 2201 | MACT Fuel Choice Floor in lbs/MMBtu | FALSE | L | Annual | Allowances Banked | lbs | 0 | 0 | 0 | 0 | 0 | 0 | 0
WI Small Coal Units Hg Rule v3.1, Unit 3651 and retrofits | 1359 | 2201 | MACT Fuel Choice Floor in lbs/MMBtu | FALSE | L | Annual | Allowances Withdrawn (1:1) | lbs | 0 | 0 | 0 | 0 | 0 | 0 | 0
WI Small Coal Units Hg Rule v3.1, Unit 3651 and retrofits | 1359 | 2201 | MACT Fuel Choice Floor in lbs/MMBtu | FALSE | L | Annual | Allowances Withdrawn (n:1) | lbs | 0 | 0 | 0 | 0 | 0 | 0 | 0
WI Small Coal Units Hg Rule v3.1, Unit 3651 and retrofits | 1359 | 2201 | MACT Fuel Choice Floor in lbs/MMBtu | FALSE | L | Annual | Net Emissions Allowance Position | lbs | 0 | 0 | 0 | 0 | 0 | 0 | 0
WI Small Coal Units Hg Rule v3.1, Unit 3651 and retrofits | 1359 | 2201 | MACT Fuel Choice Floor in lbs/MMBtu | FALSE | L | Annual | Fuel Consumed | TBtu | 0 | 0 | 0 | 0 | 0 | 0 | 0
WI Small Coal Units Hg Rule v3.1, Unit 3651 and retrofits | 1359 | 2201 | MACT Fuel Choice Floor in lbs/MMBtu | FALSE | L | Annual | Rate | lb/MMBtu | 0 | 0 | 0 | 0 | 0 | 0 | 0
WI Small Coal Units Hg Rule v3.1, Unit 3651 and retrofits | 1359 | 2201 | MACT Fuel Choice Floor in lbs/MMBtu | FALSE | L | Annual | Generation | TWh | 0 | 0 | 0 | 0 | 0 | 0 | 0
WI Small Coal Units Hg Rule v3.1, Unit 3651 and retrofits | 1359 | 2201 | MACT Fuel Choice Floor in lbs/MMBtu | FALSE | L | Annual | Qualifying Generation | TWh | 0 | 0 | 0 | 0 | 0 | 0 | 0
WI Small Coal Units Hg Rule v3.1, Unit 3651 and retrofits | 1359 | 2201 | MACT Fuel Choice Floor in lbs/MMBtu | FALSE | L | Annual | Constraint Shadow Price | US2011$/Lb | 0 | 0 | 0 | 0 | 0 | 0 | 0
WI Small Coal Units Hg Rule v3.1, Unit 3652 and retrofits | 1360 | 2201 | MACT Fuel Choice Floor in lbs/MMBtu | FALSE | L | Annual | Seasons Included | Seasons | Winter, Summer | Winter, Summer | Winter, Summer | Winter, Summer | Winter, Summer | Winter, Summer | Winter, Summer
WI Small Coal Units Hg Rule v3.1, Unit 3652 and retrofits | 1360 | 2201 | MACT Fuel Choice Floor in lbs/MMBtu | FALSE | L | Annual | Emission Floor | lbs/MMBtu | 6.91e-07 | 6.91e-07 | 6.91e-07 | 6.91e-07 | 6.91e-07 | 6.91e-07 | 6.91e-07
WI Small Coal Units Hg Rule v3.1, Unit 3652 and retrofits | 1360 | 2201 | MACT Fuel Choice Floor in lbs/MMBtu | FALSE | L | Annual | Emissions at Affected Plants MER | lbs | 0 | 0 | 0 | 0 | 0 | 0 | 0
WI Small Coal Units Hg Rule v3.1, Unit 3652 and retrofits | 1360 | 2201 | MACT Fuel Choice Floor in lbs/MMBtu | FALSE | L | Annual | Allowances Purchased MER | lbs | 0 | 0 | 0 | 0 | 0 | 0 | 0
WI Small Coal Units Hg Rule v3.1, Unit 3652 and retrofits | 1360 | 2201 | MACT Fuel Choice Floor in lbs/MMBtu | FALSE | L | Annual | Allowances Sold MER | lbs | 0 | 0 | 0 | 0 | 0 | 0 | 0
WI Small Coal Units Hg Rule v3.1, Unit 3652 and retrofits | 1360 | 2201 | MACT Fuel Choice Floor in lbs/MMBtu | FALSE | L | Annual | Allowances Banked | lbs | 0 | 0 | 0 | 0 | 0 | 0 | 0
WI Small Coal Units Hg Rule v3.1, Unit 3652 and retrofits | 1360 | 2201 | MACT Fuel Choice Floor in lbs/MMBtu | FALSE | L | Annual | Allowances Withdrawn (1:1) | lbs | 0 | 0 | 0 | 0 | 0 | 0 | 0
WI Small Coal Units Hg Rule v3.1, Unit 3652 and retrofits | 1360 | 2201 | MACT Fuel Choice Floor in lbs/MMBtu | FALSE | L | Annual | Allowances Withdrawn (n:1) | lbs | 0 | 0 | 0 | 0 | 0 | 0 | 0
WI Small Coal Units Hg Rule v3.1, Unit 3652 and retrofits | 1360 | 2201 | MACT Fuel Choice Floor in lbs/MMBtu | FALSE | L | Annual | Net Emissions Allowance Position | lbs | 0 | 0 | 0 | 0 | 0 | 0 | 0
WI Small Coal Units Hg Rule v3.1, Unit 3652 and retrofits | 1360 | 2201 | MACT Fuel Choice Floor in lbs/MMBtu | FALSE | L | Annual | Fuel Consumed | TBtu | 0 | 0 | 0 | 0 | 0 | 0 | 0
WI Small Coal Units Hg Rule v3.1, Unit 3652 and retrofits | 1360 | 2201 | MACT Fuel Choice Floor in lbs/MMBtu | FALSE | L | Annual | Rate | lb/MMBtu | 0 | 0 | 0 | 0 | 0 | 0 | 0
WI Small Coal Units Hg Rule v3.1, Unit 3652 and retrofits | 1360 | 2201 | MACT Fuel Choice Floor in lbs/MMBtu | FALSE | L | Annual | Generation | TWh | 0 | 0 | 0 | 0 | 0 | 0 | 0
WI Small Coal Units Hg Rule v3.1, Unit 3652 and retrofits | 1360 | 2201 | MACT Fuel Choice Floor in lbs/MMBtu | FALSE | L | Annual | Qualifying Generation | TWh | 0 | 0 | 0 | 0 | 0 | 0 | 0
WI Small Coal Units Hg Rule v3.1, Unit 3652 and retrofits | 1360 | 2201 | MACT Fuel Choice Floor in lbs/MMBtu | FALSE | L | Annual | Constraint Shadow Price | US2011$/Lb | 0 | 0 | 0 | 0 | 0 | 0 | 0
WI Small Coal Units Hg Rule v3.1, Unit 3653 and retrofits | 1361 | 2201 | MACT Fuel Choice Floor in lbs/MMBtu | FALSE | L | Annual | Seasons Included | Seasons | Winter, Summer | Winter, Summer | Winter, Summer | Winter, Summer | Winter, Summer | Winter, Summer | Winter, Summer
WI Small Coal Units Hg Rule v3.1, Unit 3653 and retrofits | 1361 | 2201 | MACT Fuel Choice Floor in lbs/MMBtu | FALSE | L | Annual | Emission Floor | lbs/MMBtu | 6.91e-07 | 6.91e-07 | 6.91e-07 | 6.91e-07 | 6.91e-07 | 6.91e-07 | 6.91e-07
WI Small Coal Units Hg Rule v3.1, Unit 3653 and retrofits | 1361 | 2201 | MACT Fuel Choice Floor in lbs/MMBtu | FALSE | L | Annual | Emissions at Affected Plants MER | lbs | 0 | 0 | 0 | 0 | 0 | 0 | 0
WI Small Coal Units Hg Rule v3.1, Unit 3653 and retrofits | 1361 | 2201 | MACT Fuel Choice Floor in lbs/MMBtu | FALSE | L | Annual | Allowances Purchased MER | lbs | 0 | 0 | 0 | 0 | 0 | 0 | 0
WI Small Coal Units Hg Rule v3.1, Unit 3653 and retrofits | 1361 | 2201 | MACT Fuel Choice Floor in lbs/MMBtu | FALSE | L | Annual | Allowances Sold MER | lbs | 0 | 0 | 0 | 0 | 0 | 0 | 0
WI Small Coal Units Hg Rule v3.1, Unit 3653 and retrofits | 1361 | 2201 | MACT Fuel Choice Floor in lbs/MMBtu | FALSE | L | Annual | Allowances Banked | lbs | 0 | 0 | 0 | 0 | 0 | 0 | 0
WI Small Coal Units Hg Rule v3.1, Unit 3653 and retrofits | 1361 | 2201 | MACT Fuel Choice Floor in lbs/MMBtu | FALSE | L | Annual | Allowances Withdrawn (1:1) | lbs | 0 | 0 | 0 | 0 | 0 | 0 | 0
WI Small Coal Units Hg Rule v3.1, Unit 3653 and retrofits | 1361 | 2201 | MACT Fuel Choice Floor in lbs/MMBtu | FALSE | L | Annual | Allowances Withdrawn (n:1) | lbs | 0 | 0 | 0 | 0 | 0 | 0 | 0
WI Small Coal Units Hg Rule v3.1, Unit 3653 and retrofits | 1361 | 2201 | MACT Fuel Choice Floor in lbs/MMBtu | FALSE | L | Annual | Net Emissions Allowance Position | lbs | 0 | 0 | 0 | 0 | 0 | 0 | 0
WI Small Coal Units Hg Rule v3.1, Unit 3653 and retrofits | 1361 | 2201 | MACT Fuel Choice Floor in lbs/MMBtu | FALSE | L | Annual | Fuel Consumed | TBtu | 0 | 0 | 0 | 0 | 0 | 0 | 0
WI Small Coal Units Hg Rule v3.1, Unit 3653 and retrofits | 1361 | 2201 | MACT Fuel Choice Floor in lbs/MMBtu | FALSE | L | Annual | Rate | lb/MMBtu | 0 | 0 | 0 | 0 | 0 | 0 | 0
WI Small Coal Units Hg Rule v3.1, Unit 3653 and retrofits | 1361 | 2201 | MACT Fuel Choice Floor in lbs/MMBtu | FALSE | L | Annual | Generation | TWh | 0 | 0 | 0 | 0 | 0 | 0 | 0
WI Small Coal Units Hg Rule v3.1, Unit 3653 and retrofits | 1361 | 2201 | MACT Fuel Choice Floor in lbs/MMBtu | FALSE | L | Annual | Qualifying Generation | TWh | 0 | 0 | 0 | 0 | 0 | 0 | 0
WI Small Coal Units Hg Rule v3.1, Unit 3653 and retrofits | 1361 | 2201 | MACT Fuel Choice Floor in lbs/MMBtu | FALSE | L | Annual | Constraint Shadow Price | US2011$/Lb | 0 | 0 | 0 | 0 | 0 | 0 | 0
WI Small Coal Units Hg Rule v3.1, Unit 3654 and retrofits | 1362 | 2201 | MACT Fuel Choice Floor in lbs/MMBtu | FALSE | L | Annual | Seasons Included | Seasons | Winter, Summer | Winter, Summer | Winter, Summer | Winter, Summer | Winter, Summer | Winter, Summer | Winter, Summer
WI Small Coal Units Hg Rule v3.1, Unit 3654 and retrofits | 1362 | 2201 | MACT Fuel Choice Floor in lbs/MMBtu | FALSE | L | Annual | Emission Floor | lbs/MMBtu | 6.91e-07 | 6.91e-07 | 6.91e-07 | 6.91e-07 | 6.91e-07 | 6.91e-07 | 6.91e-07
WI Small Coal Units Hg Rule v3.1, Unit 3654 and retrofits | 1362 | 2201 | MACT Fuel Choice Floor in lbs/MMBtu | FALSE | L | Annual | Emissions at Affected Plants MER | lbs | 0 | 0 | 0 | 0 | 0 | 0 | 0
WI Small Coal Units Hg Rule v3.1, Unit 3654 and retrofits | 1362 | 2201 | MACT Fuel Choice Floor in lbs/MMBtu | FALSE | L | Annual | Allowances Purchased MER | lbs | 0 | 0 | 0 | 0 | 0 | 0 | 0
WI Small Coal Units Hg Rule v3.1, Unit 3654 and retrofits | 1362 | 2201 | MACT Fuel Choice Floor in lbs/MMBtu | FALSE | L | Annual | Allowances Sold MER | lbs | 0 | 0 | 0 | 0 | 0 | 0 | 0
WI Small Coal Units Hg Rule v3.1, Unit 3654 and retrofits | 1362 | 2201 | MACT Fuel Choice Floor in lbs/MMBtu | FALSE | L | Annual | Allowances Banked | lbs | 0 | 0 | 0 | 0 | 0 | 0 | 0
WI Small Coal Units Hg Rule v3.1, Unit 3654 and retrofits | 1362 | 2201 | MACT Fuel Choice Floor in lbs/MMBtu | FALSE | L | Annual | Allowances Withdrawn (1:1) | lbs | 0 | 0 | 0 | 0 | 0 | 0 | 0
WI Small Coal Units Hg Rule v3.1, Unit 3654 and retrofits | 1362 | 2201 | MACT Fuel Choice Floor in lbs/MMBtu | FALSE | L | Annual | Allowances Withdrawn (n:1) | lbs | 0 | 0 | 0 | 0 | 0 | 0 | 0
WI Small Coal Units Hg Rule v3.1, Unit 3654 and retrofits | 1362 | 2201 | MACT Fuel Choice Floor in lbs/MMBtu | FALSE | L | Annual | Net Emissions Allowance Position | lbs | 0 | 0 | 0 | 0 | 0 | 0 | 0
WI Small Coal Units Hg Rule v3.1, Unit 3654 and retrofits | 1362 | 2201 | MACT Fuel Choice Floor in lbs/MMBtu | FALSE | L | Annual | Fuel Consumed | TBtu | 0 | 0 | 0 | 0 | 0 | 0 | 0
WI Small Coal Units Hg Rule v3.1, Unit 3654 and retrofits | 1362 | 2201 | MACT Fuel Choice Floor in lbs/MMBtu | FALSE | L | Annual | Rate | lb/MMBtu | 0 | 0 | 0 | 0 | 0 | 0 | 0
WI Small Coal Units Hg Rule v3.1, Unit 3654 and retrofits | 1362 | 2201 | MACT Fuel Choice Floor in lbs/MMBtu | FALSE | L | Annual | Generation | TWh | 0 | 0 | 0 | 0 | 0 | 0 | 0
WI Small Coal Units Hg Rule v3.1, Unit 3654 and retrofits | 1362 | 2201 | MACT Fuel Choice Floor in lbs/MMBtu | FALSE | L | Annual | Qualifying Generation | TWh | 0 | 0 | 0 | 0 | 0 | 0 | 0
WI Small Coal Units Hg Rule v3.1, Unit 3654 and retrofits | 1362 | 2201 | MACT Fuel Choice Floor in lbs/MMBtu | FALSE | L | Annual | Constraint Shadow Price | US2011$/Lb | 0 | 0 | 0 | 0 | 0 | 0 | 0
WI Small Coal Units Hg Rule v3.1, Unit 3655 and retrofits | 1363 | 2201 | MACT Fuel Choice Floor in lbs/MMBtu | FALSE | L | Annual | Seasons Included | Seasons | Winter, Summer | Winter, Summer | Winter, Summer | Winter, Summer | Winter, Summer | Winter, Summer | Winter, Summer
WI Small Coal Units Hg Rule v3.1, Unit 3655 and retrofits | 1363 | 2201 | MACT Fuel Choice Floor in lbs/MMBtu | FALSE | L | Annual | Emission Floor | lbs/MMBtu | 6.91e-07 | 6.91e-07 | 6.91e-07 | 6.91e-07 | 6.91e-07 | 6.91e-07 | 6.91e-07
WI Small Coal Units Hg Rule v3.1, Unit 3655 and retrofits | 1363 | 2201 | MACT Fuel Choice Floor in lbs/MMBtu | FALSE | L | Annual | Emissions at Affected Plants MER | lbs | 0 | 0 | 0 | 0 | 0 | 0 | 0
WI Small Coal Units Hg Rule v3.1, Unit 3655 and retrofits | 1363 | 2201 | MACT Fuel Choice Floor in lbs/MMBtu | FALSE | L | Annual | Allowances Purchased MER | lbs | 0 | 0 | 0 | 0 | 0 | 0 | 0
WI Small Coal Units Hg Rule v3.1, Unit 3655 and retrofits | 1363 | 2201 | MACT Fuel Choice Floor in lbs/MMBtu | FALSE | L | Annual | Allowances Sold MER | lbs | 0 | 0 | 0 | 0 | 0 | 0 | 0
WI Small Coal Units Hg Rule v3.1, Unit 3655 and retrofits | 1363 | 2201 | MACT Fuel Choice Floor in lbs/MMBtu | FALSE | L | Annual | Allowances Banked | lbs | 0 | 0 | 0 | 0 | 0 | 0 | 0
WI Small Coal Units Hg Rule v3.1, Unit 3655 and retrofits | 1363 | 2201 | MACT Fuel Choice Floor in lbs/MMBtu | FALSE | L | Annual | Allowances Withdrawn (1:1) | lbs | 0 | 0 | 0 | 0 | 0 | 0 | 0
WI Small Coal Units Hg Rule v3.1, Unit 3655 and retrofits | 1363 | 2201 | MACT Fuel Choice Floor in lbs/MMBtu | FALSE | L | Annual | Allowances Withdrawn (n:1) | lbs | 0 | 0 | 0 | 0 | 0 | 0 | 0
WI Small Coal Units Hg Rule v3.1, Unit 3655 and retrofits | 1363 | 2201 | MACT Fuel Choice Floor in lbs/MMBtu | FALSE | L | Annual | Net Emissions Allowance Position | lbs | 0 | 0 | 0 | 0 | 0 | 0 | 0
WI Small Coal Units Hg Rule v3.1, Unit 3655 and retrofits | 1363 | 2201 | MACT Fuel Choice Floor in lbs/MMBtu | FALSE | L | Annual | Fuel Consumed | TBtu | 0 | 0 | 0 | 0 | 0 | 0 | 0
WI Small Coal Units Hg Rule v3.1, Unit 3655 and retrofits | 1363 | 2201 | MACT Fuel Choice Floor in lbs/MMBtu | FALSE | L | Annual | Rate | lb/MMBtu | 0 | 0 | 0 | 0 | 0 | 0 | 0
WI Small Coal Units Hg Rule v3.1, Unit 3655 and retrofits | 1363 | 2201 | MACT Fuel Choice Floor in lbs/MMBtu | FALSE | L | Annual | Generation | TWh | 0 | 0 | 0 | 0 | 0 | 0 | 0
WI Small Coal Units Hg Rule v3.1, Unit 3655 and retrofits | 1363 | 2201 | MACT Fuel Choice Floor in lbs/MMBtu | FALSE | L | Annual | Qualifying Generation | TWh | 0 | 0 | 0 | 0 | 0 | 0 | 0
WI Small Coal Units Hg Rule v3.1, Unit 3655 and retrofits | 1363 | 2201 | MACT Fuel Choice Floor in lbs/MMBtu | FALSE | L | Annual | Constraint Shadow Price | US2011$/Lb | 0 | 0 | 0 | 0 | 0 | 0 | 0
WI Small Coal Units Hg Rule v3.1, Unit 3794 and retrofits | 1364 | 2201 | MACT Fuel Choice Floor in lbs/MMBtu | FALSE | L | Annual | Seasons Included | Seasons | Winter, Summer | Winter, Summer | Winter, Summer | Winter, Summer | Winter, Summer | Winter, Summer | Winter, Summer
WI Small Coal Units Hg Rule v3.1, Unit 3794 and retrofits | 1364 | 2201 | MACT Fuel Choice Floor in lbs/MMBtu | FALSE | L | Annual | Emission Floor | lbs/MMBtu | 6.91e-07 | 6.91e-07 | 6.91e-07 | 6.91e-07 | 6.91e-07 | 6.91e-07 | 6.91e-07
WI Small Coal Units Hg Rule v3.1, Unit 3794 and retrofits | 1364 | 2201 | MACT Fuel Choice Floor in lbs/MMBtu | FALSE | L | Annual | Emissions at Affected Plants MER | lbs | 0 | 0 | 0 | 0 | 0 | 0 | 0
WI Small Coal Units Hg Rule v3.1, Unit 3794 and retrofits | 1364 | 2201 | MACT Fuel Choice Floor in lbs/MMBtu | FALSE | L | Annual | Allowances Purchased MER | lbs | 0 | 0 | 0 | 0 | 0 | 0 | 0
WI Small Coal Units Hg Rule v3.1, Unit 3794 and retrofits | 1364 | 2201 | MACT Fuel Choice Floor in lbs/MMBtu | FALSE | L | Annual | Allowances Sold MER | lbs | 0 | 0 | 0 | 0 | 0 | 0 | 0
WI Small Coal Units Hg Rule v3.1, Unit 3794 and retrofits | 1364 | 2201 | MACT Fuel Choice Floor in lbs/MMBtu | FALSE | L | Annual | Allowances Banked | lbs | 0 | 0 | 0 | 0 | 0 | 0 | 0
WI Small Coal Units Hg Rule v3.1, Unit 3794 and retrofits | 1364 | 2201 | MACT Fuel Choice Floor in lbs/MMBtu | FALSE | L | Annual | Allowances Withdrawn (1:1) | lbs | 0 | 0 | 0 | 0 | 0 | 0 | 0
WI Small Coal Units Hg Rule v3.1, Unit 3794 and retrofits | 1364 | 2201 | MACT Fuel Choice Floor in lbs/MMBtu | FALSE | L | Annual | Allowances Withdrawn (n:1) | lbs | 0 | 0 | 0 | 0 | 0 | 0 | 0
WI Small Coal Units Hg Rule v3.1, Unit 3794 and retrofits | 1364 | 2201 | MACT Fuel Choice Floor in lbs/MMBtu | FALSE | L | Annual | Net Emissions Allowance Position | lbs | 0 | 0 | 0 | 0 | 0 | 0 | 0
WI Small Coal Units Hg Rule v3.1, Unit 3794 and retrofits | 1364 | 2201 | MACT Fuel Choice Floor in lbs/MMBtu | FALSE | L | Annual | Fuel Consumed | TBtu | 0 | 0 | 0 | 0 | 0 | 0 | 0
WI Small Coal Units Hg Rule v3.1, Unit 3794 and retrofits | 1364 | 2201 | MACT Fuel Choice Floor in lbs/MMBtu | FALSE | L | Annual | Rate | lb/MMBtu | 0 | 0 | 0 | 0 | 0 | 0 | 0
WI Small Coal Units Hg Rule v3.1, Unit 3794 and retrofits | 1364 | 2201 | MACT Fuel Choice Floor in lbs/MMBtu | FALSE | L | Annual | Generation | TWh | 0 | 0 | 0 | 0 | 0 | 0 | 0
WI Small Coal Units Hg Rule v3.1, Unit 3794 and retrofits | 1364 | 2201 | MACT Fuel Choice Floor in lbs/MMBtu | FALSE | L | Annual | Qualifying Generation | TWh | 0 | 0 | 0 | 0 | 0 | 0 | 0
WI Small Coal Units Hg Rule v3.1, Unit 3794 and retrofits | 1364 | 2201 | MACT Fuel Choice Floor in lbs/MMBtu | FALSE | L | Annual | Constraint Shadow Price | US2011$/Lb | 0 | 0 | 0 | 0 | 0 | 0 | 0
WI Small Coal Units Hg Rule v3.1, Unit 3809 and retrofits | 1365 | 2201 | MACT Fuel Choice Floor in lbs/MMBtu | FALSE | L | Annual | Seasons Included | Seasons | Winter, Summer | Winter, Summer | Winter, Summer | Winter, Summer | Winter, Summer | Winter, Summer | Winter, Summer
WI Small Coal Units Hg Rule v3.1, Unit 3809 and retrofits | 1365 | 2201 | MACT Fuel Choice Floor in lbs/MMBtu | FALSE | L | Annual | Emission Floor | lbs/MMBtu | 6.91e-07 | 6.91e-07 | 6.91e-07 | 6.91e-07 | 6.91e-07 | 6.91e-07 | 6.91e-07
WI Small Coal Units Hg Rule v3.1, Unit 3809 and retrofits | 1365 | 2201 | MACT Fuel Choice Floor in lbs/MMBtu | FALSE | L | Annual | Emissions at Affected Plants MER | lbs | 0 | 0 | 0 | 0 | 0 | 0 | 0
WI Small Coal Units Hg Rule v3.1, Unit 3809 and retrofits | 1365 | 2201 | MACT Fuel Choice Floor in lbs/MMBtu | FALSE | L | Annual | Allowances Purchased MER | lbs | 0 | 0 | 0 | 0 | 0 | 0 | 0
WI Small Coal Units Hg Rule v3.1, Unit 3809 and retrofits | 1365 | 2201 | MACT Fuel Choice Floor in lbs/MMBtu | FALSE | L | Annual | Allowances Sold MER | lbs | 0 | 0 | 0 | 0 | 0 | 0 | 0
WI Small Coal Units Hg Rule v3.1, Unit 3809 and retrofits | 1365 | 2201 | MACT Fuel Choice Floor in lbs/MMBtu | FALSE | L | Annual | Allowances Banked | lbs | 0 | 0 | 0 | 0 | 0 | 0 | 0
WI Small Coal Units Hg Rule v3.1, Unit 3809 and retrofits | 1365 | 2201 | MACT Fuel Choice Floor in lbs/MMBtu | FALSE | L | Annual | Allowances Withdrawn (1:1) | lbs | 0 | 0 | 0 | 0 | 0 | 0 | 0
WI Small Coal Units Hg Rule v3.1, Unit 3809 and retrofits | 1365 | 2201 | MACT Fuel Choice Floor in lbs/MMBtu | FALSE | L | Annual | Allowances Withdrawn (n:1) | lbs | 0 | 0 | 0 | 0 | 0 | 0 | 0
WI Small Coal Units Hg Rule v3.1, Unit 3809 and retrofits | 1365 | 2201 | MACT Fuel Choice Floor in lbs/MMBtu | FALSE | L | Annual | Net Emissions Allowance Position | lbs | 0 | 0 | 0 | 0 | 0 | 0 | 0
WI Small Coal Units Hg Rule v3.1, Unit 3809 and retrofits | 1365 | 2201 | MACT Fuel Choice Floor in lbs/MMBtu | FALSE | L | Annual | Fuel Consumed | TBtu | 0 | 0 | 0 | 0 | 0 | 0 | 0
WI Small Coal Units Hg Rule v3.1, Unit 3809 and retrofits | 1365 | 2201 | MACT Fuel Choice Floor in lbs/MMBtu | FALSE | L | Annual | Rate | lb/MMBtu | 0 | 0 | 0 | 0 | 0 | 0 | 0
WI Small Coal Units Hg Rule v3.1, Unit 3809 and retrofits | 1365 | 2201 | MACT Fuel Choice Floor in lbs/MMBtu | FALSE | L | Annual | Generation | TWh | 0 | 0 | 0 | 0 | 0 | 0 | 0
WI Small Coal Units Hg Rule v3.1, Unit 3809 and retrofits | 1365 | 2201 | MACT Fuel Choice Floor in lbs/MMBtu | FALSE | L | Annual | Qualifying Generation | TWh | 0 | 0 | 0 | 0 | 0 | 0 | 0
WI Small Coal Units Hg Rule v3.1, Unit 3809 and retrofits | 1365 | 2201 | MACT Fuel Choice Floor in lbs/MMBtu | FALSE | L | Annual | Constraint Shadow Price | US2011$/Lb | 0 | 0 | 0 | 0 | 0 | 0 | 0
WI Small Coal Units Hg Rule v3.1, Unit 4022 and retrofits | 1366 | 2201 | MACT Fuel Choice Floor in lbs/MMBtu | FALSE | L | Annual | Seasons Included | Seasons | Winter, Summer | Winter, Summer | Winter, Summer | Winter, Summer | Winter, Summer | Winter, Summer | Winter, Summer
WI Small Coal Units Hg Rule v3.1, Unit 4022 and retrofits | 1366 | 2201 | MACT Fuel Choice Floor in lbs/MMBtu | FALSE | L | Annual | Emission Floor | lbs/MMBtu | 6.91e-07 | 6.91e-07 | 6.91e-07 | 6.91e-07 | 6.91e-07 | 6.91e-07 | 6.91e-07
WI Small Coal Units Hg Rule v3.1, Unit 4022 and retrofits | 1366 | 2201 | MACT Fuel Choice Floor in lbs/MMBtu | FALSE | L | Annual | Emissions at Affected Plants MER | lbs | 0 | 0 | 0 | 0 | 0 | 0 | 0
WI Small Coal Units Hg Rule v3.1, Unit 4022 and retrofits | 1366 | 2201 | MACT Fuel Choice Floor in lbs/MMBtu | FALSE | L | Annual | Allowances Purchased MER | lbs | 0 | 0 | 0 | 0 | 0 | 0 | 0
WI Small Coal Units Hg Rule v3.1, Unit 4022 and retrofits | 1366 | 2201 | MACT Fuel Choice Floor in lbs/MMBtu | FALSE | L | Annual | Allowances Sold MER | lbs | 0 | 0 | 0 | 0 | 0 | 0 | 0
WI Small Coal Units Hg Rule v3.1, Unit 4022 and retrofits | 1366 | 2201 | MACT Fuel Choice Floor in lbs/MMBtu | FALSE | L | Annual | Allowances Banked | lbs | 0 | 0 | 0 | 0 | 0 | 0 | 0
WI Small Coal Units Hg Rule v3.1, Unit 4022 and retrofits | 1366 | 2201 | MACT Fuel Choice Floor in lbs/MMBtu | FALSE | L | Annual | Allowances Withdrawn (1:1) | lbs | 0 | 0 | 0 | 0 | 0 | 0 | 0
WI Small Coal Units Hg Rule v3.1, Unit 4022 and retrofits | 1366 | 2201 | MACT Fuel Choice Floor in lbs/MMBtu | FALSE | L | Annual | Allowances Withdrawn (n:1) | lbs | 0 | 0 | 0 | 0 | 0 | 0 | 0
WI Small Coal Units Hg Rule v3.1, Unit 4022 and retrofits | 1366 | 2201 | MACT Fuel Choice Floor in lbs/MMBtu | FALSE | L | Annual | Net Emissions Allowance Position | lbs | 0 | 0 | 0 | 0 | 0 | 0 | 0
WI Small Coal Units Hg Rule v3.1, Unit 4022 and retrofits | 1366 | 2201 | MACT Fuel Choice Floor in lbs/MMBtu | FALSE | L | Annual | Fuel Consumed | TBtu | 0 | 0 | 0 | 0 | 0 | 0 | 0
WI Small Coal Units Hg Rule v3.1, Unit 4022 and retrofits | 1366 | 2201 | MACT Fuel Choice Floor in lbs/MMBtu | FALSE | L | Annual | Rate | lb/MMBtu | 0 | 0 | 0 | 0 | 0 | 0 | 0
WI Small Coal Units Hg Rule v3.1, Unit 4022 and retrofits | 1366 | 2201 | MACT Fuel Choice Floor in lbs/MMBtu | FALSE | L | Annual | Generation | TWh | 0 | 0 | 0 | 0 | 0 | 0 | 0
WI Small Coal Units Hg Rule v3.1, Unit 4022 and retrofits | 1366 | 2201 | MACT Fuel Choice Floor in lbs/MMBtu | FALSE | L | Annual | Qualifying Generation | TWh | 0 | 0 | 0 | 0 | 0 | 0 | 0
WI Small Coal Units Hg Rule v3.1, Unit 4022 and retrofits | 1366 | 2201 | MACT Fuel Choice Floor in lbs/MMBtu | FALSE | L | Annual | Constraint Shadow Price | US2011$/Lb | 0 | 0 | 0 | 0 | 0 | 0 | 0
WI Small Coal Units Hg Rule v3.1, Unit 4023 and retrofits | 1367 | 2201 | MACT Fuel Choice Floor in lbs/MMBtu | FALSE | L | Annual | Seasons Included | Seasons | Winter, Summer | Winter, Summer | Winter, Summer | Winter, Summer | Winter, Summer | Winter, Summer | Winter, Summer
WI Small Coal Units Hg Rule v3.1, Unit 4023 and retrofits | 1367 | 2201 | MACT Fuel Choice Floor in lbs/MMBtu | FALSE | L | Annual | Emission Floor | lbs/MMBtu | 6.91e-07 | 6.91e-07 | 6.91e-07 | 6.91e-07 | 6.91e-07 | 6.91e-07 | 6.91e-07
WI Small Coal Units Hg Rule v3.1, Unit 4023 and retrofits | 1367 | 2201 | MACT Fuel Choice Floor in lbs/MMBtu | FALSE | L | Annual | Emissions at Affected Plants MER | lbs | 0 | 0 | 0 | 0 | 0 | 0 | 0
WI Small Coal Units Hg Rule v3.1, Unit 4023 and retrofits | 1367 | 2201 | MACT Fuel Choice Floor in lbs/MMBtu | FALSE | L | Annual | Allowances Purchased MER | lbs | 0 | 0 | 0 | 0 | 0 | 0 | 0
WI Small Coal Units Hg Rule v3.1, Unit 4023 and retrofits | 1367 | 2201 | MACT Fuel Choice Floor in lbs/MMBtu | FALSE | L | Annual | Allowances Sold MER | lbs | 0 | 0 | 0 | 0 | 0 | 0 | 0
WI Small Coal Units Hg Rule v3.1, Unit 4023 and retrofits | 1367 | 2201 | MACT Fuel Choice Floor in lbs/MMBtu | FALSE | L | Annual | Allowances Banked | lbs | 0 | 0 | 0 | 0 | 0 | 0 | 0
WI Small Coal Units Hg Rule v3.1, Unit 4023 and retrofits | 1367 | 2201 | MACT Fuel Choice Floor in lbs/MMBtu | FALSE | L | Annual | Allowances Withdrawn (1:1) | lbs | 0 | 0 | 0 | 0 | 0 | 0 | 0
WI Small Coal Units Hg Rule v3.1, Unit 4023 and retrofits | 1367 | 2201 | MACT Fuel Choice Floor in lbs/MMBtu | FALSE | L | Annual | Allowances Withdrawn (n:1) | lbs | 0 | 0 | 0 | 0 | 0 | 0 | 0
WI Small Coal Units Hg Rule v3.1, Unit 4023 and retrofits | 1367 | 2201 | MACT Fuel Choice Floor in lbs/MMBtu | FALSE | L | Annual | Net Emissions Allowance Position | lbs | 0 | 0 | 0 | 0 | 0 | 0 | 0
WI Small Coal Units Hg Rule v3.1, Unit 4023 and retrofits | 1367 | 2201 | MACT Fuel Choice Floor in lbs/MMBtu | FALSE | L | Annual | Fuel Consumed | TBtu | 0 | 0 | 0 | 0 | 0 | 0 | 0
WI Small Coal Units Hg Rule v3.1, Unit 4023 and retrofits | 1367 | 2201 | MACT Fuel Choice Floor in lbs/MMBtu | FALSE | L | Annual | Rate | lb/MMBtu | 0 | 0 | 0 | 0 | 0 | 0 | 0
WI Small Coal Units Hg Rule v3.1, Unit 4023 and retrofits | 1367 | 2201 | MACT Fuel Choice Floor in lbs/MMBtu | FALSE | L | Annual | Generation | TWh | 0 | 0 | 0 | 0 | 0 | 0 | 0
WI Small Coal Units Hg Rule v3.1, Unit 4023 and retrofits | 1367 | 2201 | MACT Fuel Choice Floor in lbs/MMBtu | FALSE | L | Annual | Qualifying Generation | TWh | 0 | 0 | 0 | 0 | 0 | 0 | 0
WI Small Coal Units Hg Rule v3.1, Unit 4023 and retrofits | 1367 | 2201 | MACT Fuel Choice Floor in lbs/MMBtu | FALSE | L | Annual | Constraint Shadow Price | US2011$/Lb | 0 | 0 | 0 | 0 | 0 | 0 | 0
WI Small Coal Units Hg Rule v3.1, Unit 5313 and retrofits | 1368 | 2201 | MACT Fuel Choice Floor in lbs/MMBtu | FALSE | L | Annual | Seasons Included | Seasons | Winter, Summer | Winter, Summer | Winter, Summer | Winter, Summer | Winter, Summer | Winter, Summer | Winter, Summer
WI Small Coal Units Hg Rule v3.1, Unit 5313 and retrofits | 1368 | 2201 | MACT Fuel Choice Floor in lbs/MMBtu | FALSE | L | Annual | Emission Floor | lbs/MMBtu | 6.91e-07 | 6.91e-07 | 6.91e-07 | 6.91e-07 | 6.91e-07 | 6.91e-07 | 6.91e-07
WI Small Coal Units Hg Rule v3.1, Unit 5313 and retrofits | 1368 | 2201 | MACT Fuel Choice Floor in lbs/MMBtu | FALSE | L | Annual | Emissions at Affected Plants MER | lbs | 0 | 0 | 0 | 0 | 0 | 0 | 0
WI Small Coal Units Hg Rule v3.1, Unit 5313 and retrofits | 1368 | 2201 | MACT Fuel Choice Floor in lbs/MMBtu | FALSE | L | Annual | Allowances Purchased MER | lbs | 0 | 0 | 0 | 0 | 0 | 0 | 0
WI Small Coal Units Hg Rule v3.1, Unit 5313 and retrofits | 1368 | 2201 | MACT Fuel Choice Floor in lbs/MMBtu | FALSE | L | Annual | Allowances Sold MER | lbs | 0 | 0 | 0 | 0 | 0 | 0 | 0
WI Small Coal Units Hg Rule v3.1, Unit 5313 and retrofits | 1368 | 2201 | MACT Fuel Choice Floor in lbs/MMBtu | FALSE | L | Annual | Allowances Banked | lbs | 0 | 0 | 0 | 0 | 0 | 0 | 0
WI Small Coal Units Hg Rule v3.1, Unit 5313 and retrofits | 1368 | 2201 | MACT Fuel Choice Floor in lbs/MMBtu | FALSE | L | Annual | Allowances Withdrawn (1:1) | lbs | 0 | 0 | 0 | 0 | 0 | 0 | 0
WI Small Coal Units Hg Rule v3.1, Unit 5313 and retrofits | 1368 | 2201 | MACT Fuel Choice Floor in lbs/MMBtu | FALSE | L | Annual | Allowances Withdrawn (n:1) | lbs | 0 | 0 | 0 | 0 | 0 | 0 | 0
WI Small Coal Units Hg Rule v3.1, Unit 5313 and retrofits | 1368 | 2201 | MACT Fuel Choice Floor in lbs/MMBtu | FALSE | L | Annual | Net Emissions Allowance Position | lbs | 0 | 0 | 0 | 0 | 0 | 0 | 0
WI Small Coal Units Hg Rule v3.1, Unit 5313 and retrofits | 1368 | 2201 | MACT Fuel Choice Floor in lbs/MMBtu | FALSE | L | Annual | Fuel Consumed | TBtu | 0 | 0 | 0 | 0 | 0 | 0 | 0
WI Small Coal Units Hg Rule v3.1, Unit 5313 and retrofits | 1368 | 2201 | MACT Fuel Choice Floor in lbs/MMBtu | FALSE | L | Annual | Rate | lb/MMBtu | 0 | 0 | 0 | 0 | 0 | 0 | 0
WI Small Coal Units Hg Rule v3.1, Unit 5313 and retrofits | 1368 | 2201 | MACT Fuel Choice Floor in lbs/MMBtu | FALSE | L | Annual | Generation | TWh | 0 | 0 | 0 | 0 | 0 | 0 | 0
WI Small Coal Units Hg Rule v3.1, Unit 5313 and retrofits | 1368 | 2201 | MACT Fuel Choice Floor in lbs/MMBtu | FALSE | L | Annual | Qualifying Generation | TWh | 0 | 0 | 0 | 0 | 0 | 0 | 0
WI Small Coal Units Hg Rule v3.1, Unit 5313 and retrofits | 1368 | 2201 | MACT Fuel Choice Floor in lbs/MMBtu | FALSE | L | Annual | Constraint Shadow Price | US2011$/Lb | 0 | 0 | 0 | 0 | 0 | 0 | 0
WI Small Coal Units Hg Rule v3.1, Unit 5328 and retrofits | 1369 | 2201 | MACT Fuel Choice Floor in lbs/MMBtu | FALSE | L | Annual | Seasons Included | Seasons | Winter, Summer | Winter, Summer | Winter, Summer | Winter, Summer | Winter, Summer | Winter, Summer | Winter, Summer
WI Small Coal Units Hg Rule v3.1, Unit 5328 and retrofits | 1369 | 2201 | MACT Fuel Choice Floor in lbs/MMBtu | FALSE | L | Annual | Emission Floor | lbs/MMBtu | 6.91e-07 | 6.91e-07 | 6.91e-07 | 6.91e-07 | 6.91e-07 | 6.91e-07 | 6.91e-07
WI Small Coal Units Hg Rule v3.1, Unit 5328 and retrofits | 1369 | 2201 | MACT Fuel Choice Floor in lbs/MMBtu | FALSE | L | Annual | Emissions at Affected Plants MER | lbs | 0 | 0 | 0 | 0 | 0 | 0 | 0
WI Small Coal Units Hg Rule v3.1, Unit 5328 and retrofits | 1369 | 2201 | MACT Fuel Choice Floor in lbs/MMBtu | FALSE | L | Annual | Allowances Purchased MER | lbs | 0 | 0 | 0 | 0 | 0 | 0 | 0
WI Small Coal Units Hg Rule v3.1, Unit 5328 and retrofits | 1369 | 2201 | MACT Fuel Choice Floor in lbs/MMBtu | FALSE | L | Annual | Allowances Sold MER | lbs | 0 | 0 | 0 | 0 | 0 | 0 | 0
WI Small Coal Units Hg Rule v3.1, Unit 5328 and retrofits | 1369 | 2201 | MACT Fuel Choice Floor in lbs/MMBtu | FALSE | L | Annual | Allowances Banked | lbs | 0 | 0 | 0 | 0 | 0 | 0 | 0
WI Small Coal Units Hg Rule v3.1, Unit 5328 and retrofits | 1369 | 2201 | MACT Fuel Choice Floor in lbs/MMBtu | FALSE | L | Annual | Allowances Withdrawn (1:1) | lbs | 0 | 0 | 0 | 0 | 0 | 0 | 0
WI Small Coal Units Hg Rule v3.1, Unit 5328 and retrofits | 1369 | 2201 | MACT Fuel Choice Floor in lbs/MMBtu | FALSE | L | Annual | Allowances Withdrawn (n:1) | lbs | 0 | 0 | 0 | 0 | 0 | 0 | 0
WI Small Coal Units Hg Rule v3.1, Unit 5328 and retrofits | 1369 | 2201 | MACT Fuel Choice Floor in lbs/MMBtu | FALSE | L | Annual | Net Emissions Allowance Position | lbs | 0 | 0 | 0 | 0 | 0 | 0 | 0
WI Small Coal Units Hg Rule v3.1, Unit 5328 and retrofits | 1369 | 2201 | MACT Fuel Choice Floor in lbs/MMBtu | FALSE | L | Annual | Fuel Consumed | TBtu | 0 | 0 | 0 | 0 | 0 | 0 | 0
WI Small Coal Units Hg Rule v3.1, Unit 5328 and retrofits | 1369 | 2201 | MACT Fuel Choice Floor in lbs/MMBtu | FALSE | L | Annual | Rate | lb/MMBtu | 0 | 0 | 0 | 0 | 0 | 0 | 0
WI Small Coal Units Hg Rule v3.1, Unit 5328 and retrofits | 1369 | 2201 | MACT Fuel Choice Floor in lbs/MMBtu | FALSE | L | Annual | Generation | TWh | 0 | 0 | 0 | 0 | 0 | 0 | 0
WI Small Coal Units Hg Rule v3.1, Unit 5328 and retrofits | 1369 | 2201 | MACT Fuel Choice Floor in lbs/MMBtu | FALSE | L | Annual | Qualifying Generation | TWh | 0 | 0 | 0 | 0 | 0 | 0 | 0
WI Small Coal Units Hg Rule v3.1, Unit 5328 and retrofits | 1369 | 2201 | MACT Fuel Choice Floor in lbs/MMBtu | FALSE | L | Annual | Constraint Shadow Price | US2011$/Lb | 0 | 0 | 0 | 0 | 0 | 0 | 0
WI Wallfired Coal Units NOx Annual Rate v3.1 | 1370 | 1931 | Rate Constraint in lbs/MMBtu | FALSE | L | Annual | Seasons Included | Seasons | Winter, Summer | Winter, Summer | Winter, Summer | Winter, Summer | Winter, Summer | Winter, Summer | Winter, Summer
WI Wallfired Coal Units NOx Annual Rate v3.1 | 1370 | 1931 | Rate Constraint in lbs/MMBtu | FALSE | L | Annual | Standard | lb/MMBtu | 0.17 | 0.17 | 0.17 | 0.17 | 0.17 | 0.17 | 0.17
WI Wallfired Coal Units NOx Annual Rate v3.1 | 1370 | 1931 | Rate Constraint in lbs/MMBtu | FALSE | L | Annual | Emissions at Affected Plants NOX | Thousand Tons | 0 | 0 | 0 | 0 | 0 | 0 | 0
WI Wallfired Coal Units NOx Annual Rate v3.1 | 1370 | 1931 | Rate Constraint in lbs/MMBtu | FALSE | L | Annual | Allowances Purchased NOX | Thousand Tons | 0 | 0 | 0 | 0 | 0 | 0 | 0
WI Wallfired Coal Units NOx Annual Rate v3.1 | 1370 | 1931 | Rate Constraint in lbs/MMBtu | FALSE | L | Annual | Allowances Sold NOX | Thousand Tons | 0 | 0 | 0 | 0 | 0 | 0 | 0
WI Wallfired Coal Units NOx Annual Rate v3.1 | 1370 | 1931 | Rate Constraint in lbs/MMBtu | FALSE | L | Annual | Allowances Banked | Thousand Tons | 0 | 0 | 0 | 0 | 0 | 0 | 0
WI Wallfired Coal Units NOx Annual Rate v3.1 | 1370 | 1931 | Rate Constraint in lbs/MMBtu | FALSE | L | Annual | Allowances Withdrawn (1:1) | Thousand Tons | 0 | 0 | 0 | 0 | 0 | 0 | 0
WI Wallfired Coal Units NOx Annual Rate v3.1 | 1370 | 1931 | Rate Constraint in lbs/MMBtu | FALSE | L | Annual | Allowances Withdrawn (n:1) | Thousand Tons | 0 | 0 | 0 | 0 | 0 | 0 | 0
WI Wallfired Coal Units NOx Annual Rate v3.1 | 1370 | 1931 | Rate Constraint in lbs/MMBtu | FALSE | L | Annual | Net Emissions Allowance Position | Thousand Tons | 0 | 0 | 0 | 0 | 0 | 0 | 0
WI Wallfired Coal Units NOx Annual Rate v3.1 | 1370 | 1931 | Rate Constraint in lbs/MMBtu | FALSE | L | Annual | Fuel Consumed | TBtu | 0 | 0 | 0 | 0 | 0 | 0 | 0
WI Wallfired Coal Units NOx Annual Rate v3.1 | 1370 | 1931 | Rate Constraint in lbs/MMBtu | FALSE | L | Annual | Rate | lb/MMBtu | 0 | 0 | 0 | 0 | 0 | 0 | 0
WI Wallfired Coal Units NOx Annual Rate v3.1 | 1370 | 1931 | Rate Constraint in lbs/MMBtu | FALSE | L | Annual | Generation | TWh | 0 | 0 | 0 | 0 | 0 | 0 | 0
WI Wallfired Coal Units NOx Annual Rate v3.1 | 1370 | 1931 | Rate Constraint in lbs/MMBtu | FALSE | L | Annual | Qualifying Generation | TWh | 0 | 0 | 0 | 0 | 0 | 0 | 0
WI Wallfired Coal Units NOx Annual Rate v3.1 | 1370 | 1931 | Rate Constraint in lbs/MMBtu | FALSE | L | Annual | Rate | lb/MWh | 0 | 0 | 0 | 0 | 0 | 0 | 0
WI Wallfired Coal Units NOx Annual Rate v3.1 | 1370 | 1931 | Rate Constraint in lbs/MMBtu | FALSE | L | Annual | Constraint Shadow Price | US2011$/Ton | 0 | 0 | 0 | 0 | 0 | 0 | 0
Wind and Solar Generation Cap 30% - CNAB v5.14 | 1371 | 6239 | Generation Constraint in GWh | FALSE | L | Annual | Seasons Included | Seasons | Winter, Summer | Winter, Summer | Winter, Summer | Winter, Summer | Winter, Summer | Winter, Summer | Winter, Summer
Wind and Solar Generation Cap 30% - CNAB v5.14 | 1371 | 6239 | Generation Constraint in GWh | FALSE | L | Annual | Standard | GWh | 24025 | 24765 | 25712 | 27785 | 29660 | 33212 | 37188
Wind and Solar Generation Cap 30% - CNAB v5.14 | 1371 | 6239 | Generation Constraint in GWh | FALSE | L | Annual | Emissions at Affected Plants | GWh | 1041.6591 | 8539.1104 | 8539.1104 | 8539.1104 | 8539.1104 | 8539.1104 | 8539.1104
Wind and Solar Generation Cap 30% - CNAB v5.14 | 1371 | 6239 | Generation Constraint in GWh | FALSE | L | Annual | Allowances Purchased | GWh | 0 | 0 | 0 | 0 | 0 | 0 | 0
Wind and Solar Generation Cap 30% - CNAB v5.14 | 1371 | 6239 | Generation Constraint in GWh | FALSE | L | Annual | Allowances Sold | GWh | 0 | 0 | 0 | 0 | 0 | 0 | 0
Wind and Solar Generation Cap 30% - CNAB v5.14 | 1371 | 6239 | Generation Constraint in GWh | FALSE | L | Annual | Allowances Banked | GWh | 0 | 0 | 0 | 0 | 0 | 0 | 0
Wind and Solar Generation Cap 30% - CNAB v5.14 | 1371 | 6239 | Generation Constraint in GWh | FALSE | L | Annual | Allowances Withdrawn (1:1) | GWh | 0 | 0 | 0 | 0 | 0 | 0 | 0
Wind and Solar Generation Cap 30% - CNAB v5.14 | 1371 | 6239 | Generation Constraint in GWh | FALSE | L | Annual | Allowances Withdrawn (n:1) | GWh | 0 | 0 | 0 | 0 | 0 | 0 | 0
Wind and Solar Generation Cap 30% - CNAB v5.14 | 1371 | 6239 | Generation Constraint in GWh | FALSE | L | Annual | Net Emissions Allowance Position | GWh | 1041.6591 | 8539.1104 | 8539.1104 | 8539.1104 | 8539.1104 | 8539.1104 | 8539.1104
Wind and Solar Generation Cap 30% - CNAB v5.14 | 1371 | 6239 | Generation Constraint in GWh | FALSE | L | Annual | Fuel Consumed | TBtu | 0 | 0 | 0 | 0 | 0 | 0 | 0
Wind and Solar Generation Cap 30% - CNAB v5.14 | 1371 | 6239 | Generation Constraint in GWh | FALSE | L | Annual | Heat Rate | MMBtu/MWh | 0 | 0 | 0 | 0 | 0 | 0 | 0
Wind and Solar Generation Cap 30% - CNAB v5.14 | 1371 | 6239 | Generation Constraint in GWh | FALSE | L | Annual | Generation | TWh | 1.0417 | 8.5391 | 8.5391 | 8.5391 | 8.5391 | 8.5391 | 8.5391
Wind and Solar Generation Cap 30% - CNAB v5.14 | 1371 | 6239 | Generation Constraint in GWh | FALSE | L | Annual | Qualifying Generation | TWh | 1.0417 | 8.5391 | 8.5391 | 8.5391 | 8.5391 | 8.5391 | 8.5391
Wind and Solar Generation Cap 30% - CNAB v5.14 | 1371 | 6239 | Generation Constraint in GWh | FALSE | L | Annual | Rate | lb/MWh | 0 | 0 | 0 | 0 | 0 | 0 | 0
Wind and Solar Generation Cap 30% - CNAB v5.14 | 1371 | 6239 | Generation Constraint in GWh | FALSE | L | Annual | Constraint Shadow Price | US2011$/MWh | 0 | 0 | 0 | 0 | 0 | 0 | 0
Wind and Solar Generation Cap 30% - CNBC v5.14 | 1372 | 6240 | Generation Constraint in GWh | FALSE | L | Annual | Seasons Included | Seasons | Winter, Summer | Winter, Summer | Winter, Summer | Winter, Summer | Winter, Summer | Winter, Summer | Winter, Summer
Wind and Solar Generation Cap 30% - CNBC v5.14 | 1372 | 6240 | Generation Constraint in GWh | FALSE | L | Annual | Standard | GWh | 20377 | 20714 | 21138 | 22018 | 23027 | 25188 | 27552
Wind and Solar Generation Cap 30% - CNBC v5.14 | 1372 | 6240 | Generation Constraint in GWh | FALSE | L | Annual | Emissions at Affected Plants | GWh | 1121.9885 | 1121.9885 | 1121.9885 | 1121.9885 | 1121.9885 | 1121.9885 | 7398.6679
Wind and Solar Generation Cap 30% - CNBC v5.14 | 1372 | 6240 | Generation Constraint in GWh | FALSE | L | Annual | Allowances Purchased | GWh | 0 | 0 | 0 | 0 | 0 | 0 | 0
Wind and Solar Generation Cap 30% - CNBC v5.14 | 1372 | 6240 | Generation Constraint in GWh | FALSE | L | Annual | Allowances Sold | GWh | 0 | 0 | 0 | 0 | 0 | 0 | 0
Wind and Solar Generation Cap 30% - CNBC v5.14 | 1372 | 6240 | Generation Constraint in GWh | FALSE | L | Annual | Allowances Banked | GWh | 0 | 0 | 0 | 0 | 0 | 0 | 0
Wind and Solar Generation Cap 30% - CNBC v5.14 | 1372 | 6240 | Generation Constraint in GWh | FALSE | L | Annual | Allowances Withdrawn (1:1) | GWh | 0 | 0 | 0 | 0 | 0 | 0 | 0
Wind and Solar Generation Cap 30% - CNBC v5.14 | 1372 | 6240 | Generation Constraint in GWh | FALSE | L | Annual | Allowances Withdrawn (n:1) | GWh | 0 | 0 | 0 | 0 | 0 | 0 | 0
Wind and Solar Generation Cap 30% - CNBC v5.14 | 1372 | 6240 | Generation Constraint in GWh | FALSE | L | Annual | Net Emissions Allowance Position | GWh | 1121.9885 | 1121.9885 | 1121.9885 | 1121.9885 | 1121.9885 | 1121.9885 | 7398.6679
Wind and Solar Generation Cap 30% - CNBC v5.14 | 1372 | 6240 | Generation Constraint in GWh | FALSE | L | Annual | Fuel Consumed | TBtu | 0 | 0 | 0 | 0 | 0 | 0 | 0
Wind and Solar Generation Cap 30% - CNBC v5.14 | 1372 | 6240 | Generation Constraint in GWh | FALSE | L | Annual | Heat Rate | MMBtu/MWh | 0 | 0 | 0 | 0 | 0 | 0 | 0
Wind and Solar Generation Cap 30% - CNBC v5.14 | 1372 | 6240 | Generation Constraint in GWh | FALSE | L | Annual | Generation | TWh | 1.122 | 1.122 | 1.122 | 1.122 | 1.122 | 1.122 | 7.3987
Wind and Solar Generation Cap 30% - CNBC v5.14 | 1372 | 6240 | Generation Constraint in GWh | FALSE | L | Annual | Qualifying Generation | TWh | 1.122 | 1.122 | 1.122 | 1.122 | 1.122 | 1.122 | 7.3987
Wind and Solar Generation Cap 30% - CNBC v5.14 | 1372 | 6240 | Generation Constraint in GWh | FALSE | L | Annual | Rate | lb/MWh | 0 | 0 | 0 | 0 | 0 | 0 | 0
Wind and Solar Generation Cap 30% - CNBC v5.14 | 1372 | 6240 | Generation Constraint in GWh | FALSE | L | Annual | Constraint Shadow Price | US2011$/MWh | 0 | 0 | 0 | 0 | 0 | 0 | 0
Wind and Solar Generation Cap 30% - CNMB v5.14 | 1373 | 6241 | Generation Constraint in GWh | FALSE | L | Annual | Seasons Included | Seasons | Winter, Summer | Winter, Summer | Winter, Summer | Winter, Summer | Winter, Summer | Winter, Summer | Winter, Summer
Wind and Solar Generation Cap 30% - CNMB v5.14 | 1373 | 6241 | Generation Constraint in GWh | FALSE | L | Annual | Standard | GWh | 7365 | 7477 | 7645 | 7971 | 8287 | 9030 | 9838
Wind and Solar Generation Cap 30% - CNMB v5.14 | 1373 | 6241 | Generation Constraint in GWh | FALSE | L | Annual | Emissions at Affected Plants | GWh | 888.1864 | 888.1864 | 888.1864 | 888.1864 | 888.1864 | 888.1864 | 888.1864
Wind and Solar Generation Cap 30% - CNMB v5.14 | 1373 | 6241 | Generation Constraint in GWh | FALSE | L | Annual | Allowances Purchased | GWh | 0 | 0 | 0 | 0 | 0 | 0 | 0
Wind and Solar Generation Cap 30% - CNMB v5.14 | 1373 | 6241 | Generation Constraint in GWh | FALSE | L | Annual | Allowances Sold | GWh | 0 | 0 | 0 | 0 | 0 | 0 | 0
Wind and Solar Generation Cap 30% - CNMB v5.14 | 1373 | 6241 | Generation Constraint in GWh | FALSE | L | Annual | Allowances Banked | GWh | 0 | 0 | 0 | 0 | 0 | 0 | 0
Wind and Solar Generation Cap 30% - CNMB v5.14 | 1373 | 6241 | Generation Constraint in GWh | FALSE | L | Annual | Allowances Withdrawn (1:1) | GWh | 0 | 0 | 0 | 0 | 0 | 0 | 0
Wind and Solar Generation Cap 30% - CNMB v5.14 | 1373 | 6241 | Generation Constraint in GWh | FALSE | L | Annual | Allowances Withdrawn (n:1) | GWh | 0 | 0 | 0 | 0 | 0 | 0 | 0
Wind and Solar Generation Cap 30% - CNMB v5.14 | 1373 | 6241 | Generation Constraint in GWh | FALSE | L | Annual | Net Emissions Allowance Position | GWh | 888.1864 | 888.1864 | 888.1864 | 888.1864 | 888.1864 | 888.1864 | 888.1864
Wind and Solar Generation Cap 30% - CNMB v5.14 | 1373 | 6241 | Generation Constraint in GWh | FALSE | L | Annual | Fuel Consumed | TBtu | 0 | 0 | 0 | 0 | 0 | 0 | 0
Wind and Solar Generation Cap 30% - CNMB v5.14 | 1373 | 6241 | Generation Constraint in GWh | FALSE | L | Annual | Heat Rate | MMBtu/MWh | 0 | 0 | 0 | 0 | 0 | 0 | 0
Wind and Solar Generation Cap 30% - CNMB v5.14 | 1373 | 6241 | Generation Constraint in GWh | FALSE | L | Annual | Generation | TWh | 0.88819 | 0.88819 | 0.88819 | 0.88819 | 0.88819 | 0.88819 | 0.88819
Wind and Solar Generation Cap 30% - CNMB v5.14 | 1373 | 6241 | Generation Constraint in GWh | FALSE | L | Annual | Qualifying Generation | TWh | 0.88819 | 0.88819 | 0.88819 | 0.88819 | 0.88819 | 0.88819 | 0.88819
Wind and Solar Generation Cap 30% - CNMB v5.14 | 1373 | 6241 | Generation Constraint in GWh | FALSE | L | Annual | Rate | lb/MWh | 0 | 0 | 0 | 0 | 0 | 0 | 0
Wind and Solar Generation Cap 30% - CNMB v5.14 | 1373 | 6241 | Generation Constraint in GWh | FALSE | L | Annual | Constraint Shadow Price | US2011$/MWh | 0 | 0 | 0 | 0 | 0 | 0 | 0
Wind and Solar Generation Cap 30% - CNNB v5.14 | 1374 | 6242 | Generation Constraint in GWh | FALSE | L | Annual | Seasons Included | Seasons | Winter, Summer | Winter, Summer | Winter, Summer | Winter, Summer | Winter, Summer | Winter, Summer | Winter, Summer
Wind and Solar Generation Cap 30% - CNNB v5.14 | 1374 | 6242 | Generation Constraint in GWh | FALSE | L | Annual | Standard | GWh | 4406 | 4441 | 4485 | 4600 | 4697 | 4822 | 4949
Wind and Solar Generation Cap 30% - CNNB v5.14 | 1374 | 6242 | Generation Constraint in GWh | FALSE | L | Annual | Emissions at Affected Plants | GWh | 620.0278 | 620.0278 | 620.0278 | 620.0278 | 620.0278 | 620.0278 | 620.0278
Wind and Solar Generation Cap 30% - CNNB v5.14 | 1374 | 6242 | Generation Constraint in GWh | FALSE | L | Annual | Allowances Purchased | GWh | 0 | 0 | 0 | 0 | 0 | 0 | 0
Wind and Solar Generation Cap 30% - CNNB v5.14 | 1374 | 6242 | Generation Constraint in GWh | FALSE | L | Annual | Allowances Sold | GWh | 0 | 0 | 0 | 0 | 0 | 0 | 0
Wind and Solar Generation Cap 30% - CNNB v5.14 | 1374 | 6242 | Generation Constraint in GWh | FALSE | L | Annual | Allowances Banked | GWh | 0 | 0 | 0 | 0 | 0 | 0 | 0
Wind and Solar Generation Cap 30% - CNNB v5.14 | 1374 | 6242 | Generation Constraint in GWh | FALSE | L | Annual | Allowances Withdrawn (1:1) | GWh | 0 | 0 | 0 | 0 | 0 | 0 | 0
Wind and Solar Generation Cap 30% - CNNB v5.14 | 1374 | 6242 | Generation Constraint in GWh | FALSE | L | Annual | Allowances Withdrawn (n:1) | GWh | 0 | 0 | 0 | 0 | 0 | 0 | 0
Wind and Solar Generation Cap 30% - CNNB v5.14 | 1374 | 6242 | Generation Constraint in GWh | FALSE | L | Annual | Net Emissions Allowance Position | GWh | 620.0278 | 620.0278 | 620.0278 | 620.0278 | 620.0278 | 620.0278 | 620.0278
Wind and Solar Generation Cap 30% - CNNB v5.14 | 1374 | 6242 | Generation Constraint in GWh | FALSE | L | Annual | Fuel Consumed | TBtu | 0 | 0 | 0 | 0 | 0 | 0 | 0
Wind and Solar Generation Cap 30% - CNNB v5.14 | 1374 | 6242 | Generation Constraint in GWh | FALSE | L | Annual | Heat Rate | MMBtu/MWh | 0 | 0 | 0 | 0 | 0 | 0 | 0
Wind and Solar Generation Cap 30% - CNNB v5.14 | 1374 | 6242 | Generation Constraint in GWh | FALSE | L | Annual | Generation | TWh | 0.62003 | 0.62003 | 0.62003 | 0.62003 | 0.62003 | 0.62003 | 0.62003
Wind and Solar Generation Cap 30% - CNNB v5.14 | 1374 | 6242 | Generation Constraint in GWh | FALSE | L | Annual | Qualifying Generation | TWh | 0.62003 | 0.62003 | 0.62003 | 0.62003 | 0.62003 | 0.62003 | 0.62003
Wind and Solar Generation Cap 30% - CNNB v5.14 | 1374 | 6242 | Generation Constraint in GWh | FALSE | L | Annual | Rate | lb/MWh | 0 | 0 | 0 | 0 | 0 | 0 | 0
Wind and Solar Generation Cap 30% - CNNB v5.14 | 1374 | 6242 | Generation Constraint in GWh | FALSE | L | Annual | Constraint Shadow Price | US2011$/MWh | 0 | 0 | 0 | 0 | 0 | 0 | 0
Wind and Solar Generation Cap 30% - CNNF v5.14 | 1375 | 6243 | Generation Constraint in GWh | FALSE | L | Annual | Seasons Included | Seasons | Winter, Summer | Winter, Summer | Winter, Summer | Winter, Summer | Winter, Summer | Winter, Summer | Winter, Summer
Wind and Solar Generation Cap 30% - CNNF v5.14 | 1375 | 6243 | Generation Constraint in GWh | FALSE | L | Annual | Standard | GWh | 1174 | 1199 | 1177 | 1199 | 1177 | 1209 | 1243
Wind and Solar Generation Cap 30% - CNNF v5.14 | 1375 | 6243 | Generation Constraint in GWh | FALSE | L | Annual | Emissions at Affected Plants | GWh | 178.6667 | 178.6667 | 178.6667 | 178.6667 | 178.6667 | 178.6667 | 178.6667
Wind and Solar Generation Cap 30% - CNNF v5.14 | 1375 | 6243 | Generation Constraint in GWh | FALSE | L | Annual | Allowances Purchased | GWh | 0 | 0 | 0 | 0 | 0 | 0 | 0
Wind and Solar Generation Cap 30% - CNNF v5.14 | 1375 | 6243 | Generation Constraint in GWh | FALSE | L | Annual | Allowances Sold | GWh | 0 | 0 | 0 | 0 | 0 | 0 | 0
Wind and Solar Generation Cap 30% - CNNF v5.14 | 1375 | 6243 | Generation Constraint in GWh | FALSE | L | Annual | Allowances Banked | GWh | 0 | 0 | 0 | 0 | 0 | 0 | 0
Wind and Solar Generation Cap 30% - CNNF v5.14 | 1375 | 6243 | Generation Constraint in GWh | FALSE | L | Annual | Allowances Withdrawn (1:1) | GWh | 0 | 0 | 0 | 0 | 0 | 0 | 0
Wind and Solar Generation Cap 30% - CNNF v5.14 | 1375 | 6243 | Generation Constraint in GWh | FALSE | L | Annual | Allowances Withdrawn (n:1) | GWh | 0 | 0 | 0 | 0 | 0 | 0 | 0
Wind and Solar Generation Cap 30% - CNNF v5.14 | 1375 | 6243 | Generation Constraint in GWh | FALSE | L | Annual | Net Emissions Allowance Position | GWh | 178.6667 | 178.6667 | 178.6667 | 178.6667 | 178.6667 | 178.6667 | 178.6667
Wind and Solar Generation Cap 30% - CNNF v5.14 | 1375 | 6243 | Generation Constraint in GWh | FALSE | L | Annual | Fuel Consumed | TBtu | 0 | 0 | 0 | 0 | 0 | 0 | 0
Wind and Solar Generation Cap 30% - CNNF v5.14 | 1375 | 6243 | Generation Constraint in GWh | FALSE | L | Annual | Heat Rate | MMBtu/MWh | 0 | 0 | 0 | 0 | 0 | 0 | 0
Wind and Solar Generation Cap 30% - CNNF v5.14 | 1375 | 6243 | Generation Constraint in GWh | FALSE | L | Annual | Generation | TWh | 0.17867 | 0.17867 | 0.17867 | 0.17867 | 0.17867 | 0.17867 | 0.17867
Wind and Solar Generation Cap 30% - CNNF v5.14 | 1375 | 6243 | Generation Constraint in GWh | FALSE | L | Annual | Qualifying Generation | TWh | 0.17867 | 0.17867 | 0.17867 | 0.17867 | 0.17867 | 0.17867 | 0.17867
Wind and Solar Generation Cap 30% - CNNF v5.14 | 1375 | 6243 | Generation Constraint in GWh | FALSE | L | Annual | Rate | lb/MWh | 0 | 0 | 0 | 0 | 0 | 0 | 0
Wind and Solar Generation Cap 30% - CNNF v5.14 | 1375 | 6243 | Generation Constraint in GWh | FALSE | L | Annual | Constraint Shadow Price | US2011$/MWh | 0 | 0 | 0 | 0 | 0 | 0 | 0
Wind and Solar Generation Cap 30% - CNNL v5.14 | 1376 | 6244 | Generation Constraint in GWh | FALSE | L | Annual | Seasons Included | Seasons | Winter, Summer | Winter, Summer | Winter, Summer | Winter, Summer | Winter, Summer | Winter, Summer | Winter, Summer
Wind and Solar Generation Cap 30% - CNNL v5.14 | 1376 | 6244 | Generation Constraint in GWh | FALSE | L | Annual | Standard | GWh | 2210 | 2259 | 2216 | 2259 | 2216 | 2277 | 2340
Wind and Solar Generation Cap 30% - CNNL v5.14 | 1376 | 6244 | Generation Constraint in GWh | FALSE | L | Annual | Emissions at Affected Plants | GWh | 89.3333 | 89.3333 | 89.3333 | 89.3333 | 89.3333 | 89.3333 | 89.3333
Wind and Solar Generation Cap 30% - CNNL v5.14 | 1376 | 6244 | Generation Constraint in GWh | FALSE | L | Annual | Allowances Purchased | GWh | 0 | 0 | 0 | 0 | 0 | 0 | 0
Wind and Solar Generation Cap 30% - CNNL v5.14 | 1376 | 6244 | Generation Constraint in GWh | FALSE | L | Annual | Allowances Sold | GWh | 0 | 0 | 0 | 0 | 0 | 0 | 0
Wind and Solar Generation Cap 30% - CNNL v5.14 | 1376 | 6244 | Generation Constraint in GWh | FALSE | L | Annual | Allowances Banked | GWh | 0 | 0 | 0 | 0 | 0 | 0 | 0
Wind and Solar Generation Cap 30% - CNNL v5.14 | 1376 | 6244 | Generation Constraint in GWh | FALSE | L | Annual | Allowances Withdrawn (1:1) | GWh | 0 | 0 | 0 | 0 | 0 | 0 | 0
Wind and Solar Generation Cap 30% - CNNL v5.14 | 1376 | 6244 | Generation Constraint in GWh | FALSE | L | Annual | Allowances Withdrawn (n:1) | GWh | 0 | 0 | 0 | 0 | 0 | 0 | 0
Wind and Solar Generation Cap 30% - CNNL v5.14 | 1376 | 6244 | Generation Constraint in GWh | FALSE | L | Annual | Net Emissions Allowance Position | GWh | 89.3333 | 89.3333 | 89.3333 | 89.3333 | 89.3333 | 89.3333 | 89.3333
Wind and Solar Generation Cap 30% - CNNL v5.14 | 1376 | 6244 | Generation Constraint in GWh | FALSE | L | Annual | Fuel Consumed | TBtu | 0 | 0 | 0 | 0 | 0 | 0 | 0
Wind and Solar Generation Cap 30% - CNNL v5.14 | 1376 | 6244 | Generation Constraint in GWh | FALSE | L | Annual | Heat Rate | MMBtu/MWh | 0 | 0 | 0 | 0 | 0 | 0 | 0
Wind and Solar Generation Cap 30% - CNNL v5.14 | 1376 | 6244 | Generation Constraint in GWh | FALSE | L | Annual | Generation | TWh | 0.089333 | 0.089333 | 0.089333 | 0.089333 | 0.089333 | 0.089333 | 0.089333
Wind and Solar Generation Cap 30% - CNNL v5.14 | 1376 | 6244 | Generation Constraint in GWh | FALSE | L | Annual | Qualifying Generation | TWh | 0.089333 | 0.089333 | 0.089333 | 0.089333 | 0.089333 | 0.089333 | 0.089333
Wind and Solar Generation Cap 30% - CNNL v5.14 | 1376 | 6244 | Generation Constraint in GWh | FALSE | L | Annual | Rate | lb/MWh | 0 | 0 | 0 | 0 | 0 | 0 | 0
Wind and Solar Generation Cap 30% - CNNL v5.14 | 1376 | 6244 | Generation Constraint in GWh | FALSE | L | Annual | Constraint Shadow Price | US2011$/MWh | 0 | 0 | 0 | 0 | 0 | 0 | 0
Wind and Solar Generation Cap 30% - CNNS v5.14 | 1377 | 6245 | Generation Constraint in GWh | FALSE | L | Annual | Seasons Included | Seasons | Winter, Summer | Winter, Summer | Winter, Summer | Winter, Summer | Winter, Summer | Winter, Summer | Winter, Summer
Wind and Solar Generation Cap 30% - CNNS v5.14 | 1377 | 6245 | Generation Constraint in GWh | FALSE | L | Annual | Standard | GWh | 3647 | 3664 | 3691 | 3761 | 3841 | 3983 | 4131
Wind and Solar Generation Cap 30% - CNNS v5.14 | 1377 | 6245 | Generation Constraint in GWh | FALSE | L | Annual | Emissions at Affected Plants | GWh | 1035.7338 | 2147.8178 | 2147.8178 | 2147.8178 | 2147.8178 | 2147.8178 | 2147.8178
Wind and Solar Generation Cap 30% - CNNS v5.14 | 1377 | 6245 | Generation Constraint in GWh | FALSE | L | Annual | Allowances Purchased | GWh | 0 | 0 | 0 | 0 | 0 | 0 | 0
Wind and Solar Generation Cap 30% - CNNS v5.14 | 1377 | 6245 | Generation Constraint in GWh | FALSE | L | Annual | Allowances Sold | GWh | 0 | 0 | 0 | 0 | 0 | 0 | 0
Wind and Solar Generation Cap 30% - CNNS v5.14 | 1377 | 6245 | Generation Constraint in GWh | FALSE | L | Annual | Allowances Banked | GWh | 0 | 0 | 0 | 0 | 0 | 0 | 0
Wind and Solar Generation Cap 30% - CNNS v5.14 | 1377 | 6245 | Generation Constraint in GWh | FALSE | L | Annual | Allowances Withdrawn (1:1) | GWh | 0 | 0 | 0 | 0 | 0 | 0 | 0
Wind and Solar Generation Cap 30% - CNNS v5.14 | 1377 | 6245 | Generation Constraint in GWh | FALSE | L | Annual | Allowances Withdrawn (n:1) | GWh | 0 | 0 | 0 | 0 | 0 | 0 | 0
Wind and Solar Generation Cap 30% - CNNS v5.14 | 1377 | 6245 | Generation Constraint in GWh | FALSE | L | Annual | Net Emissions Allowance Position | GWh | 1035.7338 | 2147.8178 | 2147.8178 | 2147.8178 | 2147.8178 | 2147.8178 | 2147.8178
Wind and Solar Generation Cap 30% - CNNS v5.14 | 1377 | 6245 | Generation Constraint in GWh | FALSE | L | Annual | Fuel Consumed | TBtu | 0 | 0 | 0 | 0 | 0 | 0 | 0
Wind and Solar Generation Cap 30% - CNNS v5.14 | 1377 | 6245 | Generation Constraint in GWh | FALSE | L | Annual | Heat Rate | MMBtu/MWh | 0 | 0 | 0 | 0 | 0 | 0 | 0
Wind and Solar Generation Cap 30% - CNNS v5.14 | 1377 | 6245 | Generation Constraint in GWh | FALSE | L | Annual | Generation | TWh | 1.0357 | 2.1478 | 2.1478 | 2.1478 | 2.1478 | 2.1478 | 2.1478
Wind and Solar Generation Cap 30% - CNNS v5.14 | 1377 | 6245 | Generation Constraint in GWh | FALSE | L | Annual | Qualifying Generation | TWh | 1.0357 | 2.1478 | 2.1478 | 2.1478 | 2.1478 | 2.1478 | 2.1478
Wind and Solar Generation Cap 30% - CNNS v5.14 | 1377 | 6245 | Generation Constraint in GWh | FALSE | L | Annual | Rate | lb/MWh | 0 | 0 | 0 | 0 | 0 | 0 | 0
Wind and Solar Generation Cap 30% - CNNS v5.14 | 1377 | 6245 | Generation Constraint in GWh | FALSE | L | Annual | Constraint Shadow Price | US2011$/MWh | 0 | 0 | 0 | 0 | 0 | 0 | 0
Wind and Solar Generation Cap 30% - CNON v5.14 | 1378 | 6246 | Generation Constraint in GWh | FALSE | L | Annual | Seasons Included | Seasons | Winter, Summer | Winter, Summer | Winter, Summer | Winter, Summer | Winter, Summer | Winter, Summer | Winter, Summer
Wind and Solar Generation Cap 30% - CNON v5.14 | 1378 | 6246 | Generation Constraint in GWh | FALSE | L | Annual | Standard | GWh | 45813 | 46415 | 47089 | 48492 | 49703 | 52699 | 55875
Wind and Solar Generation Cap 30% - CNON v5.14 | 1378 | 6246 | Generation Constraint in GWh | FALSE | L | Annual | Emissions at Affected Plants | GWh | 12581.1508 | 12581.1508 | 12581.1508 | 12581.1508 | 12581.1508 | 12581.1508 | 35752.6051
Wind and Solar Generation Cap 30% - CNON v5.14 | 1378 | 6246 | Generation Constraint in GWh | FALSE | L | Annual | Allowances Purchased | GWh | 0 | 0 | 0 | 0 | 0 | 0 | 0
Wind and Solar Generation Cap 30% - CNON v5.14 | 1378 | 6246 | Generation Constraint in GWh | FALSE | L | Annual | Allowances Sold | GWh | 0 | 0 | 0 | 0 | 0 | 0 | 0
Wind and Solar Generation Cap 30% - CNON v5.14 | 1378 | 6246 | Generation Constraint in GWh | FALSE | L | Annual | Allowances Banked | GWh | 0 | 0 | 0 | 0 | 0 | 0 | 0
Wind and Solar Generation Cap 30% - CNON v5.14 | 1378 | 6246 | Generation Constraint in GWh | FALSE | L | Annual | Allowances Withdrawn (1:1) | GWh | 0 | 0 | 0 | 0 | 0 | 0 | 0
Wind and Solar Generation Cap 30% - CNON v5.14 | 1378 | 6246 | Generation Constraint in GWh | FALSE | L | Annual | Allowances Withdrawn (n:1) | GWh | 0 | 0 | 0 | 0 | 0 | 0 | 0
Wind and Solar Generation Cap 30% - CNON v5.14 | 1378 | 6246 | Generation Constraint in GWh | FALSE | L | Annual | Net Emissions Allowance Position | GWh | 12581.1508 | 12581.1508 | 12581.1508 | 12581.1508 | 12581.1508 | 12581.1508 | 35752.6051
Wind and Solar Generation Cap 30% - CNON v5.14 | 1378 | 6246 | Generation Constraint in GWh | FALSE | L | Annual | Fuel Consumed | TBtu | 0 | 0 | 0 | 0 | 0 | 0 | 0
Wind and Solar Generation Cap 30% - CNON v5.14 | 1378 | 6246 | Generation Constraint in GWh | FALSE | L | Annual | Heat Rate | MMBtu/MWh | 0 | 0 | 0 | 0 | 0 | 0 | 0
Wind and Solar Generation Cap 30% - CNON v5.14 | 1378 | 6246 | Generation Constraint in GWh | FALSE | L | Annual | Generation | TWh | 12.5812 | 12.5812 | 12.5812 | 12.5812 | 12.5812 | 12.5812 | 35.7526
Wind and Solar Generation Cap 30% - CNON v5.14 | 1378 | 6246 | Generation Constraint in GWh | FALSE | L | Annual | Qualifying Generation | TWh | 12.5812 | 12.5812 | 12.5812 | 12.5812 | 12.5812 | 12.5812 | 35.7526
Wind and Solar Generation Cap 30% - CNON v5.14 | 1378 | 6246 | Generation Constraint in GWh | FALSE | L | Annual | Rate | lb/MWh | 0 | 0 | 0 | 0 | 0 | 0 | 0
Wind and Solar Generation Cap 30% - CNON v5.14 | 1378 | 6246 | Generation Constraint in GWh | FALSE | L | Annual | Constraint Shadow Price | US2011$/MWh | 0 | 0 | 0 | 0 | 0 | 0 | 0
Wind and Solar Generation Cap 30% - CNPE v5.14 | 1379 | 6247 | Generation Constraint in GWh | FALSE | L | Annual | Seasons Included | Seasons | Winter, Summer | Winter, Summer | Winter, Summer | Winter, Summer | Winter, Summer | Winter, Summer | Winter, Summer
Wind and Solar Generation Cap 30% - CNPE v5.14 | 1379 | 6247 | Generation Constraint in GWh | FALSE | L | Annual | Standard | GWh | 459 | 459 | 468 | 477 | 494 | 530 | 569
Wind and Solar Generation Cap 30% - CNPE v5.14 | 1379 | 6247 | Generation Constraint in GWh | FALSE | L | Annual | Emissions at Affected Plants | GWh | 459 | 459 | 459 | 459 | 459 | 459 | 459
Wind and Solar Generation Cap 30% - CNPE v5.14 | 1379 | 6247 | Generation Constraint in GWh | FALSE | L | Annual | Allowances Purchased | GWh | 0 | 0 | 0 | 0 | 0 | 0 | 0
Wind and Solar Generation Cap 30% - CNPE v5.14 | 1379 | 6247 | Generation Constraint in GWh | FALSE | L | Annual | Allowances Sold | GWh | 0 | 0 | 0 | 0 | 0 | 0 | 0
Wind and Solar Generation Cap 30% - CNPE v5.14 | 1379 | 6247 | Generation Constraint in GWh | FALSE | L | Annual | Allowances Banked | GWh | 0 | 0 | 0 | 0 | 0 | 0 | 0
Wind and Solar Generation Cap 30% - CNPE v5.14 | 1379 | 6247 | Generation Constraint in GWh | FALSE | L | Annual | Allowances Withdrawn (1:1) | GWh | 0 | 0 | 0 | 0 | 0 | 0 | 0
Wind and Solar Generation Cap 30% - CNPE v5.14 | 1379 | 6247 | Generation Constraint in GWh | FALSE | L | Annual | Allowances Withdrawn (n:1) | GWh | 0 | 0 | 0 | 0 | 0 | 0 | 0
Wind and Solar Generation Cap 30% - CNPE v5.14 | 1379 | 6247 | Generation Constraint in GWh | FALSE | L | Annual | Net Emissions Allowance Position | GWh | 459 | 459 | 459 | 459 | 459 | 459 | 459
Wind and Solar Generation Cap 30% - CNPE v5.14 | 1379 | 6247 | Generation Constraint in GWh | FALSE | L | Annual | Fuel Consumed | TBtu | 0 | 0 | 0 | 0 | 0 | 0 | 0
Wind and Solar Generation Cap 30% - CNPE v5.14 | 1379 | 6247 | Generation Constraint in GWh | FALSE | L | Annual | Heat Rate | MMBtu/MWh | 0 | 0 | 0 | 0 | 0 | 0 | 0
Wind and Solar Generation Cap 30% - CNPE v5.14 | 1379 | 6247 | Generation Constraint in GWh | FALSE | L | Annual | Generation | TWh | 0.459 | 0.459 | 0.459 | 0.459 | 0.459 | 0.459 | 0.459
Wind and Solar Generation Cap 30% - CNPE v5.14 | 1379 | 6247 | Generation Constraint in GWh | FALSE | L | Annual | Qualifying Generation | TWh | 0.459 | 0.459 | 0.459 | 0.459 | 0.459 | 0.459 | 0.459
Wind and Solar Generation Cap 30% - CNPE v5.14 | 1379 | 6247 | Generation Constraint in GWh | FALSE | L | Annual | Rate | lb/MWh | 0 | 0 | 0 | 0 | 0 | 0 | 0
Wind and Solar Generation Cap 30% - CNPE v5.14 | 1379 | 6247 | Generation Constraint in GWh | FALSE | L | Annual | Constraint Shadow Price | US2011$/MWh | 338.3958 | 9.0416 | 0 | 0 | 0 | 0 | 0
Wind and Solar Generation Cap 30% - CNPQ v5.14 | 1380 | 6248 | Generation Constraint in GWh | FALSE | L | Annual | Seasons Included | Seasons | Winter, Summer | Winter, Summer | Winter, Summer | Winter, Summer | Winter, Summer | Winter, Summer | Winter, Summer
Wind and Solar Generation Cap 30% - CNPQ v5.14 | 1380 | 6248 | Generation Constraint in GWh | FALSE | L | Annual | Standard | GWh | 59815 | 60433 | 61244 | 62614 | 65430 | 71925 | 79066
Wind and Solar Generation Cap 30% - CNPQ v5.14 | 1380 | 6248 | Generation Constraint in GWh | FALSE | L | Annual | Emissions at Affected Plants | GWh | 5685.4578 | 15620.8629 | 15620.8629 | 15620.8629 | 31550.3922 | 31550.3922 | 50711.185
Wind and Solar Generation Cap 30% - CNPQ v5.14 | 1380 | 6248 | Generation Constraint in GWh | FALSE | L | Annual | Allowances Purchased | GWh | 0 | 0 | 0 | 0 | 0 | 0 | 0
Wind and Solar Generation Cap 30% - CNPQ v5.14 | 1380 | 6248 | Generation Constraint in GWh | FALSE | L | Annual | Allowances Sold | GWh | 0 | 0 | 0 | 0 | 0 | 0 | 0
Wind and Solar Generation Cap 30% - CNPQ v5.14 | 1380 | 6248 | Generation Constraint in GWh | FALSE | L | Annual | Allowances Banked | GWh | 0 | 0 | 0 | 0 | 0 | 0 | 0
Wind and Solar Generation Cap 30% - CNPQ v5.14 | 1380 | 6248 | Generation Constraint in GWh | FALSE | L | Annual | Allowances Withdrawn (1:1) | GWh | 0 | 0 | 0 | 0 | 0 | 0 | 0
Wind and Solar Generation Cap 30% - CNPQ v5.14 | 1380 | 6248 | Generation Constraint in GWh | FALSE | L | Annual | Allowances Withdrawn (n:1) | GWh | 0 | 0 | 0 | 0 | 0 | 0 | 0
Wind and Solar Generation Cap 30% - CNPQ v5.14 | 1380 | 6248 | Generation Constraint in GWh | FALSE | L | Annual | Net Emissions Allowance Position | GWh | 5685.4578 | 15620.8629 | 15620.8629 | 15620.8629 | 31550.3922 | 31550.3922 | 50711.185
Wind and Solar Generation Cap 30% - CNPQ v5.14 | 1380 | 6248 | Generation Constraint in GWh | FALSE | L | Annual | Fuel Consumed | TBtu | 0 | 0 | 0 | 0 | 0 | 0 | 0
Wind and Solar Generation Cap 30% - CNPQ v5.14 | 1380 | 6248 | Generation Constraint in GWh | FALSE | L | Annual | Heat Rate | MMBtu/MWh | 0 | 0 | 0 | 0 | 0 | 0 | 0
Wind and Solar Generation Cap 30% - CNPQ v5.14 | 1380 | 6248 | Generation Constraint in GWh | FALSE | L | Annual | Generation | TWh | 5.6855 | 15.6209 | 15.6209 | 15.6209 | 31.5504 | 31.5504 | 50.7112
Wind and Solar Generation Cap 30% - CNPQ v5.14 | 1380 | 6248 | Generation Constraint in GWh | FALSE | L | Annual | Qualifying Generation | TWh | 5.6855 | 15.6209 | 15.6209 | 15.6209 | 31.5504 | 31.5504 | 50.7112
Wind and Solar Generation Cap 30% - CNPQ v5.14 | 1380 | 6248 | Generation Constraint in GWh | FALSE | L | Annual | Rate | lb/MWh | 0 | 0 | 0 | 0 | 0 | 0 | 0
Wind and Solar Generation Cap 30% - CNPQ v5.14 | 1380 | 6248 | Generation Constraint in GWh | FALSE | L | Annual | Constraint Shadow Price | US2011$/MWh | 0 | 0 | 0 | 0 | 0 | 0 | 0
Wind and Solar Generation Cap 30% - CNSK v5.14 | 1381 | 6249 | Generation Constraint in GWh | FALSE | L | Annual | Seasons Included | Seasons | Winter, Summer | Winter, Summer | Winter, Summer | Winter, Summer | Winter, Summer | Winter, Summer | Winter, Summer
Wind and Solar Generation Cap 30% - CNSK v5.14 | 1381 | 6249 | Generation Constraint in GWh | FALSE | L | Annual | Standard | GWh | 6835 | 6890 | 7000 | 7301 | 7638 | 8386 | 9207
Wind and Solar Generation Cap 30% - CNSK v5.14 | 1381 | 6249 | Generation Constraint in GWh | FALSE | L | Annual | Emissions at Affected Plants | GWh | 523.8402 | 4438.9227 | 4438.9227 | 4438.9227 | 4438.9227 | 4438.9227 | 4438.9227
Wind and Solar Generation Cap 30% - CNSK v5.14 | 1381 | 6249 | Generation Constraint in GWh | FALSE | L | Annual | Allowances Purchased | GWh | 0 | 0 | 0 | 0 | 0 | 0 | 0
Wind and Solar Generation Cap 30% - CNSK v5.14 | 1381 | 6249 | Generation Constraint in GWh | FALSE | L | Annual | Allowances Sold | GWh | 0 | 0 | 0 | 0 | 0 | 0 | 0
Wind and Solar Generation Cap 30% - CNSK v5.14 | 1381 | 6249 | Generation Constraint in GWh | FALSE | L | Annual | Allowances Banked | GWh | 0 | 0 | 0 | 0 | 0 | 0 | 0
Wind and Solar Generation Cap 30% - CNSK v5.14 | 1381 | 6249 | Generation Constraint in GWh | FALSE | L | Annual | Allowances Withdrawn (1:1) | GWh | 0 | 0 | 0 | 0 | 0 | 0 | 0
Wind and Solar Generation Cap 30% - CNSK v5.14 | 1381 | 6249 | Generation Constraint in GWh | FALSE | L | Annual | Allowances Withdrawn (n:1) | GWh | 0 | 0 | 0 | 0 | 0 | 0 | 0
Wind and Solar Generation Cap 30% - CNSK v5.14 | 1381 | 6249 | Generation Constraint in GWh | FALSE | L | Annual | Net Emissions Allowance Position | GWh | 523.8402 | 4438.9227 | 4438.9227 | 4438.9227 | 4438.9227 | 4438.9227 | 4438.9227
Wind and Solar Generation Cap 30% - CNSK v5.14 | 1381 | 6249 | Generation Constraint in GWh | FALSE | L | Annual | Fuel Consumed | TBtu | 0 | 0 | 0 | 0 | 0 | 0 | 0
Wind and Solar Generation Cap 30% - CNSK v5.14 | 1381 | 6249 | Generation Constraint in GWh | FALSE | L | Annual | Heat Rate | MMBtu/MWh | 0 | 0 | 0 | 0 | 0 | 0 | 0
Wind and Solar Generation Cap 30% - CNSK v5.14 | 1381 | 6249 | Generation Constraint in GWh | FALSE | L | Annual | Generation | TWh | 0.52384 | 4.4389 | 4.4389 | 4.4389 | 4.4389 | 4.4389 | 4.4389
Wind and Solar Generation Cap 30% - CNSK v5.14 | 1381 | 6249 | Generation Constraint in GWh | FALSE | L | Annual | Qualifying Generation | TWh | 0.52384 | 4.4389 | 4.4389 | 4.4389 | 4.4389 | 4.4389 | 4.4389
Wind and Solar Generation Cap 30% - CNSK v5.14 | 1381 | 6249 | Generation Constraint in GWh | FALSE | L | Annual | Rate | lb/MWh | 0 | 0 | 0 | 0 | 0 | 0 | 0
Wind and Solar Generation Cap 30% - CNSK v5.14 | 1381 | 6249 | Generation Constraint in GWh | FALSE | L | Annual | Constraint Shadow Price | US2011$/MWh | 0 | 0 | 0 | 0 | 0 | 0 | 0
Wind and Solar Generation Cap 30% - ERC_REST v5.14 | 1382 | 6250 | Generation Constraint in GWh | FALSE | L | Annual | Seasons Included | Seasons | Winter, Summer | Winter, Summer | Winter, Summer | Winter, Summer | Winter, Summer | Winter, Summer | Winter, Summer
Wind and Solar Generation Cap 30% - ERC_REST v5.14 | 1382 | 6250 | Generation Constraint in GWh | FALSE | L | Annual | Standard | GWh | 94975.2996 | 96433.5653 | 98795.402 | 103632.4634 | 108726.4023 | 118716.2303 | 129624.8769
Wind and Solar Generation Cap 30% - ERC_REST v5.14 | 1382 | 6250 | Generation Constraint in GWh | FALSE | L | Annual | Emissions at Affected Plants | GWh | 9343.1557 | 11841.0265 | 12039.4396 | 15889.3033 | 48864.6108 | 94046.4685 | 101659.7729
Wind and Solar Generation Cap 30% - ERC_REST v5.14 | 1382 | 6250 | Generation Constraint in GWh | FALSE | L | Annual | Allowances Purchased | GWh | 0 | 0 | 0 | 0 | 0 | 0 | 0
Wind and Solar Generation Cap 30% - ERC_REST v5.14 | 1382 | 6250 | Generation Constraint in GWh | FALSE | L | Annual | Allowances Sold | GWh | 0 | 0 | 0 | 0 | 0 | 0 | 0
Wind and Solar Generation Cap 30% - ERC_REST v5.14 | 1382 | 6250 | Generation Constraint in GWh | FALSE | L | Annual | Allowances Banked | GWh | 0 | 0 | 0 | 0 | 0 | 0 | 0
Wind and Solar Generation Cap 30% - ERC_REST v5.14 | 1382 | 6250 | Generation Constraint in GWh | FALSE | L | Annual | Allowances Withdrawn (1:1) | GWh | 0 | 0 | 0 | 0 | 0 | 0 | 0
Wind and Solar Generation Cap 30% - ERC_REST v5.14 | 1382 | 6250 | Generation Constraint in GWh | FALSE | L | Annual | Allowances Withdrawn (n:1) | GWh | 0 | 0 | 0 | 0 | 0 | 0 | 0
Wind and Solar Generation Cap 30% - ERC_REST v5.14 | 1382 | 6250 | Generation Constraint in GWh | FALSE | L | Annual | Net Emissions Allowance Position | GWh | 9343.1557 | 11841.0265 | 12039.4396 | 15889.3033 | 48864.6108 | 94046.4685 | 101659.7729
Wind and Solar Generation Cap 30% - ERC_REST v5.14 | 1382 | 6250 | Generation Constraint in GWh | FALSE | L | Annual | Fuel Consumed | TBtu | 0 | 0 | 0 | 0 | 0 | 0 | 0
Wind and Solar Generation Cap 30% - ERC_REST v5.14 | 1382 | 6250 | Generation Constraint in GWh | FALSE | L | Annual | Heat Rate | MMBtu/MWh | 0 | 0 | 0 | 0 | 0 | 0 | 0
Wind and Solar Generation Cap 30% - ERC_REST v5.14 | 1382 | 6250 | Generation Constraint in GWh | FALSE | L | Annual | Generation | TWh | 9.3432 | 11.841 | 12.0394 | 15.8893 | 48.8646 | 94.0465 | 101.6598
Wind and Solar Generation Cap 30% - ERC_REST v5.14 | 1382 | 6250 | Generation Constraint in GWh | FALSE | L | Annual | Qualifying Generation | TWh | 9.3432 | 11.841 | 12.0394 | 15.8893 | 48.8646 | 94.0465 | 101.6598
Wind and Solar Generation Cap 30% - ERC_REST v5.14 | 1382 | 6250 | Generation Constraint in GWh | FALSE | L | Annual | Rate | lb/MWh | 0 | 0 | 0 | 0 | 0 | 0 | 0
Wind and Solar Generation Cap 30% - ERC_REST v5.14 | 1382 | 6250 | Generation Constraint in GWh | FALSE | L | Annual | Constraint Shadow Price | US2011$/MWh | 0 | 0 | 0 | 0 | 0 | 0 | 0
Wind and Solar Generation Cap 30% - ERC_WEST v5.14 | 1383 | 6251 | Generation Constraint in GWh | FALSE | L | Annual | Seasons Included | Seasons | Winter, Summer | Winter, Summer | Winter, Summer | Winter, Summer | Winter, Summer | Winter, Summer | Winter, Summer
Wind and Solar Generation Cap 30% - ERC_WEST v5.14 | 1383 | 6251 | Generation Constraint in GWh | FALSE | L | Annual | Standard | GWh | 29804.2721 | 29804.2721 | 29804.2721 | 29804.2721 | 29804.2721 | 29804.2721 | 29804.2721
Wind and Solar Generation Cap 30% - ERC_WEST v5.14 | 1383 | 6251 | Generation Constraint in GWh | FALSE | L | Annual | Emissions at Affected Plants | GWh | 29803.2721 | 29804.2721 | 29804.2721 | 29804.2721 | 29804.2721 | 29804.2721 | 29804.2721
Wind and Solar Generation Cap 30% - ERC_WEST v5.14 | 1383 | 6251 | Generation Constraint in GWh | FALSE | L | Annual | Allowances Purchased | GWh | 0 | 0 | 0 | 0 | 0 | 0 | 0
Wind and Solar Generation Cap 30% - ERC_WEST v5.14 | 1383 | 6251 | Generation Constraint in GWh | FALSE | L | Annual | Allowances Sold | GWh | 0 | 0 | 0 | 0 | 0 | 0 | 0
Wind and Solar Generation Cap 30% - ERC_WEST v5.14 | 1383 | 6251 | Generation Constraint in GWh | FALSE | L | Annual | Allowances Banked | GWh | 0 | 0 | 0 | 0 | 0 | 0 | 0
Wind and Solar Generation Cap 30% - ERC_WEST v5.14 | 1383 | 6251 | Generation Constraint in GWh | FALSE | L | Annual | Allowances Withdrawn (1:1) | GWh | 0 | 0 | 0 | 0 | 0 | 0 | 0
Wind and Solar Generation Cap 30% - ERC_WEST v5.14 | 1383 | 6251 | Generation Constraint in GWh | FALSE | L | Annual | Allowances Withdrawn (n:1) | GWh | 0 | 0 | 0 | 0 | 0 | 0 | 0
Wind and Solar Generation Cap 30% - ERC_WEST v5.14 | 1383 | 6251 | Generation Constraint in GWh | FALSE | L | Annual | Net Emissions Allowance Position | GWh | 29803.2721 | 29804.2721 | 29804.2721 | 29804.2721 | 29804.2721 | 29804.2721 | 29804.2721
Wind and Solar Generation Cap 30% - ERC_WEST v5.14 | 1383 | 6251 | Generation Constraint in GWh | FALSE | L | Annual | Fuel Consumed | TBtu | 0 | 0 | 0 | 0 | 0 | 0 | 0
Wind and Solar Generation Cap 30% - ERC_WEST v5.14 | 1383 | 6251 | Generation Constraint in GWh | FALSE | L | Annual | Heat Rate | MMBtu/MWh | 0 | 0 | 0 | 0 | 0 | 0 | 0
Wind and Solar Generation Cap 30% - ERC_WEST v5.14 | 1383 | 6251 | Generation Constraint in GWh | FALSE | L | Annual | Generation | TWh | 29.8033 | 29.8043 | 29.8043 | 29.8043 | 29.8043 | 29.8043 | 29.8043
Wind and Solar Generation Cap 30% - ERC_WEST v5.14 | 1383 | 6251 | Generation Constraint in GWh | FALSE | L | Annual | Qualifying Generation | TWh | 29.8033 | 29.8043 | 29.8043 | 29.8043 | 29.8043 | 29.8043 | 29.8043
Wind and Solar Generation Cap 30% - ERC_WEST v5.14 | 1383 | 6251 | Generation Constraint in GWh | FALSE | L | Annual | Rate | lb/MWh | 0 | 0 | 0 | 0 | 0 | 0 | 0
Wind and Solar Generation Cap 30% - ERC_WEST v5.14 | 1383 | 6251 | Generation Constraint in GWh | FALSE | L | Annual | Constraint Shadow Price | US2011$/MWh | 0 | 0 | 0 | 0 | 0 | 0 | 114.6087
Wind and Solar Generation Cap 30% - FRCC v5.14 | 1384 | 6252 | Generation Constraint in GWh | FALSE | L | Annual | Seasons Included | Seasons | Winter, Summer | Winter, Summer | Winter, Summer | Winter, Summer | Winter, Summer | Winter, Summer | Winter, Summer
Wind and Solar Generation Cap 30% - FRCC v5.14 | 1384 | 6252 | Generation Constraint in GWh | FALSE | L | Annual | Standard | GWh | 70137.9658 | 71360.4331 | 72149.9287 | 74651.6806 | 78089.3026 | 85109.0812 | 92759.9056
Wind and Solar Generation Cap 30% - FRCC v5.14 | 1384 | 6252 | Generation Constraint in GWh | FALSE | L | Annual | Emissions at Affected Plants | GWh | 306.2774 | 306.2774 | 425.1675 | 3069.9672 | 6005.2213 | 31765.8741 | 64547.2671
Wind and Solar Generation Cap 30% - FRCC v5.14 | 1384 | 6252 | Generation Constraint in GWh | FALSE | L | Annual | Allowances Purchased | GWh | 0 | 0 | 0 | 0 | 0 | 0 | 0
Wind and Solar Generation Cap 30% - FRCC v5.14 | 1384 | 6252 | Generation Constraint in GWh | FALSE | L | Annual | Allowances Sold | GWh | 0 | 0 | 0 | 0 | 0 | 0 | 0
Wind and Solar Generation Cap 30% - FRCC v5.14 | 1384 | 6252 | Generation Constraint in GWh | FALSE | L | Annual | Allowances Banked | GWh | 0 | 0 | 0 | 0 | 0 | 0 | 0
Wind and Solar Generation Cap 30% - FRCC v5.14 | 1384 | 6252 | Generation Constraint in GWh | FALSE | L | Annual | Allowances Withdrawn (1:1) | GWh | 0 | 0 | 0 | 0 | 0 | 0 | 0
Wind and Solar Generation Cap 30% - FRCC v5.14 | 1384 | 6252 | Generation Constraint in GWh | FALSE | L | Annual | Allowances Withdrawn (n:1) | GWh | 0 | 0 | 0 | 0 | 0 | 0 | 0
Wind and Solar Generation Cap 30% - FRCC v5.14 | 1384 | 6252 | Generation Constraint in GWh | FALSE | L | Annual | Net Emissions Allowance Position | GWh | 306.2774 | 306.2774 | 425.1675 | 3069.9672 | 6005.2213 | 31765.8741 | 64547.2671
Wind and Solar Generation Cap 30% - FRCC v5.14 | 1384 | 6252 | Generation Constraint in GWh | FALSE | L | Annual | Fuel Consumed | TBtu | 0 | 0 | 0 | 0 | 0 | 0 | 0
Wind and Solar Generation Cap 30% - FRCC v5.14 | 1384 | 6252 | Generation Constraint in GWh | FALSE | L | Annual | Heat Rate | MMBtu/MWh | 0 | 0 | 0 | 0 | 0 | 0 | 0
Wind and Solar Generation Cap 30% - FRCC v5.14 | 1384 | 6252 | Generation Constraint in GWh | FALSE | L | Annual | Generation | TWh | 0.30628 | 0.30628 | 0.42517 | 3.07 | 6.0052 | 31.7659 | 64.5473
Wind and Solar Generation Cap 30% - FRCC v5.14 | 1384 | 6252 | Generation Constraint in GWh | FALSE | L | Annual | Qualifying Generation | TWh | 0.30628 | 0.30628 | 0.42517 | 3.07 | 6.0052 | 31.7659 | 64.5473
Wind and Solar Generation Cap 30% - FRCC v5.14 | 1384 | 6252 | Generation Constraint in GWh | FALSE | L | Annual | Rate | lb/MWh | 0 | 0 | 0 | 0 | 0 | 0 | 0
Wind and Solar Generation Cap 30% - FRCC v5.14 | 1384 | 6252 | Generation Constraint in GWh | FALSE | L | Annual | Constraint Shadow Price | US2011$/MWh | 0 | 0 | 0 | 0 | 0 | 0 | 0
Wind and Solar Generation Cap 30% - MAP_WAUE v5.14 | 1385 | 6253 | Generation Constraint in GWh | FALSE | L | Annual | Seasons Included | Seasons | Winter, Summer | Winter, Summer | Winter, Summer | Winter, Summer | Winter, Summer | Winter, Summer | Winter, Summer
Wind and Solar Generation Cap 30% - MAP_WAUE v5.14 | 1385 | 6253 | Generation Constraint in GWh | FALSE | L | Annual | Standard | GWh | 6724.6717 | 6907.2105 | 6995.2309 | 7236.4566 | 7380.2839 | 7692.1672 | 8017.2322
Wind and Solar Generation Cap 30% - MAP_WAUE v5.14 | 1385 | 6253 | Generation Constraint in GWh | FALSE | L | Annual | Emissions at Affected Plants | GWh | 954.9772 | 2427.9352 | 2433.9342 | 2508.2911 | 3955.8532 | 3999.6904 | 4009.1037
Wind and Solar Generation Cap 30% - MAP_WAUE v5.14 | 1385 | 6253 | Generation Constraint in GWh | FALSE | L | Annual | Allowances Purchased | GWh | 0 | 0 | 0 | 0 | 0 | 0 | 0
Wind and Solar Generation Cap 30% - MAP_WAUE v5.14 | 1385 | 6253 | Generation Constraint in GWh | FALSE | L | Annual | Allowances Sold | GWh | 0 | 0 | 0 | 0 | 0 | 0 | 0
Wind and Solar Generation Cap 30% - MAP_WAUE v5.14 | 1385 | 6253 | Generation Constraint in GWh | FALSE | L | Annual | Allowances Banked | GWh | 0 | 0 | 0 | 0 | 0 | 0 | 0
Wind and Solar Generation Cap 30% - MAP_WAUE v5.14 | 1385 | 6253 | Generation Constraint in GWh | FALSE | L | Annual | Allowances Withdrawn (1:1) | GWh | 0 | 0 | 0 | 0 | 0 | 0 | 0
Wind and Solar Generation Cap 30% - MAP_WAUE v5.14 | 1385 | 6253 | Generation Constraint in GWh | FALSE | L | Annual | Allowances Withdrawn (n:1) | GWh | 0 | 0 | 0 | 0 | 0 | 0 | 0
Wind and Solar Generation Cap 30% - MAP_WAUE v5.14 | 1385 | 6253 | Generation Constraint in GWh | FALSE | L | Annual | Net Emissions Allowance Position | GWh | 954.9772 | 2427.9352 | 2433.9342 | 2508.2911 | 3955.8532 | 3999.6904 | 4009.1037
Wind and Solar Generation Cap 30% - MAP_WAUE v5.14 | 1385 | 6253 | Generation Constraint in GWh | FALSE | L | Annual | Fuel Consumed | TBtu | 0 | 0 | 0 | 0 | 0 | 0 | 0
Wind and Solar Generation Cap 30% - MAP_WAUE v5.14 | 1385 | 6253 | Generation Constraint in GWh | FALSE | L | Annual | Heat Rate | MMBtu/MWh | 0 | 0 | 0 | 0 | 0 | 0 | 0
Wind and Solar Generation Cap 30% - MAP_WAUE v5.14 | 1385 | 6253 | Generation Constraint in GWh | FALSE | L | Annual | Generation | TWh | 0.95498 | 2.4279 | 2.4339 | 2.5083 | 3.9559 | 3.9997 | 4.0091
Wind and Solar Generation Cap 30% - MAP_WAUE v5.14 | 1385 | 6253 | Generation Constraint in GWh | FALSE | L | Annual | Qualifying Generation | TWh | 0.95498 | 2.4279 | 2.4339 | 2.5083 | 3.9559 | 3.9997 | 4.0091
Wind and Solar Generation Cap 30% - MAP_WAUE v5.14 | 1385 | 6253 | Generation Constraint in GWh | FALSE | L | Annual | Rate | lb/MWh | 0 | 0 | 0 | 0 | 0 | 0 | 0
Wind and Solar Generation Cap 30% - MAP_WAUE v5.14 | 1385 | 6253 | Generation Constraint in GWh | FALSE | L | Annual | Constraint Shadow Price | US2011$/MWh | 0 | 0 | 0 | 0 | 0 | 0 | 0
Wind and Solar Generation Cap 30% - MIS_IA v5.14 | 1386 | 6254 | Generation Constraint in GWh | FALSE | L | Annual | Seasons Included | Seasons | Winter, Summer | Winter, Summer | Winter, Summer | Winter, Summer | Winter, Summer | Winter, Summer | Winter, Summer
Wind and Solar Generation Cap 30% - MIS_IA v5.14 | 1386 | 6254 | Generation Constraint in GWh | FALSE | L | Annual | Standard | GWh | 10985.208 | 10985.208 | 10985.208 | 10985.208 | 10985.208 | 10985.208 | 10985.208
Wind and Solar Generation Cap 30% - MIS_IA v5.14 | 1386 | 6254 | Generation Constraint in GWh | FALSE | L | Annual | Emissions at Affected Plants | GWh | 10984.208 | 10985.208 | 10985.208 | 10985.208 | 10985.208 | 10985.208 | 10985.208
Wind and Solar Generation Cap 30% - MIS_IA v5.14 | 1386 | 6254 | Generation Constraint in GWh | FALSE | L | Annual | Allowances Purchased | GWh | 0 | 0 | 0 | 0 | 0 | 0 | 0
Wind and Solar Generation Cap 30% - MIS_IA v5.14 | 1386 | 6254 | Generation Constraint in GWh | FALSE | L | Annual | Allowances Sold | GWh | 0 | 0 | 0 | 0 | 0 | 0 | 0
Wind and Solar Generation Cap 30% - MIS_IA v5.14 | 1386 | 6254 | Generation Constraint in GWh | FALSE | L | Annual | Allowances Banked | GWh | 0 | 0 | 0 | 0 | 0 | 0 | 0
Wind and Solar Generation Cap 30% - MIS_IA v5.14 | 1386 | 6254 | Generation Constraint in GWh | FALSE | L | Annual | Allowances Withdrawn (1:1) | GWh | 0 | 0 | 0 | 0 | 0 | 0 | 0
Wind and Solar Generation Cap 30% - MIS_IA v5.14 | 1386 | 6254 | Generation Constraint in GWh | FALSE | L | Annual | Allowances Withdrawn (n:1) | GWh | 0 | 0 | 0 | 0 | 0 | 0 | 0
Wind and Solar Generation Cap 30% - MIS_IA v5.14 | 1386 | 6254 | Generation Constraint in GWh | FALSE | L | Annual | Net Emissions Allowance Position | GWh | 10984.208 | 10985.208 | 10985.208 | 10985.208 | 10985.208 | 10985.208 | 10985.208
Wind and Solar Generation Cap 30% - MIS_IA v5.14 | 1386 | 6254 | Generation Constraint in GWh | FALSE | L | Annual | Fuel Consumed | TBtu | 0 | 0 | 0 | 0 | 0 | 0 | 0
Wind and Solar Generation Cap 30% - MIS_IA v5.14 | 1386 | 6254 | Generation Constraint in GWh | FALSE | L | Annual | Heat Rate | MMBtu/MWh | 0 | 0 | 0 | 0 | 0 | 0 | 0
Wind and Solar Generation Cap 30% - MIS_IA v5.14 | 1386 | 6254 | Generation Constraint in GWh | FALSE | L | Annual | Generation | TWh | 10.9842 | 10.9852 | 10.9852 | 10.9852 | 10.9852 | 10.9852 | 10.9852
Wind and Solar Generation Cap 30% - MIS_IA v5.14 | 1386 | 6254 | Generation Constraint in GWh | FALSE | L | Annual | Qualifying Generation | TWh | 10.9842 | 10.9852 | 10.9852 | 10.9852 | 10.9852 | 10.9852 | 10.9852
Wind and Solar Generation Cap 30% - MIS_IA v5.14 | 1386 | 6254 | Generation Constraint in GWh | FALSE | L | Annual | Rate | lb/MWh | 0 | 0 | 0 | 0 | 0 | 0 | 0
Wind and Solar Generation Cap 30% - MIS_IA v5.14 | 1386 | 6254 | Generation Constraint in GWh | FALSE | L | Annual | Constraint Shadow Price | US2011$/MWh | 0 | 0 | 0 | 0 | 0 | 0 | 98.9519
Wind and Solar Generation Cap 30% - MIS_IL v5.14 | 1387 | 6255 | Generation Constraint in GWh | FALSE | L | Annual | Seasons Included | Seasons | Winter, Summer | Winter, Summer | Winter, Summer | Winter, Summer | Winter, Summer | Winter, Summer | Winter, Summer
Wind and Solar Generation Cap 30% - MIS_IL v5.14 | 1387 | 6255 | Generation Constraint in GWh | FALSE | L | Annual | Standard | GWh | 17284.5282 | 17623.1414 | 17762.5164 | 18221.6194 | 18579.901 | 19339.4227 | 20129.9942
Wind and Solar Generation Cap 30% - MIS_IL v5.14 | 1387 | 6255 | Generation Constraint in GWh | FALSE | L | Annual | Emissions at Affected Plants | GWh | 2121.6185 | 5545.822 | 5664.7448 | 7513.7301 | 8093.8261 | 8228.4709 | 8265.8508
Wind and Solar Generation Cap 30% - MIS_IL v5.14 | 1387 | 6255 | Generation Constraint in GWh | FALSE | L | Annual | Allowances Purchased | GWh | 0 | 0 | 0 | 0 | 0 | 0 | 0
Wind and Solar Generation Cap 30% - MIS_IL v5.14 | 1387 | 6255 | Generation Constraint in GWh | FALSE | L | Annual | Allowances Sold | GWh | 0 | 0 | 0 | 0 | 0 | 0 | 0
Wind and Solar Generation Cap 30% - MIS_IL v5.14 | 1387 | 6255 | Generation Constraint in GWh | FALSE | L | Annual | Allowances Banked | GWh | 0 | 0 | 0 | 0 | 0 | 0 | 0
Wind and Solar Generation Cap 30% - MIS_IL v5.14 | 1387 | 6255 | Generation Constraint in GWh | FALSE | L | Annual | Allowances Withdrawn (1:1) | GWh | 0 | 0 | 0 | 0 | 0 | 0 | 0
Wind and Solar Generation Cap 30% - MIS_IL v5.14 | 1387 | 6255 | Generation Constraint in GWh | FALSE | L | Annual | Allowances Withdrawn (n:1) | GWh | 0 | 0 | 0 | 0 | 0 | 0 | 0
Wind and Solar Generation Cap 30% - MIS_IL v5.14 | 1387 | 6255 | Generation Constraint in GWh | FALSE | L | Annual | Net Emissions Allowance Position | GWh | 2121.6185 | 5545.822 | 5664.7448 | 7513.7301 | 8093.8261 | 8228.4709 | 8265.8508
Wind and Solar Generation Cap 30% - MIS_IL v5.14 | 1387 | 6255 | Generation Constraint in GWh | FALSE | L | Annual | Fuel Consumed | TBtu | 0 | 0 | 0 | 0 | 0 | 0 | 0
Wind and Solar Generation Cap 30% - MIS_IL v5.14 | 1387 | 6255 | Generation Constraint in GWh | FALSE | L | Annual | Heat Rate | MMBtu/MWh | 0 | 0 | 0 | 0 | 0 | 0 | 0
Wind and Solar Generation Cap 30% - MIS_IL v5.14 | 1387 | 6255 | Generation Constraint in GWh | FALSE | L | Annual | Generation | TWh | 2.1216 | 5.5458 | 5.6647 | 7.5137 | 8.0938 | 8.2285 | 8.2659
Wind and Solar Generation Cap 30% - MIS_IL v5.14 | 1387 | 6255 | Generation Constraint in GWh | FALSE | L | Annual | Qualifying Generation | TWh | 2.1216 | 5.5458 | 5.6647 | 7.5137 | 8.0938 | 8.2285 | 8.2659
Wind and Solar Generation Cap 30% - MIS_IL v5.14 | 1387 | 6255 | Generation Constraint in GWh | FALSE | L | Annual | Rate | lb/MWh | 0 | 0 | 0 | 0 | 0 | 0 | 0
Wind and Solar Generation Cap 30% - MIS_IL v5.14 | 1387 | 6255 | Generation Constraint in GWh | FALSE | L | Annual | Constraint Shadow Price | US2011$/MWh | 0 | 0 | 0 | 0 | 0 | 0 | 0
Wind and Solar Generation Cap 30% - MIS_INKY v5.14 | 1388 | 6256 | Generation Constraint in GWh | FALSE | L | Annual | Seasons Included | Seasons | Winter, Summer | Winter, Summer | Winter, Summer | Winter, Summer | Winter, Summer | Winter, Summer | Winter, Summer
Wind and Solar Generation Cap 30% - MIS_INKY v5.14 | 1388 | 6256 | Generation Constraint in GWh | FALSE | L | Annual | Standard | GWh | 29272.4396 | 30022.6384 | 30314.2462 | 31123.0815 | 31678.7308 | 32734.7124 | 33825.8954
Wind and Solar Generation Cap 30% - MIS_INKY v5.14 | 1388 | 6256 | Generation Constraint in GWh | FALSE | L | Annual | Emissions at Affected Plants | GWh | 1332.7047 | 6453.9821 | 6704.2375 | 8144.5607 | 9037.6659 | 9432.8481 | 9550.4691
Wind and Solar Generation Cap 30% - MIS_INKY v5.14 | 1388 | 6256 | Generation Constraint in GWh | FALSE | L | Annual | Allowances Purchased | GWh | 0 | 0 | 0 | 0 | 0 | 0 | 0
Wind and Solar Generation Cap 30% - MIS_INKY v5.14 | 1388 | 6256 | Generation Constraint in GWh | FALSE | L | Annual | Allowances Sold | GWh | 0 | 0 | 0 | 0 | 0 | 0 | 0
Wind and Solar Generation Cap 30% - MIS_INKY v5.14 | 1388 | 6256 | Generation Constraint in GWh | FALSE | L | Annual | Allowances Banked | GWh | 0 | 0 | 0 | 0 | 0 | 0 | 0
Wind and Solar Generation Cap 30% - MIS_INKY v5.14 | 1388 | 6256 | Generation Constraint in GWh | FALSE | L | Annual | Allowances Withdrawn (1:1) | GWh | 0 | 0 | 0 | 0 | 0 | 0 | 0
Wind and Solar Generation Cap 30% - MIS_INKY v5.14 | 1388 | 6256 | Generation Constraint in GWh | FALSE | L | Annual | Allowances Withdrawn (n:1) | GWh | 0 | 0 | 0 | 0 | 0 | 0 | 0
Wind and Solar Generation Cap 30% - MIS_INKY v5.14 | 1388 | 6256 | Generation Constraint in GWh | FALSE | L | Annual | Net Emissions Allowance Position | GWh | 1332.7047 | 6453.9821 | 6704.2375 | 8144.5607 | 9037.6659 | 9432.8481 | 9550.4691
Wind and Solar Generation Cap 30% - MIS_INKY v5.14 | 1388 | 6256 | Generation Constraint in GWh | FALSE | L | Annual | Fuel Consumed | TBtu | 0 | 0 | 0 | 0 | 0 | 0 | 0
Wind and Solar Generation Cap 30% - MIS_INKY v5.14 | 1388 | 6256 | Generation Constraint in GWh | FALSE | L | Annual | Heat Rate | MMBtu/MWh | 0 | 0 | 0 | 0 | 0 | 0 | 0
Wind and Solar Generation Cap 30% - MIS_INKY v5.14 | 1388 | 6256 | Generation Constraint in GWh | FALSE | L | Annual | Generation | TWh | 1.3327 | 6.454 | 6.7042 | 8.1446 | 9.0377 | 9.4328 | 9.5505
Wind and Solar Generation Cap 30% - MIS_INKY v5.14 | 1388 | 6256 | Generation Constraint in GWh | FALSE | L | Annual | Qualifying Generation | TWh | 1.3327 | 6.454 | 6.7042 | 8.1446 | 9.0377 | 9.4328 | 9.5505
Wind and Solar Generation Cap 30% - MIS_INKY v5.14 | 1388 | 6256 | Generation Constraint in GWh | FALSE | L | Annual | Rate | lb/MWh | 0 | 0 | 0 | 0 | 0 | 0 | 0
Wind and Solar Generation Cap 30% - MIS_INKY v5.14 | 1388 | 6256 | Generation Constraint in GWh | FALSE | L | Annual | Constraint Shadow Price | US2011$/MWh | 0 | 0 | 0 | 0 | 0 | 0 | 0
Wind and Solar Generation Cap 30% - MIS_LMI v5.14 | 1389 | 6257 | Generation Constraint in GWh | FALSE | L | Annual | Seasons Included | Seasons | Winter, Summer | Winter, Summer | Winter, Summer | Winter, Summer | Winter, Summer | Winter, Summer | Winter, Summer
Wind and Solar Generation Cap 30% - MIS_LMI v5.14 | 1389 | 6257 | Generation Constraint in GWh | FALSE | L | Annual | Standard | GWh | 31004.704 | 31539.6331 | 31671.8146 | 32263.6411 | 32742.8029 | 33742.6093 | 34772.9459
Wind and Solar Generation Cap 30% - MIS_LMI v5.14 | 1389 | 6257 | Generation Constraint in GWh | FALSE | L | Annual | Emissions at Affected Plants | GWh | 3960.8008 | 7608.1015 | 7926.9047 | 9486.0658 | 10366.4089 | 10705.3257 | 10791.7938
Wind and Solar Generation Cap 30% - MIS_LMI v5.14 | 1389 | 6257 | Generation Constraint in GWh | FALSE | L | Annual | Allowances Purchased | GWh | 0 | 0 | 0 | 0 | 0 | 0 | 0
Wind and Solar Generation Cap 30% - MIS_LMI v5.14 | 1389 | 6257 | Generation Constraint in GWh | FALSE | L | Annual | Allowances Sold | GWh | 0 | 0 | 0 | 0 | 0 | 0 | 0
Wind and Solar Generation Cap 30% - MIS_LMI v5.14 | 1389 | 6257 | Generation Constraint in GWh | FALSE | L | Annual | Allowances Banked | GWh | 0 | 0 | 0 | 0 | 0 | 0 | 0
Wind and Solar Generation Cap 30% - MIS_LMI v5.14 | 1389 | 6257 | Generation Constraint in GWh | FALSE | L | Annual | Allowances Withdrawn (1:1) | GWh | 0 | 0 | 0 | 0 | 0 | 0 | 0
Wind and Solar Generation Cap 30% - MIS_LMI v5.14 | 1389 | 6257 | Generation Constraint in GWh | FALSE | L | Annual | Allowances Withdrawn (n:1) | GWh | 0 | 0 | 0 | 0 | 0 | 0 | 0
Wind and Solar Generation Cap 30% - MIS_LMI v5.14 | 1389 | 6257 | Generation Constraint in GWh | FALSE | L | Annual | Net Emissions Allowance Position | GWh | 3960.8008 | 7608.1015 | 7926.9047 | 9486.0658 | 10366.4089 | 10705.3257 | 10791.7938
Wind and Solar Generation Cap 30% - MIS_LMI v5.14 | 1389 | 6257 | Generation Constraint in GWh | FALSE | L | Annual | Fuel Consumed | TBtu | 0 | 0 | 0 | 0 | 0 | 0 | 0
Wind and Solar Generation Cap 30% - MIS_LMI v5.14 | 1389 | 6257 | Generation Constraint in GWh | FALSE | L | Annual | Heat Rate | MMBtu/MWh | 0 | 0 | 0 | 0 | 0 | 0 | 0
Wind and Solar Generation Cap 30% - MIS_LMI v5.14 | 1389 | 6257 | Generation Constraint in GWh | FALSE | L | Annual | Generation | TWh | 3.9608 | 7.6081 | 7.9269 | 9.4861 | 10.3664 | 10.7053 | 10.7918
Wind and Solar Generation Cap 30% - MIS_LMI v5.14 | 1389 | 6257 | Generation Constraint in GWh | FALSE | L | Annual | Qualifying Generation | TWh | 3.9608 | 7.6081 | 7.9269 | 9.4861 | 10.3664 | 10.7053 | 10.7918
Wind and Solar Generation Cap 30% - MIS_LMI v5.14 | 1389 | 6257 | Generation Constraint in GWh | FALSE | L | Annual | Rate | lb/MWh | 0 | 0 | 0 | 0 | 0 | 0 | 0
Wind and Solar Generation Cap 30% - MIS_LMI v5.14 | 1389 | 6257 | Generation Constraint in GWh | FALSE | L | Annual | Constraint Shadow Price | US2011$/MWh | 0 | 0 | 0 | 0 | 0 | 0 | 0
Wind and Solar Generation Cap 30% - MIS_MAPP v5.14 | 1390 | 6258 | Generation Constraint in GWh | FALSE | L | Annual | Seasons Included | Seasons | Winter, Summer | Winter, Summer | Winter, Summer | Winter, Summer | Winter, Summer | Winter, Summer | Winter, Summer
Wind and Solar Generation Cap 30% - MIS_MAPP v5.14 | 1390 | 6258 | Generation Constraint in GWh | FALSE | L | Annual | Standard | GWh | 8498.5512 | 8498.5512 | 8498.5512 | 8498.5512 | 8498.5512 | 8498.5512 | 8498.5512
Wind and Solar Generation Cap 30% - MIS_MAPP v5.14 | 1390 | 6258 | Generation Constraint in GWh | FALSE | L | Annual | Emissions at Affected Plants | GWh | 8497.5512 | 8498.5502 | 8498.5512 | 8498.5512 | 8498.5512 | 8498.5512 | 8498.5512
Wind and Solar Generation Cap 30% - MIS_MAPP v5.14 | 1390 | 6258 | Generation Constraint in GWh | FALSE | L | Annual | Allowances Purchased | GWh | 0 | 0 | 0 | 0 | 0 | 0 | 0
Wind and Solar Generation Cap 30% - MIS_MAPP v5.14 | 1390 | 6258 | Generation Constraint in GWh | FALSE | L | Annual | Allowances Sold | GWh | 0 | 0 | 0 | 0 | 0 | 0 | 0
Wind and Solar Generation Cap 30% - MIS_MAPP v5.14 | 1390 | 6258 | Generation Constraint in GWh | FALSE | L | Annual | Allowances Banked | GWh | 0 | 0 | 0 | 0 | 0 | 0 | 0
Wind and Solar Generation Cap 30% - MIS_MAPP v5.14 | 1390 | 6258 | Generation Constraint in GWh | FALSE | L | Annual | Allowances Withdrawn (1:1) | GWh | 0 | 0 | 0 | 0 | 0 | 0 | 0
Wind and Solar Generation Cap 30% - MIS_MAPP v5.14 | 1390 | 6258 | Generation Constraint in GWh | FALSE | L | Annual | Allowances Withdrawn (n:1) | GWh | 0 | 0 | 0 | 0 | 0 | 0 | 0
Wind and Solar Generation Cap 30% - MIS_MAPP v5.14 | 1390 | 6258 | Generation Constraint in GWh | FALSE | L | Annual | Net Emissions Allowance Position | GWh | 8497.5512 | 8498.5502 | 8498.5512 | 8498.5512 | 8498.5512 | 8498.5512 | 8498.5512
Wind and Solar Generation Cap 30% - MIS_MAPP v5.14 | 1390 | 6258 | Generation Constraint in GWh | FALSE | L | Annual | Fuel Consumed | TBtu | 0 | 0 | 0 | 0 | 0 | 0 | 0
Wind and Solar Generation Cap 30% - MIS_MAPP v5.14 | 1390 | 6258 | Generation Constraint in GWh | FALSE | L | Annual | Heat Rate | MMBtu/MWh | 0 | 0 | 0 | 0 | 0 | 0 | 0
Wind and Solar Generation Cap 30% - MIS_MAPP v5.14 | 1390 | 6258 | Generation Constraint in GWh | FALSE | L | Annual | Generation | TWh | 8.4976 | 8.4986 | 8.4986 | 8.4986 | 8.4986 | 8.4986 | 8.4986
Wind and Solar Generation Cap 30% - MIS_MAPP v5.14 | 1390 | 6258 | Generation Constraint in GWh | FALSE | L | Annual | Qualifying Generation | TWh | 8.4976 | 8.4986 | 8.4986 | 8.4986 | 8.4986 | 8.4986 | 8.4986
Wind and Solar Generation Cap 30% - MIS_MAPP v5.14 | 1390 | 6258 | Generation Constraint in GWh | FALSE | L | Annual | Rate | lb/MWh | 0 | 0 | 0 | 0 | 0 | 0 | 0
Wind and Solar Generation Cap 30% - MIS_MAPP v5.14 | 1390 | 6258 | Generation Constraint in GWh | FALSE | L | Annual | Constraint Shadow Price | US2011$/MWh | 0 | 0 | 0 | 0 | 0 | 0 | 71.1889
Wind and Solar Generation Cap 30% - MIS_MIDA v5.14 | 1391 | 6259 | Generation Constraint in GWh | FALSE | L | Annual | Seasons Included | Seasons | Winter, Summer | Winter, Summer | Winter, Summer | Winter, Summer | Winter, Summer | Winter, Summer | Winter, Summer
Wind and Solar Generation Cap 30% - MIS_MIDA v5.14 | 1391 | 6259 | Generation Constraint in GWh | FALSE | L | Annual | Standard | GWh | 12309.203 | 12309.203 | 12309.203 | 12309.203 | 12309.203 | 12309.203 | 12309.203
Wind and Solar Generation Cap 30% - MIS_MIDA v5.14 | 1391 | 6259 | Generation Constraint in GWh | FALSE | L | Annual | Emissions at Affected Plants | GWh | 12308.203 | 12309.203 | 12309.203 | 12309.203 | 12309.203 | 12309.203 | 12309.203
Wind and Solar Generation Cap 30% - MIS_MIDA v5.14 | 1391 | 6259 | Generation Constraint in GWh | FALSE | L | Annual | Allowances Purchased | GWh | 0 | 0 | 0 | 0 | 0 | 0 | 0
Wind and Solar Generation Cap 30% - MIS_MIDA v5.14 | 1391 | 6259 | Generation Constraint in GWh | FALSE | L | Annual | Allowances Sold | GWh | 0 | 0 | 0 | 0 | 0 | 0 | 0
Wind and Solar Generation Cap 30% - MIS_MIDA v5.14 | 1391 | 6259 | Generation Constraint in GWh | FALSE | L | Annual | Allowances Banked | GWh | 0 | 0 | 0 | 0 | 0 | 0 | 0
Wind and Solar Generation Cap 30% - MIS_MIDA v5.14 | 1391 | 6259 | Generation Constraint in GWh | FALSE | L | Annual | Allowances Withdrawn (1:1) | GWh | 0 | 0 | 0 | 0 | 0 | 0 | 0
Wind and Solar Generation Cap 30% - MIS_MIDA v5.14 | 1391 | 6259 | Generation Constraint in GWh | FALSE | L | Annual | Allowances Withdrawn (n:1) | GWh | 0 | 0 | 0 | 0 | 0 | 0 | 0
Wind and Solar Generation Cap 30% - MIS_MIDA v5.14 | 1391 | 6259 | Generation Constraint in GWh | FALSE | L | Annual | Net Emissions Allowance Position | GWh | 12308.203 | 12309.203 | 12309.203 | 12309.203 | 12309.203 | 12309.203 | 12309.203
Wind and Solar Generation Cap 30% - MIS_MIDA v5.14 | 1391 | 6259 | Generation Constraint in GWh | FALSE | L | Annual | Fuel Consumed | TBtu | 0 | 0 | 0 | 0 | 0 | 0 | 0
Wind and Solar Generation Cap 30% - MIS_MIDA v5.14 | 1391 | 6259 | Generation Constraint in GWh | FALSE | L | Annual | Heat Rate | MMBtu/MWh | 0 | 0 | 0 | 0 | 0 | 0 | 0
Wind and Solar Generation Cap 30% - MIS_MIDA v5.14 | 1391 | 6259 | Generation Constraint in GWh | FALSE | L | Annual | Generation | TWh | 12.3082 | 12.3092 | 12.3092 | 12.3092 | 12.3092 | 12.3092 | 12.3092
Wind and Solar Generation Cap 30% - MIS_MIDA v5.14 | 1391 | 6259 | Generation Constraint in GWh | FALSE | L | Annual | Qualifying Generation | TWh | 12.3082 | 12.3092 | 12.3092 | 12.3092 | 12.3092 | 12.3092 | 12.3092
Wind and Solar Generation Cap 30% - MIS_MIDA v5.14 | 1391 | 6259 | Generation Constraint in GWh | FALSE | L | Annual | Rate | lb/MWh | 0 | 0 | 0 | 0 | 0 | 0 | 0
Wind and Solar Generation Cap 30% - MIS_MIDA v5.14 | 1391 | 6259 | Generation Constraint in GWh | FALSE | L | Annual | Constraint Shadow Price | US2011$/MWh | 0 | 0 | 0 | 0 | 0 | 0 | 92.9337
Wind and Solar Generation Cap 30% - MIS_MNWI v5.14 | 1392 | 6260 | Generation Constraint in GWh | FALSE | L | Annual | Seasons Included | Seasons | Winter, Summer | Winter, Summer | Winter, Summer | Winter, Summer | Winter, Summer | Winter, Summer | Winter, Summer
Wind and Solar Generation Cap 30% - MIS_MNWI v5.14 | 1392 | 6260 | Generation Constraint in GWh | FALSE | L | Annual | Standard | GWh | 26352.4916 | 27067.8998 | 27412.8703 | 28358.2847 | 28921.9744 | 30144.3111 | 31418.3095
Wind and Solar Generation Cap 30% - MIS_MNWI v5.14 | 1392 | 6260 | Generation Constraint in GWh | FALSE | L | Annual | Emissions at Affected Plants | GWh | 9200.8456 | 17766.2515 | 18852.6148 | 20387.1888 | 21151.2591 | 21528.7086 | 31418.3095
Wind and Solar Generation Cap 30% - MIS_MNWI v5.14 | 1392 | 6260 | Generation Constraint in GWh | FALSE | L | Annual | Allowances Purchased | GWh | 0 | 0 | 0 | 0 | 0 | 0 | 0
Wind and Solar Generation Cap 30% - MIS_MNWI v5.14 | 1392 | 6260 | Generation Constraint in GWh | FALSE | L | Annual | Allowances Sold | GWh | 0 | 0 | 0 | 0 | 0 | 0 | 0
Wind and Solar Generation Cap 30% - MIS_MNWI v5.14 | 1392 | 6260 | Generation Constraint in GWh | FALSE | L | Annual | Allowances Banked | GWh | 0 | 0 | 0 | 0 | 0 | 0 | 0
Wind and Solar Generation Cap 30% - MIS_MNWI v5.14 | 1392 | 6260 | Generation Constraint in GWh | FALSE | L | Annual | Allowances Withdrawn (1:1) | GWh | 0 | 0 | 0 | 0 | 0 | 0 | 0
Wind and Solar Generation Cap 30% - MIS_MNWI v5.14 | 1392 | 6260 | Generation Constraint in GWh | FALSE | L | Annual | Allowances Withdrawn (n:1) | GWh | 0 | 0 | 0 | 0 | 0 | 0 | 0
Wind and Solar Generation Cap 30% - MIS_MNWI v5.14 | 1392 | 6260 | Generation Constraint in GWh | FALSE | L | Annual | Net Emissions Allowance Position | GWh | 9200.8456 | 17766.2515 | 18852.6148 | 20387.1888 | 21151.2591 | 21528.7086 | 31418.3095
Wind and Solar Generation Cap 30% - MIS_MNWI v5.14 | 1392 | 6260 | Generation Constraint in GWh | FALSE | L | Annual | Fuel Consumed | TBtu | 0 | 0 | 0 | 0 | 0 | 0 | 0
Wind and Solar Generation Cap 30% - MIS_MNWI v5.14 | 1392 | 6260 | Generation Constraint in GWh | FALSE | L | Annual | Heat Rate | MMBtu/MWh | 0 | 0 | 0 | 0 | 0 | 0 | 0
Wind and Solar Generation Cap 30% - MIS_MNWI v5.14 | 1392 | 6260 | Generation Constraint in GWh | FALSE | L | Annual | Generation | TWh | 9.2008 | 17.7663 | 18.8526 | 20.3872 | 21.1513 | 21.5287 | 31.4183
Wind and Solar Generation Cap 30% - MIS_MNWI v5.14 | 1392 | 6260 | Generation Constraint in GWh | FALSE | L | Annual | Qualifying Generation | TWh | 9.2008 | 17.7663 | 18.8526 | 20.3872 | 21.1513 | 21.5287 | 31.4183
Wind and Solar Generation Cap 30% - MIS_MNWI v5.14 | 1392 | 6260 | Generation Constraint in GWh | FALSE | L | Annual | Rate | lb/MWh | 0 | 0 | 0 | 0 | 0 | 0 | 0
Wind and Solar Generation Cap 30% - MIS_MNWI v5.14 | 1392 | 6260 | Generation Constraint in GWh | FALSE | L | Annual | Constraint Shadow Price | US2011$/MWh | 0 | 0 | 0 | 0 | 0 | 0 | 3.0185
Wind and Solar Generation Cap 30% - MIS_MO v5.14 | 1393 | 6261 | Generation Constraint in GWh | FALSE | L | Annual | Seasons Included | Seasons | Winter, Summer | Winter, Summer | Winter, Summer | Winter, Summer | Winter, Summer | Winter, Summer | Winter, Summer
Wind and Solar Generation Cap 30% - MIS_MO v5.14 | 1393 | 6261 | Generation Constraint in GWh | FALSE | L | Annual | Standard | GWh | 14687.347 | 14975.0771 | 15093.5083 | 15483.6223 | 15788.0653 | 16433.4542 | 17105.2272
Wind and Solar Generation Cap 30% - MIS_MO v5.14 | 1393 | 6261 | Generation Constraint in GWh | FALSE | L | Annual | Emissions at Affected Plants | GWh | 1190.6344 | 5609.042 | 5791.9146 | 6608.3891 | 7133.8659 | 7490.5206 | 8399.7413
Wind and Solar Generation Cap 30% - MIS_MO v5.14 | 1393 | 6261 | Generation Constraint in GWh | FALSE | L | Annual | Allowances Purchased | GWh | 0 | 0 | 0 | 0 | 0 | 0 | 0
Wind and Solar Generation Cap 30% - MIS_MO v5.14 | 1393 | 6261 | Generation Constraint in GWh | FALSE | L | Annual | Allowances Sold | GWh | 0 | 0 | 0 | 0 | 0 | 0 | 0
Wind and Solar Generation Cap 30% - MIS_MO v5.14 | 1393 | 6261 | Generation Constraint in GWh | FALSE | L | Annual | Allowances Banked | GWh | 0 | 0 | 0 | 0 | 0 | 0 | 0
Wind and Solar Generation Cap 30% - MIS_MO v5.14 | 1393 | 6261 | Generation Constraint in GWh | FALSE | L | Annual | Allowances Withdrawn (1:1) | GWh | 0 | 0 | 0 | 0 | 0 | 0 | 0
Wind and Solar Generation Cap 30% - MIS_MO v5.14 | 1393 | 6261 | Generation Constraint in GWh | FALSE | L | Annual | Allowances Withdrawn (n:1) | GWh | 0 | 0 | 0 | 0 | 0 | 0 | 0
Wind and Solar Generation Cap 30% - MIS_MO v5.14 | 1393 | 6261 | Generation Constraint in GWh | FALSE | L | Annual | Net Emissions Allowance Position | GWh | 1190.6344 | 5609.042 | 5791.9146 | 6608.3891 | 7133.8659 | 7490.5206 | 8399.7413
Wind and Solar Generation Cap 30% - MIS_MO v5.14 | 1393 | 6261 | Generation Constraint in GWh | FALSE | L | Annual | Fuel Consumed | TBtu | 0 | 0 | 0 | 0 | 0 | 0 | 0
Wind and Solar Generation Cap 30% - MIS_MO v5.14 | 1393 | 6261 | Generation Constraint in GWh | FALSE | L | Annual | Heat Rate | MMBtu/MWh | 0 | 0 | 0 | 0 | 0 | 0 | 0
Wind and Solar Generation Cap 30% - MIS_MO v5.14 | 1393 | 6261 | Generation Constraint in GWh | FALSE | L | Annual | Generation | TWh | 1.1906 | 5.609 | 5.7919 | 6.6084 | 7.1339 | 7.4905 | 8.3997
Wind and Solar Generation Cap 30% - MIS_MO v5.14 | 1393 | 6261 | Generation Constraint in GWh | FALSE | L | Annual | Qualifying Generation | TWh | 1.1906 | 5.609 | 5.7919 | 6.6084 | 7.1339 | 7.4905 | 8.3997
Wind and Solar Generation Cap 30% - MIS_MO v5.14 | 1393 | 6261 | Generation Constraint in GWh | FALSE | L | Annual | Rate | lb/MWh | 0 | 0 | 0 | 0 | 0 | 0 | 0
Wind and Solar Generation Cap 30% - MIS_MO v5.14 | 1393 | 6261 | Generation Constraint in GWh | FALSE | L | Annual | Constraint Shadow Price | US2011$/MWh | 0 | 0 | 0 | 0 | 0 | 0 | 0
Wind and Solar Generation Cap 30% - MIS_WUMS v5.14 | 1394 | 6262 | Generation Constraint in GWh | FALSE | L | Annual | Seasons Included | Seasons | Winter, Summer | Winter, Summer | Winter, Summer | Winter, Summer | Winter, Summer | Winter, Summer | Winter, Summer
Wind and Solar Generation Cap 30% - MIS_WUMS v5.14 | 1394 | 6262 | Generation Constraint in GWh | FALSE | L | Annual | Standard | GWh | 16463.3697 | 16866.5477 | 17004.4525 | 17415.8998 | 17684.6433 | 18215.0049 | 18761.2729
Wind and Solar Generation Cap 30% - MIS_WUMS v5.14 | 1394 | 6262 | Generation Constraint in GWh | FALSE | L | Annual | Emissions at Affected Plants | GWh | 1649.0175 | 3279.6713 | 3486.8703 | 4502.5467 | 5078.6719 | 5307.0678 | 5367.5391
Wind and Solar Generation Cap 30% - MIS_WUMS v5.14 | 1394 | 6262 | Generation Constraint in GWh | FALSE | L | Annual | Allowances Purchased | GWh | 0 | 0 | 0 | 0 | 0 | 0 | 0
Wind and Solar Generation Cap 30% - MIS_WUMS v5.14 | 1394 | 6262 | Generation Constraint in GWh | FALSE | L | Annual | Allowances Sold | GWh | 0 | 0 | 0 | 0 | 0 | 0 | 0
Wind and Solar Generation Cap 30% - MIS_WUMS v5.14 | 1394 | 6262 | Generation Constraint in GWh | FALSE | L | Annual | Allowances Banked | GWh | 0 | 0 | 0 | 0 | 0 | 0 | 0
Wind and Solar Generation Cap 30% - MIS_WUMS v5.14 | 1394 | 6262 | Generation Constraint in GWh | FALSE | L | Annual | Allowances Withdrawn (1:1) | GWh | 0 | 0 | 0 | 0 | 0 | 0 | 0
Wind and Solar Generation Cap 30% - MIS_WUMS v5.14 | 1394 | 6262 | Generation Constraint in GWh | FALSE | L | Annual | Allowances Withdrawn (n:1) | GWh | 0 | 0 | 0 | 0 | 0 | 0 | 0
Wind and Solar Generation Cap 30% - MIS_WUMS v5.14 | 1394 | 6262 | Generation Constraint in GWh | FALSE | L | Annual | Net Emissions Allowance Position | GWh | 1649.0175 | 3279.6713 | 3486.8703 | 4502.5467 | 5078.6719 | 5307.0678 | 5367.5391
Wind and Solar Generation Cap 30% - MIS_WUMS v5.14 | 1394 | 6262 | Generation Constraint in GWh | FALSE | L | Annual | Fuel Consumed | TBtu | 0 | 0 | 0 | 0 | 0 | 0 | 0
Wind and Solar Generation Cap 30% - MIS_WUMS v5.14 | 1394 | 6262 | Generation Constraint in GWh | FALSE | L | Annual | Heat Rate | MMBtu/MWh | 0 | 0 | 0 | 0 | 0 | 0 | 0
Wind and Solar Generation Cap 30% - MIS_WUMS v5.14 | 1394 | 6262 | Generation Constraint in GWh | FALSE | L | Annual | Generation | TWh | 1.649 | 3.2797 | 3.4869 | 4.5025 | 5.0787 | 5.3071 | 5.3675
Wind and Solar Generation Cap 30% - MIS_WUMS v5.14 | 1394 | 6262 | Generation Constraint in GWh | FALSE | L | Annual | Qualifying Generation | TWh | 1.649 | 3.2797 | 3.4869 | 4.5025 | 5.0787 | 5.3071 | 5.3675
Wind and Solar Generation Cap 30% - MIS_WUMS v5.14 | 1394 | 6262 | Generation Constraint in GWh | FALSE | L | Annual | Rate | lb/MWh | 0 | 0 | 0 | 0 | 0 | 0 | 0
Wind and Solar Generation Cap 30% - MIS_WUMS v5.14 | 1394 | 6262 | Generation Constraint in GWh | FALSE | L | Annual | Constraint Shadow Price | US2011$/MWh | 0 | 0 | 0 | 0 | 0 | 0 | 0
Wind and Solar Generation Cap 30% - NENG_CT v5.14 | 1395 | 6263 | Generation Constraint in GWh | FALSE | L | Annual | Seasons Included | Seasons | Winter, Summer | Winter, Summer | Winter, Summer | Winter, Summer | Winter, Summer | Winter, Summer | Winter, Summer
Wind and Solar Generation Cap 30% - NENG_CT v5.14 | 1395 | 6263 | Generation Constraint in GWh | FALSE | L | Annual | Standard | GWh | 10439.1752 | 10686.8587 | 10557.8576 | 10450.3243 | 10503.0777 | 10604.2316 | 10706.3597
Wind and Solar Generation Cap 30% - NENG_CT v5.14 | 1395 | 6263 | Generation Constraint in GWh | FALSE | L | Annual | Emissions at Affected Plants | GWh | 13.8657 | 49.1679 | 145.1651 | 615.816 | 882.8648 | 989.221 | 1009.0409
Wind and Solar Generation Cap 30% - NENG_CT v5.14 | 1395 | 6263 | Generation Constraint in GWh | FALSE | L | Annual | Allowances Purchased | GWh | 0 | 0 | 0 | 0 | 0 | 0 | 0
Wind and Solar Generation Cap 30% - NENG_CT v5.14 | 1395 | 6263 | Generation Constraint in GWh | FALSE | L | Annual | Allowances Sold | GWh | 0 | 0 | 0 | 0 | 0 | 0 | 0
Wind and Solar Generation Cap 30% - NENG_CT v5.14 | 1395 | 6263 | Generation Constraint in GWh | FALSE | L | Annual | Allowances Banked | GWh | 0 | 0 | 0 | 0 | 0 | 0 | 0
Wind and Solar Generation Cap 30% - NENG_CT v5.14 | 1395 | 6263 | Generation Constraint in GWh | FALSE | L | Annual | Allowances Withdrawn (1:1) | GWh | 0 | 0 | 0 | 0 | 0 | 0 | 0
Wind and Solar Generation Cap 30% - NENG_CT v5.14 | 1395 | 6263 | Generation Constraint in GWh | FALSE | L | Annual | Allowances Withdrawn (n:1) | GWh | 0 | 0 | 0 | 0 | 0 | 0 | 0
Wind and Solar Generation Cap 30% - NENG_CT v5.14 | 1395 | 6263 | Generation Constraint in GWh | FALSE | L | Annual | Net Emissions Allowance Position | GWh | 13.8657 | 49.1679 | 145.1651 | 615.816 | 882.8648 | 989.221 | 1009.0409
Wind and Solar Generation Cap 30% - NENG_CT v5.14 | 1395 | 6263 | Generation Constraint in GWh | FALSE | L | Annual | Fuel Consumed | TBtu | 0 | 0 | 0 | 0 | 0 | 0 | 0
Wind and Solar Generation Cap 30% - NENG_CT v5.14 | 1395 | 6263 | Generation Constraint in GWh | FALSE | L | Annual | Heat Rate | MMBtu/MWh | 0 | 0 | 0 | 0 | 0 | 0 | 0
Wind and Solar Generation Cap 30% - NENG_CT v5.14 | 1395 | 6263 | Generation Constraint in GWh | FALSE | L | Annual | Generation | TWh | 0.013866 | 0.049168 | 0.14517 | 0.61582 | 0.88286 | 0.98922 | 1.009
Wind and Solar Generation Cap 30% - NENG_CT v5.14 | 1395 | 6263 | Generation Constraint in GWh | FALSE | L | Annual | Qualifying Generation | TWh | 0.013866 | 0.049168 | 0.14517 | 0.61582 | 0.88286 | 0.98922 | 1.009
Wind and Solar Generation Cap 30% - NENG_CT v5.14 | 1395 | 6263 | Generation Constraint in GWh | FALSE | L | Annual | Rate | lb/MWh | 0 | 0 | 0 | 0 | 0 | 0 | 0
Wind and Solar Generation Cap 30% - NENG_CT v5.14 | 1395 | 6263 | Generation Constraint in GWh | FALSE | L | Annual | Constraint Shadow Price | US2011$/MWh | 0 | 0 | 0 | 0 | 0 | 0 | 0
Wind and Solar Generation Cap 30% - NENG_ME v5.14 | 1396 | 6264 | Generation Constraint in GWh | FALSE | L | Annual | Seasons Included | Seasons | Winter, Summer | Winter, Summer | Winter, Summer | Winter, Summer | Winter, Summer | Winter, Summer | Winter, Summer
Wind and Solar Generation Cap 30% - NENG_ME v5.14 | 1396 | 6264 | Generation Constraint in GWh | FALSE | L | Annual | Standard | GWh | 3668.1095 | 3755.125 | 3709.8046 | 3672.0264 | 3690.5596 | 3726.0966 | 3761.976
Wind and Solar Generation Cap 30% - NENG_ME v5.14 | 1396 | 6264 | Generation Constraint in GWh | FALSE | L | Annual | Emissions at Affected Plants | GWh | 1551.7533 | 2235.2879 | 2273.4461 | 2460.5267 | 2566.6768 | 2840.1029 | 2942.4458
Wind and Solar Generation Cap 30% - NENG_ME v5.14 | 1396 | 6264 | Generation Constraint in GWh | FALSE | L | Annual | Allowances Purchased | GWh | 0 | 0 | 0 | 0 | 0 | 0 | 0
Wind and Solar Generation Cap 30% - NENG_ME v5.14 | 1396 | 6264 | Generation Constraint in GWh | FALSE | L | Annual | Allowances Sold | GWh | 0 | 0 | 0 | 0 | 0 | 0 | 0
Wind and Solar Generation Cap 30% - NENG_ME v5.14 | 1396 | 6264 | Generation Constraint in GWh | FALSE | L | Annual | Allowances Banked | GWh | 0 | 0 | 0 | 0 | 0 | 0 | 0
Wind and Solar Generation Cap 30% - NENG_ME v5.14 | 1396 | 6264 | Generation Constraint in GWh | FALSE | L | Annual | Allowances Withdrawn (1:1) | GWh | 0 | 0 | 0 | 0 | 0 | 0 | 0
Wind and Solar Generation Cap 30% - NENG_ME v5.14 | 1396 | 6264 | Generation Constraint in GWh | FALSE | L | Annual | Allowances Withdrawn (n:1) | GWh | 0 | 0 | 0 | 0 | 0 | 0 | 0
Wind and Solar Generation Cap 30% - NENG_ME v5.14 | 1396 | 6264 | Generation Constraint in GWh | FALSE | L | Annual | Net Emissions Allowance Position | GWh | 1551.7533 | 2235.2879 | 2273.4461 | 2460.5267 | 2566.6768 | 2840.1029 | 2942.4458
Wind and Solar Generation Cap 30% - NENG_ME v5.14 | 1396 | 6264 | Generation Constraint in GWh | FALSE | L | Annual | Fuel Consumed | TBtu | 0 | 0 | 0 | 0 | 0 | 0 | 0
Wind and Solar Generation Cap 30% - NENG_ME v5.14 | 1396 | 6264 | Generation Constraint in GWh | FALSE | L | Annual | Heat Rate | MMBtu/MWh | 0 | 0 | 0 | 0 | 0 | 0 | 0
Wind and Solar Generation Cap 30% - NENG_ME v5.14 | 1396 | 6264 | Generation Constraint in GWh | FALSE | L | Annual | Generation | TWh | 1.5518 | 2.2353 | 2.2734 | 2.4605 | 2.5667 | 2.8401 | 2.9424
Wind and Solar Generation Cap 30% - NENG_ME v5.14 | 1396 | 6264 | Generation Constraint in GWh | FALSE | L | Annual | Qualifying Generation | TWh | 1.5518 | 2.2353 | 2.2734 | 2.4605 | 2.5667 | 2.8401 | 2.9424
Wind and Solar Generation Cap 30% - NENG_ME v5.14 | 1396 | 6264 | Generation Constraint in GWh | FALSE | L | Annual | Rate | lb/MWh | 0 | 0 | 0 | 0 | 0 | 0 | 0
Wind and Solar Generation Cap 30% - NENG_ME v5.14 | 1396 | 6264 | Generation Constraint in GWh | FALSE | L | Annual | Constraint Shadow Price | US2011$/MWh | 0 | 0 | 0 | 0 | 0 | 0 | 0
Wind and Solar Generation Cap 30% - NENGREST v5.14 | 1397 | 6265 | Generation Constraint in GWh | FALSE | L | Annual | Seasons Included | Seasons | Winter, Summer | Winter, Summer | Winter, Summer | Winter, Summer | Winter, Summer | Winter, Summer | Winter, Summer
Wind and Solar Generation Cap 30% - NENGREST v5.14 | 1397 | 6265 | Generation Constraint in GWh | FALSE | L | Annual | Standard | GWh | 27158.7617 | 27803.1778 | 27467.5461 | 27187.769 | 27325.0214 | 27588.2008 | 27853.915
Wind and Solar Generation Cap 30% - NENGREST v5.14 | 1397 | 6265 | Generation Constraint in GWh | FALSE | L | Annual | Emissions at Affected Plants | GWh | 1379.3257 | 11514.8199 | 11741.1871 | 12952.234 | 13707.9887 | 14026.4323 | 14079.1782
Wind and Solar Generation Cap 30% - NENGREST v5.14 | 1397 | 6265 | Generation Constraint in GWh | FALSE | L | Annual | Allowances Purchased | GWh | 0 | 0 | 0 | 0 | 0 | 0 | 0
Wind and Solar Generation Cap 30% - NENGREST v5.14 | 1397 | 6265 | Generation Constraint in GWh | FALSE | L | Annual | Allowances Sold | GWh | 0 | 0 | 0 | 0 | 0 | 0 | 0
Wind and Solar Generation Cap 30% - NENGREST v5.14 | 1397 | 6265 | Generation Constraint in GWh | FALSE | L | Annual | Allowances Banked | GWh | 0 | 0 | 0 | 0 | 0 | 0 | 0
Wind and Solar Generation Cap 30% - NENGREST v5.14 | 1397 | 6265 | Generation Constraint in GWh | FALSE | L | Annual | Allowances Withdrawn (1:1) | GWh | 0 | 0 | 0 | 0 | 0 | 0 | 0
Wind and Solar Generation Cap 30% - NENGREST v5.14 | 1397 | 6265 | Generation Constraint in GWh | FALSE | L | Annual | Allowances Withdrawn (n:1) | GWh | 0 | 0 | 0 | 0 | 0 | 0 | 0
Wind and Solar Generation Cap 30% - NENGREST v5.14 | 1397 | 6265 | Generation Constraint in GWh | FALSE | L | Annual | Net Emissions Allowance Position | GWh | 1379.3257 | 11514.8199 | 11741.1871 | 12952.234 | 13707.9887 | 14026.4323 | 14079.1782
Wind and Solar Generation Cap 30% - NENGREST v5.14 | 1397 | 6265 | Generation Constraint in GWh | FALSE | L | Annual | Fuel Consumed | TBtu | 0 | 0 | 0 | 0 | 0 | 0 | 0
Wind and Solar Generation Cap 30% - NENGREST v5.14 | 1397 | 6265 | Generation Constraint in GWh | FALSE | L | Annual | Heat Rate | MMBtu/MWh | 0 | 0 | 0 | 0 | 0 | 0 | 0
Wind and Solar Generation Cap 30% - NENGREST v5.14 | 1397 | 6265 | Generation Constraint in GWh | FALSE | L | Annual | Generation | TWh | 1.3793 | 11.5148 | 11.7412 | 12.9522 | 13.708 | 14.0264 | 14.0792
Wind and Solar Generation Cap 30% - NENGREST v5.14 | 1397 | 6265 | Generation Constraint in GWh | FALSE | L | Annual | Qualifying Generation | TWh | 1.3793 | 11.5148 | 11.7412 | 12.9522 | 13.708 | 14.0264 | 14.0792
Wind and Solar Generation Cap 30% - NENGREST v5.14 | 1397 | 6265 | Generation Constraint in GWh | FALSE | L | Annual | Rate | lb/MWh | 0 | 0 | 0 | 0 | 0 | 0 | 0
Wind and Solar Generation Cap 30% - NENGREST v5.14 | 1397 | 6265 | Generation Constraint in GWh | FALSE | L | Annual | Constraint Shadow Price | US2011$/MWh | 0 | 0 | 0 | 0 | 0 | 0 | 0
Wind and Solar Generation Cap 30% - NY_Z_A&B v5.14 | 1398 | 6266 | Generation Constraint in GWh | FALSE | L | Annual | Seasons Included | Seasons | Winter, Summer | Winter, Summer | Winter, Summer | Winter, Summer | Winter, Summer | Winter, Summer | Winter, Summer
Wind and Solar Generation Cap 30% - NY_Z_A&B v5.14 | 1398 | 6266 | Generation Constraint in GWh | FALSE | L | Annual | Standard | GWh | 7296.0318 | 7307.8276 | 7237.2397 | 7149.0249 | 7168.0336 | 7235.6833 | 7303.9717
Wind and Solar Generation Cap 30% - NY_Z_A&B v5.14 | 1398 | 6266 | Generation Constraint in GWh | FALSE | L | Annual | Emissions at Affected Plants | GWh | 996.7478 | 1027.3075 | 1108.6439 | 1502.4475 | 1717.3431 | 1778.5857 | 1775.8169
Wind and Solar Generation Cap 30% - NY_Z_A&B v5.14 | 1398 | 6266 | Generation Constraint in GWh | FALSE | L | Annual | Allowances Purchased | GWh | 0 | 0 | 0 | 0 | 0 | 0 | 0
Wind and Solar Generation Cap 30% - NY_Z_A&B v5.14 | 1398 | 6266 | Generation Constraint in GWh | FALSE | L | Annual | Allowances Sold | GWh | 0 | 0 | 0 | 0 | 0 | 0 | 0
Wind and Solar Generation Cap 30% - NY_Z_A&B v5.14 | 1398 | 6266 | Generation Constraint in GWh | FALSE | L | Annual | Allowances Banked | GWh | 0 | 0 | 0 | 0 | 0 | 0 | 0
Wind and Solar Generation Cap 30% - NY_Z_A&B v5.14 | 1398 | 6266 | Generation Constraint in GWh | FALSE | L | Annual | Allowances Withdrawn (1:1) | GWh | 0 | 0 | 0 | 0 | 0 | 0 | 0
Wind and Solar Generation Cap 30% - NY_Z_A&B v5.14 | 1398 | 6266 | Generation Constraint in GWh | FALSE | L | Annual | Allowances Withdrawn (n:1) | GWh | 0 | 0 | 0 | 0 | 0 | 0 | 0
Wind and Solar Generation Cap 30% - NY_Z_A&B v5.14 | 1398 | 6266 | Generation Constraint in GWh | FALSE | L | Annual | Net Emissions Allowance Position | GWh | 996.7478 | 1027.3075 | 1108.6439 | 1502.4475 | 1717.3431 | 1778.5857 | 1775.8169
Wind and Solar Generation Cap 30% - NY_Z_A&B v5.14 | 1398 | 6266 | Generation Constraint in GWh | FALSE | L | Annual | Fuel Consumed | TBtu | 0 | 0 | 0 | 0 | 0 | 0 | 0
Wind and Solar Generation Cap 30% - NY_Z_A&B v5.14 | 1398 | 6266 | Generation Constraint in GWh | FALSE | L | Annual | Heat Rate | MMBtu/MWh | 0 | 0 | 0 | 0 | 0 | 0 | 0
Wind and Solar Generation Cap 30% - NY_Z_A&B v5.14 | 1398 | 6266 | Generation Constraint in GWh | FALSE | L | Annual | Generation | TWh | 0.99675 | 1.0273 | 1.1086 | 1.5024 | 1.7173 | 1.7786 | 1.7758
Wind and Solar Generation Cap 30% - NY_Z_A&B v5.14 | 1398 | 6266 | Generation Constraint in GWh | FALSE | L | Annual | Qualifying Generation | TWh | 0.99675 | 1.0273 | 1.1086 | 1.5024 | 1.7173 | 1.7786 | 1.7758
Wind and Solar Generation Cap 30% - NY_Z_A&B v5.14 | 1398 | 6266 | Generation Constraint in GWh | FALSE | L | Annual | Rate | lb/MWh | 0 | 0 | 0 | 0 | 0 | 0 | 0
Wind and Solar Generation Cap 30% - NY_Z_A&B v5.14 | 1398 | 6266 | Generation Constraint in GWh | FALSE | L | Annual | Constraint Shadow Price | US2011$/MWh | 0 | 0 | 0 | 0 | 0 | 0 | 0
Wind and Solar Generation Cap 30% - NY_Z_C&E v5.14 | 1399 | 6267 | Generation Constraint in GWh | FALSE | L | Annual | Seasons Included | Seasons | Winter, Summer | Winter, Summer | Winter, Summer | Winter, Summer | Winter, Summer | Winter, Summer | Winter, Summer
Wind and Solar Generation Cap 30% - NY_Z_C&E v5.14 | 1399 | 6267 | Generation Constraint in GWh | FALSE | L | Annual | Standard | GWh | 6854.9278 | 6866.0103 | 6799.6906 | 6716.8098 | 6734.6691 | 6798.2284 | 6862.3876
Wind and Solar Generation Cap 30% - NY_Z_C&E v5.14 | 1399 | 6267 | Generation Constraint in GWh | FALSE | L | Annual | Emissions at Affected Plants | GWh | 1518.652 | 1779.5274 | 1825.1535 | 2046.0597 | 2166.6065 | 2200.9609 | 2199.4077
Wind and Solar Generation Cap 30% - NY_Z_C&E v5.14 | 1399 | 6267 | Generation Constraint in GWh | FALSE | L | Annual | Allowances Purchased | GWh | 0 | 0 | 0 | 0 | 0 | 0 | 0
Wind and Solar Generation Cap 30% - NY_Z_C&E v5.14 | 1399 | 6267 | Generation Constraint in GWh | FALSE | L | Annual | Allowances Sold | GWh | 0 | 0 | 0 | 0 | 0 | 0 | 0
Wind and Solar Generation Cap 30% - NY_Z_C&E v5.14 | 1399 | 6267 | Generation Constraint in GWh | FALSE | L | Annual | Allowances Banked | GWh | 0 | 0 | 0 | 0 | 0 | 0 | 0
Wind and Solar Generation Cap 30% - NY_Z_C&E v5.14 | 1399 | 6267 | Generation Constraint in GWh | FALSE | L | Annual | Allowances Withdrawn (1:1) | GWh | 0 | 0 | 0 | 0 | 0 | 0 | 0
Wind and Solar Generation Cap 30% - NY_Z_C&E v5.14 | 1399 | 6267 | Generation Constraint in GWh | FALSE | L | Annual | Allowances Withdrawn (n:1) | GWh | 0 | 0 | 0 | 0 | 0 | 0 | 0
Wind and Solar Generation Cap 30% - NY_Z_C&E v5.14 | 1399 | 6267 | Generation Constraint in GWh | FALSE | L | Annual | Net Emissions Allowance Position | GWh | 1518.652 | 1779.5274 | 1825.1535 | 2046.0597 | 2166.6065 | 2200.9609 | 2199.4077
Wind and Solar Generation Cap 30% - NY_Z_C&E v5.14 | 1399 | 6267 | Generation Constraint in GWh | FALSE | L | Annual | Fuel Consumed | TBtu | 0 | 0 | 0 | 0 | 0 | 0 | 0
Wind and Solar Generation Cap 30% - NY_Z_C&E v5.14 | 1399 | 6267 | Generation Constraint in GWh | FALSE | L | Annual | Heat Rate | MMBtu/MWh | 0 | 0 | 0 | 0 | 0 | 0 | 0
Wind and Solar Generation Cap 30% - NY_Z_C&E v5.14 | 1399 | 6267 | Generation Constraint in GWh | FALSE | L | Annual | Generation | TWh | 1.5187 | 1.7795 | 1.8252 | 2.0461 | 2.1666 | 2.201 | 2.1994
Wind and Solar Generation Cap 30% - NY_Z_C&E v5.14 | 1399 | 6267 | Generation Constraint in GWh | FALSE | L | Annual | Qualifying Generation | TWh | 1.5187 | 1.7795 | 1.8252 | 2.0461 | 2.1666 | 2.201 | 2.1994
Wind and Solar Generation Cap 30% - NY_Z_C&E v5.14 | 1399 | 6267 | Generation Constraint in GWh | FALSE | L | Annual | Rate | lb/MWh | 0 | 0 | 0 | 0 | 0 | 0 | 0
Wind and Solar Generation Cap 30% - NY_Z_C&E v5.14 | 1399 | 6267 | Generation Constraint in GWh | FALSE | L | Annual | Constraint Shadow Price | US2011$/MWh | 0 | 0 | 0 | 0 | 0 | 0 | 0
Wind and Solar Generation Cap 30% - NY_Z_D v5.14 | 1400 | 6268 | Generation Constraint in GWh | FALSE | L | Annual | Seasons Included | Seasons | Winter, Summer | Winter, Summer | Winter, Summer | Winter, Summer | Winter, Summer | Winter, Summer | Winter, Summer
Wind and Solar Generation Cap 30% - NY_Z_D v5.14 | 1400 | 6268 | Generation Constraint in GWh | FALSE | L | Annual | Standard | GWh | 1831.6843 | 1834.6445 | 1816.9305 | 1794.793 | 1799.5632 | 1816.5399 | 1833.6768
Wind and Solar Generation Cap 30% - NY_Z_D v5.14 | 1400 | 6268 | Generation Constraint in GWh | FALSE | L | Annual | Emissions at Affected Plants | GWh | 1176.1477 | 1196.862 | 1204.6403 | 1242.3003 | 1266.0312 | 1283.2057 | 1294.3656
Wind and Solar Generation Cap 30% - NY_Z_D v5.14 | 1400 | 6268 | Generation Constraint in GWh | FALSE | L | Annual | Allowances Purchased | GWh | 0 | 0 | 0 | 0 | 0 | 0 | 0
Wind and Solar Generation Cap 30% - NY_Z_D v5.14 | 1400 | 6268 | Generation Constraint in GWh | FALSE | L | Annual | Allowances Sold | GWh | 0 | 0 | 0 | 0 | 0 | 0 | 0
Wind and Solar Generation Cap 30% - NY_Z_D v5.14 | 1400 | 6268 | Generation Constraint in GWh | FALSE | L | Annual | Allowances Banked | GWh | 0 | 0 | 0 | 0 | 0 | 0 | 0
Wind and Solar Generation Cap 30% - NY_Z_D v5.14 | 1400 | 6268 | Generation Constraint in GWh | FALSE | L | Annual | Allowances Withdrawn (1:1) | GWh | 0 | 0 | 0 | 0 | 0 | 0 | 0
Wind and Solar Generation Cap 30% - NY_Z_D v5.14 | 1400 | 6268 | Generation Constraint in GWh | FALSE | L | Annual | Allowances Withdrawn (n:1) | GWh | 0 | 0 | 0 | 0 | 0 | 0 | 0
Wind and Solar Generation Cap 30% - NY_Z_D v5.14 | 1400 | 6268 | Generation Constraint in GWh | FALSE | L | Annual | Net Emissions Allowance Position | GWh | 1176.1477 | 1196.862 | 1204.6403 | 1242.3003 | 1266.0312 | 1283.2057 | 1294.3656
Wind and Solar Generation Cap 30% - NY_Z_D v5.14 | 1400 | 6268 | Generation Constraint in GWh | FALSE | L | Annual | Fuel Consumed | TBtu | 0 | 0 | 0 | 0 | 0 | 0 | 0
Wind and Solar Generation Cap 30% - NY_Z_D v5.14 | 1400 | 6268 | Generation Constraint in GWh | FALSE | L | Annual | Heat Rate | MMBtu/MWh | 0 | 0 | 0 | 0 | 0 | 0 | 0
Wind and Solar Generation Cap 30% - NY_Z_D v5.14 | 1400 | 6268 | Generation Constraint in GWh | FALSE | L | Annual | Generation | TWh | 1.1761 | 1.1969 | 1.2046 | 1.2423 | 1.266 | 1.2832 | 1.2944
Wind and Solar Generation Cap 30% - NY_Z_D v5.14 | 1400 | 6268 | Generation Constraint in GWh | FALSE | L | Annual | Qualifying Generation | TWh | 1.1761 | 1.1969 | 1.2046 | 1.2423 | 1.266 | 1.2832 | 1.2944
Wind and Solar Generation Cap 30% - NY_Z_D v5.14 | 1400 | 6268 | Generation Constraint in GWh | FALSE | L | Annual | Rate | lb/MWh | 0 | 0 | 0 | 0 | 0 | 0 | 0
Wind and Solar Generation Cap 30% - NY_Z_D v5.14 | 1400 | 6268 | Generation Constraint in GWh | FALSE | L | Annual | Constraint Shadow Price | US2011$/MWh | 0 | 0 | 0 | 0 | 0 | 0 | 0
Wind and Solar Generation Cap 30% - NY_Z_F v5.14 | 1401 | 6269 | Generation Constraint in GWh | FALSE | L | Annual | Seasons Included | Seasons | Winter, Summer | Winter, Summer | Winter, Summer | Winter, Summer | Winter, Summer | Winter, Summer | Winter, Summer
Wind and Solar Generation Cap 30% - NY_Z_F v5.14 | 1401 | 6269 | Generation Constraint in GWh | FALSE | L | Annual | Standard | GWh | 3285.9447 | 3291.2563 | 3259.4706 | 3219.7476 | 3228.3072 | 3258.7698 | 3289.52
Wind and Solar Generation Cap 30% - NY_Z_F v5.14 | 1401 | 6269 | Generation Constraint in GWh | FALSE | L | Annual | Emissions at Affected Plants | GWh | 3.2666 | 306.5384 | 339.1553 | 497.0754 | 583.2512 | 607.8102 | 606.6999
Wind and Solar Generation Cap 30% - NY_Z_F v5.14 | 1401 | 6269 | Generation Constraint in GWh | FALSE | L | Annual | Allowances Purchased | GWh | 0 | 0 | 0 | 0 | 0 | 0 | 0
Wind and Solar Generation Cap 30% - NY_Z_F v5.14 | 1401 | 6269 | Generation Constraint in GWh | FALSE | L | Annual | Allowances Sold | GWh | 0 | 0 | 0 | 0 | 0 | 0 | 0
Wind and Solar Generation Cap 30% - NY_Z_F v5.14 | 1401 | 6269 | Generation Constraint in GWh | FALSE | L | Annual | Allowances Banked | GWh | 0 | 0 | 0 | 0 | 0 | 0 | 0
Wind and Solar Generation Cap 30% - NY_Z_F v5.14 | 1401 | 6269 | Generation Constraint in GWh | FALSE | L | Annual | Allowances Withdrawn (1:1) | GWh | 0 | 0 | 0 | 0 | 0 | 0 | 0
Wind and Solar Generation Cap 30% - NY_Z_F v5.14 | 1401 | 6269 | Generation Constraint in GWh | FALSE | L | Annual | Allowances Withdrawn (n:1) | GWh | 0 | 0 | 0 | 0 | 0 | 0 | 0
Wind and Solar Generation Cap 30% - NY_Z_F v5.14 | 1401 | 6269 | Generation Constraint in GWh | FALSE | L | Annual | Net Emissions Allowance Position | GWh | 3.2666 | 306.5384 | 339.1553 | 497.0754 | 583.2512 | 607.8102 | 606.6999
Wind and Solar Generation Cap 30% - NY_Z_F v5.14 | 1401 | 6269 | Generation Constraint in GWh | FALSE | L | Annual | Fuel Consumed | TBtu | 0 | 0 | 0 | 0 | 0 | 0 | 0
Wind and Solar Generation Cap 30% - NY_Z_F v5.14 | 1401 | 6269 | Generation Constraint in GWh | FALSE | L | Annual | Heat Rate | MMBtu/MWh | 0 | 0 | 0 | 0 | 0 | 0 | 0
Wind and Solar Generation Cap 30% - NY_Z_F v5.14 | 1401 | 6269 | Generation Constraint in GWh | FALSE | L | Annual | Generation | TWh | 0.0032666 | 0.30654 | 0.33916 | 0.49708 | 0.58325 | 0.60781 | 0.6067
Wind and Solar Generation Cap 30% - NY_Z_F v5.14 | 1401 | 6269 | Generation Constraint in GWh | FALSE | L | Annual | Qualifying Generation | TWh | 0.0032666 | 0.30654 | 0.33916 | 0.49708 | 0.58325 | 0.60781 | 0.6067
Wind and Solar Generation Cap 30% - NY_Z_F v5.14 | 1401 | 6269 | Generation Constraint in GWh | FALSE | L | Annual | Rate | lb/MWh | 0 | 0 | 0 | 0 | 0 | 0 | 0
Wind and Solar Generation Cap 30% - NY_Z_F v5.14 | 1401 | 6269 | Generation Constraint in GWh | FALSE | L | Annual | Constraint Shadow Price | US2011$/MWh | 0 | 0 | 0 | 0 | 0 | 0 | 0
Wind and Solar Generation Cap 30% - NY_Z_G-I v5.14 | 1402 | 6270 | Generation Constraint in GWh | FALSE | L | Annual | Seasons Included | Seasons | Winter, Summer | Winter, Summer | Winter, Summer | Winter, Summer | Winter, Summer | Winter, Summer | Winter, Summer
Wind and Solar Generation Cap 30% - NY_Z_G-I v5.14 | 1402 | 6270 | Generation Constraint in GWh | FALSE | L | Annual | Standard | GWh | 5545.4733 | 5543.3871 | 5478.4076 | 5394.1025 | 5405.5478 | 5439.0008 | 5472.661
Wind and Solar Generation Cap 30% - NY_Z_G-I v5.14 | 1402 | 6270 | Generation Constraint in GWh | FALSE | L | Annual | Emissions at Affected Plants | GWh | 3.7565 | 29.4287 | 95.6958 | 416.5388 | 591.6204 | 641.5165 | 639.2606
Wind and Solar Generation Cap 30% - NY_Z_G-I v5.14 | 1402 | 6270 | Generation Constraint in GWh | FALSE | L | Annual | Allowances Purchased | GWh | 0 | 0 | 0 | 0 | 0 | 0 | 0
Wind and Solar Generation Cap 30% - NY_Z_G-I v5.14 | 1402 | 6270 | Generation Constraint in GWh | FALSE | L | Annual | Allowances Sold | GWh | 0 | 0 | 0 | 0 | 0 | 0 | 0
Wind and Solar Generation Cap 30% - NY_Z_G-I v5.14 | 1402 | 6270 | Generation Constraint in GWh | FALSE | L | Annual | Allowances Banked | GWh | 0 | 0 | 0 | 0 | 0 | 0 | 0
Wind and Solar Generation Cap 30% - NY_Z_G-I v5.14 | 1402 | 6270 | Generation Constraint in GWh | FALSE | L | Annual | Allowances Withdrawn (1:1) | GWh | 0 | 0 | 0 | 0 | 0 | 0 | 0
Wind and Solar Generation Cap 30% - NY_Z_G-I v5.14 | 1402 | 6270 | Generation Constraint in GWh | FALSE | L | Annual | Allowances Withdrawn (n:1) | GWh | 0 | 0 | 0 | 0 | 0 | 0 | 0
Wind and Solar Generation Cap 30% - NY_Z_G-I v5.14 | 1402 | 6270 | Generation Constraint in GWh | FALSE | L | Annual | Net Emissions Allowance Position | GWh | 3.7565 | 29.4287 | 95.6958 | 416.5388 | 591.6204 | 641.5165 | 639.2606
Wind and Solar Generation Cap 30% - NY_Z_G-I v5.14 | 1402 | 6270 | Generation Constraint in GWh | FALSE | L | Annual | Fuel Consumed | TBtu | 0 | 0 | 0 | 0 | 0 | 0 | 0
Wind and Solar Generation Cap 30% - NY_Z_G-I v5.14 | 1402 | 6270 | Generation Constraint in GWh | FALSE | L | Annual | Heat Rate | MMBtu/MWh | 0 | 0 | 0 | 0 | 0 | 0 | 0
Wind and Solar Generation Cap 30% - NY_Z_G-I v5.14 | 1402 | 6270 | Generation Constraint in GWh | FALSE | L | Annual | Generation | TWh | 0.0037565 | 0.029429 | 0.095696 | 0.41654 | 0.59162 | 0.64152 | 0.63926
Wind and Solar Generation Cap 30% - NY_Z_G-I v5.14 | 1402 | 6270 | Generation Constraint in GWh | FALSE | L | Annual | Qualifying Generation | TWh | 0.0037565 | 0.029429 | 0.095696 | 0.41654 | 0.59162 | 0.64152 | 0.63926
Wind and Solar Generation Cap 30% - NY_Z_G-I v5.14 | 1402 | 6270 | Generation Constraint in GWh | FALSE | L | Annual | Rate | lb/MWh | 0 | 0 | 0 | 0 | 0 | 0 | 0
Wind and Solar Generation Cap 30% - NY_Z_G-I v5.14 | 1402 | 6270 | Generation Constraint in GWh | FALSE | L | Annual | Constraint Shadow Price | US2011$/MWh | 0 | 0 | 0 | 0 | 0 | 0 | 0
Wind and Solar Generation Cap 30% - NY_Z_J v5.14 | 1403 | 6271 | Generation Constraint in GWh | FALSE | L | Annual | Seasons Included | Seasons | Winter, Summer | Winter, Summer | Winter, Summer | Winter, Summer | Winter, Summer | Winter, Summer | Winter, Summer
Wind and Solar Generation Cap 30% - NY_Z_J v5.14 | 1403 | 6271 | Generation Constraint in GWh | FALSE | L | Annual | Standard | GWh | 15358.9927 | 15316.9366 | 15099.753 | 14809.5776 | 14831.4264 | 14865.1246 | 14898.8994
Wind and Solar Generation Cap 30% - NY_Z_J v5.14 | 1403 | 6271 | Generation Constraint in GWh | FALSE | L | Annual | Emissions at Affected Plants | GWh | 3.4299 | 3.4299 | 201.3143 | 1159.7455 | 1682.498 | 1829.3053 | 1822.5761
Wind and Solar Generation Cap 30% - NY_Z_J v5.14 | 1403 | 6271 | Generation Constraint in GWh | FALSE | L | Annual | Allowances Purchased | GWh | 0 | 0 | 0 | 0 | 0 | 0 | 0
Wind and Solar Generation Cap 30% - NY_Z_J v5.14 | 1403 | 6271 | Generation Constraint in GWh | FALSE | L | Annual | Allowances Sold | GWh | 0 | 0 | 0 | 0 | 0 | 0 | 0
Wind and Solar Generation Cap 30% - NY_Z_J v5.14 | 1403 | 6271 | Generation Constraint in GWh | FALSE | L | Annual | Allowances Banked | GWh | 0 | 0 | 0 | 0 | 0 | 0 | 0
Wind and Solar Generation Cap 30% - NY_Z_J v5.14 | 1403 | 6271 | Generation Constraint in GWh | FALSE | L | Annual | Allowances Withdrawn (1:1) | GWh | 0 | 0 | 0 | 0 | 0 | 0 | 0
Wind and Solar Generation Cap 30% - NY_Z_J v5.14 | 1403 | 6271 | Generation Constraint in GWh | FALSE | L | Annual | Allowances Withdrawn (n:1) | GWh | 0 | 0 | 0 | 0 | 0 | 0 | 0
Wind and Solar Generation Cap 30% - NY_Z_J v5.14 | 1403 | 6271 | Generation Constraint in GWh | FALSE | L | Annual | Net Emissions Allowance Position | GWh | 3.4299 | 3.4299 | 201.3143 | 1159.7455 | 1682.498 | 1829.3053 | 1822.5761
Wind and Solar Generation Cap 30% - NY_Z_J v5.14 | 1403 | 6271 | Generation Constraint in GWh | FALSE | L | Annual | Fuel Consumed | TBtu | 0 | 0 | 0 | 0 | 0 | 0 | 0
Wind and Solar Generation Cap 30% - NY_Z_J v5.14 | 1403 | 6271 | Generation Constraint in GWh | FALSE | L | Annual | Heat Rate | MMBtu/MWh | 0 | 0 | 0 | 0 | 0 | 0 | 0
Wind and Solar Generation Cap 30% - NY_Z_J v5.14 | 1403 | 6271 | Generation Constraint in GWh | FALSE | L | Annual | Generation | TWh | 0.0034299 | 0.0034299 | 0.20131 | 1.1597 | 1.6825 | 1.8293 | 1.8226
Wind and Solar Generation Cap 30% - NY_Z_J v5.14 | 1403 | 6271 | Generation Constraint in GWh | FALSE | L | Annual | Qualifying Generation | TWh | 0.0034299 | 0.0034299 | 0.20131 | 1.1597 | 1.6825 | 1.8293 | 1.8226
Wind and Solar Generation Cap 30% - NY_Z_J v5.14 | 1403 | 6271 | Generation Constraint in GWh | FALSE | L | Annual | Rate | lb/MWh | 0 | 0 | 0 | 0 | 0 | 0 | 0
Wind and Solar Generation Cap 30% - NY_Z_J v5.14 | 1403 | 6271 | Generation Constraint in GWh | FALSE | L | Annual | Constraint Shadow Price | US2011$/MWh | 0 | 0 | 0 | 0 | 0 | 0 | 0
Wind and Solar Generation Cap 30% - NY_Z_K v5.14 | 1404 | 6272 | Generation Constraint in GWh | FALSE | L | Annual | Seasons Included | Seasons | Winter, Summer | Winter, Summer | Winter, Summer | Winter, Summer | Winter, Summer | Winter, Summer | Winter, Summer
Wind and Solar Generation Cap 30% - NY_Z_K v5.14 | 1404 | 6272 | Generation Constraint in GWh | FALSE | L | Annual | Standard | GWh | 6906.4165 | 6869.539 | 6743.0899 | 6579.7639 | 6582.9412 | 6615.7342 | 6648.6906
Wind and Solar Generation Cap 30% - NY_Z_K v5.14 | 1404 | 6272 | Generation Constraint in GWh | FALSE | L | Annual | Emissions at Affected Plants | GWh | 70.2311 | 134.109 | 174.0851 | 367.5841 | 473.1362 | 502.7725 | 501.4138
Wind and Solar Generation Cap 30% - NY_Z_K v5.14 | 1404 | 6272 | Generation Constraint in GWh | FALSE | L | Annual | Allowances Purchased | GWh | 0 | 0 | 0 | 0 | 0 | 0 | 0
Wind and Solar Generation Cap 30% - NY_Z_K v5.14 | 1404 | 6272 | Generation Constraint in GWh | FALSE | L | Annual | Allowances Sold | GWh | 0 | 0 | 0 | 0 | 0 | 0 | 0
Wind and Solar Generation Cap 30% - NY_Z_K v5.14 | 1404 | 6272 | Generation Constraint in GWh | FALSE | L | Annual | Allowances Banked | GWh | 0 | 0 | 0 | 0 | 0 | 0 | 0
Wind and Solar Generation Cap 30% - NY_Z_K v5.14 | 1404 | 6272 | Generation Constraint in GWh | FALSE | L | Annual | Allowances Withdrawn (1:1) | GWh | 0 | 0 | 0 | 0 | 0 | 0 | 0
Wind and Solar Generation Cap 30% - NY_Z_K v5.14 | 1404 | 6272 | Generation Constraint in GWh | FALSE | L | Annual | Allowances Withdrawn (n:1) | GWh | 0 | 0 | 0 | 0 | 0 | 0 | 0
Wind and Solar Generation Cap 30% - NY_Z_K v5.14 | 1404 | 6272 | Generation Constraint in GWh | FALSE | L | Annual | Net Emissions Allowance Position | GWh | 70.2311 | 134.109 | 174.0851 | 367.5841 | 473.1362 | 502.7725 | 501.4138
Wind and Solar Generation Cap 30% - NY_Z_K v5.14 | 1404 | 6272 | Generation Constraint in GWh | FALSE | L | Annual | Fuel Consumed | TBtu | 0 | 0 | 0 | 0 | 0 | 0 | 0
Wind and Solar Generation Cap 30% - NY_Z_K v5.14 | 1404 | 6272 | Generation Constraint in GWh | FALSE | L | Annual | Heat Rate | MMBtu/MWh | 0 | 0 | 0 | 0 | 0 | 0 | 0
Wind and Solar Generation Cap 30% - NY_Z_K v5.14 | 1404 | 6272 | Generation Constraint in GWh | FALSE | L | Annual | Generation | TWh | 0.070231 | 0.13411 | 0.17409 | 0.36758 | 0.47314 | 0.50277 | 0.50141
Wind and Solar Generation Cap 30% - NY_Z_K v5.14 | 1404 | 6272 | Generation Constraint in GWh | FALSE | L | Annual | Qualifying Generation | TWh | 0.070231 | 0.13411 | 0.17409 | 0.36758 | 0.47314 | 0.50277 | 0.50141
Wind and Solar Generation Cap 30% - NY_Z_K v5.14 | 1404 | 6272 | Generation Constraint in GWh | FALSE | L | Annual | Rate | lb/MWh | 0 | 0 | 0 | 0 | 0 | 0 | 0
Wind and Solar Generation Cap 30% - NY_Z_K v5.14 | 1404 | 6272 | Generation Constraint in GWh | FALSE | L | Annual | Constraint Shadow Price | US2011$/MWh | 0 | 0 | 0 | 0 | 0 | 0 | 0
Wind and Solar Generation Cap 30% - PJM_AP v5.14 | 1405 | 6273 | Generation Constraint in GWh | FALSE | L | Annual | Seasons Included | Seasons | Winter, Summer | Winter, Summer | Winter, Summer | Winter, Summer | Winter, Summer | Winter, Summer | Winter, Summer
Wind and Solar Generation Cap 30% - PJM_AP v5.14 | 1405 | 6273 | Generation Constraint in GWh | FALSE | L | Annual | Standard | GWh | 14416.6229 | 14769.8101 | 14889.6549 | 15247.1121 | 15489.5345 | 15961.7334 | 16448.3282
Wind and Solar Generation Cap 30% - PJM_AP v5.14 | 1405 | 6273 | Generation Constraint in GWh | FALSE | L | Annual | Emissions at Affected Plants | GWh | 2212.4772 | 2626.6321 | 2743.6407 | 3534.9288 | 4101.5047 | 4358.1263 | 4420.6703
Wind and Solar Generation Cap 30% - PJM_AP v5.14 | 1405 | 6273 | Generation Constraint in GWh | FALSE | L | Annual | Allowances Purchased | GWh | 0 | 0 | 0 | 0 | 0 | 0 | 0
Wind and Solar Generation Cap 30% - PJM_AP v5.14 | 1405 | 6273 | Generation Constraint in GWh | FALSE | L | Annual | Allowances Sold | GWh | 0 | 0 | 0 | 0 | 0 | 0 | 0
Wind and Solar Generation Cap 30% - PJM_AP v5.14 | 1405 | 6273 | Generation Constraint in GWh | FALSE | L | Annual | Allowances Banked | GWh | 0 | 0 | 0 | 0 | 0 | 0 | 0
Wind and Solar Generation Cap 30% - PJM_AP v5.14 | 1405 | 6273 | Generation Constraint in GWh | FALSE | L | Annual | Allowances Withdrawn (1:1) | GWh | 0 | 0 | 0 | 0 | 0 | 0 | 0
Wind and Solar Generation Cap 30% - PJM_AP v5.14 | 1405 | 6273 | Generation Constraint in GWh | FALSE | L | Annual | Allowances Withdrawn (n:1) | GWh | 0 | 0 | 0 | 0 | 0 | 0 | 0
Wind and Solar Generation Cap 30% - PJM_AP v5.14 | 1405 | 6273 | Generation Constraint in GWh | FALSE | L | Annual | Net Emissions Allowance Position | GWh | 2212.4772 | 2626.6321 | 2743.6407 | 3534.9288 | 4101.5047 | 4358.1263 | 4420.6703
Wind and Solar Generation Cap 30% - PJM_AP v5.14 | 1405 | 6273 | Generation Constraint in GWh | FALSE | L | Annual | Fuel Consumed | TBtu | 0 | 0 | 0 | 0 | 0 | 0 | 0
Wind and Solar Generation Cap 30% - PJM_AP v5.14 | 1405 | 6273 | Generation Constraint in GWh | FALSE | L | Annual | Heat Rate | MMBtu/MWh | 0 | 0 | 0 | 0 | 0 | 0 | 0
Wind and Solar Generation Cap 30% - PJM_AP v5.14 | 1405 | 6273 | Generation Constraint in GWh | FALSE | L | Annual | Generation | TWh | 2.2125 | 2.6266 | 2.7436 | 3.5349 | 4.1015 | 4.3581 | 4.4207
Wind and Solar Generation Cap 30% - PJM_AP v5.14 | 1405 | 6273 | Generation Constraint in GWh | FALSE | L | Annual | Qualifying Generation | TWh | 2.2125 | 2.6266 | 2.7436 | 3.5349 | 4.1015 | 4.3581 | 4.4207
Wind and Solar Generation Cap 30% - PJM_AP v5.14 | 1405 | 6273 | Generation Constraint in GWh | FALSE | L | Annual | Rate | lb/MWh | 0 | 0 | 0 | 0 | 0 | 0 | 0
Wind and Solar Generation Cap 30% - PJM_AP v5.14 | 1405 | 6273 | Generation Constraint in GWh | FALSE | L | Annual | Constraint Shadow Price | US2011$/MWh | 0 | 0 | 0 | 0 | 0 | 0 | 0
Wind and Solar Generation Cap 30% - PJM_ATSI v5.14 | 1406 | 6274 | Generation Constraint in GWh | FALSE | L | Annual | Seasons Included | Seasons | Winter, Summer | Winter, Summer | Winter, Summer | Winter, Summer | Winter, Summer | Winter, Summer | Winter, Summer
Wind and Solar Generation Cap 30% - PJM_ATSI v5.14 | 1406 | 6274 | Generation Constraint in GWh | FALSE | L | Annual | Standard | GWh | 21220.5118 | 21740.3963 | 21916.8054 | 22442.9754 | 22799.8164 | 23494.8838 | 24211.1417
Wind and Solar Generation Cap 30% - PJM_ATSI v5.14 | 1406 | 6274 | Generation Constraint in GWh | FALSE | L | Annual | Emissions at Affected Plants | GWh | 65.6702 | 6528.7368 | 6777.3223 | 8001.9756 | 8699.6886 | 8982.3575 | 9060.6987
Wind and Solar Generation Cap 30% - PJM_ATSI v5.14 | 1406 | 6274 | Generation Constraint in GWh | FALSE | L | Annual | Allowances Purchased | GWh | 0 | 0 | 0 | 0 | 0 | 0 | 0
Wind and Solar Generation Cap 30% - PJM_ATSI v5.14 | 1406 | 6274 | Generation Constraint in GWh | FALSE | L | Annual | Allowances Sold | GWh | 0 | 0 | 0 | 0 | 0 | 0 | 0
Wind and Solar Generation Cap 30% - PJM_ATSI v5.14 | 1406 | 6274 | Generation Constraint in GWh | FALSE | L | Annual | Allowances Banked | GWh | 0 | 0 | 0 | 0 | 0 | 0 | 0
Wind and Solar Generation Cap 30% - PJM_ATSI v5.14 | 1406 | 6274 | Generation Constraint in GWh | FALSE | L | Annual | Allowances Withdrawn (1:1) | GWh | 0 | 0 | 0 | 0 | 0 | 0 | 0
Wind and Solar Generation Cap 30% - PJM_ATSI v5.14 | 1406 | 6274 | Generation Constraint in GWh | FALSE | L | Annual | Allowances Withdrawn (n:1) | GWh | 0 | 0 | 0 | 0 | 0 | 0 | 0
Wind and Solar Generation Cap 30% - PJM_ATSI v5.14 | 1406 | 6274 | Generation Constraint in GWh | FALSE | L | Annual | Net Emissions Allowance Position | GWh | 65.6702 | 6528.7368 | 6777.3223 | 8001.9756 | 8699.6886 | 8982.3575 | 9060.6987
Wind and Solar Generation Cap 30% - PJM_ATSI v5.14 | 1406 | 6274 | Generation Constraint in GWh | FALSE | L | Annual | Fuel Consumed | TBtu | 0 | 0 | 0 | 0 | 0 | 0 | 0
Wind and Solar Generation Cap 30% - PJM_ATSI v5.14 | 1406 | 6274 | Generation Constraint in GWh | FALSE | L | Annual | Heat Rate | MMBtu/MWh | 0 | 0 | 0 | 0 | 0 | 0 | 0
Wind and Solar Generation Cap 30% - PJM_ATSI v5.14 | 1406 | 6274 | Generation Constraint in GWh | FALSE | L | Annual | Generation | TWh | 0.06567 | 6.5287 | 6.7773 | 8.002 | 8.6997 | 8.9824 | 9.0607
Wind and Solar Generation Cap 30% - PJM_ATSI v5.14 | 1406 | 6274 | Generation Constraint in GWh | FALSE | L | Annual | Qualifying Generation | TWh | 0.06567 | 6.5287 | 6.7773 | 8.002 | 8.6997 | 8.9824 | 9.0607
Wind and Solar Generation Cap 30% - PJM_ATSI v5.14 | 1406 | 6274 | Generation Constraint in GWh | FALSE | L | Annual | Rate | lb/MWh | 0 | 0 | 0 | 0 | 0 | 0 | 0
Wind and Solar Generation Cap 30% - PJM_ATSI v5.14 | 1406 | 6274 | Generation Constraint in GWh | FALSE | L | Annual | Constraint Shadow Price | US2011$/MWh | 0 | 0 | 0 | 0 | 0 | 0 | 0
Wind and Solar Generation Cap 30% - PJM_COMD v5.14 | 1407 | 6275 | Generation Constraint in GWh | FALSE | L | Annual | Seasons Included | Seasons | Winter, Summer | Winter, Summer | Winter, Summer | Winter, Summer | Winter, Summer | Winter, Summer | Winter, Summer
Wind and Solar Generation Cap 30% - PJM_COMD v5.14 | 1407 | 6275 | Generation Constraint in GWh | FALSE | L | Annual | Standard | GWh | 30923.993 | 31681.6157 | 31938.695 | 32705.4776 | 33225.4986 | 34238.4137 | 35282.2095
Wind and Solar Generation Cap 30% - PJM_COMD v5.14 | 1407 | 6275 | Generation Constraint in GWh | FALSE | L | Annual | Emissions at Affected Plants | GWh | 7301.4487 | 8508.6101 | 8849.2173 | 14954.5983 | 16357.6627 | 16743.958 | 18323.6428
Wind and Solar Generation Cap 30% - PJM_COMD v5.14 | 1407 | 6275 | Generation Constraint in GWh | FALSE | L | Annual | Allowances Purchased | GWh | 0 | 0 | 0 | 0 | 0 | 0 | 0
Wind and Solar Generation Cap 30% - PJM_COMD v5.14 | 1407 | 6275 | Generation Constraint in GWh | FALSE | L | Annual | Allowances Sold | GWh | 0 | 0 | 0 | 0 | 0 | 0 | 0
Wind and Solar Generation Cap 30% - PJM_COMD v5.14 | 1407 | 6275 | Generation Constraint in GWh | FALSE | L | Annual | Allowances Banked | GWh | 0 | 0 | 0 | 0 | 0 | 0 | 0
Wind and Solar Generation Cap 30% - PJM_COMD v5.14 | 1407 | 6275 | Generation Constraint in GWh | FALSE | L | Annual | Allowances Withdrawn (1:1) | GWh | 0 | 0 | 0 | 0 | 0 | 0 | 0
Wind and Solar Generation Cap 30% - PJM_COMD v5.14 | 1407 | 6275 | Generation Constraint in GWh | FALSE | L | Annual | Allowances Withdrawn (n:1) | GWh | 0 | 0 | 0 | 0 | 0 | 0 | 0
Wind and Solar Generation Cap 30% - PJM_COMD v5.14 | 1407 | 6275 | Generation Constraint in GWh | FALSE | L | Annual | Net Emissions Allowance Position | GWh | 7301.4487 | 8508.6101 | 8849.2173 | 14954.5983 | 16357.6627 | 16743.958 | 18323.6428
Wind and Solar Generation Cap 30% - PJM_COMD v5.14 | 1407 | 6275 | Generation Constraint in GWh | FALSE | L | Annual | Fuel Consumed | TBtu | 0 | 0 | 0 | 0 | 0 | 0 | 0
Wind and Solar Generation Cap 30% - PJM_COMD v5.14 | 1407 | 6275 | Generation Constraint in GWh | FALSE | L | Annual | Heat Rate | MMBtu/MWh | 0 | 0 | 0 | 0 | 0 | 0 | 0
Wind and Solar Generation Cap 30% - PJM_COMD v5.14 | 1407 | 6275 | Generation Constraint in GWh | FALSE | L | Annual | Generation | TWh | 7.3014 | 8.5086 | 8.8492 | 14.9546 | 16.3577 | 16.744 | 18.3236
Wind and Solar Generation Cap 30% - PJM_COMD v5.14 | 1407 | 6275 | Generation Constraint in GWh | FALSE | L | Annual | Qualifying Generation | TWh | 7.3014 | 8.5086 | 8.8492 | 14.9546 | 16.3577 | 16.744 | 18.3236
Wind and Solar Generation Cap 30% - PJM_COMD v5.14 | 1407 | 6275 | Generation Constraint in GWh | FALSE | L | Annual | Rate | lb/MWh | 0 | 0 | 0 | 0 | 0 | 0 | 0
Wind and Solar Generation Cap 30% - PJM_COMD v5.14 | 1407 | 6275 | Generation Constraint in GWh | FALSE | L | Annual | Constraint Shadow Price | US2011$/MWh | 0 | 0 | 0 | 0 | 0 | 0 | 0
Wind and Solar Generation Cap 30% - PJM_Dom v5.14 | 1408 | 6276 | Generation Constraint in GWh | FALSE | L | Annual | Seasons Included | Seasons | Winter, Summer | Winter, Summer | Winter, Summer | Winter, Summer | Winter, Summer | Winter, Summer | Winter, Summer
Wind and Solar Generation Cap 30% - PJM_Dom v5.14 | 1408 | 6276 | Generation Constraint in GWh | FALSE | L | Annual | Standard | GWh | 28794.2658 | 29638.7726 | 30171.5043 | 31474.3868 | 32802.36 | 35376.4538 | 38152.5503
Wind and Solar Generation Cap 30% - PJM_Dom v5.14 | 1408 | 6276 | Generation Constraint in GWh | FALSE | L | Annual | Emissions at Affected Plants | GWh | 1275.2372 | 1275.2372 | 1287.5868 | 2243.861 | 3562.224 | 7991.1795 | 27684.3466
Wind and Solar Generation Cap 30% - PJM_Dom v5.14 | 1408 | 6276 | Generation Constraint in GWh | FALSE | L | Annual | Allowances Purchased | GWh | 0 | 0 | 0 | 0 | 0 | 0 | 0
Wind and Solar Generation Cap 30% - PJM_Dom v5.14 | 1408 | 6276 | Generation Constraint in GWh | FALSE | L | Annual | Allowances Sold | GWh | 0 | 0 | 0 | 0 | 0 | 0 | 0
Wind and Solar Generation Cap 30% - PJM_Dom v5.14 | 1408 | 6276 | Generation Constraint in GWh | FALSE | L | Annual | Allowances Banked | GWh | 0 | 0 | 0 | 0 | 0 | 0 | 0
Wind and Solar Generation Cap 30% - PJM_Dom v5.14 | 1408 | 6276 | Generation Constraint in GWh | FALSE | L | Annual | Allowances Withdrawn (1:1) | GWh | 0 | 0 | 0 | 0 | 0 | 0 | 0
Wind and Solar Generation Cap 30% - PJM_Dom v5.14 | 1408 | 6276 | Generation Constraint in GWh | FALSE | L | Annual | Allowances Withdrawn (n:1) | GWh | 0 | 0 | 0 | 0 | 0 | 0 | 0
Wind and Solar Generation Cap 30% - PJM_Dom v5.14 | 1408 | 6276 | Generation Constraint in GWh | FALSE | L | Annual | Net Emissions Allowance Position | GWh | 1275.2372 | 1275.2372 | 1287.5868 | 2243.861 | 3562.224 | 7991.1795 | 27684.3466
Wind and Solar Generation Cap 30% - PJM_Dom v5.14 | 1408 | 6276 | Generation Constraint in GWh | FALSE | L | Annual | Fuel Consumed | TBtu | 0 | 0 | 0 | 0 | 0 | 0 | 0
Wind and Solar Generation Cap 30% - PJM_Dom v5.14 | 1408 | 6276 | Generation Constraint in GWh | FALSE | L | Annual | Heat Rate | MMBtu/MWh | 0 | 0 | 0 | 0 | 0 | 0 | 0
Wind and Solar Generation Cap 30% - PJM_Dom v5.14 | 1408 | 6276 | Generation Constraint in GWh | FALSE | L | Annual | Generation | TWh | 1.2752 | 1.2752 | 1.2876 | 2.2439 | 3.5622 | 7.9912 | 27.6843
Wind and Solar Generation Cap 30% - PJM_Dom v5.14 | 1408 | 6276 | Generation Constraint in GWh | FALSE | L | Annual | Qualifying Generation | TWh | 1.2752 | 1.2752 | 1.2876 | 2.2439 | 3.5622 | 7.9912 | 27.6843
Wind and Solar Generation Cap 30% - PJM_Dom v5.14 | 1408 | 6276 | Generation Constraint in GWh | FALSE | L | Annual | Rate | lb/MWh | 0 | 0 | 0 | 0 | 0 | 0 | 0
Wind and Solar Generation Cap 30% - PJM_Dom v5.14 | 1408 | 6276 | Generation Constraint in GWh | FALSE | L | Annual | Constraint Shadow Price | US2011$/MWh | 0 | 0 | 0 | 0 | 0 | 0 | 0
Wind and Solar Generation Cap 30% - PJM_EMAC v5.14 | 1409 | 6277 | Generation Constraint in GWh | FALSE | L | Annual | Seasons Included | Seasons | Winter, Summer | Winter, Summer | Winter, Summer | Winter, Summer | Winter, Summer | Winter, Summer | Winter, Summer
Wind and Solar Generation Cap 30% - PJM_EMAC v5.14 | 1409 | 6277 | Generation Constraint in GWh | FALSE | L | Annual | Standard | GWh | 42650.3134 | 42935.741 | 42888.7491 | 43131.6192 | 43884.3178 | 45506.4586 | 47188.5616
Wind and Solar Generation Cap 30% - PJM_EMAC v5.14 | 1409 | 6277 | Generation Constraint in GWh | FALSE | L | Annual | Emissions at Affected Plants | GWh | 851.9019 | 7842.6983 | 9124.5879 | 11560.3609 | 27100.5315 | 28667.2554 | 30456.6124
Wind and Solar Generation Cap 30% - PJM_EMAC v5.14 | 1409 | 6277 | Generation Constraint in GWh | FALSE | L | Annual | Allowances Purchased | GWh | 0 | 0 | 0 | 0 | 0 | 0 | 0
Wind and Solar Generation Cap 30% - PJM_EMAC v5.14 | 1409 | 6277 | Generation Constraint in GWh | FALSE | L | Annual | Allowances Sold | GWh | 0 | 0 | 0 | 0 | 0 | 0 | 0
Wind and Solar Generation Cap 30% - PJM_EMAC v5.14 | 1409 | 6277 | Generation Constraint in GWh | FALSE | L | Annual | Allowances Banked | GWh | 0 | 0 | 0 | 0 | 0 | 0 | 0
Wind and Solar Generation Cap 30% - PJM_EMAC v5.14 | 1409 | 6277 | Generation Constraint in GWh | FALSE | L | Annual | Allowances Withdrawn (1:1) | GWh | 0 | 0 | 0 | 0 | 0 | 0 | 0
Wind and Solar Generation Cap 30% - PJM_EMAC v5.14 | 1409 | 6277 | Generation Constraint in GWh | FALSE | L | Annual | Allowances Withdrawn (n:1) | GWh | 0 | 0 | 0 | 0 | 0 | 0 | 0
Wind and Solar Generation Cap 30% - PJM_EMAC v5.14 | 1409 | 6277 | Generation Constraint in GWh | FALSE | L | Annual | Net Emissions Allowance Position | GWh | 851.9019 | 7842.6983 | 9124.5879 | 11560.3609 | 27100.5315 | 28667.2554 | 30456.6124
Wind and Solar Generation Cap 30% - PJM_EMAC v5.14 | 1409 | 6277 | Generation Constraint in GWh | FALSE | L | Annual | Fuel Consumed | TBtu | 0 | 0 | 0 | 0 | 0 | 0 | 0
Wind and Solar Generation Cap 30% - PJM_EMAC v5.14 | 1409 | 6277 | Generation Constraint in GWh | FALSE | L | Annual | Heat Rate | MMBtu/MWh | 0 | 0 | 0 | 0 | 0 | 0 | 0
Wind and Solar Generation Cap 30% - PJM_EMAC v5.14 | 1409 | 6277 | Generation Constraint in GWh | FALSE | L | Annual | Generation | TWh | 0.8519 | 7.8427 | 9.1246 | 11.5604 | 27.1005 | 28.6673 | 30.4566
Wind and Solar Generation Cap 30% - PJM_EMAC v5.14 | 1409 | 6277 | Generation Constraint in GWh | FALSE | L | Annual | Qualifying Generation | TWh | 0.8519 | 7.8427 | 9.1246 | 11.5604 | 27.1005 | 28.6673 | 30.4566
Wind and Solar Generation Cap 30% - PJM_EMAC v5.14 | 1409 | 6277 | Generation Constraint in GWh | FALSE | L | Annual | Rate | lb/MWh | 0 | 0 | 0 | 0 | 0 | 0 | 0
Wind and Solar Generation Cap 30% - PJM_EMAC v5.14 | 1409 | 6277 | Generation Constraint in GWh | FALSE | L | Annual | Constraint Shadow Price | US2011$/MWh | 0 | 0 | 0 | 0 | 0 | 0 | 0
Wind and Solar Generation Cap 30% - PJM_PENE v5.14 | 1410 | 6278 | Generation Constraint in GWh | FALSE | L | Annual | Seasons Included | Seasons | Winter, Summer | Winter, Summer | Winter, Summer | Winter, Summer | Winter, Summer | Winter, Summer | Winter, Summer
Wind and Solar Generation Cap 30% - PJM_PENE v5.14 | 1410 | 6278 | Generation Constraint in GWh | FALSE | L | Annual | Standard | GWh | 5197.3944 | 5232.1709 | 5226.4454 | 5256.0367 | 5347.7455 | 5545.3872 | 5750.3347
Wind and Solar Generation Cap 30% - PJM_PENE v5.14 | 1410 | 6278 | Generation Constraint in GWh | FALSE | L | Annual | Emissions at Affected Plants | GWh | 2469.7433 | 3293.5107 | 3336.3136 | 3567.8061 | 3701.4902 | 3752.5931 | 3766.7801
Wind and Solar Generation Cap 30% - PJM_PENE v5.14 | 1410 | 6278 | Generation Constraint in GWh | FALSE | L | Annual | Allowances Purchased | GWh | 0 | 0 | 0 | 0 | 0 | 0 | 0
Wind and Solar Generation Cap 30% - PJM_PENE v5.14 | 1410 | 6278 | Generation Constraint in GWh | FALSE | L | Annual | Allowances Sold | GWh | 0 | 0 | 0 | 0 | 0 | 0 | 0
Wind and Solar Generation Cap 30% - PJM_PENE v5.14 | 1410 | 6278 | Generation Constraint in GWh | FALSE | L | Annual | Allowances Banked | GWh | 0 | 0 | 0 | 0 | 0 | 0 | 0
Wind and Solar Generation Cap 30% - PJM_PENE v5.14 | 1410 | 6278 | Generation Constraint in GWh | FALSE | L | Annual | Allowances Withdrawn (1:1) | GWh | 0 | 0 | 0 | 0 | 0 | 0 | 0
Wind and Solar Generation Cap 30% - PJM_PENE v5.14 | 1410 | 6278 | Generation Constraint in GWh | FALSE | L | Annual | Allowances Withdrawn (n:1) | GWh | 0 | 0 | 0 | 0 | 0 | 0 | 0
Wind and Solar Generation Cap 30% - PJM_PENE v5.14 | 1410 | 6278 | Generation Constraint in GWh | FALSE | L | Annual | Net Emissions Allowance Position | GWh | 2469.7433 | 3293.5107 | 3336.3136 | 3567.8061 | 3701.4902 | 3752.5931 | 3766.7801
Wind and Solar Generation Cap 30% - PJM_PENE v5.14 | 1410 | 6278 | Generation Constraint in GWh | FALSE | L | Annual | Fuel Consumed | TBtu | 0 | 0 | 0 | 0 | 0 | 0 | 0
Wind and Solar Generation Cap 30% - PJM_PENE v5.14 | 1410 | 6278 | Generation Constraint in GWh | FALSE | L | Annual | Heat Rate | MMBtu/MWh | 0 | 0 | 0 | 0 | 0 | 0 | 0
Wind and Solar Generation Cap 30% - PJM_PENE v5.14 | 1410 | 6278 | Generation Constraint in GWh | FALSE | L | Annual | Generation | TWh | 2.4697 | 3.2935 | 3.3363 | 3.5678 | 3.7015 | 3.7526 | 3.7668
Wind and Solar Generation Cap 30% - PJM_PENE v5.14 | 1410 | 6278 | Generation Constraint in GWh | FALSE | L | Annual | Qualifying Generation | TWh | 2.4697 | 3.2935 | 3.3363 | 3.5678 | 3.7015 | 3.7526 | 3.7668
Wind and Solar Generation Cap 30% - PJM_PENE v5.14 | 1410 | 6278 | Generation Constraint in GWh | FALSE | L | Annual | Rate | lb/MWh | 0 | 0 | 0 | 0 | 0 | 0 | 0
Wind and Solar Generation Cap 30% - PJM_PENE v5.14 | 1410 | 6278 | Generation Constraint in GWh | FALSE | L | Annual | Constraint Shadow Price | US2011$/MWh | 0 | 0 | 0 | 0 | 0 | 0 | 0
Wind and Solar Generation Cap 30% - PJM_SMAC v5.14 | 1411 | 6279 | Generation Constraint in GWh | FALSE | L | Annual | Seasons Included | Seasons | Winter, Summer | Winter, Summer | Winter, Summer | Winter, Summer | Winter, Summer | Winter, Summer | Winter, Summer
Wind and Solar Generation Cap 30% - PJM_SMAC v5.14 | 1411 | 6279 | Generation Constraint in GWh | FALSE | L | Annual | Standard | GWh | 19511.1489 | 19641.7192 | 19620.2225 | 19731.3247 | 20075.6505 | 20817.7073 | 21587.194
Wind and Solar Generation Cap 30% - PJM_SMAC v5.14 | 1411 | 6279 | Generation Constraint in GWh | FALSE | L | Annual | Emissions at Affected Plants | GWh | 23.4765 | 32.4866 | 222.085 | 1230.1191 | 1830.2499 | 2065.9357 | 2128.0559
Wind and Solar Generation Cap 30% - PJM_SMAC v5.14 | 1411 | 6279 | Generation Constraint in GWh | FALSE | L | Annual | Allowances Purchased | GWh | 0 | 0 | 0 | 0 | 0 | 0 | 0
Wind and Solar Generation Cap 30% - PJM_SMAC v5.14 | 1411 | 6279 | Generation Constraint in GWh | FALSE | L | Annual | Allowances Sold | GWh | 0 | 0 | 0 | 0 | 0 | 0 | 0
Wind and Solar Generation Cap 30% - PJM_SMAC v5.14 | 1411 | 6279 | Generation Constraint in GWh | FALSE | L | Annual | Allowances Banked | GWh | 0 | 0 | 0 | 0 | 0 | 0 | 0
Wind and Solar Generation Cap 30% - PJM_SMAC v5.14 | 1411 | 6279 | Generation Constraint in GWh | FALSE | L | Annual | Allowances Withdrawn (1:1) | GWh | 0 | 0 | 0 | 0 | 0 | 0 | 0
Wind and Solar Generation Cap 30% - PJM_SMAC v5.14 | 1411 | 6279 | Generation Constraint in GWh | FALSE | L | Annual | Allowances Withdrawn (n:1) | GWh | 0 | 0 | 0 | 0 | 0 | 0 | 0
Wind and Solar Generation Cap 30% - PJM_SMAC v5.14 | 1411 | 6279 | Generation Constraint in GWh | FALSE | L | Annual | Net Emissions Allowance Position | GWh | 23.4765 | 32.4866 | 222.085 | 1230.1191 | 1830.2499 | 2065.9357 | 2128.0559
Wind and Solar Generation Cap 30% - PJM_SMAC v5.14 | 1411 | 6279 | Generation Constraint in GWh | FALSE | L | Annual | Fuel Consumed | TBtu | 0 | 0 | 0 | 0 | 0 | 0 | 0
Wind and Solar Generation Cap 30% - PJM_SMAC v5.14 | 1411 | 6279 | Generation Constraint in GWh | FALSE | L | Annual | Heat Rate | MMBtu/MWh | 0 | 0 | 0 | 0 | 0 | 0 | 0
Wind and Solar Generation Cap 30% - PJM_SMAC v5.14 | 1411 | 6279 | Generation Constraint in GWh | FALSE | L | Annual | Generation | TWh | 0.023477 | 0.032487 | 0.22209 | 1.2301 | 1.8302 | 2.0659 | 2.1281
Wind and Solar Generation Cap 30% - PJM_SMAC v5.14 | 1411 | 6279 | Generation Constraint in GWh | FALSE | L | Annual | Qualifying Generation | TWh | 0.023477 | 0.032487 | 0.22209 | 1.2301 | 1.8302 | 2.0659 | 2.1281
Wind and Solar Generation Cap 30% - PJM_SMAC v5.14 | 1411 | 6279 | Generation Constraint in GWh | FALSE | L | Annual | Rate | lb/MWh | 0 | 0 | 0 | 0 | 0 | 0 | 0
Wind and Solar Generation Cap 30% - PJM_SMAC v5.14 | 1411 | 6279 | Generation Constraint in GWh | FALSE | L | Annual | Constraint Shadow Price | US2011$/MWh | 0 | 0 | 0 | 0 | 0 | 0 | 0
Wind and Solar Generation Cap 30% - PJM_West v5.14 | 1412 | 6280 | Generation Constraint in GWh | FALSE | L | Annual | Seasons Included | Seasons | Winter, Summer | Winter, Summer | Winter, Summer | Winter, Summer | Winter, Summer | Winter, Summer | Winter, Summer
Wind and Solar Generation Cap 30% - PJM_West v5.14 | 1412 | 6280 | Generation Constraint in GWh | FALSE | L | Annual | Standard | GWh | 61092.4276 | 62589.1863 | 63097.0718 | 64611.9265 | 65639.2793 | 67640.3932 | 69702.515
Wind and Solar Generation Cap 30% - PJM_West v5.14 | 1412 | 6280 | Generation Constraint in GWh | FALSE | L | Annual | Emissions at Affected Plants | GWh | 4295.9178 | 8347.4028 | 10040.298 | 12793.8738 | 14474.2714 | 15885.7295 | 16086.6688
Wind and Solar Generation Cap 30% - PJM_West v5.14 | 1412 | 6280 | Generation Constraint in GWh | FALSE | L | Annual | Allowances Purchased | GWh | 0 | 0 | 0 | 0 | 0 | 0 | 0
Wind and Solar Generation Cap 30% - PJM_West v5.14 | 1412 | 6280 | Generation Constraint in GWh | FALSE | L | Annual | Allowances Sold | GWh | 0 | 0 | 0 | 0 | 0 | 0 | 0
Wind and Solar Generation Cap 30% - PJM_West v5.14 | 1412 | 6280 | Generation Constraint in GWh | FALSE | L | Annual | Allowances Banked | GWh | 0 | 0 | 0 | 0 | 0 | 0 | 0
Wind and Solar Generation Cap 30% - PJM_West v5.14 | 1412 | 6280 | Generation Constraint in GWh | FALSE | L | Annual | Allowances Withdrawn (1:1) | GWh | 0 | 0 | 0 | 0 | 0 | 0 | 0
Wind and Solar Generation Cap 30% - PJM_West v5.14 | 1412 | 6280 | Generation Constraint in GWh | FALSE | L | Annual | Allowances Withdrawn (n:1) | GWh | 0 | 0 | 0 | 0 | 0 | 0 | 0
Wind and Solar Generation Cap 30% - PJM_West v5.14 | 1412 | 6280 | Generation Constraint in GWh | FALSE | L | Annual | Net Emissions Allowance Position | GWh | 4295.9178 | 8347.4028 | 10040.298 | 12793.8738 | 14474.2714 | 15885.7295 | 16086.6688
Wind and Solar Generation Cap 30% - PJM_West v5.14 | 1412 | 6280 | Generation Constraint in GWh | FALSE | L | Annual | Fuel Consumed | TBtu | 0 | 0 | 0 | 0 | 0 | 0 | 0
Wind and Solar Generation Cap 30% - PJM_West v5.14 | 1412 | 6280 | Generation Constraint in GWh | FALSE | L | Annual | Heat Rate | MMBtu/MWh | 0 | 0 | 0 | 0 | 0 | 0 | 0
Wind and Solar Generation Cap 30% - PJM_West v5.14 | 1412 | 6280 | Generation Constraint in GWh | FALSE | L | Annual | Generation | TWh | 4.2959 | 8.3474 | 10.0403 | 12.7939 | 14.4743 | 15.8857 | 16.0867
Wind and Solar Generation Cap 30% - PJM_West v5.14 | 1412 | 6280 | Generation Constraint in GWh | FALSE | L | Annual | Qualifying Generation | TWh | 4.2959 | 8.3474 | 10.0403 | 12.7939 | 14.4743 | 15.8857 | 16.0867
Wind and Solar Generation Cap 30% - PJM_West v5.14 | 1412 | 6280 | Generation Constraint in GWh | FALSE | L | Annual | Rate | lb/MWh | 0 | 0 | 0 | 0 | 0 | 0 | 0
Wind and Solar Generation Cap 30% - PJM_West v5.14 | 1412 | 6280 | Generation Constraint in GWh | FALSE | L | Annual | Constraint Shadow Price | US2011$/MWh | 0 | 0 | 0 | 0 | 0 | 0 | 0
Wind and Solar Generation Cap 30% - PJM_WMAC v5.14 | 1413 | 6281 | Generation Constraint in GWh | FALSE | L | Annual | Seasons Included | Seasons | Winter, Summer | Winter, Summer | Winter, Summer | Winter, Summer | Winter, Summer | Winter, Summer | Winter, Summer
Wind and Solar Generation Cap 30% - PJM_WMAC v5.14 | 1413 | 6281 | Generation Constraint in GWh | FALSE | L | Annual | Standard | GWh | 17000.4045 | 17114.1719 | 17095.4416 | 17192.2461 | 17492.261 | 18138.823 | 18809.2852
Wind and Solar Generation Cap 30% - PJM_WMAC v5.14 | 1413 | 6281 | Generation Constraint in GWh | FALSE | L | Annual | Emissions at Affected Plants | GWh | 687.4816 | 1727.0677 | 1817.1785 | 2304.5275 | 2585.9657 | 2693.5501 | 2723.4173
Wind and Solar Generation Cap 30% - PJM_WMAC v5.14 | 1413 | 6281 | Generation Constraint in GWh | FALSE | L | Annual | Allowances Purchased | GWh | 0 | 0 | 0 | 0 | 0 | 0 | 0
Wind and Solar Generation Cap 30% - PJM_WMAC v5.14 | 1413 | 6281 | Generation Constraint in GWh | FALSE | L | Annual | Allowances Sold | GWh | 0 | 0 | 0 | 0 | 0 | 0 | 0
Wind and Solar Generation Cap 30% - PJM_WMAC v5.14 | 1413 | 6281 | Generation Constraint in GWh | FALSE | L | Annual | Allowances Banked | GWh | 0 | 0 | 0 | 0 | 0 | 0 | 0
Wind and Solar Generation Cap 30% - PJM_WMAC v5.14 | 1413 | 6281 | Generation Constraint in GWh | FALSE | L | Annual | Allowances Withdrawn (1:1) | GWh | 0 | 0 | 0 | 0 | 0 | 0 | 0
Wind and Solar Generation Cap 30% - PJM_WMAC v5.14 | 1413 | 6281 | Generation Constraint in GWh | FALSE | L | Annual | Allowances Withdrawn (n:1) | GWh | 0 | 0 | 0 | 0 | 0 | 0 | 0
Wind and Solar Generation Cap 30% - PJM_WMAC v5.14 | 1413 | 6281 | Generation Constraint in GWh | FALSE | L | Annual | Net Emissions Allowance Position | GWh | 687.4816 | 1727.0677 | 1817.1785 | 2304.5275 | 2585.9657 | 2693.5501 | 2723.4173
Wind and Solar Generation Cap 30% - PJM_WMAC v5.14 | 1413 | 6281 | Generation Constraint in GWh | FALSE | L | Annual | Fuel Consumed | TBtu | 0 | 0 | 0 | 0 | 0 | 0 | 0
Wind and Solar Generation Cap 30% - PJM_WMAC v5.14 | 1413 | 6281 | Generation Constraint in GWh | FALSE | L | Annual | Heat Rate | MMBtu/MWh | 0 | 0 | 0 | 0 | 0 | 0 | 0
Wind and Solar Generation Cap 30% - PJM_WMAC v5.14 | 1413 | 6281 | Generation Constraint in GWh | FALSE | L | Annual | Generation | TWh | 0.68748 | 1.7271 | 1.8172 | 2.3045 | 2.586 | 2.6936 | 2.7234
Wind and Solar Generation Cap 30% - PJM_WMAC v5.14 | 1413 | 6281 | Generation Constraint in GWh | FALSE | L | Annual | Qualifying Generation | TWh | 0.68748 | 1.7271 | 1.8172 | 2.3045 | 2.586 | 2.6936 | 2.7234
Wind and Solar Generation Cap 30% - PJM_WMAC v5.14 | 1413 | 6281 | Generation Constraint in GWh | FALSE | L | Annual | Rate | lb/MWh | 0 | 0 | 0 | 0 | 0 | 0 | 0
Wind and Solar Generation Cap 30% - PJM_WMAC v5.14 | 1413 | 6281 | Generation Constraint in GWh | FALSE | L | Annual | Constraint Shadow Price | US2011$/MWh | 0 | 0 | 0 | 0 | 0 | 0 | 0
Wind and Solar Generation Cap 30% - S_C_KY v5.14 | 1414 | 6282 | Generation Constraint in GWh | FALSE | L | Annual | Seasons Included | Seasons | Winter, Summer | Winter, Summer | Winter, Summer | Winter, Summer | Winter, Summer | Winter, Summer | Winter, Summer
Wind and Solar Generation Cap 30% - S_C_KY v5.14 | 1414 | 6282 | Generation Constraint in GWh | FALSE | L | Annual | Standard | GWh | 12657.0751 | 13115.6601 | 13437.7916 | 14124.7146 | 14622.528 | 15473.8312 | 16374.6994
Wind and Solar Generation Cap 30% - S_C_KY v5.14 | 1414 | 6282 | Generation Constraint in GWh | FALSE | L | Annual | Emissions at Affected Plants | GWh | 0 | 0 | 50.3311 | 614.9981 | 1093.0349 | 1371.0674 | 1476.7555
Wind and Solar Generation Cap 30% - S_C_KY v5.14 | 1414 | 6282 | Generation Constraint in GWh | FALSE | L | Annual | Allowances Purchased | GWh | 0 | 0 | 0 | 0 | 0 | 0 | 0
Wind and Solar Generation Cap 30% - S_C_KY v5.14 | 1414 | 6282 | Generation Constraint in GWh | FALSE | L | Annual | Allowances Sold | GWh | 0 | 0 | 0 | 0 | 0 | 0 | 0
Wind and Solar Generation Cap 30% - S_C_KY v5.14 | 1414 | 6282 | Generation Constraint in GWh | FALSE | L | Annual | Allowances Banked | GWh | 0 | 0 | 0 | 0 | 0 | 0 | 0
Wind and Solar Generation Cap 30% - S_C_KY v5.14 | 1414 | 6282 | Generation Constraint in GWh | FALSE | L | Annual | Allowances Withdrawn (1:1) | GWh | 0 | 0 | 0 | 0 | 0 | 0 | 0
Wind and Solar Generation Cap 30% - S_C_KY v5.14 | 1414 | 6282 | Generation Constraint in GWh | FALSE | L | Annual | Allowances Withdrawn (n:1) | GWh | 0 | 0 | 0 | 0 | 0 | 0 | 0
Wind and Solar Generation Cap 30% - S_C_KY v5.14 | 1414 | 6282 | Generation Constraint in GWh | FALSE | L | Annual | Net Emissions Allowance Position | GWh | 0 | 0 | 50.3311 | 614.9981 | 1093.0349 | 1371.0674 | 1476.7555
Wind and Solar Generation Cap 30% - S_C_KY v5.14 | 1414 | 6282 | Generation Constraint in GWh | FALSE | L | Annual | Fuel Consumed | TBtu | 0 | 0 | 0 | 0 | 0 | 0 | 0
Wind and Solar Generation Cap 30% - S_C_KY v5.14 | 1414 | 6282 | Generation Constraint in GWh | FALSE | L | Annual | Heat Rate | MMBtu/MWh | 0 | 0 | 0 | 0 | 0 | 0 | 0
Wind and Solar Generation Cap 30% - S_C_KY v5.14 | 1414 | 6282 | Generation Constraint in GWh | FALSE | L | Annual | Generation | TWh | 0 | 0 | 0.050331 | 0.615 | 1.093 | 1.3711 | 1.4768
Wind and Solar Generation Cap 30% - S_C_KY v5.14 | 1414 | 6282 | Generation Constraint in GWh | FALSE | L | Annual | Qualifying Generation | TWh | 0 | 0 | 0.050331 | 0.615 | 1.093 | 1.3711 | 1.4768
Wind and Solar Generation Cap 30% - S_C_KY v5.14 | 1414 | 6282 | Generation Constraint in GWh | FALSE | L | Annual | Rate | lb/MWh | 0 | 0 | 0 | 0 | 0 | 0 | 0
Wind and Solar Generation Cap 30% - S_C_KY v5.14 | 1414 | 6282 | Generation Constraint in GWh | FALSE | L | Annual | Constraint Shadow Price | US2011$/MWh | 0 | 0 | 0 | 0 | 0 | 0 | 0
Wind and Solar Generation Cap 30% - S_C_TVA v5.14 | 1415 | 6283 | Generation Constraint in GWh | FALSE | L | Annual | Seasons Included | Seasons | Winter, Summer | Winter, Summer | Winter, Summer | Winter, Summer | Winter, Summer | Winter, Summer | Winter, Summer
Wind and Solar Generation Cap 30% - S_C_TVA v5.14 | 1415 | 6283 | Generation Constraint in GWh | FALSE | L | Annual | Standard | GWh | 51895.5821 | 53775.9498 | 55096.8079 | 57913.4457 | 59954.6647 | 63445.322 | 67139.2143
Wind and Solar Generation Cap 30% - S_C_TVA v5.14 | 1415 | 6283 | Generation Constraint in GWh | FALSE | L | Annual | Emissions at Affected Plants | GWh | 221.3287 | 340.0699 | 497.7446 | 2770.5494 | 4954.1623 | 6274.9473 | 47055.4674
Wind and Solar Generation Cap 30% - S_C_TVA v5.14 | 1415 | 6283 | Generation Constraint in GWh | FALSE | L | Annual | Allowances Purchased | GWh | 0 | 0 | 0 | 0 | 0 | 0 | 0
Wind and Solar Generation Cap 30% - S_C_TVA v5.14 | 1415 | 6283 | Generation Constraint in GWh | FALSE | L | Annual | Allowances Sold | GWh | 0 | 0 | 0 | 0 | 0 | 0 | 0
Wind and Solar Generation Cap 30% - S_C_TVA v5.14 | 1415 | 6283 | Generation Constraint in GWh | FALSE | L | Annual | Allowances Banked | GWh | 0 | 0 | 0 | 0 | 0 | 0 | 0
Wind and Solar Generation Cap 30% - S_C_TVA v5.14 | 1415 | 6283 | Generation Constraint in GWh | FALSE | L | Annual | Allowances Withdrawn (1:1) | GWh | 0 | 0 | 0 | 0 | 0 | 0 | 0
Wind and Solar Generation Cap 30% - S_C_TVA v5.14 | 1415 | 6283 | Generation Constraint in GWh | FALSE | L | Annual | Allowances Withdrawn (n:1) | GWh | 0 | 0 | 0 | 0 | 0 | 0 | 0
Wind and Solar Generation Cap 30% - S_C_TVA v5.14 | 1415 | 6283 | Generation Constraint in GWh | FALSE | L | Annual | Net Emissions Allowance Position | GWh | 221.3287 | 340.0699 | 497.7446 | 2770.5494 | 4954.1623 | 6274.9473 | 47055.4674
Wind and Solar Generation Cap 30% - S_C_TVA v5.14 | 1415 | 6283 | Generation Constraint in GWh | FALSE | L | Annual | Fuel Consumed | TBtu | 0 | 0 | 0 | 0 | 0 | 0 | 0
Wind and Solar Generation Cap 30% - S_C_TVA v5.14 | 1415 | 6283 | Generation Constraint in GWh | FALSE | L | Annual | Heat Rate | MMBtu/MWh | 0 | 0 | 0 | 0 | 0 | 0 | 0
Wind and Solar Generation Cap 30% - S_C_TVA v5.14 | 1415 | 6283 | Generation Constraint in GWh | FALSE | L | Annual | Generation | TWh | 0.22133 | 0.34007 | 0.49774 | 2.7705 | 4.9542 | 6.2749 | 47.0555
Wind and Solar Generation Cap 30% - S_C_TVA v5.14 | 1415 | 6283 | Generation Constraint in GWh | FALSE | L | Annual | Qualifying Generation | TWh | 0.22133 | 0.34007 | 0.49774 | 2.7705 | 4.9542 | 6.2749 | 47.0555
Wind and Solar Generation Cap 30% - S_C_TVA v5.14 | 1415 | 6283 | Generation Constraint in GWh | FALSE | L | Annual | Rate | lb/MWh | 0 | 0 | 0 | 0 | 0 | 0 | 0
Wind and Solar Generation Cap 30% - S_C_TVA v5.14 | 1415 | 6283 | Generation Constraint in GWh | FALSE | L | Annual | Constraint Shadow Price | US2011$/MWh | 0 | 0 | 0 | 0 | 0 | 0 | 0
Wind and Solar Generation Cap 30% - S_D_AMSO v5.14 | 1416 | 6284 | Generation Constraint in GWh | FALSE | L | Annual | Seasons Included | Seasons | Winter, Summer | Winter, Summer | Winter, Summer | Winter, Summer | Winter, Summer | Winter, Summer | Winter, Summer
Wind and Solar Generation Cap 30% - S_D_AMSO v5.14 | 1416 | 6284 | Generation Constraint in GWh | FALSE | L | Annual | Standard | GWh | 9543.423 | 9659.0724 | 9918.727 | 10424.0291 | 10883.9726 | 11750.0443 | 12685.0383
Wind and Solar Generation Cap 30% - S_D_AMSO v5.14 | 1416 | 6284 | Generation Constraint in GWh | FALSE | L | Annual | Emissions at Affected Plants | GWh | 0 | 0 | 2.8101 | 355.9968 | 855.5532 | 1193.7968 | 8888.8965
Wind and Solar Generation Cap 30% - S_D_AMSO v5.14 | 1416 | 6284 | Generation Constraint in GWh | FALSE | L | Annual | Allowances Purchased | GWh | 0 | 0 | 0 | 0 | 0 | 0 | 0
Wind and Solar Generation Cap 30% - S_D_AMSO v5.14 | 1416 | 6284 | Generation Constraint in GWh | FALSE | L | Annual | Allowances Sold | GWh | 0 | 0 | 0 | 0 | 0 | 0 | 0
Wind and Solar Generation Cap 30% - S_D_AMSO v5.14 | 1416 | 6284 | Generation Constraint in GWh | FALSE | L | Annual | Allowances Banked | GWh | 0 | 0 | 0 | 0 | 0 | 0 | 0
Wind and Solar Generation Cap 30% - S_D_AMSO v5.14 | 1416 | 6284 | Generation Constraint in GWh | FALSE | L | Annual | Allowances Withdrawn (1:1) | GWh | 0 | 0 | 0 | 0 | 0 | 0 | 0
Wind and Solar Generation Cap 30% - S_D_AMSO v5.14 | 1416 | 6284 | Generation Constraint in GWh | FALSE | L | Annual | Allowances Withdrawn (n:1) | GWh | 0 | 0 | 0 | 0 | 0 | 0 | 0
Wind and Solar Generation Cap 30% - S_D_AMSO v5.14 | 1416 | 6284 | Generation Constraint in GWh | FALSE | L | Annual | Net Emissions Allowance Position | GWh | 0 | 0 | 2.8101 | 355.9968 | 855.5532 | 1193.7968 | 8888.8965
Wind and Solar Generation Cap 30% - S_D_AMSO v5.14 | 1416 | 6284 | Generation Constraint in GWh | FALSE | L | Annual | Fuel Consumed | TBtu | 0 | 0 | 0 | 0 | 0 | 0 | 0
Wind and Solar Generation Cap 30% - S_D_AMSO v5.14 | 1416 | 6284 | Generation Constraint in GWh | FALSE | L | Annual | Heat Rate | MMBtu/MWh | 0 | 0 | 0 | 0 | 0 | 0 | 0
Wind and Solar Generation Cap 30% - S_D_AMSO v5.14 | 1416 | 6284 | Generation Constraint in GWh | FALSE | L | Annual | Generation | TWh | 0 | 0 | 0.0028101 | 0.356 | 0.85555 | 1.1938 | 8.8889
Wind and Solar Generation Cap 30% - S_D_AMSO v5.14 | 1416 | 6284 | Generation Constraint in GWh | FALSE | L | Annual | Qualifying Generation | TWh | 0 | 0 | 0.0028101 | 0.356 | 0.85555 | 1.1938 | 8.8889
Wind and Solar Generation Cap 30% - S_D_AMSO v5.14 | 1416 | 6284 | Generation Constraint in GWh | FALSE | L | Annual | Rate | lb/MWh | 0 | 0 | 0 | 0 | 0 | 0 | 0
Wind and Solar Generation Cap 30% - S_D_AMSO v5.14 | 1416 | 6284 | Generation Constraint in GWh | FALSE | L | Annual | Constraint Shadow Price | US2011$/MWh | 0 | 0 | 0 | 0 | 0 | 0 | 0
Wind and Solar Generation Cap 30% - S_D_N_AR v5.14 | 1417 | 6285 | Generation Constraint in GWh | FALSE | L | Annual | Seasons Included | Seasons | Winter, Summer | Winter, Summer | Winter, Summer | Winter, Summer | Winter, Summer | Winter, Summer | Winter, Summer
Wind and Solar Generation Cap 30% - S_D_N_AR v5.14 | 1417 | 6285 | Generation Constraint in GWh | FALSE | L | Annual | Standard | GWh | 11641.0358 | 11903.0646 | 12210.9794 | 12833.9924 | 13350.5702 | 14289.1694 | 15293.761
Wind and Solar Generation Cap 30% - S_D_N_AR v5.14 | 1417 | 6285 | Generation Constraint in GWh | FALSE | L | Annual | Emissions at Affected Plants | GWh | 0 | 1.0646 | 46.2874 | 471.2612 | 796.5243 | 2148.0507 | 10546.9242
Wind and Solar Generation Cap 30% - S_D_N_AR v5.14 | 1417 | 6285 | Generation Constraint in GWh | FALSE | L | Annual | Allowances Purchased | GWh | 0 | 0 | 0 | 0 | 0 | 0 | 0
Wind and Solar Generation Cap 30% - S_D_N_AR v5.14 | 1417 | 6285 | Generation Constraint in GWh | FALSE | L | Annual | Allowances Sold | GWh | 0 | 0 | 0 | 0 | 0 | 0 | 0
Wind and Solar Generation Cap 30% - S_D_N_AR v5.14 | 1417 | 6285 | Generation Constraint in GWh | FALSE | L | Annual | Allowances Banked | GWh | 0 | 0 | 0 | 0 | 0 | 0 | 0
Wind and Solar Generation Cap 30% - S_D_N_AR v5.14 | 1417 | 6285 | Generation Constraint in GWh | FALSE | L | Annual | Allowances Withdrawn (1:1) | GWh | 0 | 0 | 0 | 0 | 0 | 0 | 0
Wind and Solar Generation Cap 30% - S_D_N_AR v5.14 | 1417 | 6285 | Generation Constraint in GWh | FALSE | L | Annual | Allowances Withdrawn (n:1) | GWh | 0 | 0 | 0 | 0 | 0 | 0 | 0
Wind and Solar Generation Cap 30% - S_D_N_AR v5.14 | 1417 | 6285 | Generation Constraint in GWh | FALSE | L | Annual | Net Emissions Allowance Position | GWh | 0 | 1.0646 | 46.2874 | 471.2612 | 796.5243 | 2148.0507 | 10546.9242
Wind and Solar Generation Cap 30% - S_D_N_AR v5.14 | 1417 | 6285 | Generation Constraint in GWh | FALSE | L | Annual | Fuel Consumed | TBtu | 0 | 0 | 0 | 0 | 0 | 0 | 0
Wind and Solar Generation Cap 30% - S_D_N_AR v5.14 | 1417 | 6285 | Generation Constraint in GWh | FALSE | L | Annual | Heat Rate | MMBtu/MWh | 0 | 0 | 0 | 0 | 0 | 0 | 0
Wind and Solar Generation Cap 30% - S_D_N_AR v5.14 | 1417 | 6285 | Generation Constraint in GWh | FALSE | L | Annual | Generation | TWh | 0 | 0.0010646 | 0.046287 | 0.47126 | 0.79652 | 2.1481 | 10.5469
Wind and Solar Generation Cap 30% - S_D_N_AR v5.14 | 1417 | 6285 | Generation Constraint in GWh | FALSE | L | Annual | Qualifying Generation | TWh | 0 | 0.0010646 | 0.046287 | 0.47126 | 0.79652 | 2.1481 | 10.5469
Wind and Solar Generation Cap 30% - S_D_N_AR v5.14 | 1417 | 6285 | Generation Constraint in GWh | FALSE | L | Annual | Rate | lb/MWh | 0 | 0 | 0 | 0 | 0 | 0 | 0
Wind and Solar Generation Cap 30% - S_D_N_AR v5.14 | 1417 | 6285 | Generation Constraint in GWh | FALSE | L | Annual | Constraint Shadow Price | US2011$/MWh | 0 | 0 | 0 | 0 | 0 | 0 | 0
Wind and Solar Generation Cap 30% - S_D_REST v5.14 | 1418 | 6286 | Generation Constraint in GWh | FALSE | L | Annual | Seasons Included | Seasons | Winter, Summer | Winter, Summer | Winter, Summer | Winter, Summer | Winter, Summer | Winter, Summer | Winter, Summer
Wind and Solar Generation Cap 30% - S_D_REST v5.14 | 1418 | 6286 | Generation Constraint in GWh | FALSE | L | Annual | Standard | GWh | 15745.9979 | 15936.8194 | 16365.2495 | 17198.998 | 17957.9047 | 19386.923 | 20929.6632
Wind and Solar Generation Cap 30% - S_D_REST v5.14 | 1418 | 6286 | Generation Constraint in GWh | FALSE | L | Annual | Emissions at Affected Plants | GWh | 0 | 0 | 16.5407 | 438.6344 | 938.6864 | 11793.3176 | 14410.7121
Wind and Solar Generation Cap 30% - S_D_REST v5.14 | 1418 | 6286 | Generation Constraint in GWh | FALSE | L | Annual | Allowances Purchased | GWh | 0 | 0 | 0 | 0 | 0 | 0 | 0
Wind and Solar Generation Cap 30% - S_D_REST v5.14 | 1418 | 6286 | Generation Constraint in GWh | FALSE | L | Annual | Allowances Sold | GWh | 0 | 0 | 0 | 0 | 0 | 0 | 0
Wind and Solar Generation Cap 30% - S_D_REST v5.14 | 1418 | 6286 | Generation Constraint in GWh | FALSE | L | Annual | Allowances Banked | GWh | 0 | 0 | 0 | 0 | 0 | 0 | 0
Wind and Solar Generation Cap 30% - S_D_REST v5.14 | 1418 | 6286 | Generation Constraint in GWh | FALSE | L | Annual | Allowances Withdrawn (1:1) | GWh | 0 | 0 | 0 | 0 | 0 | 0 | 0
Wind and Solar Generation Cap 30% - S_D_REST v5.14 | 1418 | 6286 | Generation Constraint in GWh | FALSE | L | Annual | Allowances Withdrawn (n:1) | GWh | 0 | 0 | 0 | 0 | 0 | 0 | 0
Wind and Solar Generation Cap 30% - S_D_REST v5.14 | 1418 | 6286 | Generation Constraint in GWh | FALSE | L | Annual | Net Emissions Allowance Position | GWh | 0 | 0 | 16.5407 | 438.6344 | 938.6864 | 11793.3176 | 14410.7121
Wind and Solar Generation Cap 30% - S_D_REST v5.14 | 1418 | 6286 | Generation Constraint in GWh | FALSE | L | Annual | Fuel Consumed | TBtu | 0 | 0 | 0 | 0 | 0 | 0 | 0
Wind and Solar Generation Cap 30% - S_D_REST v5.14 | 1418 | 6286 | Generation Constraint in GWh | FALSE | L | Annual | Heat Rate | MMBtu/MWh | 0 | 0 | 0 | 0 | 0 | 0 | 0
Wind and Solar Generation Cap 30% - S_D_REST v5.14 | 1418 | 6286 | Generation Constraint in GWh | FALSE | L | Annual | Generation | TWh | 0 | 0 | 0.016541 | 0.43863 | 0.93869 | 11.7933 | 14.4107
Wind and Solar Generation Cap 30% - S_D_REST v5.14 | 1418 | 6286 | Generation Constraint in GWh | FALSE | L | Annual | Qualifying Generation | TWh | 0 | 0 | 0.016541 | 0.43863 | 0.93869 | 11.7933 | 14.4107
Wind and Solar Generation Cap 30% - S_D_REST v5.14 | 1418 | 6286 | Generation Constraint in GWh | FALSE | L | Annual | Rate | lb/MWh | 0 | 0 | 0 | 0 | 0 | 0 | 0
Wind and Solar Generation Cap 30% - S_D_REST v5.14 | 1418 | 6286 | Generation Constraint in GWh | FALSE | L | Annual | Constraint Shadow Price | US2011$/MWh | 0 | 0 | 0 | 0 | 0 | 0 | 0
Wind and Solar Generation Cap 30% - S_D_WOTA v5.14 | 1419 | 6287 | Generation Constraint in GWh | FALSE | L | Annual | Seasons Included | Seasons | Winter, Summer | Winter, Summer | Winter, Summer | Winter, Summer | Winter, Summer | Winter, Summer | Winter, Summer
Wind and Solar Generation Cap 30% - S_D_WOTA v5.14 | 1419 | 6287 | Generation Constraint in GWh | FALSE | L | Annual | Standard | GWh | 9543.423 | 9659.0724 | 9918.727 | 10424.0291 | 10883.9726 | 11750.0443 | 12685.0383
Wind and Solar Generation Cap 30% - S_D_WOTA v5.14 | 1419 | 6287 | Generation Constraint in GWh | FALSE | L | Annual | Emissions at Affected Plants | GWh | 0.01437 | 0.029109 | 10.8346 | 259.5602 | 5193.0661 | 8074.5762 | 8720.2815
Wind and Solar Generation Cap 30% - S_D_WOTA v5.14 | 1419 | 6287 | Generation Constraint in GWh | FALSE | L | Annual | Allowances Purchased | GWh | 0 | 0 | 0 | 0 | 0 | 0 | 0
Wind and Solar Generation Cap 30% - S_D_WOTA v5.14 | 1419 | 6287 | Generation Constraint in GWh | FALSE | L | Annual | Allowances Sold | GWh | 0 | 0 | 0 | 0 | 0 | 0 | 0
Wind and Solar Generation Cap 30% - S_D_WOTA v5.14 | 1419 | 6287 | Generation Constraint in GWh | FALSE | L | Annual | Allowances Banked | GWh | 0 | 0 | 0 | 0 | 0 | 0 | 0
Wind and Solar Generation Cap 30% - S_D_WOTA v5.14 | 1419 | 6287 | Generation Constraint in GWh | FALSE | L | Annual | Allowances Withdrawn (1:1) | GWh | 0 | 0 | 0 | 0 | 0 | 0 | 0
Wind and Solar Generation Cap 30% - S_D_WOTA v5.14 | 1419 | 6287 | Generation Constraint in GWh | FALSE | L | Annual | Allowances Withdrawn (n:1) | GWh | 0 | 0 | 0 | 0 | 0 | 0 | 0
Wind and Solar Generation Cap 30% - S_D_WOTA v5.14 | 1419 | 6287 | Generation Constraint in GWh | FALSE | L | Annual | Net Emissions Allowance Position | GWh | 0.01437 | 0.029109 | 10.8346 | 259.5602 | 5193.0661 | 8074.5762 | 8720.2815
Wind and Solar Generation Cap 30% - S_D_WOTA v5.14 | 1419 | 6287 | Generation Constraint in GWh | FALSE | L | Annual | Fuel Consumed | TBtu | 0 | 0 | 0 | 0 | 0 | 0 | 0
Wind and Solar Generation Cap 30% - S_D_WOTA v5.14 | 1419 | 6287 | Generation Constraint in GWh | FALSE | L | Annual | Heat Rate | MMBtu/MWh | 0 | 0 | 0 | 0 | 0 | 0 | 0
Wind and Solar Generation Cap 30% - S_D_WOTA v5.14 | 1419 | 6287 | Generation Constraint in GWh | FALSE | L | Annual | Generation | TWh | 1.437e-05 | 2.9109e-05 | 0.010835 | 0.25956 | 5.1931 | 8.0746 | 8.7203
Wind and Solar Generation Cap 30% - S_D_WOTA v5.14 | 1419 | 6287 | Generation Constraint in GWh | FALSE | L | Annual | Qualifying Generation | TWh | 1.437e-05 | 2.9109e-05 | 0.010835 | 0.25956 | 5.1931 | 8.0746 | 8.7203
Wind and Solar Generation Cap 30% - S_D_WOTA v5.14 | 1419 | 6287 | Generation Constraint in GWh | FALSE | L | Annual | Rate | lb/MWh | 0 | 0 | 0 | 0 | 0 | 0 | 0
Wind and Solar Generation Cap 30% - S_D_WOTA v5.14 | 1419 | 6287 | Generation Constraint in GWh | FALSE | L | Annual | Constraint Shadow Price | US2011$/MWh | 0 | 0 | 0 | 0 | 0 | 0 | 0
Wind and Solar Generation Cap 30% - S_SOU v5.14 | 1420 | 6288 | Generation Constraint in GWh | FALSE | L | Annual | Seasons Included | Seasons | Winter, Summer | Winter, Summer | Winter, Summer | Winter, Summer | Winter, Summer | Winter, Summer | Winter, Summer
Wind and Solar Generation Cap 30% - S_SOU v5.14 | 1420 | 6288 | Generation Constraint in GWh | FALSE | L | Annual | Standard | GWh | 74572.9636 | 76872.5758 | 78409.9204 | 81982.7749 | 85222.936 | 91247.5912 | 97698.1517
Wind and Solar Generation Cap 30% - S_SOU v5.14 | 1420 | 6288 | Generation Constraint in GWh | FALSE | L | Annual | Emissions at Affected Plants | GWh | 79.6047 | 82.4791 | 236.2849 | 3113.1698 | 13256.8586 | 63488.8093 | 67998.6195
Wind and Solar Generation Cap 30% - S_SOU v5.14 | 1420 | 6288 | Generation Constraint in GWh | FALSE | L | Annual | Allowances Purchased | GWh | 0 | 0 | 0 | 0 | 0 | 0 | 0
Wind and Solar Generation Cap 30% - S_SOU v5.14 | 1420 | 6288 | Generation Constraint in GWh | FALSE | L | Annual | Allowances Sold | GWh | 0 | 0 | 0 | 0 | 0 | 0 | 0
Wind and Solar Generation Cap 30% - S_SOU v5.14 | 1420 | 6288 | Generation Constraint in GWh | FALSE | L | Annual | Allowances Banked | GWh | 0 | 0 | 0 | 0 | 0 | 0 | 0
Wind and Solar Generation Cap 30% - S_SOU v5.14 | 1420 | 6288 | Generation Constraint in GWh | FALSE | L | Annual | Allowances Withdrawn (1:1) | GWh | 0 | 0 | 0 | 0 | 0 | 0 | 0
Wind and Solar Generation Cap 30% - S_SOU v5.14 | 1420 | 6288 | Generation Constraint in GWh | FALSE | L | Annual | Allowances Withdrawn (n:1) | GWh | 0 | 0 | 0 | 0 | 0 | 0 | 0
Wind and Solar Generation Cap 30% - S_SOU v5.14 | 1420 | 6288 | Generation Constraint in GWh | FALSE | L | Annual | Net Emissions Allowance Position | GWh | 79.6047 | 82.4791 | 236.2849 | 3113.1698 | 13256.8586 | 63488.8093 | 67998.6195
Wind and Solar Generation Cap 30% - S_SOU v5.14 | 1420 | 6288 | Generation Constraint in GWh | FALSE | L | Annual | Fuel Consumed | TBtu | 0 | 0 | 0 | 0 | 0 | 0 | 0
Wind and Solar Generation Cap 30% - S_SOU v5.14 | 1420 | 6288 | Generation Constraint in GWh | FALSE | L | Annual | Heat Rate | MMBtu/MWh | 0 | 0 | 0 | 0 | 0 | 0 | 0
Wind and Solar Generation Cap 30% - S_SOU v5.14 | 1420 | 6288 | Generation Constraint in GWh | FALSE | L | Annual | Generation | TWh | 0.079605 | 0.082479 | 0.23628 | 3.1132 | 13.2569 | 63.4888 | 67.9986
Wind and Solar Generation Cap 30% - S_SOU v5.14 | 1420 | 6288 | Generation Constraint in GWh | FALSE | L | Annual | Qualifying Generation | TWh | 0.079605 | 0.082479 | 0.23628 | 3.1132 | 13.2569 | 63.4888 | 67.9986
Wind and Solar Generation Cap 30% - S_SOU v5.14 | 1420 | 6288 | Generation Constraint in GWh | FALSE | L | Annual | Rate | lb/MWh | 0 | 0 | 0 | 0 | 0 | 0 | 0
Wind and Solar Generation Cap 30% - S_SOU v5.14 | 1420 | 6288 | Generation Constraint in GWh | FALSE | L | Annual | Constraint Shadow Price | US2011$/MWh | 0 | 0 | 0 | 0 | 0 | 0 | 0
Wind and Solar Generation Cap 30% - S_VACA v5.14 | 1421 | 6289 | Generation Constraint in GWh | FALSE | L | Annual | Seasons Included | Seasons | Winter, Summer | Winter, Summer | Winter, Summer | Winter, Summer | Winter, Summer | Winter, Summer | Winter, Summer
Wind and Solar Generation Cap 30% - S_VACA v5.14 | 1421 | 6289 | Generation Constraint in GWh | FALSE | L | Annual | Standard | GWh | 66468.4277 | 68417.9181 | 69647.6954 | 72655.317 | 75720.8588 | 81662.9913 | 88071.4338
Wind and Solar Generation Cap 30% - S_VACA v5.14 | 1421 | 6289 | Generation Constraint in GWh | FALSE | L | Annual | Emissions at Affected Plants | GWh | 3406.6559 | 3406.6559 | 9560.79 | 14050.1847 | 17402.85 | 58561.2424 | 63028.5818
Wind and Solar Generation Cap 30% - S_VACA v5.14 | 1421 | 6289 | Generation Constraint in GWh | FALSE | L | Annual | Allowances Purchased | GWh | 0 | 0 | 0 | 0 | 0 | 0 | 0
Wind and Solar Generation Cap 30% - S_VACA v5.14 | 1421 | 6289 | Generation Constraint in GWh | FALSE | L | Annual | Allowances Sold | GWh | 0 | 0 | 0 | 0 | 0 | 0 | 0
Wind and Solar Generation Cap 30% - S_VACA v5.14 | 1421 | 6289 | Generation Constraint in GWh | FALSE | L | Annual | Allowances Banked | GWh | 0 | 0 | 0 | 0 | 0 | 0 | 0
Wind and Solar Generation Cap 30% - S_VACA v5.14 | 1421 | 6289 | Generation Constraint in GWh | FALSE | L | Annual | Allowances Withdrawn (1:1) | GWh | 0 | 0 | 0 | 0 | 0 | 0 | 0
Wind and Solar Generation Cap 30% - S_VACA v5.14 | 1421 | 6289 | Generation Constraint in GWh | FALSE | L | Annual | Allowances Withdrawn (n:1) | GWh | 0 | 0 | 0 | 0 | 0 | 0 | 0
Wind and Solar Generation Cap 30% - S_VACA v5.14 | 1421 | 6289 | Generation Constraint in GWh | FALSE | L | Annual | Net Emissions Allowance Position | GWh | 3406.6559 | 3406.6559 | 9560.79 | 14050.1847 | 17402.85 | 58561.2424 | 63028.5818
Wind and Solar Generation Cap 30% - S_VACA v5.14 | 1421 | 6289 | Generation Constraint in GWh | FALSE | L | Annual | Fuel Consumed | TBtu | 0 | 0 | 0 | 0 | 0 | 0 | 0
Wind and Solar Generation Cap 30% - S_VACA v5.14 | 1421 | 6289 | Generation Constraint in GWh | FALSE | L | Annual | Heat Rate | MMBtu/MWh | 0 | 0 | 0 | 0 | 0 | 0 | 0
Wind and Solar Generation Cap 30% - S_VACA v5.14 | 1421 | 6289 | Generation Constraint in GWh | FALSE | L | Annual | Generation | TWh | 3.4067 | 3.4067 | 9.5608 | 14.0502 | 17.4028 | 58.5612 | 63.0286
Wind and Solar Generation Cap 30% - S_VACA v5.14 | 1421 | 6289 | Generation Constraint in GWh | FALSE | L | Annual | Qualifying Generation | TWh | 3.4067 | 3.4067 | 9.5608 | 14.0502 | 17.4028 | 58.5612 | 63.0286
Wind and Solar Generation Cap 30% - S_VACA v5.14 | 1421 | 6289 | Generation Constraint in GWh | FALSE | L | Annual | Rate | lb/MWh | 0 | 0 | 0 | 0 | 0 | 0 | 0
Wind and Solar Generation Cap 30% - S_VACA v5.14 | 1421 | 6289 | Generation Constraint in GWh | FALSE | L | Annual | Constraint Shadow Price | US2011$/MWh | 0 | 0 | 0 | 0 | 0 | 0 | 0
Wind and Solar Generation Cap 30% - SPP_N v5.14 | 1422 | 6290 | Generation Constraint in GWh | FALSE | L | Annual | Seasons Included | Seasons | Winter, Summer | Winter, Summer | Winter, Summer | Winter, Summer | Winter, Summer | Winter, Summer | Winter, Summer
Wind and Solar Generation Cap 30% - SPP_N v5.14 | 1422 | 6290 | Generation Constraint in GWh | FALSE | L | Annual | Standard | GWh | 21591.7862 | 21983.4773 | 22223.5691 | 22930.4919 | 23493.7066 | 24713.0295 | 25995.6379
Wind and Solar Generation Cap 30% - SPP_N v5.14 | 1422 | 6290 | Generation Constraint in GWh | FALSE | L | Annual | Emissions at Affected Plants | GWh | 11723.947 | 13111.0913 | 14481.1805 | 15396.4609 | 16354.4251 | 17345.4232 | 25995.6379
Wind and Solar Generation Cap 30% - SPP_N v5.14 | 1422 | 6290 | Generation Constraint in GWh | FALSE | L | Annual | Allowances Purchased | GWh | 0 | 0 | 0 | 0 | 0 | 0 | 0
Wind and Solar Generation Cap 30% - SPP_N v5.14 | 1422 | 6290 | Generation Constraint in GWh | FALSE | L | Annual | Allowances Sold | GWh | 0 | 0 | 0 | 0 | 0 | 0 | 0
Wind and Solar Generation Cap 30% - SPP_N v5.14 | 1422 | 6290 | Generation Constraint in GWh | FALSE | L | Annual | Allowances Banked | GWh | 0 | 0 | 0 | 0 | 0 | 0 | 0
Wind and Solar Generation Cap 30% - SPP_N v5.14 | 1422 | 6290 | Generation Constraint in GWh | FALSE | L | Annual | Allowances Withdrawn (1:1) | GWh | 0 | 0 | 0 | 0 | 0 | 0 | 0
Wind and Solar Generation Cap 30% - SPP_N v5.14 | 1422 | 6290 | Generation Constraint in GWh | FALSE | L | Annual | Allowances Withdrawn (n:1) | GWh | 0 | 0 | 0 | 0 | 0 | 0 | 0
Wind and Solar Generation Cap 30% - SPP_N v5.14 | 1422 | 6290 | Generation Constraint in GWh | FALSE | L | Annual | Net Emissions Allowance Position | GWh | 11723.947 | 13111.0913 | 14481.1805 | 15396.4609 | 16354.4251 | 17345.4232 | 25995.6379
Wind and Solar Generation Cap 30% - SPP_N v5.14 | 1422 | 6290 | Generation Constraint in GWh | FALSE | L | Annual | Fuel Consumed | TBtu | 0 | 0 | 0 | 0 | 0 | 0 | 0
Wind and Solar Generation Cap 30% - SPP_N v5.14 | 1422 | 6290 | Generation Constraint in GWh | FALSE | L | Annual | Heat Rate | MMBtu/MWh | 0 | 0 | 0 | 0 | 0 | 0 | 0
Wind and Solar Generation Cap 30% - SPP_N v5.14 | 1422 | 6290 | Generation Constraint in GWh | FALSE | L | Annual | Generation | TWh | 11.7239 | 13.1111 | 14.4812 | 15.3965 | 16.3544 | 17.3454 | 25.9956
Wind and Solar Generation Cap 30% - SPP_N v5.14 | 1422 | 6290 | Generation Constraint in GWh | FALSE | L | Annual | Qualifying Generation | TWh | 11.7239 | 13.1111 | 14.4812 | 15.3965 | 16.3544 | 17.3454 | 25.9956
Wind and Solar Generation Cap 30% - SPP_N v5.14 | 1422 | 6290 | Generation Constraint in GWh | FALSE | L | Annual | Rate | lb/MWh | 0 | 0 | 0 | 0 | 0 | 0 | 0
Wind and Solar Generation Cap 30% - SPP_N v5.14 | 1422 | 6290 | Generation Constraint in GWh | FALSE | L | Annual | Constraint Shadow Price | US2011$/MWh | 0 | 0 | 0 | 0 | 0 | 0 | 5.9208
Wind and Solar Generation Cap 30% - SPP_NEBR v5.14 | 1423 | 6291 | Generation Constraint in GWh | FALSE | L | Annual | Seasons Included | Seasons | Winter, Summer | Winter, Summer | Winter, Summer | Winter, Summer | Winter, Summer | Winter, Summer | Winter, Summer
Wind and Solar Generation Cap 30% - SPP_NEBR v5.14 | 1423 | 6291 | Generation Constraint in GWh | FALSE | L | Annual | Standard | GWh | 9876.7008 | 10144.8131 | 10274.0971 | 10628.4083 | 10839.6613 | 11297.7542 | 11775.2083
Wind and Solar Generation Cap 30% - SPP_NEBR v5.14 | 1423 | 6291 | Generation Constraint in GWh | FALSE | L | Annual | Emissions at Affected Plants | GWh | 3854.2911 | 6692.5205 | 6708.1971 | 7094.476 | 7509.053 | 7892.103 | 11775.2083
Wind and Solar Generation Cap 30% - SPP_NEBR v5.14 | 1423 | 6291 | Generation Constraint in GWh | FALSE | L | Annual | Allowances Purchased | GWh | 0 | 0 | 0 | 0 | 0 | 0 | 0
Wind and Solar Generation Cap 30% - SPP_NEBR v5.14 | 1423 | 6291 | Generation Constraint in GWh | FALSE | L | Annual | Allowances Sold | GWh | 0 | 0 | 0 | 0 | 0 | 0 | 0
Wind and Solar Generation Cap 30% - SPP_NEBR v5.14 | 1423 | 6291 | Generation Constraint in GWh | FALSE | L | Annual | Allowances Banked | GWh | 0 | 0 | 0 | 0 | 0 | 0 | 0
Wind and Solar Generation Cap 30% - SPP_NEBR v5.14 | 1423 | 6291 | Generation Constraint in GWh | FALSE | L | Annual | Allowances Withdrawn (1:1) | GWh | 0 | 0 | 0 | 0 | 0 | 0 | 0
Wind and Solar Generation Cap 30% - SPP_NEBR v5.14 | 1423 | 6291 | Generation Constraint in GWh | FALSE | L | Annual | Allowances Withdrawn (n:1) | GWh | 0 | 0 | 0 | 0 | 0 | 0 | 0
Wind and Solar Generation Cap 30% - SPP_NEBR v5.14 | 1423 | 6291 | Generation Constraint in GWh | FALSE | L | Annual | Net Emissions Allowance Position | GWh | 3854.2911 | 6692.5205 | 6708.1971 | 7094.476 | 7509.053 | 7892.103 | 11775.2083
Wind and Solar Generation Cap 30% - SPP_NEBR v5.14 | 1423 | 6291 | Generation Constraint in GWh | FALSE | L | Annual | Fuel Consumed | TBtu | 0 | 0 | 0 | 0 | 0 | 0 | 0
Wind and Solar Generation Cap 30% - SPP_NEBR v5.14 | 1423 | 6291 | Generation Constraint in GWh | FALSE | L | Annual | Heat Rate | MMBtu/MWh | 0 | 0 | 0 | 0 | 0 | 0 | 0
Wind and Solar Generation Cap 30% - SPP_NEBR v5.14 | 1423 | 6291 | Generation Constraint in GWh | FALSE | L | Annual | Generation | TWh | 3.8543 | 6.6925 | 6.7082 | 7.0945 | 7.5091 | 7.8921 | 11.7752
Wind and Solar Generation Cap 30% - SPP_NEBR v5.14 | 1423 | 6291 | Generation Constraint in GWh | FALSE | L | Annual | Qualifying Generation | TWh | 3.8543 | 6.6925 | 6.7082 | 7.0945 | 7.5091 | 7.8921 | 11.7752
Wind and Solar Generation Cap 30% - SPP_NEBR v5.14 | 1423 | 6291 | Generation Constraint in GWh | FALSE | L | Annual | Rate | lb/MWh | 0 | 0 | 0 | 0 | 0 | 0 | 0
Wind and Solar Generation Cap 30% - SPP_NEBR v5.14 | 1423 | 6291 | Generation Constraint in GWh | FALSE | L | Annual | Constraint Shadow Price | US2011$/MWh | 0 | 0 | 0 | 0 | 0 | 0 | 3.5456
Wind and Solar Generation Cap 30% - SPP_SE v5.14 | 1424 | 6292 | Generation Constraint in GWh | FALSE | L | Annual | Seasons Included | Seasons | Winter, Summer | Winter, Summer | Winter, Summer | Winter, Summer | Winter, Summer | Winter, Summer | Winter, Summer
Wind and Solar Generation Cap 30% - SPP_SE v5.14 | 1424 | 6292 | Generation Constraint in GWh | FALSE | L | Annual | Standard | GWh | 4053.6963 | 4108.8093 | 4211.1589 | 4418.7789 | 4623.5497 | 5018.7994 | 5447.8448
Wind and Solar Generation Cap 30% - SPP_SE v5.14 | 1424 | 6292 | Generation Constraint in GWh | FALSE | L | Annual | Emissions at Affected Plants | GWh | 0 | 0 | 2.2084 | 279.7686 | 672.3671 | 938.1182 | 1018.1279
Wind and Solar Generation Cap 30% - SPP_SE v5.14 | 1424 | 6292 | Generation Constraint in GWh | FALSE | L | Annual | Allowances Purchased | GWh | 0 | 0 | 0 | 0 | 0 | 0 | 0
Wind and Solar Generation Cap 30% - SPP_SE v5.14 | 1424 | 6292 | Generation Constraint in GWh | FALSE | L | Annual | Allowances Sold | GWh | 0 | 0 | 0 | 0 | 0 | 0 | 0
Wind and Solar Generation Cap 30% - SPP_SE v5.14 | 1424 | 6292 | Generation Constraint in GWh | FALSE | L | Annual | Allowances Banked | GWh | 0 | 0 | 0 | 0 | 0 | 0 | 0
Wind and Solar Generation Cap 30% - SPP_SE v5.14 | 1424 | 6292 | Generation Constraint in GWh | FALSE | L | Annual | Allowances Withdrawn (1:1) | GWh | 0 | 0 | 0 | 0 | 0 | 0 | 0
Wind and Solar Generation Cap 30% - SPP_SE v5.14 | 1424 | 6292 | Generation Constraint in GWh | FALSE | L | Annual | Allowances Withdrawn (n:1) | GWh | 0 | 0 | 0 | 0 | 0 | 0 | 0
Wind and Solar Generation Cap 30% - SPP_SE v5.14 | 1424 | 6292 | Generation Constraint in GWh | FALSE | L | Annual | Net Emissions Allowance Position | GWh | 0 | 0 | 2.2084 | 279.7686 | 672.3671 | 938.1182 | 1018.1279
Wind and Solar Generation Cap 30% - SPP_SE v5.14 | 1424 | 6292 | Generation Constraint in GWh | FALSE | L | Annual | Fuel Consumed | TBtu | 0 | 0 | 0 | 0 | 0 | 0 | 0
Wind and Solar Generation Cap 30% - SPP_SE v5.14 | 1424 | 6292 | Generation Constraint in GWh | FALSE | L | Annual | Heat Rate | MMBtu/MWh | 0 | 0 | 0 | 0 | 0 | 0 | 0
Wind and Solar Generation Cap 30% - SPP_SE v5.14 | 1424 | 6292 | Generation Constraint in GWh | FALSE | L | Annual | Generation | TWh | 0 | 0 | 0.0022084 | 0.27977 | 0.67237 | 0.93812 | 1.0181
Wind and Solar Generation Cap 30% - SPP_SE v5.14 | 1424 | 6292 | Generation Constraint in GWh | FALSE | L | Annual | Qualifying Generation | TWh | 0 | 0 | 0.0022084 | 0.27977 | 0.67237 | 0.93812 | 1.0181
Wind and Solar Generation Cap 30% - SPP_SE v5.14 | 1424 | 6292 | Generation Constraint in GWh | FALSE | L | Annual | Rate | lb/MWh | 0 | 0 | 0 | 0 | 0 | 0 | 0
Wind and Solar Generation Cap 30% - SPP_SE v5.14 | 1424 | 6292 | Generation Constraint in GWh | FALSE | L | Annual | Constraint Shadow Price | US2011$/MWh | 0 | 0 | 0 | 0 | 0 | 0 | 0
Wind and Solar Generation Cap 30% - SPP_SPS v5.14 | 1425 | 6293 | Generation Constraint in GWh | FALSE | L | Annual | Seasons Included | Seasons | Winter, Summer | Winter, Summer | Winter, Summer | Winter, Summer | Winter, Summer | Winter, Summer | Winter, Summer
Wind and Solar Generation Cap 30% - SPP_SPS v5.14 | 1425 | 6293 | Generation Constraint in GWh | FALSE | L | Annual | Standard | GWh | 16901.3204 | 16901.3204 | 16901.3204 | 16901.3204 | 16901.3204 | 16901.3204 | 16901.3204
Wind and Solar Generation Cap 30% - SPP_SPS v5.14 | 1425 | 6293 | Generation Constraint in GWh | FALSE | L | Annual | Emissions at Affected Plants | GWh | 16900.3204 | 16901.3204 | 16901.3204 | 16901.3204 | 16901.3204 | 16901.3204 | 16901.3204
Wind and Solar Generation Cap 30% - SPP_SPS v5.14 | 1425 | 6293 | Generation Constraint in GWh | FALSE | L | Annual | Allowances Purchased | GWh | 0 | 0 | 0 | 0 | 0 | 0 | 0
Wind and Solar Generation Cap 30% - SPP_SPS v5.14 | 1425 | 6293 | Generation Constraint in GWh | FALSE | L | Annual | Allowances Sold | GWh | 0 | 0 | 0 | 0 | 0 | 0 | 0
Wind and Solar Generation Cap 30% - SPP_SPS v5.14 | 1425 | 6293 | Generation Constraint in GWh | FALSE | L | Annual | Allowances Banked | GWh | 0 | 0 | 0 | 0 | 0 | 0 | 0
Wind and Solar Generation Cap 30% - SPP_SPS v5.14 | 1425 | 6293 | Generation Constraint in GWh | FALSE | L | Annual | Allowances Withdrawn (1:1) | GWh | 0 | 0 | 0 | 0 | 0 | 0 | 0
Wind and Solar Generation Cap 30% - SPP_SPS v5.14 | 1425 | 6293 | Generation Constraint in GWh | FALSE | L | Annual | Allowances Withdrawn (n:1) | GWh | 0 | 0 | 0 | 0 | 0 | 0 | 0
Wind and Solar Generation Cap 30% - SPP_SPS v5.14 | 1425 | 6293 | Generation Constraint in GWh | FALSE | L | Annual | Net Emissions Allowance Position | GWh | 16900.3204 | 16901.3204 | 16901.3204 | 16901.3204 | 16901.3204 | 16901.3204 | 16901.3204
Wind and Solar Generation Cap 30% - SPP_SPS v5.14 | 1425 | 6293 | Generation Constraint in GWh | FALSE | L | Annual | Fuel Consumed | TBtu | 0 | 0 | 0 | 0 | 0 | 0 | 0
Wind and Solar Generation Cap 30% - SPP_SPS v5.14 | 1425 | 6293 | Generation Constraint in GWh | FALSE | L | Annual | Heat Rate | MMBtu/MWh | 0 | 0 | 0 | 0 | 0 | 0 | 0
Wind and Solar Generation Cap 30% - SPP_SPS v5.14 | 1425 | 6293 | Generation Constraint in GWh | FALSE | L | Annual | Generation | TWh | 16.9003 | 16.9013 | 16.9013 | 16.9013 | 16.9013 | 16.9013 | 16.9013
Wind and Solar Generation Cap 30% - SPP_SPS v5.14 | 1425 | 6293 | Generation Constraint in GWh | FALSE | L | Annual | Qualifying Generation | TWh | 16.9003 | 16.9013 | 16.9013 | 16.9013 | 16.9013 | 16.9013 | 16.9013
Wind and Solar Generation Cap 30% - SPP_SPS v5.14 | 1425 | 6293 | Generation Constraint in GWh | FALSE | L | Annual | Rate | lb/MWh | 0 | 0 | 0 | 0 | 0 | 0 | 0
Wind and Solar Generation Cap 30% - SPP_SPS v5.14 | 1425 | 6293 | Generation Constraint in GWh | FALSE | L | Annual | Constraint Shadow Price | US2011$/MWh | 0 | 0 | 0 | 0 | 0 | 0 | 113.1468
Wind and Solar Generation Cap 30% - SPP_WEST v5.14 | 1426 | 6294 | Generation Constraint in GWh | FALSE | L | Annual | Seasons Included | Seasons | Winter, Summer | Winter, Summer | Winter, Summer | Winter, Summer | Winter, Summer | Winter, Summer | Winter, Summer
Wind and Solar Generation Cap 30% - SPP_WEST v5.14 | 1426 | 6294 | Generation Constraint in GWh | FALSE | L | Annual | Standard | GWh | 36980.3979 | 37477.4327 | 38419.0708 | 40320.3434 | 42179.5997 | 45759.3471 | 49642.9119
Wind and Solar Generation Cap 30% - SPP_WEST v5.14 | 1426 | 6294 | Generation Constraint in GWh | FALSE | L | Annual | Emissions at Affected Plants | GWh | 13770.8445 | 22064.2014 | 22162.3057 | 23498.2719 | 24762.0744 | 45759.3471 | 49642.9119
Wind and Solar Generation Cap 30% - SPP_WEST v5.14 | 1426 | 6294 | Generation Constraint in GWh | FALSE | L | Annual | Allowances Purchased | GWh | 0 | 0 | 0 | 0 | 0 | 0 | 0
Wind and Solar Generation Cap 30% - SPP_WEST v5.14 | 1426 | 6294 | Generation Constraint in GWh | FALSE | L | Annual | Allowances Sold | GWh | 0 | 0 | 0 | 0 | 0 | 0 | 0
Wind and Solar Generation Cap 30% - SPP_WEST v5.14 | 1426 | 6294 | Generation Constraint in GWh | FALSE | L | Annual | Allowances Banked | GWh | 0 | 0 | 0 | 0 | 0 | 0 | 0
Wind and Solar Generation Cap 30% - SPP_WEST v5.14 | 1426 | 6294 | Generation Constraint in GWh | FALSE | L | Annual | Allowances Withdrawn (1:1) | GWh | 0 | 0 | 0 | 0 | 0 | 0 | 0
Wind and Solar Generation Cap 30% - SPP_WEST v5.14 | 1426 | 6294 | Generation Constraint in GWh | FALSE | L | Annual | Allowances Withdrawn (n:1) | GWh | 0 | 0 | 0 | 0 | 0 | 0 | 0
Wind and Solar Generation Cap 30% - SPP_WEST v5.14 | 1426 | 6294 | Generation Constraint in GWh | FALSE | L | Annual | Net Emissions Allowance Position | GWh | 13770.8445 | 22064.2014 | 22162.3057 | 23498.2719 | 24762.0744 | 45759.3471 | 49642.9119
Wind and Solar Generation Cap 30% - SPP_WEST v5.14 | 1426 | 6294 | Generation Constraint in GWh | FALSE | L | Annual | Fuel Consumed | TBtu | 0 | 0 | 0 | 0 | 0 | 0 | 0
Wind and Solar Generation Cap 30% - SPP_WEST v5.14 | 1426 | 6294 | Generation Constraint in GWh | FALSE | L | Annual | Heat Rate | MMBtu/MWh | 0 | 0 | 0 | 0 | 0 | 0 | 0
Wind and Solar Generation Cap 30% - SPP_WEST v5.14 | 1426 | 6294 | Generation Constraint in GWh | FALSE | L | Annual | Generation | TWh | 13.7708 | 22.0642 | 22.1623 | 23.4983 | 24.7621 | 45.7593 | 49.6429
Wind and Solar Generation Cap 30% - SPP_WEST v5.14 | 1426 | 6294 | Generation Constraint in GWh | FALSE | L | Annual | Qualifying Generation | TWh | 13.7708 | 22.0642 | 22.1623 | 23.4983 | 24.7621 | 45.7593 | 49.6429
Wind and Solar Generation Cap 30% - SPP_WEST v5.14 | 1426 | 6294 | Generation Constraint in GWh | FALSE | L | Annual | Rate | lb/MWh | 0 | 0 | 0 | 0 | 0 | 0 | 0
Wind and Solar Generation Cap 30% - SPP_WEST v5.14 | 1426 | 6294 | Generation Constraint in GWh | FALSE | L | Annual | Constraint Shadow Price | US2011$/MWh | 0 | 0 | 0 | 0 | 0 | 1.8881 | 7.4753
Wind and Solar Generation Cap 30% - WEC_CALN v5.14 | 1427 | 6295 | Generation Constraint in GWh | FALSE | L | Annual | Seasons Included | Seasons | Winter, Summer | Winter, Summer | Winter, Summer | Winter, Summer | Winter, Summer | Winter, Summer | Winter, Summer
Wind and Solar Generation Cap 30% - WEC_CALN v5.14 | 1427 | 6295 | Generation Constraint in GWh | FALSE | L | Annual | Standard | GWh | 34203.6896 | 34605.2978 | 35054.2724 | 36431.9904 | 37738.0805 | 40949.437 | 44434.0741
Wind and Solar Generation Cap 30% - WEC_CALN v5.14 | 1427 | 6295 | Generation Constraint in GWh | FALSE | L | Annual | Emissions at Affected Plants | GWh | 6812.5536 | 7055.4997 | 7360.8895 | 8873.7994 | 9756.2749 | 30442.3941 | 34540.9183
Wind and Solar Generation Cap 30% - WEC_CALN v5.14 | 1427 | 6295 | Generation Constraint in GWh | FALSE | L | Annual | Allowances Purchased | GWh | 0 | 0 | 0 | 0 | 0 | 0 | 0
Wind and Solar Generation Cap 30% - WEC_CALN v5.14 | 1427 | 6295 | Generation Constraint in GWh | FALSE | L | Annual | Allowances Sold | GWh | 0 | 0 | 0 | 0 | 0 | 0 | 0
Wind and Solar Generation Cap 30% - WEC_CALN v5.14 | 1427 | 6295 | Generation Constraint in GWh | FALSE | L | Annual | Allowances Banked | GWh | 0 | 0 | 0 | 0 | 0 | 0 | 0
Wind and Solar Generation Cap 30% - WEC_CALN v5.14 | 1427 | 6295 | Generation Constraint in GWh | FALSE | L | Annual | Allowances Withdrawn (1:1) | GWh | 0 | 0 | 0 | 0 | 0 | 0 | 0
Wind and Solar Generation Cap 30% - WEC_CALN v5.14 | 1427 | 6295 | Generation Constraint in GWh | FALSE | L | Annual | Allowances Withdrawn (n:1) | GWh | 0 | 0 | 0 | 0 | 0 | 0 | 0
Wind and Solar Generation Cap 30% - WEC_CALN v5.14 | 1427 | 6295 | Generation Constraint in GWh | FALSE | L | Annual | Net Emissions Allowance Position | GWh | 6812.5536 | 7055.4997 | 7360.8895 | 8873.7994 | 9756.2749 | 30442.3941 | 34540.9183
Wind and Solar Generation Cap 30% - WEC_CALN v5.14 | 1427 | 6295 | Generation Constraint in GWh | FALSE | L | Annual | Fuel Consumed | TBtu | 0 | 0 | 0 | 0 | 0 | 0 | 0
Wind and Solar Generation Cap 30% - WEC_CALN v5.14 | 1427 | 6295 | Generation Constraint in GWh | FALSE | L | Annual | Heat Rate | MMBtu/MWh | 0 | 0 | 0 | 0 | 0 | 0 | 0
Wind and Solar Generation Cap 30% - WEC_CALN v5.14 | 1427 | 6295 | Generation Constraint in GWh | FALSE | L | Annual | Generation | TWh | 6.8126 | 7.0555 | 7.3609 | 8.8738 | 9.7563 | 30.4424 | 34.5409
Wind and Solar Generation Cap 30% - WEC_CALN v5.14 | 1427 | 6295 | Generation Constraint in GWh | FALSE | L | Annual | Qualifying Generation | TWh | 6.8126 | 7.0555 | 7.3609 | 8.8738 | 9.7563 | 30.4424 | 34.5409
Wind and Solar Generation Cap 30% - WEC_CALN v5.14 | 1427 | 6295 | Generation Constraint in GWh | FALSE | L | Annual | Rate | lb/MWh | 0 | 0 | 0 | 0 | 0 | 0 | 0
Wind and Solar Generation Cap 30% - WEC_CALN v5.14 | 1427 | 6295 | Generation Constraint in GWh | FALSE | L | Annual | Constraint Shadow Price | US2011$/MWh | 0 | 0 | 0 | 0 | 0 | 0 | 0
Wind and Solar Generation Cap 30% - WEC_LADW v5.14 | 1428 | 6296 | Generation Constraint in GWh | FALSE | L | Annual | Seasons Included | Seasons | Winter, Summer | Winter, Summer | Winter, Summer | Winter, Summer | Winter, Summer | Winter, Summer | Winter, Summer
Wind and Solar Generation Cap 30% - WEC_LADW v5.14 | 1428 | 6296 | Generation Constraint in GWh | FALSE | L | Annual | Standard | GWh | 7873.6006 | 7966.0407 | 8069.3834 | 8386.4995 | 8687.1287 | 9426.3023 | 10228.3783
Wind and Solar Generation Cap 30% - WEC_LADW v5.14 | 1428 | 6296 | Generation Constraint in GWh | FALSE | L | Annual | Emissions at Affected Plants | GWh | 1429.3272 | 2900.297 | 3117.1745 | 4191.5916 | 4818.2957 | 8367.1807 | 8956.54
Wind and Solar Generation Cap 30% - WEC_LADW v5.14 | 1428 | 6296 | Generation Constraint in GWh | FALSE | L | Annual | Allowances Purchased | GWh | 0 | 0 | 0 | 0 | 0 | 0 | 0
Wind and Solar Generation Cap 30% - WEC_LADW v5.14 | 1428 | 6296 | Generation Constraint in GWh | FALSE | L | Annual | Allowances Sold | GWh | 0 | 0 | 0 | 0 | 0 | 0 | 0
Wind and Solar Generation Cap 30% - WEC_LADW v5.14 | 1428 | 6296 | Generation Constraint in GWh | FALSE | L | Annual | Allowances Banked | GWh | 0 | 0 | 0 | 0 | 0 | 0 | 0
Wind and Solar Generation Cap 30% - WEC_LADW v5.14 | 1428 | 6296 | Generation Constraint in GWh | FALSE | L | Annual | Allowances Withdrawn (1:1) | GWh | 0 | 0 | 0 | 0 | 0 | 0 | 0
Wind and Solar Generation Cap 30% - WEC_LADW v5.14 | 1428 | 6296 | Generation Constraint in GWh | FALSE | L | Annual | Allowances Withdrawn (n:1) | GWh | 0 | 0 | 0 | 0 | 0 | 0 | 0
Wind and Solar Generation Cap 30% - WEC_LADW v5.14 | 1428 | 6296 | Generation Constraint in GWh | FALSE | L | Annual | Net Emissions Allowance Position | GWh | 1429.3272 | 2900.297 | 3117.1745 | 4191.5916 | 4818.2957 | 8367.1807 | 8956.54
Wind and Solar Generation Cap 30% - WEC_LADW v5.14 | 1428 | 6296 | Generation Constraint in GWh | FALSE | L | Annual | Fuel Consumed | TBtu | 0 | 0 | 0 | 0 | 0 | 0 | 0
Wind and Solar Generation Cap 30% - WEC_LADW v5.14 | 1428 | 6296 | Generation Constraint in GWh | FALSE | L | Annual | Heat Rate | MMBtu/MWh | 0 | 0 | 0 | 0 | 0 | 0 | 0
Wind and Solar Generation Cap 30% - WEC_LADW v5.14 | 1428 | 6296 | Generation Constraint in GWh | FALSE | L | Annual | Generation | TWh | 1.4293 | 2.9003 | 3.1172 | 4.1916 | 4.8183 | 8.3672 | 8.9565
Wind and Solar Generation Cap 30% - WEC_LADW v5.14 | 1428 | 6296 | Generation Constraint in GWh | FALSE | L | Annual | Qualifying Generation | TWh | 1.4293 | 2.9003 | 3.1172 | 4.1916 | 4.8183 | 8.3672 | 8.9565
Wind and Solar Generation Cap 30% - WEC_LADW v5.14 | 1428 | 6296 | Generation Constraint in GWh | FALSE | L | Annual | Rate | lb/MWh | 0 | 0 | 0 | 0 | 0 | 0 | 0
Wind and Solar Generation Cap 30% - WEC_LADW v5.14 | 1428 | 6296 | Generation Constraint in GWh | FALSE | L | Annual | Constraint Shadow Price | US2011$/MWh | 0 | 0 | 0 | 0 | 0 | 0 | 0
Wind and Solar Generation Cap 30% - WEC_SDGE v5.14 | 1429 | 6297 | Generation Constraint in GWh | FALSE | L | Annual | Seasons Included | Seasons | Winter, Summer | Winter, Summer | Winter, Summer | Winter, Summer | Winter, Summer | Winter, Summer | Winter, Summer
Wind and Solar Generation Cap 30% - WEC_SDGE v5.14 | 1429 | 6297 | Generation Constraint in GWh | FALSE | L | Annual | Standard | GWh | 6170.0793 | 6242.5167 | 6323.4975 | 6571.9941 | 6854.5206 | 7433.7474 | 8062.2653
Wind and Solar Generation Cap 30% - WEC_SDGE v5.14 | 1429 | 6297 | Generation Constraint in GWh | FALSE | L | Annual | Emissions at Affected Plants | GWh | 241.1644 | 830.551 | 903.4043 | 2479.2113 | 5518.8987 | 5939.604 | 6376.9712
Wind and Solar Generation Cap 30% - WEC_SDGE v5.14 | 1429 | 6297 | Generation Constraint in GWh | FALSE | L | Annual | Allowances Purchased | GWh | 0 | 0 | 0 | 0 | 0 | 0 | 0
Wind and Solar Generation Cap 30% - WEC_SDGE v5.14 | 1429 | 6297 | Generation Constraint in GWh | FALSE | L | Annual | Allowances Sold | GWh | 0 | 0 | 0 | 0 | 0 | 0 | 0
Wind and Solar Generation Cap 30% - WEC_SDGE v5.14 | 1429 | 6297 | Generation Constraint in GWh | FALSE | L | Annual | Allowances Banked | GWh | 0 | 0 | 0 | 0 | 0 | 0 | 0
Wind and Solar Generation Cap 30% - WEC_SDGE v5.14 | 1429 | 6297 | Generation Constraint in GWh | FALSE | L | Annual | Allowances Withdrawn (1:1) | GWh | 0 | 0 | 0 | 0 | 0 | 0 | 0
Wind and Solar Generation Cap 30% - WEC_SDGE v5.14 | 1429 | 6297 | Generation Constraint in GWh | FALSE | L | Annual | Allowances Withdrawn (n:1) | GWh | 0 | 0 | 0 | 0 | 0 | 0 | 0
Wind and Solar Generation Cap 30% - WEC_SDGE v5.14 | 1429 | 6297 | Generation Constraint in GWh | FALSE | L | Annual | Net Emissions Allowance Position | GWh | 241.1644 | 830.551 | 903.4043 | 2479.2113 | 5518.8987 | 5939.604 | 6376.9712
Wind and Solar Generation Cap 30% - WEC_SDGE v5.14 | 1429 | 6297 | Generation Constraint in GWh | FALSE | L | Annual | Fuel Consumed | TBtu | 0 | 0 | 0 | 0 | 0 | 0 | 0
Wind and Solar Generation Cap 30% - WEC_SDGE v5.14 | 1429 | 6297 | Generation Constraint in GWh | FALSE | L | Annual | Heat Rate | MMBtu/MWh | 0 | 0 | 0 | 0 | 0 | 0 | 0
Wind and Solar Generation Cap 30% - WEC_SDGE v5.14 | 1429 | 6297 | Generation Constraint in GWh | FALSE | L | Annual | Generation | TWh | 0.24116 | 0.83055 | 0.9034 | 2.4792 | 5.5189 | 5.9396 | 6.377
Wind and Solar Generation Cap 30% - WEC_SDGE v5.14 | 1429 | 6297 | Generation Constraint in GWh | FALSE | L | Annual | Qualifying Generation | TWh | 0.24116 | 0.83055 | 0.9034 | 2.4792 | 5.5189 | 5.9396 | 6.377
Wind and Solar Generation Cap 30% - WEC_SDGE v5.14 | 1429 | 6297 | Generation Constraint in GWh | FALSE | L | Annual | Rate | lb/MWh | 0 | 0 | 0 | 0 | 0 | 0 | 0
Wind and Solar Generation Cap 30% - WEC_SDGE v5.14 | 1429 | 6297 | Generation Constraint in GWh | FALSE | L | Annual | Constraint Shadow Price | US2011$/MWh | 0 | 0 | 0 | 0 | 0 | 0 | 0
Wind and Solar Generation Cap 30% - WECC_AZ v5.14 | 1430 | 6298 | Generation Constraint in GWh | FALSE | L | Annual | Seasons Included | Seasons | Winter, Summer | Winter, Summer | Winter, Summer | Winter, Summer | Winter, Summer | Winter, Summer | Winter, Summer
Wind and Solar Generation Cap 30% - WECC_AZ v5.14 | 1430 | 6298 | Generation Constraint in GWh | FALSE | L | Annual | Standard | GWh | 27497.4096 | 28161.9162 | 28673.4957 | 30093.0895 | 31633.2709 | 34786.4035 | 38253.8431
Wind and Solar Generation Cap 30% - WECC_AZ v5.14 | 1430 | 6298 | Generation Constraint in GWh | FALSE | L | Annual | Emissions at Affected Plants | GWh | 4112.1293 | 4112.1905 | 4369.7205 | 5661.1141 | 6444.7858 | 24697.729 | 27098.5614
Wind and Solar Generation Cap 30% - WECC_AZ v5.14 | 1430 | 6298 | Generation Constraint in GWh | FALSE | L | Annual | Allowances Purchased | GWh | 0 | 0 | 0 | 0 | 0 | 0 | 0
Wind and Solar Generation Cap 30% - WECC_AZ v5.14 | 1430 | 6298 | Generation Constraint in GWh | FALSE | L | Annual | Allowances Sold | GWh | 0 | 0 | 0 | 0 | 0 | 0 | 0
Wind and Solar Generation Cap 30% - WECC_AZ v5.14 | 1430 | 6298 | Generation Constraint in GWh | FALSE | L | Annual | Allowances Banked | GWh | 0 | 0 | 0 | 0 | 0 | 0 | 0
Wind and Solar Generation Cap 30% - WECC_AZ v5.14 | 1430 | 6298 | Generation Constraint in GWh | FALSE | L | Annual | Allowances Withdrawn (1:1) | GWh | 0 | 0 | 0 | 0 | 0 | 0 | 0
Wind and Solar Generation Cap 30% - WECC_AZ v5.14 | 1430 | 6298 | Generation Constraint in GWh | FALSE | L | Annual | Allowances Withdrawn (n:1) | GWh | 0 | 0 | 0 | 0 | 0 | 0 | 0
Wind and Solar Generation Cap 30% - WECC_AZ v5.14 | 1430 | 6298 | Generation Constraint in GWh | FALSE | L | Annual | Net Emissions Allowance Position | GWh | 4112.1293 | 4112.1905 | 4369.7205 | 5661.1141 | 6444.7858 | 24697.729 | 27098.5614
Wind and Solar Generation Cap 30% - WECC_AZ v5.14 | 1430 | 6298 | Generation Constraint in GWh | FALSE | L | Annual | Fuel Consumed | TBtu | 0 | 0 | 0 | 0 | 0 | 0 | 0
Wind and Solar Generation Cap 30% - WECC_AZ v5.14 | 1430 | 6298 | Generation Constraint in GWh | FALSE | L | Annual | Heat Rate | MMBtu/MWh | 0 | 0 | 0 | 0 | 0 | 0 | 0
Wind and Solar Generation Cap 30% - WECC_AZ v5.14 | 1430 | 6298 | Generation Constraint in GWh | FALSE | L | Annual | Generation | TWh | 4.1121 | 4.1122 | 4.3697 | 5.6611 | 6.4448 | 24.6977 | 27.0986
Wind and Solar Generation Cap 30% - WECC_AZ v5.14 | 1430 | 6298 | Generation Constraint in GWh | FALSE | L | Annual | Qualifying Generation | TWh | 4.1121 | 4.1122 | 4.3697 | 5.6611 | 6.4448 | 24.6977 | 27.0986
Wind and Solar Generation Cap 30% - WECC_AZ v5.14 | 1430 | 6298 | Generation Constraint in GWh | FALSE | L | Annual | Rate | lb/MWh | 0 | 0 | 0 | 0 | 0 | 0 | 0
Wind and Solar Generation Cap 30% - WECC_AZ v5.14 | 1430 | 6298 | Generation Constraint in GWh | FALSE | L | Annual | Constraint Shadow Price | US2011$/MWh | 0 | 0 | 0 | 0 | 0 | 0 | 0
Wind and Solar Generation Cap 30% - WECC_CO v5.14 | 1431 | 6299 | Generation Constraint in GWh | FALSE | L | Annual | Seasons Included | Seasons | Winter, Summer | Winter, Summer | Winter, Summer | Winter, Summer | Winter, Summer | Winter, Summer | Winter, Summer
Wind and Solar Generation Cap 30% - WECC_CO v5.14 | 1431 | 6299 | Generation Constraint in GWh | FALSE | L | Annual | Standard | GWh | 18879.7728 | 19457.5144 | 19869.2392 | 20918.9231 | 21936.0923 | 23916.9271 | 26076.6399
Wind and Solar Generation Cap 30% - WECC_CO v5.14 | 1431 | 6299 | Generation Constraint in GWh | FALSE | L | Annual | Emissions at Affected Plants | GWh | 8693.0888 | 12219.6176 | 12654.9968 | 13557.3025 | 14892.0003 | 23916.9271 | 26076.6399
Wind and Solar Generation Cap 30% - WECC_CO v5.14 | 1431 | 6299 | Generation Constraint in GWh | FALSE | L | Annual | Allowances Purchased | GWh | 0 | 0 | 0 | 0 | 0 | 0 | 0
Wind and Solar Generation Cap 30% - WECC_CO v5.14 | 1431 | 6299 | Generation Constraint in GWh | FALSE | L | Annual | Allowances Sold | GWh | 0 | 0 | 0 | 0 | 0 | 0 | 0
Wind and Solar Generation Cap 30% - WECC_CO v5.14 | 1431 | 6299 | Generation Constraint in GWh | FALSE | L | Annual | Allowances Banked | GWh | 0 | 0 | 0 | 0 | 0 | 0 | 0
Wind and Solar Generation Cap 30% - WECC_CO v5.14 | 1431 | 6299 | Generation Constraint in GWh | FALSE | L | Annual | Allowances Withdrawn (1:1) | GWh | 0 | 0 | 0 | 0 | 0 | 0 | 0
Wind and Solar Generation Cap 30% - WECC_CO v5.14 | 1431 | 6299 | Generation Constraint in GWh | FALSE | L | Annual | Allowances Withdrawn (n:1) | GWh | 0 | 0 | 0 | 0 | 0 | 0 | 0
Wind and Solar Generation Cap 30% - WECC_CO v5.14 | 1431 | 6299 | Generation Constraint in GWh | FALSE | L | Annual | Net Emissions Allowance Position | GWh | 8693.0888 | 12219.6176 | 12654.9968 | 13557.3025 | 14892.0003 | 23916.9271 | 26076.6399
Wind and Solar Generation Cap 30% - WECC_CO v5.14 | 1431 | 6299 | Generation Constraint in GWh | FALSE | L | Annual | Fuel Consumed | TBtu | 0 | 0 | 0 | 0 | 0 | 0 | 0
Wind and Solar Generation Cap 30% - WECC_CO v5.14 | 1431 | 6299 | Generation Constraint in GWh | FALSE | L | Annual | Heat Rate | MMBtu/MWh | 0 | 0 | 0 | 0 | 0 | 0 | 0
Wind and Solar Generation Cap 30% - WECC_CO v5.14 | 1431 | 6299 | Generation Constraint in GWh | FALSE | L | Annual | Generation | TWh | 8.6931 | 12.2196 | 12.655 | 13.5573 | 14.892 | 23.9169 | 26.0766
Wind and Solar Generation Cap 30% - WECC_CO v5.14 | 1431 | 6299 | Generation Constraint in GWh | FALSE | L | Annual | Qualifying Generation | TWh | 8.6931 | 12.2196 | 12.655 | 13.5573 | 14.892 | 23.9169 | 26.0766
Wind and Solar Generation Cap 30% - WECC_CO v5.14 | 1431 | 6299 | Generation Constraint in GWh | FALSE | L | Annual | Rate | lb/MWh | 0 | 0 | 0 | 0 | 0 | 0 | 0
Wind and Solar Generation Cap 30% - WECC_CO v5.14 | 1431 | 6299 | Generation Constraint in GWh | FALSE | L | Annual | Constraint Shadow Price | US2011$/MWh | 0 | 0 | 0 | 0 | 0 | 4.6879 | 13.671
Wind and Solar Generation Cap 30% - WECC_ID v5.14 | 1432 | 6300 | Generation Constraint in GWh | FALSE | L | Annual | Seasons Included | Seasons | Winter, Summer | Winter, Summer | Winter, Summer | Winter, Summer | Winter, Summer | Winter, Summer | Winter, Summer
Wind and Solar Generation Cap 30% - WECC_ID v5.14 | 1432 | 6300 | Generation Constraint in GWh | FALSE | L | Annual | Standard | GWh | 6543.4735 | 6696.9113 | 6804.1588 | 7086.9658 | 7351.8546 | 7886.6568 | 8460.3678
Wind and Solar Generation Cap 30% - WECC_ID v5.14 | 1432 | 6300 | Generation Constraint in GWh | FALSE | L | Annual | Emissions at Affected Plants | GWh | 3701.9182 | 3704.2492 | 3740.9579 | 4058.0587 | 4296.4471 | 4414.8896 | 5852.6602
Wind and Solar Generation Cap 30% - WECC_ID v5.14 | 1432 | 6300 | Generation Constraint in GWh | FALSE | L | Annual | Allowances Purchased | GWh | 0 | 0 | 0 | 0 | 0 | 0 | 0
Wind and Solar Generation Cap 30% - WECC_ID v5.14 | 1432 | 6300 | Generation Constraint in GWh | FALSE | L | Annual | Allowances Sold | GWh | 0 | 0 | 0 | 0 | 0 | 0 | 0
Wind and Solar Generation Cap 30% - WECC_ID v5.14 | 1432 | 6300 | Generation Constraint in GWh | FALSE | L | Annual | Allowances Banked | GWh | 0 | 0 | 0 | 0 | 0 | 0 | 0
Wind and Solar Generation Cap 30% - WECC_ID v5.14 | 1432 | 6300 | Generation Constraint in GWh | FALSE | L | Annual | Allowances Withdrawn (1:1) | GWh | 0 | 0 | 0 | 0 | 0 | 0 | 0
Wind and Solar Generation Cap 30% - WECC_ID v5.14 | 1432 | 6300 | Generation Constraint in GWh | FALSE | L | Annual | Allowances Withdrawn (n:1) | GWh | 0 | 0 | 0 | 0 | 0 | 0 | 0
Wind and Solar Generation Cap 30% - WECC_ID v5.14 | 1432 | 6300 | Generation Constraint in GWh | FALSE | L | Annual | Net Emissions Allowance Position | GWh | 3701.9182 | 3704.2492 | 3740.9579 | 4058.0587 | 4296.4471 | 4414.8896 | 5852.6602
Wind and Solar Generation Cap 30% - WECC_ID v5.14 | 1432 | 6300 | Generation Constraint in GWh | FALSE | L | Annual | Fuel Consumed | TBtu | 0 | 0 | 0 | 0 | 0 | 0 | 0
Wind and Solar Generation Cap 30% - WECC_ID v5.14 | 1432 | 6300 | Generation Constraint in GWh | FALSE | L | Annual | Heat Rate | MMBtu/MWh | 0 | 0 | 0 | 0 | 0 | 0 | 0
Wind and Solar Generation Cap 30% - WECC_ID v5.14 | 1432 | 6300 | Generation Constraint in GWh | FALSE | L | Annual | Generation | TWh | 3.7019 | 3.7042 | 3.741 | 4.0581 | 4.2964 | 4.4149 | 5.8527
Wind and Solar Generation Cap 30% - WECC_ID v5.14 | 1432 | 6300 | Generation Constraint in GWh | FALSE | L | Annual | Qualifying Generation | TWh | 3.7019 | 3.7042 | 3.741 | 4.0581 | 4.2964 | 4.4149 | 5.8527
Wind and Solar Generation Cap 30% - WECC_ID v5.14 | 1432 | 6300 | Generation Constraint in GWh | FALSE | L | Annual | Rate | lb/MWh | 0 | 0 | 0 | 0 | 0 | 0 | 0
Wind and Solar Generation Cap 30% - WECC_ID v5.14 | 1432 | 6300 | Generation Constraint in GWh | FALSE | L | Annual | Constraint Shadow Price | US2011$/MWh | 0 | 0 | 0 | 0 | 0 | 0 | 0
Wind and Solar Generation Cap 30% - WECC_IID v5.14 | 1433 | 6301 | Generation Constraint in GWh | FALSE | L | Annual | Seasons Included | Seasons | Winter, Summer | Winter, Summer | Winter, Summer | Winter, Summer | Winter, Summer | Winter, Summer | Winter, Summer
Wind and Solar Generation Cap 30% - WECC_IID v5.14 | 1433 | 6301 | Generation Constraint in GWh | FALSE | L | Annual | Standard | GWh | 2851.9675 | 2851.9675 | 2851.9675 | 2851.9675 | 2851.9675 | 2851.9675 | 2851.9675
Wind and Solar Generation Cap 30% - WECC_IID v5.14 | 1433 | 6301 | Generation Constraint in GWh | FALSE | L | Annual | Emissions at Affected Plants | GWh | 2850.9675 | 2850.9675 | 2850.9675 | 2850.9675 | 2850.9675 | 2850.9675 | 2850.9675
Wind and Solar Generation Cap 30% - WECC_IID v5.14 | 1433 | 6301 | Generation Constraint in GWh | FALSE | L | Annual | Allowances Purchased | GWh | 0 | 0 | 0 | 0 | 0 | 0 | 0
Wind and Solar Generation Cap 30% - WECC_IID v5.14 | 1433 | 6301 | Generation Constraint in GWh | FALSE | L | Annual | Allowances Sold | GWh | 0 | 0 | 0 | 0 | 0 | 0 | 0
Wind and Solar Generation Cap 30% - WECC_IID v5.14 | 1433 | 6301 | Generation Constraint in GWh | FALSE | L | Annual | Allowances Banked | GWh | 0 | 0 | 0 | 0 | 0 | 0 | 0
Wind and Solar Generation Cap 30% - WECC_IID v5.14 | 1433 | 6301 | Generation Constraint in GWh | FALSE | L | Annual | Allowances Withdrawn (1:1) | GWh | 0 | 0 | 0 | 0 | 0 | 0 | 0
Wind and Solar Generation Cap 30% - WECC_IID v5.14 | 1433 | 6301 | Generation Constraint in GWh | FALSE | L | Annual | Allowances Withdrawn (n:1) | GWh | 0 | 0 | 0 | 0 | 0 | 0 | 0
Wind and Solar Generation Cap 30% - WECC_IID v5.14 | 1433 | 6301 | Generation Constraint in GWh | FALSE | L | Annual | Net Emissions Allowance Position | GWh | 2850.9675 | 2850.9675 | 2850.9675 | 2850.9675 | 2850.9675 | 2850.9675 | 2850.9675
Wind and Solar Generation Cap 30% - WECC_IID v5.14 | 1433 | 6301 | Generation Constraint in GWh | FALSE | L | Annual | Fuel Consumed | TBtu | 0 | 0 | 0 | 0 | 0 | 0 | 0
Wind and Solar Generation Cap 30% - WECC_IID v5.14 | 1433 | 6301 | Generation Constraint in GWh | FALSE | L | Annual | Heat Rate | MMBtu/MWh | 0 | 0 | 0 | 0 | 0 | 0 | 0
Wind and Solar Generation Cap 30% - WECC_IID v5.14 | 1433 | 6301 | Generation Constraint in GWh | FALSE | L | Annual | Generation | TWh | 2.851 | 2.851 | 2.851 | 2.851 | 2.851 | 2.851 | 2.851
Wind and Solar Generation Cap 30% - WECC_IID v5.14 | 1433 | 6301 | Generation Constraint in GWh | FALSE | L | Annual | Qualifying Generation | TWh | 2.851 | 2.851 | 2.851 | 2.851 | 2.851 | 2.851 | 2.851
Wind and Solar Generation Cap 30% - WECC_IID v5.14 | 1433 | 6301 | Generation Constraint in GWh | FALSE | L | Annual | Rate | lb/MWh | 0 | 0 | 0 | 0 | 0 | 0 | 0
Wind and Solar Generation Cap 30% - WECC_IID v5.14 | 1433 | 6301 | Generation Constraint in GWh | FALSE | L | Annual | Constraint Shadow Price | US2011$/MWh | 0 | 0 | 0 | 0 | 0 | 0 | 0
Wind and Solar Generation Cap 30% - WECC_MT v5.14 | 1434 | 6302 | Generation Constraint in GWh | FALSE | L | Annual | Seasons Included | Seasons | Winter, Summer | Winter, Summer | Winter, Summer | Winter, Summer | Winter, Summer | Winter, Summer | Winter, Summer
Wind and Solar Generation Cap 30% - WECC_MT v5.14 | 1434 | 6302 | Generation Constraint in GWh | FALSE | L | Annual | Standard | GWh | 3284.4694 | 3361.4752 | 3415.2995 | 3557.2318 | 3690.1714 | 3958.5724 | 4246.5006
Wind and Solar Generation Cap 30% - WECC_MT v5.14 | 1434 | 6302 | Generation Constraint in GWh | FALSE | L | Annual | Emissions at Affected Plants | GWh | 1722.3448 | 1763.6054 | 1787.641 | 1995.7983 | 2588.3374 | 2666.2837 | 2706.8382
Wind and Solar Generation Cap 30% - WECC_MT v5.14 | 1434 | 6302 | Generation Constraint in GWh | FALSE | L | Annual | Allowances Purchased | GWh | 0 | 0 | 0 | 0 | 0 | 0 | 0
Wind and Solar Generation Cap 30% - WECC_MT v5.14 | 1434 | 6302 | Generation Constraint in GWh | FALSE | L | Annual | Allowances Sold | GWh | 0 | 0 | 0 | 0 | 0 | 0 | 0
Wind and Solar Generation Cap 30% - WECC_MT v5.14 | 1434 | 6302 | Generation Constraint in GWh | FALSE | L | Annual | Allowances Banked | GWh | 0 | 0 | 0 | 0 | 0 | 0 | 0
Wind and Solar Generation Cap 30% - WECC_MT v5.14 | 1434 | 6302 | Generation Constraint in GWh | FALSE | L | Annual | Allowances Withdrawn (1:1) | GWh | 0 | 0 | 0 | 0 | 0 | 0 | 0
Wind and Solar Generation Cap 30% - WECC_MT v5.14 | 1434 | 6302 | Generation Constraint in GWh | FALSE | L | Annual | Allowances Withdrawn (n:1) | GWh | 0 | 0 | 0 | 0 | 0 | 0 | 0
Wind and Solar Generation Cap 30% - WECC_MT v5.14 | 1434 | 6302 | Generation Constraint in GWh | FALSE | L | Annual | Net Emissions Allowance Position | GWh | 1722.3448 | 1763.6054 | 1787.641 | 1995.7983 | 2588.3374 | 2666.2837 | 2706.8382
Wind and Solar Generation Cap 30% - WECC_MT v5.14 | 1434 | 6302 | Generation Constraint in GWh | FALSE | L | Annual | Fuel Consumed | TBtu | 0 | 0 | 0 | 0 | 0 | 0 | 0
Wind and Solar Generation Cap 30% - WECC_MT v5.14 | 1434 | 6302 | Generation Constraint in GWh | FALSE | L | Annual | Heat Rate | MMBtu/MWh | 0 | 0 | 0 | 0 | 0 | 0 | 0
Wind and Solar Generation Cap 30% - WECC_MT v5.14 | 1434 | 6302 | Generation Constraint in GWh | FALSE | L | Annual | Generation | TWh | 1.7223 | 1.7636 | 1.7876 | 1.9958 | 2.5883 | 2.6663 | 2.7068
Wind and Solar Generation Cap 30% - WECC_MT v5.14 | 1434 | 6302 | Generation Constraint in GWh | FALSE | L | Annual | Qualifying Generation | TWh | 1.7223 | 1.7636 | 1.7876 | 1.9958 | 2.5883 | 2.6663 | 2.7068
Wind and Solar Generation Cap 30% - WECC_MT v5.14 | 1434 | 6302 | Generation Constraint in GWh | FALSE | L | Annual | Rate | lb/MWh | 0 | 0 | 0 | 0 | 0 | 0 | 0
Wind and Solar Generation Cap 30% - WECC_MT v5.14 | 1434 | 6302 | Generation Constraint in GWh | FALSE | L | Annual | Constraint Shadow Price | US2011$/MWh | 0 | 0 | 0 | 0 | 0 | 0 | 0
Wind and Solar Generation Cap 30% - WECC_NM v5.14 | 1435 | 6303 | Generation Constraint in GWh | FALSE | L | Annual | Seasons Included | Seasons | Winter, Summer | Winter, Summer | Winter, Summer | Winter, Summer | Winter, Summer | Winter, Summer | Winter, Summer
Wind and Solar Generation Cap 30% - WECC_NM v5.14 | 1435 | 6303 | Generation Constraint in GWh | FALSE | L | Annual | Standard | GWh | 6635.057 | 6795.3824 | 6918.8112 | 7261.3165 | 7632.9159 | 8393.672 | 9230.261
Wind and Solar Generation Cap 30% - WECC_NM v5.14 | 1435 | 6303 | Generation Constraint in GWh | FALSE | L | Annual | Emissions at Affected Plants | GWh | 3411.5018 | 4724.6613 | 4765.6734 | 5213.9925 | 5601.0613 | 8393.672 | 9230.261
Wind and Solar Generation Cap 30% - WECC_NM v5.14 | 1435 | 6303 | Generation Constraint in GWh | FALSE | L | Annual | Allowances Purchased | GWh | 0 | 0 | 0 | 0 | 0 | 0 | 0
Wind and Solar Generation Cap 30% - WECC_NM v5.14 | 1435 | 6303 | Generation Constraint in GWh | FALSE | L | Annual | Allowances Sold | GWh | 0 | 0 | 0 | 0 | 0 | 0 | 0
Wind and Solar Generation Cap 30% - WECC_NM v5.14 | 1435 | 6303 | Generation Constraint in GWh | FALSE | L | Annual | Allowances Banked | GWh | 0 | 0 | 0 | 0 | 0 | 0 | 0
Wind and Solar Generation Cap 30% - WECC_NM v5.14 | 1435 | 6303 | Generation Constraint in GWh | FALSE | L | Annual | Allowances Withdrawn (1:1) | GWh | 0 | 0 | 0 | 0 | 0 | 0 | 0
Wind and Solar Generation Cap 30% - WECC_NM v5.14 | 1435 | 6303 | Generation Constraint in GWh | FALSE | L | Annual | Allowances Withdrawn (n:1) | GWh | 0 | 0 | 0 | 0 | 0 | 0 | 0
Wind and Solar Generation Cap 30% - WECC_NM v5.14 | 1435 | 6303 | Generation Constraint in GWh | FALSE | L | Annual | Net Emissions Allowance Position | GWh | 3411.5018 | 4724.6613 | 4765.6734 | 5213.9925 | 5601.0613 | 8393.672 | 9230.261
Wind and Solar Generation Cap 30% - WECC_NM v5.14 | 1435 | 6303 | Generation Constraint in GWh | FALSE | L | Annual | Fuel Consumed | TBtu | 0 | 0 | 0 | 0 | 0 | 0 | 0
Wind and Solar Generation Cap 30% - WECC_NM v5.14 | 1435 | 6303 | Generation Constraint in GWh | FALSE | L | Annual | Heat Rate | MMBtu/MWh | 0 | 0 | 0 | 0 | 0 | 0 | 0
Wind and Solar Generation Cap 30% - WECC_NM v5.14 | 1435 | 6303 | Generation Constraint in GWh | FALSE | L | Annual | Generation | TWh | 3.4115 | 4.7247 | 4.7657 | 5.214 | 5.6011 | 8.3937 | 9.2303
Wind and Solar Generation Cap 30% - WECC_NM v5.14 | 1435 | 6303 | Generation Constraint in GWh | FALSE | L | Annual | Qualifying Generation | TWh | 3.4115 | 4.7247 | 4.7657 | 5.214 | 5.6011 | 8.3937 | 9.2303
Wind and Solar Generation Cap 30% - WECC_NM v5.14 | 1435 | 6303 | Generation Constraint in GWh | FALSE | L | Annual | Rate | lb/MWh | 0 | 0 | 0 | 0 | 0 | 0 | 0
Wind and Solar Generation Cap 30% - WECC_NM v5.14 | 1435 | 6303 | Generation Constraint in GWh | FALSE | L | Annual | Constraint Shadow Price | US2011$/MWh | 0 | 0 | 0 | 0 | 0 | 7.2918 | 13.9308
Wind and Solar Generation Cap 30% - WECC_NNV v5.14 | 1436 | 6304 | Generation Constraint in GWh | FALSE | L | Annual | Seasons Included | Seasons | Winter, Summer | Winter, Summer | Winter, Summer | Winter, Summer | Winter, Summer | Winter, Summer | Winter, Summer
Wind and Solar Generation Cap 30% - WECC_NNV v5.14 | 1436 | 6304 | Generation Constraint in GWh | FALSE | L | Annual | Standard | GWh | 3742.0548 | 3829.7921 | 3891.1174 | 4052.8294 | 4204.2956 | 4510.1011 | 4838.155
Wind and Solar Generation Cap 30% - WECC_NNV v5.14 | 1436 | 6304 | Generation Constraint in GWh | FALSE | L | Annual | Emissions at Affected Plants | GWh | 444.2889 | 445.1632 | 462.7243 | 630.1796 | 762.0612 | 3388.7876 | 3616.4841
Wind and Solar Generation Cap 30% - WECC_NNV v5.14 | 1436 | 6304 | Generation Constraint in GWh | FALSE | L | Annual | Allowances Purchased | GWh | 0 | 0 | 0 | 0 | 0 | 0 | 0
Wind and Solar Generation Cap 30% - WECC_NNV v5.14 | 1436 | 6304 | Generation Constraint in GWh | FALSE | L | Annual | Allowances Sold | GWh | 0 | 0 | 0 | 0 | 0 | 0 | 0
Wind and Solar Generation Cap 30% - WECC_NNV v5.14 | 1436 | 6304 | Generation Constraint in GWh | FALSE | L | Annual | Allowances Banked | GWh | 0 | 0 | 0 | 0 | 0 | 0 | 0
Wind and Solar Generation Cap 30% - WECC_NNV v5.14 | 1436 | 6304 | Generation Constraint in GWh | FALSE | L | Annual | Allowances Withdrawn (1:1) | GWh | 0 | 0 | 0 | 0 | 0 | 0 | 0
Wind and Solar Generation Cap 30% - WECC_NNV v5.14 | 1436 | 6304 | Generation Constraint in GWh | FALSE | L | Annual | Allowances Withdrawn (n:1) | GWh | 0 | 0 | 0 | 0 | 0 | 0 | 0
Wind and Solar Generation Cap 30% - WECC_NNV v5.14 | 1436 | 6304 | Generation Constraint in GWh | FALSE | L | Annual | Net Emissions Allowance Position | GWh | 444.2889 | 445.1632 | 462.7243 | 630.1796 | 762.0612 | 3388.7876 | 3616.4841
Wind and Solar Generation Cap 30% - WECC_NNV v5.14 | 1436 | 6304 | Generation Constraint in GWh | FALSE | L | Annual | Fuel Consumed | TBtu | 0 | 0 | 0 | 0 | 0 | 0 | 0
Wind and Solar Generation Cap 30% - WECC_NNV v5.14 | 1436 | 6304 | Generation Constraint in GWh | FALSE | L | Annual | Heat Rate | MMBtu/MWh | 0 | 0 | 0 | 0 | 0 | 0 | 0
Wind and Solar Generation Cap 30% - WECC_NNV v5.14 | 1436 | 6304 | Generation Constraint in GWh | FALSE | L | Annual | Generation | TWh | 0.44429 | 0.44516 | 0.46272 | 0.63018 | 0.76206 | 3.3888 | 3.6165
Wind and Solar Generation Cap 30% - WECC_NNV v5.14 | 1436 | 6304 | Generation Constraint in GWh | FALSE | L | Annual | Qualifying Generation | TWh | 0.44429 | 0.44516 | 0.46272 | 0.63018 | 0.76206 | 3.3888 | 3.6165
Wind and Solar Generation Cap 30% - WECC_NNV v5.14 | 1436 | 6304 | Generation Constraint in GWh | FALSE | L | Annual | Rate | lb/MWh | 0 | 0 | 0 | 0 | 0 | 0 | 0
Wind and Solar Generation Cap 30% - WECC_NNV v5.14 | 1436 | 6304 | Generation Constraint in GWh | FALSE | L | Annual | Constraint Shadow Price | US2011$/MWh | 0 | 0 | 0 | 0 | 0 | 0 | 0
Wind and Solar Generation Cap 30% - WECC_PNW v5.14 | 1437 | 6305 | Generation Constraint in GWh | FALSE | L | Annual | Seasons Included | Seasons | Winter, Summer | Winter, Summer | Winter, Summer | Winter, Summer | Winter, Summer | Winter, Summer | Winter, Summer
Wind and Solar Generation Cap 30% - WECC_PNW v5.14 | 1437 | 6305 | Generation Constraint in GWh | FALSE | L | Annual | Standard | GWh | 50243.3624 | 51421.6747 | 52245.2728 | 54417.0653 | 56451.2556 | 60558.223 | 64963.9876
Wind and Solar Generation Cap 30% - WECC_PNW v5.14 | 1437 | 6305 | Generation Constraint in GWh | FALSE | L | Annual | Emissions at Affected Plants | GWh | 17458.7983 | 17556.834 | 18049.5294 | 20517.3427 | 22015.4115 | 22752.9958 | 52267.2404
Wind and Solar Generation Cap 30% - WECC_PNW v5.14 | 1437 | 6305 | Generation Constraint in GWh | FALSE | L | Annual | Allowances Purchased | GWh | 0 | 0 | 0 | 0 | 0 | 0 | 0
Wind and Solar Generation Cap 30% - WECC_PNW v5.14 | 1437 | 6305 | Generation Constraint in GWh | FALSE | L | Annual | Allowances Sold | GWh | 0 | 0 | 0 | 0 | 0 | 0 | 0
Wind and Solar Generation Cap 30% - WECC_PNW v5.14 | 1437 | 6305 | Generation Constraint in GWh | FALSE | L | Annual | Allowances Banked | GWh | 0 | 0 | 0 | 0 | 0 | 0 | 0
Wind and Solar Generation Cap 30% - WECC_PNW v5.14 | 1437 | 6305 | Generation Constraint in GWh | FALSE | L | Annual | Allowances Withdrawn (1:1) | GWh | 0 | 0 | 0 | 0 | 0 | 0 | 0
Wind and Solar Generation Cap 30% - WECC_PNW v5.14 | 1437 | 6305 | Generation Constraint in GWh | FALSE | L | Annual | Allowances Withdrawn (n:1) | GWh | 0 | 0 | 0 | 0 | 0 | 0 | 0
Wind and Solar Generation Cap 30% - WECC_PNW v5.14 | 1437 | 6305 | Generation Constraint in GWh | FALSE | L | Annual | Net Emissions Allowance Position | GWh | 17458.7983 | 17556.834 | 18049.5294 | 20517.3427 | 22015.4115 | 22752.9958 | 52267.2404
Wind and Solar Generation Cap 30% - WECC_PNW v5.14 | 1437 | 6305 | Generation Constraint in GWh | FALSE | L | Annual | Fuel Consumed | TBtu | 0 | 0 | 0 | 0 | 0 | 0 | 0
Wind and Solar Generation Cap 30% - WECC_PNW v5.14 | 1437 | 6305 | Generation Constraint in GWh | FALSE | L | Annual | Heat Rate | MMBtu/MWh | 0 | 0 | 0 | 0 | 0 | 0 | 0
Wind and Solar Generation Cap 30% - WECC_PNW v5.14 | 1437 | 6305 | Generation Constraint in GWh | FALSE | L | Annual | Generation | TWh | 17.4588 | 17.5568 | 18.0495 | 20.5173 | 22.0154 | 22.753 | 52.2672
Wind and Solar Generation Cap 30% - WECC_PNW v5.14 | 1437 | 6305 | Generation Constraint in GWh | FALSE | L | Annual | Qualifying Generation | TWh | 17.4588 | 17.5568 | 18.0495 | 20.5173 | 22.0154 | 22.753 | 52.2672
Wind and Solar Generation Cap 30% - WECC_PNW v5.14 | 1437 | 6305 | Generation Constraint in GWh | FALSE | L | Annual | Rate | lb/MWh | 0 | 0 | 0 | 0 | 0 | 0 | 0
Wind and Solar Generation Cap 30% - WECC_PNW v5.14 | 1437 | 6305 | Generation Constraint in GWh | FALSE | L | Annual | Constraint Shadow Price | US2011$/MWh | 0 | 0 | 0 | 0 | 0 | 0 | 0
Wind and Solar Generation Cap 30% - WECC_SCE v5.14 | 1438 | 6306 | Generation Constraint in GWh | FALSE | L | Annual | Seasons Included | Seasons | Winter, Summer | Winter, Summer | Winter, Summer | Winter, Summer | Winter, Summer | Winter, Summer | Winter, Summer
Wind and Solar Generation Cap 30% - WECC_SCE v5.14 | 1438 | 6306 | Generation Constraint in GWh | FALSE | L | Annual | Standard | GWh | 32621.7927 | 33004.8263 | 33433.0355 | 34747.0332 | 35992.7157 | 39055.5449 | 42379.0152
Wind and Solar Generation Cap 30% - WECC_SCE v5.14 | 1438 | 6306 | Generation Constraint in GWh | FALSE | L | Annual | Emissions at Affected Plants | GWh | 18642.2064 | 22711.0239 | 22945.995 | 27239.303 | 35992.7157 | 39055.5449 | 42379.0152
Wind and Solar Generation Cap 30% - WECC_SCE v5.14 | 1438 | 6306 | Generation Constraint in GWh | FALSE | L | Annual | Allowances Purchased | GWh | 0 | 0 | 0 | 0 | 0 | 0 | 0
Wind and Solar Generation Cap 30% - WECC_SCE v5.14 | 1438 | 6306 | Generation Constraint in GWh | FALSE | L | Annual | Allowances Sold | GWh | 0 | 0 | 0 | 0 | 0 | 0 | 0
Wind and Solar Generation Cap 30% - WECC_SCE v5.14 | 1438 | 6306 | Generation Constraint in GWh | FALSE | L | Annual | Allowances Banked | GWh | 0 | 0 | 0 | 0 | 0 | 0 | 0
Wind and Solar Generation Cap 30% - WECC_SCE v5.14 | 1438 | 6306 | Generation Constraint in GWh | FALSE | L | Annual | Allowances Withdrawn (1:1) | GWh | 0 | 0 | 0 | 0 | 0 | 0 | 0
Wind and Solar Generation Cap 30% - WECC_SCE v5.14 | 1438 | 6306 | Generation Constraint in GWh | FALSE | L | Annual | Allowances Withdrawn (n:1) | GWh | 0 | 0 | 0 | 0 | 0 | 0 | 0
Wind and Solar Generation Cap 30% - WECC_SCE v5.14 | 1438 | 6306 | Generation Constraint in GWh | FALSE | L | Annual | Net Emissions Allowance Position | GWh | 18642.2064 | 22711.0239 | 22945.995 | 27239.303 | 35992.7157 | 39055.5449 | 42379.0152
Wind and Solar Generation Cap 30% - WECC_SCE v5.14 | 1438 | 6306 | Generation Constraint in GWh | FALSE | L | Annual | Fuel Consumed | TBtu | 0 | 0 | 0 | 0 | 0 | 0 | 0
Wind and Solar Generation Cap 30% - WECC_SCE v5.14 | 1438 | 6306 | Generation Constraint in GWh | FALSE | L | Annual | Heat Rate | MMBtu/MWh | 0 | 0 | 0 | 0 | 0 | 0 | 0
Wind and Solar Generation Cap 30% - WECC_SCE v5.14 | 1438 | 6306 | Generation Constraint in GWh | FALSE | L | Annual | Generation | TWh | 18.6422 | 22.711 | 22.946 | 27.2393 | 35.9927 | 39.0555 | 42.379
Wind and Solar Generation Cap 30% - WECC_SCE v5.14 | 1438 | 6306 | Generation Constraint in GWh | FALSE | L | Annual | Qualifying Generation | TWh | 18.6422 | 22.711 | 22.946 | 27.2393 | 35.9927 | 39.0555 | 42.379
Wind and Solar Generation Cap 30% - WECC_SCE v5.14 | 1438 | 6306 | Generation Constraint in GWh | FALSE | L | Annual | Rate | lb/MWh | 0 | 0 | 0 | 0 | 0 | 0 | 0
Wind and Solar Generation Cap 30% - WECC_SCE v5.14 | 1438 | 6306 | Generation Constraint in GWh | FALSE | L | Annual | Constraint Shadow Price | US2011$/MWh | 0 | 0 | 0 | 0 | 0.72324 | 11.1984 | 14.6311
Wind and Solar Generation Cap 30% - WECC_SF v5.14 | 1439 | 6307 | Generation Constraint in GWh | FALSE | L | Annual | Seasons Included | Seasons | Winter, Summer | Winter, Summer | Winter, Summer | Winter, Summer | Winter, Summer | Winter, Summer | Winter, Summer
Wind and Solar Generation Cap 30% - WECC_SF v5.14 | 1439 | 6307 | Generation Constraint in GWh | FALSE | L | Annual | Standard | GWh | 1725.8433 | 1746.0964 | 1768.7382 | 1838.2166 | 1904.0828 | 2066.0316 | 2241.762
Wind and Solar Generation Cap 30% - WECC_SF v5.14 | 1439 | 6307 | Generation Constraint in GWh | FALSE | L | Annual | Emissions at Affected Plants | GWh | 518.6683 | 1179.9471 | 1208.5393 | 1350.1858 | 1432.8078 | 1473.4914 | 2241.762
Wind and Solar Generation Cap 30% - WECC_SF v5.14 | 1439 | 6307 | Generation Constraint in GWh | FALSE | L | Annual | Allowances Purchased | GWh | 0 | 0 | 0 | 0 | 0 | 0 | 0
Wind and Solar Generation Cap 30% - WECC_SF v5.14 | 1439 | 6307 | Generation Constraint in GWh | FALSE | L | Annual | Allowances Sold | GWh | 0 | 0 | 0 | 0 | 0 | 0 | 0
Wind and Solar Generation Cap 30% - WECC_SF v5.14 | 1439 | 6307 | Generation Constraint in GWh | FALSE | L | Annual | Allowances Banked | GWh | 0 | 0 | 0 | 0 | 0 | 0 | 0
Wind and Solar Generation Cap 30% - WECC_SF v5.14 | 1439 | 6307 | Generation Constraint in GWh | FALSE | L | Annual | Allowances Withdrawn (1:1) | GWh | 0 | 0 | 0 | 0 | 0 | 0 | 0
Wind and Solar Generation Cap 30% - WECC_SF v5.14 | 1439 | 6307 | Generation Constraint in GWh | FALSE | L | Annual | Allowances Withdrawn (n:1) | GWh | 0 | 0 | 0 | 0 | 0 | 0 | 0
Wind and Solar Generation Cap 30% - WECC_SF v5.14 | 1439 | 6307 | Generation Constraint in GWh | FALSE | L | Annual | Net Emissions Allowance Position | GWh | 518.6683 | 1179.9471 | 1208.5393 | 1350.1858 | 1432.8078 | 1473.4914 | 2241.762
Wind and Solar Generation Cap 30% - WECC_SF v5.14 | 1439 | 6307 | Generation Constraint in GWh | FALSE | L | Annual | Fuel Consumed | TBtu | 0 | 0 | 0 | 0 | 0 | 0 | 0
Wind and Solar Generation Cap 30% - WECC_SF v5.14 | 1439 | 6307 | Generation Constraint in GWh | FALSE | L | Annual | Heat Rate | MMBtu/MWh | 0 | 0 | 0 | 0 | 0 | 0 | 0
Wind and Solar Generation Cap 30% - WECC_SF v5.14 | 1439 | 6307 | Generation Constraint in GWh | FALSE | L | Annual | Generation | TWh | 0.51867 | 1.1799 | 1.2085 | 1.3502 | 1.4328 | 1.4735 | 2.2418
Wind and Solar Generation Cap 30% - WECC_SF v5.14 | 1439 | 6307 | Generation Constraint in GWh | FALSE | L | Annual | Qualifying Generation | TWh | 0.51867 | 1.1799 | 1.2085 | 1.3502 | 1.4328 | 1.4735 | 2.2418
Wind and Solar Generation Cap 30% - WECC_SF v5.14 | 1439 | 6307 | Generation Constraint in GWh | FALSE | L | Annual | Rate | lb/MWh | 0 | 0 | 0 | 0 | 0 | 0 | 0
Wind and Solar Generation Cap 30% - WECC_SF v5.14 | 1439 | 6307 | Generation Constraint in GWh | FALSE | L | Annual | Constraint Shadow Price | US2011$/MWh | 0 | 0 | 0 | 0 | 0 | 0 | 24.019
Wind and Solar Generation Cap 30% - WECC_SNV v5.14 | 1440 | 6308 | Generation Constraint in GWh | FALSE | L | Annual | Seasons Included | Seasons | Winter, Summer | Winter, Summer | Winter, Summer | Winter, Summer | Winter, Summer | Winter, Summer | Winter, Summer
Wind and Solar Generation Cap 30% - WECC_SNV v5.14 | 1440 | 6308 | Generation Constraint in GWh | FALSE | L | Annual | Standard | GWh | 6458.8337 | 6614.9004 | 6735.0504 | 7068.4576 | 7430.1861 | 8170.7339 | 8985.1002
Wind and Solar Generation Cap 30% - WECC_SNV v5.14 | 1440 | 6308 | Generation Constraint in GWh | FALSE | L | Annual | Emissions at Affected Plants | GWh | 2795.6852 | 2795.6852 | 2836.9925 | 3222.5174 | 3516.3006 | 5739.0691 | 6302.659
Wind and Solar Generation Cap 30% - WECC_SNV v5.14 | 1440 | 6308 | Generation Constraint in GWh | FALSE | L | Annual | Allowances Purchased | GWh | 0 | 0 | 0 | 0 | 0 | 0 | 0
Wind and Solar Generation Cap 30% - WECC_SNV v5.14 | 1440 | 6308 | Generation Constraint in GWh | FALSE | L | Annual | Allowances Sold | GWh | 0 | 0 | 0 | 0 | 0 | 0 | 0
Wind and Solar Generation Cap 30% - WECC_SNV v5.14 | 1440 | 6308 | Generation Constraint in GWh | FALSE | L | Annual | Allowances Banked | GWh | 0 | 0 | 0 | 0 | 0 | 0 | 0
Wind and Solar Generation Cap 30% - WECC_SNV v5.14 | 1440 | 6308 | Generation Constraint in GWh | FALSE | L | Annual | Allowances Withdrawn (1:1) | GWh | 0 | 0 | 0 | 0 | 0 | 0 | 0
Wind and Solar Generation Cap 30% - WECC_SNV v5.14 | 1440 | 6308 | Generation Constraint in GWh | FALSE | L | Annual | Allowances Withdrawn (n:1) | GWh | 0 | 0 | 0 | 0 | 0 | 0 | 0
Wind and Solar Generation Cap 30% - WECC_SNV v5.14 | 1440 | 6308 | Generation Constraint in GWh | FALSE | L | Annual | Net Emissions Allowance Position | GWh | 2795.6852 | 2795.6852 | 2836.9925 | 3222.5174 | 3516.3006 | 5739.0691 | 6302.659
Wind and Solar Generation Cap 30% - WECC_SNV v5.14 | 1440 | 6308 | Generation Constraint in GWh | FALSE | L | Annual | Fuel Consumed | TBtu | 0 | 0 | 0 | 0 | 0 | 0 | 0
Wind and Solar Generation Cap 30% - WECC_SNV v5.14 | 1440 | 6308 | Generation Constraint in GWh | FALSE | L | Annual | Heat Rate | MMBtu/MWh | 0 | 0 | 0 | 0 | 0 | 0 | 0
Wind and Solar Generation Cap 30% - WECC_SNV v5.14 | 1440 | 6308 | Generation Constraint in GWh | FALSE | L | Annual | Generation | TWh | 2.7957 | 2.7957 | 2.837 | 3.2225 | 3.5163 | 5.7391 | 6.3027
Wind and Solar Generation Cap 30% - WECC_SNV v5.14 | 1440 | 6308 | Generation Constraint in GWh | FALSE | L | Annual | Qualifying Generation | TWh | 2.7957 | 2.7957 | 2.837 | 3.2225 | 3.5163 | 5.7391 | 6.3027
Wind and Solar Generation Cap 30% - WECC_SNV v5.14 | 1440 | 6308 | Generation Constraint in GWh | FALSE | L | Annual | Rate | lb/MWh | 0 | 0 | 0 | 0 | 0 | 0 | 0
Wind and Solar Generation Cap 30% - WECC_SNV v5.14 | 1440 | 6308 | Generation Constraint in GWh | FALSE | L | Annual | Constraint Shadow Price | US2011$/MWh | 0 | 0 | 0 | 0 | 0 | 0 | 0
Wind and Solar Generation Cap 30% - WECC_UT v5.14 | 1441 | 6309 | Generation Constraint in GWh | FALSE | L | Annual | Seasons Included | Seasons | Winter, Summer | Winter, Summer | Winter, Summer | Winter, Summer | Winter, Summer | Winter, Summer | Winter, Summer
Wind and Solar Generation Cap 30% - WECC_UT v5.14 | 1441 | 6309 | Generation Constraint in GWh | FALSE | L | Annual | Standard | GWh | 11065.1776 | 11324.661 | 11506.0306 | 11984.2942 | 12432.2557 | 13336.6761 | 14306.8965
Wind and Solar Generation Cap 30% - WECC_UT v5.14 | 1441 | 6309 | Generation Constraint in GWh | FALSE | L | Annual | Emissions at Affected Plants | GWh | 802.8066 | 802.9791 | 887.2165 | 1402.5264 | 1723.8814 | 5839.5294 | 10723.7997
Wind and Solar Generation Cap 30% - WECC_UT v5.14 | 1441 | 6309 | Generation Constraint in GWh | FALSE | L | Annual | Allowances Purchased | GWh | 0 | 0 | 0 | 0 | 0 | 0 | 0
Wind and Solar Generation Cap 30% - WECC_UT v5.14 | 1441 | 6309 | Generation Constraint in GWh | FALSE | L | Annual | Allowances Sold | GWh | 0 | 0 | 0 | 0 | 0 | 0 | 0
Wind and Solar Generation Cap 30% - WECC_UT v5.14 | 1441 | 6309 | Generation Constraint in GWh | FALSE | L | Annual | Allowances Banked | GWh | 0 | 0 | 0 | 0 | 0 | 0 | 0
Wind and Solar Generation Cap 30% - WECC_UT v5.14 | 1441 | 6309 | Generation Constraint in GWh | FALSE | L | Annual | Allowances Withdrawn (1:1) | GWh | 0 | 0 | 0 | 0 | 0 | 0 | 0
Wind and Solar Generation Cap 30% - WECC_UT v5.14 | 1441 | 6309 | Generation Constraint in GWh | FALSE | L | Annual | Allowances Withdrawn (n:1) | GWh | 0 | 0 | 0 | 0 | 0 | 0 | 0
Wind and Solar Generation Cap 30% - WECC_UT v5.14 | 1441 | 6309 | Generation Constraint in GWh | FALSE | L | Annual | Net Emissions Allowance Position | GWh | 802.8066 | 802.9791 | 887.2165 | 1402.5264 | 1723.8814 | 5839.5294 | 10723.7997
Wind and Solar Generation Cap 30% - WECC_UT v5.14 | 1441 | 6309 | Generation Constraint in GWh | FALSE | L | Annual | Fuel Consumed | TBtu | 0 | 0 | 0 | 0 | 0 | 0 | 0
Wind and Solar Generation Cap 30% - WECC_UT v5.14 | 1441 | 6309 | Generation Constraint in GWh | FALSE | L | Annual | Heat Rate | MMBtu/MWh | 0 | 0 | 0 | 0 | 0 | 0 | 0
Wind and Solar Generation Cap 30% - WECC_UT v5.14 | 1441 | 6309 | Generation Constraint in GWh | FALSE | L | Annual | Generation | TWh | 0.80281 | 0.80298 | 0.88722 | 1.4025 | 1.7239 | 5.8395 | 10.7238
Wind and Solar Generation Cap 30% - WECC_UT v5.14 | 1441 | 6309 | Generation Constraint in GWh | FALSE | L | Annual | Qualifying Generation | TWh | 0.80281 | 0.80298 | 0.88722 | 1.4025 | 1.7239 | 5.8395 | 10.7238
Wind and Solar Generation Cap 30% - WECC_UT v5.14 | 1441 | 6309 | Generation Constraint in GWh | FALSE | L | Annual | Rate | lb/MWh | 0 | 0 | 0 | 0 | 0 | 0 | 0
Wind and Solar Generation Cap 30% - WECC_UT v5.14 | 1441 | 6309 | Generation Constraint in GWh | FALSE | L | Annual | Constraint Shadow Price | US2011$/MWh | 0 | 0 | 0 | 0 | 0 | 0 | 0
Wind and Solar Generation Cap 30% - WECC_WY v5.14 | 1442 | 6310 | Generation Constraint in GWh | FALSE | L | Annual | Seasons Included | Seasons | Winter, Summer | Winter, Summer | Winter, Summer | Winter, Summer | Winter, Summer | Winter, Summer | Winter, Summer
Wind and Solar Generation Cap 30% - WECC_WY v5.14 | 1442 | 6310 | Generation Constraint in GWh | FALSE | L | Annual | Standard | GWh | 4305.8624 | 4305.8624 | 4305.8624 | 4305.8624 | 4305.8624 | 4374.6978 | 4725.4541
Wind and Solar Generation Cap 30% - WECC_WY v5.14 | 1442 | 6310 | Generation Constraint in GWh | FALSE | L | Annual | Emissions at Affected Plants | GWh | 4304.8624 | 4304.8624 | 4305.8624 | 4305.8624 | 4305.8624 | 4305.8624 | 4305.8624
Wind and Solar Generation Cap 30% - WECC_WY v5.14 | 1442 | 6310 | Generation Constraint in GWh | FALSE | L | Annual | Allowances Purchased | GWh | 0 | 0 | 0 | 0 | 0 | 0 | 0
Wind and Solar Generation Cap 30% - WECC_WY v5.14 | 1442 | 6310 | Generation Constraint in GWh | FALSE | L | Annual | Allowances Sold | GWh | 0 | 0 | 0 | 0 | 0 | 0 | 0
Wind and Solar Generation Cap 30% - WECC_WY v5.14 | 1442 | 6310 | Generation Constraint in GWh | FALSE | L | Annual | Allowances Banked | GWh | 0 | 0 | 0 | 0 | 0 | 0 | 0
Wind and Solar Generation Cap 30% - WECC_WY v5.14 | 1442 | 6310 | Generation Constraint in GWh | FALSE | L | Annual | Allowances Withdrawn (1:1) | GWh | 0 | 0 | 0 | 0 | 0 | 0 | 0
Wind and Solar Generation Cap 30% - WECC_WY v5.14 | 1442 | 6310 | Generation Constraint in GWh | FALSE | L | Annual | Allowances Withdrawn (n:1) | GWh | 0 | 0 | 0 | 0 | 0 | 0 | 0
Wind and Solar Generation Cap 30% - WECC_WY v5.14 | 1442 | 6310 | Generation Constraint in GWh | FALSE | L | Annual | Net Emissions Allowance Position | GWh | 4304.8624 | 4304.8624 | 4305.8624 | 4305.8624 | 4305.8624 | 4305.8624 | 4305.8624
Wind and Solar Generation Cap 30% - WECC_WY v5.14 | 1442 | 6310 | Generation Constraint in GWh | FALSE | L | Annual | Fuel Consumed | TBtu | 0 | 0 | 0 | 0 | 0 | 0 | 0
Wind and Solar Generation Cap 30% - WECC_WY v5.14 | 1442 | 6310 | Generation Constraint in GWh | FALSE | L | Annual | Heat Rate | MMBtu/MWh | 0 | 0 | 0 | 0 | 0 | 0 | 0
Wind and Solar Generation Cap 30% - WECC_WY v5.14 | 1442 | 6310 | Generation Constraint in GWh | FALSE | L | Annual | Generation | TWh | 4.3049 | 4.3049 | 4.3059 | 4.3059 | 4.3059 | 4.3059 | 4.3059
Wind and Solar Generation Cap 30% - WECC_WY v5.14 | 1442 | 6310 | Generation Constraint in GWh | FALSE | L | Annual | Qualifying Generation | TWh | 4.3049 | 4.3049 | 4.3059 | 4.3059 | 4.3059 | 4.3059 | 4.3059
Wind and Solar Generation Cap 30% - WECC_WY v5.14 | 1442 | 6310 | Generation Constraint in GWh | FALSE | L | Annual | Rate | lb/MWh | 0 | 0 | 0 | 0 | 0 | 0 | 0
Wind and Solar Generation Cap 30% - WECC_WY v5.14 | 1442 | 6310 | Generation Constraint in GWh | FALSE | L | Annual | Constraint Shadow Price | US2011$/MWh | 0 | 0 | 0 | 0 | 0 | 0 | 0
Wind Generation Cap 20% - CNAB v5.14 | 1443 | 6396 | Generation Constraint in GWh | FALSE | L | Annual | Seasons Included | Seasons | Winter, Summer | Winter, Summer | Winter, Summer | Winter, Summer | Winter, Summer | Winter, Summer | Winter, Summer
Wind Generation Cap 20% - CNAB v5.14 | 1443 | 6396 | Generation Constraint in GWh | FALSE | L | Annual | Standard | GWh | 16017.3904 | 16511.2604 | 17142.6638 | 18524.2494 | 19774.5531 | 22142.0266 | 24792.9562
Wind Generation Cap 20% - CNAB v5.14 | 1443 | 6396 | Generation Constraint in GWh | FALSE | L | Annual | Emissions at Affected Plants | GWh | 1040.1153 | 8537.5666 | 8537.5666 | 8537.5666 | 8537.5666 | 8537.5666 | 8537.5666
Wind Generation Cap 20% - CNAB v5.14 | 1443 | 6396 | Generation Constraint in GWh | FALSE | L | Annual | Allowances Purchased | GWh | 0 | 0 | 0 | 0 | 0 | 0 | 0
Wind Generation Cap 20% - CNAB v5.14 | 1443 | 6396 | Generation Constraint in GWh | FALSE | L | Annual | Allowances Sold | GWh | 0 | 0 | 0 | 0 | 0 | 0 | 0
Wind Generation Cap 20% - CNAB v5.14 | 1443 | 6396 | Generation Constraint in GWh | FALSE | L | Annual | Allowances Banked | GWh | 0 | 0 | 0 | 0 | 0 | 0 | 0
Wind Generation Cap 20% - CNAB v5.14 | 1443 | 6396 | Generation Constraint in GWh | FALSE | L | Annual | Allowances Withdrawn (1:1) | GWh | 0 | 0 | 0 | 0 | 0 | 0 | 0
Wind Generation Cap 20% - CNAB v5.14 | 1443 | 6396 | Generation Constraint in GWh | FALSE | L | Annual | Allowances Withdrawn (n:1) | GWh | 0 | 0 | 0 | 0 | 0 | 0 | 0
Wind Generation Cap 20% - CNAB v5.14 | 1443 | 6396 | Generation Constraint in GWh | FALSE | L | Annual | Net Emissions Allowance Position | GWh | 1040.1153 | 8537.5666 | 8537.5666 | 8537.5666 | 8537.5666 | 8537.5666 | 8537.5666
Wind Generation Cap 20% - CNAB v5.14 | 1443 | 6396 | Generation Constraint in GWh | FALSE | L | Annual | Fuel Consumed | TBtu | 0 | 0 | 0 | 0 | 0 | 0 | 0
Wind Generation Cap 20% - CNAB v5.14 | 1443 | 6396 | Generation Constraint in GWh | FALSE | L | Annual | Heat Rate | MMBtu/MWh | 0 | 0 | 0 | 0 | 0 | 0 | 0
Wind Generation Cap 20% - CNAB v5.14 | 1443 | 6396 | Generation Constraint in GWh | FALSE | L | Annual | Generation | TWh | 1.0401 | 8.5376 | 8.5376 | 8.5376 | 8.5376 | 8.5376 | 8.5376
Wind Generation Cap 20% - CNAB v5.14 | 1443 | 6396 | Generation Constraint in GWh | FALSE | L | Annual | Qualifying Generation | TWh | 1.0401 | 8.5376 | 8.5376 | 8.5376 | 8.5376 | 8.5376 | 8.5376
Wind Generation Cap 20% - CNAB v5.14 | 1443 | 6396 | Generation Constraint in GWh | FALSE | L | Annual | Rate | lb/MWh | 0 | 0 | 0 | 0 | 0 | 0 | 0
Wind Generation Cap 20% - CNAB v5.14 | 1443 | 6396 | Generation Constraint in GWh | FALSE | L | Annual | Constraint Shadow Price | US2011$/MWh | 0 | 0 | 0 | 0 | 0 | 0 | 0
Wind Generation Cap 20% - CNBC v5.14 | 1444 | 6397 | Generation Constraint in GWh | FALSE | L | Annual | Seasons Included | Seasons | Winter, Summer | Winter, Summer | Winter, Summer | Winter, Summer | Winter, Summer | Winter, Summer | Winter, Summer
Wind Generation Cap 20% - CNBC v5.14 | 1444 | 6397 | Generation Constraint in GWh | FALSE | L | Annual | Standard | GWh | 13585.9141 | 13810.0171 | 14092.8138 | 14679.7504 | 15352.0596 | 16793.0226 | 18369.2449
Wind Generation Cap 20% - CNBC v5.14 | 1444 | 6397 | Generation Constraint in GWh | FALSE | L | Annual | Emissions at Affected Plants | GWh | 1120.0229 | 1120.0229 | 1120.0229 | 1120.0229 | 1120.0229 | 1120.0229 | 7396.7023
Wind Generation Cap 20% - CNBC v5.14 | 1444 | 6397 | Generation Constraint in GWh | FALSE | L | Annual | Allowances Purchased | GWh | 0 | 0 | 0 | 0 | 0 | 0 | 0
Wind Generation Cap 20% - CNBC v5.14 | 1444 | 6397 | Generation Constraint in GWh | FALSE | L | Annual | Allowances Sold | GWh | 0 | 0 | 0 | 0 | 0 | 0 | 0
Wind Generation Cap 20% - CNBC v5.14 | 1444 | 6397 | Generation Constraint in GWh | FALSE | L | Annual | Allowances Banked | GWh | 0 | 0 | 0 | 0 | 0 | 0 | 0
Wind Generation Cap 20% - CNBC v5.14 | 1444 | 6397 | Generation Constraint in GWh | FALSE | L | Annual | Allowances Withdrawn (1:1) | GWh | 0 | 0 | 0 | 0 | 0 | 0 | 0
Wind Generation Cap 20% - CNBC v5.14 | 1444 | 6397 | Generation Constraint in GWh | FALSE | L | Annual | Allowances Withdrawn (n:1) | GWh | 0 | 0 | 0 | 0 | 0 | 0 | 0
Wind Generation Cap 20% - CNBC v5.14 | 1444 | 6397 | Generation Constraint in GWh | FALSE | L | Annual | Net Emissions Allowance Position | GWh | 1120.0229 | 1120.0229 | 1120.0229 | 1120.0229 | 1120.0229 | 1120.0229 | 7396.7023
Wind Generation Cap 20% - CNBC v5.14 | 1444 | 6397 | Generation Constraint in GWh | FALSE | L | Annual | Fuel Consumed | TBtu | 0 | 0 | 0 | 0 | 0 | 0 | 0
Wind Generation Cap 20% - CNBC v5.14 | 1444 | 6397 | Generation Constraint in GWh | FALSE | L | Annual | Heat Rate | MMBtu/MWh | 0 | 0 | 0 | 0 | 0 | 0 | 0
Wind Generation Cap 20% - CNBC v5.14 | 1444 | 6397 | Generation Constraint in GWh | FALSE | L | Annual | Generation | TWh | 1.12 | 1.12 | 1.12 | 1.12 | 1.12 | 1.12 | 7.3967
Wind Generation Cap 20% - CNBC v5.14 | 1444 | 6397 | Generation Constraint in GWh | FALSE | L | Annual | Qualifying Generation | TWh | 1.12 | 1.12 | 1.12 | 1.12 | 1.12 | 1.12 | 7.3967
Wind Generation Cap 20% - CNBC v5.14 | 1444 | 6397 | Generation Constraint in GWh | FALSE | L | Annual | Rate | lb/MWh | 0 | 0 | 0 | 0 | 0 | 0 | 0
Wind Generation Cap 20% - CNBC v5.14 | 1444 | 6397 | Generation Constraint in GWh | FALSE | L | Annual | Constraint Shadow Price | US2011$/MWh | 0 | 0 | 0 | 0 | 0 | 0 | 0
Wind Generation Cap 20% - CNMB v5.14 | 1445 | 6398 | Generation Constraint in GWh | FALSE | L | Annual | Seasons Included | Seasons | Winter, Summer | Winter, Summer | Winter, Summer | Winter, Summer | Winter, Summer | Winter, Summer | Winter, Summer
Wind Generation Cap 20% - CNMB v5.14 | 1445 | 6398 | Generation Constraint in GWh | FALSE | L | Annual | Standard | GWh | 4911.3044 | 4985.797 | 5097.5359 | 5314.806 | 5525.8684 | 6020.6793 | 6559.8057
Wind Generation Cap 20% - CNMB v5.14 | 1445 | 6398 | Generation Constraint in GWh | FALSE | L | Annual | Emissions at Affected Plants | GWh | 888.1864 | 888.1864 | 888.1864 | 888.1864 | 888.1864 | 888.1864 | 888.1864
Wind Generation Cap 20% - CNMB v5.14 | 1445 | 6398 | Generation Constraint in GWh | FALSE | L | Annual | Allowances Purchased | GWh | 0 | 0 | 0 | 0 | 0 | 0 | 0
Wind Generation Cap 20% - CNMB v5.14 | 1445 | 6398 | Generation Constraint in GWh | FALSE | L | Annual | Allowances Sold | GWh | 0 | 0 | 0 | 0 | 0 | 0 | 0
Wind Generation Cap 20% - CNMB v5.14 | 1445 | 6398 | Generation Constraint in GWh | FALSE | L | Annual | Allowances Banked | GWh | 0 | 0 | 0 | 0 | 0 | 0 | 0
Wind Generation Cap 20% - CNMB v5.14 | 1445 | 6398 | Generation Constraint in GWh | FALSE | L | Annual | Allowances Withdrawn (1:1) | GWh | 0 | 0 | 0 | 0 | 0 | 0 | 0
Wind Generation Cap 20% - CNMB v5.14 | 1445 | 6398 | Generation Constraint in GWh | FALSE | L | Annual | Allowances Withdrawn (n:1) | GWh | 0 | 0 | 0 | 0 | 0 | 0 | 0
Wind Generation Cap 20% - CNMB v5.14 | 1445 | 6398 | Generation Constraint in GWh | FALSE | L | Annual | Net Emissions Allowance Position | GWh | 888.1864 | 888.1864 | 888.1864 | 888.1864 | 888.1864 | 888.1864 | 888.1864
Wind Generation Cap 20% - CNMB v5.14 | 1445 | 6398 | Generation Constraint in GWh | FALSE | L | Annual | Fuel Consumed | TBtu | 0 | 0 | 0 | 0 | 0 | 0 | 0
Wind Generation Cap 20% - CNMB v5.14 | 1445 | 6398 | Generation Constraint in GWh | FALSE | L | Annual | Heat Rate | MMBtu/MWh | 0 | 0 | 0 | 0 | 0 | 0 | 0
Wind Generation Cap 20% - CNMB v5.14 | 1445 | 6398 | Generation Constraint in GWh | FALSE | L | Annual | Generation | TWh | 0.88819 | 0.88819 | 0.88819 | 0.88819 | 0.88819 | 0.88819 | 0.88819
Wind Generation Cap 20% - CNMB v5.14 | 1445 | 6398 | Generation Constraint in GWh | FALSE | L | Annual | Qualifying Generation | TWh | 0.88819 | 0.88819 | 0.88819 | 0.88819 | 0.88819 | 0.88819 | 0.88819
Wind Generation Cap 20% - CNMB v5.14 | 1445 | 6398 | Generation Constraint in GWh | FALSE | L | Annual | Rate | lb/MWh | 0 | 0 | 0 | 0 | 0 | 0 | 0
Wind Generation Cap 20% - CNMB v5.14 | 1445 | 6398 | Generation Constraint in GWh | FALSE | L | Annual | Constraint Shadow Price | US2011$/MWh | 0 | 0 | 0 | 0 | 0 | 0 | 0
Wind Generation Cap 20% - CNNB v5.14 | 1446 | 6399 | Generation Constraint in GWh | FALSE | L | Annual | Seasons Included | Seasons | Winter, Summer | Winter, Summer | Winter, Summer | Winter, Summer | Winter, Summer | Winter, Summer | Winter, Summer
Wind Generation Cap 20% - CNNB v5.14 | 1446 | 6399 | Generation Constraint in GWh | FALSE | L | Annual | Standard | GWh | 2938.3051 | 2961.8506 | 2991.2826 | 3067.8055 | 3132.5557 | 3215.5073 | 3300.6561
Wind Generation Cap 20% - CNNB v5.14 | 1446 | 6399 | Generation Constraint in GWh | FALSE | L | Annual | Emissions at Affected Plants | GWh | 620.0278 | 620.0278 | 620.0278 | 620.0278 | 620.0278 | 620.0278 | 620.0278
Wind Generation Cap 20% - CNNB v5.14 | 1446 | 6399 | Generation Constraint in GWh | FALSE | L | Annual | Allowances Purchased | GWh | 0 | 0 | 0 | 0 | 0 | 0 | 0
Wind Generation Cap 20% - CNNB v5.14 | 1446 | 6399 | Generation Constraint in GWh | FALSE | L | Annual | Allowances Sold | GWh | 0 | 0 | 0 | 0 | 0 | 0 | 0
Wind Generation Cap 20% - CNNB v5.14 | 1446 | 6399 | Generation Constraint in GWh | FALSE | L | Annual | Allowances Banked | GWh | 0 | 0 | 0 | 0 | 0 | 0 | 0
Wind Generation Cap 20% - CNNB v5.14 | 1446 | 6399 | Generation Constraint in GWh | FALSE | L | Annual | Allowances Withdrawn (1:1) | GWh | 0 | 0 | 0 | 0 | 0 | 0 | 0
Wind Generation Cap 20% - CNNB v5.14 | 1446 | 6399 | Generation Constraint in GWh | FALSE | L | Annual | Allowances Withdrawn (n:1) | GWh | 0 | 0 | 0 | 0 | 0 | 0 | 0
Wind Generation Cap 20% - CNNB v5.14 | 1446 | 6399 | Generation Constraint in GWh | FALSE | L | Annual | Net Emissions Allowance Position | GWh | 620.0278 | 620.0278 | 620.0278 | 620.0278 | 620.0278 | 620.0278 | 620.0278
Wind Generation Cap 20% - CNNB v5.14 | 1446 | 6399 | Generation Constraint in GWh | FALSE | L | Annual | Fuel Consumed | TBtu | 0 | 0 | 0 | 0 | 0 | 0 | 0
Wind Generation Cap 20% - CNNB v5.14 | 1446 | 6399 | Generation Constraint in GWh | FALSE | L | Annual | Heat Rate | MMBtu/MWh | 0 | 0 | 0 | 0 | 0 | 0 | 0
Wind Generation Cap 20% - CNNB v5.14 | 1446 | 6399 | Generation Constraint in GWh | FALSE | L | Annual | Generation | TWh | 0.62003 | 0.62003 | 0.62003 | 0.62003 | 0.62003 | 0.62003 | 0.62003
Wind Generation Cap 20% - CNNB v5.14 | 1446 | 6399 | Generation Constraint in GWh | FALSE | L | Annual | Qualifying Generation | TWh | 0.62003 | 0.62003 | 0.62003 | 0.62003 | 0.62003 | 0.62003 | 0.62003
Wind Generation Cap 20% - CNNB v5.14 | 1446 | 6399 | Generation Constraint in GWh | FALSE | L | Annual | Rate | lb/MWh | 0 | 0 | 0 | 0 | 0 | 0 | 0
Wind Generation Cap 20% - CNNB v5.14 | 1446 | 6399 | Generation Constraint in GWh | FALSE | L | Annual | Constraint Shadow Price | US2011$/MWh | 0 | 0 | 0 | 0 | 0 | 0 | 0
Wind Generation Cap 20% - CNNF v5.14 | 1447 | 6400 | Generation Constraint in GWh | FALSE | L | Annual | Seasons Included | Seasons | Winter, Summer | Winter, Summer | Winter, Summer | Winter, Summer | Winter, Summer | Winter, Summer | Winter, Summer
Wind Generation Cap 20% - CNNF v5.14 | 1447 | 6400 | Generation Constraint in GWh | FALSE | L | Annual | Standard | GWh | 783.435 | 800.5842 | 785.5786 | 800.5842 | 785.5786 | 807.1616 | 829.3384
Wind Generation Cap 20% - CNNF v5.14 | 1447 | 6400 | Generation Constraint in GWh | FALSE | L | Annual | Emissions at Affected Plants | GWh | 178.6667 | 178.6667 | 178.6667 | 178.6667 | 178.6667 | 178.6667 | 178.6667
Wind Generation Cap 20% - CNNF v5.14 | 1447 | 6400 | Generation Constraint in GWh | FALSE | L | Annual | Allowances Purchased | GWh | 0 | 0 | 0 | 0 | 0 | 0 | 0
Wind Generation Cap 20% - CNNF v5.14 | 1447 | 6400 | Generation Constraint in GWh | FALSE | L | Annual | Allowances Sold | GWh | 0 | 0 | 0 | 0 | 0 | 0 | 0
Wind Generation Cap 20% - CNNF v5.14 | 1447 | 6400 | Generation Constraint in GWh | FALSE | L | Annual | Allowances Banked | GWh | 0 | 0 | 0 | 0 | 0 | 0 | 0
Wind Generation Cap 20% - CNNF v5.14 | 1447 | 6400 | Generation Constraint in GWh | FALSE | L | Annual | Allowances Withdrawn (1:1) | GWh | 0 | 0 | 0 | 0 | 0 | 0 | 0
Wind Generation Cap 20% - CNNF v5.14 | 1447 | 6400 | Generation Constraint in GWh | FALSE | L | Annual | Allowances Withdrawn (n:1) | GWh | 0 | 0 | 0 | 0 | 0 | 0 | 0
Wind Generation Cap 20% - CNNF v5.14 | 1447 | 6400 | Generation Constraint in GWh | FALSE | L | Annual | Net Emissions Allowance Position | GWh | 178.6667 | 178.6667 | 178.6667 | 178.6667 | 178.6667 | 178.6667 | 178.6667
Wind Generation Cap 20% - CNNF v5.14 | 1447 | 6400 | Generation Constraint in GWh | FALSE | L | Annual | Fuel Consumed | TBtu | 0 | 0 | 0 | 0 | 0 | 0 | 0
Wind Generation Cap 20% - CNNF v5.14 | 1447 | 6400 | Generation Constraint in GWh | FALSE | L | Annual | Heat Rate | MMBtu/MWh | 0 | 0 | 0 | 0 | 0 | 0 | 0
Wind Generation Cap 20% - CNNF v5.14 | 1447 | 6400 | Generation Constraint in GWh | FALSE | L | Annual | Generation | TWh | 0.17867 | 0.17867 | 0.17867 | 0.17867 | 0.17867 | 0.17867 | 0.17867
Wind Generation Cap 20% - CNNF v5.14 | 1447 | 6400 | Generation Constraint in GWh | FALSE | L | Annual | Qualifying Generation | TWh | 0.17867 | 0.17867 | 0.17867 | 0.17867 | 0.17867 | 0.17867 | 0.17867
Wind Generation Cap 20% - CNNF v5.14 | 1447 | 6400 | Generation Constraint in GWh | FALSE | L | Annual | Rate | lb/MWh | 0 | 0 | 0 | 0 | 0 | 0 | 0
Wind Generation Cap 20% - CNNF v5.14 | 1447 | 6400 | Generation Constraint in GWh | FALSE | L | Annual | Constraint Shadow Price | US2011$/MWh | 0 | 0 | 0 | 0 | 0 | 0 | 0
Wind Generation Cap 20% - CNNL v5.14 | 1448 | 6401 | Generation Constraint in GWh | FALSE | L | Annual | Seasons Included | Seasons | Winter, Summer | Winter, Summer | Winter, Summer | Winter, Summer | Winter, Summer | Winter, Summer | Winter, Summer
Wind Generation Cap 20% - CNNL v5.14 | 1448 | 6401 | Generation Constraint in GWh | FALSE | L | Annual | Standard | GWh | 1474.5824 | 1506.8801 | 1478.6196 | 1506.8801 | 1478.6196 | 1519.2675 | 1561.0336
Wind Generation Cap 20% - CNNL v5.14 | 1448 | 6401 | Generation Constraint in GWh | FALSE | L | Annual | Emissions at Affected Plants | GWh | 89.3333 | 89.3333 | 89.3333 | 89.3333 | 89.3333 | 89.3333 | 89.3333
Wind Generation Cap 20% - CNNL v5.14 | 1448 | 6401 | Generation Constraint in GWh | FALSE | L | Annual | Allowances Purchased | GWh | 0 | 0 | 0 | 0 | 0 | 0 | 0
Wind Generation Cap 20% - CNNL v5.14 | 1448 | 6401 | Generation Constraint in GWh | FALSE | L | Annual | Allowances Sold | GWh | 0 | 0 | 0 | 0 | 0 | 0 | 0
Wind Generation Cap 20% - CNNL v5.14 | 1448 | 6401 | Generation Constraint in GWh | FALSE | L | Annual | Allowances Banked | GWh | 0 | 0 | 0 | 0 | 0 | 0 | 0
Wind Generation Cap 20% - CNNL v5.14 | 1448 | 6401 | Generation Constraint in GWh | FALSE | L | Annual | Allowances Withdrawn (1:1) | GWh | 0 | 0 | 0 | 0 | 0 | 0 | 0
Wind Generation Cap 20% - CNNL v5.14 | 1448 | 6401 | Generation Constraint in GWh | FALSE | L | Annual | Allowances Withdrawn (n:1) | GWh | 0 | 0 | 0 | 0 | 0 | 0 | 0
Wind Generation Cap 20% - CNNL v5.14 | 1448 | 6401 | Generation Constraint in GWh | FALSE | L | Annual | Net Emissions Allowance Position | GWh | 89.3333 | 89.3333 | 89.3333 | 89.3333 | 89.3333 | 89.3333 | 89.3333
Wind Generation Cap 20% - CNNL v5.14 | 1448 | 6401 | Generation Constraint in GWh | FALSE | L | Annual | Fuel Consumed | TBtu | 0 | 0 | 0 | 0 | 0 | 0 | 0
Wind Generation Cap 20% - CNNL v5.14 | 1448 | 6401 | Generation Constraint in GWh | FALSE | L | Annual | Heat Rate | MMBtu/MWh | 0 | 0 | 0 | 0 | 0 | 0 | 0
Wind Generation Cap 20% - CNNL v5.14 | 1448 | 6401 | Generation Constraint in GWh | FALSE | L | Annual | Generation | TWh | 0.089333 | 0.089333 | 0.089333 | 0.089333 | 0.089333 | 0.089333 | 0.089333
Wind Generation Cap 20% - CNNL v5.14 | 1448 | 6401 | Generation Constraint in GWh | FALSE | L | Annual | Qualifying Generation | TWh | 0.089333 | 0.089333 | 0.089333 | 0.089333 | 0.089333 | 0.089333 | 0.089333
Wind Generation Cap 20% - CNNL v5.14 | 1448 | 6401 | Generation Constraint in GWh | FALSE | L | Annual | Rate | lb/MWh | 0 | 0 | 0 | 0 | 0 | 0 | 0
Wind Generation Cap 20% - CNNL v5.14 | 1448 | 6401 | Generation Constraint in GWh | FALSE | L | Annual | Constraint Shadow Price | US2011$/MWh | 0 | 0 | 0 | 0 | 0 | 0 | 0
Wind Generation Cap 20% - CNNS v5.14 | 1449 | 6402 | Generation Constraint in GWh | FALSE | L | Annual | Seasons Included | Seasons | Winter, Summer | Winter, Summer | Winter, Summer | Winter, Summer | Winter, Summer | Winter, Summer | Winter, Summer
Wind Generation Cap 20% - CNNS v5.14 | 1449 | 6402 | Generation Constraint in GWh | FALSE | L | Annual | Standard | GWh | 2432.0762 | 2443.8489 | 2461.5081 | 2508.5991 | 2561.5766 | 2656.6248 | 2755.2011
Wind Generation Cap 20% - CNNS v5.14 | 1449 | 6402 | Generation Constraint in GWh | FALSE | L | Annual | Emissions at Affected Plants | GWh | 1035.7338 | 2147.8178 | 2147.8178 | 2147.8178 | 2147.8178 | 2147.8178 | 2147.8178
Wind Generation Cap 20% - CNNS v5.14 | 1449 | 6402 | Generation Constraint in GWh | FALSE | L | Annual | Allowances Purchased | GWh | 0 | 0 | 0 | 0 | 0 | 0 | 0
Wind Generation Cap 20% - CNNS v5.14 | 1449 | 6402 | Generation Constraint in GWh | FALSE | L | Annual | Allowances Sold | GWh | 0 | 0 | 0 | 0 | 0 | 0 | 0
Wind Generation Cap 20% - CNNS v5.14 | 1449 | 6402 | Generation Constraint in GWh | FALSE | L | Annual | Allowances Banked | GWh | 0 | 0 | 0 | 0 | 0 | 0 | 0
Wind Generation Cap 20% - CNNS v5.14 | 1449 | 6402 | Generation Constraint in GWh | FALSE | L | Annual | Allowances Withdrawn (1:1) | GWh | 0 | 0 | 0 | 0 | 0 | 0 | 0
Wind Generation Cap 20% - CNNS v5.14 | 1449 | 6402 | Generation Constraint in GWh | FALSE | L | Annual | Allowances Withdrawn (n:1) | GWh | 0 | 0 | 0 | 0 | 0 | 0 | 0
Wind Generation Cap 20% - CNNS v5.14 | 1449 | 6402 | Generation Constraint in GWh | FALSE | L | Annual | Net Emissions Allowance Position | GWh | 1035.7338 | 2147.8178 | 2147.8178 | 2147.8178 | 2147.8178 | 2147.8178 | 2147.8178
Wind Generation Cap 20% - CNNS v5.14 | 1449 | 6402 | Generation Constraint in GWh | FALSE | L | Annual | Fuel Consumed | TBtu | 0 | 0 | 0 | 0 | 0 | 0 | 0
Wind Generation Cap 20% - CNNS v5.14 | 1449 | 6402 | Generation Constraint in GWh | FALSE | L | Annual | Heat Rate | MMBtu/MWh | 0 | 0 | 0 | 0 | 0 | 0 | 0
Wind Generation Cap 20% - CNNS v5.14 | 1449 | 6402 | Generation Constraint in GWh | FALSE | L | Annual | Generation | TWh | 1.0357 | 2.1478 | 2.1478 | 2.1478 | 2.1478 | 2.1478 | 2.1478
Wind Generation Cap 20% - CNNS v5.14 | 1449 | 6402 | Generation Constraint in GWh | FALSE | L | Annual | Qualifying Generation | TWh | 1.0357 | 2.1478 | 2.1478 | 2.1478 | 2.1478 | 2.1478 | 2.1478
Wind Generation Cap 20% - CNNS v5.14 | 1449 | 6402 | Generation Constraint in GWh | FALSE | L | Annual | Rate | lb/MWh | 0 | 0 | 0 | 0 | 0 | 0 | 0
Wind Generation Cap 20% - CNNS v5.14 | 1449 | 6402 | Generation Constraint in GWh | FALSE | L | Annual | Constraint Shadow Price | US2011$/MWh | 0 | 0 | 0 | 0 | 0 | 0 | 0
Wind Generation Cap 20% - CNON v5.14 | 1450 | 6403 | Generation Constraint in GWh | FALSE | L | Annual | Seasons Included | Seasons | Winter, Summer | Winter, Summer | Winter, Summer | Winter, Summer | Winter, Summer | Winter, Summer | Winter, Summer
Wind Generation Cap 20% - CNON v5.14 | 1450 | 6403 | Generation Constraint in GWh | FALSE | L | Annual | Standard | GWh | 30543.2957 | 30944.1292 | 31393.5485 | 32328.8266 | 33136.5668 | 35133.5077 | 37250.7958
Wind Generation Cap 20% - CNON v5.14 | 1450 | 6403 | Generation Constraint in GWh | FALSE | L | Annual | Emissions at Affected Plants | GWh | 10159.2027 | 10159.2027 | 10159.2027 | 10159.2027 | 10159.2027 | 10159.2027 | 33330.657
Wind Generation Cap 20% - CNON v5.14 | 1450 | 6403 | Generation Constraint in GWh | FALSE | L | Annual | Allowances Purchased | GWh | 0 | 0 | 0 | 0 | 0 | 0 | 0
Wind Generation Cap 20% - CNON v5.14 | 1450 | 6403 | Generation Constraint in GWh | FALSE | L | Annual | Allowances Sold | GWh | 0 | 0 | 0 | 0 | 0 | 0 | 0
Wind Generation Cap 20% - CNON v5.14 | 1450 | 6403 | Generation Constraint in GWh | FALSE | L | Annual | Allowances Banked | GWh | 0 | 0 | 0 | 0 | 0 | 0 | 0
Wind Generation Cap 20% - CNON v5.14 | 1450 | 6403 | Generation Constraint in GWh | FALSE | L | Annual | Allowances Withdrawn (1:1) | GWh | 0 | 0 | 0 | 0 | 0 | 0 | 0
Wind Generation Cap 20% - CNON v5.14 | 1450 | 6403 | Generation Constraint in GWh | FALSE | L | Annual | Allowances Withdrawn (n:1) | GWh | 0 | 0 | 0 | 0 | 0 | 0 | 0
Wind Generation Cap 20% - CNON v5.14 | 1450 | 6403 | Generation Constraint in GWh | FALSE | L | Annual | Net Emissions Allowance Position | GWh | 10159.2027 | 10159.2027 | 10159.2027 | 10159.2027 | 10159.2027 | 10159.2027 | 33330.657
Wind Generation Cap 20% - CNON v5.14 | 1450 | 6403 | Generation Constraint in GWh | FALSE | L | Annual | Fuel Consumed | TBtu | 0 | 0 | 0 | 0 | 0 | 0 | 0
Wind Generation Cap 20% - CNON v5.14 | 1450 | 6403 | Generation Constraint in GWh | FALSE | L | Annual | Heat Rate | MMBtu/MWh | 0 | 0 | 0 | 0 | 0 | 0 | 0
Wind Generation Cap 20% - CNON v5.14 | 1450 | 6403 | Generation Constraint in GWh | FALSE | L | Annual | Generation | TWh | 10.1592 | 10.1592 | 10.1592 | 10.1592 | 10.1592 | 10.1592 | 33.3307
Wind Generation Cap 20% - CNON v5.14 | 1450 | 6403 | Generation Constraint in GWh | FALSE | L | Annual | Qualifying Generation | TWh | 10.1592 | 10.1592 | 10.1592 | 10.1592 | 10.1592 | 10.1592 | 33.3307
Wind Generation Cap 20% - CNON v5.14 | 1450 | 6403 | Generation Constraint in GWh | FALSE | L | Annual | Rate | lb/MWh | 0 | 0 | 0 | 0 | 0 | 0 | 0
Wind Generation Cap 20% - CNON v5.14 | 1450 | 6403 | Generation Constraint in GWh | FALSE | L | Annual | Constraint Shadow Price | US2011$/MWh | 0 | 0 | 0 | 0 | 0 | 0 | 0
Wind Generation Cap 20% - CNPQ v5.14 | 1452 | 6405 | Generation Constraint in GWh | FALSE | L | Annual | Seasons Included | Seasons | Winter, Summer | Winter, Summer | Winter, Summer | Winter, Summer | Winter, Summer | Winter, Summer | Winter, Summer
Wind Generation Cap 20% - CNPQ v5.14 | 1452 | 6405 | Generation Constraint in GWh | FALSE | L | Annual | Standard | GWh | 39877.938 | 40289.4472 | 40830.6101 | 41743.8224 | 43620.9811 | 47951.2608 | 52711.4198
Wind Generation Cap 20% - CNPQ v5.14 | 1452 | 6405 | Generation Constraint in GWh | FALSE | L | Annual | Emissions at Affected Plants | GWh | 5685.4578 | 15620.8629 | 15620.8629 | 15620.8629 | 31550.3922 | 31550.3922 | 50711.185
Wind Generation Cap 20% - CNPQ v5.14 | 1452 | 6405 | Generation Constraint in GWh | FALSE | L | Annual | Allowances Purchased | GWh | 0 | 0 | 0 | 0 | 0 | 0 | 0
Wind Generation Cap 20% - CNPQ v5.14 | 1452 | 6405 | Generation Constraint in GWh | FALSE | L | Annual | Allowances Sold | GWh | 0 | 0 | 0 | 0 | 0 | 0 | 0
Wind Generation Cap 20% - CNPQ v5.14 | 1452 | 6405 | Generation Constraint in GWh | FALSE | L | Annual | Allowances Banked | GWh | 0 | 0 | 0 | 0 | 0 | 0 | 0
Wind Generation Cap 20% - CNPQ v5.14 | 1452 | 6405 | Generation Constraint in GWh | FALSE | L | Annual | Allowances Withdrawn (1:1) | GWh | 0 | 0 | 0 | 0 | 0 | 0 | 0
Wind Generation Cap 20% - CNPQ v5.14 | 1452 | 6405 | Generation Constraint in GWh | FALSE | L | Annual | Allowances Withdrawn (n:1) | GWh | 0 | 0 | 0 | 0 | 0 | 0 | 0
Wind Generation Cap 20% - CNPQ v5.14 | 1452 | 6405 | Generation Constraint in GWh | FALSE | L | Annual | Net Emissions Allowance Position | GWh | 5685.4578 | 15620.8629 | 15620.8629 | 15620.8629 | 31550.3922 | 31550.3922 | 50711.185
Wind Generation Cap 20% - CNPQ v5.14 | 1452 | 6405 | Generation Constraint in GWh | FALSE | L | Annual | Fuel Consumed | TBtu | 0 | 0 | 0 | 0 | 0 | 0 | 0
Wind Generation Cap 20% - CNPQ v5.14 | 1452 | 6405 | Generation Constraint in GWh | FALSE | L | Annual | Heat Rate | MMBtu/MWh | 0 | 0 | 0 | 0 | 0 | 0 | 0
Wind Generation Cap 20% - CNPQ v5.14 | 1452 | 6405 | Generation Constraint in GWh | FALSE | L | Annual | Generation | TWh | 5.6855 | 15.6209 | 15.6209 | 15.6209 | 31.5504 | 31.5504 | 50.7112
Wind Generation Cap 20% - CNPQ v5.14 | 1452 | 6405 | Generation Constraint in GWh | FALSE | L | Annual | Qualifying Generation | TWh | 5.6855 | 15.6209 | 15.6209 | 15.6209 | 31.5504 | 31.5504 | 50.7112
Wind Generation Cap 20% - CNPQ v5.14 | 1452 | 6405 | Generation Constraint in GWh | FALSE | L | Annual | Rate | lb/MWh | 0 | 0 | 0 | 0 | 0 | 0 | 0
Wind Generation Cap 20% - CNPQ v5.14 | 1452 | 6405 | Generation Constraint in GWh | FALSE | L | Annual | Constraint Shadow Price | US2011$/MWh | 0 | 0 | 0 | 0 | 0 | 0 | 0
Wind Generation Cap 20% - CNSK v5.14 | 1453 | 6406 | Generation Constraint in GWh | FALSE | L | Annual | Seasons Included | Seasons | Winter, Summer | Winter, Summer | Winter, Summer | Winter, Summer | Winter, Summer | Winter, Summer | Winter, Summer
Wind Generation Cap 20% - CNSK v5.14 | 1453 | 6406 | Generation Constraint in GWh | FALSE | L | Annual | Standard | GWh | 4557.8408 | 4594.3442 | 4667.351 | 4868.1196 | 5093.2239 | 5591.5658 | 6138.6771
Wind Generation Cap 20% - CNSK v5.14 | 1453 | 6406 | Generation Constraint in GWh | FALSE | L | Annual | Emissions at Affected Plants | GWh | 523.8402 | 4438.9227 | 4438.9227 | 4438.9227 | 4438.9227 | 4438.9227 | 4438.9227
Wind Generation Cap 20% - CNSK v5.14 | 1453 | 6406 | Generation Constraint in GWh | FALSE | L | Annual | Allowances Purchased | GWh | 0 | 0 | 0 | 0 | 0 | 0 | 0
Wind Generation Cap 20% - CNSK v5.14 | 1453 | 6406 | Generation Constraint in GWh | FALSE | L | Annual | Allowances Sold | GWh | 0 | 0 | 0 | 0 | 0 | 0 | 0
Wind Generation Cap 20% - CNSK v5.14 | 1453 | 6406 | Generation Constraint in GWh | FALSE | L | Annual | Allowances Banked | GWh | 0 | 0 | 0 | 0 | 0 | 0 | 0
Wind Generation Cap 20% - CNSK v5.14 | 1453 | 6406 | Generation Constraint in GWh | FALSE | L | Annual | Allowances Withdrawn (1:1) | GWh | 0 | 0 | 0 | 0 | 0 | 0 | 0
Wind Generation Cap 20% - CNSK v5.14 | 1453 | 6406 | Generation Constraint in GWh | FALSE | L | Annual | Allowances Withdrawn (n:1) | GWh | 0 | 0 | 0 | 0 | 0 | 0 | 0
Wind Generation Cap 20% - CNSK v5.14 | 1453 | 6406 | Generation Constraint in GWh | FALSE | L | Annual | Net Emissions Allowance Position | GWh | 523.8402 | 4438.9227 | 4438.9227 | 4438.9227 | 4438.9227 | 4438.9227 | 4438.9227
Wind Generation Cap 20% - CNSK v5.14 | 1453 | 6406 | Generation Constraint in GWh | FALSE | L | Annual | Fuel Consumed | TBtu | 0 | 0 | 0 | 0 | 0 | 0 | 0
Wind Generation Cap 20% - CNSK v5.14 | 1453 | 6406 | Generation Constraint in GWh | FALSE | L | Annual | Heat Rate | MMBtu/MWh | 0 | 0 | 0 | 0 | 0 | 0 | 0
Wind Generation Cap 20% - CNSK v5.14 | 1453 | 6406 | Generation Constraint in GWh | FALSE | L | Annual | Generation | TWh | 0.52384 | 4.4389 | 4.4389 | 4.4389 | 4.4389 | 4.4389 | 4.4389
Wind Generation Cap 20% - CNSK v5.14 | 1453 | 6406 | Generation Constraint in GWh | FALSE | L | Annual | Qualifying Generation | TWh | 0.52384 | 4.4389 | 4.4389 | 4.4389 | 4.4389 | 4.4389 | 4.4389
Wind Generation Cap 20% - CNSK v5.14 | 1453 | 6406 | Generation Constraint in GWh | FALSE | L | Annual | Rate | lb/MWh | 0 | 0 | 0 | 0 | 0 | 0 | 0
Wind Generation Cap 20% - CNSK v5.14 | 1453 | 6406 | Generation Constraint in GWh | FALSE | L | Annual | Constraint Shadow Price | US2011$/MWh | 0 | 0 | 0 | 0 | 0 | 0 | 0
Wind Generation Cap 20% - ERC_REST v5.14 | 1454 | 6407 | Generation Constraint in GWh | FALSE | L | Annual | Seasons Included | Seasons | Winter, Summer | Winter, Summer | Winter, Summer | Winter, Summer | Winter, Summer | Winter, Summer | Winter, Summer
Wind Generation Cap 20% - ERC_REST v5.14 | 1454 | 6407 | Generation Constraint in GWh | FALSE | L | Annual | Standard | GWh | 63317.1997 | 64289.3769 | 65863.9346 | 69088.6422 | 72484.6015 | 79144.4868 | 86416.918
Wind Generation Cap 20% - ERC_REST v5.14 | 1454 | 6407 | Generation Constraint in GWh | FALSE | L | Annual | Emissions at Affected Plants | GWh | 8816.3411 | 11314.2119 | 11446.4887 | 14013.0646 | 16749.1587 | 18489.7471 | 19171.4935
Wind Generation Cap 20% - ERC_REST v5.14 | 1454 | 6407 | Generation Constraint in GWh | FALSE | L | Annual | Allowances Purchased | GWh | 0 | 0 | 0 | 0 | 0 | 0 | 0
Wind Generation Cap 20% - ERC_REST v5.14 | 1454 | 6407 | Generation Constraint in GWh | FALSE | L | Annual | Allowances Sold | GWh | 0 | 0 | 0 | 0 | 0 | 0 | 0
Wind Generation Cap 20% - ERC_REST v5.14 | 1454 | 6407 | Generation Constraint in GWh | FALSE | L | Annual | Allowances Banked | GWh | 0 | 0 | 0 | 0 | 0 | 0 | 0
Wind Generation Cap 20% - ERC_REST v5.14 | 1454 | 6407 | Generation Constraint in GWh | FALSE | L | Annual | Allowances Withdrawn (1:1) | GWh | 0 | 0 | 0 | 0 | 0 | 0 | 0
Wind Generation Cap 20% - ERC_REST v5.14 | 1454 | 6407 | Generation Constraint in GWh | FALSE | L | Annual | Allowances Withdrawn (n:1) | GWh | 0 | 0 | 0 | 0 | 0 | 0 | 0
Wind Generation Cap 20% - ERC_REST v5.14 | 1454 | 6407 | Generation Constraint in GWh | FALSE | L | Annual | Net Emissions Allowance Position | GWh | 8816.3411 | 11314.2119 | 11446.4887 | 14013.0646 | 16749.1587 | 18489.7471 | 19171.4935
Wind Generation Cap 20% - ERC_REST v5.14 | 1454 | 6407 | Generation Constraint in GWh | FALSE | L | Annual | Fuel Consumed | TBtu | 0 | 0 | 0 | 0 | 0 | 0 | 0
Wind Generation Cap 20% - ERC_REST v5.14 | 1454 | 6407 | Generation Constraint in GWh | FALSE | L | Annual | Heat Rate | MMBtu/MWh | 0 | 0 | 0 | 0 | 0 | 0 | 0
Wind Generation Cap 20% - ERC_REST v5.14 | 1454 | 6407 | Generation Constraint in GWh | FALSE | L | Annual | Generation | TWh | 8.8163 | 11.3142 | 11.4465 | 14.0131 | 16.7492 | 18.4897 | 19.1715
Wind Generation Cap 20% - ERC_REST v5.14 | 1454 | 6407 | Generation Constraint in GWh | FALSE | L | Annual | Qualifying Generation | TWh | 8.8163 | 11.3142 | 11.4465 | 14.0131 | 16.7492 | 18.4897 | 19.1715
Wind Generation Cap 20% - ERC_REST v5.14 | 1454 | 6407 | Generation Constraint in GWh | FALSE | L | Annual | Rate | lb/MWh | 0 | 0 | 0 | 0 | 0 | 0 | 0
Wind Generation Cap 20% - ERC_REST v5.14 | 1454 | 6407 | Generation Constraint in GWh | FALSE | L | Annual | Constraint Shadow Price | US2011$/MWh | 0 | 0 | 0 | 0 | 0 | 0 | 0
Wind Generation Cap 20% - ERC_WEST v5.14 | 1455 | 6408 | Generation Constraint in GWh | FALSE | L | Annual | Seasons Included | Seasons | Winter, Summer | Winter, Summer | Winter, Summer | Winter, Summer | Winter, Summer | Winter, Summer | Winter, Summer
Wind Generation Cap 20% - ERC_WEST v5.14 | 1455 | 6408 | Generation Constraint in GWh | FALSE | L | Annual | Standard | GWh | 29680.0573 | 29680.0573 | 29680.0573 | 29680.0573 | 29680.0573 | 29680.0573 | 29680.0573
Wind Generation Cap 20% - ERC_WEST v5.14 | 1455 | 6408 | Generation Constraint in GWh | FALSE | L | Annual | Emissions at Affected Plants | GWh | 29679.0573 | 29680.0573 | 29680.0573 | 29680.0573 | 29680.0573 | 29680.0573 | 29680.0573
Wind Generation Cap 20% - ERC_WEST v5.14 | 1455 | 6408 | Generation Constraint in GWh | FALSE | L | Annual | Allowances Purchased | GWh | 0 | 0 | 0 | 0 | 0 | 0 | 0
Wind Generation Cap 20% - ERC_WEST v5.14 | 1455 | 6408 | Generation Constraint in GWh | FALSE | L | Annual | Allowances Sold | GWh | 0 | 0 | 0 | 0 | 0 | 0 | 0
Wind Generation Cap 20% - ERC_WEST v5.14 | 1455 | 6408 | Generation Constraint in GWh | FALSE | L | Annual | Allowances Banked | GWh | 0 | 0 | 0 | 0 | 0 | 0 | 0
Wind Generation Cap 20% - ERC_WEST v5.14 | 1455 | 6408 | Generation Constraint in GWh | FALSE | L | Annual | Allowances Withdrawn (1:1) | GWh | 0 | 0 | 0 | 0 | 0 | 0 | 0
Wind Generation Cap 20% - ERC_WEST v5.14 | 1455 | 6408 | Generation Constraint in GWh | FALSE | L | Annual | Allowances Withdrawn (n:1) | GWh | 0 | 0 | 0 | 0 | 0 | 0 | 0
Wind Generation Cap 20% - ERC_WEST v5.14 | 1455 | 6408 | Generation Constraint in GWh | FALSE | L | Annual | Net Emissions Allowance Position | GWh | 29679.0573 | 29680.0573 | 29680.0573 | 29680.0573 | 29680.0573 | 29680.0573 | 29680.0573
Wind Generation Cap 20% - ERC_WEST v5.14 | 1455 | 6408 | Generation Constraint in GWh | FALSE | L | Annual | Fuel Consumed | TBtu | 0 | 0 | 0 | 0 | 0 | 0 | 0
Wind Generation Cap 20% - ERC_WEST v5.14 | 1455 | 6408 | Generation Constraint in GWh | FALSE | L | Annual | Heat Rate | MMBtu/MWh | 0 | 0 | 0 | 0 | 0 | 0 | 0
Wind Generation Cap 20% - ERC_WEST v5.14 | 1455 | 6408 | Generation Constraint in GWh | FALSE | L | Annual | Generation | TWh | 29.6791 | 29.6801 | 29.6801 | 29.6801 | 29.6801 | 29.6801 | 29.6801
Wind Generation Cap 20% - ERC_WEST v5.14 | 1455 | 6408 | Generation Constraint in GWh | FALSE | L | Annual | Qualifying Generation | TWh | 29.6791 | 29.6801 | 29.6801 | 29.6801 | 29.6801 | 29.6801 | 29.6801
Wind Generation Cap 20% - ERC_WEST v5.14 | 1455 | 6408 | Generation Constraint in GWh | FALSE | L | Annual | Rate | lb/MWh | 0 | 0 | 0 | 0 | 0 | 0 | 0
Wind Generation Cap 20% - ERC_WEST v5.14 | 1455 | 6408 | Generation Constraint in GWh | FALSE | L | Annual | Constraint Shadow Price | US2011$/MWh | 0 | 0 | 0 | 0 | 0 | 0 | 0
Wind Generation Cap 20% - FRCC v5.14 | 1456 | 6409 | Generation Constraint in GWh | FALSE | L | Annual | Seasons Included | Seasons | Winter, Summer | Winter, Summer | Winter, Summer | Winter, Summer | Winter, Summer | Winter, Summer | Winter, Summer
Wind Generation Cap 20% - FRCC v5.14 | 1456 | 6409 | Generation Constraint in GWh | FALSE | L | Annual | Standard | GWh | 46758.9772 | 47573.9554 | 48100.2858 | 49768.1204 | 52059.8684 | 56739.7208 | 61840.2704
Wind Generation Cap 20% - FRCC v5.14 | 1456 | 6409 | Generation Constraint in GWh | FALSE | L | Annual | Emissions at Affected Plants | GWh | 0 | 0 | 79.2601 | 1842.4599 | 3799.2959 | 4993.7869 | 5413.9935
Wind Generation Cap 20% - FRCC v5.14 | 1456 | 6409 | Generation Constraint in GWh | FALSE | L | Annual | Allowances Purchased | GWh | 0 | 0 | 0 | 0 | 0 | 0 | 0
Wind Generation Cap 20% - FRCC v5.14 | 1456 | 6409 | Generation Constraint in GWh | FALSE | L | Annual | Allowances Sold | GWh | 0 | 0 | 0 | 0 | 0 | 0 | 0
Wind Generation Cap 20% - FRCC v5.14 | 1456 | 6409 | Generation Constraint in GWh | FALSE | L | Annual | Allowances Banked | GWh | 0 | 0 | 0 | 0 | 0 | 0 | 0
Wind Generation Cap 20% - FRCC v5.14 | 1456 | 6409 | Generation Constraint in GWh | FALSE | L | Annual | Allowances Withdrawn (1:1) | GWh | 0 | 0 | 0 | 0 | 0 | 0 | 0
Wind Generation Cap 20% - FRCC v5.14 | 1456 | 6409 | Generation Constraint in GWh | FALSE | L | Annual | Allowances Withdrawn (n:1) | GWh | 0 | 0 | 0 | 0 | 0 | 0 | 0
Wind Generation Cap 20% - FRCC v5.14 | 1456 | 6409 | Generation Constraint in GWh | FALSE | L | Annual | Net Emissions Allowance Position | GWh | 0 | 0 | 79.2601 | 1842.4599 | 3799.2959 | 4993.7869 | 5413.9935
Wind Generation Cap 20% - FRCC v5.14 | 1456 | 6409 | Generation Constraint in GWh | FALSE | L | Annual | Fuel Consumed | TBtu | 0 | 0 | 0 | 0 | 0 | 0 | 0
Wind Generation Cap 20% - FRCC v5.14 | 1456 | 6409 | Generation Constraint in GWh | FALSE | L | Annual | Heat Rate | MMBtu/MWh | 0 | 0 | 0 | 0 | 0 | 0 | 0
Wind Generation Cap 20% - FRCC v5.14 | 1456 | 6409 | Generation Constraint in GWh | FALSE | L | Annual | Generation | TWh | 0 | 0 | 0.07926 | 1.8425 | 3.7993 | 4.9938 | 5.414
Wind Generation Cap 20% - FRCC v5.14 | 1456 | 6409 | Generation Constraint in GWh | FALSE | L | Annual | Qualifying Generation | TWh | 0 | 0 | 0.07926 | 1.8425 | 3.7993 | 4.9938 | 5.414
Wind Generation Cap 20% - FRCC v5.14 | 1456 | 6409 | Generation Constraint in GWh | FALSE | L | Annual | Rate | lb/MWh | 0 | 0 | 0 | 0 | 0 | 0 | 0
Wind Generation Cap 20% - FRCC v5.14 | 1456 | 6409 | Generation Constraint in GWh | FALSE | L | Annual | Constraint Shadow Price | US2011$/MWh | 0 | 0 | 0 | 0 | 0 | 0 | 0
Wind Generation Cap 20% - MAP_WAUE v5.14 | 1457 | 6410 | Generation Constraint in GWh | FALSE | L | Annual | Seasons Included | Seasons | Winter, Summer | Winter, Summer | Winter, Summer | Winter, Summer | Winter, Summer | Winter, Summer | Winter, Summer
Wind Generation Cap 20% - MAP_WAUE v5.14 | 1457 | 6410 | Generation Constraint in GWh | FALSE | L | Annual | Standard | GWh | 4483.4478 | 4605.1404 | 4663.8206 | 4824.6377 | 4920.5226 | 5128.4448 | 5345.1548
Wind Generation Cap 20% - MAP_WAUE v5.14 | 1457 | 6410 | Generation Constraint in GWh | FALSE | L | Annual | Emissions at Affected Plants | GWh | 954.9772 | 2427.9352 | 2431.9439 | 2481.5151 | 3903.1903 | 3932.415 | 3938.6906
Wind Generation Cap 20% - MAP_WAUE v5.14 | 1457 | 6410 | Generation Constraint in GWh | FALSE | L | Annual | Allowances Purchased | GWh | 0 | 0 | 0 | 0 | 0 | 0 | 0
Wind Generation Cap 20% - MAP_WAUE v5.14 | 1457 | 6410 | Generation Constraint in GWh | FALSE | L | Annual | Allowances Sold | GWh | 0 | 0 | 0 | 0 | 0 | 0 | 0
Wind Generation Cap 20% - MAP_WAUE v5.14 | 1457 | 6410 | Generation Constraint in GWh | FALSE | L | Annual | Allowances Banked | GWh | 0 | 0 | 0 | 0 | 0 | 0 | 0
Wind Generation Cap 20% - MAP_WAUE v5.14 | 1457 | 6410 | Generation Constraint in GWh | FALSE | L | Annual | Allowances Withdrawn (1:1) | GWh | 0 | 0 | 0 | 0 | 0 | 0 | 0
Wind Generation Cap 20% - MAP_WAUE v5.14 | 1457 | 6410 | Generation Constraint in GWh | FALSE | L | Annual | Allowances Withdrawn (n:1) | GWh | 0 | 0 | 0 | 0 | 0 | 0 | 0
Wind Generation Cap 20% - MAP_WAUE v5.14 | 1457 | 6410 | Generation Constraint in GWh | FALSE | L | Annual | Net Emissions Allowance Position | GWh | 954.9772 | 2427.9352 | 2431.9439 | 2481.5151 | 3903.1903 | 3932.415 | 3938.6906
Wind Generation Cap 20% - MAP_WAUE v5.14 | 1457 | 6410 | Generation Constraint in GWh | FALSE | L | Annual | Fuel Consumed | TBtu | 0 | 0 | 0 | 0 | 0 | 0 | 0
Wind Generation Cap 20% - MAP_WAUE v5.14 | 1457 | 6410 | Generation Constraint in GWh | FALSE | L | Annual | Heat Rate | MMBtu/MWh | 0 | 0 | 0 | 0 | 0 | 0 | 0
Wind Generation Cap 20% - MAP_WAUE v5.14 | 1457 | 6410 | Generation Constraint in GWh | FALSE | L | Annual | Generation | TWh | 0.95498 | 2.4279 | 2.4319 | 2.4815 | 3.9032 | 3.9324 | 3.9387
Wind Generation Cap 20% - MAP_WAUE v5.14 | 1457 | 6410 | Generation Constraint in GWh | FALSE | L | Annual | Qualifying Generation | TWh | 0.95498 | 2.4279 | 2.4319 | 2.4815 | 3.9032 | 3.9324 | 3.9387
Wind Generation Cap 20% - MAP_WAUE v5.14 | 1457 | 6410 | Generation Constraint in GWh | FALSE | L | Annual | Rate | lb/MWh | 0 | 0 | 0 | 0 | 0 | 0 | 0
Wind Generation Cap 20% - MAP_WAUE v5.14 | 1457 | 6410 | Generation Constraint in GWh | FALSE | L | Annual | Constraint Shadow Price | US2011$/MWh | 0 | 0 | 0 | 0 | 0 | 0 | 0
Wind Generation Cap 20% - MIS_IA v5.14 | 1458 | 6411 | Generation Constraint in GWh | FALSE | L | Annual | Seasons Included | Seasons | Winter, Summer | Winter, Summer | Winter, Summer | Winter, Summer | Winter, Summer | Winter, Summer | Winter, Summer
Wind Generation Cap 20% - MIS_IA v5.14 | 1458 | 6411 | Generation Constraint in GWh | FALSE | L | Annual | Standard | GWh | 10985.208 | 10985.208 | 10985.208 | 10985.208 | 10985.208 | 10985.208 | 10985.208
Wind Generation Cap 20% - MIS_IA v5.14 | 1458 | 6411 | Generation Constraint in GWh | FALSE | L | Annual | Emissions at Affected Plants | GWh | 10984.208 | 10985.208 | 10985.208 | 10985.208 | 10985.208 | 10985.208 | 10985.208
Wind Generation Cap 20% - MIS_IA v5.14 | 1458 | 6411 | Generation Constraint in GWh | FALSE | L | Annual | Allowances Purchased | GWh | 0 | 0 | 0 | 0 | 0 | 0 | 0
Wind Generation Cap 20% - MIS_IA v5.14 | 1458 | 6411 | Generation Constraint in GWh | FALSE | L | Annual | Allowances Sold | GWh | 0 | 0 | 0 | 0 | 0 | 0 | 0
Wind Generation Cap 20% - MIS_IA v5.14 | 1458 | 6411 | Generation Constraint in GWh | FALSE | L | Annual | Allowances Banked | GWh | 0 | 0 | 0 | 0 | 0 | 0 | 0
Wind Generation Cap 20% - MIS_IA v5.14 | 1458 | 6411 | Generation Constraint in GWh | FALSE | L | Annual | Allowances Withdrawn (1:1) | GWh | 0 | 0 | 0 | 0 | 0 | 0 | 0
Wind Generation Cap 20% - MIS_IA v5.14 | 1458 | 6411 | Generation Constraint in GWh | FALSE | L | Annual | Allowances Withdrawn (n:1) | GWh | 0 | 0 | 0 | 0 | 0 | 0 | 0
Wind Generation Cap 20% - MIS_IA v5.14 | 1458 | 6411 | Generation Constraint in GWh | FALSE | L | Annual | Net Emissions Allowance Position | GWh | 10984.208 | 10985.208 | 10985.208 | 10985.208 | 10985.208 | 10985.208 | 10985.208
Wind Generation Cap 20% - MIS_IA v5.14 | 1458 | 6411 | Generation Constraint in GWh | FALSE | L | Annual | Fuel Consumed | TBtu | 0 | 0 | 0 | 0 | 0 | 0 | 0
Wind Generation Cap 20% - MIS_IA v5.14 | 1458 | 6411 | Generation Constraint in GWh | FALSE | L | Annual | Heat Rate | MMBtu/MWh | 0 | 0 | 0 | 0 | 0 | 0 | 0
Wind Generation Cap 20% - MIS_IA v5.14 | 1458 | 6411 | Generation Constraint in GWh | FALSE | L | Annual | Generation | TWh | 10.9842 | 10.9852 | 10.9852 | 10.9852 | 10.9852 | 10.9852 | 10.9852
Wind Generation Cap 20% - MIS_IA v5.14 | 1458 | 6411 | Generation Constraint in GWh | FALSE | L | Annual | Qualifying Generation | TWh | 10.9842 | 10.9852 | 10.9852 | 10.9852 | 10.9852 | 10.9852 | 10.9852
Wind Generation Cap 20% - MIS_IA v5.14 | 1458 | 6411 | Generation Constraint in GWh | FALSE | L | Annual | Rate | lb/MWh | 0 | 0 | 0 | 0 | 0 | 0 | 0
Wind Generation Cap 20% - MIS_IA v5.14 | 1458 | 6411 | Generation Constraint in GWh | FALSE | L | Annual | Constraint Shadow Price | US2011$/MWh | 0 | 0 | 0 | 0 | 0 | 0 | 0
Wind Generation Cap 20% - MIS_IL v5.14 | 1459 | 6412 | Generation Constraint in GWh | FALSE | L | Annual | Seasons Included | Seasons | Winter, Summer | Winter, Summer | Winter, Summer | Winter, Summer | Winter, Summer | Winter, Summer | Winter, Summer
Wind Generation Cap 20% - MIS_IL v5.14 | 1459 | 6412 | Generation Constraint in GWh | FALSE | L | Annual | Standard | GWh | 11523.3521 | 11749.0943 | 11842.0109 | 12148.0796 | 12386.934 | 12893.2818 | 13420.3295
Wind Generation Cap 20% - MIS_IL v5.14 | 1459 | 6412 | Generation Constraint in GWh | FALSE | L | Annual | Emissions at Affected Plants | GWh | 2121.6185 | 5545.822 | 5625.1039 | 7279.6744 | 7749.1388 | 7838.9021 | 7863.822
Wind Generation Cap 20% - MIS_IL v5.14 | 1459 | 6412 | Generation Constraint in GWh | FALSE | L | Annual | Allowances Purchased | GWh | 0 | 0 | 0 | 0 | 0 | 0 | 0
Wind Generation Cap 20% - MIS_IL v5.14 | 1459 | 6412 | Generation Constraint in GWh | FALSE | L | Annual | Allowances Sold | GWh | 0 | 0 | 0 | 0 | 0 | 0 | 0
Wind Generation Cap 20% - MIS_IL v5.14 | 1459 | 6412 | Generation Constraint in GWh | FALSE | L | Annual | Allowances Banked | GWh | 0 | 0 | 0 | 0 | 0 | 0 | 0
Wind Generation Cap 20% - MIS_IL v5.14 | 1459 | 6412 | Generation Constraint in GWh | FALSE | L | Annual | Allowances Withdrawn (1:1) | GWh | 0 | 0 | 0 | 0 | 0 | 0 | 0
Wind Generation Cap 20% - MIS_IL v5.14 | 1459 | 6412 | Generation Constraint in GWh | FALSE | L | Annual | Allowances Withdrawn (n:1) | GWh | 0 | 0 | 0 | 0 | 0 | 0 | 0
Wind Generation Cap 20% - MIS_IL v5.14 | 1459 | 6412 | Generation Constraint in GWh | FALSE | L | Annual | Net Emissions Allowance Position | GWh | 2121.6185 | 5545.822 | 5625.1039 | 7279.6744 | 7749.1388 | 7838.9021 | 7863.822
Wind Generation Cap 20% - MIS_IL v5.14 | 1459 | 6412 | Generation Constraint in GWh | FALSE | L | Annual | Fuel Consumed | TBtu | 0 | 0 | 0 | 0 | 0 | 0 | 0
Wind Generation Cap 20% - MIS_IL v5.14 | 1459 | 6412 | Generation Constraint in GWh | FALSE | L | Annual | Heat Rate | MMBtu/MWh | 0 | 0 | 0 | 0 | 0 | 0 | 0
Wind Generation Cap 20% - MIS_IL v5.14 | 1459 | 6412 | Generation Constraint in GWh | FALSE | L | Annual | Generation | TWh | 2.1216 | 5.5458 | 5.6251 | 7.2797 | 7.7491 | 7.8389 | 7.8638
Wind Generation Cap 20% - MIS_IL v5.14 | 1459 | 6412 | Generation Constraint in GWh | FALSE | L | Annual | Qualifying Generation | TWh | 2.1216 | 5.5458 | 5.6251 | 7.2797 | 7.7491 | 7.8389 | 7.8638
Wind Generation Cap 20% - MIS_IL v5.14 | 1459 | 6412 | Generation Constraint in GWh | FALSE | L | Annual | Rate | lb/MWh | 0 | 0 | 0 | 0 | 0 | 0 | 0
Wind Generation Cap 20% - MIS_IL v5.14 | 1459 | 6412 | Generation Constraint in GWh | FALSE | L | Annual | Constraint Shadow Price | US2011$/MWh | 0 | 0 | 0 | 0 | 0 | 0 | 0
Wind Generation Cap 20% - MIS_INKY v5.14 | 1460 | 6413 | Generation Constraint in GWh | FALSE | L | Annual | Seasons Included | Seasons | Winter, Summer | Winter, Summer | Winter, Summer | Winter, Summer | Winter, Summer | Winter, Summer | Winter, Summer
Wind Generation Cap 20% - MIS_INKY v5.14 | 1460 | 6413 | Generation Constraint in GWh | FALSE | L | Annual | Standard | GWh | 19515.2931 | 20015.4256 | 20209.8308 | 20749.0544 | 21119.4872 | 21823.4749 | 22550.9302
Wind Generation Cap 20% - MIS_INKY v5.14 | 1460 | 6413 | Generation Constraint in GWh | FALSE | L | Annual | Emissions at Affected Plants | GWh | 1145.5845 | 6266.8619 | 6433.6988 | 7393.9143 | 7989.3178 | 8252.7726 | 8331.1866
Wind Generation Cap 20% - MIS_INKY v5.14 | 1460 | 6413 | Generation Constraint in GWh | FALSE | L | Annual | Allowances Purchased | GWh | 0 | 0 | 0 | 0 | 0 | 0 | 0
Wind Generation Cap 20% - MIS_INKY v5.14 | 1460 | 6413 | Generation Constraint in GWh | FALSE | L | Annual | Allowances Sold | GWh | 0 | 0 | 0 | 0 | 0 | 0 | 0
Wind Generation Cap 20% - MIS_INKY v5.14 | 1460 | 6413 | Generation Constraint in GWh | FALSE | L | Annual | Allowances Banked | GWh | 0 | 0 | 0 | 0 | 0 | 0 | 0
Wind Generation Cap 20% - MIS_INKY v5.14 | 1460 | 6413 | Generation Constraint in GWh | FALSE | L | Annual | Allowances Withdrawn (1:1) | GWh | 0 | 0 | 0 | 0 | 0 | 0 | 0
Wind Generation Cap 20% - MIS_INKY v5.14 | 1460 | 6413 | Generation Constraint in GWh | FALSE | L | Annual | Allowances Withdrawn (n:1) | GWh | 0 | 0 | 0 | 0 | 0 | 0 | 0
Wind Generation Cap 20% - MIS_INKY v5.14 | 1460 | 6413 | Generation Constraint in GWh | FALSE | L | Annual | Net Emissions Allowance Position | GWh | 1145.5845 | 6266.8619 | 6433.6988 | 7393.9143 | 7989.3178 | 8252.7726 | 8331.1866
Wind Generation Cap 20% - MIS_INKY v5.14 | 1460 | 6413 | Generation Constraint in GWh | FALSE | L | Annual | Fuel Consumed | TBtu | 0 | 0 | 0 | 0 | 0 | 0 | 0
Wind Generation Cap 20% - MIS_INKY v5.14 | 1460 | 6413 | Generation Constraint in GWh | FALSE | L | Annual | Heat Rate | MMBtu/MWh | 0 | 0 | 0 | 0 | 0 | 0 | 0
Wind Generation Cap 20% - MIS_INKY v5.14 | 1460 | 6413 | Generation Constraint in GWh | FALSE | L | Annual | Generation | TWh | 1.1456 | 6.2669 | 6.4337 | 7.3939 | 7.9893 | 8.2528 | 8.3312
Wind Generation Cap 20% - MIS_INKY v5.14 | 1460 | 6413 | Generation Constraint in GWh | FALSE | L | Annual | Qualifying Generation | TWh | 1.1456 | 6.2669 | 6.4337 | 7.3939 | 7.9893 | 8.2528 | 8.3312
Wind Generation Cap 20% - MIS_INKY v5.14 | 1460 | 6413 | Generation Constraint in GWh | FALSE | L | Annual | Rate | lb/MWh | 0 | 0 | 0 | 0 | 0 | 0 | 0
Wind Generation Cap 20% - MIS_INKY v5.14 | 1460 | 6413 | Generation Constraint in GWh | FALSE | L | Annual | Constraint Shadow Price | US2011$/MWh | 0 | 0 | 0 | 0 | 0 | 0 | 0
Wind Generation Cap 20% - MIS_LMI v5.14 | 1461 | 6414 | Generation Constraint in GWh | FALSE | L | Annual | Seasons Included | Seasons | Winter, Summer | Winter, Summer | Winter, Summer | Winter, Summer | Winter, Summer | Winter, Summer | Winter, Summer
Wind Generation Cap 20% - MIS_LMI v5.14 | 1461 | 6414 | Generation Constraint in GWh | FALSE | L | Annual | Standard | GWh | 20670.136 | 21026.7554 | 21114.8764 | 21509.4274 | 21828.8686 | 22495.4062 | 23182.2972
Wind Generation Cap 20% - MIS_LMI v5.14 | 1461 | 6414 | Generation Constraint in GWh | FALSE | L | Annual | Emissions at Affected Plants | GWh | 3958.8353 | 7606.136 | 7818.6714 | 8858.1122 | 9445.0075 | 9670.9521 | 9728.5975
Wind Generation Cap 20% - MIS_LMI v5.14 | 1461 | 6414 | Generation Constraint in GWh | FALSE | L | Annual | Allowances Purchased | GWh | 0 | 0 | 0 | 0 | 0 | 0 | 0
Wind Generation Cap 20% - MIS_LMI v5.14 | 1461 | 6414 | Generation Constraint in GWh | FALSE | L | Annual | Allowances Sold | GWh | 0 | 0 | 0 | 0 | 0 | 0 | 0
Wind Generation Cap 20% - MIS_LMI v5.14 | 1461 | 6414 | Generation Constraint in GWh | FALSE | L | Annual | Allowances Banked | GWh | 0 | 0 | 0 | 0 | 0 | 0 | 0
Wind Generation Cap 20% - MIS_LMI v5.14 | 1461 | 6414 | Generation Constraint in GWh | FALSE | L | Annual | Allowances Withdrawn (1:1) | GWh | 0 | 0 | 0 | 0 | 0 | 0 | 0
Wind Generation Cap 20% - MIS_LMI v5.14 | 1461 | 6414 | Generation Constraint in GWh | FALSE | L | Annual | Allowances Withdrawn (n:1) | GWh | 0 | 0 | 0 | 0 | 0 | 0 | 0
Wind Generation Cap 20% - MIS_LMI v5.14 | 1461 | 6414 | Generation Constraint in GWh | FALSE | L | Annual | Net Emissions Allowance Position | GWh | 3958.8353 | 7606.136 | 7818.6714 | 8858.1122 | 9445.0075 | 9670.9521 | 9728.5975
Wind Generation Cap 20% - MIS_LMI v5.14 | 1461 | 6414 | Generation Constraint in GWh | FALSE | L | Annual | Fuel Consumed | TBtu | 0 | 0 | 0 | 0 | 0 | 0 | 0
Wind Generation Cap 20% - MIS_LMI v5.14 | 1461 | 6414 | Generation Constraint in GWh | FALSE | L | Annual | Heat Rate | MMBtu/MWh | 0 | 0 | 0 | 0 | 0 | 0 | 0
Wind Generation Cap 20% - MIS_LMI v5.14 | 1461 | 6414 | Generation Constraint in GWh | FALSE | L | Annual | Generation | TWh | 3.9588 | 7.6061 | 7.8187 | 8.8581 | 9.445 | 9.671 | 9.7286
Wind Generation Cap 20% - MIS_LMI v5.14 | 1461 | 6414 | Generation Constraint in GWh | FALSE | L | Annual | Qualifying Generation | TWh | 3.9588 | 7.6061 | 7.8187 | 8.8581 | 9.445 | 9.671 | 9.7286
Wind Generation Cap 20% - MIS_LMI v5.14 | 1461 | 6414 | Generation Constraint in GWh | FALSE | L | Annual | Rate | lb/MWh | 0 | 0 | 0 | 0 | 0 | 0 | 0
Wind Generation Cap 20% - MIS_LMI v5.14 | 1461 | 6414 | Generation Constraint in GWh | FALSE | L | Annual | Constraint Shadow Price | US2011$/MWh | 0 | 0 | 0 | 0 | 0 | 0 | 0
Wind Generation Cap 20% - MIS_MAPP v5.14 | 1462 | 6415 | Generation Constraint in GWh | FALSE | L | Annual | Seasons Included | Seasons | Winter, Summer | Winter, Summer | Winter, Summer | Winter, Summer | Winter, Summer | Winter, Summer | Winter, Summer
Wind Generation Cap 20% - MIS_MAPP v5.14 | 1462 | 6415 | Generation Constraint in GWh | FALSE | L | Annual | Standard | GWh | 8498.5512 | 8498.5512 | 8498.5512 | 8498.5512 | 8498.5512 | 8498.5512 | 8498.5512
Wind Generation Cap 20% - MIS_MAPP v5.14 | 1462 | 6415 | Generation Constraint in GWh | FALSE | L | Annual | Emissions at Affected Plants | GWh | 8497.5512 | 8498.5502 | 8498.5512 | 8498.5512 | 8498.5512 | 8498.5512 | 8498.5512
Wind Generation Cap 20% - MIS_MAPP v5.14 | 1462 | 6415 | Generation Constraint in GWh | FALSE | L | Annual | Allowances Purchased | GWh | 0 | 0 | 0 | 0 | 0 | 0 | 0
Wind Generation Cap 20% - MIS_MAPP v5.14 | 1462 | 6415 | Generation Constraint in GWh | FALSE | L | Annual | Allowances Sold | GWh | 0 | 0 | 0 | 0 | 0 | 0 | 0
Wind Generation Cap 20% - MIS_MAPP v5.14 | 1462 | 6415 | Generation Constraint in GWh | FALSE | L | Annual | Allowances Banked | GWh | 0 | 0 | 0 | 0 | 0 | 0 | 0
Wind Generation Cap 20% - MIS_MAPP v5.14 | 1462 | 6415 | Generation Constraint in GWh | FALSE | L | Annual | Allowances Withdrawn (1:1) | GWh | 0 | 0 | 0 | 0 | 0 | 0 | 0
Wind Generation Cap 20% - MIS_MAPP v5.14 | 1462 | 6415 | Generation Constraint in GWh | FALSE | L | Annual | Allowances Withdrawn (n:1) | GWh | 0 | 0 | 0 | 0 | 0 | 0 | 0
Wind Generation Cap 20% - MIS_MAPP v5.14 | 1462 | 6415 | Generation Constraint in GWh | FALSE | L | Annual | Net Emissions Allowance Position | GWh | 8497.5512 | 8498.5502 | 8498.5512 | 8498.5512 | 8498.5512 | 8498.5512 | 8498.5512
Wind Generation Cap 20% - MIS_MAPP v5.14 | 1462 | 6415 | Generation Constraint in GWh | FALSE | L | Annual | Fuel Consumed | TBtu | 0 | 0 | 0 | 0 | 0 | 0 | 0
Wind Generation Cap 20% - MIS_MAPP v5.14 | 1462 | 6415 | Generation Constraint in GWh | FALSE | L | Annual | Heat Rate | MMBtu/MWh | 0 | 0 | 0 | 0 | 0 | 0 | 0
Wind Generation Cap 20% - MIS_MAPP v5.14 | 1462 | 6415 | Generation Constraint in GWh | FALSE | L | Annual | Generation | TWh | 8.4976 | 8.4986 | 8.4986 | 8.4986 | 8.4986 | 8.4986 | 8.4986
Wind Generation Cap 20% - MIS_MAPP v5.14 | 1462 | 6415 | Generation Constraint in GWh | FALSE | L | Annual | Qualifying Generation | TWh | 8.4976 | 8.4986 | 8.4986 | 8.4986 | 8.4986 | 8.4986 | 8.4986
Wind Generation Cap 20% - MIS_MAPP v5.14 | 1462 | 6415 | Generation Constraint in GWh | FALSE | L | Annual | Rate | lb/MWh | 0 | 0 | 0 | 0 | 0 | 0 | 0
Wind Generation Cap 20% - MIS_MAPP v5.14 | 1462 | 6415 | Generation Constraint in GWh | FALSE | L | Annual | Constraint Shadow Price | US2011$/MWh | 0 | 0 | 0 | 0 | 0 | 0 | 0
Wind Generation Cap 20% - MIS_MIDA v5.14 | 1463 | 6416 | Generation Constraint in GWh | FALSE | L | Annual | Seasons Included | Seasons | Winter, Summer | Winter, Summer | Winter, Summer | Winter, Summer | Winter, Summer | Winter, Summer | Winter, Summer
Wind Generation Cap 20% - MIS_MIDA v5.14 | 1463 | 6416 | Generation Constraint in GWh | FALSE | L | Annual | Standard | GWh | 12309.203 | 12309.203 | 12309.203 | 12309.203 | 12309.203 | 12309.203 | 12309.203
Wind Generation Cap 20% - MIS_MIDA v5.14 | 1463 | 6416 | Generation Constraint in GWh | FALSE | L | Annual | Emissions at Affected Plants | GWh | 12308.203 | 12309.203 | 12309.203 | 12309.203 | 12309.203 | 12309.203 | 12309.203
Wind Generation Cap 20% - MIS_MIDA v5.14 | 1463 | 6416 | Generation Constraint in GWh | FALSE | L | Annual | Allowances Purchased | GWh | 0 | 0 | 0 | 0 | 0 | 0 | 0
Wind Generation Cap 20% - MIS_MIDA v5.14 | 1463 | 6416 | Generation Constraint in GWh | FALSE | L | Annual | Allowances Sold | GWh | 0 | 0 | 0 | 0 | 0 | 0 | 0
Wind Generation Cap 20% - MIS_MIDA v5.14 | 1463 | 6416 | Generation Constraint in GWh | FALSE | L | Annual | Allowances Banked | GWh | 0 | 0 | 0 | 0 | 0 | 0 | 0
Wind Generation Cap 20% - MIS_MIDA v5.14 | 1463 | 6416 | Generation Constraint in GWh | FALSE | L | Annual | Allowances Withdrawn (1:1) | GWh | 0 | 0 | 0 | 0 | 0 | 0 | 0
Wind Generation Cap 20% - MIS_MIDA v5.14 | 1463 | 6416 | Generation Constraint in GWh | FALSE | L | Annual | Allowances Withdrawn (n:1) | GWh | 0 | 0 | 0 | 0 | 0 | 0 | 0
Wind Generation Cap 20% - MIS_MIDA v5.14 | 1463 | 6416 | Generation Constraint in GWh | FALSE | L | Annual | Net Emissions Allowance Position | GWh | 12308.203 | 12309.203 | 12309.203 | 12309.203 | 12309.203 | 12309.203 | 12309.203
Wind Generation Cap 20% - MIS_MIDA v5.14 | 1463 | 6416 | Generation Constraint in GWh | FALSE | L | Annual | Fuel Consumed | TBtu | 0 | 0 | 0 | 0 | 0 | 0 | 0
Wind Generation Cap 20% - MIS_MIDA v5.14 | 1463 | 6416 | Generation Constraint in GWh | FALSE | L | Annual | Heat Rate | MMBtu/MWh | 0 | 0 | 0 | 0 | 0 | 0 | 0
Wind Generation Cap 20% - MIS_MIDA v5.14 | 1463 | 6416 | Generation Constraint in GWh | FALSE | L | Annual | Generation | TWh | 12.3082 | 12.3092 | 12.3092 | 12.3092 | 12.3092 | 12.3092 | 12.3092
Wind Generation Cap 20% - MIS_MIDA v5.14 | 1463 | 6416 | Generation Constraint in GWh | FALSE | L | Annual | Qualifying Generation | TWh | 12.3082 | 12.3092 | 12.3092 | 12.3092 | 12.3092 | 12.3092 | 12.3092
Wind Generation Cap 20% - MIS_MIDA v5.14 | 1463 | 6416 | Generation Constraint in GWh | FALSE | L | Annual | Rate | lb/MWh | 0 | 0 | 0 | 0 | 0 | 0 | 0
Wind Generation Cap 20% - MIS_MIDA v5.14 | 1463 | 6416 | Generation Constraint in GWh | FALSE | L | Annual | Constraint Shadow Price | US2011$/MWh | 0 | 0 | 0 | 0 | 0 | 0 | 0
Wind Generation Cap 20% - MIS_MNWI v5.14 | 1464 | 6417 | Generation Constraint in GWh | FALSE | L | Annual | Seasons Included | Seasons | Winter, Summer | Winter, Summer | Winter, Summer | Winter, Summer | Winter, Summer | Winter, Summer | Winter, Summer
Wind Generation Cap 20% - MIS_MNWI v5.14 | 1464 | 6417 | Generation Constraint in GWh | FALSE | L | Annual | Standard | GWh | 17568.661 | 18045.5998 | 18275.5802 | 18905.8565 | 19281.6496 | 20096.5407 | 20945.873
Wind Generation Cap 20% - MIS_MNWI v5.14 | 1464 | 6417 | Generation Constraint in GWh | FALSE | L | Annual | Emissions at Affected Plants | GWh | 9184.9623 | 17746.8316 | 17917.0194 | 18773.6023 | 19281.6496 | 19513.7194 | 19593.7217
Wind Generation Cap 20% - MIS_MNWI v5.14 | 1464 | 6417 | Generation Constraint in GWh | FALSE | L | Annual | Allowances Purchased | GWh | 0 | 0 | 0 | 0 | 0 | 0 | 0
Wind Generation Cap 20% - MIS_MNWI v5.14 | 1464 | 6417 | Generation Constraint in GWh | FALSE | L | Annual | Allowances Sold | GWh | 0 | 0 | 0 | 0 | 0 | 0 | 0
Wind Generation Cap 20% - MIS_MNWI v5.14 | 1464 | 6417 | Generation Constraint in GWh | FALSE | L | Annual | Allowances Banked | GWh | 0 | 0 | 0 | 0 | 0 | 0 | 0
Wind Generation Cap 20% - MIS_MNWI v5.14 | 1464 | 6417 | Generation Constraint in GWh | FALSE | L | Annual | Allowances Withdrawn (1:1) | GWh | 0 | 0 | 0 | 0 | 0 | 0 | 0
Wind Generation Cap 20% - MIS_MNWI v5.14 | 1464 | 6417 | Generation Constraint in GWh | FALSE | L | Annual | Allowances Withdrawn (n:1) | GWh | 0 | 0 | 0 | 0 | 0 | 0 | 0
Wind Generation Cap 20% - MIS_MNWI v5.14 | 1464 | 6417 | Generation Constraint in GWh | FALSE | L | Annual | Net Emissions Allowance Position | GWh | 9184.9623 | 17746.8316 | 17917.0194 | 18773.6023 | 19281.6496 | 19513.7194 | 19593.7217
Wind Generation Cap 20% - MIS_MNWI v5.14 | 1464 | 6417 | Generation Constraint in GWh | FALSE | L | Annual | Fuel Consumed | TBtu | 0 | 0 | 0 | 0 | 0 | 0 | 0
Wind Generation Cap 20% - MIS_MNWI v5.14 | 1464 | 6417 | Generation Constraint in GWh | FALSE | L | Annual | Heat Rate | MMBtu/MWh | 0 | 0 | 0 | 0 | 0 | 0 | 0
Wind Generation Cap 20% - MIS_MNWI v5.14 | 1464 | 6417 | Generation Constraint in GWh | FALSE | L | Annual | Generation | TWh | 9.185 | 17.7468 | 17.917 | 18.7736 | 19.2816 | 19.5137 | 19.5937
Wind Generation Cap 20% - MIS_MNWI v5.14 | 1464 | 6417 | Generation Constraint in GWh | FALSE | L | Annual | Qualifying Generation | TWh | 9.185 | 17.7468 | 17.917 | 18.7736 | 19.2816 | 19.5137 | 19.5937
Wind Generation Cap 20% - MIS_MNWI v5.14 | 1464 | 6417 | Generation Constraint in GWh | FALSE | L | Annual | Rate | lb/MWh | 0 | 0 | 0 | 0 | 0 | 0 | 0
Wind Generation Cap 20% - MIS_MNWI v5.14 | 1464 | 6417 | Generation Constraint in GWh | FALSE | L | Annual | Constraint Shadow Price | US2011$/MWh | 0 | 0 | 0 | 0 | 12.0734 | 0 | 0
Wind Generation Cap 20% - MIS_MO v5.14 | 1465 | 6418 | Generation Constraint in GWh | FALSE | L | Annual | Seasons Included | Seasons | Winter, Summer | Winter, Summer | Winter, Summer | Winter, Summer | Winter, Summer | Winter, Summer | Winter, Summer
Wind Generation Cap 20% - MIS_MO v5.14 | 1465 | 6418 | Generation Constraint in GWh | FALSE | L | Annual | Standard | GWh | 9791.898 | 9983.718 | 10062.6722 | 10322.7482 | 10525.7102 | 10955.9695 | 11403.8182
Wind Generation Cap 20% - MIS_MO v5.14 | 1465 | 6418 | Generation Constraint in GWh | FALSE | L | Annual | Emissions at Affected Plants | GWh | 777.6971 | 5196.1047 | 5242.7628 | 5673.3277 | 5992.7005 | 6138.7215 | 6177.1332
Wind Generation Cap 20% - MIS_MO v5.14 | 1465 | 6418 | Generation Constraint in GWh | FALSE | L | Annual | Allowances Purchased | GWh | 0 | 0 | 0 | 0 | 0 | 0 | 0
Wind Generation Cap 20% - MIS_MO v5.14 | 1465 | 6418 | Generation Constraint in GWh | FALSE | L | Annual | Allowances Sold | GWh | 0 | 0 | 0 | 0 | 0 | 0 | 0
Wind Generation Cap 20% - MIS_MO v5.14 | 1465 | 6418 | Generation Constraint in GWh | FALSE | L | Annual | Allowances Banked | GWh | 0 | 0 | 0 | 0 | 0 | 0 | 0
Wind Generation Cap 20% - MIS_MO v5.14 | 1465 | 6418 | Generation Constraint in GWh | FALSE | L | Annual | Allowances Withdrawn (1:1) | GWh | 0 | 0 | 0 | 0 | 0 | 0 | 0
Wind Generation Cap 20% - MIS_MO v5.14 | 1465 | 6418 | Generation Constraint in GWh | FALSE | L | Annual | Allowances Withdrawn (n:1) | GWh | 0 | 0 | 0 | 0 | 0 | 0 | 0
Wind Generation Cap 20% - MIS_MO v5.14 | 1465 | 6418 | Generation Constraint in GWh | FALSE | L | Annual | Net Emissions Allowance Position | GWh | 777.6971 | 5196.1047 | 5242.7628 | 5673.3277 | 5992.7005 | 6138.7215 | 6177.1332
Wind Generation Cap 20% - MIS_MO v5.14 | 1465 | 6418 | Generation Constraint in GWh | FALSE | L | Annual | Fuel Consumed | TBtu | 0 | 0 | 0 | 0 | 0 | 0 | 0
Wind Generation Cap 20% - MIS_MO v5.14 | 1465 | 6418 | Generation Constraint in GWh | FALSE | L | Annual | Heat Rate | MMBtu/MWh | 0 | 0 | 0 | 0 | 0 | 0 | 0
Wind Generation Cap 20% - MIS_MO v5.14 | 1465 | 6418 | Generation Constraint in GWh | FALSE | L | Annual | Generation | TWh | 0.7777 | 5.1961 | 5.2428 | 5.6733 | 5.9927 | 6.1387 | 6.1771
Wind Generation Cap 20% - MIS_MO v5.14 | 1465 | 6418 | Generation Constraint in GWh | FALSE | L | Annual | Qualifying Generation | TWh | 0.7777 | 5.1961 | 5.2428 | 5.6733 | 5.9927 | 6.1387 | 6.1771
Wind Generation Cap 20% - MIS_MO v5.14 | 1465 | 6418 | Generation Constraint in GWh | FALSE | L | Annual | Rate | lb/MWh | 0 | 0 | 0 | 0 | 0 | 0 | 0
Wind Generation Cap 20% - MIS_MO v5.14 | 1465 | 6418 | Generation Constraint in GWh | FALSE | L | Annual | Constraint Shadow Price | US2011$/MWh | 0 | 0 | 0 | 0 | 0 | 0 | 0
Wind Generation Cap 20% - MIS_WUMS v5.14 | 1466 | 6419 | Generation Constraint in GWh | FALSE | L | Annual | Seasons Included | Seasons | Winter, Summer | Winter, Summer | Winter, Summer | Winter, Summer | Winter, Summer | Winter, Summer | Winter, Summer
Wind Generation Cap 20% - MIS_WUMS v5.14 | 1466 | 6419 | Generation Constraint in GWh | FALSE | L | Annual | Standard | GWh | 10975.9131 | 11244.6985 | 11336.635 | 11610.9332 | 11790.0955 | 12143.6699 | 12507.8486
Wind Generation Cap 20% - MIS_WUMS v5.14 | 1466 | 6419 | Generation Constraint in GWh | FALSE | L | Annual | Emissions at Affected Plants | GWh | 1649.0175 | 3279.6713 | 3417.804 | 4094.9216 | 4479.005 | 4631.269 | 4671.5831
Wind Generation Cap 20% - MIS_WUMS v5.14 | 1466 | 6419 | Generation Constraint in GWh | FALSE | L | Annual | Allowances Purchased | GWh | 0 | 0 | 0 | 0 | 0 | 0 | 0
Wind Generation Cap 20% - MIS_WUMS v5.14 | 1466 | 6419 | Generation Constraint in GWh | FALSE | L | Annual | Allowances Sold | GWh | 0 | 0 | 0 | 0 | 0 | 0 | 0
Wind Generation Cap 20% - MIS_WUMS v5.14 | 1466 | 6419 | Generation Constraint in GWh | FALSE | L | Annual | Allowances Banked | GWh | 0 | 0 | 0 | 0 | 0 | 0 | 0
Wind Generation Cap 20% - MIS_WUMS v5.14 | 1466 | 6419 | Generation Constraint in GWh | FALSE | L | Annual | Allowances Withdrawn (1:1) | GWh | 0 | 0 | 0 | 0 | 0 | 0 | 0
Wind Generation Cap 20% - MIS_WUMS v5.14 | 1466 | 6419 | Generation Constraint in GWh | FALSE | L | Annual | Allowances Withdrawn (n:1) | GWh | 0 | 0 | 0 | 0 | 0 | 0 | 0
Wind Generation Cap 20% - MIS_WUMS v5.14 | 1466 | 6419 | Generation Constraint in GWh | FALSE | L | Annual | Net Emissions Allowance Position | GWh | 1649.0175 | 3279.6713 | 3417.804 | 4094.9216 | 4479.005 | 4631.269 | 4671.5831
Wind Generation Cap 20% - MIS_WUMS v5.14 | 1466 | 6419 | Generation Constraint in GWh | FALSE | L | Annual | Fuel Consumed | TBtu | 0 | 0 | 0 | 0 | 0 | 0 | 0
Wind Generation Cap 20% - MIS_WUMS v5.14 | 1466 | 6419 | Generation Constraint in GWh | FALSE | L | Annual | Heat Rate | MMBtu/MWh | 0 | 0 | 0 | 0 | 0 | 0 | 0
Wind Generation Cap 20% - MIS_WUMS v5.14 | 1466 | 6419 | Generation Constraint in GWh | FALSE | L | Annual | Generation | TWh | 1.649 | 3.2797 | 3.4178 | 4.0949 | 4.479 | 4.6313 | 4.6716
Wind Generation Cap 20% - MIS_WUMS v5.14 | 1466 | 6419 | Generation Constraint in GWh | FALSE | L | Annual | Qualifying Generation | TWh | 1.649 | 3.2797 | 3.4178 | 4.0949 | 4.479 | 4.6313 | 4.6716
Wind Generation Cap 20% - MIS_WUMS v5.14 | 1466 | 6419 | Generation Constraint in GWh | FALSE | L | Annual | Rate | lb/MWh | 0 | 0 | 0 | 0 | 0 | 0 | 0
Wind Generation Cap 20% - MIS_WUMS v5.14 | 1466 | 6419 | Generation Constraint in GWh | FALSE | L | Annual | Constraint Shadow Price | US2011$/MWh | 0 | 0 | 0 | 0 | 0 | 0 | 0
Wind Generation Cap 20% - NENG_CT v5.14 | 1467 | 6420 | Generation Constraint in GWh | FALSE | L | Annual | Seasons Included | Seasons | Winter, Summer | Winter, Summer | Winter, Summer | Winter, Summer | Winter, Summer | Winter, Summer | Winter, Summer
Wind Generation Cap 20% - NENG_CT v5.14 | 1467 | 6420 | Generation Constraint in GWh | FALSE | L | Annual | Standard | GWh | 6959.7835 | 7124.9058 | 7038.905 | 6967.2162 | 7002.3851 | 7069.8211 | 7137.9065
Wind Generation Cap 20% - NENG_CT v5.14 | 1467 | 6420 | Generation Constraint in GWh | FALSE | L | Annual | Emissions at Affected Plants | GWh | 0 | 35.3022 | 99.3003 | 413.0676 | 591.1001 | 662.0042 | 675.2176
Wind Generation Cap 20% - NENG_CT v5.14 | 1467 | 6420 | Generation Constraint in GWh | FALSE | L | Annual | Allowances Purchased | GWh | 0 | 0 | 0 | 0 | 0 | 0 | 0
Wind Generation Cap 20% - NENG_CT v5.14 | 1467 | 6420 | Generation Constraint in GWh | FALSE | L | Annual | Allowances Sold | GWh | 0 | 0 | 0 | 0 | 0 | 0 | 0
Wind Generation Cap 20% - NENG_CT v5.14 | 1467 | 6420 | Generation Constraint in GWh | FALSE | L | Annual | Allowances Banked | GWh | 0 | 0 | 0 | 0 | 0 | 0 | 0
Wind Generation Cap 20% - NENG_CT v5.14 | 1467 | 6420 | Generation Constraint in GWh | FALSE | L | Annual | Allowances Withdrawn (1:1) | GWh | 0 | 0 | 0 | 0 | 0 | 0 | 0
Wind Generation Cap 20% - NENG_CT v5.14 | 1467 | 6420 | Generation Constraint in GWh | FALSE | L | Annual | Allowances Withdrawn (n:1) | GWh | 0 | 0 | 0 | 0 | 0 | 0 | 0
Wind Generation Cap 20% - NENG_CT v5.14 | 1467 | 6420 | Generation Constraint in GWh | FALSE | L | Annual | Net Emissions Allowance Position | GWh | 0 | 35.3022 | 99.3003 | 413.0676 | 591.1001 | 662.0042 | 675.2176
Wind Generation Cap 20% - NENG_CT v5.14 | 1467 | 6420 | Generation Constraint in GWh | FALSE | L | Annual | Fuel Consumed | TBtu | 0 | 0 | 0 | 0 | 0 | 0 | 0
Wind Generation Cap 20% - NENG_CT v5.14 | 1467 | 6420 | Generation Constraint in GWh | FALSE | L | Annual | Heat Rate | MMBtu/MWh | 0 | 0 | 0 | 0 | 0 | 0 | 0
Wind Generation Cap 20% - NENG_CT v5.14 | 1467 | 6420 | Generation Constraint in GWh | FALSE | L | Annual | Generation | TWh | 0 | 0.035302 | 0.0993 | 0.41307 | 0.5911 | 0.662 | 0.67522
Wind Generation Cap 20% - NENG_CT v5.14 | 1467 | 6420 | Generation Constraint in GWh | FALSE | L | Annual | Qualifying Generation | TWh | 0 | 0.035302 | 0.0993 | 0.41307 | 0.5911 | 0.662 | 0.67522
Wind Generation Cap 20% - NENG_CT v5.14 | 1467 | 6420 | Generation Constraint in GWh | FALSE | L | Annual | Rate | lb/MWh | 0 | 0 | 0 | 0 | 0 | 0 | 0
Wind Generation Cap 20% - NENG_CT v5.14 | 1467 | 6420 | Generation Constraint in GWh | FALSE | L | Annual | Constraint Shadow Price | US2011$/MWh | 0 | 0 | 0 | 0 | 0 | 0 | 0
Wind Generation Cap 20% - NENG_ME v5.14 | 1468 | 6421 | Generation Constraint in GWh | FALSE | L | Annual | Seasons Included | Seasons | Winter, Summer | Winter, Summer | Winter, Summer | Winter, Summer | Winter, Summer | Winter, Summer | Winter, Summer
Wind Generation Cap 20% - NENG_ME v5.14 | 1468 | 6421 | Generation Constraint in GWh | FALSE | L | Annual | Standard | GWh | 2445.7397 | 2503.75 | 2473.5364 | 2448.3509 | 2460.7064 | 2484.3978 | 2508.3173
Wind Generation Cap 20% - NENG_ME v5.14 | 1468 | 6421 | Generation Constraint in GWh | FALSE | L | Annual | Emissions at Affected Plants | GWh | 1551.7533 | 2235.2879 | 2260.7267 | 2385.4471 | 2456.2138 | 2484.3978 | 2508.3173
Wind Generation Cap 20% - NENG_ME v5.14 | 1468 | 6421 | Generation Constraint in GWh | FALSE | L | Annual | Allowances Purchased | GWh | 0 | 0 | 0 | 0 | 0 | 0 | 0
Wind Generation Cap 20% - NENG_ME v5.14 | 1468 | 6421 | Generation Constraint in GWh | FALSE | L | Annual | Allowances Sold | GWh | 0 | 0 | 0 | 0 | 0 | 0 | 0
Wind Generation Cap 20% - NENG_ME v5.14 | 1468 | 6421 | Generation Constraint in GWh | FALSE | L | Annual | Allowances Banked | GWh | 0 | 0 | 0 | 0 | 0 | 0 | 0
Wind Generation Cap 20% - NENG_ME v5.14 | 1468 | 6421 | Generation Constraint in GWh | FALSE | L | Annual | Allowances Withdrawn (1:1) | GWh | 0 | 0 | 0 | 0 | 0 | 0 | 0
Wind Generation Cap 20% - NENG_ME v5.14 | 1468 | 6421 | Generation Constraint in GWh | FALSE | L | Annual | Allowances Withdrawn (n:1) | GWh | 0 | 0 | 0 | 0 | 0 | 0 | 0
Wind Generation Cap 20% - NENG_ME v5.14 | 1468 | 6421 | Generation Constraint in GWh | FALSE | L | Annual | Net Emissions Allowance Position | GWh | 1551.7533 | 2235.2879 | 2260.7267 | 2385.4471 | 2456.2138 | 2484.3978 | 2508.3173
Wind Generation Cap 20% - NENG_ME v5.14 | 1468 | 6421 | Generation Constraint in GWh | FALSE | L | Annual | Fuel Consumed | TBtu | 0 | 0 | 0 | 0 | 0 | 0 | 0
Wind Generation Cap 20% - NENG_ME v5.14 | 1468 | 6421 | Generation Constraint in GWh | FALSE | L | Annual | Heat Rate | MMBtu/MWh | 0 | 0 | 0 | 0 | 0 | 0 | 0
Wind Generation Cap 20% - NENG_ME v5.14 | 1468 | 6421 | Generation Constraint in GWh | FALSE | L | Annual | Generation | TWh | 1.5518 | 2.2353 | 2.2607 | 2.3854 | 2.4562 | 2.4844 | 2.5083
Wind Generation Cap 20% - NENG_ME v5.14 | 1468 | 6421 | Generation Constraint in GWh | FALSE | L | Annual | Qualifying Generation | TWh | 1.5518 | 2.2353 | 2.2607 | 2.3854 | 2.4562 | 2.4844 | 2.5083
Wind Generation Cap 20% - NENG_ME v5.14 | 1468 | 6421 | Generation Constraint in GWh | FALSE | L | Annual | Rate | lb/MWh | 0 | 0 | 0 | 0 | 0 | 0 | 0
Wind Generation Cap 20% - NENG_ME v5.14 | 1468 | 6421 | Generation Constraint in GWh | FALSE | L | Annual | Constraint Shadow Price | US2011$/MWh | 0 | 0 | 0 | 0 | 0 | 100.384 | 10.8482
Wind Generation Cap 20% - NENGREST v5.14 | 1469 | 6422 | Generation Constraint in GWh | FALSE | L | Annual | Seasons Included | Seasons | Winter, Summer | Winter, Summer | Winter, Summer | Winter, Summer | Winter, Summer | Winter, Summer | Winter, Summer
Wind Generation Cap 20% - NENGREST v5.14 | 1469 | 6422 | Generation Constraint in GWh | FALSE | L | Annual | Standard | GWh | 18106.1744 | 18535.7852 | 18312.0307 | 18125.5127 | 18217.0143 | 18392.4672 | 18569.61
Wind Generation Cap 20% - NENGREST v5.14 | 1469 | 6422 | Generation Constraint in GWh | FALSE | L | Annual | Emissions at Affected Plants | GWh | 1032.8443 | 11168.3385 | 11319.2544 | 12126.619 | 12630.4555 | 12842.7512 | 12877.9152
Wind Generation Cap 20% - NENGREST v5.14 | 1469 | 6422 | Generation Constraint in GWh | FALSE | L | Annual | Allowances Purchased | GWh | 0 | 0 | 0 | 0 | 0 | 0 | 0
Wind Generation Cap 20% - NENGREST v5.14 | 1469 | 6422 | Generation Constraint in GWh | FALSE | L | Annual | Allowances Sold | GWh | 0 | 0 | 0 | 0 | 0 | 0 | 0
Wind Generation Cap 20% - NENGREST v5.14 | 1469 | 6422 | Generation Constraint in GWh | FALSE | L | Annual | Allowances Banked | GWh | 0 | 0 | 0 | 0 | 0 | 0 | 0
Wind Generation Cap 20% - NENGREST v5.14 | 1469 | 6422 | Generation Constraint in GWh | FALSE | L | Annual | Allowances Withdrawn (1:1) | GWh | 0 | 0 | 0 | 0 | 0 | 0 | 0
Wind Generation Cap 20% - NENGREST v5.14 | 1469 | 6422 | Generation Constraint in GWh | FALSE | L | Annual | Allowances Withdrawn (n:1) | GWh | 0 | 0 | 0 | 0 | 0 | 0 | 0
Wind Generation Cap 20% - NENGREST v5.14 | 1469 | 6422 | Generation Constraint in GWh | FALSE | L | Annual | Net Emissions Allowance Position | GWh | 1032.8443 | 11168.3385 | 11319.2544 | 12126.619 | 12630.4555 | 12842.7512 | 12877.9152
Wind Generation Cap 20% - NENGREST v5.14 | 1469 | 6422 | Generation Constraint in GWh | FALSE | L | Annual | Fuel Consumed | TBtu | 0 | 0 | 0 | 0 | 0 | 0 | 0
Wind Generation Cap 20% - NENGREST v5.14 | 1469 | 6422 | Generation Constraint in GWh | FALSE | L | Annual | Heat Rate | MMBtu/MWh | 0 | 0 | 0 | 0 | 0 | 0 | 0
Wind Generation Cap 20% - NENGREST v5.14 | 1469 | 6422 | Generation Constraint in GWh | FALSE | L | Annual | Generation | TWh | 1.0328 | 11.1683 | 11.3193 | 12.1266 | 12.6305 | 12.8428 | 12.8779
Wind Generation Cap 20% - NENGREST v5.14 | 1469 | 6422 | Generation Constraint in GWh | FALSE | L | Annual | Qualifying Generation | TWh | 1.0328 | 11.1683 | 11.3193 | 12.1266 | 12.6305 | 12.8428 | 12.8779
Wind Generation Cap 20% - NENGREST v5.14 | 1469 | 6422 | Generation Constraint in GWh | FALSE | L | Annual | Rate | lb/MWh | 0 | 0 | 0 | 0 | 0 | 0 | 0
Wind Generation Cap 20% - NENGREST v5.14 | 1469 | 6422 | Generation Constraint in GWh | FALSE | L | Annual | Constraint Shadow Price | US2011$/MWh | 0 | 0 | 0 | 0 | 0 | 0 | 0
Wind Generation Cap 20% - NY_Z_A&B v5.14 | 1470 | 6423 | Generation Constraint in GWh | FALSE | L | Annual | Seasons Included | Seasons | Winter, Summer | Winter, Summer | Winter, Summer | Winter, Summer | Winter, Summer | Winter, Summer | Winter, Summer
Wind Generation Cap 20% - NY_Z_A&B v5.14 | 1470 | 6423 | Generation Constraint in GWh | FALSE | L | Annual | Standard | GWh | 4864.3545 | 4872.2184 | 4825.1598 | 4766.3499 | 4779.0224 | 4824.1222 | 4869.6478
Wind Generation Cap 20% - NY_Z_A&B v5.14 | 1470 | 6423 | Generation Constraint in GWh | FALSE | L | Annual | Emissions at Affected Plants | GWh | 994.9512 | 1025.5109 | 1079.7352 | 1342.2709 | 1485.5346 | 1526.363 | 1524.5171
Wind Generation Cap 20% - NY_Z_A&B v5.14 | 1470 | 6423 | Generation Constraint in GWh | FALSE | L | Annual | Allowances Purchased | GWh | 0 | 0 | 0 | 0 | 0 | 0 | 0
Wind Generation Cap 20% - NY_Z_A&B v5.14 | 1470 | 6423 | Generation Constraint in GWh | FALSE | L | Annual | Allowances Sold | GWh | 0 | 0 | 0 | 0 | 0 | 0 | 0
Wind Generation Cap 20% - NY_Z_A&B v5.14 | 1470 | 6423 | Generation Constraint in GWh | FALSE | L | Annual | Allowances Banked | GWh | 0 | 0 | 0 | 0 | 0 | 0 | 0
Wind Generation Cap 20% - NY_Z_A&B v5.14 | 1470 | 6423 | Generation Constraint in GWh | FALSE | L | Annual | Allowances Withdrawn (1:1) | GWh | 0 | 0 | 0 | 0 | 0 | 0 | 0
Wind Generation Cap 20% - NY_Z_A&B v5.14 | 1470 | 6423 | Generation Constraint in GWh | FALSE | L | Annual | Allowances Withdrawn (n:1) | GWh | 0 | 0 | 0 | 0 | 0 | 0 | 0
Wind Generation Cap 20% - NY_Z_A&B v5.14 | 1470 | 6423 | Generation Constraint in GWh | FALSE | L | Annual | Net Emissions Allowance Position | GWh | 994.9512 | 1025.5109 | 1079.7352 | 1342.2709 | 1485.5346 | 1526.363 | 1524.5171
Wind Generation Cap 20% - NY_Z_A&B v5.14 | 1470 | 6423 | Generation Constraint in GWh | FALSE | L | Annual | Fuel Consumed | TBtu | 0 | 0 | 0 | 0 | 0 | 0 | 0
Wind Generation Cap 20% - NY_Z_A&B v5.14 | 1470 | 6423 | Generation Constraint in GWh | FALSE | L | Annual | Heat Rate | MMBtu/MWh | 0 | 0 | 0 | 0 | 0 | 0 | 0
Wind Generation Cap 20% - NY_Z_A&B v5.14 | 1470 | 6423 | Generation Constraint in GWh | FALSE | L | Annual | Generation | TWh | 0.99495 | 1.0255 | 1.0797 | 1.3423 | 1.4855 | 1.5264 | 1.5245
Wind Generation Cap 20% - NY_Z_A&B v5.14 | 1470 | 6423 | Generation Constraint in GWh | FALSE | L | Annual | Qualifying Generation | TWh | 0.99495 | 1.0255 | 1.0797 | 1.3423 | 1.4855 | 1.5264 | 1.5245
Wind Generation Cap 20% - NY_Z_A&B v5.14 | 1470 | 6423 | Generation Constraint in GWh | FALSE | L | Annual | Rate | lb/MWh | 0 | 0 | 0 | 0 | 0 | 0 | 0
Wind Generation Cap 20% - NY_Z_A&B v5.14 | 1470 | 6423 | Generation Constraint in GWh | FALSE | L | Annual | Constraint Shadow Price | US2011$/MWh | 0 | 0 | 0 | 0 | 0 | 0 | 0
Wind Generation Cap 20% - NY_Z_C&E v5.14 | 1471 | 6424 | Generation Constraint in GWh | FALSE | L | Annual | Seasons Included | Seasons | Winter, Summer | Winter, Summer | Winter, Summer | Winter, Summer | Winter, Summer | Winter, Summer | Winter, Summer
Wind Generation Cap 20% - NY_Z_C&E v5.14 | 1471 | 6424 | Generation Constraint in GWh | FALSE | L | Annual | Standard | GWh | 4570.2852 | 4577.6735 | 4533.4604 | 4478.2065 | 4490.1127 | 4532.4856 | 4575.2584
Wind Generation Cap 20% - NY_Z_C&E v5.14 | 1471 | 6424 | Generation Constraint in GWh | FALSE | L | Annual | Emissions at Affected Plants | GWh | 1518.652 | 1779.5274 | 1809.9448 | 1957.2156 | 2037.5802 | 2060.4831 | 2059.4476
Wind Generation Cap 20% - NY_Z_C&E v5.14 | 1471 | 6424 | Generation Constraint in GWh | FALSE | L | Annual | Allowances Purchased | GWh | 0 | 0 | 0 | 0 | 0 | 0 | 0
Wind Generation Cap 20% - NY_Z_C&E v5.14 | 1471 | 6424 | Generation Constraint in GWh | FALSE | L | Annual | Allowances Sold | GWh | 0 | 0 | 0 | 0 | 0 | 0 | 0
Wind Generation Cap 20% - NY_Z_C&E v5.14 | 1471 | 6424 | Generation Constraint in GWh | FALSE | L | Annual | Allowances Banked | GWh | 0 | 0 | 0 | 0 | 0 | 0 | 0
Wind Generation Cap 20% - NY_Z_C&E v5.14 | 1471 | 6424 | Generation Constraint in GWh | FALSE | L | Annual | Allowances Withdrawn (1:1) | GWh | 0 | 0 | 0 | 0 | 0 | 0 | 0
Wind Generation Cap 20% - NY_Z_C&E v5.14 | 1471 | 6424 | Generation Constraint in GWh | FALSE | L | Annual | Allowances Withdrawn (n:1) | GWh | 0 | 0 | 0 | 0 | 0 | 0 | 0
Wind Generation Cap 20% - NY_Z_C&E v5.14 | 1471 | 6424 | Generation Constraint in GWh | FALSE | L | Annual | Net Emissions Allowance Position | GWh | 1518.652 | 1779.5274 | 1809.9448 | 1957.2156 | 2037.5802 | 2060.4831 | 2059.4476
Wind Generation Cap 20% - NY_Z_C&E v5.14 | 1471 | 6424 | Generation Constraint in GWh | FALSE | L | Annual | Fuel Consumed | TBtu | 0 | 0 | 0 | 0 | 0 | 0 | 0
Wind Generation Cap 20% - NY_Z_C&E v5.14 | 1471 | 6424 | Generation Constraint in GWh | FALSE | L | Annual | Heat Rate | MMBtu/MWh | 0 | 0 | 0 | 0 | 0 | 0 | 0
Wind Generation Cap 20% - NY_Z_C&E v5.14 | 1471 | 6424 | Generation Constraint in GWh | FALSE | L | Annual | Generation | TWh | 1.5187 | 1.7795 | 1.8099 | 1.9572 | 2.0376 | 2.0605 | 2.0594
Wind Generation Cap 20% - NY_Z_C&E v5.14 | 1471 | 6424 | Generation Constraint in GWh | FALSE | L | Annual | Qualifying Generation | TWh | 1.5187 | 1.7795 | 1.8099 | 1.9572 | 2.0376 | 2.0605 | 2.0594
Wind Generation Cap 20% - NY_Z_C&E v5.14 | 1471 | 6424 | Generation Constraint in GWh | FALSE | L | Annual | Rate | lb/MWh | 0 | 0 | 0 | 0 | 0 | 0 | 0
Wind Generation Cap 20% - NY_Z_C&E v5.14 | 1471 | 6424 | Generation Constraint in GWh | FALSE | L | Annual | Constraint Shadow Price | US2011$/MWh | 0 | 0 | 0 | 0 | 0 | 0 | 0
Wind Generation Cap 20% - NY_Z_D v5.14 | 1472 | 6425 | Generation Constraint in GWh | FALSE | L | Annual | Seasons Included | Seasons | Winter, Summer | Winter, Summer | Winter, Summer | Winter, Summer | Winter, Summer | Winter, Summer | Winter, Summer
Wind Generation Cap 20% - NY_Z_D v5.14 | 1472 | 6425 | Generation Constraint in GWh | FALSE | L | Annual | Standard | GWh | 1221.4562 | 1223.4296 | 1211.6203 | 1196.862 | 1200.0421 | 1211.3599 | 1222.7845
Wind Generation Cap 20% - NY_Z_D v5.14 | 1472 | 6425 | Generation Constraint in GWh | FALSE | L | Annual | Emissions at Affected Plants | GWh | 1176.1477 | 1196.862 | 1196.862 | 1196.862 | 1200.0421 | 1211.3599 | 1222.7846
Wind Generation Cap 20% - NY_Z_D v5.14 | 1472 | 6425 | Generation Constraint in GWh | FALSE | L | Annual | Allowances Purchased | GWh | 0 | 0 | 0 | 0 | 0 | 0 | 0
Wind Generation Cap 20% - NY_Z_D v5.14 | 1472 | 6425 | Generation Constraint in GWh | FALSE | L | Annual | Allowances Sold | GWh | 0 | 0 | 0 | 0 | 0 | 0 | 0
Wind Generation Cap 20% - NY_Z_D v5.14 | 1472 | 6425 | Generation Constraint in GWh | FALSE | L | Annual | Allowances Banked | GWh | 0 | 0 | 0 | 0 | 0 | 0 | 0
Wind Generation Cap 20% - NY_Z_D v5.14 | 1472 | 6425 | Generation Constraint in GWh | FALSE | L | Annual | Allowances Withdrawn (1:1) | GWh | 0 | 0 | 0 | 0 | 0 | 0 | 0
Wind Generation Cap 20% - NY_Z_D v5.14 | 1472 | 6425 | Generation Constraint in GWh | FALSE | L | Annual | Allowances Withdrawn (n:1) | GWh | 0 | 0 | 0 | 0 | 0 | 0 | 0
Wind Generation Cap 20% - NY_Z_D v5.14 | 1472 | 6425 | Generation Constraint in GWh | FALSE | L | Annual | Net Emissions Allowance Position | GWh | 1176.1477 | 1196.862 | 1196.862 | 1196.862 | 1200.0421 | 1211.3599 | 1222.7846
Wind Generation Cap 20% - NY_Z_D v5.14 | 1472 | 6425 | Generation Constraint in GWh | FALSE | L | Annual | Fuel Consumed | TBtu | 0 | 0 | 0 | 0 | 0 | 0 | 0
Wind Generation Cap 20% - NY_Z_D v5.14 | 1472 | 6425 | Generation Constraint in GWh | FALSE | L | Annual | Heat Rate | MMBtu/MWh | 0 | 0 | 0 | 0 | 0 | 0 | 0
Wind Generation Cap 20% - NY_Z_D v5.14 | 1472 | 6425 | Generation Constraint in GWh | FALSE | L | Annual | Generation | TWh | 1.1761 | 1.1969 | 1.1969 | 1.1969 | 1.2 | 1.2114 | 1.2228
Wind Generation Cap 20% - NY_Z_D v5.14 | 1472 | 6425 | Generation Constraint in GWh | FALSE | L | Annual | Qualifying Generation | TWh | 1.1761 | 1.1969 | 1.1969 | 1.1969 | 1.2 | 1.2114 | 1.2228
Wind Generation Cap 20% - NY_Z_D v5.14 | 1472 | 6425 | Generation Constraint in GWh | FALSE | L | Annual | Rate | lb/MWh | 0 | 0 | 0 | 0 | 0 | 0 | 0
Wind Generation Cap 20% - NY_Z_D v5.14 | 1472 | 6425 | Generation Constraint in GWh | FALSE | L | Annual | Constraint Shadow Price | US2011$/MWh | 0 | 0 | 0 | 36.8325 | 27.3768 | 2.5723 | 7.0864
Wind Generation Cap 20% - NY_Z_F v5.14 | 1473 | 6426 | Generation Constraint in GWh | FALSE | L | Annual | Seasons Included | Seasons | Winter, Summer | Winter, Summer | Winter, Summer | Winter, Summer | Winter, Summer | Winter, Summer | Winter, Summer
Wind Generation Cap 20% - NY_Z_F v5.14 | 1473 | 6426 | Generation Constraint in GWh | FALSE | L | Annual | Standard | GWh | 2190.9631 | 2194.5042 | 2173.3138 | 2146.8317 | 2152.5381 | 2172.8466 | 2193.3467
Wind Generation Cap 20% - NY_Z_F v5.14 | 1473 | 6426 | Generation Constraint in GWh | FALSE | L | Annual | Emissions at Affected Plants | GWh | 0 | 303.2718 | 325.0164 | 430.2965 | 487.747 | 504.1197 | 503.3795
Wind Generation Cap 20% - NY_Z_F v5.14 | 1473 | 6426 | Generation Constraint in GWh | FALSE | L | Annual | Allowances Purchased | GWh | 0 | 0 | 0 | 0 | 0 | 0 | 0
Wind Generation Cap 20% - NY_Z_F v5.14 | 1473 | 6426 | Generation Constraint in GWh | FALSE | L | Annual | Allowances Sold | GWh | 0 | 0 | 0 | 0 | 0 | 0 | 0
Wind Generation Cap 20% - NY_Z_F v5.14 | 1473 | 6426 | Generation Constraint in GWh | FALSE | L | Annual | Allowances Banked | GWh | 0 | 0 | 0 | 0 | 0 | 0 | 0
Wind Generation Cap 20% - NY_Z_F v5.14 | 1473 | 6426 | Generation Constraint in GWh | FALSE | L | Annual | Allowances Withdrawn (1:1) | GWh | 0 | 0 | 0 | 0 | 0 | 0 | 0
Wind Generation Cap 20% - NY_Z_F v5.14 | 1473 | 6426 | Generation Constraint in GWh | FALSE | L | Annual | Allowances Withdrawn (n:1) | GWh | 0 | 0 | 0 | 0 | 0 | 0 | 0
Wind Generation Cap 20% - NY_Z_F v5.14 | 1473 | 6426 | Generation Constraint in GWh | FALSE | L | Annual | Net Emissions Allowance Position | GWh | 0 | 303.2718 | 325.0164 | 430.2965 | 487.747 | 504.1197 | 503.3795
Wind Generation Cap 20% - NY_Z_F v5.14 | 1473 | 6426 | Generation Constraint in GWh | FALSE | L | Annual | Fuel Consumed | TBtu | 0 | 0 | 0 | 0 | 0 | 0 | 0
Wind Generation Cap 20% - NY_Z_F v5.14 | 1473 | 6426 | Generation Constraint in GWh | FALSE | L | Annual | Heat Rate | MMBtu/MWh | 0 | 0 | 0 | 0 | 0 | 0 | 0
Wind Generation Cap 20% - NY_Z_F v5.14 | 1473 | 6426 | Generation Constraint in GWh | FALSE | L | Annual | Generation | TWh | 0 | 0.30327 | 0.32502 | 0.4303 | 0.48775 | 0.50412 | 0.50338
Wind Generation Cap 20% - NY_Z_F v5.14 | 1473 | 6426 | Generation Constraint in GWh | FALSE | L | Annual | Qualifying Generation | TWh | 0 | 0.30327 | 0.32502 | 0.4303 | 0.48775 | 0.50412 | 0.50338
Wind Generation Cap 20% - NY_Z_F v5.14 | 1473 | 6426 | Generation Constraint in GWh | FALSE | L | Annual | Rate | lb/MWh | 0 | 0 | 0 | 0 | 0 | 0 | 0
Wind Generation Cap 20% - NY_Z_F v5.14 | 1473 | 6426 | Generation Constraint in GWh | FALSE | L | Annual | Constraint Shadow Price | US2011$/MWh | 0 | 0 | 0 | 0 | 0 | 0 | 0
Wind Generation Cap 20% - NY_Z_G-I v5.14 | 1474 | 6427 | Generation Constraint in GWh | FALSE | L | Annual | Seasons Included | Seasons | Winter, Summer | Winter, Summer | Winter, Summer | Winter, Summer | Winter, Summer | Winter, Summer | Winter, Summer
Wind Generation Cap 20% - NY_Z_G-I v5.14 | 1474 | 6427 | Generation Constraint in GWh | FALSE | L | Annual | Standard | GWh | 3697.3155 | 3695.9247 | 3652.605 | 3596.4017 | 3604.0319 | 3626.3339 | 3648.774
Wind Generation Cap 20% - NY_Z_G-I v5.14 | 1474 | 6427 | Generation Constraint in GWh | FALSE | L | Annual | Emissions at Affected Plants | GWh | 0 | 25.6722 | 69.8502 | 283.7455 | 400.4666 | 433.7307 | 432.2268
Wind Generation Cap 20% - NY_Z_G-I v5.14 | 1474 | 6427 | Generation Constraint in GWh | FALSE | L | Annual | Allowances Purchased | GWh | 0 | 0 | 0 | 0 | 0 | 0 | 0
Wind Generation Cap 20% - NY_Z_G-I v5.14 | 1474 | 6427 | Generation Constraint in GWh | FALSE | L | Annual | Allowances Sold | GWh | 0 | 0 | 0 | 0 | 0 | 0 | 0
Wind Generation Cap 20% - NY_Z_G-I v5.14 | 1474 | 6427 | Generation Constraint in GWh | FALSE | L | Annual | Allowances Banked | GWh | 0 | 0 | 0 | 0 | 0 | 0 | 0
Wind Generation Cap 20% - NY_Z_G-I v5.14 | 1474 | 6427 | Generation Constraint in GWh | FALSE | L | Annual | Allowances Withdrawn (1:1) | GWh | 0 | 0 | 0 | 0 | 0 | 0 | 0
Wind Generation Cap 20% - NY_Z_G-I v5.14 | 1474 | 6427 | Generation Constraint in GWh | FALSE | L | Annual | Allowances Withdrawn (n:1) | GWh | 0 | 0 | 0 | 0 | 0 | 0 | 0
Wind Generation Cap 20% - NY_Z_G-I v5.14 | 1474 | 6427 | Generation Constraint in GWh | FALSE | L | Annual | Net Emissions Allowance Position | GWh | 0 | 25.6722 | 69.8502 | 283.7455 | 400.4666 | 433.7307 | 432.2268
Wind Generation Cap 20% - NY_Z_G-I v5.14 | 1474 | 6427 | Generation Constraint in GWh | FALSE | L | Annual | Fuel Consumed | TBtu | 0 | 0 | 0 | 0 | 0 | 0 | 0
Wind Generation Cap 20% - NY_Z_G-I v5.14 | 1474 | 6427 | Generation Constraint in GWh | FALSE | L | Annual | Heat Rate | MMBtu/MWh | 0 | 0 | 0 | 0 | 0 | 0 | 0
Wind Generation Cap 20% - NY_Z_G-I v5.14 | 1474 | 6427 | Generation Constraint in GWh | FALSE | L | Annual | Generation | TWh | 0 | 0.025672 | 0.06985 | 0.28375 | 0.40047 | 0.43373 | 0.43223
Wind Generation Cap 20% - NY_Z_G-I v5.14 | 1474 | 6427 | Generation Constraint in GWh | FALSE | L | Annual | Qualifying Generation | TWh | 0 | 0.025672 | 0.06985 | 0.28375 | 0.40047 | 0.43373 | 0.43223
Wind Generation Cap 20% - NY_Z_G-I v5.14 | 1474 | 6427 | Generation Constraint in GWh | FALSE | L | Annual | Rate | lb/MWh | 0 | 0 | 0 | 0 | 0 | 0 | 0
Wind Generation Cap 20% - NY_Z_G-I v5.14 | 1474 | 6427 | Generation Constraint in GWh | FALSE | L | Annual | Constraint Shadow Price | US2011$/MWh | 0 | 0 | 0 | 0 | 0 | 0 | 0
Wind Generation Cap 20% - NY_Z_J v5.14 | 1475 | 6428 | Generation Constraint in GWh | FALSE | L | Annual | Seasons Included | Seasons | Winter, Summer | Winter, Summer | Winter, Summer | Winter, Summer | Winter, Summer | Winter, Summer | Winter, Summer
Wind Generation Cap 20% - NY_Z_J v5.14 | 1475 | 6428 | Generation Constraint in GWh | FALSE | L | Annual | Standard | GWh | 10239.6618 | 10211.6244 | 10066.8353 | 9873.3851 | 9887.9509 | 9910.4164 | 9932.9329
Wind Generation Cap 20% - NY_Z_J v5.14 | 1475 | 6428 | Generation Constraint in GWh | FALSE | L | Annual | Emissions at Affected Plants | GWh | 0 | 0 | 131.923 | 770.8771 | 1119.3788 | 1217.2503 | 1212.7641
Wind Generation Cap 20% - NY_Z_J v5.14 | 1475 | 6428 | Generation Constraint in GWh | FALSE | L | Annual | Allowances Purchased | GWh | 0 | 0 | 0 | 0 | 0 | 0 | 0
Wind Generation Cap 20% - NY_Z_J v5.14 | 1475 | 6428 | Generation Constraint in GWh | FALSE | L | Annual | Allowances Sold | GWh | 0 | 0 | 0 | 0 | 0 | 0 | 0
Wind Generation Cap 20% - NY_Z_J v5.14 | 1475 | 6428 | Generation Constraint in GWh | FALSE | L | Annual | Allowances Banked | GWh | 0 | 0 | 0 | 0 | 0 | 0 | 0
Wind Generation Cap 20% - NY_Z_J v5.14 | 1475 | 6428 | Generation Constraint in GWh | FALSE | L | Annual | Allowances Withdrawn (1:1) | GWh | 0 | 0 | 0 | 0 | 0 | 0 | 0
Wind Generation Cap 20% - NY_Z_J v5.14 | 1475 | 6428 | Generation Constraint in GWh | FALSE | L | Annual | Allowances Withdrawn (n:1) | GWh | 0 | 0 | 0 | 0 | 0 | 0 | 0
Wind Generation Cap 20% - NY_Z_J v5.14 | 1475 | 6428 | Generation Constraint in GWh | FALSE | L | Annual | Net Emissions Allowance Position | GWh | 0 | 0 | 131.923 | 770.8771 | 1119.3788 | 1217.2503 | 1212.7641
Wind Generation Cap 20% - NY_Z_J v5.14 | 1475 | 6428 | Generation Constraint in GWh | FALSE | L | Annual | Fuel Consumed | TBtu | 0 | 0 | 0 | 0 | 0 | 0 | 0
Wind Generation Cap 20% - NY_Z_J v5.14 | 1475 | 6428 | Generation Constraint in GWh | FALSE | L | Annual | Heat Rate | MMBtu/MWh | 0 | 0 | 0 | 0 | 0 | 0 | 0
Wind Generation Cap 20% - NY_Z_J v5.14 | 1475 | 6428 | Generation Constraint in GWh | FALSE | L | Annual | Generation | TWh | 0 | 0 | 0.13192 | 0.77088 | 1.1194 | 1.2173 | 1.2128
Wind Generation Cap 20% - NY_Z_J v5.14 | 1475 | 6428 | Generation Constraint in GWh | FALSE | L | Annual | Qualifying Generation | TWh | 0 | 0 | 0.13192 | 0.77088 | 1.1194 | 1.2173 | 1.2128
Wind Generation Cap 20% - NY_Z_J v5.14 | 1475 | 6428 | Generation Constraint in GWh | FALSE | L | Annual | Rate | lb/MWh | 0 | 0 | 0 | 0 | 0 | 0 | 0
Wind Generation Cap 20% - NY_Z_J v5.14 | 1475 | 6428 | Generation Constraint in GWh | FALSE | L | Annual | Constraint Shadow Price | US2011$/MWh | 0 | 0 | 0 | 0 | 0 | 0 | 0
Wind Generation Cap 20% - NY_Z_K v5.14 | 1476 | 6429 | Generation Constraint in GWh | FALSE | L | Annual | Seasons Included | Seasons | Winter, Summer | Winter, Summer | Winter, Summer | Winter, Summer | Winter, Summer | Winter, Summer | Winter, Summer
Wind Generation Cap 20% - NY_Z_K v5.14 | 1476 | 6429 | Generation Constraint in GWh | FALSE | L | Annual | Standard | GWh | 4604.611 | 4580.026 | 4495.7266 | 4386.8426 | 4388.9608 | 4410.8228 | 4432.7937
Wind Generation Cap 20% - NY_Z_K v5.14 | 1476 | 6429 | Generation Constraint in GWh | FALSE | L | Annual | Emissions at Affected Plants | GWh | 0 | 63.8779 | 90.5286 | 219.528 | 289.896 | 309.6536 | 308.7478
Wind Generation Cap 20% - NY_Z_K v5.14 | 1476 | 6429 | Generation Constraint in GWh | FALSE | L | Annual | Allowances Purchased | GWh | 0 | 0 | 0 | 0 | 0 | 0 | 0
Wind Generation Cap 20% - NY_Z_K v5.14 | 1476 | 6429 | Generation Constraint in GWh | FALSE | L | Annual | Allowances Sold | GWh | 0 | 0 | 0 | 0 | 0 | 0 | 0
Wind Generation Cap 20% - NY_Z_K v5.14 | 1476 | 6429 | Generation Constraint in GWh | FALSE | L | Annual | Allowances Banked | GWh | 0 | 0 | 0 | 0 | 0 | 0 | 0
Wind Generation Cap 20% - NY_Z_K v5.14 | 1476 | 6429 | Generation Constraint in GWh | FALSE | L | Annual | Allowances Withdrawn (1:1) | GWh | 0 | 0 | 0 | 0 | 0 | 0 | 0
Wind Generation Cap 20% - NY_Z_K v5.14 | 1476 | 6429 | Generation Constraint in GWh | FALSE | L | Annual | Allowances Withdrawn (n:1) | GWh | 0 | 0 | 0 | 0 | 0 | 0 | 0
Wind Generation Cap 20% - NY_Z_K v5.14 | 1476 | 6429 | Generation Constraint in GWh | FALSE | L | Annual | Net Emissions Allowance Position | GWh | 0 | 63.8779 | 90.5286 | 219.528 | 289.896 | 309.6536 | 308.7478
Wind Generation Cap 20% - NY_Z_K v5.14 | 1476 | 6429 | Generation Constraint in GWh | FALSE | L | Annual | Fuel Consumed | TBtu | 0 | 0 | 0 | 0 | 0 | 0 | 0
Wind Generation Cap 20% - NY_Z_K v5.14 | 1476 | 6429 | Generation Constraint in GWh | FALSE | L | Annual | Heat Rate | MMBtu/MWh | 0 | 0 | 0 | 0 | 0 | 0 | 0
Wind Generation Cap 20% - NY_Z_K v5.14 | 1476 | 6429 | Generation Constraint in GWh | FALSE | L | Annual | Generation | TWh | 0 | 0.063878 | 0.090529 | 0.21953 | 0.2899 | 0.30965 | 0.30875
Wind Generation Cap 20% - NY_Z_K v5.14 | 1476 | 6429 | Generation Constraint in GWh | FALSE | L | Annual | Qualifying Generation | TWh | 0 | 0.063878 | 0.090529 | 0.21953 | 0.2899 | 0.30965 | 0.30875
Wind Generation Cap 20% - NY_Z_K v5.14 | 1476 | 6429 | Generation Constraint in GWh | FALSE | L | Annual | Rate | lb/MWh | 0 | 0 | 0 | 0 | 0 | 0 | 0
Wind Generation Cap 20% - NY_Z_K v5.14 | 1476 | 6429 | Generation Constraint in GWh | FALSE | L | Annual | Constraint Shadow Price | US2011$/MWh | 0 | 0 | 0 | 0 | 0 | 0 | 0
Wind Generation Cap 20% - PJM_AP v5.14 | 1477 | 6430 | Generation Constraint in GWh | FALSE | L | Annual | Seasons Included | Seasons | Winter, Summer | Winter, Summer | Winter, Summer | Winter, Summer | Winter, Summer | Winter, Summer | Winter, Summer
Wind Generation Cap 20% - PJM_AP v5.14 | 1477 | 6430 | Generation Constraint in GWh | FALSE | L | Annual | Standard | GWh | 9611.4153 | 9846.8734 | 9926.7699 | 10165.0747 | 10326.6897 | 10641.4889 | 10965.8854
Wind Generation Cap 20% - PJM_AP v5.14 | 1477 | 6430 | Generation Constraint in GWh | FALSE | L | Annual | Emissions at Affected Plants | GWh | 2135.0173 | 2549.1722 | 2627.178 | 3154.7034 | 3532.4207 | 3703.5018 | 3745.1977
Wind Generation Cap 20% - PJM_AP v5.14 | 1477 | 6430 | Generation Constraint in GWh | FALSE | L | Annual | Allowances Purchased | GWh | 0 | 0 | 0 | 0 | 0 | 0 | 0
Wind Generation Cap 20% - PJM_AP v5.14 | 1477 | 6430 | Generation Constraint in GWh | FALSE | L | Annual | Allowances Sold | GWh | 0 | 0 | 0 | 0 | 0 | 0 | 0
Wind Generation Cap 20% - PJM_AP v5.14 | 1477 | 6430 | Generation Constraint in GWh | FALSE | L | Annual | Allowances Banked | GWh | 0 | 0 | 0 | 0 | 0 | 0 | 0
Wind Generation Cap 20% - PJM_AP v5.14 | 1477 | 6430 | Generation Constraint in GWh | FALSE | L | Annual | Allowances Withdrawn (1:1) | GWh | 0 | 0 | 0 | 0 | 0 | 0 | 0
Wind Generation Cap 20% - PJM_AP v5.14 | 1477 | 6430 | Generation Constraint in GWh | FALSE | L | Annual | Allowances Withdrawn (n:1) | GWh | 0 | 0 | 0 | 0 | 0 | 0 | 0
Wind Generation Cap 20% - PJM_AP v5.14 | 1477 | 6430 | Generation Constraint in GWh | FALSE | L | Annual | Net Emissions Allowance Position | GWh | 2135.0173 | 2549.1722 | 2627.178 | 3154.7034 | 3532.4207 | 3703.5018 | 3745.1977
Wind Generation Cap 20% - PJM_AP v5.14 | 1477 | 6430 | Generation Constraint in GWh | FALSE | L | Annual | Fuel Consumed | TBtu | 0 | 0 | 0 | 0 | 0 | 0 | 0
Wind Generation Cap 20% - PJM_AP v5.14 | 1477 | 6430 | Generation Constraint in GWh | FALSE | L | Annual | Heat Rate | MMBtu/MWh | 0 | 0 | 0 | 0 | 0 | 0 | 0
Wind Generation Cap 20% - PJM_AP v5.14 | 1477 | 6430 | Generation Constraint in GWh | FALSE | L | Annual | Generation | TWh | 2.135 | 2.5492 | 2.6272 | 3.1547 | 3.5324 | 3.7035 | 3.7452
Wind Generation Cap 20% - PJM_AP v5.14 | 1477 | 6430 | Generation Constraint in GWh | FALSE | L | Annual | Qualifying Generation | TWh | 2.135 | 2.5492 | 2.6272 | 3.1547 | 3.5324 | 3.7035 | 3.7452
Wind Generation Cap 20% - PJM_AP v5.14 | 1477 | 6430 | Generation Constraint in GWh | FALSE | L | Annual | Rate | lb/MWh | 0 | 0 | 0 | 0 | 0 | 0 | 0
Wind Generation Cap 20% - PJM_AP v5.14 | 1477 | 6430 | Generation Constraint in GWh | FALSE | L | Annual | Constraint Shadow Price | US2011$/MWh | 0 | 0 | 0 | 0 | 0 | 0 | 0
Wind Generation Cap 20% - PJM_ATSI v5.14 | 1478 | 6431 | Generation Constraint in GWh | FALSE | L | Annual | Seasons Included | Seasons | Winter, Summer | Winter, Summer | Winter, Summer | Winter, Summer | Winter, Summer | Winter, Summer | Winter, Summer
Wind Generation Cap 20% - PJM_ATSI v5.14 | 1478 | 6431 | Generation Constraint in GWh | FALSE | L | Annual | Standard | GWh | 14147.3412 | 14493.9309 | 14611.537 | 14962.317 | 15200.2109 | 15663.5892 | 16141.0945
Wind Generation Cap 20% - PJM_ATSI v5.14 | 1478 | 6431 | Generation Constraint in GWh | FALSE | L | Annual | Emissions at Affected Plants | GWh | 24.272 | 6487.3385 | 6653.0622 | 7469.4977 | 7934.6397 | 8123.0857 | 8175.3131
Wind Generation Cap 20% - PJM_ATSI v5.14 | 1478 | 6431 | Generation Constraint in GWh | FALSE | L | Annual | Allowances Purchased | GWh | 0 | 0 | 0 | 0 | 0 | 0 | 0
Wind Generation Cap 20% - PJM_ATSI v5.14 | 1478 | 6431 | Generation Constraint in GWh | FALSE | L | Annual | Allowances Sold | GWh | 0 | 0 | 0 | 0 | 0 | 0 | 0
Wind Generation Cap 20% - PJM_ATSI v5.14 | 1478 | 6431 | Generation Constraint in GWh | FALSE | L | Annual | Allowances Banked | GWh | 0 | 0 | 0 | 0 | 0 | 0 | 0
Wind Generation Cap 20% - PJM_ATSI v5.14 | 1478 | 6431 | Generation Constraint in GWh | FALSE | L | Annual | Allowances Withdrawn (1:1) | GWh | 0 | 0 | 0 | 0 | 0 | 0 | 0
Wind Generation Cap 20% - PJM_ATSI v5.14 | 1478 | 6431 | Generation Constraint in GWh | FALSE | L | Annual | Allowances Withdrawn (n:1) | GWh | 0 | 0 | 0 | 0 | 0 | 0 | 0
Wind Generation Cap 20% - PJM_ATSI v5.14 | 1478 | 6431 | Generation Constraint in GWh | FALSE | L | Annual | Net Emissions Allowance Position | GWh | 24.272 | 6487.3385 | 6653.0622 | 7469.4977 | 7934.6397 | 8123.0857 | 8175.3131
Wind Generation Cap 20% - PJM_ATSI v5.14 | 1478 | 6431 | Generation Constraint in GWh | FALSE | L | Annual | Fuel Consumed | TBtu | 0 | 0 | 0 | 0 | 0 | 0 | 0
Wind Generation Cap 20% - PJM_ATSI v5.14 | 1478 | 6431 | Generation Constraint in GWh | FALSE | L | Annual | Heat Rate | MMBtu/MWh | 0 | 0 | 0 | 0 | 0 | 0 | 0
Wind Generation Cap 20% - PJM_ATSI v5.14 | 1478 | 6431 | Generation Constraint in GWh | FALSE | L | Annual | Generation | TWh | 0.024272 | 6.4873 | 6.6531 | 7.4695 | 7.9346 | 8.1231 | 8.1753
Wind Generation Cap 20% - PJM_ATSI v5.14 | 1478 | 6431 | Generation Constraint in GWh | FALSE | L | Annual | Qualifying Generation | TWh | 0.024272 | 6.4873 | 6.6531 | 7.4695 | 7.9346 | 8.1231 | 8.1753
Wind Generation Cap 20% - PJM_ATSI v5.14 | 1478 | 6431 | Generation Constraint in GWh | FALSE | L | Annual | Rate | lb/MWh | 0 | 0 | 0 | 0 | 0 | 0 | 0
Wind Generation Cap 20% - PJM_ATSI v5.14 | 1478 | 6431 | Generation Constraint in GWh | FALSE | L | Annual | Constraint Shadow Price | US2011$/MWh | 0 | 0 | 0 | 0 | 0 | 0 | 0
Wind Generation Cap 20% - PJM_COMD v5.14 | 1479 | 6432 | Generation Constraint in GWh | FALSE | L | Annual | Seasons Included | Seasons | Winter, Summer | Winter, Summer | Winter, Summer | Winter, Summer | Winter, Summer | Winter, Summer | Winter, Summer
Wind Generation Cap 20% - PJM_COMD v5.14 | 1479 | 6432 | Generation Constraint in GWh | FALSE | L | Annual | Standard | GWh | 20616.3286 | 21121.4105 | 21292.7967 | 21803.9851 | 22150.6657 | 22825.9424 | 23521.8063
Wind Generation Cap 20% - PJM_COMD v5.14 | 1479 | 6432 | Generation Constraint in GWh | FALSE | L | Annual | Emissions at Affected Plants | GWh | 7222.8908 | 8430.0522 | 8657.1237 | 14205.867 | 15292.0452 | 15549.5754 | 15620.9524
Wind Generation Cap 20% - PJM_COMD v5.14 | 1479 | 6432 | Generation Constraint in GWh | FALSE | L | Annual | Allowances Purchased | GWh | 0 | 0 | 0 | 0 | 0 | 0 | 0
Wind Generation Cap 20% - PJM_COMD v5.14 | 1479 | 6432 | Generation Constraint in GWh | FALSE | L | Annual | Allowances Sold | GWh | 0 | 0 | 0 | 0 | 0 | 0 | 0
Wind Generation Cap 20% - PJM_COMD v5.14 | 1479 | 6432 | Generation Constraint in GWh | FALSE | L | Annual | Allowances Banked | GWh | 0 | 0 | 0 | 0 | 0 | 0 | 0
Wind Generation Cap 20% - PJM_COMD v5.14 | 1479 | 6432 | Generation Constraint in GWh | FALSE | L | Annual | Allowances Withdrawn (1:1) | GWh | 0 | 0 | 0 | 0 | 0 | 0 | 0
Wind Generation Cap 20% - PJM_COMD v5.14 | 1479 | 6432 | Generation Constraint in GWh | FALSE | L | Annual | Allowances Withdrawn (n:1) | GWh | 0 | 0 | 0 | 0 | 0 | 0 | 0
Wind Generation Cap 20% - PJM_COMD v5.14 | 1479 | 6432 | Generation Constraint in GWh | FALSE | L | Annual | Net Emissions Allowance Position | GWh | 7222.8908 | 8430.0522 | 8657.1237 | 14205.867 | 15292.0452 | 15549.5754 | 15620.9524
Wind Generation Cap 20% - PJM_COMD v5.14 | 1479 | 6432 | Generation Constraint in GWh | FALSE | L | Annual | Fuel Consumed | TBtu | 0 | 0 | 0 | 0 | 0 | 0 | 0
Wind Generation Cap 20% - PJM_COMD v5.14 | 1479 | 6432 | Generation Constraint in GWh | FALSE | L | Annual | Heat Rate | MMBtu/MWh | 0 | 0 | 0 | 0 | 0 | 0 | 0
Wind Generation Cap 20% - PJM_COMD v5.14 | 1479 | 6432 | Generation Constraint in GWh | FALSE | L | Annual | Generation | TWh | 7.2229 | 8.4301 | 8.6571 | 14.2059 | 15.292 | 15.5496 | 15.621
Wind Generation Cap 20% - PJM_COMD v5.14 | 1479 | 6432 | Generation Constraint in GWh | FALSE | L | Annual | Qualifying Generation | TWh | 7.2229 | 8.4301 | 8.6571 | 14.2059 | 15.292 | 15.5496 | 15.621
Wind Generation Cap 20% - PJM_COMD v5.14 | 1479 | 6432 | Generation Constraint in GWh | FALSE | L | Annual | Rate | lb/MWh | 0 | 0 | 0 | 0 | 0 | 0 | 0
Wind Generation Cap 20% - PJM_COMD v5.14 | 1479 | 6432 | Generation Constraint in GWh | FALSE | L | Annual | Constraint Shadow Price | US2011$/MWh | 0 | 0 | 0 | 0 | 0 | 0 | 0
Wind Generation Cap 20% - PJM_Dom v5.14 | 1480 | 6433 | Generation Constraint in GWh | FALSE | L | Annual | Seasons Included | Seasons | Winter, Summer | Winter, Summer | Winter, Summer | Winter, Summer | Winter, Summer | Winter, Summer | Winter, Summer
Wind Generation Cap 20% - PJM_Dom v5.14 | 1480 | 6433 | Generation Constraint in GWh | FALSE | L | Annual | Standard | GWh | 19196.5105 | 19759.5151 | 20114.6695 | 20983.2579 | 21868.5733 | 23584.6359 | 25435.3669
Wind Generation Cap 20% - PJM_Dom v5.14 | 1480 | 6433 | Generation Constraint in GWh | FALSE | L | Annual | Emissions at Affected Plants | GWh | 1113.5607 | 1113.5607 | 1121.7938 | 1759.3099 | 2638.2186 | 3216.533 | 3384.3988
Wind Generation Cap 20% - PJM_Dom v5.14 | 1480 | 6433 | Generation Constraint in GWh | FALSE | L | Annual | Allowances Purchased | GWh | 0 | 0 | 0 | 0 | 0 | 0 | 0
Wind Generation Cap 20% - PJM_Dom v5.14 | 1480 | 6433 | Generation Constraint in GWh | FALSE | L | Annual | Allowances Sold | GWh | 0 | 0 | 0 | 0 | 0 | 0 | 0
Wind Generation Cap 20% - PJM_Dom v5.14 | 1480 | 6433 | Generation Constraint in GWh | FALSE | L | Annual | Allowances Banked | GWh | 0 | 0 | 0 | 0 | 0 | 0 | 0
Wind Generation Cap 20% - PJM_Dom v5.14 | 1480 | 6433 | Generation Constraint in GWh | FALSE | L | Annual | Allowances Withdrawn (1:1) | GWh | 0 | 0 | 0 | 0 | 0 | 0 | 0
Wind Generation Cap 20% - PJM_Dom v5.14 | 1480 | 6433 | Generation Constraint in GWh | FALSE | L | Annual | Allowances Withdrawn (n:1) | GWh | 0 | 0 | 0 | 0 | 0 | 0 | 0
Wind Generation Cap 20% - PJM_Dom v5.14 | 1480 | 6433 | Generation Constraint in GWh | FALSE | L | Annual | Net Emissions Allowance Position | GWh | 1113.5607 | 1113.5607 | 1121.7938 | 1759.3099 | 2638.2186 | 3216.533 | 3384.3988
Wind Generation Cap 20% - PJM_Dom v5.14 | 1480 | 6433 | Generation Constraint in GWh | FALSE | L | Annual | Fuel Consumed | TBtu | 0 | 0 | 0 | 0 | 0 | 0 | 0
Wind Generation Cap 20% - PJM_Dom v5.14 | 1480 | 6433 | Generation Constraint in GWh | FALSE | L | Annual | Heat Rate | MMBtu/MWh | 0 | 0 | 0 | 0 | 0 | 0 | 0
Wind Generation Cap 20% - PJM_Dom v5.14 | 1480 | 6433 | Generation Constraint in GWh | FALSE | L | Annual | Generation | TWh | 1.1136 | 1.1136 | 1.1218 | 1.7593 | 2.6382 | 3.2165 | 3.3844
Wind Generation Cap 20% - PJM_Dom v5.14 | 1480 | 6433 | Generation Constraint in GWh | FALSE | L | Annual | Qualifying Generation | TWh | 1.1136 | 1.1136 | 1.1218 | 1.7593 | 2.6382 | 3.2165 | 3.3844
Wind Generation Cap 20% - PJM_Dom v5.14 | 1480 | 6433 | Generation Constraint in GWh | FALSE | L | Annual | Rate | lb/MWh | 0 | 0 | 0 | 0 | 0 | 0 | 0
Wind Generation Cap 20% - PJM_Dom v5.14 | 1480 | 6433 | Generation Constraint in GWh | FALSE | L | Annual | Constraint Shadow Price | US2011$/MWh | 0 | 0 | 0 | 0 | 0 | 0 | 0
Wind Generation Cap 20% - PJM_EMAC v5.14 | 1481 | 6434 | Generation Constraint in GWh | FALSE | L | Annual | Seasons Included | Seasons | Winter, Summer | Winter, Summer | Winter, Summer | Winter, Summer | Winter, Summer | Winter, Summer | Winter, Summer
Wind Generation Cap 20% - PJM_EMAC v5.14 | 1481 | 6434 | Generation Constraint in GWh | FALSE | L | Annual | Standard | GWh | 28433.8756 | 28624.1607 | 28592.8327 | 28754.7461 | 29256.5452 | 30337.9724 | 31459.3744
Wind Generation Cap 20% - PJM_EMAC v5.14 | 1481 | 6434 | Generation Constraint in GWh | FALSE | L | Annual | Emissions at Affected Plants | GWh | 27.3156 | 7018.1119 | 7273.9803 | 8897.829 | 9941.3233 | 10365.7126 | 10469.7194
Wind Generation Cap 20% - PJM_EMAC v5.14 | 1481 | 6434 | Generation Constraint in GWh | FALSE | L | Annual | Allowances Purchased | GWh | 0 | 0 | 0 | 0 | 0 | 0 | 0
Wind Generation Cap 20% - PJM_EMAC v5.14 | 1481 | 6434 | Generation Constraint in GWh | FALSE | L | Annual | Allowances Sold | GWh | 0 | 0 | 0 | 0 | 0 | 0 | 0
Wind Generation Cap 20% - PJM_EMAC v5.14 | 1481 | 6434 | Generation Constraint in GWh | FALSE | L | Annual | Allowances Banked | GWh | 0 | 0 | 0 | 0 | 0 | 0 | 0
Wind Generation Cap 20% - PJM_EMAC v5.14 | 1481 | 6434 | Generation Constraint in GWh | FALSE | L | Annual | Allowances Withdrawn (1:1) | GWh | 0 | 0 | 0 | 0 | 0 | 0 | 0
Wind Generation Cap 20% - PJM_EMAC v5.14 | 1481 | 6434 | Generation Constraint in GWh | FALSE | L | Annual | Allowances Withdrawn (n:1) | GWh | 0 | 0 | 0 | 0 | 0 | 0 | 0
Wind Generation Cap 20% - PJM_EMAC v5.14 | 1481 | 6434 | Generation Constraint in GWh | FALSE | L | Annual | Net Emissions Allowance Position | GWh | 27.3156 | 7018.1119 | 7273.9803 | 8897.829 | 9941.3233 | 10365.7126 | 10469.7194
Wind Generation Cap 20% - PJM_EMAC v5.14 | 1481 | 6434 | Generation Constraint in GWh | FALSE | L | Annual | Fuel Consumed | TBtu | 0 | 0 | 0 | 0 | 0 | 0 | 0
Wind Generation Cap 20% - PJM_EMAC v5.14 | 1481 | 6434 | Generation Constraint in GWh | FALSE | L | Annual | Heat Rate | MMBtu/MWh | 0 | 0 | 0 | 0 | 0 | 0 | 0
Wind Generation Cap 20% - PJM_EMAC v5.14 | 1481 | 6434 | Generation Constraint in GWh | FALSE | L | Annual | Generation | TWh | 0.027316 | 7.0181 | 7.274 | 8.8978 | 9.9413 | 10.3657 | 10.4697
Wind Generation Cap 20% - PJM_EMAC v5.14 | 1481 | 6434 | Generation Constraint in GWh | FALSE | L | Annual | Qualifying Generation | TWh | 0.027316 | 7.0181 | 7.274 | 8.8978 | 9.9413 | 10.3657 | 10.4697
Wind Generation Cap 20% - PJM_EMAC v5.14 | 1481 | 6434 | Generation Constraint in GWh | FALSE | L | Annual | Rate | lb/MWh | 0 | 0 | 0 | 0 | 0 | 0 | 0
Wind Generation Cap 20% - PJM_EMAC v5.14 | 1481 | 6434 | Generation Constraint in GWh | FALSE | L | Annual | Constraint Shadow Price | US2011$/MWh | 0 | 0 | 0 | 0 | 0 | 0 | 0
Wind Generation Cap 20% - PJM_PENE v5.14 | 1482 | 6435 | Generation Constraint in GWh | FALSE | L | Annual | Seasons Included | Seasons | Winter, Summer | Winter, Summer | Winter, Summer | Winter, Summer | Winter, Summer | Winter, Summer | Winter, Summer
Wind Generation Cap 20% - PJM_PENE v5.14 | 1482 | 6435 | Generation Constraint in GWh | FALSE | L | Annual | Standard | GWh | 3465.2629 | 3488.4472 | 3484.6302 | 3504.3578 | 3565.497 | 3697.2581 | 3833.8898
Wind Generation Cap 20% - PJM_PENE v5.14 | 1482 | 6435 | Generation Constraint in GWh | FALSE | L | Annual | Emissions at Affected Plants | GWh | 2469.7433 | 3293.5107 | 3322.046 | 3476.3743 | 3565.497 | 3599.5656 | 3609.0236
Wind Generation Cap 20% - PJM_PENE v5.14 | 1482 | 6435 | Generation Constraint in GWh | FALSE | L | Annual | Allowances Purchased | GWh | 0 | 0 | 0 | 0 | 0 | 0 | 0
Wind Generation Cap 20% - PJM_PENE v5.14 | 1482 | 6435 | Generation Constraint in GWh | FALSE | L | Annual | Allowances Sold | GWh | 0 | 0 | 0 | 0 | 0 | 0 | 0
Wind Generation Cap 20% - PJM_PENE v5.14 | 1482 | 6435 | Generation Constraint in GWh | FALSE | L | Annual | Allowances Banked | GWh | 0 | 0 | 0 | 0 | 0 | 0 | 0
Wind Generation Cap 20% - PJM_PENE v5.14 | 1482 | 6435 | Generation Constraint in GWh | FALSE | L | Annual | Allowances Withdrawn (1:1) | GWh | 0 | 0 | 0 | 0 | 0 | 0 | 0
Wind Generation Cap 20% - PJM_PENE v5.14 | 1482 | 6435 | Generation Constraint in GWh | FALSE | L | Annual | Allowances Withdrawn (n:1) | GWh | 0 | 0 | 0 | 0 | 0 | 0 | 0
Wind Generation Cap 20% - PJM_PENE v5.14 | 1482 | 6435 | Generation Constraint in GWh | FALSE | L | Annual | Net Emissions Allowance Position | GWh | 2469.7433 | 3293.5107 | 3322.046 | 3476.3743 | 3565.497 | 3599.5656 | 3609.0236
Wind Generation Cap 20% - PJM_PENE v5.14 | 1482 | 6435 | Generation Constraint in GWh | FALSE | L | Annual | Fuel Consumed | TBtu | 0 | 0 | 0 | 0 | 0 | 0 | 0
Wind Generation Cap 20% - PJM_PENE v5.14 | 1482 | 6435 | Generation Constraint in GWh | FALSE | L | Annual | Heat Rate | MMBtu/MWh | 0 | 0 | 0 | 0 | 0 | 0 | 0
Wind Generation Cap 20% - PJM_PENE v5.14 | 1482 | 6435 | Generation Constraint in GWh | FALSE | L | Annual | Generation | TWh | 2.4697 | 3.2935 | 3.322 | 3.4764 | 3.5655 | 3.5996 | 3.609
Wind Generation Cap 20% - PJM_PENE v5.14 | 1482 | 6435 | Generation Constraint in GWh | FALSE | L | Annual | Qualifying Generation | TWh | 2.4697 | 3.2935 | 3.322 | 3.4764 | 3.5655 | 3.5996 | 3.609
Wind Generation Cap 20% - PJM_PENE v5.14 | 1482 | 6435 | Generation Constraint in GWh | FALSE | L | Annual | Rate | lb/MWh | 0 | 0 | 0 | 0 | 0 | 0 | 0
Wind Generation Cap 20% - PJM_PENE v5.14 | 1482 | 6435 | Generation Constraint in GWh | FALSE | L | Annual | Constraint Shadow Price | US2011$/MWh | 0 | 0 | 0 | 0 | 74.0744 | 0 | 0
Wind Generation Cap 20% - PJM_SMAC v5.14 | 1483 | 6436 | Generation Constraint in GWh | FALSE | L | Annual | Seasons Included | Seasons | Winter, Summer | Winter, Summer | Winter, Summer | Winter, Summer | Winter, Summer | Winter, Summer | Winter, Summer
Wind Generation Cap 20% - PJM_SMAC v5.14 | 1483 | 6436 | Generation Constraint in GWh | FALSE | L | Annual | Standard | GWh | 13007.7659 | 13094.8128 | 13080.4817 | 13154.5498 | 13384.1004 | 13878.8048 | 14391.796
Wind Generation Cap 20% - PJM_SMAC v5.14 | 1483 | 6436 | Generation Constraint in GWh | FALSE | L | Annual | Emissions at Affected Plants | GWh | 0 | 9.0101 | 135.409 | 807.4318 | 1207.5189 | 1364.6428 | 1406.0563
Wind Generation Cap 20% - PJM_SMAC v5.14 | 1483 | 6436 | Generation Constraint in GWh | FALSE | L | Annual | Allowances Purchased | GWh | 0 | 0 | 0 | 0 | 0 | 0 | 0
Wind Generation Cap 20% - PJM_SMAC v5.14 | 1483 | 6436 | Generation Constraint in GWh | FALSE | L | Annual | Allowances Sold | GWh | 0 | 0 | 0 | 0 | 0 | 0 | 0
Wind Generation Cap 20% - PJM_SMAC v5.14 | 1483 | 6436 | Generation Constraint in GWh | FALSE | L | Annual | Allowances Banked | GWh | 0 | 0 | 0 | 0 | 0 | 0 | 0
Wind Generation Cap 20% - PJM_SMAC v5.14 | 1483 | 6436 | Generation Constraint in GWh | FALSE | L | Annual | Allowances Withdrawn (1:1) | GWh | 0 | 0 | 0 | 0 | 0 | 0 | 0
Wind Generation Cap 20% - PJM_SMAC v5.14 | 1483 | 6436 | Generation Constraint in GWh | FALSE | L | Annual | Allowances Withdrawn (n:1) | GWh | 0 | 0 | 0 | 0 | 0 | 0 | 0
Wind Generation Cap 20% - PJM_SMAC v5.14 | 1483 | 6436 | Generation Constraint in GWh | FALSE | L | Annual | Net Emissions Allowance Position | GWh | 0 | 9.0101 | 135.409 | 807.4318 | 1207.5189 | 1364.6428 | 1406.0563
Wind Generation Cap 20% - PJM_SMAC v5.14 | 1483 | 6436 | Generation Constraint in GWh | FALSE | L | Annual | Fuel Consumed | TBtu | 0 | 0 | 0 | 0 | 0 | 0 | 0
Wind Generation Cap 20% - PJM_SMAC v5.14 | 1483 | 6436 | Generation Constraint in GWh | FALSE | L | Annual | Heat Rate | MMBtu/MWh | 0 | 0 | 0 | 0 | 0 | 0 | 0
Wind Generation Cap 20% - PJM_SMAC v5.14 | 1483 | 6436 | Generation Constraint in GWh | FALSE | L | Annual | Generation | TWh | 0 | 0.0090101 | 0.13541 | 0.80743 | 1.2075 | 1.3646 | 1.4061
Wind Generation Cap 20% - PJM_SMAC v5.14 | 1483 | 6436 | Generation Constraint in GWh | FALSE | L | Annual | Qualifying Generation | TWh | 0 | 0.0090101 | 0.13541 | 0.80743 | 1.2075 | 1.3646 | 1.4061
Wind Generation Cap 20% - PJM_SMAC v5.14 | 1483 | 6436 | Generation Constraint in GWh | FALSE | L | Annual | Rate | lb/MWh | 0 | 0 | 0 | 0 | 0 | 0 | 0
Wind Generation Cap 20% - PJM_SMAC v5.14 | 1483 | 6436 | Generation Constraint in GWh | FALSE | L | Annual | Constraint Shadow Price | US2011$/MWh | 0 | 0 | 0 | 0 | 0 | 0 | 0
Wind Generation Cap 20% - PJM_West v5.14 | 1484 | 6437 | Generation Constraint in GWh | FALSE | L | Annual | Seasons Included | Seasons | Winter, Summer | Winter, Summer | Winter, Summer | Winter, Summer | Winter, Summer | Winter, Summer | Winter, Summer
Wind Generation Cap 20% - PJM_West v5.14 | 1484 | 6437 | Generation Constraint in GWh | FALSE | L | Annual | Standard | GWh | 40728.6184 | 41726.4575 | 42065.0479 | 43074.951 | 43759.8529 | 45093.9288 | 46468.6767
Wind Generation Cap 20% - PJM_West v5.14 | 1484 | 6437 | Generation Constraint in GWh | FALSE | L | Annual | Emissions at Affected Plants | GWh | 4266.7134 | 8318.1983 | 8568.7941 | 10091.919 | 11149.2161 | 11648.1121 | 11782.0717
Wind Generation Cap 20% - PJM_West v5.14 | 1484 | 6437 | Generation Constraint in GWh | FALSE | L | Annual | Allowances Purchased | GWh | 0 | 0 | 0 | 0 | 0 | 0 | 0
Wind Generation Cap 20% - PJM_West v5.14 | 1484 | 6437 | Generation Constraint in GWh | FALSE | L | Annual | Allowances Sold | GWh | 0 | 0 | 0 | 0 | 0 | 0 | 0
Wind Generation Cap 20% - PJM_West v5.14 | 1484 | 6437 | Generation Constraint in GWh | FALSE | L | Annual | Allowances Banked | GWh | 0 | 0 | 0 | 0 | 0 | 0 | 0
Wind Generation Cap 20% - PJM_West v5.14 | 1484 | 6437 | Generation Constraint in GWh | FALSE | L | Annual | Allowances Withdrawn (1:1) | GWh | 0 | 0 | 0 | 0 | 0 | 0 | 0
Wind Generation Cap 20% - PJM_West v5.14 | 1484 | 6437 | Generation Constraint in GWh | FALSE | L | Annual | Allowances Withdrawn (n:1) | GWh | 0 | 0 | 0 | 0 | 0 | 0 | 0
Wind Generation Cap 20% - PJM_West v5.14 | 1484 | 6437 | Generation Constraint in GWh | FALSE | L | Annual | Net Emissions Allowance Position | GWh | 4266.7134 | 8318.1983 | 8568.7941 | 10091.919 | 11149.2161 | 11648.1121 | 11782.0717
Wind Generation Cap 20% - PJM_West v5.14 | 1484 | 6437 | Generation Constraint in GWh | FALSE | L | Annual | Fuel Consumed | TBtu | 0 | 0 | 0 | 0 | 0 | 0 | 0
Wind Generation Cap 20% - PJM_West v5.14 | 1484 | 6437 | Generation Constraint in GWh | FALSE | L | Annual | Heat Rate | MMBtu/MWh | 0 | 0 | 0 | 0 | 0 | 0 | 0
Wind Generation Cap 20% - PJM_West v5.14 | 1484 | 6437 | Generation Constraint in GWh | FALSE | L | Annual | Generation | TWh | 4.2667 | 8.3182 | 8.5688 | 10.0919 | 11.1492 | 11.6481 | 11.7821
Wind Generation Cap 20% - PJM_West v5.14 | 1484 | 6437 | Generation Constraint in GWh | FALSE | L | Annual | Qualifying Generation | TWh | 4.2667 | 8.3182 | 8.5688 | 10.0919 | 11.1492 | 11.6481 | 11.7821
Wind Generation Cap 20% - PJM_West v5.14 | 1484 | 6437 | Generation Constraint in GWh | FALSE | L | Annual | Rate | lb/MWh | 0 | 0 | 0 | 0 | 0 | 0 | 0
Wind Generation Cap 20% - PJM_West v5.14 | 1484 | 6437 | Generation Constraint in GWh | FALSE | L | Annual | Constraint Shadow Price | US2011$/MWh | 0 | 0 | 0 | 0 | 0 | 0 | 0
Wind Generation Cap 20% - PJM_WMAC v5.14 | 1485 | 6438 | Generation Constraint in GWh | FALSE | L | Annual | Seasons Included | Seasons | Winter, Summer | Winter, Summer | Winter, Summer | Winter, Summer | Winter, Summer | Winter, Summer | Winter, Summer
Wind Generation Cap 20% - PJM_WMAC v5.14 | 1485 | 6438 | Generation Constraint in GWh | FALSE | L | Annual | Standard | GWh | 11333.9364 | 11409.7813 | 11397.2944 | 11461.8307 | 11661.8406 | 12092.882 | 12539.8568
Wind Generation Cap 20% - PJM_WMAC v5.14 | 1485 | 6438 | Generation Constraint in GWh | FALSE | L | Annual | Emissions at Affected Plants | GWh | 658.6091 | 1698.1952 | 1758.2691 | 2083.1684 | 2270.7939 | 2342.5168 | 2362.4283
Wind Generation Cap 20% - PJM_WMAC v5.14 | 1485 | 6438 | Generation Constraint in GWh | FALSE | L | Annual | Allowances Purchased | GWh | 0 | 0 | 0 | 0 | 0 | 0 | 0
Wind Generation Cap 20% - PJM_WMAC v5.14 | 1485 | 6438 | Generation Constraint in GWh | FALSE | L | Annual | Allowances Sold | GWh | 0 | 0 | 0 | 0 | 0 | 0 | 0
Wind Generation Cap 20% - PJM_WMAC v5.14 | 1485 | 6438 | Generation Constraint in GWh | FALSE | L | Annual | Allowances Banked | GWh | 0 | 0 | 0 | 0 | 0 | 0 | 0
Wind Generation Cap 20% - PJM_WMAC v5.14 | 1485 | 6438 | Generation Constraint in GWh | FALSE | L | Annual | Allowances Withdrawn (1:1) | GWh | 0 | 0 | 0 | 0 | 0 | 0 | 0
Wind Generation Cap 20% - PJM_WMAC v5.14 | 1485 | 6438 | Generation Constraint in GWh | FALSE | L | Annual | Allowances Withdrawn (n:1) | GWh | 0 | 0 | 0 | 0 | 0 | 0 | 0
Wind Generation Cap 20% - PJM_WMAC v5.14 | 1485 | 6438 | Generation Constraint in GWh | FALSE | L | Annual | Net Emissions Allowance Position | GWh | 658.6091 | 1698.1952 | 1758.2691 | 2083.1684 | 2270.7939 | 2342.5168 | 2362.4283
Wind Generation Cap 20% - PJM_WMAC v5.14 | 1485 | 6438 | Generation Constraint in GWh | FALSE | L | Annual | Fuel Consumed | TBtu | 0 | 0 | 0 | 0 | 0 | 0 | 0
Wind Generation Cap 20% - PJM_WMAC v5.14 | 1485 | 6438 | Generation Constraint in GWh | FALSE | L | Annual | Heat Rate | MMBtu/MWh | 0 | 0 | 0 | 0 | 0 | 0 | 0
Wind Generation Cap 20% - PJM_WMAC v5.14 | 1485 | 6438 | Generation Constraint in GWh | FALSE | L | Annual | Generation | TWh | 0.65861 | 1.6982 | 1.7583 | 2.0832 | 2.2708 | 2.3425 | 2.3624
Wind Generation Cap 20% - PJM_WMAC v5.14 | 1485 | 6438 | Generation Constraint in GWh | FALSE | L | Annual | Qualifying Generation | TWh | 0.65861 | 1.6982 | 1.7583 | 2.0832 | 2.2708 | 2.3425 | 2.3624
Wind Generation Cap 20% - PJM_WMAC v5.14 | 1485 | 6438 | Generation Constraint in GWh | FALSE | L | Annual | Rate | lb/MWh | 0 | 0 | 0 | 0 | 0 | 0 | 0
Wind Generation Cap 20% - PJM_WMAC v5.14 | 1485 | 6438 | Generation Constraint in GWh | FALSE | L | Annual | Constraint Shadow Price | US2011$/MWh | 0 | 0 | 0 | 0 | 0 | 0 | 0
Wind Generation Cap 20% - S_C_KY v5.14 | 1486 | 6439 | Generation Constraint in GWh | FALSE | L | Annual | Seasons Included | Seasons | Winter, Summer | Winter, Summer | Winter, Summer | Winter, Summer | Winter, Summer | Winter, Summer | Winter, Summer
Wind Generation Cap 20% - S_C_KY v5.14 | 1486 | 6439 | Generation Constraint in GWh | FALSE | L | Annual | Standard | GWh | 8438.3834 | 8744.1067 | 8958.8611 | 9416.8097 | 9748.6853 | 10316.2208 | 10916.7996
Wind Generation Cap 20% - S_C_KY v5.14 | 1486 | 6439 | Generation Constraint in GWh | FALSE | L | Annual | Emissions at Affected Plants | GWh | 0 | 0 | 33.554 | 409.9987 | 728.6899 | 914.045 | 981.3249
Wind Generation Cap 20% - S_C_KY v5.14 | 1486 | 6439 | Generation Constraint in GWh | FALSE | L | Annual | Allowances Purchased | GWh | 0 | 0 | 0 | 0 | 0 | 0 | 0
Wind Generation Cap 20% - S_C_KY v5.14 | 1486 | 6439 | Generation Constraint in GWh | FALSE | L | Annual | Allowances Sold | GWh | 0 | 0 | 0 | 0 | 0 | 0 | 0
Wind Generation Cap 20% - S_C_KY v5.14 | 1486 | 6439 | Generation Constraint in GWh | FALSE | L | Annual | Allowances Banked | GWh | 0 | 0 | 0 | 0 | 0 | 0 | 0
Wind Generation Cap 20% - S_C_KY v5.14 | 1486 | 6439 | Generation Constraint in GWh | FALSE | L | Annual | Allowances Withdrawn (1:1) | GWh | 0 | 0 | 0 | 0 | 0 | 0 | 0
Wind Generation Cap 20% - S_C_KY v5.14 | 1486 | 6439 | Generation Constraint in GWh | FALSE | L | Annual | Allowances Withdrawn (n:1) | GWh | 0 | 0 | 0 | 0 | 0 | 0 | 0
Wind Generation Cap 20% - S_C_KY v5.14 | 1486 | 6439 | Generation Constraint in GWh | FALSE | L | Annual | Net Emissions Allowance Position | GWh | 0 | 0 | 33.554 | 409.9987 | 728.6899 | 914.045 | 981.3249
Wind Generation Cap 20% - S_C_KY v5.14 | 1486 | 6439 | Generation Constraint in GWh | FALSE | L | Annual | Fuel Consumed | TBtu | 0 | 0 | 0 | 0 | 0 | 0 | 0
Wind Generation Cap 20% - S_C_KY v5.14 | 1486 | 6439 | Generation Constraint in GWh | FALSE | L | Annual | Heat Rate | MMBtu/MWh | 0 | 0 | 0 | 0 | 0 | 0 | 0
Wind Generation Cap 20% - S_C_KY v5.14 | 1486 | 6439 | Generation Constraint in GWh | FALSE | L | Annual | Generation | TWh | 0 | 0 | 0.033554 | 0.41 | 0.72869 | 0.91404 | 0.98132
Wind Generation Cap 20% - S_C_KY v5.14 | 1486 | 6439 | Generation Constraint in GWh | FALSE | L | Annual | Qualifying Generation | TWh | 0 | 0 | 0.033554 | 0.41 | 0.72869 | 0.91404 | 0.98132
Wind Generation Cap 20% - S_C_KY v5.14 | 1486 | 6439 | Generation Constraint in GWh | FALSE | L | Annual | Rate | lb/MWh | 0 | 0 | 0 | 0 | 0 | 0 | 0
Wind Generation Cap 20% - S_C_KY v5.14 | 1486 | 6439 | Generation Constraint in GWh | FALSE | L | Annual | Constraint Shadow Price | US2011$/MWh | 0 | 0 | 0 | 0 | 0 | 0 | 0
Wind Generation Cap 20% - S_C_TVA v5.14 | 1487 | 6440 | Generation Constraint in GWh | FALSE | L | Annual | Seasons Included | Seasons | Winter, Summer | Winter, Summer | Winter, Summer | Winter, Summer | Winter, Summer | Winter, Summer | Winter, Summer
Wind Generation Cap 20% - S_C_TVA v5.14 | 1487 | 6440 | Generation Constraint in GWh | FALSE | L | Annual | Standard | GWh | 34597.3881 | 35850.9665 | 36731.5386 | 38609.2971 | 39970.1098 | 42297.2147 | 44759.8095
Wind Generation Cap 20% - S_C_TVA v5.14 | 1487 | 6440 | Generation Constraint in GWh | FALSE | L | Annual | Emissions at Affected Plants | GWh | 47.9394 | 166.6806 | 271.797 | 1787.0002 | 3242.7421 | 4123.2655 | 4424.6352
Wind Generation Cap 20% - S_C_TVA v5.14 | 1487 | 6440 | Generation Constraint in GWh | FALSE | L | Annual | Allowances Purchased | GWh | 0 | 0 | 0 | 0 | 0 | 0 | 0
Wind Generation Cap 20% - S_C_TVA v5.14 | 1487 | 6440 | Generation Constraint in GWh | FALSE | L | Annual | Allowances Sold | GWh | 0 | 0 | 0 | 0 | 0 | 0 | 0
Wind Generation Cap 20% - S_C_TVA v5.14 | 1487 | 6440 | Generation Constraint in GWh | FALSE | L | Annual | Allowances Banked | GWh | 0 | 0 | 0 | 0 | 0 | 0 | 0
Wind Generation Cap 20% - S_C_TVA v5.14 | 1487 | 6440 | Generation Constraint in GWh | FALSE | L | Annual | Allowances Withdrawn (1:1) | GWh | 0 | 0 | 0 | 0 | 0 | 0 | 0
Wind Generation Cap 20% - S_C_TVA v5.14 | 1487 | 6440 | Generation Constraint in GWh | FALSE | L | Annual | Allowances Withdrawn (n:1) | GWh | 0 | 0 | 0 | 0 | 0 | 0 | 0
Wind Generation Cap 20% - S_C_TVA v5.14 | 1487 | 6440 | Generation Constraint in GWh | FALSE | L | Annual | Net Emissions Allowance Position | GWh | 47.9394 | 166.6806 | 271.797 | 1787.0002 | 3242.7421 | 4123.2655 | 4424.6352
Wind Generation Cap 20% - S_C_TVA v5.14 | 1487 | 6440 | Generation Constraint in GWh | FALSE | L | Annual | Fuel Consumed | TBtu | 0 | 0 | 0 | 0 | 0 | 0 | 0
Wind Generation Cap 20% - S_C_TVA v5.14 | 1487 | 6440 | Generation Constraint in GWh | FALSE | L | Annual | Heat Rate | MMBtu/MWh | 0 | 0 | 0 | 0 | 0 | 0 | 0
Wind Generation Cap 20% - S_C_TVA v5.14 | 1487 | 6440 | Generation Constraint in GWh | FALSE | L | Annual | Generation | TWh | 0.047939 | 0.16668 | 0.2718 | 1.787 | 3.2427 | 4.1233 | 4.4246
Wind Generation Cap 20% - S_C_TVA v5.14 | 1487 | 6440 | Generation Constraint in GWh | FALSE | L | Annual | Qualifying Generation | TWh | 0.047939 | 0.16668 | 0.2718 | 1.787 | 3.2427 | 4.1233 | 4.4246
Wind Generation Cap 20% - S_C_TVA v5.14 | 1487 | 6440 | Generation Constraint in GWh | FALSE | L | Annual | Rate | lb/MWh | 0 | 0 | 0 | 0 | 0 | 0 | 0
Wind Generation Cap 20% - S_C_TVA v5.14 | 1487 | 6440 | Generation Constraint in GWh | FALSE | L | Annual | Constraint Shadow Price | US2011$/MWh | 0 | 0 | 0 | 0 | 0 | 0 | 0
Wind Generation Cap 20% - S_D_AMSO v5.14 | 1488 | 6441 | Generation Constraint in GWh | FALSE | L | Annual | Seasons Included | Seasons | Winter, Summer | Winter, Summer | Winter, Summer | Winter, Summer | Winter, Summer | Winter, Summer | Winter, Summer
Wind Generation Cap 20% - S_D_AMSO v5.14 | 1488 | 6441 | Generation Constraint in GWh | FALSE | L | Annual | Standard | GWh | 6362.6153 | 6439.7149 | 6612.818 | 6949.686 | 7256.315 | 7833.6962 | 8457.0256
Wind Generation Cap 20% - S_D_AMSO v5.14 | 1488 | 6441 | Generation Constraint in GWh | FALSE | L | Annual | Emissions at Affected Plants | GWh | 0 | 0 | 1.8734 | 237.3312 | 570.3688 | 795.8646 | 863.7419
Wind Generation Cap 20% - S_D_AMSO v5.14 | 1488 | 6441 | Generation Constraint in GWh | FALSE | L | Annual | Allowances Purchased | GWh | 0 | 0 | 0 | 0 | 0 | 0 | 0
Wind Generation Cap 20% - S_D_AMSO v5.14 | 1488 | 6441 | Generation Constraint in GWh | FALSE | L | Annual | Allowances Sold | GWh | 0 | 0 | 0 | 0 | 0 | 0 | 0
Wind Generation Cap 20% - S_D_AMSO v5.14 | 1488 | 6441 | Generation Constraint in GWh | FALSE | L | Annual | Allowances Banked | GWh | 0 | 0 | 0 | 0 | 0 | 0 | 0
Wind Generation Cap 20% - S_D_AMSO v5.14 | 1488 | 6441 | Generation Constraint in GWh | FALSE | L | Annual | Allowances Withdrawn (1:1) | GWh | 0 | 0 | 0 | 0 | 0 | 0 | 0
Wind Generation Cap 20% - S_D_AMSO v5.14 | 1488 | 6441 | Generation Constraint in GWh | FALSE | L | Annual | Allowances Withdrawn (n:1) | GWh | 0 | 0 | 0 | 0 | 0 | 0 | 0
Wind Generation Cap 20% - S_D_AMSO v5.14 | 1488 | 6441 | Generation Constraint in GWh | FALSE | L | Annual | Net Emissions Allowance Position | GWh | 0 | 0 | 1.8734 | 237.3312 | 570.3688 | 795.8646 | 863.7419
Wind Generation Cap 20% - S_D_AMSO v5.14 | 1488 | 6441 | Generation Constraint in GWh | FALSE | L | Annual | Fuel Consumed | TBtu | 0 | 0 | 0 | 0 | 0 | 0 | 0
Wind Generation Cap 20% - S_D_AMSO v5.14 | 1488 | 6441 | Generation Constraint in GWh | FALSE | L | Annual | Heat Rate | MMBtu/MWh | 0 | 0 | 0 | 0 | 0 | 0 | 0
Wind Generation Cap 20% - S_D_AMSO v5.14 | 1488 | 6441 | Generation Constraint in GWh | FALSE | L | Annual | Generation | TWh | 0 | 0 | 0.0018734 | 0.23733 | 0.57037 | 0.79586 | 0.86374
Wind Generation Cap 20% - S_D_AMSO v5.14 | 1488 | 6441 | Generation Constraint in GWh | FALSE | L | Annual | Qualifying Generation | TWh | 0 | 0 | 0.0018734 | 0.23733 | 0.57037 | 0.79586 | 0.86374
Wind Generation Cap 20% - S_D_AMSO v5.14 | 1488 | 6441 | Generation Constraint in GWh | FALSE | L | Annual | Rate | lb/MWh | 0 | 0 | 0 | 0 | 0 | 0 | 0
Wind Generation Cap 20% - S_D_AMSO v5.14 | 1488 | 6441 | Generation Constraint in GWh | FALSE | L | Annual | Constraint Shadow Price | US2011$/MWh | 0 | 0 | 0 | 0 | 0 | 0 | 0
Wind Generation Cap 20% - S_D_N_AR v5.14 | 1489 | 6442 | Generation Constraint in GWh | FALSE | L | Annual | Seasons Included | Seasons | Winter, Summer | Winter, Summer | Winter, Summer | Winter, Summer | Winter, Summer | Winter, Summer | Winter, Summer
Wind Generation Cap 20% - S_D_N_AR v5.14 | 1489 | 6442 | Generation Constraint in GWh | FALSE | L | Annual | Standard | GWh | 7761.0238 | 7935.7098 | 8140.9862 | 8556.3283 | 8900.7134 | 9526.4463 | 10196.174
Wind Generation Cap 20% - S_D_N_AR v5.14 | 1489 | 6442 | Generation Constraint in GWh | FALSE | L | Annual | Emissions at Affected Plants | GWh | 0 | 1.0646 | 31.2132 | 314.529 | 531.3711 | 650.8062 | 700.4357
Wind Generation Cap 20% - S_D_N_AR v5.14 | 1489 | 6442 | Generation Constraint in GWh | FALSE | L | Annual | Allowances Purchased | GWh | 0 | 0 | 0 | 0 | 0 | 0 | 0
Wind Generation Cap 20% - S_D_N_AR v5.14 | 1489 | 6442 | Generation Constraint in GWh | FALSE | L | Annual | Allowances Sold | GWh | 0 | 0 | 0 | 0 | 0 | 0 | 0
Wind Generation Cap 20% - S_D_N_AR v5.14 | 1489 | 6442 | Generation Constraint in GWh | FALSE | L | Annual | Allowances Banked | GWh | 0 | 0 | 0 | 0 | 0 | 0 | 0
Wind Generation Cap 20% - S_D_N_AR v5.14 | 1489 | 6442 | Generation Constraint in GWh | FALSE | L | Annual | Allowances Withdrawn (1:1) | GWh | 0 | 0 | 0 | 0 | 0 | 0 | 0
Wind Generation Cap 20% - S_D_N_AR v5.14 | 1489 | 6442 | Generation Constraint in GWh | FALSE | L | Annual | Allowances Withdrawn (n:1) | GWh | 0 | 0 | 0 | 0 | 0 | 0 | 0
Wind Generation Cap 20% - S_D_N_AR v5.14 | 1489 | 6442 | Generation Constraint in GWh | FALSE | L | Annual | Net Emissions Allowance Position | GWh | 0 | 1.0646 | 31.2132 | 314.529 | 531.3711 | 650.8062 | 700.4357
Wind Generation Cap 20% - S_D_N_AR v5.14 | 1489 | 6442 | Generation Constraint in GWh | FALSE | L | Annual | Fuel Consumed | TBtu | 0 | 0 | 0 | 0 | 0 | 0 | 0
Wind Generation Cap 20% - S_D_N_AR v5.14 | 1489 | 6442 | Generation Constraint in GWh | FALSE | L | Annual | Heat Rate | MMBtu/MWh | 0 | 0 | 0 | 0 | 0 | 0 | 0
Wind Generation Cap 20% - S_D_N_AR v5.14 | 1489 | 6442 | Generation Constraint in GWh | FALSE | L | Annual | Generation | TWh | 0 | 0.0010646 | 0.031213 | 0.31453 | 0.53137 | 0.65081 | 0.70044
Wind Generation Cap 20% - S_D_N_AR v5.14 | 1489 | 6442 | Generation Constraint in GWh | FALSE | L | Annual | Qualifying Generation | TWh | 0 | 0.0010646 | 0.031213 | 0.31453 | 0.53137 | 0.65081 | 0.70044
Wind Generation Cap 20% - S_D_N_AR v5.14 | 1489 | 6442 | Generation Constraint in GWh | FALSE | L | Annual | Rate | lb/MWh | 0 | 0 | 0 | 0 | 0 | 0 | 0
Wind Generation Cap 20% - S_D_N_AR v5.14 | 1489 | 6442 | Generation Constraint in GWh | FALSE | L | Annual | Constraint Shadow Price | US2011$/MWh | 0 | 0 | 0 | 0 | 0 | 0 | 0
Wind Generation Cap 20% - S_D_REST v5.14 | 1490 | 6443 | Generation Constraint in GWh | FALSE | L | Annual | Seasons Included | Seasons | Winter, Summer | Winter, Summer | Winter, Summer | Winter, Summer | Winter, Summer | Winter, Summer | Winter, Summer
Wind Generation Cap 20% - S_D_REST v5.14 | 1490 | 6443 | Generation Constraint in GWh | FALSE | L | Annual | Standard | GWh | 10497.6653 | 10624.8796 | 10910.4997 | 11466.332 | 11972.2698 | 12924.9487 | 13953.4422
Wind Generation Cap 20% - S_D_REST v5.14 | 1490 | 6443 | Generation Constraint in GWh | FALSE | L | Annual | Emissions at Affected Plants | GWh | 0 | 0 | 11.0271 | 292.423 | 625.7909 | 842.3904 | 914.5399
Wind Generation Cap 20% - S_D_REST v5.14 | 1490 | 6443 | Generation Constraint in GWh | FALSE | L | Annual | Allowances Purchased | GWh | 0 | 0 | 0 | 0 | 0 | 0 | 0
Wind Generation Cap 20% - S_D_REST v5.14 | 1490 | 6443 | Generation Constraint in GWh | FALSE | L | Annual | Allowances Sold | GWh | 0 | 0 | 0 | 0 | 0 | 0 | 0
Wind Generation Cap 20% - S_D_REST v5.14 | 1490 | 6443 | Generation Constraint in GWh | FALSE | L | Annual | Allowances Banked | GWh | 0 | 0 | 0 | 0 | 0 | 0 | 0
Wind Generation Cap 20% - S_D_REST v5.14 | 1490 | 6443 | Generation Constraint in GWh | FALSE | L | Annual | Allowances Withdrawn (1:1) | GWh | 0 | 0 | 0 | 0 | 0 | 0 | 0
Wind Generation Cap 20% - S_D_REST v5.14 | 1490 | 6443 | Generation Constraint in GWh | FALSE | L | Annual | Allowances Withdrawn (n:1) | GWh | 0 | 0 | 0 | 0 | 0 | 0 | 0
Wind Generation Cap 20% - S_D_REST v5.14 | 1490 | 6443 | Generation Constraint in GWh | FALSE | L | Annual | Net Emissions Allowance Position | GWh | 0 | 0 | 11.0271 | 292.423 | 625.7909 | 842.3904 | 914.5399
Wind Generation Cap 20% - S_D_REST v5.14 | 1490 | 6443 | Generation Constraint in GWh | FALSE | L | Annual | Fuel Consumed | TBtu | 0 | 0 | 0 | 0 | 0 | 0 | 0
Wind Generation Cap 20% - S_D_REST v5.14 | 1490 | 6443 | Generation Constraint in GWh | FALSE | L | Annual | Heat Rate | MMBtu/MWh | 0 | 0 | 0 | 0 | 0 | 0 | 0
Wind Generation Cap 20% - S_D_REST v5.14 | 1490 | 6443 | Generation Constraint in GWh | FALSE | L | Annual | Generation | TWh | 0 | 0 | 0.011027 | 0.29242 | 0.62579 | 0.84239 | 0.91454
Wind Generation Cap 20% - S_D_REST v5.14 | 1490 | 6443 | Generation Constraint in GWh | FALSE | L | Annual | Qualifying Generation | TWh | 0 | 0 | 0.011027 | 0.29242 | 0.62579 | 0.84239 | 0.91454
Wind Generation Cap 20% - S_D_REST v5.14 | 1490 | 6443 | Generation Constraint in GWh | FALSE | L | Annual | Rate | lb/MWh | 0 | 0 | 0 | 0 | 0 | 0 | 0
Wind Generation Cap 20% - S_D_REST v5.14 | 1490 | 6443 | Generation Constraint in GWh | FALSE | L | Annual | Constraint Shadow Price | US2011$/MWh | 0 | 0 | 0 | 0 | 0 | 0 | 0
Wind Generation Cap 20% - S_D_WOTA v5.14 | 1491 | 6444 | Generation Constraint in GWh | FALSE | L | Annual | Seasons Included | Seasons | Winter, Summer | Winter, Summer | Winter, Summer | Winter, Summer | Winter, Summer | Winter, Summer | Winter, Summer
Wind Generation Cap 20% - S_D_WOTA v5.14 | 1491 | 6444 | Generation Constraint in GWh | FALSE | L | Annual | Standard | GWh | 6362.6153 | 6439.7149 | 6612.818 | 6949.686 | 7256.315 | 7833.6962 | 8457.0256
Wind Generation Cap 20% - S_D_WOTA v5.14 | 1491 | 6444 | Generation Constraint in GWh | FALSE | L | Annual | Emissions at Affected Plants | GWh | 0 | 0 | 7.1981 | 173.0089 | 360.5944 | 481.76 | 526.5119
Wind Generation Cap 20% - S_D_WOTA v5.14 | 1491 | 6444 | Generation Constraint in GWh | FALSE | L | Annual | Allowances Purchased | GWh | 0 | 0 | 0 | 0 | 0 | 0 | 0
Wind Generation Cap 20% - S_D_WOTA v5.14 | 1491 | 6444 | Generation Constraint in GWh | FALSE | L | Annual | Allowances Sold | GWh | 0 | 0 | 0 | 0 | 0 | 0 | 0
Wind Generation Cap 20% - S_D_WOTA v5.14 | 1491 | 6444 | Generation Constraint in GWh | FALSE | L | Annual | Allowances Banked | GWh | 0 | 0 | 0 | 0 | 0 | 0 | 0
Wind Generation Cap 20% - S_D_WOTA v5.14 | 1491 | 6444 | Generation Constraint in GWh | FALSE | L | Annual | Allowances Withdrawn (1:1) | GWh | 0 | 0 | 0 | 0 | 0 | 0 | 0
Wind Generation Cap 20% - S_D_WOTA v5.14 | 1491 | 6444 | Generation Constraint in GWh | FALSE | L | Annual | Allowances Withdrawn (n:1) | GWh | 0 | 0 | 0 | 0 | 0 | 0 | 0
Wind Generation Cap 20% - S_D_WOTA v5.14 | 1491 | 6444 | Generation Constraint in GWh | FALSE | L | Annual | Net Emissions Allowance Position | GWh | 0 | 0 | 7.1981 | 173.0089 | 360.5944 | 481.76 | 526.5119
Wind Generation Cap 20% - S_D_WOTA v5.14 | 1491 | 6444 | Generation Constraint in GWh | FALSE | L | Annual | Fuel Consumed | TBtu | 0 | 0 | 0 | 0 | 0 | 0 | 0
Wind Generation Cap 20% - S_D_WOTA v5.14 | 1491 | 6444 | Generation Constraint in GWh | FALSE | L | Annual | Heat Rate | MMBtu/MWh | 0 | 0 | 0 | 0 | 0 | 0 | 0
Wind Generation Cap 20% - S_D_WOTA v5.14 | 1491 | 6444 | Generation Constraint in GWh | FALSE | L | Annual | Generation | TWh | 0 | 0 | 0.0071981 | 0.17301 | 0.36059 | 0.48176 | 0.52651
Wind Generation Cap 20% - S_D_WOTA v5.14 | 1491 | 6444 | Generation Constraint in GWh | FALSE | L | Annual | Qualifying Generation | TWh | 0 | 0 | 0.0071981 | 0.17301 | 0.36059 | 0.48176 | 0.52651
Wind Generation Cap 20% - S_D_WOTA v5.14 | 1491 | 6444 | Generation Constraint in GWh | FALSE | L | Annual | Rate | lb/MWh | 0 | 0 | 0 | 0 | 0 | 0 | 0
Wind Generation Cap 20% - S_D_WOTA v5.14 | 1491 | 6444 | Generation Constraint in GWh | FALSE | L | Annual | Constraint Shadow Price | US2011$/MWh | 0 | 0 | 0 | 0 | 0 | 0 | 0
Wind Generation Cap 20% - S_SOU v5.14 | 1492 | 6445 | Generation Constraint in GWh | FALSE | L | Annual | Seasons Included | Seasons | Winter, Summer | Winter, Summer | Winter, Summer | Winter, Summer | Winter, Summer | Winter, Summer | Winter, Summer
Wind Generation Cap 20% - S_SOU v5.14 | 1492 | 6445 | Generation Constraint in GWh | FALSE | L | Annual | Standard | GWh | 49715.6424 | 51248.7172 | 52273.6136 | 54655.5166 | 56815.624 | 60832.0608 | 65132.4344
Wind Generation Cap 20% - S_SOU v5.14 | 1492 | 6445 | Generation Constraint in GWh | FALSE | L | Annual | Emissions at Affected Plants | GWh | 0 | 2.8744 | 105.4116 | 2023.3349 | 4058.704 | 5310.6226 | 5729.4957
Wind Generation Cap 20% - S_SOU v5.14 | 1492 | 6445 | Generation Constraint in GWh | FALSE | L | Annual | Allowances Purchased | GWh | 0 | 0 | 0 | 0 | 0 | 0 | 0
Wind Generation Cap 20% - S_SOU v5.14 | 1492 | 6445 | Generation Constraint in GWh | FALSE | L | Annual | Allowances Sold | GWh | 0 | 0 | 0 | 0 | 0 | 0 | 0
Wind Generation Cap 20% - S_SOU v5.14 | 1492 | 6445 | Generation Constraint in GWh | FALSE | L | Annual | Allowances Banked | GWh | 0 | 0 | 0 | 0 | 0 | 0 | 0
Wind Generation Cap 20% - S_SOU v5.14 | 1492 | 6445 | Generation Constraint in GWh | FALSE | L | Annual | Allowances Withdrawn (1:1) | GWh | 0 | 0 | 0 | 0 | 0 | 0 | 0
Wind Generation Cap 20% - S_SOU v5.14 | 1492 | 6445 | Generation Constraint in GWh | FALSE | L | Annual | Allowances Withdrawn (n:1) | GWh | 0 | 0 | 0 | 0 | 0 | 0 | 0
Wind Generation Cap 20% - S_SOU v5.14 | 1492 | 6445 | Generation Constraint in GWh | FALSE | L | Annual | Net Emissions Allowance Position | GWh | 0 | 2.8744 | 105.4116 | 2023.3349 | 4058.704 | 5310.6226 | 5729.4957
Wind Generation Cap 20% - S_SOU v5.14 | 1492 | 6445 | Generation Constraint in GWh | FALSE | L | Annual | Fuel Consumed | TBtu | 0 | 0 | 0 | 0 | 0 | 0 | 0
Wind Generation Cap 20% - S_SOU v5.14 | 1492 | 6445 | Generation Constraint in GWh | FALSE | L | Annual | Heat Rate | MMBtu/MWh | 0 | 0 | 0 | 0 | 0 | 0 | 0
Wind Generation Cap 20% - S_SOU v5.14 | 1492 | 6445 | Generation Constraint in GWh | FALSE | L | Annual | Generation | TWh | 0 | 0.0028744 | 0.10541 | 2.0233 | 4.0587 | 5.3106 | 5.7295
Wind Generation Cap 20% - S_SOU v5.14 | 1492 | 6445 | Generation Constraint in GWh | FALSE | L | Annual | Qualifying Generation | TWh | 0 | 0.0028744 | 0.10541 | 2.0233 | 4.0587 | 5.3106 | 5.7295
Wind Generation Cap 20% - S_SOU v5.14 | 1492 | 6445 | Generation Constraint in GWh | FALSE | L | Annual | Rate | lb/MWh | 0 | 0 | 0 | 0 | 0 | 0 | 0
Wind Generation Cap 20% - S_SOU v5.14 | 1492 | 6445 | Generation Constraint in GWh | FALSE | L | Annual | Constraint Shadow Price | US2011$/MWh | 0 | 0 | 0 | 0 | 0 | 0 | 0
Wind Generation Cap 20% - S_VACA v5.14 | 1493 | 6446 | Generation Constraint in GWh | FALSE | L | Annual | Seasons Included | Seasons | Winter, Summer | Winter, Summer | Winter, Summer | Winter, Summer | Winter, Summer | Winter, Summer | Winter, Summer
Wind Generation Cap 20% - S_VACA v5.14 | 1493 | 6446 | Generation Constraint in GWh | FALSE | L | Annual | Standard | GWh | 44312.6185 | 45612.2787 | 46432.1303 | 48437.2113 | 50480.9059 | 54442.3275 | 58714.6225
Wind Generation Cap 20% - S_VACA v5.14 | 1493 | 6446 | Generation Constraint in GWh | FALSE | L | Annual | Emissions at Affected Plants | GWh | 1709.1632 | 1709.1632 | 1958.0761 | 4103.7647 | 5669.7877 | 6528.6666 | 6918.7554
Wind Generation Cap 20% - S_VACA v5.14 | 1493 | 6446 | Generation Constraint in GWh | FALSE | L | Annual | Allowances Purchased | GWh | 0 | 0 | 0 | 0 | 0 | 0 | 0
Wind Generation Cap 20% - S_VACA v5.14 | 1493 | 6446 | Generation Constraint in GWh | FALSE | L | Annual | Allowances Sold | GWh | 0 | 0 | 0 | 0 | 0 | 0 | 0
Wind Generation Cap 20% - S_VACA v5.14 | 1493 | 6446 | Generation Constraint in GWh | FALSE | L | Annual | Allowances Banked | GWh | 0 | 0 | 0 | 0 | 0 | 0 | 0
Wind Generation Cap 20% - S_VACA v5.14 | 1493 | 6446 | Generation Constraint in GWh | FALSE | L | Annual | Allowances Withdrawn (1:1) | GWh | 0 | 0 | 0 | 0 | 0 | 0 | 0
Wind Generation Cap 20% - S_VACA v5.14 | 1493 | 6446 | Generation Constraint in GWh | FALSE | L | Annual | Allowances Withdrawn (n:1) | GWh | 0 | 0 | 0 | 0 | 0 | 0 | 0
Wind Generation Cap 20% - S_VACA v5.14 | 1493 | 6446 | Generation Constraint in GWh | FALSE | L | Annual | Net Emissions Allowance Position | GWh | 1709.1632 | 1709.1632 | 1958.0761 | 4103.7647 | 5669.7877 | 6528.6666 | 6918.7554
Wind Generation Cap 20% - S_VACA v5.14 | 1493 | 6446 | Generation Constraint in GWh | FALSE | L | Annual | Fuel Consumed | TBtu | 0 | 0 | 0 | 0 | 0 | 0 | 0
Wind Generation Cap 20% - S_VACA v5.14 | 1493 | 6446 | Generation Constraint in GWh | FALSE | L | Annual | Heat Rate | MMBtu/MWh | 0 | 0 | 0 | 0 | 0 | 0 | 0
Wind Generation Cap 20% - S_VACA v5.14 | 1493 | 6446 | Generation Constraint in GWh | FALSE | L | Annual | Generation | TWh | 1.7092 | 1.7092 | 1.9581 | 4.1038 | 5.6698 | 6.5287 | 6.9188
Wind Generation Cap 20% - S_VACA v5.14 | 1493 | 6446 | Generation Constraint in GWh | FALSE | L | Annual | Qualifying Generation | TWh | 1.7092 | 1.7092 | 1.9581 | 4.1038 | 5.6698 | 6.5287 | 6.9188
Wind Generation Cap 20% - S_VACA v5.14 | 1493 | 6446 | Generation Constraint in GWh | FALSE | L | Annual | Rate | lb/MWh | 0 | 0 | 0 | 0 | 0 | 0 | 0
Wind Generation Cap 20% - S_VACA v5.14 | 1493 | 6446 | Generation Constraint in GWh | FALSE | L | Annual | Constraint Shadow Price | US2011$/MWh | 0 | 0 | 0 | 0 | 0 | 0 | 0
Wind Generation Cap 20% - SPP_N v5.14 | 1494 | 6447 | Generation Constraint in GWh | FALSE | L | Annual | Seasons Included | Seasons | Winter, Summer | Winter, Summer | Winter, Summer | Winter, Summer | Winter, Summer | Winter, Summer | Winter, Summer
Wind Generation Cap 20% - SPP_N v5.14 | 1494 | 6447 | Generation Constraint in GWh | FALSE | L | Annual | Standard | GWh | 14394.8574 | 14655.9849 | 14816.0461 | 15287.328 | 15662.8044 | 16475.6863 | 17330.7586
Wind Generation Cap 20% - SPP_N v5.14 | 1494 | 6447 | Generation Constraint in GWh | FALSE | L | Annual | Emissions at Affected Plants | GWh | 11705.6767 | 13076.0197 | 14419.2093 | 15024.1616 | 15662.8044 | 16475.6863 | 17330.7586
Wind Generation Cap 20% - SPP_N v5.14 | 1494 | 6447 | Generation Constraint in GWh | FALSE | L | Annual | Allowances Purchased | GWh | 0 | 0 | 0 | 0 | 0 | 0 | 0
Wind Generation Cap 20% - SPP_N v5.14 | 1494 | 6447 | Generation Constraint in GWh | FALSE | L | Annual | Allowances Sold | GWh | 0 | 0 | 0 | 0 | 0 | 0 | 0
Wind Generation Cap 20% - SPP_N v5.14 | 1494 | 6447 | Generation Constraint in GWh | FALSE | L | Annual | Allowances Banked | GWh | 0 | 0 | 0 | 0 | 0 | 0 | 0
Wind Generation Cap 20% - SPP_N v5.14 | 1494 | 6447 | Generation Constraint in GWh | FALSE | L | Annual | Allowances Withdrawn (1:1) | GWh | 0 | 0 | 0 | 0 | 0 | 0 | 0
Wind Generation Cap 20% - SPP_N v5.14 | 1494 | 6447 | Generation Constraint in GWh | FALSE | L | Annual | Allowances Withdrawn (n:1) | GWh | 0 | 0 | 0 | 0 | 0 | 0 | 0
Wind Generation Cap 20% - SPP_N v5.14 | 1494 | 6447 | Generation Constraint in GWh | FALSE | L | Annual | Net Emissions Allowance Position | GWh | 11705.6767 | 13076.0197 | 14419.2093 | 15024.1616 | 15662.8044 | 16475.6863 | 17330.7586
Wind Generation Cap 20% - SPP_N v5.14 | 1494 | 6447 | Generation Constraint in GWh | FALSE | L | Annual | Fuel Consumed | TBtu | 0 | 0 | 0 | 0 | 0 | 0 | 0
Wind Generation Cap 20% - SPP_N v5.14 | 1494 | 6447 | Generation Constraint in GWh | FALSE | L | Annual | Heat Rate | MMBtu/MWh | 0 | 0 | 0 | 0 | 0 | 0 | 0
Wind Generation Cap 20% - SPP_N v5.14 | 1494 | 6447 | Generation Constraint in GWh | FALSE | L | Annual | Generation | TWh | 11.7057 | 13.076 | 14.4192 | 15.0242 | 15.6628 | 16.4757 | 17.3308
Wind Generation Cap 20% - SPP_N v5.14 | 1494 | 6447 | Generation Constraint in GWh | FALSE | L | Annual | Qualifying Generation | TWh | 11.7057 | 13.076 | 14.4192 | 15.0242 | 15.6628 | 16.4757 | 17.3308
Wind Generation Cap 20% - SPP_N v5.14 | 1494 | 6447 | Generation Constraint in GWh | FALSE | L | Annual | Rate | lb/MWh | 0 | 0 | 0 | 0 | 0 | 0 | 0
Wind Generation Cap 20% - SPP_N v5.14 | 1494 | 6447 | Generation Constraint in GWh | FALSE | L | Annual | Constraint Shadow Price | US2011$/MWh | 0 | 0 | 0 | 0 | 42.6181 | 1.5102 | 1.0833
Wind Generation Cap 20% - SPP_NEBR v5.14 | 1495 | 6448 | Generation Constraint in GWh | FALSE | L | Annual | Seasons Included | Seasons | Winter, Summer | Winter, Summer | Winter, Summer | Winter, Summer | Winter, Summer | Winter, Summer | Winter, Summer
Wind Generation Cap 20% - SPP_NEBR v5.14 | 1495 | 6448 | Generation Constraint in GWh | FALSE | L | Annual | Standard | GWh | 6584.8006 | 6763.542 | 6849.7314 | 7085.9389 | 7226.7742 | 7532.1695 | 7850.4722
Wind Generation Cap 20% - SPP_NEBR v5.14 | 1495 | 6448 | Generation Constraint in GWh | FALSE | L | Annual | Emissions at Affected Plants | GWh | 3854.2911 | 6692.5205 | 6702.9732 | 6950.3895 | 7226.7742 | 7532.1695 | 7850.4722
Wind Generation Cap 20% - SPP_NEBR v5.14 | 1495 | 6448 | Generation Constraint in GWh | FALSE | L | Annual | Allowances Purchased | GWh | 0 | 0 | 0 | 0 | 0 | 0 | 0
Wind Generation Cap 20% - SPP_NEBR v5.14 | 1495 | 6448 | Generation Constraint in GWh | FALSE | L | Annual | Allowances Sold | GWh | 0 | 0 | 0 | 0 | 0 | 0 | 0
Wind Generation Cap 20% - SPP_NEBR v5.14 | 1495 | 6448 | Generation Constraint in GWh | FALSE | L | Annual | Allowances Banked | GWh | 0 | 0 | 0 | 0 | 0 | 0 | 0
Wind Generation Cap 20% - SPP_NEBR v5.14 | 1495 | 6448 | Generation Constraint in GWh | FALSE | L | Annual | Allowances Withdrawn (1:1) | GWh | 0 | 0 | 0 | 0 | 0 | 0 | 0
Wind Generation Cap 20% - SPP_NEBR v5.14 | 1495 | 6448 | Generation Constraint in GWh | FALSE | L | Annual | Allowances Withdrawn (n:1) | GWh | 0 | 0 | 0 | 0 | 0 | 0 | 0
Wind Generation Cap 20% - SPP_NEBR v5.14 | 1495 | 6448 | Generation Constraint in GWh | FALSE | L | Annual | Net Emissions Allowance Position | GWh | 3854.2911 | 6692.5205 | 6702.9732 | 6950.3895 | 7226.7742 | 7532.1695 | 7850.4722
Wind Generation Cap 20% - SPP_NEBR v5.14 | 1495 | 6448 | Generation Constraint in GWh | FALSE | L | Annual | Fuel Consumed | TBtu | 0 | 0 | 0 | 0 | 0 | 0 | 0
Wind Generation Cap 20% - SPP_NEBR v5.14 | 1495 | 6448 | Generation Constraint in GWh | FALSE | L | Annual | Heat Rate | MMBtu/MWh | 0 | 0 | 0 | 0 | 0 | 0 | 0
Wind Generation Cap 20% - SPP_NEBR v5.14 | 1495 | 6448 | Generation Constraint in GWh | FALSE | L | Annual | Generation | TWh | 3.8543 | 6.6925 | 6.703 | 6.9504 | 7.2268 | 7.5322 | 7.8505
Wind Generation Cap 20% - SPP_NEBR v5.14 | 1495 | 6448 | Generation Constraint in GWh | FALSE | L | Annual | Qualifying Generation | TWh | 3.8543 | 6.6925 | 6.703 | 6.9504 | 7.2268 | 7.5322 | 7.8505
Wind Generation Cap 20% - SPP_NEBR v5.14 | 1495 | 6448 | Generation Constraint in GWh | FALSE | L | Annual | Rate | lb/MWh | 0 | 0 | 0 | 0 | 0 | 0 | 0
Wind Generation Cap 20% - SPP_NEBR v5.14 | 1495 | 6448 | Generation Constraint in GWh | FALSE | L | Annual | Constraint Shadow Price | US2011$/MWh | 0 | 0 | 0 | 0 | 36.9608 | 0.32903 | 1.9094
Wind Generation Cap 20% - SPP_SE v5.14 | 1496 | 6449 | Generation Constraint in GWh | FALSE | L | Annual | Seasons Included | Seasons | Winter, Summer | Winter, Summer | Winter, Summer | Winter, Summer | Winter, Summer | Winter, Summer | Winter, Summer
Wind Generation Cap 20% - SPP_SE v5.14 | 1496 | 6449 | Generation Constraint in GWh | FALSE | L | Annual | Standard | GWh | 2702.7976 | 2739.5396 | 2807.7726 | 2946.1859 | 3082.6998 | 3346.1996 | 3632.2299
Wind Generation Cap 20% - SPP_SE v5.14 | 1496 | 6449 | Generation Constraint in GWh | FALSE | L | Annual | Emissions at Affected Plants | GWh | 0 | 0 | 1.4723 | 186.5124 | 448.2447 | 625.4121 | 678.752
Wind Generation Cap 20% - SPP_SE v5.14 | 1496 | 6449 | Generation Constraint in GWh | FALSE | L | Annual | Allowances Purchased | GWh | 0 | 0 | 0 | 0 | 0 | 0 | 0
Wind Generation Cap 20% - SPP_SE v5.14 | 1496 | 6449 | Generation Constraint in GWh | FALSE | L | Annual | Allowances Sold | GWh | 0 | 0 | 0 | 0 | 0 | 0 | 0
Wind Generation Cap 20% - SPP_SE v5.14 | 1496 | 6449 | Generation Constraint in GWh | FALSE | L | Annual | Allowances Banked | GWh | 0 | 0 | 0 | 0 | 0 | 0 | 0
Wind Generation Cap 20% - SPP_SE v5.14 | 1496 | 6449 | Generation Constraint in GWh | FALSE | L | Annual | Allowances Withdrawn (1:1) | GWh | 0 | 0 | 0 | 0 | 0 | 0 | 0
Wind Generation Cap 20% - SPP_SE v5.14 | 1496 | 6449 | Generation Constraint in GWh | FALSE | L | Annual | Allowances Withdrawn (n:1) | GWh | 0 | 0 | 0 | 0 | 0 | 0 | 0
Wind Generation Cap 20% - SPP_SE v5.14 | 1496 | 6449 | Generation Constraint in GWh | FALSE | L | Annual | Net Emissions Allowance Position | GWh | 0 | 0 | 1.4723 | 186.5124 | 448.2447 | 625.4121 | 678.752
Wind Generation Cap 20% - SPP_SE v5.14 | 1496 | 6449 | Generation Constraint in GWh | FALSE | L | Annual | Fuel Consumed | TBtu | 0 | 0 | 0 | 0 | 0 | 0 | 0
Wind Generation Cap 20% - SPP_SE v5.14 | 1496 | 6449 | Generation Constraint in GWh | FALSE | L | Annual | Heat Rate | MMBtu/MWh | 0 | 0 | 0 | 0 | 0 | 0 | 0
Wind Generation Cap 20% - SPP_SE v5.14 | 1496 | 6449 | Generation Constraint in GWh | FALSE | L | Annual | Generation | TWh | 0 | 0 | 0.0014723 | 0.18651 | 0.44824 | 0.62541 | 0.67875
Wind Generation Cap 20% - SPP_SE v5.14 | 1496 | 6449 | Generation Constraint in GWh | FALSE | L | Annual | Qualifying Generation | TWh | 0 | 0 | 0.0014723 | 0.18651 | 0.44824 | 0.62541 | 0.67875
Wind Generation Cap 20% - SPP_SE v5.14 | 1496 | 6449 | Generation Constraint in GWh | FALSE | L | Annual | Rate | lb/MWh | 0 | 0 | 0 | 0 | 0 | 0 | 0
Wind Generation Cap 20% - SPP_SE v5.14 | 1496 | 6449 | Generation Constraint in GWh | FALSE | L | Annual | Constraint Shadow Price | US2011$/MWh | 0 | 0 | 0 | 0 | 0 | 0 | 0
Wind Generation Cap 20% - SPP_SPS v5.14 | 1497 | 6450 | Generation Constraint in GWh | FALSE | L | Annual | Seasons Included | Seasons | Winter, Summer | Winter, Summer | Winter, Summer | Winter, Summer | Winter, Summer | Winter, Summer | Winter, Summer
Wind Generation Cap 20% - SPP_SPS v5.14 | 1497 | 6450 | Generation Constraint in GWh | FALSE | L | Annual | Standard | GWh | 16646.4727 | 16646.4727 | 16646.4727 | 16646.4727 | 16646.4727 | 16646.4727 | 16646.4727
Wind Generation Cap 20% - SPP_SPS v5.14 | 1497 | 6450 | Generation Constraint in GWh | FALSE | L | Annual | Emissions at Affected Plants | GWh | 16645.4727 | 16646.4727 | 16646.4727 | 16646.4727 | 16646.4727 | 16646.4727 | 16646.4727
Wind Generation Cap 20% - SPP_SPS v5.14 | 1497 | 6450 | Generation Constraint in GWh | FALSE | L | Annual | Allowances Purchased | GWh | 0 | 0 | 0 | 0 | 0 | 0 | 0
Wind Generation Cap 20% - SPP_SPS v5.14 | 1497 | 6450 | Generation Constraint in GWh | FALSE | L | Annual | Allowances Sold | GWh | 0 | 0 | 0 | 0 | 0 | 0 | 0
Wind Generation Cap 20% - SPP_SPS v5.14 | 1497 | 6450 | Generation Constraint in GWh | FALSE | L | Annual | Allowances Banked | GWh | 0 | 0 | 0 | 0 | 0 | 0 | 0
Wind Generation Cap 20% - SPP_SPS v5.14 | 1497 | 6450 | Generation Constraint in GWh | FALSE | L | Annual | Allowances Withdrawn (1:1) | GWh | 0 | 0 | 0 | 0 | 0 | 0 | 0
Wind Generation Cap 20% - SPP_SPS v5.14 | 1497 | 6450 | Generation Constraint in GWh | FALSE | L | Annual | Allowances Withdrawn (n:1) | GWh | 0 | 0 | 0 | 0 | 0 | 0 | 0
Wind Generation Cap 20% - SPP_SPS v5.14 | 1497 | 6450 | Generation Constraint in GWh | FALSE | L | Annual | Net Emissions Allowance Position | GWh | 16645.4727 | 16646.4727 | 16646.4727 | 16646.4727 | 16646.4727 | 16646.4727 | 16646.4727
Wind Generation Cap 20% - SPP_SPS v5.14 | 1497 | 6450 | Generation Constraint in GWh | FALSE | L | Annual | Fuel Consumed | TBtu | 0 | 0 | 0 | 0 | 0 | 0 | 0
Wind Generation Cap 20% - SPP_SPS v5.14 | 1497 | 6450 | Generation Constraint in GWh | FALSE | L | Annual | Heat Rate | MMBtu/MWh | 0 | 0 | 0 | 0 | 0 | 0 | 0
Wind Generation Cap 20% - SPP_SPS v5.14 | 1497 | 6450 | Generation Constraint in GWh | FALSE | L | Annual | Generation | TWh | 16.6455 | 16.6465 | 16.6465 | 16.6465 | 16.6465 | 16.6465 | 16.6465
Wind Generation Cap 20% - SPP_SPS v5.14 | 1497 | 6450 | Generation Constraint in GWh | FALSE | L | Annual | Qualifying Generation | TWh | 16.6455 | 16.6465 | 16.6465 | 16.6465 | 16.6465 | 16.6465 | 16.6465
Wind Generation Cap 20% - SPP_SPS v5.14 | 1497 | 6450 | Generation Constraint in GWh | FALSE | L | Annual | Rate | lb/MWh | 0 | 0 | 0 | 0 | 0 | 0 | 0
Wind Generation Cap 20% - SPP_SPS v5.14 | 1497 | 6450 | Generation Constraint in GWh | FALSE | L | Annual | Constraint Shadow Price | US2011$/MWh | 0 | 0 | 0 | 0 | 0 | 0 | 0
Wind Generation Cap 20% - SPP_WEST v5.14 | 1498 | 6451 | Generation Constraint in GWh | FALSE | L | Annual | Seasons Included | Seasons | Winter, Summer | Winter, Summer | Winter, Summer | Winter, Summer | Winter, Summer | Winter, Summer | Winter, Summer
Wind Generation Cap 20% - SPP_WEST v5.14 | 1498 | 6451 | Generation Constraint in GWh | FALSE | L | Annual | Standard | GWh | 24653.932 | 24985.2885 | 25613.0472 | 26880.5623 | 28120.0665 | 30506.5647 | 33095.6079
Wind Generation Cap 20% - SPP_WEST v5.14 | 1498 | 6451 | Generation Constraint in GWh | FALSE | L | Annual | Emissions at Affected Plants | GWh | 13770.8445 | 22064.2014 | 22129.6131 | 23020.2572 | 23862.7922 | 24378.873 | 24584.951
Wind Generation Cap 20% - SPP_WEST v5.14 | 1498 | 6451 | Generation Constraint in GWh | FALSE | L | Annual | Allowances Purchased | GWh | 0 | 0 | 0 | 0 | 0 | 0 | 0
Wind Generation Cap 20% - SPP_WEST v5.14 | 1498 | 6451 | Generation Constraint in GWh | FALSE | L | Annual | Allowances Sold | GWh | 0 | 0 | 0 | 0 | 0 | 0 | 0
Wind Generation Cap 20% - SPP_WEST v5.14 | 1498 | 6451 | Generation Constraint in GWh | FALSE | L | Annual | Allowances Banked | GWh | 0 | 0 | 0 | 0 | 0 | 0 | 0
Wind Generation Cap 20% - SPP_WEST v5.14 | 1498 | 6451 | Generation Constraint in GWh | FALSE | L | Annual | Allowances Withdrawn (1:1) | GWh | 0 | 0 | 0 | 0 | 0 | 0 | 0
Wind Generation Cap 20% - SPP_WEST v5.14 | 1498 | 6451 | Generation Constraint in GWh | FALSE | L | Annual | Allowances Withdrawn (n:1) | GWh | 0 | 0 | 0 | 0 | 0 | 0 | 0
Wind Generation Cap 20% - SPP_WEST v5.14 | 1498 | 6451 | Generation Constraint in GWh | FALSE | L | Annual | Net Emissions Allowance Position | GWh | 13770.8445 | 22064.2014 | 22129.6131 | 23020.2572 | 23862.7922 | 24378.873 | 24584.951
Wind Generation Cap 20% - SPP_WEST v5.14 | 1498 | 6451 | Generation Constraint in GWh | FALSE | L | Annual | Fuel Consumed | TBtu | 0 | 0 | 0 | 0 | 0 | 0 | 0
Wind Generation Cap 20% - SPP_WEST v5.14 | 1498 | 6451 | Generation Constraint in GWh | FALSE | L | Annual | Heat Rate | MMBtu/MWh | 0 | 0 | 0 | 0 | 0 | 0 | 0
Wind Generation Cap 20% - SPP_WEST v5.14 | 1498 | 6451 | Generation Constraint in GWh | FALSE | L | Annual | Generation | TWh | 13.7708 | 22.0642 | 22.1296 | 23.0203 | 23.8628 | 24.3789 | 24.585
Wind Generation Cap 20% - SPP_WEST v5.14 | 1498 | 6451 | Generation Constraint in GWh | FALSE | L | Annual | Qualifying Generation | TWh | 13.7708 | 22.0642 | 22.1296 | 23.0203 | 23.8628 | 24.3789 | 24.585
Wind Generation Cap 20% - SPP_WEST v5.14 | 1498 | 6451 | Generation Constraint in GWh | FALSE | L | Annual | Rate | lb/MWh | 0 | 0 | 0 | 0 | 0 | 0 | 0
Wind Generation Cap 20% - SPP_WEST v5.14 | 1498 | 6451 | Generation Constraint in GWh | FALSE | L | Annual | Constraint Shadow Price | US2011$/MWh | 0 | 0 | 0 | 0 | 0 | 0 | 0
Wind Generation Cap 20% - WEC_CALN v5.14 | 1499 | 6452 | Generation Constraint in GWh | FALSE | L | Annual | Seasons Included | Seasons | Winter, Summer | Winter, Summer | Winter, Summer | Winter, Summer | Winter, Summer | Winter, Summer | Winter, Summer
Wind Generation Cap 20% - WEC_CALN v5.14 | 1499 | 6452 | Generation Constraint in GWh | FALSE | L | Annual | Standard | GWh | 22802.793 | 23070.5319 | 23369.8482 | 24288.3269 | 25159.0536 | 27299.958 | 29623.0494
Wind Generation Cap 20% - WEC_CALN v5.14 | 1499 | 6452 | Generation Constraint in GWh | FALSE | L | Annual | Emissions at Affected Plants | GWh | 3552.8761 | 3795.8223 | 3999.4155 | 5008.022 | 5596.3391 | 5886.0305 | 6039.9156
Wind Generation Cap 20% - WEC_CALN v5.14 | 1499 | 6452 | Generation Constraint in GWh | FALSE | L | Annual | Allowances Purchased | GWh | 0 | 0 | 0 | 0 | 0 | 0 | 0
Wind Generation Cap 20% - WEC_CALN v5.14 | 1499 | 6452 | Generation Constraint in GWh | FALSE | L | Annual | Allowances Sold | GWh | 0 | 0 | 0 | 0 | 0 | 0 | 0
Wind Generation Cap 20% - WEC_CALN v5.14 | 1499 | 6452 | Generation Constraint in GWh | FALSE | L | Annual | Allowances Banked | GWh | 0 | 0 | 0 | 0 | 0 | 0 | 0
Wind Generation Cap 20% - WEC_CALN v5.14 | 1499 | 6452 | Generation Constraint in GWh | FALSE | L | Annual | Allowances Withdrawn (1:1) | GWh | 0 | 0 | 0 | 0 | 0 | 0 | 0
Wind Generation Cap 20% - WEC_CALN v5.14 | 1499 | 6452 | Generation Constraint in GWh | FALSE | L | Annual | Allowances Withdrawn (n:1) | GWh | 0 | 0 | 0 | 0 | 0 | 0 | 0
Wind Generation Cap 20% - WEC_CALN v5.14 | 1499 | 6452 | Generation Constraint in GWh | FALSE | L | Annual | Net Emissions Allowance Position | GWh | 3552.8761 | 3795.8223 | 3999.4155 | 5008.022 | 5596.3391 | 5886.0305 | 6039.9156
Wind Generation Cap 20% - WEC_CALN v5.14 | 1499 | 6452 | Generation Constraint in GWh | FALSE | L | Annual | Fuel Consumed | TBtu | 0 | 0 | 0 | 0 | 0 | 0 | 0
Wind Generation Cap 20% - WEC_CALN v5.14 | 1499 | 6452 | Generation Constraint in GWh | FALSE | L | Annual | Heat Rate | MMBtu/MWh | 0 | 0 | 0 | 0 | 0 | 0 | 0
Wind Generation Cap 20% - WEC_CALN v5.14 | 1499 | 6452 | Generation Constraint in GWh | FALSE | L | Annual | Generation | TWh | 3.5529 | 3.7958 | 3.9994 | 5.008 | 5.5963 | 5.886 | 6.0399
Wind Generation Cap 20% - WEC_CALN v5.14 | 1499 | 6452 | Generation Constraint in GWh | FALSE | L | Annual | Qualifying Generation | TWh | 3.5529 | 3.7958 | 3.9994 | 5.008 | 5.5963 | 5.886 | 6.0399
Wind Generation Cap 20% - WEC_CALN v5.14 | 1499 | 6452 | Generation Constraint in GWh | FALSE | L | Annual | Rate | lb/MWh | 0 | 0 | 0 | 0 | 0 | 0 | 0
Wind Generation Cap 20% - WEC_CALN v5.14 | 1499 | 6452 | Generation Constraint in GWh | FALSE | L | Annual | Constraint Shadow Price | US2011$/MWh | 0 | 0 | 0 | 0 | 0 | 0 | 0
Wind Generation Cap 20% - WEC_LADW v5.14 | 1500 | 6453 | Generation Constraint in GWh | FALSE | L | Annual | Seasons Included | Seasons | Winter, Summer | Winter, Summer | Winter, Summer | Winter, Summer | Winter, Summer | Winter, Summer | Winter, Summer
Wind Generation Cap 20% - WEC_LADW v5.14 | 1500 | 6453 | Generation Constraint in GWh | FALSE | L | Annual | Standard | GWh | 5249.4004 | 5311.0271 | 5379.9223 | 5591.333 | 5791.7524 | 6284.5349 | 6819.2522
Wind Generation Cap 20% - WEC_LADW v5.14 | 1500 | 6453 | Generation Constraint in GWh | FALSE | L | Annual | Emissions at Affected Plants | GWh | 287.1868 | 1340.4484 | 1485.0334 | 2201.3114 | 2619.1142 | 2824.8432 | 2934.1271
Wind Generation Cap 20% - WEC_LADW v5.14 | 1500 | 6453 | Generation Constraint in GWh | FALSE | L | Annual | Allowances Purchased | GWh | 0 | 0 | 0 | 0 | 0 | 0 | 0
Wind Generation Cap 20% - WEC_LADW v5.14 | 1500 | 6453 | Generation Constraint in GWh | FALSE | L | Annual | Allowances Sold | GWh | 0 | 0 | 0 | 0 | 0 | 0 | 0
Wind Generation Cap 20% - WEC_LADW v5.14 | 1500 | 6453 | Generation Constraint in GWh | FALSE | L | Annual | Allowances Banked | GWh | 0 | 0 | 0 | 0 | 0 | 0 | 0
Wind Generation Cap 20% - WEC_LADW v5.14 | 1500 | 6453 | Generation Constraint in GWh | FALSE | L | Annual | Allowances Withdrawn (1:1) | GWh | 0 | 0 | 0 | 0 | 0 | 0 | 0
Wind Generation Cap 20% - WEC_LADW v5.14 | 1500 | 6453 | Generation Constraint in GWh | FALSE | L | Annual | Allowances Withdrawn (n:1) | GWh | 0 | 0 | 0 | 0 | 0 | 0 | 0
Wind Generation Cap 20% - WEC_LADW v5.14 | 1500 | 6453 | Generation Constraint in GWh | FALSE | L | Annual | Net Emissions Allowance Position | GWh | 287.1868 | 1340.4484 | 1485.0334 | 2201.3114 | 2619.1142 | 2824.8432 | 2934.1271
Wind Generation Cap 20% - WEC_LADW v5.14 | 1500 | 6453 | Generation Constraint in GWh | FALSE | L | Annual | Fuel Consumed | TBtu | 0 | 0 | 0 | 0 | 0 | 0 | 0
Wind Generation Cap 20% - WEC_LADW v5.14 | 1500 | 6453 | Generation Constraint in GWh | FALSE | L | Annual | Heat Rate | MMBtu/MWh | 0 | 0 | 0 | 0 | 0 | 0 | 0
Wind Generation Cap 20% - WEC_LADW v5.14 | 1500 | 6453 | Generation Constraint in GWh | FALSE | L | Annual | Generation | TWh | 0.28719 | 1.3404 | 1.485 | 2.2013 | 2.6191 | 2.8248 | 2.9341
Wind Generation Cap 20% - WEC_LADW v5.14 | 1500 | 6453 | Generation Constraint in GWh | FALSE | L | Annual | Qualifying Generation | TWh | 0.28719 | 1.3404 | 1.485 | 2.2013 | 2.6191 | 2.8248 | 2.9341
Wind Generation Cap 20% - WEC_LADW v5.14 | 1500 | 6453 | Generation Constraint in GWh | FALSE | L | Annual | Rate | lb/MWh | 0 | 0 | 0 | 0 | 0 | 0 | 0
Wind Generation Cap 20% - WEC_LADW v5.14 | 1500 | 6453 | Generation Constraint in GWh | FALSE | L | Annual | Constraint Shadow Price | US2011$/MWh | 0 | 0 | 0 | 0 | 0 | 0 | 0
Wind Generation Cap 20% - WEC_SDGE v5.14 | 1501 | 6454 | Generation Constraint in GWh | FALSE | L | Annual | Seasons Included | Seasons | Winter, Summer | Winter, Summer | Winter, Summer | Winter, Summer | Winter, Summer | Winter, Summer | Winter, Summer
Wind Generation Cap 20% - WEC_SDGE v5.14 | 1501 | 6454 | Generation Constraint in GWh | FALSE | L | Annual | Standard | GWh | 4113.7195 | 4162.0111 | 4215.9983 | 4381.6627 | 4570.0138 | 4956.1649 | 5375.1769
Wind Generation Cap 20% - WEC_SDGE v5.14 | 1501 | 6454 | Generation Constraint in GWh | FALSE | L | Annual | Emissions at Affected Plants | GWh | 144.7342 | 734.1208 | 782.6897 | 1023.3011 | 1163.649 | 1232.7573 | 1269.4679
Wind Generation Cap 20% - WEC_SDGE v5.14 | 1501 | 6454 | Generation Constraint in GWh | FALSE | L | Annual | Allowances Purchased | GWh | 0 | 0 | 0 | 0 | 0 | 0 | 0
Wind Generation Cap 20% - WEC_SDGE v5.14 | 1501 | 6454 | Generation Constraint in GWh | FALSE | L | Annual | Allowances Sold | GWh | 0 | 0 | 0 | 0 | 0 | 0 | 0
Wind Generation Cap 20% - WEC_SDGE v5.14 | 1501 | 6454 | Generation Constraint in GWh | FALSE | L | Annual | Allowances Banked | GWh | 0 | 0 | 0 | 0 | 0 | 0 | 0
Wind Generation Cap 20% - WEC_SDGE v5.14 | 1501 | 6454 | Generation Constraint in GWh | FALSE | L | Annual | Allowances Withdrawn (1:1) | GWh | 0 | 0 | 0 | 0 | 0 | 0 | 0
Wind Generation Cap 20% - WEC_SDGE v5.14 | 1501 | 6454 | Generation Constraint in GWh | FALSE | L | Annual | Allowances Withdrawn (n:1) | GWh | 0 | 0 | 0 | 0 | 0 | 0 | 0
Wind Generation Cap 20% - WEC_SDGE v5.14 | 1501 | 6454 | Generation Constraint in GWh | FALSE | L | Annual | Net Emissions Allowance Position | GWh | 144.7342 | 734.1208 | 782.6897 | 1023.3011 | 1163.649 | 1232.7573 | 1269.4679
Wind Generation Cap 20% - WEC_SDGE v5.14 | 1501 | 6454 | Generation Constraint in GWh | FALSE | L | Annual | Fuel Consumed | TBtu | 0 | 0 | 0 | 0 | 0 | 0 | 0
Wind Generation Cap 20% - WEC_SDGE v5.14 | 1501 | 6454 | Generation Constraint in GWh | FALSE | L | Annual | Heat Rate | MMBtu/MWh | 0 | 0 | 0 | 0 | 0 | 0 | 0
Wind Generation Cap 20% - WEC_SDGE v5.14 | 1501 | 6454 | Generation Constraint in GWh | FALSE | L | Annual | Generation | TWh | 0.14473 | 0.73412 | 0.78269 | 1.0233 | 1.1636 | 1.2328 | 1.2695
Wind Generation Cap 20% - WEC_SDGE v5.14 | 1501 | 6454 | Generation Constraint in GWh | FALSE | L | Annual | Qualifying Generation | TWh | 0.14473 | 0.73412 | 0.78269 | 1.0233 | 1.1636 | 1.2328 | 1.2695
Wind Generation Cap 20% - WEC_SDGE v5.14 | 1501 | 6454 | Generation Constraint in GWh | FALSE | L | Annual | Rate | lb/MWh | 0 | 0 | 0 | 0 | 0 | 0 | 0
Wind Generation Cap 20% - WEC_SDGE v5.14 | 1501 | 6454 | Generation Constraint in GWh | FALSE | L | Annual | Constraint Shadow Price | US2011$/MWh | 0 | 0 | 0 | 0 | 0 | 0 | 0
Wind Generation Cap 20% - WECC_AZ v5.14 | 1502 | 6455 | Generation Constraint in GWh | FALSE | L | Annual | Seasons Included | Seasons | Winter, Summer | Winter, Summer | Winter, Summer | Winter, Summer | Winter, Summer | Winter, Summer | Winter, Summer
Wind Generation Cap 20% - WECC_AZ v5.14 | 1502 | 6455 | Generation Constraint in GWh | FALSE | L | Annual | Standard | GWh | 18331.9397 | 18774.9441 | 19115.9971 | 20062.393 | 21089.1806 | 23191.269 | 25502.8954
Wind Generation Cap 20% - WECC_AZ v5.14 | 1502 | 6455 | Generation Constraint in GWh | FALSE | L | Annual | Emissions at Affected Plants | GWh | 578.8271 | 578.8883 | 750.575 | 1611.504 | 2134.0337 | 2433.7863 | 2612.1983
Wind Generation Cap 20% - WECC_AZ v5.14 | 1502 | 6455 | Generation Constraint in GWh | FALSE | L | Annual | Allowances Purchased | GWh | 0 | 0 | 0 | 0 | 0 | 0 | 0
Wind Generation Cap 20% - WECC_AZ v5.14 | 1502 | 6455 | Generation Constraint in GWh | FALSE | L | Annual | Allowances Sold | GWh | 0 | 0 | 0 | 0 | 0 | 0 | 0
Wind Generation Cap 20% - WECC_AZ v5.14 | 1502 | 6455 | Generation Constraint in GWh | FALSE | L | Annual | Allowances Banked | GWh | 0 | 0 | 0 | 0 | 0 | 0 | 0
Wind Generation Cap 20% - WECC_AZ v5.14 | 1502 | 6455 | Generation Constraint in GWh | FALSE | L | Annual | Allowances Withdrawn (1:1) | GWh | 0 | 0 | 0 | 0 | 0 | 0 | 0
Wind Generation Cap 20% - WECC_AZ v5.14 | 1502 | 6455 | Generation Constraint in GWh | FALSE | L | Annual | Allowances Withdrawn (n:1) | GWh | 0 | 0 | 0 | 0 | 0 | 0 | 0
Wind Generation Cap 20% - WECC_AZ v5.14 | 1502 | 6455 | Generation Constraint in GWh | FALSE | L | Annual | Net Emissions Allowance Position | GWh | 578.8271 | 578.8883 | 750.575 | 1611.504 | 2134.0337 | 2433.7863 | 2612.1983
Wind Generation Cap 20% - WECC_AZ v5.14 | 1502 | 6455 | Generation Constraint in GWh | FALSE | L | Annual | Fuel Consumed | TBtu | 0 | 0 | 0 | 0 | 0 | 0 | 0
Wind Generation Cap 20% - WECC_AZ v5.14 | 1502 | 6455 | Generation Constraint in GWh | FALSE | L | Annual | Heat Rate | MMBtu/MWh | 0 | 0 | 0 | 0 | 0 | 0 | 0
Wind Generation Cap 20% - WECC_AZ v5.14 | 1502 | 6455 | Generation Constraint in GWh | FALSE | L | Annual | Generation | TWh | 0.57883 | 0.57889 | 0.75058 | 1.6115 | 2.134 | 2.4338 | 2.6122
Wind Generation Cap 20% - WECC_AZ v5.14 | 1502 | 6455 | Generation Constraint in GWh | FALSE | L | Annual | Qualifying Generation | TWh | 0.57883 | 0.57889 | 0.75058 | 1.6115 | 2.134 | 2.4338 | 2.6122
Wind Generation Cap 20% - WECC_AZ v5.14 | 1502 | 6455 | Generation Constraint in GWh | FALSE | L | Annual | Rate | lb/MWh | 0 | 0 | 0 | 0 | 0 | 0 | 0
Wind Generation Cap 20% - WECC_AZ v5.14 | 1502 | 6455 | Generation Constraint in GWh | FALSE | L | Annual | Constraint Shadow Price | US2011$/MWh | 0 | 0 | 0 | 0 | 0 | 0 | 0
Wind Generation Cap 20% - WECC_CO v5.14 | 1503 | 6456 | Generation Constraint in GWh | FALSE | L | Annual | Seasons Included | Seasons | Winter, Summer | Winter, Summer | Winter, Summer | Winter, Summer | Winter, Summer | Winter, Summer | Winter, Summer
Wind Generation Cap 20% - WECC_CO v5.14 | 1503 | 6456 | Generation Constraint in GWh | FALSE | L | Annual | Standard | GWh | 12586.8485 | 12972.0096 | 13246.4928 | 13946.2821 | 14624.3948 | 15944.9514 | 17384.76
Wind Generation Cap 20% - WECC_CO v5.14 | 1503 | 6456 | Generation Constraint in GWh | FALSE | L | Annual | Emissions at Affected Plants | GWh | 8456.7854 | 11983.3142 | 12295.8524 | 12897.3895 | 13265.394 | 13474.0763 | 13592.2683
Wind Generation Cap 20% - WECC_CO v5.14 | 1503 | 6456 | Generation Constraint in GWh | FALSE | L | Annual | Allowances Purchased | GWh | 0 | 0 | 0 | 0 | 0 | 0 | 0
Wind Generation Cap 20% - WECC_CO v5.14 | 1503 | 6456 | Generation Constraint in GWh | FALSE | L | Annual | Allowances Sold | GWh | 0 | 0 | 0 | 0 | 0 | 0 | 0
Wind Generation Cap 20% - WECC_CO v5.14 | 1503 | 6456 | Generation Constraint in GWh | FALSE | L | Annual | Allowances Banked | GWh | 0 | 0 | 0 | 0 | 0 | 0 | 0
Wind Generation Cap 20% - WECC_CO v5.14 | 1503 | 6456 | Generation Constraint in GWh | FALSE | L | Annual | Allowances Withdrawn (1:1) | GWh | 0 | 0 | 0 | 0 | 0 | 0 | 0
Wind Generation Cap 20% - WECC_CO v5.14 | 1503 | 6456 | Generation Constraint in GWh | FALSE | L | Annual | Allowances Withdrawn (n:1) | GWh | 0 | 0 | 0 | 0 | 0 | 0 | 0
Wind Generation Cap 20% - WECC_CO v5.14 | 1503 | 6456 | Generation Constraint in GWh | FALSE | L | Annual | Net Emissions Allowance Position | GWh | 8456.7854 | 11983.3142 | 12295.8524 | 12897.3895 | 13265.394 | 13474.0763 | 13592.2683
Wind Generation Cap 20% - WECC_CO v5.14 | 1503 | 6456 | Generation Constraint in GWh | FALSE | L | Annual | Fuel Consumed | TBtu | 0 | 0 | 0 | 0 | 0 | 0 | 0
Wind Generation Cap 20% - WECC_CO v5.14 | 1503 | 6456 | Generation Constraint in GWh | FALSE | L | Annual | Heat Rate | MMBtu/MWh | 0 | 0 | 0 | 0 | 0 | 0 | 0
Wind Generation Cap 20% - WECC_CO v5.14 | 1503 | 6456 | Generation Constraint in GWh | FALSE | L | Annual | Generation | TWh | 8.4568 | 11.9833 | 12.2959 | 12.8974 | 13.2654 | 13.4741 | 13.5923
Wind Generation Cap 20% - WECC_CO v5.14 | 1503 | 6456 | Generation Constraint in GWh | FALSE | L | Annual | Qualifying Generation | TWh | 8.4568 | 11.9833 | 12.2959 | 12.8974 | 13.2654 | 13.4741 | 13.5923
Wind Generation Cap 20% - WECC_CO v5.14 | 1503 | 6456 | Generation Constraint in GWh | FALSE | L | Annual | Rate | lb/MWh | 0 | 0 | 0 | 0 | 0 | 0 | 0
Wind Generation Cap 20% - WECC_CO v5.14 | 1503 | 6456 | Generation Constraint in GWh | FALSE | L | Annual | Constraint Shadow Price | US2011$/MWh | 0 | 0 | 0 | 0 | 0 | 0 | 0
Wind Generation Cap 20% - WECC_ID v5.14 | 1504 | 6457 | Generation Constraint in GWh | FALSE | L | Annual | Seasons Included | Seasons | Winter, Summer | Winter, Summer | Winter, Summer | Winter, Summer | Winter, Summer | Winter, Summer | Winter, Summer
Wind Generation Cap 20% - WECC_ID v5.14 | 1504 | 6457 | Generation Constraint in GWh | FALSE | L | Annual | Standard | GWh | 4362.649 | 4464.9408 | 4536.4392 | 4724.9772 | 4901.5697 | 5258.1045 | 5640.5785
Wind Generation Cap 20% - WECC_ID v5.14 | 1504 | 6457 | Generation Constraint in GWh | FALSE | L | Annual | Emissions at Affected Plants | GWh | 3673.3632 | 3675.6942 | 3700.1674 | 3911.568 | 4073.177 | 4152.1387 | 4185.3475
Wind Generation Cap 20% - WECC_ID v5.14 | 1504 | 6457 | Generation Constraint in GWh | FALSE | L | Annual | Allowances Purchased | GWh | 0 | 0 | 0 | 0 | 0 | 0 | 0
Wind Generation Cap 20% - WECC_ID v5.14 | 1504 | 6457 | Generation Constraint in GWh | FALSE | L | Annual | Allowances Sold | GWh | 0 | 0 | 0 | 0 | 0 | 0 | 0
Wind Generation Cap 20% - WECC_ID v5.14 | 1504 | 6457 | Generation Constraint in GWh | FALSE | L | Annual | Allowances Banked | GWh | 0 | 0 | 0 | 0 | 0 | 0 | 0
Wind Generation Cap 20% - WECC_ID v5.14 | 1504 | 6457 | Generation Constraint in GWh | FALSE | L | Annual | Allowances Withdrawn (1:1) | GWh | 0 | 0 | 0 | 0 | 0 | 0 | 0
Wind Generation Cap 20% - WECC_ID v5.14 | 1504 | 6457 | Generation Constraint in GWh | FALSE | L | Annual | Allowances Withdrawn (n:1) | GWh | 0 | 0 | 0 | 0 | 0 | 0 | 0
Wind Generation Cap 20% - WECC_ID v5.14 | 1504 | 6457 | Generation Constraint in GWh | FALSE | L | Annual | Net Emissions Allowance Position | GWh | 3673.3632 | 3675.6942 | 3700.1674 | 3911.568 | 4073.177 | 4152.1387 | 4185.3475
Wind Generation Cap 20% - WECC_ID v5.14 | 1504 | 6457 | Generation Constraint in GWh | FALSE | L | Annual | Fuel Consumed | TBtu | 0 | 0 | 0 | 0 | 0 | 0 | 0
Wind Generation Cap 20% - WECC_ID v5.14 | 1504 | 6457 | Generation Constraint in GWh | FALSE | L | Annual | Heat Rate | MMBtu/MWh | 0 | 0 | 0 | 0 | 0 | 0 | 0
Wind Generation Cap 20% - WECC_ID v5.14 | 1504 | 6457 | Generation Constraint in GWh | FALSE | L | Annual | Generation | TWh | 3.6734 | 3.6757 | 3.7002 | 3.9116 | 4.0732 | 4.1521 | 4.1853
Wind Generation Cap 20% - WECC_ID v5.14 | 1504 | 6457 | Generation Constraint in GWh | FALSE | L | Annual | Qualifying Generation | TWh | 3.6734 | 3.6757 | 3.7002 | 3.9116 | 4.0732 | 4.1521 | 4.1853
Wind Generation Cap 20% - WECC_ID v5.14 | 1504 | 6457 | Generation Constraint in GWh | FALSE | L | Annual | Rate | lb/MWh | 0 | 0 | 0 | 0 | 0 | 0 | 0
Wind Generation Cap 20% - WECC_ID v5.14 | 1504 | 6457 | Generation Constraint in GWh | FALSE | L | Annual | Constraint Shadow Price | US2011$/MWh | 0 | 0 | 0 | 0 | 0 | 0 | 0
Wind Generation Cap 20% - WECC_IID v5.14 | 1505 | 6458 | Generation Constraint in GWh | FALSE | L | Annual | Seasons Included | Seasons | Winter, Summer | Winter, Summer | Winter, Summer | Winter, Summer | Winter, Summer | Winter, Summer | Winter, Summer
Wind Generation Cap 20% - WECC_IID v5.14 | 1505 | 6458 | Generation Constraint in GWh | FALSE | L | Annual | Standard | GWh | 427.9914 | 438.3105 | 446.2548 | 468.2996 | 492.2171 | 541.182 | 595.0279
Wind Generation Cap 20% - WECC_IID v5.14 | 1505 | 6458 | Generation Constraint in GWh | FALSE | L | Annual | Emissions at Affected Plants | GWh | 334.452 | 334.452 | 343.5698 | 388.6522 | 415.054 | 428.0356 | 434.9254
Wind Generation Cap 20% - WECC_IID v5.14 | 1505 | 6458 | Generation Constraint in GWh | FALSE | L | Annual | Allowances Purchased | GWh | 0 | 0 | 0 | 0 | 0 | 0 | 0
Wind Generation Cap 20% - WECC_IID v5.14 | 1505 | 6458 | Generation Constraint in GWh | FALSE | L | Annual | Allowances Sold | GWh | 0 | 0 | 0 | 0 | 0 | 0 | 0
Wind Generation Cap 20% - WECC_IID v5.14 | 1505 | 6458 | Generation Constraint in GWh | FALSE | L | Annual | Allowances Banked | GWh | 0 | 0 | 0 | 0 | 0 | 0 | 0
Wind Generation Cap 20% - WECC_IID v5.14 | 1505 | 6458 | Generation Constraint in GWh | FALSE | L | Annual | Allowances Withdrawn (1:1) | GWh | 0 | 0 | 0 | 0 | 0 | 0 | 0
Wind Generation Cap 20% - WECC_IID v5.14 | 1505 | 6458 | Generation Constraint in GWh | FALSE | L | Annual | Allowances Withdrawn (n:1) | GWh | 0 | 0 | 0 | 0 | 0 | 0 | 0
Wind Generation Cap 20% - WECC_IID v5.14 | 1505 | 6458 | Generation Constraint in GWh | FALSE | L | Annual | Net Emissions Allowance Position | GWh | 334.452 | 334.452 | 343.5698 | 388.6522 | 415.054 | 428.0356 | 434.9254
Wind Generation Cap 20% - WECC_IID v5.14 | 1505 | 6458 | Generation Constraint in GWh | FALSE | L | Annual | Fuel Consumed | TBtu | 0 | 0 | 0 | 0 | 0 | 0 | 0
Wind Generation Cap 20% - WECC_IID v5.14 | 1505 | 6458 | Generation Constraint in GWh | FALSE | L | Annual | Heat Rate | MMBtu/MWh | 0 | 0 | 0 | 0 | 0 | 0 | 0
Wind Generation Cap 20% - WECC_IID v5.14 | 1505 | 6458 | Generation Constraint in GWh | FALSE | L | Annual | Generation | TWh | 0.33445 | 0.33445 | 0.34357 | 0.38865 | 0.41505 | 0.42804 | 0.43493
Wind Generation Cap 20% - WECC_IID v5.14 | 1505 | 6458 | Generation Constraint in GWh | FALSE | L | Annual | Qualifying Generation | TWh | 0.33445 | 0.33445 | 0.34357 | 0.38865 | 0.41505 | 0.42804 | 0.43493
Wind Generation Cap 20% - WECC_IID v5.14 | 1505 | 6458 | Generation Constraint in GWh | FALSE | L | Annual | Rate | lb/MWh | 0 | 0 | 0 | 0 | 0 | 0 | 0
Wind Generation Cap 20% - WECC_IID v5.14 | 1505 | 6458 | Generation Constraint in GWh | FALSE | L | Annual | Constraint Shadow Price | US2011$/MWh | 0 | 0 | 0 | 0 | 0 | 0 | 0
Wind Generation Cap 20% - WECC_MT v5.14 | 1506 | 6459 | Generation Constraint in GWh | FALSE | L | Annual | Seasons Included | Seasons | Winter, Summer | Winter, Summer | Winter, Summer | Winter, Summer | Winter, Summer | Winter, Summer | Winter, Summer
Wind Generation Cap 20% - WECC_MT v5.14 | 1506 | 6459 | Generation Constraint in GWh | FALSE | L | Annual | Standard | GWh | 2189.9796 | 2241.3168 | 2277.1996 | 2371.8212 | 2460.4476 | 2639.3816 | 2831.3338
Wind Generation Cap 20% - WECC_MT v5.14 | 1506 | 6459 | Generation Constraint in GWh | FALSE | L | Annual | Emissions at Affected Plants | GWh | 1722.3448 | 1763.6054 | 1779.6307 | 1918.4023 | 2460.4476 | 2512.4118 | 2542.0571
Wind Generation Cap 20% - WECC_MT v5.14 | 1506 | 6459 | Generation Constraint in GWh | FALSE | L | Annual | Allowances Purchased | GWh | 0 | 0 | 0 | 0 | 0 | 0 | 0
Wind Generation Cap 20% - WECC_MT v5.14 | 1506 | 6459 | Generation Constraint in GWh | FALSE | L | Annual | Allowances Sold | GWh | 0 | 0 | 0 | 0 | 0 | 0 | 0
Wind Generation Cap 20% - WECC_MT v5.14 | 1506 | 6459 | Generation Constraint in GWh | FALSE | L | Annual | Allowances Banked | GWh | 0 | 0 | 0 | 0 | 0 | 0 | 0
Wind Generation Cap 20% - WECC_MT v5.14 | 1506 | 6459 | Generation Constraint in GWh | FALSE | L | Annual | Allowances Withdrawn (1:1) | GWh | 0 | 0 | 0 | 0 | 0 | 0 | 0
Wind Generation Cap 20% - WECC_MT v5.14 | 1506 | 6459 | Generation Constraint in GWh | FALSE | L | Annual | Allowances Withdrawn (n:1) | GWh | 0 | 0 | 0 | 0 | 0 | 0 | 0
Wind Generation Cap 20% - WECC_MT v5.14 | 1506 | 6459 | Generation Constraint in GWh | FALSE | L | Annual | Net Emissions Allowance Position | GWh | 1722.3448 | 1763.6054 | 1779.6307 | 1918.4023 | 2460.4476 | 2512.4118 | 2542.0571
Wind Generation Cap 20% - WECC_MT v5.14 | 1506 | 6459 | Generation Constraint in GWh | FALSE | L | Annual | Fuel Consumed | TBtu | 0 | 0 | 0 | 0 | 0 | 0 | 0
Wind Generation Cap 20% - WECC_MT v5.14 | 1506 | 6459 | Generation Constraint in GWh | FALSE | L | Annual | Heat Rate | MMBtu/MWh | 0 | 0 | 0 | 0 | 0 | 0 | 0
Wind Generation Cap 20% - WECC_MT v5.14 | 1506 | 6459 | Generation Constraint in GWh | FALSE | L | Annual | Generation | TWh | 1.7223 | 1.7636 | 1.7796 | 1.9184 | 2.4604 | 2.5124 | 2.5421
Wind Generation Cap 20% - WECC_MT v5.14 | 1506 | 6459 | Generation Constraint in GWh | FALSE | L | Annual | Qualifying Generation | TWh | 1.7223 | 1.7636 | 1.7796 | 1.9184 | 2.4604 | 2.5124 | 2.5421
Wind Generation Cap 20% - WECC_MT v5.14 | 1506 | 6459 | Generation Constraint in GWh | FALSE | L | Annual | Rate | lb/MWh | 0 | 0 | 0 | 0 | 0 | 0 | 0
Wind Generation Cap 20% - WECC_MT v5.14 | 1506 | 6459 | Generation Constraint in GWh | FALSE | L | Annual | Constraint Shadow Price | US2011$/MWh | 0 | 0 | 0 | 0 | 13.3315 | 0 | 0
Wind Generation Cap 20% - WECC_NM v5.14 | 1507 | 6460 | Generation Constraint in GWh | FALSE | L | Annual | Seasons Included | Seasons | Winter, Summer | Winter, Summer | Winter, Summer | Winter, Summer | Winter, Summer | Winter, Summer | Winter, Summer
Wind Generation Cap 20% - WECC_NM v5.14 | 1507 | 6460 | Generation Constraint in GWh | FALSE | L | Annual | Standard | GWh | 4423.7046 | 4530.5883 | 4612.8741 | 4841.211 | 5088.944 | 5596.1147 | 6153.8406
Wind Generation Cap 20% - WECC_NM v5.14 | 1507 | 6460 | Generation Constraint in GWh | FALSE | L | Annual | Emissions at Affected Plants | GWh | 2949.8038 | 4262.9634 | 4290.3102 | 4589.1895 | 4847.2354 | 5003.0825 | 5073.9014
Wind Generation Cap 20% - WECC_NM v5.14 | 1507 | 6460 | Generation Constraint in GWh | FALSE | L | Annual | Allowances Purchased | GWh | 0 | 0 | 0 | 0 | 0 | 0 | 0
Wind Generation Cap 20% - WECC_NM v5.14 | 1507 | 6460 | Generation Constraint in GWh | FALSE | L | Annual | Allowances Sold | GWh | 0 | 0 | 0 | 0 | 0 | 0 | 0
Wind Generation Cap 20% - WECC_NM v5.14 | 1507 | 6460 | Generation Constraint in GWh | FALSE | L | Annual | Allowances Banked | GWh | 0 | 0 | 0 | 0 | 0 | 0 | 0
Wind Generation Cap 20% - WECC_NM v5.14 | 1507 | 6460 | Generation Constraint in GWh | FALSE | L | Annual | Allowances Withdrawn (1:1) | GWh | 0 | 0 | 0 | 0 | 0 | 0 | 0
Wind Generation Cap 20% - WECC_NM v5.14 | 1507 | 6460 | Generation Constraint in GWh | FALSE | L | Annual | Allowances Withdrawn (n:1) | GWh | 0 | 0 | 0 | 0 | 0 | 0 | 0
Wind Generation Cap 20% - WECC_NM v5.14 | 1507 | 6460 | Generation Constraint in GWh | FALSE | L | Annual | Net Emissions Allowance Position | GWh | 2949.8038 | 4262.9634 | 4290.3102 | 4589.1895 | 4847.2354 | 5003.0825 | 5073.9014
Wind Generation Cap 20% - WECC_NM v5.14 | 1507 | 6460 | Generation Constraint in GWh | FALSE | L | Annual | Fuel Consumed | TBtu | 0 | 0 | 0 | 0 | 0 | 0 | 0
Wind Generation Cap 20% - WECC_NM v5.14 | 1507 | 6460 | Generation Constraint in GWh | FALSE | L | Annual | Heat Rate | MMBtu/MWh | 0 | 0 | 0 | 0 | 0 | 0 | 0
Wind Generation Cap 20% - WECC_NM v5.14 | 1507 | 6460 | Generation Constraint in GWh | FALSE | L | Annual | Generation | TWh | 2.9498 | 4.263 | 4.2903 | 4.5892 | 4.8472 | 5.0031 | 5.0739
Wind Generation Cap 20% - WECC_NM v5.14 | 1507 | 6460 | Generation Constraint in GWh | FALSE | L | Annual | Qualifying Generation | TWh | 2.9498 | 4.263 | 4.2903 | 4.5892 | 4.8472 | 5.0031 | 5.0739
Wind Generation Cap 20% - WECC_NM v5.14 | 1507 | 6460 | Generation Constraint in GWh | FALSE | L | Annual | Rate | lb/MWh | 0 | 0 | 0 | 0 | 0 | 0 | 0
Wind Generation Cap 20% - WECC_NM v5.14 | 1507 | 6460 | Generation Constraint in GWh | FALSE | L | Annual | Constraint Shadow Price | US2011$/MWh | 0 | 0 | 0 | 0 | 0 | 0 | 0
Wind Generation Cap 20% - WECC_NNV v5.14 | 1508 | 6461 | Generation Constraint in GWh | FALSE | L | Annual | Seasons Included | Seasons | Winter, Summer | Winter, Summer | Winter, Summer | Winter, Summer | Winter, Summer | Winter, Summer | Winter, Summer
Wind Generation Cap 20% - WECC_NNV v5.14 | 1508 | 6461 | Generation Constraint in GWh | FALSE | L | Annual | Standard | GWh | 2495.0365 | 2553.5281 | 2594.4116 | 2702.2196 | 2803.197 | 3007.0674 | 3225.77
Wind Generation Cap 20% - WECC_NNV v5.14 | 1508 | 6461 | Generation Constraint in GWh | FALSE | L | Annual | Emissions at Affected Plants | GWh | 250.549 | 251.4232 | 263.131 | 374.7678 | 463.8124 | 508.6458 | 526.6335
Wind Generation Cap 20% - WECC_NNV v5.14 | 1508 | 6461 | Generation Constraint in GWh | FALSE | L | Annual | Allowances Purchased | GWh | 0 | 0 | 0 | 0 | 0 | 0 | 0
Wind Generation Cap 20% - WECC_NNV v5.14 | 1508 | 6461 | Generation Constraint in GWh | FALSE | L | Annual | Allowances Sold | GWh | 0 | 0 | 0 | 0 | 0 | 0 | 0
Wind Generation Cap 20% - WECC_NNV v5.14 | 1508 | 6461 | Generation Constraint in GWh | FALSE | L | Annual | Allowances Banked | GWh | 0 | 0 | 0 | 0 | 0 | 0 | 0
Wind Generation Cap 20% - WECC_NNV v5.14 | 1508 | 6461 | Generation Constraint in GWh | FALSE | L | Annual | Allowances Withdrawn (1:1) | GWh | 0 | 0 | 0 | 0 | 0 | 0 | 0
Wind Generation Cap 20% - WECC_NNV v5.14 | 1508 | 6461 | Generation Constraint in GWh | FALSE | L | Annual | Allowances Withdrawn (n:1) | GWh | 0 | 0 | 0 | 0 | 0 | 0 | 0
Wind Generation Cap 20% - WECC_NNV v5.14 | 1508 | 6461 | Generation Constraint in GWh | FALSE | L | Annual | Net Emissions Allowance Position | GWh | 250.549 | 251.4232 | 263.131 | 374.7678 | 463.8124 | 508.6458 | 526.6335
Wind Generation Cap 20% - WECC_NNV v5.14 | 1508 | 6461 | Generation Constraint in GWh | FALSE | L | Annual | Fuel Consumed | TBtu | 0 | 0 | 0 | 0 | 0 | 0 | 0
Wind Generation Cap 20% - WECC_NNV v5.14 | 1508 | 6461 | Generation Constraint in GWh | FALSE | L | Annual | Heat Rate | MMBtu/MWh | 0 | 0 | 0 | 0 | 0 | 0 | 0
Wind Generation Cap 20% - WECC_NNV v5.14 | 1508 | 6461 | Generation Constraint in GWh | FALSE | L | Annual | Generation | TWh | 0.25055 | 0.25142 | 0.26313 | 0.37477 | 0.46381 | 0.50865 | 0.52663
Wind Generation Cap 20% - WECC_NNV v5.14 | 1508 | 6461 | Generation Constraint in GWh | FALSE | L | Annual | Qualifying Generation | TWh | 0.25055 | 0.25142 | 0.26313 | 0.37477 | 0.46381 | 0.50865 | 0.52663
Wind Generation Cap 20% - WECC_NNV v5.14 | 1508 | 6461 | Generation Constraint in GWh | FALSE | L | Annual | Rate | lb/MWh | 0 | 0 | 0 | 0 | 0 | 0 | 0
Wind Generation Cap 20% - WECC_NNV v5.14 | 1508 | 6461 | Generation Constraint in GWh | FALSE | L | Annual | Constraint Shadow Price | US2011$/MWh | 0 | 0 | 0 | 0 | 0 | 0 | 0
Wind Generation Cap 20% - WECC_PNW v5.14 | 1509 | 6462 | Generation Constraint in GWh | FALSE | L | Annual | Seasons Included | Seasons | Winter, Summer | Winter, Summer | Winter, Summer | Winter, Summer | Winter, Summer | Winter, Summer | Winter, Summer
Wind Generation Cap 20% - WECC_PNW v5.14 | 1509 | 6462 | Generation Constraint in GWh | FALSE | L | Annual | Standard | GWh | 33495.9083 | 34281.4498 | 34830.5152 | 36278.3769 | 37634.5038 | 40372.482 | 43309.6584
Wind Generation Cap 20% - WECC_PNW v5.14 | 1509 | 6462 | Generation Constraint in GWh | FALSE | L | Annual | Emissions at Affected Plants | GWh | 17438.4368 | 17536.4724 | 17864.9388 | 19510.1476 | 20520.1411 | 21011.8639 | 21255.7239
Wind Generation Cap 20% - WECC_PNW v5.14 | 1509 | 6462 | Generation Constraint in GWh | FALSE | L | Annual | Allowances Purchased | GWh | 0 | 0 | 0 | 0 | 0 | 0 | 0
Wind Generation Cap 20% - WECC_PNW v5.14 | 1509 | 6462 | Generation Constraint in GWh | FALSE | L | Annual | Allowances Sold | GWh | 0 | 0 | 0 | 0 | 0 | 0 | 0
Wind Generation Cap 20% - WECC_PNW v5.14 | 1509 | 6462 | Generation Constraint in GWh | FALSE | L | Annual | Allowances Banked | GWh | 0 | 0 | 0 | 0 | 0 | 0 | 0
Wind Generation Cap 20% - WECC_PNW v5.14 | 1509 | 6462 | Generation Constraint in GWh | FALSE | L | Annual | Allowances Withdrawn (1:1) | GWh | 0 | 0 | 0 | 0 | 0 | 0 | 0
Wind Generation Cap 20% - WECC_PNW v5.14 | 1509 | 6462 | Generation Constraint in GWh | FALSE | L | Annual | Allowances Withdrawn (n:1) | GWh | 0 | 0 | 0 | 0 | 0 | 0 | 0
Wind Generation Cap 20% - WECC_PNW v5.14 | 1509 | 6462 | Generation Constraint in GWh | FALSE | L | Annual | Net Emissions Allowance Position | GWh | 17438.4368 | 17536.4724 | 17864.9388 | 19510.1476 | 20520.1411 | 21011.8639 | 21255.7239
Wind Generation Cap 20% - WECC_PNW v5.14 | 1509 | 6462 | Generation Constraint in GWh | FALSE | L | Annual | Fuel Consumed | TBtu | 0 | 0 | 0 | 0 | 0 | 0 | 0
Wind Generation Cap 20% - WECC_PNW v5.14 | 1509 | 6462 | Generation Constraint in GWh | FALSE | L | Annual | Heat Rate | MMBtu/MWh | 0 | 0 | 0 | 0 | 0 | 0 | 0
Wind Generation Cap 20% - WECC_PNW v5.14 | 1509 | 6462 | Generation Constraint in GWh | FALSE | L | Annual | Generation | TWh | 17.4384 | 17.5365 | 17.8649 | 19.5101 | 20.5201 | 21.0119 | 21.2557
Wind Generation Cap 20% - WECC_PNW v5.14 | 1509 | 6462 | Generation Constraint in GWh | FALSE | L | Annual | Qualifying Generation | TWh | 17.4384 | 17.5365 | 17.8649 | 19.5101 | 20.5201 | 21.0119 | 21.2557
Wind Generation Cap 20% - WECC_PNW v5.14 | 1509 | 6462 | Generation Constraint in GWh | FALSE | L | Annual | Rate | lb/MWh | 0 | 0 | 0 | 0 | 0 | 0 | 0
Wind Generation Cap 20% - WECC_PNW v5.14 | 1509 | 6462 | Generation Constraint in GWh | FALSE | L | Annual | Constraint Shadow Price | US2011$/MWh | 0 | 0 | 0 | 0 | 0 | 0 | 0
Wind Generation Cap 20% - WECC_SCE v5.14 | 1510 | 6463 | Generation Constraint in GWh | FALSE | L | Annual | Seasons Included | Seasons | Winter, Summer | Winter, Summer | Winter, Summer | Winter, Summer | Winter, Summer | Winter, Summer | Winter, Summer
Wind Generation Cap 20% - WECC_SCE v5.14 | 1510 | 6463 | Generation Constraint in GWh | FALSE | L | Annual | Standard | GWh | 21748.1951 | 22003.5509 | 22289.0237 | 23165.0221 | 23995.4771 | 26037.3632 | 28253.0101
Wind Generation Cap 20% - WECC_SCE v5.14 | 1510 | 6463 | Generation Constraint in GWh | FALSE | L | Annual | Emissions at Affected Plants | GWh | 9368.8643 | 13262.687 | 13419.3344 | 14195.3701 | 14648.0293 | 14870.9218 | 14989.3231
Wind Generation Cap 20% - WECC_SCE v5.14 | 1510 | 6463 | Generation Constraint in GWh | FALSE | L | Annual | Allowances Purchased | GWh | 0 | 0 | 0 | 0 | 0 | 0 | 0
Wind Generation Cap 20% - WECC_SCE v5.14 | 1510 | 6463 | Generation Constraint in GWh | FALSE | L | Annual | Allowances Sold | GWh | 0 | 0 | 0 | 0 | 0 | 0 | 0
Wind Generation Cap 20% - WECC_SCE v5.14 | 1510 | 6463 | Generation Constraint in GWh | FALSE | L | Annual | Allowances Banked | GWh | 0 | 0 | 0 | 0 | 0 | 0 | 0
Wind Generation Cap 20% - WECC_SCE v5.14 | 1510 | 6463 | Generation Constraint in GWh | FALSE | L | Annual | Allowances Withdrawn (1:1) | GWh | 0 | 0 | 0 | 0 | 0 | 0 | 0
Wind Generation Cap 20% - WECC_SCE v5.14 | 1510 | 6463 | Generation Constraint in GWh | FALSE | L | Annual | Allowances Withdrawn (n:1) | GWh | 0 | 0 | 0 | 0 | 0 | 0 | 0
Wind Generation Cap 20% - WECC_SCE v5.14 | 1510 | 6463 | Generation Constraint in GWh | FALSE | L | Annual | Net Emissions Allowance Position | GWh | 9368.8643 | 13262.687 | 13419.3344 | 14195.3701 | 14648.0293 | 14870.9218 | 14989.3231
Wind Generation Cap 20% - WECC_SCE v5.14 | 1510 | 6463 | Generation Constraint in GWh | FALSE | L | Annual | Fuel Consumed | TBtu | 0 | 0 | 0 | 0 | 0 | 0 | 0
Wind Generation Cap 20% - WECC_SCE v5.14 | 1510 | 6463 | Generation Constraint in GWh | FALSE | L | Annual | Heat Rate | MMBtu/MWh | 0 | 0 | 0 | 0 | 0 | 0 | 0
Wind Generation Cap 20% - WECC_SCE v5.14 | 1510 | 6463 | Generation Constraint in GWh | FALSE | L | Annual | Generation | TWh | 9.3689 | 13.2627 | 13.4193 | 14.1954 | 14.648 | 14.8709 | 14.9893
Wind Generation Cap 20% - WECC_SCE v5.14 | 1510 | 6463 | Generation Constraint in GWh | FALSE | L | Annual | Qualifying Generation | TWh | 9.3689 | 13.2627 | 13.4193 | 14.1954 | 14.648 | 14.8709 | 14.9893
Wind Generation Cap 20% - WECC_SCE v5.14 | 1510 | 6463 | Generation Constraint in GWh | FALSE | L | Annual | Rate | lb/MWh | 0 | 0 | 0 | 0 | 0 | 0 | 0
Wind Generation Cap 20% - WECC_SCE v5.14 | 1510 | 6463 | Generation Constraint in GWh | FALSE | L | Annual | Constraint Shadow Price | US2011$/MWh | 0 | 0 | 0 | 0 | 0 | 0 | 0
Wind Generation Cap 20% - WECC_SF v5.14 | 1511 | 6464 | Generation Constraint in GWh | FALSE | L | Annual | Seasons Included | Seasons | Winter, Summer | Winter, Summer | Winter, Summer | Winter, Summer | Winter, Summer | Winter, Summer | Winter, Summer
Wind Generation Cap 20% - WECC_SF v5.14 | 1511 | 6464 | Generation Constraint in GWh | FALSE | L | Annual | Standard | GWh | 1150.8955 | 1164.3976 | 1179.4921 | 1225.8111 | 1269.7218 | 1377.6877 | 1494.8414
Wind Generation Cap 20% - WECC_SF v5.14 | 1511 | 6464 | Generation Constraint in GWh | FALSE | L | Annual | Emissions at Affected Plants | GWh | 439.8692 | 1101.1481 | 1120.2095 | 1214.6405 | 1269.7218 | 1296.8443 | 1311.2518
Wind Generation Cap 20% - WECC_SF v5.14 | 1511 | 6464 | Generation Constraint in GWh | FALSE | L | Annual | Allowances Purchased | GWh | 0 | 0 | 0 | 0 | 0 | 0 | 0
Wind Generation Cap 20% - WECC_SF v5.14 | 1511 | 6464 | Generation Constraint in GWh | FALSE | L | Annual | Allowances Sold | GWh | 0 | 0 | 0 | 0 | 0 | 0 | 0
Wind Generation Cap 20% - WECC_SF v5.14 | 1511 | 6464 | Generation Constraint in GWh | FALSE | L | Annual | Allowances Banked | GWh | 0 | 0 | 0 | 0 | 0 | 0 | 0
Wind Generation Cap 20% - WECC_SF v5.14 | 1511 | 6464 | Generation Constraint in GWh | FALSE | L | Annual | Allowances Withdrawn (1:1) | GWh | 0 | 0 | 0 | 0 | 0 | 0 | 0
Wind Generation Cap 20% - WECC_SF v5.14 | 1511 | 6464 | Generation Constraint in GWh | FALSE | L | Annual | Allowances Withdrawn (n:1) | GWh | 0 | 0 | 0 | 0 | 0 | 0 | 0
Wind Generation Cap 20% - WECC_SF v5.14 | 1511 | 6464 | Generation Constraint in GWh | FALSE | L | Annual | Net Emissions Allowance Position | GWh | 439.8692 | 1101.1481 | 1120.2095 | 1214.6405 | 1269.7218 | 1296.8443 | 1311.2518
Wind Generation Cap 20% - WECC_SF v5.14 | 1511 | 6464 | Generation Constraint in GWh | FALSE | L | Annual | Fuel Consumed | TBtu | 0 | 0 | 0 | 0 | 0 | 0 | 0
Wind Generation Cap 20% - WECC_SF v5.14 | 1511 | 6464 | Generation Constraint in GWh | FALSE | L | Annual | Heat Rate | MMBtu/MWh | 0 | 0 | 0 | 0 | 0 | 0 | 0
Wind Generation Cap 20% - WECC_SF v5.14 | 1511 | 6464 | Generation Constraint in GWh | FALSE | L | Annual | Generation | TWh | 0.43987 | 1.1011 | 1.1202 | 1.2146 | 1.2697 | 1.2968 | 1.3113
Wind Generation Cap 20% - WECC_SF v5.14 | 1511 | 6464 | Generation Constraint in GWh | FALSE | L | Annual | Qualifying Generation | TWh | 0.43987 | 1.1011 | 1.1202 | 1.2146 | 1.2697 | 1.2968 | 1.3113
Wind Generation Cap 20% - WECC_SF v5.14 | 1511 | 6464 | Generation Constraint in GWh | FALSE | L | Annual | Rate | lb/MWh | 0 | 0 | 0 | 0 | 0 | 0 | 0
Wind Generation Cap 20% - WECC_SF v5.14 | 1511 | 6464 | Generation Constraint in GWh | FALSE | L | Annual | Constraint Shadow Price | US2011$/MWh | 0 | 0 | 0 | 0 | 24.5801 | 0 | 0
Wind Generation Cap 20% - WECC_SNV v5.14 | 1512 | 6465 | Generation Constraint in GWh | FALSE | L | Annual | Seasons Included | Seasons | Winter, Summer | Winter, Summer | Winter, Summer | Winter, Summer | Winter, Summer | Winter, Summer | Winter, Summer
Wind Generation Cap 20% - WECC_SNV v5.14 | 1512 | 6465 | Generation Constraint in GWh | FALSE | L | Annual | Standard | GWh | 4306.2225 | 4410.2669 | 4490.3669 | 4712.6384 | 4953.7907 | 5447.4893 | 5990.4001
Wind Generation Cap 20% - WECC_SNV v5.14 | 1512 | 6465 | Generation Constraint in GWh | FALSE | L | Annual | Emissions at Affected Plants | GWh | 0 | 0 | 27.5382 | 284.5549 | 480.4103 | 583.1597 | 624.5177
Wind Generation Cap 20% - WECC_SNV v5.14 | 1512 | 6465 | Generation Constraint in GWh | FALSE | L | Annual | Allowances Purchased | GWh | 0 | 0 | 0 | 0 | 0 | 0 | 0
Wind Generation Cap 20% - WECC_SNV v5.14 | 1512 | 6465 | Generation Constraint in GWh | FALSE | L | Annual | Allowances Sold | GWh | 0 | 0 | 0 | 0 | 0 | 0 | 0
Wind Generation Cap 20% - WECC_SNV v5.14 | 1512 | 6465 | Generation Constraint in GWh | FALSE | L | Annual | Allowances Banked | GWh | 0 | 0 | 0 | 0 | 0 | 0 | 0
Wind Generation Cap 20% - WECC_SNV v5.14 | 1512 | 6465 | Generation Constraint in GWh | FALSE | L | Annual | Allowances Withdrawn (1:1) | GWh | 0 | 0 | 0 | 0 | 0 | 0 | 0
Wind Generation Cap 20% - WECC_SNV v5.14 | 1512 | 6465 | Generation Constraint in GWh | FALSE | L | Annual | Allowances Withdrawn (n:1) | GWh | 0 | 0 | 0 | 0 | 0 | 0 | 0
Wind Generation Cap 20% - WECC_SNV v5.14 | 1512 | 6465 | Generation Constraint in GWh | FALSE | L | Annual | Net Emissions Allowance Position | GWh | 0 | 0 | 27.5382 | 284.5549 | 480.4103 | 583.1597 | 624.5177
Wind Generation Cap 20% - WECC_SNV v5.14 | 1512 | 6465 | Generation Constraint in GWh | FALSE | L | Annual | Fuel Consumed | TBtu | 0 | 0 | 0 | 0 | 0 | 0 | 0
Wind Generation Cap 20% - WECC_SNV v5.14 | 1512 | 6465 | Generation Constraint in GWh | FALSE | L | Annual | Heat Rate | MMBtu/MWh | 0 | 0 | 0 | 0 | 0 | 0 | 0
Wind Generation Cap 20% - WECC_SNV v5.14 | 1512 | 6465 | Generation Constraint in GWh | FALSE | L | Annual | Generation | TWh | 0 | 0 | 0.027538 | 0.28455 | 0.48041 | 0.58316 | 0.62452
Wind Generation Cap 20% - WECC_SNV v5.14 | 1512 | 6465 | Generation Constraint in GWh | FALSE | L | Annual | Qualifying Generation | TWh | 0 | 0 | 0.027538 | 0.28455 | 0.48041 | 0.58316 | 0.62452
Wind Generation Cap 20% - WECC_SNV v5.14 | 1512 | 6465 | Generation Constraint in GWh | FALSE | L | Annual | Rate | lb/MWh | 0 | 0 | 0 | 0 | 0 | 0 | 0
Wind Generation Cap 20% - WECC_SNV v5.14 | 1512 | 6465 | Generation Constraint in GWh | FALSE | L | Annual | Constraint Shadow Price | US2011$/MWh | 0 | 0 | 0 | 0 | 0 | 0 | 0
Wind Generation Cap 20% - WECC_UT v5.14 | 1513 | 6466 | Generation Constraint in GWh | FALSE | L | Annual | Seasons Included | Seasons | Winter, Summer | Winter, Summer | Winter, Summer | Winter, Summer | Winter, Summer | Winter, Summer | Winter, Summer
Wind Generation Cap 20% - WECC_UT v5.14 | 1513 | 6466 | Generation Constraint in GWh | FALSE | L | Annual | Standard | GWh | 7377.1184 | 7550.1073 | 7671.0204 | 7989.8628 | 8288.5038 | 8891.4507 | 9538.2643
Wind Generation Cap 20% - WECC_UT v5.14 | 1513 | 6466 | Generation Constraint in GWh | FALSE | L | Annual | Emissions at Affected Plants | GWh | 798.8453 | 799.0178 | 855.1762 | 1198.7161 | 1413.1531 | 1520.3622 | 1571.4517
Wind Generation Cap 20% - WECC_UT v5.14 | 1513 | 6466 | Generation Constraint in GWh | FALSE | L | Annual | Allowances Purchased | GWh | 0 | 0 | 0 | 0 | 0 | 0 | 0
Wind Generation Cap 20% - WECC_UT v5.14 | 1513 | 6466 | Generation Constraint in GWh | FALSE | L | Annual | Allowances Sold | GWh | 0 | 0 | 0 | 0 | 0 | 0 | 0
Wind Generation Cap 20% - WECC_UT v5.14 | 1513 | 6466 | Generation Constraint in GWh | FALSE | L | Annual | Allowances Banked | GWh | 0 | 0 | 0 | 0 | 0 | 0 | 0
Wind Generation Cap 20% - WECC_UT v5.14 | 1513 | 6466 | Generation Constraint in GWh | FALSE | L | Annual | Allowances Withdrawn (1:1) | GWh | 0 | 0 | 0 | 0 | 0 | 0 | 0
Wind Generation Cap 20% - WECC_UT v5.14 | 1513 | 6466 | Generation Constraint in GWh | FALSE | L | Annual | Allowances Withdrawn (n:1) | GWh | 0 | 0 | 0 | 0 | 0 | 0 | 0
Wind Generation Cap 20% - WECC_UT v5.14 | 1513 | 6466 | Generation Constraint in GWh | FALSE | L | Annual | Net Emissions Allowance Position | GWh | 798.8453 | 799.0178 | 855.1762 | 1198.7161 | 1413.1531 | 1520.3622 | 1571.4517
Wind Generation Cap 20% - WECC_UT v5.14 | 1513 | 6466 | Generation Constraint in GWh | FALSE | L | Annual | Fuel Consumed | TBtu | 0 | 0 | 0 | 0 | 0 | 0 | 0
Wind Generation Cap 20% - WECC_UT v5.14 | 1513 | 6466 | Generation Constraint in GWh | FALSE | L | Annual | Heat Rate | MMBtu/MWh | 0 | 0 | 0 | 0 | 0 | 0 | 0
Wind Generation Cap 20% - WECC_UT v5.14 | 1513 | 6466 | Generation Constraint in GWh | FALSE | L | Annual | Generation | TWh | 0.79885 | 0.79902 | 0.85518 | 1.1987 | 1.4132 | 1.5204 | 1.5715
Wind Generation Cap 20% - WECC_UT v5.14 | 1513 | 6466 | Generation Constraint in GWh | FALSE | L | Annual | Qualifying Generation | TWh | 0.79885 | 0.79902 | 0.85518 | 1.1987 | 1.4132 | 1.5204 | 1.5715
Wind Generation Cap 20% - WECC_UT v5.14 | 1513 | 6466 | Generation Constraint in GWh | FALSE | L | Annual | Rate | lb/MWh | 0 | 0 | 0 | 0 | 0 | 0 | 0
Wind Generation Cap 20% - WECC_UT v5.14 | 1513 | 6466 | Generation Constraint in GWh | FALSE | L | Annual | Constraint Shadow Price | US2011$/MWh | 0 | 0 | 0 | 0 | 0 | 0 | 0
Wind Generation Cap 20% - WECC_WY v5.14 | 1514 | 6467 | Generation Constraint in GWh | FALSE | L | Annual | Seasons Included | Seasons | Winter, Summer | Winter, Summer | Winter, Summer | Winter, Summer | Winter, Summer | Winter, Summer | Winter, Summer
Wind Generation Cap 20% - WECC_WY v5.14 | 1514 | 6467 | Generation Constraint in GWh | FALSE | L | Annual | Standard | GWh | 4305.8624 | 4305.8624 | 4305.8624 | 4305.8624 | 4305.8624 | 4305.8624 | 4305.8624
Wind Generation Cap 20% - WECC_WY v5.14 | 1514 | 6467 | Generation Constraint in GWh | FALSE | L | Annual | Emissions at Affected Plants | GWh | 4304.8624 | 4304.8624 | 4305.8624 | 4305.8624 | 4305.8624 | 4305.8624 | 4305.8624
Wind Generation Cap 20% - WECC_WY v5.14 | 1514 | 6467 | Generation Constraint in GWh | FALSE | L | Annual | Allowances Purchased | GWh | 0 | 0 | 0 | 0 | 0 | 0 | 0
Wind Generation Cap 20% - WECC_WY v5.14 | 1514 | 6467 | Generation Constraint in GWh | FALSE | L | Annual | Allowances Sold | GWh | 0 | 0 | 0 | 0 | 0 | 0 | 0
Wind Generation Cap 20% - WECC_WY v5.14 | 1514 | 6467 | Generation Constraint in GWh | FALSE | L | Annual | Allowances Banked | GWh | 0 | 0 | 0 | 0 | 0 | 0 | 0
Wind Generation Cap 20% - WECC_WY v5.14 | 1514 | 6467 | Generation Constraint in GWh | FALSE | L | Annual | Allowances Withdrawn (1:1) | GWh | 0 | 0 | 0 | 0 | 0 | 0 | 0
Wind Generation Cap 20% - WECC_WY v5.14 | 1514 | 6467 | Generation Constraint in GWh | FALSE | L | Annual | Allowances Withdrawn (n:1) | GWh | 0 | 0 | 0 | 0 | 0 | 0 | 0
Wind Generation Cap 20% - WECC_WY v5.14 | 1514 | 6467 | Generation Constraint in GWh | FALSE | L | Annual | Net Emissions Allowance Position | GWh | 4304.8624 | 4304.8624 | 4305.8624 | 4305.8624 | 4305.8624 | 4305.8624 | 4305.8624
Wind Generation Cap 20% - WECC_WY v5.14 | 1514 | 6467 | Generation Constraint in GWh | FALSE | L | Annual | Fuel Consumed | TBtu | 0 | 0 | 0 | 0 | 0 | 0 | 0
Wind Generation Cap 20% - WECC_WY v5.14 | 1514 | 6467 | Generation Constraint in GWh | FALSE | L | Annual | Heat Rate | MMBtu/MWh | 0 | 0 | 0 | 0 | 0 | 0 | 0
Wind Generation Cap 20% - WECC_WY v5.14 | 1514 | 6467 | Generation Constraint in GWh | FALSE | L | Annual | Generation | TWh | 4.3049 | 4.3049 | 4.3059 | 4.3059 | 4.3059 | 4.3059 | 4.3059
Wind Generation Cap 20% - WECC_WY v5.14 | 1514 | 6467 | Generation Constraint in GWh | FALSE | L | Annual | Qualifying Generation | TWh | 4.3049 | 4.3049 | 4.3059 | 4.3059 | 4.3059 | 4.3059 | 4.3059
Wind Generation Cap 20% - WECC_WY v5.14 | 1514 | 6467 | Generation Constraint in GWh | FALSE | L | Annual | Rate | lb/MWh | 0 | 0 | 0 | 0 | 0 | 0 | 0
Wind Generation Cap 20% - WECC_WY v5.14 | 1514 | 6467 | Generation Constraint in GWh | FALSE | L | Annual | Constraint Shadow Price | US2011$/MWh | 0 | 0 | 0 | 0 | 0 | 0 | 28.2741
Zero Reserve Margin Type 3 Constraints | 1515 | 5803 | MACT Fuel Choice Floor in lbs/MMBtu | FALSE | L | Annual | Seasons Included | Seasons | Winter, Summer | Winter, Summer | Winter, Summer | Winter, Summer | Winter, Summer | Winter, Summer | Winter, Summer
Zero Reserve Margin Type 3 Constraints | 1515 | 5803 | MACT Fuel Choice Floor in lbs/MMBtu | FALSE | L | Annual | Emission Floor | lb/MMBtu | 0 | 0 | 0 | 0 | 0 | 0 | 0
Zero Reserve Margin Type 3 Constraints | 1515 | 5803 | MACT Fuel Choice Floor in lbs/MMBtu | FALSE | L | Annual | Emissions at Affected Plants NOX | Thousand Tons | 0 | 0 | 0 | 0 | 0 | 0 | 0
Zero Reserve Margin Type 3 Constraints | 1515 | 5803 | MACT Fuel Choice Floor in lbs/MMBtu | FALSE | L | Annual | Allowances Purchased NOX | Thousand Tons | 0 | 0 | 0 | 0 | 0 | 0 | 0
Zero Reserve Margin Type 3 Constraints | 1515 | 5803 | MACT Fuel Choice Floor in lbs/MMBtu | FALSE | L | Annual | Allowances Sold NOX | Thousand Tons | 0 | 0 | 0 | 0 | 0 | 0 | 0
Zero Reserve Margin Type 3 Constraints | 1515 | 5803 | MACT Fuel Choice Floor in lbs/MMBtu | FALSE | L | Annual | Allowances Banked | Thousand Tons | 0 | 0 | 0 | 0 | 0 | 0 | 0
Zero Reserve Margin Type 3 Constraints | 1515 | 5803 | MACT Fuel Choice Floor in lbs/MMBtu | FALSE | L | Annual | Allowances Withdrawn (1:1) | Thousand Tons | 0 | 0 | 0 | 0 | 0 | 0 | 0
Zero Reserve Margin Type 3 Constraints | 1515 | 5803 | MACT Fuel Choice Floor in lbs/MMBtu | FALSE | L | Annual | Allowances Withdrawn (n:1) | Thousand Tons | 0 | 0 | 0 | 0 | 0 | 0 | 0
Zero Reserve Margin Type 3 Constraints | 1515 | 5803 | MACT Fuel Choice Floor in lbs/MMBtu | FALSE | L | Annual | Net Emissions Allowance Position | Thousand Tons | 0 | 0 | 0 | 0 | 0 | 0 | 0
Zero Reserve Margin Type 3 Constraints | 1515 | 5803 | MACT Fuel Choice Floor in lbs/MMBtu | FALSE | L | Annual | Fuel Consumed | TBtu | 0 | 0 | 0 | 0 | 0 | 0 | 0
Zero Reserve Margin Type 3 Constraints | 1515 | 5803 | MACT Fuel Choice Floor in lbs/MMBtu | FALSE | L | Annual | Rate | lb/MMBtu | 0 | 0 | 0 | 0 | 0 | 0 | 0
Zero Reserve Margin Type 3 Constraints | 1515 | 5803 | MACT Fuel Choice Floor in lbs/MMBtu | FALSE | L | Annual | Generation | TWh | 0 | 0 | 0 | 0 | 0 | 0 | 0
Zero Reserve Margin Type 3 Constraints | 1515 | 5803 | MACT Fuel Choice Floor in lbs/MMBtu | FALSE | L | Annual | Qualifying Generation | TWh | 0 | 0 | 0 | 0 | 0 | 0 | 0
Zero Reserve Margin Type 3 Constraints | 1515 | 5803 | MACT Fuel Choice Floor in lbs/MMBtu | FALSE | L | Annual | Constraint Shadow Price | US2011$/Ton | 0 | 0 | 0 | 0 | 0 | 0 | 0

## FuelReport
Fuel Consumption by Fuel and Fuel Type [Tbtu] | [7 empty] | Fuel | 2016 | 2018 | 2020 | 2025 | 2030 | 2040 | 2050
[8 empty] | Oil | 6.9161 | 3.9966 | 0.48673 | 0.48837 | 0.0073124 | 0 | 0
Fuel Type | 2016 | 2018 | 2020 | 2025 | 2030 | 2040 | 2050 | Pet. Coke | 62.9602 | 42.8031 | 63.4571 | 40.7506 | 33.7045 | 100.9366 | 113.1173
Biomass | 507.8252 | 400.2719 | 412.1185 | 437.7133 | 457.1823 | 502.0474 | 580.1291 | Waste Coal | 73.1609 | 73.1609 | 73.1609 | 72.4721 | 68.6229 | 68.6229 | 68.6229
EPA v5.15 Biomass | 507.8252 | 400.2719 | 412.1185 | 437.7133 | 457.1823 | 502.0474 | 580.1291 | Biomass | 507.8252 | 400.2719 | 412.1185 | 437.7133 | 457.1823 | 502.0474 | 580.1291
Coal | 13227.0816 | 13410.4101 | 13947.8001 | 12260.3326 | 10998.2531 | 11684.845 | 11549.6215 | NaturalGas | 10235.2072 | 10004.5186 | 9191.1814 | 9584.6986 | 9885.9142 | 10728.697 | 13764.6899
EPA v5.15 Coal BA | 155.5043 | 155.5655 | 155.5655 | 114.9094 | 138.2163 | 242.4216 | 147.8897 | Nuclear | 7962.2517 | 7931.3496 | 8283.7703 | 8271.2499 | 8128.7247 | 4906.3758 | 650.0137
EPA v5.15 Coal BB | 1108.8521 | 986.805 | 1021.1806 | 837.4593 | 750.086 | 758.0114 | 910.1472 | Coal | 13227.0816 | 13410.4101 | 13947.8001 | 12260.3326 | 10998.2531 | 11684.845 | 11549.6215
EPA v5.15 Coal BD | 18.3902 | 24.0689 | 20.1543 | 18.96 | 18.96 | 18.96 | 18.96
EPA v5.15 Coal BE | 1632.4443 | 1526.8239 | 1426.6179 | 1167.9273 | 1116.8369 | 747.3114 | 753.3316
EPA v5.15 Coal BG | 1723.346 | 1710.6389 | 2188.6607 | 2217.9489 | 1815.0068 | 2111.2252 | 2086.6241
EPA v5.15 Coal BH | 2785.1054 | 3128.4481 | 2995.4177 | 2527.2482 | 2364.5634 | 2406.3377 | 2266.0433
EPA v5.15 Coal LA | 0 | 0 | 0 | 0 | 0 | 0 | 0
EPA v5.15 Coal LD | 0 | 0 | 0 | 0 | 0 | 0 | 0
EPA v5.15 Coal LE | 898.2815 | 852.7842 | 905.541 | 783.7863 | 707.1406 | 846.2472 | 819.8814
EPA v5.15 Coal LG | 110.8815 | 110.8815 | 110.8815 | 110.8815 | 110.8815 | 110.8815 | 91.245
EPA v5.15 Coal LH | 0 | 0 | 0 | 0 | 0 | 0 | 0
EPA v5.15 Coal SA | 3555.0604 | 3698.5696 | 3904.1729 | 3293.8219 | 2815.9123 | 3185.5294 | 2750.5403
EPA v5.15 Coal SB | 626.3936 | 596.7072 | 600.822 | 568.269 | 550.8998 | 638.5591 | 1017.9627
EPA v5.15 Coal SD | 280.8816 | 287.2073 | 287.1893 | 287.2107 | 283.1156 | 287.2107 | 357.4138
EPA v5.15 Coal SE | 331.9406 | 331.91 | 331.5966 | 331.91 | 326.6338 | 332.1498 | 329.5825
Fwaste | 12.1431 | 12.1431 | 12.1431 | 12.1431 | 12.1431 | 12.1431 | 12.1431
EPA v5.15 Fossil Waste | 12.1431 | 12.1431 | 12.1431 | 12.1431 | 12.1431 | 12.1431 | 12.1431
Geothermal | 164.2286 | 164.2286 | 307.995 | 400.0576 | 468.1454 | 468.1454 | 530.6504
EPA v5.15 Geo | 164.2286 | 164.2286 | 307.995 | 400.0576 | 468.1454 | 468.1454 | 530.6504
Hydro | 0 | 0 | 0 | 0 | 0 | 0 | 0
EPA v5.15 Hydro | 0 | 0 | 0 | 0 | 0 | 0 | 0
LF Gas | 153.0264 | 153.0344 | 153.0344 | 153.0344 | 153.0344 | 153.0344 | 153.0344
EPA v5.15 LFG | 153.0264 | 153.0344 | 153.0344 | 153.0344 | 153.0344 | 153.0344 | 153.0344
MSW | 139.4436 | 139.4436 | 139.4436 | 139.4436 | 139.4436 | 139.4436 | 139.4436
EPA v5.15 MSW | 139.4436 | 139.4436 | 139.4436 | 139.4436 | 139.4436 | 139.4436 | 139.4436
NaturalGas | 10235.2072 | 10004.5186 | 9191.1814 | 9584.6986 | 9885.9142 | 10728.697 | 13764.6899
EPA v5.15 Gas | 10235.2072 | 10004.5186 | 9191.1814 | 9584.6986 | 9885.9142 | 10728.697 | 13764.6899
None | 0 | 0 | 0 | 0 | 0 | 0 | 0
EPA v5.15 None | 0 | 0 | 0 | 0 | 0 | 0 | 0
Non-Fossil | 88.2799 | 88.278 | 88.2799 | 88.2788 | 88.2798 | 88.2799 | 88.2796
EPA v5.15 Non-Fossil waste | 88.2799 | 88.278 | 88.2799 | 88.2788 | 88.2798 | 88.2799 | 88.2796
Nuclear | 7962.2517 | 7931.3496 | 8283.7703 | 8271.2499 | 8128.7247 | 4906.3758 | 650.0137
EPA v5.15 Nuclear | 7962.2517 | 7931.3496 | 8283.7703 | 8271.2499 | 8128.7247 | 4906.3758 | 650.0137
Oil | 6.9161 | 3.9966 | 0.48673 | 0.48837 | 0.0073124 | 0 | 0
EPA v5.15 DFO | 3.9272 | 3.1554 | 0.48673 | 0.48837 | 0.0073124 | 0 | 0
EPA v5.15 RFO | 2.9889 | 0.84116 | 0 | 0 | 0 | 0 | 0
Pet. Coke | 62.9602 | 42.8031 | 63.4571 | 40.7506 | 33.7045 | 100.9366 | 113.1173
EPA v5.15 Pet Coke | 62.9602 | 42.8031 | 63.4571 | 40.7506 | 33.7045 | 100.9366 | 113.1173
Pumps | 0 | 0 | 0 | 0 | 0 | 0 | 0
EPA v5.15 Pump Storage | 0 | 0 | 0 | 0 | 0 | 0 | 0
Solar | 0 | 0 | 0 | 0 | 0 | 0 | 0
EPA v5.15 Solar | 0 | 0 | 0 | 0 | 0 | 0 | 0
Tires | 3.3351 | 3.3351 | 3.3351 | 3.3351 | 3.3351 | 3.3351 | 3.3351
EPA v5.15 Tires | 3.3351 | 3.3351 | 3.3351 | 3.3351 | 3.3351 | 3.3351 | 3.3351
Waste Coal | 73.1609 | 73.1609 | 73.1609 | 72.4721 | 68.6229 | 68.6229 | 68.6229
EPA v5.15 Waste Coal | 73.1609 | 73.1609 | 73.1609 | 72.4721 | 68.6229 | 68.6229 | 68.6229
Wind | 0 | 0 | 0 | 0 | 0 | 0 | 0
EPA v5.15 Wind | 0 | 0 | 0 | 0 | 0 | 0 | 0
Grand Total | 32635.8596 | 32426.9736 | 32676.206 | 31463.9979 | 30436.7902 | 28855.9061 | 27653.0806
Fuel Costs by Fuel and Fuel Type[MMUS$]
Fuel Type | 2016 | 2018 | 2020 | 2025 | 2030 | 2040 | 2050
Biomass | 1725.6476 | 1088.5124 | 1165.24 | 1264.8537 | 1320.1177 | 1388.0311 | 1689.4511
EPA v5.15 Biomass | 1725.6476 | 1088.5124 | 1165.24 | 1264.8537 | 1320.1177 | 1388.0311 | 1689.4511
Coal | 29696.4283 | 30441.1102 | 32618.9419 | 28789.9856 | 27067.9764 | 32926.5848 | 37762.3547
EPA v5.15 Coal BA | 241.7639 | 249.5623 | 259.6108 | 201.2262 | 280.5177 | 622.4818 | 457.3788
EPA v5.15 Coal BB | 2472.5874 | 2216.2935 | 2392.9121 | 1855.9974 | 1763.2568 | 2112.5744 | 2987.6052
EPA v5.15 Coal BD | 63.5937 | 82.6115 | 67.3239 | 62.3478 | 66.85 | 71.4296 | 77.3554
EPA v5.15 Coal BE | 4242.0481 | 4004.0318 | 3792.6937 | 3082.0203 | 3085.1495 | 2339.9326 | 2681.5033
EPA v5.15 Coal BG | 4435.7589 | 4767.5357 | 6141.9175 | 6359.8339 | 5348.5817 | 6940.3469 | 7689.7636
EPA v5.15 Coal BH | 6964.6126 | 7264.4628 | 7042.4238 | 6063.5063 | 6120.0932 | 7006.2211 | 7689.4936
EPA v5.15 Coal LA | 0 | 0 | 0 | 0 | 0 | 0 | 0
EPA v5.15 Coal LD | 0 | 0 | 0 | 0 | 0 | 0 | 0
EPA v5.15 Coal LE | 1736.5033 | 1807.0277 | 2037.9765 | 1507.3395 | 1427.3423 | 2063.5971 | 2508.3287
EPA v5.15 Coal LG | 217.4406 | 241.7626 | 258.6023 | 206.5962 | 222.0657 | 271.6683 | 293.8456
EPA v5.15 Coal LH | 0 | 0 | 0 | 0 | 0 | 0 | 0
EPA v5.15 Coal SA | 7416.804 | 7934.643 | 8684.3339 | 7536.3707 | 6745.8786 | 8851.749 | 9002.5259
EPA v5.15 Coal SB | 1165.8733 | 1103.9624 | 1147.829 | 1056.9818 | 1075.0272 | 1514.7673 | 2823.3031
EPA v5.15 Coal SD | 236.4198 | 253.265 | 264.0289 | 292.2987 | 319.7013 | 403.548 | 691.9418
EPA v5.15 Coal SE | 503.0227 | 515.9518 | 529.2895 | 565.4668 | 613.5125 | 728.2686 | 859.3097
Fwaste | 0 | 0 | 0 | 0 | 0 | 0 | 0
EPA v5.15 Fossil Waste | 0 | 0 | 0 | 0 | 0 | 0 | 0
Geothermal | 0 | 0 | 0 | 0 | 0 | 0 | 0
EPA v5.15 Geo | 0 | 0 | 0 | 0 | 0 | 0 | 0
Hydro | 0 | 0 | 0 | 0 | 0 | 0 | 0
EPA v5.15 Hydro | 0 | 0 | 0 | 0 | 0 | 0 | 0
LF Gas | 0 | 0 | 0 | 0 | 0 | 0 | 0
EPA v5.15 LFG | 0 | 0 | 0 | 0 | 0 | 0 | 0
MSW | 0 | 0 | 0 | 0 | 0 | 0 | 0
EPA v5.15 MSW | 0 | 0 | 0 | 0 | 0 | 0 | 0
NaturalGas | 45364.6898 | 47148.7739 | 50804.3417 | 45839.4354 | 60538.1822 | 58194.0465 | 84178.6981
EPA v5.15 Gas | 45364.6898 | 47148.7739 | 50804.3417 | 45839.4354 | 60538.1822 | 58194.0465 | 84178.6981
None | 0 | 0 | 0 | 0 | 0 | 0 | 0
EPA v5.15 None | 0 | 0 | 0 | 0 | 0 | 0 | 0
Non-Fossil | 0 | 0 | 0 | 0 | 0 | 0 | 0
EPA v5.15 Non-Fossil waste | 0 | 0 | 0 | 0 | 0 | 0 | 0
Nuclear | 5979.651 | 6019.8944 | 6328.8005 | 6674.8986 | 6787.4851 | 4096.8238 | 542.7614
EPA v5.15 Nuclear | 5979.651 | 6019.8944 | 6328.8005 | 6674.8986 | 6787.4851 | 4096.8238 | 542.7614
Oil | 122.729 | 82.8095 | 11.2579 | 12.3533 | 0.19874 | 0 | 0
EPA v5.15 DFO | 82.5018 | 68.7247 | 11.2579 | 12.3533 | 0.19874 | 0 | 0
EPA v5.15 RFO | 40.2272 | 14.0848 | 0 | 0 | 0 | 0 | 0
Pet. Coke | 195.7556 | 127.0773 | 188.4147 | 121.0605 | 100.1684 | 300.217 | 336.7333
EPA v5.15 Pet Coke | 195.7556 | 127.0773 | 188.4147 | 121.0605 | 100.1684 | 300.217 | 336.7333
Pumps | 0 | 0 | 0 | 0 | 0 | 0 | 0
EPA v5.15 Pump Storage | 0 | 0 | 0 | 0 | 0 | 0 | 0
Solar | 0 | 0 | 0 | 0 | 0 | 0 | 0
EPA v5.15 Solar | 0 | 0 | 0 | 0 | 0 | 0 | 0
Tires | 0 | 0 | 0 | 0 | 0 | 0 | 0
EPA v5.15 Tires | 0 | 0 | 0 | 0 | 0 | 0 | 0
Waste Coal | 143.0543 | 146.8568 | 151.7618 | 156.8243 | 150.8057 | 162.5121 | 164.3982
EPA v5.15 Waste Coal | 143.0543 | 146.8568 | 151.7618 | 156.8243 | 150.8057 | 162.5121 | 164.3982
Wind | 0 | 0 | 0 | 0 | 0 | 0 | 0
EPA v5.15 Wind | 0 | 0 | 0 | 0 | 0 | 0 | 0
Grand Total | 83227.9555 | 85055.0344 | 91268.7585 | 82859.4115 | 95964.9342 | 97068.2154 | 124674.3969
Fuel Costs by Fuel and Fuel Type[US$/MMBtu]
Fuel Type | 2016 | 2018 | 2020 | 2025 | 2030 | 2040 | 2050
Biomass | 3.3981 | 2.7194 | 2.8274 | 2.8897 | 2.8875 | 2.7647 | 2.9122
EPA v5.15 Biomass | 3.3981 | 2.7194 | 2.8274 | 2.8897 | 2.8875 | 2.7647 | 2.9122
Coal | 2.2451 | 2.27 | 2.3386 | 2.3482 | 2.4611 | 2.8179 | 3.2696
EPA v5.15 Coal BA | 1.5547 | 1.6042 | 1.6688 | 1.7512 | 2.0296 | 2.5678 | 3.0927
EPA v5.15 Coal BB | 2.2299 | 2.2459 | 2.3433 | 2.2162 | 2.3507 | 2.787 | 3.2826
EPA v5.15 Coal BD | 3.458 | 3.4323 | 3.3404 | 3.2884 | 3.5258 | 3.7674 | 4.0799
EPA v5.15 Coal BE | 2.5986 | 2.6225 | 2.6585 | 2.6389 | 2.7624 | 3.1311 | 3.5595
EPA v5.15 Coal BG | 2.5739 | 2.787 | 2.8062 | 2.8674 | 2.9469 | 3.2874 | 3.6853
EPA v5.15 Coal BH | 2.5007 | 2.3221 | 2.3511 | 2.3993 | 2.5883 | 2.9116 | 3.3934
EPA v5.15 Coal LA | 0 | 0 | 0 | 0 | 0 | 0 | 0
EPA v5.15 Coal LD | 0 | 0 | 0 | 0 | 0 | 0 | 0
EPA v5.15 Coal LE | 1.9331 | 2.119 | 2.2506 | 1.9232 | 2.0185 | 2.4385 | 3.0594
EPA v5.15 Coal LG | 1.961 | 2.1804 | 2.3322 | 1.8632 | 2.0027 | 2.4501 | 3.2204
EPA v5.15 Coal LH | 0 | 0 | 0 | 0 | 0 | 0 | 0
EPA v5.15 Coal SA | 2.0863 | 2.1453 | 2.2244 | 2.288 | 2.3956 | 2.7787 | 3.273
EPA v5.15 Coal SB | 1.8612 | 1.8501 | 1.9104 | 1.86 | 1.9514 | 2.3722 | 2.7735
EPA v5.15 Coal SD | 0.84171 | 0.88182 | 0.91935 | 1.0177 | 1.1292 | 1.4051 | 1.936
EPA v5.15 Coal SE | 1.5154 | 1.5545 | 1.5962 | 1.7037 | 1.8783 | 2.1926 | 2.6073
Fwaste | 0 | 0 | 0 | 0 | 0 | 0 | 0
EPA v5.15 Fossil Waste | 0 | 0 | 0 | 0 | 0 | 0 | 0
Geothermal | 0 | 0 | 0 | 0 | 0 | 0 | 0
EPA v5.15 Geo | 0 | 0 | 0 | 0 | 0 | 0 | 0
Hydro | 0 | 0 | 0 | 0 | 0 | 0 | 0
EPA v5.15 Hydro | 0 | 0 | 0 | 0 | 0 | 0 | 0
LF Gas | 0 | 0 | 0 | 0 | 0 | 0 | 0
EPA v5.15 LFG | 0 | 0 | 0 | 0 | 0 | 0 | 0
MSW | 0 | 0 | 0 | 0 | 0 | 0 | 0
EPA v5.15 MSW | 0 | 0 | 0 | 0 | 0 | 0 | 0
NaturalGas | 4.4322 | 4.7127 | 5.5275 | 4.7826 | 6.1237 | 5.4241 | 6.1156
EPA v5.15 Gas | 4.4322 | 4.7127 | 5.5275 | 4.7826 | 6.1237 | 5.4241 | 6.1156
None | 0 | 0 | 0 | 0 | 0 | 0 | 0
EPA v5.15 None | 0 | 0 | 0 | 0 | 0 | 0 | 0
Non-Fossil | 0 | 0 | 0 | 0 | 0 | 0 | 0
EPA v5.15 Non-Fossil waste | 0 | 0 | 0 | 0 | 0 | 0 | 0
Nuclear | 0.751 | 0.759 | 0.764 | 0.807 | 0.835 | 0.835 | 0.835
EPA v5.15 Nuclear | 0.751 | 0.759 | 0.764 | 0.807 | 0.835 | 0.835 | 0.835
Oil | 17.7453 | 20.7199 | 23.1298 | 25.295 | 27.1783 | 0 | 0
EPA v5.15 DFO | 21.0076 | 21.7797 | 23.1298 | 25.295 | 27.1783 | 0 | 0
EPA v5.15 RFO | 13.4589 | 16.7443 | 0 | 0 | 0 | 0 | 0
Pet. Coke | 3.1092 | 2.9689 | 2.9692 | 2.9708 | 2.972 | 2.9743 | 2.9769
EPA v5.15 Pet Coke | 3.1092 | 2.9689 | 2.9692 | 2.9708 | 2.972 | 2.9743 | 2.9769
Pumps | 0 | 0 | 0 | 0 | 0 | 0 | 0
EPA v5.15 Pump Storage | 0 | 0 | 0 | 0 | 0 | 0 | 0
Solar | 0 | 0 | 0 | 0 | 0 | 0 | 0
EPA v5.15 Solar | 0 | 0 | 0 | 0 | 0 | 0 | 0
Tires | 0 | 0 | 0 | 0 | 0 | 0 | 0
EPA v5.15 Tires | 0 | 0 | 0 | 0 | 0 | 0 | 0
Waste Coal | 1.9553 | 2.0073 | 2.0744 | 2.1639 | 2.1976 | 2.3682 | 2.3957
EPA v5.15 Waste Coal | 1.9553 | 2.0073 | 2.0744 | 2.1639 | 2.1976 | 2.3682 | 2.3957
Wind | 0 | 0 | 0 | 0 | 0 | 0 | 0
EPA v5.15 Wind | 0 | 0 | 0 | 0 | 0 | 0 | 0
Grand Total | 2.5502 | 2.623 | 2.7931 | 2.6335 | 3.1529 | 3.3639 | 4.5085

## Table 1-16_US
5.15_OS_NOx_1300_CT
| 2016 | 2018 | 2020 | 2025 | 2030 | 2040 | 2050
1. Reserve Margin Capacity Winter [MW] | 872764.7141 | 875768.7065 | 886399.1403 | 914153.0247 | 956265.0797 | 1039931.9313 | 1110620.658
Plus Firm Contract Purchases Winter [MW] | 0 | 0 | 0 | 0 | 0 | 0 | 0
Plus Transmission In Winter [MW] | 9028.0689 | 10636.5763 | 9403.9789 | 10282.4656 | 10390.6836 | 14365.4145 | 13073.3579
Less Firm Contract Sales Winter [MW] | 0 | 0 | 0 | 0 | 0 | 0 | 0
Less Transmission Out Winter [MW] | 12322.4973 | 13817.2569 | 12088.162 | 14085.3664 | 15185.2736 | 20111.1419 | 19199.9567
Total Reserve Margin Capacity Winter [MW] | 869470.2856 | 872588.026 | 883714.9572 | 910350.124 | 951470.4897 | 1034186.2039 | 1104494.0592
2. Peak Load Winter [MW] | 650626.9023 | 662702.9614 | 673412.1475 | 699661.9288 | 729848.701 | 792791.449 | 845042.8539
Less DSM [MW] | 0 | 0 | 0 | 0 | 0 | 0 | 0
Net Demand Winter [MW] | 650626.9023 | 662702.9614 | 673412.1475 | 699661.9288 | 729848.701 | 792791.449 | 845042.8539
3. Reserve Margin Winter [%] | 33.6358 | 31.6711 | 31.2294 | 30.1129 | 30.3654 | 30.4487 | 30.7027
1. Reserve Margin Capacity Summer [MW] | 872764.7141 | 875768.7065 | 886399.1403 | 914153.0247 | 956265.0797 | 1039931.9313 | 1110620.658
Plus Firm Contract Purchases Summer [MW] | 0 | 0 | 0 | 0 | 0 | 0 | 0
Plus Transmission In Summer [MW] | 71335.9118 | 78450.4709 | 80499.8775 | 80576.4363 | 73612.4641 | 80986.3557 | 80680.1474
Less Firm Contract Sales Summer [MW] | 0 | 0 | 0 | 0 | 0 | 0 | 0
Less Transmission Out Summer [MW] | 67729.3758 | 74285.361 | 76588.804 | 77026.4734 | 71195.6654 | 74879.296 | 77038.4117
Total Reserve Margin Capacity Summer [MW] | 876371.25 | 879933.8164 | 890310.2138 | 917702.9877 | 958681.8783 | 1046038.991 | 1114262.3937
2. Peak Load Summer [MW] | 735618.5671 | 748996.8392 | 761844.8435 | 792624.4805 | 829420.9632 | 906823.0265 | 966691.045
Less DSM [MW] | 0 | 0 | 0 | 0 | 0 | 0 | 0
Net Demand Summer [MW] | 735618.5671 | 748996.8392 | 761844.8435 | 792624.4805 | 829420.9632 | 906823.0265 | 966691.045
3. Reserve Margin Summer [%] | 19.1339 | 17.4816 | 16.8624 | 15.7803 | 15.5845 | 15.3521 | 15.2656
1. Reserve Margin Capacity Annual [MW] | 872764.7141 | 875768.7065 | 886399.1403 | 914153.0247 | 956265.0797 | 1039931.9313 | 1110620.658
Plus Firm Contract Purchases Annual [MW] | 0 | 0 | 0 | 0 | 0 | 0 | 0
Plus Transmission In Annual [MW] | 71922.8456 | 78825.77 | 80996.1549 | 82048.0737 | 76364.3769 | 83140.4465 | 83181.4658
Less Firm Contract Sales Annual [MW] | 0 | 0 | 0 | 0 | 0 | 0 | 0
Less Transmission Out Annual [MW] | 62826.1464 | 66580.5683 | 68314.4739 | 66518.7987 | 60030.6019 | 61686.0107 | 63601.3455
Total Reserve Margin Capacity Annual [MW] | 881861.4132 | 888013.9082 | 899080.8213 | 929682.2997 | 972598.8546 | 1061386.3672 | 1130200.7784
(for seasonal/annual regions combined)
2. Peak Load Annual [MW] | 743132.0767 | 756619.53 | 769593.3786 | 800738.0741 | 838029.126 | 916557.7995 | 977140.274
Less DSM [MW] | 0 | 0 | 0 | 0 | 0 | 0 | 0
Net Demand Annual [MW] | 743132.0767 | 756619.53 | 769593.3786 | 800738.0741 | 838029.126 | 916557.7995 | 977140.274
(for seasonal/annual regions combined)
3. Reserve Margin Annual [%] | 18.6682 | 17.366 | 16.8254 | 16.1032 | 16.0579 | 15.8014 | 15.6641
(for seasonal/annual regions combined)
4. Total Generation [GWh] | 4055338.16 | 4130066.0837 | 4184448.1133 | 4334610.5286 | 4470074.652 | 4747120.1849 | 5051186.3734
Inter-Region Transmission [GWh] | 10472.4887 | 18810.621 | 17112.4316 | 6428.5977 | 9139.1917 | 2020.0459 | -6962.1107
Pumping & Storage Losses [GWh] | 14880.2597 | 14795.0839 | 13923.8422 | 13297.2716 | 13783.902 | 8519.4451 | 8217.5431
Plus Purchases [GWh] | 0 | 0 | 0 | 0 | 0 | 0 | 0
Less Sales [GWh] | 0 | 0 | 0 | 0 | 0 | 0 | 0
5. Total Supply for Demand [GWh] | 4050930.389 | 4134081.6208 | 4187636.7027 | 4327741.8548 | 4465429.9417 | 4740620.7858 | 5036006.7196
6. Projected Demand [GWh] | 4050930.392 | 4134081.624 | 4187636.706 | 4327710.399 | 4465284.252 | 4740546.761 | 5035975.4629
Energy Not Served [GWh] | 0 | 0 | 0 | 0 | 0 | 0 | 0
Less DSM [GWh] | 0 | 0 | 0 | 0 | 0 | 0 | 0
Energy Demand Response [GWh] | 0 | 0 | 0 | 0 | 0 | 0 | 0
Net Demand [GWh] | 4050930.392 | 4134081.624 | 4187636.706 | 4327710.399 | 4465284.252 | 4740546.761 | 5035975.4629
7. Dumped Energy [GWh] | -0.0030201 | -0.0031779 | -0.0033015 | 31.4558 | 145.6897 | 74.0248 | 31.2567
8. Total Generation [GWh] | 4055338.16 | 4130066.0837 | 4184448.1133 | 4334610.5286 | 4470074.652 | 4747120.1849 | 5051186.3734
Less T&D Losses [GWh] | 274694.4092 | 269113.793 | 267528.3073 | 270627.4205 | 279102.5274 | 296663.3397 | 316224.2036
9. Total Sales [GWh] | 3780643.7508 | 3860952.2907 | 3916919.8061 | 4063983.1081 | 4190972.1245 | 4450456.8453 | 4734962.1698
Capacity Avoided Costs [US$/kW]
ANNUAL | 10.4943 | 13.9377 | 10.6823 | 23.1981 | 22.7728 | 68.2803 | 72.3742
WINTER | 0.71319 | 0.6337 | 0.5825 | 0.72404 | 0.6513 | 0.64833 | 0.75168
SUMMER | 9.7812 | 13.304 | 10.0998 | 22.4741 | 22.1215 | 67.6319 | 71.6225
10. Capacity by Capacity Reporting Type [MW]
00 New Combined Cycle | 0 | 5221.9646 | 7130.448 | 7431.0679 | 14498.1985 | 70785.374 | 146598.0603
00 New Combined Cycle - Uncontrolled | 0 | 0 | 0 | 0 | 0 | 0 | 0
00 New Combined Cycle with Carbon Capture | 0 | 0 | 0 | 0 | 0 | 0 | 0
00 New Combustion Turbine | 409.7063 | 409.7063 | 409.7063 | 1164.1642 | 1164.1642 | 13276.7805 | 25456.4068
00 New Energy Efficiency | 0 | 0 | 9399.0646 | 78608.8563 | 132304.0556 | 160983.6863 | 171121.2166
00 New Hydro | 0 | 0 | 4836 | 10565.7294 | 10714.0208 | 10714.0208 | 10714.0208
00 New Nuclear | 0 | 0 | 0 | 0 | 0 | 0 | 0
00 New Biomass | 0 | 0 | 0 | 0 | 0 | 0 | 0
00 New Geothermal | 0 | 0 | 628.8 | 1031.4602 | 1329.2603 | 1329.2603 | 1602.6426
00 New Landfill Gas | 0 | 0 | 0 | 0 | 0 | 0 | 0
00 New Offshore Wind | 0 | 0 | 0 | 0 | 0 | 0 | 0
00 New Onshore Wind | 870.74 | 24217.5247 | 24262.9945 | 26047.3793 | 26683.7008 | 26811.071 | 27038.4393
00 New Solar PV | 948.8515 | 958.8044 | 5965.0459 | 9147.6339 | 44473.5181 | 178226.7229 | 284988.0684
00 New Solar Thermal | 0 | 0 | 0 | 0 | 0 | 0 | 0
00 New Fuel Cell | 0 | 0 | 0 | 0 | 0 | 0 | 0
00 New IGCC | 0 | 0 | 0 | 0 | 0 | 0 | 0
00 New Advanced Coal with CCS | 0 | 330 | 330 | 330 | 330 | 330 | 330
00 New SPC - Uncontrolled | 0 | 0 | 0 | 0 | 0 | 0 | 0
00 New SPC-WetFGD_SCR | 0 | 0 | 0 | 0 | 0 | 0 | 0
00 New Future Technology | 0 | 0 | 0 | 0 | 0 | 0 | 0
00 Exist Combined Cycle | 229728.7888 | 231583.7888 | 231472.7888 | 231472.7888 | 231472.7888 | 231472.7888 | 231472.7888
00 Exist Combustion Turbine | 136494.9585 | 136562.9585 | 136483.9585 | 136483.8585 | 136161.8585 | 136161.8585 | 136161.8585
00 Exist Coal Steam_Uncontrolled | 2655.1155 | 2381.1155 | 2381.1155 | 1119.4176 | 1119.4176 | 1071.4176 | 1071.4176
00 Exist Coal Steam_ACI | 419.5 | 164.5 | 164.5 | 164.5 | 164.5 | 164.5 | 164.5
00 Exist Coal Steam_ACI_DSI | 3533.327 | 3503.8195 | 3503.8195 | 1726.9615 | 1166.6055 | 1166.6055 | 1166.6055
00 Exist Coal Steam_DryFGD | 2141.2704 | 1285.531 | 1169.531 | 907.3418 | 907.3418 | 907.3418 | 907.3418
00 Exist Coal Steam_DryFGD_ACI | 4868.1936 | 4866.3383 | 4866.3383 | 1643.3383 | 1643.3383 | 1643.3383 | 1643.3383
00 Exist Coal Steam_DryFGD_SCR | 1738.2791 | 1696.2548 | 1696.2548 | 1336.9697 | 1104 | 1104 | 1104
00 Exist Coal Steam_DryFGD_SCR_ACI | 11028.4512 | 11027.8187 | 11027.8187 | 7507 | 5796 | 5796 | 5796
00 Exist Coal Steam_DryFGD_SCR_ACI_DSI | 1248.4011 | 1248.4011 | 1248.4011 | 876.4011 | 876.4011 | 876.4011 | 876.4011
00 Exist Coal Steam_DryFGD_SNCR | 242.8 | 242.8 | 242.8 | 242.8 | 242.8 | 242.8 | 242.8
00 Exist Coal Steam_DryFGD_SNCR_ACI | 1056.6111 | 724.328 | 723.741 | 645 | 1.7025e-06 | 1.7025e-06 | 1.7025e-06
00 Exist Coal Steam_DSI | 3.3618e-07 | 3.3618e-07 | 3.3618e-07 | 3.3618e-07 | 3.3618e-07 | 3.3618e-07 | 3.3618e-07
00 Exist Coal Steam_SCR | 741 | 1.4192e-06 | 1.4192e-06 | 1.4192e-06 | 1.4192e-06 | 1.4192e-06 | 1.4192e-06
00 Exist Coal Steam_SCR_ACI | 361.6198 | 305 | 305 | 305 | 305 | 305 | 305
00 Exist Coal Steam_SCR_DSI | 0 | 0 | 0 | 0 | 0 | 0 | 0
00 Exist Coal Steam_SNCR | 771.9594 | 233.9594 | 233.1 | 177.7025 | 177.7025 | 177.7025 | 177.7025
00 Exist Coal Steam_SNCR_ACI | 385 | 385 | 337.5655 | 0 | 0 | 0 | 0
00 Exist Coal Steam_SNCR_ACI_DSI | 0 | 0 | 0 | 0 | 0 | 0 | 0
00 Exist Coal Steam_SNCR_DSI | 0 | 0 | 0 | 0 | 0 | 0 | 0
00 Exist Coal Steam_WetFGD | 7236.1278 | 5950.5602 | 5950.5207 | 4635.7693 | 4032.4079 | 4032.4079 | 4032.4079
00 Exist Coal Steam_WetFGD_ACI | 10056.7136 | 9814.9113 | 9814.9113 | 7696.2044 | 7596.2044 | 7596.2044 | 7596.2044
00 Exist Coal Steam_WetFGD_ACI_DSI | 1659 | 1659 | 1659 | 0 | 0 | 0 | 0
00 Exist Coal Steam_WetFGD_SCR | 66792.202 | 64250.8841 | 64169.292 | 14094.222 | 12208.0483 | 12208.0483 | 11874.4309
00 Exist Coal Steam_WetFGD_SCR_ACI | 20906.4957 | 20906.4957 | 20906.4957 | 11666.9121 | 9098.4957 | 9098.4957 | 9098.4957
00 Exist Coal Steam_WetFGD_SCR_ACI_DSI | 1454 | 1454 | 1454 | 536 | 536 | 536 | 536
00 Exist Coal Steam_WetFGD_SCR_DSI | 1005 | 1005 | 1005 | 1005 | 1005 | 1005 | 1005
00 Exist Coal Steam_WetFGD_SNCR | 2084.4812 | 2072.6812 | 1535.6812 | 815.6812 | 815.6812 | 815.6812 | 815.6812
00 Exist Coal Steam_WetFGD_SNCR_ACI | 2201 | 2201 | 2201 | 2201 | 760 | 760 | 760
00 Exist Coal Steam_WetFGD_SNCR_ACI_DSI | 638 | 638 | 638 | 638 | 638 | 638 | 638
00 Exist FBC_Uncontrolled | 1009 | 1009 | 1009 | 597 | 597 | 597 | 597
00 Exist FBC_ACI | 305 | 305 | 305 | 305 | 305 | 305 | 305
00 Exist FBC_DryFGD | 43 | 43 | 43 | 43 | 0 | 0 | 0
00 Exist FBC_DryFGD_SNCR | 2651 | 2101.51 | 2101.51 | 934.6864 | 685.6864 | 685.6864 | 685.6864
00 Exist FBC_DryFGD_SNCR_ACI | 1155 | 1155 | 1155 | 1155 | 1155 | 1155 | 1155
00 Exist FBC_SNCR | 449 | 449 | 449 | 297 | 297 | 297 | 297
00 Exist FBC_SNCR_ACI | 10.6 | 10.6 | 10.6 | 10.6 | 10.6 | 10.6 | 10.6
00 Exist FBC_WetFGD_SNCR_ACI | 286 | 286 | 286 | 286 | 286 | 286 | 286
00 Exist IGCC | 1601.7 | 1601.7 | 1601.7 | 1601.7 | 1601.7 | 1601.7 | 1601.7
00 Exist Fossil_Other | 435.8 | 435.8 | 435.8 | 435.8 | 435.8 | 435.8 | 435.8
00 Exist Fuel Cell | 120.2 | 120.2 | 120.2 | 120.2 | 120.2 | 120.2 | 120.2
00 Exist Hydro | 78888.93 | 79112.93 | 79112.93 | 79112.93 | 79112.93 | 79112.93 | 79112.93
00 Exist Non Fossil_Other | 4297.8 | 4297.8 | 4297.8 | 4297.8 | 4297.8 | 4297.8 | 4297.8
00 Exist Nuclear | 95644 | 95165 | 99565 | 99315.5121 | 97662 | 58438.1 | 7850.1
00 Exist Oil/Gas Steam | 61831.5509 | 58757.8199 | 56738.183 | 53541.3904 | 53541.3904 | 53541.3904 | 53541.3904
00 Exist Oil/Gas Steam_SCR | 14596.9 | 11699.1609 | 11268.7129 | 9685.7129 | 9685.7129 | 9685.7129 | 9685.7129
00 Exist Oil/Gas Steam_SNCR | 4175 | 4097 | 3826.7862 | 3826.7862 | 3826.7862 | 3826.7862 | 3826.7862
00 Exist Biomass | 4388.3 | 4388.3 | 4388.3 | 4388.3 | 4388.3 | 4388.3 | 4388.3
00 Exist Landfill Gas | 2110.6 | 2110.6 | 2110.6 | 2110.6 | 2110.6 | 2110.6 | 2110.6
00 Exist Geothermal | 2602.3 | 2602.3 | 2602.3 | 2602.3 | 2602.3 | 2602.3 | 2602.3
00 Exist Pump Storage | 22351.9 | 22351.9 | 22351.9 | 22351.9 | 22351.9 | 22351.9 | 22351.9
00 Exist Solar PV | 12341 | 12601 | 12601 | 12601 | 12601 | 12601 | 12601
00 Exist Solar Thermal | 2456.5 | 2456.5 | 2456.5 | 2456.5 | 2456.5 | 2456.5 | 2456.5
00 Exist Wind | 76424.506 | 76424.506 | 76824.506 | 76824.506 | 76824.506 | 76824.506 | 76824.506
00 International Imports | 200 | 200 | 200 | 200 | 200 | 200 | 200
00 Ret.ACI | 906.4494 | 395.5126 | 395.5126 | 211.8018 | 211.8018 | 211.8018 | 211.8018
00 Ret.ACI & DryFGD | 116.9456 | 209.5058 | 209.5058 | 209.5058 | 116.9456 | 116.9456 | 116.9456
00 Ret.ACI & DryFGD & HRI | 0 | 0 | 0 | 0 | 92.5602 | 92.5602 | 92.5602
00 Ret.ACI & DSI | 9797.064 | 9797.064 | 9797.064 | 3715.5454 | 2358.2567 | 1870.7673 | 1870.7673
00 Ret.ACI & DSI & DryFGD | 0 | 0 | 0 | 0 | 0 | 0 | 0
00 Ret.ACI & DSI & DryFGD & HRI | 0 | 0 | 0 | 0 | 0 | 0 | 0
00 Ret.ACI & DSI & HRI | 0 | 0 | 0 | 6081.5186 | 7438.8073 | 7438.8073 | 7438.8073
00 Ret.ACI & DSI & WetFGD & HRI | 0 | 0 | 0 | 0 | 0 | 0 | 0
00 Ret.ACI & HRI | 0 | 0 | 0 | 45.8999 | 45.8999 | 45.8999 | 45.8999
00 Ret.ACI & SCR | 0 | 0 | 0 | 0 | 0 | 0 | 0
00 Ret.ACI & SCR & DryFGD & CCS | 0 | 0 | 0 | 0 | 0 | 0 | 0
00 Ret.ACI & SCR & DryFGD & HRI | 0 | 0 | 0 | 0 | 0 | 0 | 0
00 Ret.ACI & SCR & DryFGD & HRI & CCS | 0 | 0 | 0 | 0 | 0 | 0 | 0
00 Ret.ACI & SCR & DSI | 0 | 0 | 0 | 0 | 0 | 0 | 0
00 Ret.ACI & SCR & DSI & DryFGD | 0 | 0 | 0 | 0 | 0 | 0 | 0
00 Ret.ACI & SCR & DSI & DryFGD & HRI | 0 | 0 | 0 | 0 | 0 | 0 | 0
00 Ret.ACI & SCR & DSI & HRI | 0 | 0 | 0 | 0 | 0 | 0 | 0
00 Ret.ACI & SCR & DSI & WetFGD | 0 | 0 | 0 | 0 | 0 | 0 | 0
00 Ret.ACI & SCR & DSI & WetFGD & HRI | 0 | 0 | 0 | 0 | 0 | 0 | 0
00 Ret.ACI & SCR & HRI | 0 | 0 | 0 | 0 | 0 | 0 | 0
00 Ret.ACI & SCR & WetFGD & CCS | 0 | 0 | 0 | 0 | 0 | 0 | 0
00 Ret.ACI & SCR & WetFGD & HRI | 0 | 0 | 0 | 0 | 0 | 0 | 0
00 Ret.ACI & SCR & WetFGD & HRI & CCS | 0 | 0 | 0 | 0 | 0 | 0 | 0
00 Ret.ACI & SNCR | 0 | 0 | 0 | 0 | 0 | 0 | 0
00 Ret.ACI & SNCR & DSI | 0 | 0 | 0 | 0 | 0 | 0 | 0
00 Ret.ACI & SNCR & DSI & DryFGD | 0 | 0 | 0 | 0 | 0 | 0 | 0
00 Ret.ACI & SNCR & DSI & DryFGD & HRI | 0 | 0 | 0 | 0 | 0 | 0 | 0
00 Ret.ACI & SNCR & DSI & HRI | 0 | 0 | 0 | 0 | 0 | 0 | 0
00 Ret.ACI & SNCR & DSI & WetFGD | 0 | 0 | 0 | 0 | 0 | 0 | 0
00 Ret.ACI & SNCR & DSI & WetFGD & HRI | 0 | 0 | 0 | 0 | 0 | 0 | 0
00 Ret.ACI & SNCR & HRI | 0 | 0 | 0 | 0 | 0 | 0 | 0
00 Ret.ACI & WetFGD | 1031.8568 | 1031.8568 | 1031.8568 | 0 | 0 | 0 | 0
00 Ret.ACI & WetFGD & DSI | 0 | 0 | 0 | 0 | 0 | 0 | 0
00 Ret.ACI & WetFGD & HRI | 0 | 0 | 0 | 1031.8568 | 1031.8568 | 1031.8568 | 1031.8568
00 Ret.C2G | 9140.1651 | 11212.9012 | 9029.4012 | 3545.4012 | 2521.6467 | 2521.6467 | 2521.6467
00 Ret.C2G & SCR | 0 | 0.23334 | 0.23334 | 0.23334 | 0.23334 | 0.23334 | 0.23334
00 Ret.CCG | 0 | 0 | 0 | 0 | 0 | 0 | 0
00 Ret.DryFGD | 0 | 0 | 0 | 0 | 0 | 0 | 0
00 Ret.DryFGD & ACI & CCS | 0 | 0 | 0 | 0 | 0 | 0 | 0
00 Ret.DryFGD & ACI & HRI & CCS | 0 | 0 | 0 | 0 | 0 | 0 | 0
00 Ret.DryFGD & CCS | 0 | 0 | 0 | 0 | 0 | 0 | 0
00 Ret.DryFGD & HRI | 0 | 0 | 0 | 0 | 0 | 0 | 0
00 Ret.DryFGD & HRI & CCS | 0 | 0 | 0 | 0 | 0 | 0 | 0
00 Ret.DSI | 252.9427 | 252.9427 | 252.9427 | 0 | 0 | 0 | 0
00 Ret.DSI & DryFGD | 0 | 0 | 0 | 0 | 0 | 0 | 0
00 Ret.DSI & DryFGD & HRI | 0 | 0 | 0 | 0 | 0 | 0 | 0
00 Ret.DSI & HRI | 0 | 0 | 0 | 0 | 0 | 0 | 0
00 Ret.DSI & WetFGD | 0 | 0 | 0 | 0 | 0 | 0 | 0
00 Ret.DSI & WetFGD & HRI | 0 | 0 | 0 | 0 | 0 | 0 | 0
00 Ret.Exist FBC_DryFGD_SNCR_ACI & CCS | 0 | 0 | 0 | 0 | 0 | 0 | 0
00 Ret.ExistACI & DryFGD | 0 | 0 | 0 | 0 | 0 | 0 | 0
00 Ret.ExistACI & DryFGD & CCS | 0 | 0 | 0 | 0 | 0 | 0 | 0
00 Ret.ExistACI & DryFGD & HRI | 0 | 0 | 0 | 0 | 0 | 0 | 0
00 Ret.ExistACI & DryFGD & HRI & CCS | 0 | 0 | 0 | 0 | 0 | 0 | 0
00 Ret.ExistACI & DSI | 129.4814 | 129.4814 | 129.4814 | 0.99634 | 0.99634 | 0.99634 | 0.99634
00 Ret.ExistACI & DSI & DryFGD | 0 | 0 | 0 | 0 | 0 | 0 | 0
00 Ret.ExistACI & DSI & DryFGD & HRI | 0 | 0 | 0 | 0 | 0 | 0 | 0
00 Ret.ExistACI & DSI & HRI | 0 | 0 | 0 | 128.4851 | 128.4851 | 128.4851 | 128.4851
00 Ret.ExistACI & DSI & WetFGD | 0 | 0 | 0 | 0 | 0 | 0 | 0
00 Ret.ExistACI & DSI & WetFGD & HRI | 0 | 0 | 0 | 0 | 0 | 0 | 0
00 Ret.ExistACI & HRI | 0 | 0 | 0 | 0 | 0 | 0 | 0
00 Ret.ExistACI & HRI & WetFGD | 0 | 0 | 0 | 0 | 0 | 0 | 0
00 Ret.ExistACI & SCR | 0 | 0 | 0 | 0 | 0 | 0 | 0
00 Ret.ExistACI & SCR & DryFGD | 0 | 0 | 0 | 0 | 0 | 0 | 0
00 Ret.ExistACI & SCR & DryFGD & CCS | 0 | 0 | 0 | 0 | 0 | 0 | 0
00 Ret.ExistACI & SCR & DryFGD & HRI | 0 | 0 | 0 | 0 | 0 | 0 | 0
00 Ret.ExistACI & SCR & DryFGD & HRI & CCS | 0 | 0 | 0 | 0 | 0 | 0 | 0
00 Ret.ExistACI & SCR & DSI | 0 | 0 | 0 | 0 | 0 | 0 | 0
00 Ret.ExistACI & SCR & DSI & DryFGD | 0 | 0 | 0 | 0 | 0 | 0 | 0
00 Ret.ExistACI & SCR & DSI & DryFGD & HRI | 0 | 0 | 0 | 0 | 0 | 0 | 0
00 Ret.ExistACI & SCR & DSI & HRI | 0 | 0 | 0 | 0 | 0 | 0 | 0
00 Ret.ExistACI & SCR & HRI | 0 | 0 | 0 | 0 | 0 | 0 | 0
00 Ret.ExistACI & SCR & WetFGD | 0 | 0 | 0 | 0 | 0 | 0 | 0
00 Ret.ExistACI & SCR & WetFGD & CCS | 0 | 0 | 0 | 0 | 0 | 0 | 0
00 Ret.ExistACI & SCR & WetFGD & HRI | 0 | 0 | 0 | 0 | 0 | 0 | 0
00 Ret.ExistACI & SCR & WetFGD & HRI & CCS | 0 | 0 | 0 | 0 | 0 | 0 | 0
00 Ret.ExistACI & SNCR | 0 | 0 | 0 | 0 | 0 | 0 | 0
00 Ret.ExistACI & SNCR & DryFGD | 0 | 0 | 0 | 0 | 0 | 0 | 0
00 Ret.ExistACI & SNCR & DryFGD & HRI | 0 | 0 | 0 | 0 | 0 | 0 | 0
00 Ret.ExistACI & SNCR & DSI | 0 | 0 | 0 | 0 | 0 | 0 | 0
00 Ret.ExistACI & SNCR & DSI & HRI | 0 | 0 | 0 | 0 | 0 | 0 | 0
00 Ret.ExistACI & SNCR & HRI | 0 | 0 | 0 | 0 | 0 | 0 | 0
00 Ret.ExistACI & SNCR & WetFGD | 0 | 0 | 0 | 0 | 0 | 0 | 0
00 Ret.ExistACI & SNCR & WetFGD & HRI | 0 | 0 | 0 | 0 | 0 | 0 | 0
00 Ret.ExistACI & WetFGD | 0 | 0 | 0 | 0 | 0 | 0 | 0
00 Ret.ExistACI & WetFGD & CCS | 0 | 0 | 0 | 0 | 0 | 0 | 0
00 Ret.ExistACI & WetFGD & HRI & CCS | 0 | 0 | 0 | 0 | 0 | 0 | 0
00 Ret.ExistACI_DSI & DryFGD | 201.5803 | 201.5803 | 201.5803 | 25.4999 | 0 | 0 | 0
00 Ret.ExistACI_DSI & DryFGD & CCS | 0 | 0 | 0 | 0 | 0 | 0 | 0
00 Ret.ExistACI_DSI & DryFGD & HRI | 0 | 0 | 0 | 176.0804 | 201.5803 | 201.5803 | 201.5803
00 Ret.ExistACI_DSI & DryFGD & HRI & CCS | 0 | 0 | 0 | 0 | 0 | 0 | 0
00 Ret.ExistACI_DSI & HRI | 0 | 0 | 0 | 1284 | 1284 | 1284 | 1284
00 Ret.ExistACI_DSI & SCR | 0 | 29.3366 | 29.3366 | 29.3366 | 0 | 0 | 0
00 Ret.ExistACI_DSI & SCR & DryFGD | 0 | 0 | 0 | 0 | 0 | 0 | 0
00 Ret.ExistACI_DSI & SCR & DryFGD & CCS | 0 | 0 | 0 | 0 | 0 | 0 | 0
00 Ret.ExistACI_DSI & SCR & DryFGD & HRI | 0 | 0 | 0 | 0 | 0 | 0 | 0
00 Ret.ExistACI_DSI & SCR & DryFGD & HRI & CCS | 0 | 0 | 0 | 0 | 0 | 0 | 0
00 Ret.ExistACI_DSI & SCR & HRI | 0 | 0 | 0 | 0 | 0 | 0 | 0
00 Ret.ExistACI_DSI & SCR & WetFGD | 0 | 0 | 0 | 0 | 0 | 0 | 0
00 Ret.ExistACI_DSI & SCR & WetFGD & CCS | 0 | 0 | 0 | 0 | 0 | 0 | 0
00 Ret.ExistACI_DSI & SCR & WetFGD & HRI | 0 | 0 | 0 | 0 | 2122.0048 | 2122.0048 | 2122.0048
00 Ret.ExistACI_DSI & SCR & WetFGD & HRI & CCS | 0 | 0 | 0 | 0 | 0 | 0 | 0
00 Ret.ExistACI_DSI & SNCR | 0 | 0 | 0 | 0 | 0 | 0 | 0
00 Ret.ExistACI_DSI & SNCR & DryFGD | 0 | 0 | 0 | 0 | 0 | 0 | 0
00 Ret.ExistACI_DSI & SNCR & DryFGD & HRI | 0 | 0 | 0 | 0 | 0 | 0 | 0
00 Ret.ExistACI_DSI & SNCR & HRI | 0 | 0 | 0 | 0 | 0 | 0 | 0
00 Ret.ExistACI_DSI & SNCR & WetFGD | 0 | 0 | 0 | 0 | 0 | 0 | 0
00 Ret.ExistACI_DSI & SNCR & WetFGD & HRI | 0 | 0 | 0 | 0 | 0 | 0 | 0
00 Ret.ExistACI_DSI & WetFGD | 2575.2091 | 2575.2091 | 2575.2091 | 2573.2358 | 6.4833e-07 | 6.4833e-07 | 6.4833e-07
00 Ret.ExistACI_DSI & WetFGD & CCS | 0 | 0 | 0 | 0 | 0 | 0 | 0
00 Ret.ExistACI_DSI & WetFGD & HRI | 0 | 0 | 0 | 1.9733 | 1.9733 | 1.9733 | 1.9733
00 Ret.ExistACI_DSI & WetFGD & HRI & CCS | 0 | 0 | 0 | 0 | 0 | 0 | 0
00 Ret.ExistDryFGD & ACI | 2754.8372 | 2460.9374 | 2460.9374 | 1042.1429 | 980.1743 | 980.1743 | 980.1743
00 Ret.ExistDryFGD & ACI & CCS | 0 | 0 | 0 | 0 | 0 | 0 | 0
00 Ret.ExistDryFGD & ACI & HRI | 0 | 0 | 0 | 1418.7944 | 1480.763 | 1480.763 | 1480.763
00 Ret.ExistDryFGD & ACI & HRI & CCS | 0 | 0 | 0 | 0 | 0 | 0 | 0
00 Ret.ExistDryFGD & ACI & SCR | 0 | 292.1033 | 292.1033 | 292.1033 | 292.1033 | 292.1033 | 292.1033
00 Ret.ExistDryFGD & ACI & SCR & CCS | 0 | 0 | 0 | 0 | 0 | 0 | 0
00 Ret.ExistDryFGD & ACI & SCR & HRI | 0 | 0 | 0 | 0 | 0 | 0 | 0
00 Ret.ExistDryFGD & ACI & SCR & HRI & CCS | 0 | 0 | 0 | 0 | 0 | 0 | 0
00 Ret.ExistDryFGD & ACI & SNCR | 0 | 0 | 0 | 0 | 0 | 0 | 0
00 Ret.ExistDryFGD & ACI & SNCR & HRI | 0 | 0 | 0 | 0 | 0 | 0 | 0
00 Ret.ExistDryFGD & CCS | 0 | 0 | 0 | 0 | 0 | 0 | 0
00 Ret.ExistDryFGD & HRI | 0 | 0 | 0 | 0 | 0 | 0 | 0
00 Ret.ExistDryFGD & HRI & CCS | 0 | 0 | 0 | 0 | 0 | 0 | 0
00 Ret.ExistDryFGD & SCR | 0 | 500.8128 | 500.8128 | 500.8128 | 500.8128 | 500.8128 | 500.8128
00 Ret.ExistDryFGD & SCR & CCS | 0 | 0 | 0 | 0 | 0 | 0 | 0
00 Ret.ExistDryFGD & SCR & HRI | 0 | 0 | 0 | 0 | 0 | 0 | 0
00 Ret.ExistDryFGD & SCR & HRI & CCS | 0 | 0 | 0 | 0 | 0 | 0 | 0
00 Ret.ExistDryFGD & SNCR | 0 | 0 | 0 | 0 | 0 | 0 | 0
00 Ret.ExistDryFGD & SNCR & HRI | 0 | 0 | 0 | 0 | 0 | 0 | 0
00 Ret.ExistDryFGD_ACI & CCS | 0 | 0 | 0 | 0 | 0 | 0 | 0
00 Ret.ExistDryFGD_ACI & HRI | 0 | 0 | 0 | 3223 | 3223 | 3223 | 3223
00 Ret.ExistDryFGD_ACI & HRI & CCS | 0 | 0 | 0 | 0 | 0 | 0 | 0
00 Ret.ExistDryFGD_ACI & SCR | 121.7128 | 453.8668 | 454.4503 | 124.6826 | 124.6826 | 124.6826 | 124.6826
00 Ret.ExistDryFGD_ACI & SCR & CCS | 0 | 0 | 0 | 0 | 0 | 0 | 0
00 Ret.ExistDryFGD_ACI & SCR & HRI | 0 | 0 | 0 | 329.7677 | 329.7677 | 329.7677 | 329.7677
00 Ret.ExistDryFGD_ACI & SCR & HRI & CCS | 0 | 0 | 0 | 0 | 0 | 0 | 0
00 Ret.ExistDryFGD_SCR & ACI & CCS | 0 | 0 | 0 | 0 | 0 | 0 | 0
00 Ret.ExistDryFGD_SCR & ACI & HRI | 0 | 0 | 0 | 3.4615 | 562.1859 | 562.1859 | 562.1859
00 Ret.ExistDryFGD_SCR & ACI & HRI & CCS | 0 | 0 | 0 | 0 | 0 | 0 | 0
00 Ret.ExistDryFGD_SCR & CCS | 0 | 0 | 0 | 0 | 0 | 0 | 0
00 Ret.ExistDryFGD_SNCR & ACI & HRI | 0 | 0 | 0 | 0 | 0 | 0 | 0
00 Ret.ExistDSI & ACI | 0.99947 | 0.99947 | 0.99947 | 0.99947 | 0.99947 | 0.99947 | 0.99947
00 Ret.ExistDSI & ACI & HRI | 0 | 0 | 0 | 0 | 0 | 0 | 0
00 Ret.ExistDSI & ACI & SCR | 0 | 0 | 0 | 0 | 0 | 0 | 0
00 Ret.ExistDSI & ACI & SCR & DryFGD & CCS | 0 | 0 | 0 | 0 | 0 | 0 | 0
00 Ret.ExistDSI & ACI & SCR & DryFGD & HRI | 0 | 0 | 0 | 0 | 0 | 0 | 0
00 Ret.ExistDSI & ACI & SCR & DryFGD & HRI & CCS | 0 | 0 | 0 | 0 | 0 | 0 | 0
00 Ret.ExistDSI & ACI & SCR & HRI | 0 | 0 | 0 | 0 | 0 | 0 | 0
00 Ret.ExistDSI & ACI & SCR & WetFGD & CCS | 0 | 0 | 0 | 0 | 0 | 0 | 0
00 Ret.ExistDSI & ACI & SCR & WetFGD & HRI | 0 | 0 | 0 | 0 | 0 | 0 | 0
00 Ret.ExistDSI & ACI & SCR & WetFGD & HRI & CCS | 0 | 0 | 0 | 0 | 0 | 0 | 0
00 Ret.ExistDSI & DryFGD | 0 | 0 | 0 | 0 | 0 | 0 | 0
00 Ret.ExistDSI & DryFGD & ACI | 0 | 0 | 0 | 0 | 0 | 0 | 0
00 Ret.ExistDSI & DryFGD & ACI & CCS | 0 | 0 | 0 | 0 | 0 | 0 | 0
00 Ret.ExistDSI & DryFGD & ACI & HRI | 0 | 0 | 0 | 0 | 0 | 0 | 0
00 Ret.ExistDSI & DryFGD & ACI & HRI & CCS | 0 | 0 | 0 | 0 | 0 | 0 | 0
00 Ret.ExistDSI & DryFGD & CCS | 0 | 0 | 0 | 0 | 0 | 0 | 0
00 Ret.ExistDSI & DryFGD & HRI | 0 | 0 | 0 | 0 | 0 | 0 | 0
00 Ret.ExistDSI & DryFGD & HRI & CCS | 0 | 0 | 0 | 0 | 0 | 0 | 0
00 Ret.ExistDSI & HRI | 0 | 0 | 0 | 0 | 0 | 0 | 0
00 Ret.ExistDSI & SCR | 0 | 0 | 0 | 0 | 0 | 0 | 0
00 Ret.ExistDSI & SCR & DryFGD | 0 | 0 | 0 | 0 | 0 | 0 | 0
00 Ret.ExistDSI & SCR & DryFGD & ACI | 0 | 0 | 0 | 0 | 0 | 0 | 0
00 Ret.ExistDSI & SCR & DryFGD & CCS | 0 | 0 | 0 | 0 | 0 | 0 | 0
00 Ret.ExistDSI & SCR & DryFGD & HRI | 0 | 0 | 0 | 0 | 0 | 0 | 0
00 Ret.ExistDSI & SCR & DryFGD & HRI & CCS | 0 | 0 | 0 | 0 | 0 | 0 | 0
00 Ret.ExistDSI & SCR & HRI | 0 | 0 | 0 | 0 | 0 | 0 | 0
00 Ret.ExistDSI & SCR & WetFGD | 0 | 0 | 0 | 0 | 0 | 0 | 0
00 Ret.ExistDSI & SCR & WetFGD & ACI | 0 | 0 | 0 | 0 | 0 | 0 | 0
00 Ret.ExistDSI & SCR & WetFGD & CCS | 0 | 0 | 0 | 0 | 0 | 0 | 0
00 Ret.ExistDSI & SCR & WetFGD & HRI | 0 | 0 | 0 | 0 | 0 | 0 | 0
00 Ret.ExistDSI & SCR & WetFGD & HRI & CCS | 0 | 0 | 0 | 0 | 0 | 0 | 0
00 Ret.ExistDSI & SNCR | 0 | 0 | 0 | 0 | 0 | 0 | 0
00 Ret.ExistDSI & SNCR & ACI | 0 | 0 | 0 | 0 | 0 | 0 | 0
00 Ret.ExistDSI & SNCR & ACI & HRI | 0 | 0 | 0 | 0 | 0 | 0 | 0
00 Ret.ExistDSI & SNCR & DryFGD | 0 | 0 | 0 | 0 | 0 | 0 | 0
00 Ret.ExistDSI & SNCR & DryFGD & ACI | 0 | 0 | 0 | 0 | 0 | 0 | 0
00 Ret.ExistDSI & SNCR & DryFGD & ACI & HRI | 0 | 0 | 0 | 0 | 0 | 0 | 0
00 Ret.ExistDSI & SNCR & DryFGD & HRI | 0 | 0 | 0 | 0 | 0 | 0 | 0
00 Ret.ExistDSI & SNCR & HRI | 0 | 0 | 0 | 0 | 0 | 0 | 0
00 Ret.ExistDSI & SNCR & WetFGD | 0 | 0 | 0 | 0 | 0 | 0 | 0
00 Ret.ExistDSI & SNCR & WetFGD & ACI | 0 | 0 | 0 | 0 | 0 | 0 | 0
00 Ret.ExistDSI & SNCR & WetFGD & ACI & HRI | 0 | 0 | 0 | 0 | 0 | 0 | 0
00 Ret.ExistDSI & SNCR & WetFGD & HRI | 0 | 0 | 0 | 0 | 0 | 0 | 0
00 Ret.ExistDSI & WetFGD | 0 | 0 | 0 | 0 | 0 | 0 | 0
00 Ret.ExistDSI & WetFGD & ACI | 0 | 0 | 0 | 0 | 0 | 0 | 0
00 Ret.ExistDSI & WetFGD & ACI & CCS | 0 | 0 | 0 | 0 | 0 | 0 | 0
00 Ret.ExistDSI & WetFGD & ACI & HRI | 0 | 0 | 0 | 0 | 0 | 0 | 0
00 Ret.ExistDSI & WetFGD & ACI & HRI & CCS | 0 | 0 | 0 | 0 | 0 | 0 | 0
00 Ret.ExistDSI & WetFGD & CCS | 0 | 0 | 0 | 0 | 0 | 0 | 0
00 Ret.ExistDSI & WetFGD & HRI | 0 | 0 | 0 | 0 | 0 | 0 | 0
00 Ret.ExistDSI & WetFGD & HRI & CCS | 0 | 0 | 0 | 0 | 0 | 0 | 0
00 Ret.ExistSCR & ACI | 0 | 0 | 0 | 0 | 0 | 0 | 0
00 Ret.ExistSCR & ACI & DryFGD | 0 | 0 | 0 | 0 | 0 | 0 | 0
00 Ret.ExistSCR & ACI & DryFGD & HRI | 0 | 0 | 0 | 0 | 0 | 0 | 0
00 Ret.ExistSCR & ACI & DSI | 2912.9012 | 2912.9012 | 2912.9012 | 1891.406 | 1891.406 | 1891.406 | 1891.406
00 Ret.ExistSCR & ACI & DSI & DryFGD | 0 | 0 | 0 | 0 | 0 | 0 | 0
00 Ret.ExistSCR & ACI & DSI & DryFGD & HRI | 0 | 0 | 0 | 0 | 0 | 0 | 0
00 Ret.ExistSCR & ACI & DSI & HRI | 0 | 0 | 0 | 1021.4952 | 1021.4952 | 1021.4952 | 1021.4952
00 Ret.ExistSCR & ACI & DSI & WetFGD | 0 | 0 | 0 | 0 | 0 | 0 | 0
00 Ret.ExistSCR & ACI & DSI & WetFGD & HRI | 0 | 0 | 0 | 0 | 0 | 0 | 0
00 Ret.ExistSCR & ACI & HRI | 0 | 0 | 0 | 0 | 0 | 0 | 0
00 Ret.ExistSCR & ACI & WetFGD | 0 | 0 | 0 | 0 | 0 | 0 | 0
00 Ret.ExistSCR & ACI & WetFGD & HRI | 0 | 0 | 0 | 0 | 0 | 0 | 0
00 Ret.ExistSCR & DryFGD | 0 | 0 | 0 | 0 | 0 | 0 | 0
00 Ret.ExistSCR & DryFGD & ACI & CCS | 0 | 0 | 0 | 0 | 0 | 0 | 0
00 Ret.ExistSCR & DryFGD & ACI & HRI & CCS | 0 | 0 | 0 | 0 | 0 | 0 | 0
00 Ret.ExistSCR & DryFGD & CCS | 0 | 0 | 0 | 0 | 0 | 0 | 0
00 Ret.ExistSCR & DryFGD & HRI | 0 | 0 | 0 | 0 | 0 | 0 | 0
00 Ret.ExistSCR & DryFGD & HRI & CCS | 0 | 0 | 0 | 0 | 0 | 0 | 0
00 Ret.ExistSCR & DSI | 0 | 0 | 0 | 0 | 0 | 0 | 0
00 Ret.ExistSCR & DSI & DryFGD | 0 | 0 | 0 | 0 | 0 | 0 | 0
00 Ret.ExistSCR & DSI & DryFGD & HRI | 0 | 0 | 0 | 0 | 0 | 0 | 0
00 Ret.ExistSCR & DSI & HRI | 0 | 0 | 0 | 0 | 0 | 0 | 0
00 Ret.ExistSCR & DSI & WetFGD | 0 | 0 | 0 | 0 | 0 | 0 | 0
00 Ret.ExistSCR & DSI & WetFGD & HRI | 0 | 0 | 0 | 0 | 0 | 0 | 0
00 Ret.ExistSCR & HRI | 0 | 0 | 0 | 0 | 0 | 0 | 0
00 Ret.ExistSCR & WetFGD | 1183.3871 | 1183.3871 | 1183.3871 | 1183.3871 | 1183.3871 | 1183.3871 | 1183.3871
00 Ret.ExistSCR & WetFGD & ACI & CCS | 0 | 0 | 0 | 0 | 0 | 0 | 0
00 Ret.ExistSCR & WetFGD & ACI & HRI & CCS | 0 | 0 | 0 | 0 | 0 | 0 | 0
00 Ret.ExistSCR & WetFGD & CCS | 0 | 0 | 0 | 0 | 0 | 0 | 0
00 Ret.ExistSCR & WetFGD & HRI | 0 | 0 | 0 | 0 | 0 | 0 | 0
00 Ret.ExistSCR & WetFGD & HRI & CCS | 0 | 0 | 0 | 0 | 0 | 0 | 0
00 Ret.ExistSCR_ACI & DryFGD | 392.6206 | 392.6206 | 392.6206 | 0 | 0 | 0 | 0
00 Ret.ExistSCR_ACI & DryFGD & CCS | 0 | 0 | 0 | 0 | 0 | 0 | 0
00 Ret.ExistSCR_ACI & DryFGD & HRI | 0 | 0 | 0 | 392.6206 | 392.6206 | 392.6206 | 392.6206
00 Ret.ExistSCR_ACI & DryFGD & HRI & CCS | 0 | 0 | 0 | 0 | 0 | 0 | 0
00 Ret.ExistSCR_ACI & DSI | 0 | 0 | 0 | 0 | 0 | 0 | 0
00 Ret.ExistSCR_ACI & DSI & HRI | 0 | 0 | 0 | 0 | 0 | 0 | 0
00 Ret.ExistSCR_ACI & HRI | 0 | 0 | 0 | 0 | 0 | 0 | 0
00 Ret.ExistSCR_ACI & WetFGD | 0 | 0 | 0 | 0 | 0 | 0 | 0
00 Ret.ExistSCR_ACI & WetFGD & CCS | 0 | 0 | 0 | 0 | 0 | 0 | 0
00 Ret.ExistSCR_ACI & WetFGD & HRI | 0 | 0 | 0 | 0 | 0 | 0 | 0
00 Ret.ExistSCR_ACI & WetFGD & HRI & CCS | 0 | 0 | 0 | 0 | 0 | 0 | 0
00 Ret.ExistSCR_DryFGD & ACI | 1049.2336 | 1049.2336 | 1048.9434 | 1045.4819 | 486.7575 | 486.7575 | 486.7575
00 Ret.ExistSCR_DryFGD & HRI | 0 | 0 | 0 | 0 | 0 | 0 | 0
00 Ret.ExistSCR_DryFGD & HRI & CCS | 0 | 0 | 0 | 0 | 0 | 0 | 0
00 Ret.ExistSCR_DryFGD_ACI & CCS | 0 | 0 | 0 | 0 | 0 | 0 | 0
00 Ret.ExistSCR_DryFGD_ACI & HRI | 0 | 0 | 0 | 2286.8187 | 3997.8187 | 3997.8187 | 3997.8187
00 Ret.ExistSCR_DryFGD_ACI & HRI & CCS | 0 | 0 | 0 | 0 | 0 | 0 | 0
00 Ret.ExistSCR_DryFGD_ACI_DSI & CCS | 0 | 0 | 0 | 0 | 0 | 0 | 0
00 Ret.ExistSCR_DryFGD_ACI_DSI & HRI | 0 | 0 | 0 | 372 | 372 | 372 | 372
00 Ret.ExistSCR_DryFGD_ACI_DSI & HRI & CCS | 0 | 0 | 0 | 0 | 0 | 0 | 0
00 Ret.ExistSCR_DSI & ACI | 0 | 0 | 0 | 0 | 0 | 0 | 0
00 Ret.ExistSCR_DSI & ACI & HRI | 0 | 0 | 0 | 0 | 0 | 0 | 0
00 Ret.ExistSCR_DSI & DryFGD | 0 | 0 | 0 | 0 | 0 | 0 | 0
00 Ret.ExistSCR_DSI & DryFGD & ACI | 0 | 0 | 0 | 0 | 0 | 0 | 0
00 Ret.ExistSCR_DSI & DryFGD & ACI & HRI | 0 | 0 | 0 | 0 | 0 | 0 | 0
00 Ret.ExistSCR_DSI & DryFGD & HRI | 0 | 0 | 0 | 0 | 0 | 0 | 0
00 Ret.ExistSCR_DSI & HRI | 0 | 0 | 0 | 0 | 0 | 0 | 0
00 Ret.ExistSCR_DSI & WetFGD | 0 | 0 | 0 | 0 | 0 | 0 | 0
00 Ret.ExistSCR_DSI & WetFGD & ACI | 0 | 0 | 0 | 0 | 0 | 0 | 0
00 Ret.ExistSCR_DSI & WetFGD & ACI & HRI | 0 | 0 | 0 | 0 | 0 | 0 | 0
00 Ret.ExistSCR_DSI & WetFGD & HRI | 0 | 0 | 0 | 0 | 0 | 0 | 0
00 Ret.ExistSCR_WetFGD & ACI | 7919.998 | 7919.998 | 7919.998 | 4539.7814 | 4539.7814 | 4539.7814 | 4539.7814
00 Ret.ExistSCR_WetFGD & HRI | 0 | 0 | 0 | 47376.3274 | 47376.3274 | 47376.3274 | 47376.3274
00 Ret.ExistSCR_WetFGD & HRI & CCS | 0 | 0 | 0 | 0 | 0 | 0 | 0
00 Ret.ExistSCR_WetFGD_ACI & CCS | 0 | 0 | 0 | 0 | 0 | 0 | 0
00 Ret.ExistSCR_WetFGD_ACI & HRI | 0 | 0 | 0 | 8930 | 11208 | 11208 | 11208
00 Ret.ExistSCR_WetFGD_ACI & HRI & CCS | 0 | 0 | 0 | 0 | 0 | 0 | 0
00 Ret.ExistSCR_WetFGD_ACI_DSI & CCS | 0 | 0 | 0 | 0 | 0 | 0 | 0
00 Ret.ExistSCR_WetFGD_ACI_DSI & HRI | 0 | 0 | 0 | 918 | 918 | 918 | 918
00 Ret.ExistSCR_WetFGD_ACI_DSI & HRI & CCS | 0 | 0 | 0 | 0 | 0 | 0 | 0
00 Ret.ExistSCR_WetFGD_DSI & HRI | 0 | 0 | 0 | 0 | 0 | 0 | 0
00 Ret.ExistSCR_WetFGD_DSI & HRI & CCS | 0 | 0 | 0 | 0 | 0 | 0 | 0
00 Ret.ExistSNCR & ACI | 3.1389e-07 | 3.1389e-07 | 3.1389e-07 | 3.1389e-07 | 3.1389e-07 | 3.1389e-07 | 3.1389e-07
00 Ret.ExistSNCR & ACI & DryFGD | 0 | 0 | 0 | 0 | 0 | 0 | 0
00 Ret.ExistSNCR & ACI & DryFGD & HRI | 0 | 0 | 0 | 0 | 0 | 0 | 0
00 Ret.ExistSNCR & ACI & DSI | 102.0134 | 102.0134 | 102.0134 | 0 | 0 | 0 | 0
00 Ret.ExistSNCR & ACI & DSI & DryFGD | 0 | 0 | 0 | 0 | 0 | 0 | 0
00 Ret.ExistSNCR & ACI & DSI & DryFGD & HRI | 0 | 0 | 0 | 0 | 0 | 0 | 0
00 Ret.ExistSNCR & ACI & DSI & HRI | 0 | 0 | 0 | 102.0134 | 102.0134 | 102.0134 | 102.0134
00 Ret.ExistSNCR & ACI & DSI & WetFGD | 0 | 0 | 0 | 0 | 0 | 0 | 0
00 Ret.ExistSNCR & ACI & DSI & WetFGD & HRI | 0 | 0 | 0 | 0 | 0 | 0 | 0
00 Ret.ExistSNCR & ACI & HRI | 0 | 0 | 0 | 0 | 0 | 0 | 0
00 Ret.ExistSNCR & ACI & WetFGD | 219.7666 | 219.7666 | 219.7666 | 0 | 0 | 0 | 0
00 Ret.ExistSNCR & ACI & WetFGD & HRI | 0 | 0 | 0 | 219.7666 | 219.7666 | 219.7666 | 219.7666
00 Ret.ExistSNCR & DryFGD | 0 | 0 | 0 | 0 | 0 | 0 | 0
00 Ret.ExistSNCR & DryFGD & ACI & CCS | 0 | 0 | 0 | 0 | 0 | 0 | 0
00 Ret.ExistSNCR & DryFGD & ACI & HRI & CCS | 0 | 0 | 0 | 0 | 0 | 0 | 0
00 Ret.ExistSNCR & DryFGD & CCS | 0 | 0 | 0 | 0 | 0 | 0 | 0
00 Ret.ExistSNCR & DryFGD & HRI | 0 | 0 | 0 | 0 | 0 | 0 | 0
00 Ret.ExistSNCR & DryFGD & HRI & CCS | 0 | 0 | 0 | 0 | 0 | 0 | 0
00 Ret.ExistSNCR & DSI | 0 | 0 | 0 | 0 | 0 | 0 | 0
00 Ret.ExistSNCR & DSI & DryFGD | 0 | 0 | 0 | 0 | 0 | 0 | 0
00 Ret.ExistSNCR & DSI & DryFGD & HRI | 0 | 0 | 0 | 0 | 0 | 0 | 0
00 Ret.ExistSNCR & DSI & HRI | 0 | 0 | 0 | 0 | 0 | 0 | 0
00 Ret.ExistSNCR & DSI & WetFGD | 0 | 0 | 0 | 0 | 0 | 0 | 0
00 Ret.ExistSNCR & DSI & WetFGD & HRI | 0 | 0 | 0 | 0 | 0 | 0 | 0
00 Ret.ExistSNCR & HRI | 0 | 0 | 0 | 0 | 0 | 0 | 0
00 Ret.ExistSNCR & WetFGD | 0 | 0 | 0 | 0 | 0 | 0 | 0
00 Ret.ExistSNCR & WetFGD & ACI & CCS | 0 | 0 | 0 | 0 | 0 | 0 | 0
00 Ret.ExistSNCR & WetFGD & ACI & HRI & CCS | 0 | 0 | 0 | 0 | 0 | 0 | 0
00 Ret.ExistSNCR & WetFGD & CCS | 0 | 0 | 0 | 0 | 0 | 0 | 0
00 Ret.ExistSNCR & WetFGD & HRI | 0 | 0 | 0 | 0 | 0 | 0 | 0
00 Ret.ExistSNCR & WetFGD & HRI & CCS | 0 | 0 | 0 | 0 | 0 | 0 | 0
00 Ret.ExistSNCR_ACI & DryFGD | 996.9247 | 996.9247 | 996.9247 | 996.9247 | 996.9247 | 996.9247 | 996.9247
00 Ret.ExistSNCR_ACI & DryFGD & CCS | 0 | 0 | 0 | 0 | 0 | 0 | 0
00 Ret.ExistSNCR_ACI & DryFGD & HRI | 0 | 0 | 0 | 0 | 0 | 0 | 0
00 Ret.ExistSNCR_ACI & DryFGD & HRI & CCS | 0 | 0 | 0 | 0 | 0 | 0 | 0
00 Ret.ExistSNCR_ACI & DSI | 119.699 | 119.699 | 119.699 | 119.699 | 119.699 | 119.699 | 119.699
00 Ret.ExistSNCR_ACI & DSI & HRI | 0 | 0 | 0 | 0 | 0 | 0 | 0
00 Ret.ExistSNCR_ACI & HRI | 0 | 0 | 0 | 0 | 0 | 0 | 0
00 Ret.ExistSNCR_ACI & WetFGD | 0 | 0 | 0 | 0 | 0 | 0 | 0
00 Ret.ExistSNCR_ACI & WetFGD & CCS | 0 | 0 | 0 | 0 | 0 | 0 | 0
00 Ret.ExistSNCR_ACI & WetFGD & HRI | 0 | 0 | 0 | 0 | 0 | 0 | 0
00 Ret.ExistSNCR_ACI & WetFGD & HRI & CCS | 0 | 0 | 0 | 0 | 0 | 0 | 0
00 Ret.ExistSNCR_ACI_DSI & DryFGD | 0 | 0 | 0 | 0 | 0 | 0 | 0
00 Ret.ExistSNCR_ACI_DSI & DryFGD & HRI | 0 | 0 | 0 | 0 | 0 | 0 | 0
00 Ret.ExistSNCR_ACI_DSI & HRI | 0 | 0 | 0 | 0 | 0 | 0 | 0
00 Ret.ExistSNCR_ACI_DSI & WetFGD | 0 | 0 | 0 | 0 | 0 | 0 | 0
00 Ret.ExistSNCR_ACI_DSI & WetFGD & HRI | 0 | 0 | 0 | 0 | 0 | 0 | 0
00 Ret.ExistSNCR_DryFGD & ACI | 0 | 0 | 0 | 0 | 0 | 0 | 0
00 Ret.ExistSNCR_DryFGD & HRI | 0 | 0 | 0 | 0 | 0 | 0 | 0
00 Ret.ExistSNCR_DryFGD_ACI & CCS | 0 | 0 | 0 | 0 | 0 | 0 | 0
00 Ret.ExistSNCR_DryFGD_ACI & HRI | 0 | 0 | 0 | 78.741 | 723.741 | 723.741 | 723.741
00 Ret.ExistSNCR_DryFGD_ACI & HRI & CCS | 0 | 0 | 0 | 0 | 0 | 0 | 0
00 Ret.ExistSNCR_DSI & ACI | 0 | 0 | 0 | 0 | 0 | 0 | 0
00 Ret.ExistSNCR_DSI & ACI & DryFGD | 0 | 0 | 0 | 0 | 0 | 0 | 0
00 Ret.ExistSNCR_DSI & ACI & DryFGD & HRI | 0 | 0 | 0 | 0 | 0 | 0 | 0
00 Ret.ExistSNCR_DSI & ACI & HRI | 0 | 0 | 0 | 0 | 0 | 0 | 0
00 Ret.ExistSNCR_DSI & ACI & WetFGD | 0 | 0 | 0 | 0 | 0 | 0 | 0
00 Ret.ExistSNCR_DSI & ACI & WetFGD & HRI | 0 | 0 | 0 | 0 | 0 | 0 | 0
00 Ret.ExistSNCR_DSI & DryFGD | 0 | 0 | 0 | 0 | 0 | 0 | 0
00 Ret.ExistSNCR_DSI & DryFGD & ACI & CCS | 0 | 0 | 0 | 0 | 0 | 0 | 0
00 Ret.ExistSNCR_DSI & DryFGD & ACI & HRI & CCS | 0 | 0 | 0 | 0 | 0 | 0 | 0
00 Ret.ExistSNCR_DSI & DryFGD & CCS | 0 | 0 | 0 | 0 | 0 | 0 | 0
00 Ret.ExistSNCR_DSI & DryFGD & HRI | 0 | 0 | 0 | 0 | 0 | 0 | 0
00 Ret.ExistSNCR_DSI & DryFGD & HRI & CCS | 0 | 0 | 0 | 0 | 0 | 0 | 0
00 Ret.ExistSNCR_DSI & HRI | 0 | 0 | 0 | 0 | 0 | 0 | 0
00 Ret.ExistSNCR_DSI & WetFGD | 0 | 0 | 0 | 0 | 0 | 0 | 0
00 Ret.ExistSNCR_DSI & WetFGD & ACI & CCS | 0 | 0 | 0 | 0 | 0 | 0 | 0
00 Ret.ExistSNCR_DSI & WetFGD & ACI & HRI & CCS | 0 | 0 | 0 | 0 | 0 | 0 | 0
00 Ret.ExistSNCR_DSI & WetFGD & CCS | 0 | 0 | 0 | 0 | 0 | 0 | 0
00 Ret.ExistSNCR_DSI & WetFGD & HRI | 0 | 0 | 0 | 0 | 0 | 0 | 0
00 Ret.ExistSNCR_DSI & WetFGD & HRI & CCS | 0 | 0 | 0 | 0 | 0 | 0 | 0
00 Ret.ExistSNCR_WetFGD & ACI | 2859.4812 | 2092.4603 | 2092.4603 | 280.6314 | 280.6314 | 280.6314 | 280.6314
00 Ret.ExistSNCR_WetFGD & HRI | 0 | 0 | 0 | 720 | 720 | 720 | 720
00 Ret.ExistSNCR_WetFGD & HRI & CCS | 0 | 0 | 0 | 0 | 0 | 0 | 0
00 Ret.ExistSNCR_WetFGD_ACI & CCS | 0 | 0 | 0 | 0 | 0 | 0 | 0
00 Ret.ExistSNCR_WetFGD_ACI & HRI | 0 | 0 | 0 | 0 | 1441 | 1441 | 1441
00 Ret.ExistSNCR_WetFGD_ACI & HRI & CCS | 0 | 0 | 0 | 0 | 0 | 0 | 0
00 Ret.ExistSNCR_WetFGD_ACI_DSI & CCS | 0 | 0 | 0 | 0 | 0 | 0 | 0
00 Ret.ExistSNCR_WetFGD_ACI_DSI & HRI | 0 | 0 | 0 | 0 | 0 | 0 | 0
00 Ret.ExistSNCR_WetFGD_ACI_DSI & HRI & CCS | 0 | 0 | 0 | 0 | 0 | 0 | 0
00 Ret.ExistWetFGD & ACI | 9683.3131 | 6951.5098 | 6951.5098 | 6203.6628 | 5975.5134 | 5975.5134 | 5975.5134
00 Ret.ExistWetFGD & ACI & CCS | 0 | 0 | 0 | 0 | 0 | 0 | 0
00 Ret.ExistWetFGD & ACI & HRI | 0 | 0 | 0 | 393.6478 | 393.6478 | 393.6478 | 393.6478
00 Ret.ExistWetFGD & ACI & HRI & CCS | 0 | 0 | 0 | 0 | 0 | 0 | 0
00 Ret.ExistWetFGD & ACI & SCR | 0 | 2162.095 | 2162.095 | 2162.095 | 2162.095 | 2162.095 | 2162.095
00 Ret.ExistWetFGD & ACI & SCR & CCS | 0 | 0 | 0 | 0 | 0 | 0 | 0
00 Ret.ExistWetFGD & ACI & SCR & HRI | 0 | 0 | 0 | 0 | 0 | 0 | 0
00 Ret.ExistWetFGD & ACI & SCR & HRI & CCS | 0 | 0 | 0 | 0 | 0 | 0 | 0
00 Ret.ExistWetFGD & ACI & SNCR | 0 | 0 | 0 | 0 | 0 | 0 | 0
00 Ret.ExistWetFGD & ACI & SNCR & HRI | 0 | 0 | 0 | 0 | 0 | 0 | 0
00 Ret.ExistWetFGD & CCS | 0 | 0 | 0 | 0 | 0 | 0 | 0
00 Ret.ExistWetFGD & HRI | 0 | 0 | 0 | 925 | 1528.3613 | 1528.3613 | 1528.3613
00 Ret.ExistWetFGD & HRI & CCS | 0 | 0 | 0 | 0 | 0 | 0 | 0
00 Ret.ExistWetFGD & SCR | 4001.0384 | 4943.3284 | 4943.3677 | 5072.705 | 5006.4721 | 5006.4721 | 5006.4721
00 Ret.ExistWetFGD & SCR & CCS | 0 | 0 | 0 | 0 | 0 | 0 | 0
00 Ret.ExistWetFGD & SCR & HRI | 0 | 0 | 0 | 258.1896 | 324.4226 | 324.4226 | 324.4226
00 Ret.ExistWetFGD & SCR & HRI & CCS | 0 | 0 | 0 | 0 | 0 | 0 | 0
00 Ret.ExistWetFGD & SNCR | 0 | 0 | 0 | 0 | 0 | 0 | 0
00 Ret.ExistWetFGD & SNCR & HRI | 0 | 0 | 0 | 0 | 0 | 0 | 0
00 Ret.ExistWetFGD_ACI & CCS | 0 | 0 | 0 | 0 | 0 | 0 | 0
00 Ret.ExistWetFGD_ACI & HRI | 0 | 0 | 0 | 2008.2723 | 2108.2723 | 2108.2723 | 2108.2723
00 Ret.ExistWetFGD_ACI & HRI & CCS | 0 | 0 | 0 | 0 | 0 | 0 | 0
00 Ret.ExistWetFGD_ACI & SCR | 0 | 240.373 | 240.373 | 240.373 | 240.373 | 240.373 | 240.373
00 Ret.ExistWetFGD_ACI & SCR & CCS | 0 | 0 | 0 | 0 | 0 | 0 | 0
00 Ret.ExistWetFGD_ACI & SCR & HRI | 0 | 0 | 0 | 0 | 0 | 0 | 0
00 Ret.ExistWetFGD_ACI & SCR & HRI & CCS | 0 | 0 | 0 | 0 | 0 | 0 | 0
00 Ret.ExistWetFGD_ACI & SNCR | 0 | 0 | 0 | 0 | 0 | 0 | 0
00 Ret.ExistWetFGD_ACI & SNCR & HRI | 0 | 0 | 0 | 0 | 0 | 0 | 0
00 Ret.ExistWetFGD_ACI_DSI & CCS | 0 | 0 | 0 | 0 | 0 | 0 | 0
00 Ret.ExistWetFGD_ACI_DSI & HRI | 0 | 0 | 0 | 1659 | 1659 | 1659 | 1659
00 Ret.ExistWetFGD_ACI_DSI & HRI & CCS | 0 | 0 | 0 | 0 | 0 | 0 | 0
00 Ret.ExistWetFGD_ACI_DSI & SCR | 0 | 0 | 0 | 0 | 0 | 0 | 0
00 Ret.ExistWetFGD_ACI_DSI & SCR & CCS | 0 | 0 | 0 | 0 | 0 | 0 | 0
00 Ret.ExistWetFGD_ACI_DSI & SCR & HRI | 0 | 0 | 0 | 0 | 0 | 0 | 0
00 Ret.ExistWetFGD_ACI_DSI & SCR & HRI & CCS | 0 | 0 | 0 | 0 | 0 | 0 | 0
00 Ret.ExistWetFGD_SCR & ACI & CCS | 0 | 0 | 0 | 0 | 0 | 0 | 0
00 Ret.ExistWetFGD_SCR & ACI & HRI | 0 | 0 | 0 | 3380.2166 | 3380.2166 | 3380.2166 | 3380.2166
00 Ret.ExistWetFGD_SCR & ACI & HRI & CCS | 0 | 0 | 0 | 0 | 0 | 0 | 0
00 Ret.ExistWetFGD_SCR & CCS | 0 | 0 | 0 | 0 | 0 | 0 | 0
00 Ret.ExistWetFGD_SCR_DSI & CCS | 0 | 0 | 0 | 0 | 0 | 0 | 0
00 Ret.ExistWetFGD_SNCR & ACI & CCS | 0 | 0 | 0 | 0 | 0 | 0 | 0
00 Ret.ExistWetFGD_SNCR & ACI & HRI | 0 | 0 | 0 | 1811.8289 | 1811.8289 | 1811.8289 | 1811.8289
00 Ret.ExistWetFGD_SNCR & ACI & HRI & CCS | 0 | 0 | 0 | 0 | 0 | 0 | 0
00 Ret.ExistWetFGD_SNCR & CCS | 0 | 0 | 0 | 0 | 0 | 0 | 0
00 Ret.FB & ACI | 439.7376 | 439.7376 | 439.7376 | 439.7376 | 439.7376 | 439.7376 | 439.7376
00 Ret.FB & ACI & HRI | 0 | 0 | 0 | 0 | 0 | 0 | 0
00 Ret.FB & HRI | 0 | 0 | 0 | 412 | 412 | 412 | 412
00 Ret.FB DryFGD | 0 | 0 | 0 | 0 | 0 | 0 | 0
00 Ret.FB DryFGD & ACI | 0 | 0 | 0 | 0 | 0 | 0 | 0
00 Ret.FB DryFGD & ACI & HRI | 0 | 0 | 0 | 0 | 0 | 0 | 0
00 Ret.FB DryFGD & HRI | 0 | 0 | 0 | 0 | 0 | 0 | 0
00 Ret.FB DryFGD & SCR | 0 | 0 | 0 | 0 | 0 | 0 | 0
00 Ret.FB DryFGD & SCR & HRI | 0 | 0 | 0 | 0 | 0 | 0 | 0
00 Ret.FB DryFGD & SNCR | 0 | 0 | 0 | 0 | 0 | 0 | 0
00 Ret.FB DryFGD & SNCR & HRI | 0 | 0 | 0 | 0 | 0 | 0 | 0
00 Ret.FB SNCR & DryFGD & ACI | 0 | 0 | 0 | 0 | 0 | 0 | 0
00 Ret.FB SNCR & DryFGD & ACI & HRI | 0 | 0 | 0 | 0 | 0 | 0 | 0
00 Ret.FB-ACI & SNCR | 0 | 0 | 0 | 0 | 0 | 0 | 0
00 Ret.FB-ACI & SNCR & CCS | 0 | 0 | 0 | 0 | 0 | 0 | 0
00 Ret.FB-ACI & SNCR & HRI | 0 | 0 | 0 | 0 | 0 | 0 | 0
00 Ret.FB-ACI & SNCR & HRI & CCS | 0 | 0 | 0 | 0 | 0 | 0 | 0
00 Ret.FB-Exist ACI & DryFGD | 0 | 0 | 0 | 0 | 0 | 0 | 0
00 Ret.FB-Exist ACI & DryFGD & HRI | 0 | 0 | 0 | 0 | 0 | 0 | 0
00 Ret.FB-Exist ACI & DryFGD & SNCR | 0 | 0 | 0 | 0 | 0 | 0 | 0
00 Ret.FB-Exist ACI & DryFGD & SNCR & HRI | 0 | 0 | 0 | 0 | 0 | 0 | 0
00 Ret.FB-Exist ACI & SNCR | 0 | 0 | 0 | 0 | 0 | 0 | 0
00 Ret.FB-Exist ACI & SNCR & HRI | 0 | 0 | 0 | 0 | 0 | 0 | 0
00 Ret.FB-ExistACI & HRI | 0 | 0 | 0 | 0 | 0 | 0 | 0
00 Ret.FB-ExistDryFGD & HRI | 0 | 0 | 0 | 0 | 0 | 0 | 0
00 Ret.FB-ExistDryFGD & SNCR | 0 | 0 | 0 | 0 | 0 | 0 | 0
00 Ret.FB-ExistDryFGD & SNCR & HRI | 0 | 0 | 0 | 0 | 0 | 0 | 0
00 Ret.FB-ExistDryFGD_SNCR & ACI | 0 | 0 | 0 | 0 | 0 | 0 | 0
00 Ret.FB-ExistDryFGD_SNCR & ACI & HRI | 0 | 0 | 0 | 0 | 0 | 0 | 0
00 Ret.FB-ExistDryFGD_SNCR & HRI | 0 | 0 | 0 | 1166.8236 | 1166.8236 | 1166.8236 | 1166.8236
00 Ret.FB-ExistDryFGD_SNCR_ACI & HRI | 0 | 0 | 0 | 0 | 0 | 0 | 0
00 Ret.FB-ExistDryFGD_SNCR_ACI & HRI & CCS | 0 | 0 | 0 | 0 | 0 | 0 | 0
00 Ret.FB-ExistSNCR & ACI | 59.9671 | 59.9671 | 59.9671 | 59.9671 | 59.9671 | 59.9671 | 59.9671
00 Ret.FB-ExistSNCR & ACI & HRI | 0 | 0 | 0 | 0 | 0 | 0 | 0
00 Ret.FB-ExistSNCR & DryFGD | 0 | 0 | 0 | 0 | 0 | 0 | 0
00 Ret.FB-ExistSNCR & DryFGD & ACI | 0 | 0 | 0 | 0 | 0 | 0 | 0
00 Ret.FB-ExistSNCR & DryFGD & ACI & HRI | 0 | 0 | 0 | 0 | 0 | 0 | 0
00 Ret.FB-ExistSNCR & DryFGD & HRI | 0 | 0 | 0 | 0 | 0 | 0 | 0
00 Ret.FB-ExistSNCR & HRI | 0 | 0 | 0 | 152 | 152 | 152 | 152
00 Ret.FB-ExistWetFGD_SNCR_ACI & HRI | 0 | 0 | 0 | 0 | 0 | 0 | 0
00 Ret.FB-SCR & DryFGD & ACI | 0 | 0 | 0 | 0 | 0 | 0 | 0
00 Ret.FB-SCR & DryFGD & ACI & HRI | 0 | 0 | 0 | 0 | 0 | 0 | 0
00 Ret.FB-SNCR | 0 | 0 | 0 | 0 | 0 | 0 | 0
00 Ret.FB-SNCR & HRI | 0 | 0 | 0 | 0 | 0 | 0 | 0
00 Ret.HRI | 0 | 0 | 0 | 0 | 0 | 0 | 0
00 Ret.Oil/Gas Steam SCR | 1.7408 | 0 | 0 | 0 | 0 | 0 | 0
00 Ret.SCR | 0.13981 | 0.13981 | 0.072614 | 0 | 0 | 0 | 0
00 Ret.SCR & DryFGD | 0 | 0 | 0 | 0 | 0 | 0 | 0
00 Ret.SCR & DryFGD & ACI | 0 | 0 | 0 | 0 | 0 | 0 | 0
00 Ret.SCR & DryFGD & CCS | 0 | 0 | 0 | 0 | 0 | 0 | 0
00 Ret.SCR & DryFGD & HRI | 0 | 0 | 0 | 0 | 0 | 0 | 0
00 Ret.SCR & DryFGD & HRI & CCS | 0 | 0 | 0 | 0 | 0 | 0 | 0
00 Ret.SCR & DSI | 0 | 0 | 0 | 0 | 0 | 0 | 0
00 Ret.SCR & DSI & DryFGD | 0 | 0 | 0 | 0 | 0 | 0 | 0
00 Ret.SCR & DSI & DryFGD & HRI | 0 | 0 | 0 | 0 | 0 | 0 | 0
00 Ret.SCR & DSI & HRI | 0 | 0 | 0 | 0 | 0 | 0 | 0
00 Ret.SCR & DSI & WetFGD | 0 | 0 | 0 | 0 | 0 | 0 | 0
00 Ret.SCR & DSI & WetFGD & HRI | 0 | 0 | 0 | 0 | 0 | 0 | 0
00 Ret.SCR & HRI | 0 | 0 | 0 | 0.072614 | 0.072614 | 0.072614 | 0.072614
00 Ret.SCR & WetFGD | 0 | 0 | 0 | 0 | 0 | 0 | 0
00 Ret.SCR & WetFGD & ACI | 0 | 0 | 0 | 0 | 0 | 0 | 0
00 Ret.SCR & WetFGD & CCS | 0 | 0 | 0 | 0 | 0 | 0 | 0
00 Ret.SCR & WetFGD & HRI | 0 | 0 | 0 | 0 | 0 | 0 | 0
00 Ret.SCR & WetFGD & HRI & CCS | 0 | 0 | 0 | 0 | 0 | 0 | 0
00 Ret.SNCR | 0 | 0 | 0 | 0 | 0 | 0 | 0
00 Ret.SNCR & DryFGD | 0 | 0 | 0 | 0 | 0 | 0 | 0
00 Ret.SNCR & DryFGD & ACI | 0 | 0 | 0 | 0 | 0 | 0 | 0
00 Ret.SNCR & DryFGD & ACI & HRI | 0 | 0 | 0 | 0 | 0 | 0 | 0
00 Ret.SNCR & DryFGD & HRI | 0 | 0 | 0 | 0 | 0 | 0 | 0
00 Ret.SNCR & DSI | 0 | 0 | 0 | 0 | 0 | 0 | 0
00 Ret.SNCR & DSI & HRI | 0 | 0 | 0 | 0 | 0 | 0 | 0
00 Ret.SNCR & HRI | 0 | 0 | 0 | 0 | 0 | 0 | 0
00 Ret.SNCR & WetFGD | 0 | 0 | 0 | 0 | 0 | 0 | 0
00 Ret.SNCR & WetFGD & ACI | 0 | 0 | 0 | 0 | 0 | 0 | 0
00 Ret.SNCR & WetFGD & ACI & HRI | 0 | 0 | 0 | 0 | 0 | 0 | 0
00 Ret.SNCR & WetFGD & HRI | 0 | 0 | 0 | 0 | 0 | 0 | 0
00 Ret.WetFGD | 0 | 0 | 0 | 0 | 0 | 0 | 0
00 Ret.WetFGD & ACI & CCS | 0 | 0 | 0 | 0 | 0 | 0 | 0
00 Ret.WetFGD & ACI & HRI & CCS | 0 | 0 | 0 | 0 | 0 | 0 | 0
00 Ret.WetFGD & CCS | 0 | 0 | 0 | 0 | 0 | 0 | 0
00 Ret.WetFGD & HRI | 0 | 0 | 0 | 0 | 0 | 0 | 0
00 Ret.WetFGD & HRI & CCS | 0 | 0 | 0 | 0 | 0 | 0 | 0
00 CC Retirement | 8201.1112 | 8201.1112 | 8312.1112 | 8312.1112 | 8312.1112 | 8312.1112 | 8312.1112
00 CT Retirement | 7298.3615 | 7310.3615 | 7389.3615 | 7389.4615 | 7711.4615 | 7711.4615 | 7711.4615
00 O/G Retirement | 8642.8083 | 14694.0192 | 17414.3179 | 22194.1104 | 22194.1104 | 22194.1104 | 22194.1104
00 Coal Retirement | 70905.5623 | 76273.4532 | 79240.1966 | 92590.903 | 97573.1683 | 98108.6577 | 98442.2752
00 IGCC Retirement | 45 | 45 | 45 | 45 | 45 | 45 | 45
00 Nuke Retirement | 3486 | 4040 | 4040 | 4289.4879 | 5943 | 45166.9 | 95754.9
00 Non-Fossil Retirement | 101.7 | 101.7 | 101.7 | 101.7 | 101.7 | 101.7 | 101.7
Total | 1061704.9299 | 1093079.9168 | 1119703.9723 | 1201065.9798 | 1298224.4848 | 1529184.4823 | 1734576.4214
(**) Ind. Boiler capacity in MMBtu/hr, not included in the total
11. Capacity Additions and Changes by Capacity Reporting Type [MW]
00 New Combined Cycle | 0 | 5221.9646 | 1908.4834 | 300.6199 | 7067.1306 | 56287.1755 | 75812.6863
00 New Combined Cycle - Uncontrolled | 0 | 0 | 0 | 0 | 0 | 0 | 0
00 New Combined Cycle with Carbon Capture | 0 | 0 | 0 | 0 | 0 | 0 | 0
00 New Combustion Turbine | 409.7063 | 0 | 0 | 754.4579 | 0 | 12112.6163 | 12179.6264
00 New Energy Efficiency | 0 | 0 | 9399.0646 | 78608.8563 | 132304.0556 | 160983.6863 | 171121.2166
00 New Hydro | 0 | 0 | 4836 | 5729.7294 | 148.2914 | 0 | 0
00 New Nuclear | 0 | 0 | 0 | 0 | 0 | 0 | 0
00 New Biomass | 0 | 0 | 0 | 0 | 0 | 0 | 0
00 New Geothermal | 0 | 0 | 628.8 | 402.6602 | 297.8001 | 0 | 273.3824
00 New Landfill Gas | 0 | 0 | 0 | 0 | 0 | 0 | 0
00 New Offshore Wind | 0 | 0 | 0 | 0 | 0 | 0 | 0
00 New Onshore Wind | 870.74 | 23346.7847 | 45.4698 | 1784.3848 | 636.3215 | 127.3702 | 227.3683
00 New Solar PV | 948.8515 | 9.9529 | 5006.2415 | 3182.588 | 35325.8842 | 133753.2048 | 106761.3455
00 New Solar Thermal | 0 | 0 | 0 | 0 | 0 | 0 | 0
00 New Fuel Cell | 0 | 0 | 0 | 0 | 0 | 0 | 0
00 New IGCC | 0 | 0 | 0 | 0 | 0 | 0 | 0
00 New Advanced Coal with CCS | 0 | 330 | 0 | 0 | 0 | 0 | 0
00 New SPC - Uncontrolled | 0 | 0 | 0 | 0 | 0 | 0 | 0
00 New SPC-WetFGD_SCR | 0 | 0 | 0 | 0 | 0 | 0 | 0
00 New Future Technology | 0 | 0 | 0 | 0 | 0 | 0 | 0
00 Exist Combined Cycle | 0 | 0 | 0 | 0 | 0 | 0 | 0
00 Exist Combustion Turbine | 0 | 0 | 0 | 0 | 0 | 0 | 0
00 Exist Coal Steam_Uncontrolled | 0 | 0 | 0 | 0 | 0 | 0 | 0
00 Exist Coal Steam_ACI | 0 | 0 | 0 | 0 | 0 | 0 | 0
00 Exist Coal Steam_ACI_DSI | 0 | 0 | 0 | 0 | 0 | 0 | 0
00 Exist Coal Steam_DryFGD | 0 | 0 | 0 | 0 | 0 | 0 | 0
00 Exist Coal Steam_DryFGD_ACI | 0 | 0 | 0 | 0 | 0 | 0 | 0
00 Exist Coal Steam_DryFGD_SCR | 0 | 0 | 0 | 0 | 0 | 0 | 0
00 Exist Coal Steam_DryFGD_SCR_ACI | 0 | 0 | 0 | 0 | 0 | 0 | 0
00 Exist Coal Steam_DryFGD_SCR_ACI_DSI | 0 | 0 | 0 | 0 | 0 | 0 | 0
00 Exist Coal Steam_DryFGD_SNCR | 0 | 0 | 0 | 0 | 0 | 0 | 0
00 Exist Coal Steam_DryFGD_SNCR_ACI | 0 | 0 | 0 | 0 | 0 | 0 | 0
00 Exist Coal Steam_DSI | 0 | 0 | 0 | 0 | 0 | 0 | 0
00 Exist Coal Steam_SCR | 0 | 0 | 0 | 0 | 0 | 0 | 0
00 Exist Coal Steam_SCR_ACI | 0 | 0 | 0 | 0 | 0 | 0 | 0
00 Exist Coal Steam_SCR_DSI | 0 | 0 | 0 | 0 | 0 | 0 | 0
00 Exist Coal Steam_SNCR | 0 | 0 | 0 | 0 | 0 | 0 | 0
00 Exist Coal Steam_SNCR_ACI | 0 | 0 | 0 | 0 | 0 | 0 | 0
00 Exist Coal Steam_SNCR_ACI_DSI | 0 | 0 | 0 | 0 | 0 | 0 | 0
00 Exist Coal Steam_SNCR_DSI | 0 | 0 | 0 | 0 | 0 | 0 | 0
00 Exist Coal Steam_WetFGD | 0 | 0 | 0 | 0 | 0 | 0 | 0
00 Exist Coal Steam_WetFGD_ACI | 0 | 0 | 0 | 0 | 0 | 0 | 0
00 Exist Coal Steam_WetFGD_ACI_DSI | 0 | 0 | 0 | 0 | 0 | 0 | 0
00 Exist Coal Steam_WetFGD_SCR | 0 | 0 | 0 | 0 | 0 | 0 | 0
00 Exist Coal Steam_WetFGD_SCR_ACI | 0 | 0 | 0 | 0 | 0 | 0 | 0
00 Exist Coal Steam_WetFGD_SCR_ACI_DSI | 0 | 0 | 0 | 0 | 0 | 0 | 0
00 Exist Coal Steam_WetFGD_SCR_DSI | 0 | 0 | 0 | 0 | 0 | 0 | 0
00 Exist Coal Steam_WetFGD_SNCR | 0 | 0 | 0 | 0 | 0 | 0 | 0
00 Exist Coal Steam_WetFGD_SNCR_ACI | 0 | 0 | 0 | 0 | 0 | 0 | 0
00 Exist Coal Steam_WetFGD_SNCR_ACI_DSI | 0 | 0 | 0 | 0 | 0 | 0 | 0
00 Exist FBC_Uncontrolled | 0 | 0 | 0 | 0 | 0 | 0 | 0
00 Exist FBC_ACI | 0 | 0 | 0 | 0 | 0 | 0 | 0
00 Exist FBC_DryFGD | 0 | 0 | 0 | 0 | 0 | 0 | 0
00 Exist FBC_DryFGD_SNCR | 0 | 0 | 0 | 0 | 0 | 0 | 0
00 Exist FBC_DryFGD_SNCR_ACI | 0 | 0 | 0 | 0 | 0 | 0 | 0
00 Exist FBC_SNCR | 0 | 0 | 0 | 0 | 0 | 0 | 0
00 Exist FBC_SNCR_ACI | 0 | 0 | 0 | 0 | 0 | 0 | 0
00 Exist FBC_WetFGD_SNCR_ACI | 0 | 0 | 0 | 0 | 0 | 0 | 0
00 Exist IGCC | 0 | 0 | 0 | 0 | 0 | 0 | 0
00 Exist Fossil_Other | 0 | 0 | 0 | 0 | 0 | 0 | 0
00 Exist Fuel Cell | 0 | 0 | 0 | 0 | 0 | 0 | 0
00 Exist Hydro | 0 | 0 | 0 | 0 | 0 | 0 | 0
00 Exist Non Fossil_Other | 0 | 0 | 0 | 0 | 0 | 0 | 0
00 Exist Nuclear | 0 | 0 | 0 | 0 | 0 | 0 | 0
00 Exist Oil/Gas Steam | 0 | 0 | 0 | 0 | 0 | 0 | 0
00 Exist Oil/Gas Steam_SCR | 0 | 0 | 0 | 0 | 0 | 0 | 0
00 Exist Oil/Gas Steam_SNCR | 0 | 0 | 0 | 0 | 0 | 0 | 0
00 Exist Biomass | 0 | 0 | 0 | 0 | 0 | 0 | 0
00 Exist Landfill Gas | 0 | 0 | 0 | 0 | 0 | 0 | 0
00 Exist Geothermal | 0 | 0 | 0 | 0 | 0 | 0 | 0
00 Exist Pump Storage | 0 | 0 | 0 | 0 | 0 | 0 | 0
00 Exist Solar PV | 0 | 0 | 0 | 0 | 0 | 0 | 0
00 Exist Solar Thermal | 0 | 0 | 0 | 0 | 0 | 0 | 0
00 Exist Wind | 0 | 0 | 0 | 0 | 0 | 0 | 0
00 International Imports | 0 | 0 | 0 | 0 | 0 | 0 | 0
00 Ret.ACI | 995.6845 | 0 | 0 | 0 | 0 | 0 | 0
00 Ret.ACI & DryFGD | 116.9456 | 92.5602 | 0 | 0 | 0 | 0 | 0
00 Ret.ACI & DryFGD & HRI | 0 | 0 | 0 | 0 | 92.5602 | 0 | 0
00 Ret.ACI & DSI | 9797.064 | 0 | 0 | 0 | 0 | 0 | 0
00 Ret.ACI & DSI & DryFGD | 0 | 0 | 0 | 0 | 0 | 0 | 0
00 Ret.ACI & DSI & DryFGD & HRI | 0 | 0 | 0 | 0 | 0 | 0 | 0
00 Ret.ACI & DSI & HRI | 0 | 0 | 0 | 6081.5186 | 1357.2886 | 0 | 0
00 Ret.ACI & DSI & WetFGD & HRI | 0 | 0 | 0 | 0 | 0 | 0 | 0
00 Ret.ACI & HRI | 0 | 0 | 0 | 45.8999 | 0 | 0 | 0
00 Ret.ACI & SCR | 0 | 0 | 0 | 0 | 0 | 0 | 0
00 Ret.ACI & SCR & DryFGD & CCS | 0 | 0 | 0 | 0 | 0 | 0 | 0
00 Ret.ACI & SCR & DryFGD & HRI | 0 | 0 | 0 | 0 | 0 | 0 | 0
00 Ret.ACI & SCR & DryFGD & HRI & CCS | 0 | 0 | 0 | 0 | 0 | 0 | 0
00 Ret.ACI & SCR & DSI | 0 | 0 | 0 | 0 | 0 | 0 | 0
00 Ret.ACI & SCR & DSI & DryFGD | 0 | 0 | 0 | 0 | 0 | 0 | 0
00 Ret.ACI & SCR & DSI & DryFGD & HRI | 0 | 0 | 0 | 0 | 0 | 0 | 0
00 Ret.ACI & SCR & DSI & HRI | 0 | 0 | 0 | 0 | 0 | 0 | 0
00 Ret.ACI & SCR & DSI & WetFGD | 0 | 0 | 0 | 0 | 0 | 0 | 0
00 Ret.ACI & SCR & DSI & WetFGD & HRI | 0 | 0 | 0 | 0 | 0 | 0 | 0
00 Ret.ACI & SCR & HRI | 0 | 0 | 0 | 0 | 0 | 0 | 0
00 Ret.ACI & SCR & WetFGD & CCS | 0 | 0 | 0 | 0 | 0 | 0 | 0
00 Ret.ACI & SCR & WetFGD & HRI | 0 | 0 | 0 | 0 | 0 | 0 | 0
00 Ret.ACI & SCR & WetFGD & HRI & CCS | 0 | 0 | 0 | 0 | 0 | 0 | 0
00 Ret.ACI & SNCR | 0 | 0 | 0 | 0 | 0 | 0 | 0
00 Ret.ACI & SNCR & DSI | 0 | 0 | 0 | 0 | 0 | 0 | 0
00 Ret.ACI & SNCR & DSI & DryFGD | 0 | 0 | 0 | 0 | 0 | 0 | 0
00 Ret.ACI & SNCR & DSI & DryFGD & HRI | 0 | 0 | 0 | 0 | 0 | 0 | 0
00 Ret.ACI & SNCR & DSI & HRI | 0 | 0 | 0 | 0 | 0 | 0 | 0
00 Ret.ACI & SNCR & DSI & WetFGD | 0 | 0 | 0 | 0 | 0 | 0 | 0
00 Ret.ACI & SNCR & DSI & WetFGD & HRI | 0 | 0 | 0 | 0 | 0 | 0 | 0
00 Ret.ACI & SNCR & HRI | 0 | 0 | 0 | 0 | 0 | 0 | 0
00 Ret.ACI & WetFGD | 1031.8568 | 0 | 0 | 0 | 0 | 0 | 0
00 Ret.ACI & WetFGD & DSI | 0 | 0 | 0 | 0 | 0 | 0 | 0
00 Ret.ACI & WetFGD & HRI | 0 | 0 | 0 | 1031.8568 | 0 | 0 | 0
00 Ret.C2G | 11242.1651 | 4188.9694 | 0 | 0 | 0 | 0 | 0
00 Ret.C2G & SCR | 0 | 0.23334 | 0 | 0 | 0 | 0 | 0
00 Ret.CCG | 0 | 0 | 0 | 0 | 0 | 0 | 0
00 Ret.DryFGD | 0 | 0 | 0 | 0 | 0 | 0 | 0
00 Ret.DryFGD & ACI & CCS | 0 | 0 | 0 | 0 | 0 | 0 | 0
00 Ret.DryFGD & ACI & HRI & CCS | 0 | 0 | 0 | 0 | 0 | 0 | 0
00 Ret.DryFGD & CCS | 0 | 0 | 0 | 0 | 0 | 0 | 0
00 Ret.DryFGD & HRI | 0 | 0 | 0 | 0 | 0 | 0 | 0
00 Ret.DryFGD & HRI & CCS | 0 | 0 | 0 | 0 | 0 | 0 | 0
00 Ret.DSI | 252.9427 | 0 | 0 | 0 | 0 | 0 | 0
00 Ret.DSI & DryFGD | 0 | 0 | 0 | 0 | 0 | 0 | 0
00 Ret.DSI & DryFGD & HRI | 0 | 0 | 0 | 0 | 0 | 0 | 0
00 Ret.DSI & HRI | 0 | 0 | 0 | 0 | 0 | 0 | 0
00 Ret.DSI & WetFGD | 0 | 0 | 0 | 0 | 0 | 0 | 0
00 Ret.DSI & WetFGD & HRI | 0 | 0 | 0 | 0 | 0 | 0 | 0
00 Ret.Exist FBC_DryFGD_SNCR_ACI & CCS | 0 | 0 | 0 | 0 | 0 | 0 | 0
00 Ret.ExistACI & DryFGD | 0 | 0 | 0 | 0 | 0 | 0 | 0
00 Ret.ExistACI & DryFGD & CCS | 0 | 0 | 0 | 0 | 0 | 0 | 0
00 Ret.ExistACI & DryFGD & HRI | 0 | 0 | 0 | 0 | 0 | 0 | 0
00 Ret.ExistACI & DryFGD & HRI & CCS | 0 | 0 | 0 | 0 | 0 | 0 | 0
00 Ret.ExistACI & DSI | 129.4814 | 0 | 0 | 0 | 0 | 0 | 0
00 Ret.ExistACI & DSI & DryFGD | 0 | 0 | 0 | 0 | 0 | 0 | 0
00 Ret.ExistACI & DSI & DryFGD & HRI | 0 | 0 | 0 | 0 | 0 | 0 | 0
00 Ret.ExistACI & DSI & HRI | 0 | 0 | 0 | 128.4851 | 0 | 0 | 0
00 Ret.ExistACI & DSI & WetFGD | 0 | 0 | 0 | 0 | 0 | 0 | 0
00 Ret.ExistACI & DSI & WetFGD & HRI | 0 | 0 | 0 | 0 | 0 | 0 | 0
00 Ret.ExistACI & HRI | 0 | 0 | 0 | 0 | 0 | 0 | 0
00 Ret.ExistACI & HRI & WetFGD | 0 | 0 | 0 | 0 | 0 | 0 | 0
00 Ret.ExistACI & SCR | 0 | 0 | 0 | 0 | 0 | 0 | 0
00 Ret.ExistACI & SCR & DryFGD | 0 | 0 | 0 | 0 | 0 | 0 | 0
00 Ret.ExistACI & SCR & DryFGD & CCS | 0 | 0 | 0 | 0 | 0 | 0 | 0
00 Ret.ExistACI & SCR & DryFGD & HRI | 0 | 0 | 0 | 0 | 0 | 0 | 0
00 Ret.ExistACI & SCR & DryFGD & HRI & CCS | 0 | 0 | 0 | 0 | 0 | 0 | 0
00 Ret.ExistACI & SCR & DSI | 0 | 0 | 0 | 0 | 0 | 0 | 0
00 Ret.ExistACI & SCR & DSI & DryFGD | 0 | 0 | 0 | 0 | 0 | 0 | 0
00 Ret.ExistACI & SCR & DSI & DryFGD & HRI | 0 | 0 | 0 | 0 | 0 | 0 | 0
00 Ret.ExistACI & SCR & DSI & HRI | 0 | 0 | 0 | 0 | 0 | 0 | 0
00 Ret.ExistACI & SCR & HRI | 0 | 0 | 0 | 0 | 0 | 0 | 0
00 Ret.ExistACI & SCR & WetFGD | 0 | 0 | 0 | 0 | 0 | 0 | 0
00 Ret.ExistACI & SCR & WetFGD & CCS | 0 | 0 | 0 | 0 | 0 | 0 | 0
00 Ret.ExistACI & SCR & WetFGD & HRI | 0 | 0 | 0 | 0 | 0 | 0 | 0
00 Ret.ExistACI & SCR & WetFGD & HRI & CCS | 0 | 0 | 0 | 0 | 0 | 0 | 0
00 Ret.ExistACI & SNCR | 0 | 0 | 0 | 0 | 0 | 0 | 0
00 Ret.ExistACI & SNCR & DryFGD | 0 | 0 | 0 | 0 | 0 | 0 | 0
00 Ret.ExistACI & SNCR & DryFGD & HRI | 0 | 0 | 0 | 0 | 0 | 0 | 0
00 Ret.ExistACI & SNCR & DSI | 0 | 0 | 0 | 0 | 0 | 0 | 0
00 Ret.ExistACI & SNCR & DSI & HRI | 0 | 0 | 0 | 0 | 0 | 0 | 0
00 Ret.ExistACI & SNCR & HRI | 0 | 0 | 0 | 0 | 0 | 0 | 0
00 Ret.ExistACI & SNCR & WetFGD | 0 | 0 | 0 | 0 | 0 | 0 | 0
00 Ret.ExistACI & SNCR & WetFGD & HRI | 0 | 0 | 0 | 0 | 0 | 0 | 0
00 Ret.ExistACI & WetFGD | 0 | 0 | 0 | 0 | 0 | 0 | 0
00 Ret.ExistACI & WetFGD & CCS | 0 | 0 | 0 | 0 | 0 | 0 | 0
00 Ret.ExistACI & WetFGD & HRI & CCS | 0 | 0 | 0 | 0 | 0 | 0 | 0
00 Ret.ExistACI_DSI & DryFGD | 201.5803 | 0 | 0 | 0 | 0 | 0 | 0
00 Ret.ExistACI_DSI & DryFGD & CCS | 0 | 0 | 0 | 0 | 0 | 0 | 0
00 Ret.ExistACI_DSI & DryFGD & HRI | 0 | 0 | 0 | 176.0804 | 25.4999 | 0 | 0
00 Ret.ExistACI_DSI & DryFGD & HRI & CCS | 0 | 0 | 0 | 0 | 0 | 0 | 0
00 Ret.ExistACI_DSI & HRI | 0 | 0 | 0 | 1284 | 0 | 0 | 0
00 Ret.ExistACI_DSI & SCR | 0 | 29.3366 | 0 | 0 | 0 | 0 | 0
00 Ret.ExistACI_DSI & SCR & DryFGD | 0 | 0 | 0 | 0 | 0 | 0 | 0
00 Ret.ExistACI_DSI & SCR & DryFGD & CCS | 0 | 0 | 0 | 0 | 0 | 0 | 0
00 Ret.ExistACI_DSI & SCR & DryFGD & HRI | 0 | 0 | 0 | 0 | 0 | 0 | 0
00 Ret.ExistACI_DSI & SCR & DryFGD & HRI & CCS | 0 | 0 | 0 | 0 | 0 | 0 | 0
00 Ret.ExistACI_DSI & SCR & HRI | 0 | 0 | 0 | 0 | 0 | 0 | 0
00 Ret.ExistACI_DSI & SCR & WetFGD | 0 | 0 | 0 | 0 | 2122.0048 | 0 | 0
00 Ret.ExistACI_DSI & SCR & WetFGD & CCS | 0 | 0 | 0 | 0 | 0 | 0 | 0
00 Ret.ExistACI_DSI & SCR & WetFGD & HRI | 0 | 0 | 0 | 0 | 2122.0048 | 0 | 0
00 Ret.ExistACI_DSI & SCR & WetFGD & HRI & CCS | 0 | 0 | 0 | 0 | 0 | 0 | 0
00 Ret.ExistACI_DSI & SNCR | 0 | 0 | 0 | 0 | 0 | 0 | 0
00 Ret.ExistACI_DSI & SNCR & DryFGD | 0 | 0 | 0 | 0 | 0 | 0 | 0
00 Ret.ExistACI_DSI & SNCR & DryFGD & HRI | 0 | 0 | 0 | 0 | 0 | 0 | 0
00 Ret.ExistACI_DSI & SNCR & HRI | 0 | 0 | 0 | 0 | 0 | 0 | 0
00 Ret.ExistACI_DSI & SNCR & WetFGD | 0 | 0 | 0 | 0 | 0 | 0 | 0
00 Ret.ExistACI_DSI & SNCR & WetFGD & HRI | 0 | 0 | 0 | 0 | 0 | 0 | 0
00 Ret.ExistACI_DSI & WetFGD | 2575.2091 | 0 | 0 | 0 | 0 | 0 | 0
00 Ret.ExistACI_DSI & WetFGD & CCS | 0 | 0 | 0 | 0 | 0 | 0 | 0
00 Ret.ExistACI_DSI & WetFGD & HRI | 0 | 0 | 0 | 1.9733 | 0 | 0 | 0
00 Ret.ExistACI_DSI & WetFGD & HRI & CCS | 0 | 0 | 0 | 0 | 0 | 0 | 0
00 Ret.ExistDryFGD & ACI | 2754.8372 | 0 | 0 | 0 | 0 | 0 | 0
00 Ret.ExistDryFGD & ACI & CCS | 0 | 0 | 0 | 0 | 0 | 0 | 0
00 Ret.ExistDryFGD & ACI & HRI | 0 | 0 | 0 | 1418.7944 | 61.9686 | 0 | 0
00 Ret.ExistDryFGD & ACI & HRI & CCS | 0 | 0 | 0 | 0 | 0 | 0 | 0
00 Ret.ExistDryFGD & ACI & SCR | 0 | 292.1033 | 0 | 0 | 0 | 0 | 0
00 Ret.ExistDryFGD & ACI & SCR & CCS | 0 | 0 | 0 | 0 | 0 | 0 | 0
00 Ret.ExistDryFGD & ACI & SCR & HRI | 0 | 0 | 0 | 0 | 0 | 0 | 0
00 Ret.ExistDryFGD & ACI & SCR & HRI & CCS | 0 | 0 | 0 | 0 | 0 | 0 | 0
00 Ret.ExistDryFGD & ACI & SNCR | 0 | 0 | 0 | 0 | 0 | 0 | 0
00 Ret.ExistDryFGD & ACI & SNCR & HRI | 0 | 0 | 0 | 0 | 0 | 0 | 0
00 Ret.ExistDryFGD & CCS | 0 | 0 | 0 | 0 | 0 | 0 | 0
00 Ret.ExistDryFGD & HRI | 0 | 0 | 0 | 0 | 0 | 0 | 0
00 Ret.ExistDryFGD & HRI & CCS | 0 | 0 | 0 | 0 | 0 | 0 | 0
00 Ret.ExistDryFGD & SCR | 0 | 500.8128 | 0 | 0 | 0 | 0 | 0
00 Ret.ExistDryFGD & SCR & CCS | 0 | 0 | 0 | 0 | 0 | 0 | 0
00 Ret.ExistDryFGD & SCR & HRI | 0 | 0 | 0 | 0 | 0 | 0 | 0
00 Ret.ExistDryFGD & SCR & HRI & CCS | 0 | 0 | 0 | 0 | 0 | 0 | 0
00 Ret.ExistDryFGD & SNCR | 0 | 0 | 0 | 0 | 0 | 0 | 0
00 Ret.ExistDryFGD & SNCR & HRI | 0 | 0 | 0 | 0 | 0 | 0 | 0
00 Ret.ExistDryFGD_ACI & CCS | 0 | 0 | 0 | 0 | 0 | 0 | 0
00 Ret.ExistDryFGD_ACI & HRI | 0 | 0 | 0 | 3223 | 0 | 0 | 0
00 Ret.ExistDryFGD_ACI & HRI & CCS | 0 | 0 | 0 | 0 | 0 | 0 | 0
00 Ret.ExistDryFGD_ACI & SCR | 121.7128 | 332.154 | 0.58349 | 0 | 0 | 0 | 0
00 Ret.ExistDryFGD_ACI & SCR & CCS | 0 | 0 | 0 | 0 | 0 | 0 | 0
00 Ret.ExistDryFGD_ACI & SCR & HRI | 0 | 0 | 0 | 329.7677 | 0 | 0 | 0
00 Ret.ExistDryFGD_ACI & SCR & HRI & CCS | 0 | 0 | 0 | 0 | 0 | 0 | 0
00 Ret.ExistDryFGD_SCR & ACI & CCS | 0 | 0 | 0 | 0 | 0 | 0 | 0
00 Ret.ExistDryFGD_SCR & ACI & HRI | 0 | 0 | 0 | 3.4615 | 558.7244 | 0 | 0
00 Ret.ExistDryFGD_SCR & ACI & HRI & CCS | 0 | 0 | 0 | 0 | 0 | 0 | 0
00 Ret.ExistDryFGD_SCR & CCS | 0 | 0 | 0 | 0 | 0 | 0 | 0
00 Ret.ExistDryFGD_SNCR & ACI & HRI | 0 | 0 | 0 | 0 | 0 | 0 | 0
00 Ret.ExistDSI & ACI | 0.99947 | 0 | 0 | 0 | 0 | 0 | 0
00 Ret.ExistDSI & ACI & HRI | 0 | 0 | 0 | 0 | 0 | 0 | 0
00 Ret.ExistDSI & ACI & SCR | 0 | 0 | 0 | 0 | 0 | 0 | 0
00 Ret.ExistDSI & ACI & SCR & DryFGD & CCS | 0 | 0 | 0 | 0 | 0 | 0 | 0
00 Ret.ExistDSI & ACI & SCR & DryFGD & HRI | 0 | 0 | 0 | 0 | 0 | 0 | 0
00 Ret.ExistDSI & ACI & SCR & DryFGD & HRI & CCS | 0 | 0 | 0 | 0 | 0 | 0 | 0
00 Ret.ExistDSI & ACI & SCR & HRI | 0 | 0 | 0 | 0 | 0 | 0 | 0
00 Ret.ExistDSI & ACI & SCR & WetFGD & CCS | 0 | 0 | 0 | 0 | 0 | 0 | 0
00 Ret.ExistDSI & ACI & SCR & WetFGD & HRI | 0 | 0 | 0 | 0 | 0 | 0 | 0
00 Ret.ExistDSI & ACI & SCR & WetFGD & HRI & CCS | 0 | 0 | 0 | 0 | 0 | 0 | 0
00 Ret.ExistDSI & DryFGD | 0 | 0 | 0 | 0 | 0 | 0 | 0
00 Ret.ExistDSI & DryFGD & ACI | 0 | 0 | 0 | 0 | 0 | 0 | 0
00 Ret.ExistDSI & DryFGD & ACI & CCS | 0 | 0 | 0 | 0 | 0 | 0 | 0
00 Ret.ExistDSI & DryFGD & ACI & HRI | 0 | 0 | 0 | 0 | 0 | 0 | 0
00 Ret.ExistDSI & DryFGD & ACI & HRI & CCS | 0 | 0 | 0 | 0 | 0 | 0 | 0
00 Ret.ExistDSI & DryFGD & CCS | 0 | 0 | 0 | 0 | 0 | 0 | 0
00 Ret.ExistDSI & DryFGD & HRI | 0 | 0 | 0 | 0 | 0 | 0 | 0
00 Ret.ExistDSI & DryFGD & HRI & CCS | 0 | 0 | 0 | 0 | 0 | 0 | 0
00 Ret.ExistDSI & HRI | 0 | 0 | 0 | 0 | 0 | 0 | 0
00 Ret.ExistDSI & SCR | 0 | 0 | 0 | 0 | 0 | 0 | 0
00 Ret.ExistDSI & SCR & DryFGD | 0 | 0 | 0 | 0 | 0 | 0 | 0
00 Ret.ExistDSI & SCR & DryFGD & ACI | 0 | 0 | 0 | 0 | 0 | 0 | 0
00 Ret.ExistDSI & SCR & DryFGD & CCS | 0 | 0 | 0 | 0 | 0 | 0 | 0
00 Ret.ExistDSI & SCR & DryFGD & HRI | 0 | 0 | 0 | 0 | 0 | 0 | 0
00 Ret.ExistDSI & SCR & DryFGD & HRI & CCS | 0 | 0 | 0 | 0 | 0 | 0 | 0
00 Ret.ExistDSI & SCR & HRI | 0 | 0 | 0 | 0 | 0 | 0 | 0
00 Ret.ExistDSI & SCR & WetFGD | 0 | 0 | 0 | 0 | 0 | 0 | 0
00 Ret.ExistDSI & SCR & WetFGD & ACI | 0 | 0 | 0 | 0 | 0 | 0 | 0
00 Ret.ExistDSI & SCR & WetFGD & CCS | 0 | 0 | 0 | 0 | 0 | 0 | 0
00 Ret.ExistDSI & SCR & WetFGD & HRI | 0 | 0 | 0 | 0 | 0 | 0 | 0
00 Ret.ExistDSI & SCR & WetFGD & HRI & CCS | 0 | 0 | 0 | 0 | 0 | 0 | 0
00 Ret.ExistDSI & SNCR | 0 | 0 | 0 | 0 | 0 | 0 | 0
00 Ret.ExistDSI & SNCR & ACI | 0 | 0 | 0 | 0 | 0 | 0 | 0
00 Ret.ExistDSI & SNCR & ACI & HRI | 0 | 0 | 0 | 0 | 0 | 0 | 0
00 Ret.ExistDSI & SNCR & DryFGD | 0 | 0 | 0 | 0 | 0 | 0 | 0
00 Ret.ExistDSI & SNCR & DryFGD & ACI | 0 | 0 | 0 | 0 | 0 | 0 | 0
00 Ret.ExistDSI & SNCR & DryFGD & ACI & HRI | 0 | 0 | 0 | 0 | 0 | 0 | 0
00 Ret.ExistDSI & SNCR & DryFGD & HRI | 0 | 0 | 0 | 0 | 0 | 0 | 0
00 Ret.ExistDSI & SNCR & HRI | 0 | 0 | 0 | 0 | 0 | 0 | 0
00 Ret.ExistDSI & SNCR & WetFGD | 0 | 0 | 0 | 0 | 0 | 0 | 0
00 Ret.ExistDSI & SNCR & WetFGD & ACI | 0 | 0 | 0 | 0 | 0 | 0 | 0
00 Ret.ExistDSI & SNCR & WetFGD & ACI & HRI | 0 | 0 | 0 | 0 | 0 | 0 | 0
00 Ret.ExistDSI & SNCR & WetFGD & HRI | 0 | 0 | 0 | 0 | 0 | 0 | 0
00 Ret.ExistDSI & WetFGD | 0 | 0 | 0 | 0 | 0 | 0 | 0
00 Ret.ExistDSI & WetFGD & ACI | 0 | 0 | 0 | 0 | 0 | 0 | 0
00 Ret.ExistDSI & WetFGD & ACI & CCS | 0 | 0 | 0 | 0 | 0 | 0 | 0
00 Ret.ExistDSI & WetFGD & ACI & HRI | 0 | 0 | 0 | 0 | 0 | 0 | 0
00 Ret.ExistDSI & WetFGD & ACI & HRI & CCS | 0 | 0 | 0 | 0 | 0 | 0 | 0
00 Ret.ExistDSI & WetFGD & CCS | 0 | 0 | 0 | 0 | 0 | 0 | 0
00 Ret.ExistDSI & WetFGD & HRI | 0 | 0 | 0 | 0 | 0 | 0 | 0
00 Ret.ExistDSI & WetFGD & HRI & CCS | 0 | 0 | 0 | 0 | 0 | 0 | 0
00 Ret.ExistSCR & ACI | 0 | 0 | 0 | 0 | 0 | 0 | 0
00 Ret.ExistSCR & ACI & DryFGD | 0 | 0 | 0 | 0 | 0 | 0 | 0
00 Ret.ExistSCR & ACI & DryFGD & HRI | 0 | 0 | 0 | 0 | 0 | 0 | 0
00 Ret.ExistSCR & ACI & DSI | 2912.9012 | 0 | 0 | 0 | 0 | 0 | 0
00 Ret.ExistSCR & ACI & DSI & DryFGD | 0 | 0 | 0 | 0 | 0 | 0 | 0
00 Ret.ExistSCR & ACI & DSI & DryFGD & HRI | 0 | 0 | 0 | 0 | 0 | 0 | 0
00 Ret.ExistSCR & ACI & DSI & HRI | 0 | 0 | 0 | 1021.4952 | 0 | 0 | 0
00 Ret.ExistSCR & ACI & DSI & WetFGD | 0 | 0 | 0 | 0 | 0 | 0 | 0
00 Ret.ExistSCR & ACI & DSI & WetFGD & HRI | 0 | 0 | 0 | 0 | 0 | 0 | 0
00 Ret.ExistSCR & ACI & HRI | 0 | 0 | 0 | 0 | 0 | 0 | 0
00 Ret.ExistSCR & ACI & WetFGD | 0 | 0 | 0 | 0 | 0 | 0 | 0
00 Ret.ExistSCR & ACI & WetFGD & HRI | 0 | 0 | 0 | 0 | 0 | 0 | 0
00 Ret.ExistSCR & DryFGD | 0 | 0 | 0 | 0 | 0 | 0 | 0
00 Ret.ExistSCR & DryFGD & ACI & CCS | 0 | 0 | 0 | 0 | 0 | 0 | 0
00 Ret.ExistSCR & DryFGD & ACI & HRI & CCS | 0 | 0 | 0 | 0 | 0 | 0 | 0
00 Ret.ExistSCR & DryFGD & CCS | 0 | 0 | 0 | 0 | 0 | 0 | 0
00 Ret.ExistSCR & DryFGD & HRI | 0 | 0 | 0 | 0 | 0 | 0 | 0
00 Ret.ExistSCR & DryFGD & HRI & CCS | 0 | 0 | 0 | 0 | 0 | 0 | 0
00 Ret.ExistSCR & DSI | 0 | 0 | 0 | 0 | 0 | 0 | 0
00 Ret.ExistSCR & DSI & DryFGD | 0 | 0 | 0 | 0 | 0 | 0 | 0
00 Ret.ExistSCR & DSI & DryFGD & HRI | 0 | 0 | 0 | 0 | 0 | 0 | 0
00 Ret.ExistSCR & DSI & HRI | 0 | 0 | 0 | 0 | 0 | 0 | 0
00 Ret.ExistSCR & DSI & WetFGD | 0 | 0 | 0 | 0 | 0 | 0 | 0
00 Ret.ExistSCR & DSI & WetFGD & HRI | 0 | 0 | 0 | 0 | 0 | 0 | 0
00 Ret.ExistSCR & HRI | 0 | 0 | 0 | 0 | 0 | 0 | 0
00 Ret.ExistSCR & WetFGD | 1183.3871 | 0 | 0 | 0 | 0 | 0 | 0
00 Ret.ExistSCR & WetFGD & ACI & CCS | 0 | 0 | 0 | 0 | 0 | 0 | 0
00 Ret.ExistSCR & WetFGD & ACI & HRI & CCS | 0 | 0 | 0 | 0 | 0 | 0 | 0
00 Ret.ExistSCR & WetFGD & CCS | 0 | 0 | 0 | 0 | 0 | 0 | 0
00 Ret.ExistSCR & WetFGD & HRI | 0 | 0 | 0 | 0 | 0 | 0 | 0
00 Ret.ExistSCR & WetFGD & HRI & CCS | 0 | 0 | 0 | 0 | 0 | 0 | 0
00 Ret.ExistSCR_ACI & DryFGD | 392.6206 | 0 | 0 | 0 | 0 | 0 | 0
00 Ret.ExistSCR_ACI & DryFGD & CCS | 0 | 0 | 0 | 0 | 0 | 0 | 0
00 Ret.ExistSCR_ACI & DryFGD & HRI | 0 | 0 | 0 | 392.6206 | 0 | 0 | 0
00 Ret.ExistSCR_ACI & DryFGD & HRI & CCS | 0 | 0 | 0 | 0 | 0 | 0 | 0
00 Ret.ExistSCR_ACI & DSI | 0 | 0 | 0 | 0 | 0 | 0 | 0
00 Ret.ExistSCR_ACI & DSI & HRI | 0 | 0 | 0 | 0 | 0 | 0 | 0
00 Ret.ExistSCR_ACI & HRI | 0 | 0 | 0 | 0 | 0 | 0 | 0
00 Ret.ExistSCR_ACI & WetFGD | 0 | 0 | 0 | 0 | 0 | 0 | 0
00 Ret.ExistSCR_ACI & WetFGD & CCS | 0 | 0 | 0 | 0 | 0 | 0 | 0
00 Ret.ExistSCR_ACI & WetFGD & HRI | 0 | 0 | 0 | 0 | 0 | 0 | 0
00 Ret.ExistSCR_ACI & WetFGD & HRI & CCS | 0 | 0 | 0 | 0 | 0 | 0 | 0
00 Ret.ExistSCR_DryFGD & ACI | 1049.2336 | 0 | 0 | 0 | 0 | 0 | 0
00 Ret.ExistSCR_DryFGD & HRI | 0 | 0 | 0 | 0 | 0 | 0 | 0
00 Ret.ExistSCR_DryFGD & HRI & CCS | 0 | 0 | 0 | 0 | 0 | 0 | 0
00 Ret.ExistSCR_DryFGD_ACI & CCS | 0 | 0 | 0 | 0 | 0 | 0 | 0
00 Ret.ExistSCR_DryFGD_ACI & HRI | 0 | 0 | 0 | 2286.8187 | 1711 | 0 | 0
00 Ret.ExistSCR_DryFGD_ACI & HRI & CCS | 0 | 0 | 0 | 0 | 0 | 0 | 0
00 Ret.ExistSCR_DryFGD_ACI_DSI & CCS | 0 | 0 | 0 | 0 | 0 | 0 | 0
00 Ret.ExistSCR_DryFGD_ACI_DSI & HRI | 0 | 0 | 0 | 372 | 0 | 0 | 0
00 Ret.ExistSCR_DryFGD_ACI_DSI & HRI & CCS | 0 | 0 | 0 | 0 | 0 | 0 | 0
00 Ret.ExistSCR_DSI & ACI | 0 | 0 | 0 | 0 | 0 | 0 | 0
00 Ret.ExistSCR_DSI & ACI & HRI | 0 | 0 | 0 | 0 | 0 | 0 | 0
00 Ret.ExistSCR_DSI & DryFGD | 0 | 0 | 0 | 0 | 0 | 0 | 0
00 Ret.ExistSCR_DSI & DryFGD & ACI | 0 | 0 | 0 | 0 | 0 | 0 | 0
00 Ret.ExistSCR_DSI & DryFGD & ACI & HRI | 0 | 0 | 0 | 0 | 0 | 0 | 0
00 Ret.ExistSCR_DSI & DryFGD & HRI | 0 | 0 | 0 | 0 | 0 | 0 | 0
00 Ret.ExistSCR_DSI & HRI | 0 | 0 | 0 | 0 | 0 | 0 | 0
00 Ret.ExistSCR_DSI & WetFGD | 0 | 0 | 0 | 0 | 0 | 0 | 0
00 Ret.ExistSCR_DSI & WetFGD & ACI | 0 | 0 | 0 | 0 | 0 | 0 | 0
00 Ret.ExistSCR_DSI & WetFGD & ACI & HRI | 0 | 0 | 0 | 0 | 0 | 0 | 0
00 Ret.ExistSCR_DSI & WetFGD & HRI | 0 | 0 | 0 | 0 | 0 | 0 | 0
00 Ret.ExistSCR_WetFGD & ACI | 7919.998 | 0 | 0 | 0 | 0 | 0 | 0
00 Ret.ExistSCR_WetFGD & HRI | 0 | 0 | 0 | 47376.3274 | 0 | 0 | 0
00 Ret.ExistSCR_WetFGD & HRI & CCS | 0 | 0 | 0 | 0 | 0 | 0 | 0
00 Ret.ExistSCR_WetFGD_ACI & CCS | 0 | 0 | 0 | 0 | 0 | 0 | 0
00 Ret.ExistSCR_WetFGD_ACI & HRI | 0 | 0 | 0 | 8930 | 2278 | 0 | 0
00 Ret.ExistSCR_WetFGD_ACI & HRI & CCS | 0 | 0 | 0 | 0 | 0 | 0 | 0
00 Ret.ExistSCR_WetFGD_ACI_DSI & CCS | 0 | 0 | 0 | 0 | 0 | 0 | 0
00 Ret.ExistSCR_WetFGD_ACI_DSI & HRI | 0 | 0 | 0 | 918 | 0 | 0 | 0
00 Ret.ExistSCR_WetFGD_ACI_DSI & HRI & CCS | 0 | 0 | 0 | 0 | 0 | 0 | 0
00 Ret.ExistSCR_WetFGD_DSI & HRI | 0 | 0 | 0 | 0 | 0 | 0 | 0
00 Ret.ExistSCR_WetFGD_DSI & HRI & CCS | 0 | 0 | 0 | 0 | 0 | 0 | 0
00 Ret.ExistSNCR & ACI | 102.2414 | 0 | 0 | 0 | 0 | 0 | 0
00 Ret.ExistSNCR & ACI & DryFGD | 0 | 0 | 0 | 0 | 0 | 0 | 0
00 Ret.ExistSNCR & ACI & DryFGD & HRI | 0 | 0 | 0 | 0 | 0 | 0 | 0
00 Ret.ExistSNCR & ACI & DSI | 102.0134 | 0 | 0 | 0 | 0 | 0 | 0
00 Ret.ExistSNCR & ACI & DSI & DryFGD | 0 | 0 | 0 | 0 | 0 | 0 | 0
00 Ret.ExistSNCR & ACI & DSI & DryFGD & HRI | 0 | 0 | 0 | 0 | 0 | 0 | 0
00 Ret.ExistSNCR & ACI & DSI & HRI | 0 | 0 | 0 | 102.0134 | 0 | 0 | 0
00 Ret.ExistSNCR & ACI & DSI & WetFGD | 0 | 0 | 0 | 0 | 0 | 0 | 0
00 Ret.ExistSNCR & ACI & DSI & WetFGD & HRI | 0 | 0 | 0 | 0 | 0 | 0 | 0
00 Ret.ExistSNCR & ACI & HRI | 0 | 0 | 0 | 0 | 0 | 0 | 0
00 Ret.ExistSNCR & ACI & WetFGD | 219.7666 | 0 | 0 | 0 | 0 | 0 | 0
00 Ret.ExistSNCR & ACI & WetFGD & HRI | 0 | 0 | 0 | 219.7666 | 0 | 0 | 0
00 Ret.ExistSNCR & DryFGD | 0 | 0 | 0 | 0 | 0 | 0 | 0
00 Ret.ExistSNCR & DryFGD & ACI & CCS | 0 | 0 | 0 | 0 | 0 | 0 | 0
00 Ret.ExistSNCR & DryFGD & ACI & HRI & CCS | 0 | 0 | 0 | 0 | 0 | 0 | 0
00 Ret.ExistSNCR & DryFGD & CCS | 0 | 0 | 0 | 0 | 0 | 0 | 0
00 Ret.ExistSNCR & DryFGD & HRI | 0 | 0 | 0 | 0 | 0 | 0 | 0
00 Ret.ExistSNCR & DryFGD & HRI & CCS | 0 | 0 | 0 | 0 | 0 | 0 | 0
00 Ret.ExistSNCR & DSI | 0 | 0 | 0 | 0 | 0 | 0 | 0
00 Ret.ExistSNCR & DSI & DryFGD | 0 | 0 | 0 | 0 | 0 | 0 | 0
00 Ret.ExistSNCR & DSI & DryFGD & HRI | 0 | 0 | 0 | 0 | 0 | 0 | 0
00 Ret.ExistSNCR & DSI & HRI | 0 | 0 | 0 | 0 | 0 | 0 | 0
00 Ret.ExistSNCR & DSI & WetFGD | 0 | 0 | 0 | 0 | 0 | 0 | 0
00 Ret.ExistSNCR & DSI & WetFGD & HRI | 0 | 0 | 0 | 0 | 0 | 0 | 0
00 Ret.ExistSNCR & HRI | 0 | 0 | 0 | 0 | 0 | 0 | 0
00 Ret.ExistSNCR & WetFGD | 0 | 0 | 0 | 0 | 0 | 0 | 0
00 Ret.ExistSNCR & WetFGD & ACI & CCS | 0 | 0 | 0 | 0 | 0 | 0 | 0
00 Ret.ExistSNCR & WetFGD & ACI & HRI & CCS | 0 | 0 | 0 | 0 | 0 | 0 | 0
00 Ret.ExistSNCR & WetFGD & CCS | 0 | 0 | 0 | 0 | 0 | 0 | 0
00 Ret.ExistSNCR & WetFGD & HRI | 0 | 0 | 0 | 0 | 0 | 0 | 0
00 Ret.ExistSNCR & WetFGD & HRI & CCS | 0 | 0 | 0 | 0 | 0 | 0 | 0
00 Ret.ExistSNCR_ACI & DryFGD | 996.9247 | 0 | 0 | 0 | 0 | 0 | 0
00 Ret.ExistSNCR_ACI & DryFGD & CCS | 0 | 0 | 0 | 0 | 0 | 0 | 0
00 Ret.ExistSNCR_ACI & DryFGD & HRI | 0 | 0 | 0 | 0 | 0 | 0 | 0
00 Ret.ExistSNCR_ACI & DryFGD & HRI & CCS | 0 | 0 | 0 | 0 | 0 | 0 | 0
00 Ret.ExistSNCR_ACI & DSI | 119.699 | 0 | 0 | 0 | 0 | 0 | 0
00 Ret.ExistSNCR_ACI & DSI & HRI | 0 | 0 | 0 | 0 | 0 | 0 | 0
00 Ret.ExistSNCR_ACI & HRI | 0 | 0 | 0 | 0 | 0 | 0 | 0
00 Ret.ExistSNCR_ACI & WetFGD | 0 | 0 | 0 | 0 | 0 | 0 | 0
00 Ret.ExistSNCR_ACI & WetFGD & CCS | 0 | 0 | 0 | 0 | 0 | 0 | 0
00 Ret.ExistSNCR_ACI & WetFGD & HRI | 0 | 0 | 0 | 0 | 0 | 0 | 0
00 Ret.ExistSNCR_ACI & WetFGD & HRI & CCS | 0 | 0 | 0 | 0 | 0 | 0 | 0
00 Ret.ExistSNCR_ACI_DSI & DryFGD | 0 | 0 | 0 | 0 | 0 | 0 | 0
00 Ret.ExistSNCR_ACI_DSI & DryFGD & HRI | 0 | 0 | 0 | 0 | 0 | 0 | 0
00 Ret.ExistSNCR_ACI_DSI & HRI | 0 | 0 | 0 | 0 | 0 | 0 | 0
00 Ret.ExistSNCR_ACI_DSI & WetFGD | 0 | 0 | 0 | 0 | 0 | 0 | 0
00 Ret.ExistSNCR_ACI_DSI & WetFGD & HRI | 0 | 0 | 0 | 0 | 0 | 0 | 0
00 Ret.ExistSNCR_DryFGD & ACI | 0 | 0 | 0 | 0 | 0 | 0 | 0
00 Ret.ExistSNCR_DryFGD & HRI | 0 | 0 | 0 | 0 | 0 | 0 | 0
00 Ret.ExistSNCR_DryFGD_ACI & CCS | 0 | 0 | 0 | 0 | 0 | 0 | 0
00 Ret.ExistSNCR_DryFGD_ACI & HRI | 0 | 0 | 0 | 78.741 | 645 | 0 | 0
00 Ret.ExistSNCR_DryFGD_ACI & HRI & CCS | 0 | 0 | 0 | 0 | 0 | 0 | 0
00 Ret.ExistSNCR_DSI & ACI | 0 | 0 | 0 | 0 | 0 | 0 | 0
00 Ret.ExistSNCR_DSI & ACI & DryFGD | 0 | 0 | 0 | 0 | 0 | 0 | 0
00 Ret.ExistSNCR_DSI & ACI & DryFGD & HRI | 0 | 0 | 0 | 0 | 0 | 0 | 0
00 Ret.ExistSNCR_DSI & ACI & HRI | 0 | 0 | 0 | 0 | 0 | 0 | 0
00 Ret.ExistSNCR_DSI & ACI & WetFGD | 0 | 0 | 0 | 0 | 0 | 0 | 0
00 Ret.ExistSNCR_DSI & ACI & WetFGD & HRI | 0 | 0 | 0 | 0 | 0 | 0 | 0
00 Ret.ExistSNCR_DSI & DryFGD | 0 | 0 | 0 | 0 | 0 | 0 | 0
00 Ret.ExistSNCR_DSI & DryFGD & ACI & CCS | 0 | 0 | 0 | 0 | 0 | 0 | 0
00 Ret.ExistSNCR_DSI & DryFGD & ACI & HRI & CCS | 0 | 0 | 0 | 0 | 0 | 0 | 0
00 Ret.ExistSNCR_DSI & DryFGD & CCS | 0 | 0 | 0 | 0 | 0 | 0 | 0
00 Ret.ExistSNCR_DSI & DryFGD & HRI | 0 | 0 | 0 | 0 | 0 | 0 | 0
00 Ret.ExistSNCR_DSI & DryFGD & HRI & CCS | 0 | 0 | 0 | 0 | 0 | 0 | 0
00 Ret.ExistSNCR_DSI & HRI | 0 | 0 | 0 | 0 | 0 | 0 | 0
00 Ret.ExistSNCR_DSI & WetFGD | 0 | 0 | 0 | 0 | 0 | 0 | 0
00 Ret.ExistSNCR_DSI & WetFGD & ACI & CCS | 0 | 0 | 0 | 0 | 0 | 0 | 0
00 Ret.ExistSNCR_DSI & WetFGD & ACI & HRI & CCS | 0 | 0 | 0 | 0 | 0 | 0 | 0
00 Ret.ExistSNCR_DSI & WetFGD & CCS | 0 | 0 | 0 | 0 | 0 | 0 | 0
00 Ret.ExistSNCR_DSI & WetFGD & HRI | 0 | 0 | 0 | 0 | 0 | 0 | 0
00 Ret.ExistSNCR_DSI & WetFGD & HRI & CCS | 0 | 0 | 0 | 0 | 0 | 0 | 0
00 Ret.ExistSNCR_WetFGD & ACI | 2859.4812 | 0 | 0 | 0 | 0 | 0 | 0
00 Ret.ExistSNCR_WetFGD & HRI | 0 | 0 | 0 | 720 | 0 | 0 | 0
00 Ret.ExistSNCR_WetFGD & HRI & CCS | 0 | 0 | 0 | 0 | 0 | 0 | 0
00 Ret.ExistSNCR_WetFGD_ACI & CCS | 0 | 0 | 0 | 0 | 0 | 0 | 0
00 Ret.ExistSNCR_WetFGD_ACI & HRI | 0 | 0 | 0 | 0 | 1441 | 0 | 0
00 Ret.ExistSNCR_WetFGD_ACI & HRI & CCS | 0 | 0 | 0 | 0 | 0 | 0 | 0
00 Ret.ExistSNCR_WetFGD_ACI_DSI & CCS | 0 | 0 | 0 | 0 | 0 | 0 | 0
00 Ret.ExistSNCR_WetFGD_ACI_DSI & HRI | 0 | 0 | 0 | 0 | 0 | 0 | 0
00 Ret.ExistSNCR_WetFGD_ACI_DSI & HRI & CCS | 0 | 0 | 0 | 0 | 0 | 0 | 0
00 Ret.ExistWetFGD & ACI | 9683.3131 | 0 | 0 | 0 | 0 | 0 | 0
00 Ret.ExistWetFGD & ACI & CCS | 0 | 0 | 0 | 0 | 0 | 0 | 0
00 Ret.ExistWetFGD & ACI & HRI | 0 | 0 | 0 | 393.6478 | 0 | 0 | 0
00 Ret.ExistWetFGD & ACI & HRI & CCS | 0 | 0 | 0 | 0 | 0 | 0 | 0
00 Ret.ExistWetFGD & ACI & SCR | 0 | 2162.095 | 0 | 0 | 0 | 0 | 0
00 Ret.ExistWetFGD & ACI & SCR & CCS | 0 | 0 | 0 | 0 | 0 | 0 | 0
00 Ret.ExistWetFGD & ACI & SCR & HRI | 0 | 0 | 0 | 0 | 0 | 0 | 0
00 Ret.ExistWetFGD & ACI & SCR & HRI & CCS | 0 | 0 | 0 | 0 | 0 | 0 | 0
00 Ret.ExistWetFGD & ACI & SNCR | 0 | 0 | 0 | 0 | 0 | 0 | 0
00 Ret.ExistWetFGD & ACI & SNCR & HRI | 0 | 0 | 0 | 0 | 0 | 0 | 0
00 Ret.ExistWetFGD & CCS | 0 | 0 | 0 | 0 | 0 | 0 | 0
00 Ret.ExistWetFGD & HRI | 0 | 0 | 0 | 925 | 603.3613 | 0 | 0
00 Ret.ExistWetFGD & HRI & CCS | 0 | 0 | 0 | 0 | 0 | 0 | 0
00 Ret.ExistWetFGD & SCR | 4001.0384 | 942.29 | 0.039257 | 387.527 | 0 | 0 | 0
00 Ret.ExistWetFGD & SCR & CCS | 0 | 0 | 0 | 0 | 0 | 0 | 0
00 Ret.ExistWetFGD & SCR & HRI | 0 | 0 | 0 | 258.1896 | 66.2329 | 0 | 0
00 Ret.ExistWetFGD & SCR & HRI & CCS | 0 | 0 | 0 | 0 | 0 | 0 | 0
00 Ret.ExistWetFGD & SNCR | 0 | 0 | 0 | 0 | 0 | 0 | 0
00 Ret.ExistWetFGD & SNCR & HRI | 0 | 0 | 0 | 0 | 0 | 0 | 0
00 Ret.ExistWetFGD_ACI & CCS | 0 | 0 | 0 | 0 | 0 | 0 | 0
00 Ret.ExistWetFGD_ACI & HRI | 0 | 0 | 0 | 2008.2723 | 100 | 0 | 0
00 Ret.ExistWetFGD_ACI & HRI & CCS | 0 | 0 | 0 | 0 | 0 | 0 | 0
00 Ret.ExistWetFGD_ACI & SCR | 0 | 240.373 | 0 | 0 | 0 | 0 | 0
00 Ret.ExistWetFGD_ACI & SCR & CCS | 0 | 0 | 0 | 0 | 0 | 0 | 0
00 Ret.ExistWetFGD_ACI & SCR & HRI | 0 | 0 | 0 | 0 | 0 | 0 | 0
00 Ret.ExistWetFGD_ACI & SCR & HRI & CCS | 0 | 0 | 0 | 0 | 0 | 0 | 0
00 Ret.ExistWetFGD_ACI & SNCR | 0 | 0 | 0 | 0 | 0 | 0 | 0
00 Ret.ExistWetFGD_ACI & SNCR & HRI | 0 | 0 | 0 | 0 | 0 | 0 | 0
00 Ret.ExistWetFGD_ACI_DSI & CCS | 0 | 0 | 0 | 0 | 0 | 0 | 0
00 Ret.ExistWetFGD_ACI_DSI & HRI | 0 | 0 | 0 | 1659 | 0 | 0 | 0
00 Ret.ExistWetFGD_ACI_DSI & HRI & CCS | 0 | 0 | 0 | 0 | 0 | 0 | 0
00 Ret.ExistWetFGD_ACI_DSI & SCR | 0 | 0 | 0 | 0 | 0 | 0 | 0
00 Ret.ExistWetFGD_ACI_DSI & SCR & CCS | 0 | 0 | 0 | 0 | 0 | 0 | 0
00 Ret.ExistWetFGD_ACI_DSI & SCR & HRI | 0 | 0 | 0 | 0 | 0 | 0 | 0
00 Ret.ExistWetFGD_ACI_DSI & SCR & HRI & CCS | 0 | 0 | 0 | 0 | 0 | 0 | 0
00 Ret.ExistWetFGD_SCR & ACI & CCS | 0 | 0 | 0 | 0 | 0 | 0 | 0
00 Ret.ExistWetFGD_SCR & ACI & HRI | 0 | 0 | 0 | 3380.2166 | 0 | 0 | 0
00 Ret.ExistWetFGD_SCR & ACI & HRI & CCS | 0 | 0 | 0 | 0 | 0 | 0 | 0
00 Ret.ExistWetFGD_SCR & CCS | 0 | 0 | 0 | 0 | 0 | 0 | 0
00 Ret.ExistWetFGD_SCR_DSI & CCS | 0 | 0 | 0 | 0 | 0 | 0 | 0
00 Ret.ExistWetFGD_SNCR & ACI & CCS | 0 | 0 | 0 | 0 | 0 | 0 | 0
00 Ret.ExistWetFGD_SNCR & ACI & HRI | 0 | 0 | 0 | 1811.8289 | 0 | 0 | 0
00 Ret.ExistWetFGD_SNCR & ACI & HRI & CCS | 0 | 0 | 0 | 0 | 0 | 0 | 0
00 Ret.ExistWetFGD_SNCR & CCS | 0 | 0 | 0 | 0 | 0 | 0 | 0
00 Ret.FB & ACI | 439.7376 | 0 | 0 | 0 | 0 | 0 | 0
00 Ret.FB & ACI & HRI | 0 | 0 | 0 | 0 | 0 | 0 | 0
00 Ret.FB & HRI | 0 | 0 | 0 | 412 | 0 | 0 | 0
00 Ret.FB DryFGD | 0 | 0 | 0 | 0 | 0 | 0 | 0
00 Ret.FB DryFGD & ACI | 0 | 0 | 0 | 0 | 0 | 0 | 0
00 Ret.FB DryFGD & ACI & HRI | 0 | 0 | 0 | 0 | 0 | 0 | 0
00 Ret.FB DryFGD & HRI | 0 | 0 | 0 | 0 | 0 | 0 | 0
00 Ret.FB DryFGD & SCR | 0 | 0 | 0 | 0 | 0 | 0 | 0
00 Ret.FB DryFGD & SCR & HRI | 0 | 0 | 0 | 0 | 0 | 0 | 0
00 Ret.FB DryFGD & SNCR | 0 | 0 | 0 | 0 | 0 | 0 | 0
00 Ret.FB DryFGD & SNCR & HRI | 0 | 0 | 0 | 0 | 0 | 0 | 0
00 Ret.FB SNCR & DryFGD & ACI | 0 | 0 | 0 | 0 | 0 | 0 | 0
00 Ret.FB SNCR & DryFGD & ACI & HRI | 0 | 0 | 0 | 0 | 0 | 0 | 0
00 Ret.FB-ACI & SNCR | 0 | 0 | 0 | 0 | 0 | 0 | 0
00 Ret.FB-ACI & SNCR & CCS | 0 | 0 | 0 | 0 | 0 | 0 | 0
00 Ret.FB-ACI & SNCR & HRI | 0 | 0 | 0 | 0 | 0 | 0 | 0
00 Ret.FB-ACI & SNCR & HRI & CCS | 0 | 0 | 0 | 0 | 0 | 0 | 0
00 Ret.FB-Exist ACI & DryFGD | 0 | 0 | 0 | 0 | 0 | 0 | 0
00 Ret.FB-Exist ACI & DryFGD & HRI | 0 | 0 | 0 | 0 | 0 | 0 | 0
00 Ret.FB-Exist ACI & DryFGD & SNCR | 0 | 0 | 0 | 0 | 0 | 0 | 0
00 Ret.FB-Exist ACI & DryFGD & SNCR & HRI | 0 | 0 | 0 | 0 | 0 | 0 | 0
00 Ret.FB-Exist ACI & SNCR | 0 | 0 | 0 | 0 | 0 | 0 | 0
00 Ret.FB-Exist ACI & SNCR & HRI | 0 | 0 | 0 | 0 | 0 | 0 | 0
00 Ret.FB-ExistACI & HRI | 0 | 0 | 0 | 0 | 0 | 0 | 0
00 Ret.FB-ExistDryFGD & HRI | 0 | 0 | 0 | 0 | 0 | 0 | 0
00 Ret.FB-ExistDryFGD & SNCR | 0 | 0 | 0 | 0 | 0 | 0 | 0
00 Ret.FB-ExistDryFGD & SNCR & HRI | 0 | 0 | 0 | 0 | 0 | 0 | 0
00 Ret.FB-ExistDryFGD_SNCR & ACI | 0 | 0 | 0 | 0 | 0 | 0 | 0
00 Ret.FB-ExistDryFGD_SNCR & ACI & HRI | 0 | 0 | 0 | 0 | 0 | 0 | 0
00 Ret.FB-ExistDryFGD_SNCR & HRI | 0 | 0 | 0 | 1166.8236 | 0 | 0 | 0
00 Ret.FB-ExistDryFGD_SNCR_ACI & HRI | 0 | 0 | 0 | 0 | 0 | 0 | 0
00 Ret.FB-ExistDryFGD_SNCR_ACI & HRI & CCS | 0 | 0 | 0 | 0 | 0 | 0 | 0
00 Ret.FB-ExistSNCR & ACI | 59.9671 | 0 | 0 | 0 | 0 | 0 | 0
00 Ret.FB-ExistSNCR & ACI & HRI | 0 | 0 | 0 | 0 | 0 | 0 | 0
00 Ret.FB-ExistSNCR & DryFGD | 0 | 0 | 0 | 0 | 0 | 0 | 0
00 Ret.FB-ExistSNCR & DryFGD & ACI | 0 | 0 | 0 | 0 | 0 | 0 | 0
00 Ret.FB-ExistSNCR & DryFGD & ACI & HRI | 0 | 0 | 0 | 0 | 0 | 0 | 0
00 Ret.FB-ExistSNCR & DryFGD & HRI | 0 | 0 | 0 | 0 | 0 | 0 | 0
00 Ret.FB-ExistSNCR & HRI | 0 | 0 | 0 | 152 | 0 | 0 | 0
00 Ret.FB-ExistWetFGD_SNCR_ACI & HRI | 0 | 0 | 0 | 0 | 0 | 0 | 0
00 Ret.FB-SCR & DryFGD & ACI | 0 | 0 | 0 | 0 | 0 | 0 | 0
00 Ret.FB-SCR & DryFGD & ACI & HRI | 0 | 0 | 0 | 0 | 0 | 0 | 0
00 Ret.FB-SNCR | 0 | 0 | 0 | 0 | 0 | 0 | 0
00 Ret.FB-SNCR & HRI | 0 | 0 | 0 | 0 | 0 | 0 | 0
00 Ret.HRI | 0 | 0 | 0 | 0 | 0 | 0 | 0
00 Ret.Oil/Gas Steam SCR | 1.7408 | 0 | 0 | 0 | 0 | 0 | 0
00 Ret.SCR | 0.13981 | 0 | 0 | 0 | 0 | 0 | 0
00 Ret.SCR & DryFGD | 0 | 0 | 0 | 0 | 0 | 0 | 0
00 Ret.SCR & DryFGD & ACI | 0 | 0 | 0 | 0 | 0 | 0 | 0
00 Ret.SCR & DryFGD & CCS | 0 | 0 | 0 | 0 | 0 | 0 | 0
00 Ret.SCR & DryFGD & HRI | 0 | 0 | 0 | 0 | 0 | 0 | 0
00 Ret.SCR & DryFGD & HRI & CCS | 0 | 0 | 0 | 0 | 0 | 0 | 0
00 Ret.SCR & DSI | 0 | 0 | 0 | 0 | 0 | 0 | 0
00 Ret.SCR & DSI & DryFGD | 0 | 0 | 0 | 0 | 0 | 0 | 0
00 Ret.SCR & DSI & DryFGD & HRI | 0 | 0 | 0 | 0 | 0 | 0 | 0
00 Ret.SCR & DSI & HRI | 0 | 0 | 0 | 0 | 0 | 0 | 0
00 Ret.SCR & DSI & WetFGD | 0 | 0 | 0 | 0 | 0 | 0 | 0
00 Ret.SCR & DSI & WetFGD & HRI | 0 | 0 | 0 | 0 | 0 | 0 | 0
00 Ret.SCR & HRI | 0 | 0 | 0 | 0.072614 | 0 | 0 | 0
00 Ret.SCR & WetFGD | 0 | 0 | 0 | 0 | 0 | 0 | 0
00 Ret.SCR & WetFGD & ACI | 0 | 0 | 0 | 0 | 0 | 0 | 0
00 Ret.SCR & WetFGD & CCS | 0 | 0 | 0 | 0 | 0 | 0 | 0
00 Ret.SCR & WetFGD & HRI | 0 | 0 | 0 | 0 | 0 | 0 | 0
00 Ret.SCR & WetFGD & HRI & CCS | 0 | 0 | 0 | 0 | 0 | 0 | 0
00 Ret.SNCR | 0 | 0 | 0 | 0 | 0 | 0 | 0
00 Ret.SNCR & DryFGD | 0 | 0 | 0 | 0 | 0 | 0 | 0
00 Ret.SNCR & DryFGD & ACI | 0 | 0 | 0 | 0 | 0 | 0 | 0
00 Ret.SNCR & DryFGD & ACI & HRI | 0 | 0 | 0 | 0 | 0 | 0 | 0
00 Ret.SNCR & DryFGD & HRI | 0 | 0 | 0 | 0 | 0 | 0 | 0
00 Ret.SNCR & DSI | 0 | 0 | 0 | 0 | 0 | 0 | 0
00 Ret.SNCR & DSI & HRI | 0 | 0 | 0 | 0 | 0 | 0 | 0
00 Ret.SNCR & HRI | 0 | 0 | 0 | 0 | 0 | 0 | 0
00 Ret.SNCR & WetFGD | 0 | 0 | 0 | 0 | 0 | 0 | 0
00 Ret.SNCR & WetFGD & ACI | 0 | 0 | 0 | 0 | 0 | 0 | 0
00 Ret.SNCR & WetFGD & ACI & HRI | 0 | 0 | 0 | 0 | 0 | 0 | 0
00 Ret.SNCR & WetFGD & HRI | 0 | 0 | 0 | 0 | 0 | 0 | 0
00 Ret.WetFGD | 0 | 0 | 0 | 0 | 0 | 0 | 0
00 Ret.WetFGD & ACI & CCS | 0 | 0 | 0 | 0 | 0 | 0 | 0
00 Ret.WetFGD & ACI & HRI & CCS | 0 | 0 | 0 | 0 | 0 | 0 | 0
00 Ret.WetFGD & CCS | 0 | 0 | 0 | 0 | 0 | 0 | 0
00 Ret.WetFGD & HRI | 0 | 0 | 0 | 0 | 0 | 0 | 0
00 Ret.WetFGD & HRI & CCS | 0 | 0 | 0 | 0 | 0 | 0 | 0
00 CC Retirement | 8201.1112 | 0 | 111 | 0 | 0 | 0 | 0
00 CT Retirement | 7298.3615 | 12 | 79 | 0.1 | 322 | 0 | 0
00 O/G Retirement | 8642.8083 | 6051.2109 | 2720.2987 | 4779.7925 | 0 | 0 | 0
00 Coal Retirement | 70905.5623 | 5367.8908 | 2966.7434 | 13350.7065 | 4982.2653 | 535.4894 | 333.6174
00 IGCC Retirement | 45 | 0 | 0 | 0 | 0 | 0 | 0
00 Nuke Retirement | 3486 | 554 | 0 | 249.4879 | 1653.5121 | 39223.9 | 50588
00 Non-Fossil Retirement | 101.7 | 0 | 0 | 0 | 0 | 0 | 0
Total | 329773.0628 | 105964.0417 | 56451.4349 | 397937.6452 | 401227.5804 | 816828.9716 | 867349.5122
(**) Ind. Boiler capacity in MMBtu/hr, not included in the total
12. Generation by Capacity Reporting Type [GWh]
00 New Combined Cycle | 0 | 38847.5186 | 53512.987 | 55657.5329 | 104413.5729 | 524480.7192 | 1084995.5719
00 New Combined Cycle - Uncontrolled | 0 | 0 | 0 | 0 | 0 | 0 | 0
00 New Combined Cycle with Carbon Capture | 0 | 0 | 1.7656e-05 | 1.7656e-05 | 0 | 0 | 0
00 New Combustion Turbine | 238.0789 | 243.2016 | 226.1557 | 784.2129 | 686.7718 | 4052.4954 | 5291.17
00 New Energy Efficiency | 0 | 0 | 24700.7418 | 206584.0742 | 347695.0581 | 423065.1276 | 449706.5571
00 New Hydro | 0 | 0 | 27081.0657 | 56883.2606 | 57730.863 | 57730.863 | 57730.863
00 New Nuclear | 0 | 0 | 0 | 0 | 0 | 0 | 0
00 New Biomass | 0 | 0 | 0 | 0 | 0 | 0 | 0
00 New Geothermal | 0 | 0 | 4792.2106 | 7860.9645 | 10130.5583 | 10130.5583 | 12214.0599
00 New Landfill Gas | 0 | 0 | 0 | 0 | 0 | 0 | 0
00 New Offshore Wind | 0 | 0 | 0 | 0 | 0 | 0 | 0
00 New Onshore Wind | 2822.7239 | 90208.323 | 90410.8415 | 96112.057 | 98672.9131 | 99292.6932 | 100394.6996
00 New Solar PV | 1698.4686 | 1718.8212 | 10734.6382 | 17261.8782 | 84683.517 | 343820.713 | 547249.2382
00 New Solar Thermal | 0 | 0 | 0 | 0 | 0 | 0 | 0
00 New Fuel Cell | 0 | 0 | 0 | 0 | 0 | 0 | 0
00 New IGCC | 0 | 0 | 0 | 0 | 0 | 0 | 0
00 New Advanced Coal with CCS | 0 | 2457.18 | 2457.18 | 2457.18 | 2457.18 | 2457.18 | 2457.18
00 New SPC - Uncontrolled | 0 | 0 | 0 | 0 | 0 | 0 | 0
00 New SPC-WetFGD_SCR | 0 | 0 | 0 | 0 | 0 | 0 | 0
00 New Future Technology | 0 | 0 | 0 | 0 | 0 | 0 | 0
00 Exist Combined Cycle | 1275821.1946 | 1227571.6854 | 1127470.1819 | 1208105.4304 | 1227803.4559 | 999267.5679 | 923140.9381
00 Exist Combustion Turbine | 29478.6041 | 25784.0775 | 20463.9428 | 29687.1742 | 25526.5171 | 12973.919 | 11745.2399
00 Exist Coal Steam_Uncontrolled | 15235.6518 | 16036.6236 | 16479.0154 | 5823.5512 | 6726.6698 | 5043.9603 | 4587.9858
00 Exist Coal Steam_ACI | 3100.8462 | 1223.7912 | 1220.9688 | 1223.7912 | 1223.7912 | 1223.7912 | 1223.7912
00 Exist Coal Steam_ACI_DSI | 22795.2442 | 23323.6255 | 24793.9032 | 10549.7857 | 3767.11 | 6388.5976 | 6388.5976
00 Exist Coal Steam_DryFGD | 14886.011 | 9220.9868 | 8497.6534 | 6174.5978 | 6153.2258 | 6069.2139 | 6069.2139
00 Exist Coal Steam_DryFGD_ACI | 35093.4285 | 35389.453 | 35569.894 | 11434.3343 | 10332.9719 | 11243.3658 | 11288.3737
00 Exist Coal Steam_DryFGD_SCR | 9184.3042 | 9073.5231 | 10484.878 | 6535.8984 | 5240.4754 | 4145.1634 | 4298.6082
00 Exist Coal Steam_DryFGD_SCR_ACI | 76158.6588 | 77936.121 | 80355.3615 | 50329.0055 | 33176.1146 | 39200.1273 | 39255.5389
00 Exist Coal Steam_DryFGD_SCR_ACI_DSI | 8689.21 | 8689.21 | 9022.7636 | 5492.2949 | 4537.4613 | 5492.2949 | 5073.0026
00 Exist Coal Steam_DryFGD_SNCR | 1400.4013 | 1520.5145 | 1745.5245 | 1400.4013 | 1209.653 | 1400.4013 | 1400.4013
00 Exist Coal Steam_DryFGD_SNCR_ACI | 4710.0786 | 5240.4079 | 5236.307 | 4702.766 | 0 | 0 | 0
00 Exist Coal Steam_DSI | 0 | 0 | 0 | 0 | 0 | 0 | 0
00 Exist Coal Steam_SCR | 0 | 0 | 0 | 0 | 0 | 0 | 0
00 Exist Coal Steam_SCR_ACI | 128.7289 | 0 | 0 | 0 | 0 | 0 | 0
00 Exist Coal Steam_SCR_DSI | 0 | 0 | 0 | 0 | 0 | 0 | 0
00 Exist Coal Steam_SNCR | 714.6586 | 728.4399 | 722.0234 | 712.1485 | 722.1141 | 691.789 | 691.789
00 Exist Coal Steam_SNCR_ACI | 0 | 0 | 0 | 0 | 0 | 0 | 0
00 Exist Coal Steam_SNCR_ACI_DSI | 0 | 0 | 0 | 0 | 0 | 0 | 0
00 Exist Coal Steam_SNCR_DSI | 0 | 0 | 0 | 0 | 0 | 0 | 0
00 Exist Coal Steam_WetFGD | 52028.3931 | 43423.7378 | 43482.9623 | 33886.3271 | 29024.4824 | 29603.6032 | 29603.6032
00 Exist Coal Steam_WetFGD_ACI | 67400.0173 | 66929.1149 | 71990.6829 | 48774.1292 | 45778.2058 | 52480.0301 | 50839.523
00 Exist Coal Steam_WetFGD_ACI_DSI | 10320.0424 | 10924.7352 | 12055.0219 | 0 | 0 | 0 | 0
00 Exist Coal Steam_WetFGD_SCR | 448302.0607 | 444917.5534 | 458581.6385 | 88443.5156 | 72012.4711 | 69345.115 | 64212.7727
00 Exist Coal Steam_WetFGD_SCR_ACI | 134769.446 | 143713.4499 | 150750.941 | 73038.4663 | 50528.9649 | 49391.9054 | 49706.222
00 Exist Coal Steam_WetFGD_SCR_ACI_DSI | 9234.9609 | 9945.18 | 10431.6358 | 3359.0441 | 2775.0755 | 2775.0755 | 1218.6327
00 Exist Coal Steam_WetFGD_SCR_DSI | 6089.8721 | 6298.2077 | 7197.6492 | 5684.0837 | 5203.2665 | 5203.2665 | 5203.2665
00 Exist Coal Steam_WetFGD_SNCR | 10490.0642 | 11533.952 | 9873.5869 | 406.3272 | 1563.966 | 406.3272 | 406.3272
00 Exist Coal Steam_WetFGD_SNCR_ACI | 15346.7658 | 15346.7658 | 15902.2588 | 14505.2855 | 3998.7959 | 5148.5093 | 4368.8099
00 Exist Coal Steam_WetFGD_SNCR_ACI_DSI | 4651.7282 | 4651.7282 | 4651.7282 | 4651.7282 | 4651.7282 | 4651.7282 | 4651.7282
00 Exist FBC_Uncontrolled | 6415.8887 | 6844.4912 | 7453.5502 | 4023.2057 | 2128.8714 | 3701.0622 | 3206.2333
00 Exist FBC_ACI | 2270.667 | 2270.667 | 2270.667 | 2270.667 | 1983.4277 | 2270.667 | 2270.667
00 Exist FBC_DryFGD | 316.523 | 316.523 | 316.523 | 316.523 | 0 | 0 | 0
00 Exist FBC_DryFGD_SNCR | 15200.7838 | 13839.2961 | 14702.5019 | 6203.088 | 4728.8543 | 4963.4694 | 4984.177
00 Exist FBC_DryFGD_SNCR_ACI | 7132.0607 | 7385.3571 | 8485.3341 | 6774.5855 | 6123.3761 | 6604.1111 | 4210.0822
00 Exist FBC_SNCR | 2237.6636 | 2237.6636 | 2391.6305 | 1108.7344 | 756.5181 | 1018.5747 | 946.265
00 Exist FBC_SNCR_ACI | 78.0266 | 78.0266 | 78.0266 | 78.0266 | 78.0266 | 78.0266 | 78.0266
00 Exist FBC_WetFGD_SNCR_ACI | 0 | 527.8298 | 1536.5321 | 527.8298 | 527.8298 | 1536.5321 | 2129.2157
00 Exist IGCC | 10643.9248 | 11588.3559 | 11816.6599 | 11819.4319 | 10551.458 | 11588.3559 | 11819.4319
00 Exist Fossil_Other | 1081.7842 | 1081.7842 | 1081.7842 | 1081.7842 | 1081.7842 | 1081.7842 | 1081.7842
00 Exist Fuel Cell | 170.6262 | 148.3564 | 139.4693 | 142.6198 | 79.3059 | 90.5332 | 80.9013
00 Exist Hydro | 272258.6652 | 273116.3738 | 273116.3738 | 273116.3738 | 273116.3738 | 273116.3738 | 273116.3738
00 Exist Non Fossil_Other | 16057.4224 | 16057.2943 | 16057.4224 | 16057.3456 | 16057.4159 | 16057.4224 | 16057.4009
00 Exist Nuclear | 760923.8484 | 757969.5384 | 791860.5883 | 790663.7641 | 777038.0283 | 469320.1538 | 62341.7864
00 Exist Oil/Gas Steam | 51984.6254 | 46714.9808 | 39931.8395 | 13465.0698 | 7788.4205 | 3396.7066 | 3413.9587
00 Exist Oil/Gas Steam_SCR | 8185.4737 | 8004.8448 | 6208.0027 | 4235.0033 | 1566.9403 | 546.7262 | 574.4627
00 Exist Oil/Gas Steam_SNCR | 778.7588 | 692.0993 | 0 | 1206.1736 | 663.6055 | 0 | 0
00 Exist Biomass | 23452.6613 | 21740.2665 | 22719.195 | 22057.5797 | 23169.6215 | 21654.5374 | 24206.3455
00 Exist Landfill Gas | 10897.6916 | 10898.2782 | 10898.2783 | 10898.2783 | 10898.2783 | 10898.2783 | 10898.2782
00 Exist Geothermal | 16826.7048 | 16826.7048 | 16826.7048 | 16826.7048 | 16826.7048 | 16826.7048 | 16826.7048
00 Exist Pump Storage | 11358.4569 | 11324.6946 | 10648.7848 | 10196.6501 | 10511.3267 | 6474.3755 | 6200.4167
00 Exist Solar PV | 24327.0807 | 24919.7837 | 24919.7837 | 24919.7837 | 24919.7837 | 24919.7837 | 24919.7837
00 Exist Solar Thermal | 3121.8544 | 3121.8544 | 3121.8544 | 3121.8544 | 3121.8544 | 3121.8544 | 3121.8544
00 Exist Wind | 213482.9877 | 213482.9877 | 214789.8032 | 214789.8032 | 214789.8032 | 214789.8032 | 214789.8032
00 International Imports | 943.6272 | 943.6272 | 723.576 | 173.448 | 0 | 0 | 0
00 Ret.ACI | 6687.5154 | 2932.9663 | 2929.7192 | 1576.8244 | 1086.3193 | 1576.8244 | 1576.8243
00 Ret.ACI & DryFGD | 846.209 | 1535.3019 | 1534.1357 | 1535.3019 | 846.209 | 846.209 | 846.209
00 Ret.ACI & DryFGD & HRI | 0 | 0 | 0 | 0 | 689.0929 | 689.0929 | 689.0929
00 Ret.ACI & DSI | 67548.4997 | 68243.0274 | 70316.1705 | 24567.548 | 14493.8635 | 11481.2873 | 11517.005
00 Ret.ACI & DSI & DryFGD | 0 | 0 | 0 | 0 | 0 | 0 | 0
00 Ret.ACI & DSI & DryFGD & HRI | 0 | 0 | 0 | 0 | 0 | 0 | 0
00 Ret.ACI & DSI & HRI | 0 | 0 | 0 | 43760.4824 | 47385.5747 | 54254.1859 | 54291.5904
00 Ret.ACI & DSI & WetFGD & HRI | 0 | 0 | 0 | 0 | 0 | 0 | 0
00 Ret.ACI & HRI | 0 | 0 | 0 | 341.7164 | 341.7164 | 341.7164 | 341.7164
00 Ret.ACI & SCR | 0 | 0 | 0 | 0 | 0 | 0 | 0
00 Ret.ACI & SCR & DryFGD & CCS | 0 | 0 | 0 | 0 | 0 | 0 | 0
00 Ret.ACI & SCR & DryFGD & HRI | 0 | 0 | 0 | 0 | 0 | 0 | 0
00 Ret.ACI & SCR & DryFGD & HRI & CCS | 0 | 0 | 0 | 0 | 0 | 0 | 0
00 Ret.ACI & SCR & DSI | 0 | 0 | 0 | 0 | 0 | 0 | 0
00 Ret.ACI & SCR & DSI & DryFGD | 0 | 0 | 0 | 0 | 0 | 0 | 0
00 Ret.ACI & SCR & DSI & DryFGD & HRI | 0 | 0 | 0 | 0 | 0 | 0 | 0
00 Ret.ACI & SCR & DSI & HRI | 0 | 0 | 0 | 0 | 0 | 0 | 0
00 Ret.ACI & SCR & DSI & WetFGD | 0 | 0 | 0 | 0 | 0 | 0 | 0
00 Ret.ACI & SCR & DSI & WetFGD & HRI | 0 | 0 | 0 | 0 | 0 | 0 | 0
00 Ret.ACI & SCR & HRI | 0 | 0 | 0 | 0 | 0 | 0 | 0
00 Ret.ACI & SCR & WetFGD & CCS | 0 | 0 | 0 | 0 | 0 | 0 | 0
00 Ret.ACI & SCR & WetFGD & HRI | 0 | 0 | 0 | 0 | 0 | 0 | 0
00 Ret.ACI & SCR & WetFGD & HRI & CCS | 0 | 0 | 0 | 0 | 0 | 0 | 0
00 Ret.ACI & SNCR | 0 | 0 | 0 | 0 | 0 | 0 | 0
00 Ret.ACI & SNCR & DSI | 0 | 0 | 0 | 0 | 0 | 0 | 0
00 Ret.ACI & SNCR & DSI & DryFGD | 0 | 0 | 0 | 0 | 0 | 0 | 0
00 Ret.ACI & SNCR & DSI & DryFGD & HRI | 0 | 0 | 0 | 0 | 0 | 0 | 0
00 Ret.ACI & SNCR & DSI & HRI | 0 | 0 | 0 | 0 | 0 | 0 | 0
00 Ret.ACI & SNCR & DSI & WetFGD | 0 | 0 | 0 | 0 | 0 | 0 | 0
00 Ret.ACI & SNCR & DSI & WetFGD & HRI | 0 | 0 | 0 | 0 | 0 | 0 | 0
00 Ret.ACI & SNCR & HRI | 0 | 0 | 0 | 0 | 0 | 0 | 0
00 Ret.ACI & WetFGD | 7403.0551 | 7403.0551 | 7390.0537 | 0 | 0 | 0 | 0
00 Ret.ACI & WetFGD & DSI | 0 | 0 | 0 | 0 | 0 | 0 | 0
00 Ret.ACI & WetFGD & HRI | 0 | 0 | 0 | 7403.0551 | 6493.7976 | 7403.0551 | 7403.0551
00 Ret.C2G | 3503.7907 | 3492.4883 | 3490.416 | 1442.7409 | 735.9768 | 1157.4308 | 1157.8461
00 Ret.C2G & SCR | 0 | 1.6555 | 1.6578 | 1.6559 | 1.6559 | 1.6499 | 1.6499
00 Ret.CCG | 0 | 0 | 0 | 0 | 0 | 0 | 0
00 Ret.DryFGD | 0 | 0 | 0 | 0 | 0 | 0 | 0
00 Ret.DryFGD & ACI & CCS | 0 | 0 | 0 | 0 | 0 | 0 | 0
00 Ret.DryFGD & ACI & HRI & CCS | 0 | 0 | 0 | 0 | 0 | 0 | 0
00 Ret.DryFGD & CCS | 0 | 0 | 0 | 0 | 0 | 0 | 0
00 Ret.DryFGD & HRI | 0 | 0 | 0 | 0 | 0 | 0 | 0
00 Ret.DryFGD & HRI & CCS | 0 | 0 | 0 | 0 | 0 | 0 | 0
00 Ret.DSI | 1830.2731 | 1830.2731 | 1830.2731 | 0 | 0 | 0 | 0
00 Ret.DSI & DryFGD | 0 | 0 | 0 | 0 | 0 | 0 | 0
00 Ret.DSI & DryFGD & HRI | 0 | 0 | 0 | 0 | 0 | 0 | 0
00 Ret.DSI & HRI | 0 | 0 | 0 | 0 | 0 | 0 | 0
00 Ret.DSI & WetFGD | 0 | 0 | 0 | 0 | 0 | 0 | 0
00 Ret.DSI & WetFGD & HRI | 0 | 0 | 0 | 0 | 0 | 0 | 0
00 Ret.Exist FBC_DryFGD_SNCR_ACI & CCS | 0 | 0 | 0 | 0 | 0 | 0 | 0
00 Ret.ExistACI & DryFGD | 0 | 0 | 0 | 0 | 0 | 0 | 0
00 Ret.ExistACI & DryFGD & CCS | 0 | 0 | 0 | 0 | 0 | 0 | 0
00 Ret.ExistACI & DryFGD & HRI | 0 | 0 | 0 | 0 | 0 | 0 | 0
00 Ret.ExistACI & DryFGD & HRI & CCS | 0 | 0 | 0 | 0 | 0 | 0 | 0
00 Ret.ExistACI & DSI | 911.1114 | 963.7563 | 963.7563 | 6.8097 | 6.2975 | 6.8097 | 7.2095
00 Ret.ExistACI & DSI & DryFGD | 0 | 0 | 0 | 0 | 0 | 0 | 0
00 Ret.ExistACI & DSI & DryFGD & HRI | 0 | 0 | 0 | 0 | 0 | 0 | 0
00 Ret.ExistACI & DSI & HRI | 0 | 0 | 0 | 956.5468 | 835.5436 | 945.6746 | 956.5468
00 Ret.ExistACI & DSI & WetFGD | 0 | 0 | 0 | 0 | 0 | 0 | 0
00 Ret.ExistACI & DSI & WetFGD & HRI | 0 | 0 | 0 | 0 | 0 | 0 | 0
00 Ret.ExistACI & HRI | 0 | 0 | 0 | 0 | 0 | 0 | 0
00 Ret.ExistACI & HRI & WetFGD | 0 | 0 | 0 | 0 | 0 | 0 | 0
00 Ret.ExistACI & SCR | 0 | 0 | 0 | 0 | 0 | 0 | 0
00 Ret.ExistACI & SCR & DryFGD | 0 | 0 | 0 | 0 | 0 | 0 | 0
00 Ret.ExistACI & SCR & DryFGD & CCS | 0 | 0 | 0 | 0 | 0 | 0 | 0
00 Ret.ExistACI & SCR & DryFGD & HRI | 0 | 0 | 0 | 0 | 0 | 0 | 0
00 Ret.ExistACI & SCR & DryFGD & HRI & CCS | 0 | 0 | 0 | 0 | 0 | 0 | 0
00 Ret.ExistACI & SCR & DSI | 0 | 0 | 0 | 0 | 0 | 0 | 0
00 Ret.ExistACI & SCR & DSI & DryFGD | 0 | 0 | 0 | 0 | 0 | 0 | 0
00 Ret.ExistACI & SCR & DSI & DryFGD & HRI | 0 | 0 | 0 | 0 | 0 | 0 | 0
00 Ret.ExistACI & SCR & DSI & HRI | 0 | 0 | 0 | 0 | 0 | 0 | 0
00 Ret.ExistACI & SCR & HRI | 0 | 0 | 0 | 0 | 0 | 0 | 0
00 Ret.ExistACI & SCR & WetFGD | 0 | 0 | 0 | 0 | 0 | 0 | 0
00 Ret.ExistACI & SCR & WetFGD & CCS | 0 | 0 | 0 | 0 | 0 | 0 | 0
00 Ret.ExistACI & SCR & WetFGD & HRI | 0 | 0 | 0 | 0 | 0 | 0 | 0
00 Ret.ExistACI & SCR & WetFGD & HRI & CCS | 0 | 0 | 0 | 0 | 0 | 0 | 0
00 Ret.ExistACI & SNCR | 0 | 0 | 0 | 0 | 0 | 0 | 0
00 Ret.ExistACI & SNCR & DryFGD | 0 | 0 | 0 | 0 | 0 | 0 | 0
00 Ret.ExistACI & SNCR & DryFGD & HRI | 0 | 0 | 0 | 0 | 0 | 0 | 0
00 Ret.ExistACI & SNCR & DSI | 0 | 0 | 0 | 0 | 0 | 0 | 0
00 Ret.ExistACI & SNCR & DSI & HRI | 0 | 0 | 0 | 0 | 0 | 0 | 0
00 Ret.ExistACI & SNCR & HRI | 0 | 0 | 0 | 0 | 0 | 0 | 0
00 Ret.ExistACI & SNCR & WetFGD | 0 | 0 | 0 | 0 | 0 | 0 | 0
00 Ret.ExistACI & SNCR & WetFGD & HRI | 0 | 0 | 0 | 0 | 0 | 0 | 0
00 Ret.ExistACI & WetFGD | 0 | 0 | 0 | 0 | 0 | 0 | 0
00 Ret.ExistACI & WetFGD & CCS | 0 | 0 | 0 | 0 | 0 | 0 | 0
00 Ret.ExistACI & WetFGD & HRI & CCS | 0 | 0 | 0 | 0 | 0 | 0 | 0
00 Ret.ExistACI_DSI & DryFGD | 1446.2258 | 1446.2258 | 1443.6859 | 182.9476 | 0 | 0 | 0
00 Ret.ExistACI_DSI & DryFGD & CCS | 0 | 0 | 0 | 0 | 0 | 0 | 0
00 Ret.ExistACI_DSI & DryFGD & HRI | 0 | 0 | 0 | 1263.2782 | 1263.2782 | 1446.2258 | 1446.2258
00 Ret.ExistACI_DSI & DryFGD & HRI & CCS | 0 | 0 | 0 | 0 | 0 | 0 | 0
00 Ret.ExistACI_DSI & HRI | 0 | 0 | 0 | 9361.7852 | 8177.5194 | 9127.0549 | 8494.8222
00 Ret.ExistACI_DSI & SCR | 0 | 210.4739 | 210.4739 | 210.4739 | 0 | 0 | 0
00 Ret.ExistACI_DSI & SCR & DryFGD | 0 | 0 | 0 | 0 | 0 | 0 | 0
00 Ret.ExistACI_DSI & SCR & DryFGD & CCS | 0 | 0 | 0 | 0 | 0 | 0 | 0
00 Ret.ExistACI_DSI & SCR & DryFGD & HRI | 0 | 0 | 0 | 0 | 0 | 0 | 0
00 Ret.ExistACI_DSI & SCR & DryFGD & HRI & CCS | 0 | 0 | 0 | 0 | 0 | 0 | 0
00 Ret.ExistACI_DSI & SCR & HRI | 0 | 0 | 0 | 0 | 0 | 0 | 0
00 Ret.ExistACI_DSI & SCR & WetFGD | 0 | 0 | 0 | 0 | 0 | 0 | 0
00 Ret.ExistACI_DSI & SCR & WetFGD & CCS | 0 | 0 | 0 | 0 | 0 | 0 | 0
00 Ret.ExistACI_DSI & SCR & WetFGD & HRI | 0 | 0 | 0 | 0 | 13791.8886 | 12169.8024 | 12169.2384
00 Ret.ExistACI_DSI & SCR & WetFGD & HRI & CCS | 0 | 0 | 0 | 0 | 0 | 0 | 0
00 Ret.ExistACI_DSI & SNCR | 0 | 0 | 0 | 0 | 0 | 0 | 0
00 Ret.ExistACI_DSI & SNCR & DryFGD | 0 | 0 | 0 | 0 | 0 | 0 | 0
00 Ret.ExistACI_DSI & SNCR & DryFGD & HRI | 0 | 0 | 0 | 0 | 0 | 0 | 0
00 Ret.ExistACI_DSI & SNCR & HRI | 0 | 0 | 0 | 0 | 0 | 0 | 0
00 Ret.ExistACI_DSI & SNCR & WetFGD | 0 | 0 | 0 | 0 | 0 | 0 | 0
00 Ret.ExistACI_DSI & SNCR & WetFGD & HRI | 0 | 0 | 0 | 0 | 0 | 0 | 0
00 Ret.ExistACI_DSI & WetFGD | 18073.204 | 18073.204 | 18073.204 | 18059.3549 | 0 | 0 | 0
00 Ret.ExistACI_DSI & WetFGD & CCS | 0 | 0 | 0 | 0 | 0 | 0 | 0
00 Ret.ExistACI_DSI & WetFGD & HRI | 0 | 0 | 0 | 13.8492 | 13.0704 | 11.6299 | 11.6299
00 Ret.ExistACI_DSI & WetFGD & HRI & CCS | 0 | 0 | 0 | 0 | 0 | 0 | 0
00 Ret.ExistDryFGD & ACI | 19862.5367 | 17953.597 | 18157.1017 | 7667.7091 | 6887.4604 | 7211.5581 | 7211.5581
00 Ret.ExistDryFGD & ACI & CCS | 0 | 0 | 0 | 0 | 0 | 0 | 0
00 Ret.ExistDryFGD & ACI & HRI | 0 | 0 | 0 | 10492.857 | 9594.7764 | 10742.0388 | 10949.0079
00 Ret.ExistDryFGD & ACI & HRI & CCS | 0 | 0 | 0 | 0 | 0 | 0 | 0
00 Ret.ExistDryFGD & ACI & SCR | 0 | 2159.9987 | 2159.9987 | 2159.9987 | 2159.9987 | 2159.9987 | 2159.9987
00 Ret.ExistDryFGD & ACI & SCR & CCS | 0 | 0 | 0 | 0 | 0 | 0 | 0
00 Ret.ExistDryFGD & ACI & SCR & HRI | 0 | 0 | 0 | 0 | 0 | 0 | 0
00 Ret.ExistDryFGD & ACI & SCR & HRI & CCS | 0 | 0 | 0 | 0 | 0 | 0 | 0
00 Ret.ExistDryFGD & ACI & SNCR | 0 | 0 | 0 | 0 | 0 | 0 | 0
00 Ret.ExistDryFGD & ACI & SNCR & HRI | 0 | 0 | 0 | 0 | 0 | 0 | 0
00 Ret.ExistDryFGD & CCS | 0 | 0 | 0 | 0 | 0 | 0 | 0
00 Ret.ExistDryFGD & HRI | 0 | 0 | 0 | 0 | 0 | 0 | 0
00 Ret.ExistDryFGD & HRI & CCS | 0 | 0 | 0 | 0 | 0 | 0 | 0
00 Ret.ExistDryFGD & SCR | 0 | 3593.0516 | 3593.0516 | 3593.0516 | 3593.0516 | 3593.0516 | 3593.0516
00 Ret.ExistDryFGD & SCR & CCS | 0 | 0 | 0 | 0 | 0 | 0 | 0
00 Ret.ExistDryFGD & SCR & HRI | 0 | 0 | 0 | 0 | 0 | 0 | 0
00 Ret.ExistDryFGD & SCR & HRI & CCS | 0 | 0 | 0 | 0 | 0 | 0 | 0
00 Ret.ExistDryFGD & SNCR | 0 | 0 | 0 | 0 | 0 | 0 | 0
00 Ret.ExistDryFGD & SNCR & HRI | 0 | 0 | 0 | 0 | 0 | 0 | 0
00 Ret.ExistDryFGD_ACI & CCS | 0 | 0 | 0 | 0 | 0 | 0 | 0
00 Ret.ExistDryFGD_ACI & HRI | 0 | 0 | 0 | 23673.7012 | 22040.2527 | 23673.7012 | 23673.7012
00 Ret.ExistDryFGD_ACI & HRI & CCS | 0 | 0 | 0 | 0 | 0 | 0 | 0
00 Ret.ExistDryFGD_ACI & SCR | 900.0226 | 3283.5668 | 3280.5531 | 873.4659 | 765.3018 | 866.2137 | 875.9562
00 Ret.ExistDryFGD_ACI & SCR & CCS | 0 | 0 | 0 | 0 | 0 | 0 | 0
00 Ret.ExistDryFGD_ACI & SCR & HRI | 0 | 0 | 0 | 2365.8987 | 1707.3327 | 2339.6321 | 2234.4722
00 Ret.ExistDryFGD_ACI & SCR & HRI & CCS | 0 | 0 | 0 | 0 | 0 | 0 | 0
00 Ret.ExistDryFGD_SCR & ACI & CCS | 0 | 0 | 0 | 0 | 0 | 0 | 0
00 Ret.ExistDryFGD_SCR & ACI & HRI | 0 | 0 | 0 | 19.5571 | 4028.0914 | 4028.0928 | 4028.0921
00 Ret.ExistDryFGD_SCR & ACI & HRI & CCS | 0 | 0 | 0 | 0 | 0 | 0 | 0
00 Ret.ExistDryFGD_SCR & CCS | 0 | 0 | 0 | 0 | 0 | 0 | 0
00 Ret.ExistDryFGD_SNCR & ACI & HRI | 0 | 0 | 0 | 0 | 0 | 0 | 0
00 Ret.ExistDSI & ACI | 7.4408 | 7.4408 | 7.4408 | 7.4408 | 6.4996 | 7.4408 | 7.4408
00 Ret.ExistDSI & ACI & HRI | 0 | 0 | 0 | 0 | 0 | 0 | 0
00 Ret.ExistDSI & ACI & SCR | 0 | 0 | 0 | 0 | 0 | 0 | 0
00 Ret.ExistDSI & ACI & SCR & DryFGD & CCS | 0 | 0 | 0 | 0 | 0 | 0 | 0
00 Ret.ExistDSI & ACI & SCR & DryFGD & HRI | 0 | 0 | 0 | 0 | 0 | 0 | 0
00 Ret.ExistDSI & ACI & SCR & DryFGD & HRI & CCS | 0 | 0 | 0 | 0 | 0 | 0 | 0
00 Ret.ExistDSI & ACI & SCR & HRI | 0 | 0 | 0 | 0 | 0 | 0 | 0
00 Ret.ExistDSI & ACI & SCR & WetFGD & CCS | 0 | 0 | 0 | 0 | 0 | 0 | 0
00 Ret.ExistDSI & ACI & SCR & WetFGD & HRI | 0 | 0 | 0 | 0 | 0 | 0 | 0
00 Ret.ExistDSI & ACI & SCR & WetFGD & HRI & CCS | 0 | 0 | 0 | 0 | 0 | 0 | 0
00 Ret.ExistDSI & DryFGD | 0 | 0 | 0 | 0 | 0 | 0 | 0
00 Ret.ExistDSI & DryFGD & ACI | 0 | 0 | 0 | 0 | 0 | 0 | 0
00 Ret.ExistDSI & DryFGD & ACI & CCS | 0 | 0 | 0 | 0 | 0 | 0 | 0
00 Ret.ExistDSI & DryFGD & ACI & HRI | 0 | 0 | 0 | 0 | 0 | 0 | 0
00 Ret.ExistDSI & DryFGD & ACI & HRI & CCS | 0 | 0 | 0 | 0 | 0 | 0 | 0
00 Ret.ExistDSI & DryFGD & CCS | 0 | 0 | 0 | 0 | 0 | 0 | 0
00 Ret.ExistDSI & DryFGD & HRI | 0 | 0 | 0 | 0 | 0 | 0 | 0
00 Ret.ExistDSI & DryFGD & HRI & CCS | 0 | 0 | 0 | 0 | 0 | 0 | 0
00 Ret.ExistDSI & HRI | 0 | 0 | 0 | 0 | 0 | 0 | 0
00 Ret.ExistDSI & SCR | 0 | 0 | 0 | 0 | 0 | 0 | 0
00 Ret.ExistDSI & SCR & DryFGD | 0 | 0 | 0 | 0 | 0 | 0 | 0
00 Ret.ExistDSI & SCR & DryFGD & ACI | 0 | 0 | 0 | 0 | 0 | 0 | 0
00 Ret.ExistDSI & SCR & DryFGD & CCS | 0 | 0 | 0 | 0 | 0 | 0 | 0
00 Ret.ExistDSI & SCR & DryFGD & HRI | 0 | 0 | 0 | 0 | 0 | 0 | 0
00 Ret.ExistDSI & SCR & DryFGD & HRI & CCS | 0 | 0 | 0 | 0 | 0 | 0 | 0
00 Ret.ExistDSI & SCR & HRI | 0 | 0 | 0 | 0 | 0 | 0 | 0
00 Ret.ExistDSI & SCR & WetFGD | 0 | 0 | 0 | 0 | 0 | 0 | 0
00 Ret.ExistDSI & SCR & WetFGD & ACI | 0 | 0 | 0 | 0 | 0 | 0 | 0
00 Ret.ExistDSI & SCR & WetFGD & CCS | 0 | 0 | 0 | 0 | 0 | 0 | 0
00 Ret.ExistDSI & SCR & WetFGD & HRI | 0 | 0 | 0 | 0 | 0 | 0 | 0
00 Ret.ExistDSI & SCR & WetFGD & HRI & CCS | 0 | 0 | 0 | 0 | 0 | 0 | 0
00 Ret.ExistDSI & SNCR | 0 | 0 | 0 | 0 | 0 | 0 | 0
00 Ret.ExistDSI & SNCR & ACI | 0 | 0 | 0 | 0 | 0 | 0 | 0
00 Ret.ExistDSI & SNCR & ACI & HRI | 0 | 0 | 0 | 0 | 0 | 0 | 0
00 Ret.ExistDSI & SNCR & DryFGD | 0 | 0 | 0 | 0 | 0 | 0 | 0
00 Ret.ExistDSI & SNCR & DryFGD & ACI | 0 | 0 | 0 | 0 | 0 | 0 | 0
00 Ret.ExistDSI & SNCR & DryFGD & ACI & HRI | 0 | 0 | 0 | 0 | 0 | 0 | 0
00 Ret.ExistDSI & SNCR & DryFGD & HRI | 0 | 0 | 0 | 0 | 0 | 0 | 0
00 Ret.ExistDSI & SNCR & HRI | 0 | 0 | 0 | 0 | 0 | 0 | 0
00 Ret.ExistDSI & SNCR & WetFGD | 0 | 0 | 0 | 0 | 0 | 0 | 0
00 Ret.ExistDSI & SNCR & WetFGD & ACI | 0 | 0 | 0 | 0 | 0 | 0 | 0
00 Ret.ExistDSI & SNCR & WetFGD & ACI & HRI | 0 | 0 | 0 | 0 | 0 | 0 | 0
00 Ret.ExistDSI & SNCR & WetFGD & HRI | 0 | 0 | 0 | 0 | 0 | 0 | 0
00 Ret.ExistDSI & WetFGD | 0 | 0 | 0 | 0 | 0 | 0 | 0
00 Ret.ExistDSI & WetFGD & ACI | 0 | 0 | 0 | 0 | 0 | 0 | 0
00 Ret.ExistDSI & WetFGD & ACI & CCS | 0 | 0 | 0 | 0 | 0 | 0 | 0
00 Ret.ExistDSI & WetFGD & ACI & HRI | 0 | 0 | 0 | 0 | 0 | 0 | 0
00 Ret.ExistDSI & WetFGD & ACI & HRI & CCS | 0 | 0 | 0 | 0 | 0 | 0 | 0
00 Ret.ExistDSI & WetFGD & CCS | 0 | 0 | 0 | 0 | 0 | 0 | 0
00 Ret.ExistDSI & WetFGD & HRI | 0 | 0 | 0 | 0 | 0 | 0 | 0
00 Ret.ExistDSI & WetFGD & HRI & CCS | 0 | 0 | 0 | 0 | 0 | 0 | 0
00 Ret.ExistSCR & ACI | 0 | 0 | 0 | 0 | 0 | 0 | 0
00 Ret.ExistSCR & ACI & DryFGD | 0 | 0 | 0 | 0 | 0 | 0 | 0
00 Ret.ExistSCR & ACI & DryFGD & HRI | 0 | 0 | 0 | 0 | 0 | 0 | 0
00 Ret.ExistSCR & ACI & DSI | 11835.184 | 11835.184 | 19322.0771 | 4035.6737 | 3697.3275 | 4353.0231 | 6021.8331
00 Ret.ExistSCR & ACI & DSI & DryFGD | 0 | 0 | 0 | 0 | 0 | 0 | 0
00 Ret.ExistSCR & ACI & DSI & DryFGD & HRI | 0 | 0 | 0 | 0 | 0 | 0 | 0
00 Ret.ExistSCR & ACI & DSI & HRI | 0 | 0 | 0 | 7482.1609 | 7308.8353 | 7482.1609 | 7482.1609
00 Ret.ExistSCR & ACI & DSI & WetFGD | 0 | 0 | 0 | 0 | 0 | 0 | 0
00 Ret.ExistSCR & ACI & DSI & WetFGD & HRI | 0 | 0 | 0 | 0 | 0 | 0 | 0
00 Ret.ExistSCR & ACI & HRI | 0 | 0 | 0 | 0 | 0 | 0 | 0
00 Ret.ExistSCR & ACI & WetFGD | 0 | 0 | 0 | 0 | 0 | 0 | 0
00 Ret.ExistSCR & ACI & WetFGD & HRI | 0 | 0 | 0 | 0 | 0 | 0 | 0
00 Ret.ExistSCR & DryFGD | 0 | 0 | 0 | 0 | 0 | 0 | 0
00 Ret.ExistSCR & DryFGD & ACI & CCS | 0 | 0 | 0 | 0 | 0 | 0 | 0
00 Ret.ExistSCR & DryFGD & ACI & HRI & CCS | 0 | 0 | 0 | 0 | 0 | 0 | 0
00 Ret.ExistSCR & DryFGD & CCS | 0 | 0 | 0 | 0 | 0 | 0 | 0
00 Ret.ExistSCR & DryFGD & HRI | 0 | 0 | 0 | 0 | 0 | 0 | 0
00 Ret.ExistSCR & DryFGD & HRI & CCS | 0 | 0 | 0 | 0 | 0 | 0 | 0
00 Ret.ExistSCR & DSI | 0 | 0 | 0 | 0 | 0 | 0 | 0
00 Ret.ExistSCR & DSI & DryFGD | 0 | 0 | 0 | 0 | 0 | 0 | 0
00 Ret.ExistSCR & DSI & DryFGD & HRI | 0 | 0 | 0 | 0 | 0 | 0 | 0
00 Ret.ExistSCR & DSI & HRI | 0 | 0 | 0 | 0 | 0 | 0 | 0
00 Ret.ExistSCR & DSI & WetFGD | 0 | 0 | 0 | 0 | 0 | 0 | 0
00 Ret.ExistSCR & DSI & WetFGD & HRI | 0 | 0 | 0 | 0 | 0 | 0 | 0
00 Ret.ExistSCR & HRI | 0 | 0 | 0 | 0 | 0 | 0 | 0
00 Ret.ExistSCR & WetFGD | 8628.2058 | 8628.2058 | 8613.2952 | 8628.2058 | 8628.2058 | 8628.2058 | 8628.2058
00 Ret.ExistSCR & WetFGD & ACI & CCS | 0 | 0 | 0 | 0 | 0 | 0 | 0
00 Ret.ExistSCR & WetFGD & ACI & HRI & CCS | 0 | 0 | 0 | 0 | 0 | 0 | 0
00 Ret.ExistSCR & WetFGD & CCS | 0 | 0 | 0 | 0 | 0 | 0 | 0
00 Ret.ExistSCR & WetFGD & HRI | 0 | 0 | 0 | 0 | 0 | 0 | 0
00 Ret.ExistSCR & WetFGD & HRI & CCS | 0 | 0 | 0 | 0 | 0 | 0 | 0
00 Ret.ExistSCR_ACI & DryFGD | 2816.8331 | 2816.8331 | 2811.8861 | 0 | 0 | 0 | 0
00 Ret.ExistSCR_ACI & DryFGD & CCS | 0 | 0 | 0 | 0 | 0 | 0 | 0
00 Ret.ExistSCR_ACI & DryFGD & HRI | 0 | 0 | 0 | 2816.8331 | 2460.5037 | 2816.8331 | 2816.8331
00 Ret.ExistSCR_ACI & DryFGD & HRI & CCS | 0 | 0 | 0 | 0 | 0 | 0 | 0
00 Ret.ExistSCR_ACI & DSI | 0 | 0 | 0 | 0 | 0 | 0 | 0
00 Ret.ExistSCR_ACI & DSI & HRI | 0 | 0 | 0 | 0 | 0 | 0 | 0
00 Ret.ExistSCR_ACI & HRI | 0 | 0 | 0 | 0 | 0 | 0 | 0
00 Ret.ExistSCR_ACI & WetFGD | 0 | 0 | 0 | 0 | 0 | 0 | 0
00 Ret.ExistSCR_ACI & WetFGD & CCS | 0 | 0 | 0 | 0 | 0 | 0 | 0
00 Ret.ExistSCR_ACI & WetFGD & HRI | 0 | 0 | 0 | 0 | 0 | 0 | 0
00 Ret.ExistSCR_ACI & WetFGD & HRI & CCS | 0 | 0 | 0 | 0 | 0 | 0 | 0
00 Ret.ExistSCR_DryFGD & ACI | 7534.1414 | 7532.5798 | 7525.4963 | 7513.799 | 3505.2646 | 3505.2646 | 3505.2646
00 Ret.ExistSCR_DryFGD & HRI | 0 | 0 | 0 | 0 | 0 | 0 | 0
00 Ret.ExistSCR_DryFGD & HRI & CCS | 0 | 0 | 0 | 0 | 0 | 0 | 0
00 Ret.ExistSCR_DryFGD_ACI & CCS | 0 | 0 | 0 | 0 | 0 | 0 | 0
00 Ret.ExistSCR_DryFGD_ACI & HRI | 0 | 0 | 0 | 16103.7168 | 27577.6501 | 28651.3681 | 28651.3681
00 Ret.ExistSCR_DryFGD_ACI & HRI & CCS | 0 | 0 | 0 | 0 | 0 | 0 | 0
00 Ret.ExistSCR_DryFGD_ACI_DSI & CCS | 0 | 0 | 0 | 0 | 0 | 0 | 0
00 Ret.ExistSCR_DryFGD_ACI_DSI & HRI | 0 | 0 | 0 | 2750.8061 | 2402.8291 | 2750.8061 | 2750.8061
00 Ret.ExistSCR_DryFGD_ACI_DSI & HRI & CCS | 0 | 0 | 0 | 0 | 0 | 0 | 0
00 Ret.ExistSCR_DSI & ACI | 0 | 0 | 0 | 0 | 0 | 0 | 0
00 Ret.ExistSCR_DSI & ACI & HRI | 0 | 0 | 0 | 0 | 0 | 0 | 0
00 Ret.ExistSCR_DSI & DryFGD | 0 | 0 | 0 | 0 | 0 | 0 | 0
00 Ret.ExistSCR_DSI & DryFGD & ACI | 0 | 0 | 0 | 0 | 0 | 0 | 0
00 Ret.ExistSCR_DSI & DryFGD & ACI & HRI | 0 | 0 | 0 | 0 | 0 | 0 | 0
00 Ret.ExistSCR_DSI & DryFGD & HRI | 0 | 0 | 0 | 0 | 0 | 0 | 0
00 Ret.ExistSCR_DSI & HRI | 0 | 0 | 0 | 0 | 0 | 0 | 0
00 Ret.ExistSCR_DSI & WetFGD | 0 | 0 | 0 | 0 | 0 | 0 | 0
00 Ret.ExistSCR_DSI & WetFGD & ACI | 0 | 0 | 0 | 0 | 0 | 0 | 0
00 Ret.ExistSCR_DSI & WetFGD & ACI & HRI | 0 | 0 | 0 | 0 | 0 | 0 | 0
00 Ret.ExistSCR_DSI & WetFGD & HRI | 0 | 0 | 0 | 0 | 0 | 0 | 0
00 Ret.ExistSCR_WetFGD & ACI | 49859.1596 | 53114.277 | 56829.0847 | 26243.1412 | 18851.1356 | 25624.4188 | 27012.9389
00 Ret.ExistSCR_WetFGD & HRI | 0 | 0 | 0 | 337026.7185 | 312133.7383 | 328811.4462 | 327045.6643
00 Ret.ExistSCR_WetFGD & HRI & CCS | 0 | 0 | 0 | 0 | 0 | 0 | 0
00 Ret.ExistSCR_WetFGD_ACI & CCS | 0 | 0 | 0 | 0 | 0 | 0 | 0
00 Ret.ExistSCR_WetFGD_ACI & HRI | 0 | 0 | 0 | 65652.9594 | 80649.4325 | 82451.2074 | 82451.2074
00 Ret.ExistSCR_WetFGD_ACI & HRI & CCS | 0 | 0 | 0 | 0 | 0 | 0 | 0
00 Ret.ExistSCR_WetFGD_ACI_DSI & CCS | 0 | 0 | 0 | 0 | 0 | 0 | 0
00 Ret.ExistSCR_WetFGD_ACI_DSI & HRI | 0 | 0 | 0 | 6586.1359 | 6220.2736 | 6331.624 | 6586.1359
00 Ret.ExistSCR_WetFGD_ACI_DSI & HRI & CCS | 0 | 0 | 0 | 0 | 0 | 0 | 0
00 Ret.ExistSCR_WetFGD_DSI & HRI | 0 | 0 | 0 | 0 | 0 | 0 | 0
00 Ret.ExistSCR_WetFGD_DSI & HRI & CCS | 0 | 0 | 0 | 0 | 0 | 0 | 0
00 Ret.ExistSNCR & ACI | 0 | 0 | 0 | 0 | 0 | 0 | 0
00 Ret.ExistSNCR & ACI & DryFGD | 0 | 0 | 0 | 0 | 0 | 0 | 0
00 Ret.ExistSNCR & ACI & DryFGD & HRI | 0 | 0 | 0 | 0 | 0 | 0 | 0
00 Ret.ExistSNCR & ACI & DSI | 712.7456 | 712.7456 | 711.5507 | 0 | 0 | 0 | 0
00 Ret.ExistSNCR & ACI & DSI & DryFGD | 0 | 0 | 0 | 0 | 0 | 0 | 0
00 Ret.ExistSNCR & ACI & DSI & DryFGD & HRI | 0 | 0 | 0 | 0 | 0 | 0 | 0
00 Ret.ExistSNCR & ACI & DSI & HRI | 0 | 0 | 0 | 712.7456 | 712.7456 | 712.7456 | 712.7456
00 Ret.ExistSNCR & ACI & DSI & WetFGD | 0 | 0 | 0 | 0 | 0 | 0 | 0
00 Ret.ExistSNCR & ACI & DSI & WetFGD & HRI | 0 | 0 | 0 | 0 | 0 | 0 | 0
00 Ret.ExistSNCR & ACI & HRI | 0 | 0 | 0 | 0 | 0 | 0 | 0
00 Ret.ExistSNCR & ACI & WetFGD | 1625.0951 | 1625.0951 | 1622.326 | 0 | 0 | 0 | 0
00 Ret.ExistSNCR & ACI & WetFGD & HRI | 0 | 0 | 0 | 1625.0951 | 1625.0951 | 1625.0951 | 1625.0951
00 Ret.ExistSNCR & DryFGD | 0 | 0 | 0 | 0 | 0 | 0 | 0
00 Ret.ExistSNCR & DryFGD & ACI & CCS | 0 | 0 | 0 | 0 | 0 | 0 | 0
00 Ret.ExistSNCR & DryFGD & ACI & HRI & CCS | 0 | 0 | 0 | 0 | 0 | 0 | 0
00 Ret.ExistSNCR & DryFGD & CCS | 0 | 0 | 0 | 0 | 0 | 0 | 0
00 Ret.ExistSNCR & DryFGD & HRI | 0 | 0 | 0 | 0 | 0 | 0 | 0
00 Ret.ExistSNCR & DryFGD & HRI & CCS | 0 | 0 | 0 | 0 | 0 | 0 | 0
00 Ret.ExistSNCR & DSI | 0 | 0 | 0 | 0 | 0 | 0 | 0
00 Ret.ExistSNCR & DSI & DryFGD | 0 | 0 | 0 | 0 | 0 | 0 | 0
00 Ret.ExistSNCR & DSI & DryFGD & HRI | 0 | 0 | 0 | 0 | 0 | 0 | 0
00 Ret.ExistSNCR & DSI & HRI | 0 | 0 | 0 | 0 | 0 | 0 | 0
00 Ret.ExistSNCR & DSI & WetFGD | 0 | 0 | 0 | 0 | 0 | 0 | 0
00 Ret.ExistSNCR & DSI & WetFGD & HRI | 0 | 0 | 0 | 0 | 0 | 0 | 0
00 Ret.ExistSNCR & HRI | 0 | 0 | 0 | 0 | 0 | 0 | 0
00 Ret.ExistSNCR & WetFGD | 0 | 0 | 0 | 0 | 0 | 0 | 0
00 Ret.ExistSNCR & WetFGD & ACI & CCS | 0 | 0 | 0 | 0 | 0 | 0 | 0
00 Ret.ExistSNCR & WetFGD & ACI & HRI & CCS | 0 | 0 | 0 | 0 | 0 | 0 | 0
00 Ret.ExistSNCR & WetFGD & CCS | 0 | 0 | 0 | 0 | 0 | 0 | 0
00 Ret.ExistSNCR & WetFGD & HRI | 0 | 0 | 0 | 0 | 0 | 0 | 0
00 Ret.ExistSNCR & WetFGD & HRI & CCS | 0 | 0 | 0 | 0 | 0 | 0 | 0
00 Ret.ExistSNCR_ACI & DryFGD | 7210.7755 | 7210.7755 | 7198.2142 | 6298.6124 | 6298.6124 | 7210.7755 | 7210.7755
00 Ret.ExistSNCR_ACI & DryFGD & CCS | 0 | 0 | 0 | 0 | 0 | 0 | 0
00 Ret.ExistSNCR_ACI & DryFGD & HRI | 0 | 0 | 0 | 0 | 0 | 0 | 0
00 Ret.ExistSNCR_ACI & DryFGD & HRI & CCS | 0 | 0 | 0 | 0 | 0 | 0 | 0
00 Ret.ExistSNCR_ACI & DSI | 274.5531 | 624.7873 | 754.946 | 274.5531 | 216.7791 | 624.7873 | 624.7873
00 Ret.ExistSNCR_ACI & DSI & HRI | 0 | 0 | 0 | 0 | 0 | 0 | 0
00 Ret.ExistSNCR_ACI & HRI | 0 | 0 | 0 | 0 | 0 | 0 | 0
00 Ret.ExistSNCR_ACI & WetFGD | 0 | 0 | 0 | 0 | 0 | 0 | 0
00 Ret.ExistSNCR_ACI & WetFGD & CCS | 0 | 0 | 0 | 0 | 0 | 0 | 0
00 Ret.ExistSNCR_ACI & WetFGD & HRI | 0 | 0 | 0 | 0 | 0 | 0 | 0
00 Ret.ExistSNCR_ACI & WetFGD & HRI & CCS | 0 | 0 | 0 | 0 | 0 | 0 | 0
00 Ret.ExistSNCR_ACI_DSI & DryFGD | 0 | 0 | 0 | 0 | 0 | 0 | 0
00 Ret.ExistSNCR_ACI_DSI & DryFGD & HRI | 0 | 0 | 0 | 0 | 0 | 0 | 0
00 Ret.ExistSNCR_ACI_DSI & HRI | 0 | 0 | 0 | 0 | 0 | 0 | 0
00 Ret.ExistSNCR_ACI_DSI & WetFGD | 0 | 0 | 0 | 0 | 0 | 0 | 0
00 Ret.ExistSNCR_ACI_DSI & WetFGD & HRI | 0 | 0 | 0 | 0 | 0 | 0 | 0
00 Ret.ExistSNCR_DryFGD & ACI | 0 | 0 | 0 | 0 | 0 | 0 | 0
00 Ret.ExistSNCR_DryFGD & HRI | 0 | 0 | 0 | 0 | 0 | 0 | 0
00 Ret.ExistSNCR_DryFGD_ACI & CCS | 0 | 0 | 0 | 0 | 0 | 0 | 0
00 Ret.ExistSNCR_DryFGD_ACI & HRI | 0 | 0 | 0 | 533.541 | 5110.4381 | 5232.3014 | 5217.4084
00 Ret.ExistSNCR_DryFGD_ACI & HRI & CCS | 0 | 0 | 0 | 0 | 0 | 0 | 0
00 Ret.ExistSNCR_DSI & ACI | 0 | 0 | 0 | 0 | 0 | 0 | 0
00 Ret.ExistSNCR_DSI & ACI & DryFGD | 0 | 0 | 0 | 0 | 0 | 0 | 0
00 Ret.ExistSNCR_DSI & ACI & DryFGD & HRI | 0 | 0 | 0 | 0 | 0 | 0 | 0
00 Ret.ExistSNCR_DSI & ACI & HRI | 0 | 0 | 0 | 0 | 0 | 0 | 0
00 Ret.ExistSNCR_DSI & ACI & WetFGD | 0 | 0 | 0 | 0 | 0 | 0 | 0
00 Ret.ExistSNCR_DSI & ACI & WetFGD & HRI | 0 | 0 | 0 | 0 | 0 | 0 | 0
00 Ret.ExistSNCR_DSI & DryFGD | 0 | 0 | 0 | 0 | 0 | 0 | 0
00 Ret.ExistSNCR_DSI & DryFGD & ACI & CCS | 0 | 0 | 0 | 0 | 0 | 0 | 0
00 Ret.ExistSNCR_DSI & DryFGD & ACI & HRI & CCS | 0 | 0 | 0 | 0 | 0 | 0 | 0
00 Ret.ExistSNCR_DSI & DryFGD & CCS | 0 | 0 | 0 | 0 | 0 | 0 | 0
00 Ret.ExistSNCR_DSI & DryFGD & HRI | 0 | 0 | 0 | 0 | 0 | 0 | 0
00 Ret.ExistSNCR_DSI & DryFGD & HRI & CCS | 0 | 0 | 0 | 0 | 0 | 0 | 0
00 Ret.ExistSNCR_DSI & HRI | 0 | 0 | 0 | 0 | 0 | 0 | 0
00 Ret.ExistSNCR_DSI & WetFGD | 0 | 0 | 0 | 0 | 0 | 0 | 0
00 Ret.ExistSNCR_DSI & WetFGD & ACI & CCS | 0 | 0 | 0 | 0 | 0 | 0 | 0
00 Ret.ExistSNCR_DSI & WetFGD & ACI & HRI & CCS | 0 | 0 | 0 | 0 | 0 | 0 | 0
00 Ret.ExistSNCR_DSI & WetFGD & CCS | 0 | 0 | 0 | 0 | 0 | 0 | 0
00 Ret.ExistSNCR_DSI & WetFGD & HRI | 0 | 0 | 0 | 0 | 0 | 0 | 0
00 Ret.ExistSNCR_DSI & WetFGD & HRI & CCS | 0 | 0 | 0 | 0 | 0 | 0 | 0
00 Ret.ExistSNCR_WetFGD & ACI | 18111 | 14939.0319 | 14952.7035 | 2008.58 | 1762.9073 | 1915.211 | 2018.8222
00 Ret.ExistSNCR_WetFGD & HRI | 0 | 0 | 0 | 5360.2632 | 4416.5848 | 5065.2535 | 4682.1899
00 Ret.ExistSNCR_WetFGD & HRI & CCS | 0 | 0 | 0 | 0 | 0 | 0 | 0
00 Ret.ExistSNCR_WetFGD_ACI & CCS | 0 | 0 | 0 | 0 | 0 | 0 | 0
00 Ret.ExistSNCR_WetFGD_ACI & HRI | 0 | 0 | 0 | 0 | 10506.4895 | 10506.4895 | 10506.4895
00 Ret.ExistSNCR_WetFGD_ACI & HRI & CCS | 0 | 0 | 0 | 0 | 0 | 0 | 0
00 Ret.ExistSNCR_WetFGD_ACI_DSI & CCS | 0 | 0 | 0 | 0 | 0 | 0 | 0
00 Ret.ExistSNCR_WetFGD_ACI_DSI & HRI | 0 | 0 | 0 | 0 | 0 | 0 | 0
00 Ret.ExistSNCR_WetFGD_ACI_DSI & HRI & CCS | 0 | 0 | 0 | 0 | 0 | 0 | 0
00 Ret.ExistWetFGD & ACI | 64380.5833 | 45814.4099 | 48712.4951 | 32720.6888 | 29822.0663 | 37520.7644 | 39430.6641
00 Ret.ExistWetFGD & ACI & CCS | 0 | 0 | 0 | 0 | 0 | 0 | 0
00 Ret.ExistWetFGD & ACI & HRI | 0 | 0 | 0 | 2491.042 | 1989.4591 | 2574.1561 | 2574.1561
00 Ret.ExistWetFGD & ACI & HRI & CCS | 0 | 0 | 0 | 0 | 0 | 0 | 0
00 Ret.ExistWetFGD & ACI & SCR | 0 | 15779.8863 | 15752.6439 | 15779.8863 | 15256.6158 | 15779.8863 | 15779.8863
00 Ret.ExistWetFGD & ACI & SCR & CCS | 0 | 0 | 0 | 0 | 0 | 0 | 0
00 Ret.ExistWetFGD & ACI & SCR & HRI | 0 | 0 | 0 | 0 | 0 | 0 | 0
00 Ret.ExistWetFGD & ACI & SCR & HRI & CCS | 0 | 0 | 0 | 0 | 0 | 0 | 0
00 Ret.ExistWetFGD & ACI & SNCR | 0 | 0 | 0 | 0 | 0 | 0 | 0
00 Ret.ExistWetFGD & ACI & SNCR & HRI | 0 | 0 | 0 | 0 | 0 | 0 | 0
00 Ret.ExistWetFGD & CCS | 0 | 0 | 0 | 0 | 0 | 0 | 0
00 Ret.ExistWetFGD & HRI | 0 | 0 | 0 | 6755.5902 | 10913.2279 | 11093.9214 | 11093.9214
00 Ret.ExistWetFGD & HRI & CCS | 0 | 0 | 0 | 0 | 0 | 0 | 0
00 Ret.ExistWetFGD & SCR | 28989.498 | 35744.381 | 35740.8352 | 36664.1009 | 35739.323 | 36184.8448 | 36184.8448
00 Ret.ExistWetFGD & SCR & CCS | 0 | 0 | 0 | 0 | 0 | 0 | 0
00 Ret.ExistWetFGD & SCR & HRI | 0 | 0 | 0 | 1870.4427 | 2336.7146 | 2349.6989 | 2344.0376
00 Ret.ExistWetFGD & SCR & HRI & CCS | 0 | 0 | 0 | 0 | 0 | 0 | 0
00 Ret.ExistWetFGD & SNCR | 0 | 0 | 0 | 0 | 0 | 0 | 0
00 Ret.ExistWetFGD & SNCR & HRI | 0 | 0 | 0 | 0 | 0 | 0 | 0
00 Ret.ExistWetFGD_ACI & CCS | 0 | 0 | 0 | 0 | 0 | 0 | 0
00 Ret.ExistWetFGD_ACI & HRI | 0 | 0 | 0 | 14567.1865 | 14614.8299 | 15173.0052 | 15233.8954
00 Ret.ExistWetFGD_ACI & HRI & CCS | 0 | 0 | 0 | 0 | 0 | 0 | 0
00 Ret.ExistWetFGD_ACI & SCR | 0 | 1777.4716 | 1777.4716 | 1777.4716 | 1777.4716 | 1777.4716 | 1777.4716
00 Ret.ExistWetFGD_ACI & SCR & CCS | 0 | 0 | 0 | 0 | 0 | 0 | 0
00 Ret.ExistWetFGD_ACI & SCR & HRI | 0 | 0 | 0 | 0 | 0 | 0 | 0
00 Ret.ExistWetFGD_ACI & SCR & HRI & CCS | 0 | 0 | 0 | 0 | 0 | 0 | 0
00 Ret.ExistWetFGD_ACI & SNCR | 0 | 0 | 0 | 0 | 0 | 0 | 0
00 Ret.ExistWetFGD_ACI & SNCR & HRI | 0 | 0 | 0 | 0 | 0 | 0 | 0
00 Ret.ExistWetFGD_ACI_DSI & CCS | 0 | 0 | 0 | 0 | 0 | 0 | 0
00 Ret.ExistWetFGD_ACI_DSI & HRI | 0 | 0 | 0 | 11464.6785 | 10126.1988 | 10071.763 | 10322.856
00 Ret.ExistWetFGD_ACI_DSI & HRI & CCS | 0 | 0 | 0 | 0 | 0 | 0 | 0
00 Ret.ExistWetFGD_ACI_DSI & SCR | 0 | 0 | 0 | 0 | 0 | 0 | 0
00 Ret.ExistWetFGD_ACI_DSI & SCR & CCS | 0 | 0 | 0 | 0 | 0 | 0 | 0
00 Ret.ExistWetFGD_ACI_DSI & SCR & HRI | 0 | 0 | 0 | 0 | 0 | 0 | 0
00 Ret.ExistWetFGD_ACI_DSI & SCR & HRI & CCS | 0 | 0 | 0 | 0 | 0 | 0 | 0
00 Ret.ExistWetFGD_SCR & ACI & CCS | 0 | 0 | 0 | 0 | 0 | 0 | 0
00 Ret.ExistWetFGD_SCR & ACI & HRI | 0 | 0 | 0 | 23971.585 | 16743.8369 | 24502.3858 | 24363.7499
00 Ret.ExistWetFGD_SCR & ACI & HRI & CCS | 0 | 0 | 0 | 0 | 0 | 0 | 0
00 Ret.ExistWetFGD_SCR & CCS | 0 | 0 | 0 | 0 | 0 | 0 | 0
00 Ret.ExistWetFGD_SCR_DSI & CCS | 0 | 0 | 0 | 0 | 0 | 0 | 0
00 Ret.ExistWetFGD_SNCR & ACI & CCS | 0 | 0 | 0 | 0 | 0 | 0 | 0
00 Ret.ExistWetFGD_SNCR & ACI & HRI | 0 | 0 | 0 | 13091.6703 | 11062.8182 | 12534.0715 | 11976.9013
00 Ret.ExistWetFGD_SNCR & ACI & HRI & CCS | 0 | 0 | 0 | 0 | 0 | 0 | 0
00 Ret.ExistWetFGD_SNCR & CCS | 0 | 0 | 0 | 0 | 0 | 0 | 0
00 Ret.FB & ACI | 2949.6283 | 3308.2822 | 3308.2822 | 3126.9382 | 1034.5139 | 3063.2579 | 3126.9382
00 Ret.FB & ACI & HRI | 0 | 0 | 0 | 0 | 0 | 0 | 0
00 Ret.FB & HRI | 0 | 0 | 0 | 3060.976 | 3006.1343 | 3060.976 | 3060.976
00 Ret.FB DryFGD | 0 | 0 | 0 | 0 | 0 | 0 | 0
00 Ret.FB DryFGD & ACI | 0 | 0 | 0 | 0 | 0 | 0 | 0
00 Ret.FB DryFGD & ACI & HRI | 0 | 0 | 0 | 0 | 0 | 0 | 0
00 Ret.FB DryFGD & HRI | 0 | 0 | 0 | 0 | 0 | 0 | 0
00 Ret.FB DryFGD & SCR | 0 | 0 | 0 | 0 | 0 | 0 | 0
00 Ret.FB DryFGD & SCR & HRI | 0 | 0 | 0 | 0 | 0 | 0 | 0
00 Ret.FB DryFGD & SNCR | 0 | 0 | 0 | 0 | 0 | 0 | 0
00 Ret.FB DryFGD & SNCR & HRI | 0 | 0 | 0 | 0 | 0 | 0 | 0
00 Ret.FB SNCR & DryFGD & ACI | 0 | 0 | 0 | 0 | 0 | 0 | 0
00 Ret.FB SNCR & DryFGD & ACI & HRI | 0 | 0 | 0 | 0 | 0 | 0 | 0
00 Ret.FB-ACI & SNCR | 0 | 0 | 0 | 0 | 0 | 0 | 0
00 Ret.FB-ACI & SNCR & CCS | 0 | 0 | 0 | 0 | 0 | 0 | 0
00 Ret.FB-ACI & SNCR & HRI | 0 | 0 | 0 | 0 | 0 | 0 | 0
00 Ret.FB-ACI & SNCR & HRI & CCS | 0 | 0 | 0 | 0 | 0 | 0 | 0
00 Ret.FB-Exist ACI & DryFGD | 0 | 0 | 0 | 0 | 0 | 0 | 0
00 Ret.FB-Exist ACI & DryFGD & HRI | 0 | 0 | 0 | 0 | 0 | 0 | 0
00 Ret.FB-Exist ACI & DryFGD & SNCR | 0 | 0 | 0 | 0 | 0 | 0 | 0
00 Ret.FB-Exist ACI & DryFGD & SNCR & HRI | 0 | 0 | 0 | 0 | 0 | 0 | 0
00 Ret.FB-Exist ACI & SNCR | 0 | 0 | 0 | 0 | 0 | 0 | 0
00 Ret.FB-Exist ACI & SNCR & HRI | 0 | 0 | 0 | 0 | 0 | 0 | 0
00 Ret.FB-ExistACI & HRI | 0 | 0 | 0 | 0 | 0 | 0 | 0
00 Ret.FB-ExistDryFGD & HRI | 0 | 0 | 0 | 0 | 0 | 0 | 0
00 Ret.FB-ExistDryFGD & SNCR | 0 | 0 | 0 | 0 | 0 | 0 | 0
00 Ret.FB-ExistDryFGD & SNCR & HRI | 0 | 0 | 0 | 0 | 0 | 0 | 0
00 Ret.FB-ExistDryFGD_SNCR & ACI | 0 | 0 | 0 | 0 | 0 | 0 | 0
00 Ret.FB-ExistDryFGD_SNCR & ACI & HRI | 0 | 0 | 0 | 0 | 0 | 0 | 0
00 Ret.FB-ExistDryFGD_SNCR & HRI | 0 | 0 | 0 | 7910.2919 | 6116.7295 | 8251.8364 | 8462.9301
00 Ret.FB-ExistDryFGD_SNCR_ACI & HRI | 0 | 0 | 0 | 0 | 0 | 0 | 0
00 Ret.FB-ExistDryFGD_SNCR_ACI & HRI & CCS | 0 | 0 | 0 | 0 | 0 | 0 | 0
00 Ret.FB-ExistSNCR & ACI | 441.4177 | 441.4177 | 441.4177 | 441.4177 | 441.4177 | 441.4177 | 441.4177
00 Ret.FB-ExistSNCR & ACI & HRI | 0 | 0 | 0 | 0 | 0 | 0 | 0
00 Ret.FB-ExistSNCR & DryFGD | 0 | 0 | 0 | 0 | 0 | 0 | 0
00 Ret.FB-ExistSNCR & DryFGD & ACI | 0 | 0 | 0 | 0 | 0 | 0 | 0
00 Ret.FB-ExistSNCR & DryFGD & ACI & HRI | 0 | 0 | 0 | 0 | 0 | 0 | 0
00 Ret.FB-ExistSNCR & DryFGD & HRI | 0 | 0 | 0 | 0 | 0 | 0 | 0
00 Ret.FB-ExistSNCR & HRI | 0 | 0 | 0 | 1128.9292 | 1128.9292 | 1128.9292 | 1128.9292
00 Ret.FB-ExistWetFGD_SNCR_ACI & HRI | 0 | 0 | 0 | 0 | 0 | 0 | 0
00 Ret.FB-SCR & DryFGD & ACI | 0 | 0 | 0 | 0 | 0 | 0 | 0
00 Ret.FB-SCR & DryFGD & ACI & HRI | 0 | 0 | 0 | 0 | 0 | 0 | 0
00 Ret.FB-SNCR | 0 | 0 | 0 | 0 | 0 | 0 | 0
00 Ret.FB-SNCR & HRI | 0 | 0 | 0 | 0 | 0 | 0 | 0
00 Ret.HRI | 0 | 0 | 0 | 0 | 0 | 0 | 0
00 Ret.Oil/Gas Steam SCR | 10.9761 | 0 | 0 | 0 | 0 | 0 | 0
00 Ret.SCR | 1.0291 | 1.0291 | 0.4669 | 0 | 0 | 0 | 0
00 Ret.SCR & DryFGD | 0 | 0 | 0 | 0 | 0 | 0 | 0
00 Ret.SCR & DryFGD & ACI | 0 | 0 | 0 | 0 | 0 | 0 | 0
00 Ret.SCR & DryFGD & CCS | 0 | 0 | 0 | 0 | 0 | 0 | 0
00 Ret.SCR & DryFGD & HRI | 0 | 0 | 0 | 0 | 0 | 0 | 0
00 Ret.SCR & DryFGD & HRI & CCS | 0 | 0 | 0 | 0 | 0 | 0 | 0
00 Ret.SCR & DSI | 0 | 0 | 0 | 0 | 0 | 0 | 0
00 Ret.SCR & DSI & DryFGD | 0 | 0 | 0 | 0 | 0 | 0 | 0
00 Ret.SCR & DSI & DryFGD & HRI | 0 | 0 | 0 | 0 | 0 | 0 | 0
00 Ret.SCR & DSI & HRI | 0 | 0 | 0 | 0 | 0 | 0 | 0
00 Ret.SCR & DSI & WetFGD | 0 | 0 | 0 | 0 | 0 | 0 | 0
00 Ret.SCR & DSI & WetFGD & HRI | 0 | 0 | 0 | 0 | 0 | 0 | 0
00 Ret.SCR & HRI | 0 | 0 | 0 | 0.4669 | 0.38863 | 0.4669 | 0.4669
00 Ret.SCR & WetFGD | 0 | 0 | 0 | 0 | 0 | 0 | 0
00 Ret.SCR & WetFGD & ACI | 0 | 0 | 0 | 0 | 0 | 0 | 0
00 Ret.SCR & WetFGD & CCS | 0 | 0 | 0 | 0 | 0 | 0 | 0
00 Ret.SCR & WetFGD & HRI | 0 | 0 | 0 | 0 | 0 | 0 | 0
00 Ret.SCR & WetFGD & HRI & CCS | 0 | 0 | 0 | 0 | 0 | 0 | 0
00 Ret.SNCR | 0 | 0 | 0 | 0 | 0 | 0 | 0
00 Ret.SNCR & DryFGD | 0 | 0 | 0 | 0 | 0 | 0 | 0
00 Ret.SNCR & DryFGD & ACI | 0 | 0 | 0 | 0 | 0 | 0 | 0
00 Ret.SNCR & DryFGD & ACI & HRI | 0 | 0 | 0 | 0 | 0 | 0 | 0
00 Ret.SNCR & DryFGD & HRI | 0 | 0 | 0 | 0 | 0 | 0 | 0
00 Ret.SNCR & DSI | 0 | 0 | 0 | 0 | 0 | 0 | 0
00 Ret.SNCR & DSI & HRI | 0 | 0 | 0 | 0 | 0 | 0 | 0
00 Ret.SNCR & HRI | 0 | 0 | 0 | 0 | 0 | 0 | 0
00 Ret.SNCR & WetFGD | 0 | 0 | 0 | 0 | 0 | 0 | 0
00 Ret.SNCR & WetFGD & ACI | 0 | 0 | 0 | 0 | 0 | 0 | 0
00 Ret.SNCR & WetFGD & ACI & HRI | 0 | 0 | 0 | 0 | 0 | 0 | 0
00 Ret.SNCR & WetFGD & HRI | 0 | 0 | 0 | 0 | 0 | 0 | 0
00 Ret.WetFGD | 0 | 0 | 0 | 0 | 0 | 0 | 0
00 Ret.WetFGD & ACI & CCS | 0 | 0 | 0 | 0 | 0 | 0 | 0
00 Ret.WetFGD & ACI & HRI & CCS | 0 | 0 | 0 | 0 | 0 | 0 | 0
00 Ret.WetFGD & CCS | 0 | 0 | 0 | 0 | 0 | 0 | 0
00 Ret.WetFGD & HRI | 0 | 0 | 0 | 0 | 0 | 0 | 0
00 Ret.WetFGD & HRI & CCS | 0 | 0 | 0 | 0 | 0 | 0 | 0
00 CC Retirement | 0 | 0 | 0 | 0 | 0 | 0 | 0
00 CT Retirement | 0 | 0 | 0 | 0 | 0 | 0 | 0
00 O/G Retirement | 0 | 0 | 0 | 0 | 0 | 0 | 0
00 Coal Retirement | 0 | 0 | 0 | 0 | 0 | 0 | 0
00 IGCC Retirement | 0 | 0 | 0 | 0 | 0 | 0 | 0
00 Nuke Retirement | 0 | 0 | 0 | 0 | 0 | 0 | 0
00 Non-Fossil Retirement | 0 | 0 | 0 | 0 | 0 | 0 | 0
Total | 4055338.16 | 4130066.0837 | 4184448.1133 | 4334610.5286 | 4470074.652 | 4747120.1849 | 5051186.3734
(**) Ind. Boiler generation in BBtu, not included in the total
12a. Generation by Fuel Type [GWh]
Biomass | 42084.1248 | 33431.4023 | 34062.9469 | 36894.4137 | 38664.6331 | 43459.4382 | 49611.8034
Coal | 1294757.8412 | 1313007.4516 | 1364951.5564 | 1226073.0726 | 1105487.0766 | 1171624.3218 | 1158074.2159
Fwaste | 1081.7842 | 1081.7842 | 1081.7842 | 1081.7842 | 1081.7842 | 1081.7842 | 1081.7842
Geothermal | 16826.7048 | 16826.7048 | 21618.9153 | 24687.6693 | 26957.2631 | 26957.2631 | 29040.7647
Hydro | 272258.6652 | 273116.3738 | 300197.4395 | 329999.6343 | 330847.2367 | 330847.2368 | 330847.2367
LF Gas | 10897.6916 | 10898.2782 | 10898.2783 | 10898.2783 | 10898.2783 | 10898.2783 | 10898.2782
MSW | 7743.7098 | 7743.7098 | 7743.7098 | 7743.7098 | 7743.7098 | 7743.7098 | 7743.7098
NaturalGas | 1369542.5203 | 1351225.5265 | 1251494.8662 | 1314779.8704 | 1369333.684 | 1546060.2005 | 2030477.1524
None | 943.6272 | 943.6272 | 25424.3178 | 206757.5222 | 347695.0581 | 423065.1276 | 449706.5571
Non-Fossil | 8100.8637 | 8100.7356 | 8100.8637 | 8100.7868 | 8100.8572 | 8100.8637 | 8100.8422
Nuclear | 760923.8484 | 757969.5384 | 791860.5883 | 790663.7641 | 777038.0283 | 469320.1538 | 62341.7864
Oil | 629.6082 | 368.8099 | 43.2146 | 41.1712 | 0.6866 | 0 | 0
Pet. Coke | 6005.6993 | 3845.7778 | 5614.0277 | 3756.926 | 3113.782 | 9129.2084 | 10173.0705
Pumps | 11358.4569 | 11324.6946 | 10648.7848 | 10196.6501 | 10511.3267 | 6474.3755 | 6200.4167
RFO | 0 | 0 | 0 | 0 | 0 | 0 | 0
Solar | 29147.4038 | 29760.4593 | 38776.2762 | 45303.5162 | 112725.155 | 371862.351 | 575290.8762
Tires | 212.8489 | 212.8489 | 212.8489 | 212.8489 | 212.8489 | 212.8489 | 212.8489
Waste Coal | 6517.0502 | 6517.0502 | 6517.0502 | 6517.0502 | 6200.5272 | 6200.5272 | 6200.5272
Wind | 216305.7116 | 303691.3107 | 305200.6446 | 310901.8602 | 313462.7163 | 314082.4963 | 315184.5028
Total | 4055338.16 | 4130066.0837 | 4184448.1133 | 4334610.5286 | 4470074.652 | 4747120.1849 | 5051186.3734
13. Generation by Capacity Reporting Type [TBtu]
00 New Combined Cycle | 0 | 132.5477 | 182.5863 | 189.9035 | 356.2591 | 1789.5282 | 3702.0049
00 New Combined Cycle - Uncontrolled | 0 | 0 | 0 | 0 | 0 | 0 | 0
00 New Combined Cycle with Carbon Capture | 0 | 0 | 6.0243e-08 | 6.0243e-08 | 0 | 0 | 0
00 New Combustion Turbine | 0.81233 | 0.8298 | 0.77164 | 2.6757 | 2.3433 | 13.8271 | 18.0535
00 New Energy Efficiency | 0 | 0 | 84.2789 | 704.8649 | 1186.3355 | 1443.4982 | 1534.3988
00 New Hydro | 0 | 0 | 92.4006 | 194.0857 | 196.9777 | 196.9777 | 196.9777
00 New Nuclear | 0 | 0 | 0 | 0 | 0 | 0 | 0
00 New Biomass | 0 | 0 | 0 | 0 | 0 | 0 | 0
00 New Geothermal | 0 | 0 | 16.351 | 26.8216 | 34.5655 | 34.5655 | 41.6744
00 New Landfill Gas | 0 | 0 | 0 | 0 | 0 | 0 | 0
00 New Offshore Wind | 0 | 0 | 0 | 0 | 0 | 0 | 0
00 New Onshore Wind | 9.6311 | 307.7908 | 308.4818 | 327.9343 | 336.672 | 338.7867 | 342.5467
00 New Solar PV | 5.7952 | 5.8646 | 36.6266 | 58.8975 | 288.9402 | 1173.1163 | 1867.2144
00 New Solar Thermal | 0 | 0 | 0 | 0 | 0 | 0 | 0
00 New Fuel Cell | 0 | 0 | 0 | 0 | 0 | 0 | 0
00 New IGCC | 0 | 0 | 0 | 0 | 0 | 0 | 0
00 New Advanced Coal with CCS | 0 | 8.3839 | 8.3839 | 8.3839 | 8.3839 | 8.3839 | 8.3839
00 New SPC - Uncontrolled | 0 | 0 | 0 | 0 | 0 | 0 | 0
00 New SPC-WetFGD_SCR | 0 | 0 | 0 | 0 | 0 | 0 | 0
00 New Future Technology | 0 | 0 | 0 | 0 | 0 | 0 | 0
00 Exist Combined Cycle | 4353.1019 | 4188.4746 | 3846.9283 | 4122.0557 | 4189.2654 | 3409.5009 | 3149.7569
00 Exist Combustion Turbine | 100.581 | 87.9753 | 69.823 | 101.2926 | 87.0965 | 44.267 | 40.0748
00 Exist Coal Steam_Uncontrolled | 51.984 | 54.717 | 56.2264 | 19.87 | 22.9514 | 17.21 | 15.6542
00 Exist Coal Steam_ACI | 10.5801 | 4.1756 | 4.1659 | 4.1756 | 4.1756 | 4.1756 | 4.1756
00 Exist Coal Steam_ACI_DSI | 77.7774 | 79.5802 | 84.5968 | 35.9959 | 12.8534 | 21.7979 | 21.7979
00 Exist Coal Steam_DryFGD | 50.7911 | 31.462 | 28.994 | 21.0677 | 20.9948 | 20.7082 | 20.7082
00 Exist Coal Steam_DryFGD_ACI | 119.7388 | 120.7488 | 121.3645 | 39.0139 | 35.2561 | 38.3624 | 38.5159
00 Exist Coal Steam_DryFGD_SCR | 31.3368 | 30.9589 | 35.7744 | 22.3005 | 17.8805 | 14.1433 | 14.6669
00 Exist Coal Steam_DryFGD_SCR_ACI | 259.8533 | 265.918 | 274.1725 | 171.7226 | 113.1969 | 133.7508 | 133.9399
00 Exist Coal Steam_DryFGD_SCR_ACI_DSI | 29.6476 | 29.6476 | 30.7857 | 18.7397 | 15.4818 | 18.7397 | 17.3091
00 Exist Coal Steam_DryFGD_SNCR | 4.7782 | 5.188 | 5.9557 | 4.7782 | 4.1273 | 4.7782 | 4.7782
00 Exist Coal Steam_DryFGD_SNCR_ACI | 16.0708 | 17.8803 | 17.8663 | 16.0458 | 0 | 0 | 0
00 Exist Coal Steam_DSI | 0 | 0 | 0 | 0 | 0 | 0 | 0
00 Exist Coal Steam_SCR | 0 | 0 | 0 | 0 | 0 | 0 | 0
00 Exist Coal Steam_SCR_ACI | 0.43922 | 0 | 0 | 0 | 0 | 0 | 0
00 Exist Coal Steam_SCR_DSI | 0 | 0 | 0 | 0 | 0 | 0 | 0
00 Exist Coal Steam_SNCR | 2.4384 | 2.4854 | 2.4635 | 2.4299 | 2.4639 | 2.3604 | 2.3604
00 Exist Coal Steam_SNCR_ACI | 0 | 0 | 0 | 0 | 0 | 0 | 0
00 Exist Coal Steam_SNCR_ACI_DSI | 0 | 0 | 0 | 0 | 0 | 0 | 0
00 Exist Coal Steam_SNCR_DSI | 0 | 0 | 0 | 0 | 0 | 0 | 0
00 Exist Coal Steam_WetFGD | 177.5209 | 148.1618 | 148.3639 | 115.6201 | 99.0315 | 101.0075 | 101.0075
00 Exist Coal Steam_WetFGD_ACI | 229.9689 | 228.3621 | 245.6322 | 166.4173 | 156.1952 | 179.0619 | 173.4645
00 Exist Coal Steam_WetFGD_ACI_DSI | 35.212 | 37.2752 | 41.1317 | 0 | 0 | 0 | 0
00 Exist Coal Steam_WetFGD_SCR | 1529.6066 | 1518.0587 | 1564.6806 | 301.7693 | 245.7066 | 236.6055 | 219.094
00 Exist Coal Steam_WetFGD_SCR_ACI | 459.8333 | 490.3503 | 514.3622 | 249.2072 | 172.4048 | 168.5252 | 169.5976
00 Exist Coal Steam_WetFGD_SCR_ACI_DSI | 31.5097 | 33.933 | 35.5927 | 11.4611 | 9.4686 | 9.4686 | 4.158
00 Exist Coal Steam_WetFGD_SCR_DSI | 20.7786 | 21.4895 | 24.5584 | 19.3941 | 17.7535 | 17.7535 | 17.7535
00 Exist Coal Steam_WetFGD_SNCR | 35.7921 | 39.3538 | 33.6887 | 1.3864 | 5.3363 | 1.3864 | 1.3864
00 Exist Coal Steam_WetFGD_SNCR_ACI | 52.3632 | 52.3632 | 54.2585 | 49.492 | 13.6439 | 17.5667 | 14.9064
00 Exist Coal Steam_WetFGD_SNCR_ACI_DSI | 15.8717 | 15.8717 | 15.8717 | 15.8717 | 15.8717 | 15.8717 | 15.8717
00 Exist FBC_Uncontrolled | 21.891 | 23.3534 | 25.4315 | 13.7272 | 7.2637 | 12.628 | 10.9397
00 Exist FBC_ACI | 7.7475 | 7.7475 | 7.7475 | 7.7475 | 6.7675 | 7.7475 | 7.7475
00 Exist FBC_DryFGD | 1.08 | 1.08 | 1.08 | 1.08 | 0 | 0 | 0
00 Exist FBC_DryFGD_SNCR | 51.8651 | 47.2197 | 50.1649 | 21.1649 | 16.1349 | 16.9354 | 17.006
00 Exist FBC_DryFGD_SNCR_ACI | 24.3346 | 25.1988 | 28.952 | 23.1149 | 20.893 | 22.5332 | 14.3648
00 Exist FBC_SNCR | 7.6349 | 7.6349 | 8.1602 | 3.783 | 2.5812 | 3.4754 | 3.2287
00 Exist FBC_SNCR_ACI | 0.26623 | 0.26623 | 0.26623 | 0.26623 | 0.26623 | 0.26623 | 0.26623
00 Exist FBC_WetFGD_SNCR_ACI | 0 | 1.801 | 5.2426 | 1.801 | 1.801 | 5.2426 | 7.2649
00 Exist IGCC | 36.3171 | 39.5395 | 40.3184 | 40.3279 | 36.0016 | 39.5395 | 40.3279
00 Exist Fossil_Other | 3.691 | 3.691 | 3.691 | 3.691 | 3.691 | 3.691 | 3.691
00 Exist Fuel Cell | 0.58218 | 0.50619 | 0.47587 | 0.48662 | 0.27059 | 0.3089 | 0.27604
00 Exist Hydro | 928.9466 | 931.8731 | 931.8731 | 931.8731 | 931.8731 | 931.8731 | 931.8731
00 Exist Non Fossil_Other | 54.7879 | 54.7875 | 54.7879 | 54.7877 | 54.7879 | 54.7879 | 54.7879
00 Exist Nuclear | 2596.2722 | 2586.1921 | 2701.8283 | 2697.7448 | 2651.2538 | 1601.3204 | 212.7102
00 Exist Oil/Gas Steam | 177.3715 | 159.3915 | 136.2474 | 45.9428 | 26.5741 | 11.5896 | 11.6484
00 Exist Oil/Gas Steam_SCR | 27.9288 | 27.3125 | 21.1817 | 14.4498 | 5.3464 | 1.8654 | 1.9601
00 Exist Oil/Gas Steam_SNCR | 2.6571 | 2.3614 | 0 | 4.1155 | 2.2642 | 0 | 0
00 Exist Biomass | 80.0205 | 74.1778 | 77.5179 | 75.2605 | 79.0547 | 73.8853 | 82.5921
00 Exist Landfill Gas | 37.1829 | 37.1849 | 37.1849 | 37.1849 | 37.1849 | 37.1849 | 37.1849
00 Exist Geothermal | 57.4127 | 57.4127 | 57.4127 | 57.4127 | 57.4127 | 57.4127 | 57.4127
00 Exist Pump Storage | 38.7551 | 38.6399 | 36.3337 | 34.791 | 35.8646 | 22.0906 | 21.1558
00 Exist Solar PV | 83.004 | 85.0263 | 85.0263 | 85.0263 | 85.0263 | 85.0263 | 85.0263
00 Exist Solar Thermal | 10.6518 | 10.6518 | 10.6518 | 10.6518 | 10.6518 | 10.6518 | 10.6518
00 Exist Wind | 728.404 | 728.404 | 732.8628 | 732.8628 | 732.8628 | 732.8628 | 732.8628
00 International Imports | 3.2197 | 3.2197 | 2.4688 | 0.5918 | 0 | 0 | 0
00 Ret.ACI | 22.8178 | 10.0073 | 9.9962 | 5.3801 | 3.7065 | 5.3801 | 5.3801
00 Ret.ACI & DryFGD | 2.8873 | 5.2385 | 5.2345 | 5.2385 | 2.8873 | 2.8873 | 2.8873
00 Ret.ACI & DryFGD & HRI | 0 | 0 | 0 | 0 | 2.3512 | 2.3512 | 2.3512
00 Ret.ACI & DSI | 230.4755 | 232.8452 | 239.9188 | 83.8245 | 49.4531 | 39.1742 | 39.296
00 Ret.ACI & DSI & DryFGD | 0 | 0 | 0 | 0 | 0 | 0 | 0
00 Ret.ACI & DSI & DryFGD & HRI | 0 | 0 | 0 | 0 | 0 | 0 | 0
00 Ret.ACI & DSI & HRI | 0 | 0 | 0 | 149.3108 | 161.6796 | 185.1153 | 185.2429
00 Ret.ACI & DSI & WetFGD & HRI | 0 | 0 | 0 | 0 | 0 | 0 | 0
00 Ret.ACI & HRI | 0 | 0 | 0 | 1.1659 | 1.1659 | 1.1659 | 1.1659
00 Ret.ACI & SCR | 0 | 0 | 0 | 0 | 0 | 0 | 0
00 Ret.ACI & SCR & DryFGD & CCS | 0 | 0 | 0 | 0 | 0 | 0 | 0
00 Ret.ACI & SCR & DryFGD & HRI | 0 | 0 | 0 | 0 | 0 | 0 | 0
00 Ret.ACI & SCR & DryFGD & HRI & CCS | 0 | 0 | 0 | 0 | 0 | 0 | 0
00 Ret.ACI & SCR & DSI | 0 | 0 | 0 | 0 | 0 | 0 | 0
00 Ret.ACI & SCR & DSI & DryFGD | 0 | 0 | 0 | 0 | 0 | 0 | 0
00 Ret.ACI & SCR & DSI & DryFGD & HRI | 0 | 0 | 0 | 0 | 0 | 0 | 0
00 Ret.ACI & SCR & DSI & HRI | 0 | 0 | 0 | 0 | 0 | 0 | 0
00 Ret.ACI & SCR & DSI & WetFGD | 0 | 0 | 0 | 0 | 0 | 0 | 0
00 Ret.ACI & SCR & DSI & WetFGD & HRI | 0 | 0 | 0 | 0 | 0 | 0 | 0
00 Ret.ACI & SCR & HRI | 0 | 0 | 0 | 0 | 0 | 0 | 0
00 Ret.ACI & SCR & WetFGD & CCS | 0 | 0 | 0 | 0 | 0 | 0 | 0
00 Ret.ACI & SCR & WetFGD & HRI | 0 | 0 | 0 | 0 | 0 | 0 | 0
00 Ret.ACI & SCR & WetFGD & HRI & CCS | 0 | 0 | 0 | 0 | 0 | 0 | 0
00 Ret.ACI & SNCR | 0 | 0 | 0 | 0 | 0 | 0 | 0
00 Ret.ACI & SNCR & DSI | 0 | 0 | 0 | 0 | 0 | 0 | 0
00 Ret.ACI & SNCR & DSI & DryFGD | 0 | 0 | 0 | 0 | 0 | 0 | 0
00 Ret.ACI & SNCR & DSI & DryFGD & HRI | 0 | 0 | 0 | 0 | 0 | 0 | 0
00 Ret.ACI & SNCR & DSI & HRI | 0 | 0 | 0 | 0 | 0 | 0 | 0
00 Ret.ACI & SNCR & DSI & WetFGD | 0 | 0 | 0 | 0 | 0 | 0 | 0
00 Ret.ACI & SNCR & DSI & WetFGD & HRI | 0 | 0 | 0 | 0 | 0 | 0 | 0
00 Ret.ACI & SNCR & HRI | 0 | 0 | 0 | 0 | 0 | 0 | 0
00 Ret.ACI & WetFGD | 25.2592 | 25.2592 | 25.2149 | 0 | 0 | 0 | 0
00 Ret.ACI & WetFGD & DSI | 0 | 0 | 0 | 0 | 0 | 0 | 0
00 Ret.ACI & WetFGD & HRI | 0 | 0 | 0 | 25.2592 | 22.1568 | 25.2592 | 25.2592
00 Ret.C2G | 11.9549 | 11.9164 | 11.9093 | 4.9226 | 2.5112 | 3.9492 | 3.9506
00 Ret.C2G & SCR | 0 | 0.0056486 | 0.0056565 | 0.0056501 | 0.0056501 | 0.0056295 | 0.0056293
00 Ret.CCG | 0 | 0 | 0 | 0 | 0 | 0 | 0
00 Ret.DryFGD | 0 | 0 | 0 | 0 | 0 | 0 | 0
00 Ret.DryFGD & ACI & CCS | 0 | 0 | 0 | 0 | 0 | 0 | 0
00 Ret.DryFGD & ACI & HRI & CCS | 0 | 0 | 0 | 0 | 0 | 0 | 0
00 Ret.DryFGD & CCS | 0 | 0 | 0 | 0 | 0 | 0 | 0
00 Ret.DryFGD & HRI | 0 | 0 | 0 | 0 | 0 | 0 | 0
00 Ret.DryFGD & HRI & CCS | 0 | 0 | 0 | 0 | 0 | 0 | 0
00 Ret.DSI | 6.2449 | 6.2449 | 6.2449 | 0 | 0 | 0 | 0
00 Ret.DSI & DryFGD | 0 | 0 | 0 | 0 | 0 | 0 | 0
00 Ret.DSI & DryFGD & HRI | 0 | 0 | 0 | 0 | 0 | 0 | 0
00 Ret.DSI & HRI | 0 | 0 | 0 | 0 | 0 | 0 | 0
00 Ret.DSI & WetFGD | 0 | 0 | 0 | 0 | 0 | 0 | 0
00 Ret.DSI & WetFGD & HRI | 0 | 0 | 0 | 0 | 0 | 0 | 0
00 Ret.Exist FBC_DryFGD_SNCR_ACI & CCS | 0 | 0 | 0 | 0 | 0 | 0 | 0
00 Ret.ExistACI & DryFGD | 0 | 0 | 0 | 0 | 0 | 0 | 0
00 Ret.ExistACI & DryFGD & CCS | 0 | 0 | 0 | 0 | 0 | 0 | 0
00 Ret.ExistACI & DryFGD & HRI | 0 | 0 | 0 | 0 | 0 | 0 | 0
00 Ret.ExistACI & DryFGD & HRI & CCS | 0 | 0 | 0 | 0 | 0 | 0 | 0
00 Ret.ExistACI & DSI | 3.1087 | 3.2883 | 3.2883 | 0.023235 | 0.021487 | 0.023235 | 0.024599
00 Ret.ExistACI & DSI & DryFGD | 0 | 0 | 0 | 0 | 0 | 0 | 0
00 Ret.ExistACI & DSI & DryFGD & HRI | 0 | 0 | 0 | 0 | 0 | 0 | 0
00 Ret.ExistACI & DSI & HRI | 0 | 0 | 0 | 3.2637 | 2.8509 | 3.2266 | 3.2637
00 Ret.ExistACI & DSI & WetFGD | 0 | 0 | 0 | 0 | 0 | 0 | 0
00 Ret.ExistACI & DSI & WetFGD & HRI | 0 | 0 | 0 | 0 | 0 | 0 | 0
00 Ret.ExistACI & HRI | 0 | 0 | 0 | 0 | 0 | 0 | 0
00 Ret.ExistACI & HRI & WetFGD | 0 | 0 | 0 | 0 | 0 | 0 | 0
00 Ret.ExistACI & SCR | 0 | 0 | 0 | 0 | 0 | 0 | 0
00 Ret.ExistACI & SCR & DryFGD | 0 | 0 | 0 | 0 | 0 | 0 | 0
00 Ret.ExistACI & SCR & DryFGD & CCS | 0 | 0 | 0 | 0 | 0 | 0 | 0
00 Ret.ExistACI & SCR & DryFGD & HRI | 0 | 0 | 0 | 0 | 0 | 0 | 0
00 Ret.ExistACI & SCR & DryFGD & HRI & CCS | 0 | 0 | 0 | 0 | 0 | 0 | 0
00 Ret.ExistACI & SCR & DSI | 0 | 0 | 0 | 0 | 0 | 0 | 0
00 Ret.ExistACI & SCR & DSI & DryFGD | 0 | 0 | 0 | 0 | 0 | 0 | 0
00 Ret.ExistACI & SCR & DSI & DryFGD & HRI | 0 | 0 | 0 | 0 | 0 | 0 | 0
00 Ret.ExistACI & SCR & DSI & HRI | 0 | 0 | 0 | 0 | 0 | 0 | 0
00 Ret.ExistACI & SCR & HRI | 0 | 0 | 0 | 0 | 0 | 0 | 0
00 Ret.ExistACI & SCR & WetFGD | 0 | 0 | 0 | 0 | 0 | 0 | 0
00 Ret.ExistACI & SCR & WetFGD & CCS | 0 | 0 | 0 | 0 | 0 | 0 | 0
00 Ret.ExistACI & SCR & WetFGD & HRI | 0 | 0 | 0 | 0 | 0 | 0 | 0
00 Ret.ExistACI & SCR & WetFGD & HRI & CCS | 0 | 0 | 0 | 0 | 0 | 0 | 0
00 Ret.ExistACI & SNCR | 0 | 0 | 0 | 0 | 0 | 0 | 0
00 Ret.ExistACI & SNCR & DryFGD | 0 | 0 | 0 | 0 | 0 | 0 | 0
00 Ret.ExistACI & SNCR & DryFGD & HRI | 0 | 0 | 0 | 0 | 0 | 0 | 0
00 Ret.ExistACI & SNCR & DSI | 0 | 0 | 0 | 0 | 0 | 0 | 0
00 Ret.ExistACI & SNCR & DSI & HRI | 0 | 0 | 0 | 0 | 0 | 0 | 0
00 Ret.ExistACI & SNCR & HRI | 0 | 0 | 0 | 0 | 0 | 0 | 0
00 Ret.ExistACI & SNCR & WetFGD | 0 | 0 | 0 | 0 | 0 | 0 | 0
00 Ret.ExistACI & SNCR & WetFGD & HRI | 0 | 0 | 0 | 0 | 0 | 0 | 0
00 Ret.ExistACI & WetFGD | 0 | 0 | 0 | 0 | 0 | 0 | 0
00 Ret.ExistACI & WetFGD & CCS | 0 | 0 | 0 | 0 | 0 | 0 | 0
00 Ret.ExistACI & WetFGD & HRI & CCS | 0 | 0 | 0 | 0 | 0 | 0 | 0
00 Ret.ExistACI_DSI & DryFGD | 4.9345 | 4.9345 | 4.9259 | 0.62422 | 0 | 0 | 0
00 Ret.ExistACI_DSI & DryFGD & CCS | 0 | 0 | 0 | 0 | 0 | 0 | 0
00 Ret.ExistACI_DSI & DryFGD & HRI | 0 | 0 | 0 | 4.3103 | 4.3103 | 4.9345 | 4.9345
00 Ret.ExistACI_DSI & DryFGD & HRI & CCS | 0 | 0 | 0 | 0 | 0 | 0 | 0
00 Ret.ExistACI_DSI & HRI | 0 | 0 | 0 | 31.9424 | 27.9017 | 31.1415 | 28.9843
00 Ret.ExistACI_DSI & SCR | 0 | 0.71814 | 0.71814 | 0.71814 | 0 | 0 | 0
00 Ret.ExistACI_DSI & SCR & DryFGD | 0 | 0 | 0 | 0 | 0 | 0 | 0
00 Ret.ExistACI_DSI & SCR & DryFGD & CCS | 0 | 0 | 0 | 0 | 0 | 0 | 0
00 Ret.ExistACI_DSI & SCR & DryFGD & HRI | 0 | 0 | 0 | 0 | 0 | 0 | 0
00 Ret.ExistACI_DSI & SCR & DryFGD & HRI & CCS | 0 | 0 | 0 | 0 | 0 | 0 | 0
00 Ret.ExistACI_DSI & SCR & HRI | 0 | 0 | 0 | 0 | 0 | 0 | 0
00 Ret.ExistACI_DSI & SCR & WetFGD | 0 | 0 | 0 | 0 | 0 | 0 | 0
00 Ret.ExistACI_DSI & SCR & WetFGD & CCS | 0 | 0 | 0 | 0 | 0 | 0 | 0
00 Ret.ExistACI_DSI & SCR & WetFGD & HRI | 0 | 0 | 0 | 0 | 47.0579 | 41.5234 | 41.5214
00 Ret.ExistACI_DSI & SCR & WetFGD & HRI & CCS | 0 | 0 | 0 | 0 | 0 | 0 | 0
00 Ret.ExistACI_DSI & SNCR | 0 | 0 | 0 | 0 | 0 | 0 | 0
00 Ret.ExistACI_DSI & SNCR & DryFGD | 0 | 0 | 0 | 0 | 0 | 0 | 0
00 Ret.ExistACI_DSI & SNCR & DryFGD & HRI | 0 | 0 | 0 | 0 | 0 | 0 | 0
00 Ret.ExistACI_DSI & SNCR & HRI | 0 | 0 | 0 | 0 | 0 | 0 | 0
00 Ret.ExistACI_DSI & SNCR & WetFGD | 0 | 0 | 0 | 0 | 0 | 0 | 0
00 Ret.ExistACI_DSI & SNCR & WetFGD & HRI | 0 | 0 | 0 | 0 | 0 | 0 | 0
00 Ret.ExistACI_DSI & WetFGD | 61.6658 | 61.6658 | 61.6658 | 61.6185 | 0 | 0 | 0
00 Ret.ExistACI_DSI & WetFGD & CCS | 0 | 0 | 0 | 0 | 0 | 0 | 0
00 Ret.ExistACI_DSI & WetFGD & HRI | 0 | 0 | 0 | 0.047253 | 0.044596 | 0.039681 | 0.039681
00 Ret.ExistACI_DSI & WetFGD & HRI & CCS | 0 | 0 | 0 | 0 | 0 | 0 | 0
00 Ret.ExistDryFGD & ACI | 67.771 | 61.2577 | 61.952 | 26.1622 | 23.5 | 24.6058 | 24.6058
00 Ret.ExistDryFGD & ACI & CCS | 0 | 0 | 0 | 0 | 0 | 0 | 0
00 Ret.ExistDryFGD & ACI & HRI | 0 | 0 | 0 | 35.8016 | 32.7374 | 36.6518 | 37.358
00 Ret.ExistDryFGD & ACI & HRI & CCS | 0 | 0 | 0 | 0 | 0 | 0 | 0
00 Ret.ExistDryFGD & ACI & SCR | 0 | 7.3699 | 7.3699 | 7.3699 | 7.3699 | 7.3699 | 7.3699
00 Ret.ExistDryFGD & ACI & SCR & CCS | 0 | 0 | 0 | 0 | 0 | 0 | 0
00 Ret.ExistDryFGD & ACI & SCR & HRI | 0 | 0 | 0 | 0 | 0 | 0 | 0
00 Ret.ExistDryFGD & ACI & SCR & HRI & CCS | 0 | 0 | 0 | 0 | 0 | 0 | 0
00 Ret.ExistDryFGD & ACI & SNCR | 0 | 0 | 0 | 0 | 0 | 0 | 0
00 Ret.ExistDryFGD & ACI & SNCR & HRI | 0 | 0 | 0 | 0 | 0 | 0 | 0
00 Ret.ExistDryFGD & CCS | 0 | 0 | 0 | 0 | 0 | 0 | 0
00 Ret.ExistDryFGD & HRI | 0 | 0 | 0 | 0 | 0 | 0 | 0
00 Ret.ExistDryFGD & HRI & CCS | 0 | 0 | 0 | 0 | 0 | 0 | 0
00 Ret.ExistDryFGD & SCR | 0 | 12.2595 | 12.2595 | 12.2595 | 12.2595 | 12.2595 | 12.2595
00 Ret.ExistDryFGD & SCR & CCS | 0 | 0 | 0 | 0 | 0 | 0 | 0
00 Ret.ExistDryFGD & SCR & HRI | 0 | 0 | 0 | 0 | 0 | 0 | 0
00 Ret.ExistDryFGD & SCR & HRI & CCS | 0 | 0 | 0 | 0 | 0 | 0 | 0
00 Ret.ExistDryFGD & SNCR | 0 | 0 | 0 | 0 | 0 | 0 | 0
00 Ret.ExistDryFGD & SNCR & HRI | 0 | 0 | 0 | 0 | 0 | 0 | 0
00 Ret.ExistDryFGD_ACI & CCS | 0 | 0 | 0 | 0 | 0 | 0 | 0
00 Ret.ExistDryFGD_ACI & HRI | 0 | 0 | 0 | 80.7747 | 75.2013 | 80.7747 | 80.7747
00 Ret.ExistDryFGD_ACI & HRI & CCS | 0 | 0 | 0 | 0 | 0 | 0 | 0
00 Ret.ExistDryFGD_ACI & SCR | 3.0709 | 11.2035 | 11.1932 | 2.9803 | 2.6112 | 2.9555 | 2.9888
00 Ret.ExistDryFGD_ACI & SCR & CCS | 0 | 0 | 0 | 0 | 0 | 0 | 0
00 Ret.ExistDryFGD_ACI & SCR & HRI | 0 | 0 | 0 | 8.0724 | 5.8254 | 7.9828 | 7.624
00 Ret.ExistDryFGD_ACI & SCR & HRI & CCS | 0 | 0 | 0 | 0 | 0 | 0 | 0
00 Ret.ExistDryFGD_SCR & ACI & CCS | 0 | 0 | 0 | 0 | 0 | 0 | 0
00 Ret.ExistDryFGD_SCR & ACI & HRI | 0 | 0 | 0 | 0.066729 | 13.7438 | 13.7439 | 13.7439
00 Ret.ExistDryFGD_SCR & ACI & HRI & CCS | 0 | 0 | 0 | 0 | 0 | 0 | 0
00 Ret.ExistDryFGD_SCR & CCS | 0 | 0 | 0 | 0 | 0 | 0 | 0
00 Ret.ExistDryFGD_SNCR & ACI & HRI | 0 | 0 | 0 | 0 | 0 | 0 | 0
00 Ret.ExistDSI & ACI | 0.025388 | 0.025388 | 0.025388 | 0.025388 | 0.022177 | 0.025388 | 0.025388
00 Ret.ExistDSI & ACI & HRI | 0 | 0 | 0 | 0 | 0 | 0 | 0
00 Ret.ExistDSI & ACI & SCR | 0 | 0 | 0 | 0 | 0 | 0 | 0
00 Ret.ExistDSI & ACI & SCR & DryFGD & CCS | 0 | 0 | 0 | 0 | 0 | 0 | 0
00 Ret.ExistDSI & ACI & SCR & DryFGD & HRI | 0 | 0 | 0 | 0 | 0 | 0 | 0
00 Ret.ExistDSI & ACI & SCR & DryFGD & HRI & CCS | 0 | 0 | 0 | 0 | 0 | 0 | 0
00 Ret.ExistDSI & ACI & SCR & HRI | 0 | 0 | 0 | 0 | 0 | 0 | 0
00 Ret.ExistDSI & ACI & SCR & WetFGD & CCS | 0 | 0 | 0 | 0 | 0 | 0 | 0
00 Ret.ExistDSI & ACI & SCR & WetFGD & HRI | 0 | 0 | 0 | 0 | 0 | 0 | 0
00 Ret.ExistDSI & ACI & SCR & WetFGD & HRI & CCS | 0 | 0 | 0 | 0 | 0 | 0 | 0
00 Ret.ExistDSI & DryFGD | 0 | 0 | 0 | 0 | 0 | 0 | 0
00 Ret.ExistDSI & DryFGD & ACI | 0 | 0 | 0 | 0 | 0 | 0 | 0
00 Ret.ExistDSI & DryFGD & ACI & CCS | 0 | 0 | 0 | 0 | 0 | 0 | 0
00 Ret.ExistDSI & DryFGD & ACI & HRI | 0 | 0 | 0 | 0 | 0 | 0 | 0
00 Ret.ExistDSI & DryFGD & ACI & HRI & CCS | 0 | 0 | 0 | 0 | 0 | 0 | 0
00 Ret.ExistDSI & DryFGD & CCS | 0 | 0 | 0 | 0 | 0 | 0 | 0
00 Ret.ExistDSI & DryFGD & HRI | 0 | 0 | 0 | 0 | 0 | 0 | 0
00 Ret.ExistDSI & DryFGD & HRI & CCS | 0 | 0 | 0 | 0 | 0 | 0 | 0
00 Ret.ExistDSI & HRI | 0 | 0 | 0 | 0 | 0 | 0 | 0
00 Ret.ExistDSI & SCR | 0 | 0 | 0 | 0 | 0 | 0 | 0
00 Ret.ExistDSI & SCR & DryFGD | 0 | 0 | 0 | 0 | 0 | 0 | 0
00 Ret.ExistDSI & SCR & DryFGD & ACI | 0 | 0 | 0 | 0 | 0 | 0 | 0
00 Ret.ExistDSI & SCR & DryFGD & CCS | 0 | 0 | 0 | 0 | 0 | 0 | 0
00 Ret.ExistDSI & SCR & DryFGD & HRI | 0 | 0 | 0 | 0 | 0 | 0 | 0
00 Ret.ExistDSI & SCR & DryFGD & HRI & CCS | 0 | 0 | 0 | 0 | 0 | 0 | 0
00 Ret.ExistDSI & SCR & HRI | 0 | 0 | 0 | 0 | 0 | 0 | 0
00 Ret.ExistDSI & SCR & WetFGD | 0 | 0 | 0 | 0 | 0 | 0 | 0
00 Ret.ExistDSI & SCR & WetFGD & ACI | 0 | 0 | 0 | 0 | 0 | 0 | 0
00 Ret.ExistDSI & SCR & WetFGD & CCS | 0 | 0 | 0 | 0 | 0 | 0 | 0
00 Ret.ExistDSI & SCR & WetFGD & HRI | 0 | 0 | 0 | 0 | 0 | 0 | 0
00 Ret.ExistDSI & SCR & WetFGD & HRI & CCS | 0 | 0 | 0 | 0 | 0 | 0 | 0
00 Ret.ExistDSI & SNCR | 0 | 0 | 0 | 0 | 0 | 0 | 0
00 Ret.ExistDSI & SNCR & ACI | 0 | 0 | 0 | 0 | 0 | 0 | 0
00 Ret.ExistDSI & SNCR & ACI & HRI | 0 | 0 | 0 | 0 | 0 | 0 | 0
00 Ret.ExistDSI & SNCR & DryFGD | 0 | 0 | 0 | 0 | 0 | 0 | 0
00 Ret.ExistDSI & SNCR & DryFGD & ACI | 0 | 0 | 0 | 0 | 0 | 0 | 0
00 Ret.ExistDSI & SNCR & DryFGD & ACI & HRI | 0 | 0 | 0 | 0 | 0 | 0 | 0
00 Ret.ExistDSI & SNCR & DryFGD & HRI | 0 | 0 | 0 | 0 | 0 | 0 | 0
00 Ret.ExistDSI & SNCR & HRI | 0 | 0 | 0 | 0 | 0 | 0 | 0
00 Ret.ExistDSI & SNCR & WetFGD | 0 | 0 | 0 | 0 | 0 | 0 | 0
00 Ret.ExistDSI & SNCR & WetFGD & ACI | 0 | 0 | 0 | 0 | 0 | 0 | 0
00 Ret.ExistDSI & SNCR & WetFGD & ACI & HRI | 0 | 0 | 0 | 0 | 0 | 0 | 0
00 Ret.ExistDSI & SNCR & WetFGD & HRI | 0 | 0 | 0 | 0 | 0 | 0 | 0
00 Ret.ExistDSI & WetFGD | 0 | 0 | 0 | 0 | 0 | 0 | 0
00 Ret.ExistDSI & WetFGD & ACI | 0 | 0 | 0 | 0 | 0 | 0 | 0
00 Ret.ExistDSI & WetFGD & ACI & CCS | 0 | 0 | 0 | 0 | 0 | 0 | 0
00 Ret.ExistDSI & WetFGD & ACI & HRI | 0 | 0 | 0 | 0 | 0 | 0 | 0
00 Ret.ExistDSI & WetFGD & ACI & HRI & CCS | 0 | 0 | 0 | 0 | 0 | 0 | 0
00 Ret.ExistDSI & WetFGD & CCS | 0 | 0 | 0 | 0 | 0 | 0 | 0
00 Ret.ExistDSI & WetFGD & HRI | 0 | 0 | 0 | 0 | 0 | 0 | 0
00 Ret.ExistDSI & WetFGD & HRI & CCS | 0 | 0 | 0 | 0 | 0 | 0 | 0
00 Ret.ExistSCR & ACI | 0 | 0 | 0 | 0 | 0 | 0 | 0
00 Ret.ExistSCR & ACI & DryFGD | 0 | 0 | 0 | 0 | 0 | 0 | 0
00 Ret.ExistSCR & ACI & DryFGD & HRI | 0 | 0 | 0 | 0 | 0 | 0 | 0
00 Ret.ExistSCR & ACI & DSI | 40.3816 | 40.3816 | 65.9269 | 13.7697 | 12.6153 | 14.8525 | 20.5465
00 Ret.ExistSCR & ACI & DSI & DryFGD | 0 | 0 | 0 | 0 | 0 | 0 | 0
00 Ret.ExistSCR & ACI & DSI & DryFGD & HRI | 0 | 0 | 0 | 0 | 0 | 0 | 0
00 Ret.ExistSCR & ACI & DSI & HRI | 0 | 0 | 0 | 25.5291 | 24.9377 | 25.5291 | 25.5291
00 Ret.ExistSCR & ACI & DSI & WetFGD | 0 | 0 | 0 | 0 | 0 | 0 | 0
00 Ret.ExistSCR & ACI & DSI & WetFGD & HRI | 0 | 0 | 0 | 0 | 0 | 0 | 0
00 Ret.ExistSCR & ACI & HRI | 0 | 0 | 0 | 0 | 0 | 0 | 0
00 Ret.ExistSCR & ACI & WetFGD | 0 | 0 | 0 | 0 | 0 | 0 | 0
00 Ret.ExistSCR & ACI & WetFGD & HRI | 0 | 0 | 0 | 0 | 0 | 0 | 0
00 Ret.ExistSCR & DryFGD | 0 | 0 | 0 | 0 | 0 | 0 | 0
00 Ret.ExistSCR & DryFGD & ACI & CCS | 0 | 0 | 0 | 0 | 0 | 0 | 0
00 Ret.ExistSCR & DryFGD & ACI & HRI & CCS | 0 | 0 | 0 | 0 | 0 | 0 | 0
00 Ret.ExistSCR & DryFGD & CCS | 0 | 0 | 0 | 0 | 0 | 0 | 0
00 Ret.ExistSCR & DryFGD & HRI | 0 | 0 | 0 | 0 | 0 | 0 | 0
00 Ret.ExistSCR & DryFGD & HRI & CCS | 0 | 0 | 0 | 0 | 0 | 0 | 0
00 Ret.ExistSCR & DSI | 0 | 0 | 0 | 0 | 0 | 0 | 0
00 Ret.ExistSCR & DSI & DryFGD | 0 | 0 | 0 | 0 | 0 | 0 | 0
00 Ret.ExistSCR & DSI & DryFGD & HRI | 0 | 0 | 0 | 0 | 0 | 0 | 0
00 Ret.ExistSCR & DSI & HRI | 0 | 0 | 0 | 0 | 0 | 0 | 0
00 Ret.ExistSCR & DSI & WetFGD | 0 | 0 | 0 | 0 | 0 | 0 | 0
00 Ret.ExistSCR & DSI & WetFGD & HRI | 0 | 0 | 0 | 0 | 0 | 0 | 0
00 Ret.ExistSCR & HRI | 0 | 0 | 0 | 0 | 0 | 0 | 0
00 Ret.ExistSCR & WetFGD | 29.4394 | 29.4394 | 29.3886 | 29.4394 | 29.4394 | 29.4394 | 29.4394
00 Ret.ExistSCR & WetFGD & ACI & CCS | 0 | 0 | 0 | 0 | 0 | 0 | 0
00 Ret.ExistSCR & WetFGD & ACI & HRI & CCS | 0 | 0 | 0 | 0 | 0 | 0 | 0
00 Ret.ExistSCR & WetFGD & CCS | 0 | 0 | 0 | 0 | 0 | 0 | 0
00 Ret.ExistSCR & WetFGD & HRI | 0 | 0 | 0 | 0 | 0 | 0 | 0
00 Ret.ExistSCR & WetFGD & HRI & CCS | 0 | 0 | 0 | 0 | 0 | 0 | 0
00 Ret.ExistSCR_ACI & DryFGD | 9.611 | 9.611 | 9.5942 | 0 | 0 | 0 | 0
00 Ret.ExistSCR_ACI & DryFGD & CCS | 0 | 0 | 0 | 0 | 0 | 0 | 0
00 Ret.ExistSCR_ACI & DryFGD & HRI | 0 | 0 | 0 | 9.611 | 8.3952 | 9.611 | 9.611
00 Ret.ExistSCR_ACI & DryFGD & HRI & CCS | 0 | 0 | 0 | 0 | 0 | 0 | 0
00 Ret.ExistSCR_ACI & DSI | 0 | 0 | 0 | 0 | 0 | 0 | 0
00 Ret.ExistSCR_ACI & DSI & HRI | 0 | 0 | 0 | 0 | 0 | 0 | 0
00 Ret.ExistSCR_ACI & HRI | 0 | 0 | 0 | 0 | 0 | 0 | 0
00 Ret.ExistSCR_ACI & WetFGD | 0 | 0 | 0 | 0 | 0 | 0 | 0
00 Ret.ExistSCR_ACI & WetFGD & CCS | 0 | 0 | 0 | 0 | 0 | 0 | 0
00 Ret.ExistSCR_ACI & WetFGD & HRI | 0 | 0 | 0 | 0 | 0 | 0 | 0
00 Ret.ExistSCR_ACI & WetFGD & HRI & CCS | 0 | 0 | 0 | 0 | 0 | 0 | 0
00 Ret.ExistSCR_DryFGD & ACI | 25.7065 | 25.7012 | 25.677 | 25.6371 | 11.96 | 11.96 | 11.96
00 Ret.ExistSCR_DryFGD & HRI | 0 | 0 | 0 | 0 | 0 | 0 | 0
00 Ret.ExistSCR_DryFGD & HRI & CCS | 0 | 0 | 0 | 0 | 0 | 0 | 0
00 Ret.ExistSCR_DryFGD_ACI & CCS | 0 | 0 | 0 | 0 | 0 | 0 | 0
00 Ret.ExistSCR_DryFGD_ACI & HRI | 0 | 0 | 0 | 54.9459 | 94.0949 | 97.7585 | 97.7585
00 Ret.ExistSCR_DryFGD_ACI & HRI & CCS | 0 | 0 | 0 | 0 | 0 | 0 | 0
00 Ret.ExistSCR_DryFGD_ACI_DSI & CCS | 0 | 0 | 0 | 0 | 0 | 0 | 0
00 Ret.ExistSCR_DryFGD_ACI_DSI & HRI | 0 | 0 | 0 | 9.3858 | 8.1985 | 9.3858 | 9.3858
00 Ret.ExistSCR_DryFGD_ACI_DSI & HRI & CCS | 0 | 0 | 0 | 0 | 0 | 0 | 0
00 Ret.ExistSCR_DSI & ACI | 0 | 0 | 0 | 0 | 0 | 0 | 0
00 Ret.ExistSCR_DSI & ACI & HRI | 0 | 0 | 0 | 0 | 0 | 0 | 0
00 Ret.ExistSCR_DSI & DryFGD | 0 | 0 | 0 | 0 | 0 | 0 | 0
00 Ret.ExistSCR_DSI & DryFGD & ACI | 0 | 0 | 0 | 0 | 0 | 0 | 0
00 Ret.ExistSCR_DSI & DryFGD & ACI & HRI | 0 | 0 | 0 | 0 | 0 | 0 | 0
00 Ret.ExistSCR_DSI & DryFGD & HRI | 0 | 0 | 0 | 0 | 0 | 0 | 0
00 Ret.ExistSCR_DSI & HRI | 0 | 0 | 0 | 0 | 0 | 0 | 0
00 Ret.ExistSCR_DSI & WetFGD | 0 | 0 | 0 | 0 | 0 | 0 | 0
00 Ret.ExistSCR_DSI & WetFGD & ACI | 0 | 0 | 0 | 0 | 0 | 0 | 0
00 Ret.ExistSCR_DSI & WetFGD & ACI & HRI | 0 | 0 | 0 | 0 | 0 | 0 | 0
00 Ret.ExistSCR_DSI & WetFGD & HRI | 0 | 0 | 0 | 0 | 0 | 0 | 0
00 Ret.ExistSCR_WetFGD & ACI | 170.1195 | 181.2259 | 193.9008 | 89.5416 | 64.3201 | 87.4305 | 92.1681
00 Ret.ExistSCR_WetFGD & HRI | 0 | 0 | 0 | 1149.9352 | 1065.0003 | 1121.9047 | 1115.8798
00 Ret.ExistSCR_WetFGD & HRI & CCS | 0 | 0 | 0 | 0 | 0 | 0 | 0
00 Ret.ExistSCR_WetFGD_ACI & CCS | 0 | 0 | 0 | 0 | 0 | 0 | 0
00 Ret.ExistSCR_WetFGD_ACI & HRI | 0 | 0 | 0 | 224.0079 | 275.1759 | 281.3235 | 281.3235
00 Ret.ExistSCR_WetFGD_ACI & HRI & CCS | 0 | 0 | 0 | 0 | 0 | 0 | 0
00 Ret.ExistSCR_WetFGD_ACI_DSI & CCS | 0 | 0 | 0 | 0 | 0 | 0 | 0
00 Ret.ExistSCR_WetFGD_ACI_DSI & HRI | 0 | 0 | 0 | 22.4719 | 21.2236 | 21.6035 | 22.4719
00 Ret.ExistSCR_WetFGD_ACI_DSI & HRI & CCS | 0 | 0 | 0 | 0 | 0 | 0 | 0
00 Ret.ExistSCR_WetFGD_DSI & HRI | 0 | 0 | 0 | 0 | 0 | 0 | 0
00 Ret.ExistSCR_WetFGD_DSI & HRI & CCS | 0 | 0 | 0 | 0 | 0 | 0 | 0
00 Ret.ExistSNCR & ACI | 0 | 0 | 0 | 0 | 0 | 0 | 0
00 Ret.ExistSNCR & ACI & DryFGD | 0 | 0 | 0 | 0 | 0 | 0 | 0
00 Ret.ExistSNCR & ACI & DryFGD & HRI | 0 | 0 | 0 | 0 | 0 | 0 | 0
00 Ret.ExistSNCR & ACI & DSI | 2.4319 | 2.4319 | 2.4278 | 0 | 0 | 0 | 0
00 Ret.ExistSNCR & ACI & DSI & DryFGD | 0 | 0 | 0 | 0 | 0 | 0 | 0
00 Ret.ExistSNCR & ACI & DSI & DryFGD & HRI | 0 | 0 | 0 | 0 | 0 | 0 | 0
00 Ret.ExistSNCR & ACI & DSI & HRI | 0 | 0 | 0 | 2.4319 | 2.4319 | 2.4319 | 2.4319
00 Ret.ExistSNCR & ACI & DSI & WetFGD | 0 | 0 | 0 | 0 | 0 | 0 | 0
00 Ret.ExistSNCR & ACI & DSI & WetFGD & HRI | 0 | 0 | 0 | 0 | 0 | 0 | 0
00 Ret.ExistSNCR & ACI & HRI | 0 | 0 | 0 | 0 | 0 | 0 | 0
00 Ret.ExistSNCR & ACI & WetFGD | 5.5448 | 5.5448 | 5.5354 | 0 | 0 | 0 | 0
00 Ret.ExistSNCR & ACI & WetFGD & HRI | 0 | 0 | 0 | 5.5448 | 5.5448 | 5.5448 | 5.5448
00 Ret.ExistSNCR & DryFGD | 0 | 0 | 0 | 0 | 0 | 0 | 0
00 Ret.ExistSNCR & DryFGD & ACI & CCS | 0 | 0 | 0 | 0 | 0 | 0 | 0
00 Ret.ExistSNCR & DryFGD & ACI & HRI & CCS | 0 | 0 | 0 | 0 | 0 | 0 | 0
00 Ret.ExistSNCR & DryFGD & CCS | 0 | 0 | 0 | 0 | 0 | 0 | 0
00 Ret.ExistSNCR & DryFGD & HRI | 0 | 0 | 0 | 0 | 0 | 0 | 0
00 Ret.ExistSNCR & DryFGD & HRI & CCS | 0 | 0 | 0 | 0 | 0 | 0 | 0
00 Ret.ExistSNCR & DSI | 0 | 0 | 0 | 0 | 0 | 0 | 0
00 Ret.ExistSNCR & DSI & DryFGD | 0 | 0 | 0 | 0 | 0 | 0 | 0
00 Ret.ExistSNCR & DSI & DryFGD & HRI | 0 | 0 | 0 | 0 | 0 | 0 | 0
00 Ret.ExistSNCR & DSI & HRI | 0 | 0 | 0 | 0 | 0 | 0 | 0
00 Ret.ExistSNCR & DSI & WetFGD | 0 | 0 | 0 | 0 | 0 | 0 | 0
00 Ret.ExistSNCR & DSI & WetFGD & HRI | 0 | 0 | 0 | 0 | 0 | 0 | 0
00 Ret.ExistSNCR & HRI | 0 | 0 | 0 | 0 | 0 | 0 | 0
00 Ret.ExistSNCR & WetFGD | 0 | 0 | 0 | 0 | 0 | 0 | 0
00 Ret.ExistSNCR & WetFGD & ACI & CCS | 0 | 0 | 0 | 0 | 0 | 0 | 0
00 Ret.ExistSNCR & WetFGD & ACI & HRI & CCS | 0 | 0 | 0 | 0 | 0 | 0 | 0
00 Ret.ExistSNCR & WetFGD & CCS | 0 | 0 | 0 | 0 | 0 | 0 | 0
00 Ret.ExistSNCR & WetFGD & HRI | 0 | 0 | 0 | 0 | 0 | 0 | 0
00 Ret.ExistSNCR & WetFGD & HRI & CCS | 0 | 0 | 0 | 0 | 0 | 0 | 0
00 Ret.ExistSNCR_ACI & DryFGD | 24.6032 | 24.6032 | 24.5603 | 21.4909 | 21.4909 | 24.6032 | 24.6032
00 Ret.ExistSNCR_ACI & DryFGD & CCS | 0 | 0 | 0 | 0 | 0 | 0 | 0
00 Ret.ExistSNCR_ACI & DryFGD & HRI | 0 | 0 | 0 | 0 | 0 | 0 | 0
00 Ret.ExistSNCR_ACI & DryFGD & HRI & CCS | 0 | 0 | 0 | 0 | 0 | 0 | 0
00 Ret.ExistSNCR_ACI & DSI | 0.93678 | 2.1318 | 2.5759 | 0.93678 | 0.73965 | 2.1318 | 2.1318
00 Ret.ExistSNCR_ACI & DSI & HRI | 0 | 0 | 0 | 0 | 0 | 0 | 0
00 Ret.ExistSNCR_ACI & HRI | 0 | 0 | 0 | 0 | 0 | 0 | 0
00 Ret.ExistSNCR_ACI & WetFGD | 0 | 0 | 0 | 0 | 0 | 0 | 0
00 Ret.ExistSNCR_ACI & WetFGD & CCS | 0 | 0 | 0 | 0 | 0 | 0 | 0
00 Ret.ExistSNCR_ACI & WetFGD & HRI | 0 | 0 | 0 | 0 | 0 | 0 | 0
00 Ret.ExistSNCR_ACI & WetFGD & HRI & CCS | 0 | 0 | 0 | 0 | 0 | 0 | 0
00 Ret.ExistSNCR_ACI_DSI & DryFGD | 0 | 0 | 0 | 0 | 0 | 0 | 0
00 Ret.ExistSNCR_ACI_DSI & DryFGD & HRI | 0 | 0 | 0 | 0 | 0 | 0 | 0
00 Ret.ExistSNCR_ACI_DSI & HRI | 0 | 0 | 0 | 0 | 0 | 0 | 0
00 Ret.ExistSNCR_ACI_DSI & WetFGD | 0 | 0 | 0 | 0 | 0 | 0 | 0
00 Ret.ExistSNCR_ACI_DSI & WetFGD & HRI | 0 | 0 | 0 | 0 | 0 | 0 | 0
00 Ret.ExistSNCR_DryFGD & ACI | 0 | 0 | 0 | 0 | 0 | 0 | 0
00 Ret.ExistSNCR_DryFGD & HRI | 0 | 0 | 0 | 0 | 0 | 0 | 0
00 Ret.ExistSNCR_DryFGD_ACI & CCS | 0 | 0 | 0 | 0 | 0 | 0 | 0
00 Ret.ExistSNCR_DryFGD_ACI & HRI | 0 | 0 | 0 | 1.8204 | 17.4368 | 17.8526 | 17.8018
00 Ret.ExistSNCR_DryFGD_ACI & HRI & CCS | 0 | 0 | 0 | 0 | 0 | 0 | 0
00 Ret.ExistSNCR_DSI & ACI | 0 | 0 | 0 | 0 | 0 | 0 | 0
00 Ret.ExistSNCR_DSI & ACI & DryFGD | 0 | 0 | 0 | 0 | 0 | 0 | 0
00 Ret.ExistSNCR_DSI & ACI & DryFGD & HRI | 0 | 0 | 0 | 0 | 0 | 0 | 0
00 Ret.ExistSNCR_DSI & ACI & HRI | 0 | 0 | 0 | 0 | 0 | 0 | 0
00 Ret.ExistSNCR_DSI & ACI & WetFGD | 0 | 0 | 0 | 0 | 0 | 0 | 0
00 Ret.ExistSNCR_DSI & ACI & WetFGD & HRI | 0 | 0 | 0 | 0 | 0 | 0 | 0
00 Ret.ExistSNCR_DSI & DryFGD | 0 | 0 | 0 | 0 | 0 | 0 | 0
00 Ret.ExistSNCR_DSI & DryFGD & ACI & CCS | 0 | 0 | 0 | 0 | 0 | 0 | 0
00 Ret.ExistSNCR_DSI & DryFGD & ACI & HRI & CCS | 0 | 0 | 0 | 0 | 0 | 0 | 0
00 Ret.ExistSNCR_DSI & DryFGD & CCS | 0 | 0 | 0 | 0 | 0 | 0 | 0
00 Ret.ExistSNCR_DSI & DryFGD & HRI | 0 | 0 | 0 | 0 | 0 | 0 | 0
00 Ret.ExistSNCR_DSI & DryFGD & HRI & CCS | 0 | 0 | 0 | 0 | 0 | 0 | 0
00 Ret.ExistSNCR_DSI & HRI | 0 | 0 | 0 | 0 | 0 | 0 | 0
00 Ret.ExistSNCR_DSI & WetFGD | 0 | 0 | 0 | 0 | 0 | 0 | 0
00 Ret.ExistSNCR_DSI & WetFGD & ACI & CCS | 0 | 0 | 0 | 0 | 0 | 0 | 0
00 Ret.ExistSNCR_DSI & WetFGD & ACI & HRI & CCS | 0 | 0 | 0 | 0 | 0 | 0 | 0
00 Ret.ExistSNCR_DSI & WetFGD & CCS | 0 | 0 | 0 | 0 | 0 | 0 | 0
00 Ret.ExistSNCR_DSI & WetFGD & HRI | 0 | 0 | 0 | 0 | 0 | 0 | 0
00 Ret.ExistSNCR_DSI & WetFGD & HRI & CCS | 0 | 0 | 0 | 0 | 0 | 0 | 0
00 Ret.ExistSNCR_WetFGD & ACI | 61.7947 | 50.972 | 51.0186 | 6.8533 | 6.015 | 6.5347 | 6.8882
00 Ret.ExistSNCR_WetFGD & HRI | 0 | 0 | 0 | 18.2892 | 15.0694 | 17.2826 | 15.9756
00 Ret.ExistSNCR_WetFGD & HRI & CCS | 0 | 0 | 0 | 0 | 0 | 0 | 0
00 Ret.ExistSNCR_WetFGD_ACI & CCS | 0 | 0 | 0 | 0 | 0 | 0 | 0
00 Ret.ExistSNCR_WetFGD_ACI & HRI | 0 | 0 | 0 | 0 | 35.8481 | 35.8481 | 35.8481
00 Ret.ExistSNCR_WetFGD_ACI & HRI & CCS | 0 | 0 | 0 | 0 | 0 | 0 | 0
00 Ret.ExistSNCR_WetFGD_ACI_DSI & CCS | 0 | 0 | 0 | 0 | 0 | 0 | 0
00 Ret.ExistSNCR_WetFGD_ACI_DSI & HRI | 0 | 0 | 0 | 0 | 0 | 0 | 0
00 Ret.ExistSNCR_WetFGD_ACI_DSI & HRI & CCS | 0 | 0 | 0 | 0 | 0 | 0 | 0
00 Ret.ExistWetFGD & ACI | 219.6666 | 156.3188 | 166.207 | 111.643 | 101.7529 | 128.0208 | 134.5374
00 Ret.ExistWetFGD & ACI & CCS | 0 | 0 | 0 | 0 | 0 | 0 | 0
00 Ret.ExistWetFGD & ACI & HRI | 0 | 0 | 0 | 8.4994 | 6.788 | 8.783 | 8.783
00 Ret.ExistWetFGD & ACI & HRI & CCS | 0 | 0 | 0 | 0 | 0 | 0 | 0
00 Ret.ExistWetFGD & ACI & SCR | 0 | 53.841 | 53.748 | 53.841 | 52.0556 | 53.841 | 53.841
00 Ret.ExistWetFGD & ACI & SCR & CCS | 0 | 0 | 0 | 0 | 0 | 0 | 0
00 Ret.ExistWetFGD & ACI & SCR & HRI | 0 | 0 | 0 | 0 | 0 | 0 | 0
00 Ret.ExistWetFGD & ACI & SCR & HRI & CCS | 0 | 0 | 0 | 0 | 0 | 0 | 0
00 Ret.ExistWetFGD & ACI & SNCR | 0 | 0 | 0 | 0 | 0 | 0 | 0
00 Ret.ExistWetFGD & ACI & SNCR & HRI | 0 | 0 | 0 | 0 | 0 | 0 | 0
00 Ret.ExistWetFGD & CCS | 0 | 0 | 0 | 0 | 0 | 0 | 0
00 Ret.ExistWetFGD & HRI | 0 | 0 | 0 | 23.0501 | 37.2359 | 37.8525 | 37.8525
00 Ret.ExistWetFGD & HRI & CCS | 0 | 0 | 0 | 0 | 0 | 0 | 0
00 Ret.ExistWetFGD & SCR | 98.9122 | 121.9598 | 121.9477 | 125.0979 | 121.9426 | 123.4627 | 123.4627
00 Ret.ExistWetFGD & SCR & CCS | 0 | 0 | 0 | 0 | 0 | 0 | 0
00 Ret.ExistWetFGD & SCR & HRI | 0 | 0 | 0 | 6.382 | 7.9729 | 8.0172 | 7.9979
00 Ret.ExistWetFGD & SCR & HRI & CCS | 0 | 0 | 0 | 0 | 0 | 0 | 0
00 Ret.ExistWetFGD & SNCR | 0 | 0 | 0 | 0 | 0 | 0 | 0
00 Ret.ExistWetFGD & SNCR & HRI | 0 | 0 | 0 | 0 | 0 | 0 | 0
00 Ret.ExistWetFGD_ACI & CCS | 0 | 0 | 0 | 0 | 0 | 0 | 0
00 Ret.ExistWetFGD_ACI & HRI | 0 | 0 | 0 | 49.7032 | 49.8658 | 51.7703 | 51.9781
00 Ret.ExistWetFGD_ACI & HRI & CCS | 0 | 0 | 0 | 0 | 0 | 0 | 0
00 Ret.ExistWetFGD_ACI & SCR | 0 | 6.0647 | 6.0647 | 6.0647 | 6.0647 | 6.0647 | 6.0647
00 Ret.ExistWetFGD_ACI & SCR & CCS | 0 | 0 | 0 | 0 | 0 | 0 | 0
00 Ret.ExistWetFGD_ACI & SCR & HRI | 0 | 0 | 0 | 0 | 0 | 0 | 0
00 Ret.ExistWetFGD_ACI & SCR & HRI & CCS | 0 | 0 | 0 | 0 | 0 | 0 | 0
00 Ret.ExistWetFGD_ACI & SNCR | 0 | 0 | 0 | 0 | 0 | 0 | 0
00 Ret.ExistWetFGD_ACI & SNCR & HRI | 0 | 0 | 0 | 0 | 0 | 0 | 0
00 Ret.ExistWetFGD_ACI_DSI & CCS | 0 | 0 | 0 | 0 | 0 | 0 | 0
00 Ret.ExistWetFGD_ACI_DSI & HRI | 0 | 0 | 0 | 39.1175 | 34.5506 | 34.3649 | 35.2216
00 Ret.ExistWetFGD_ACI_DSI & HRI & CCS | 0 | 0 | 0 | 0 | 0 | 0 | 0
00 Ret.ExistWetFGD_ACI_DSI & SCR | 0 | 0 | 0 | 0 | 0 | 0 | 0
00 Ret.ExistWetFGD_ACI_DSI & SCR & CCS | 0 | 0 | 0 | 0 | 0 | 0 | 0
00 Ret.ExistWetFGD_ACI_DSI & SCR & HRI | 0 | 0 | 0 | 0 | 0 | 0 | 0
00 Ret.ExistWetFGD_ACI_DSI & SCR & HRI & CCS | 0 | 0 | 0 | 0 | 0 | 0 | 0
00 Ret.ExistWetFGD_SCR & ACI & CCS | 0 | 0 | 0 | 0 | 0 | 0 | 0
00 Ret.ExistWetFGD_SCR & ACI & HRI | 0 | 0 | 0 | 81.791 | 57.13 | 83.6021 | 83.1291
00 Ret.ExistWetFGD_SCR & ACI & HRI & CCS | 0 | 0 | 0 | 0 | 0 | 0 | 0
00 Ret.ExistWetFGD_SCR & CCS | 0 | 0 | 0 | 0 | 0 | 0 | 0
00 Ret.ExistWetFGD_SCR_DSI & CCS | 0 | 0 | 0 | 0 | 0 | 0 | 0
00 Ret.ExistWetFGD_SNCR & ACI & CCS | 0 | 0 | 0 | 0 | 0 | 0 | 0
00 Ret.ExistWetFGD_SNCR & ACI & HRI | 0 | 0 | 0 | 44.6688 | 37.7463 | 42.7663 | 40.8652
00 Ret.ExistWetFGD_SNCR & ACI & HRI & CCS | 0 | 0 | 0 | 0 | 0 | 0 | 0
00 Ret.ExistWetFGD_SNCR & CCS | 0 | 0 | 0 | 0 | 0 | 0 | 0
00 Ret.FB & ACI | 10.0641 | 11.2879 | 11.2879 | 10.6691 | 3.5298 | 10.4518 | 10.6691
00 Ret.FB & ACI & HRI | 0 | 0 | 0 | 0 | 0 | 0 | 0
00 Ret.FB & HRI | 0 | 0 | 0 | 10.4441 | 10.2569 | 10.4441 | 10.444
00 Ret.FB DryFGD | 0 | 0 | 0 | 0 | 0 | 0 | 0
00 Ret.FB DryFGD & ACI | 0 | 0 | 0 | 0 | 0 | 0 | 0
00 Ret.FB DryFGD & ACI & HRI | 0 | 0 | 0 | 0 | 0 | 0 | 0
00 Ret.FB DryFGD & HRI | 0 | 0 | 0 | 0 | 0 | 0 | 0
00 Ret.FB DryFGD & SCR | 0 | 0 | 0 | 0 | 0 | 0 | 0
00 Ret.FB DryFGD & SCR & HRI | 0 | 0 | 0 | 0 | 0 | 0 | 0
00 Ret.FB DryFGD & SNCR | 0 | 0 | 0 | 0 | 0 | 0 | 0
00 Ret.FB DryFGD & SNCR & HRI | 0 | 0 | 0 | 0 | 0 | 0 | 0
00 Ret.FB SNCR & DryFGD & ACI | 0 | 0 | 0 | 0 | 0 | 0 | 0
00 Ret.FB SNCR & DryFGD & ACI & HRI | 0 | 0 | 0 | 0 | 0 | 0 | 0
00 Ret.FB-ACI & SNCR | 0 | 0 | 0 | 0 | 0 | 0 | 0
00 Ret.FB-ACI & SNCR & CCS | 0 | 0 | 0 | 0 | 0 | 0 | 0
00 Ret.FB-ACI & SNCR & HRI | 0 | 0 | 0 | 0 | 0 | 0 | 0
00 Ret.FB-ACI & SNCR & HRI & CCS | 0 | 0 | 0 | 0 | 0 | 0 | 0
00 Ret.FB-Exist ACI & DryFGD | 0 | 0 | 0 | 0 | 0 | 0 | 0
00 Ret.FB-Exist ACI & DryFGD & HRI | 0 | 0 | 0 | 0 | 0 | 0 | 0
00 Ret.FB-Exist ACI & DryFGD & SNCR | 0 | 0 | 0 | 0 | 0 | 0 | 0
00 Ret.FB-Exist ACI & DryFGD & SNCR & HRI | 0 | 0 | 0 | 0 | 0 | 0 | 0
00 Ret.FB-Exist ACI & SNCR | 0 | 0 | 0 | 0 | 0 | 0 | 0
00 Ret.FB-Exist ACI & SNCR & HRI | 0 | 0 | 0 | 0 | 0 | 0 | 0
00 Ret.FB-ExistACI & HRI | 0 | 0 | 0 | 0 | 0 | 0 | 0
00 Ret.FB-ExistDryFGD & HRI | 0 | 0 | 0 | 0 | 0 | 0 | 0
00 Ret.FB-ExistDryFGD & SNCR | 0 | 0 | 0 | 0 | 0 | 0 | 0
00 Ret.FB-ExistDryFGD & SNCR & HRI | 0 | 0 | 0 | 0 | 0 | 0 | 0
00 Ret.FB-ExistDryFGD_SNCR & ACI | 0 | 0 | 0 | 0 | 0 | 0 | 0
00 Ret.FB-ExistDryFGD_SNCR & ACI & HRI | 0 | 0 | 0 | 0 | 0 | 0 | 0
00 Ret.FB-ExistDryFGD_SNCR & HRI | 0 | 0 | 0 | 26.9899 | 20.8703 | 28.1553 | 28.8755
00 Ret.FB-ExistDryFGD_SNCR_ACI & HRI | 0 | 0 | 0 | 0 | 0 | 0 | 0
00 Ret.FB-ExistDryFGD_SNCR_ACI & HRI & CCS | 0 | 0 | 0 | 0 | 0 | 0 | 0
00 Ret.FB-ExistSNCR & ACI | 1.5061 | 1.5061 | 1.5061 | 1.5061 | 1.5061 | 1.5061 | 1.5061
00 Ret.FB-ExistSNCR & ACI & HRI | 0 | 0 | 0 | 0 | 0 | 0 | 0
00 Ret.FB-ExistSNCR & DryFGD | 0 | 0 | 0 | 0 | 0 | 0 | 0
00 Ret.FB-ExistSNCR & DryFGD & ACI | 0 | 0 | 0 | 0 | 0 | 0 | 0
00 Ret.FB-ExistSNCR & DryFGD & ACI & HRI | 0 | 0 | 0 | 0 | 0 | 0 | 0
00 Ret.FB-ExistSNCR & DryFGD & HRI | 0 | 0 | 0 | 0 | 0 | 0 | 0
00 Ret.FB-ExistSNCR & HRI | 0 | 0 | 0 | 3.8519 | 3.8519 | 3.8519 | 3.8519
00 Ret.FB-ExistWetFGD_SNCR_ACI & HRI | 0 | 0 | 0 | 0 | 0 | 0 | 0
00 Ret.FB-SCR & DryFGD & ACI | 0 | 0 | 0 | 0 | 0 | 0 | 0
00 Ret.FB-SCR & DryFGD & ACI & HRI | 0 | 0 | 0 | 0 | 0 | 0 | 0
00 Ret.FB-SNCR | 0 | 0 | 0 | 0 | 0 | 0 | 0
00 Ret.FB-SNCR & HRI | 0 | 0 | 0 | 0 | 0 | 0 | 0
00 Ret.HRI | 0 | 0 | 0 | 0 | 0 | 0 | 0
00 Ret.Oil/Gas Steam SCR | 0.037451 | 0 | 0 | 0 | 0 | 0 | 0
00 Ret.SCR | 0.0035114 | 0.0035114 | 0.0015931 | 0 | 0 | 0 | 0
00 Ret.SCR & DryFGD | 0 | 0 | 0 | 0 | 0 | 0 | 0
00 Ret.SCR & DryFGD & ACI | 0 | 0 | 0 | 0 | 0 | 0 | 0
00 Ret.SCR & DryFGD & CCS | 0 | 0 | 0 | 0 | 0 | 0 | 0
00 Ret.SCR & DryFGD & HRI | 0 | 0 | 0 | 0 | 0 | 0 | 0
00 Ret.SCR & DryFGD & HRI & CCS | 0 | 0 | 0 | 0 | 0 | 0 | 0
00 Ret.SCR & DSI | 0 | 0 | 0 | 0 | 0 | 0 | 0
00 Ret.SCR & DSI & DryFGD | 0 | 0 | 0 | 0 | 0 | 0 | 0
00 Ret.SCR & DSI & DryFGD & HRI | 0 | 0 | 0 | 0 | 0 | 0 | 0
00 Ret.SCR & DSI & HRI | 0 | 0 | 0 | 0 | 0 | 0 | 0
00 Ret.SCR & DSI & WetFGD | 0 | 0 | 0 | 0 | 0 | 0 | 0
00 Ret.SCR & DSI & WetFGD & HRI | 0 | 0 | 0 | 0 | 0 | 0 | 0
00 Ret.SCR & HRI | 0 | 0 | 0 | 0.001593 | 0.001326 | 0.001593 | 0.001593
00 Ret.SCR & WetFGD | 0 | 0 | 0 | 0 | 0 | 0 | 0
00 Ret.SCR & WetFGD & ACI | 0 | 0 | 0 | 0 | 0 | 0 | 0
00 Ret.SCR & WetFGD & CCS | 0 | 0 | 0 | 0 | 0 | 0 | 0
00 Ret.SCR & WetFGD & HRI | 0 | 0 | 0 | 0 | 0 | 0 | 0
00 Ret.SCR & WetFGD & HRI & CCS | 0 | 0 | 0 | 0 | 0 | 0 | 0
00 Ret.SNCR | 0 | 0 | 0 | 0 | 0 | 0 | 0
00 Ret.SNCR & DryFGD | 0 | 0 | 0 | 0 | 0 | 0 | 0
00 Ret.SNCR & DryFGD & ACI | 0 | 0 | 0 | 0 | 0 | 0 | 0
00 Ret.SNCR & DryFGD & ACI & HRI | 0 | 0 | 0 | 0 | 0 | 0 | 0
00 Ret.SNCR & DryFGD & HRI | 0 | 0 | 0 | 0 | 0 | 0 | 0
00 Ret.SNCR & DSI | 0 | 0 | 0 | 0 | 0 | 0 | 0
00 Ret.SNCR & DSI & HRI | 0 | 0 | 0 | 0 | 0 | 0 | 0
00 Ret.SNCR & HRI | 0 | 0 | 0 | 0 | 0 | 0 | 0
00 Ret.SNCR & WetFGD | 0 | 0 | 0 | 0 | 0 | 0 | 0
00 Ret.SNCR & WetFGD & ACI | 0 | 0 | 0 | 0 | 0 | 0 | 0
00 Ret.SNCR & WetFGD & ACI & HRI | 0 | 0 | 0 | 0 | 0 | 0 | 0
00 Ret.SNCR & WetFGD & HRI | 0 | 0 | 0 | 0 | 0 | 0 | 0
00 Ret.WetFGD | 0 | 0 | 0 | 0 | 0 | 0 | 0
00 Ret.WetFGD & ACI & CCS | 0 | 0 | 0 | 0 | 0 | 0 | 0
00 Ret.WetFGD & ACI & HRI & CCS | 0 | 0 | 0 | 0 | 0 | 0 | 0
00 Ret.WetFGD & CCS | 0 | 0 | 0 | 0 | 0 | 0 | 0
00 Ret.WetFGD & HRI | 0 | 0 | 0 | 0 | 0 | 0 | 0
00 Ret.WetFGD & HRI & CCS | 0 | 0 | 0 | 0 | 0 | 0 | 0
00 CC Retirement | 0 | 0 | 0 | 0 | 0 | 0 | 0
00 CT Retirement | 0 | 0 | 0 | 0 | 0 | 0 | 0
00 O/G Retirement | 0 | 0 | 0 | 0 | 0 | 0 | 0
00 Coal Retirement | 0 | 0 | 0 | 0 | 0 | 0 | 0
00 IGCC Retirement | 0 | 0 | 0 | 0 | 0 | 0 | 0
00 Nuke Retirement | 0 | 0 | 0 | 0 | 0 | 0 | 0
00 Non-Fossil Retirement | 0 | 0 | 0 | 0 | 0 | 0 | 0
Total | 13836.8138 | 14091.7855 | 14277.337 | 14789.6911 | 15251.8947 | 16197.1741 | 17234.6479
(**) Ind. Boiler generation, not included in the total
14. Capacity Factor by Capacity Reporting Type [%]
00 New Combined Cycle | N/A | 84.923 | 85.6719 | 85.5005 | 82.2127 | 84.5828 | 84.4881
00 New Combined Cycle - Uncontrolled | N/A | N/A | N/A | N/A | N/A | N/A | N/A
00 New Combined Cycle with Carbon Capture | N/A | N/A | N/A | N/A | N/A | N/A | N/A
00 New Combustion Turbine | 6.6335 | 6.7763 | 6.3013 | 7.6898 | 6.7343 | 3.4844 | 2.3727
00 New Energy Efficiency | N/A | N/A | 30 | 30 | 30 | 30 | 30
00 New Hydro | N/A | N/A | 63.9257 | 61.4583 | 61.5108 | 61.5108 | 61.5108
00 New Nuclear | N/A | N/A | N/A | N/A | N/A | N/A | N/A
00 New Biomass | N/A | N/A | N/A | N/A | N/A | N/A | N/A
00 New Geothermal | N/A | N/A | 87 | 87 | 87 | 87 | 87
00 New Landfill Gas | N/A | N/A | N/A | N/A | N/A | N/A | N/A
00 New Offshore Wind | N/A | N/A | N/A | N/A | N/A | N/A | N/A
00 New Onshore Wind | 37.0063 | 42.5219 | 42.5375 | 42.1221 | 42.2132 | 42.2765 | 42.3863
00 New Solar PV | 20.4341 | 20.4643 | 20.5433 | 21.5415 | 21.7367 | 22.0219 | 21.9207
00 New Solar Thermal | N/A | N/A | N/A | N/A | N/A | N/A | N/A
00 New Fuel Cell | N/A | N/A | N/A | N/A | N/A | N/A | N/A
00 New IGCC | N/A | N/A | N/A | N/A | N/A | N/A | N/A
00 New Advanced Coal with CCS | N/A | 85 | 85 | 85 | 85 | 85 | 85
00 New SPC - Uncontrolled | N/A | N/A | N/A | N/A | N/A | N/A | N/A
00 New SPC-WetFGD_SCR | N/A | N/A | N/A | N/A | N/A | N/A | N/A
00 New Future Technology | N/A | N/A | N/A | N/A | N/A | N/A | N/A
00 Exist Combined Cycle | 63.3972 | 60.511 | 55.6034 | 59.58 | 60.5515 | 49.2808 | 45.5265
00 Exist Combustion Turbine | 2.4654 | 2.1553 | 1.7116 | 2.483 | 2.1401 | 1.0877 | 0.9847
00 Exist Coal Steam_Uncontrolled | 65.5049 | 76.8827 | 79.0036 | 59.387 | 68.5968 | 53.7414 | 48.8831
00 Exist Coal Steam_ACI | 84.3809 | 84.9253 | 84.7295 | 84.9253 | 84.9253 | 84.9253 | 84.9253
00 Exist Coal Steam_ACI_DSI | 73.6472 | 75.9889 | 80.7791 | 69.736 | 36.8621 | 62.514 | 62.514
00 Exist Coal Steam_DryFGD | 79.3602 | 81.8824 | 82.9437 | 77.6844 | 77.4155 | 76.3585 | 76.3585
00 Exist Coal Steam_DryFGD_ACI | 82.2913 | 83.0171 | 83.4404 | 79.4291 | 71.7785 | 78.1026 | 78.4152
00 Exist Coal Steam_DryFGD_SCR | 60.3146 | 61.0634 | 70.5616 | 55.8058 | 54.1873 | 42.8616 | 44.4483
00 Exist Coal Steam_DryFGD_SCR_ACI | 78.8317 | 80.6761 | 83.1804 | 76.5328 | 65.3421 | 77.2067 | 77.3158
00 Exist Coal Steam_DryFGD_SCR_ACI_DSI | 79.4551 | 79.4551 | 82.5052 | 71.5396 | 59.1025 | 71.5396 | 66.0782
00 Exist Coal Steam_DryFGD_SNCR | 65.8415 | 71.4888 | 82.0679 | 65.8415 | 56.8732 | 65.8415 | 65.8415
00 Exist Coal Steam_DryFGD_SNCR_ACI | 50.8872 | 82.5897 | 82.592 | 83.2318 | 0 | 0 | 0
00 Exist Coal Steam_DSI | 0 | 0 | 0 | 0 | 0 | 0 | 0
00 Exist Coal Steam_SCR | 0 | 0 | 0 | 0 | 0 | 0 | 0
00 Exist Coal Steam_SCR_ACI | 4.0637 | 0 | 0 | 0 | 0 | 0 | 0
00 Exist Coal Steam_SCR_DSI | N/A | N/A | N/A | N/A | N/A | N/A | N/A
00 Exist Coal Steam_SNCR | 10.5682 | 35.5426 | 35.3594 | 45.7481 | 46.3883 | 44.4402 | 44.4402
00 Exist Coal Steam_SNCR_ACI | 0 | 0 | 0 | N/A | N/A | N/A | N/A
00 Exist Coal Steam_SNCR_ACI_DSI | N/A | N/A | N/A | N/A | N/A | N/A | N/A
00 Exist Coal Steam_SNCR_DSI | N/A | N/A | N/A | N/A | N/A | N/A | N/A
00 Exist Coal Steam_WetFGD | 82.0786 | 83.3039 | 83.4181 | 83.4447 | 82.1667 | 83.8062 | 83.8062
00 Exist Coal Steam_WetFGD_ACI | 76.5068 | 77.8439 | 83.7309 | 72.3451 | 68.7952 | 78.8666 | 76.4013
00 Exist Coal Steam_WetFGD_ACI_DSI | 71.0119 | 75.1727 | 82.9502 | N/A | N/A | N/A | N/A
00 Exist Coal Steam_WetFGD_SCR | 76.6198 | 79.049 | 81.5803 | 71.6343 | 67.3376 | 64.8434 | 61.7312
00 Exist Coal Steam_WetFGD_SCR_ACI | 73.5878 | 78.4715 | 82.3142 | 71.4647 | 63.3967 | 61.9701 | 62.3644
00 Exist Coal Steam_WetFGD_SCR_ACI_DSI | 72.5048 | 78.0808 | 81.9 | 71.5396 | 59.1025 | 59.1025 | 25.954
00 Exist Coal Steam_WetFGD_SCR_DSI | 69.1732 | 71.5396 | 81.7562 | 64.564 | 59.1025 | 59.1025 | 59.1025
00 Exist Coal Steam_WetFGD_SNCR | 57.4482 | 63.5245 | 73.3956 | 5.6866 | 21.8878 | 5.6866 | 5.6866
00 Exist Coal Steam_WetFGD_SNCR_ACI | 79.5963 | 79.5963 | 82.4773 | 75.2319 | 60.0636 | 77.3328 | 65.6214
00 Exist Coal Steam_WetFGD_SNCR_ACI_DSI | 83.2318 | 83.2318 | 83.2318 | 83.2318 | 83.2318 | 83.2318 | 83.2318
00 Exist FBC_Uncontrolled | 72.5875 | 77.4365 | 84.3272 | 76.9297 | 40.7072 | 70.7698 | 61.3079
00 Exist FBC_ACI | 84.9864 | 84.9864 | 84.9864 | 84.9864 | 74.2356 | 84.9864 | 84.9864
00 Exist FBC_DryFGD | 84.0297 | 84.0297 | 84.0297 | 84.0297 | N/A | N/A | N/A
00 Exist FBC_DryFGD_SNCR | 65.4564 | 75.1759 | 79.8649 | 75.7596 | 78.7275 | 82.6334 | 82.9782
00 Exist FBC_DryFGD_SNCR_ACI | 70.4902 | 72.9937 | 83.8654 | 66.9571 | 60.5208 | 65.2722 | 41.6106
00 Exist FBC_SNCR | 56.8911 | 56.8911 | 60.8056 | 42.6154 | 29.0776 | 39.1501 | 36.3707
00 Exist FBC_SNCR_ACI | 84.0297 | 84.0297 | 84.0297 | 84.0297 | 84.0297 | 84.0297 | 84.0297
00 Exist FBC_WetFGD_SNCR_ACI | 0 | 21.068 | 61.3298 | 21.068 | 21.068 | 61.3298 | 84.9864
00 Exist IGCC | 75.8606 | 82.5917 | 84.2189 | 84.2386 | 75.2016 | 82.5917 | 84.2386
00 Exist Fossil_Other | 28.3367 | 28.3367 | 28.3367 | 28.3367 | 28.3367 | 28.3367 | 28.3367
00 Exist Fuel Cell | 16.2046 | 14.0896 | 13.2456 | 13.5448 | 7.5318 | 8.598 | 7.6833
00 Exist Hydro | 39.3969 | 39.4091 | 39.4091 | 39.4091 | 39.4091 | 39.4091 | 39.4091
00 Exist Non Fossil_Other | 42.6506 | 42.6503 | 42.6506 | 42.6504 | 42.6506 | 42.6506 | 42.6506
00 Exist Nuclear | 90.8196 | 90.9223 | 90.79 | 90.8805 | 90.8265 | 91.6788 | 90.6567
00 Exist Oil/Gas Steam | 9.5976 | 9.0758 | 8.0341 | 2.8709 | 1.6606 | 0.72421 | 0.72789
00 Exist Oil/Gas Steam_SCR | 6.4015 | 7.8108 | 6.2889 | 4.9914 | 1.8468 | 0.64437 | 0.67706
00 Exist Oil/Gas Steam_SNCR | 2.1293 | 1.9284 | 0 | 3.5981 | 1.9796 | 0 | 0
00 Exist Biomass | 61.0087 | 56.5541 | 59.1007 | 57.3796 | 60.2724 | 56.3311 | 62.9693
00 Exist Landfill Gas | 58.9419 | 58.9451 | 58.9451 | 58.9451 | 58.9451 | 58.9451 | 58.9451
00 Exist Geothermal | 73.8138 | 73.8138 | 73.8138 | 73.8138 | 73.8138 | 73.8138 | 73.8138
00 Exist Pump Storage | 5.801 | 5.7837 | 5.4385 | 5.2076 | 5.3683 | 3.3066 | 3.1667
00 Exist Solar PV | 22.5027 | 22.5754 | 22.5754 | 22.5754 | 22.5754 | 22.5754 | 22.5754
00 Exist Solar Thermal | 14.5075 | 14.5075 | 14.5075 | 14.5075 | 14.5075 | 14.5075 | 14.5075
00 Exist Wind | 31.8879 | 31.8879 | 31.9161 | 31.9161 | 31.9161 | 31.9161 | 31.9161
00 International Imports | 53.86 | 53.86 | 41.3 | 9.9 | 0 | 0 | 0
00 Ret.ACI | 84.2204 | 84.6531 | 84.5593 | 84.9864 | 58.5496 | 84.9864 | 84.9864
00 Ret.ACI & DryFGD | 82.6018 | 83.6553 | 83.5918 | 83.6553 | 82.6018 | 82.6018 | 82.6018
00 Ret.ACI & DryFGD & HRI | N/A | N/A | N/A | N/A | 84.9864 | 84.9864 | 84.9864
00 Ret.ACI & DSI | 78.7074 | 79.5167 | 81.9323 | 75.4806 | 70.1599 | 70.0594 | 70.2774
00 Ret.ACI & DSI & DryFGD | N/A | N/A | N/A | N/A | N/A | N/A | N/A
00 Ret.ACI & DSI & DryFGD & HRI | N/A | N/A | N/A | N/A | N/A | N/A | N/A
00 Ret.ACI & DSI & HRI | N/A | N/A | N/A | 82.1421 | 72.7175 | 83.258 | 83.3154
00 Ret.ACI & DSI & WetFGD & HRI | N/A | N/A | N/A | N/A | N/A | N/A | N/A
00 Ret.ACI & HRI | N/A | N/A | N/A | 84.9864 | 84.9864 | 84.9864 | 84.9864
00 Ret.ACI & SCR | N/A | N/A | N/A | N/A | N/A | N/A | N/A
00 Ret.ACI & SCR & DryFGD & CCS | N/A | N/A | N/A | N/A | N/A | N/A | N/A
00 Ret.ACI & SCR & DryFGD & HRI | N/A | N/A | N/A | N/A | N/A | N/A | N/A
00 Ret.ACI & SCR & DryFGD & HRI & CCS | N/A | N/A | N/A | N/A | N/A | N/A | N/A
00 Ret.ACI & SCR & DSI | N/A | N/A | N/A | N/A | N/A | N/A | N/A
00 Ret.ACI & SCR & DSI & DryFGD | N/A | N/A | N/A | N/A | N/A | N/A | N/A
00 Ret.ACI & SCR & DSI & DryFGD & HRI | N/A | N/A | N/A | N/A | N/A | N/A | N/A
00 Ret.ACI & SCR & DSI & HRI | N/A | N/A | N/A | N/A | N/A | N/A | N/A
00 Ret.ACI & SCR & DSI & WetFGD | N/A | N/A | N/A | N/A | N/A | N/A | N/A
00 Ret.ACI & SCR & DSI & WetFGD & HRI | N/A | N/A | N/A | N/A | N/A | N/A | N/A
00 Ret.ACI & SCR & HRI | N/A | N/A | N/A | N/A | N/A | N/A | N/A
00 Ret.ACI & SCR & WetFGD & CCS | N/A | N/A | N/A | N/A | N/A | N/A | N/A
00 Ret.ACI & SCR & WetFGD & HRI | N/A | N/A | N/A | N/A | N/A | N/A | N/A
00 Ret.ACI & SCR & WetFGD & HRI & CCS | N/A | N/A | N/A | N/A | N/A | N/A | N/A
00 Ret.ACI & SNCR | N/A | N/A | N/A | N/A | N/A | N/A | N/A
00 Ret.ACI & SNCR & DSI | N/A | N/A | N/A | N/A | N/A | N/A | N/A
00 Ret.ACI & SNCR & DSI & DryFGD | N/A | N/A | N/A | N/A | N/A | N/A | N/A
00 Ret.ACI & SNCR & DSI & DryFGD & HRI | N/A | N/A | N/A | N/A | N/A | N/A | N/A
00 Ret.ACI & SNCR & DSI & HRI | N/A | N/A | N/A | N/A | N/A | N/A | N/A
00 Ret.ACI & SNCR & DSI & WetFGD | N/A | N/A | N/A | N/A | N/A | N/A | N/A
00 Ret.ACI & SNCR & DSI & WetFGD & HRI | N/A | N/A | N/A | N/A | N/A | N/A | N/A
00 Ret.ACI & SNCR & HRI | N/A | N/A | N/A | N/A | N/A | N/A | N/A
00 Ret.ACI & WetFGD | 81.9007 | 81.9007 | 81.7568 | N/A | N/A | N/A | N/A
00 Ret.ACI & WetFGD & DSI | N/A | N/A | N/A | N/A | N/A | N/A | N/A
00 Ret.ACI & WetFGD & HRI | N/A | N/A | N/A | 81.9007 | 71.8415 | 81.9007 | 81.9007
00 Ret.C2G | 4.376 | 3.5556 | 4.4128 | 4.6454 | 3.3318 | 5.2397 | 5.2416
00 Ret.C2G & SCR | N/A | 80.9922 | 81.1054 | 81.0142 | 81.0142 | 80.7184 | 80.7159
00 Ret.CCG | N/A | N/A | N/A | N/A | N/A | N/A | N/A
00 Ret.DryFGD | N/A | N/A | N/A | N/A | N/A | N/A | N/A
00 Ret.DryFGD & ACI & CCS | N/A | N/A | N/A | N/A | N/A | N/A | N/A
00 Ret.DryFGD & ACI & HRI & CCS | N/A | N/A | N/A | N/A | N/A | N/A | N/A
00 Ret.DryFGD & CCS | N/A | N/A | N/A | N/A | N/A | N/A | N/A
00 Ret.DryFGD & HRI | N/A | N/A | N/A | N/A | N/A | N/A | N/A
00 Ret.DryFGD & HRI & CCS | N/A | N/A | N/A | N/A | N/A | N/A | N/A
00 Ret.DSI | 82.6018 | 82.6018 | 82.6018 | N/A | N/A | N/A | N/A
00 Ret.DSI & DryFGD | N/A | N/A | N/A | N/A | N/A | N/A | N/A
00 Ret.DSI & DryFGD & HRI | N/A | N/A | N/A | N/A | N/A | N/A | N/A
00 Ret.DSI & HRI | N/A | N/A | N/A | N/A | N/A | N/A | N/A
00 Ret.DSI & WetFGD | N/A | N/A | N/A | N/A | N/A | N/A | N/A
00 Ret.DSI & WetFGD & HRI | N/A | N/A | N/A | N/A | N/A | N/A | N/A
00 Ret.Exist FBC_DryFGD_SNCR_ACI & CCS | N/A | N/A | N/A | N/A | N/A | N/A | N/A
00 Ret.ExistACI & DryFGD | N/A | N/A | N/A | N/A | N/A | N/A | N/A
00 Ret.ExistACI & DryFGD & CCS | N/A | N/A | N/A | N/A | N/A | N/A | N/A
00 Ret.ExistACI & DryFGD & HRI | N/A | N/A | N/A | N/A | N/A | N/A | N/A
00 Ret.ExistACI & DryFGD & HRI & CCS | N/A | N/A | N/A | N/A | N/A | N/A | N/A
00 Ret.ExistACI & DSI | 80.3267 | 84.9681 | 84.9681 | 78.0216 | 72.1527 | 78.0216 | 82.6019
00 Ret.ExistACI & DSI & DryFGD | N/A | N/A | N/A | N/A | N/A | N/A | N/A
00 Ret.ExistACI & DSI & DryFGD & HRI | N/A | N/A | N/A | N/A | N/A | N/A | N/A
00 Ret.ExistACI & DSI & HRI | N/A | N/A | N/A | 84.9864 | 74.2356 | 84.0205 | 84.9864
00 Ret.ExistACI & DSI & WetFGD | N/A | N/A | N/A | N/A | N/A | N/A | N/A
00 Ret.ExistACI & DSI & WetFGD & HRI | N/A | N/A | N/A | N/A | N/A | N/A | N/A
00 Ret.ExistACI & HRI | N/A | N/A | N/A | N/A | N/A | N/A | N/A
00 Ret.ExistACI & HRI & WetFGD | N/A | N/A | N/A | N/A | N/A | N/A | N/A
00 Ret.ExistACI & SCR | N/A | N/A | N/A | N/A | N/A | N/A | N/A
00 Ret.ExistACI & SCR & DryFGD | N/A | N/A | N/A | N/A | N/A | N/A | N/A
00 Ret.ExistACI & SCR & DryFGD & CCS | N/A | N/A | N/A | N/A | N/A | N/A | N/A
00 Ret.ExistACI & SCR & DryFGD & HRI | N/A | N/A | N/A | N/A | N/A | N/A | N/A
00 Ret.ExistACI & SCR & DryFGD & HRI & CCS | N/A | N/A | N/A | N/A | N/A | N/A | N/A
00 Ret.ExistACI & SCR & DSI | N/A | N/A | N/A | N/A | N/A | N/A | N/A
00 Ret.ExistACI & SCR & DSI & DryFGD | N/A | N/A | N/A | N/A | N/A | N/A | N/A
00 Ret.ExistACI & SCR & DSI & DryFGD & HRI | N/A | N/A | N/A | N/A | N/A | N/A | N/A
00 Ret.ExistACI & SCR & DSI & HRI | N/A | N/A | N/A | N/A | N/A | N/A | N/A
00 Ret.ExistACI & SCR & HRI | N/A | N/A | N/A | N/A | N/A | N/A | N/A
00 Ret.ExistACI & SCR & WetFGD | N/A | N/A | N/A | N/A | N/A | N/A | N/A
00 Ret.ExistACI & SCR & WetFGD & CCS | N/A | N/A | N/A | N/A | N/A | N/A | N/A
00 Ret.ExistACI & SCR & WetFGD & HRI | N/A | N/A | N/A | N/A | N/A | N/A | N/A
00 Ret.ExistACI & SCR & WetFGD & HRI & CCS | N/A | N/A | N/A | N/A | N/A | N/A | N/A
00 Ret.ExistACI & SNCR | N/A | N/A | N/A | N/A | N/A | N/A | N/A
00 Ret.ExistACI & SNCR & DryFGD | N/A | N/A | N/A | N/A | N/A | N/A | N/A
00 Ret.ExistACI & SNCR & DryFGD & HRI | N/A | N/A | N/A | N/A | N/A | N/A | N/A
00 Ret.ExistACI & SNCR & DSI | N/A | N/A | N/A | N/A | N/A | N/A | N/A
00 Ret.ExistACI & SNCR & DSI & HRI | N/A | N/A | N/A | N/A | N/A | N/A | N/A
00 Ret.ExistACI & SNCR & HRI | N/A | N/A | N/A | N/A | N/A | N/A | N/A
00 Ret.ExistACI & SNCR & WetFGD | N/A | N/A | N/A | N/A | N/A | N/A | N/A
00 Ret.ExistACI & SNCR & WetFGD & HRI | N/A | N/A | N/A | N/A | N/A | N/A | N/A
00 Ret.ExistACI & WetFGD | N/A | N/A | N/A | N/A | N/A | N/A | N/A
00 Ret.ExistACI & WetFGD & CCS | N/A | N/A | N/A | N/A | N/A | N/A | N/A
00 Ret.ExistACI & WetFGD & HRI & CCS | N/A | N/A | N/A | N/A | N/A | N/A | N/A
00 Ret.ExistACI_DSI & DryFGD | 81.9 | 81.9 | 81.7562 | 81.9 | N/A | N/A | N/A
00 Ret.ExistACI_DSI & DryFGD & CCS | N/A | N/A | N/A | N/A | N/A | N/A | N/A
00 Ret.ExistACI_DSI & DryFGD & HRI | N/A | N/A | N/A | 81.9 | 71.5396 | 81.9 | 81.9
00 Ret.ExistACI_DSI & DryFGD & HRI & CCS | N/A | N/A | N/A | N/A | N/A | N/A | N/A
00 Ret.ExistACI_DSI & HRI | N/A | N/A | N/A | 83.2318 | 72.703 | 81.145 | 75.524
00 Ret.ExistACI_DSI & SCR | N/A | 81.9 | 81.9 | 81.9 | N/A | N/A | N/A
00 Ret.ExistACI_DSI & SCR & DryFGD | N/A | N/A | N/A | N/A | N/A | N/A | N/A
00 Ret.ExistACI_DSI & SCR & DryFGD & CCS | N/A | N/A | N/A | N/A | N/A | N/A | N/A
00 Ret.ExistACI_DSI & SCR & DryFGD & HRI | N/A | N/A | N/A | N/A | N/A | N/A | N/A
00 Ret.ExistACI_DSI & SCR & DryFGD & HRI & CCS | N/A | N/A | N/A | N/A | N/A | N/A | N/A
00 Ret.ExistACI_DSI & SCR & HRI | N/A | N/A | N/A | N/A | N/A | N/A | N/A
00 Ret.ExistACI_DSI & SCR & WetFGD | N/A | N/A | N/A | N/A | N/A | N/A | N/A
00 Ret.ExistACI_DSI & SCR & WetFGD & CCS | N/A | N/A | N/A | N/A | N/A | N/A | N/A
00 Ret.ExistACI_DSI & SCR & WetFGD & HRI | N/A | N/A | N/A | N/A | 74.1948 | 65.4686 | 65.4656
00 Ret.ExistACI_DSI & SCR & WetFGD & HRI & CCS | N/A | N/A | N/A | N/A | N/A | N/A | N/A
00 Ret.ExistACI_DSI & SNCR | N/A | N/A | N/A | N/A | N/A | N/A | N/A
00 Ret.ExistACI_DSI & SNCR & DryFGD | N/A | N/A | N/A | N/A | N/A | N/A | N/A
00 Ret.ExistACI_DSI & SNCR & DryFGD & HRI | N/A | N/A | N/A | N/A | N/A | N/A | N/A
00 Ret.ExistACI_DSI & SNCR & HRI | N/A | N/A | N/A | N/A | N/A | N/A | N/A
00 Ret.ExistACI_DSI & SNCR & WetFGD | N/A | N/A | N/A | N/A | N/A | N/A | N/A
00 Ret.ExistACI_DSI & SNCR & WetFGD & HRI | N/A | N/A | N/A | N/A | N/A | N/A | N/A
00 Ret.ExistACI_DSI & WetFGD | 80.1159 | 80.1159 | 80.1159 | 80.1159 | 0 | 0 | 0
00 Ret.ExistACI_DSI & WetFGD & CCS | N/A | N/A | N/A | N/A | N/A | N/A | N/A
00 Ret.ExistACI_DSI & WetFGD & HRI | N/A | N/A | N/A | 80.1159 | 75.6108 | 67.2772 | 67.2772
00 Ret.ExistACI_DSI & WetFGD & HRI & CCS | N/A | N/A | N/A | N/A | N/A | N/A | N/A
00 Ret.ExistDryFGD & ACI | 82.3066 | 83.2812 | 84.2252 | 83.9913 | 80.2143 | 83.9889 | 83.9889
00 Ret.ExistDryFGD & ACI & CCS | N/A | N/A | N/A | N/A | N/A | N/A | N/A
00 Ret.ExistDryFGD & ACI & HRI | N/A | N/A | N/A | 84.4248 | 73.9682 | 82.8127 | 84.4083
00 Ret.ExistDryFGD & ACI & HRI & CCS | N/A | N/A | N/A | N/A | N/A | N/A | N/A
00 Ret.ExistDryFGD & ACI & SCR | N/A | 84.4137 | 84.4137 | 84.4137 | 84.4137 | 84.4137 | 84.4137
00 Ret.ExistDryFGD & ACI & SCR & CCS | N/A | N/A | N/A | N/A | N/A | N/A | N/A
00 Ret.ExistDryFGD & ACI & SCR & HRI | N/A | N/A | N/A | N/A | N/A | N/A | N/A
00 Ret.ExistDryFGD & ACI & SCR & HRI & CCS | N/A | N/A | N/A | N/A | N/A | N/A | N/A
00 Ret.ExistDryFGD & ACI & SNCR | N/A | N/A | N/A | N/A | N/A | N/A | N/A
00 Ret.ExistDryFGD & ACI & SNCR & HRI | N/A | N/A | N/A | N/A | N/A | N/A | N/A
00 Ret.ExistDryFGD & CCS | N/A | N/A | N/A | N/A | N/A | N/A | N/A
00 Ret.ExistDryFGD & HRI | N/A | N/A | N/A | N/A | N/A | N/A | N/A
00 Ret.ExistDryFGD & HRI & CCS | N/A | N/A | N/A | N/A | N/A | N/A | N/A
00 Ret.ExistDryFGD & SCR | N/A | 81.9 | 81.9 | 81.9 | 81.9 | 81.9 | 81.9
00 Ret.ExistDryFGD & SCR & CCS | N/A | N/A | N/A | N/A | N/A | N/A | N/A
00 Ret.ExistDryFGD & SCR & HRI | N/A | N/A | N/A | N/A | N/A | N/A | N/A
00 Ret.ExistDryFGD & SCR & HRI & CCS | N/A | N/A | N/A | N/A | N/A | N/A | N/A
00 Ret.ExistDryFGD & SNCR | N/A | N/A | N/A | N/A | N/A | N/A | N/A
00 Ret.ExistDryFGD & SNCR & HRI | N/A | N/A | N/A | N/A | N/A | N/A | N/A
00 Ret.ExistDryFGD_ACI & CCS | N/A | N/A | N/A | N/A | N/A | N/A | N/A
00 Ret.ExistDryFGD_ACI & HRI | N/A | N/A | N/A | 83.8497 | 78.0642 | 83.8497 | 83.8497
00 Ret.ExistDryFGD_ACI & HRI & CCS | N/A | N/A | N/A | N/A | N/A | N/A | N/A
00 Ret.ExistDryFGD_ACI & SCR | 84.4137 | 82.5873 | 82.4056 | 79.9717 | 70.0685 | 79.3077 | 80.1997
00 Ret.ExistDryFGD_ACI & SCR & CCS | N/A | N/A | N/A | N/A | N/A | N/A | N/A
00 Ret.ExistDryFGD_ACI & SCR & HRI | N/A | N/A | N/A | 81.9 | 59.1025 | 80.9907 | 77.3504
00 Ret.ExistDryFGD_ACI & SCR & HRI & CCS | N/A | N/A | N/A | N/A | N/A | N/A | N/A
00 Ret.ExistDryFGD_SCR & ACI & CCS | N/A | N/A | N/A | N/A | N/A | N/A | N/A
00 Ret.ExistDryFGD_SCR & ACI & HRI | N/A | N/A | N/A | 64.4963 | 81.7928 | 81.7929 | 81.7929
00 Ret.ExistDryFGD_SCR & ACI & HRI & CCS | N/A | N/A | N/A | N/A | N/A | N/A | N/A
00 Ret.ExistDryFGD_SCR & CCS | N/A | N/A | N/A | N/A | N/A | N/A | N/A
00 Ret.ExistDryFGD_SNCR & ACI & HRI | N/A | N/A | N/A | N/A | N/A | N/A | N/A
00 Ret.ExistDSI & ACI | 84.9865 | 84.9865 | 84.9865 | 84.9865 | 74.2357 | 84.9865 | 84.9865
00 Ret.ExistDSI & ACI & HRI | N/A | N/A | N/A | N/A | N/A | N/A | N/A
00 Ret.ExistDSI & ACI & SCR | N/A | N/A | N/A | N/A | N/A | N/A | N/A
00 Ret.ExistDSI & ACI & SCR & DryFGD & CCS | N/A | N/A | N/A | N/A | N/A | N/A | N/A
00 Ret.ExistDSI & ACI & SCR & DryFGD & HRI | N/A | N/A | N/A | N/A | N/A | N/A | N/A
00 Ret.ExistDSI & ACI & SCR & DryFGD & HRI & CCS | N/A | N/A | N/A | N/A | N/A | N/A | N/A
00 Ret.ExistDSI & ACI & SCR & HRI | N/A | N/A | N/A | N/A | N/A | N/A | N/A
00 Ret.ExistDSI & ACI & SCR & WetFGD & CCS | N/A | N/A | N/A | N/A | N/A | N/A | N/A
00 Ret.ExistDSI & ACI & SCR & WetFGD & HRI | N/A | N/A | N/A | N/A | N/A | N/A | N/A
00 Ret.ExistDSI & ACI & SCR & WetFGD & HRI & CCS | N/A | N/A | N/A | N/A | N/A | N/A | N/A
00 Ret.ExistDSI & DryFGD | N/A | N/A | N/A | N/A | N/A | N/A | N/A
00 Ret.ExistDSI & DryFGD & ACI | N/A | N/A | N/A | N/A | N/A | N/A | N/A
00 Ret.ExistDSI & DryFGD & ACI & CCS | N/A | N/A | N/A | N/A | N/A | N/A | N/A
00 Ret.ExistDSI & DryFGD & ACI & HRI | N/A | N/A | N/A | N/A | N/A | N/A | N/A
00 Ret.ExistDSI & DryFGD & ACI & HRI & CCS | N/A | N/A | N/A | N/A | N/A | N/A | N/A
00 Ret.ExistDSI & DryFGD & CCS | N/A | N/A | N/A | N/A | N/A | N/A | N/A
00 Ret.ExistDSI & DryFGD & HRI | N/A | N/A | N/A | N/A | N/A | N/A | N/A
00 Ret.ExistDSI & DryFGD & HRI & CCS | N/A | N/A | N/A | N/A | N/A | N/A | N/A
00 Ret.ExistDSI & HRI | N/A | N/A | N/A | N/A | N/A | N/A | N/A
00 Ret.ExistDSI & SCR | N/A | N/A | N/A | N/A | N/A | N/A | N/A
00 Ret.ExistDSI & SCR & DryFGD | N/A | N/A | N/A | N/A | N/A | N/A | N/A
00 Ret.ExistDSI & SCR & DryFGD & ACI | N/A | N/A | N/A | N/A | N/A | N/A | N/A
00 Ret.ExistDSI & SCR & DryFGD & CCS | N/A | N/A | N/A | N/A | N/A | N/A | N/A
00 Ret.ExistDSI & SCR & DryFGD & HRI | N/A | N/A | N/A | N/A | N/A | N/A | N/A
00 Ret.ExistDSI & SCR & DryFGD & HRI & CCS | N/A | N/A | N/A | N/A | N/A | N/A | N/A
00 Ret.ExistDSI & SCR & HRI | N/A | N/A | N/A | N/A | N/A | N/A | N/A
00 Ret.ExistDSI & SCR & WetFGD | N/A | N/A | N/A | N/A | N/A | N/A | N/A
00 Ret.ExistDSI & SCR & WetFGD & ACI | N/A | N/A | N/A | N/A | N/A | N/A | N/A
00 Ret.ExistDSI & SCR & WetFGD & CCS | N/A | N/A | N/A | N/A | N/A | N/A | N/A
00 Ret.ExistDSI & SCR & WetFGD & HRI | N/A | N/A | N/A | N/A | N/A | N/A | N/A
00 Ret.ExistDSI & SCR & WetFGD & HRI & CCS | N/A | N/A | N/A | N/A | N/A | N/A | N/A
00 Ret.ExistDSI & SNCR | N/A | N/A | N/A | N/A | N/A | N/A | N/A
00 Ret.ExistDSI & SNCR & ACI | N/A | N/A | N/A | N/A | N/A | N/A | N/A
00 Ret.ExistDSI & SNCR & ACI & HRI | N/A | N/A | N/A | N/A | N/A | N/A | N/A
00 Ret.ExistDSI & SNCR & DryFGD | N/A | N/A | N/A | N/A | N/A | N/A | N/A
00 Ret.ExistDSI & SNCR & DryFGD & ACI | N/A | N/A | N/A | N/A | N/A | N/A | N/A
00 Ret.ExistDSI & SNCR & DryFGD & ACI & HRI | N/A | N/A | N/A | N/A | N/A | N/A | N/A
00 Ret.ExistDSI & SNCR & DryFGD & HRI | N/A | N/A | N/A | N/A | N/A | N/A | N/A
00 Ret.ExistDSI & SNCR & HRI | N/A | N/A | N/A | N/A | N/A | N/A | N/A
00 Ret.ExistDSI & SNCR & WetFGD | N/A | N/A | N/A | N/A | N/A | N/A | N/A
00 Ret.ExistDSI & SNCR & WetFGD & ACI | N/A | N/A | N/A | N/A | N/A | N/A | N/A
00 Ret.ExistDSI & SNCR & WetFGD & ACI & HRI | N/A | N/A | N/A | N/A | N/A | N/A | N/A
00 Ret.ExistDSI & SNCR & WetFGD & HRI | N/A | N/A | N/A | N/A | N/A | N/A | N/A
00 Ret.ExistDSI & WetFGD | N/A | N/A | N/A | N/A | N/A | N/A | N/A
00 Ret.ExistDSI & WetFGD & ACI | N/A | N/A | N/A | N/A | N/A | N/A | N/A
00 Ret.ExistDSI & WetFGD & ACI & CCS | N/A | N/A | N/A | N/A | N/A | N/A | N/A
00 Ret.ExistDSI & WetFGD & ACI & HRI | N/A | N/A | N/A | N/A | N/A | N/A | N/A
00 Ret.ExistDSI & WetFGD & ACI & HRI & CCS | N/A | N/A | N/A | N/A | N/A | N/A | N/A
00 Ret.ExistDSI & WetFGD & CCS | N/A | N/A | N/A | N/A | N/A | N/A | N/A
00 Ret.ExistDSI & WetFGD & HRI | N/A | N/A | N/A | N/A | N/A | N/A | N/A
00 Ret.ExistDSI & WetFGD & HRI & CCS | N/A | N/A | N/A | N/A | N/A | N/A | N/A
00 Ret.ExistSCR & ACI | N/A | N/A | N/A | N/A | N/A | N/A | N/A
00 Ret.ExistSCR & ACI & DryFGD | N/A | N/A | N/A | N/A | N/A | N/A | N/A
00 Ret.ExistSCR & ACI & DryFGD & HRI | N/A | N/A | N/A | N/A | N/A | N/A | N/A
00 Ret.ExistSCR & ACI & DSI | 46.3815 | 46.3815 | 75.7223 | 24.3572 | 22.3151 | 26.2725 | 36.3446
00 Ret.ExistSCR & ACI & DSI & DryFGD | N/A | N/A | N/A | N/A | N/A | N/A | N/A
00 Ret.ExistSCR & ACI & DSI & DryFGD & HRI | N/A | N/A | N/A | N/A | N/A | N/A | N/A
00 Ret.ExistSCR & ACI & DSI & HRI | N/A | N/A | N/A | 83.6155 | 81.6785 | 83.6155 | 83.6155
00 Ret.ExistSCR & ACI & DSI & WetFGD | N/A | N/A | N/A | N/A | N/A | N/A | N/A
00 Ret.ExistSCR & ACI & DSI & WetFGD & HRI | N/A | N/A | N/A | N/A | N/A | N/A | N/A
00 Ret.ExistSCR & ACI & HRI | N/A | N/A | N/A | N/A | N/A | N/A | N/A
00 Ret.ExistSCR & ACI & WetFGD | N/A | N/A | N/A | N/A | N/A | N/A | N/A
00 Ret.ExistSCR & ACI & WetFGD & HRI | N/A | N/A | N/A | N/A | N/A | N/A | N/A
00 Ret.ExistSCR & DryFGD | N/A | N/A | N/A | N/A | N/A | N/A | N/A
00 Ret.ExistSCR & DryFGD & ACI & CCS | N/A | N/A | N/A | N/A | N/A | N/A | N/A
00 Ret.ExistSCR & DryFGD & ACI & HRI & CCS | N/A | N/A | N/A | N/A | N/A | N/A | N/A
00 Ret.ExistSCR & DryFGD & CCS | N/A | N/A | N/A | N/A | N/A | N/A | N/A
00 Ret.ExistSCR & DryFGD & HRI | N/A | N/A | N/A | N/A | N/A | N/A | N/A
00 Ret.ExistSCR & DryFGD & HRI & CCS | N/A | N/A | N/A | N/A | N/A | N/A | N/A
00 Ret.ExistSCR & DSI | N/A | N/A | N/A | N/A | N/A | N/A | N/A
00 Ret.ExistSCR & DSI & DryFGD | N/A | N/A | N/A | N/A | N/A | N/A | N/A
00 Ret.ExistSCR & DSI & DryFGD & HRI | N/A | N/A | N/A | N/A | N/A | N/A | N/A
00 Ret.ExistSCR & DSI & HRI | N/A | N/A | N/A | N/A | N/A | N/A | N/A
00 Ret.ExistSCR & DSI & WetFGD | N/A | N/A | N/A | N/A | N/A | N/A | N/A
00 Ret.ExistSCR & DSI & WetFGD & HRI | N/A | N/A | N/A | N/A | N/A | N/A | N/A
00 Ret.ExistSCR & HRI | N/A | N/A | N/A | N/A | N/A | N/A | N/A
00 Ret.ExistSCR & WetFGD | 83.2318 | 83.2318 | 83.088 | 83.2318 | 83.2318 | 83.2318 | 83.2318
00 Ret.ExistSCR & WetFGD & ACI & CCS | N/A | N/A | N/A | N/A | N/A | N/A | N/A
00 Ret.ExistSCR & WetFGD & ACI & HRI & CCS | N/A | N/A | N/A | N/A | N/A | N/A | N/A
00 Ret.ExistSCR & WetFGD & CCS | N/A | N/A | N/A | N/A | N/A | N/A | N/A
00 Ret.ExistSCR & WetFGD & HRI | N/A | N/A | N/A | N/A | N/A | N/A | N/A
00 Ret.ExistSCR & WetFGD & HRI & CCS | N/A | N/A | N/A | N/A | N/A | N/A | N/A
00 Ret.ExistSCR_ACI & DryFGD | 81.9 | 81.9 | 81.7562 | N/A | N/A | N/A | N/A
00 Ret.ExistSCR_ACI & DryFGD & CCS | N/A | N/A | N/A | N/A | N/A | N/A | N/A
00 Ret.ExistSCR_ACI & DryFGD & HRI | N/A | N/A | N/A | 81.9 | 71.5396 | 81.9 | 81.9
00 Ret.ExistSCR_ACI & DryFGD & HRI & CCS | N/A | N/A | N/A | N/A | N/A | N/A | N/A
00 Ret.ExistSCR_ACI & DSI | N/A | N/A | N/A | N/A | N/A | N/A | N/A
00 Ret.ExistSCR_ACI & DSI & HRI | N/A | N/A | N/A | N/A | N/A | N/A | N/A
00 Ret.ExistSCR_ACI & HRI | N/A | N/A | N/A | N/A | N/A | N/A | N/A
00 Ret.ExistSCR_ACI & WetFGD | N/A | N/A | N/A | N/A | N/A | N/A | N/A
00 Ret.ExistSCR_ACI & WetFGD & CCS | N/A | N/A | N/A | N/A | N/A | N/A | N/A
00 Ret.ExistSCR_ACI & WetFGD & HRI | N/A | N/A | N/A | N/A | N/A | N/A | N/A
00 Ret.ExistSCR_ACI & WetFGD & HRI & CCS | N/A | N/A | N/A | N/A | N/A | N/A | N/A
00 Ret.ExistSCR_DryFGD & ACI | 81.9705 | 81.9535 | 81.8991 | 82.0425 | 82.2061 | 82.2061 | 82.2061
00 Ret.ExistSCR_DryFGD & HRI | N/A | N/A | N/A | N/A | N/A | N/A | N/A
00 Ret.ExistSCR_DryFGD & HRI & CCS | N/A | N/A | N/A | N/A | N/A | N/A | N/A
00 Ret.ExistSCR_DryFGD_ACI & CCS | N/A | N/A | N/A | N/A | N/A | N/A | N/A
00 Ret.ExistSCR_DryFGD_ACI & HRI | N/A | N/A | N/A | 80.3878 | 78.7463 | 81.8122 | 81.8122
00 Ret.ExistSCR_DryFGD_ACI & HRI & CCS | N/A | N/A | N/A | N/A | N/A | N/A | N/A
00 Ret.ExistSCR_DryFGD_ACI_DSI & CCS | N/A | N/A | N/A | N/A | N/A | N/A | N/A
00 Ret.ExistSCR_DryFGD_ACI_DSI & HRI | N/A | N/A | N/A | 84.4137 | 73.7354 | 84.4137 | 84.4137
00 Ret.ExistSCR_DryFGD_ACI_DSI & HRI & CCS | N/A | N/A | N/A | N/A | N/A | N/A | N/A
00 Ret.ExistSCR_DSI & ACI | N/A | N/A | N/A | N/A | N/A | N/A | N/A
00 Ret.ExistSCR_DSI & ACI & HRI | N/A | N/A | N/A | N/A | N/A | N/A | N/A
00 Ret.ExistSCR_DSI & DryFGD | N/A | N/A | N/A | N/A | N/A | N/A | N/A
00 Ret.ExistSCR_DSI & DryFGD & ACI | N/A | N/A | N/A | N/A | N/A | N/A | N/A
00 Ret.ExistSCR_DSI & DryFGD & ACI & HRI | N/A | N/A | N/A | N/A | N/A | N/A | N/A
00 Ret.ExistSCR_DSI & DryFGD & HRI | N/A | N/A | N/A | N/A | N/A | N/A | N/A
00 Ret.ExistSCR_DSI & HRI | N/A | N/A | N/A | N/A | N/A | N/A | N/A
00 Ret.ExistSCR_DSI & WetFGD | N/A | N/A | N/A | N/A | N/A | N/A | N/A
00 Ret.ExistSCR_DSI & WetFGD & ACI | N/A | N/A | N/A | N/A | N/A | N/A | N/A
00 Ret.ExistSCR_DSI & WetFGD & ACI & HRI | N/A | N/A | N/A | N/A | N/A | N/A | N/A
00 Ret.ExistSCR_DSI & WetFGD & HRI | N/A | N/A | N/A | N/A | N/A | N/A | N/A
00 Ret.ExistSCR_WetFGD & ACI | 71.8647 | 76.5565 | 81.9109 | 65.9898 | 47.4022 | 64.434 | 67.9255
00 Ret.ExistSCR_WetFGD & HRI | N/A | N/A | N/A | 81.208 | 75.2099 | 79.2285 | 78.803
00 Ret.ExistSCR_WetFGD & HRI & CCS | N/A | N/A | N/A | N/A | N/A | N/A | N/A
00 Ret.ExistSCR_WetFGD_ACI & CCS | N/A | N/A | N/A | N/A | N/A | N/A | N/A
00 Ret.ExistSCR_WetFGD_ACI & HRI | N/A | N/A | N/A | 83.9264 | 82.1427 | 83.9779 | 83.9779
00 Ret.ExistSCR_WetFGD_ACI & HRI & CCS | N/A | N/A | N/A | N/A | N/A | N/A | N/A
00 Ret.ExistSCR_WetFGD_ACI_DSI & CCS | N/A | N/A | N/A | N/A | N/A | N/A | N/A
00 Ret.ExistSCR_WetFGD_ACI_DSI & HRI | N/A | N/A | N/A | 81.9 | 77.3504 | 78.7351 | 81.9
00 Ret.ExistSCR_WetFGD_ACI_DSI & HRI & CCS | N/A | N/A | N/A | N/A | N/A | N/A | N/A
00 Ret.ExistSCR_WetFGD_DSI & HRI | N/A | N/A | N/A | N/A | N/A | N/A | N/A
00 Ret.ExistSCR_WetFGD_DSI & HRI & CCS | N/A | N/A | N/A | N/A | N/A | N/A | N/A
00 Ret.ExistSNCR & ACI | 0 | 0 | 0 | 0 | 0 | 0 | 0
00 Ret.ExistSNCR & ACI & DryFGD | N/A | N/A | N/A | N/A | N/A | N/A | N/A
00 Ret.ExistSNCR & ACI & DryFGD & HRI | N/A | N/A | N/A | N/A | N/A | N/A | N/A
00 Ret.ExistSNCR & ACI & DSI | 79.7578 | 79.7578 | 79.6241 | N/A | N/A | N/A | N/A
00 Ret.ExistSNCR & ACI & DSI & DryFGD | N/A | N/A | N/A | N/A | N/A | N/A | N/A
00 Ret.ExistSNCR & ACI & DSI & DryFGD & HRI | N/A | N/A | N/A | N/A | N/A | N/A | N/A
00 Ret.ExistSNCR & ACI & DSI & HRI | N/A | N/A | N/A | 79.7578 | 79.7578 | 79.7578 | 79.7578
00 Ret.ExistSNCR & ACI & DSI & WetFGD | N/A | N/A | N/A | N/A | N/A | N/A | N/A
00 Ret.ExistSNCR & ACI & DSI & WetFGD & HRI | N/A | N/A | N/A | N/A | N/A | N/A | N/A
00 Ret.ExistSNCR & ACI & HRI | N/A | N/A | N/A | N/A | N/A | N/A | N/A
00 Ret.ExistSNCR & ACI & WetFGD | 84.4137 | 84.4137 | 84.2699 | N/A | N/A | N/A | N/A
00 Ret.ExistSNCR & ACI & WetFGD & HRI | N/A | N/A | N/A | 84.4137 | 84.4137 | 84.4137 | 84.4137
00 Ret.ExistSNCR & DryFGD | N/A | N/A | N/A | N/A | N/A | N/A | N/A
00 Ret.ExistSNCR & DryFGD & ACI & CCS | N/A | N/A | N/A | N/A | N/A | N/A | N/A
00 Ret.ExistSNCR & DryFGD & ACI & HRI & CCS | N/A | N/A | N/A | N/A | N/A | N/A | N/A
00 Ret.ExistSNCR & DryFGD & CCS | N/A | N/A | N/A | N/A | N/A | N/A | N/A
00 Ret.ExistSNCR & DryFGD & HRI | N/A | N/A | N/A | N/A | N/A | N/A | N/A
00 Ret.ExistSNCR & DryFGD & HRI & CCS | N/A | N/A | N/A | N/A | N/A | N/A | N/A
00 Ret.ExistSNCR & DSI | N/A | N/A | N/A | N/A | N/A | N/A | N/A
00 Ret.ExistSNCR & DSI & DryFGD | N/A | N/A | N/A | N/A | N/A | N/A | N/A
00 Ret.ExistSNCR & DSI & DryFGD & HRI | N/A | N/A | N/A | N/A | N/A | N/A | N/A
00 Ret.ExistSNCR & DSI & HRI | N/A | N/A | N/A | N/A | N/A | N/A | N/A
00 Ret.ExistSNCR & DSI & WetFGD | N/A | N/A | N/A | N/A | N/A | N/A | N/A
00 Ret.ExistSNCR & DSI & WetFGD & HRI | N/A | N/A | N/A | N/A | N/A | N/A | N/A
00 Ret.ExistSNCR & HRI | N/A | N/A | N/A | N/A | N/A | N/A | N/A
00 Ret.ExistSNCR & WetFGD | N/A | N/A | N/A | N/A | N/A | N/A | N/A
00 Ret.ExistSNCR & WetFGD & ACI & CCS | N/A | N/A | N/A | N/A | N/A | N/A | N/A
00 Ret.ExistSNCR & WetFGD & ACI & HRI & CCS | N/A | N/A | N/A | N/A | N/A | N/A | N/A
00 Ret.ExistSNCR & WetFGD & CCS | N/A | N/A | N/A | N/A | N/A | N/A | N/A
00 Ret.ExistSNCR & WetFGD & HRI | N/A | N/A | N/A | N/A | N/A | N/A | N/A
00 Ret.ExistSNCR & WetFGD & HRI & CCS | N/A | N/A | N/A | N/A | N/A | N/A | N/A
00 Ret.ExistSNCR_ACI & DryFGD | 82.5687 | 82.5687 | 82.4249 | 72.1238 | 72.1238 | 82.5687 | 82.5687
00 Ret.ExistSNCR_ACI & DryFGD & CCS | N/A | N/A | N/A | N/A | N/A | N/A | N/A
00 Ret.ExistSNCR_ACI & DryFGD & HRI | N/A | N/A | N/A | N/A | N/A | N/A | N/A
00 Ret.ExistSNCR_ACI & DryFGD & HRI & CCS | N/A | N/A | N/A | N/A | N/A | N/A | N/A
00 Ret.ExistSNCR_ACI & DSI | 26.1837 | 59.5851 | 71.9981 | 26.1837 | 20.6739 | 59.5851 | 59.5851
00 Ret.ExistSNCR_ACI & DSI & HRI | N/A | N/A | N/A | N/A | N/A | N/A | N/A
00 Ret.ExistSNCR_ACI & HRI | N/A | N/A | N/A | N/A | N/A | N/A | N/A
00 Ret.ExistSNCR_ACI & WetFGD | N/A | N/A | N/A | N/A | N/A | N/A | N/A
00 Ret.ExistSNCR_ACI & WetFGD & CCS | N/A | N/A | N/A | N/A | N/A | N/A | N/A
00 Ret.ExistSNCR_ACI & WetFGD & HRI | N/A | N/A | N/A | N/A | N/A | N/A | N/A
00 Ret.ExistSNCR_ACI & WetFGD & HRI & CCS | N/A | N/A | N/A | N/A | N/A | N/A | N/A
00 Ret.ExistSNCR_ACI_DSI & DryFGD | N/A | N/A | N/A | N/A | N/A | N/A | N/A
00 Ret.ExistSNCR_ACI_DSI & DryFGD & HRI | N/A | N/A | N/A | N/A | N/A | N/A | N/A
00 Ret.ExistSNCR_ACI_DSI & HRI | N/A | N/A | N/A | N/A | N/A | N/A | N/A
00 Ret.ExistSNCR_ACI_DSI & WetFGD | N/A | N/A | N/A | N/A | N/A | N/A | N/A
00 Ret.ExistSNCR_ACI_DSI & WetFGD & HRI | N/A | N/A | N/A | N/A | N/A | N/A | N/A
00 Ret.ExistSNCR_DryFGD & ACI | N/A | N/A | N/A | N/A | N/A | N/A | N/A
00 Ret.ExistSNCR_DryFGD & HRI | N/A | N/A | N/A | N/A | N/A | N/A | N/A
00 Ret.ExistSNCR_DryFGD_ACI & CCS | N/A | N/A | N/A | N/A | N/A | N/A | N/A
00 Ret.ExistSNCR_DryFGD_ACI & HRI | N/A | N/A | N/A | 77.3504 | 80.6066 | 82.5288 | 82.2939
00 Ret.ExistSNCR_DryFGD_ACI & HRI & CCS | N/A | N/A | N/A | N/A | N/A | N/A | N/A
00 Ret.ExistSNCR_DSI & ACI | N/A | N/A | N/A | N/A | N/A | N/A | N/A
00 Ret.ExistSNCR_DSI & ACI & DryFGD | N/A | N/A | N/A | N/A | N/A | N/A | N/A
00 Ret.ExistSNCR_DSI & ACI & DryFGD & HRI | N/A | N/A | N/A | N/A | N/A | N/A | N/A
00 Ret.ExistSNCR_DSI & ACI & HRI | N/A | N/A | N/A | N/A | N/A | N/A | N/A
00 Ret.ExistSNCR_DSI & ACI & WetFGD | N/A | N/A | N/A | N/A | N/A | N/A | N/A
00 Ret.ExistSNCR_DSI & ACI & WetFGD & HRI | N/A | N/A | N/A | N/A | N/A | N/A | N/A
00 Ret.ExistSNCR_DSI & DryFGD | N/A | N/A | N/A | N/A | N/A | N/A | N/A
00 Ret.ExistSNCR_DSI & DryFGD & ACI & CCS | N/A | N/A | N/A | N/A | N/A | N/A | N/A
00 Ret.ExistSNCR_DSI & DryFGD & ACI & HRI & CCS | N/A | N/A | N/A | N/A | N/A | N/A | N/A
00 Ret.ExistSNCR_DSI & DryFGD & CCS | N/A | N/A | N/A | N/A | N/A | N/A | N/A
00 Ret.ExistSNCR_DSI & DryFGD & HRI | N/A | N/A | N/A | N/A | N/A | N/A | N/A
00 Ret.ExistSNCR_DSI & DryFGD & HRI & CCS | N/A | N/A | N/A | N/A | N/A | N/A | N/A
00 Ret.ExistSNCR_DSI & HRI | N/A | N/A | N/A | N/A | N/A | N/A | N/A
00 Ret.ExistSNCR_DSI & WetFGD | N/A | N/A | N/A | N/A | N/A | N/A | N/A
00 Ret.ExistSNCR_DSI & WetFGD & ACI & CCS | N/A | N/A | N/A | N/A | N/A | N/A | N/A
00 Ret.ExistSNCR_DSI & WetFGD & ACI & HRI & CCS | N/A | N/A | N/A | N/A | N/A | N/A | N/A
00 Ret.ExistSNCR_DSI & WetFGD & CCS | N/A | N/A | N/A | N/A | N/A | N/A | N/A
00 Ret.ExistSNCR_DSI & WetFGD & HRI | N/A | N/A | N/A | N/A | N/A | N/A | N/A
00 Ret.ExistSNCR_DSI & WetFGD & HRI & CCS | N/A | N/A | N/A | N/A | N/A | N/A | N/A
00 Ret.ExistSNCR_WetFGD & ACI | 72.3021 | 81.5007 | 81.5752 | 81.705 | 71.7115 | 77.907 | 82.1217
00 Ret.ExistSNCR_WetFGD & HRI | N/A | N/A | N/A | 84.9864 | 70.0245 | 80.3091 | 74.2356
00 Ret.ExistSNCR_WetFGD & HRI & CCS | N/A | N/A | N/A | N/A | N/A | N/A | N/A
00 Ret.ExistSNCR_WetFGD_ACI & CCS | N/A | N/A | N/A | N/A | N/A | N/A | N/A
00 Ret.ExistSNCR_WetFGD_ACI & HRI | N/A | N/A | N/A | N/A | 83.2318 | 83.2318 | 83.2318
00 Ret.ExistSNCR_WetFGD_ACI & HRI & CCS | N/A | N/A | N/A | N/A | N/A | N/A | N/A
00 Ret.ExistSNCR_WetFGD_ACI_DSI & CCS | N/A | N/A | N/A | N/A | N/A | N/A | N/A
00 Ret.ExistSNCR_WetFGD_ACI_DSI & HRI | N/A | N/A | N/A | N/A | N/A | N/A | N/A
00 Ret.ExistSNCR_WetFGD_ACI_DSI & HRI & CCS | N/A | N/A | N/A | N/A | N/A | N/A | N/A
00 Ret.ExistWetFGD & ACI | 75.8974 | 75.2348 | 79.9939 | 60.2102 | 56.9716 | 71.6791 | 75.3277
00 Ret.ExistWetFGD & ACI & CCS | N/A | N/A | N/A | N/A | N/A | N/A | N/A
00 Ret.ExistWetFGD & ACI & HRI | N/A | N/A | N/A | 72.2386 | 57.693 | 74.6488 | 74.6488
00 Ret.ExistWetFGD & ACI & HRI & CCS | N/A | N/A | N/A | N/A | N/A | N/A | N/A
00 Ret.ExistWetFGD & ACI & SCR | N/A | 83.3153 | 83.1715 | 83.3153 | 80.5526 | 83.3153 | 83.3153
00 Ret.ExistWetFGD & ACI & SCR & CCS | N/A | N/A | N/A | N/A | N/A | N/A | N/A
00 Ret.ExistWetFGD & ACI & SCR & HRI | N/A | N/A | N/A | N/A | N/A | N/A | N/A
00 Ret.ExistWetFGD & ACI & SCR & HRI & CCS | N/A | N/A | N/A | N/A | N/A | N/A | N/A
00 Ret.ExistWetFGD & ACI & SNCR | N/A | N/A | N/A | N/A | N/A | N/A | N/A
00 Ret.ExistWetFGD & ACI & SNCR & HRI | N/A | N/A | N/A | N/A | N/A | N/A | N/A
00 Ret.ExistWetFGD & CCS | N/A | N/A | N/A | N/A | N/A | N/A | N/A
00 Ret.ExistWetFGD & HRI | N/A | N/A | N/A | 83.3715 | 81.5123 | 82.8619 | 82.8619
00 Ret.ExistWetFGD & HRI & CCS | N/A | N/A | N/A | N/A | N/A | N/A | N/A
00 Ret.ExistWetFGD & SCR | 82.7111 | 82.5438 | 82.5349 | 82.5082 | 81.4911 | 82.507 | 82.507
00 Ret.ExistWetFGD & SCR & CCS | N/A | N/A | N/A | N/A | N/A | N/A | N/A
00 Ret.ExistWetFGD & SCR & HRI | N/A | N/A | N/A | 82.6992 | 82.2225 | 82.6793 | 82.4801
00 Ret.ExistWetFGD & SCR & HRI & CCS | N/A | N/A | N/A | N/A | N/A | N/A | N/A
00 Ret.ExistWetFGD & SNCR | N/A | N/A | N/A | N/A | N/A | N/A | N/A
00 Ret.ExistWetFGD & SNCR & HRI | N/A | N/A | N/A | N/A | N/A | N/A | N/A
00 Ret.ExistWetFGD_ACI & CCS | N/A | N/A | N/A | N/A | N/A | N/A | N/A
00 Ret.ExistWetFGD_ACI & HRI | N/A | N/A | N/A | 82.8036 | 79.134 | 82.1563 | 82.486
00 Ret.ExistWetFGD_ACI & HRI & CCS | N/A | N/A | N/A | N/A | N/A | N/A | N/A
00 Ret.ExistWetFGD_ACI & SCR | N/A | 84.4137 | 84.4137 | 84.4137 | 84.4137 | 84.4137 | 84.4137
00 Ret.ExistWetFGD_ACI & SCR & CCS | N/A | N/A | N/A | N/A | N/A | N/A | N/A
00 Ret.ExistWetFGD_ACI & SCR & HRI | N/A | N/A | N/A | N/A | N/A | N/A | N/A
00 Ret.ExistWetFGD_ACI & SCR & HRI & CCS | N/A | N/A | N/A | N/A | N/A | N/A | N/A
00 Ret.ExistWetFGD_ACI & SNCR | N/A | N/A | N/A | N/A | N/A | N/A | N/A
00 Ret.ExistWetFGD_ACI & SNCR & HRI | N/A | N/A | N/A | N/A | N/A | N/A | N/A
00 Ret.ExistWetFGD_ACI_DSI & CCS | N/A | N/A | N/A | N/A | N/A | N/A | N/A
00 Ret.ExistWetFGD_ACI_DSI & HRI | N/A | N/A | N/A | 78.8881 | 69.678 | 69.3035 | 71.0312
00 Ret.ExistWetFGD_ACI_DSI & HRI & CCS | N/A | N/A | N/A | N/A | N/A | N/A | N/A
00 Ret.ExistWetFGD_ACI_DSI & SCR | N/A | N/A | N/A | N/A | N/A | N/A | N/A
00 Ret.ExistWetFGD_ACI_DSI & SCR & CCS | N/A | N/A | N/A | N/A | N/A | N/A | N/A
00 Ret.ExistWetFGD_ACI_DSI & SCR & HRI | N/A | N/A | N/A | N/A | N/A | N/A | N/A
00 Ret.ExistWetFGD_ACI_DSI & SCR & HRI & CCS | N/A | N/A | N/A | N/A | N/A | N/A | N/A
00 Ret.ExistWetFGD_SCR & ACI & CCS | N/A | N/A | N/A | N/A | N/A | N/A | N/A
00 Ret.ExistWetFGD_SCR & ACI & HRI | N/A | N/A | N/A | 80.9558 | 56.5466 | 82.7484 | 82.2802
00 Ret.ExistWetFGD_SCR & ACI & HRI & CCS | N/A | N/A | N/A | N/A | N/A | N/A | N/A
00 Ret.ExistWetFGD_SCR & CCS | N/A | N/A | N/A | N/A | N/A | N/A | N/A
00 Ret.ExistWetFGD_SCR_DSI & CCS | N/A | N/A | N/A | N/A | N/A | N/A | N/A
00 Ret.ExistWetFGD_SNCR & ACI & CCS | N/A | N/A | N/A | N/A | N/A | N/A | N/A
00 Ret.ExistWetFGD_SNCR & ACI & HRI | N/A | N/A | N/A | 82.4848 | 69.7019 | 78.9716 | 75.4611
00 Ret.ExistWetFGD_SNCR & ACI & HRI & CCS | N/A | N/A | N/A | N/A | N/A | N/A | N/A
00 Ret.ExistWetFGD_SNCR & CCS | N/A | N/A | N/A | N/A | N/A | N/A | N/A
00 Ret.FB & ACI | 76.5719 | 85.8825 | 85.8825 | 81.1749 | 26.8558 | 79.5217 | 81.1749
00 Ret.FB & ACI & HRI | N/A | N/A | N/A | N/A | N/A | N/A | N/A
00 Ret.FB & HRI | N/A | N/A | N/A | 84.8123 | 83.2927 | 84.8123 | 84.8123
00 Ret.FB DryFGD | N/A | N/A | N/A | N/A | N/A | N/A | N/A
00 Ret.FB DryFGD & ACI | N/A | N/A | N/A | N/A | N/A | N/A | N/A
00 Ret.FB DryFGD & ACI & HRI | N/A | N/A | N/A | N/A | N/A | N/A | N/A
00 Ret.FB DryFGD & HRI | N/A | N/A | N/A | N/A | N/A | N/A | N/A
00 Ret.FB DryFGD & SCR | N/A | N/A | N/A | N/A | N/A | N/A | N/A
00 Ret.FB DryFGD & SCR & HRI | N/A | N/A | N/A | N/A | N/A | N/A | N/A
00 Ret.FB DryFGD & SNCR | N/A | N/A | N/A | N/A | N/A | N/A | N/A
00 Ret.FB DryFGD & SNCR & HRI | N/A | N/A | N/A | N/A | N/A | N/A | N/A
00 Ret.FB SNCR & DryFGD & ACI | N/A | N/A | N/A | N/A | N/A | N/A | N/A
00 Ret.FB SNCR & DryFGD & ACI & HRI | N/A | N/A | N/A | N/A | N/A | N/A | N/A
00 Ret.FB-ACI & SNCR | N/A | N/A | N/A | N/A | N/A | N/A | N/A
00 Ret.FB-ACI & SNCR & CCS | N/A | N/A | N/A | N/A | N/A | N/A | N/A
00 Ret.FB-ACI & SNCR & HRI | N/A | N/A | N/A | N/A | N/A | N/A | N/A
00 Ret.FB-ACI & SNCR & HRI & CCS | N/A | N/A | N/A | N/A | N/A | N/A | N/A
00 Ret.FB-Exist ACI & DryFGD | N/A | N/A | N/A | N/A | N/A | N/A | N/A
00 Ret.FB-Exist ACI & DryFGD & HRI | N/A | N/A | N/A | N/A | N/A | N/A | N/A
00 Ret.FB-Exist ACI & DryFGD & SNCR | N/A | N/A | N/A | N/A | N/A | N/A | N/A
00 Ret.FB-Exist ACI & DryFGD & SNCR & HRI | N/A | N/A | N/A | N/A | N/A | N/A | N/A
00 Ret.FB-Exist ACI & SNCR | N/A | N/A | N/A | N/A | N/A | N/A | N/A
00 Ret.FB-Exist ACI & SNCR & HRI | N/A | N/A | N/A | N/A | N/A | N/A | N/A
00 Ret.FB-ExistACI & HRI | N/A | N/A | N/A | N/A | N/A | N/A | N/A
00 Ret.FB-ExistDryFGD & HRI | N/A | N/A | N/A | N/A | N/A | N/A | N/A
00 Ret.FB-ExistDryFGD & SNCR | N/A | N/A | N/A | N/A | N/A | N/A | N/A
00 Ret.FB-ExistDryFGD & SNCR & HRI | N/A | N/A | N/A | N/A | N/A | N/A | N/A
00 Ret.FB-ExistDryFGD_SNCR & ACI | N/A | N/A | N/A | N/A | N/A | N/A | N/A
00 Ret.FB-ExistDryFGD_SNCR & ACI & HRI | N/A | N/A | N/A | N/A | N/A | N/A | N/A
00 Ret.FB-ExistDryFGD_SNCR & HRI | N/A | N/A | N/A | 77.3897 | 59.8425 | 80.7312 | 82.7964
00 Ret.FB-ExistDryFGD_SNCR_ACI & HRI | N/A | N/A | N/A | N/A | N/A | N/A | N/A
00 Ret.FB-ExistDryFGD_SNCR_ACI & HRI & CCS | N/A | N/A | N/A | N/A | N/A | N/A | N/A
00 Ret.FB-ExistSNCR & ACI | 84.0297 | 84.0297 | 84.0297 | 84.0297 | 84.0297 | 84.0297 | 84.0297
00 Ret.FB-ExistSNCR & ACI & HRI | N/A | N/A | N/A | N/A | N/A | N/A | N/A
00 Ret.FB-ExistSNCR & DryFGD | N/A | N/A | N/A | N/A | N/A | N/A | N/A
00 Ret.FB-ExistSNCR & DryFGD & ACI | N/A | N/A | N/A | N/A | N/A | N/A | N/A
00 Ret.FB-ExistSNCR & DryFGD & ACI & HRI | N/A | N/A | N/A | N/A | N/A | N/A | N/A
00 Ret.FB-ExistSNCR & DryFGD & HRI | N/A | N/A | N/A | N/A | N/A | N/A | N/A
00 Ret.FB-ExistSNCR & HRI | N/A | N/A | N/A | 84.785 | 84.785 | 84.785 | 84.785
00 Ret.FB-ExistWetFGD_SNCR_ACI & HRI | N/A | N/A | N/A | N/A | N/A | N/A | N/A
00 Ret.FB-SCR & DryFGD & ACI | N/A | N/A | N/A | N/A | N/A | N/A | N/A
00 Ret.FB-SCR & DryFGD & ACI & HRI | N/A | N/A | N/A | N/A | N/A | N/A | N/A
00 Ret.FB-SNCR | N/A | N/A | N/A | N/A | N/A | N/A | N/A
00 Ret.FB-SNCR & HRI | N/A | N/A | N/A | N/A | N/A | N/A | N/A
00 Ret.HRI | N/A | N/A | N/A | N/A | N/A | N/A | N/A
00 Ret.Oil/Gas Steam SCR | 71.9774 | N/A | N/A | N/A | N/A | N/A | N/A
00 Ret.SCR | 84.0301 | 84.0301 | 73.4004 | N/A | N/A | N/A | N/A
00 Ret.SCR & DryFGD | N/A | N/A | N/A | N/A | N/A | N/A | N/A
00 Ret.SCR & DryFGD & ACI | N/A | N/A | N/A | N/A | N/A | N/A | N/A
00 Ret.SCR & DryFGD & CCS | N/A | N/A | N/A | N/A | N/A | N/A | N/A
00 Ret.SCR & DryFGD & HRI | N/A | N/A | N/A | N/A | N/A | N/A | N/A
00 Ret.SCR & DryFGD & HRI & CCS | N/A | N/A | N/A | N/A | N/A | N/A | N/A
00 Ret.SCR & DSI | N/A | N/A | N/A | N/A | N/A | N/A | N/A
00 Ret.SCR & DSI & DryFGD | N/A | N/A | N/A | N/A | N/A | N/A | N/A
00 Ret.SCR & DSI & DryFGD & HRI | N/A | N/A | N/A | N/A | N/A | N/A | N/A
00 Ret.SCR & DSI & HRI | N/A | N/A | N/A | N/A | N/A | N/A | N/A
00 Ret.SCR & DSI & WetFGD | N/A | N/A | N/A | N/A | N/A | N/A | N/A
00 Ret.SCR & DSI & WetFGD & HRI | N/A | N/A | N/A | N/A | N/A | N/A | N/A
00 Ret.SCR & HRI | N/A | N/A | N/A | 73.3998 | 61.0966 | 73.3998 | 73.3998
00 Ret.SCR & WetFGD | N/A | N/A | N/A | N/A | N/A | N/A | N/A
00 Ret.SCR & WetFGD & ACI | N/A | N/A | N/A | N/A | N/A | N/A | N/A
00 Ret.SCR & WetFGD & CCS | N/A | N/A | N/A | N/A | N/A | N/A | N/A
00 Ret.SCR & WetFGD & HRI | N/A | N/A | N/A | N/A | N/A | N/A | N/A
00 Ret.SCR & WetFGD & HRI & CCS | N/A | N/A | N/A | N/A | N/A | N/A | N/A
00 Ret.SNCR | N/A | N/A | N/A | N/A | N/A | N/A | N/A
00 Ret.SNCR & DryFGD | N/A | N/A | N/A | N/A | N/A | N/A | N/A
00 Ret.SNCR & DryFGD & ACI | N/A | N/A | N/A | N/A | N/A | N/A | N/A
00 Ret.SNCR & DryFGD & ACI & HRI | N/A | N/A | N/A | N/A | N/A | N/A | N/A
00 Ret.SNCR & DryFGD & HRI | N/A | N/A | N/A | N/A | N/A | N/A | N/A
00 Ret.SNCR & DSI | N/A | N/A | N/A | N/A | N/A | N/A | N/A
00 Ret.SNCR & DSI & HRI | N/A | N/A | N/A | N/A | N/A | N/A | N/A
00 Ret.SNCR & HRI | N/A | N/A | N/A | N/A | N/A | N/A | N/A
00 Ret.SNCR & WetFGD | N/A | N/A | N/A | N/A | N/A | N/A | N/A
00 Ret.SNCR & WetFGD & ACI | N/A | N/A | N/A | N/A | N/A | N/A | N/A
00 Ret.SNCR & WetFGD & ACI & HRI | N/A | N/A | N/A | N/A | N/A | N/A | N/A
00 Ret.SNCR & WetFGD & HRI | N/A | N/A | N/A | N/A | N/A | N/A | N/A
00 Ret.WetFGD | N/A | N/A | N/A | N/A | N/A | N/A | N/A
00 Ret.WetFGD & ACI & CCS | N/A | N/A | N/A | N/A | N/A | N/A | N/A
00 Ret.WetFGD & ACI & HRI & CCS | N/A | N/A | N/A | N/A | N/A | N/A | N/A
00 Ret.WetFGD & CCS | N/A | N/A | N/A | N/A | N/A | N/A | N/A
00 Ret.WetFGD & HRI | N/A | N/A | N/A | N/A | N/A | N/A | N/A
00 Ret.WetFGD & HRI & CCS | N/A | N/A | N/A | N/A | N/A | N/A | N/A
00 CC Retirement | 0 | 0 | 0 | 0 | 0 | 0 | 0
00 CT Retirement | 0 | 0 | 0 | 0 | 0 | 0 | 0
00 O/G Retirement | 0 | 0 | 0 | 0 | 0 | 0 | 0
00 Coal Retirement | 0 | 0 | 0 | 0 | 0 | 0 | 0
00 IGCC Retirement | 0 | 0 | 0 | 0 | 0 | 0 | 0
00 Nuke Retirement | 0 | 0 | 0 | 0 | 0 | 0 | 0
00 Non-Fossil Retirement | 0 | 0 | 0 | 0 | 0 | 0 | 0
Average | 43.6033 | 43.1321 | 42.661 | 41.1983 | 39.3062 | 35.4378 | 33.2427
15. Total Annual Production Cost [Million US2011$](*)
Variable O&M | 13196.5396 | 13354.2181 | 13666.213 | 13218.3923 | 12702.8804 | 13810.2124 | 15283.6725
Fixed O&M | 47422.5101 | 48987.7084 | 51177.9829 | 52717.887 | 54964.4893 | 50280.518 | 41081.2191
Fuel | 83227.9555 | 85055.0344 | 91268.7585 | 82859.4115 | 95964.9342 | 97068.2154 | 124674.3969
Capital | 2063.8697 | 8345.4235 | 10688.7452 | 14035.741 | 19657.2896 | 29026.1029 | 41249.2065
Pollutant Transport & Storage | -22.6831 | -48.7939 | -48.7939 | -48.6858 | -48.6482 | -48.6668 | -48.7939
Total | 145888.1919 | 155693.5905 | 166752.9056 | 162782.7459 | 183240.9453 | 190136.3819 | 222239.701
Sales Revenue | 0 | 0 | 0 | 0 | 0 | 0 | 0
(*) Costs include only those items that are important for determining incremental cost of pollution control
16. Emissions
CO2 Thousand Tonnes | 1888829.2015 | 1879332.9426 | 1889790.984 | 1749865.0954 | 1643505.5562 | 1766155.1889 | 1922568.6289
CO2 Thousand Tons | 2082077.206 | 2071609.3753 | 2083137.3893 | 1928895.5431 | 1811654.2531 | 1946852.2924 | 2119268.5478
Carbon Million Tonnes | 515.0837 | 512.4941 | 515.346 | 477.1882 | 448.184 | 481.6305 | 524.2845
Carbon Million Tons | 567.7825 | 564.9279 | 568.0716 | 526.0098 | 494.0381 | 530.9066 | 577.9245
HCL Thousand Tons | 5.1866 | 8.3451 | 8.519 | 7.048 | 7.5334 | 6.1534 | 6.0206
MER lbs | 12004.7463 | 11897.8709 | 12772.4634 | 11802.4732 | 11276.2091 | 11674.7703 | 11999.6967
NOX Thousand Tons | 1357.1806 | 1136.8931 | 1147.1328 | 1017.6478 | 911.5126 | 942.6216 | 953.6965
SO2 Thousand Tons | 1225.349 | 1235.5412 | 1293.3006 | 1092.6083 | 992.2135 | 1017.9808 | 1018.4043

## Coal Pivot Tables
Coal Prices (2011$/MMBtu) | [7 empty] | Total TBtu
Coal Region | 2016 | 2018 | 2020 | 2025 | 2030 | 2040 | 2050 | 2016 | 2018 | 2020 | 2025 | 2030 | 2040 | 2050
Appalachia | 2.1733 | 2.2171 | 2.2865 | 2.4544 | 2.6505 | 3.0783 | 3.5891 | 3860.7226 | 3548.0171 | 3531.4025 | 2495.5235 | 2378.6142 | 2343.9295 | 2383.7085
Imports | 5.1613 |  |  | 3.1292 | 3.2308 | 3.3896 | 3.3896 | 35.55 |  |  | 22.375 | 23.5551 | 99.3995 | 165.1201
Interior | 1.9332 | 1.8522 | 1.8806 | 1.8674 | 2.0119 | 2.352 | 2.832 | 4592.8888 | 5162.6481 | 5527.381 | 5716.1808 | 5317.5406 | 5724.2279 | 5464.2768
Waste Coal | 1.3422 | 1.3892 | 1.4513 | 1.5283 | 1.5492 | 1.6934 | 1.6934 | 73.1609 | 73.1609 | 73.1609 | 72.4721 | 68.6229 | 68.6229 | 68.6229
West | 0.82384 | 0.83927 | 0.87215 | 0.97163 | 1.0844 | 1.3425 | 1.6916 | 6627.269 | 6612.7876 | 6875.3712 | 6315.1301 | 5846.0235 | 6664.4649 | 6661.4663
National | 1.5149 | 1.499 | 1.5351 | 1.5809 | 1.7254 | 2.0186 | 2.4401 | 15189.5912 | 15396.6137 | 16007.3155 | 14621.6814 | 13634.3562 | 14900.6447 | 14743.1946
Coal Prices (2011$/Ton) | [7 empty] | Total Million Tons
Coal Region | 2016 | 2018 | 2020 | 2025 | 2030 | 2040 | 2050 | 2016 | 2018 | 2020 | 2025 | 2030 | 2040 | 2050
Appalachia | 54.7695 | 55.849 | 57.5487 | 61.7279 | 66.6715 | 77.1994 | 89.9846 | 153.1944 | 140.8472 | 140.3103 | 99.2255 | 94.5606 | 93.4635 | 95.0767
Imports | 122.3233 |  |  | 74.1615 | 76.5697 | 80.3338 | 80.3338 | 1.5 |  |  | 0.94409 | 0.99389 | 4.1941 | 6.9671
Interior | 38.8026 | 37.6913 | 38.3453 | 38.6952 | 41.6423 | 48.3606 | 58.4102 | 228.8194 | 253.6926 | 271.0853 | 275.8547 | 256.9159 | 278.3961 | 264.9301
Waste Coal | 15.5693 | 16.1151 | 16.8354 | 17.7287 | 17.9707 | 19.6432 | 19.6432 | 6.307 | 6.307 | 6.307 | 6.2476 | 5.9158 | 5.9158 | 5.9158
West | 14.9916 | 15.2493 | 15.8295 | 17.6833 | 19.7276 | 24.3263 | 30.5012 | 364.1893 | 363.9435 | 378.8093 | 346.9921 | 321.3557 | 367.7977 | 369.4378
National | 30.5177 | 30.1778 | 30.8496 | 31.6977 | 34.6088 | 40.1178 | 48.4614 | 754.0101 | 764.7904 | 796.5118 | 729.2641 | 679.7418 | 749.7672 | 742.3274

## Final Wholesale Price
Wholesale Electricity Price (2011$/MWh)
Region Group | 2016 | 2018 | 2020 | 2025 | 2030 | 2040 | 2050
ERCOT_Tenaska Frontier Generating Station | 34.5653 | 0 | 44.1023 | 0 | 53.8041 | 51.719 | 56.8149
ERCOT_Tenaska Gateway Generating Station | 34.5653 | 37.3117 | 0 | 43.2085 | 53.8041 | 51.719 | 56.8149
ERCOT_Rest | 38.8155 | 40.3713 | 48.2252 | 50.2645 | 55.6841 | 53.5389 | 58.7816
ERCOT_West | 38.2629 | 38.9201 | 46.5541 | 48.5363 | 53.8041 | 51.719 | 56.8149
FRCC | 48.1633 | 46.2338 | 52.372 | 50.7347 | 60.9698 | 55.8071 | 61.0106
MAPP_WAUE | 33.0439 | 34.3376 | 40.2354 | 39.0644 | 48.2658 | 49.2276 | 53.5777
MISO_Iowa | 38.1788 | 38.8134 | 43.6732 | 41.242 | 50.664 | 52.6159 | 57.2927
MISO_Illinois | 39.5933 | 40.9378 | 44.8125 | 42.7933 | 53.2536 | 53.5636 | 58.4323
MISO_Indiana (including parts of Kentucky) | 41.019 | 42.9926 | 45.7314 | 43.7177 | 55.2323 | 53.4508 | 57.8875
MISO_Lower Michigan | 44.0997 | 47.0129 | 51.1298 | 47.7475 | 57.254 | 52.5125 | 56.2106
MISO_MT, SD, ND | 33.3013 | 34.3916 | 40.03 | 38.5603 | 47.9167 | 48.6624 | 53.0145
MISO_Iowa-MidAmerican | 36.8137 | 38.3395 | 43.0533 | 41.1347 | 50.5821 | 52.1061 | 56.88
MISO_Minnesota and Western Wisconsin | 39.0919 | 40.7167 | 46.0833 | 43.762 | 53.3043 | 54.4614 | 58.6262
MISO_Missouri | 38.245 | 39.7638 | 44.5937 | 41.9537 | 51.8096 | 52.7181 | 58.1177
MISO_Wisconsin- Upper Michigan (WUMS) | 37.9889 | 40.8953 | 46.5765 | 43.6509 | 53.0537 | 55.4412 | 60.2312
ISONE_Connecticut | 46.1527 | 47.3792 | 51.5111 | 42.6131 | 53.4737 | 57.9715 | 62.6408
ISONE_Maine | 44.2858 | 45.0036 | 48.8239 | 41 | 50.3552 | 55.8356 | 60.9376
ISONE_MA, VT, NH, RI (Rest of ISO New England) | 46.7588 | 46.96 | 50.8904 | 42.1715 | 52.1357 | 58.0039 | 62.6643
NY_Zones A&B | 42.4011 | 45.2961 | 48.952 | 42.4307 | 51.9945 | 54.5626 | 58.6997
NY_Zone C&E | 42.9894 | 45.5448 | 49.7041 | 42.4355 | 51.6143 | 53.8986 | 58.7581
NY_Zones D | 41.8137 | 44.2788 | 48.3216 | 41.2753 | 50.1971 | 52.6216 | 57.3583
NY_Zone F (Capital) | 43.621 | 46.9795 | 50.8614 | 43.0067 | 52.0063 | 53.4207 | 57.5562
NY_Zone G-I (Downstate NY) | 45.2076 | 48.7764 | 52.9771 | 44.7082 | 54.0182 | 55.1785 | 59.3727
NY_Zone J(NYC) | 46.8399 | 50.5115 | 54.8332 | 46.3261 | 55.9043 | 57.098 | 61.4131
NY_Zone K(LI) | 46.9315 | 50.8572 | 55.2323 | 46.7445 | 56.2218 | 58.851 | 63.8089
PJM_AP | 40.2369 | 43.6832 | 47.836 | 44.3541 | 54.8691 | 50.3452 | 53.912
PJM_ATSI | 42.047 | 45.0093 | 49.3484 | 45.4564 | 56.0715 | 50.9655 | 53.9223
PJM_ComEd | 37.911 | 40.375 | 46.132 | 42.697 | 53.1128 | 52.677 | 58.5425
PJM_Dominion | 40.7532 | 43.8162 | 48.1752 | 45.6117 | 56.6716 | 52.1255 | 55.795
PJM_EMAAC | 41.1608 | 44.3813 | 48.4829 | 41.2787 | 49.3305 | 53.0972 | 56.9236
PJM_PENELEC | 38.5866 | 41.8185 | 45.8542 | 40.2324 | 48.7347 | 50.4474 | 54.0053
PJM_SWMAAC | 48.3968 | 49.5888 | 56.058 | 48.0812 | 59.029 | 54.9387 | 58.9009
PJM West | 40.5821 | 43.9148 | 48.1146 | 44.7067 | 55.3345 | 50.9784 | 53.9618
PJM_Western MAAC | 39.9855 | 43.2098 | 47.3807 | 41.8862 | 50.4286 | 52.9651 | 56.2356
SERC_Central_Kentucky | 36.7643 | 39.0746 | 43.4845 | 40.8753 | 51.5792 | 51.3831 | 56.2541
SERC_Central_TVA | 38.0256 | 44.4347 | 49.6469 | 47.8578 | 57.1409 | 52.9368 | 56.34
SERC_Delta_Amite South (including DSG) | 35.9481 | 39.7344 | 46.9731 | 45.8465 | 56.1883 | 53.9726 | 59.4766
SERC_Delta_Northern Arkansas (including AECI) | 36.0955 | 38.4421 | 44.7564 | 42.0806 | 52.1391 | 52.0705 | 55.8413
SERC_Delta_Rest of Delta (Central Arkansas) | 35.2359 | 38.8695 | 45.8171 | 44.2906 | 54.6615 | 52.4216 | 57.988
SERC_Delta_WOTAB (including Western) | 36.3111 | 40.1102 | 47.7636 | 49.1878 | 59.1653 | 54.6348 | 59.4894
SERC_Southeastern | 40.7107 | 44.0146 | 49.1331 | 47.4836 | 58.0122 | 53.8414 | 59.3142
SERC_VACAR | 43.6986 | 47.643 | 48.8855 | 48.433 | 57.1695 | 52.727 | 57.0815
SPP_Kiamichi Energy Facility | 33.8232 | 36.107 | 43.7348 | 44.0384 | 54.5094 | 52.6392 | 57.5269
SPP North- (Kansas, Missouri) | 33.4123 | 35.4408 | 42.7618 | 42.7309 | 53.2186 | 52.5013 | 58.4124
SPP Nebraska | 31.7915 | 34.4749 | 41.2476 | 41.1829 | 51.8868 | 51.7237 | 56.2787
SPP Southeast- (Louisiana) | 34.1965 | 36.4811 | 43.3326 | 42.4979 | 52.4268 | 50.7383 | 57.1891
SPP SPS (Texas Panhandle) | 32.5719 | 35.1044 | 41.7431 | 41.5323 | 51.7598 | 53.3373 | 58.6951
SPP West (Oklahoma, Arkansas, Louisiana) | 34.3418 | 36.4456 | 44.1339 | 44.2918 | 55.2748 | 54.3541 | 59.4401
WECC_Northern California (including SMUD) | 44.7478 | 49.2163 | 56.8982 | 51.3996 | 60.046 | 57.028 | 68.6252
WECC_LADWP | 43.4746 | 47.1694 | 55.1236 | 49.1869 | 58.6183 | 61.7591 | 69.3348
WECC_San Diego Gas and Electric | 51.9923 | 55.65 | 61.1562 | 55.4228 | 63.9864 | 66.9041 | 71.9641
WECC_Arizona | 33.3376 | 35.7152 | 42.1239 | 37.5731 | 47.168 | 53.2343 | 61.0356
WECC_Colorado | 28.7087 | 31.6103 | 37.3307 | 30.9062 | 42.1768 | 47.3061 | 55.7573
WECC_Idaho | 30.8034 | 33.4806 | 40.9167 | 35.5199 | 45.9159 | 51.774 | 56.1736
WECC_Imperial Irrigation District (IID) | 39.417 | 42.2156 | 47.4538 | 38.8829 | 38.665 | 41.0401 | 48.7095
WECC_Montana | 26.653 | 29.0824 | 36.5785 | 30.5622 | 39.9094 | 43.5344 | 46.9486
WECC_New Mexico | 32.6462 | 34.9988 | 40.9815 | 37.4185 | 46.9965 | 52.9611 | 59.0058
WECC_Northern Nevada | 30.113 | 32.9125 | 42.0876 | 40.9705 | 51.3934 | 51.5923 | 58.1417
WECC_Pacific Northwest | 31.0472 | 34.5697 | 41.4955 | 36.1919 | 44.5553 | 48.6996 | 52.0236
WECC_Southern California Edison | 52.0893 | 55.7709 | 61.4305 | 56.0218 | 64.3135 | 66.2926 | 71.483
WECC_San Francisco | 44.536 | 48.6398 | 55.6658 | 49.6396 | 58.0439 | 55.8933 | 66.3829
WECC_Southern Nevada | 33.2729 | 36.5314 | 42.9633 | 38.3225 | 47.791 | 53.1905 | 61.6888
WECC_Utah | 29.5036 | 32.299 | 39.6287 | 34.5903 | 44.4317 | 49.624 | 53.8397
WECC_Wyoming | 21.2993 | 23.9016 | 31.1295 | 25.8838 | 35.9887 | 41.1271 | 45.9592
National | 40.0008 | 42.599 | 48.0114 | 45.0646 | 54.5068 | 53.5697 | 58.527