## Sheet1. 1st Quarter
FIELD-SET 1: 1st QUARTER RSSCT RESULTS (FILE: gacrssct.xls)
Field 1-1: PWS And Treatment Plant Data |  | Field 1-2: Full-Scale GAC Characteristics1 |  | Field 1-3: RSSCT Design Parameters |  |  |  | Field 1-4: Pretreatment Used Prior To GAC1 |  |  | Field 1-5: GAC Influent Water Quality For The 10-Minute EBCT Run | [13 empty] | Field 1-6: GAC Influent Water Quality For The 20-Minute EBCT Run1 | [13 empty] | Field 1-7: GAC Effluent Water Quality For The 10-Minute EBCT Run1 | [15 empty] | Field 1-7: GAC Effluent Water Quality For The 10-Minute EBCT Run (continued) | [17 empty] | Field 1-8: GAC Effluent Water Quality For The 20-Minute EBCT Run1 | [33 empty] | Field 1-9: GAC Cost Parameters
|  |  |  | Input Design Parameters |  | US Standard Mesh Sizes | [32 empty] | Group C, 12 effluent samples per run | [33 empty] | Group C, 12 effluent samples per run
PWS Name | Jacksonville Electric Authority | Carbon manufacturer | Calgon Carbon Co. | RSSCT influent TOC (mg/L) | 2 | US standard | Opening | Process | Description | Scale | 10-min. EBCT Start Date | 1998-04-13 | [12 empty] | 20-min. EBCT Start Date | 1998-04-13 | [12 empty] | Sample | Was sample | Sampling | Sampling | Operation | Bed | pH | Temp. | TOC | UV254 | SUVA | SDS | SDS | SDS | SDS | SDS | SDS | SDS | SDS | SDS | SDS | SDS | SDS | SDS | SDS | SDS | SDS | SDS | SDS | SDS | SDS | SDS | SDS | SDS | Sample | Was sample | Sampling | Sampling | Operation | Bed | pH | Temp. | TOC | UV254 | SUVA | SDS | SDS | SDS | SDS | SDS | SDS | SDS | SDS | SDS | SDS | SDS | SDS | SDS | SDS | SDS | SDS | SDS | SDS | SDS | SDS | SDS | SDS | SDS | Cost Parameter | Parameter value
Public Water System Identification Number | FL2161328 | Carbon trade name | F-400 | Inner diameter of the RSSCT column, DSC (mm) | 8 | mesh size | (mm) | Aeration | Iron, hydrogen sulfide gas removal | Full-Scale | 10-min. EBCT Start Time | 14:15 | [12 empty] | 20-min. EBCT Start Time | 14:15 | [12 empty] | ID | duplicated? | date | time | time | volumes | [5 empty] | Cl2 dose | Free Cl2 residual | Cl2 demand | Chlorination temp. | Chlorination pH | Incubation time | TOX | CHCl3 | BDCM | DBCM | CHBr3 | THM4 | MCAA* | DCAA* | TCAA* | MBAA* | DBAA* | BCAA* | TBAA | CDBAA | DCBAA | HAA5 | HAA6 | ID | duplicated? | date | time | time | volumes | [5 empty] | Cl2 dose | Free Cl2 residual | Cl2 demand | Chlorination temp. | Chlorination pH | Incubation time | TOX | CHCl3 | BDCM | DBCM | CHBr3 | THM4 | MCAA* | DCAA* | TCAA* | MBAA* | DBAA* | BCAA* | TBAA | CDBAA | DCBAA | HAA5 | HAA6 | Capital Recovery Interest Rate (%) | 6.5
Water Industry Data Base Number (optional) | NA | Carbon type | Bituminous | Minimum RSSCT Reynolds number, ReSC, min | 0.5 | 4 | 4.75 | Cartridge filtration | 1.0 µm pore size | Bench-Scale | [29 empty] | Y/N | MM/DD/YY | hh:mm | hh.hh | (10 minute) | --- | oC | mg/L | cm-1 | L/(mg*m) | mg/L | mg/L | mg/L | oC | --- | hours | mg Cl- /L | mg/L | mg/L | mg/L | mg/L | mg/L | mg/L | mg/L | mg/L | mg/L | mg/L | mg/L | mg/L | mg/L | mg/L | mg/L | mg/L |  | Y/N | MM/DD/YY | hh:mm | hh.hh | (20 minute) | --- | oC | mg/L | cm-1 | L/(mg*m) | mg/L | mg/L | mg/L | oC | --- | hours | mg Cl- /L | mg/L | mg/L | mg/L | mg/L | mg/L | mg/L | mg/L | mg/L | mg/L | mg/L | mg/L | mg/L | mg/L | mg/L | mg/L | mg/L | Capital Recovery Period (years) | 20
|  | Original GAC mesh size, upper (US standard mesh) | 12 | Full-scale operating temperature, ToC (oC) | 27 | 6 | 3.35 |  |  |  | Group A, 2 samples per batch | [13 empty] | Group A, 2 samples per batch | [13 empty] | C1-10 | N | 1998-04-13 | 19:12 | 4.95 | 373.329 | 8.07 | 23.6 | 0.255 | 0.0008 | 0.31373 | 2.75 | 1.01 | 1.74 | 27.7 | 7.8071 | 7.4 | 2.85 | BMRL | BMRL | BMRL | 1.14 | 1.14 | BMRL | BMRL | BMRL | BMRL | BMRL | BMRL | BMRL | BMRL | BMRL | BMRL | BMRL | C1-20 | N | 1998-04-13 | 19:23 | 5.1333 | 387.156 | 8.14 | 23.4 | 0.24 | 0.0009 | 0.375 | 2.81 | 1.06 | 1.75 | 27.7 | 7.8147 | 7.4 | 4.35 | BMRL | BMRL | BMRL | 1.2484 | 1.2484 | BMRL | BMRL | BMRL | BMRL | BMRL | BMRL | BMRL | BMRL | BMRL | BMRL | BMRL | Overhead & Profit Factor (% of construction costs) | 8
Official ICR Contact Person |  | Original GAC mesh size, lower (US standard mesh) | 40 | Full-scale bed porosity, eLC | 0.45 | 8 | 2.36 |  |  |  | Parameter | Units | Sample A1-10 | Sample A2-10 | Sample A3-10 | Sample A4-10 | Sample A5-10 | Sample A6-10 | Sample A7-10 | Sample A8-10 | Sample A9-10 | Average | RPD |  | Parameter | Units | Sample A1-20 | Sample A2-20 | Sample A3-20 | Sample A4-20 | Sample A5-20 | Sample A6-20 | Sample A7-20 | Sample A8-20 | Sample A9-20 | Average | RPD |  | C2-10 | N | 1998-04-17 | 00:08 | 81.8833 | 6175.641 | 7.93 | 23.1 | 0.365 | 0.0035 | 0.9589 | 2.87 | 1.03 | 1.84 | 27.4 | 7.725 | 7.3 | 8.65 | BMRL | 1.3363 | BMRL | 4.43 | 5.7663 | BMRL | BMRL | BMRL | BMRL | BMRL | BMRL | BMRL | BMRL | BMRL | BMRL | BMRL | C2-20 | N | 1998-04-20 | 06:43 | 160.4667 | 12102.396 | 7.94 | 20.2 | 0.41 | 0.0016 | 0.39024 | 2.85 | 1.42 | 1.43 | 27.4 | 7.6782 | 7.3 | 1.7 | BMRL | BMRL | BMRL | 2.325 | 2.325 | BMRL | BMRL | BMRL | BMRL | BMRL | BMRL | BMRL | BMRL | BMRL | BMRL | BMRL | Special Sitework Factor (% of construction costs) | 4
Mailing Address |  | Original carbon particle diameter, dLC (mm) | 1.0525 | Measured RSSCT dry bed density, rSC (g/cm3) | 0.4985 | 10 | 2 |  |  |  | Sampling date | MM/DD/YY | 1998-04-13 | 1998-04-22 | [7 empty] | --- | --- |  | Sampling date | MM/DD/YY | 1998-04-13 | 1998-04-22 | [7 empty] | --- | --- |  | Avg-C3-10 | Y | 1998-04-17 | 07:58 | 89.7167 | 6766.431 | 8.015 | 22.1 | 0.4475 | 0.00385 | 0.86034 | 2.72 | 1.06 | 1.66 | 27.4 | 7.7268 | 7.35 | 11.1 | BMRL | 1.797 | BMRL | 5.34 | 7.137 | BMRL | BMRL | BMRL | BMRL | 1.6268 | BMRL | BMRL | BMRL | BMRL | 1.6268 | 1.6268 | C3-20 | N | 1998-04-21 | 02:07 | 179.8667 | 13565.544 | 8.05 | 22.1 | 0.55 | 0.0025 | 0.45455 | 2.91 | 1.67 | 1.24 | 27.4 | 7.7036 | 7.3 | 9.05 | BMRL | 1.2267 | BMRL | 3.75 | 4.9767 | BMRL | BMRL | BMRL | BMRL | BMRL | BMRL | BMRL | BMRL | BMRL | BMRL | BMRL | Construction Contingencies (% of construction costs) | 15
|  | 1: These are the characteristics before the carbon is ground for RSSCT experiments. |  | RSSCT GAC mesh size, upper (US standard mesh) | 140 | 12 | 1.68 |  |  |  | Sampling time | hh:mm | 16:00 | 12:30 | [7 empty] | --- | --- |  | Sampling time | hh:mm | 16:00 | 12:30 | [7 empty] | --- | --- |  | C4-10 | N | 1998-04-17 | 14:48 | 96.55 | 7281.801 | 7.83 | 23.7 | 0.56 | 0.0051 | 0.91071 | 3.06 | 1.13 | 1.93 | 27.4 | 7.7536 | 7.4 | 15.6 | BMRL | 2.9207 | BMRL | 7.84 | 10.7607 | BMRL | BMRL | BMRL | BMRL | 1.1645 | BMRL | BMRL | BMRL | BMRL | 1.1645 | 1.1645 | Avg-C4-20 | Y | 1998-04-21 | 21:57 | 199.7 | 15061.374 | 7.885 | 21.55 | 0.625 | 0.00385 | 0.616 | 2.94 | 1.655 | 1.285 | 27.4 | 7.689 | 7.35 | 6.5 | BMRL | 1.5587 | BMRL | 4.725 | 6.2837 | BMRL | BMRL | BMRL | BMRL | BMRL | BMRL | BMRL | BMRL | BMRL | BMRL | BMRL | Engineering Fee Factor (% of construction costs) | 10
Phone Number |  |  |  | RSSCT GAC mesh size, lower (US standard mesh) | 230 | 16 | 1.18 |  |  |  | Operation time | hh.hh | 1.75 | 214.25 | [7 empty] | --- | --- |  | Operation time | hh.hh | 1.75 | 214.25 | [7 empty] | --- | --- |  | C5-10 | N | 1998-04-17 | 21:22 | 103.1167 | 7777.059 | 7.92 | 22.8 | 0.68 | 0.0061 | 0.89706 | 3.18 | 1.16 | 2.02 | 27.4 | 7.7443 | 7.4 | 17.5 | BMRL | 3.0229 | BMRL | 7.17 | 10.1929 | BMRL | BMRL | BMRL | BMRL | 1.405 | BMRL | BMRL | BMRL | BMRL | 1.405 | 1.405 | C5-20 | N | 1998-04-22 | 19:13 | 220.9667 | 16665.306 | 7.97 | 21.6 | 0.71 | 0.005 | 0.70423 | 2.98 | 1.66 | 1.32 | 27.4 | 7.7043 | 7.4 | 9.05 | BMRL | 2.0393 | BMRL | 5.41 | 7.4493 | BMRL | BMRL | BMRL | BMRL | BMRL | BMRL | BMRL | BMRL | BMRL | BMRL | BMRL | 1998 ENR Construction Cost Index (CCI base year 1913) | 5986
FAX Number | [5 empty] | 20 | 0.85 |  |  |  | Bed volumes | (10 minutes) | 131.985 | 16158.735 | [7 empty] | --- | --- |  | Bed volumes | (10 minutes) | 65.9925 | 8079.3675 | [7 empty] | --- | --- |  | C6-10 | N | 1998-04-18 | 11:15 | 117 | 8824.14 | 8.02 | 21.6 | 0.745 | 0.00705 | 0.94631 | 3.06 | 1.09 | 1.97 | 27.4 | 7.7636 | 7.5 | 17.4 | BMRL | 3.7026 | BMRL | 9.77 | 13.4726 | BMRL | BMRL | BMRL | BMRL | 1.4742 | BMRL | BMRL | BMRL | BMRL | 1.4742 | 1.4742 | C6-20 | N | 1998-04-23 | 16:26 | 242.1833 | 18265.467 | 7.75 | 21.6 | 0.845 | 0.0049 | 0.57988 | 2.44 | 1.22 | 1.22 | 27.3 | 7.6936 | 7.2 | 17.55 | BMRL | 2.0616 | BMRL | 7.32 | 9.3816 | BMRL | BMRL | BMRL | BMRL | BMRL | BMRL | BMRL | BMRL | BMRL | BMRL | BMRL | 1998 Producers Price Index (PPI base year 1967 = 100) | 369
E-Mail Address (optional) |  |  |  | Estimated Run Length |  | 30 | 0.6 |  |  |  | Alkalinity | mg/L as CaCO3 | 131.5 | 129 | [7 empty] | 130.25 | 1.3572 |  | Alkalinity | mg/L as CaCO3 | 131.5 | 129 | [7 empty] | 130.25 | 1.3572 |  | Avg-C7-10 | Y | 1998-04-19 | 00:01 | 129.7667 | 9787.002 | 7.92 | 21.4 | 0.8225 | 0.010025 | 1.2188 | 3.11 | 1.08 | 2.03 | 27.4 | 7.7543 | 7.4 | 27.625 | BMRL | 5.4345 | 1.1373 | 13.05 | 19.6218 | BMRL | BMRL | BMRL | BMRL | 2.0354 | BMRL | BMRL | BMRL | BMRL | 2.0354 | 2.0354 | C7-20 | N | 1998-04-23 | 23:22 | 249.1167 | 18788.379 | 7.72 | 21.8 | 0.9 | 0.00555 | 0.61667 | 2.5 | 1.23 | 1.27 | 27.3 | 7.7036 | 7.3 | 11.2 | BMRL | 2.245 | BMRL | 7.54 | 9.785 | BMRL | BMRL | BMRL | BMRL | 1.0198 | BMRL | BMRL | BMRL | BMRL | 1.0198 | 1.0198 | Labor Rate + Fringe ($/work-hour) | 20
|  |  |  | Bed volumes to 50% TOC breakthrough, BV50 | 8812.9385 | 40 | 0.425 |  |  |  | Total hardness | mg/L as CaCO3 | 414 | 393 | [7 empty] | 403.5 | 3.6801 |  | Total hardness | mg/L as CaCO3 | 414 | 393 | [7 empty] | 403.5 | 3.6801 |  | C8-10 | N | 1998-04-19 | 15:09 | 144.9 | 10928.358 | 7.94 | 21.7 | 1.13 | 0.0123 | 1.0885 | 3.3 | 1.14 | 2.16 | 27.4 | 7.739 | 7.3 | 35.35 | BMRL | 7.7119 | 1.7108 | 16.16 | 25.5827 | BMRL | BMRL | BMRL | BMRL | 2.6558 | BMRL | BMRL | BMRL | BMRL | 2.6558 | 2.6558 | Avg-C8-20 | Y | 1998-04-25 | 17:51 | 291.6 | 21992.472 | 7.305 | 21.8 | 1.005 | 0.0092 | 0.91542 | 2.605 | 1.28 | 1.325 | 27.3 | 7.7613 | 7.3 | 20.175 | BMRL | 3.5849 | BMRL | 11.16 | 14.7449 | BMRL | BMRL | BMRL | BMRL | 1.5136 | BMRL | BMRL | BMRL | BMRL | 1.5136 | 1.5136 | Labor Overhead Factor (% of labor) | 29
Technical ICR Contact Person |  |  |  | Estimated run length, BVT ( = 2 x BV50) | 17625.877 | 50 | 0.3 |  |  |  | Calcium hardness | mg/L as CaCO3 | 262 | 232 | [7 empty] | 247 | 8.5883 |  | Calcium hardness | mg/L as CaCO3 | 262 | 232 | [7 empty] | 247 | 8.5883 |  | C9-10 | N | 1998-04-20 | 06:23 | 160.1333 | 12077.256 | 8.01 | 20.5 | 1.19 | 0.0148 | 1.2437 | 3.33 | 1.16 | 2.17 | 27.4 | 7.7082 | 7.4 | 43 | BMRL | 9.5617 | 2.1093 | 18.67 | 30.3409 | BMRL | BMRL | BMRL | BMRL | 3.2789 | BMRL | BMRL | BMRL | BMRL | 3.2789 | 3.2789 | C9-20 | N | 1998-04-26 | 14:32 | 312.2833 | 23552.409 | 7.41 | 21.6 | 1.12 | 0.01 | 0.89286 | 2.72 | 1.41 | 1.31 | 27.3 | 7.6982 | 7.4 | 27.7 | BMRL | 4.2806 | BMRL | 11.4 | 15.6806 | BMRL | BMRL | BMRL | BMRL | 1.6719 | BMRL | BMRL | BMRL | BMRL | 1.6719 | 1.6719 | Electric Rate ($/kW-h) | 0.0725
Mailing Address |  |  |  | BVT + 30% safety factor, BVT+30% ( = 2.6 x BV50) | 22913.6401 | 60 | 0.25 |  |  |  | Ammonia | mg NH3-N / L | 0.15 | 0.13 | [7 empty] | 0.14 | 10.1015 |  | Ammonia | mg NH3-N / L | 0.15 | 0.13 | [7 empty] | 0.14 | 10.1015 |  | C10-10 | N | 1998-04-20 | 13:55 | 167.6667 | 12645.42 | 7.92 | 23.8 | 1.27 | 0.01675 | 1.3189 | 3.23 | 1.07 | 2.16 | 27.4 | 7.7799 | 7.3 | 50.2 | BMRL | 10.2851 | 2.2469 | 20.77 | 33.302 | BMRL | BMRL | BMRL | BMRL | 3.3608 | BMRL | BMRL | BMRL | BMRL | 3.3608 | 3.3608 | Avg-C10-20 | Y | 1998-04-29 | 04:55 | 374.6667 | 28257.36 | 8.085 | 22.1 | 1.1925 | 0.011875 | 0.99581 | 2.45 | 1.235 | 1.215 | 26.6 | 7.7274 | 7.15 | 39 | BMRL | 5.7573 | BMRL | 15.35 | 21.1073 | BMRL | BMRL | BMRL | BMRL | 2.163 | BMRL | BMRL | BMRL | BMRL | 2.163 | 2.163 | Fuel Oil Rate ($/gal) | 0.53
[6 empty] | 70 | 0.21 |  |  |  | Bromide | mg/L | 440 | 460 | [7 empty] | 450 | 3.1427 |  | Bromide | mg/L | 440 | 460 | [7 empty] | 450 | 3.1427 |  | Avg-C11-10 | Y | 1998-04-20 | 21:14 | 174.9833 | 13197.243 | 7.965 | 23.35 | 1.3425 | 0.0175 | 1.3035 | 3.265 | 1.065 | 2.2 | 27.4 | 7.6993 | 7.2 | 57.15 | BMRL | 11.3317 | 2.5858 | 22.155 | 36.0725 | BMRL | BMRL | BMRL | BMRL | 3.808 | 1.0521 | BMRL | BMRL | BMRL | 3.808 | 4.8601 | C11-20 | N | 1998-05-01 | 20:32 | 438.2833 | 33055.329 | 8.15 | 22.5 | 1.28 | 0.01515 | 1.1836 | 2.35 | 1.42 | 0.93 | 26.8 | 7.7202 | 7.2 | 52.3 | BMRL | 8.9826 | 1.6126 | 19.9 | 30.4952 | BMRL | BMRL | BMRL | BMRL | 3.1933 | BMRL | BMRL | BMRL | BMRL | 3.1933 | 3.1933 | Natural Gas Rate ($/ft3) | 0.0024
Phone Number |  |  |  | General RSSCT Design Parameters |  | 80 | 0.18 | [31 empty] | C12-10 | N | 1998-04-22 | 11:39 | 213.4 | 16094.628 | 7.85 | 22.2 | 1.44 | 0.022 | 1.5278 | 3.31 | 0.97 | 2.34 | 27.4 | 7.689 | 7.2 | 69.3 | BMRL | 13.9436 | 3.3297 | 24.72 | 41.9932 | BMRL | BMRL | BMRL | BMRL | 3.4473 | 1.0555 | BMRL | BMRL | BMRL | 3.4473 | 4.5028 | C12-20 | N | 1998-05-04 | 04:24 | 494.15 | 37268.793 | 8.15 | 20.6 | 1.395 | 0.0183 | 1.3118 | 2.5 | 1.74 | 0.76 | 26.8 | 7.7127 | 7.2 | 63.4 | BMRL | 11.3157 | 2.3105 | 21.9 | 35.5261 | BMRL | BMRL | BMRL | BMRL | 3.8352 | 1.0726 | BMRL | BMRL | BMRL | 3.8352 | 4.9079 | Current Process Water Rate ($/1000 gal) | 0.84
FAX Number |  |  |  | Kinematic viscosity at ToC, nLC (m2/s) | 8.6867e-07 | 100 | 0.15 |  |  |  | Group B, 3 samples per batch | [13 empty] | Group B, 3 samples per batch | [13 empty] | C13-10 | N | 1998-04-23 | 17:54 | 243.65 | 18376.083 | 7.9 | 22 | 1.5 | NA | NR | NA | NA | NR | NA | NA | NA | NA | NA | NA | NA | NA | NA | NA | NA | NA | NA | NA | NA | NA | NA | NA | NA | NA | C13-20 | N | 1998-05-05 | 06:57 | 520.7 | 39271.194 | 8.12 | 21.7 | 1.42 | 0.02065 | 1.4542 | NA | NA | NR | NA | NA | NA | NA | NA | NA | NA | NA | NA | NA | NA | NA | NA | NA | NA | NA | NA | NA | NA | NA | Modifications to Existing Plant (% of construction costs) | 5
E-Mail Address (optional) |  |  |  | RSSCT carbon particle diameter, dSC (mm) | 0.084 | 120 | 0.125 |  |  |  | Parameter | Units | Sample B1-20 | Sample B2-20 | Sample B3-20 | Sample B4-20 | Sample B5-20 | Sample B6-20 | Sample B7-20 | Sample B8-20 | Sample B9-20 | Sample B20-20 | Average | %SD | Parameter | Units | Sample B1-20 | Sample B2-20 | Sample B3-20 | Sample B4-20 | Sample B5-20 | Sample B6-20 | Sample B7-20 | Sample B8-20 | Sample B9-20 | Sample B20-20 | Average | %SD
|  |  |  | Scaling factor, SF | 12.57 | 140 | 0.106 | 1: Design information, similar to that shown in Tables 6c and 6d of the ICR rule, must be included in |  |  | Sampling date | MM/DD/YY | 1998-04-13 | 1998-04-18 | 1998-04-22 | 1998-04-27 | 1998-05-04 | [5 empty] | --- | --- | Sampling date | MM/DD/YY | 1998-04-13 | 1998-04-18 | 1998-04-22 | 1998-04-27 | 1998-05-04 | [5 empty] | --- | ---
Plant Name | Arlington Water Treatment Plant |  |  | RSSCT hydraulic loading rate, vSC (m/hr) | 8.3765 | 170 | 0.088 | the hard-copy Treatment Study Summary Report (see Section 10.0). The purpose of this table |  |  | Sampling time | hh:mm | 16:05 | 11:00 | 12:35 | 12:50 | 14:35 | [5 empty] | --- | --- | Sampling time | hh:mm | 16:05 | 11:00 | 12:35 | 12:50 | 14:35 | [5 empty] | --- | ---
Treatment Plant Category | OTHER/GW |  |  | RSSCT flow rate, QSC (mL/min) | 7.0174 | 200 | 0.075 | is to list the pretreatment processes used in this particular RSSCT run. |  |  | Operation time | hh.hh | 1.8333 | 116.75 | 214.3333 | 334.5833 | 504.3333 | [5 empty] | --- | --- | Operation time | hh.hh | 1.8333 | 116.75 | 214.3333 | 334.5833 | 504.3333 | [5 empty] | --- | ---
Process Train Name | Aeration-Pre/Post Chlorination |  |  | Estimated total influent volume required, VSCT (L) | 383.7594 | 230 | 0.062 |  |  |  | Bed volumes | (10 minute) | 138.27 | 8805.285 | 16165.02 | 25234.275 | 38036.82 | [5 empty] | --- | --- | Bed volumes | (10 minute) | 69.135 | 4402.6425 | 8082.51 | 12617.1375 | 19018.41 | [5 empty] | --- | --- | BMRL = Below Minimum Reporting Level; NA = Not Analyzed; NR = Not Reported | [15 empty] | BMRL = Below Minimum Reporting Level; NA = Not Analyzed; NR = Not Reported | [17 empty] | BMRL = Below Minimum Reporting Level; NA = Not Analyzed; NR = Not Reported | [15 empty] | BMRL = Below Minimum Reporting Level; NA = Not Analyzed; NR = Not Reported
ICR Treatment Plant Identification Number | 281 |  |  |  |  | 270 | 0.053 |  |  |  | pH | --- | 7.41 | 7.41 | 7.42 | 7.41 | 7.35 | [5 empty] | 7.4 | 0.38222 | pH | --- | 7.41 | 7.41 | 7.42 | 7.41 | 7.35 | [5 empty] | 7.4 | 0.38222 | *: These six species make up HAA6, but the other three HAA species, TBAA, CDBAA and DCBAA, should be reported if measured. | [15 empty] | *: These six species make up HAA6, but the other three HAA species, TBAA, CDBAA and DCBAA, should be reported if measured. | [17 empty] | *: These six species make up HAA6, but the other three HAA species, TBAA, CDBAA and DCBAA, should be reported if measured. | [15 empty] | *: These six species make up HAA6, but the other three HAA species, TBAA, CDBAA and DCBAA, should be reported if measured.
PWSID Number of Plant (if assigned) | NA |  |  | 10-Minute EBCT Run |  | 325 | 0.044 |  |  |  | Turbidity | ntu | 0.1 | NA | 0.1 | NA | 0.1 | [5 empty] | 0.1 | 0 | Turbidity | ntu | 0.1 | NA | 0.1 | NA | 0.1 | [5 empty] | 0.1 | 0 | 1: Do not enter the results from duplicate samples into the table above, instead enter the average value for the primary and duplicate analyses in the above table, and enter the results for the primary and duplicate analyses below. | [33 empty] | 1: Do not enter the results from duplicate samples into the table above, instead enter the average value for the primary and duplicate analyses in the above table, and enter the results for the primary and duplicate analyses below.
Historical Minimum Water Temperature (oC) | 22 |  |  | Full-scale empty bed contact time, EBCTLC (min) | 10 | 400 | 0.037 |  |  |  | Temperature | oC | 20.5 | 16.9 | 15.7 | 18.9 | 19.6 | [5 empty] | 18.32 | 10.7825 | Temperature | oC | 20.5 | 16.9 | 15.7 | 18.9 | 19.6 | [5 empty] | 18.32 | 10.7825
Historical Average Water Temperature (oC) | 28 |  |  | Estimated full-scale run time, tLCT (days) | 159.1225 | [5 empty] | Total organic carbon | mg/L | 1.87 | 2.005 | 1.97 | 2.075 | 1.985 | [5 empty] | 1.981 | 3.7326 | Total organic carbon | mg/L | 1.87 | 2.005 | 1.97 | 2.075 | 1.985 | [5 empty] | 1.981 | 3.7326 | Group D, 3 duplicate effluent samples per run (results from primary and duplicate analyses) | [33 empty] | Group D, 3 duplicate effluent samples per run (results from primary and duplicate analyses)
State Approved Plant Capacity (MGD) | 12.2 |  |  | RSSCT empty bed contact time, EBCTSC (min) | 0.79554 | [5 empty] | UV254 | cm-1 | 0.04735 | NA | 0.04645 | NA | 0.04685 | [5 empty] | 0.046883 | 0.9618 | UV254 | cm-1 | 0.04735 | NA | 0.04645 | NA | 0.04685 | [5 empty] | 0.046883 | 0.9618 | Sample | Sample | Sampling | Sampling | Operation | Bed | pH | Temp. | TOC | UV254 | SUVA | SDS | SDS | SDS | SDS | SDS | SDS | SDS | SDS | SDS | SDS | SDS | SDS | SDS | SDS | SDS | SDS | SDS | SDS | SDS | SDS | SDS | SDS | SDS | Sample | Sample | Sampling | Sampling | Operation | Bed | pH | Temp. | TOC | UV254 | SUVA | SDS | SDS | SDS | SDS | SDS | SDS | SDS | SDS | SDS | SDS | SDS | SDS | SDS | SDS | SDS | SDS | SDS | SDS | SDS | SDS | SDS | SDS | SDS
|  |  |  | Estimated RSSCT run time, tSCT (days) | 12.6589 | [5 empty] | SUVA | L/(mg*m) | 2.5321 | NR | 2.3579 | NR | 2.3602 | [5 empty] | 2.4167 | 4.1344 | SUVA | L/(mg*m) | 2.5321 | NR | 2.3579 | NR | 2.3602 | [5 empty] | 2.4167 | 4.1344 | ID | Type | date | time | time | volumes | [5 empty] | Cl2 dose | Free Cl2 residual | Cl2 demand | Chlorination temp. | Chlorination pH | Incubation time | TOX | CHCl3 | BDCM | DBCM | CHBr3 | THM4 | MCAA* | DCAA* | TCAA* | MBAA* | DBAA* | BCAA* | TBAA | CDBAA | DCBAA | HAA5 | HAA6 | ID | Type | date | time | time | volumes | [5 empty] | Cl2 dose | Free Cl2 residual | Cl2 demand | Chlorination temp. | Chlorination pH | Incubation time | TOX | CHCl3 | BDCM | DBCM | CHBr3 | THM4 | MCAA* | DCAA* | TCAA* | MBAA* | DBAA* | BCAA* | TBAA | CDBAA | DCBAA | HAA5 | HAA6
|  |  |  | RSSCT bed length, lSC (cm) | 11.1064 | [5 empty] | SDS-Cl2 dose | mg/L | 4.44 | NA | 4.49 | NA | 4.3 | [5 empty] | 4.41 | 2.2333 | SDS-Cl2 dose | mg/L | 4.44 | NA | 4.49 | NA | 4.3 | [5 empty] | 4.41 | 2.2333 |  |  | MM/DD/YY | hh:mm | hh.hh | (10 minute) | --- | oC | mg/L | cm-1 | L/(mg*m) | mg/L | mg/L | mg/L | oC | --- | hours | mg Cl- /L | mg/L | mg/L | mg/L | mg/L | mg/L | mg/L | mg/L | mg/L | mg/L | mg/L | mg/L | mg/L | mg/L | mg/L | mg/L | mg/L |  |  | MM/DD/YY | hh:mm | hh.hh | (20 minute) | --- | oC | mg/L | cm-1 | L/(mg*m) | mg/L | mg/L | mg/L | oC | --- | hours | mg Cl- /L | mg/L | mg/L | mg/L | mg/L | mg/L | mg/L | mg/L | mg/L | mg/L | mg/L | mg/L | mg/L | mg/L | mg/L | mg/L | mg/L
|  |  |  | Estimated volume required for 10-minute EBCT, VSC (L) | 127.9198 | [5 empty] | SDS-Free Cl2 residual | mg/L | 1.05 | NA | 1.15 | NA | 1.15 | [5 empty] | 1.1167 | 5.1703 | SDS-Free Cl2 residual | mg/L | 1.05 | NA | 1.15 | NA | 1.15 | [5 empty] | 1.1167 | 5.1703 | C3-10 | Primary | 1998-04-17 | 07:58 | 89.7167 | 6766.431 | 8.03 | 22.1 | 0.45 | 0.00375 | 0.83333 | 2.49 | NR | NR | 27.4 | 7.72 | 7.3 | 9.75 | BMRL | 1.628 | BMRL | 5.18 | 6.808 | BMRL | BMRL | BMRL | BMRL | BMRL | BMRL | BMRL | BMRL | BMRL | BMRL | BMRL | C4-20 | Primary | 1998-04-21 | 21:57 | 199.7 | 15061.374 | 7.88 | 21.5 | 0.625 | 0.00395 | 0.632 | 2.94 | 1.68 | 1.26 | 27.4 | 7.679 | 7.3 | 7 | BMRL | 1.5573 | BMRL | 4.57 | 6.1273 | BMRL | BMRL | BMRL | BMRL | BMRL | BMRL | BMRL | BMRL | BMRL | BMRL | BMRL
|  |  |  | Mass GAC required, mSC (g) | 2.783 | [5 empty] | SDS-Cl2 demand | mg/L | 3.39 | NR | 3.34 | NR | 3.15 | [5 empty] | 3.2933 | 3.8448 | SDS-Cl2 demand | mg/L | 3.39 | NR | 3.34 | NR | 3.15 | [5 empty] | 3.2933 | 3.8448 | D-C3-10 | Duplicate | 1998-04-17 | 07:58 | 89.7167 | 6766.431 | 8 | 22.1 | 0.445 | 0.00395 | 0.88764 | 2.95 | 1.06 | 1.89 | 27.4 | 7.7336 | 7.4 | 12.45 | BMRL | 1.9659 | BMRL | 5.5 | 7.4659 | BMRL | BMRL | BMRL | BMRL | 1.6268 | BMRL | BMRL | BMRL | BMRL | 1.6268 | 1.6268 | D-C4-10 | Duplicate | 1998-04-21 | 21:57 | 199.7 | 15061.374 | 7.89 | 21.6 | 0.625 | 0.00375 | 0.6 | 2.94 | 1.63 | 1.31 | 27.4 | 7.699 | 7.4 | 6 | BMRL | 1.5602 | BMRL | 4.88 | 6.4402 | BMRL | BMRL | BMRL | BMRL | BMRL | BMRL | BMRL | BMRL | BMRL | BMRL | BMRL
[11 empty] | SDS-Chlorination temp. | oC | 27.7 | NA | 27.4 | NA | 26.8 | [5 empty] | 27.3 | 1.6786 | SDS-Chlorination temp. | oC | 27.7 | NA | 27.4 | NA | 26.8 | [5 empty] | 27.3 | 1.6786 | Avg-C3-10 | Average | --- | --- | --- | --- | 8.015 | 22.1 | 0.4475 | 0.00385 | 0.86049 | 2.72 | 1.06 | 1.89 | 27.4 | 7.7268 | 7.35 | 11.1 | BMRL | 1.797 | BMRL | 5.34 | 7.137 | BMRL | BMRL | BMRL | BMRL | 1.6268 | BMRL | BMRL | BMRL | BMRL | 1.6268 | 1.6268 | Avg-C4-20 | Average | --- | --- | --- | --- | 7.885 | 21.55 | 0.625 | 0.00385 | 0.616 | 2.94 | 1.655 | 1.285 | 27.4 | 7.689 | 7.35 | 6.5 | BMRL | 1.5587 | BMRL | 4.725 | 6.2837 | BMRL | BMRL | BMRL | BMRL | BMRL | BMRL | BMRL | BMRL | BMRL | BMRL | BMRL
|  |  |  | 20-Minute EBCT Run | [6 empty] | SDS-Chlorination pH | --- | 7.7795 | NA | 7.6743 | NA | 7.7227 | [5 empty] | 7.7255 | 0.68198 | SDS-Chlorination pH | --- | 7.7795 | NA | 7.6743 | NA | 7.7227 | [5 empty] | 7.7255 | 0.68198 | RPD-C3-10 | RPD | --- | --- | --- | --- | 0.3743 | 0 | 1.1173 | 5.1948 | 6.3112 | 16.9118 |  |  | 0 | 0.1759 | 1.3605 | 24.3243 |  | 18.8038 |  | 5.9925 | 9.2182 | [11 empty] | RPD-C4-20 | RPD | --- | --- | --- | --- | 0.12682 | 0.46404 | 0 | 5.1948 | 5.1948 | 0 | 3.0211 | 3.8911 | 0 | 0.26011 | 1.3605 | 15.3846 |  | 0.18327 |  | 6.5608 | 4.9788
|  |  |  | Full-scale empty bed contact time, EBCTLC (min) | 20 | [5 empty] | SDS-Incubation time | hours | 7.5 | NA | 7.4 | NA | 7.2 | [5 empty] | 7.3667 | 2.0736 | SDS-Incubation time | hours | 7.5 | NA | 7.4 | NA | 7.2 | [5 empty] | 7.3667 | 2.0736 | C7-10 | Primary | 1998-04-19 | 00:01 | 129.7667 | 9787.002 | 7.94 | 21.4 | 0.82 | 0.01015 | 1.2378 | 3.11 | 1.09 | 2.02 | 27.4 | 7.779 | 7.5 | 28.2 | BMRL | 5.3978 | 1.1281 | 12.88 | 19.4059 | BMRL | BMRL | BMRL | BMRL | 2.1385 | BMRL | BMRL | BMRL | BMRL | 2.1385 | 2.1385 | C8-20 | Primary | 1998-04-25 | 17:51 | 291.6 | 21992.472 | 7.34 | 21.8 | 0.98 | 0.0093 | 0.94898 | 2.58 | 1.29 | 1.29 | 27.3 | 7.749 | 7.3 | 18.25 | BMRL | 3.4478 | BMRL | 10.75 | 14.1978 | BMRL | BMRL | BMRL | BMRL | 1.4324 | BMRL | BMRL | BMRL | BMRL | 1.4324 | 1.4324
|  |  |  | Estimated full-scale run time, tLCT (days) | 318.245 | [5 empty] | SDS-TOX | mg Cl- /L | 142.5 | NA | 128.5 | NA | 133.4 | [5 empty] | 134.8 | 5.2702 | SDS-TOX | mg Cl- /L | 142.5 | NA | 128.5 | NA | 133.4 | [5 empty] | 134.8 | 5.2702 | D-C7-10 | Duplicate | 1998-04-19 | 00:01 | 129.7667 | 9787.002 | 7.9 | 21.4 | 0.825 | 0.0099 | 1.2 | 3.11 | 1.07 | 2.04 | 27.4 | 7.7295 | 7.3 | 27.05 | BMRL | 5.4712 | 1.1465 | 13.22 | 19.8377 | BMRL | BMRL | BMRL | BMRL | 1.9323 | BMRL | BMRL | BMRL | BMRL | 1.9323 | 1.9323 | D-C8-20 | Duplicate | 1998-04-25 | 17:51 | 291.6 | 21992.472 | 7.27 | 21.8 | 1.03 | 0.0091 | 0.8835 | 2.63 | 1.27 | 1.36 | 27.3 | 7.7736 | 7.3 | 22.1 | BMRL | 3.722 | BMRL | 11.57 | 15.292 | BMRL | BMRL | BMRL | BMRL | 1.5948 | BMRL | BMRL | BMRL | BMRL | 1.5948 | 1.5948
|  |  |  | RSSCT empty bed contact time, EBCTSC (min) | 1.5911 | [5 empty] | SDS-CHCl3 | mg/L | 3.31 | NA | 3.12 | NA | 3 | [5 empty] | 3.1433 | 4.9728 | SDS-CHCl3 | mg/L | 3.31 | NA | 3.12 | NA | 3 | [5 empty] | 3.1433 | 4.9728 | Avg-C7-10 | Average | --- | --- | --- | --- | 7.92 | 21.4 | 0.8225 | 0.010025 | 1.2189 | 3.11 | 1.08 | 2.03 | 27.4 | 7.7543 | 7.4 | 27.625 | BMRL | 5.4345 | 1.1373 | 13.05 | 19.6218 | BMRL | BMRL | BMRL | BMRL | 2.0354 | BMRL | BMRL | BMRL | BMRL | 2.0354 | 2.0354 | Avg-C8-20 | Average | --- | --- | --- | --- | 7.305 | 21.8 | 1.005 | 0.0092 | 0.91624 | 2.605 | 1.28 | 1.325 | 27.3 | 7.7613 | 7.3 | 20.175 | BMRL | 3.5849 | BMRL | 11.16 | 14.7449 | BMRL | BMRL | BMRL | BMRL | 1.5136 | BMRL | BMRL | BMRL | BMRL | 1.5136 | 1.5136
|  |  |  | Estimated RSSCT run time, tSCT (days) | 25.3178 | [5 empty] | SDS-BDCM | mg/L | 33.0897 | NA | 30.7289 | NA | 31.2934 | [5 empty] | 31.704 | 3.8885 | SDS-BDCM | mg/L | 33.0897 | NA | 30.7289 | NA | 31.2934 | [5 empty] | 31.704 | 3.8885 | RPD-C7-10 | RPD | --- | --- | --- | --- | 0.50505 | 0 | 0.6079 | 2.4938 | 3.1016 | 0 | 1.8519 | 0.98522 | 0 | 0.63739 | 2.7027 | 4.1629 |  | 1.3509 | 1.6155 | 2.6054 | 2.2006 |  |  |  |  | 10.1332 |  |  |  |  | 10.1332 | 10.1332 | RPD-C8-20 | RPD | --- | --- | --- | --- | 0.95825 | 0 | 4.9751 | 2.1739 | 7.1471 | 1.9194 | 1.5625 | 5.283 | 0 | 0.3173 | 0 | 19.083 |  | 7.6495 |  | 7.3477 | 7.4211 |  |  |  |  | 10.7283 |  |  |  |  | 10.7283 | 10.7283
|  |  |  | RSSCT bed length, lSC (cm) | 22.2128 | [5 empty] | SDS-DBCM | mg/L | 11.8203 | NA | 11.4722 | NA | 10.9944 | [5 empty] | 11.4289 | 3.6282 | SDS-DBCM | mg/L | 11.8203 | NA | 11.4722 | NA | 10.9944 | [5 empty] | 11.4289 | 3.6282 | C11-10 | Primary | 1998-04-20 | 21:14 | 174.9833 | 13197.243 | 8 | 23.3 | 1.34 | 0.0176 | 1.3134 | 3.26 | 1.02 | 2.24 | 27.4 | 7.6995 | 7.2 | 57.35 | BMRL | 10.9916 | 2.5156 | 21.84 | 35.3471 | BMRL | BMRL | BMRL | BMRL | 3.7718 | 1.0541 | BMRL | BMRL | BMRL | 3.7718 | 4.8259 | C10-20 | Primary | 1998-04-29 | 04:55 | 374.6667 | 28257.36 | 8.11 | 22 | 1.195 | 0.01205 | 1.0084 | 2.45 | 1.23 | 1.22 | 26.6 | 7.689 | 7.1 | 44.3 | BMRL | 5.6698 | BMRL | 14.7 | 20.3698 | BMRL | BMRL | BMRL | BMRL | 2.1159 | BMRL | BMRL | BMRL | BMRL | 2.1159 | 2.1159
|  |  |  | Estimated volume required for 20-minute EBCT, VSC (L) | 255.8396 | [5 empty] | SDS-CHBr3 | mg/L | 38.67 | NA | 33 | NA | 36.5 | [5 empty] | 36.0567 | 7.9344 | SDS-CHBr3 | mg/L | 38.67 | NA | 33 | NA | 36.5 | [5 empty] | 36.0567 | 7.9344 | D-C11-10 | Duplicate | 1998-04-20 | 21:14 | 174.9833 | 13197.243 | 7.93 | 23.4 | 1.345 | 0.0174 | 1.2937 | 3.27 | 1.11 | 2.16 | 27.4 | 7.699 | 7.2 | 56.95 | BMRL | 11.6717 | 2.6561 | 22.47 | 36.7979 | BMRL | BMRL | BMRL | BMRL | 3.8442 | 1.0501 | BMRL | BMRL | BMRL | 3.8442 | 4.8943 | D-C10-20 | Duplicate | 1998-04-29 | 04:55 | 374.6667 | 28257.36 | 8.06 | 22.2 | 1.19 | 0.0117 | 0.98319 | 2.45 | 1.24 | 1.21 | 26.6 | 7.7659 | 7.2 | 33.7 | BMRL | 5.8448 | BMRL | 16 | 21.8448 | BMRL | BMRL | BMRL | BMRL | 2.21 | BMRL | BMRL | BMRL | BMRL | 2.21 | 2.21
|  |  |  | Mass GAC required, mSC (g) | 5.5659 | [5 empty] | SDS-THM4 | mg/L | 86.89 | NA | 78.3211 | NA | 81.7878 | [5 empty] | 82.333 | 5.2353 | SDS-THM4 | mg/L | 86.89 | NA | 78.3211 | NA | 81.7878 | [5 empty] | 82.333 | 5.2353 | Avg-C11-10 | Average | --- | --- | --- | --- | 7.965 | 23.35 | 1.3425 | 0.0175 | 1.3036 | 3.265 | 1.065 | 2.2 | 27.4 | 7.6993 | 7.2 | 57.15 | BMRL | 11.3317 | 2.5858 | 22.155 | 36.0725 | BMRL | BMRL | BMRL | BMRL | 3.808 | 1.0521 | BMRL | BMRL | BMRL | 3.808 | 4.8601 | Avg-C10-20 | Average | --- | --- | --- | --- | 8.085 | 22.1 | 1.1925 | 0.011875 | 0.99578 | 2.45 | 1.235 | 1.215 | 26.6 | 7.7274 | 7.15 | 39 | BMRL | 5.7573 | BMRL | 15.35 | 21.1073 | BMRL | BMRL | BMRL | BMRL | 2.163 | BMRL | BMRL | BMRL | BMRL | 2.163 | 2.163
[11 empty] | SDS-MCAA* | mg/L | BMRL | NA | BMRL | NA | BMRL | [5 empty] | BMRL |  | SDS-MCAA* | mg/L | BMRL | NA | BMRL | NA | BMRL | [5 empty] | BMRL |  | RPD-C11-10 | RPD | --- | --- | --- | --- | 0.87884 | 0.42827 | 0.37244 | 1.1429 | 1.5153 | 0.30628 | 8.4507 | 3.6364 | 0 | 0.0074681 | 0 | 0.69991 |  | 6.0022 | 5.4367 | 2.8436 | 4.0217 |  |  |  |  | 1.9 | 0.37623 |  |  |  | 1.9 | 1.4073 | RPD-C10-20 | RPD | --- | --- | --- | --- | 0.61843 | 0.90498 | 0.41929 | 2.9474 | 2.5282 | 0 | 0.80972 | 0.82305 | 0 | 0.99521 | 1.3986 | 27.1795 |  | 3.0401 |  | 8.4691 | 6.9882 |  |  |  |  | 4.3531 |  |  |  |  | 4.3531 | 4.3531
[11 empty] | SDS-DCAA* | mg/L | 1.2356 | NA | 1.6983 | NA | 1.6929 | [5 empty] | 1.5423 | 17.2199 | SDS-DCAA* | mg/L | 1.2356 | NA | 1.6983 | NA | 1.6929 | [5 empty] | 1.5423 | 17.2199 | BMRL = Below Minimum Reporting Level; NA = Not Analyzed; NR = Not Reported | [15 empty] | BMRL = Below Minimum Reporting Level; NA = Not Analyzed; NR = Not Reported | [17 empty] | BMRL = Below Minimum Reporting Level; NA = Not Analyzed; NR = Not Reported | [14 empty] | BMRL = Below Minimum Reporting Level; NA = Not Analyzed; NR = Not Reported
[11 empty] | SDS-TCAA* | mg/L | BMRL | NA | BMRL | NA | BMRL | [5 empty] | BMRL |  | SDS-TCAA* | mg/L | BMRL | NA | BMRL | NA | BMRL | [5 empty] | BMRL |  | *: These six species make up HAA6, but the other three HAA species, TBAA, CDBAA and DCBAA, should be reported if measured. | [15 empty] | *: These six species make up HAA6, but the other three HAA species, TBAA, CDBAA and DCBAA, should be reported if measured. | [17 empty] | *: These six species make up HAA6, but the other three HAA species, TBAA, CDBAA and DCBAA, should be reported if measured. | [14 empty] | *: These six species make up HAA6, but the other three HAA species, TBAA, CDBAA and DCBAA, should be reported if measured.
[11 empty] | SDS-MBAA* | mg/L | BMRL | NA | BMRL | NA | BMRL | [5 empty] | BMRL |  | SDS-MBAA* | mg/L | BMRL | NA | BMRL | NA | BMRL | [5 empty] | BMRL
[11 empty] | SDS-DBAA* | mg/L | 6.5935 | NA | 6.3091 | NA | 6.7694 | [5 empty] | 6.5573 | 3.5421 | SDS-DBAA* | mg/L | 6.5935 | NA | 6.3091 | NA | 6.7694 | [5 empty] | 6.5573 | 3.5421
[11 empty] | SDS-BCAA* | mg/L | 2.4574 | NA | 2.5951 | NA | 2.9656 | [5 empty] | 2.6727 | 9.8335 | SDS-BCAA* | mg/L | 2.4574 | NA | 2.5951 | NA | 2.9656 | [5 empty] | 2.6727 | 9.8335
[11 empty] | SDS-TBAA | mg/L | 4.3017 | NA | BMRL | NA | 4.3561 | [5 empty] | 4.3289 | 0.88957 | SDS-TBAA | mg/L | 4.3017 | NA | BMRL | NA | 4.3561 | [5 empty] | 4.3289 | 0.88957
[11 empty] | SDS-CDBAA | mg/L | 4.974 | NA | 3.5741 | NA | 3.4064 | [5 empty] | 3.9848 | 21.6008 | SDS-CDBAA | mg/L | 4.974 | NA | 3.5741 | NA | 3.4064 | [5 empty] | 3.9848 | 21.6008
[11 empty] | SDS-DCBAA | mg/L | 3.0336 | NA | 2.0869 | NA | 2.1819 | [5 empty] | 2.4341 | 21.4178 | SDS-DCBAA | mg/L | 3.0336 | NA | 2.0869 | NA | 2.1819 | [5 empty] | 2.4341 | 21.4178
[11 empty] | SDS-HAA5 | mg/L | 7.8292 | NA | 8.0074 | NA | 8.4623 | [5 empty] | 8.0996 | 4.0306 | SDS-HAA5 | mg/L | 7.8292 | NA | 8.0074 | NA | 8.4623 | [5 empty] | 8.0996 | 4.0306
[11 empty] | SDS-HAA6 | mg/L | 10.2866 | NA | 10.6025 | NA | 11.4278 | [5 empty] | 10.7723 | 5.4703 | SDS-HAA6 | mg/L | 10.2866 | NA | 10.6025 | NA | 11.4278 | [5 empty] | 10.7723 | 5.4703
[11 empty] | BMRL = Below Minimum Reporting Level; NA = Not Analyzed; NR = Not Reported | [13 empty] | BMRL = Below Minimum Reporting Level; NA = Not Analyzed; NR = Not Reported
[11 empty] | *: These six species make up HAA6, but the other three HAA species, TBAA, CDBAA and DCBAA, should be reported if measured. | [13 empty] | *: These six species make up HAA6, but the other three HAA species, TBAA, CDBAA and DCBAA, should be reported if measured.
Note on A1: S&H comments: 1. Since this study was conducted on a Florida ground water, other parameters were evaluated in lieu of seasonal variability. Specifically, EBCTs of 5, 7.5, 10, 15 and 20-minutes were evaluated, and influent pH values of 7.0, 7.4 and 7.8 were evaluated at an EBCT of 10-minutes. Batch water sampling occurred on three dates and showed little variability across the three batches, as shown in Table 5 of the Summary Report. Also note that the same target SDS chlorination conditions were used for all RSSCT runs. 2. During the 7.5, 15 and 20 minute EBCT runs, and during the pH 7.4 run (conducted during the pH study), chlorine demand in the GAC effluent decreased over the course of the run. During one run, the inorganic chlorine demand was monitored over the course of the run (see Section 8.1 of the Summary Report). The results of this monitoring showed that the increasing chlorine demand was due to a decrease in the inorganic demand (the organic demand increased as suspected). This is not entirely unexpected, since the full-scale plant utilizes aeration to remove hydrogen sulfide. It is possible that residual hydrogen sulfide or ammonia volatilized over the course of the run resulting in a decrease in the total chlorine demand. SDS-chlorine demand should NOT be modeled for these runs since it does not represent the breakthrough of chlorine demand that would be observed for a water with a relatively stable inorganic demand. 3. Note that the cartridge filtration process used during pretreatment was not used to simulate full-scale media filtration (which is not used at the plant); rather, it was a preventive measure against head-loss buildup in the RSSCT columns. 4. The formation of HAAs in the influent and effluent was very low (average SDS-HAA6 formed in the influent <15 mg/L across all runs). However, SDS-THM4 formation did exceed the Stage 2 D/DBP placeholder. Bromoform was the dominant THM present in the GAC effluent. 5. For the analysis of UV-254, TOC and TOX, values below the MRL of 0.009 1/cm, 0.50 mg/L and 25ug/L as Cl-, respectively, have been reported and should be considered estimates.
Note on H22: S&H comment: Scaling Factor was determined using opening dimensions given by the sieve manufacturer, which differ slightly from dimensions in the DCS.
Note on BH5: Reviewer D.S. (9/28/99): Discussed in the Summary Report, section 7.2. Chlorine demand decreased over time.
Note on CQ5: Reviewer D.S. (9/28/99): Discussed in the Summary Report, section 7.2. Chlorine demand decreased over time.
Note on DN6: S&H Comment: From bonds.

## Sheet2. 2nd Quarter
FIELD-SET 2: 2nd QUARTER RSSCT RESULTS (FILE: gacrssct.xls)
Field 2-1: PWS And Treatment Plant Data |  | Field 2-2: Full-Scale GAC Characteristics1 |  | Field 2-3: RSSCT Design Parameters |  |  |  | Field 2-4: Pretreatment Used Prior To GAC1 |  |  | Field 2-5: GAC Influent Water Quality For The 5-Minute EBCT Run | [13 empty] | Field 2-6: GAC Influent Water Quality For The 7.5-Minute EBCT Run1 | [13 empty] | Field 2-7: GAC Effluent Water Quality For The 5-Minute EBCT Run1 | [15 empty] | Field 2-7: GAC Effluent Water Quality For The 5-Minute EBCT Run (continued) | [17 empty] | Field 2-8: GAC Effluent Water Quality For The 7.5-Minute EBCT Run1 | [33 empty] | Field 2-9: GAC Cost Parameters
|  |  |  | Input Design Parameters |  | US Standard Mesh Sizes | [32 empty] | Group C, 12 effluent samples per run | [33 empty] | Group C, 12 effluent samples per run
PWS Name | Jacksonville Electric Authority | Carbon manufacturer | Calgon Carbon Co. | RSSCT influent TOC (mg/L) | 1.85 | US standard | Opening | Process | Description | Scale | 5-min. EBCT Start Date | 1998-06-18 | [12 empty] | 20-min. EBCT Start Date | 1998-07-02 | [12 empty] | Sample | Was sample | Sampling | Sampling | Operation | Bed | pH | Temp. | TOC | UV254 | SUVA | SDS | SDS | SDS | SDS | SDS | SDS | SDS | SDS | SDS | SDS | SDS | SDS | SDS | SDS | SDS | SDS | SDS | SDS | SDS | SDS | SDS | SDS | SDS | Sample | Was sample | Sampling | Sampling | Operation | Bed | pH | Temp. | TOC | UV254 | SUVA | SDS | SDS | SDS | SDS | SDS | SDS | SDS | SDS | SDS | SDS | SDS | SDS | SDS | SDS | SDS | SDS | SDS | SDS | SDS | SDS | SDS | SDS | SDS | Cost Parameter | Parameter value
Public Water System Identification Number | FL2161328 | Carbon trade name | F-400 | Inner diameter of the RSSCT column, DSC (mm) | 8 | mesh size | (mm) | Aeration | Iron, hydrogen sulfide gas removal | Full-Scale | 5-min. EBCT Start Time | 14:05 | [12 empty] | 20-min. EBCT Start Time | 10:50 | [12 empty] | ID | duplicated? | date | time | time | volumes | [5 empty] | Cl2 dose | Free Cl2 residual | Cl2 demand | Chlorination temp. | Chlorination pH | Incubation time | TOX | CHCl3 | BDCM | DBCM | CHBr3 | THM4 | MCAA* | DCAA* | TCAA* | MBAA* | DBAA* | BCAA* | TBAA | CDBAA | DCBAA | HAA5 | HAA6 | ID | duplicated? | date | time | time | volumes | [5 empty] | Cl2 dose | Free Cl2 residual | Cl2 demand | Chlorination temp. | Chlorination pH | Incubation time | TOX | CHCl3 | BDCM | DBCM | CHBr3 | THM4 | MCAA* | DCAA* | TCAA* | MBAA* | DBAA* | BCAA* | TBAA | CDBAA | DCBAA | HAA5 | HAA6 | Capital Recovery Interest Rate (%) | 6.5
Water Industry Data Base Number (optional) | NA | Carbon type | Bituminous | Minimum RSSCT Reynolds number, ReSC, min | 0.5 | 4 | 4.75 | Cartridge filtration | 1.0 µm pore size | Bench-Scale | [29 empty] | Y/N | MM/DD/YY | hh:mm | hh.hh | (5 Minute) | --- | oC | mg/L | cm-1 | L/(mg*m) | mg/L | mg/L | mg/L | oC | --- | hours | mg Cl- /L | mg/L | mg/L | mg/L | mg/L | mg/L | mg/L | mg/L | mg/L | mg/L | mg/L | mg/L | mg/L | mg/L | mg/L | mg/L | mg/L |  | Y/N | MM/DD/YY | hh:mm | hh.hh | (7.5 Minute) | --- | oC | mg/L | cm-1 | L/(mg*m) | mg/L | mg/L | mg/L | oC | --- | hours | mg Cl- /L | mg/L | mg/L | mg/L | mg/L | mg/L | mg/L | mg/L | mg/L | mg/L | mg/L | mg/L | mg/L | mg/L | mg/L | mg/L | mg/L | Capital Recovery Period (years) | 20
|  | Original GAC mesh size, upper (US standard mesh) | 12 | Full-scale operating temperature, ToC (oC) | 27 | 6 | 3.35 |  |  |  | Group A, 2 samples per batch | [13 empty] | Group A, 2 samples per batch | [13 empty] | C1-5 | N | 1998-06-18 | 19:04 | 4.9833 | 751.686 | 8.06 | 24.8 | 0.115 | 0.00065 | 0.56522 | 2.6 | 0.66 | 1.94 | 26.7 | 7.729 | 7.2 | 2.6 | BMRL | BMRL | BMRL | 1.48 | 1.48 | BMRL | BMRL | BMRL | BMRL | BMRL | BMRL | BMRL | BMRL | BMRL | BMRL | BMRL | C1-7.5 | N | 1998-07-02 | 16:19 | 5.4833 | 827.106 | 8.11 | 24 | 0.08 | 0.00045 | 0.5625 | 2.42 | 0.88 | 1.54 | 26.6 | 7.6443 | 7.1 | 3.2 | BMRL | BMRL | BMRL | 1.13 | 1.13 | BMRL | BMRL | BMRL | BMRL | BMRL | BMRL | BMRL | BMRL | BMRL | BMRL | BMRL | Overhead & Profit Factor (% of construction costs) | 8
Official ICR Contact Person |  | Original GAC mesh size, lower (US standard mesh) | 40 | Full-scale bed porosity, eLC | 0.45 | 8 | 2.36 |  |  |  | Parameter | Units | Sample A1-10 | Sample A2-10 | Sample A3-10 | Sample A4-10 | Sample A5-10 | Sample A6-10 | Sample A7-10 | Sample A8-10 | Sample A9-10 | Average | RPD |  | Parameter | Units | Sample A1-20 | Sample A2-20 | Sample A3-20 | Sample A4-20 | Sample A5-20 | Sample A6-20 | Sample A7-20 | Sample A8-20 | Sample A9-20 | Average | RPD |  | C2-5 | N | 1998-06-19 | 18:31 | 28.4333 | 4288.884 | 8.03 | 24.7 | 0.215 | 0.00175 | 0.81395 | 2.66 | 0.85 | 1.81 | 26.7 | 7.7882 | 7.2 | 3.1 | BMRL | BMRL | BMRL | 2.44 | 2.44 | BMRL | BMRL | BMRL | BMRL | BMRL | BMRL | BMRL | BMRL | BMRL | BMRL | BMRL | C2-7.5 | N | 1998-07-04 | 07:50 | 45 | 6787.8 | 8.14 | 22.7 | 0.185 | 0.00135 | 0.72973 | 2.52 | 1.08 | 1.44 | 26.6 | 7.7715 | 7.1 | 2.35 | BMRL | BMRL | BMRL | 2.07 | 2.07 | BMRL | BMRL | BMRL | BMRL | BMRL | BMRL | BMRL | BMRL | BMRL | BMRL | BMRL | Special Sitework Factor (% of construction costs) | 4
Mailing Address |  | Original carbon particle diameter, dLC (mm) | 1.0525 | Measured RSSCT dry bed density, rSC (g/cm3) | 0.455 | 10 | 2 |  |  |  | Sampling date | MM/DD/YY | 1998-06-18 | 1998-06-24 | [7 empty] | --- | --- |  | Sampling date | MM/DD/YY | 1998-06-18 | 1998-06-24 | [7 empty] | --- | --- |  | Avg-C3-5 | Y | 1998-06-20 | 02:19 | 36.2333 | 5465.436 | 8.14 | 23.3 | 0.345 | 0.003475 | 1.0072 | 2.73 | 0.95 | 1.78 | 26.7 | 7.7914 | 7.35 | 7.925 | BMRL | 1.769 | BMRL | 4.38 | 6.149 | BMRL | BMRL | BMRL | BMRL | BMRL | BMRL | BMRL | BMRL | BMRL | BMRL | BMRL | Avg-C3-7.5 | Y | 1998-07-04 | 13:45 | 50.9167 | 7680.27 | 8.09 | 23.5 | 0.285 | 0.002175 | 0.76316 | 2.61 | 1.135 | 1.475 | 26.6 | 7.7722 | 7.15 | 6.575 | BMRL | BMRL | BMRL | 2.525 | 2.525 | BMRL | BMRL | BMRL | BMRL | BMRL | BMRL | BMRL | BMRL | BMRL | BMRL | BMRL | Construction Contingencies (% of construction costs) | 15
|  | 1: These are the characteristics before the carbon is ground for RSSCT experiments. |  | RSSCT GAC mesh size, upper (US standard mesh) | 140 | 12 | 1.68 |  |  |  | Sampling time | hh:mm | 15:10 | 12:00 | [7 empty] | --- | --- |  | Sampling time | hh:mm | 15:10 | 12:00 | [7 empty] | --- | --- |  | C4-5 | N | 1998-06-20 | 8:17 | 42.2 | 6365.448 | 8.12 | 23.9 | 0.57 | 0.0073 | 1.2807 | 2.84 | 0.87 | 1.97 | 26.7 | 7.8002 | 7.1 | 18.15 | BMRL | 3.7905 | 1.0897 | 7.97 | 12.8501 | BMRL | BMRL | BMRL | BMRL | 2.0081 | BMRL | BMRL | BMRL | BMRL | 2.0081 | 2.0081 | C4-7.5 | N | 1998-07-04 | 21:49 | 58.9833 | 8897.046 | 8.18 | 23.3 | 0.415 | 0.0037 | 0.89157 | 2.72 | 1.25 | 1.47 | 26.6 | 7.7515 | 7.2 | 12.55 | BMRL | 1.7645 | BMRL | 4.23 | 5.9945 | BMRL | BMRL | BMRL | BMRL | BMRL | BMRL | BMRL | BMRL | BMRL | BMRL | BMRL | Engineering Fee Factor (% of construction costs) | 10
Phone Number |  |  |  | RSSCT GAC mesh size, lower (US standard mesh) | 230 | 16 | 1.18 |  |  |  | Operation time | hh.hh | 1.0833 | 141.9167 | [7 empty] | --- | --- |  | Operation time | hh.hh | -331.6667 | -190.8333 | [7 empty] | --- | --- |  | C5-5 | N | 1998-06-20 | 12:05 | 46 | 6938.64 | 8.04 | 23.6 | 0.53 | 0.0057 | 1.0755 | 2.82 | 0.67 | 2.15 | 26.7 | 7.7902 | 7.1 | 15.45 | BMRL | 2.8861 | BMRL | 5.82 | 8.7061 | BMRL | BMRL | BMRL | BMRL | 1.3391 | BMRL | BMRL | BMRL | BMRL | 1.3391 | 1.3391 | C5-7.5 | N | 1998-07-05 | 03:41 | 64.85 | 9781.974 | 8.21 | 22.9 | 0.51 | 0.0048 | 0.94118 | 2.64 | 1.16 | 1.48 | 26.6 | 7.729 | 7.2 | 14.2 | BMRL | 2.6395 | BMRL | 6.9763 | 9.6157 | BMRL | BMRL | BMRL | BMRL | 1.9147 | BMRL | BMRL | BMRL | BMRL | 1.9147 | 1.9147 | 1998 ENR Construction Cost Index (CCI base year 1913) | 5986
FAX Number | [5 empty] | 20 | 0.85 |  |  |  | Bed volumes | (5 Minutes) | 163.41 | 21406.71 | [7 empty] | --- | --- |  | Bed volumes | (7.5 Minutes) | -33352.4 | -19190.2 | [7 empty] | --- | --- |  | C6-5 | N | 1998-06-20 | 15:40 | 49.5833 | 7479.15 | 8.09 | 25.2 | 0.675 | 0.0088 | 1.3037 | 2.9 | 1.04 | 1.86 | 26.7 | 7.7902 | 7.1 | 24.9 | BMRL | 4.6569 | 1.2949 | 9.32 | 15.2718 | BMRL | BMRL | BMRL | BMRL | 1.9792 | BMRL | BMRL | BMRL | BMRL | 1.9792 | 1.9792 | C6-7.5 | N | 1998-07-05 | 09:47 | 70.95 | 10702.098 | 8.16 | 23.5 | 0.635 | 0.00655 | 1.0315 | 2.73 | 1.24 | 1.49 | 26.6 | 7.7636 | 7.2 | 18.8 | BMRL | 3.6858 | BMRL | 8.8701 | 12.5559 | BMRL | BMRL | BMRL | BMRL | 2.5681 | BMRL | BMRL | BMRL | BMRL | 2.5681 | 2.5681 | 1998 Producers Price Index (PPI base year 1967 = 100) | 369
E-Mail Address (optional) |  |  |  | Estimated Run Length |  | 30 | 0.6 |  |  |  | Alkalinity | mg/L as CaCO3 | 127 | 128.55 | [7 empty] | 127.775 | 0.85777 |  | Alkalinity | mg/L as CaCO3 | 127 | 128.55 | [7 empty] | 127.775 | 0.85777 |  | Avg-C7-5 | Y | 1998-06-20 | 21:18 | 55.2167 | 8328.882 | 8.18 | 24.25 | 0.7975 | 0.011175 | 1.4013 | 2.96 | 0.84 | 2.12 | 26.7 | 7.7976 | 7.15 | 33.35 | BMRL | 6.3291 | 1.7342 | 12.2 | 20.2633 | BMRL | BMRL | BMRL | BMRL | 2.4009 | BMRL | BMRL | BMRL | BMRL | 2.4009 | 2.4009 | C7-7.5 | N | 1998-07-05 | 16:45 | 77.9167 | 11752.95 | 8.14 | 24.1 | 0.715 | 0.00825 | 1.1538 | 2.68 | 1.19 | 1.49 | 26.6 | 7.7271 | 7.2 | 23.7 | BMRL | 4.5385 | BMRL | 11.0554 | 15.5939 | BMRL | BMRL | BMRL | BMRL | 2.5837 | BMRL | BMRL | BMRL | BMRL | 2.5837 | 2.5837 | Labor Rate + Fringe ($/work-hour) | 20
|  |  |  | Bed volumes to 50% TOC breakthrough, BV50 | 9752.9608 | 40 | 0.425 |  |  |  | Total hardness | mg/L as CaCO3 | 403 | 388 | [7 empty] | 395.5 | 2.6818 |  | Total hardness | mg/L as CaCO3 | 403 | 388 | [7 empty] | 395.5 | 2.6818 |  | C8-5 | N | 1998-06-21 | 08:46 | 66.6833 | 10058.514 | 8.05 | 22.7 | 0.9 | 0.01585 | 1.7611 | 3.02 | 0.82 | 2.2 | 26.7 | 7.7759 | 6.9 | 43.3 | BMRL | 8.2846 | 2.26 | 15.3 | 25.8446 | BMRL | BMRL | BMRL | BMRL | 3.4481 | 1.0517 | BMRL | BMRL | BMRL | 3.4481 | 4.4999 | Avg-C8-7.5 | Y | 1998-07-05 | 23:37 | 84.7833 | 12788.718 | 8.145 | 23.1 | 0.7925 | 0.010275 | 1.2965 | 2.64 | 1.19 | 1.45 | 26.6 | 7.7676 | 7.3 | 28.6 | BMRL | 5.9766 | 1.175 | 14.3071 | 21.4586 | BMRL | BMRL | BMRL | BMRL | 3.2108 | BMRL | BMRL | BMRL | BMRL | 3.2108 | 3.2108 | Labor Overhead Factor (% of labor) | 29
Technical ICR Contact Person |  |  |  | Estimated run length, BVT ( = 2 x BV50) | 19505.9216 | 50 | 0.3 |  |  |  | Calcium hardness | mg/L as CaCO3 | 247 | 232 | [7 empty] | 239.5 | 4.4286 |  | Calcium hardness | mg/L as CaCO3 | 247 | 232 | [7 empty] | 239.5 | 4.4286 |  | C9-5 | N | 1998-06-21 | 16:44 | 74.65 | 11260.206 | 8.16 | 22.9 | 1.025 | 0.01875 | 1.8293 | 3.08 | 0.75 | 2.33 | 27.2 | 7.7436 | 7.3 | 52.55 | BMRL | 10.2966 | 2.7934 | 19 | 32.09 | BMRL | BMRL | BMRL | BMRL | 3.5975 | 1.1002 | BMRL | BMRL | 1.048 | 3.5975 | 4.6976 | C9-7.5 | N | 1998-07-06 | 11:45 | 96.9167 | 14618.91 | 8.09 | 23.6 | 0.915 | 0.0133 | 1.4536 | 2.57 | 1.19 | 1.38 | 26.6 | 7.7559 | 7.3 | 38 | BMRL | 7.7142 | 1.4531 | 18.4378 | 27.6051 | BMRL | BMRL | BMRL | BMRL | 4.3727 | BMRL | BMRL | BMRL | BMRL | 4.3727 | 4.3727 | Electric Rate ($/kW-h) | 0.0725
Mailing Address |  |  |  | BVT + 30% safety factor, BVT+30% ( = 2.6 x BV50) | 25357.6981 | 60 | 0.25 |  |  |  | Ammonia | mg NH3-N / L | 0.17 | 0.3 | [7 empty] | 0.235 | 39.1165 |  | Ammonia | mg NH3-N / L | 0.17 | 0.3 | [7 empty] | 0.235 | 39.1165 |  | Avg-C10-5 | Y | 1998-06-22 | 00:55 | 82.8333 | 12494.58 | 8.12 | 21.75 | 1.1275 | 0.021075 | 1.8692 | 3.14 | 0.825 | 2.315 | 27.2 | 7.7654 | 7.3 | 61.1 | BMRL | 12.5677 | 3.4288 | 21.65 | 37.6465 | BMRL | BMRL | BMRL | BMRL | 3.8554 | 1.2698 | BMRL | BMRL | 1.143 | 3.8554 | 5.1252 | C10-7.5 | N | 1998-07-06 | 20:08 | 105.3 | 15883.452 | 8.22 | 23.3 | 0.975 | 0.0152 | 1.559 | 2.46 | 1.18 | 1.28 | 26.6 | 7.7659 | 7.3 | 44.85 | BMRL | 8.0562 | 1.4078 | 21.7 | 31.164 | BMRL | BMRL | BMRL | BMRL | 4.409 | BMRL | BMRL | BMRL | BMRL | 4.409 | 4.409 | Fuel Oil Rate ($/gal) | 0.53
[6 empty] | 70 | 0.21 |  |  |  | Bromide | mg/L | 400 | 390 | [7 empty] | 395 | 1.7901 |  | Bromide | mg/L | 400 | 390 | [7 empty] | 395 | 1.7901 |  | C11-5 | N | 1998-06-22 | 16:59 | 98.9 | 14918.076 | 8.14 | 23.7 | 1.225 | 0.0236 | 1.9265 | 3.19 | 0.85 | 2.34 | 27.2 | 7.7782 | 7.3 | 69.45 | 1.1592 | 16.2602 | 4.3275 | 27.3 | 49.0469 | BMRL | BMRL | BMRL | BMRL | 4.3338 | 1.3637 | BMRL | BMRL | 1.2277 | 4.3338 | 5.6975 | Avg-C11-7.5 | Y | 1998-07-07 | 22:02 | 131.2 | 19790.208 | 8.115 | 22.8 | 1.12 | 0.019 | 1.6964 | 2.46 | 1.305 | 1.155 | 26.6 | 7.7443 | 7.3 | 57.225 | BMRL | 11.6715 | 2.1777 | 26.1329 | 39.9821 | BMRL | BMRL | BMRL | BMRL | 4.6258 | BMRL | BMRL | BMRL | BMRL | 4.6258 | 4.6258 | Natural Gas Rate ($/ft3) | 0.0024
Phone Number |  |  |  | General RSSCT Design Parameters |  | 80 | 0.18 | [31 empty] | C12-5 | N | 1998-06-23 | 17:43 | 123.6333 | 18648.852 | 8.09 | 23.6 | 1.27 | 0.0275 | 2.1654 | 3.21 | 0.8 | 2.41 | 27.2 | 7.7815 | 7.4 | 80.35 | 1.2235 | 16.5683 | 4.6365 | 27.3 | 49.7283 | BMRL | BMRL | BMRL | BMRL | 5.011 | 1.6079 | BMRL | 2.2825 | 1.3837 | 5.011 | 6.6189 | C12-7.5 | N | 1998-07-09 | 08:24 | 165.5667 | 24974.076 | 7.94 | 23.3 | 1.315 | 0.0238 | 1.8099 | 2.16 | 1.1 | 1.06 | 26.6 | 7.7544 | 7.1 | 73.75 | BMRL | 13.8209 | 2.7879 | 31 | 47.6088 | BMRL | BMRL | BMRL | BMRL | 3.9833 | 1.0566 | BMRL | BMRL | 1.1059 | 3.9833 | 5.0399 | Current Process Water Rate ($/1000 gal) | 0.84
FAX Number |  |  |  | Kinematic viscosity at ToC, nLC (m2/s) | 8.6867e-07 | 100 | 0.15 |  |  |  | Group B, 3 samples per batch | [13 empty] | Group B, 3 samples per batch | [13 empty] | C13-5 | N | 1998-06-24 | 23:58 | 153.8833 | 23211.762 | 8.11 | 23.9 | 1.43 | NA | NR | NA | NA | NR | NA | NA | NA | NA | NA | NA | NA | NA | NA | NA | NA | NA | NA | NA | NA | NA | NA | NA | NA | NA | C13-7.5 | N | 1998-07-10 | 17:09 | 198.3167 | 29914.086 | 8.12 | 23.4 | 1.445 | 0.02775 | 1.9204 | NA | NA | NR | NA | NA | NA | NA | NA | NA | NA | NA | NA | NA | NA | NA | NA | NA | NA | NA | NA | NA | NA | NA | Modifications to Existing Plant (% of construction costs) | 5
E-Mail Address (optional) |  |  |  | RSSCT carbon particle diameter, dSC (mm) | 0.084 | 120 | 0.125 |  |  |  | Parameter | Units | Sample B1-20 | Sample B2-20 | Sample B3-20 | Sample B4-20 | Sample B5-20 | Sample B6-20 | Sample B7-20 | Sample B8-20 | Sample B9-20 | Sample B20-20 | Average | %SD | Parameter | Units | Sample B1-20 | Sample B2-20 | Sample B3-20 | Sample B4-20 | Sample B5-20 | Sample B6-20 | Sample B7-20 | Sample B8-20 | Sample B9-20 | Sample B20-20 | Average | %SD
|  |  |  | Scaling factor, SF | 12.57 | 140 | 0.106 | 1: Design information, similar to that shown in Tables 6c and 6d of the ICR rule, must be included in |  |  | Sampling date | MM/DD/YY | 1998-06-18 | 1998-06-20 | 1998-06-21 | 1998-06-24 | 1998-06-25 | 1998-07-02 | 1998-07-08 | 1998-07-10 |  |  | --- | --- | Sampling date | MM/DD/YY | 1998-06-18 | 1998-06-20 | 1998-06-21 | 1998-06-24 | 1998-06-25 | 1998-07-02 | 1998-07-08 | 1998-07-10 |  |  | --- | ---
Plant Name | Arlington Water Treatment Plant |  |  | RSSCT hydraulic loading rate, vSC (m/hr) | 8.3765 | 170 | 0.088 | the hard-copy Treatment Study Summary Report (see Section 10.0). The purpose of this table |  |  | Sampling time | hh:mm | 15:10 | 16:30 | 17:45 | 12:00 | 16:30 | 13:30 | 09:40 | 17:20 |  |  | --- | --- | Sampling time | hh:mm | 15:10 | 16:30 | 17:45 | 12:00 | 16:30 | 13:30 | 09:40 | 17:20 |  |  | --- | ---
Treatment Plant Category | OTHER/GW |  |  | RSSCT flow rate, QSC (mL/min) | 7.0174 | 200 | 0.075 | is to list the pretreatment processes used in this particular RSSCT run. |  |  | Operation time | hh.hh | 1.0833 | 50.4167 | 75.6667 | 141.9167 | 170.4167 | 335.4167 | 475.5833 | 531.25 |  |  | --- | --- | Operation time | hh.hh | -331.6667 | -282.3333 | -257.0833 | -190.8333 | -162.3333 | 2.6667 | 142.8333 | 198.5 |  |  | --- | ---
Process Train Name | Aeration-Pre/Post Chlorination |  |  | Estimated total influent volume required, VSCT (L) | 176.9553 | 230 | 0.062 |  |  |  | Bed volumes | (5 Minute) | 163.41 | 7604.85 | 11413.56 | 21406.71 | 25705.65 | 50594.25 | 71736.99 | 80133.75 |  |  | --- | --- | Bed volumes | (7.5 Minute) | -33352.4 | -28391.44 | -25852.3 | -19190.2 | -16324.24 | 268.16 | 14363.32 | 19961.16 |  |  | --- | --- | BMRL = Below Minimum Reporting Level; NA = Not Analyzed; NR = Not Reported | [15 empty] | BMRL = Below Minimum Reporting Level; NA = Not Analyzed; NR = Not Reported | [17 empty] | BMRL = Below Minimum Reporting Level; NA = Not Analyzed; NR = Not Reported | [15 empty] | BMRL = Below Minimum Reporting Level; NA = Not Analyzed; NR = Not Reported
ICR Treatment Plant Identification Number | 281 |  |  |  |  | 270 | 0.053 |  |  |  | pH | --- | 7.42 | 7.41 | 7.44 | 7.45 | 7.42 | 7.44 | 7.47 | 7.42 |  |  | 7.4337 | 0.26844 | pH | --- | 7.42 | 7.41 | 7.44 | 7.45 | 7.42 | 7.44 | 7.47 | 7.42 |  |  | 7.4337 | 0.26844 | *: These six species make up HAA6, but the other three HAA species, TBAA, CDBAA and DCBAA, should be reported if measured. | [15 empty] | *: These six species make up HAA6, but the other three HAA species, TBAA, CDBAA and DCBAA, should be reported if measured. | [17 empty] | *: These six species make up HAA6, but the other three HAA species, TBAA, CDBAA and DCBAA, should be reported if measured. | [15 empty] | *: These six species make up HAA6, but the other three HAA species, TBAA, CDBAA and DCBAA, should be reported if measured.
PWSID Number of Plant (if assigned) | NA |  |  | 5-Minute EBCT Run |  | 325 | 0.044 |  |  |  | Turbidity | ntu | 0.15 | NA | NA | 0.1 | NA | 0.1 | 0.1 | 0.1 |  |  | 0.11 | 20.3279 | Turbidity | ntu | 0.15 | NA | NA | 0.1 | NA | 0.1 | 0.1 | 0.1 |  |  | 0.11 | 20.3279 | 1: Do not enter the results from duplicate samples into the table above, instead enter the average value for the primary and duplicate analyses in the above table, and enter the results for the primary and duplicate analyses below. | [33 empty] | 1: Do not enter the results from duplicate samples into the table above, instead enter the average value for the primary and duplicate analyses in the above table, and enter the results for the primary and duplicate analyses below.
Historical Minimum Water Temperature (oC) | 22 |  |  | Full-scale empty bed contact time, EBCTLC (min) | 5 | 400 | 0.037 |  |  |  | Temperature | oC | 21.6 | 18.9 | 18.8 | 15.4 | 18.4 | 19.1 | 18.9 | 21.1 |  |  | 19.025 | 9.8446 | Temperature | oC | 21.6 | 18.9 | 18.8 | 15.4 | 18.4 | 19.1 | 18.9 | 21.1 |  |  | 19.025 | 9.8446
Historical Average Water Temperature (oC) | 28 |  |  | Estimated full-scale run time, tLCT (days) | 88.0476 | [5 empty] | Total organic carbon | mg/L | 1.81 | 1.75 | 1.8 | 1.735 | 1.905 | 1.77 | 1.785 | 1.795 |  |  | 1.7937 | 2.8805 | Total organic carbon | mg/L | 1.81 | 1.75 | 1.8 | 1.735 | 1.905 | 1.77 | 1.785 | 1.795 |  |  | 1.7937 | 2.8805 | Group D, 3 duplicate effluent samples per run (results from primary and duplicate analyses) | [33 empty] | Group D, 3 duplicate effluent samples per run (results from primary and duplicate analyses)
State Approved Plant Capacity (MGD) | 12.2 |  |  | RSSCT empty bed contact time, EBCTSC (min) | 0.39777 | [5 empty] | UV254 | cm-1 | 0.04605 | NA | NA | 0.0464 | NA | 0.046 | 0.0457 | 0.0465 |  |  | 0.04613 | 0.70077 | UV254 | cm-1 | 0.04605 | NA | NA | 0.0464 | NA | 0.046 | 0.0457 | 0.0465 |  |  | 0.04613 | 0.70077 | Sample | Sample | Sampling | Sampling | Operation | Bed | pH | Temp. | TOC | UV254 | SUVA | SDS | SDS | SDS | SDS | SDS | SDS | SDS | SDS | SDS | SDS | SDS | SDS | SDS | SDS | SDS | SDS | SDS | SDS | SDS | SDS | SDS | SDS | SDS | Sample | Sample | Sampling | Sampling | Operation | Bed | pH | Temp. | TOC | UV254 | SUVA | SDS | SDS | SDS | SDS | SDS | SDS | SDS | SDS | SDS | SDS | SDS | SDS | SDS | SDS | SDS | SDS | SDS | SDS | SDS | SDS | SDS | SDS | SDS
|  |  |  | Estimated RSSCT run time, tSCT (days) | 7.0046 | [5 empty] | SUVA | L/(mg*m) | 2.5442 | NR | NR | 2.6744 | NR | 2.5989 | 2.5602 | 2.5905 |  |  | 2.5936 | 1.9386 | SUVA | L/(mg*m) | 2.5442 | NR | NR | 2.6744 | NR | 2.5989 | 2.5602 | 2.5905 |  |  | 2.5936 | 1.9386 | ID | Type | date | time | time | volumes | [5 empty] | Cl2 dose | Free Cl2 residual | Cl2 demand | Chlorination temp. | Chlorination pH | Incubation time | TOX | CHCl3 | BDCM | DBCM | CHBr3 | THM4 | MCAA* | DCAA* | TCAA* | MBAA* | DBAA* | BCAA* | TBAA | CDBAA | DCBAA | HAA5 | HAA6 | ID | Type | date | time | time | volumes | [5 empty] | Cl2 dose | Free Cl2 residual | Cl2 demand | Chlorination temp. | Chlorination pH | Incubation time | TOX | CHCl3 | BDCM | DBCM | CHBr3 | THM4 | MCAA* | DCAA* | TCAA* | MBAA* | DBAA* | BCAA* | TBAA | CDBAA | DCBAA | HAA5 | HAA6
|  |  |  | RSSCT bed length, lSC (cm) | 5.5532 | [5 empty] | SDS-Cl2 dose | mg/L | 4 | NA | NA | 4.5 | NA | NA | 4.2 | 3.7 |  |  | 4.1 | 8.211 | SDS-Cl2 dose | mg/L | 4 | NA | NA | 4.5 | NA | NA | 4.2 | 3.7 |  |  | 4.1 | 8.211 |  |  | MM/DD/YY | hh:mm | hh.hh | (5 Minute) | --- | oC | mg/L | cm-1 | L/(mg*m) | mg/L | mg/L | mg/L | oC | --- | hours | mg Cl- /L | mg/L | mg/L | mg/L | mg/L | mg/L | mg/L | mg/L | mg/L | mg/L | mg/L | mg/L | mg/L | mg/L | mg/L | mg/L | mg/L |  |  | MM/DD/YY | hh:mm | hh.hh | (7.5 Minute) | --- | oC | mg/L | cm-1 | L/(mg*m) | mg/L | mg/L | mg/L | oC | --- | hours | mg Cl- /L | mg/L | mg/L | mg/L | mg/L | mg/L | mg/L | mg/L | mg/L | mg/L | mg/L | mg/L | mg/L | mg/L | mg/L | mg/L | mg/L
|  |  |  | Estimated volume required for 5-Minute EBCT, VSC (L) | 70.7821 | [5 empty] | SDS-Free Cl2 residual | mg/L | 0.46 | NA | NA | 1.23 | NA | NA | 1.51 | 1.17 |  |  | 1.0925 | 40.9101 | SDS-Free Cl2 residual | mg/L | 0.46 | NA | NA | 1.23 | NA | NA | 1.51 | 1.17 |  |  | 1.0925 | 40.9101 | C3-5 | Primary | 1998-06-20 | 02:19 | 36.2333 | 5465.436 | 8.14 | 23.3 | 0.345 | 0.0035 | 1.0145 | 2.73 | 0.87 | 1.86 | 26.7 | 7.7827 | 7.2 | 8.4 | BMRL | 1.7308 | BMRL | 4.28 | 6.0108 | BMRL | BMRL | BMRL | BMRL | BMRL | BMRL | BMRL | BMRL | BMRL | BMRL | BMRL | C3-7.5 | Primary | 1998-07-04 | 13:45 | 50.9167 | 7680.27 | 8.07 | 23.5 | 0.285 | 0.00205 | 0.7193 | 2.61 | 1.13 | 1.48 | 26.6 | 7.7686 | 7.1 | 6.65 | BMRL | BMRL | BMRL | 2.68 | 2.68 | BMRL | BMRL | BMRL | BMRL | BMRL | BMRL | BMRL | BMRL | BMRL | BMRL | BMRL
|  |  |  | Mass GAC required, mSC (g) | 1.2701 | [5 empty] | SDS-Cl2 demand | mg/L | 3.54 | NR | NR | 3.27 | NR | NR | 2.69 | 2.53 |  |  | 3.0075 | 15.8451 | SDS-Cl2 demand | mg/L | 3.54 | NR | NR | 3.27 | NR | NR | 2.69 | 2.53 |  |  | 3.0075 | 15.8451 | D-C3-5 | Duplicate | 1998-06-20 | 02:19 | 36.2333 | 5465.436 | 8.14 | 23.3 | 0.345 | 0.00345 | 1 | 2.73 | 1.03 | 1.7 | 26.7 | 7.8002 | 7.5 | 7.45 | BMRL | 1.8071 | BMRL | 4.48 | 6.2871 | BMRL | BMRL | BMRL | BMRL | BMRL | BMRL | BMRL | BMRL | BMRL | BMRL | BMRL | D-C3-5 | Duplicate | 1998-07-04 | 13:45 | 50.9167 | 7680.27 | 8.11 | 23.5 | 0.285 | 0.0023 | 0.80702 | 2.61 | 1.14 | 1.47 | 26.6 | 7.7759 | 7.2 | 6.5 | BMRL | BMRL | BMRL | 2.37 | 2.37 | BMRL | BMRL | BMRL | BMRL | BMRL | BMRL | BMRL | BMRL | BMRL | BMRL | BMRL
[11 empty] | SDS-Chlorination temp. | oC | 26.7 | NA | NA | 27.2 | NA | NA | 26.6 | 26.6 |  |  | 26.775 | 1.0727 | SDS-Chlorination temp. | oC | 26.7 | NA | NA | 27.2 | NA | NA | 26.6 | 26.6 |  |  | 26.775 | 1.0727 | Avg-C3-5 | Average | --- | --- | --- | --- | 8.14 | 23.3 | 0.345 | 0.003475 | 1.0072 | 2.73 | 0.95 | 1.78 | 26.7 | 7.7914 | 7.35 | 7.925 | BMRL | 1.769 | BMRL | 4.38 | 6.149 | BMRL | BMRL | BMRL | BMRL | BMRL | BMRL | BMRL | BMRL | BMRL | BMRL | BMRL | Avg-C3-7.5 | Average | --- | --- | --- | --- | 8.09 | 23.5 | 0.285 | 0.002175 | 0.76316 | 2.61 | 1.135 | 1.475 | 26.6 | 7.7722 | 7.15 | 6.575 | BMRL | BMRL | BMRL | 2.525 | 2.525 | BMRL | BMRL | BMRL | BMRL | BMRL | BMRL | BMRL | BMRL | BMRL | BMRL | BMRL
|  |  |  | 7.5-Minute EBCT Run | [6 empty] | SDS-Chlorination pH | --- | 7.7771 | NA | NA | 7.7159 | NA | NA | 7.7071 | 7.7327 |  |  | 7.7332 | 0.40275 | SDS-Chlorination pH | --- | 7.7771 | NA | NA | 7.7159 | NA | NA | 7.7071 | 7.7327 |  |  | 7.7332 | 0.40275 | RPD-C3-5 | RPD | --- | --- | --- | --- | 0 | 0 | 0 | 1.4388 | 1.4388 | 0 | 16.8421 | 8.9888 | 0 | 0.22436 | 4.0816 | 11.9874 |  | 4.3133 |  | 4.5662 | 4.4935 | [11 empty] | RPD-C3-7.5 | RPD | --- | --- | --- | --- | 0.49444 | 0 | 0 | 11.4943 | 11.4943 | 0 | 0.88106 | 0.67797 | 0 | 0.094086 | 1.3986 | 2.2814 |  |  |  | 12.2772 | 12.2772
|  |  |  | Full-scale empty bed contact time, EBCTLC (min) | 7.5 | [5 empty] | SDS-Incubation time | hours | 6.3 | NA | NA | 7.4 | NA | NA | 7.3 | 7.1 |  |  | 7.025 | 7.1056 | SDS-Incubation time | hours | 6.3 | NA | NA | 7.4 | NA | NA | 7.3 | 7.1 |  |  | 7.025 | 7.1056 | C7-5 | Primary | 1998-06-20 | 21:18 | 55.2167 | 8328.882 | 8.16 | 24.3 | 0.805 | 0.0112 | 1.3913 | 2.96 | 0.87 | 2.09 | 26.7 | 7.7886 | 7 | 32.55 | BMRL | 6.0477 | 1.6712 | 11.8 | 19.5189 | BMRL | BMRL | BMRL | BMRL | 2.3143 | BMRL | BMRL | BMRL | BMRL | 2.3143 | 2.3143 | C8-7.5 | Primary | 1998-07-05 | 23:37 | 84.7833 | 12788.718 | 8.14 | 23.1 | 0.8 | 0.01015 | 1.2688 | 2.64 | 1.19 | 1.45 | 26.6 | 7.7815 | 7.3 | 28.8 | BMRL | 5.8202 | 1.1563 | 14.342 | 21.3186 | BMRL | BMRL | BMRL | BMRL | 3.1721 | BMRL | BMRL | BMRL | BMRL | 3.1721 | 3.1721
|  |  |  | Estimated full-scale run time, tLCT (days) | 132.0713 | [5 empty] | SDS-TOX | mg Cl- /L | 128.8 | NA | NA | 142.35 | NA | NA | 148.3 | 135.9 |  |  | 138.8375 | 6.0442 | SDS-TOX | mg Cl- /L | 128.8 | NA | NA | 142.35 | NA | NA | 148.3 | 135.9 |  |  | 138.8375 | 6.0442 | D-C7-5 | Duplicate | 1998-06-20 | 21:18 | 55.2167 | 8328.882 | 8.2 | 24.2 | 0.79 | 0.01115 | 1.4114 | 2.96 | 0.81 | 2.15 | 26.7 | 7.8067 | 7.3 | 34.15 | BMRL | 6.6106 | 1.7972 | 12.6 | 21.0078 | BMRL | BMRL | BMRL | BMRL | 2.4874 | BMRL | BMRL | BMRL | BMRL | 2.4874 | 2.4874 | D-C8-7.5 | Duplicate | 1998-07-05 | 23:37 | 84.7833 | 12788.718 | 8.15 | 23.1 | 0.785 | 0.0104 | 1.3248 | 2.64 | 1.19 | 1.45 | 26.6 | 7.7536 | 7.3 | 28.4 | BMRL | 6.1329 | 1.1937 | 14.2721 | 21.5987 | BMRL | BMRL | BMRL | BMRL | 3.2496 | BMRL | BMRL | BMRL | BMRL | 3.2496 | 3.2496
|  |  |  | RSSCT empty bed contact time, EBCTSC (min) | 0.59666 | [5 empty] | SDS-CHCl3 | mg/L | 2.8331 | NA | NA | 3.4058 | NA | NA | 2.3567 | 2.4624 |  |  | 2.7645 | 17.1392 | SDS-CHCl3 | mg/L | 2.8331 | NA | NA | 3.4058 | NA | NA | 2.3567 | 2.4624 |  |  | 2.7645 | 17.1392 | Avg-C7-5 | Average | --- | --- | --- | --- | 8.18 | 24.25 | 0.7975 | 0.011175 | 1.4013 | 2.96 | 0.84 | 2.12 | 26.7 | 7.7976 | 7.15 | 33.35 | BMRL | 6.3291 | 1.7342 | 12.2 | 20.2633 | BMRL | BMRL | BMRL | BMRL | 2.4009 | BMRL | BMRL | BMRL | BMRL | 2.4009 | 2.4009 | Avg-C8-7.5 | Average | --- | --- | --- | --- | 8.145 | 23.1 | 0.7925 | 0.010275 | 1.2968 | 2.64 | 1.19 | 1.45 | 26.6 | 7.7676 | 7.3 | 28.6 | BMRL | 5.9766 | 1.175 | 14.3071 | 21.4586 | BMRL | BMRL | BMRL | BMRL | 3.2108 | BMRL | BMRL | BMRL | BMRL | 3.2108 | 3.2108
|  |  |  | Estimated RSSCT run time, tSCT (days) | 10.5069 | [5 empty] | SDS-BDCM | mg/L | 25.2822 | NA | NA | 27.5551 | NA | NA | 32.5257 | 27.3677 |  |  | 28.1827 | 10.9045 | SDS-BDCM | mg/L | 25.2822 | NA | NA | 27.5551 | NA | NA | 32.5257 | 27.3677 |  |  | 28.1827 | 10.9045 | RPD-C7-5 | RPD | --- | --- | --- | --- | 0.489 | 0.41237 | 1.8809 | 0.44743 | 1.4335 | 0 | 7.1429 | 2.8302 | 0 | 0.23313 | 4.1958 | 4.7976 |  | 8.8939 | 7.2662 | 6.5574 | 7.3478 |  |  |  |  | 7.2138 |  |  |  |  | 7.2138 | 7.2138 | RPD-C8-7.5 | RPD | --- | --- | --- | --- | 0.12277 | 0 | 1.8927 | 2.4331 | 4.3253 | 0 | 0 | 0 | 0 | 0.35964 | 0 | 1.3986 |  | 5.2316 | 3.1831 | 0.48891 | 1.3054 |  |  |  |  | 2.4132 |  |  |  |  | 2.4132 | 2.4132
|  |  |  | RSSCT bed length, lSC (cm) | 8.3298 | [5 empty] | SDS-DBCM | mg/L | 9.8289 | NA | NA | 12.0386 | NA | NA | 11.7075 | 10.4408 |  |  | 11.004 | 9.478 | SDS-DBCM | mg/L | 9.8289 | NA | NA | 12.0386 | NA | NA | 11.7075 | 10.4408 |  |  | 11.004 | 9.478 | C10-5 | Primary | 1998-06-22 | 00:55 | 82.8333 | 12494.58 | 8.1 | 21.8 | 1.115 | 0.0209 | 1.8744 | 3.14 | 0.89 | 2.25 | 27.2 | 7.7527 | 7.3 | 61.5 | BMRL | 12.5739 | 3.4255 | 21.5 | 37.4994 | BMRL | BMRL | BMRL | BMRL | 3.9049 | 1.3029 | BMRL | BMRL | 1.0962 | 3.9049 | 5.2078 | C11-7.5 | Primary | 1998-07-07 | 22:02 | 131.2 | 19790.208 | 8.09 | 22.8 | 1.125 | 0.0189 | 1.68 | 2.46 | 1.33 | 1.13 | 26.6 | 7.7315 | 7.3 | 55.95 | BMRL | 12.0081 | 2.2882 | 27.6658 | 41.9621 | BMRL | BMRL | BMRL | BMRL | 5.4991 | BMRL | BMRL | BMRL | BMRL | 5.4991 | 5.4991
|  |  |  | Estimated volume required for 7.5-Minute EBCT, VSC (L) | 106.1732 | [5 empty] | SDS-CHBr3 | mg/L | 29.5 | NA | NA | 27.2 | NA | NA | 29.9 | 34.4 |  |  | 30.25 | 9.9558 | SDS-CHBr3 | mg/L | 29.5 | NA | NA | 27.2 | NA | NA | 29.9 | 34.4 |  |  | 30.25 | 9.9558 | D-C10-5 | Duplicate | 1998-06-22 | 00:55 | 82.8333 | 12494.58 | 8.14 | 21.7 | 1.14 | 0.02125 | 1.864 | 3.14 | 0.76 | 2.38 | 27.2 | 7.7782 | 7.3 | 60.7 | BMRL | 12.5616 | 3.432 | 21.8 | 37.7936 | BMRL | BMRL | BMRL | BMRL | 3.8059 | 1.2367 | BMRL | BMRL | 1.1898 | 3.8059 | 5.0426 | D-C11-7.5 | Duplicate | 1998-07-07 | 22:02 | 131.2 | 19790.208 | 8.14 | 22.8 | 1.115 | 0.0191 | 1.713 | 2.46 | 1.28 | 1.18 | 26.6 | 7.7571 | 7.3 | 58.5 | BMRL | 11.335 | 2.0672 | 24.6 | 38.0022 | BMRL | BMRL | BMRL | BMRL | 3.7525 | BMRL | BMRL | BMRL | BMRL | 3.7525 | 3.7525
|  |  |  | Mass GAC required, mSC (g) | 1.9051 | [5 empty] | SDS-THM4 | mg/L | 67.4442 | NA | NA | 70.1994 | NA | NA | 76.49 | 74.6709 |  |  | 72.2011 | 5.7178 | SDS-THM4 | mg/L | 67.4442 | NA | NA | 70.1994 | NA | NA | 76.49 | 74.6709 |  |  | 72.2011 | 5.7178 | Avg-C10-5 | Average | --- | --- | --- | --- | 8.12 | 21.75 | 1.1275 | 0.021075 | 1.8692 | 3.14 | 0.825 | 2.315 | 27.2 | 7.7654 | 7.3 | 61.1 | BMRL | 12.5677 | 3.4288 | 21.65 | 37.6465 | BMRL | BMRL | BMRL | BMRL | 3.8554 | 1.2698 | BMRL | BMRL | 1.143 | 3.8554 | 5.1252 | Avg-C11-7.5 | Average | --- | --- | --- | --- | 8.115 | 22.8 | 1.12 | 0.019 | 1.6965 | 2.46 | 1.305 | 1.155 | 26.6 | 7.7443 | 7.3 | 57.225 | BMRL | 11.6715 | 2.1777 | 26.1329 | 39.9821 | BMRL | BMRL | BMRL | BMRL | 4.6258 | BMRL | BMRL | BMRL | BMRL | 4.6258 | 4.6258
[11 empty] | SDS-MCAA* | mg/L | BMRL | NA | NA | BMRL | NA | NA | BMRL | BMRL |  |  | BMRL |  | SDS-MCAA* | mg/L | BMRL | NA | NA | BMRL | NA | NA | BMRL | BMRL |  |  | BMRL |  | RPD-C10-5 | RPD | --- | --- | --- | --- | 0.49261 | 0.45977 | 2.2173 | 1.6607 | 0.55661 | 0 | 15.7576 | 5.6156 | 0 | 0.32822 | 0 | 1.3093 |  | 0.098084 | 0.18831 | 1.3857 | 0.78129 |  |  |  |  | 2.5675 | 5.2119 |  |  | 8.183 | 2.5675 | 3.2227 | RPD-C11-7.5 | RPD | --- | --- | --- | --- | 0.61614 | 0 | 0.89286 | 1.0526 | 1.9454 | 0 | 3.8314 | 4.329 | 0 | 0.33058 | 0 | 4.4561 |  | 5.7667 | 10.1507 | 11.7316 | 9.9042 |  |  |  |  | 37.7565 |  |  |  |  | 37.7565 | 37.7565
[11 empty] | SDS-DCAA* | mg/L | 1.3537 | NA | NA | 1.4867 | NA | NA | BMRL | BMRL |  |  | 1.4202 | 6.6212 | SDS-DCAA* | mg/L | 1.3537 | NA | NA | 1.4867 | NA | NA | BMRL | BMRL |  |  | 1.4202 | 6.6212 | BMRL = Below Minimum Reporting Level; NA = Not Analyzed; NR = Not Reported | [15 empty] | BMRL = Below Minimum Reporting Level; NA = Not Analyzed; NR = Not Reported | [17 empty] | BMRL = Below Minimum Reporting Level; NA = Not Analyzed; NR = Not Reported | [14 empty] | BMRL = Below Minimum Reporting Level; NA = Not Analyzed; NR = Not Reported
[11 empty] | SDS-TCAA* | mg/L | 1.029 | NA | NA | 1.0531 | NA | NA | BMRL | BMRL |  |  | 1.041 | 1.6354 | SDS-TCAA* | mg/L | 1.029 | NA | NA | 1.0531 | NA | NA | BMRL | BMRL |  |  | 1.041 | 1.6354 | *: These six species make up HAA6, but the other three HAA species, TBAA, CDBAA and DCBAA, should be reported if measured. | [15 empty] | *: These six species make up HAA6, but the other three HAA species, TBAA, CDBAA and DCBAA, should be reported if measured. | [17 empty] | *: These six species make up HAA6, but the other three HAA species, TBAA, CDBAA and DCBAA, should be reported if measured. | [14 empty] | *: These six species make up HAA6, but the other three HAA species, TBAA, CDBAA and DCBAA, should be reported if measured.
[11 empty] | SDS-MBAA* | mg/L | BMRL | NA | NA | BMRL | NA | NA | BMRL | BMRL |  |  | BMRL |  | SDS-MBAA* | mg/L | BMRL | NA | NA | BMRL | NA | NA | BMRL | BMRL |  |  | BMRL
[11 empty] | SDS-DBAA* | mg/L | 8.3201 | NA | NA | 6.3553 | NA | NA | 6.4641 | 5.6107 |  |  | 6.6876 | 17.234 | SDS-DBAA* | mg/L | 8.3201 | NA | NA | 6.3553 | NA | NA | 6.4641 | 5.6107 |  |  | 6.6876 | 17.234
[11 empty] | SDS-BCAA* | mg/L | 3.1279 | NA | NA | 2.9023 | NA | NA | 2.5597 | 2.3308 |  |  | 2.7302 | 12.9744 | SDS-BCAA* | mg/L | 3.1279 | NA | NA | 2.9023 | NA | NA | 2.5597 | 2.3308 |  |  | 2.7302 | 12.9744
[11 empty] | SDS-TBAA | mg/L | 4.4508 | NA | NA | 4.4054 | NA | NA | BMRL | BMRL |  |  | 4.4281 | 0.72459 | SDS-TBAA | mg/L | 4.4508 | NA | NA | 4.4054 | NA | NA | BMRL | BMRL |  |  | 4.4281 | 0.72459
[11 empty] | SDS-CDBAA | mg/L | 3.9891 | NA | NA | 4.1481 | NA | NA | 4.5252 | 3.3258 |  |  | 3.997 | 12.5297 | SDS-CDBAA | mg/L | 3.9891 | NA | NA | 4.1481 | NA | NA | 4.5252 | 3.3258 |  |  | 3.997 | 12.5297
[11 empty] | SDS-DCBAA | mg/L | 2.8825 | NA | NA | 2.8667 | NA | NA | 2.9678 | 2.2748 |  |  | 2.7479 | 11.5926 | SDS-DCBAA | mg/L | 2.8825 | NA | NA | 2.8667 | NA | NA | 2.9678 | 2.2748 |  |  | 2.7479 | 11.5926
[11 empty] | SDS-HAA5 | mg/L | 10.7028 | NA | NA | 8.8951 | NA | NA | 6.4641 | 5.6107 |  |  | 7.9182 | 29.2995 | SDS-HAA5 | mg/L | 10.7028 | NA | NA | 8.8951 | NA | NA | 6.4641 | 5.6107 |  |  | 7.9182 | 29.2995
[11 empty] | SDS-HAA6 | mg/L | 13.8307 | NA | NA | 11.7974 | NA | NA | 9.0239 | 7.9415 |  |  | 10.6484 | 25.0903 | SDS-HAA6 | mg/L | 13.8307 | NA | NA | 11.7974 | NA | NA | 9.0239 | 7.9415 |  |  | 10.6484 | 25.0903
[11 empty] | BMRL = Below Minimum Reporting Level; NA = Not Analyzed; NR = Not Reported | [13 empty] | BMRL = Below Minimum Reporting Level; NA = Not Analyzed; NR = Not Reported
[11 empty] | *: These six species make up HAA6, but the other three HAA species, TBAA, CDBAA and DCBAA, should be reported if measured. | [13 empty] | *: These six species make up HAA6, but the other three HAA species, TBAA, CDBAA and DCBAA, should be reported if measured.
Note on H22: S&H comment: Scaling Factor was determined using opening dimensions given by the sieve manufacturer, which differ slightly from dimensions in the DCS.
Note on AD53: S&H comment: HAA levels do drop over the RSSCT run, but remain higher than the effluent results. No reason can be given for the drop.
Note on AD54: S&H comment: HAA levels do drop over the RSSCT run, but remain higher than the effluent results. No reason can be given for the drop.
Note on BH5: Reviewer D.S. (9/28/99): Discussed in the Summary Report, section 7.2. Chlorine demand decreased over time.
Note on CQ5: Reviewer D.S. (9/28/99): Discussed in the Summary Report, section 7.2. Chlorine demand decreased over time.
Note on DN6: S&H Comment: From bonds.

## Sheet3. 3rd Quarter
FIELD-SET 3: 3rd QUARTER RSSCT RESULTS (FILE: gacrssct.xls)
Field 3-1: PWS And Treatment Plant Data |  | Field 3-2: Full-Scale GAC Characteristics1 |  | Field 3-3: RSSCT Design Parameters |  |  |  | Field 3-4: Pretreatment Used Prior To GAC1 |  |  | Field 3-5: GAC Influent Water Quality For The 15-Minute EBCT Run | [13 empty] | Field 3-6: GAC Influent Water Quality For The 20-Minute EBCT Run1 | [13 empty] | Field 3-7: GAC Effluent Water Quality For The 15-Minute EBCT Run1 | [15 empty] | Field 3-7: GAC Effluent Water Quality For The 15-Minute EBCT Run (continued) | [17 empty] | Field 3-8: GAC Effluent Water Quality For The 20-Minute EBCT Run1 | [33 empty] | Field 3-9: GAC Cost Parameters
|  |  |  | Input Design Parameters |  | US Standard Mesh Sizes | [32 empty] | Group C, 12 effluent samples per run | [33 empty] | Group C, 12 effluent samples per run
PWS Name | Jacksonville Electric Authority | Carbon manufacturer | Calgon Carbon Co. | RSSCT influent TOC (mg/L) | 1.85 | US standard | Opening | Process | Description | Scale | 15-Min. EBCT Start Date | 1998-06-18 | [12 empty] | 20-min. EBCT Start Date | [13 empty] | Sample | Was sample | Sampling | Sampling | Operation | Bed | pH | Temp. | TOC | UV254 | SUVA | SDS | SDS | SDS | SDS | SDS | SDS | SDS | SDS | SDS | SDS | SDS | SDS | SDS | SDS | SDS | SDS | SDS | SDS | SDS | SDS | SDS | SDS | SDS | Sample | Was sample | Sampling | Sampling | Operation | Bed | pH | Temp. | TOC | UV254 | SUVA | SDS | SDS | SDS | SDS | SDS | SDS | SDS | SDS | SDS | SDS | SDS | SDS | SDS | SDS | SDS | SDS | SDS | SDS | SDS | SDS | SDS | SDS | SDS | Cost Parameter | Parameter value
Public Water System Identification Number | FL2161328 | Carbon trade name | F-400 | Inner diameter of the RSSCT column, DSC (mm) | 8 | mesh size | (mm) | Aeration | Iron, hydrogen sulfide gas removal | Full-Scale | 15-Min. EBCT Start Time | 14:05 | [12 empty] | 20-min. EBCT Start Time | [13 empty] | ID | duplicated? | date | time | time | volumes | [5 empty] | Cl2 dose | Free Cl2 residual | Cl2 demand | Chlorination temp. | Chlorination pH | Incubation time | TOX | CHCl3 | BDCM | DBCM | CHBr3 | THM4 | MCAA* | DCAA* | TCAA* | MBAA* | DBAA* | BCAA* | TBAA | CDBAA | DCBAA | HAA5 | HAA6 | ID | duplicated? | date | time | time | volumes | [5 empty] | Cl2 dose | Free Cl2 residual | Cl2 demand | Chlorination temp. | Chlorination pH | Incubation time | TOX | CHCl3 | BDCM | DBCM | CHBr3 | THM4 | MCAA* | DCAA* | TCAA* | MBAA* | DBAA* | BCAA* | TBAA | CDBAA | DCBAA | HAA5 | HAA6 | Capital Recovery Interest Rate (%) | 6.5
Water Industry Data Base Number (optional) | NA | Carbon type | Bituminous | Minimum RSSCT Reynolds number, ReSC, min | 0.5 | 4 | 4.75 | Cartridge filtration | 1.0 µm pore size | Bench-Scale | [29 empty] | Y/N | MM/DD/YY | hh:mm | hh.hh | (15 minute) | --- | oC | mg/L | cm-1 | L/(mg*m) | mg/L | mg/L | mg/L | oC | --- | hours | mg Cl- /L | mg/L | mg/L | mg/L | mg/L | mg/L | mg/L | mg/L | mg/L | mg/L | mg/L | mg/L | mg/L | mg/L | mg/L | mg/L | mg/L |  | Y/N | MM/DD/YY | hh:mm | hh.hh | (20 minute) | --- | oC | mg/L | cm-1 | L/(mg*m) | mg/L | mg/L | mg/L | oC | --- | hours | mg Cl- /L | mg/L | mg/L | mg/L | mg/L | mg/L | mg/L | mg/L | mg/L | mg/L | mg/L | mg/L | mg/L | mg/L | mg/L | mg/L | mg/L | Capital Recovery Period (years) | 20
|  | Original GAC mesh size, upper (US standard mesh) | 12 | Full-scale operating temperature, ToC (oC) | 27 | 6 | 3.35 |  |  |  | Group A, 2 samples per batch | [13 empty] | Group A, 2 samples per batch | [13 empty] | C1-15 | N | 1998-06-18 | 19:15 | 5.1667 | 259.78 | 8.1 | 24.7 | 0.1 | 0.00035 | 0.35 | 2.59 | 0.8 | 1.79 | 26.7 | 7.7727 | 7.2 | 0.9 | BMRL | BMRL | BMRL | BMRL | BMRL | BMRL | BMRL | BMRL | BMRL | BMRL | BMRL | BMRL | BMRL | BMRL | BMRL | BMRL | [34 empty] | Overhead & Profit Factor (% of construction costs) | 8
Official ICR Contact Person |  | Original GAC mesh size, lower (US standard mesh) | 40 | Full-scale bed porosity, eLC | 0.45 | 8 | 2.36 |  |  |  | Parameter | Units | Sample A1-10 | Sample A2-10 | Sample A3-10 | Sample A4-10 | Sample A5-10 | Sample A6-10 | Sample A7-10 | Sample A8-10 | Sample A9-10 | Average | RPD |  | Parameter | Units | Sample A1-20 | Sample A2-20 | Sample A3-20 | Sample A4-20 | Sample A5-20 | Sample A6-20 | Sample A7-20 | Sample A8-20 | Sample A9-20 | Average | RPD |  | C2-15 | N | 1998-06-23 | 12:24 | 118.3167 | 5948.962 | 8.15 | 22.4 | 0.205 | 0.0011 | 0.53659 | 2.65 | 1.11 | 1.54 | 27.2 | 7.8136 | 7.4 | 4.15 | BMRL | 1.0021 | BMRL | 2.6 | 3.6021 | BMRL | BMRL | BMRL | BMRL | BMRL | BMRL | BMRL | BMRL | BMRL | BMRL | BMRL | [34 empty] | Special Sitework Factor (% of construction costs) | 4
Mailing Address |  | Original carbon particle diameter, dLC (mm) | 1.0525 | Measured RSSCT dry bed density, rSC (g/cm3) | 0.455 | 10 | 2 |  |  |  | Sampling date | MM/DD/YY | 1998-06-18 | 1998-06-24 | [7 empty] | --- | --- |  | Sampling date | MM/DD/YY | [9 empty] | --- | --- |  | C3-15 | N | 1998-06-24 | 04:13 | 134.1333 | 6744.224 | 8.11 | 21.5 | 0.275 | 0.0018 | 0.65455 | 2.82 | 1.4 | 1.42 | 27.2 | 7.7627 | 7.1 | 4.55 | BMRL | 1.2547 | BMRL | 2.65 | 3.9047 | BMRL | BMRL | BMRL | BMRL | BMRL | BMRL | BMRL | BMRL | BMRL | BMRL | BMRL | [34 empty] | Construction Contingencies (% of construction costs) | 15
|  | 1: These are the characteristics before the carbon is ground for RSSCT experiments. |  | RSSCT GAC mesh size, upper (US standard mesh) | 140 | 12 | 1.68 |  |  |  | Sampling time | hh:mm | 15:10 | 12:00 | [7 empty] | --- | --- |  | Sampling time | hh:mm | [9 empty] | --- | --- |  | Avg-C4-15 | Y | 1998-06-24 | 12:14 | 142.15 | 7147.302 | 8.035 | 23.9 | 0.38 | 0.003125 | 0.82237 | 2.88 | 1.55 | 1.33 | 27.2 | 7.7799 | 7.25 | 6.575 | BMRL | 1.597 | BMRL | 3.355 | 4.952 | BMRL | BMRL | BMRL | BMRL | BMRL | BMRL | BMRL | BMRL | BMRL | BMRL | BMRL | [34 empty] | Engineering Fee Factor (% of construction costs) | 10
Phone Number |  |  |  | RSSCT GAC mesh size, lower (US standard mesh) | 230 | 16 | 1.18 |  |  |  | Operation time | hh.hh | 1.0833 | 141.9167 | [7 empty] | --- | --- |  | Operation time | hh.hh | [9 empty] | --- | --- |  | C5-15 | N | 1998-06-25 | 12:05 | 166 | 8346.48 | 8.04 | 24.2 | 0.475 | 0.0042 | 0.88421 | 1.71 | 0.86 | 0.85 | 27.2 | 7.7327 | 7.2 | 11.9 | BMRL | 1.4072 | BMRL | 6.14 | 7.5472 | BMRL | BMRL | BMRL | BMRL | 1.277 | BMRL | BMRL | BMRL | BMRL | 1.277 | 1.277 | [34 empty] | 1998 ENR Construction Cost Index (CCI base year 1913) | 5986
FAX Number | [5 empty] | 20 | 0.85 |  |  |  | Bed volumes | (10 minutes) | 54.47 | 7135.57 | [7 empty] | --- | --- |  | Bed volumes | (10 minutes) | [9 empty] | --- | --- |  | C6-15 | N | 1998-06-25 | 19:59 | 173.9 | 8743.692 | 8.11 | 25.3 | 0.565 | 0.00545 | 0.9646 | 1.76 | 0.48 | 1.28 | 27.2 | 7.695 | 7.2 | NR | BMRL | 3.1713 | BMRL | 14.0974 | 17.2688 | BMRL | BMRL | BMRL | BMRL | 2.1742 | BMRL | BMRL | BMRL | BMRL | 2.1742 | 2.1742 | [34 empty] | 1998 Producers Price Index (PPI base year 1967 = 100) | 369
E-Mail Address (optional) |  |  |  | Estimated Run Length |  | 30 | 0.6 |  |  |  | Alkalinity | mg/L as CaCO3 | 127 | 128.55 | [7 empty] | 127.775 | 0.85777 |  | Alkalinity | mg/L as CaCO3 | [12 empty] | Avg-C7-15 | Y | 1998-06-26 | 19:45 | 197.6667 | 9938.68 | 8.17 | 27.05 | 0.725 | 0.00775 | 1.069 | 1.84 | 0.78 | 1.06 | 27.2 | 7.7644 | 7.2 | 22.125 | BMRL | 2.3483 | BMRL | 10.5285 | 12.8768 | BMRL | BMRL | BMRL | BMRL | 1.8218 | BMRL | BMRL | BMRL | BMRL | 1.8218 | 1.8218 | [34 empty] | Labor Rate + Fringe ($/work-hour) | 20
|  |  |  | Bed volumes to 50% TOC breakthrough, BV50 | 9752.9608 | 40 | 0.425 |  |  |  | Total hardness | mg/L as CaCO3 | 403 | 388 | [7 empty] | 395.5 | 2.6818 |  | Total hardness | mg/L as CaCO3 | [12 empty] | C8-15 | N | 1998-07-01 | 04:54 | 302.8167 | 15225.622 | 8.05 | 22.8 | 0.92 | 0.01245 | 1.3533 | 2.24 | 1.66 | 0.58 | 27.3 | 7.7944 | 7.1 | 33.8 | BMRL | 7.5349 | 1.5015 | 14.4188 | 23.4552 | BMRL | BMRL | BMRL | BMRL | 2.396 | BMRL | BMRL | BMRL | BMRL | 2.396 | 2.396 | [34 empty] | Labor Overhead Factor (% of labor) | 29
Technical ICR Contact Person |  |  |  | Estimated run length, BVT ( = 2 x BV50) | 19505.9216 | 50 | 0.3 |  |  |  | Calcium hardness | mg/L as CaCO3 | 247 | 232 | [7 empty] | 239.5 | 4.4286 |  | Calcium hardness | mg/L as CaCO3 | [12 empty] | C9-15 | N | 1998-07-03 | 04:42 | 350.6167 | 17629.006 | 8.02 | 22.6 | 1.015 | 0.0152 | 1.4975 | 2.09 | 1.51 | 0.58 | 27.2 | 7.7444 | 7.2 | 43.7 | BMRL | 9.619 | 1.7903 | 18.8 | 30.2093 | BMRL | BMRL | BMRL | BMRL | 3.1707 | BMRL | BMRL | BMRL | BMRL | 3.1707 | 3.1707 | [34 empty] | Electric Rate ($/kW-h) | 0.0725
Mailing Address |  |  |  | BVT + 30% safety factor, BVT+30% ( = 2.6 x BV50) | 25357.6981 | 60 | 0.25 |  |  |  | Ammonia | mg NH3-N / L | 0.17 | 0.3 | [7 empty] | 0.235 | 39.1165 |  | Ammonia | mg NH3-N / L | [12 empty] | C10-15 | N | 1998-07-04 | 12:56 | 382.85 | 19249.698 | 8.09 | 23.5 | 1.15 | 0.0184 | 1.6 | 2.21 | 1.55 | 0.66 | 27.2 | 7.7927 | 7.2 | 56.1 | BMRL | 11.4577 | 2.2874 | 22.4 | 36.1451 | BMRL | BMRL | BMRL | BMRL | 4.3539 | BMRL | BMRL | BMRL | BMRL | 4.3539 | 4.3539 | [34 empty] | Fuel Oil Rate ($/gal) | 0.53
[6 empty] | 70 | 0.21 |  |  |  | Bromide | mg/L | 400 | 390 | [7 empty] | 395 | 1.7901 |  | Bromide | mg/L | [12 empty] | Avg-C11-15 | Y | 1998-07-05 | 21:23 | 415.3 | 20881.284 | 8.145 | 23.4 | 1.2325 | 0.020075 | 1.6288 | 2.29 | 1.505 | 0.785 | 27.2 | 7.7499 | 7.2 | 62.8 | BMRL | 13.8779 | 2.9732 | 24.7085 | 41.5596 | BMRL | BMRL | BMRL | BMRL | 4.4461 | 1.1869 | BMRL | BMRL | 1.1422 | 4.4461 | 5.633 | [34 empty] | Natural Gas Rate ($/ft3) | 0.0024
Phone Number |  |  |  | General RSSCT Design Parameters |  | 80 | 0.18 | [31 empty] | C12-15 | N | 1998-07-08 | 05:35 | 471.5 | 23707.02 | 8.17 | 22.7 | 1.295 | 0.0222 | 1.7143 | 2.05 | 1.22 | 0.83 | 26.6 | 7.7243 | 7.2 | 71.15 | BMRL | 13.5348 | 2.6664 | 30.7 | 46.9013 | BMRL | BMRL | BMRL | BMRL | 5.3169 | 1.1973 | BMRL | 2.0379 | 1.1322 | 5.3169 | 6.5142 | [34 empty] | Current Process Water Rate ($/1000 gal) | 0.84
FAX Number |  |  |  | Kinematic viscosity at ToC, nLC (m2/s) | 8.6867e-07 | 100 | 0.15 |  |  |  | Group B, 3 samples per batch | [13 empty] | Group B, 3 samples per batch | [13 empty] | C13-15 | N | 1998-07-09 | 12:06 | 502.0167 | 25241.398 | 7.98 | 22.6 | 1.375 | 0.0248 | 1.8036 | NA | NA | NR | NA | NA | NA | NA | NA | NA | NA | NA | NA | NA | NA | NA | NA | NA | NA | NA | NA | NA | NA | NA | [34 empty] | Modifications to Existing Plant (% of construction costs) | 5
E-Mail Address (optional) |  |  |  | RSSCT carbon particle diameter, dSC (mm) | 0.084 | 120 | 0.125 |  |  |  | Parameter | Units | Sample B1-20 | Sample B2-20 | Sample B3-20 | Sample B4-20 | Sample B5-20 | Sample B6-20 | Sample B7-20 | Sample B8-20 | Sample B9-20 | Sample B20-20 | Average | %SD | Parameter | Units | Sample B1-20 | Sample B2-20 | Sample B3-20 | Sample B4-20 | Sample B5-20 | Sample B6-20 | Sample B7-20 | Sample B8-20 | Sample B9-20 | Sample B20-20 | Average | %SD
|  |  |  | Scaling factor, SF | 12.57 | 140 | 0.106 | 1: Design information, similar to that shown in Tables 6c and 6d of the ICR rule, must be included in |  |  | Sampling date | MM/DD/YY | 1998-06-18 | 1998-06-20 | 1998-06-21 | 1998-06-24 | 1998-06-25 | 1998-07-02 | 1998-07-08 | 1998-07-10 |  |  | --- | --- | Sampling date | MM/DD/YY | [10 empty] | --- | ---
Plant Name | Arlington Water Treatment Plant |  |  | RSSCT hydraulic loading rate, vSC (m/hr) | 8.3765 | 170 | 0.088 | the hard-copy Treatment Study Summary Report (see Section 10.0). The purpose of this table |  |  | Sampling time | hh:mm | 15:10 | 16:30 | 17:45 | 12:00 | 16:30 | 13:30 | 09:40 | 17:20 |  |  | --- | --- | Sampling time | hh:mm | [10 empty] | --- | ---
Treatment Plant Category | OTHER/GW |  |  | RSSCT flow rate, QSC (mL/min) | 7.0174 | 200 | 0.075 | is to list the pretreatment processes used in this particular RSSCT run. |  |  | Operation time | hh.hh | 1.0833 | 50.4167 | 75.6667 | 141.9167 | 170.4167 | 335.4167 | 475.5833 | 531.25 |  |  | --- | --- | Operation time | hh.hh | [10 empty] | --- | ---
Process Train Name | Aeration-Pre/Post Chlorination |  |  | Estimated total influent volume required, VSCT (L) | #VALUE! | 230 | 0.062 |  |  |  | Bed volumes | (10 minute) | 54.47 | 2534.95 | 3804.52 | 7135.57 | 8568.55 | 16864.75 | 23912.33 | 26711.25 |  |  | --- | --- | Bed volumes | (10 minute) | [10 empty] | --- | --- | BMRL = Below Minimum Reporting Level; NA = Not Analyzed; NR = Not Reported | [15 empty] | BMRL = Below Minimum Reporting Level; NA = Not Analyzed; NR = Not Reported | [17 empty] | BMRL = Below Minimum Reporting Level; NA = Not Analyzed; NR = Not Reported | [15 empty] | BMRL = Below Minimum Reporting Level; NA = Not Analyzed; NR = Not Reported
ICR Treatment Plant Identification Number | 281 |  |  |  |  | 270 | 0.053 |  |  |  | pH | --- | 7.42 | 7.41 | 7.44 | 7.45 | 7.42 | 7.44 | 7.47 | 7.42 |  |  | 7.4337 | 0.26844 | pH | --- | [12 empty] | *: These six species make up HAA6, but the other three HAA species, TBAA, CDBAA and DCBAA, should be reported if measured. | [15 empty] | *: These six species make up HAA6, but the other three HAA species, TBAA, CDBAA and DCBAA, should be reported if measured. | [17 empty] | *: These six species make up HAA6, but the other three HAA species, TBAA, CDBAA and DCBAA, should be reported if measured. | [15 empty] | *: These six species make up HAA6, but the other three HAA species, TBAA, CDBAA and DCBAA, should be reported if measured.
PWSID Number of Plant (if assigned) | NA |  |  | 15-Minute EBCT Run |  | 325 | 0.044 |  |  |  | Turbidity | ntu | 0.15 | NA | NA | 0.1 | NA | 0.1 | 0.1 | 0.1 |  |  | 0.11 | 20.3279 | Turbidity | ntu | [12 empty] | 1: Do not enter the results from duplicate samples into the table above, instead enter the average value for the primary and duplicate analyses in the above table, and enter the results for the primary and duplicate analyses below. | [33 empty] | 1: Do not enter the results from duplicate samples into the table above, instead enter the average value for the primary and duplicate analyses in the above table, and enter the results for the primary and duplicate analyses below.
Historical Minimum Water Temperature (oC) | 22 |  |  | Full-scale empty bed contact time, EBCTLC (min) | 15 | 400 | 0.037 |  |  |  | Temperature | oC | 21.6 | 18.9 | 18.8 | 15.4 | 18.4 | 19.1 | 18.9 | 21.1 |  |  | 19.025 | 9.8446 | Temperature | oC
Historical Average Water Temperature (oC) | 28 |  |  | Estimated full-scale run time, tLCT (days) | 264.1427 | [5 empty] | Total organic carbon | mg/L | 1.81 | 1.75 | 1.8 | 1.735 | 1.905 | 1.77 | 1.785 | 1.795 |  |  | 1.7937 | 2.8805 | Total organic carbon | mg/L | [12 empty] | Group D, 3 duplicate effluent samples per run (results from primary and duplicate analyses) | [33 empty] | Group D, 3 duplicate effluent samples per run (results from primary and duplicate analyses)
State Approved Plant Capacity (MGD) | 12.2 |  |  | RSSCT empty bed contact time, EBCTSC (min) | 1.1933 | [5 empty] | UV254 | cm-1 | 0.04605 | NA | NA | 0.0464 | NA | 0.046 | 0.0457 | 0.0465 |  |  | 0.04613 | 0.70077 | UV254 | cm-1 | [12 empty] | Sample | Sample | Sampling | Sampling | Operation | Bed | pH | Temp. | TOC | UV254 | SUVA | SDS | SDS | SDS | SDS | SDS | SDS | SDS | SDS | SDS | SDS | SDS | SDS | SDS | SDS | SDS | SDS | SDS | SDS | SDS | SDS | SDS | SDS | SDS | Sample | Sample | Sampling | Sampling | Operation | Bed | pH | Temp. | TOC | UV254 | SUVA | SDS | SDS | SDS | SDS | SDS | SDS | SDS | SDS | SDS | SDS | SDS | SDS | SDS | SDS | SDS | SDS | SDS | SDS | SDS | SDS | SDS | SDS | SDS
|  |  |  | Estimated RSSCT run time, tSCT (days) | 21.0137 | [5 empty] | SUVA | L/(mg*m) | 2.5442 | NR | NR | 2.6744 | NR | 2.5989 | 2.5602 | 2.5905 |  |  | 2.5936 | 1.9386 | SUVA | L/(mg*m) | [12 empty] | ID | Type | date | time | time | volumes | [5 empty] | Cl2 dose | Free Cl2 residual | Cl2 demand | Chlorination temp. | Chlorination pH | Incubation time | TOX | CHCl3 | BDCM | DBCM | CHBr3 | THM4 | MCAA* | DCAA* | TCAA* | MBAA* | DBAA* | BCAA* | TBAA | CDBAA | DCBAA | HAA5 | HAA6 | ID | Type | date | time | time | volumes | [5 empty] | Cl2 dose | Free Cl2 residual | Cl2 demand | Chlorination temp. | Chlorination pH | Incubation time | TOX | CHCl3 | BDCM | DBCM | CHBr3 | THM4 | MCAA* | DCAA* | TCAA* | MBAA* | DBAA* | BCAA* | TBAA | CDBAA | DCBAA | HAA5 | HAA6
|  |  |  | RSSCT bed length, lSC (cm) | 16.6596 | [5 empty] | SDS-Cl2 dose | mg/L | 4 | NA | NA | 4.5 | NA | NA | 4.2 | 3.7 |  |  | 4.1 | 8.211 | SDS-Cl2 dose | mg/L | [14 empty] | MM/DD/YY | hh:mm | hh.hh | (15 minute) | --- | oC | mg/L | cm-1 | L/(mg*m) | mg/L | mg/L | mg/L | oC | --- | hours | mg Cl- /L | mg/L | mg/L | mg/L | mg/L | mg/L | mg/L | mg/L | mg/L | mg/L | mg/L | mg/L | mg/L | mg/L | mg/L | mg/L | mg/L |  |  | MM/DD/YY | hh:mm | hh.hh | (20 minute) | --- | oC | mg/L | cm-1 | L/(mg*m) | mg/L | mg/L | mg/L | oC | --- | hours | mg Cl- /L | mg/L | mg/L | mg/L | mg/L | mg/L | mg/L | mg/L | mg/L | mg/L | mg/L | mg/L | mg/L | mg/L | mg/L | mg/L | mg/L
|  |  |  | Estimated volume required for 15-Minute EBCT, VSC (L) | 212.3463 | [5 empty] | SDS-Free Cl2 residual | mg/L | 0.46 | NA | NA | 1.23 | NA | NA | 1.51 | 1.17 |  |  | 1.0925 | 40.9101 | SDS-Free Cl2 residual | mg/L | [12 empty] | C4-15 | Primary | 1998-06-24 | 12:14 | 142.15 | 7147.302 | 8 | 23.8 | 0.415 | 0.00305 | 0.73494 | 2.88 | 1.52 | 1.36 | 27.2 | 7.7671 | 7.2 | 7 | BMRL | 1.7608 | BMRL | 3.39 | 5.1508 | BMRL | BMRL | BMRL | BMRL | BMRL | BMRL | BMRL | BMRL | BMRL | BMRL | BMRL
|  |  |  | Mass GAC required, mSC (g) | 3.8102 | [5 empty] | SDS-Cl2 demand | mg/L | 3.54 | NR | NR | 3.27 | NR | NR | 2.69 | 2.53 |  |  | 3.0075 | 15.8451 | SDS-Cl2 demand | mg/L | [12 empty] | D-C4-15 | Duplicate | 1998-06-24 | 12:14 | 142.15 | 7147.302 | 8.07 | 24 | 0.345 | 0.0032 | 0.92754 | 2.88 | 1.58 | 1.3 | 27.2 | 7.7927 | 7.3 | 6.15 | BMRL | 1.4331 | BMRL | 3.32 | 4.7531 | BMRL | BMRL | BMRL | BMRL | BMRL | BMRL | BMRL | BMRL | BMRL | BMRL | BMRL
[11 empty] | SDS-Chlorination temp. | oC | 26.7 | NA | NA | 27.2 | NA | NA | 26.6 | 26.6 |  |  | 26.775 | 1.0727 | SDS-Chlorination temp. | oC | [12 empty] | Avg-C4-15 | Average | --- | --- | --- | --- | 8.035 | 23.9 | 0.38 | 0.003125 | 0.83124 | 2.88 | 1.55 | 1.33 | 27.2 | 7.7799 | 7.25 | 6.575 | BMRL | 1.597 | BMRL | 3.355 | 4.952 | BMRL | BMRL | BMRL | BMRL | BMRL | BMRL | BMRL | BMRL | BMRL | BMRL | BMRL
|  |  |  | 20-Minute EBCT Run | [6 empty] | SDS-Chlorination pH | --- | 7.7771 | NA | NA | 7.7159 | NA | NA | 7.7071 | 7.7327 |  |  | 7.7332 | 0.40275 | SDS-Chlorination pH | --- | [12 empty] | RPD-C4-15 | RPD | --- | --- | --- | --- | 0.87119 | 0.83682 | 18.4211 | 4.8 | 23.1698 | 0 | 3.871 | 4.5113 | 0 | 0.32834 | 1.3793 | 12.9278 |  | 20.5184 |  | 2.0864 | 8.0306
|  |  |  | Full-scale empty bed contact time, EBCTLC (min) | NA | [5 empty] | SDS-Incubation time | hours | 6.3 | NA | NA | 7.4 | NA | NA | 7.3 | 7.1 |  |  | 7.025 | 7.1056 | SDS-Incubation time | hours | [12 empty] | C7-15 | Primary | 1998-06-26 | 19:45 | 197.6667 | 9938.68 | 8.16 | 27.1 | 0.735 | 0.00775 | 1.0544 | 1.84 | 0.79 | 1.05 | 27.2 | 7.7544 | 7.2 | 23.2 | BMRL | 2.3389 | BMRL | 10.4478 | 12.7867 | BMRL | BMRL | BMRL | BMRL | 1.8323 | BMRL | BMRL | BMRL | BMRL | 1.8323 | 1.8323
|  |  |  | Estimated full-scale run time, tLCT (days) | #VALUE! | [5 empty] | SDS-TOX | mg Cl- /L | 128.8 | NA | NA | 142.35 | NA | NA | 148.3 | 135.9 |  |  | 138.8375 | 6.0442 | SDS-TOX | mg Cl- /L | [12 empty] | D-C7-15 | Duplicate | 1998-06-26 | 19:45 | 197.6667 | 9938.68 | 8.18 | 27 | 0.715 | 0.00775 | 1.0839 | 1.84 | 0.77 | 1.07 | 27.2 | 7.7744 | 7.2 | 21.05 | BMRL | 2.3576 | BMRL | 10.6092 | 12.9668 | BMRL | BMRL | BMRL | BMRL | 1.8113 | BMRL | BMRL | BMRL | BMRL | 1.8113 | 1.8113
|  |  |  | RSSCT empty bed contact time, EBCTSC (min) | #VALUE! | [5 empty] | SDS-CHCl3 | mg/L | 2.8331 | NA | NA | 3.4058 | NA | NA | 2.3567 | 2.4624 |  |  | 2.7645 | 17.1392 | SDS-CHCl3 | mg/L | [12 empty] | Avg-C7-15 | Average | --- | --- | --- | --- | 8.17 | 27.05 | 0.725 | 0.00775 | 1.0692 | 1.84 | 0.78 | 1.06 | 27.2 | 7.7644 | 7.2 | 22.125 | BMRL | 2.3483 | BMRL | 10.5285 | 12.8768 | BMRL | BMRL | BMRL | BMRL | 1.8218 | BMRL | BMRL | BMRL | BMRL | 1.8218 | 1.8218
|  |  |  | Estimated RSSCT run time, tSCT (days) | #VALUE! | [5 empty] | SDS-BDCM | mg/L | 25.2822 | NA | NA | 27.5551 | NA | NA | 32.5257 | 27.3677 |  |  | 28.1827 | 10.9045 | SDS-BDCM | mg/L | [12 empty] | RPD-C7-15 | RPD | --- | --- | --- | --- | 0.2448 | 0.36969 | 2.7586 | 0 | 2.7586 | 0 | 2.5641 | 1.8868 | 0 | 0.25759 | 0 | 9.7175 |  | 0.79715 |  | 1.5328 | 1.3987 |  |  |  |  | 1.153 |  |  |  |  | 1.153 | 1.153
|  |  |  | RSSCT bed length, lSC (cm) | #VALUE! | [5 empty] | SDS-DBCM | mg/L | 9.8289 | NA | NA | 12.0386 | NA | NA | 11.7075 | 10.4408 |  |  | 11.004 | 9.478 | SDS-DBCM | mg/L | [12 empty] | C11-15 | Primary | 1998-07-05 | 21:23 | 415.3 | 20881.284 | 8.14 | 23.4 | 1.23 | 0.0201 | 1.6341 | 2.29 | 1.52 | 0.77 | 27.2 | 7.7371 | 7.2 | 62.85 | BMRL | 13.9481 | 2.9061 | 25.5 | 42.3542 | BMRL | BMRL | BMRL | BMRL | 4.8446 | 1.1002 | BMRL | BMRL | BMRL | 4.8446 | 5.9448
|  |  |  | Estimated volume required for 20-minute EBCT, VSC (L) | #VALUE! | [5 empty] | SDS-CHBr3 | mg/L | 29.5 | NA | NA | 27.2 | NA | NA | 29.9 | 34.4 |  |  | 30.25 | 9.9558 | SDS-CHBr3 | mg/L | [12 empty] | D-C11-15 | Duplicate | 1998-07-05 | 21:23 | 415.3 | 20881.284 | 8.15 | 23.4 | 1.235 | 0.02005 | 1.6235 | 2.29 | 1.49 | 0.8 | 27.2 | 7.7627 | 7.2 | 62.75 | BMRL | 13.8077 | 3.0403 | 23.9169 | 40.765 | BMRL | BMRL | BMRL | BMRL | 4.0476 | 1.2736 | BMRL | BMRL | 1.1422 | 4.0476 | 5.3212
|  |  |  | Mass GAC required, mSC (g) | #VALUE! | [5 empty] | SDS-THM4 | mg/L | 67.4442 | NA | NA | 70.1994 | NA | NA | 76.49 | 74.6709 |  |  | 72.2011 | 5.7178 | SDS-THM4 | mg/L | [12 empty] | Avg-C11-15 | Average | --- | --- | --- | --- | 8.145 | 23.4 | 1.2325 | 0.020075 | 1.6288 | 2.29 | 1.505 | 0.785 | 27.2 | 7.7499 | 7.2 | 62.8 | BMRL | 13.8779 | 2.9732 | 24.7085 | 41.5596 | BMRL | BMRL | BMRL | BMRL | 4.4461 | 1.1869 | BMRL | BMRL | 1.1422 | 4.4461 | 5.633
[11 empty] | SDS-MCAA* | mg/L | BMRL | NA | NA | BMRL | NA | NA | BMRL | BMRL |  |  | BMRL |  | SDS-MCAA* | mg/L | [12 empty] | RPD-C11-15 | RPD | --- | --- | --- | --- | 0.12277 | 0 | 0.40568 | 0.24907 | 0.65474 | 0 | 1.9934 | 3.8217 | 0 | 0.32961 | 0 | 0.15924 |  | 1.0112 | 4.5132 | 6.4071 | 3.824 |  |  |  |  | 17.9251 | 14.6084 |  |  |  | 17.9251 | 11.0701
[11 empty] | SDS-DCAA* | mg/L | 1.3537 | NA | NA | 1.4867 | NA | NA | BMRL | BMRL |  |  | 1.4202 | 6.6212 | SDS-DCAA* | mg/L | [12 empty] | BMRL = Below Minimum Reporting Level; NA = Not Analyzed; NR = Not Reported | [15 empty] | BMRL = Below Minimum Reporting Level; NA = Not Analyzed; NR = Not Reported | [17 empty] | BMRL = Below Minimum Reporting Level; NA = Not Analyzed; NR = Not Reported | [14 empty] | BMRL = Below Minimum Reporting Level; NA = Not Analyzed; NR = Not Reported
[11 empty] | SDS-TCAA* | mg/L | 1.029 | NA | NA | 1.0531 | NA | NA | BMRL | BMRL |  |  | 1.041 | 1.6354 | SDS-TCAA* | mg/L | [12 empty] | *: These six species make up HAA6, but the other three HAA species, TBAA, CDBAA and DCBAA, should be reported if measured. | [15 empty] | *: These six species make up HAA6, but the other three HAA species, TBAA, CDBAA and DCBAA, should be reported if measured. | [17 empty] | *: These six species make up HAA6, but the other three HAA species, TBAA, CDBAA and DCBAA, should be reported if measured. | [14 empty] | *: These six species make up HAA6, but the other three HAA species, TBAA, CDBAA and DCBAA, should be reported if measured.
[11 empty] | SDS-MBAA* | mg/L | BMRL | NA | NA | BMRL | NA | NA | BMRL | BMRL |  |  | BMRL |  | SDS-MBAA* | mg/L
[11 empty] | SDS-DBAA* | mg/L | 8.3201 | NA | NA | 6.3553 | NA | NA | 6.4641 | 5.6107 |  |  | 6.6876 | 17.234 | SDS-DBAA* | mg/L
[11 empty] | SDS-BCAA* | mg/L | 3.1279 | NA | NA | 2.9023 | NA | NA | 2.5597 | 2.3308 |  |  | 2.7302 | 12.9744 | SDS-BCAA* | mg/L
[11 empty] | SDS-TBAA | mg/L | 4.4508 | NA | NA | 4.4054 | NA | NA | BMRL | BMRL |  |  | 4.4281 | 0.72459 | SDS-TBAA | mg/L
[11 empty] | SDS-CDBAA | mg/L | 3.9891 | NA | NA | 4.1481 | NA | NA | 4.5252 | 3.3258 |  |  | 3.997 | 12.5297 | SDS-CDBAA | mg/L
[11 empty] | SDS-DCBAA | mg/L | 2.8825 | NA | NA | 2.8667 | NA | NA | 2.9678 | 2.2748 |  |  | 2.7479 | 11.5926 | SDS-DCBAA | mg/L
[11 empty] | SDS-HAA5 | mg/L | 10.7028 | NA | NA | 8.8951 | NA | NA | 6.4641 | 5.6107 |  |  | 7.9182 | 29.2995 | SDS-HAA5 | mg/L
[11 empty] | SDS-HAA6 | mg/L | 13.8307 | NA | NA | 11.7974 | NA | NA | 9.0239 | 7.9415 |  |  | 10.6484 | 25.0903 | SDS-HAA6 | mg/L
[11 empty] | BMRL = Below Minimum Reporting Level; NA = Not Analyzed; NR = Not Reported | [13 empty] | BMRL = Below Minimum Reporting Level; NA = Not Analyzed; NR = Not Reported
[11 empty] | *: These six species make up HAA6, but the other three HAA species, TBAA, CDBAA and DCBAA, should be reported if measured. | [13 empty] | *: These six species make up HAA6, but the other three HAA species, TBAA, CDBAA and DCBAA, should be reported if measured.
Note on H22: S&H comment: Scaling Factor was determined using opening dimensions given by the sieve manufacturer, which differ slightly from dimensions in the DCS.
Note on AD53: S&H comment: HAA levels do drop over the RSSCT run, but remain higher than the effluent results. No reason can be given for the drop.
Note on AD54: S&H comment: HAA levels do drop over the RSSCT run, but remain higher than the effluent results. No reason can be given for the drop.
Note on BG13: S&H comment: While the chlorine demand is relatively high for sample C6-15, no conclusive reason for the DBP spike can be given. The TOX result for the sample was determined to be an outlier and reported as 'NR' on the DCS.
Note on BH5: Reviewer D.S. (9/28/99): Discussed in the Summary Report, section 7.2. Chlorine demand decreased over time.
Note on BL13: S&H comment: Outlier result = 43.30
Note on DN6: S&H Comment: From bonds.

## Sheet4. 4th Quarter
FIELD-SET 4: 4th QUARTER RSSCT RESULTS (FILE: gacrssct.xls)
Field 4-1: PWS And Treatment Plant Data |  | Field 4-2: Full-Scale GAC Characteristics1 |  | Field 4-3: RSSCT Design Parameters |  |  |  | Field 4-4: Pretreatment Used Prior To GAC1 |  |  | Field 4-5: GAC Influent Water Quality For The 10-Minute EBCT Run | [13 empty] | Field 4-6: GAC Influent Water Quality For The 20-Minute EBCT Run1 | [13 empty] | Field 4-7: GAC Effluent Water Quality For The 10-Minute EBCT Run1 | [15 empty] | Field 4-7: GAC Effluent Water Quality For The 10-Minute EBCT Run (continued) | [17 empty] | Field 4-8: GAC Effluent Water Quality For The 20-Minute EBCT Run1 | [33 empty] | Field 4-9: GAC Cost Parameters
|  |  |  | Input Design Parameters |  | US Standard Mesh Sizes | [32 empty] | Group C, 12 effluent samples per run | [33 empty] | Group C, 12 effluent samples per run
PWS Name | Jacksonville Electric Authority | Carbon manufacturer | Calgon Carbon Co. | RSSCT influent TOC (mg/L) | 1.8 | US standard | Opening | Process | Description | Scale | 10-min. EBCT Start Date | 1998-07-16 | [12 empty] | 20-min. EBCT Start Date | 1998-07-16 | [12 empty] | Sample | Was sample | Sampling | Sampling | Operation | Bed | pH | Temp. | TOC | UV254 | SUVA | SDS | SDS | SDS | SDS | SDS | SDS | SDS | SDS | SDS | SDS | SDS | SDS | SDS | SDS | SDS | SDS | SDS | SDS | SDS | SDS | SDS | SDS | SDS | Sample | Was sample | Sampling | Sampling | Operation | Bed | pH | Temp. | TOC | UV254 | SUVA | SDS | SDS | SDS | SDS | SDS | SDS | SDS | SDS | SDS | SDS | SDS | SDS | SDS | SDS | SDS | SDS | SDS | SDS | SDS | SDS | SDS | SDS | SDS | Cost Parameter | Parameter value
Public Water System Identification Number | FL2161328 | Carbon trade name | F-400 | Inner diameter of the RSSCT column, DSC (mm) | 8 | mesh size | (mm) | Aeration | Iron, hydrogen sulfide gas removal | Full-Scale | 10-min. EBCT Start Time | 10:10 | [12 empty] | 20-min. EBCT Start Time | 10:35 | [12 empty] | ID | duplicated? | date | time | time | volumes | [5 empty] | Cl2 dose | Free Cl2 residual | Cl2 demand | Chlorination temp. | Chlorination pH | Incubation time | TOX | CHCl3 | BDCM | DBCM | CHBr3 | THM4 | MCAA* | DCAA* | TCAA* | MBAA* | DBAA* | BCAA* | TBAA | CDBAA | DCBAA | HAA5 | HAA6 | ID | duplicated? | date | time | time | volumes | [5 empty] | Cl2 dose | Free Cl2 residual | Cl2 demand | Chlorination temp. | Chlorination pH | Incubation time | TOX | CHCl3 | BDCM | DBCM | CHBr3 | THM4 | MCAA* | DCAA* | TCAA* | MBAA* | DBAA* | BCAA* | TBAA | CDBAA | DCBAA | HAA5 | HAA6 | Capital Recovery Interest Rate (%) | 6.5
Water Industry Data Base Number (optional) | NA | Carbon type | Bituminous | Minimum RSSCT Reynolds number, ReSC, min | 0.5 | 4 | 4.75 | Cartridge filtration | 1.0 µm pore size | Bench-Scale | [29 empty] | Y/N | MM/DD/YY | hh:mm | hh.hh | (10 minute) | --- | oC | mg/L | cm-1 | L/(mg*m) | mg/L | mg/L | mg/L | oC | --- | hours | mg Cl- /L | mg/L | mg/L | mg/L | mg/L | mg/L | mg/L | mg/L | mg/L | mg/L | mg/L | mg/L | mg/L | mg/L | mg/L | mg/L | mg/L |  | Y/N | MM/DD/YY | hh:mm | hh.hh | (20 minute) | --- | oC | mg/L | cm-1 | L/(mg*m) | mg/L | mg/L | mg/L | oC | --- | hours | mg Cl- /L | mg/L | mg/L | mg/L | mg/L | mg/L | mg/L | mg/L | mg/L | mg/L | mg/L | mg/L | mg/L | mg/L | mg/L | mg/L | mg/L | Capital Recovery Period (years) | 20
|  | Original GAC mesh size, upper (US standard mesh) | 12 | Full-scale operating temperature, ToC (oC) | 27 | 6 | 3.35 | pH adjustment | H2S04 to pH 7.0 or NaOH to pH 7.8 (from pH 7.4) | Bench-Scale | Group A, 2 samples per batch | [13 empty] | Group A, 2 samples per batch | [13 empty] | C1-10 | N | 1998-07-16 | 15:27 | 5.2833 | 398.469 | 7.42 | 24.1 | 0.105 | 0.00105 | 1 | 2.58 | 1.09 | 1.49 | 26.3 | 7.799 | 7.5 | 3.5 | BMRL | BMRL | BMRL | 1.4172 | 1.4172 | BMRL | BMRL | BMRL | BMRL | BMRL | BMRL | BMRL | BMRL | BMRL | BMRL | BMRL | C1-10 | N | 1998-07-16 | 15:28 | 4.8833 | 368.301 | 8.07 | 23.9 | 0.085 | 0.00055 | 0.64706 | 2.58 | 1.38 | 1.2 | 26.3 | 7.7927 | 7.5 | 2.55 | BMRL | BMRL | BMRL | 1.0088 | 1.0088 | BMRL | BMRL | BMRL | BMRL | BMRL | BMRL | BMRL | BMRL | BMRL | BMRL | BMRL | Overhead & Profit Factor (% of construction costs) | 8
Official ICR Contact Person |  | Original GAC mesh size, lower (US standard mesh) | 40 | Full-scale bed porosity, eLC | 0.45 | 8 | 2.36 |  |  |  | Parameter | Units | Sample A1-10 | Sample A2-10 | Sample A3-10 | Sample A4-10 | Sample A5-10 | Sample A6-10 | Sample A7-10 | Sample A8-10 | Sample A9-10 | Average | RPD |  | Parameter | Units | Sample A1-20 | Sample A2-20 | Sample A3-20 | Sample A4-20 | Sample A5-20 | Sample A6-20 | Sample A7-20 | Sample A8-20 | Sample A9-20 | Average | RPD |  | C2-10 | N | 1998-07-19 | 07:43 | 69.55 | 5245.461 | 7.8 | 23.3 | 0.165 | 0.0009 | 0.54545 | 2.62 | 0.98 | 1.64 | 26.3 | 7.7159 | 7.4 | 4.65 | BMRL | BMRL | BMRL | 2.8223 | 2.8223 | BMRL | BMRL | BMRL | BMRL | BMRL | BMRL | BMRL | BMRL | BMRL | BMRL | BMRL | C2-10 | N | 1998-07-19 | 00:40 | 62.0833 | 4682.325 | 8.05 | 22.7 | 0.18 | 0.00095 | 0.52778 | 2.62 | 0.91 | 1.71 | 26.3 | 7.7171 | 7.6 | 4 | BMRL | BMRL | BMRL | 1.6647 | 1.6647 | BMRL | BMRL | BMRL | BMRL | BMRL | BMRL | BMRL | BMRL | BMRL | BMRL | BMRL | Special Sitework Factor (% of construction costs) | 4
Mailing Address |  | Original carbon particle diameter, dLC (mm) | 1.0525 | Measured RSSCT dry bed density, rSC (g/cm3) | 0.485 | 10 | 2 |  |  |  | Sampling date | MM/DD/YY | 1998-07-16 | 1998-07-27 | [7 empty] | --- | --- |  | Sampling date | MM/DD/YY | 1998-07-16 | 1998-07-27 | [7 empty] | --- | --- |  | Avg-C3-10 | Y | 1998-07-19 | 23:35 | 85.4167 | 6442.125 | 7.87 | 23.45 | 0.26 | 0.002325 | 0.89423 | 2.56 | 0.87 | 1.69 | 25 | 7.6674 | 7.1 | 5.6 | BMRL | 1.0099 | BMRL | 2.7456 | 3.7555 | BMRL | BMRL | BMRL | BMRL | BMRL | BMRL | BMRL | BMRL | BMRL | BMRL | BMRL | C3-10 | N | 1998-07-19 | 17:00 | 78.4167 | 5914.185 | 8.2 | 24.1 | 0.33 | 0.00365 | 1.1061 | 2.6 | 1.75 | 0.85 | 26.3 | 7.7171 | 7.7 | 8.05 | BMRL | 1.4851 | BMRL | 4.1186 | 5.6037 | BMRL | BMRL | BMRL | BMRL | BMRL | BMRL | BMRL | BMRL | BMRL | BMRL | BMRL | Construction Contingencies (% of construction costs) | 15
|  | 1: These are the characteristics before the carbon is ground for RSSCT experiments. |  | RSSCT GAC mesh size, upper (US standard mesh) | 140 | 12 | 1.68 |  |  |  | Sampling time | hh:mm | 11:45 | 17:25 | [7 empty] | --- | --- |  | Sampling time | hh:mm | 11:40 | 17:15 | [7 empty] | --- | --- |  | C4-10 | N | 1998-07-20 | 07:31 | 93.35 | 7040.457 | 7.83 | 23 | 0.355 | 0.0026 | 0.73239 | 2.62 | 1.02 | 1.6 | 25 | 7.6795 | 7.1 | 9.4 | BMRL | 1.3531 | BMRL | 3.4103 | 4.7634 | BMRL | BMRL | BMRL | BMRL | BMRL | BMRL | BMRL | BMRL | BMRL | BMRL | BMRL | C4-10 | N | 1998-07-20 | 01:02 | 86.45 | 6520.059 | 8.13 | 22.8 | 0.405 | 0.0042 | 1.037 | 2.64 | 1.7 | 0.94 | 25 | 7.699 | 7.1 | 10.7 | BMRL | 1.5274 | BMRL | 4.49 | 6.0174 | BMRL | BMRL | BMRL | BMRL | BMRL | BMRL | BMRL | BMRL | BMRL | BMRL | BMRL | Engineering Fee Factor (% of construction costs) | 10
Phone Number |  |  |  | RSSCT GAC mesh size, lower (US standard mesh) | 230 | 16 | 1.18 |  |  |  | Operation time | hh.hh | 1.5833 | 271.25 | [7 empty] | --- | --- |  | Operation time | hh.hh | 1.0833 | 270.6667 | [7 empty] | --- | --- |  | C5-10 | N | 1998-07-21 | 08:17 | 118.1167 | 8908.359 | 7.7 | 23 | 0.495 | 0.0064 | 1.2929 | 2.58 | 0.97 | 1.61 | 25.8 | 7.6747 | 7.2 | 15.35 | BMRL | 2.6167 | BMRL | 6.4817 | 9.0985 | BMRL | BMRL | BMRL | BMRL | 1.5737 | BMRL | BMRL | BMRL | BMRL | 1.5737 | 1.5737 | Avg-C5-10 | Y | 1998-07-21 | 01:15 | 110.6667 | 8346.48 | 7.99 | 22.5 | 0.52 | 0.0058 | 1.1154 | 2.7 | 1.96 | 0.74 | 25 | 7.6786 | 7.2 | 18.7 | BMRL | 2.5824 | BMRL | 5.8538 | 8.4362 | BMRL | BMRL | BMRL | BMRL | 1.2725 | BMRL | BMRL | BMRL | BMRL | 1.2725 | 1.2725 | 1998 ENR Construction Cost Index (CCI base year 1913) | 5986
FAX Number | [5 empty] | 20 | 0.85 |  |  |  | Bed volumes | (10 minutes) | 119.415 | 20457.675 | [7 empty] | --- | --- |  | Bed volumes | (10 minutes) | 81.705 | 20413.68 | [7 empty] | --- | --- |  | C6-10 | N | 1998-07-22 | 08:54 | 142.7333 | 10764.948 | 7.62 | 23.3 | 0.77 | 0.0095 | 1.2338 | 2.71 | 1.24 | 1.47 | 25.8 | 7.6936 | 7 | 25.1 | BMRL | 4.46 | 1.0333 | 8.6692 | 14.1625 | BMRL | BMRL | BMRL | BMRL | 2.0708 | BMRL | BMRL | BMRL | BMRL | 2.0708 | 2.0708 | C6-10 | N | 1998-07-21 | 09:23 | 118.8 | 8959.896 | 7.92 | 23 | 0.605 | 0.00735 | 1.2149 | 2.51 | 1.54 | 0.97 | 25.8 | 7.7043 | 7.2 | 19.05 | BMRL | 3.3935 | BMRL | 7.98 | 11.3735 | BMRL | BMRL | BMRL | BMRL | 2.2625 | BMRL | BMRL | BMRL | BMRL | 2.2625 | 2.2625 | 1998 Producers Price Index (PPI base year 1967 = 100) | 369
E-Mail Address (optional) |  |  |  | Estimated Run Length |  | 30 | 0.6 |  |  |  | Alkalinity | mg/L as CaCO3 | 112.9 | 87.9 | [7 empty] | 100.4 | 17.6072 |  | Alkalinity | mg/L as CaCO3 | 124.75 | 117.4 | [7 empty] | 121.075 | 4.2926 |  | Avg-C7-10 | Y | 1998-07-23 | 01:05 | 158.9167 | 11985.495 | 7.755 | 22.9 | 0.87 | 0.012325 | 1.4167 | 2.74 | 1.19 | 1.55 | 25.8 | 7.7254 | 7.1 | 35.05 | BMRL | 6.1082 | 1.337 | 10.9828 | 18.428 | BMRL | BMRL | BMRL | BMRL | 2.7575 | BMRL | BMRL | BMRL | BMRL | 2.7575 | 2.7575 | C7-10 | N | 1998-07-22 | 01:30 | 134.9167 | 10175.415 | 8.03 | 22.6 | 0.75 | 0.00935 | 1.2467 | 2.55 | 1.61 | 0.94 | 25.8 | 7.739 | 7.3 | 31.95 | BMRL | 5.4169 | 1.1857 | 11.6027 | 18.2054 | BMRL | BMRL | BMRL | BMRL | 3.5 | BMRL | BMRL | BMRL | BMRL | 3.5 | 3.5 | Labor Rate + Fringe ($/work-hour) | 20
|  |  |  | Bed volumes to 50% TOC breakthrough, BV50 | 10106.6097 | 40 | 0.425 |  |  |  | Total hardness | mg/L as CaCO3 | 406 | 406 | [7 empty] | 406 | 0 |  | Total hardness | mg/L as CaCO3 | 410 | 406 | [7 empty] | 408 | 0.69324 |  | C8-10 | N | 1998-07-23 | 09:18 | 167.1333 | 12605.196 | 7.68 | 22.9 | 0.91 | 0.0133 | 1.4615 | 2.56 | 0.94 | 1.62 | 26.2 | 7.6499 | 7 | 33.95 | BMRL | 6.1618 | 1.4052 | 14.7 | 22.267 | BMRL | BMRL | BMRL | BMRL | 3.032 | BMRL | BMRL | BMRL | BMRL | 3.032 | 3.032 | C8-10 | N | 1998-07-22 | 09:33 | 142.9667 | 10782.546 | 7.89 | 23.1 | 0.84 | 0.01085 | 1.2917 | 1.92 | 1.22 | 0.7 | 25.8 | 7.7571 | 7.1 | 28.25 | BMRL | 4.7121 | BMRL | 12.4 | 17.1121 | BMRL | BMRL | BMRL | BMRL | 2.7757 | BMRL | BMRL | BMRL | BMRL | 2.7757 | 2.7757 | Labor Overhead Factor (% of labor) | 29
Technical ICR Contact Person |  |  |  | Estimated run length, BVT ( = 2 x BV50) | 20213.2193 | 50 | 0.3 |  |  |  | Calcium hardness | mg/L as CaCO3 | 250 | 250 | [7 empty] | 250 | 0 |  | Calcium hardness | mg/L as CaCO3 | 250 | 250 | [7 empty] | 250 | 0 |  | C9-10 | N | 1998-07-24 | 09:50 | 191.6667 | 14455.5 | 7.72 | 23.2 | 1.035 | 0.0171 | 1.6522 | 2.59 | 1.03 | 1.56 | 26.2 | 7.6536 | 7 | 45.25 | BMRL | 8.8888 | 1.8619 | 18.4 | 29.1507 | BMRL | BMRL | BMRL | BMRL | 3.9662 | 1.0549 | BMRL | BMRL | BMRL | 3.9662 | 5.021 | C9-10 | N | 1998-07-23 | 01:11 | 158.6 | 11961.612 | 8.03 | 22.6 | 0.935 | 0.0131 | 1.4011 | 1.9 | 1.28 | 0.62 | 25.8 | 7.7767 | 7.1 | 37.8 | BMRL | 6.1273 | 1.2266 | 15.2 | 22.5539 | BMRL | BMRL | BMRL | BMRL | 3.2282 | BMRL | BMRL | BMRL | BMRL | 3.2282 | 3.2282 | Electric Rate ($/kW-h) | 0.0725
Mailing Address |  |  |  | BVT + 30% safety factor, BVT+30% ( = 2.6 x BV50) | 26277.1851 | 60 | 0.25 |  |  |  | Ammonia | mg NH3-N / L | 0.13 | 0.16 | [7 empty] | 0.145 | 14.6298 |  | Ammonia | mg NH3-N / L | 0.15 | 0.22 | [7 empty] | 0.185 | 26.7554 |  | C10-10 | N | 1998-07-25 | 09:56 | 215.7667 | 16273.122 | 7.66 | 23.6 | 1.115 | 0.0191 | 1.713 | 2.62 | 0.86 | 1.76 | 26.2 | 7.649 | 7 | 53.7 | BMRL | 9.9932 | 2.1376 | 21.6 | 33.7307 | BMRL | BMRL | BMRL | BMRL | 4.8625 | 1.2267 | BMRL | BMRL | BMRL | 4.8625 | 6.0893 | Avg-C10-10 | Y | 1998-07-24 | 01:41 | 183.1 | 13809.402 | 8.09 | 22.6 | 1.03 | 0.015525 | 1.5073 | 1.55 | 0.95 | 0.6 | 26.2 | 7.7189 | 7 | 42.3 | BMRL | 7.2022 | 1.2502 | 20.7624 | 29.2147 | BMRL | BMRL | BMRL | BMRL | 3.6689 | BMRL | BMRL | BMRL | BMRL | 3.6689 | 3.6689 | Fuel Oil Rate ($/gal) | 0.53
[6 empty] | 70 | 0.21 |  |  |  | Bromide | mg/L | 510 | 490 | [7 empty] | 500 | 2.8284 |  | Bromide | mg/L | 500 | 500 | [7 empty] | 500 | 0 |  | Avg-C11-10 | Y | 1998-07-26 | 02:20 | 232.1667 | 17510.01 | 7.72 | 22.7 | 1.18 | 0.0207 | 1.7542 | 2.64 | 0.815 | 1.825 | 26.2 | 7.6347 | 7.05 | 58.1 | BMRL | 10.7768 | 2.2943 | 22.45 | 35.5211 | BMRL | BMRL | BMRL | BMRL | 5.2706 | 1.2961 | BMRL | BMRL | BMRL | 5.2706 | 6.5667 | C11-10 | N | 1998-07-25 | 09:33 | 214.9667 | 16212.786 | 8.02 | 23.3 | 1.17 | 0.02 | 1.7094 | 1.43 | 0.75 | 0.68 | 26.2 | 7.7482 | 7.1 | 57.4 | BMRL | 8.6098 | 1.4662 | 26.6628 | 36.7387 | BMRL | BMRL | BMRL | BMRL | 4.5276 | BMRL | BMRL | BMRL | BMRL | 4.5276 | 4.5276 | Natural Gas Rate ($/ft3) | 0.0024
Phone Number |  |  |  | General RSSCT Design Parameters |  | 80 | 0.18 | [31 empty] | C12-10 | N | 1998-07-27 | 10:31 | 264.35 | 19937.277 | 7.64 | 23.4 | 1.27 | 0.02385 | 1.878 | 2.89 | 1.07 | 1.82 | 28.8 | 7.679 | 7.1 | 70.45 | BMRL | 15.7524 | 3.3545 | 28.5 | 47.6069 | BMRL | BMRL | BMRL | BMRL | 5.9873 | 1.5455 | BMRL | 2.4379 | 1.1599 | 5.9873 | 7.5327 | Avg-C12-10 | Y | 1998-07-26 | 18:02 | 247.45 | 18662.679 | 8.135 | 23.1 | 1.29 | 0.023425 | 1.8159 | 1.33 | 0.59 | 0.74 | 26.2 | 7.7189 | 7.15 | 67.025 | BMRL | 9.2911 | 1.5959 | 31.2815 | 42.1685 | BMRL | BMRL | BMRL | BMRL | 5.2236 | BMRL | BMRL | BMRL | BMRL | 5.2236 | 5.2236 | Current Process Water Rate ($/1000 gal) | 0.84
FAX Number |  |  |  | Kinematic viscosity at ToC, nLC (m2/s) | 8.6867e-07 | 100 | 0.15 |  |  |  | Group B, 3 samples per batch | [13 empty] | Group B, 3 samples per batch | [13 empty] | C13-10 | N | 1998-07-28 | 18:45 | 296.5833 | 22368.315 | 7.67 | 23.6 | 1.385 | 0.027 | 1.9495 | NA | NA | NR | NA | NA | NA | NA | NA | NA | NA | NA | NA | NA | NA | NA | NA | NA | NA | NA | NA | NA | NA | NA | C13-10 | N | 1998-07-27 | 20:00 | 273.4167 | 20621.085 | 8.26 | 22.7 | 1.32 | 0.02545 | 1.928 | NA | NA | NR | NA | NA | NA | NA | NA | NA | NA | NA | NA | NA | NA | NA | NA | NA | NA | NA | NA | NA | NA | NA | Modifications to Existing Plant (% of construction costs) | 5
E-Mail Address (optional) |  |  |  | RSSCT carbon particle diameter, dSC (mm) | 0.084 | 120 | 0.125 |  |  |  | Parameter | Units | Sample B1-20 | Sample B2-20 | Sample B3-20 | Sample B4-20 | Sample B5-20 | Sample B6-20 | Sample B7-20 | Sample B8-20 | Sample B9-20 | Sample B20-20 | Average | %SD | Parameter | Units | Sample B1-20 | Sample B2-20 | Sample B3-20 | Sample B4-20 | Sample B5-20 | Sample B6-20 | Sample B7-20 | Sample B8-20 | Sample B9-20 | Sample B20-20 | Average | %SD
|  |  |  | Scaling factor, SF | 12.57 | 140 | 0.106 | 1: Design information, similar to that shown in Tables 6c and 6d of the ICR rule, must be included in |  |  | Sampling date | MM/DD/YY | 1998-07-16 | 1998-07-20 | 1998-07-24 | 1998-07-27 | [6 empty] | --- | --- | Sampling date | MM/DD/YY | 1998-07-16 | 1998-07-20 | 1998-07-24 | 1998-07-27 | [6 empty] | --- | ---
Plant Name | Arlington Water Treatment Plant |  |  | RSSCT hydraulic loading rate, vSC (m/hr) | 8.3765 | 170 | 0.088 | the hard-copy Treatment Study Summary Report (see Section 10.0). The purpose of this table |  |  | Sampling time | hh:mm | 11:40 | 15:45 | 08:55 | 17:20 | [6 empty] | --- | --- | Sampling time | hh:mm | 11:40 | 15:40 | 08:20 | 17:20 | [6 empty] | --- | ---
Treatment Plant Category | OTHER/GW |  |  | RSSCT flow rate, QSC (mL/min) | 7.0174 | 200 | 0.075 | is to list the pretreatment processes used in this particular RSSCT run. |  |  | Operation time | hh.hh | 1.5 | 101.5833 | 190.75 | 271.1667 | [6 empty] | --- | --- | Operation time | hh.hh | 1.0833 | 101.0833 | 189.75 | 270.75 | [6 empty] | --- | ---
Process Train Name | Aeration-Pre/Post Chlorination |  |  | Estimated total influent volume required, VSCT (L) | 293.3949 | 230 | 0.062 |  |  |  | Bed volumes | (10 minute) | 113.13 | 7661.415 | 14386.365 | 20451.39 | [6 empty] | --- | --- | Bed volumes | (10 minute) | 81.705 | 7623.705 | 14310.945 | 20419.965 | [6 empty] | --- | --- | BMRL = Below Minimum Reporting Level; NA = Not Analyzed; NR = Not Reported | [15 empty] | BMRL = Below Minimum Reporting Level; NA = Not Analyzed; NR = Not Reported | [17 empty] | BMRL = Below Minimum Reporting Level; NA = Not Analyzed; NR = Not Reported | [15 empty] | BMRL = Below Minimum Reporting Level; NA = Not Analyzed; NR = Not Reported
ICR Treatment Plant Identification Number | 281 |  |  |  |  | 270 | 0.053 |  |  |  | pH | --- | 7.03 | 7.08 | 7.05 | 6.95 | [6 empty] | 7.0275 | 0.79122 | pH | --- | 7.43 | 7.43 | 7.52 | 7.46 | [6 empty] | 7.46 | 0.56872 | *: These six species make up HAA6, but the other three HAA species, TBAA, CDBAA and DCBAA, should be reported if measured. | [15 empty] | *: These six species make up HAA6, but the other three HAA species, TBAA, CDBAA and DCBAA, should be reported if measured. | [17 empty] | *: These six species make up HAA6, but the other three HAA species, TBAA, CDBAA and DCBAA, should be reported if measured. | [15 empty] | *: These six species make up HAA6, but the other three HAA species, TBAA, CDBAA and DCBAA, should be reported if measured.
PWSID Number of Plant (if assigned) | NA |  |  | 10-Minute EBCT Run |  | 325 | 0.044 |  |  |  | Turbidity | ntu | 0.1 | NA | NA | 0.15 | [6 empty] | 0.125 | 28.2843 | Turbidity | ntu | 0.15 | NA | 0.15 | 0.15 | [6 empty] | 0.15 | 0 | 1: Do not enter the results from duplicate samples into the table above, instead enter the average value for the primary and duplicate analyses in the above table, and enter the results for the primary and duplicate analyses below. | [33 empty] | 1: Do not enter the results from duplicate samples into the table above, instead enter the average value for the primary and duplicate analyses in the above table, and enter the results for the primary and duplicate analyses below.
Historical Minimum Water Temperature (oC) | 22 |  |  | Full-scale empty bed contact time, EBCTLC (min) | 10 | 400 | 0.037 |  |  |  | Temperature | oC | 21.4 | 20 | 21.2 | 18.3 | [6 empty] | 20.225 | 7.0432 | Temperature | oC | 22.1 | 20.2 | 20.8 | 18.5 | [6 empty] | 20.4 | 7.3257
Historical Average Water Temperature (oC) | 28 |  |  | Estimated full-scale run time, tLCT (days) | 182.4805 | [5 empty] | Total organic carbon | mg/L | 1.78 | 1.785 | 1.81 | 1.76 | [6 empty] | 1.7837 | 1.1529 | Total organic carbon | mg/L | 1.76 | 1.815 | 1.77 | 1.715 | [6 empty] | 1.765 | 2.3246 | Group D, 3 duplicate effluent samples per run (results from primary and duplicate analyses) | [33 empty] | Group D, 3 duplicate effluent samples per run (results from primary and duplicate analyses)
State Approved Plant Capacity (MGD) | 12.2 |  |  | RSSCT empty bed contact time, EBCTSC (min) | 0.79554 | [5 empty] | UV254 | cm-1 | 0.047 | NA | NA | 0.0469 | [6 empty] | 0.04695 | 0.15061 | UV254 | cm-1 | 0.0475 | NA | 0.04725 | 0.0473 | [6 empty] | 0.04735 | 0.27938 | Sample | Sample | Sampling | Sampling | Operation | Bed | pH | Temp. | TOC | UV254 | SUVA | SDS | SDS | SDS | SDS | SDS | SDS | SDS | SDS | SDS | SDS | SDS | SDS | SDS | SDS | SDS | SDS | SDS | SDS | SDS | SDS | SDS | SDS | SDS | Sample | Sample | Sampling | Sampling | Operation | Bed | pH | Temp. | TOC | UV254 | SUVA | SDS | SDS | SDS | SDS | SDS | SDS | SDS | SDS | SDS | SDS | SDS | SDS | SDS | SDS | SDS | SDS | SDS | SDS | SDS | SDS | SDS | SDS | SDS
|  |  |  | Estimated RSSCT run time, tSCT (days) | 14.5171 | [5 empty] | SUVA | L/(mg*m) | 2.6404 | NR | NR | 2.6648 | [6 empty] | 2.6526 | 0.64839 | SUVA | L/(mg*m) | 2.6989 | NR | 2.6695 | 2.758 | [6 empty] | 2.7088 | 1.6646 | ID | Type | date | time | time | volumes | [5 empty] | Cl2 dose | Free Cl2 residual | Cl2 demand | Chlorination temp. | Chlorination pH | Incubation time | TOX | CHCl3 | BDCM | DBCM | CHBr3 | THM4 | MCAA* | DCAA* | TCAA* | MBAA* | DBAA* | BCAA* | TBAA | CDBAA | DCBAA | HAA5 | HAA6 | ID | Type | date | time | time | volumes | [5 empty] | Cl2 dose | Free Cl2 residual | Cl2 demand | Chlorination temp. | Chlorination pH | Incubation time | TOX | CHCl3 | BDCM | DBCM | CHBr3 | THM4 | MCAA* | DCAA* | TCAA* | MBAA* | DBAA* | BCAA* | TBAA | CDBAA | DCBAA | HAA5 | HAA6
|  |  |  | RSSCT bed length, lSC (cm) | 11.1064 | [5 empty] | SDS-Cl2 dose | mg/L | 4.15 | NA | NA | 4.2 | [6 empty] | 4.175 | 0.84683 | SDS-Cl2 dose | mg/L | NA | NA | NA | 4.2 | [6 empty] | 4.2 |  |  |  | MM/DD/YY | hh:mm | hh.hh | (10 minute) | --- | oC | mg/L | cm-1 | L/(mg*m) | mg/L | mg/L | mg/L | oC | --- | hours | mg Cl- /L | mg/L | mg/L | mg/L | mg/L | mg/L | mg/L | mg/L | mg/L | mg/L | mg/L | mg/L | mg/L | mg/L | mg/L | mg/L | mg/L |  |  | MM/DD/YY | hh:mm | hh.hh | (20 minute) | --- | oC | mg/L | cm-1 | L/(mg*m) | mg/L | mg/L | mg/L | oC | --- | hours | mg Cl- /L | mg/L | mg/L | mg/L | mg/L | mg/L | mg/L | mg/L | mg/L | mg/L | mg/L | mg/L | mg/L | mg/L | mg/L | mg/L | mg/L
|  |  |  | Estimated volume required for 10-minute EBCT, VSC (L) | 146.6974 | [5 empty] | SDS-Free Cl2 residual | mg/L | 0.96 | NA | NA | 1.03 | [6 empty] | 0.995 | 4.9746 | SDS-Free Cl2 residual | mg/L | NA | NA | NA | 1.16 | [6 empty] | 1.16 |  | C3-10 | Primary | 1998-07-19 | 23:35 | 85.4167 | 6442.125 | 7.86 | 23.4 | 0.26 | 0.0026 | 1 | 2.56 | 1.01 | 1.55 | 25 | 7.6547 | 7.1 | 5.85 | BMRL | 1.0099 | BMRL | 2.6266 | 3.6365 | BMRL | BMRL | BMRL | BMRL | BMRL | BMRL | BMRL | BMRL | BMRL | BMRL | BMRL | C5-10 | Primary | 1998-07-21 | 01:15 | 110.6667 | 8346.48 | 7.97 | 22.5 | 0.52 | 0.0056 | 1.0769 | 2.7 | 1.96 | 0.74 | 25 | 7.6782 | 7.2 | 18.1 | BMRL | 2.6213 | BMRL | 5.941 | 8.5623 | BMRL | BMRL | BMRL | BMRL | 1.3013 | BMRL | BMRL | BMRL | BMRL | 1.3013 | 1.3013
|  |  |  | Mass GAC required, mSC (g) | 2.7076 | [5 empty] | SDS-Cl2 demand | mg/L | 3.19 | NR | NR | 3.17 | [6 empty] | 3.18 | 0.44472 | SDS-Cl2 demand | mg/L | NR | NR | NR | 3.04 | [6 empty] | 3.04 |  | D-C3-10 | Duplicate | 1998-07-19 | 23:35 | 85.4167 | 6442.125 | 7.88 | 23.5 | 0.26 | 0.00205 | 0.78846 | 2.56 | 0.73 | 1.83 | 25 | 7.68 | 7.1 | 5.35 | BMRL | BMRL | BMRL | 2.8647 | 2.8647 | BMRL | BMRL | BMRL | BMRL | BMRL | BMRL | BMRL | BMRL | BMRL | BMRL | BMRL | D-C5-10 | Duplicate | 1998-07-21 | 01:15 | 110.6667 | 8346.48 | 8.01 | 22.5 | 0.52 | 0.006 | 1.1538 | 2.7 | 1.96 | 0.74 | 25 | 7.679 | 7.2 | 19.3 | BMRL | 2.5435 | BMRL | 5.7665 | 8.3101 | BMRL | BMRL | BMRL | BMRL | 1.2438 | BMRL | BMRL | BMRL | BMRL | 1.2438 | 1.2438
[11 empty] | SDS-Chlorination temp. | oC | 26.3 | NA | NA | 28.8 | [6 empty] | 27.55 | 6.4166 | SDS-Chlorination temp. | oC | NA | NA | NA | 28.8 | [6 empty] | 28.8 |  | Avg-C3-10 | Average | --- | --- | --- | --- | 7.87 | 23.45 | 0.26 | 0.002325 | 0.89423 | 2.56 | 0.87 | 1.69 | 25 | 7.6674 | 7.1 | 5.6 | BMRL | 1.0099 | BMRL | 2.7456 | 3.2506 | BMRL | BMRL | BMRL | BMRL | BMRL | BMRL | BMRL | BMRL | BMRL | BMRL | BMRL | Avg-C5-10 | Average | --- | --- | --- | --- | 7.99 | 22.5 | 0.52 | 0.0058 | 1.1154 | 2.7 | 1.96 | 0.74 | 25 | 7.6786 | 7.2 | 18.7 | BMRL | 2.5824 | BMRL | 5.8538 | 8.4362 | BMRL | BMRL | BMRL | BMRL | 1.2725 | BMRL | BMRL | BMRL | BMRL | 1.2725 | 1.2725
|  |  |  | 20-Minute EBCT Run | [6 empty] | SDS-Chlorination pH | --- | 7.679 | NA | NA | 7.7244 | [6 empty] | 7.7017 | 0.41699 | SDS-Chlorination pH | --- | NA | NA | NA | 7.7182 | [6 empty] | 7.7182 |  | RPD-C3-10 | RPD | --- | --- | --- | --- | 0.25413 | 0.42644 | 0 | 23.6559 | 23.6559 | 0 | 32.1839 | 16.568 | 0 | 0.32943 | 0 | 8.9286 |  |  |  | 8.671 | 23.7435 | [11 empty] | RPD-C5-10 | RPD | --- | --- | --- | --- | 0.50063 | 0 | 0 | 6.8966 | 6.8966 | 0 | 0 | 0 | 0 | 0.010472 | 0 | 6.4171 |  | 3.0122 |  | 2.9811 | 2.9906 |  |  |  |  | 4.5246 |  |  |  |  | 4.5246 | 4.5246
|  |  |  | Full-scale empty bed contact time, EBCTLC (min) | 10 | [5 empty] | SDS-Incubation time | hours | 7.5 | NA | NA | 7.2 | [6 empty] | 7.35 | 2.8862 | SDS-Incubation time | hours | NA | NA | NA | 7.2 | [6 empty] | 7.2 |  | C7-10 | Primary | 1998-07-23 | 01:05 | 158.9167 | 11985.495 | 7.75 | 22.9 | 0.86 | 0.01275 | 1.4826 | 2.74 | 1.16 | 1.58 | 25.8 | 7.7136 | 7.1 | 37.65 | BMRL | 6.3084 | 1.3542 | 11.0337 | 18.6963 | BMRL | BMRL | BMRL | BMRL | 2.7815 | BMRL | BMRL | BMRL | BMRL | 2.7815 | 2.7815 | C10-10 | Primary | 1998-07-24 | 01:41 | 183.1 | 13809.402 | 8.07 | 22.6 | 1.025 | 0.01555 | 1.5171 | 1.55 | 0.97 | 0.58 | 26.2 | 7.6936 | 6.9 | 43.6 | BMRL | 6.995 | 1.2362 | 20.0023 | 28.2335 | BMRL | BMRL | BMRL | BMRL | 3.8551 | BMRL | BMRL | BMRL | BMRL | 3.8551 | 3.8551
|  |  |  | Estimated full-scale run time, tLCT (days) | 182.4805 | [5 empty] | SDS-TOX | mg Cl- /L | 134 | NA | NA | 141.15 | [6 empty] | 137.575 | 3.675 | SDS-TOX | mg Cl- /L | NA | NA | NA | 142.25 | [6 empty] | 142.25 |  | D-C7-10 | Duplicate | 1998-07-23 | 01:05 | 158.9167 | 11985.495 | 7.76 | 22.9 | 0.88 | 0.0119 | 1.3523 | 2.74 | 1.22 | 1.52 | 25.8 | 7.7371 | 7.1 | 32.45 | BMRL | 5.9079 | 1.3199 | 10.9319 | 18.1598 | BMRL | BMRL | BMRL | BMRL | 2.7334 | BMRL | BMRL | BMRL | BMRL | 2.7334 | 2.7334 | D-C10-10 | Duplicate | 1998-07-24 | 01:41 | 183.1 | 13809.402 | 8.11 | 22.6 | 1.035 | 0.0155 | 1.4976 | 1.55 | 0.93 | 0.62 | 26.2 | 7.7443 | 7.1 | 41 | BMRL | 7.4094 | 1.2641 | 21.5225 | 30.196 | BMRL | BMRL | BMRL | BMRL | 3.4827 | BMRL | BMRL | BMRL | BMRL | 3.4827 | 3.4827
|  |  |  | RSSCT empty bed contact time, EBCTSC (min) | 0.79554 | [5 empty] | SDS-CHCl3 | mg/L | 2.9187 | NA | NA | 3.0068 | [6 empty] | 2.9628 | 2.1024 | SDS-CHCl3 | mg/L | NA | NA | NA | 3.0601 | [6 empty] | 3.0601 |  | Avg-C7-10 | Average | --- | --- | --- | --- | 7.755 | 22.9 | 0.87 | 0.012325 | 1.4174 | 2.74 | 1.19 | 1.55 | 25.8 | 7.7254 | 7.1 | 35.05 | BMRL | 6.1082 | 1.337 | 10.9828 | 18.428 | BMRL | BMRL | BMRL | BMRL | 2.7575 | BMRL | BMRL | BMRL | BMRL | 2.7575 | 2.7575 | Avg-C10-10 | Average | --- | --- | --- | --- | 8.09 | 22.6 | 1.03 | 0.015525 | 1.5073 | 1.55 | 0.95 | 0.6 | 26.2 | 7.7189 | 7 | 42.3 | BMRL | 7.2022 | 1.2502 | 20.7624 | 29.2147 | BMRL | BMRL | BMRL | BMRL | 3.6689 | BMRL | BMRL | BMRL | BMRL | 3.6689 | 3.6689
|  |  |  | Estimated RSSCT run time, tSCT (days) | 14.5171 | [5 empty] | SDS-BDCM | mg/L | 32.0058 | NA | NA | 31.9734 | [6 empty] | 31.9896 | 0.071504 | SDS-BDCM | mg/L | NA | NA | NA | 33.2755 | [6 empty] | 33.2755 |  | RPD-C7-10 | RPD | --- | --- | --- | --- | 0.12895 | 0 | 2.2989 | 6.8966 | 9.1918 | 0 | 5.042 | 3.871 | 0 | 0.30467 | 0 | 14.8359 |  | 6.5558 | 2.5643 | 0.92684 | 2.9114 |  |  |  |  | 1.7427 |  |  |  |  | 1.7427 | 1.7427 | RPD-C10-10 | RPD | --- | --- | --- | --- | 0.49444 | 0 | 0.97087 | 0.32206 | 1.2929 | 0 | 4.2105 | 6.6667 | 0 | 0.65669 | 2.8571 | 6.1466 |  | 5.7541 | 2.233 | 7.3217 | 6.7175 |  |  |  |  | 10.1494 |  |  |  |  | 10.1494 | 10.1494
|  |  |  | RSSCT bed length, lSC (cm) | 11.1064 | [5 empty] | SDS-DBCM | mg/L | 11.5833 | NA | NA | 11.987 | [6 empty] | 11.7851 | 2.4219 | SDS-DBCM | mg/L | NA | NA | NA | 12.5028 | [6 empty] | 12.5028 |  | C11-10 | Primary | 1998-07-26 | 02:20 | 232.1667 | 17510.01 | 7.72 | 22.7 | 1.18 | 0.021 | 1.7797 | 2.64 | 0.78 | 1.86 | 26.2 | 7.6295 | 7 | 61.55 | BMRL | 10.7826 | 2.3047 | 22.6 | 35.6873 | BMRL | BMRL | BMRL | BMRL | 5.6499 | 1.3728 | BMRL | BMRL | BMRL | 5.6499 | 7.0226 | C12-10 | Primary | 1998-07-26 | 18:02 | 247.45 | 18662.679 | 8.11 | 23.1 | 1.295 | 0.0233 | 1.7992 | 1.33 | 0.55 | 0.78 | 26.2 | 7.7336 | 7.1 | 68.75 | BMRL | 9.4281 | 1.5971 | 33.4629 | 44.4881 | BMRL | BMRL | BMRL | BMRL | 5.1669 | BMRL | BMRL | BMRL | BMRL | 5.1669 | 5.1669
|  |  |  | Estimated volume required for 20-minute EBCT, VSC (L) | 146.6974 | [5 empty] | SDS-CHBr3 | mg/L | 34.7 | NA | NA | 36.7 | [6 empty] | 35.7 | 3.9614 | SDS-CHBr3 | mg/L | NA | NA | NA | 38.6 | [6 empty] | 38.6 |  | D-C11-10 | Duplicate | 1998-07-26 | 02:20 | 232.1667 | 17510.01 | 7.72 | 22.7 | 1.18 | 0.0204 | 1.7288 | 2.64 | 0.85 | 1.79 | 26.2 | 7.6399 | 7.1 | 54.65 | BMRL | 10.771 | 2.284 | 22.3 | 35.355 | BMRL | BMRL | BMRL | BMRL | 4.8913 | 1.2195 | BMRL | BMRL | BMRL | 4.8913 | 6.1108 | D-C12-10 | Duplicate | 1998-07-26 | 18:02 | 247.45 | 18662.679 | 8.16 | 23.1 | 1.285 | 0.02355 | 1.8327 | 1.33 | 0.63 | 0.7 | 26.2 | 7.7043 | 7.2 | 65.3 | BMRL | 9.1542 | 1.5947 | 29.1 | 39.8489 | BMRL | BMRL | BMRL | BMRL | 5.2804 | BMRL | BMRL | BMRL | BMRL | 5.2804 | 5.2804
|  |  |  | Mass GAC required, mSC (g) | 2.7076 | [5 empty] | SDS-THM4 | mg/L | 81.2078 | NA | NA | 83.6672 | [6 empty] | 82.4375 | 2.1095 | SDS-THM4 | mg/L | NA | NA | NA | 87.4384 | [6 empty] | 87.4384 |  | Avg-C11-10 | Average | --- | --- | --- | --- | 7.72 | 22.7 | 1.18 | 0.0207 | 1.7542 | 2.64 | 0.815 | 1.825 | 26.2 | 7.6347 | 7.05 | 58.1 | BMRL | 10.7768 | 2.2943 | 22.45 | 35.5211 | BMRL | BMRL | BMRL | BMRL | 5.2706 | 1.2961 | BMRL | BMRL | BMRL | 5.2706 | 6.5667 | Avg-C12-10 | Average | --- | --- | --- | --- | 8.135 | 23.1 | 1.29 | 0.023425 | 1.816 | 1.33 | 0.59 | 0.74 | 26.2 | 7.7189 | 7.15 | 67.025 | BMRL | 9.2911 | 1.5959 | 31.2815 | 42.1685 | BMRL | BMRL | BMRL | BMRL | 5.2236 | BMRL | BMRL | BMRL | BMRL | 5.2236 | 5.2236
[11 empty] | SDS-MCAA* | mg/L | BMRL | NA | NA | BMRL | [6 empty] | BMRL |  | SDS-MCAA* | mg/L | NA | NA | NA | BMRL | [6 empty] | BMRL |  | RPD-C11-10 | RPD | --- | --- | --- | --- | 0 | 0 | 0 | 2.8986 | 2.8986 | 0 | 8.589 | 3.8356 | 0 | 0.1355 | 1.4184 | 11.8761 |  | 0.108 | 0.90082 | 1.3363 | 0.93552 |  |  |  |  | 14.3923 | 11.8284 |  |  |  | 14.3923 | 13.8863 | RPD-C12-10 | RPD | --- | --- | --- | --- | 0.61463 | 0 | 0.77519 | 1.0672 | 1.8424 | 0 | 13.5593 | 10.8108 | 0 | 0.37972 | 1.3986 | 5.1473 |  | 2.9483 | 0.14807 | 13.9473 | 11.0016 |  |  |  |  | 2.1734 |  |  |  |  | 2.1734 | 2.1734
[11 empty] | SDS-DCAA* | mg/L | 1.0366 | NA | NA | 1.2425 | [6 empty] | 1.1395 | 12.7731 | SDS-DCAA* | mg/L | NA | NA | NA | 1.2578 | [6 empty] | 1.2578 |  | BMRL = Below Minimum Reporting Level; NA = Not Analyzed; NR = Not Reported | [15 empty] | BMRL = Below Minimum Reporting Level; NA = Not Analyzed; NR = Not Reported | [17 empty] | BMRL = Below Minimum Reporting Level; NA = Not Analyzed; NR = Not Reported | [14 empty] | BMRL = Below Minimum Reporting Level; NA = Not Analyzed; NR = Not Reported
[11 empty] | SDS-TCAA* | mg/L | BMRL | NA | NA | BMRL | [6 empty] | BMRL |  | SDS-TCAA* | mg/L | NA | NA | NA | BMRL | [6 empty] | BMRL |  | *: These six species make up HAA6, but the other three HAA species, TBAA, CDBAA and DCBAA, should be reported if measured. | [15 empty] | *: These six species make up HAA6, but the other three HAA species, TBAA, CDBAA and DCBAA, should be reported if measured. | [17 empty] | *: These six species make up HAA6, but the other three HAA species, TBAA, CDBAA and DCBAA, should be reported if measured. | [14 empty] | *: These six species make up HAA6, but the other three HAA species, TBAA, CDBAA and DCBAA, should be reported if measured.
[11 empty] | SDS-MBAA* | mg/L | BMRL | NA | NA | BMRL | [6 empty] | BMRL |  | SDS-MBAA* | mg/L | NA | NA | NA | BMRL | [6 empty] | BMRL
[11 empty] | SDS-DBAA* | mg/L | 4.7915 | NA | NA | 8.2575 | [6 empty] | 6.5245 | 37.5632 | SDS-DBAA* | mg/L | NA | NA | NA | 8.8922 | [6 empty] | 8.8922
[11 empty] | SDS-BCAA* | mg/L | 2.2828 | NA | NA | 3.2633 | [6 empty] | 2.773 | 25.0031 | SDS-BCAA* | mg/L | NA | NA | NA | 3.4944 | [6 empty] | 3.4944
[11 empty] | SDS-TBAA | mg/L | BMRL | NA | NA | 4.8864 | [6 empty] | 4.8864 |  | SDS-TBAA | mg/L | NA | NA | NA | 5.2499 | [6 empty] | 5.2499
[11 empty] | SDS-CDBAA | mg/L | 3.0996 | NA | NA | 4.8949 | [6 empty] | 3.9972 | 31.7597 | SDS-CDBAA | mg/L | NA | NA | NA | 5.0715 | [6 empty] | 5.0715
[11 empty] | SDS-DCBAA | mg/L | 2.1438 | NA | NA | 3.0012 | [6 empty] | 2.5725 | 23.5657 | SDS-DCBAA | mg/L | NA | NA | NA | 2.9364 | [6 empty] | 2.9364
[11 empty] | SDS-HAA5 | mg/L | 5.8281 | NA | NA | 9.4999 | [6 empty] | 7.664 | 33.8773 | SDS-HAA5 | mg/L | NA | NA | NA | 10.15 | [6 empty] | 10.15
[11 empty] | SDS-HAA6 | mg/L | 8.1109 | NA | NA | 12.7633 | [6 empty] | 10.4371 | 31.5195 | SDS-HAA6 | mg/L | NA | NA | NA | 13.6443 | [6 empty] | 13.6443
[11 empty] | BMRL = Below Minimum Reporting Level; NA = Not Analyzed; NR = Not Reported | [13 empty] | BMRL = Below Minimum Reporting Level; NA = Not Analyzed; NR = Not Reported
[11 empty] | *: These six species make up HAA6, but the other three HAA species, TBAA, CDBAA and DCBAA, should be reported if measured. | [13 empty] | *: These six species make up HAA6, but the other three HAA species, TBAA, CDBAA and DCBAA, should be reported if measured.
Note on H22: S&H comment: Scaling Factor was determined using opening dimensions given by the sieve manufacturer, which differ slightly from dimensions in the DCS.
Note on BH5: Reviewer D.S. (9/28/99): Discussed in the Summary Report, section 7.2. Chlorine demand decreased over time.
Note on CQ5: Reviewer D.S. (9/28/99): Discussed in the Summary Report, section 7.2. Chlorine demand decreased over time.
Note on DN6: S&H Comment: From bonds.

## Sheet5. 5th Quarter
FIELD-SET 5: 5th QUARTER RSSCT RESULTS (FILE: gacrssct.xls)
Field 5-1: PWS And Treatment Plant Data |  | Field 5-2: Full-Scale GAC Characteristics1 |  | Field 5-3: RSSCT Design Parameters |  |  |  | Field 5-4: Pretreatment Used Prior To GAC1 |  |  | Field 5-5: GAC Influent Water Quality For The 10-Minute EBCT Run | [13 empty] | Field 5-6: GAC Influent Water Quality For The 20-Minute EBCT Run1 | [13 empty] | Field 5-7: GAC Effluent Water Quality For The 10-Minute EBCT Run1 | [15 empty] | Field 5-7: GAC Effluent Water Quality For The 10-Minute EBCT Run (continued) | [17 empty] | Field 5-8: GAC Effluent Water Quality For The 20-Minute EBCT Run1 | [33 empty] | Field 5-9: GAC Cost Parameters
|  |  |  | Input Design Parameters |  | US Standard Mesh Sizes | [32 empty] | Group C, 12 effluent samples per run | [33 empty] | Group C, 12 effluent samples per run
PWS Name | Jacksonville Electric Authority | Carbon manufacturer | Calgon Carbon Co. | RSSCT influent TOC (mg/L) | 1.8 | US standard | Opening | Process | Description | Scale | 10-min. EBCT Start Date | 1998-07-16 | [12 empty] | 20-min. EBCT Start Date | [13 empty] | Sample | Was sample | Sampling | Sampling | Operation | Bed | pH | Temp. | TOC | UV254 | SUVA | SDS | SDS | SDS | SDS | SDS | SDS | SDS | SDS | SDS | SDS | SDS | SDS | SDS | SDS | SDS | SDS | SDS | SDS | SDS | SDS | SDS | SDS | SDS | Sample | Was sample | Sampling | Sampling | Operation | Bed | pH | Temp. | TOC | UV254 | SUVA | SDS | SDS | SDS | SDS | SDS | SDS | SDS | SDS | SDS | SDS | SDS | SDS | SDS | SDS | SDS | SDS | SDS | SDS | SDS | SDS | SDS | SDS | SDS | Cost Parameter | Parameter value
Public Water System Identification Number | FL2161328 | Carbon trade name | F-400 | Inner diameter of the RSSCT column, DSC (mm) | 8 | mesh size | (mm) | Aeration | Iron, hydrogen sulfide gas removal | Full-Scale | 10-min. EBCT Start Time | 10:15 | [12 empty] | 20-min. EBCT Start Time | [13 empty] | ID | duplicated? | date | time | time | volumes | [5 empty] | Cl2 dose | Free Cl2 residual | Cl2 demand | Chlorination temp. | Chlorination pH | Incubation time | TOX | CHCl3 | BDCM | DBCM | CHBr3 | THM4 | MCAA* | DCAA* | TCAA* | MBAA* | DBAA* | BCAA* | TBAA | CDBAA | DCBAA | HAA5 | HAA6 | ID | duplicated? | date | time | time | volumes | [5 empty] | Cl2 dose | Free Cl2 residual | Cl2 demand | Chlorination temp. | Chlorination pH | Incubation time | TOX | CHCl3 | BDCM | DBCM | CHBr3 | THM4 | MCAA* | DCAA* | TCAA* | MBAA* | DBAA* | BCAA* | TBAA | CDBAA | DCBAA | HAA5 | HAA6 | Capital Recovery Interest Rate (%) | 6.5
Water Industry Data Base Number (optional) | NA | Carbon type | Bituminous | Minimum RSSCT Reynolds number, ReSC, min | 0.5 | 4 | 4.75 | Cartridge filtration | 1.0 µm pore size | Bench-Scale | [29 empty] | Y/N | MM/DD/YY | hh:mm | hh.hh | (10 minute) | --- | oC | mg/L | cm-1 | L/(mg*m) | mg/L | mg/L | mg/L | oC | --- | hours | mg Cl- /L | mg/L | mg/L | mg/L | mg/L | mg/L | mg/L | mg/L | mg/L | mg/L | mg/L | mg/L | mg/L | mg/L | mg/L | mg/L | mg/L |  | Y/N | MM/DD/YY | hh:mm | hh.hh | (20 minute) | --- | oC | mg/L | cm-1 | L/(mg*m) | mg/L | mg/L | mg/L | oC | --- | hours | mg Cl- /L | mg/L | mg/L | mg/L | mg/L | mg/L | mg/L | mg/L | mg/L | mg/L | mg/L | mg/L | mg/L | mg/L | mg/L | mg/L | mg/L | Capital Recovery Period (years) | 20
|  | Original GAC mesh size, upper (US standard mesh) | 12 | Full-scale operating temperature, ToC (oC) | 27 | 6 | 3.35 | pH adjustment | NaOH to pH 7.8 (from 7.4) | Bench-Scale | Group A, 2 samples per batch | [13 empty] | Group A, 2 samples per batch | [13 empty] | C1-10 | N | 1998-07-16 | 14:53 | 4.6333 | 349.446 | 8.27 | 23.8 | 0.105 | 0.0013 | 1.2381 | 2.48 | 0.84 | 1.64 | 25 | 7.73 | 7.2 | 6 | BMRL | BMRL | BMRL | 1.5114 | 1.5114 | BMRL | BMRL | BMRL | BMRL | BMRL | BMRL | BMRL | BMRL | BMRL | BMRL | BMRL | [34 empty] | Overhead & Profit Factor (% of construction costs) | 8
Official ICR Contact Person |  | Original GAC mesh size, lower (US standard mesh) | 40 | Full-scale bed porosity, eLC | 0.45 | 8 | 2.36 |  |  |  | Parameter | Units | Sample A1-10 | Sample A2-10 | Sample A3-10 | Sample A4-10 | Sample A5-10 | Sample A6-10 | Sample A7-10 | Sample A8-10 | Sample A9-10 | Average | RPD |  | Parameter | Units | Sample A1-20 | Sample A2-20 | Sample A3-20 | Sample A4-20 | Sample A5-20 | Sample A6-20 | Sample A7-20 | Sample A8-20 | Sample A9-20 | Average | RPD |  | C2-10 | N | 1998-07-18 | 08:34 | 46.3167 | 3493.203 | 8.17 | 23.2 | 0.155 | 0.00125 | 0.80645 | 2.51 | 0.81 | 1.7 | 25 | 7.7199 | 7.2 | 5.05 | BMRL | BMRL | BMRL | 1.9162 | 1.9162 | BMRL | BMRL | BMRL | BMRL | BMRL | BMRL | BMRL | BMRL | BMRL | BMRL | BMRL | [34 empty] | Special Sitework Factor (% of construction costs) | 4
Mailing Address |  | Original carbon particle diameter, dLC (mm) | 1.0525 | Measured RSSCT dry bed density, rSC (g/cm3) | 0.485 | 10 | 2 |  |  |  | Sampling date | MM/DD/YY | 1998-07-16 | 1998-07-27 | [7 empty] | --- | --- |  | Sampling date | MM/DD/YY | [12 empty] | C3-10 | N | 1998-07-18 | 22:27 | 60.2 | 4540.284 | 8.3 | 23 | 0.265 | 0.0021 | 0.79245 | 2.57 | 1.75 | 0.82 | 26.3 | 7.729 | 7.5 | 4.05 | BMRL | BMRL | BMRL | 1.9968 | 1.9968 | BMRL | BMRL | BMRL | BMRL | BMRL | BMRL | BMRL | BMRL | BMRL | BMRL | BMRL | [34 empty] | Construction Contingencies (% of construction costs) | 15
|  | 1: These are the characteristics before the carbon is ground for RSSCT experiments. |  | RSSCT GAC mesh size, upper (US standard mesh) | 140 | 12 | 1.68 |  |  |  | Sampling time | hh:mm | 11:40 | 17:15 | [7 empty] | --- | --- |  | Sampling time | hh:mm | [12 empty] | Avg-C4-10 | Y | 1998-07-19 | 12:23 | 74.1333 | 5591.136 | 8.255 | 23.55 | 0.3625 | 0.003575 | 0.98621 | 2.62 | 0.92 | 1.7 | 26.3 | 7.7339 | 7.55 | 8.675 | BMRL | 1.6022 | BMRL | 4.5597 | 6.1619 | BMRL | BMRL | BMRL | BMRL | BMRL | BMRL | BMRL | BMRL | BMRL | BMRL | BMRL | [34 empty] | Engineering Fee Factor (% of construction costs) | 10
Phone Number |  |  |  | RSSCT GAC mesh size, lower (US standard mesh) | 230 | 16 | 1.18 |  |  |  | Operation time | hh.hh | 1.4167 | 271 | [7 empty] | --- | --- |  | Operation time | hh.hh | [12 empty] | C5-10 | N | 1998-07-20 | 01:47 | 87.5333 | 6601.764 | 8.28 | 22.8 | 0.495 | 0.00525 | 1.0606 | 2.69 | 1.11 | 1.58 | 25 | 7.7047 | 7.2 | 13.25 | BMRL | 2.0575 | BMRL | 5.5669 | 7.6245 | BMRL | BMRL | BMRL | BMRL | 1.0665 | BMRL | BMRL | BMRL | BMRL | 1.0665 | 1.0665 | [34 empty] | 1998 ENR Construction Cost Index (CCI base year 1913) | 5986
FAX Number | [5 empty] | 20 | 0.85 |  |  |  | Bed volumes | (10 minutes) | 106.845 | 20438.82 | [7 empty] | --- | --- |  | Bed volumes | (10 minutes) | [12 empty] | C6-10 | N | 1998-07-20 | 15:28 | 101.2167 | 7633.761 | 8.27 | 24.1 | 0.585 | 0.00705 | 1.2051 | 2.74 | 1.08 | 1.66 | 25 | 7.6999 | 7.2 | 21.2 | BMRL | 2.8939 | BMRL | 7.818 | 10.7119 | BMRL | BMRL | BMRL | BMRL | 1.7392 | BMRL | BMRL | BMRL | BMRL | 1.7392 | 1.7392 | [34 empty] | 1998 Producers Price Index (PPI base year 1967 = 100) | 369
E-Mail Address (optional) |  |  |  | Estimated Run Length |  | 30 | 0.6 |  |  |  | Alkalinity | mg/L as CaCO3 | 131.65 | 130 | [7 empty] | 130.825 | 0.89182 |  | Alkalinity | mg/L as CaCO3 | [12 empty] | C7-10 | N | 1998-07-21 | 05:24 | 115.15 | 8684.613 | 8.22 | 22.4 | 0.655 | 0.0089 | 1.3588 | 2.58 | 1.15 | 1.43 | 25.8 | 7.7343 | 7.3 | 23.45 | BMRL | 3.8365 | BMRL | 8.9054 | 12.7419 | BMRL | BMRL | BMRL | BMRL | 2.3143 | BMRL | BMRL | BMRL | BMRL | 2.3143 | 2.3143 | [34 empty] | Labor Rate + Fringe ($/work-hour) | 20
|  |  |  | Bed volumes to 50% TOC breakthrough, BV50 | 10106.6097 | 40 | 0.425 |  |  |  | Total hardness | mg/L as CaCO3 | 406 | 410 | [7 empty] | 408 | 0.69324 |  | Total hardness | mg/L as CaCO3 | [12 empty] | Avg-C8-10 | Y | 1998-07-21 | 12:26 | 122.1833 | 9215.067 | 8.155 | 23.85 | 0.7675 | 0.01065 | 1.3876 | 2.615 | 1.12 | 1.495 | 25.8 | 7.7066 | 7.3 | 26.25 | BMRL | 4.9529 | 1.0524 | 10.764 | 16.7693 | BMRL | BMRL | BMRL | BMRL | 2.9062 | BMRL | BMRL | BMRL | BMRL | 2.9062 | 2.9062 | [34 empty] | Labor Overhead Factor (% of labor) | 29
Technical ICR Contact Person |  |  |  | Estimated run length, BVT ( = 2 x BV50) | 20213.2193 | 50 | 0.3 |  |  |  | Calcium hardness | mg/L as CaCO3 | 250 | 250 | [7 empty] | 250 | 0 |  | Calcium hardness | mg/L as CaCO3 | [12 empty] | C9-10 | N | 1998-07-21 | 19:19 | 129.0667 | 9734.208 | 8.32 | 23.7 | 0.825 | 0.0117 | 1.4182 | 2.49 | 1.02 | 1.47 | 25.8 | 7.7582 | 7.2 | 29.4 | BMRL | 5.4763 | 1.051 | 12.5 | 19.0272 | BMRL | BMRL | BMRL | BMRL | 2.6066 | BMRL | BMRL | BMRL | BMRL | 2.6066 | 2.6066 | [34 empty] | Electric Rate ($/kW-h) | 0.0725
Mailing Address |  |  |  | BVT + 30% safety factor, BVT+30% ( = 2.6 x BV50) | 26277.1851 | 60 | 0.25 |  |  |  | Ammonia | mg NH3-N / L | 0.15 | 0.14 | [7 empty] | 0.145 | 4.8766 |  | Ammonia | mg NH3-N / L | [12 empty] | C10-10 | N | 1998-07-22 | 16:13 | 149.9667 | 11310.486 | 8.28 | 24 | 0.965 | 0.015 | 1.5544 | 2.44 | 0.99 | 1.45 | 25.8 | 7.7736 | 7.2 | 39.9 | BMRL | 7.4771 | 1.4061 | 17 | 25.8832 | BMRL | BMRL | BMRL | BMRL | 3.8158 | BMRL | BMRL | BMRL | BMRL | 3.8158 | 3.8158 | [34 empty] | Fuel Oil Rate ($/gal) | 0.53
[6 empty] | 70 | 0.21 |  |  |  | Bromide | mg/L | 500 | 490 | [7 empty] | 495 | 1.4285 |  | Bromide | mg/L | [12 empty] | Avg-C11-10 | Y | 1998-07-24 | 10:10 | 191.9167 | 14474.355 | 8.23 | 23.05 | 1.1125 | 0.01985 | 1.7843 | 2.43 | 0.98 | 1.45 | 26.2 | 7.7519 | 7.2 | 57.25 | BMRL | 9.6024 | 1.6998 | 22.85 | 34.1522 | BMRL | BMRL | BMRL | BMRL | 4.3786 | BMRL | BMRL | BMRL | BMRL | 4.3786 | 4.3786 | [34 empty] | Natural Gas Rate ($/ft3) | 0.0024
Phone Number |  |  |  | General RSSCT Design Parameters |  | 80 | 0.18 | [31 empty] | C12-10 | N | 1998-07-26 | 15:09 | 244.9 | 18470.358 | 8.29 | 23.3 | 1.255 | 0.0236 | 1.8805 | 2.41 | 0.73 | 1.68 | 26.2 | 7.715 | 7.3 | 66.9 | BMRL | 10.2286 | 1.6428 | 27.1 | 38.9715 | BMRL | BMRL | BMRL | BMRL | 5.4336 | BMRL | BMRL | BMRL | BMRL | 5.4336 | 5.4336 | [34 empty] | Current Process Water Rate ($/1000 gal) | 0.84
FAX Number |  |  |  | Kinematic viscosity at ToC, nLC (m2/s) | 8.6867e-07 | 100 | 0.15 |  |  |  | Group B, 3 samples per batch | [13 empty] | Group B, 3 samples per batch | [13 empty] | C13-10 | N | 1998-07-27 | 20:00 | 273.75 | 20646.225 | 8.26 | 22.7 | 1.32 | 0.025 | 1.8939 | NA | NA | NR | NA | NA | NA | NA | NA | NA | NA | NA | NA | NA | NA | NA | NA | NA | NA | NA | NA | NA | NA | NA | [34 empty] | Modifications to Existing Plant (% of construction costs) | 5
E-Mail Address (optional) |  |  |  | RSSCT carbon particle diameter, dSC (mm) | 0.084 | 120 | 0.125 |  |  |  | Parameter | Units | Sample B1-20 | Sample B2-20 | Sample B3-20 | Sample B4-20 | Sample B5-20 | Sample B6-20 | Sample B7-20 | Sample B8-20 | Sample B9-20 | Sample B20-20 | Average | %SD | Parameter | Units | Sample B1-20 | Sample B2-20 | Sample B3-20 | Sample B4-20 | Sample B5-20 | Sample B6-20 | Sample B7-20 | Sample B8-20 | Sample B9-20 | Sample B20-20 | Average | %SD
|  |  |  | Scaling factor, SF | 12.57 | 140 | 0.106 | 1: Design information, similar to that shown in Tables 6c and 6d of the ICR rule, must be included in |  |  | Sampling date | MM/DD/YY | 1998-07-16 | 1998-07-20 | 1998-07-24 | 1998-07-27 | [6 empty] | --- | --- | Sampling date | MM/DD/YY
Plant Name | Arlington Water Treatment Plant |  |  | RSSCT hydraulic loading rate, vSC (m/hr) | 8.3765 | 170 | 0.088 | the hard-copy Treatment Study Summary Report (see Section 10.0). The purpose of this table |  |  | Sampling time | hh:mm | 11:45 | 15:45 | 08:55 | 17:15 | [6 empty] | --- | --- | Sampling time | hh:mm
Treatment Plant Category | OTHER/GW |  |  | RSSCT flow rate, QSC (mL/min) | 7.0174 | 200 | 0.075 | is to list the pretreatment processes used in this particular RSSCT run. |  |  | Operation time | hh.hh | 1.5 | 101.5 | 190.6667 | 271 | [6 empty] | --- | --- | Operation time | hh.hh
Process Train Name | Aeration-Pre/Post Chlorination |  |  | Estimated total influent volume required, VSCT (L) | #VALUE! | 230 | 0.062 |  |  |  | Bed volumes | (10 minute) | 113.13 | 7655.13 | 14380.08 | 20438.82 | [6 empty] | --- | --- | Bed volumes | (10 minute) | [12 empty] | BMRL = Below Minimum Reporting Level; NA = Not Analyzed; NR = Not Reported | [15 empty] | BMRL = Below Minimum Reporting Level; NA = Not Analyzed; NR = Not Reported | [17 empty] | BMRL = Below Minimum Reporting Level; NA = Not Analyzed; NR = Not Reported | [15 empty] | BMRL = Below Minimum Reporting Level; NA = Not Analyzed; NR = Not Reported
ICR Treatment Plant Identification Number | 281 |  |  |  |  | 270 | 0.053 |  |  |  | pH | --- | 7.77 | 7.81 | 7.84 | 7.84 | [6 empty] | 7.815 | 0.42439 | pH | --- | [12 empty] | *: These six species make up HAA6, but the other three HAA species, TBAA, CDBAA and DCBAA, should be reported if measured. | [15 empty] | *: These six species make up HAA6, but the other three HAA species, TBAA, CDBAA and DCBAA, should be reported if measured. | [17 empty] | *: These six species make up HAA6, but the other three HAA species, TBAA, CDBAA and DCBAA, should be reported if measured. | [15 empty] | *: These six species make up HAA6, but the other three HAA species, TBAA, CDBAA and DCBAA, should be reported if measured.
PWSID Number of Plant (if assigned) | NA |  |  | 10-Minute EBCT Run |  | 325 | 0.044 |  |  |  | Turbidity | ntu | 0.1 | NA | NA | 0.1 | [6 empty] | 0.1 | 0 | Turbidity | ntu | [12 empty] | 1: Do not enter the results from duplicate samples into the table above, instead enter the average value for the primary and duplicate analyses in the above table, and enter the results for the primary and duplicate analyses below. | [33 empty] | 1: Do not enter the results from duplicate samples into the table above, instead enter the average value for the primary and duplicate analyses in the above table, and enter the results for the primary and duplicate analyses below.
Historical Minimum Water Temperature (oC) | 22 |  |  | Full-scale empty bed contact time, EBCTLC (min) | 10 | 400 | 0.037 |  |  |  | Temperature | oC | 20.6 | 20.3 | 20.4 | 20.5 | [6 empty] | 20.45 | 0.63129 | Temperature | oC
Historical Average Water Temperature (oC) | 28 |  |  | Estimated full-scale run time, tLCT (days) | 182.4805 | [5 empty] | Total organic carbon | mg/L | 1.76 | 1.76 | NA | 1.785 | [6 empty] | 1.7683 | 0.81624 | Total organic carbon | mg/L | [12 empty] | Group D, 3 duplicate effluent samples per run (results from primary and duplicate analyses) | [33 empty] | Group D, 3 duplicate effluent samples per run (results from primary and duplicate analyses)
State Approved Plant Capacity (MGD) | 12.2 |  |  | RSSCT empty bed contact time, EBCTSC (min) | 0.79554 | [5 empty] | UV254 | cm-1 | 0.04735 | NA | NA | 0.0472 | [6 empty] | 0.047275 | 0.22436 | UV254 | cm-1 | [12 empty] | Sample | Sample | Sampling | Sampling | Operation | Bed | pH | Temp. | TOC | UV254 | SUVA | SDS | SDS | SDS | SDS | SDS | SDS | SDS | SDS | SDS | SDS | SDS | SDS | SDS | SDS | SDS | SDS | SDS | SDS | SDS | SDS | SDS | SDS | SDS | Sample | Sample | Sampling | Sampling | Operation | Bed | pH | Temp. | TOC | UV254 | SUVA | SDS | SDS | SDS | SDS | SDS | SDS | SDS | SDS | SDS | SDS | SDS | SDS | SDS | SDS | SDS | SDS | SDS | SDS | SDS | SDS | SDS | SDS | SDS
|  |  |  | Estimated RSSCT run time, tSCT (days) | 14.5171 | [5 empty] | SUVA | L/(mg*m) | 2.6903 | NR | NR | 2.6443 | [6 empty] | 2.6673 | 1.2217 | SUVA | L/(mg*m) | [12 empty] | ID | Type | date | time | time | volumes | [5 empty] | Cl2 dose | Free Cl2 residual | Cl2 demand | Chlorination temp. | Chlorination pH | Incubation time | TOX | CHCl3 | BDCM | DBCM | CHBr3 | THM4 | MCAA* | DCAA* | TCAA* | MBAA* | DBAA* | BCAA* | TBAA | CDBAA | DCBAA | HAA5 | HAA6 | ID | Type | date | time | time | volumes | [5 empty] | Cl2 dose | Free Cl2 residual | Cl2 demand | Chlorination temp. | Chlorination pH | Incubation time | TOX | CHCl3 | BDCM | DBCM | CHBr3 | THM4 | MCAA* | DCAA* | TCAA* | MBAA* | DBAA* | BCAA* | TBAA | CDBAA | DCBAA | HAA5 | HAA6
|  |  |  | RSSCT bed length, lSC (cm) | 11.1064 | [5 empty] | SDS-Cl2 dose | mg/L | 4.15 | NA | NA | 4.2 | [6 empty] | 4.175 | 0.84683 | SDS-Cl2 dose | mg/L | [14 empty] | MM/DD/YY | hh:mm | hh.hh | (10 minute) | --- | oC | mg/L | cm-1 | L/(mg*m) | mg/L | mg/L | mg/L | oC | --- | hours | mg Cl- /L | mg/L | mg/L | mg/L | mg/L | mg/L | mg/L | mg/L | mg/L | mg/L | mg/L | mg/L | mg/L | mg/L | mg/L | mg/L | mg/L |  |  | MM/DD/YY | hh:mm | hh.hh | (20 minute) | --- | oC | mg/L | cm-1 | L/(mg*m) | mg/L | mg/L | mg/L | oC | --- | hours | mg Cl- /L | mg/L | mg/L | mg/L | mg/L | mg/L | mg/L | mg/L | mg/L | mg/L | mg/L | mg/L | mg/L | mg/L | mg/L | mg/L | mg/L
|  |  |  | Estimated volume required for 10-minute EBCT, VSC (L) | 146.6974 | [5 empty] | SDS-Free Cl2 residual | mg/L | 0.95 | NA | NA | 1.09 | [6 empty] | 1.02 | 9.7054 | SDS-Free Cl2 residual | mg/L | [12 empty] | C4-10 | Primary | 1998-07-19 | 12:23 | 74.1333 | 5591.136 | 8.25 | 23.6 | 0.37 | 0.0037 | 1 | 2.62 | 0.91 | 1.71 | 26.3 | 7.7195 | 7.5 | 8.55 | BMRL | 1.6447 | BMRL | 4.9884 | 6.6331 | BMRL | BMRL | BMRL | BMRL | BMRL | BMRL | BMRL | BMRL | BMRL | BMRL | BMRL
|  |  |  | Mass GAC required, mSC (g) | 2.7076 | [5 empty] | SDS-Cl2 demand | mg/L | 3.2 | NR | NR | 3.11 | [6 empty] | 3.155 | 2.0171 | SDS-Cl2 demand | mg/L | [12 empty] | D-C4-10 | Duplicate | 1998-07-19 | 12:23 | 74.1333 | 5591.136 | 8.26 | 23.5 | 0.355 | 0.00345 | 0.97183 | 2.62 | 0.93 | 1.69 | 26.3 | 7.7482 | 7.6 | 8.8 | BMRL | 1.5597 | BMRL | 4.131 | 5.6907 | BMRL | BMRL | BMRL | BMRL | BMRL | BMRL | BMRL | BMRL | BMRL | BMRL | BMRL
[11 empty] | SDS-Chlorination temp. | oC | 26.3 | NA | NA | 28.8 | [6 empty] | 27.55 | 6.4166 | SDS-Chlorination temp. | oC | [12 empty] | Avg-C4-10 | Average | --- | --- | --- | --- | 8.255 | 23.55 | 0.3625 | 0.003575 | 0.98592 | 2.62 | 0.92 | 1.7 | 26.3 | 7.7339 | 7.55 | 8.675 | BMRL | 1.6022 | BMRL | 4.5597 | 6.1619 | BMRL | BMRL | BMRL | BMRL | BMRL | BMRL | BMRL | BMRL | BMRL | BMRL | BMRL
|  |  |  | 20-Minute EBCT Run | [6 empty] | SDS-Chlorination pH | --- | 7.76 | NA | NA | 7.7071 | [6 empty] | 7.7336 | 0.48343 | SDS-Chlorination pH | --- | [12 empty] | RPD-C4-10 | RPD | --- | --- | --- | --- | 0.12114 | 0.42463 | 4.1379 | 6.993 | 2.8571 | 0 | 2.1739 | 1.1765 | 0 | 0.37007 | 1.3245 | 2.8818 |  | 5.3018 |  | 18.8049 | 15.2939
|  |  |  | Full-scale empty bed contact time, EBCTLC (min) | NA | [5 empty] | SDS-Incubation time | hours | 7.1 | NA | NA | 7.3 | [6 empty] | 7.2 | 1.9642 | SDS-Incubation time | hours | [12 empty] | C8-10 | Primary | 1998-07-21 | 12:26 | 122.1833 | 9215.067 | 8.15 | 23.9 | 0.775 | 0.0107 | 1.3806 | 2.62 | 1.16 | 1.46 | 25.8 | 7.679 | 7.3 | 27.4 | BMRL | 4.7867 | 1.0198 | 10.1734 | 15.9799 | BMRL | BMRL | BMRL | BMRL | 2.7591 | BMRL | BMRL | BMRL | BMRL | 2.7591 | 2.7591
|  |  |  | Estimated full-scale run time, tLCT (days) | #VALUE! | [5 empty] | SDS-TOX | mg Cl- /L | 134.45 | NA | NA | 140.65 | [6 empty] | 137.55 | 3.1872 | SDS-TOX | mg Cl- /L | [12 empty] | D-C8-10 | Duplicate | 1998-07-21 | 12:26 | 122.1833 | 9215.067 | 8.16 | 23.8 | 0.76 | 0.0106 | 1.3947 | 2.61 | 1.08 | 1.53 | 25.8 | 7.7343 | 7.3 | 25.1 | BMRL | 5.1191 | 1.085 | 11.3546 | 17.5586 | BMRL | BMRL | BMRL | BMRL | 3.0533 | BMRL | BMRL | BMRL | BMRL | 3.0533 | 3.0533
|  |  |  | RSSCT empty bed contact time, EBCTSC (min) | #VALUE! | [5 empty] | SDS-CHCl3 | mg/L | 2.6151 | NA | NA | 3.0918 | [6 empty] | 2.8535 | 11.8122 | SDS-CHCl3 | mg/L | [12 empty] | Avg-C8-10 | Average | --- | --- | --- | --- | 8.155 | 23.85 | 0.7675 | 0.01065 | 1.3877 | 2.615 | 1.12 | 1.495 | 25.8 | 7.7066 | 7.3 | 26.25 | BMRL | 4.9529 | 1.0524 | 10.764 | 16.7693 | BMRL | BMRL | BMRL | BMRL | 2.9062 | BMRL | BMRL | BMRL | BMRL | 2.9062 | 2.9062
|  |  |  | Estimated RSSCT run time, tSCT (days) | #VALUE! | [5 empty] | SDS-BDCM | mg/L | 28.4518 | NA | NA | 34.1647 | [6 empty] | 31.3083 | 12.9026 | SDS-BDCM | mg/L | [12 empty] | RPD-C8-10 | RPD | --- | --- | --- | --- | 0.12262 | 0.41929 | 1.9544 | 0.93897 | 1.0155 | 0.38241 | 7.1429 | 4.6823 | 0 | 0.71777 | 0 | 8.7619 |  | 6.7101 | 6.1861 | 10.9741 | 9.4142 |  |  |  |  | 10.1246 |  |  |  |  | 10.1246 | 10.1246
|  |  |  | RSSCT bed length, lSC (cm) | #VALUE! | [5 empty] | SDS-DBCM | mg/L | 10.1498 | NA | NA | 12.7317 | [6 empty] | 11.4407 | 15.9578 | SDS-DBCM | mg/L | [12 empty] | C11-10 | Primary | 1998-07-24 | 10:10 | 191.9167 | 14474.355 | 8.23 | 23.1 | 1.12 | 0.0196 | 1.75 | 2.43 | 0.93 | 1.5 | 26.2 | 7.7395 | 7.2 | 58.4 | BMRL | 9.9237 | 1.7827 | 23.1 | 34.8064 | BMRL | BMRL | BMRL | BMRL | 4.4918 | BMRL | BMRL | BMRL | BMRL | 4.4918 | 4.4918
|  |  |  | Estimated volume required for 20-minute EBCT, VSC (L) | #VALUE! | [5 empty] | SDS-CHBr3 | mg/L | 35.7 | NA | NA | 40 | [6 empty] | 37.85 | 8.0332 | SDS-CHBr3 | mg/L | [12 empty] | D-C11-10 | Duplicate | 1998-07-24 | 10:10 | 191.9167 | 14474.355 | 8.23 | 23 | 1.105 | 0.0201 | 1.819 | 2.43 | 1.03 | 1.4 | 26.2 | 7.7643 | 7.2 | 56.1 | BMRL | 9.2811 | 1.6169 | 22.6 | 33.498 | BMRL | BMRL | BMRL | BMRL | 4.2654 | BMRL | BMRL | BMRL | BMRL | 4.2654 | 4.2654
|  |  |  | Mass GAC required, mSC (g) | #VALUE! | [5 empty] | SDS-THM4 | mg/L | 76.9168 | NA | NA | 89.9882 | [6 empty] | 83.4525 | 11.0756 | SDS-THM4 | mg/L | [12 empty] | Avg-C11-10 | Average | --- | --- | --- | --- | 8.23 | 23.05 | 1.1125 | 0.01985 | 1.7845 | 2.43 | 0.98 | 1.45 | 26.2 | 7.7519 | 7.2 | 57.25 | BMRL | 9.6024 | 1.6998 | 22.85 | 34.1522 | BMRL | BMRL | BMRL | BMRL | 4.3786 | BMRL | BMRL | BMRL | BMRL | 4.3786 | 4.3786
[11 empty] | SDS-MCAA* | mg/L | BMRL | NA | NA | BMRL | [6 empty] | BMRL |  | SDS-MCAA* | mg/L | [12 empty] | RPD-C11-10 | RPD | --- | --- | --- | --- | 0 | 0.43384 | 1.3483 | 2.5189 | 3.8669 | 0 | 10.2041 | 6.8966 | 0 | 0.31916 | 0 | 4.0175 |  | 6.6918 | 9.7581 | 2.1882 | 3.8312 |  |  |  |  | 5.1716 |  |  |  |  | 5.1716 | 5.1716
[11 empty] | SDS-DCAA* | mg/L | 1.0725 | NA | NA | 1.2846 | [6 empty] | 1.1786 | 12.7211 | SDS-DCAA* | mg/L | [12 empty] | BMRL = Below Minimum Reporting Level; NA = Not Analyzed; NR = Not Reported | [15 empty] | BMRL = Below Minimum Reporting Level; NA = Not Analyzed; NR = Not Reported | [17 empty] | BMRL = Below Minimum Reporting Level; NA = Not Analyzed; NR = Not Reported | [14 empty] | BMRL = Below Minimum Reporting Level; NA = Not Analyzed; NR = Not Reported
[11 empty] | SDS-TCAA* | mg/L | BMRL | NA | NA | BMRL | [6 empty] | BMRL |  | SDS-TCAA* | mg/L | [12 empty] | *: These six species make up HAA6, but the other three HAA species, TBAA, CDBAA and DCBAA, should be reported if measured. | [15 empty] | *: These six species make up HAA6, but the other three HAA species, TBAA, CDBAA and DCBAA, should be reported if measured. | [17 empty] | *: These six species make up HAA6, but the other three HAA species, TBAA, CDBAA and DCBAA, should be reported if measured. | [14 empty] | *: These six species make up HAA6, but the other three HAA species, TBAA, CDBAA and DCBAA, should be reported if measured.
[11 empty] | SDS-MBAA* | mg/L | BMRL | NA | NA | BMRL | [6 empty] | BMRL |  | SDS-MBAA* | mg/L
[11 empty] | SDS-DBAA* | mg/L | 4.5808 | NA | NA | 8.5546 | [6 empty] | 6.5677 | 42.783 | SDS-DBAA* | mg/L
[11 empty] | SDS-BCAA* | mg/L | 1.9849 | NA | NA | 3.309 | [6 empty] | 2.6469 | 35.3723 | SDS-BCAA* | mg/L
[11 empty] | SDS-TBAA | mg/L | BMRL | NA | NA | 4.6874 | [6 empty] | 4.6874 |  | SDS-TBAA | mg/L
[11 empty] | SDS-CDBAA | mg/L | 2.6843 | NA | NA | 4.7736 | [6 empty] | 3.7289 | 39.6203 | SDS-CDBAA | mg/L
[11 empty] | SDS-DCBAA | mg/L | 2.0205 | NA | NA | 3.042 | [6 empty] | 2.5312 | 28.5375 | SDS-DCBAA | mg/L
[11 empty] | SDS-HAA5 | mg/L | 5.6534 | NA | NA | 9.8392 | [6 empty] | 7.7463 | 38.2092 | SDS-HAA5 | mg/L
[11 empty] | SDS-HAA6 | mg/L | 7.6383 | NA | NA | 13.1482 | [6 empty] | 10.3932 | 37.4867 | SDS-HAA6 | mg/L
[11 empty] | BMRL = Below Minimum Reporting Level; NA = Not Analyzed; NR = Not Reported | [13 empty] | BMRL = Below Minimum Reporting Level; NA = Not Analyzed; NR = Not Reported
[11 empty] | *: These six species make up HAA6, but the other three HAA species, TBAA, CDBAA and DCBAA, should be reported if measured. | [13 empty] | *: These six species make up HAA6, but the other three HAA species, TBAA, CDBAA and DCBAA, should be reported if measured.
Note on H22: S&H comment: Scaling Factor was determined using opening dimensions given by the sieve manufacturer, which differ slightly from dimensions in the DCS.
Note on BH5: Reviewer D.S. (9/28/99): Discussed in the Summary Report, section 7.2. Chlorine demand decreased over time.
Note on DN6: S&H Comment: From bonds.