## Sheet1. 1st Quarter
FIELD-SET 2: 2nd QUARTER RSSCT RESULTS (FILE: gacrssct.xls)
Field 2-1: PWS And Treatment Plant Data |  | Field 2-2: Full-Scale GAC Characteristics1 |  | Field 2-3: RSSCT Design Parameters |  |  |  | Field 2-4: Pretreatment Used Prior To GAC1 |  |  | Field 1-5: GAC Influent Water Quality For The 10-Minute EBCT Run | [6 empty] | Field 1-6: GAC Influent Water Quality For The 20-Minute EBCT Run1 | [6 empty] | Field 2-7: GAC Effluent Water Quality For The 10-Minute EBCT Run1 | [15 empty] | Field 2-7: GAC Effluent Water Quality For The 10-Minute EBCT Run (continued) | [17 empty] | Field 2-8: GAC Effluent Water Quality For The 20-Minute EBCT Run1 | [14 empty] | Field 2-8: GAC Effluent Water Quality For The 20-Minute EBCT Run (continued) | [18 empty] | Field 2-9: GAC Cost Parameters
|  |  |  | Input Design Parameters |  | US Standard Mesh Sizes | [18 empty] | Group C, 12 effluent samples per run | [33 empty] | Group C, 12 effluent samples per run
PWS Name | City of Ann Arbor | Carbon manufacturer | Calgon | RSSCT influent TOC (mg/L) | 2.55 | US standard | Opening | Process | Description | Scale | 10-min. EBCT Start Date | 1998-05-06 | [5 empty] | 20-min. EBCT Start Date | 1998-05-06 | [5 empty] | Sample | Was sample | Sampling | Sampling | Operation | Bed | pH | Temp. | TOC | UV254 | SUVA | SDS | SDS | SDS | SDS | SDS | SDS | SDS | SDS | SDS | SDS | SDS | SDS | SDS | SDS | SDS | SDS | SDS | SDS | SDS | SDS | SDS | SDS | SDS | Sample | Was sample | Sampling | Sampling | Operation | Bed | pH | Temp. | TOC | UV254 | SUVA | SDS | SDS | SDS | SDS | SDS | SDS | SDS | SDS | SDS | SDS | SDS | SDS | SDS | SDS | SDS | SDS | SDS | SDS | SDS | SDS | SDS | SDS | SDS | Cost Parameter | Parameter value
Public Water System Identification Number | MI0000220 | Carbon trade name | F300 | Inner diameter of the RSSCT column, DSC (mm) | 8 | mesh size | (mm) | Rapid Mix, Train 1 | 32,180 gal; Lime @ 237 mg/L | Full scale | 10-min. EBCT Start Time | 16:00 | [5 empty] | 20-min. EBCT Start Time | 16:00 | [5 empty] | ID | duplicated? | date | time | time | volumes | [5 empty] | Cl2 dose | Free Cl2 residual | Cl2 demand | Chlorination temp. | Chlorination pH | Incubation time | TOX | CHCl3 | BDCM | DBCM | CHBr3 | THM4 | MCAA* | DCAA* | TCAA* | MBAA* | DBAA* | BCAA* | TBAA | CDBAA | DCBAA | HAA5 | HAA6 | ID | duplicated? | date | time | time | volumes | [5 empty] | Cl2 dose | Free Cl2 residual | Cl2 demand | Chlorination temp. | Chlorination pH | Incubation time | TOX | CHCl3 | BDCM | DBCM | CHBr3 | THM4 | MCAA* | DCAA* | TCAA* | MBAA* | DBAA* | BCAA* | TBAA | CDBAA | DCBAA | HAA5 | HAA6 | Capital Recovery Interest Rate (%) | 8%
Water Industry Data Base Number (optional) | NA | Carbon type | Bituminous | Minimum RSSCT Reynolds number, ReSC, min | 0.5 | 4 | 4.75 | Rapid Mix, Train 2 | 9,965 gal; lime @ 237 mg/L | Full scale | [15 empty] | Y/N | MM/DD/YY | hh:mm | hh.hh | (10 minute) | --- | oC | mg/L | cm-1 | L/(mg*m) | mg/L | mg/L | mg/L | oC | --- | hours | mg Cl- /L | mg/L | mg/L | mg/L | mg/L | mg/L | mg/L | mg/L | mg/L | mg/L | mg/L | mg/L | mg/L | mg/L | mg/L | mg/L | mg/L |  | Y/N | MM/DD/YY | hh:mm | hh.hh | (20 minute) | --- | oC | mg/L | cm-1 | L/(mg*m) | mg/L | mg/L | mg/L | oC | --- | hours | mg Cl- /L | mg/L | mg/L | mg/L | mg/L | mg/L | mg/L | mg/L | mg/L | mg/L | mg/L | mg/L | mg/L | mg/L | mg/L | mg/L | mg/L | Capital Recovery Period (years) | 20
|  | Original GAC mesh size, upper (US standard mesh) | 8 | Full-scale operating temperature, ToC (oC) | 14 | 6 | 3.35 | Flocculation, Train 1 | 462,494 gal; 3 stages, mean velocity gradient of 44, 44, & 41 1/sec at each stage; Cat Floc-T @ 0.66 mg/L | Full scale | Group A, 2 samples per batch | [6 empty] | Group A, 2 samples per batch | [6 empty] | AA-C1-S1 | N | 1998-05-06 | 19:23 | 3.375 | 139.3953 | 8.71 | 20 | 0 | 0.002125 | #DIV/0! | 1.9 | 0.88 | 1.02 | 14 | 9.21 | 19.95 | 0 | 0 | 1.091 | 2.06 | 1.615 | 4.766 | 0 | 0 | 0 | 0 | 0 | 0 | NA | NA | NA | 0 | 0 | AA-C2-S1 | N | 1998-05-06 | 19:23 | 3.375 | 69.6977 | 8.44 | 20 | 0 | 0.001375 | #DIV/0! | 1.9 | 0.69 | 1.21 | 14 | 9.29 | 19.8167 | BMRL | BMRL | BMRL | 1.773 | 1.526 | 3.299 | 0 | 0 | 0 | 0 | 0 | 0 | NA | NA | NA | 0 | 0 | Overhead & Profit Factor (% of construction costs) | 15
Official ICR Contact Person |  | Original GAC mesh size, lower (US standard mesh) | 30 | Full-scale bed porosity, eLC | 0.42 | 8 | 2.36 | Flocculation, Train 2 | 372,444 gal, 3 stages, mean velocity gradient of 104 1/sec at each stage; Cat Floc-T @ 0.66 mg/L | Full scale | Parameter | Units | Sample A1-10 | Sample A2-10 | Average | RPD |  | Parameter | Units | Sample A1-20 | Sample A2-20 | Average | RPD |  | AA-C1-S2 | N | 1998-05-07 | 10:47 | 18.7833 | 775.7953 | 8.87 | 20 | 0 | 0.001875 | #DIV/0! | 1.9 | 0.97 | 0.93 | 14 | 9.2 | 19.8333 | 0 | 0 | 1.375 | 3.023 | 2.542 | 6.94 | 0 | 0 | 0 | 0 | 0 | 0 | NA | NA | NA | 0 | 0 | AA-C2-S2 | N | 1998-05-07 | 19:15 | 27.25 | 562.7442 | 8.93 | 20 | 0 | 0.002125 | #DIV/0! | 1.9 | 1.05 | 0.85 | 14 | 9.3 | 19.8 | BMRL | BMRL | 1.031 | 2.19 | 1.859 | 5.08 | 0 | 0 | 0 | 0 | 0 | 0 | NA | NA | NA | 0 | 0 | Special Sitework Factor (% of construction costs) | 15
Mailing Address |  | Original carbon particle diameter, dLC (mm) | 1.48 | Measured RSSCT dry bed density, rSC (g/cm3) | 0.46 | 10 | 2 | Sedimentation, Train 1 | 13,970 sf surface area, 1,279,968 gal volume | Full scale | Sampling date | MM/DD/YY | 1998-05-06 | 1998-05-21 | --- | --- |  | Sampling date | MM/DD/YY | 1998-05-06 | 1998-05-21 | --- | --- |  | AA-C1-S3-A | Y | 1998-05-07 | 21:16 | 29.2708 | 1208.9535 | 8.875 | 20 | 0 | 0.0055625 | #DIV/0! | 1.9 | 1.01 | 0.89 | 14 | 9.21 | 19.8 | 0 | 0 | 2.5025 | 5.7135 | 5.1665 | 13.3825 | 0 | 0 | 0 | 0 | 0 | 0 | NA | NA | NA | 0 | 0 | AA-C2-S3-A | Y | 1998-05-08 | 22:45 | 54.75 | 1130.6512 | 8.615 | 20 | 0 | 0.0024375 | #DIV/0! | 1.9 | 1.335 | 0.565 | 14 | 9.215 | 20.0167 | BMRL | BMRL | 1.406 | 3.619 | 3.042 | 8.067 | NR | 0 | 0 | 0 | 0 | 0 | NA | NA | NA | 0 | 0 | Construction Contingencies (% of construction costs) | 30
|  | 1: These are the characteristics before the carbon is ground for RSSCT experiments. |  | RSSCT GAC mesh size, upper (US standard mesh) | 60 | 12 | 1.68 | Sedimentation, Train 2 | 13,273 sf surface area, 1,812,065 gal volume | Full scale | Sampling time | hh:mm | 17:00 | 18:00 | --- | --- |  | Sampling time | hh:mm | 17:00 | 18:00 | --- | --- |  | AA-C1-S4 | N | 1998-05-08 | 11:02 | 43.0333 | 1777.3767 | 8.81 | 20 | 0.72 | 0.007375 | 1.0243 | 2 | 1.21 | 0.79 | 14 | 9.24 | 19.7833 | 26.95 | 1.413 | 4.417 | 9.238 | 6.71 | 21.778 | 0 | 0 | 0 | 0 | 1.3 | 0 | NA | NA | NA | 1.3 | 1.3 | AA-C2-S4 | N | 1998-05-09 | 20:00 | 76 | 1569.4884 | 8.48 | 20 | 0 | 0.00375 | #DIV/0! | 1.9 | 1.17 | 0.73 | 14 | 9.23 | 24 | BMRL | BMRL | 2.017 | 5.328 | 4.971 | 12.316 | NR | 0 | 0 | 0 | 0 | 0 | NA | NA | NA | 0 | 0 | Engineering Fee Factor (% of construction costs) | 15
Phone Number |  |  |  | RSSCT GAC mesh size, lower (US standard mesh) | 80 | 16 | 1.18 | Recarbonation, Train 1 | 132 sf; vol. of 11,848 gal; CO2 added to target pH, well water also added at this point | Full scale | Operation time | hh.hh | 1 | 362 | --- | --- |  | Operation time | hh.hh | 1 | 362 | --- | --- |  | AA-C1-S5 | N | 1998-05-08 | 19:23 | 51.375 | 2121.907 | 8.69 | 20 | 0.87 | 0.00875 | 1.0057 | 2 | 1.16 | 0.84 | 14 | 9.21 | 19.7667 | 29.55 | 1.899 | 5.541 | 10.53 | 6.827 | 24.797 | 0 | 0 | 0 | 0 | 1.5 | 0 | NA | NA | NA | 1.5 | 1.5 | AA-C2-S5 | N | 1998-05-10 | 20:44 | 100.7333 | 2080.2605 | 8.64 | 20 | 0.65 | 0.008125 | 1.25 | 1.9 | 0.83 | 1.07 | 14 | 9.25 | 21 | 25.3 | 1.236 | 4.057 | 8.868 | 6.965 | 21.126 | NR | 0 | 0 | 0 | 0 | 0 | NA | NA | NA | 0 | 0 | 1998 ENR Construction Cost Index (CCI base year 1913) | 5986
FAX Number | [5 empty] | 20 | 0.85 | Recarbonation, Train 2 | 750 sf; vol. of 12,000 gal; CO2 added to target pH, well water also added at this point | Full scale | Bed volumes | (10 minutes) | 41.3023 | 14951.4419 | --- | --- |  | Bed volumes | (20 minutes) | 20.6512 | 14951.4419 | --- | --- |  | AA-C1-S6 | N | 1998-05-09 | 10:52 | 66.875 | 2762.093 | 8.52 | 20 | 1 | 0.010625 | 1.0625 | 2 | 1.13 | 0.87 | 14 | 9.2 | 21 | 38.35 | 2.854 | 7.353 | 12.572 | 6.854 | 29.633 | NR | 0 | 0 | 0 | 0 | 0 | NA | NA | NA | 0 | 0 | AA-C2-S6 | N | 1998-05-11 | 18:55 | 122.9167 | 2538.3721 | 8.84 | 20 | 0.78 | 0.00725 | 0.92949 | 2 | 0.96 | 1.04 | 14 | 9.29 | 20.9667 | BMRL | 1.342 | 3.998 | 8.389 | 6.591 | 20.32 | NR | 0 | 0 | 0 | 0 | 0 | NA | NA | NA | 0 | 0 | 1998 Producers Price Index (PPI base year 1967 = 100) | 369
E-Mail Address (optional) |  |  |  | Estimated Run Length |  | 30 | 0.6 | Rapid Mix Train 1 | Vol. Of 11,766 gal., Cat Floc-T added at 0.66 mg/L | Full scale | Alkalinity | mg/L as CaCO3 | 46 | 45 | 45.5 | 2.1978 |  | Alkalinity | mg/L as CaCO3 | 46 | 45 | 45.5 | 2.1978 |  | AA-C1-S7-A | Y | 1998-05-09 | 22:23 | 78.375 | 3237.0698 | 8.5 | 20 | 1.29 | 0.013875 | 1.0756 | 2.2 | 1.185 | 1.015 | 14 | 9.225 | 21 | 51.375 | 4.2545 | 9.1505 | 13.4005 | 6.207 | 33.0125 | 0 | 0 | 0 | 0 | 2.4 | 0 | NA | NA | NA | 2.4 | 2.4 | AA-C2-S7-A | Y | 1998-05-12 | 21:52 | 149.875 | 3095.093 | 8.765 | 20 | 0.655 | 0.00725 | 1.1069 | 1.9 | 0.895 | 1.005 | 14 | 9.315 | 20.9 | BMRL | 1.192 | 3.4385 | 7.403 | 6.466 | 18.4995 | NR | 0 | 0 | 0 | 0 | 0 | NA | NA | NA | 0 | 0 | Labor Rate + Fringe ($/work-hour) | 22.27
|  |  |  | Bed volumes to 50% TOC breakthrough, BV50 | 6426.2483 | 40 | 0.425 | Rapid Mix Train 2 | Vol. Of 9,965 gal., Cat Floc-T added at 0.66 mg/L | Full scale | Total hardness | mg/L as CaCO3 | 93 | 110 | 101.5 | 16.7488 |  | Total hardness | mg/L as CaCO3 | 93 | 110 | 101.5 | 16.7488 |  | AA-C1-S8 | N | 1998-05-10 | 9:58 | 89.9583 | 3715.4884 | 8.69 | 20 | 1.4 | 0.015875 | 1.1339 | 2.2 | 0.95 | 1.25 | 14 | 9.27 | 20.9667 | 56.75 | 5.699 | 10.829 | 13.846 | 5.882 | 36.256 | 0 | 1.5 | 0 | 0 | 2.6 | 1.9 | NA | NA | NA | 4.1 | 6 | AA-C2-S8 | N | 1998-05-13 | 19:12 | 171.1917 | 3535.307 | 8.21 | 20 | 0.97 | 0.008 | 0.82474 | 2 | 0.88 | 1.12 | 14 | 9.25 | 21 | BMRL | 1.001 | 3.278 | 7.579 | 6.558 | 18.416 | NR | 0 | 0 | 0 | 1.37 | 0 | NA | NA | NA | 1.37 | 1.37 | Labor Overhead Factor (% of labor) | 57%
Technical ICR Contact Person |  |  |  | Estimated run length, BVT ( = 2 x BV50) | 12852.4965 | 50 | 0.3 | Flocculation, Stage 1 | Vol. Of 217,176 gal, 3 stages, velocity gradients of 80, 50, and 25 per stage | Full Scale | Calcium hardness | mg/L as CaCO3 | 53 | 65.2 | 59.1 | 20.643 |  | Calcium hardness | mg/L as CaCO3 | 53 | 65.2 | 59.1 | 20.643 |  | AA-C1-S9 | N | 1998-05-11 | 10:39 | 114.6417 | 4734.9674 | 8.48 | 20 | 1.72 | 0.01625 | 0.94477 | 2.2 | 0.87 | 1.33 | 14 | 9.21 | 21 | 60.95 | 6.382 | 11.343 | 14.261 | 5.813 | 37.799 | 0 | 2.2 | 0 | 0 | 2.8 | 2.6 | NA | NA | NA | 5 | 7.6 | AA-C2-S9 | N | 1998-05-15 | 11:08 | 211.125 | 4359.9767 | 8.22 | 20 | 1.12 | 0.011625 | 1.0379 | 2 | 0.78 | 1.22 | 14 | 9.21 | 20.9833 | 33.1 | 1.611 | 4.998 | 10.024 | 7.347 | 23.98 | NR | 0 | 0 | 0 | 1.535 | 0 | NA | NA | NA | 1.535 | 1.535 | Electric Rate ($/kW-h) | 0.0635
Mailing Address |  |  |  | BVT + 30% safety factor, BVT+30% ( = 2.6 x BV50) | 16708.2455 | 60 | 0.25 | Flocculation, Stage 2 | Vol. Of 327,444 gal, 3 stages, velocity gradient of 104 each stage | Full Scale | Ammonia | mg NH3-N / L | 0.11 | 0.14 | 0.125 | 24 |  | Ammonia | mg NH3-N / L | 0.11 | 0.14 | 0.125 | 24 |  | AA-C1-S10 | N | 1998-05-12 | 10:23 | 138.375 | 5715.2093 | 8.83 | 20 | 1.73 | 0.02 | 1.1561 | 2.2 | 0.77 | 1.43 | 14 | 9.23 | 20.9833 | 70.3 | 8.864 | 13.187 | 14.72 | 5.189 | 41.96 | 0 | 2.7 | 0 | 0 | 2.8 | 2.7 | NA | NA | NA | 5.5 | 8.2 | AA-C2-S10 | N | 1998-05-17 | 11:45 | 259.75 | 5364.1395 | 8.27 | 20 | 1.35 | 0.014875 | 1.1019 | 2.2 | 0.91 | 1.29 | 14 | 9.38 | 20.6833 | 46.4 | 2.882 | 6.891 | 10.858 | 6.11 | 26.741 | NR | 0 | 0 | 0 | 1.786 | 0 | NA | NA | NA | 1.786 | 1.786 | Fuel Oil Rate ($/gal) | 0.8
[6 empty] | 70 | 0.21 | Sedimentation , Stage 1 | 12,272 sf area; 1,335,235 gal | Full Scale | Bromide | mg/L | 99.7 | 80.1 | 89.9 | 21.802 |  | Bromide | mg/L | 99.7 | 80.1 | 89.9 | 21.802 |  | AA-C1-S11-A | Y | 1998-05-13 | 12:15 | 164.2458 | 6783.7349 | 8.28 | 20 | 1.77 | 0.02025 | 1.1441 | 2.3 | 0.785 | 1.515 | 14 | 9.365 | 20.9333 | 74.95 | 9.181 | 13.0315 | 13.877 | 4.7375 | 40.827 | 0 | 3.2 | 0 | 0 | 2.85 | 3 | NA | NA | NA | 6.05 | 9.05 | AA-C2-S11-A | Y | 1998-05-19 | 13:49 | 309.8125 | 6397.9884 | 8.105 | 20 | 1.385 | 0.017 | 1.2274 | 2.1 | 0.88 | 1.22 | 12 | 9.31 | 20.2333 | 46 | 3.8405 | 7.5425 | 10.9415 | 5.1375 | 27.462 | 0 | 2.8235 | 0 | 0 | 3.3585 | 2.8195 | NA | NA | NA | 6.182 | 9.0015 | Natural Gas Rate ($/ft3) | 2.445
Phone Number |  |  |  | General RSSCT Design Parameters |  | 80 | 0.18 | Sedimentation , Stage 2 | 13,237 sf area; 1,996,153 gal | Full Scale | [14 empty] | AA-C1-S12 | N | 1998-05-15 | 11:08 | 211.125 | 8719.9535 | 8.34 | 20 | 1.95 | 0.021125 | 1.0833 | 2.3 | 0.77 | 1.53 | 14 | 9.4 | 20.8333 | 82.85 | 8.751 | 12.081 | 12.709 | 4.457 | 37.998 | 0 | 3.4 | 0 | 0 | 2.8 | 2.9 | NA | NA | NA | 6.2 | 9.1 | AA-C2-S12 | N | 1998-05-21 | 15:22 | 359.375 | 7421.5116 | 8.1 | 20 | 1.56 | 0.01875 | 1.2019 | 2.3 | 1.17 | 1.13 | 12 | 9.32 | 20.35 | 51.2 | 4.487 | 8.705 | 12.21 | 4.642 | 30.044 | 0 | 2.912 | 0 | 0 | 3.65 | 3.038 | NA | NA | NA | 6.562 | 9.6 | Current Process Water Rate ($/1000 gal) | 2.34
FAX Number |  |  |  | Kinematic viscosity at ToC, nLC (m2/s) | 1.1924e-06 | 100 | 0.15 | Flow combined | water from two sedimentation trains is combined | Full scale | Group B, 3 samples per batch | [6 empty] | Group B, 3 samples per batch | [6 empty] | AA-C1-S13 | N | 1998-05-17 | 11:45 | 259.75 | 10728.2791 | 8.34 | 20 | 1.91 | 0.022 | 1.1518 | 2.3 | 0.79 | 1.51 | 14 | 9.24 | 20.55 | 77.65 | 7.001 | 10.813 | 12.377 | 4.329 | 34.52 | 0 | 4.896 | 0 | 0 | 1.406 | 2.799 | NA | NA | NA | 6.302 | 9.101 | AA-C2-S14 | N | 1998-05-27 | 19:00 | 507 | 10470.1395 | 8.41 | 20 | 1.8 | 0.0215 | 1.1944 | 2.25 | 1.4 | 0.85 | 13 | 9.27 | 19.8333 | 68.35 | 7.17 | 10.761 | 13.702 | 4.612 | 36.245 | 0 | 4.4 | 0 | 0 | 3.1 | 3.7 | NA | NA | NA | 7.5 | 11.2 | Modifications to Existing Plant (% of construction costs) | 5
E-Mail Address (optional) |  |  |  | RSSCT carbon particle diameter, dSC (mm) | 0.215 | 120 | 0.125 | Recarbonation | 2,765 sf area; 258,531 gal volume; CO2 added to target pH | Full scale | Parameter | Units | Sample B1-10 | Sample B2-10 | Sample B3-10 | Average | %SD | Parameter | Units | Sample B1-10 | Sample B2-10 | Sample B3-10 | Average | %SD | AA-C1-S14 | N | 1998-05-22 | 21:00 | 389 | 16066.6047 | 8.45 | 20 | 2.122 | 0.027 | 1.2724 | 2.8 | 1.45 | 1.35 | 13 | 9.31 | 19.5167 | 89.6 | 12.8 | 15.1 | 14.4 | 4 | 46.3 | BMRL | 4.25 | 1.78 | BMRL | 2.53 | 3.02 | NA | NA | NA | 8.56 | 11.58 | AA-C2-S19 | N | 1998-06-06 | 15:30 | 743.5 | 15354.1395 | 8.65 | 20 | 2.03 | 0.025 | 1.2315 | 2.8 | 1.75 | 1.05 | 13 | 9.3 | 19.6 | 81.1 | 11.59 | 13.83 | 14.34 | 4.69 | 44.45 | 0 | 4.44 | 0 | 0 | 3.15 | 3.66 | NA | NA | NA | 7.59 | 11.25
|  |  |  | Scaling factor, SF | 6.8837 | 140 | 0.106 | Ozone | 5 cells, ozone dosed to second cell. Cell volumes are 4,800, 14,400, 9,600, and 6,000 cubic feet. 20-ft depth. Dose rate is 1.16 mg/L. | Full scale | Sampling date | MM/DD/YY | 1998-05-06 | 1998-05-19 | 1998-05-21 | --- | --- | Sampling date | MM/DD/YY | 1998-05-06 | 1998-05-19 | 1998-05-21 | --- | --- |  |  |  |  | -862120 | -35607560.9302 |  |  |  |  | #DIV/0! |  |  | 0 | [8 empty] | 0 | [9 empty] | 0 | 0 |  |  |  |  | -862120 | -17803780.4651 |  |  |  |  | #DIV/0! |  |  | 0 | [8 empty] | 0 | [9 empty] | 0 | 0
Plant Name | Ann Arbor Water Treatment Plant |  |  | RSSCT hydraulic loading rate, vSC (m/hr) | 4.1928 | 170 | 0.088 | Wet Well | 30,160 cubic feet storage, addition of sodium hexametaphosphate | Full scale | Sampling time | hh:mm | 17:00 | 13:30 | 18:00 | --- | --- | Sampling time | hh:mm | 17:00 | 13:30 | 18:00 | --- | --- |  |  |  |  | -862120 | -35607560.9302 |  |  |  |  | #DIV/0! |  |  | 0 | [8 empty] | 0 | [9 empty] | 0 | 0 |  |  |  |  | -862120 | -17803780.4651 |  |  |  |  | #DIV/0! |  |  | 0 | [8 empty] | 0 | [9 empty] | 0 | 0
Treatment Plant Category | ts/soft |  |  | RSSCT flow rate, QSC (mL/min) | 3.5125 | 200 | 0.075 | Filtration | 0.1 micron teflon filter cartridge | Bench | Operation time | hh.hh | 1 | 309.5 | 362 | --- | --- | Operation time | hh.hh | 1 | 309.5 | 362 | --- | --- |  |  |  |  | -862120 | -35607560.9302 |  |  |  |  | #DIV/0! |  |  | 0 | [8 empty] | 0 | [9 empty] | 0 | 0 |  |  |  |  | -862120 | -17803780.4651 |  |  |  |  | #DIV/0! |  |  | 0 | [8 empty] | 0 | [9 empty] | 0 | 0
Process Train Name | NA |  |  | Estimated total influent volume required, VSCT (L) | 255.7689 | 230 | 0.062 | 1: Design information, similar to that shown in Tables 6c and 6d of the ICR rule, must be included in |  |  | Bed volumes | (10 minute) | 41.3023 | 12783.0698 | 14951.4419 | --- | --- | Bed volumes | (20 minute) | 41.3023 | 12783.0698 | 14951.4419 | --- | --- | BMRL = Below Minimum Reporting Level; NA = Not Analyzed; NR = Not Reported | [15 empty] | BMRL = Below Minimum Reporting Level; NA = Not Analyzed; NR = Not Reported | [17 empty] | BMRL = Below Minimum Reporting Level; NA = Not Analyzed; NR = Not Reported | [14 empty] | BMRL = Below Minimum Reporting Level; NA = Not Analyzed; NR = Not Reported
ICR Treatment Plant Identification Number | 411 |  |  |  |  | 270 | 0.053 | the hard-copy Treatment Study Summary Report (see Section 10.0). The purpose of this table |  |  | pH | --- | 9.23 | 8.72 | 8.52 | 8.8233 | 4.1493 | pH | --- | 9.23 | 8.72 | 8.52 | 8.8233 | 4.1493 | *: These six species make up HAA6, but the other three HAA species, TBAA, CDBAA and DCBAA, should be reported if measured. | [15 empty] | *: These six species make up HAA6, but the other three HAA species, TBAA, CDBAA and DCBAA, should be reported if measured. | [17 empty] | *: These six species make up HAA6, but the other three HAA species, TBAA, CDBAA and DCBAA, should be reported if measured. | [14 empty] | *: These six species make up HAA6, but the other three HAA species, TBAA, CDBAA and DCBAA, should be reported if measured.
PWSID Number of Plant (if assigned) | 220 |  |  | 10-Minute EBCT Run |  | 325 | 0.044 | is to list the pretreatment processes used in this particular RSSCT run. |  |  | Turbidity | ntu | 0.12 | 0.13 | NR | 0.125 | 5.6569 | Turbidity | ntu | 0.12 | 0.13 | NR | 0.125 | 5.6569 | 1: Do not enter the results from duplicate samples into the table above, instead enter the average value for the primary and duplicate analyses in the above table, and enter the results for the primary and duplicate analyses below. | [33 empty] | 1: Do not enter the results from duplicate samples into the table above, instead enter the average value for the primary and duplicate analyses in the above table, and enter the results for the primary and duplicate analyses below.
Historical Minimum Water Temperature (oC) | 2 |  |  | Full-scale empty bed contact time, EBCTLC (min) | 10 | 400 | 0.037 |  |  |  | Temperature | oC | 20 | 20 | 20 | 20 | 0 | Temperature | oC | 20 | 20 | 20 | 20 | 0
Historical Average Water Temperature (oC) | 26 |  |  | Estimated full-scale run time, tLCT (days) | 116.0295 | [5 empty] | Total organic carbon | mg/L | 2.83 | 2.92 | 2.92 | 2.89 | 1.798 | Total organic carbon | mg/L | 2.83 | 2.92 | 2.92 | 2.89 | 1.798 | Group D, 3 duplicate effluent samples per run (results from primary and duplicate analyses) | [33 empty] | Group D, 3 duplicate effluent samples per run (results from primary and duplicate analyses)
State Approved Plant Capacity (MGD) | 50 |  |  | RSSCT empty bed contact time, EBCTSC (min) | 1.4527 | [5 empty] | UV254 | cm-1 | 0.041 | 0.04 | 0.041 | 0.040667 | 1.4197 | UV254 | cm-1 | 0.041 | 0.04 | 0.041 | 0.040667 | 1.4197 | Sample | Sample | Sampling | Sampling | Operation | Bed | pH | Temp. | TOC | UV254 | SUVA | SDS | SDS | SDS | SDS | SDS | SDS | SDS | SDS | SDS | SDS | SDS | SDS | SDS | SDS | SDS | SDS | SDS | SDS | SDS | SDS | SDS | SDS | SDS | Sample | Sample | Sampling | Sampling | Operation | Bed | pH | Temp. | TOC | UV254 | SUVA | SDS | SDS | SDS | SDS | SDS | SDS | SDS | SDS | SDS | SDS | SDS | SDS | SDS | SDS | SDS | SDS | SDS | SDS | SDS | SDS | SDS | SDS | SDS
|  |  |  | Estimated RSSCT run time, tSCT (days) | 16.8556 | [5 empty] | SUVA | L/(mg*m) | 1.4488 | 1.3699 | 1.4041 | 1.4076 | 2.8108 | SUVA | L/(mg*m) | 1.4488 | 1.3699 | 1.4041 | 1.4076 | 2.8108 | ID | Type | date | time | time | volumes | [5 empty] | Cl2 dose | Free Cl2 residual | Cl2 demand | Chlorination temp. | Chlorination pH | Incubation time | TOX | CHCl3 | BDCM | DBCM | CHBr3 | THM4 | MCAA* | DCAA* | TCAA* | MBAA* | DBAA* | BCAA* | TBAA | CDBAA | DCBAA | HAA5 | HAA6 | ID | Type | date | time | time | volumes | [5 empty] | Cl2 dose | Free Cl2 residual | Cl2 demand | Chlorination temp. | Chlorination pH | Incubation time | TOX | CHCl3 | BDCM | DBCM | CHBr3 | THM4 | MCAA* | DCAA* | TCAA* | MBAA* | DBAA* | BCAA* | TBAA | CDBAA | DCBAA | HAA5 | HAA6
|  |  |  | RSSCT bed length, lSC (cm) | 10.1514 | [5 empty] | SDS-Cl2 dose | mg/L | 2.5 | 2.8 | 2.6 | 2.6333 | 5.8007 | SDS-Cl2 dose | mg/L | 2.5 | 2.8 | 2.6 | 2.6333 | 5.8007 |  |  | MM/DD/YY | hh:mm | hh.hh | (10 minute) | --- | oC | mg/L | cm-1 | L/(mg*m) | mg/L | mg/L | mg/L | oC | --- | hours | mg Cl- /L | mg/L | mg/L | mg/L | mg/L | mg/L | mg/L | mg/L | mg/L | mg/L | mg/L | mg/L | mg/L | mg/L | mg/L | mg/L | mg/L |  |  | MM/DD/YY | hh:mm | hh.hh | (20 minute) | --- | oC | mg/L | cm-1 | L/(mg*m) | mg/L | mg/L | mg/L | oC | --- | hours | mg Cl- /L | mg/L | mg/L | mg/L | mg/L | mg/L | mg/L | mg/L | mg/L | mg/L | mg/L | mg/L | mg/L | mg/L | mg/L | mg/L | mg/L
|  |  |  | Estimated volume required for 10-minute EBCT, VSC (L) | 85.2563 | [5 empty] | SDS-Free Cl2 residual | mg/L | 0.47 | 0.83 | 0.82 | 0.70667 | 29.0123 | SDS-Free Cl2 residual | mg/L | 0.47 | 0.83 | 0.82 | 0.70667 | 29.0123 | AA-C1-S3 | Primary | 1998-05-07 | 21:16 | 29.2708 | 1208.9535 | 8.87 | 20 | 0 | 0.006 | #DIV/0! | 1.9 | 1.02 | 0.88 | 14 | 9.22 | 19.85 | 0 | 0 | 2.464 | 5.552 | 5.051 | 13.067 | 0 | 0 | 0 | 0 | 0 | 0 | NA | NA | NA | 0 | 0 | AA-C2-S3 | Primary | 1998-05-08 | 22:45 | 54.75 | 1130.6512 | 8.62 | 20 | 0 | 0.0025 | #DIV/0! | 1.9 | 1.3 | 0.6 | 14 | 9.23 | 20 | 0 | 0 | 1.46 | 3.77 | 3.176 | 8.406 | 0 | 0 | 0 | 0 | 0 | 0 | NA | NA | NA | 0 | 0
|  |  |  | Mass GAC required, mSC (g) | 2.3472 | [5 empty] | SDS-Cl2 demand | mg/L | 2.03 | 1.97 | 1.78 | 1.9267 | 6.774 | SDS-Cl2 demand | mg/L | 2.03 | 1.97 | 1.78 | 1.9267 | 6.774 | AA-C1-S3-D | Duplicate | 1998-05-07 | 21:16 | 29.2708 | 1208.9535 | 8.88 | 20 | 0 | 0.005 | #DIV/0! | 1.9 | 1 | 0.9 | 14 | 9.2 | 19.77 | 0 | 0 | 2.541 | 5.875 | 5.282 | 13.698 | 0 | 0 | 0 | 0 | 0 | 0 | NA | NA | NA | 0 | 0 | AA-C2-S3-D | Duplicate | 1998-05-08 | 22:45 | 54.75 | 1130.6512 | 8.61 | 20 | 0 | 0.002375 | #DIV/0! | 1.9 | 1.37 | 0.53 | 14 | 9.2 | 20.05 | 0 | 0 | 1.352 | 3.468 | 2.908 | 7.728 | NR | 0 | 0 | 0 | 0 | 0 | NA | NA | NA | 0 | 0
[11 empty] | SDS-Chlorination temp. | oC | 14 | 14 | 12 | 13.3333 | 8.6603 | SDS-Chlorination temp. | oC | 14 | 14 | 12 | 13.3333 | 8.6603 | AA-C1-S3-A | Average | --- | --- | --- | --- | 8.875 | 20 | 0 | 0.0055 | #DIV/0! | 1.9 | 1.01 | 0.89 | 14 | 9.21 | 19.81 | 0 | 0 | 2.5025 | 5.7135 | 5.1665 | 13.3825 | 0 | 0 | 0 | 0 | 0 | 0 | #DIV/0! | #DIV/0! | #DIV/0! | 0 | 0 | AA-C2-S3-A | Average | --- | --- | --- | --- | 8.615 | 20 | 0 | 0.0024375 | #DIV/0! | 1.9 | 1.335 | 0.565 | 14 | 9.215 | 20.025 | 0 | 0 | 1.406 | 3.619 | 3.042 | 8.067 | 0 | 0 | 0 | 0 | 0 | 0 | #DIV/0! | #DIV/0! | #DIV/0! | 0 | 0
|  |  |  | 20-Minute EBCT Run | [6 empty] | SDS-Chlorination pH | --- | 9.2 | 9.23 | 9.3 | 9.2433 | 0.55517 | SDS-Chlorination pH | --- | 9.2 | 9.23 | 9.3 | 9.2433 | 0.55517 |  | RPD | --- | --- | --- | --- | 0.11268 | 0 | #DIV/0! | 18.1818 | #DIV/0! | 0 | 1.9802 | 2.2472 | 0 | 0.21716 | 0.40384 | #DIV/0! | #DIV/0! | 3.0769 | 5.6533 | 4.4711 | 4.7151 | #DIV/0! | #DIV/0! | #DIV/0! | #DIV/0! | #DIV/0! | #DIV/0! | #VALUE! | #VALUE! | #VALUE! | #DIV/0! | #DIV/0! |  | RPD | --- | --- | --- | --- | 0.11608 | 0 | #DIV/0! | 5.1282 | #DIV/0! | 0 | 5.2434 | 12.3894 | 0 | 0.32556 | 0.24969 | #DIV/0! | #DIV/0! | 7.6814 | 8.3448 | 8.81 | 8.4046 | #VALUE! | #DIV/0! | #DIV/0! | #DIV/0! | #DIV/0! | #DIV/0! | #VALUE! | #VALUE! | #VALUE! | #DIV/0! | #DIV/0!
|  |  |  | Full-scale empty bed contact time, EBCTLC (min) | 20 | [5 empty] | SDS-Incubation time | hours | 19.8 | 20.5 | 20.3 | 20.2 | 1.7849 | SDS-Incubation time | hours | 19.8 | 20.5 | 20.3 | 20.2 | 1.7849 | AA-C1-S7 | Primary | 1998-05-09 | 22:23 | 78.375 | 3237.0698 | 8.5 | 20 | 1.29 | 0.014 | 1.0853 | 2.2 | 1.2 | 1 | 14 | 9.24 | 21 | 50.7 | 4.271 | 9.207 | 13.517 | 6.295 | 33.29 | 0 | 0 | 0 | 0 | 2.7 | 0 | NA | NA | NA | 2.7 | 2.7 | AA-C2-S7 | Primary | 1998-05-12 | 21:52 | 149.875 | 3095.093 | 8.75 | 20 | 0.64 | 0.00725 | 1.1328 | 1.9 | 0.85 | 1.05 | 14 | 9.29 | 20.78 | 0 | 1.158 | 3.39 | 7.393 | 6.502 | 18.443 | NR | 0 | 0 | 0 | 0 | 0 | NA | NA | NA | 0 | 0
|  |  |  | Estimated full-scale run time, tLCT (days) | 232.059 | [5 empty] | SDS-TOX | mg Cl- /L | 151 | 156 | 130 | 145.6667 | 9.471 | SDS-TOX | mg Cl- /L | 151 | 156 | 130 | 145.6667 | 9.471 | AA-C1-S7-D | Duplicate | 1998-05-09 | 22:23 | 78.375 | 3237.0698 | 8.5 | 20 | 1.29 | 0.014 | 1.0853 | 2.2 | 1.17 | 1.03 | 14 | 9.21 | 21 | 52.05 | 4.238 | 9.094 | 13.284 | 6.119 | 32.735 | 0 | 0 | 0 | 0 | 2.1 | 0 | NA | NA | NA | 2.1 | 2.1 | AA-C2-S7-D | Duplicate | 1998-05-12 | 21:52 | 149.875 | 3095.093 | 8.78 | 20 | 0.67 | 0.00725 | 1.0821 | 1.9 | 0.94 | 0.96 | 14 | 9.34 | 21.02 | 0 | 1.226 | 3.487 | 7.413 | 6.43 | 18.556 | NR | 0 | 0 | 0 | 0 | 0 | NA | NA | NA | 0 | 0
|  |  |  | RSSCT empty bed contact time, EBCTSC (min) | 2.9054 | [5 empty] | SDS-CHCl3 | mg/L | 27.2 | 24.6 | 25.1 | 25.6333 | 5.3821 | SDS-CHCl3 | mg/L | 27.2 | 24.6 | 25.1 | 25.6333 | 5.3821 | AA-C1-S7-A | Average | --- | --- | --- | --- | 8.5 | 20 | 1.29 | 0.014 | 1.0853 | 2.2 | 1.185 | 1.015 | 14 | 9.225 | 21 | 51.375 | 4.2545 | 9.1505 | 13.4005 | 6.207 | 33.0125 | 0 | 0 | 0 | 0 | 2.4 | 0 | #DIV/0! | #DIV/0! | #DIV/0! | 2.4 | 2.4 | AA-C2-S7-A | Average | --- | --- | --- | --- | 8.765 | 20 | 0.655 | 0.00725 | 1.1075 | 1.9 | 0.895 | 1.005 | 14 | 9.315 | 20.9 | 0 | 1.192 | 3.4385 | 7.403 | 6.466 | 18.4995 | #DIV/0! | 0 | 0 | 0 | 0 | 0 | #DIV/0! | #DIV/0! | #DIV/0! | 0 | 0
|  |  |  | Estimated RSSCT run time, tSCT (days) | 33.7113 | [5 empty] | SDS-BDCM | mg/L | 17.4 | 16.7 | 16.6 | 16.9 | 2.5792 | SDS-BDCM | mg/L | 17.4 | 16.7 | 16.6 | 16.9 | 2.5792 |  | RPD | --- | --- | --- | --- | 0 | 0 | 0 | 0 | 0 | 0 | 2.5316 | 2.9557 | 0 | 0.3252 | 0 | 2.6277 | 0.77565 | 1.2349 | 1.7387 | 2.8355 | 1.6812 | #DIV/0! | #DIV/0! | #DIV/0! | #DIV/0! | 25 | #DIV/0! | #VALUE! | #VALUE! | #VALUE! | 25 | 25 |  | RPD | --- | --- | --- | --- | 0.34227 | 0 | 4.5802 | 0 | 4.5802 | 0 | 10.0559 | 8.9552 | 0 | 0.53677 | 1.1483 | #DIV/0! | 5.7047 | 2.821 | 0.27016 | 1.1135 | 0.61083 | #VALUE! | #DIV/0! | #DIV/0! | #DIV/0! | #DIV/0! | #DIV/0! | #VALUE! | #VALUE! | #VALUE! | #DIV/0! | #DIV/0!
|  |  |  | RSSCT bed length, lSC (cm) | 20.3028 | [5 empty] | SDS-DBCM | mg/L | 11.4 | 11 | 11 | 11.1333 | 2.0743 | SDS-DBCM | mg/L | 11.4 | 11 | 11 | 11.1333 | 2.0743 | AA-C1-S11 | Primary | 1998-05-13 | 12:15 | 164.2458 | 6783.7349 | 8.29 | 20 | 1.76 | 0.02 | 1.1364 | 2.3 | 0.78 | 1.52 | 14 | 9.38 | 20.95 | 74.2 | 9.476 | 90.641 | 12.96 | 10 | 123.077 | 0 | 3.4 | 0 | 0 | 2.9 | 3 | NA | NA | NA | 6.3 | 9.3 | AA-C2-S11 | Primary | 1998-05-19 | 13:49 | 309.8125 | 6397.9884 | 8.13 | 20 | 1.42 | 0.016875 | 1.1884 | 2.1 | 0.87 | 1.23 | 12 | 9.31 | 20 | 46 | 3.989 | 7.688 | 10.991 | 5.082 | 27.75 | 0 | 2.868 | 0 | 0 | 3.293 | 2.872 | NA | NA | NA | 6.161 | 9.033
|  |  |  | Estimated volume required for 20-minute EBCT, VSC (L) | 170.5126 | [5 empty] | SDS-CHBr3 | mg/L | 1.6 | 1.5 | 1.4 | 1.5 | 6.6667 | SDS-CHBr3 | mg/L | 1.6 | 1.5 | 1.4 | 1.5 | 6.6667 | AA-C1-S11-D | Duplicate | 1998-05-13 | 12:15 | 164.2458 | 6783.7349 | 8.27 | 20 | 1.78 | 0.02 | 1.1236 | 2.3 | 0.79 | 1.51 | 14 | 9.35 | 20.95 | 75.7 | 8.886 | 92.203 | 13.103 | 10 | 124.192 | 0 | 3 | 0 | 0 | 2.8 | 3 | NA | NA | NA | 5.8 | 8.8 | AA-C2-S11-D | Duplicate | 1998-05-19 | 13:49 | 309.8125 | 6397.9884 | 8.08 | 20 | 1.35 | 0.017125 | 1.2685 | 2.1 | 0.89 | 1.21 | 12 | 9.31 | 20.47 | 45.15 | 3.692 | 7.397 | 10.892 | 5.193 | 27.174 | 0 | 2.779 | 0 | 0 | 3.424 | 2.767 | NA | NA | NA | 6.203 | 8.97
|  |  |  | Mass GAC required, mSC (g) | 4.6944 | [5 empty] | SDS-THM4 | mg/L | 57.6 | 53.8 | 54.1 | 55.1667 | 3.8296 | SDS-THM4 | mg/L | 57.6 | 53.8 | 54.1 | 55.1667 | 3.8296 | AA-C1-S11-A | Average | --- | --- | --- | --- | 8.28 | 20 | 1.77 | 0.02 | 1.13 | 2.3 | 0.785 | 1.515 | 14 | 9.365 | 20.95 | 74.95 | 9.181 | 91.422 | 13.0315 | 10 | 123.6345 | 0 | 3.2 | 0 | 0 | 2.85 | 3 | #DIV/0! | #DIV/0! | #DIV/0! | 6.05 | 9.05 | AA-C2-S11-A | Average | --- | --- | --- | --- | 8.105 | 20 | 1.385 | 0.017 | 1.2284 | 2.1 | 0.88 | 1.22 | 12 | 9.31 | 20.235 | 45.575 | 3.8405 | 7.5425 | 10.9415 | 5.1375 | 27.462 | 0 | 2.8235 | 0 | 0 | 3.3585 | 2.8195 | #DIV/0! | #DIV/0! | #DIV/0! | 6.182 | 9.0015
[11 empty] | SDS-MCAA* | mg/L | NR | NR | NR | #DIV/0! | #DIV/0! | SDS-MCAA* | mg/L | NR | NR | NR | #DIV/0! | #DIV/0! |  | RPD | --- | --- | --- | --- | 0.24155 | 0 | 1.1299 | 0 | 1.1299 | 0 | 1.2739 | 0.66007 | 0 | 0.32034 | 0 | 2.0013 | 6.4263 | 1.7086 | 1.0973 | 0 | 0.90185 | #DIV/0! | 12.5 | #DIV/0! | #DIV/0! | 3.5088 | 0 | #VALUE! | #VALUE! | #VALUE! | 8.2645 | 5.5249 |  | RPD | --- | --- | --- | --- | 0.6169 | 0 | 5.0542 | 1.4706 | 6.5235 | 0 | 2.2727 | 1.6393 | 0 | 0 | 2.3227 | 1.8651 | 7.7334 | 3.8581 | 0.90481 | 2.1606 | 2.0974 | #DIV/0! | 3.1521 | #DIV/0! | #DIV/0! | 3.9006 | 3.7241 | #VALUE! | #VALUE! | #VALUE! | 0.67939 | 0.69988
[11 empty] | SDS-DCAA* | mg/L | 8.49 | NR | NR | 8.49 | #DIV/0! | SDS-DCAA* | mg/L | 8.49 | NR | NR | 8.49 | #DIV/0! | BMRL = Below Minimum Reporting Level; NA = Not Analyzed; NR = Not Reported | [15 empty] | BMRL = Below Minimum Reporting Level; NA = Not Analyzed; NR = Not Reported | [17 empty] | BMRL = Below Minimum Reporting Level; NA = Not Analyzed; NR = Not Reported | [14 empty] | BMRL = Below Minimum Reporting Level; NA = Not Analyzed; NR = Not Reported
[11 empty] | SDS-TCAA* | mg/L | 1.42 | NR | NR | 1.42 | #DIV/0! | SDS-TCAA* | mg/L | 1.42 | NR | NR | 1.42 | #DIV/0! | *: These six species make up HAA6, but the other three HAA species, TBAA, CDBAA and DCBAA, should be reported if measured. | [15 empty] | *: These six species make up HAA6, but the other three HAA species, TBAA, CDBAA and DCBAA, should be reported if measured. | [17 empty] | *: These six species make up HAA6, but the other three HAA species, TBAA, CDBAA and DCBAA, should be reported if measured. | [14 empty] | *: These six species make up HAA6, but the other three HAA species, TBAA, CDBAA and DCBAA, should be reported if measured.
[11 empty] | SDS-MBAA* | mg/L | 0 | NR | NR | 0 | #DIV/0! | SDS-MBAA* | mg/L | 0 | NR | NR | 0 | #DIV/0!
[11 empty] | SDS-DBAA* | mg/L | 1.82 | NR | NR | 1.82 | #DIV/0! | SDS-DBAA* | mg/L | 1.82 | NR | NR | 1.82 | #DIV/0!
[11 empty] | SDS-BCAA* | mg/L | 5.12 | NR | NR | 5.12 | #DIV/0! | SDS-BCAA* | mg/L | 5.12 | NR | NR | 5.12 | #DIV/0!
[11 empty] | SDS-TBAA | mg/L | NA | NA | NA | #DIV/0! | #DIV/0! | SDS-TBAA | mg/L | NA | NA | NA | #DIV/0! | #DIV/0!
[11 empty] | SDS-CDBAA | mg/L | NA | NA | NA | #DIV/0! | #DIV/0! | SDS-CDBAA | mg/L | NA | NA | NA | #DIV/0! | #DIV/0!
[11 empty] | SDS-DCBAA | mg/L | NA | NA | NA | #DIV/0! | #DIV/0! | SDS-DCBAA | mg/L | NA | NA | NA | #DIV/0! | #DIV/0!
[11 empty] | SDS-HAA5 | mg/L | NR | NR | NR | #DIV/0! | #DIV/0! | SDS-HAA5 | mg/L | NR | NR | NR | #DIV/0! | #DIV/0!
[11 empty] | SDS-HAA6 | mg/L | NR | NR | NR | #DIV/0! | #DIV/0! | SDS-HAA6 | mg/L | NR | NR | NR | #DIV/0! | #DIV/0!
[11 empty] | BMRL = Below Minimum Reporting Level; NA = Not Analyzed; NR = Not Reported | [6 empty] | BMRL = Below Minimum Reporting Level; NA = Not Analyzed; NR = Not Reported
[11 empty] | *: These six species make up HAA6, but the other three HAA species, TBAA, CDBAA and DCBAA, should be reported if measured. | [6 empty] | *: These six species make up HAA6, but the other three HAA species, TBAA, CDBAA and DCBAA, should be reported if measured.
Note on N8: Mark Carlson/CVO: volume of each stage is identical, 154,248 gal
Note on N9: Mark Carlson/CVO: volume of each stage is identical 109,148 gal
Note on N10: Mark Carlson/CVO: sf = square feet
Note on N16: Mark Carlson/CVO: vol of stages is identical, 72,392 gal
Note on N17: Mark Carlson/CVO: vol of each stage is identical, 109,148 gal
Note on N18: Mark Carlson/CVO: sf = square feet
Note on N19: Mark Carlson/CVO: sf = square feet
Note on N24: Mark Carlson/CVO: Filter size of 0.1 micron verified. Samples were collected before this 0.1 micron filter.
Note on Q28: Reviewer M.H. (10/15/99): Per consultant, this comment applies to all temperature measurements for this study: "Sample & SDS temperatures were measured with different thermometers rated at +/- 0.2°C. However, temperature criteria according to the ICR manual for the SDS test is +/- 2°C. With that amount of variation in the test regs, we thought it overkillto record temperatures to the tenths-of-a-degree. So all the temperature values were rounded to the nearest whole number--that's why the values appear to be all the same. By warming the feed water to operation temperature prior to use, and performing the RSSCTs in a climate controlled room, we were able keep the sample temperatures consistent. The SDS samples were stored in an incubator that was checked and readjusted (if necessary) prior & post contact time, in order to maintain constant temperature."
Note on Q35: Reviewer M.H. (10/15/99): Per consultant, this comment applies to all temperature measurements for this study: "Sample & SDS temperatures were measured with different thermometers rated at +/- 0.2°C. However, temperature criteria according to the ICR manual for the SDS test is +/- 2°C. With that amount of variation in the test regs, we thought it overkillto record temperatures to the tenths-of-a-degree. So all the temperature values were rounded to the nearest whole number--that's why the values appear to be all the same. By warming the feed water to operation temperature prior to use, and performing the RSSCTs in a climate controlled room, we were able keep the sample temperatures consistent. The SDS samples were stored in an incubator that was checked and readjusted (if necessary) prior & post contact time, in order to maintain constant temperature."
Note on R35: CH2M HILL: Temp. measurements were taken from vials of water, and represent the actual sample temp., not the fluctuating air temp. of the incubator. Accuracy of thermometer is +/- 0.2 C
Note on U44: CH2M HILL: Data corrected.
Note on U45: CH2M HILL: Data corrected.
Note on U46: CH2M HILL: Data corrected.
Note on U47: CH2M HILL: Data corrected.
Note on U48: CH2M HILL: Data corrected.
Note on U49: CH2M HILL: Data corrected.
Note on V54: Mark Carlson/CVO: The data from the second feed sample did not meet our quality assurance check. On the third sample, some of the species did not meet our QC checks and others were not reported because they were outliers.
Note on Y22: Mark Carlson/CVO: Sampling times for influent were determined at the beginning of the test based on expected operation time. Generally the sample collection times were evenly spaced out during the RSSCT. However, when breakthrough occurred more gradualy than expected, and the RSSCT continued beyond the initial test period, additional influent samples were not collected.
Note on Y23: Mark Carlson/CVO: Sampling times for influent were determined at the beginning of the test based on expected operation time. Generally the sample collection times were evenly spaced out during the RSSCT. However, when breakthrough occurred more gradualy than expected, and the RSSCT continued beyond the initial test period, additional influent samples were not collected.
Note on Z35: CH2M HILL: Temp. measurements were taken from vials of water, and represent the actual sample temp., not the fluctuating air temp. of the incubator. Accuracy of thermometer is +/- 0.2 C
Note on AC44: CH2M HILL: Data corrected.
Note on AC45: CH2M HILL: Data corrected.
Note on AC46: CH2M HILL: Data corrected.
Note on AC47: CH2M HILL: Data corrected.
Note on AC48: CH2M HILL: Data corrected.
Note on AC49: CH2M HILL: Data corrected.
Note on AO5: Mark Carlson/CVO: Why did we not collect two samples after 70% breakthrough? Our RSSCT operator based the 70% breakthrough on the first TOC value measured. This TOC measurement was made when the water sample first arrived at our laboratory and was also used to design the RSSCT column. This value was used because it was immediately available to the operator who assumed that the influent TOC would not change. During the course of the run we should have backchecked the 70% breakthrough against the 3 influent samples, but we did not. We assumed that the initial TOC measurement was accurate enough. As soon as we discovered that our RSSCT operator was using this approach we took corrective action. Unfortunately, we were already finished with the testing for this quarter. We regret this erroneous assumption as it has resulted in only one TOC in the effluent greater than the 70% breakthrough. During this quarter, the initial TOC measurement used to size the RSSCT was 2.6 mg/L and 70% of 2.6 is 1.8. Based on the initial TOC being 2.6, we had three points over the 70% breakthrough.
Note on AU7: CH2M HILL: Temp. measurements were taken from vials of water, and represent the actual sample temp., not the fluctuating air temp. of the incubator. Accuracy of thermometer is +/- 0.2 C
Note on AU32: CH2M HILL: Temp. measurements were taken from vials of water, and represent the actual sample temp., not the fluctuating air temp. of the incubator. Accuracy of thermometer is +/- 0.2 C
Note on BX5: Mark Carlson/CVO: Why did we not collect two samples after 70% breakthrough? Our RSSCT operator based the 70% breakthrough on the first TOC value measured. This TOC measurement was made when the water sample first arrived at our laboratory and was also used to design the RSSCT column. This value was used because it was immediately available to the operator who assumed that the influent TOC would not change. During the course of the run we should have backchecked the 70% breakthrough against the 3 influent samples, but we did not. We assumed that the initial TOC measurement was accurate enough. As soon as we discovered that our RSSCT operator was using this approach we took corrective action. Unfortunately, we were already finished with the testing for this quarter. We regret this erroneous assumption as it has resulted in only one TOC in the effluent greater than the 70% breakthrough. During this quarter, the initial TOC measurement used to size the RSSCT was 2.6 mg/L and 70% of 2.6 is 1.8. Based on the initial TOC being 2.6, we had two points over the 70% breakthrough.
Note on CD7: CH2M HILL: Temp. measurements were taken from vials of water, and represent the actual sample temp., not the fluctuating air temp. of the incubator. Accuracy of thermometer is +/- 0.2 C
Note on CD32: CH2M HILL: Temp. measurements were taken from vials of water, and represent the actual sample temp., not the fluctuating air temp. of the incubator. Accuracy of thermometer is +/- 0.2 C
Note on CZ8: Mark Carlson/CVO: This markup is a percent of the direct cost of material, labor, and equipment .
Note on CZ9: Mark Carlson/CVO: This markup is a percent of the direct cost of material, labor, and equipment .
Note on CZ10: Mark Carlson/CVO: This markup is a percent of the direct cost of material, labor, and equipment .
Note on CZ11: Mark Carlson/CVO: This markup is a percent of the direct cost of material, labor, and equipment .
Note on CZ20: Mark Carlson/CVO: This is a hard one to estimate. The water can be intercepted at the clear well and placed back to the clearwell. I assume that area is available for more GAC filters.

## Sheet2. 2nd Quarter
FIELD-SET 3: 3rd QUARTER RSSCT RESULTS (FILE: gacrssct.xls)
Field 3-1: PWS And Treatment Plant Data |  | Field 3-2: Full-Scale GAC Characteristics1 |  | Field 3-3: RSSCT Design Parameters |  |  |  | Field 3-4: Pretreatment Used Prior To GAC1 |  |  | Field 3-5: GAC Influent Water Quality For The 10-Minute EBCT Run | [6 empty] | Field 3-6: GAC Influent Water Quality For The 20-Minute EBCT Run1 | [6 empty] | Field 3-7: GAC Effluent Water Quality For The 10-Minute EBCT Run1 | [15 empty] | Field 3-7: GAC Effluent Water Quality For The 10-Minute EBCT Run (continued) | [17 empty] | Field 3-8: GAC Effluent Water Quality For The 20-Minute EBCT Run1 | [14 empty] | Field 3-8: GAC Effluent Water Quality For The 20-Minute EBCT Run (continued) | [18 empty] | Field 3-9: GAC Cost Parameters
|  |  |  | Input Design Parameters |  | US Standard Mesh Sizes | [18 empty] | Group C, 12 effluent samples per run | [33 empty] | Group C, 12 effluent samples per run
PWS Name | City of Ann Arbor | Carbon manufacturer | Calgon | RSSCT influent TOC (mg/L) | 2.6 | US standard | Opening | Process | Description | Scale | 10-min. EBCT Start Date | 1998-08-03 | [5 empty] | 20-min. EBCT Start Date | 1998-08-03 | [5 empty] | Sample | Was sample | Sampling | Sampling | Operation | Bed | pH | Temp. | TOC | UV254 | SUVA | SDS | SDS | SDS | SDS | SDS | SDS | SDS | SDS | SDS | SDS | SDS | SDS | SDS | SDS | SDS | SDS | SDS | SDS | SDS | SDS | SDS | SDS | SDS | Sample | Was sample | Sampling | Sampling | Operation | Bed | pH | Temp. | TOC | UV254 | SUVA | SDS | SDS | SDS | SDS | SDS | SDS | SDS | SDS | SDS | SDS | SDS | SDS | SDS | SDS | SDS | SDS | SDS | SDS | SDS | SDS | SDS | SDS | SDS | Cost Parameter | Parameter value
Public Water System Identification Number | MI0000220 | Carbon trade name | F300 | Inner diameter of the RSSCT column, DSC (mm) | 8 | mesh size | (mm) | Rapid Mix, Train 1 | 32,180 gal; Lime @ 196 mg/L | Full scale | 10-min. EBCT Start Time | 8:00 | [5 empty] | 20-min. EBCT Start Time | 8:00 | [5 empty] | ID | duplicated? | date | time | time | volumes | [5 empty] | Cl2 dose | Free Cl2 residual | Cl2 demand | Chlorination temp. | Chlorination pH | Incubation time | TOX | CHCl3 | BDCM | DBCM | CHBr3 | THM4 | MCAA* | DCAA* | TCAA* | MBAA* | DBAA* | BCAA* | TBAA | CDBAA | DCBAA | HAA5 | HAA6 | ID | duplicated? | date | time | time | volumes | [5 empty] | Cl2 dose | Free Cl2 residual | Cl2 demand | Chlorination temp. | Chlorination pH | Incubation time | TOX | CHCl3 | BDCM | DBCM | CHBr3 | THM4 | MCAA* | DCAA* | TCAA* | MBAA* | DBAA* | BCAA* | TBAA | CDBAA | DCBAA | HAA5 | HAA6 | Capital Recovery Interest Rate (%) | 8%
Water Industry Data Base Number (optional) | NA | Carbon type | Bituminous | Minimum RSSCT Reynolds number, ReSC, min | 0.5 | 4 | 4.75 | Rapid Mix, Train 2 | 9,965 gal; lime @ 196 mg/L | Full scale | [15 empty] | Y/N | MM/DD/YY | hh:mm | hh.hh | (10 minute) | --- | oC | mg/L | cm-1 | L/(mg*m) | mg/L | mg/L | mg/L | oC | --- | hours | mg Cl- /L | mg/L | mg/L | mg/L | mg/L | mg/L | mg/L | mg/L | mg/L | mg/L | mg/L | mg/L | mg/L | mg/L | mg/L | mg/L | mg/L |  | Y/N | MM/DD/YY | hh:mm | hh.hh | (20 minute) | --- | oC | mg/L | cm-1 | L/(mg*m) | mg/L | mg/L | mg/L | oC | --- | hours | mg Cl- /L | mg/L | mg/L | mg/L | mg/L | mg/L | mg/L | mg/L | mg/L | mg/L | mg/L | mg/L | mg/L | mg/L | mg/L | mg/L | mg/L | Capital Recovery Period (years) | 20
|  | Original GAC mesh size, upper (US standard mesh) | 8 | Full-scale operating temperature, ToC (oC) | 23 | 6 | 3.35 | Flocculation, Train 1 | 462,494 gal; 3 stages, mean velocity gradient of 44, 44, & 41 1/sec at each stage; Cat Floc-T @ 0.66 mg/L | Full scale | Group A, 2 samples per batch | [6 empty] | Group A, 2 samples per batch | [6 empty] | AA-C1-S1 | N | 1998-08-03 | 12:21 | 4.35 | 179.6651 | 8.91 | 20 | 0.42 | 0.0005 | 0.11905 | 1.89 | 0.88 | 1.01 | 23.5 | 9.24 | 20.2333 | 0 | 0 | 1.043 | 2.824 | 3.18 | 7.047 | 0 | 0 | 0 | 0 | 0 | 0 | NA | NA | NA | 0 | 0 | AA-C2-S1 | N | 1998-08-03 | 12:21 | 4.35 | 89.8326 | 8.79 | 20 | 0.26 | 0.000375 | 0.14423 | 1.82 | 1.37 | 0.45 | 23.5 | 9.31 | 20.3 | 0 | 0 | 0 | 1.554 | 1.28 | 2.834 | 0 | 0 | 0 | 0 | 0 | 0 | NA | NA | NA | 0 | 0 | Overhead & Profit Factor (% of construction costs) | 15
Official ICR Contact Person |  | Original GAC mesh size, lower (US standard mesh) | 30 | Full-scale bed porosity, eLC | 0.42 | 8 | 2.36 | Flocculation, Train 2 | 372,444 gal, 3 stages, mean velocity gradient of 104 1/sec at each stage; Cat Floc-T @ 0.66 mg/L | Full scale | Parameter | Units | Sample A1-10 | Sample A2-10 | Average | RPD |  | Parameter | Units | Sample A1-20 | Sample A2-20 | Average | RPD |  | AA-C1-S2 | N | 1998-08-04 | 12:16 | 28.2667 | 1167.4791 | 8.79 | 20 | 0.6 | 0.005 | 0.83333 | 1.96 | 0.95 | 1.01 | 23.5 | 9.23 | 20.6333 | 0 | 1.086 | 3.492 | 8.842 | 8.558 | 21.978 | 0 | 0 | 0 | 0 | 2.1 | 1.1 | NA | NA | NA | 2.1 | 3.2 | AA-C2-S2 | N | 1998-08-05 | 12:18 | 52.2917 | 1079.8837 | 8.83 | 20 | 0.4 | 0.003625 | 0.90625 | 1.88 | 0.88 | 1 | 25 | 9.26 | 20.55 | 32.1 | 0 | 1.786 | 6.75 | 9.263 | 17.799 | 0 | 0 | 0 | 0 | 1.708 | 0 | NA | NA | NA | 1.708 | 1.708 | Special Sitework Factor (% of construction costs) | 15
Mailing Address |  | Original carbon particle diameter, dLC (mm) | 1.48 | Measured RSSCT dry bed density, rSC (g/cm3) | 0.46 | 10 | 2 | Sedimentation, Train 1 | 13,970 sf surface area, 1,279,968 gal volume | Full scale | Sampling date | MM/DD/YY | 1998-08-03 | 1998-09-09 | --- | --- |  | Sampling date | MM/DD/YY | 1998-08-03 | 1998-09-09 | --- | --- |  | AA-C1-S3-A | Y | 1998-08-05 | 16:05 | 56.0833 | 2316.3721 | 8.69 | 20 | 1.085 | 0.0115 | 1.0599 | 2.24 | 1.085 | 1.155 | 23.5 | 8.81 | 20.95 | 48.3 | 2.9555 | 7.899 | 13.739 | 7.717 | 32.3105 | 0 | 1.9515 | 1.215 | 0 | 3.4485 | 2.796 | NA | NA | NA | 6.615 | 9.411 | AA-C2-S3-A | Y | 1998-08-07 | 16:52 | 104.875 | 2165.7907 | 8.585 | 20 | 0.525 | 0.0041875 | 0.79762 | 1.93 | 1.12 | 0.81 | 23.5 | 9.21 | 20.5833 | 40.3 | 1.547 | 5.447 | 12.409 | 10.2575 | 29.6605 | 0 | 0 | 0 | 0 | 2.9605 | 1.66 | NA | NA | NA | 2.9605 | 4.6205 | Construction Contingencies (% of construction costs) | 30
|  | 1: These are the characteristics before the carbon is ground for RSSCT experiments. |  | RSSCT GAC mesh size, upper (US standard mesh) | 60 | 12 | 1.68 | Sedimentation, Train 2 | 13,273 sf surface area, 1,812,065 gal volume | Full scale | Sampling time | hh:mm | 13:50 | 21:10 | --- | --- |  | Sampling time | hh:mm | 13:50 | 21:10 | --- | --- |  | AA-C1-S6 | N | 1998-08-08 | 13:30 | 125.5 | 5183.4419 | 8.76 | 20 | 1.26 | 0.014 | 1.1111 | 2.22 | 0.42 | 1.8 | 25 | 9.24 | 20.5667 | 67.3 | 8.052 | 15.651 | 22.09 | 11.064 | 56.857 | 0 | 3.002 | 1.003 | 0 | 4.801 | 4.094 | NA | NA | NA | 8.806 | 12.9 | AA-C2-S4 | N | 1998-08-09 | 14:05 | 150.0833 | 3099.3953 | 8.94 | 20 | 0.63 | 0.00575 | 0.9127 | 1.97 | 0.66 | 1.31 | 25 | 9.24 | 20.2167 | 40.4 | 1.879 | 6.123 | 14.63 | 14.02 | 36.652 | 0 | 1.1 | 0 | 0 | 3.49 | 2 | NA | NA | NA | 4.59 | 6.59 | Engineering Fee Factor (% of construction costs) | 15
Phone Number |  |  |  | RSSCT GAC mesh size, lower (US standard mesh) | 80 | 16 | 1.18 | Recarbonation, Train 1 | 132 sf; vol. of 11,848 gal; CO2 added to target pH, well water also added at this point | Full scale | Operation time | hh.hh | 5.8333 | 901.1667 | --- | --- |  | Operation time | hh.hh | 5.8333 | 901.1667 | --- | --- |  | AA-C1-S7-A | Y | 1998-08-09 | 16:55 | 152.9167 | 6315.814 | 8.54 | 20 | 1.31 | 0.015 | 1.145 | 2.24 | 0.73 | 1.51 | 23.5 | 9.24 | 20.5667 | 73.3 | 8.2405 | 15.6335 | 20.185 | 8.621 | 52.68 | 0 | 3.129 | 1.167 | 0 | 4.492 | 3.974 | NA | NA | NA | 8.788 | 12.762 | AA-C2-S6 | N | 1998-08-13 | 12:13 | 244.2083 | 5043.186 | 7.7 | 20 | 0.68 | 0.00475 | 0.69853 | 1.24 | 0.59 | 0.65 | 23 | 9.25 | 19.4333 | 27.9 | 0 | 2.827 | 9.947 | 12.665 | 25.439 | 0 | 0 | 0 | 0 | 2.897 | 1.145 | NA | NA | NA | 2.897 | 4.042 | 1998 ENR Construction Cost Index (CCI base year 1913) | 5986
FAX Number | [5 empty] | 20 | 0.85 | Recarbonation, Train 2 | 750 sf; vol. of 12,000 gal; CO2 added to target pH, well water also added at this point | Full scale | Bed volumes | (10 minutes) | 240.9302 | 37220.2791 | --- | --- |  | Bed volumes | (20 minutes) | 240.9302 | 37220.2791 | --- | --- |  | AA-C1-S8 | N | 1998-08-10 | 13:05 | 173.0833 | 7148.7442 | 8.46 | 20 | 1.35 | 0.016 | 1.1852 | 2.26 | 0.6 | 1.66 | 25 | 9.29 | 20.5167 | 83.5 | 9.58 | 17.132 | 22.051 | 10.118 | 58.881 | 0 | 3.442 | 1.055 | 0 | 4.808 | 4.33 | NA | NA | NA | 9.305 | 13.635 | AA-C2-S7-A | Y | 1998-08-15 | 14:38 | 294.625 | 6084.3488 | 7.965 | 20 | 0.905 | 0.0091875 | 1.0152 | 1.33 | 0.625 | 0.705 | 23 | 9.255 | 19.3 | 38.9 | 1.235 | 5.12 | 13.8095 | 13.114 | 33.2785 | 0 | 0 | 0 | 0 | 3.536 | 1.702 | NA | NA | NA | 3.536 | 5.238 | 1998 Producers Price Index (PPI base year 1967 = 100) | 369
E-Mail Address (optional) |  |  |  | Estimated Run Length |  | 30 | 0.6 | Rapid Mix Train 1 | Vol. Of 11,766 gal., Cat Floc-T added at 0.60 mg/L | Full scale | Alkalinity | mg/L as CaCO3 | 33 | 33.6 | 33.3 | 1.8018 |  | Alkalinity | mg/L as CaCO3 | 33 | 33.6 | 33.3 | 1.8018 |  | AA-C1-S9 | N | 1998-08-12 | 12:18 | 220.2917 | 9098.5581 | 8.13 | 20 | 1.42 | 0.013 | 0.91549 | 2.25 | 0.94 | 1.31 | 23 | 8.34 | 19.7667 | 76.2 | 6.174 | 12.234 | 15.719 | 5.195 | 39.322 | 0 | 3.104 | 1.669 | 0 | 3.372 | 4.086 | NA | NA | NA | 8.145 | 12.231 | AA-C2-S8 | N | 1998-08-17 | 12:25 | 340.4167 | 7030 | 7.85 | 20 | 1 | 0.0095 | 0.95 | 2.2 | 1.6 | 0.6 | 23 | 8.36 | 19.7 | 74.1 | 2.586 | 6.587 | 11.393 | 5.531 | 26.097 | 0 | 1.74 | 0 | 0 | 2.94 | 2.64 | NA | NA | NA | 4.68 | 7.32 | Labor Rate + Fringe ($/work-hour) | 22.27
|  |  |  | Bed volumes to 50% TOC breakthrough, BV50 | 6266.0576 | 40 | 0.425 | Rapid Mix Train 2 | Vol. Of 9,965 gal., Cat Floc-T added at 0.60 mg/L | Full scale | Total hardness | mg/L as CaCO3 | 102 | 98.7 | 100.35 | 3.2885 |  | Total hardness | mg/L as CaCO3 | 102 | 98.7 | 100.35 | 3.2885 |  | AA-C1-S11-A | Y | 1998-08-16 | 16:08 | 320.125 | 13221.907 | 8.02 | 20 | 1.54 | 0.01775 | 1.1526 | 1.58 | 0.555 | 1.025 | 23 | 9.335 | 19.6333 | 80.3 | 8.9605 | 15.6845 | 19.724 | 8.205 | 52.574 | 0 | 2.881 | 0 | 0 | 4.321 | 3.802 | NA | NA | NA | 7.202 | 11.004 | AA-C2-S9 | N | 1998-08-20 | 12:22 | 412.375 | 8516.0233 | 7.61 | 20 | 1.44 | 0.013 | 0.90278 | 2.29 | 1.29 | 1 | 25 | 9.31 | 20.5 | 76.4 | 6.981 | 13.43 | 20.219 | 11.24 | 51.87 | 0 | 2.333 | 0 | 0 | 4.911 | 3.604 | NA | NA | NA | 7.244 | 10.848 | Labor Overhead Factor (% of labor) | 57%
Technical ICR Contact Person |  |  |  | Estimated run length, BVT ( = 2 x BV50) | 12532.1152 | 50 | 0.3 | Flocculation, Stage 1 | Vol. Of 217,176 gal, 3 stages, velocity gradients of 80, 50, and 25 per stage | Full Scale | Calcium hardness | mg/L as CaCO3 | 73.7 | 70.9 | 72.3 | 3.8728 |  | Calcium hardness | mg/L as CaCO3 | 73.7 | 70.9 | 72.3 | 3.8728 |  | AA-C1-S12 | N | 1998-08-18 | 12:20 | 364.3333 | 15047.814 | 7.99 | 20 | 1.66 | 0.018 | 1.0843 | 2.4 | 1.32 | 1.08 | 23 | 8.41 | 19.6833 | 91.3 | 8.699 | 13.528 | 15.448 | 4.885 | 42.56 | 0 | 4.209 | 2.173 | 0 | 3.537 | 4.518 | NA | NA | NA | 9.919 | 14.437 | AA-C2-S10 | N | 1998-08-23 | 14:30 | 486.5 | 10046.7907 | 7.54 | 20 | 1.53 | 0.015 | 0.98039 | 2.33 | 1.3 | 1.03 | 25 | 9.31 | 20.5667 | 74.1 | 9.336 | 15.248 | 20.622 | 10.319 | 55.525 | BMRL | 3.08 | BMRL | BMRL | 5.08 | 4.15 | NA | NA | NA | 8.16 | 12.31 | Electric Rate ($/kW-h) | 0.0635
Mailing Address |  |  |  | BVT + 30% safety factor, BVT+30% ( = 2.6 x BV50) | 16291.7497 | 60 | 0.25 | Flocculation, Stage 2 | Vol. Of 327,444 gal, 3 stages, velocity gradient of 104 each stage | Full Scale | Ammonia | mg NH3-N / L | 0.21 | 0.1 | 0.155 | 70.9677 |  | Ammonia | mg NH3-N / L | 0.21 | 0.1 | 0.155 | 70.9677 |  | AA-C1-S13 | N | 1998-08-20 | 12:22 | 412.375 | 17032.0465 | 7.36 | 20 | 1.77 | 0.018 | 1.0169 | 2.42 | 1.17 | 1.25 | 25 | 9.27 | 20.45 | 108 | 16.965 | 19.543 | 20.637 | 7.538 | 64.683 | 0 | 4.814 | 1.226 | 0 | 5.003 | 5.066 | NA | NA | NA | 11.043 | 16.109 | AA-C2-S12 | N | 1998-08-30 | 15:43 | 655.7083 | 13541.1395 | 8.76 | 20 | 1.57 | 0.02 | 1.2739 | 2.34 | 1.06 | 1.28 | 25 | 9.29 | 20.1167 | 92.6 | 14.822 | 18.488 | 20.505 | 8.053 | 61.868 | 0 | 4.772 | 0 | 0 | 5.389 | 4.988 | NA | NA | NA | 10.161 | 15.149 | Fuel Oil Rate ($/gal) | 0.8
[6 empty] | 70 | 0.21 | Sedimentation , Stage 1 | 12,272 sf area; 1,335,235 gal | Full Scale | Bromide | mg/L | 98.5 | 93.397 | 95.9485 | 5.3185 |  | Bromide | mg/L | 98.5 | 93.397 | 95.9485 | 5.3185 |  | AA-C1-S15 | N | 1998-08-24 | 12:05 | 508.0833 | 20985.0233 | 7.96 | 20 | 1.92 | 0.019 | 0.98958 | 2.51 | 1.05 | 1.46 | 25 | 9.27 | 20.45 | 118 | 20.873 | 20.383 | 19.935 | 6.686 | 67.877 | 0 | 5.532 | 1.467 | 0 | 4.632 | 5.147 | NA | NA | NA | 11.631 | 16.778 | AA-C2-S15 | N | 1998-09-06 | 11:38 | 819.625 | 16926.2093 | 8.36 | 20 | 1.59 | 0.02 | 1.2579 | 2.351 | 1.12 | 1.231 | 25 | 9.23 | 20.0833 | 97 | 14.967 | 17.917 | 19.943 | 7.658 | 60.485 | 0 | 4.622 | 0 | 0 | 5.402 | 5.059 | NA | NA | NA | 10.024 | 15.083 | Natural Gas Rate ($/ft3) | 2.445
Phone Number |  |  |  | General RSSCT Design Parameters |  | 80 | 0.18 | Sedimentation , Stage 2 | 13,237 sf area; 1,996,153 gal | Full Scale | [14 empty] | AA-C1-S16 | N | 1998-08-26 | 12:13 | 556.2083 | 22972.6977 | 8.69 | 20 | 2 | 0.028 | 1.4 | 2.51 | 0.88 | 1.63 | 25 | 9.28 | 20.4667 | 145 | 33.194 | 24.223 | 19.79 | 5.378 | 82.585 | 0 | 8.251 | 2.086 | 0 | 4.779 | 6.413 | NA | NA | NA | 15.116 | 21.529 | AA-C2-S16-A | Y | 1998-09-09 | 15:10 | 895.1667 | 18486.2326 | 7.82 | 20 | 1.51 | 0.022 | 1.457 | 2.34 | 1.05 | 1.29 | 25 | 9.29 | 19.1 | 112.2 | 15.1295 | 18.6785 | 20.7335 | 8.3725 | 62.914 | 0 | 4.157 | 0 | 0 | 4.772 | 4.3985 | NA | NA | NA | 8.929 | 13.3275 | Current Process Water Rate ($/1000 gal) | 2.34
FAX Number |  |  |  | Kinematic viscosity at ToC, nLC (m2/s) | 9.5476e-07 | 100 | 0.15 | Flow combined | water from two sedimentation trains is combined | Full scale | Group B, 3 samples per batch | [6 empty] | Group B, 3 samples per batch | [10 empty] | -864248 | -35695452.2791 |  |  |  |  | #DIV/0! |  |  | 0 | [8 empty] | 0 | [9 empty] | 0 | 0 |  |  |  |  | -864248 | -17847726.1395 |  |  |  |  | #DIV/0! |  |  | 0 | [8 empty] | 0 | [9 empty] | 0 | 0 | Modifications to Existing Plant (% of construction costs) | 5
E-Mail Address (optional) |  |  |  | RSSCT carbon particle diameter, dSC (mm) | 0.215 | 120 | 0.125 | Recarbonation | 2,765 sf area; 258,531 gal volume; CO2 added to target pH | Full scale | Parameter | Units | Sample B1-10 | Sample B2-10 | Sample B3-10 | Average | %SD | Parameter | Units | Sample B1-10 | Sample B2-10 | Sample B3-10 | Average | %SD |  |  |  |  | -864248 | -35695452.2791 |  |  |  |  | #DIV/0! |  |  | 0 | [8 empty] | 0 | [9 empty] | 0 | 0 |  |  |  |  | -864248 | -17847726.1395 |  |  |  |  | #DIV/0! |  |  | 0 | [8 empty] | 0 | [9 empty] | 0 | 0
|  |  |  | Scaling factor, SF | 6.8837 | 140 | 0.106 | Ozone | 5 cells, ozone dosed to second cell. Cell volumes are 4,800, 14,400, 9,600, and 6,000 cubic feet. 20-ft depth. Dose rate is 1.16 mg/L. | Full scale | Sampling date | MM/DD/YY | 1998-08-03 | 1998-08-28 | 1998-09-09 | --- | --- | Sampling date | MM/DD/YY | 1998-08-03 | 1998-08-28 | 1998-09-09 | --- | --- |  |  |  |  | -864248 | -35695452.2791 |  |  |  |  | #DIV/0! |  |  | 0 | [8 empty] | 0 | [9 empty] | 0 | 0 |  |  |  |  | -864248 | -17847726.1395 |  |  |  |  | #DIV/0! |  |  | 0 | [8 empty] | 0 | [9 empty] | 0 | 0
Plant Name | Ann Arbor Water Treatment Plant |  |  | RSSCT hydraulic loading rate, vSC (m/hr) | 3.3572 | 170 | 0.088 | Wet Well | 30,160 cubic feet storage, addition of sodium hexametaphosphate | Full scale | Sampling time | hh:mm | 13:50 | 14:15 | 21:10 | --- | --- | Sampling time | hh:mm | 13:50 | 14:15 | 21:10 | --- | --- |  |  |  |  | -864248 | -35695452.2791 |  |  |  |  | #DIV/0! |  |  | 0 | [8 empty] | 0 | [9 empty] | 0 | 0 |  |  |  |  | -864248 | -17847726.1395 |  |  |  |  | #DIV/0! |  |  | 0 | [8 empty] | 0 | [9 empty] | 0 | 0
Treatment Plant Category | ts/soft |  |  | RSSCT flow rate, QSC (mL/min) | 2.8125 | 200 | 0.075 | Filtration | 0.1 micron teflon filter cartridge | Bench | Operation time | hh.hh | 5.8333 | 606.25 | 901.1667 | --- | --- | Operation time | hh.hh | 5.8333 | 606.25 | 901.1667 | --- | --- |  |  |  |  | -864248 | -35695452.2791 |  |  |  |  | #DIV/0! |  |  | 0 | [8 empty] | 0 | [9 empty] | 0 | 0 |  |  |  |  | -864248 | -17847726.1395 |  |  |  |  | #DIV/0! |  |  | 0 | [8 empty] | 0 | [9 empty] | 0 | 0
Process Train Name | NA |  |  | Estimated total influent volume required, VSCT (L) | 199.693 | 230 | 0.062 | 1: Design information, similar to that shown in Tables 6c and 6d of the ICR rule, must be included in |  |  | Bed volumes | (10 minute) | 240.9302 | 25039.5349 | 37220.2791 | --- | --- | Bed volumes | (20 minute) | 240.9302 | 25039.5349 | 37220.2791 | --- | --- | BMRL = Below Minimum Reporting Level; NA = Not Analyzed; NR = Not Reported | [15 empty] | BMRL = Below Minimum Reporting Level; NA = Not Analyzed; NR = Not Reported | [17 empty] | BMRL = Below Minimum Reporting Level; NA = Not Analyzed; NR = Not Reported | [14 empty] | BMRL = Below Minimum Reporting Level; NA = Not Analyzed; NR = Not Reported
ICR Treatment Plant Identification Number | 411 |  |  |  |  | 270 | 0.053 | the hard-copy Treatment Study Summary Report (see Section 10.0). The purpose of this table |  |  | pH | --- | 9.45 | 9 | 9.12 | 9.19 | 2.5356 | pH | --- | 9.45 | 9 | 9.12 | 9.19 | 2.5356 | *: These six species make up HAA6, but the other three HAA species, TBAA, CDBAA and DCBAA, should be reported if measured. | [15 empty] | *: These six species make up HAA6, but the other three HAA species, TBAA, CDBAA and DCBAA, should be reported if measured. | [17 empty] | *: These six species make up HAA6, but the other three HAA species, TBAA, CDBAA and DCBAA, should be reported if measured. | [14 empty] | *: These six species make up HAA6, but the other three HAA species, TBAA, CDBAA and DCBAA, should be reported if measured.
PWSID Number of Plant (if assigned) | 220 |  |  | 10-Minute EBCT Run |  | 325 | 0.044 | is to list the pretreatment processes used in this particular RSSCT run. |  |  | Turbidity | ntu | 1.49 | 0.16 | 0.65 | 0.76667 | 87.7346 | Turbidity | ntu | 1.49 | 0.16 | 0.65 | 0.76667 | 87.7346 | 1: Do not enter the results from duplicate samples into the table above, instead enter the average value for the primary and duplicate analyses in the above table, and enter the results for the primary and duplicate analyses below. | [33 empty] | 1: Do not enter the results from duplicate samples into the table above, instead enter the average value for the primary and duplicate analyses in the above table, and enter the results for the primary and duplicate analyses below.
Historical Minimum Water Temperature (oC) | 2 |  |  | Full-scale empty bed contact time, EBCTLC (min) | 10 | 400 | 0.037 |  |  |  | Temperature | oC | 20 | 20 | 20 | 20 | 0 | Temperature | oC | 20 | 20 | 20 | 20 | 0
Historical Average Water Temperature (oC) | 26 |  |  | Estimated full-scale run time, tLCT (days) | 113.1372 | [5 empty] | Total organic carbon | mg/L | 2.55 | 2.12 | 2.2 | 2.29 | 9.9865 | Total organic carbon | mg/L | 2.55 | 2.12 | 2.2 | 2.29 | 9.9865 | Group D, 3 duplicate effluent samples per run (results from primary and duplicate analyses) | [33 empty] | Group D, 3 duplicate effluent samples per run (results from primary and duplicate analyses)
State Approved Plant Capacity (MGD) | 50 |  |  | RSSCT empty bed contact time, EBCTSC (min) | 1.4527 | [5 empty] | UV254 | cm-1 | 0.036 | 0.034 | 0.038 | 0.036 | 5.5556 | UV254 | cm-1 | 0.036 | 0.034 | 0.038 | 0.036 | 5.5556 | Sample | Sample | Sampling | Sampling | Operation | Bed | pH | Temp. | TOC | UV254 | SUVA | SDS | SDS | SDS | SDS | SDS | SDS | SDS | SDS | SDS | SDS | SDS | SDS | SDS | SDS | SDS | SDS | SDS | SDS | SDS | SDS | SDS | SDS | SDS | Sample | Sample | Sampling | Sampling | Operation | Bed | pH | Temp. | TOC | UV254 | SUVA | SDS | SDS | SDS | SDS | SDS | SDS | SDS | SDS | SDS | SDS | SDS | SDS | SDS | SDS | SDS | SDS | SDS | SDS | SDS | SDS | SDS | SDS | SDS
|  |  |  | Estimated RSSCT run time, tSCT (days) | 16.4355 | [5 empty] | SUVA | L/(mg*m) | 1.4118 | 1.6038 | 1.7273 | 1.5809 | 10.0566 | SUVA | L/(mg*m) | 1.4118 | 1.6038 | 1.7273 | 1.5809 | 10.0566 | ID | Type | date | time | time | volumes | [5 empty] | Cl2 dose | Free Cl2 residual | Cl2 demand | Chlorination temp. | Chlorination pH | Incubation time | TOX | CHCl3 | BDCM | DBCM | CHBr3 | THM4 | MCAA* | DCAA* | TCAA* | MBAA* | DBAA* | BCAA* | TBAA | CDBAA | DCBAA | HAA5 | HAA6 | ID | Type | date | time | time | volumes | [5 empty] | Cl2 dose | Free Cl2 residual | Cl2 demand | Chlorination temp. | Chlorination pH | Incubation time | TOX | CHCl3 | BDCM | DBCM | CHBr3 | THM4 | MCAA* | DCAA* | TCAA* | MBAA* | DBAA* | BCAA* | TBAA | CDBAA | DCBAA | HAA5 | HAA6
|  |  |  | RSSCT bed length, lSC (cm) | 8.1284 | [5 empty] | SDS-Cl2 dose | mg/L | 3.28 | 2.6 | 3.6 | 3.16 | 16.1609 | SDS-Cl2 dose | mg/L | 3.28 | 2.6 | 3.6 | 3.16 | 16.1609 |  |  | MM/DD/YY | hh:mm | hh.hh | (10 minute) | --- | oC | mg/L | cm-1 | L/(mg*m) | mg/L | mg/L | mg/L | oC | --- | hours | mg Cl- /L | mg/L | mg/L | mg/L | mg/L | mg/L | mg/L | mg/L | mg/L | mg/L | mg/L | mg/L | mg/L | mg/L | mg/L | mg/L | mg/L |  |  | MM/DD/YY | hh:mm | hh.hh | (20 minute) | --- | oC | mg/L | cm-1 | L/(mg*m) | mg/L | mg/L | mg/L | oC | --- | hours | mg Cl- /L | mg/L | mg/L | mg/L | mg/L | mg/L | mg/L | mg/L | mg/L | mg/L | mg/L | mg/L | mg/L | mg/L | mg/L | mg/L | mg/L
|  |  |  | Estimated volume required for 10-minute EBCT, VSC (L) | 66.5643 | [5 empty] | SDS-Free Cl2 residual | mg/L | 0.83 | 0.16 | 0.32 | 0.43667 | 80.1309 | SDS-Free Cl2 residual | mg/L | 0.83 | 0.16 | 0.32 | 0.43667 | 80.1309 | AA-C1-S3 | Primary | 1998-08-05 | 16:05 | 56.0833 | 2316.3721 | 8.71 | 20 | 1.07 | 0.012 | 1.1215 | 2.15 | 0.93 | 1.22 | 23.5 | 9.22 | 20.63 | 50.1 | 3.378 | 9.17 | 16.96 | 10.9 | 40.408 | 0 | 1.83 | 0 | 0 | 4.008 | 2.738 | NA | NA | NA | 5.838 | 8.576 | AA-C2-S3 | Primary | 1998-08-07 | 16:52 | 104.8667 | 2165.6186 | 8.55 | 20 | 0.54 | 0.004375 | 0.81019 | 1.93 | 1.09 | 0.84 | 23.5 | 9.21 | 20.58 | 42.4 | 1.343 | 5.044 | 12.073 | 10.164 | 28.624 | 0 | 0 | 0 | 0 | 2.915 | 1.641 | NA | NA | NA | 2.915 | 4.556
|  |  |  | Mass GAC required, mSC (g) | 1.8795 | [5 empty] | SDS-Cl2 demand | mg/L | 2.45 | 2.44 | 3.28 | 2.7233 | 17.7031 | SDS-Cl2 demand | mg/L | 2.45 | 2.44 | 3.28 | 2.7233 | 17.7031 | AA-C1-S3-D | Duplicate | 1998-08-05 | 16:05 | 56.0833 | 2316.3721 | 8.67 | 20 | 1.1 | 0.011 | 1 | 2.33 | 1.24 | 1.09 | 23.5 | 8.4 | 21.27 | 46.4 | 2.533 | 6.628 | 10.518 | 4.534 | 24.213 | 0 | 2.073 | 1.215 | 0 | 2.889 | 2.854 | NA | NA | NA | 6.177 | 9.031 | AA-C2-S3-D | Duplicate | 1998-08-07 | 16:52 | 104.8667 | 2165.6186 | 8.62 | 20 | 0.51 | 0.004 | 0.78431 | 1.93 | 1.15 | 0.78 | 23.5 | 9.21 | 20.58 | 38.2 | 1.751 | 5.85 | 12.745 | 10.351 | 30.697 | 0 | 0 | 0 | 0 | 3.006 | 1.679 | NA | NA | NA | 3.006 | 4.685
[11 empty] | SDS-Chlorination temp. | oC | 23.5 | 25 | 25 | 24.5 | 3.5348 | SDS-Chlorination temp. | oC | 23.5 | 25 | 25 | 24.5 | 3.5348 | AA-C1-S3-A | Average | --- | --- | --- | --- | 8.69 | 20 | 1.085 | 0.0115 | 1.0607 | 2.24 | 1.085 | 1.155 | 23.5 | 8.81 | 20.95 | 48.25 | 2.9555 | 7.899 | 13.739 | 7.717 | 32.3105 | 0 | 1.9515 | 0.6075 | 0 | 3.4485 | 2.796 | #DIV/0! | #DIV/0! | #DIV/0! | 6.0075 | 8.8035 | AA-C2-S3-A | Average | --- | --- | --- | --- | 8.585 | 20 | 0.525 | 0.0041875 | 0.79725 | 1.93 | 1.12 | 0.81 | 23.5 | 9.21 | 20.58 | 40.3 | 1.547 | 5.447 | 12.409 | 10.2575 | 29.6605 | 0 | 0 | 0 | 0 | 2.9605 | 1.66 | #DIV/0! | #DIV/0! | #DIV/0! | 2.9605 | 4.6205
|  |  |  | 20-Minute EBCT Run | [6 empty] | SDS-Chlorination pH | --- | 9.24 | 9.23 | 9.38 | 9.2833 | 0.90339 | SDS-Chlorination pH | --- | 9.24 | 9.23 | 9.38 | 9.2833 | 0.90339 |  | RPD | --- | --- | --- | --- | 0.4603 | 0 | 2.765 | 8.6957 | 11.4537 | 8.0357 | 28.5714 | 11.2554 | 0 | 9.3076 | 3.0549 | 7.6684 | 28.5908 | 32.1813 | 46.8884 | 82.4932 | 50.123 | #DIV/0! | 12.452 | 200 | #DIV/0! | 32.4489 | 4.1488 | #VALUE! | #VALUE! | #VALUE! | 5.6429 | 5.1684 |  | RPD | --- | --- | --- | --- | 0.81538 | 0 | 5.7143 | 8.9552 | 3.2451 | 0 | 5.3571 | 7.4074 | 0 | 0 | 0 | 10.4218 | 26.3736 | 14.7971 | 5.4154 | 1.8231 | 6.9891 | #DIV/0! | #DIV/0! | #DIV/0! | #DIV/0! | 3.0738 | 2.2892 | #VALUE! | #VALUE! | #VALUE! | 3.0738 | 2.7919
|  |  |  | Full-scale empty bed contact time, EBCTLC (min) | 20 | [5 empty] | SDS-Incubation time | hours | 20.2333 | 21.7167 | 19.0333 | 20.3278 | 6.6124 | SDS-Incubation time | hours | 20.2333 | 21.7167 | 19.0333 | 20.3278 | 6.6124 | AA-C1-S7 | Primary | 1998-08-09 | 16:55 | 152.9167 | 6315.814 | 8.56 | 20 | 1.31 | 0.015 | 1.145 | 2.24 | 0.75 | 1.49 | 23.5 | 9.22 | 20.6 | 74.1 | 8.291 | 15.849 | 20.526 | 8.671 | 53.337 | 0 | 3.123 | 1.169 | 0 | 4.424 | 3.934 | NA | NA | NA | 8.716 | 12.65 | AA-C2-S7 | Primary | 1998-08-15 | 14:37 | 294.6167 | 6084.1767 | 8 | 20 | 0.92 | 0.0095 | 1.0326 | 1.33 | 0.57 | 0.76 | 23 | 9.26 | 19.32 | 40.6 | 1.246 | 5.204 | 13.821 | 13.085 | 33.356 | 0 | 0 | 0 | 0 | 3.532 | 1.707 | NA | NA | NA | 3.532 | 5.239
|  |  |  | Estimated full-scale run time, tLCT (days) | 226.2743 | [5 empty] | SDS-TOX | mg Cl- /L | 154 | 181.5 | 166 | 167.1667 | 8.2475 | SDS-TOX | mg Cl- /L | 154 | 181.5 | 166 | 167.1667 | 8.2475 | AA-C1-S7-D | Duplicate | 1998-08-09 | 16:55 | 152.9167 | 6315.814 | 8.52 | 20 | 1.31 | 0.015 | 1.145 | 2.24 | 0.71 | 1.53 | 23.5 | 9.26 | 20.55 | 72.5 | 8.19 | 15.418 | 19.844 | 8.571 | 52.023 | 0 | 3.135 | 1.165 | 0 | 4.56 | 4.014 | NA | NA | NA | 8.86 | 12.874 | AA-C2-S7-D | Duplicate | 1998-08-15 | 14:37 | 294.6167 | 6084.1767 | 7.93 | 20 | 0.89 | 0.008875 | 0.99719 | 1.33 | 0.68 | 0.65 | 23 | 9.25 | 19.3 | 37.2 | 1.224 | 5.036 | 13.798 | 13.143 | 33.201 | 0 | 0 | 0 | 0 | 3.54 | 1.697 | NA | NA | NA | 3.54 | 5.237
|  |  |  | RSSCT empty bed contact time, EBCTSC (min) | 2.9054 | [5 empty] | SDS-CHCl3 | mg/L | 36.636 | 33.1 | 46.233 | 38.6563 | 17.5795 | SDS-CHCl3 | mg/L | 36.636 | 33.1 | 46.233 | 38.6563 | 17.5795 | AA-C1-S7-A | Average | --- | --- | --- | --- | 8.54 | 20 | 1.31 | 0.015 | 1.145 | 2.24 | 0.73 | 1.51 | 23.5 | 9.24 | 20.575 | 73.3 | 8.2405 | 15.6335 | 20.185 | 8.621 | 52.68 | 0 | 3.129 | 1.167 | 0 | 4.492 | 3.974 | #DIV/0! | #DIV/0! | #DIV/0! | 8.788 | 12.762 | AA-C2-S7-A | Average | --- | --- | --- | --- | 7.965 | 20 | 0.905 | 0.0091875 | 1.0149 | 1.33 | 0.625 | 0.705 | 23 | 9.255 | 19.31 | 38.9 | 1.235 | 5.12 | 13.8095 | 13.114 | 33.2785 | 0 | 0 | 0 | 0 | 3.536 | 1.702 | #DIV/0! | #DIV/0! | #DIV/0! | 3.536 | 5.238
|  |  |  | Estimated RSSCT run time, tSCT (days) | 32.8709 | [5 empty] | SDS-BDCM | mg/L | 22.953 | 25.94 | 31.195 | 26.696 | 15.6304 | SDS-BDCM | mg/L | 22.953 | 25.94 | 31.195 | 26.696 | 15.6304 |  | RPD | --- | --- | --- | --- | 0.46838 | 0 | 0 | 0 | 0 | 0 | 5.4795 | 2.649 | 0 | 0.4329 | 0.24301 | 2.1828 | 1.2257 | 2.7569 | 3.3787 | 1.16 | 2.4943 | #DIV/0! | 0.38351 | 0.34276 | #DIV/0! | 3.0276 | 2.0131 | #VALUE! | #VALUE! | #VALUE! | 1.6386 | 1.7552 |  | RPD | --- | --- | --- | --- | 0.87884 | 0 | 3.3149 | 6.8027 | 3.4898 | 0 | 17.6 | 15.6028 | 0 | 0.10805 | 0.10357 | 8.7404 | 1.7814 | 3.2812 | 0.16655 | 0.44228 | 0.46577 | #DIV/0! | #DIV/0! | #DIV/0! | #DIV/0! | 0.22624 | 0.58754 | #VALUE! | #VALUE! | #VALUE! | 0.22624 | 0.038183
|  |  |  | RSSCT bed length, lSC (cm) | 16.2568 | [5 empty] | SDS-DBCM | mg/L | 15.417 | 19.51 | 20.777 | 18.568 | 15.0873 | SDS-DBCM | mg/L | 15.417 | 19.51 | 20.777 | 18.568 | 15.0873 | AA-C1-S11 | Primary | 1998-08-16 | 16:07 | 320.1167 | 13221.5628 | 8 | 20 | 1.55 | 0.018125 | 1.1694 | 1.58 | 0.59 | 0.99 | 23 | 9.31 | 19.72 | 74 | 9.097 | 15.542 | 19.636 | 8.155 | 52.43 | 0 | 2.951 | 0 | 0 | 4.369 | 3.846 | NA | NA | NA | 7.32 | 11.166 | AA-C2-S16 | Primary | 1998-09-09 | 15:10 | 895.1667 | 18486.2326 | 7.81 | 20 | 1.49 | 0.021 | 1.4094 | 2.34 | 0.98 | 1.36 | 25 | 9.26 | 19.1333 | 94.9 | 14.896 | 18.513 | 20.416 | 8.242 | 62.067 | BMRL | 4.294 | BMRL | BMRL | 4.862 | 4.589 | NA | NA | NA | 9.156 | 13.745
|  |  |  | Estimated volume required for 20-minute EBCT, VSC (L) | 133.1287 | [5 empty] | SDS-CHBr3 | mg/L | 2.514 | 5.42 | 4.206 | 4.0467 | 36.0676 | SDS-CHBr3 | mg/L | 2.514 | 5.42 | 4.206 | 4.0467 | 36.0676 | AA-C1-S11-D | Duplicate | 1998-08-16 | 16:07 | 320.1167 | 13221.5628 | 8.04 | 20 | 1.53 | 0.017375 | 1.1356 | 1.58 | 0.52 | 1.06 | 23 | 9.36 | 19.57 | 86.5 | 8.824 | 15.827 | 19.812 | 8.255 | 52.718 | 0 | 2.811 | 0 | 0 | 4.273 | 3.758 | NA | NA | NA | 7.084 | 10.842 | AA-C2-S16-D | Duplicate | 1998-09-09 | 15:10 | 895.1667 | 18486.2326 | 7.83 | 20 | 1.53 | 0.023 | 1.5033 | 2.34 | 1.11 | 1.23 | 25 | 9.32 | 19.0833 | 129.5 | 15.363 | 18.844 | 21.051 | 8.503 | 63.761 | BMRL | 4.02 | BMRL | BMRL | 4.682 | 4.208 | NA | NA | NA | 8.702 | 12.91
|  |  |  | Mass GAC required, mSC (g) | 3.7589 | [5 empty] | SDS-THM4 | mg/L | 77.52 | 83.97 | 102.411 | 87.967 | 14.685 | SDS-THM4 | mg/L | 77.52 | 83.97 | 102.411 | 87.967 | 14.685 | AA-C1-S11-A | Average | --- | --- | --- | --- | 8.02 | 20 | 1.54 | 0.01775 | 1.1525 | 1.58 | 0.555 | 1.025 | 23 | 9.335 | 19.645 | 80.25 | 8.9605 | 15.6845 | 19.724 | 8.205 | 52.574 | 0 | 2.881 | 0 | 0 | 4.321 | 3.802 | #DIV/0! | #DIV/0! | #DIV/0! | 7.202 | 11.004 | AA-C2-S16-A | Average | --- | --- | --- | --- | 7.82 | 20 | 1.51 | 0.022 | 1.4563 | 2.34 | 1.045 | 1.295 | 25 | 9.29 | 19.1083 | 112.2 | 15.1295 | 18.6785 | 20.7335 | 8.3725 | 62.914 | #DIV/0! | 4.157 | #DIV/0! | #DIV/0! | 4.772 | 4.3985 | #DIV/0! | #DIV/0! | #DIV/0! | 8.929 | 13.3275
[11 empty] | SDS-MCAA* | mg/L | 3.01 | 0 | 4.43 | 2.48 | 91.212 | SDS-MCAA* | mg/L | 3.01 | 0 | 4.43 | 2.48 | 91.212 |  | RPD | --- | --- | --- | --- | 0.49875 | 0 | 1.2987 | 4.2254 | 2.9271 | 0 | 12.6126 | 6.8293 | 0 | 0.53562 | 0.76355 | 15.5763 | 3.0467 | 1.8171 | 0.89231 | 1.2188 | 0.5478 | #DIV/0! | 4.8594 | #DIV/0! | #DIV/0! | 2.2217 | 2.3146 | #VALUE! | #VALUE! | #VALUE! | 3.2769 | 2.9444 |  | RPD | --- | --- | --- | --- | 0.25575 | 0 | 2.649 | 9.0909 | 6.4458 | 0 | 12.4402 | 10.0386 | 0 | 0.64586 | 0.26167 | 30.8378 | 3.0867 | 1.7721 | 3.0627 | 3.1173 | 2.6926 | #VALUE! | 6.5913 | #VALUE! | #VALUE! | 3.772 | 8.662 | #VALUE! | #VALUE! | #VALUE! | 5.0846 | 6.2652
[11 empty] | SDS-DCAA* | mg/L | 11.7 | NR | 12.436 | 12.068 | 4.3125 | SDS-DCAA* | mg/L | 11.7 | NR | 12.436 | 12.068 | 4.3125 | BMRL = Below Minimum Reporting Level; NA = Not Analyzed; NR = Not Reported | [15 empty] | BMRL = Below Minimum Reporting Level; NA = Not Analyzed; NR = Not Reported | [17 empty] | BMRL = Below Minimum Reporting Level; NA = Not Analyzed; NR = Not Reported | [14 empty] | BMRL = Below Minimum Reporting Level; NA = Not Analyzed; NR = Not Reported
[11 empty] | SDS-TCAA* | mg/L | 3.35 | NR | 3.238 | 3.294 | 2.4042 | SDS-TCAA* | mg/L | 3.35 | NR | 3.238 | 3.294 | 2.4042 | *: These six species make up HAA6, but the other three HAA species, TBAA, CDBAA and DCBAA, should be reported if measured. | [15 empty] | *: These six species make up HAA6, but the other three HAA species, TBAA, CDBAA and DCBAA, should be reported if measured. | [17 empty] | *: These six species make up HAA6, but the other three HAA species, TBAA, CDBAA and DCBAA, should be reported if measured. | [14 empty] | *: These six species make up HAA6, but the other three HAA species, TBAA, CDBAA and DCBAA, should be reported if measured.
[11 empty] | SDS-MBAA* | mg/L | BMRL | NR | BMRL | #DIV/0! | #DIV/0! | SDS-MBAA* | mg/L | BMRL | NR | BMRL | #DIV/0! | #DIV/0!
[11 empty] | SDS-DBAA* | mg/L | 3.88 | 4.68 | 4.701 | 4.4203 | 10.5888 | SDS-DBAA* | mg/L | 3.88 | 4.68 | 4.701 | 4.4203 | 10.5888
[11 empty] | SDS-BCAA* | mg/L | 6.16 | 6.89 | 6.631 | 6.5603 | 5.6414 | SDS-BCAA* | mg/L | 6.16 | 6.89 | 6.631 | 6.5603 | 5.6414
[11 empty] | SDS-TBAA | mg/L | NA | NA | NA | #DIV/0! | #DIV/0! | SDS-TBAA | mg/L | NA | NA | NA | #DIV/0! | #DIV/0!
[11 empty] | SDS-CDBAA | mg/L | NA | NA | NA | #DIV/0! | #DIV/0! | SDS-CDBAA | mg/L | NA | NA | NA | #DIV/0! | #DIV/0!
[11 empty] | SDS-DCBAA | mg/L | NA | NA | NA | #DIV/0! | #DIV/0! | SDS-DCBAA | mg/L | NA | NA | NA | #DIV/0! | #DIV/0!
[11 empty] | SDS-HAA5 | mg/L | 21.94 | NR | 24.805 | 23.3725 | 8.6677 | SDS-HAA5 | mg/L | 21.94 | NR | 24.805 | 23.3725 | 8.6677
[11 empty] | SDS-HAA6 | mg/L | 28.1 | NR | 31.436 | 29.768 | 7.9243 | SDS-HAA6 | mg/L | 28.1 | NR | 31.436 | 29.768 | 7.9243
[11 empty] | BMRL = Below Minimum Reporting Level; NA = Not Analyzed; NR = Not Reported | [6 empty] | BMRL = Below Minimum Reporting Level; NA = Not Analyzed; NR = Not Reported
[11 empty] | *: These six species make up HAA6, but the other three HAA species, TBAA, CDBAA and DCBAA, should be reported if measured. | [6 empty] | *: These six species make up HAA6, but the other three HAA species, TBAA, CDBAA and DCBAA, should be reported if measured.
Note on N8: Mark Carlson/CVO: volume of each stage is identical, 154,248 gal
Note on N9: Mark Carlson/CVO: volume of each stage is identical 109,148 gal
Note on N10: Mark Carlson/CVO: sf = square feet
Note on N16: Mark Carlson/CVO: vol of stages is identical, 72,392 gal
Note on N17: Mark Carlson/CVO: vol of each stage is identical, 109,148 gal
Note on N18: Mark Carlson/CVO: sf = square feet
Note on N19: Mark Carlson/CVO: sf = square feet
Note on N24: Mark Carlson/CVO: Filter size of 0.1 micron verified. Samples were collected before this 0.1 micron filter.
Note on R35: CH2M HILL: Temp. measurements were taken from vials of water, and represent the actual sample temp., not the fluctuating air temp. of the incubator. Accuracy of thermometer is +/- 0.2 C
Note on S29: CH2M HILL: Corrected results.
Note on V27: Mark Carlson/CVO: Turbidity data is correct. After settling on a full-scale, the water was collected and shipped to our laboratory. On receipt, the water was stored in A cooler and brought out as needed and filtered inline immediately before entering the carbon column. Settling occurred during storage resulting in a decrease in turbidity over the course of the run.
Note on Z35: CH2M HILL: Temp. measurements were taken from vials of water, and represent the actual sample temp., not the fluctuating air temp. of the incubator. Accuracy of thermometer is +/- 0.2 C
Note on AA29: CH2M HILL: Corrected results.
Note on AD27: Mark Carlson/CVO: Turbidity data is correct. After settling on a full-scale, the water was collected and shipped to our laboratory. On receipt, the water was stored in A cooler and brought out as needed and filtered inline immediately before entering the carbon column. Settling occurred during storage resulting in a decrease in turbidity over the course of the run.
Note on AP13: CH2M HILL: Corrected results.
Note on AP18: CH2M HILL: Corrected results.
Note on AU7: CH2M HILL: Temp. measurements were taken from vials of water, and represent the actual sample temp., not the fluctuating air temp. of the incubator. Accuracy of thermometer is +/- 0.2 C
Note on AU32: CH2M HILL: Temp. measurements were taken from vials of water, and represent the actual sample temp., not the fluctuating air temp. of the incubator. Accuracy of thermometer is +/- 0.2 C
Note on AX5: Reviewer M.H. (11/5/99): With regard to the dip in DBP formation, consultant indicated that, "It is unlikely, that the dip was likely a result of the SDS conditions. During the 'dip' the pH, temperature, or chlorine residual was low. The file contains a summary of the conditions in the worksheet called 'dip analysis'. Each case where the DBP values were low either the temperature was a few degrees low, or the chlorine residual was low, or the pH was low, or some combination."
Note on AY36: CH2M HILL: Results verified.
Note on AZ36: CH2M HILL: Results verified.
Note on BA36: CH2M HILL: Results verified.
Note on BB36: CH2M HILL: Results verified.
Note on BC5: Reviewer M.H. (11/5/99): With regard to the dip in DBP formation, consultant indicated that, "It is unlikely, that the dip was likely a result of the SDS conditions. During the 'dip' the pH, temperature, or chlorine residual was low. The file contains a summary of the conditions in the worksheet called 'dip analysis'. Each case where the DBP values were low either the temperature was a few degrees low, or the chlorine residual was low, or the pH was low, or some combination."
Note on BC6: Mark Carlson/CVO: The "dip" that occurs in the breakthrough curve is likely a result of SDS temperature and chlorine dose variations. The seventh and ninth data poins were subject to a lower SDS pH. The eighth data point was formed with a lower chlorine dose. All three of these were formed with a little lower temperatures.
Note on BC14: Mark Carlson/CVO: Results verified
Note on BC15: Mark Carlson/CVO: Results verified
Note on BC16: Mark Carlson/CVO: Results verified
Note on BC36: CH2M HILL: Results verified.
Note on BM5: Reviewer M.H. (11/5/99): With regard to the dip in DBP formation, consultant indicated that, "It is unlikely, that the dip was likely a result of the SDS conditions. During the 'dip' the pH, temperature, or chlorine residual was low. The file contains a summary of the conditions in the worksheet called 'dip analysis'. Each case where the DBP values were low either the temperature was a few degrees low, or the chlorine residual was low, or the pH was low, or some combination."
Note on BM14: Mark Carlson/CVO: Results verified
Note on BM15: Mark Carlson/CVO: Results verified
Note on BM16: Mark Carlson/CVO: Results verified
Note on BN5: Reviewer M.H. (11/5/99): With regard to the dip in DBP formation, consultant indicated that, "It is unlikely, that the dip was likely a result of the SDS conditions. During the 'dip' the pH, temperature, or chlorine residual was low. The file contains a summary of the conditions in the worksheet called 'dip analysis'. Each case where the DBP values were low either the temperature was a few degrees low, or the chlorine residual was low, or the pH was low, or some combination."
Note on BN14: Mark Carlson/CVO: Results verified
Note on BN15: Mark Carlson/CVO: Results verified
Note on BN16: Mark Carlson/CVO: Results verified
Note on BX5: Mark Carlson/CVO: The RSSCT was stopped before we achieved 70% TOC breakthrough. The guidance manual provides an alternative to the 70% breakthrough. If 50% TOC breakthrough has been reached and the effluent TOC concentrattion does not increase by more than 10% of the average influent over a two full-scale equivalent month period the RSSCT run can be stopped. We believe that is the case for this particular test. 10% of the average influent TOC is 0.23 mg/L and the last 5 TOC values are within 0.15 mg/L of each other and cover a period of four months.
Note on CD7: CH2M HILL: Temp. measurements were taken from vials of water, and represent the actual sample temp., not the fluctuating air temp. of the incubator. Accuracy of thermometer is +/- 0.2 C
Note on CD32: CH2M HILL: Temp. measurements were taken from vials of water, and represent the actual sample temp., not the fluctuating air temp. of the incubator. Accuracy of thermometer is +/- 0.2 C
Note on CG5: Reviewer M.H. (11/5/99): With regard to the dip in DBP formation, consultant indicated that, "It is unlikely, that the dip was likely a result of the SDS conditions. During the 'dip' the pH, temperature, or chlorine residual was low. The file contains a summary of the conditions in the worksheet called 'dip analysis'. Each case where the DBP values were low either the temperature was a few degrees low, or the chlorine residual was low, or the pH was low, or some combination."
Note on CG44: CH2M HILL: Results verified.
Note on CL5: Reviewer M.H. (11/5/99): With regard to the dip in DBP formation, consultant indicated that, "It is unlikely, that the dip was likely a result of the SDS conditions. During the 'dip' the pH, temperature, or chlorine residual was low. The file contains a summary of the conditions in the worksheet called 'dip analysis'. Each case where the DBP values were low either the temperature was a few degrees low, or the chlorine residual was low, or the pH was low, or some combination."
Note on CL6: Mark Carlson/CVO: The "dip" that occurs in the breakthrough curve is likely a result of SDS temperature and chlorine dose variations. The fifth and seventh data poins were subject to a lower SDS chlorination dose. The seventh data point was formed with a lower SDS pH. All three of these were formed with a little lower temperatures.
Note on CL12: Mark Carlson/CVO: Results verified
Note on CL13: Mark Carlson/CVO: Results verified
Note on CL14: Mark Carlson/CVO: Results verified
Note on CV5: Reviewer M.H. (11/5/99): With regard to the dip in DBP formation, consultant indicated that, "It is unlikely, that the dip was likely a result of the SDS conditions. During the 'dip' the pH, temperature, or chlorine residual was low. The file contains a summary of the conditions in the worksheet called 'dip analysis'. Each case where the DBP values were low either the temperature was a few degrees low, or the chlorine residual was low, or the pH was low, or some combination."
Note on CV12: Mark Carlson/CVO: Results verified
Note on CV13: Mark Carlson/CVO: Results verified
Note on CV14: Mark Carlson/CVO: Results verified
Note on CW5: Reviewer M.H. (11/5/99): With regard to the dip in DBP formation, consultant indicated that, "It is unlikely, that the dip was likely a result of the SDS conditions. During the 'dip' the pH, temperature, or chlorine residual was low. The file contains a summary of the conditions in the worksheet called 'dip analysis'. Each case where the DBP values were low either the temperature was a few degrees low, or the chlorine residual was low, or the pH was low, or some combination."
Note on CW12: Mark Carlson/CVO: Results verified
Note on CW13: Mark Carlson/CVO: Results verified
Note on CW14: Mark Carlson/CVO: Results verified
Note on CZ8: Mark Carlson/CVO: This markup is a percent of the direct cost of material, labor, and equipment .
Note on CZ9: Mark Carlson/CVO: This markup is a percent of the direct cost of material, labor, and equipment .
Note on CZ10: Mark Carlson/CVO: This markup is a percent of the direct cost of material, labor, and equipment .
Note on CZ11: Mark Carlson/CVO: This markup is a percent of the direct cost of material, labor, and equipment .
Note on CZ20: Mark Carlson/CVO: This is a hard one to estimate. The water can be intercepted at the clear well and placed back to the clearwell. I assume that area is available for more GAC filters.

## Sheet3. 3rd Quarter
FIELD-SET 4: 4th QUARTER RSSCT RESULTS (FILE: gacrssct.xls)
Field 4-1: PWS And Treatment Plant Data |  | Field 4-2: Full-Scale GAC Characteristics1 |  | Field 4-3: RSSCT Design Parameters |  |  |  | Field 4-4: Pretreatment Used Prior To GAC1 |  |  | Field 4-5: GAC Influent Water Quality For The 10-Minute EBCT Run | [6 empty] | Field 4-6: GAC Influent Water Quality For The 20-Minute EBCT Run1 | [6 empty] | Field 4-7: GAC Effluent Water Quality For The 10-Minute EBCT Run1 | [15 empty] | Field 4-7: GAC Effluent Water Quality For The 10-Minute EBCT Run (continued) | [17 empty] | Field 4-8: GAC Effluent Water Quality For The 20-Minute EBCT Run1 | [14 empty] | Field 4-8: GAC Effluent Water Quality For The 20-Minute EBCT Run (continued) | [18 empty] | Field 4-9: GAC Cost Parameters
|  |  |  | Input Design Parameters |  | US Standard Mesh Sizes | [18 empty] | Group C, 12 effluent samples per run | [33 empty] | Group C, 12 effluent samples per run
PWS Name | City of Ann Arbor | Carbon manufacturer | Calgon | RSSCT influent TOC (mg/L) | 2.49 | US standard | Opening | Process | Description | Scale | 10-min. EBCT Start Date | 1998-11-05 | [5 empty] | 20-min. EBCT Start Date | 1998-11-05 | [5 empty] | Sample | Was sample | Sampling | Sampling | Operation | Bed | pH | Temp. | TOC | UV254 | SUVA | SDS | SDS | SDS | SDS | SDS | SDS | SDS | SDS | SDS | SDS | SDS | SDS | SDS | SDS | SDS | SDS | SDS | SDS | SDS | SDS | SDS | SDS | SDS | Sample | Was sample | Sampling | Sampling | Operation | Bed | pH | Temp. | TOC | UV254 | SUVA | SDS | SDS | SDS | SDS | SDS | SDS | SDS | SDS | SDS | SDS | SDS | SDS | SDS | SDS | SDS | SDS | SDS | SDS | SDS | SDS | SDS | SDS | SDS | Cost Parameter | Parameter value
Public Water System Identification Number | MI0000220 | Carbon trade name | F300 | Inner diameter of the RSSCT column, DSC (mm) | 8 | mesh size | (mm) | Rapid Mix, Train 1 | 32,180 gal; Lime @ 163 mg/L | Full scale | 10-min. EBCT Start Time | 9:00 | [5 empty] | 20-min. EBCT Start Time | 9:00 | [5 empty] | ID | duplicated? | date | time | time | volumes | [5 empty] | Cl2 dose | Free Cl2 residual | Cl2 demand | Chlorination temp. | Chlorination pH | Incubation time | TOX | CHCl3 | BDCM | DBCM | CHBr3 | THM4 | MCAA* | DCAA* | TCAA* | MBAA* | DBAA* | BCAA* | TBAA | CDBAA | DCBAA | HAA5 | HAA6 | ID | duplicated? | date | time | time | volumes | [5 empty] | Cl2 dose | Free Cl2 residual | Cl2 demand | Chlorination temp. | Chlorination pH | Incubation time | TOX | CHCl3 | BDCM | DBCM | CHBr3 | THM4 | MCAA* | DCAA* | TCAA* | MBAA* | DBAA* | BCAA* | TBAA | CDBAA | DCBAA | HAA5 | HAA6 | Capital Recovery Interest Rate (%) | 8%
Water Industry Data Base Number (optional) | NA | Carbon type | Bituminous | Minimum RSSCT Reynolds number, ReSC, min | 0.501 | 4 | 4.75 | Rapid Mix, Train 2 | 9,965 gal; lime @ 163 mg/L | Full scale | [15 empty] | Y/N | MM/DD/YY | hh:mm | hh.hh | (10 minute) | --- | oC | mg/L | cm-1 | L/(mg*m) | mg/L | mg/L | mg/L | oC | --- | hours | mg Cl- /L | mg/L | mg/L | mg/L | mg/L | mg/L | mg/L | mg/L | mg/L | mg/L | mg/L | mg/L | mg/L | mg/L | mg/L | mg/L | mg/L |  | Y/N | MM/DD/YY | hh:mm | hh.hh | (20 minute) | --- | oC | mg/L | cm-1 | L/(mg*m) | mg/L | mg/L | mg/L | oC | --- | hours | mg Cl- /L | mg/L | mg/L | mg/L | mg/L | mg/L | mg/L | mg/L | mg/L | mg/L | mg/L | mg/L | mg/L | mg/L | mg/L | mg/L | mg/L | Capital Recovery Period (years) | 20
|  | Original GAC mesh size, upper (US standard mesh) | 8 | Full-scale operating temperature, ToC (oC) | 15 | 6 | 3.35 | Flocculation, Train 1 | 462,494 gal; 3 stages, mean velocity gradient of 44, 44, & 41 1/sec at each stage; Cat Floc-T @ 0.66 mg/L | Full scale | Group A, 2 samples per batch | [6 empty] | Group A, 2 samples per batch | [6 empty] | AA-Q3-C1-S1 | N | 1998-11-05 | 12:45 | 3.75 | 154.8837 | 8.85 | 20 | 0 | 0.000375 | #DIV/0! | 1.72 | 1.1 | 0.62 | 14 | 9.22 | 21 | 0 | 1.953 | 5.173 | 5.936 | 4.201 | 17.263 | 0 | 0 | 0 | 0 | 0 | 0 | NA | NA | NA | 0 | 0 | AA-Q3-C2-S1 | N | 1998-11-05 | 12:45 | 3.75 | 77.4419 | 9.18 | 20 | 0 | 0.00275 | #DIV/0! | 1.72 | 1.45 | 0.27 | 14 | 9.38 | 20.9833 | 0 | 0 | 0 | 1.218 | 1.356 | 2.574 | 0 | 0 | 0 | 0 | 0 | 0 | NA | NA | NA | 0 | 0 | Overhead & Profit Factor (% of construction costs) | 15
Official ICR Contact Person |  | Original GAC mesh size, lower (US standard mesh) | 30 | Full-scale bed porosity, eLC | 0.42 | 8 | 2.36 | Flocculation, Train 2 | 372,444 gal, 3 stages, mean velocity gradient of 104 1/sec at each stage; Cat Floc-T @ 0.66 mg/L | Full scale | Parameter | Units | Sample A1-10 | Sample A2-10 | Average | RPD |  | Parameter | Units | Sample A1-20 | Sample A2-20 | Average | RPD |  | AA-Q3-C1-S3-A | Y | 1998-11-06 | 13:15 | 28.25 | 1166.7907 | 7.36 | 20 | 0.28 | 0.004 | 1.4286 | 1.73 | 1.065 | 0.665 | 14 | 9.225 | 21.0167 | 28.725 | 0 | 3.5615 | 6.578 | 5.954 | 16.0935 | 0 | 0 | 0 | 0 | 1.2555 | 0 | NA | NA | NA | 1.2555 | 1.2555 | AA-Q3-C2-S5 | N | 1998-11-09 | 11:45 | 98.75 | 2039.3023 | 8.28 | 20 | 0.41 | 0.006 | 1.4634 | 1.84 | 1.12 | 0.72 | 14 | 9.21 | 19.8667 | 0 | 0 | 1.745 | 5.297 | 5.341 | 12.383 | 0 | 1.8 | 0 | 0 | 1.7 | 0 | NA | NA | NA | 3.5 | 3.5 | Special Sitework Factor (% of construction costs) | 15
Mailing Address |  | Original carbon particle diameter, dLC (mm) | 1.48 | Measured RSSCT dry bed density, rSC (g/cm3) | 0.44 | 10 | 2 | Sedimentation, Train 1 | 13,970 sf surface area, 1,279,968 gal volume | Full scale | Sampling date | MM/DD/YY | 1998-11-05 | 1998-12-11 | --- | --- |  | Sampling date | MM/DD/YY | 1998-11-05 | 1998-12-11 | --- | --- |  | AA-Q3-C1-S4 | N | 1998-11-06 | 21:45 | 36.75 | 1517.8605 | 7.43 | 20 | 0.4 | 0.005 | 1.25 | 1.79 | 1.09 | 0.7 | 14 | 9.24 | 21.05 | 0 | 0 | 2.936 | 7.088 | 6.752 | 16.776 | 0 | 1.8 | 0 | 0 | 1.7 | 0 | NA | NA | NA | 3.5 | 3.5 | AA-Q3-C2-S6 | N | 1998-11-11 | 12:00 | 147 | 3035.7209 | 8.56 | 20 | 0.68 | 0.007 | 1.0294 | 1.96 | 1.11 | 0.85 | 14 | 9.25 | 19.8333 | 27.45 | 0 | 3.073 | 8.104 | 7.087 | 18.264 | 0 | 0 | 0 | 0 | 2.4 | 1.2 | NA | NA | NA | 2.4 | 3.6 | Construction Contingencies (% of construction costs) | 30
|  | 1: These are the characteristics before the carbon is ground for RSSCT experiments. |  | RSSCT GAC mesh size, upper (US standard mesh) | 60 | 12 | 1.68 | Sedimentation, Train 2 | 13,273 sf surface area, 1,812,065 gal volume | Full scale | Sampling time | hh:mm | 10:30 | 14:00 | --- | --- |  | Sampling time | hh:mm | 10:30 | 14:00 | --- | --- |  | AA-Q3-C1-S5 | N | 1998-11-07 | 11:40 | 50.6667 | 2092.6512 | 8.4 | 20 | 0.68 | 0.007 | 1.0294 | 1.92 | 1.13 | 0.79 | 14 | 9.22 | 21.0833 | 29.05 | 1.298 | 4.201 | 9.664 | 8.124 | 23.287 | 0 | 2.3 | 0 | 0 | 2.4 | 1.4 | NA | NA | NA | 4.7 | 6.1 | AA-Q3-C2-S7-A | Y | 1998-11-13 | 14:22 | 197.375 | 4076.0233 | 8.56 | 20 | 0.975 | 0.01025 | 1.0513 | 2.2 | 1.21 | 0.99 | 14 | 9.24 | 19.8 | 34.65 | 1.568 | 4.6285 | 10.024 | 6.8765 | 23.097 | 0 | 1.091 | 0 | 0 | 3.0105 | 1.7275 | NA | NA | NA | 4.1015 | 5.829 | Engineering Fee Factor (% of construction costs) | 15
Phone Number |  |  |  | RSSCT GAC mesh size, lower (US standard mesh) | 80 | 16 | 1.18 | Recarbonation, Train 1 | 132 sf; vol. of 11,848 gal; CO2 added to target pH, well water also added at this point | Full scale | Operation time | hh.hh | 1.5 | 869 | --- | --- |  | Operation time | hh.hh | 1.5 | 869 | --- | --- |  | AA-Q3-C1-S6 | N | 1998-11-07 | 20:58 | 59.9583 | 2476.4186 | 7.75 | 20 | 0.83 | 0.008 | 0.96386 | 2 | 1.13 | 0.87 | 14 | 9.22 | 21.1 | 39.9 | 2.053 | 6.259 | 11.764 | 8.537 | 28.613 | 0 | 2.6 | 0 | 0 | 2.7 | 1.7 | NA | NA | NA | 5.3 | 7 | AA-Q3-C2-S8 | N | 1998-11-15 | 12:30 | 243.5 | 5028.5581 | 8.42 | 20 | 1.07 | 0.0105 | 0.98131 | 2.16 | 1.06 | 1.1 | 15 | 9.14 | 20.1 | 33.35 | 2.148 | 5.981 | 11.989 | 7.699 | 27.817 | 0 | 1.022 | 0 | 0 | 2.781 | 1.657 | NA | NA | NA | 3.803 | 5.46 | 1998 ENR Construction Cost Index (CCI base year 1913) | 5986
FAX Number | [5 empty] | 20 | 0.85 | Recarbonation, Train 2 | 750 sf; vol. of 12,000 gal; CO2 added to target pH, well water also added at this point | Full scale | Bed volumes | (10 minutes) | 61.9535 | 35891.7209 | --- | --- |  | Bed volumes | (20 minutes) | 30.9767 | 17945.8605 | --- | --- |  | AA-Q3-C1-S7-A | Y | 1998-11-08 | 14:33 | 77.5417 | 3202.6512 | 7.48 | 20 | 0.955 | 0.01025 | 1.0733 | 2.06 | 1.095 | 0.965 | 14 | 9.215 | 20.9667 | 43.85 | 2.441 | 6.745 | 12.153 | 8.285 | 29.624 | 0 | 2.345 | 0 | 0 | 3.0945 | 2.1095 | NA | NA | NA | 5.4395 | 7.549 | AA-Q3-C2-S9-A | Y | 1998-11-17 | 14:20 | 293.3333 | 6057.6744 | 8.53 | 20 | 1.285 | 0.0135 | 1.0506 | 2.28 | 1.15 | 1.13 | 15 | 9.13 | 20.0667 | 39.8 | 2.7525 | 7.0055 | 12.8575 | 7.324 | 29.9395 | 0 | 1.256 | 0 | 0 | 2.849 | 1.897 | NA | NA | NA | 4.105 | 6.002 | 1998 Producers Price Index (PPI base year 1967 = 100) | 369
E-Mail Address (optional) |  |  |  | Estimated Run Length |  | 30 | 0.6 | Rapid Mix Train 1 | Vol. Of 11,766 gal., Cat Floc-T added at1.0 mg/L | Full scale | Alkalinity | mg/L as CaCO3 | 61 | 55.5 | 58.25 | 9.4421 |  | Alkalinity | mg/L as CaCO3 | 61 | 55.5 | 58.25 | 9.4421 |  | AA-Q3-C1-S8 | N | 1998-11-08 | 21:33 | 84.5417 | 3491.7674 | 7.87 | 20 | 1.06 | 0.0105 | 0.99057 | 2.1 | 1.08 | 1.02 | 14 | 9.21 | 20.9667 | 42.15 | 2.643 | 7.05 | 12.761 | 8.587 | 31.041 | 0 | 2.088 | 0 | 0 | 3.026 | 2.111 | NA | NA | NA | 5.114 | 7.225 | AA-Q3-C2-S11 | N | 1998-11-23 | 12:30 | 435.5 | 8993.5814 | 8.08 | 20 | 1.61 | 0.0225 | 1.3975 | 2.4 | 1.34 | 1.06 | 15 | 9.06 | 20.2167 | 53.9 | 3.751 | 8.582 | 14.482 | 7.474 | 34.289 | 0 | 1.8 | 0 | 0 | 3.7 | 2.6 | NA | NA | NA | 5.5 | 8.1 | Labor Rate + Fringe ($/work-hour) | 22.27
|  |  |  | Bed volumes to 50% TOC breakthrough, BV50 | 6628.276 | 40 | 0.425 | Rapid Mix Train 2 | Vol. Of 9,965 gal., Cat Floc-T added at 1.0 mg/L | Full scale | Total hardness | mg/L as CaCO3 | 148 | 136 | 142 | 8.4507 |  | Total hardness | mg/L as CaCO3 | 148 | 136 | 142 | 8.4507 |  | AA-Q3-C1-S11-A | Y | 1998-11-11 | 14:42 | 149.7083 | 6183.3023 | 8.49 | 20 | 1.2 | 0.012 | 1 | 2.2 | 1.08 | 1.12 | 14 | 9.25 | 19.95 | 48.075 | 2.6675 | 6.685 | 11.96 | 6.9195 | 28.232 | 0 | 1.6185 | 0 | 0 | 3.4395 | 2.2275 | NA | NA | NA | 5.058 | 7.2855 | AA-Q3-C2-S12 | N | 1998-11-25 | 16:15 | 487.25 | 10062.2791 | 8.52 | 20 | 1.61 | 0.019 | 1.1801 | 2.4 | 1.36 | 1.04 | 15 | 9.12 | 20.2333 | 57 | 5.143 | 9.986 | 15.168 | 7.61 | 37.907 | 0 | 2.2 | 0 | 0 | 3.609 | 2.6 | NA | NA | NA | 5.809 | 8.409 | Labor Overhead Factor (% of labor) | 57%
Technical ICR Contact Person |  |  |  | Estimated run length, BVT ( = 2 x BV50) | 13256.552 | 50 | 0.3 | Flocculation, Stage 1 | Vol. Of 217,176 gal, 3 stages, velocity gradients of 80, 50, and 25 per stage | Full Scale | Calcium hardness | mg/L as CaCO3 | 79.7 | 71.4 | 75.55 | 10.9861 |  | Calcium hardness | mg/L as CaCO3 | 79.7 | 71.4 | 75.55 | 10.9861 |  | AA-Q3-C1-S12 | N | 1998-11-12 | 12:07 | 171.125 | 7067.8605 | 7.81 | 20 | 1.29 | 0.015 | 1.1628 | 2.24 | 1.17 | 1.07 | 14 | 9.22 | 19.8333 | 47 | 3.137 | 7.502 | 12.922 | 7.103 | 30.664 | 0 | 2 | 0 | 0 | 3.7 | 2.5 | NA | NA | NA | 5.7 | 8.2 | AA-Q3-C2-S13-A | Y | 1998-11-28 | 15:52 | 558.875 | 11541.4186 | 8.54 | 20 | 1.5 | 0.016 | 1.0667 | 2.32 | 1.275 | 1.045 | 15 | 9.105 | 20.2667 | 53.65 | 3.7905 | 8.661 | 14.448 | 7.974 | 34.8735 | 0 | 1.7555 | 0 | 0 | 3.674 | 2.392 | NA | NA | NA | 5.4295 | 7.8215 | Electric Rate ($/kW-h) | 0.0635
Mailing Address |  |  |  | BVT + 30% safety factor, BVT+30% ( = 2.6 x BV50) | 17233.5175 | 60 | 0.25 | Flocculation, Stage 2 | Vol. Of 327,444 gal, 3 stages, velocity gradient of 104 each stage | Full Scale | Ammonia | mg NH3-N / L | BMRL | BMRL | #DIV/0! | #VALUE! |  | Ammonia | mg NH3-N / L | BMRL | BMRL | #DIV/0! | #VALUE! |  | AA-Q3-C1-S13 | N | 1998-11-14 | 17:30 | 224.5 | 9272.3721 | 8.87 | 20 | 1.55 | 0.017 | 1.0968 | 2.44 | 1.23 | 1.21 | 14 | 9.21 | 19.7833 | 62.3 | 4.542 | 9.137 | 13.439 | 6.388 | 33.506 | 0 | 2.4 | 0 | 0 | 3.7 | 2.8 | NA | NA | NA | 6.1 | 8.9 | AA-Q3-C2-S14 | N | 1998-12-02 | 12:00 | 651 | 13443.907 | 8.46 | 20 | 1.85 | 0.018 | 0.97297 | 2.4 | 1.46 | 0.94 | 15 | 9.08 | 20.2833 | 57.15 | 5.463 | 10.342 | 15.005 | 7.252 | 38.062 | 0 | 2.1 | 0 | 0 | 3.552 | 2.6 | NA | NA | NA | 5.652 | 8.252 | Fuel Oil Rate ($/gal) | 0.8
[6 empty] | 70 | 0.21 | Sedimentation , Stage 1 | 12,272 sf area; 1,335,235 gal | Full Scale | Bromide | mg/L | 52.765 | 122.182 | 87.4735 | 79.3577 |  | Bromide | mg/L | 52.765 | 122.182 | 87.4735 | 79.3577 |  | AA-Q3-C1-S14 | N | 1998-11-16 | 11:40 | 266.6667 | 11013.9535 | 8.54 | 20 | 1.61 | 0.0155 | 0.96273 | 2.4 | 1.17 | 1.23 | 15 | 9.13 | 20.1333 | 53.8 | 4.581 | 9.566 | 14.069 | 6.527 | 34.743 | 0 | 2 | 0 | 0 | 3.248 | 2.464 | NA | NA | NA | 5.248 | 7.712 | AA-Q3-C2-S15 | N | 1998-12-05 | 16:37 | 727.625 | 15026.3023 | 7.24 | 20 | 1.71 | 0.016 | 0.93567 | 2.44 | 1.72 | 0.72 | 15 | 9.12 | 20.75 | 65.55 | 4.838 | 9.876 | 13.829 | 6.255 | 34.798 | 0 | 2.125 | 0 | 0 | 3.591 | 2.871 | NA | NA | NA | 5.716 | 8.587 | Natural Gas Rate ($/ft3) | 2.445
Phone Number |  |  |  | General RSSCT Design Parameters |  | 80 | 0.18 | Sedimentation , Stage 2 | 13,237 sf area; 1,996,153 gal | Full Scale | [14 empty] | AA-Q3-C1-S15 | N | 1998-11-18 | 14:10 | 317.1667 | 13099.7209 | 7.99 | 20 | 2 | 0.018 | 0.9 | 2.6 | 1.37 | 1.23 | 15 | 9.11 | 20.0833 | 59.75 | 5.471 | 10.519 | 14.238 | 5.967 | 36.195 | 0 | 2.262 | 0 | 0 | 2.999 | 2.492 | NA | NA | NA | 5.261 | 7.753 | AA-Q3-C2-S16 | N | 1998-12-09 | 11:22 | 818.375 | 16900.3953 | 8.22 | 20 | 1.78 | 0.022 | 1.236 | 2.48 | 1.72 | 0.76 | 15 | 9.09 | 20.7167 | 56.5 | 5.137 | 10.197 | 13.992 | 6.332 | 35.658 | 0 | 2.217 | 0 | 0 | 3.386 | 2.708 | NA | NA | NA | 5.603 | 8.311 | Current Process Water Rate ($/1000 gal) | 2.34
FAX Number |  |  |  | Kinematic viscosity at ToC, nLC (m2/s) | 1.1625e-06 | 100 | 0.15 | Flow combined | water from two sedimentation trains is combined | Full scale | Group B, 3 samples per batch | [6 empty] | Group B, 3 samples per batch | [10 empty] | -866505 | -35788671.6279 |  |  |  |  | #DIV/0! |  |  | 0 | [8 empty] | 0 | [9 empty] | 0 | 0 |  |  |  |  | -866505 | -17894335.814 |  |  |  |  | #DIV/0! |  |  | 0 | [8 empty] | 0 | [9 empty] | 0 | 0 | Modifications to Existing Plant (% of construction costs) | 5
E-Mail Address (optional) |  |  |  | RSSCT carbon particle diameter, dSC (mm) | 0.215 | 120 | 0.125 | Recarbonation | 2,765 sf area; 258,531 gal volume; CO2 added to target pH | Full scale | Parameter | Units | Sample B1-10 | Sample B2-10 | Sample B3-10 | Average | %SD | Parameter | Units | Sample B1-10 | Sample B2-10 | Sample B3-10 | Average | %SD |  |  |  |  | -866505 | -35788671.6279 |  |  |  |  | #DIV/0! |  |  | 0 | [8 empty] | 0 | [9 empty] | 0 | 0 |  |  |  |  | -866505 | -17894335.814 |  |  |  |  | #DIV/0! |  |  | 0 | [8 empty] | 0 | [9 empty] | 0 | 0
|  |  |  | Scaling factor, SF | 6.8837 | 140 | 0.106 | Ozone | 5 cells, ozone dosed to second cell. Cell volumes are 4,800, 14,400, 9,600, and 6,000 cubic feet. 20-ft depth. Dose rate is 1.16 mg/L. | Full scale | Sampling date | MM/DD/YY | 1998-11-05 | 1998-11-12 | 1998-12-11 | --- | --- | Sampling date | MM/DD/YY | 1998-11-05 | 1998-11-12 | 1998-12-11 | --- | --- |  |  |  |  | -866505 | -35788671.6279 |  |  |  |  | #DIV/0! |  |  | 0 | [8 empty] | 0 | [9 empty] | 0 | 0 |  |  |  |  | -866505 | -17894335.814 |  |  |  |  | #DIV/0! |  |  | 0 | [8 empty] | 0 | [9 empty] | 0 | 0
Plant Name | Ann Arbor Water Treatment Plant |  |  | RSSCT hydraulic loading rate, vSC (m/hr) | 4.0959 | 170 | 0.088 | Wet Well | 30,160 cubic feet storage, addition of sodium hexametaphosphate | Full scale | Sampling time | hh:mm | 10:30 | 14:45 | 14:00 | --- | --- | Sampling time | hh:mm | 10:30 | 14:45 | 14:00 | --- | --- |  |  |  |  | -866505 | -35788671.6279 |  |  |  |  | #DIV/0! |  |  | 0 | [8 empty] | 0 | [9 empty] | 0 | 0 |  |  |  |  | -866505 | -17894335.814 |  |  |  |  | #DIV/0! |  |  | 0 | [8 empty] | 0 | [9 empty] | 0 | 0
Treatment Plant Category | ts/soft |  |  | RSSCT flow rate, QSC (mL/min) | 3.4313 | 200 | 0.075 | Filtration | 0.1 micron teflon filter cartridge | Bench | Operation time | hh.hh | 1.5 | 173.75 | 869 | --- | --- | Operation time | hh.hh | 1.5 | 173.75 | 869 | --- | --- |  |  |  |  | -866505 | -35788671.6279 |  |  |  |  | #DIV/0! |  |  | 0 | [8 empty] | 0 | [9 empty] | 0 | 0 |  |  |  |  | -866505 | -17894335.814 |  |  |  |  | #DIV/0! |  |  | 0 | [8 empty] | 0 | [9 empty] | 0 | 0
Process Train Name | NA |  |  | Estimated total influent volume required, VSCT (L) | 257.7129 | 230 | 0.062 | 1: Design information, similar to that shown in Tables 6c and 6d of the ICR rule, must be included in |  |  | Bed volumes | (10 minute) | 61.9535 | 7176.2791 | 35891.7209 | --- | --- | Bed volumes | (20 minute) | 30.9767 | 3588.1395 | 17945.8605 | --- | --- | 0 = Below Minimum Reporting Level; NA = Not Analyzed; NR = Not Reported | [15 empty] | 0 = Below Minimum Reporting Level; NA = Not Analyzed; NR = Not Reported | [17 empty] | 0 = Below Minimum Reporting Level; NA = Not Analyzed; NR = Not Reported | [14 empty] | 0 = Below Minimum Reporting Level; NA = Not Analyzed; NR = Not Reported
ICR Treatment Plant Identification Number | 411 |  |  |  |  | 270 | 0.053 | the hard-copy Treatment Study Summary Report (see Section 10.0). The purpose of this table |  |  | pH | --- | 8.98 | 8.92 | 9.16 | 9.02 | 1.3847 | pH | --- | 8.98 | 8.92 | 9.16 | 9.02 | 1.3847 | *: These six species make up HAA6, but the other three HAA species, TBAA, CDBAA and DCBAA, should be reported if measured. | [15 empty] | *: These six species make up HAA6, but the other three HAA species, TBAA, CDBAA and DCBAA, should be reported if measured. | [17 empty] | *: These six species make up HAA6, but the other three HAA species, TBAA, CDBAA and DCBAA, should be reported if measured. | [14 empty] | *: These six species make up HAA6, but the other three HAA species, TBAA, CDBAA and DCBAA, should be reported if measured.
PWSID Number of Plant (if assigned) | 220 |  |  | 10-Minute EBCT Run |  | 325 | 0.044 | is to list the pretreatment processes used in this particular RSSCT run. |  |  | Turbidity | ntu | 0.06 | 0.65 | 1.68 | 0.79667 | 102.9161 | Turbidity | ntu | 0.06 | 0.65 | 1.68 | 0.79667 | 102.9161 | 1: Do not enter the results from duplicate samples into the table above, instead enter the average value for the primary and duplicate analyses in the above table, and enter the results for the primary and duplicate analyses below. | [33 empty] | 1: Do not enter the results from duplicate samples into the table above, instead enter the average value for the primary and duplicate analyses in the above table, and enter the results for the primary and duplicate analyses below.
Historical Minimum Water Temperature (oC) | 2 |  |  | Full-scale empty bed contact time, EBCTLC (min) | 10 | 400 | 0.037 |  |  |  | Temperature | oC | 20 | 20 | 20 | 20 | 0 | Temperature | oC | 20 | 20 | 20 | 20 | 0
Historical Average Water Temperature (oC) | 26 |  |  | Estimated full-scale run time, tLCT (days) | 119.6772 | [5 empty] | Total organic carbon | mg/L | 2.49 | 2.42 | 2.5 | 2.47 | 1.7647 | Total organic carbon | mg/L | 2.49 | 2.42 | 2.5 | 2.47 | 1.7647 | Group D, 3 duplicate effluent samples per run (results from primary and duplicate analyses) | [33 empty] | Group D, 3 duplicate effluent samples per run (results from primary and duplicate analyses)
State Approved Plant Capacity (MGD) | 50 |  |  | RSSCT empty bed contact time, EBCTSC (min) | 1.4527 | [5 empty] | UV254 | cm-1 | 0.031 | 0.031 | 0.035 | 0.032333 | 7.1425 | UV254 | cm-1 | 0.031 | 0.031 | 0.035 | 0.032333 | 7.1425 | Sample | Sample | Sampling | Sampling | Operation | Bed | pH | Temp. | TOC | UV254 | SUVA | SDS | SDS | SDS | SDS | SDS | SDS | SDS | SDS | SDS | SDS | SDS | SDS | SDS | SDS | SDS | SDS | SDS | SDS | SDS | SDS | SDS | SDS | SDS | Sample | Sample | Sampling | Sampling | Operation | Bed | pH | Temp. | TOC | UV254 | SUVA | SDS | SDS | SDS | SDS | SDS | SDS | SDS | SDS | SDS | SDS | SDS | SDS | SDS | SDS | SDS | SDS | SDS | SDS | SDS | SDS | SDS | SDS | SDS
|  |  |  | Estimated RSSCT run time, tSCT (days) | 17.3855 | [5 empty] | SUVA | L/(mg*m) | 1.245 | 1.281 | 1.4 | 1.3087 | 6.1994 | SUVA | L/(mg*m) | 1.245 | 1.281 | 1.4 | 1.3087 | 6.1994 | ID | Type | date | time | time | volumes | [5 empty] | Cl2 dose | Free Cl2 residual | Cl2 demand | Chlorination temp. | Chlorination pH | Incubation time | TOX | CHCl3 | BDCM | DBCM | CHBr3 | THM4 | MCAA* | DCAA* | TCAA* | MBAA* | DBAA* | BCAA* | TBAA | CDBAA | DCBAA | HAA5 | HAA6 | ID | Type | date | time | time | volumes | [5 empty] | Cl2 dose | Free Cl2 residual | Cl2 demand | Chlorination temp. | Chlorination pH | Incubation time | TOX | CHCl3 | BDCM | DBCM | CHBr3 | THM4 | MCAA* | DCAA* | TCAA* | MBAA* | DBAA* | BCAA* | TBAA | CDBAA | DCBAA | HAA5 | HAA6
|  |  |  | RSSCT bed length, lSC (cm) | 9.9168 | [5 empty] | SDS-Cl2 dose | mg/L | 2.83 | 2.8 | 2.76 | 2.7967 | 1.2557 | SDS-Cl2 dose | mg/L | 2.83 | 2.8 | 2.76 | 2.7967 | 1.2557 |  |  | MM/DD/YY | hh:mm | hh.hh | (10 minute) | --- | oC | mg/L | cm-1 | L/(mg*m) | mg/L | mg/L | mg/L | oC | --- | hours | mg Cl- /L | mg/L | mg/L | mg/L | mg/L | mg/L | mg/L | mg/L | mg/L | mg/L | mg/L | mg/L | mg/L | mg/L | mg/L | mg/L | mg/L |  |  | MM/DD/YY | hh:mm | hh.hh | (20 minute) | --- | oC | mg/L | cm-1 | L/(mg*m) | mg/L | mg/L | mg/L | oC | --- | hours | mg Cl- /L | mg/L | mg/L | mg/L | mg/L | mg/L | mg/L | mg/L | mg/L | mg/L | mg/L | mg/L | mg/L | mg/L | mg/L | mg/L | mg/L
|  |  |  | Estimated volume required for 10-minute EBCT, VSC (L) | 85.9043 | [5 empty] | SDS-Free Cl2 residual | mg/L | 1.15 | 1.22 | 1.24 | 1.2033 | 3.9273 | SDS-Free Cl2 residual | mg/L | 1.15 | 1.22 | 1.24 | 1.2033 | 3.9273 | AA-Q3-C1-S3 | Primary | 1998-11-06 | 13:15 | 28.25 | 1166.7907 | 7.38 | 20 | 0.28 | 0.004 | 1.4286 | 1.73 | 1.03 | 0.7 | 14 | 9.24 | 21 | 26.8 | 1.636 | 4.526 | 7.216 | 6.239 | 19.617 | 0 | 0 | 0 | 0 | 1.212 | 0 | NA | NA | NA | 1.212 | 1.212 | AA-Q3-C2-S7 | Primary | 1998-11-13 | 14:22 | 197.3667 | 4075.8512 | 8.52 | 20 | 0.98 | 0.0105 | 1.0714 | 2.2 | 1.2 | 1 | 14 | 9.22 | 19.82 | 36.05 | 1.597 | 4.693 | 10.09 | 6.919 | 23.299 | 0 | 1.086 | 0 | 0 | 3 | 1.7 | NA | NA | NA | 4.086 | 5.786
|  |  |  | Mass GAC required, mSC (g) | 2.1933 | [5 empty] | SDS-Cl2 demand | mg/L | 1.68 | 1.58 | 1.52 | 1.5933 | 5.073 | SDS-Cl2 demand | mg/L | 1.68 | 1.58 | 1.52 | 1.5933 | 5.073 | AA-Q3-C1-S3-D | Duplicate | 1998-11-06 | 13:15 | 28.25 | 1166.7907 | 7.34 | 20 | 0.28 | 0.004 | 1.4286 | 1.73 | 1.1 | 0.63 | 14 | 9.21 | 21.03 | 30.65 | 0 | 2.597 | 5.94 | 5.669 | 14.206 | 0 | 0 | 0 | 0 | 1.299 | 0 | NA | NA | NA | 1.299 | 1.299 | AA-Q3-C2-S7-D | Duplicate | 1998-11-13 | 14:22 | 197.3667 | 4075.8512 | 8.6 | 20 | 0.97 | 0.01 | 1.0309 | 2.2 | 1.22 | 0.98 | 14 | 9.26 | 19.78 | 33.25 | 1.539 | 4.564 | 9.958 | 6.834 | 22.895 | 0 | 1.096 | 0 | 0 | 3.021 | 1.755 | NA | NA | NA | 4.117 | 5.872
[11 empty] | SDS-Chlorination temp. | oC | 14 | 15 | 15 | 14.6667 | 3.9365 | SDS-Chlorination temp. | oC | 14 | 15 | 15 | 14.6667 | 3.9365 | AA-Q3-C1-S3-A | Average | --- | --- | --- | --- | 7.36 | 20 | 0.28 | 0.004 | 1.4286 | 1.73 | 1.065 | 0.665 | 14 | 9.225 | 21.015 | 28.725 | 0.818 | 3.5615 | 6.578 | 5.954 | 16.9115 | 0 | 0 | 0 | 0 | 1.2555 | 0 | #DIV/0! | #DIV/0! | #DIV/0! | 1.2555 | 1.2555 | AA-Q3-C2-S7-A | Average | --- | --- | --- | --- | 8.56 | 20 | 0.975 | 0.01025 | 1.0512 | 2.2 | 1.21 | 0.99 | 14 | 9.24 | 19.8 | 34.65 | 1.568 | 4.6285 | 10.024 | 6.8765 | 23.097 | 0 | 1.091 | 0 | 0 | 3.0105 | 1.7275 | #DIV/0! | #DIV/0! | #DIV/0! | 4.1015 | 5.829
|  |  |  | 20-Minute EBCT Run | [6 empty] | SDS-Chlorination pH | --- | 9.28 | 9.09 | 9.19 | 9.1867 | 1.0346 | SDS-Chlorination pH | --- | 9.28 | 9.09 | 9.19 | 9.1867 | 1.0346 |  | RPD | --- | --- | --- | --- | 0.54348 | 0 | 0 | 0 | 0 | 0 | 6.5728 | 10.5263 | 0 | 0.3252 | 0.14276 | 13.403 | 200 | 54.1626 | 19.398 | 9.5734 | 31.996 | #DIV/0! | #DIV/0! | #DIV/0! | #DIV/0! | 6.9295 | #DIV/0! | #VALUE! | #VALUE! | #VALUE! | 6.9295 | 6.9295 |  | RPD | --- | --- | --- | --- | 0.93458 | 0 | 1.0256 | 4.878 | 3.8529 | 0 | 1.6529 | 2.0202 | 0 | 0.4329 | 0.20202 | 8.0808 | 3.699 | 2.7871 | 1.3168 | 1.2361 | 1.7491 | #DIV/0! | 0.91659 | #DIV/0! | #DIV/0! | 0.69756 | 3.1838 | #VALUE! | #VALUE! | #VALUE! | 0.75582 | 1.4754
|  |  |  | Full-scale empty bed contact time, EBCTLC (min) | 20 | [5 empty] | SDS-Incubation time | hours | 21 | 20.2 | 20.6 | 20.6 | 1.9417 | SDS-Incubation time | hours | 21 | 20.2 | 20.6 | 20.6 | 1.9417 | AA-Q3-C1-S7 | Primary | 1998-11-08 | 14:32 | 77.5333 | 3202.307 | 7.65 | 20 | 0.92 | 0.01 | 1.087 | 2.06 | 1.09 | 0.97 | 14 | 9.22 | 21 | 42.2 | 2.513 | 6.896 | 12.256 | 8.36 | 30.025 | 0 | 2.403 | 0 | 0 | 3.096 | 2.1 | NA | NA | NA | 5.499 | 7.599 | AA-Q3-C2-S9 | Primary | 1998-11-17 | 14:20 | 293.3333 | 6057.6744 | 8.63 | 20 | 1.32 | 0.0135 | 1.0227 | 2.28 | 1.18 | 1.1 | 15 | 9.12 | 20.07 | 41.65 | 2.761 | 6.995 | 12.775 | 7.258 | 29.789 | 0 | 1.247 | 0 | 0 | 2.782 | 1.885 | NA | NA | NA | 4.029 | 5.914
|  |  |  | Estimated full-scale run time, tLCT (days) | 239.3544 | [5 empty] | SDS-TOX | mg Cl- /L | 123 | 106 | 127 | 118.6667 | 9.3965 | SDS-TOX | mg Cl- /L | 123 | 106 | 127 | 118.6667 | 9.3965 | AA-Q3-C1-S7-D | Duplicate | 1998-11-08 | 14:32 | 77.5333 | 3202.307 | 7.31 | 20 | 0.99 | 0.011 | 1.1111 | 2.06 | 1.1 | 0.96 | 14 | 9.21 | 20.95 | 45.5 | 2.369 | 6.594 | 12.05 | 8.21 | 29.223 | 0 | 2.287 | 0 | 0 | 3.093 | 2.119 | NA | NA | NA | 5.38 | 7.499 | AA-Q3-C2-S9-D | Duplicate | 1998-11-17 | 14:20 | 293.3333 | 6057.6744 | 8.43 | 20 | 1.25 | 0.0135 | 1.08 | 2.28 | 1.12 | 1.16 | 15 | 9.14 | 20.08 | 37.95 | 2.744 | 7.016 | 12.94 | 7.39 | 30.09 | 0 | 1.265 | 0 | 0 | 2.916 | 1.909 | NA | NA | NA | 4.181 | 6.09
|  |  |  | RSSCT empty bed contact time, EBCTSC (min) | 2.9054 | [5 empty] | SDS-CHCl3 | mg/L | 19.3 | 15.8 | 20.6 | 18.5667 | 13.3713 | SDS-CHCl3 | mg/L | 19.3 | 15.8 | 20.6 | 18.5667 | 13.3713 | AA-Q3-C1-S7-A | Average | --- | --- | --- | --- | 7.48 | 20 | 0.955 | 0.0105 | 1.099 | 2.06 | 1.095 | 0.965 | 14 | 9.215 | 20.975 | 43.85 | 2.441 | 6.745 | 12.153 | 8.285 | 29.624 | 0 | 2.345 | 0 | 0 | 3.0945 | 2.1095 | #DIV/0! | #DIV/0! | #DIV/0! | 5.4395 | 7.549 | AA-Q3-C2-S9-A | Average | --- | --- | --- | --- | 8.53 | 20 | 1.285 | 0.0135 | 1.0514 | 2.28 | 1.15 | 1.13 | 15 | 9.13 | 20.075 | 39.8 | 2.7525 | 7.0055 | 12.8575 | 7.324 | 29.9395 | 0 | 1.256 | 0 | 0 | 2.849 | 1.897 | #DIV/0! | #DIV/0! | #DIV/0! | 4.105 | 6.002
|  |  |  | Estimated RSSCT run time, tSCT (days) | 34.7711 | [5 empty] | SDS-BDCM | mg/L | 16.8 | 15.3 | 19.1 | 17.0667 | 11.2147 | SDS-BDCM | mg/L | 16.8 | 15.3 | 19.1 | 17.0667 | 11.2147 |  | RPD | --- | --- | --- | --- | 4.5455 | 0 | 7.3298 | 9.5238 | 2.1978 | 0 | 0.91324 | 1.0363 | 0 | 0.10852 | 0.23838 | 7.5257 | 5.8992 | 4.4774 | 1.6951 | 1.8105 | 2.7073 | #DIV/0! | 4.9467 | #DIV/0! | #DIV/0! | 0.096946 | 0.90069 | #VALUE! | #VALUE! | #VALUE! | 2.1877 | 1.3247 |  | RPD | --- | --- | --- | --- | 2.3447 | 0 | 5.4475 | 0 | 5.4475 | 0 | 5.2174 | 5.3097 | 0 | 0.21906 | 0.049813 | 9.2965 | 0.61762 | 0.29976 | 1.2833 | 1.8023 | 1.0054 | #DIV/0! | 1.4331 | #DIV/0! | #DIV/0! | 4.7034 | 1.2652 | #VALUE! | #VALUE! | #VALUE! | 3.7028 | 2.9324
|  |  |  | RSSCT bed length, lSC (cm) | 19.8336 | [5 empty] | SDS-DBCM | mg/L | 13.2 | 13.2 | 13.4 | 13.2667 | 0.87038 | SDS-DBCM | mg/L | 13.2 | 13.2 | 13.4 | 13.2667 | 0.87038 | AA-Q3-C1-S11 | Primary | 1998-11-11 | 14:42 | 149.7 | 6182.9581 | 8.48 | 20 | 1.22 | 0.012 | 0.98361 | 2.2 | 1.04 | 1.16 | 14 | 9.24 | 19.95 | 47.95 | 2.656 | 6.618 | 11.871 | 6.844 | 27.989 | 0 | 1.614 | 0 | 0 | 3.355 | 2.232 | NA | NA | NA | 4.969 | 7.201 | AA-Q3-C2-S13 | Primary | 1998-11-28 | 15:52 | 558.8667 | 11541.2465 | 8.53 | 20 | 1.47 | 0.016 | 1.0884 | 2.32 | 1.3 | 1.02 | 15 | 9.1 | 20.25 | 51.4 | 3.745 | 8.67 | 14.45 | 8.026 | 34.891 | 0 | 1.8 | 0 | 0 | 3.7 | 2.4 | NA | NA | NA | 5.5 | 7.9
|  |  |  | Estimated volume required for 20-minute EBCT, VSC (L) | 171.8086 | [5 empty] | SDS-CHBr3 | mg/L | 3.2 | 3.3 | 2.9 | 3.1333 | 6.6436 | SDS-CHBr3 | mg/L | 3.2 | 3.3 | 2.9 | 3.1333 | 6.6436 | AA-Q3-C1-S11-D | Duplicate | 1998-11-11 | 14:42 | 149.7 | 6182.9581 | 8.5 | 20 | 1.18 | 0.012 | 1.0169 | 2.2 | 1.12 | 1.08 | 14 | 9.26 | 19.95 | 48.2 | 2.679 | 6.752 | 12.049 | 6.995 | 28.475 | 0 | 1.623 | 0 | 0 | 3.524 | 2.223 | NA | NA | NA | 5.147 | 7.37 | AA-Q3-C2-S13-D | Duplicate | 1998-11-28 | 15:52 | 558.8667 | 11541.2465 | 8.55 | 20 | 1.53 | 0.016 | 1.0458 | 2.32 | 1.25 | 1.07 | 15 | 9.11 | 20.28 | 55.9 | 3.836 | 8.652 | 14.446 | 7.922 | 34.856 | 0 | 1.711 | 0 | 0 | 3.648 | 2.384 | NA | NA | NA | 5.359 | 7.743
|  |  |  | Mass GAC required, mSC (g) | 4.3866 | [5 empty] | SDS-THM4 | mg/L | 52.5 | 47.6 | 56 | 52.0333 | 8.109 | SDS-THM4 | mg/L | 52.5 | 47.6 | 56 | 52.0333 | 8.109 | AA-Q3-C1-S11-A | Average | --- | --- | --- | --- | 8.49 | 20 | 1.2 | 0.012 | 1.0003 | 2.2 | 1.08 | 1.12 | 14 | 9.25 | 19.95 | 48.075 | 2.6675 | 6.685 | 11.96 | 6.9195 | 28.232 | 0 | 1.6185 | 0 | 0 | 3.4395 | 2.2275 | #DIV/0! | #DIV/0! | #DIV/0! | 5.058 | 7.2855 | AA-Q3-C2-S13-A | Average | --- | --- | --- | --- | 8.54 | 20 | 1.5 | 0.016 | 1.0671 | 2.32 | 1.275 | 1.045 | 15 | 9.105 | 20.265 | 53.65 | 3.7905 | 8.661 | 14.448 | 7.974 | 34.8735 | 0 | 1.7555 | 0 | 0 | 3.674 | 2.392 | #DIV/0! | #DIV/0! | #DIV/0! | 5.4295 | 7.8215
[11 empty] | SDS-MCAA* | mg/L | BMRL | BMRL | BMRL | #DIV/0! | #DIV/0! | SDS-MCAA* | mg/L | BMRL | BMRL | BMRL | #DIV/0! | #DIV/0! |  | RPD | --- | --- | --- | --- | 0.23557 | 0 | 3.3333 | 0 | 3.3333 | 0 | 7.4074 | 7.1429 | 0 | 0.21622 | 0 | 0.52002 | 0.86223 | 2.0045 | 1.4883 | 2.1822 | 1.7215 | #DIV/0! | 0.55607 | #DIV/0! | #DIV/0! | 4.9135 | 0.40404 | #VALUE! | #VALUE! | #VALUE! | 3.5192 | 2.3197 |  | RPD | --- | --- | --- | --- | 0.23419 | 0 | 4 | 0 | 4 | 0 | 3.9216 | 4.7847 | 0 | 0.10983 | 0.14804 | 8.3877 | 2.4007 | 0.20783 | 0.027685 | 1.3042 | 0.10036 | #DIV/0! | 5.0698 | #DIV/0! | #DIV/0! | 1.4154 | 0.6689 | #VALUE! | #VALUE! | #VALUE! | 2.5969 | 2.0073
[11 empty] | SDS-DCAA* | mg/L | 6.3 | 4.9 | 6.9 | 6.0333 | 17.0108 | SDS-DCAA* | mg/L | 6.3 | 4.9 | 6.9 | 6.0333 | 17.0108 | 0 = Below Minimum Reporting Level; NA = Not Analyzed; NR = Not Reported | [15 empty] | 0 = Below Minimum Reporting Level; NA = Not Analyzed; NR = Not Reported | [17 empty] | 0 = Below Minimum Reporting Level; NA = Not Analyzed; NR = Not Reported | [14 empty] | 0 = Below Minimum Reporting Level; NA = Not Analyzed; NR = Not Reported
[11 empty] | SDS-TCAA* | mg/L | 2.6 | 1.6 | 1.9 | 2.0333 | 25.2374 | SDS-TCAA* | mg/L | 2.6 | 1.6 | 1.9 | 2.0333 | 25.2374 | *: These six species make up HAA6, but the other three HAA species, TBAA, CDBAA and DCBAA, should be reported if measured. | [15 empty] | *: These six species make up HAA6, but the other three HAA species, TBAA, CDBAA and DCBAA, should be reported if measured. | [17 empty] | *: These six species make up HAA6, but the other three HAA species, TBAA, CDBAA and DCBAA, should be reported if measured. | [14 empty] | *: These six species make up HAA6, but the other three HAA species, TBAA, CDBAA and DCBAA, should be reported if measured.
[11 empty] | SDS-MBAA* | mg/L | BMRL | BMRL | BMRL | #DIV/0! | #DIV/0! | SDS-MBAA* | mg/L | BMRL | BMRL | BMRL | #DIV/0! | #DIV/0!
[11 empty] | SDS-DBAA* | mg/L | 3 | 2.8 | 3.1 | 2.9667 | 5.149 | SDS-DBAA* | mg/L | 3 | 2.8 | 3.1 | 2.9667 | 5.149
[11 empty] | SDS-BCAA* | mg/L | 3.7 | 3.4 | 4.1 | 3.7333 | 9.4068 | SDS-BCAA* | mg/L | 3.7 | 3.4 | 4.1 | 3.7333 | 9.4068
[11 empty] | SDS-TBAA | mg/L | NA | NA | NA | #DIV/0! | #DIV/0! | SDS-TBAA | mg/L | NA | NA | NA | #DIV/0! | #DIV/0!
[11 empty] | SDS-CDBAA | mg/L | NA | NA | NA | #DIV/0! | #DIV/0! | SDS-CDBAA | mg/L | NA | NA | NA | #DIV/0! | #DIV/0!
[11 empty] | SDS-DCBAA | mg/L | NA | NA | NA | #DIV/0! | #DIV/0! | SDS-DCBAA | mg/L | NA | NA | NA | #DIV/0! | #DIV/0!
[11 empty] | SDS-HAA5 | mg/L | 11.9 | 9.3 | 11.9 | 11.0333 | 13.6052 | SDS-HAA5 | mg/L | 11.9 | 9.3 | 11.9 | 11.0333 | 13.6052
[11 empty] | SDS-HAA6 | mg/L | 15.6 | 12.7 | 16 | 14.7667 | 12.1959 | SDS-HAA6 | mg/L | 15.6 | 12.7 | 16 | 14.7667 | 12.1959
[11 empty] | 0 = Below Minimum Reporting Level; NA = Not Analyzed; NR = Not Reported | [6 empty] | 0 = Below Minimum Reporting Level; NA = Not Analyzed; NR = Not Reported
[11 empty] | *: These six species make up HAA6, but the other three HAA species, TBAA, CDBAA and DCBAA, should be reported if measured. | [6 empty] | *: These six species make up HAA6, but the other three HAA species, TBAA, CDBAA and DCBAA, should be reported if measured.
Note on N8: Mark Carlson/CVO: volume of each stage is identical, 154,248 gal
Note on N9: Mark Carlson/CVO: volume of each stage is identical 109,148 gal
Note on N10: Mark Carlson/CVO: sf = square feet
Note on N16: Mark Carlson/CVO: vol of stages is identical, 72,392 gal
Note on N17: Mark Carlson/CVO: vol of each stage is identical, 109,148 gal
Note on N18: Mark Carlson/CVO: sf = square feet
Note on N19: Mark Carlson/CVO: sf = square feet
Note on N24: Mark Carlson/CVO: Filter size of 0.1 micron verified. Samples were collected before this 0.1 micron filter.
Note on R35: CH2M HILL: Temp. measurements were taken from vials of water, and represent the actual sample temp., not the fluctuating air temp. of the incubator. Accuracy of thermometer is +/- 0.2 C
Note on S17: CH2M HILL: Results verified.
Note on S18: CH2M HILL: Results verified.
Note on T17: CH2M HILL: Results verified.
Note on T18: CH2M HILL: Results verified.
Note on V27: Mark Carlson/CVO: The turbidity was measured before the sample was filtered on a bench-scale. As a result the turbidity varied. Normally, the turbidity decreased, but in this case it increased. We may have agitated the barrel that the water was stored in as we moved things around to make space in the cooler.
Note on Z35: CH2M HILL: Temp. measurements were taken from vials of water, and represent the actual sample temp., not the fluctuating air temp. of the incubator. Accuracy of thermometer is +/- 0.2 C
Note on AA17: CH2M HILL: Results verified.
Note on AA18: CH2M HILL: Results verified.
Note on AB17: CH2M HILL: Results verified.
Note on AB18: CH2M HILL: Results verified.
Note on AD27: Mark Carlson/CVO: The turbidity was measured before the sample was filtered on a bench-scale. As a result the turbidity varied. Normally, the turbidity decreased, but in this case it increased. We may have agitated the barrel that the water was stored in as we moved things around to make space in the cooler. Or,the softened water may have been a little unstable and some calcium carbonate may have continued to form.
Note on AO5: Mark Carlson/CVO: We based breakthrough on a rapid turn around TOC analysis that did not meet the QA/QC requirements of the ICR. The second to the last value was 1.75, or greater than 70% breakthrough. When the second to the last sample was re-analyzed using the ICR approved methods we found that the TOC value was 1.61, or less than 70% of the influent. However, by this time we had broken down the RSSCT apparatus and discarded the carbon so we could not continue the test. After we realized our mistake, we changed our procedure and kept the column intact until we had the "official" TOC results.
Note on AU7: CH2M HILL: Temp. measurements were taken from vials of water, and represent the actual sample temp., not the fluctuating air temp. of the incubator. Accuracy of thermometer is +/- 0.2 C
Note on AU32: CH2M HILL: Temp. measurements were taken from vials of water, and represent the actual sample temp., not the fluctuating air temp. of the incubator. Accuracy of thermometer is +/- 0.2 C
Note on AX9: CH2M HILL: Results verified…MRL is 25 ug/L.
Note on AX10: CH2M HILL: Results verified…MRL is 25 ug/L.
Note on BX5: Mark Carlson/CVO: The RSSCT operator based breakthrough on having two TOC measurements that were greater than 70% of the influent. On review of the data we informed the operator that the two measurements had to be in consecutive samples. However, by this time the operator had broken down the RSSCT apparatus and discarded the carbon so we could not continue the test. This was not a good time for our operator.
Note on CD7: CH2M HILL: Temp. measurements were taken from vials of water, and represent the actual sample temp., not the fluctuating air temp. of the incubator. Accuracy of thermometer is +/- 0.2 C
Note on CD32: CH2M HILL: Temp. measurements were taken from vials of water, and represent the actual sample temp., not the fluctuating air temp. of the incubator. Accuracy of thermometer is +/- 0.2 C
Note on CZ8: Mark Carlson/CVO: This markup is a percent of the direct cost of material, labor, and equipment .
Note on CZ9: Mark Carlson/CVO: This markup is a percent of the direct cost of material, labor, and equipment .
Note on CZ10: Mark Carlson/CVO: This markup is a percent of the direct cost of material, labor, and equipment .
Note on CZ11: Mark Carlson/CVO: This markup is a percent of the direct cost of material, labor, and equipment .
Note on CZ20: Mark Carlson/CVO: This is a hard one to estimate. The water can be intercepted at the clear well and placed back to the clearwell. I assume that area is available for more GAC filters.

## Sheet4. 4th Quarter
FIELD-SET 1: 1st QUARTER RSSCT RESULTS (FILE: gacrssct.xls)
Field 1-1: PWS And Treatment Plant Data |  | Field 1-2: Full-Scale GAC Characteristics1 |  | Field 1-3: RSSCT Design Parameters |  |  |  | Field 1-4: Pretreatment Used Prior To GAC1 |  |  | Field 1-5: GAC Influent Water Quality For The 10-Minute EBCT Run | [6 empty] | Field 1-6: GAC Influent Water Quality For The 20-Minute EBCT Run1 | [6 empty] | Field 1-7: GAC Effluent Water Quality For The 10-Minute EBCT Run1 | [15 empty] | Field 1-7: GAC Effluent Water Quality For The 10-Minute EBCT Run (continued) | [17 empty] | Field 1-8: GAC Effluent Water Quality For The 20-Minute EBCT Run1 | [14 empty] | Field 1-8: GAC Effluent Water Quality For The 20-Minute EBCT Run (continued) | [18 empty] | Field 1-9: GAC Cost Parameters
|  |  |  | Input Design Parameters |  | US Standard Mesh Sizes | [18 empty] | Group C, 12 effluent samples per run | [33 empty] | Group C, 12 effluent samples per run
PWS Name | City of Ann Arbor | Carbon manufacturer | Calgon | RSSCT influent TOC (mg/L) | 2.47 | US standard | Opening | Process | Description | Scale | 10-min. EBCT Start Date | 1999-02-17 | [5 empty] | 20-min. EBCT Start Date | 1999-02-17 | [5 empty] | Sample | Was sample | Sampling | Sampling | Operation | Bed | pH | Temp. | TOC | UV254 | SUVA | SDS | SDS | SDS | SDS | SDS | SDS | SDS | SDS | SDS | SDS | SDS | SDS | SDS | SDS | SDS | SDS | SDS | SDS | SDS | SDS | SDS | SDS | SDS | Sample | Was sample | Sampling | Sampling | Operation | Bed | pH | Temp. | TOC | UV254 | SUVA | SDS | SDS | SDS | SDS | SDS | SDS | SDS | SDS | SDS | SDS | SDS | SDS | SDS | SDS | SDS | SDS | SDS | SDS | SDS | SDS | SDS | SDS | SDS | Cost Parameter | Parameter value
Public Water System Identification Number | MI0000220 | Carbon trade name | F300 | Inner diameter of the RSSCT column, DSC (mm) | 8 | mesh size | (mm) | Rapid Mix, Train 1 | 32,180 gal; Lime @ 163 mg/L | Full scale | 10-min. EBCT Start Time | 9:00 | [5 empty] | 20-min. EBCT Start Time | 9:00 | [5 empty] | ID | duplicated? | date | time | time | volumes | [5 empty] | Cl2 dose | Free Cl2 residual | Cl2 demand | Chlorination temp. | Chlorination pH | Incubation time | TOX | CHCl3 | BDCM | DBCM | CHBr3 | THM4 | MCAA* | DCAA* | TCAA* | MBAA* | DBAA* | BCAA* | TBAA | CDBAA | DCBAA | HAA5 | HAA6 | ID | duplicated? | date | time | time | volumes | [5 empty] | Cl2 dose | Free Cl2 residual | Cl2 demand | Chlorination temp. | Chlorination pH | Incubation time | TOX | CHCl3 | BDCM | DBCM | CHBr3 | THM4 | MCAA* | DCAA* | TCAA* | MBAA* | DBAA* | BCAA* | TBAA | CDBAA | DCBAA | HAA5 | HAA6 | Capital Recovery Interest Rate (%) | 8%
Water Industry Data Base Number (optional) | NA | Carbon type | Bituminous | Minimum RSSCT Reynolds number, ReSC, min | 0.501 | 4 | 4.75 | Rapid Mix, Train 2 | 9,965 gal; lime @ 163 mg/L | Full scale | [15 empty] | Y/N | MM/DD/YY | hh:mm | hh.hh | (10 minute) | --- | oC | mg/L | cm-1 | L/(mg*m) | mg/L | mg/L | mg/L | oC | --- | hours | mg Cl- /L | mg/L | mg/L | mg/L | mg/L | mg/L | mg/L | mg/L | mg/L | mg/L | mg/L | mg/L | mg/L | mg/L | mg/L | mg/L | mg/L |  | Y/N | MM/DD/YY | hh:mm | hh.hh | (20 minute) | --- | oC | mg/L | cm-1 | L/(mg*m) | mg/L | mg/L | mg/L | oC | --- | hours | mg Cl- /L | mg/L | mg/L | mg/L | mg/L | mg/L | mg/L | mg/L | mg/L | mg/L | mg/L | mg/L | mg/L | mg/L | mg/L | mg/L | mg/L | Capital Recovery Period (years) | 20
|  | Original GAC mesh size, upper (US standard mesh) | 8 | Full-scale operating temperature, ToC (oC) | 7 | 6 | 3.35 | Flocculation, Train 1 | 462,494 gal; 3 stages, mean velocity gradient of 44, 44, & 41 1/sec at each stage; Cat Floc-T @ 0.66 mg/L | Full scale | Group A, 2 samples per batch | [6 empty] | Group A, 2 samples per batch | [6 empty] | AA-Q4-C1-S1 | N | 1999-02-17 | 12:05 | 3.0833 | 127.3488 | 9.17 | 21 | 0.54 | 0 | 0 | 2.08 | 0.67 | 1.41 | 8 | 9.22 | 20.6 | 0 | 0 | 0 | 0 | 0 | 0 | 0 | 0 | 0 | 0 | 0 | 0 | NA | NA | NA | 0 | 0 | AA-Q4-C2-S1 | N | 1999-02-17 | 12:05 | 3.0833 | 63.6744 | 9.5 | 21 | 0 | 0 | #DIV/0! | 2.04 | 0.69 | 1.35 | 8 | 9.28 | 20.4333 | 0 | 0 | 0 | 0 | 0 | 0 | 0 | 0 | 0 | 0 | 0 | 0 | NA | NA | NA | 0 | 0 | Overhead & Profit Factor (% of construction costs) | 15
Official ICR Contact Person |  | Original GAC mesh size, lower (US standard mesh) | 30 | Full-scale bed porosity, eLC | 0.42 | 8 | 2.36 | Flocculation, Train 2 | 372,444 gal, 3 stages, mean velocity gradient of 104 1/sec at each stage; Cat Floc-T @ 0.66 mg/L | Full scale | Parameter | Units | Sample A1-10 | Sample A2-10 | Average | RPD |  | Parameter | Units | Sample A1-20 | Sample A2-20 | Average | RPD |  | AA-Q4-C1-S3-A | Y | 1999-02-19 | 12:15 | 51.25 | 2116.7442 | 8.735 | 22 | 0.595 | 0.0023125 | 0.38866 | 2.12 | 0.965 | 1.155 | 8 | 9.235 | 20.5833 | 0 | 0 | 1.0775 | 2.5455 | 2.4055 | 6.0285 | 0 | 0 | 0 | 0 | 0 | 0 | NA | NA | NA | 0 | 0 | AA-Q4-C2-S3-A | Y | 1999-02-21 | 16:15 | 103.25 | 2132.2326 | 8.815 | 21 | 0 | 0.001 | #DIV/0! | 2.04 | 0.78 | 1.26 | 8 | 9.265 | 20.3833 | 0 | 0 | 0 | 1.8485 | 1.9605 | 3.809 | 0 | 0 | 0 | 0 | 0 | 0 | NA | NA | NA | 0 | 0 | Special Sitework Factor (% of construction costs) | 15
Mailing Address |  | Original carbon particle diameter, dLC (mm) | 1.48 | Measured RSSCT dry bed density, rSC (g/cm3) | 0.44 | 10 | 2 | Sedimentation, Train 1 | 13,970 sf surface area, 1,279,968 gal volume | Full scale | Sampling date | MM/DD/YY | 1999-02-17 | 1999-03-18 | --- | --- |  | Sampling date | MM/DD/YY | 1999-02-17 | 1999-03-18 | --- | --- |  | AA-Q4-C1-S4 | N | 1999-02-20 | 11:40 | 74.6667 | 3083.907 | 8.92 | 21 | 0.88 | 0.005625 | 0.6392 | 2.2 | 0.82 | 1.38 | 8 | 9.28 | 20.5167 | 25.7 | 1.001 | 2.228 | 5.112 | 4.787 | 13.128 | 0 | 2.989 | 0 | 0 | 1.599 | 0 | NA | NA | NA | 4.588 | 4.588 | AA-Q4-C2-S4 | N | 1999-02-23 | 11:05 | 146.0833 | 3016.7907 | 8.4 | 22 | 0.64 | 0.004 | 0.625 | 2.04 | 0.63 | 1.41 | 7 | 9.25 | 20.55 | 0 | 0 | 1.068 | 2.491 | 3.011 | 6.57 | 0 | 2.11 | 0 | 0 | 0 | 0 | NA | NA | NA | 2.11 | 2.11 | Construction Contingencies (% of construction costs) | 30
|  | 1: These are the characteristics before the carbon is ground for RSSCT experiments. |  | RSSCT GAC mesh size, upper (US standard mesh) | 60 | 12 | 1.68 | Sedimentation, Train 2 | 13,273 sf surface area, 1,812,065 gal volume | Full scale | Sampling time | hh:mm | 10:00 | 13:20 | --- | --- |  | Sampling time | hh:mm | 10:00 | 13:20 | --- | --- |  | AA-Q4-C1-S5 | N | 1999-02-21 | 16:15 | 103.25 | 4264.4651 | 8.85 | 21 | 1.16 | 0.007875 | 0.67888 | 2.32 | 0.8 | 1.52 | 8 | 9.24 | 20.5 | 33.15 | 1.438 | 3.361 | 7.138 | 5.986 | 17.923 | 0 | 3.978 | 0 | 0 | 1.959 | 1.212 | NA | NA | NA | 5.937 | 7.149 | AA-Q4-C2-S5 | N | 1999-02-25 | 12:57 | 195.95 | 4046.5953 | 8.49 | 22 | 0.87 | 0.007875 | 0.90517 | 2.2 | 0.71 | 1.49 | 7 | 9.24 | 20.5667 | 0 | 0 | 2.236 | 5.257 | 5.607 | 13.1 | 0 | 3.337 | 0 | 0 | 2.001 | 1.08 | NA | NA | NA | 5.338 | 6.418 | Engineering Fee Factor (% of construction costs) | 15
Phone Number |  |  |  | RSSCT GAC mesh size, lower (US standard mesh) | 80 | 16 | 1.18 | Recarbonation, Train 1 | 132 sf; vol. of 11,848 gal; CO2 added to target pH, well water also added at this point | Full scale | Operation time | hh.hh | 1 | 700.3333 | --- | --- |  | Operation time | hh.hh | 1 | 700.3333 | --- | --- |  | AA-Q4-C1-S6 | N | 1999-02-22 | 11:10 | 122.1667 | 5045.7674 | 8.42 | 21 | 1.23 | 0.01 | 0.81301 | 2.36 | 0.74 | 1.62 | 8 | 9.22 | 20.4833 | 34.8 | 1.674 | 3.959 | 8.125 | 6.424 | 20.182 | 0 | 3.697 | 0 | 0 | 2.065 | 1.273 | NA | NA | NA | 5.762 | 7.035 | AA-Q4-C2-S6 | N | 1999-02-27 | 12:00 | 243 | 5018.2326 | 8.5 | 21 | 1.13 | 0.009 | 0.79646 | 2.36 | 0.76 | 1.6 | 7 | 9.25 | 20.5 | 30.8 | 1.275 | 3.169 | 7.166 | 6.362 | 17.972 | 0 | 2.581 | 0 | 0 | 2.655 | 1.459 | NA | NA | NA | 5.236 | 6.695 | 1998 ENR Construction Cost Index (CCI base year 1913) | 5986
FAX Number | [5 empty] | 20 | 0.85 | Recarbonation, Train 2 | 750 sf; vol. of 12,000 gal; CO2 added to target pH, well water also added at this point | Full scale | Bed volumes | (10 minutes) | 41.3023 | 28925.3953 | --- | --- |  | Bed volumes | (20 minutes) | 41.3023 | 28925.3953 | --- | --- |  | AA-Q4-C1-S7-A | Y | 1999-02-23 | 13:08 | 148.125 | 6117.907 | 8.48 | 22 | 1.4 | 0.012 | 0.85714 | 2.48 | 0.79 | 1.69 | 7 | 9.245 | 20.5 | 35.125 | 1.8725 | 4.044 | 7.782 | 5.8635 | 19.562 | 0 | 3.4785 | 0 | 0 | 2.1325 | 1.463 | NA | NA | NA | 5.611 | 7.074 | AA-Q4-C2-S7-A | Y | 1999-03-01 | 12:47 | 291.7833 | 6025.6651 | 8.225 | 21 | 1.17 | 0.01 | 0.8547 | 2.4 | 1.04 | 1.36 | 7 | 9.235 | 20.4333 | 30.975 | 0 | 2.7365 | 7.2175 | 7.147 | 17.101 | 0 | 1.5245 | 0 | 0 | 2.74 | 1.3295 | NA | NA | NA | 4.2645 | 5.594 | 1998 Producers Price Index (PPI base year 1967 = 100) | 369
E-Mail Address (optional) |  |  |  | Estimated Run Length |  | 30 | 0.6 | Rapid Mix Train 1 | Vol. Of 11,766 gal., Cat Floc-T added at1.0 mg/L | Full scale | Alkalinity | mg/L as CaCO3 | 71 | 72 | 71.5 | 1.3986 |  | Alkalinity | mg/L as CaCO3 | 71 | 72 | 71.5 | 1.3986 |  | AA-Q4-C1-S8 | N | 1999-02-24 | 11:20 | 170.3333 | 7035.1628 | 8.58 | 22 | 1.47 | 0.013 | 0.88435 | 2.52 | 0.8 | 1.72 | 7 | 9.29 | 20.55 | 38.8 | 2.551 | 5.092 | 8.822 | 6.155 | 22.62 | 0 | 3.503 | 0 | 0 | 2.296 | 1.647 | NA | NA | NA | 5.799 | 7.446 | AA-Q4-C2-S8 | N | 1999-03-03 | 11:20 | 338.3333 | 6986.9767 | 8.3 | 21 | 1.28 | 0.01 | 0.78125 | 2.4 | 1.16 | 1.24 | 7 | 9.25 | 19.9167 | 31.5 | 0 | 2.479 | 6.878 | 6.232 | 15.589 | 0 | 1.354 | 0 | 0 | 2.57 | 1.396 | NA | NA | NA | 3.924 | 5.32 | Labor Rate + Fringe ($/work-hour) | 22.27
|  |  |  | Bed volumes to 50% TOC breakthrough, BV50 | 6698.1319 | 40 | 0.425 | Rapid Mix Train 2 | Vol. Of 9,965 gal., Cat Floc-T added at 1.0 mg/L | Full scale | Total hardness | mg/L as CaCO3 | 145 | 149 | 147 | 2.7211 |  | Total hardness | mg/L as CaCO3 | 145 | 149 | 147 | 2.7211 |  | AA-Q4-C1-S9 | N | 1999-02-26 | 10:55 | 217.9167 | 9000.4651 | 8.4 | 21 | 1.53 | 0.014 | 0.91503 | 2.48 | 0.84 | 1.64 | 7 | 9.2 | 20.9167 | 45.9 | 2.208 | 5.022 | 9.046 | 5.904 | 22.18 | 0 | 2.448 | 0 | 0 | 2.867 | 1.98 | NA | NA | NA | 5.315 | 7.295 | AA-Q4-C2-S9 | N | 1999-03-06 | 15:42 | 414.7 | 8564.0372 | 8.14 | 21 | 1.5 | 0.014 | 0.93333 | 2.48 | 1.15 | 1.33 | 7 | 9.21 | 19.8667 | 41.85 | 1.205 | 3.901 | 9.162 | 7.273 | 21.541 | 0 | 1.703 | 0 | 0 | 3.015 | 1.689 | NA | NA | NA | 4.718 | 6.407 | Labor Overhead Factor (% of labor) | 57%
Technical ICR Contact Person |  |  |  | Estimated run length, BVT ( = 2 x BV50) | 13396.2638 | 50 | 0.3 | Flocculation, Stage 1 | Vol. Of 217,176 gal, 3 stages, velocity gradients of 80, 50, and 25 per stage | Full Scale | Calcium hardness | mg/L as CaCO3 | 69.4 | 70.4 | 69.9 | 1.4306 |  | Calcium hardness | mg/L as CaCO3 | 69.4 | 70.4 | 69.9 | 1.4306 |  | AA-Q4-C1-S10 | N | 1999-02-28 | 11:40 | 266.6667 | 11013.9535 | 8.54 | 21 | 1.68 | 0.016 | 0.95238 | 2.52 | 0.91 | 1.61 | 7 | 9.21 | 20.7833 | 49.1 | 2.498 | 5.436 | 9.374 | 5.882 | 23.19 | 0 | 2.234 | 0 | 0 | 2.754 | 1.971 | NA | NA | NA | 4.988 | 6.959 | AA-Q4-C2-S10 | N | 1999-03-09 | 11:00 | 482 | 9953.8605 | 8.58 | 23 | 1.52 | 0.015 | 0.98684 | 2.52 | 1.2 | 1.32 | 7 | 9.26 | 19.8833 | 45.55 | 1.337 | 4.412 | 9.698 | 7.228 | 25.153 | 0 | 1.723 | 0 | 0 | 2.965 | 1.73 | NA | NA | NA | 4.688 | 6.418 | Electric Rate ($/kW-h) | 0.0635
Mailing Address |  |  |  | BVT + 30% safety factor, BVT+30% ( = 2.6 x BV50) | 17415.1429 | 60 | 0.25 | Flocculation, Stage 2 | Vol. Of 327,444 gal, 3 stages, velocity gradient of 104 each stage | Full Scale | Ammonia | mg NH3-N / L | 0.23 | 0.14 | 0.185 | 48.6486 |  | Ammonia | mg NH3-N / L | 0.23 | 0.14 | 0.185 | 48.6486 |  | AA-Q4-C1-S11-A | Y | 1999-03-02 | 12:45 | 315.75 | 13041.2093 | 8.215 | 21 | 1.665 | 0.016 | 0.96096 | 2.56 | 1.095 | 1.465 | 7 | 9.215 | 20.6833 | 47.65 | 2.306 | 5.8205 | 10.457 | 6.6445 | 25.228 | 0 | 1.8345 | 0 | 0 | 3.266 | 2.12 | NA | NA | NA | 5.1005 | 7.2205 | AA-Q4-C2-S11-A | Y | 1999-03-12 | 12:50 | 555.8333 | 11478.6047 | 8.37 | 22 | 1.66 | 0.012 | 0.72289 | 2.6 | 1.405 | 1.195 | 7 | 9.265 | 20.7333 | 42.4 | 1.3515 | 4.047 | 8.97 | 6.382 | 20.7505 | 0 | 1.2555 | 0 | 0 | 2.679 | 1.5775 | NA | NA | NA | 3.9345 | 5.512 | Fuel Oil Rate ($/gal) | 0.8
[6 empty] | 70 | 0.21 | Sedimentation , Stage 1 | 12,272 sf area; 1,335,235 gal | Full Scale | Bromide | mg/L | 101.23 | 100 | 100.615 | 1.2225 |  | Bromide | mg/L | 101.23 | 100 | 100.615 | 1.2225 |  | AA-Q4-C1-S12 | N | 1999-03-04 | 12:00 | 363 | 14992.7442 | 8.16 | 21 | 1.73 | 0.0165 | 0.95376 | 2.56 | 1.17 | 1.39 | 7 | 9.24 | 20.0333 | 70.35 | 1.693 | 4.66 | 8.91 | 5.758 | 21.021 | 0 | 1.65 | 0 | 0 | 2.803 | 1.91 | NA | NA | NA | 4.453 | 6.363 | AA-Q4-C2-S12 | N | 1999-03-15 | 11:20 | 626.3333 | 12934.5116 | 8.27 | 22 | 1.74 | 0.0135 | 0.77586 | 2.64 | 1.49 | 1.15 | 7 | 9.28 | 20.5833 | 41.6 | 1.86 | 4.828 | 9.99 | 6.472 | 23.15 | 0 | 1.402 | 0 | 0 | 2.561 | 1.709 | NA | NA | NA | 3.963 | 5.672 | Natural Gas Rate ($/ft3) | 2.445
Phone Number |  |  |  | General RSSCT Design Parameters |  | 80 | 0.18 | Sedimentation , Stage 2 | 13,237 sf area; 1,996,153 gal | Full Scale | [14 empty] | AA-Q4-C1-S13 | N | 1999-03-06 | 15:43 | 414.7083 | 17128.4186 | 8.2 | 21 | 1.86 | 0.0185 | 0.99462 | 2.6 | 1.26 | 1.34 | 7 | 9.23 | 19.95 | 61.55 | 2.291 | 5.805 | 9.997 | 5.812 | 23.905 | 0 | 2.113 | 0 | 0 | 3.139 | 2.221 | NA | NA | NA | 5.252 | 7.473 | AA-Q4-C2-S13 | N | 1999-03-18 | 11:10 | 698.1667 | 14417.9535 | 8.51 | 22 | 1.6 | 0.0165 | 1.0312 | 2.68 | 1.87 | 0.81 | 7 | 9.28 | 20.5 | 43.5 | 2.487 | 5.904 | 10.593 | 6.169 | 25.153 | 0 | 1.527 | 0 | 0 | 2.588 | 1.917 | NA | NA | NA | 4.115 | 6.032 | Current Process Water Rate ($/1000 gal) | 2.34
FAX Number |  |  |  | Kinematic viscosity at ToC, nLC (m2/s) | 1.4315e-06 | 100 | 0.15 | Flow combined | water from two sedimentation trains is combined | Full scale | Group B, 3 samples per batch | [6 empty] | Group B, 3 samples per batch | [10 empty] | -869001 | -35891762.2326 |  |  |  |  | #DIV/0! |  |  | 0 | [8 empty] | 0 | [9 empty] | 0 | 0 | AA-Q4-C2-S14 | N | 1999-03-24 | 15:20 | 846.3333 | 17477.7674 | 8.57 | 23 | 1.72 | 0.016 | 0.93023 | 2.6 | 1.42 | 1.18 | 8 | 9.23 | 20 | 57.35 | 2.231 | 5.727 | 9.615 | 5.278 | 22.851 | 0 | 1.237 | 0 | 0 | 2.82 | 1.999 | NA | NA | NA | 4.057 | 6.056 | Modifications to Existing Plant (% of construction costs) | 5
E-Mail Address (optional) |  |  |  | RSSCT carbon particle diameter, dSC (mm) | 0.215 | 120 | 0.125 | Recarbonation | 2,765 sf area; 258,531 gal volume; CO2 added to target pH | Full scale | Parameter | Units | Sample B1-10 | Sample B2-10 | Sample B3-10 | Average | %SD | Parameter | Units | Sample B1-10 | Sample B2-10 | Sample B3-10 | Average | %SD |  |  |  |  | -869001 | -35891762.2326 |  |  |  |  | #DIV/0! |  |  | 0 | [8 empty] | 0 | [9 empty] | 0 | 0 |  |  |  |  | -869001 | -17945881.1163 |  |  |  |  | #DIV/0! |  |  | 0 | [8 empty] | 0 | [9 empty] | 0 | 0
|  |  |  | Scaling factor, SF | 6.8837 | 140 | 0.106 | Ozone | 5 cells, ozone dosed to second cell. Cell volumes are 4,800, 14,400, 9,600, and 6,000 cubic feet. 20-ft depth. Dose rate is 1.16 mg/L. | Full scale | Sampling date | MM/DD/YY | 1999-02-17 | 1999-03-09 | 1999-03-18 | --- | --- | Sampling date | MM/DD/YY | 1999-02-17 | 1999-03-09 | 1999-03-18 | --- | --- |  |  |  |  | -869001 | -35891762.2326 |  |  |  |  | #DIV/0! |  |  | 0 | [8 empty] | 0 | [9 empty] | 0 | 0 |  |  |  |  | -869001 | -17945881.1163 |  |  |  |  | #DIV/0! |  |  | 0 | [8 empty] | 0 | [9 empty] | 0 | 0
Plant Name | Ann Arbor Water Treatment Plant |  |  | RSSCT hydraulic loading rate, vSC (m/hr) | 5.0435 | 170 | 0.088 | Wet Well | 30,160 cubic feet storage, addition of sodium hexametaphosphate | Full scale | Sampling time | hh:mm | 10:00 | 9:00 | 13:20 | --- | --- | Sampling time | hh:mm | 10:00 | 9:00 | 13:20 | --- | --- |  |  |  |  | -869001 | -35891762.2326 |  |  |  |  | #DIV/0! |  |  | 0 | [8 empty] | 0 | [9 empty] | 0 | 0 |  |  |  |  | -869001 | -17945881.1163 |  |  |  |  | #DIV/0! |  |  | 0 | [8 empty] | 0 | [9 empty] | 0 | 0
Treatment Plant Category | ts/soft |  |  | RSSCT flow rate, QSC (mL/min) | 4.2252 | 200 | 0.075 | Filtration | 0.1 micron teflon filter cartridge | Bench | Operation time | hh.hh | 1 | 480 | 700.3333 | --- | --- | Operation time | hh.hh | 1 | 480 | 700.3333 | --- | --- |  |  |  |  | -869001 | -35891762.2326 |  |  |  |  | #DIV/0! |  |  | 0 | [8 empty] | 0 | [9 empty] | 0 | 0 |  |  |  |  | -869001 | -17945881.1163 |  |  |  |  | #DIV/0! |  |  | 0 | [8 empty] | 0 | [9 empty] | 0 | 0
Process Train Name | NA |  |  | Estimated total influent volume required, VSCT (L) | 320.68 | 230 | 0.062 | 1: Design information, similar to that shown in Tables 6c and 6d of the ICR rule, must be included in |  |  | Bed volumes | (10 minute) | 41.3023 | 19825.1163 | 28925.3953 | --- | --- | Bed volumes | (20 minute) | 41.3023 | 19825.1163 | 28925.3953 | --- | --- | BMRL = Below Minimum Reporting Level; NA = Not Analyzed; NR = Not Reported | [15 empty] | BMRL = Below Minimum Reporting Level; NA = Not Analyzed; NR = Not Reported | [17 empty] | BMRL = Below Minimum Reporting Level; NA = Not Analyzed; NR = Not Reported | [14 empty] | BMRL = Below Minimum Reporting Level; NA = Not Analyzed; NR = Not Reported
ICR Treatment Plant Identification Number | 411 |  |  |  |  | 270 | 0.053 | the hard-copy Treatment Study Summary Report (see Section 10.0). The purpose of this table |  |  | pH | --- | 8.96 | 8.77 | 8.95 | 8.8933 | 1.2023 | pH | --- | 8.96 | 8.77 | 8.95 | 8.8933 | 1.2023 | *: These six species make up HAA6, but the other three HAA species, TBAA, CDBAA and DCBAA, should be reported if measured. | [15 empty] | *: These six species make up HAA6, but the other three HAA species, TBAA, CDBAA and DCBAA, should be reported if measured. | [17 empty] | *: These six species make up HAA6, but the other three HAA species, TBAA, CDBAA and DCBAA, should be reported if measured. | [14 empty] | *: These six species make up HAA6, but the other three HAA species, TBAA, CDBAA and DCBAA, should be reported if measured.
PWSID Number of Plant (if assigned) | 220 |  |  | 10-Minute EBCT Run |  | 325 | 0.044 | is to list the pretreatment processes used in this particular RSSCT run. |  |  | Turbidity | ntu | 0.37 | 1.62 | 3.1 | 1.6967 | 80.547 | Turbidity | ntu | 0.37 | 1.62 | 3.1 | 1.6967 | 80.547 | 1: Do not enter the results from duplicate samples into the table above, instead enter the average value for the primary and duplicate analyses in the above table, and enter the results for the primary and duplicate analyses below. | [33 empty] | 1: Do not enter the results from duplicate samples into the table above, instead enter the average value for the primary and duplicate analyses in the above table, and enter the results for the primary and duplicate analyses below.
Historical Minimum Water Temperature (oC) | 2 |  |  | Full-scale empty bed contact time, EBCTLC (min) | 10 | 400 | 0.037 |  |  |  | Temperature | oC | 21 | 23 | 22 | 22 | 4.5455 | Temperature | oC | 21 | 23 | 22 | 22 | 4.5455
Historical Average Water Temperature (oC) | 26 |  |  | Estimated full-scale run time, tLCT (days) | 120.9385 | [5 empty] | Total organic carbon | mg/L | 2.58 | 2.4 | 2.33 | 2.4367 | 5.2929 | Total organic carbon | mg/L | 2.58 | 2.4 | 2.33 | 2.4367 | 5.2929 | Group D, 3 duplicate effluent samples per run (results from primary and duplicate analyses) | [33 empty] | Group D, 3 duplicate effluent samples per run (results from primary and duplicate analyses)
State Approved Plant Capacity (MGD) | 50 |  |  | RSSCT empty bed contact time, EBCTSC (min) | 1.4527 | [5 empty] | UV254 | cm-1 | 0.027 | 0.028 | 0.027 | 0.027333 | 2.1123 | UV254 | cm-1 | 0.027 | 0.028 | 0.027 | 0.027333 | 2.1123 | Sample | Sample | Sampling | Sampling | Operation | Bed | pH | Temp. | TOC | UV254 | SUVA | SDS | SDS | SDS | SDS | SDS | SDS | SDS | SDS | SDS | SDS | SDS | SDS | SDS | SDS | SDS | SDS | SDS | SDS | SDS | SDS | SDS | SDS | SDS | Sample | Sample | Sampling | Sampling | Operation | Bed | pH | Temp. | TOC | UV254 | SUVA | SDS | SDS | SDS | SDS | SDS | SDS | SDS | SDS | SDS | SDS | SDS | SDS | SDS | SDS | SDS | SDS | SDS | SDS | SDS | SDS | SDS | SDS | SDS
|  |  |  | Estimated RSSCT run time, tSCT (days) | 17.5688 | [5 empty] | SUVA | L/(mg*m) | 1.0465 | 1.1667 | 1.1588 | 1.124 | 5.9801 | SUVA | L/(mg*m) | 1.0465 | 1.1667 | 1.1588 | 1.124 | 5.9801 | ID | Type | date | time | time | volumes | [5 empty] | Cl2 dose | Free Cl2 residual | Cl2 demand | Chlorination temp. | Chlorination pH | Incubation time | TOX | CHCl3 | BDCM | DBCM | CHBr3 | THM4 | MCAA* | DCAA* | TCAA* | MBAA* | DBAA* | BCAA* | TBAA | CDBAA | DCBAA | HAA5 | HAA6 | ID | Type | date | time | time | volumes | [5 empty] | Cl2 dose | Free Cl2 residual | Cl2 demand | Chlorination temp. | Chlorination pH | Incubation time | TOX | CHCl3 | BDCM | DBCM | CHBr3 | THM4 | MCAA* | DCAA* | TCAA* | MBAA* | DBAA* | BCAA* | TBAA | CDBAA | DCBAA | HAA5 | HAA6
|  |  |  | RSSCT bed length, lSC (cm) | 12.2111 | [5 empty] | SDS-Cl2 dose | mg/L | 2.84 | 2.8 | 2.93 | 2.8567 | 2.3308 | SDS-Cl2 dose | mg/L | 2.84 | 2.8 | 2.93 | 2.8567 | 2.3308 |  |  | MM/DD/YY | hh:mm | hh.hh | (10 minute) | --- | oC | mg/L | cm-1 | L/(mg*m) | mg/L | mg/L | mg/L | oC | --- | hours | mg Cl- /L | mg/L | mg/L | mg/L | mg/L | mg/L | mg/L | mg/L | mg/L | mg/L | mg/L | mg/L | mg/L | mg/L | mg/L | mg/L | mg/L |  |  | MM/DD/YY | hh:mm | hh.hh | (20 minute) | --- | oC | mg/L | cm-1 | L/(mg*m) | mg/L | mg/L | mg/L | oC | --- | hours | mg Cl- /L | mg/L | mg/L | mg/L | mg/L | mg/L | mg/L | mg/L | mg/L | mg/L | mg/L | mg/L | mg/L | mg/L | mg/L | mg/L | mg/L
|  |  |  | Estimated volume required for 10-minute EBCT, VSC (L) | 106.8933 | [5 empty] | SDS-Free Cl2 residual | mg/L | 0.81 | 1.13 | 1.23 | 1.0567 | 20.7628 | SDS-Free Cl2 residual | mg/L | 0.81 | 1.13 | 1.23 | 1.0567 | 20.7628 | AA-Q4-C1-S3 | Primary | 1999-02-19 | 12:15 | 51.25 | 2116.7442 | 8.72 | 22 | 0.59 | 0.002125 | 0.36017 | 2.12 | 0.96 | 1.16 | 8 | 9.26 | 20.6 | 0 | 0 | 1.117 | 2.584 | 2.428 | 6.129 | 0 | 0 | 0 | 0 | 0 | 0 | NA | NA | NA | 0 | 0 | AA-Q4-C2-S3 | Primary | 1999-02-21 | 16:15 | 103.25 | 2132.2326 | 8.81 | 21 | 0 | 0.001 | #DIV/0! | 2.04 | 0.78 | 1.26 | 8 | 9.24 | 20.4 | 0 | 0 | 0 | 1.831 | 1.914 | 3.745 | 0 | 0 | 0 | 0 | 0 | 0 | NA | NA | NA | 0 | 0
|  |  |  | Mass GAC required, mSC (g) | 2.7007 | [5 empty] | SDS-Cl2 demand | mg/L | 2.03 | 1.67 | 1.7 | 1.8 | 11.0972 | SDS-Cl2 demand | mg/L | 2.03 | 1.67 | 1.7 | 1.8 | 11.0972 | AA-Q4-C1-S3-D | Duplicate | 1999-02-19 | 12:15 | 51.25 | 2116.7442 | 8.75 | 22 | 0.6 | 0.0025 | 0.41667 | 2.12 | 0.97 | 1.15 | 8 | 9.21 | 20.57 | 0 | 0 | 1.038 | 2.507 | 2.383 | 5.928 | 0 | 0 | 0 | 0 | 0 | 0 | NA | NA | NA | 0 | 0 | AA-Q4-C2-S3-D | Duplicate | 1999-02-21 | 16:15 | 103.25 | 2132.2326 | 8.82 | 21 | 0 | 0.001 | #DIV/0! | 2.04 | 0.78 | 1.26 | 8 | 9.28 | 20.37 | 0 | 0 | 0 | 1.866 | 2.007 | 3.873 | 0 | 0 | 0 | 0 | 0 | 0 | NA | NA | NA | 0 | 0
[11 empty] | SDS-Chlorination temp. | oC | 8 | 7 | 7 | 7.3333 | 7.873 | SDS-Chlorination temp. | oC | 8 | 7 | 7 | 7.3333 | 7.873 | AA-Q4-C1-S3-A | Average | --- | --- | --- | --- | 8.735 | 22 | 0.595 | 0.0023125 | 0.38842 | 2.12 | 0.965 | 1.155 | 8 | 9.235 | 20.585 | 0 | 0 | 1.0775 | 2.5455 | 2.4055 | 6.0285 | 0 | 0 | 0 | 0 | 0 | 0 | #DIV/0! | #DIV/0! | #DIV/0! | 0 | 0 | AA-Q4-C2-S3-A | Average |  |  | --- | --- | 8.815 | 21 | 0 | 0.001 | #DIV/0! | 2.04 | 0.78 | 1.26 | 8 | 9.26 | 20.385 | 0 | 0 | 0 | 1.8485 | 1.9605 | 3.809 | 0 | 0 | 0 | 0 | 0 | 0 | #DIV/0! | #DIV/0! | #DIV/0! | 0 | 0
|  |  |  | 20-Minute EBCT Run | [6 empty] | SDS-Chlorination pH | --- | 9.25 | 9.23 | 9.31 | 9.2633 | 0.44944 | SDS-Chlorination pH | --- | 9.25 | 9.23 | 9.31 | 9.2633 | 0.44944 |  | RPD | --- | --- | --- | --- | 0.34345 | 0 | 1.6807 | 16.2162 | 14.5455 | 0 | 1.0363 | 0.8658 | 0 | 0.54142 | 0.14574 | #DIV/0! | #DIV/0! | 7.3318 | 3.0249 | 1.8707 | 3.3342 | #DIV/0! | #DIV/0! | #DIV/0! | #DIV/0! | #DIV/0! | #DIV/0! | #VALUE! | #VALUE! | #VALUE! | #DIV/0! | #DIV/0! |  | RPD |  |  | --- | --- | 0.11344 | 0 | #DIV/0! | 0 | #DIV/0! | 0 | 0 | 0 | 0 | 0.43197 | 0.14717 | #DIV/0! | #DIV/0! | #DIV/0! | 1.8934 | 4.7437 | 3.3605 | #DIV/0! | #DIV/0! | #DIV/0! | #DIV/0! | #DIV/0! | #DIV/0! | #VALUE! | #VALUE! | #VALUE! | #DIV/0! | #DIV/0!
|  |  |  | Full-scale empty bed contact time, EBCTLC (min) | 20 | [5 empty] | SDS-Incubation time | hours | 20.6167 | 19.8667 | 20.4333 | 20.3056 | 1.9255 | SDS-Incubation time | hours | 20.6167 | 19.8667 | 20.4333 | 20.3056 | 1.9255 | AA-Q4-C1-S7 | Primary | 1999-02-23 | 13:07 | 148.1167 | 6117.5628 | 8.5 | 22 | 1.42 | 0.012 | 0.84507 | 2.48 | 0.79 | 1.69 | 7 | 9.24 | 20.48 | 35.65 | 1.825 | 3.903 | 7.505 | 5.696 | 18.929 | 0 | 3.533 | 0 | 0 | 2.194 | 1.49 | NA | NA | NA | 5.727 | 7.217 | AA-Q4-C2-S7 | Primary | 1999-03-01 | 12:47 | 291.7833 | 6025.6651 | 8.18 | 21 | 1.16 | 0.01 | 0.86207 | 2.4 | 1.03 | 1.37 | 7 | 9.27 | 20.47 | 31.95 | 0 | 2.719 | 7.229 | 7.136 | 17.084 | 0 | 1.521 | 0 | 0 | 2.764 | 1.346 | NA | NA | NA | 4.285 | 5.631
|  |  |  | Estimated full-scale run time, tLCT (days) | 241.877 | [5 empty] | SDS-TOX | mg Cl- /L | 86.55 | 85.2 | 74.45 | 82.0667 | 8.0796 | SDS-TOX | mg Cl- /L | 86.55 | 85.2 | 74.45 | 82.0667 | 8.0796 | AA-Q4-C1-S7-D | Duplicate | 1999-02-23 | 13:07 | 148.1167 | 6117.5628 | 8.46 | 22 | 1.38 | 0.012 | 0.86957 | 2.48 | 0.79 | 1.69 | 7 | 9.25 | 20.53 | 34.6 | 1.92 | 4.185 | 8.059 | 6.031 | 20.195 | 0 | 3.424 | 0 | 0 | 2.071 | 1.436 | NA | NA | NA | 5.495 | 6.931 | AA-Q4-C2-S7-D | Duplicate | 1999-03-01 | 12:47 | 291.7833 | 6025.6651 | 8.27 | 21 | 1.18 | 0.01 | 0.84746 | 2.4 | 1.05 | 1.35 | 7 | 9.2 | 20.4 | 30 | 0 | 2.754 | 7.206 | 7.158 | 17.118 | 0 | 1.528 | 0 | 0 | 2.716 | 1.313 | NA | NA | NA | 4.244 | 5.557
|  |  |  | RSSCT empty bed contact time, EBCTSC (min) | 2.9054 | [5 empty] | SDS-CHCl3 | mg/L | 8.91 | 6.298 | 7.078 | 7.4287 | 18.0496 | SDS-CHCl3 | mg/L | 8.91 | 6.298 | 7.078 | 7.4287 | 18.0496 | AA-Q4-C1-S7-A | Average | --- | --- | --- | --- | 8.48 | 22 | 1.4 | 0.012 | 0.85732 | 2.48 | 0.79 | 1.69 | 7 | 9.245 | 20.505 | 35.125 | 1.8725 | 4.044 | 7.782 | 5.8635 | 19.562 | 0 | 3.4785 | 0 | 0 | 2.1325 | 1.463 | #DIV/0! | #DIV/0! | #DIV/0! | 5.611 | 7.074 | AA-Q4-C2-S7-A | Average |  |  | --- | --- | 8.225 | 21 | 1.17 | 0.01 | 0.85476 | 2.4 | 1.04 | 1.36 | 7 | 9.25 | 20.435 | 30.975 | 0 | 2.7365 | 7.2175 | 7.147 | 17.101 | 0 | 1.5245 | 0 | 0 | 2.74 | 1.3295 | #DIV/0! | #DIV/0! | #DIV/0! | 4.2645 | 5.594
|  |  |  | Estimated RSSCT run time, tSCT (days) | 35.1375 | [5 empty] | SDS-BDCM | mg/L | 10.927 | 9.557 | 9.414 | 9.966 | 8.3817 | SDS-BDCM | mg/L | 10.927 | 9.557 | 9.414 | 9.966 | 8.3817 |  | RPD | --- | --- | --- | --- | 0.4717 | 0 | 2.8571 | 0 | 2.8571 | 0 | 0 | 0 | 0 | 0.10817 | 0.24384 | 2.9893 | 5.0734 | 6.9733 | 7.119 | 5.7133 | 6.4717 | #DIV/0! | 3.1335 | #DIV/0! | #DIV/0! | 5.7679 | 3.691 | #VALUE! | #VALUE! | #VALUE! | 4.1347 | 4.043 |  | RPD |  |  | --- | --- | 1.0942 | 0 | 1.7094 | 0 | 1.7094 | 0 | 1.9231 | 1.4706 | 0 | 0.75676 | 0.34255 | 6.2954 | #DIV/0! | 1.279 | 0.31867 | 0.30782 | 0.19882 | #DIV/0! | 0.45917 | #DIV/0! | #DIV/0! | 1.7518 | 2.4821 | #VALUE! | #VALUE! | #VALUE! | 0.96143 | 1.3228
|  |  |  | RSSCT bed length, lSC (cm) | 24.4221 | [5 empty] | SDS-DBCM | mg/L | 10.63 | 11.24 | 10.47 | 10.78 | 3.7692 | SDS-DBCM | mg/L | 10.63 | 11.24 | 10.47 | 10.78 | 3.7692 | AA-Q4-C1-S11 | Primary | 1999-03-02 | 12:45 | 315.75 | 13041.2093 | 8.17 | 21 | 1.66 | 0.016 | 0.96386 | 2.56 | 1.12 | 1.44 | 7 | 9.2 | 20.72 | 46.6 | 2.221 | 5.569 | 10.071 | 6.559 | 24.42 | 0 | 1.819 | 0 | 0 | 3.238 | 2.103 | NA | NA | NA | 5.057 | 7.16 | AA-Q4-C2-S11 | Primary | 1999-03-12 | 12:50 | 555.8333 | 11478.6047 | 8.37 | 22 | 1.68 | 0.012 | 0.71429 | 2.6 | 1.42 | 1.18 | 7 | 9.27 | 20.78 | 41.9 | 1.265 | 4.131 | 8.913 | 6.309 | 20.618 | 0 | 1.195 | 0 | 0 | 2.771 | 1.564 | NA | NA | NA | 3.966 | 5.53
|  |  |  | Estimated volume required for 20-minute EBCT, VSC (L) | 213.7866 | [5 empty] | SDS-CHBr3 | mg/L | 3.51 | 5.13 | 3.75 | 4.13 | 21.1695 | SDS-CHBr3 | mg/L | 3.51 | 5.13 | 3.75 | 4.13 | 21.1695 | AA-Q4-C1-S11-D | Duplicate | 1999-03-02 | 12:45 | 315.75 | 13041.2093 | 8.26 | 21 | 1.67 | 0.016 | 0.95808 | 2.56 | 1.07 | 1.49 | 7 | 9.23 | 20.65 | 48.7 | 2.391 | 6.072 | 10.843 | 6.73 | 26.036 | 0 | 1.85 | 0 | 0 | 3.294 | 2.137 | NA | NA | NA | 5.144 | 7.281 | AA-Q4-C2-S11-D | Duplicate | 1999-03-12 | 12:50 | 555.8333 | 11478.6047 | 8.37 | 22 | 1.64 | 0.012 | 0.73171 | 2.6 | 1.39 | 1.21 | 7 | 9.26 | 20.68 | 42.9 | 1.438 | 3.963 | 9.027 | 6.455 | 20.883 | 0 | 1.316 | 0 | 0 | 2.587 | 1.591 | NA | NA | NA | 3.903 | 5.494
|  |  |  | Mass GAC required, mSC (g) | 5.4014 | [5 empty] | SDS-THM4 | mg/L | 33.977 | 32.225 | 30.712 | 32.3047 | 5.058 | SDS-THM4 | mg/L | 33.977 | 32.225 | 30.712 | 32.3047 | 5.058 | AA-Q4-C1-S11-A | Average | --- | --- | --- | --- | 8.215 | 21 | 1.665 | 0.016 | 0.96097 | 2.56 | 1.095 | 1.465 | 7 | 9.215 | 20.685 | 47.65 | 2.306 | 5.8205 | 10.457 | 6.6445 | 25.228 | 0 | 1.8345 | 0 | 0 | 3.266 | 2.12 | #DIV/0! | #DIV/0! | #DIV/0! | 5.1005 | 7.2205 | AA-Q4-C2-S11-A | Average |  |  | --- | --- | 8.37 | 22 | 1.66 | 0.012 | 0.723 | 2.6 | 1.405 | 1.195 | 7 | 9.265 | 20.73 | 42.4 | 1.3515 | 4.047 | 8.97 | 6.382 | 20.7505 | 0 | 1.2555 | 0 | 0 | 2.679 | 1.5775 | #DIV/0! | #DIV/0! | #DIV/0! | 3.9345 | 5.512
[11 empty] | SDS-MCAA* | mg/L | BMRL | BMRL | BMRL | #DIV/0! | #DIV/0! | SDS-MCAA* | mg/L | BMRL | BMRL | BMRL | #DIV/0! | #DIV/0! |  | RPD | --- | --- | --- | --- | 1.0956 | 0 | 0.6006 | 0 | 0.6006 | 0 | 4.5662 | 3.413 | 0 | 0.32556 | 0.33841 | 4.4071 | 7.3721 | 8.6419 | 7.3826 | 2.5736 | 6.4056 | #DIV/0! | 1.6898 | #DIV/0! | #DIV/0! | 1.7146 | 1.6038 | #VALUE! | #VALUE! | #VALUE! | 1.7057 | 1.6758 |  | RPD | --- | --- | --- | --- | 0 | 0 | 2.4096 | 0 | 2.4096 | 0 | 2.1352 | 2.5105 | 0 | 0.10793 | 0.48239 | 2.3585 | 12.8006 | 4.1512 | 1.2709 | 2.2877 | 1.2771 | #DIV/0! | 9.6376 | #DIV/0! | #DIV/0! | 6.8682 | 1.7116 | #VALUE! | #VALUE! | #VALUE! | 1.6012 | 0.65312
[11 empty] | SDS-DCAA* | mg/L | 3.78 | 5.95 | 5.93 | 5.22 | 23.8911 | SDS-DCAA* | mg/L | 3.78 | 5.95 | 5.93 | 5.22 | 23.8911 | BMRL = Below Minimum Reporting Level; NA = Not Analyzed; NR = Not Reported | [15 empty] | BMRL = Below Minimum Reporting Level; NA = Not Analyzed; NR = Not Reported | [17 empty] | BMRL = Below Minimum Reporting Level; NA = Not Analyzed; NR = Not Reported | [14 empty] | BMRL = Below Minimum Reporting Level; NA = Not Analyzed; NR = Not Reported
[11 empty] | SDS-TCAA* | mg/L | BMRL | 1.03 | 1.1 | 1.065 | 4.6477 | SDS-TCAA* | mg/L | BMRL | 1.03 | 1.1 | 1.065 | 4.6477 | *: These six species make up HAA6, but the other three HAA species, TBAA, CDBAA and DCBAA, should be reported if measured. | [15 empty] | *: These six species make up HAA6, but the other three HAA species, TBAA, CDBAA and DCBAA, should be reported if measured. | [17 empty] | *: These six species make up HAA6, but the other three HAA species, TBAA, CDBAA and DCBAA, should be reported if measured. | [14 empty] | *: These six species make up HAA6, but the other three HAA species, TBAA, CDBAA and DCBAA, should be reported if measured.
[11 empty] | SDS-MBAA* | mg/L | BMRL | BMRL | BMRL | #DIV/0! | #DIV/0! | SDS-MBAA* | mg/L | BMRL | BMRL | BMRL | #DIV/0! | #DIV/0!
[11 empty] | SDS-DBAA* | mg/L | 2.45 | 2.9 | 3.46 | 2.9367 | 17.2303 | SDS-DBAA* | mg/L | 2.45 | 2.9 | 3.46 | 2.9367 | 17.2303
[11 empty] | SDS-BCAA* | mg/L | 2.43 | 3.05 | 3.4 | 2.96 | 16.5954 | SDS-BCAA* | mg/L | 2.43 | 3.05 | 3.4 | 2.96 | 16.5954
[11 empty] | SDS-TBAA | mg/L | NA | NA | NA | #DIV/0! | #DIV/0! | SDS-TBAA | mg/L | NA | NA | NA | #DIV/0! | #DIV/0!
[11 empty] | SDS-CDBAA | mg/L | NA | NA | NA | #DIV/0! | #DIV/0! | SDS-CDBAA | mg/L | NA | NA | NA | #DIV/0! | #DIV/0!
[11 empty] | SDS-DCBAA | mg/L | NA | NA | NA | #DIV/0! | #DIV/0! | SDS-DCBAA | mg/L | NA | NA | NA | #DIV/0! | #DIV/0!
[11 empty] | SDS-HAA5 | mg/L | 6.23 | 9.88 | 10.49 | 8.8667 | 25.9816 | SDS-HAA5 | mg/L | 6.23 | 9.88 | 10.49 | 8.8667 | 25.9816
[11 empty] | SDS-HAA6 | mg/L | 8.66 | 12.93 | 13.89 | 11.8267 | 23.5409 | SDS-HAA6 | mg/L | 8.66 | 12.93 | 13.89 | 11.8267 | 23.5409
[11 empty] | BMRL = Below Minimum Reporting Level; NA = Not Analyzed; NR = Not Reported | [6 empty] | BMRL = Below Minimum Reporting Level; NA = Not Analyzed; NR = Not Reported
[11 empty] | *: These six species make up HAA6, but the other three HAA species, TBAA, CDBAA and DCBAA, should be reported if measured. | [6 empty] | *: These six species make up HAA6, but the other three HAA species, TBAA, CDBAA and DCBAA, should be reported if measured.
Note on N8: Mark Carlson/CVO: volume of each stage is identical, 154,248 gal
Note on N9: Mark Carlson/CVO: volume of each stage is identical 109,148 gal
Note on N10: Mark Carlson/CVO: sf = square feet
Note on N16: Mark Carlson/CVO: vol of stages is identical, 72,392 gal
Note on N17: Mark Carlson/CVO: vol of each stage is identical, 109,148 gal
Note on N18: Mark Carlson/CVO: sf = square feet
Note on N19: Mark Carlson/CVO: sf = square feet
Note on N24: Mark Carlson/CVO: Filter size of 0.1 micron verified. Samples were collected before this 0.1 micron filter.
Note on R35: CH2M HILL: Temp. measurements were taken from vials of water, and represent the actual sample temp., not the fluctuating air temp. of the incubator. Accuracy of thermometer is +/- 0.2 C
Note on V27: Mark Carlson/CVO: The turbidity was measured before the sample was filtered on a bench-scale. As a result the turbidity varied. Normally, the turbidity decreased, but in this case it increased. We may have agitated the barrel that the water was stored in as we moved things around to make space in the cooler. Or,the softened water may have been a little unstable and some calcium carbonate may have continued to form.
Note on Z35: CH2M HILL: Temp. measurements were taken from vials of water, and represent the actual sample temp., not the fluctuating air temp. of the incubator. Accuracy of thermometer is +/- 0.2 C
Note on AD27: Mark Carlson/CVO: The turbidity was measured before the sample was filtered on a bench-scale. As a result the turbidity varied. Normally, the turbidity decreased, but in this case it increased. We may have agitated the barrel that the water was stored in as we moved things around to make space in the cooler. Or,the softened water may have been a little unstable and some calcium carbonate may have continued to form.
Note on AO5: Mark Carlson/CVO: The last two TOC samples are greater than 70% of the influent, which is 2.44 mg/L.
Note on AU7: CH2M HILL: Temp. measurements were taken from vials of water, and represent the actual sample temp., not the fluctuating air temp. of the incubator. Accuracy of thermometer is +/- 0.2 C
Note on AU32: CH2M HILL: Temp. measurements were taken from vials of water, and represent the actual sample temp., not the fluctuating air temp. of the incubator. Accuracy of thermometer is +/- 0.2 C
Note on AX12: CH2M HILL: Corrected results.
Note on AX18: CH2M HILL: Results verified.
Note on BX5: Mark Carlson/CVO: The RSSCT was stopped before we achieved 70% TOC breakthrough. The guidance manual provides an alternative to the 70% breakthrough. If 50% TOC breakthrough has been reached and the effluent TOC concentrattion does not increase by more than 10% of the average influent over a two full-scale equivalent month period the RSSCT run can be stopped. We believe that is the case for this particular test. 10% of the average influent TOC is 0.24 mg/L and the last 6 TOC values are within 0.24 mg/L of each other and cover a period of four months.
Note on CD7: CH2M HILL: Temp. measurements were taken from vials of water, and represent the actual sample temp., not the fluctuating air temp. of the incubator. Accuracy of thermometer is +/- 0.2 C
Note on CD32: CH2M HILL: Temp. measurements were taken from vials of water, and represent the actual sample temp., not the fluctuating air temp. of the incubator. Accuracy of thermometer is +/- 0.2 C
Note on CZ8: Mark Carlson/CVO: This markup is a percent of the direct cost of material, labor, and equipment .
Note on CZ9: Mark Carlson/CVO: This markup is a percent of the direct cost of material, labor, and equipment .
Note on CZ10: Mark Carlson/CVO: This markup is a percent of the direct cost of material, labor, and equipment .
Note on CZ11: Mark Carlson/CVO: This markup is a percent of the direct cost of material, labor, and equipment .
Note on CZ20: Mark Carlson/CVO: This is a hard one to estimate. The water can be intercepted at the clear well and placed back to the clearwell. I assume that area is available for more GAC filters.

## 2nd Quarter Dip Analysis
10-minute EBCT
SDS |  | SDS | SDS | SDS | SDS | SDS | SDS | SDS | SDS | SDS | SDS | SDS | SDS | SDS | SDS | SDS | SDS | SDS | SDS | SDS | SDS | SDS
Free Cl2 residual | TOC | Cl2 demand | Chlorination temp. | Chlorination pH | Incubation time | TOX | CHCl3 | BDCM | DBCM | CHBr3 | THM4 | MCAA* | DCAA* | TCAA* | MBAA* | DBAA* | BCAA* | TBAA | CDBAA | DCBAA | HAA5 | HAA6
mg/L | mg/L | mg/L | oC | --- | hours | mg Cl- /L | mg/L | mg/L | mg/L | mg/L | mg/L | mg/L | mg/L | mg/L | mg/L | mg/L | mg/L | mg/L | mg/L | mg/L | mg/L | mg/L
0.88 | 0.42 | 1.01 | 23.5 | 9.24 | 20.2333 | 0 | 0 | 1.043 | 2.824 | 3.18 | 7.047 | 0 | 0 | 0 | 0 | 0 | 0 | NA | NA | NA | 0 | 0
0.95 | 0.6 | 1.01 | 23.5 | 9.23 | 20.6333 | 0 | 1.086 | 3.492 | 8.842 | 8.558 | 21.978 | 0 | 0 | 0 | 0 | 2.1 | 1.1 | NA | NA | NA | 2.1 | 3.2
1.085 | 1.085 | 1.155 | 23.5 | 8.81 | 20.95 | 48.3 | 2.9555 | 7.899 | 13.739 | 7.717 | 32.3105 | 0 | 1.9515 | 1.215 | 0 | 3.4485 | 2.796 | NA | NA | NA | 6.615 | 9.411
0.42 | 1.26 | 1.8 | 25 | 9.24 | 20.5667 | 67.3 | 8.052 | 15.651 | 22.09 | 11.064 | 56.857 | 0 | 3.002 | 1.003 | 0 | 4.801 | 4.094 | NA | NA | NA | 8.806 | 12.9
0.73 | 1.31 | 1.51 | 23.5 | 9.24 | 20.5667 | 73.3 | 8.2405 | 15.6335 | 20.185 | 8.621 | 52.68 | 0 | 3.129 | 1.167 | 0 | 4.492 | 3.974 | NA | NA | NA | 8.788 | 12.762 | low residual
0.6 | 1.35 | 1.66 | 25 | 9.29 | 20.5167 | 83.5 | 9.58 | 17.132 | 22.051 | 10.118 | 58.881 | 0 | 3.442 | 1.055 | 0 | 4.808 | 4.33 | NA | NA | NA | 9.305 | 13.635
0.94 | 1.42 | 1.31 | 23 | 8.34 | 19.7667 | 76.2 | 6.174 | 12.234 | 15.719 | 5.195 | 39.322 | 0 | 3.104 | 1.669 | 0 | 3.372 | 4.086 | NA | NA | NA | 8.145 | 12.231 | low temp and low pH
0.555 | 1.54 | 1.025 | 23 | 9.335 | 19.6333 | 80.3 | 8.9605 | 15.6845 | 19.724 | 8.205 | 52.574 | 0 | 2.881 | 0 | 0 | 4.321 | 3.802 | NA | NA | NA | 7.202 | 11.004 | low residual and low temp
1.32 | 1.66 | 1.08 | 23 | 8.41 | 19.6833 | 91.3 | 8.699 | 13.528 | 15.448 | 4.885 | 42.56 | 0 | 4.209 | 2.173 | 0 | 3.537 | 4.518 | NA | NA | NA | 9.919 | 14.437 | low temp and low pH
20-min EBCT
SDS |  | SDS | SDS | SDS | SDS | SDS | SDS | SDS | SDS | SDS | SDS | SDS | SDS | SDS | SDS | SDS | SDS | SDS | SDS | SDS | SDS | SDS
Free Cl2 residual | TOC | Cl2 demand | Chlorination temp. | Chlorination pH | Incubation time | TOX | CHCl3 | BDCM | DBCM | CHBr3 | THM4 | MCAA* | DCAA* | TCAA* | MBAA* | DBAA* | BCAA* | TBAA | CDBAA | DCBAA | HAA5 | HAA6
mg/L | mg/L | mg/L | oC | --- | hours | mg Cl- /L | mg/L | mg/L | mg/L | mg/L | mg/L | mg/L | mg/L | mg/L | mg/L | mg/L | mg/L | mg/L | mg/L | mg/L | mg/L | mg/L
1.37 | 0.26 | 0.45 | 23.5 | 9.31 | 20.3 | 0 | 0 | 0 | 1.554 | 1.28 | 2.834 | 0 | 0 | 0 | 0 | 0 | 0 | NA | NA | NA | 0 | 0
0.88 | 0.4 | 1 | 25 | 9.26 | 20.55 | 32.1 | 0 | 1.786 | 6.75 | 9.263 | 17.799 | 0 | 0 | 0 | 0 | 1.708 | 0 | NA | NA | NA | 1.708 | 1.708
1.12 | 0.525 | 0.81 | 23.5 | 9.21 | 20.5833 | 40.3 | 1.547 | 5.447 | 12.409 | 10.2575 | 29.6605 | 0 | 0 | 0 | 0 | 2.9605 | 1.66 | NA | NA | NA | 2.9605 | 4.6205
0.66 | 0.63 | 1.31 | 25 | 9.24 | 20.2167 | 40.4 | 1.879 | 6.123 | 14.63 | 14.02 | 36.652 | 0 | 1.1 | 0 | 0 | 3.49 | 2 | NA | NA | NA | 4.59 | 6.59
0.59 | 0.68 | 0.65 | 23 | 9.25 | 19.4333 | 27.9 | 0 | 2.827 | 9.947 | 12.665 | 25.439 | 0 | 0 | 0 | 0 | 2.897 | 1.145 | NA | NA | NA | 2.897 | 4.042 | low residual and low temp.
0.625 | 0.905 | 0.705 | 23 | 9.255 | 19.3 | 38.9 | 1.235 | 5.12 | 13.8095 | 13.114 | 33.2785 | 0 | 0 | 0 | 0 | 3.536 | 1.702 | NA | NA | NA | 3.536 | 5.238 | low residual and low temp.
1.6 | 1 | 0.6 | 23 | 8.36 | 19.7 | 74.1 | 2.586 | 6.587 | 11.393 | 5.531 | 26.097 | 0 | 1.74 | 0 | 0 | 2.94 | 2.64 | NA | NA | NA | 4.68 | 7.32 | low temp. and low pH
1.29 | 1.44 | 1 | 25 | 9.31 | 20.5 | 76.4 | 6.981 | 13.43 | 20.219 | 11.24 | 51.87 | 0 | 2.333 | 0 | 0 | 4.911 | 3.604 | NA | NA | NA | 7.244 | 10.848
1.3 | 1.53 | 1.03 | 25 | 9.31 | 20.5667 | 74.1 | 9.336 | 15.248 | 20.622 | 10.319 | 55.525 | BMRL | 3.08 | BMRL | BMRL | 5.08 | 4.15 | NA | NA | NA | 8.16 | 12.31
1.06 | 1.57 | 1.28 | 25 | 9.29 | 20.1167 | 92.6 | 14.822 | 18.488 | 20.505 | 8.053 | 61.868 | 0 | 4.772 | 0 | 0 | 5.389 | 4.988 | NA | NA | NA | 10.161 | 15.149
Note on D22: CH2M HILL: Temp. measurements were taken from vials of water, and represent the actual sample temp., not the fluctuating air temp. of the incubator. Accuracy of thermometer is +/- 0.2 C
Note on L4: Mark Carlson/CVO: The "dip" that occurs in the breakthrough curve is likely a result of SDS temperature and chlorine dose variations. The seventh and ninth data poins were subject to a lower SDS pH. The eighth data point was formed with a lower chlorine dose. All three of these were formed with a little lower temperatures.
Note on L12: Mark Carlson/CVO: Results verified
Note on L13: Mark Carlson/CVO: Results verified
Note on L14: Mark Carlson/CVO: Results verified
Note on L21: Mark Carlson/CVO: The "dip" that occurs in the breakthrough curve is likely a result of SDS temperature and chlorine dose variations. The fifth and seventh data poins were subject to a lower SDS chlorination dose. The seventh data point was formed with a lower SDS pH. All three of these were formed with a little lower temperatures.
Note on L27: Mark Carlson/CVO: Results verified
Note on L28: Mark Carlson/CVO: Results verified
Note on L29: Mark Carlson/CVO: Results verified
Note on V12: Mark Carlson/CVO: Results verified
Note on V13: Mark Carlson/CVO: Results verified
Note on V14: Mark Carlson/CVO: Results verified
Note on V27: Mark Carlson/CVO: Results verified
Note on V28: Mark Carlson/CVO: Results verified
Note on V29: Mark Carlson/CVO: Results verified
Note on W12: Mark Carlson/CVO: Results verified
Note on W13: Mark Carlson/CVO: Results verified
Note on W14: Mark Carlson/CVO: Results verified
Note on W27: Mark Carlson/CVO: Results verified
Note on W28: Mark Carlson/CVO: Results verified
Note on W29: Mark Carlson/CVO: Results verified
Note on AG3: Mark Carlson/CVO: The RSSCT was stopped before we achieved 70% TOC breakthrough. The guidance manual provides an alternative to the 70% breakthrough. If 50% TOC breakthrough has been reached and the effluent TOC concentrattion does not increase by more than 10% of the average influent over a two full-scale equivalent month period the RSSCT run can be stopped. We believe that is the case for this particular test. 10% of the average influent TOC is 0.23 mg/L and the last 5 TOC values are within 0.15 mg/L of each other and cover a period of four months.
Note on AM5: CH2M HILL: Temp. measurements were taken from vials of water, and represent the actual sample temp., not the fluctuating air temp. of the incubator. Accuracy of thermometer is +/- 0.2 C
Note on AU4: Mark Carlson/CVO: The "dip" that occurs in the breakthrough curve is likely a result of SDS temperature and chlorine dose variations. The fifth and seventh data poins were subject to a lower SDS chlorination dose. The seventh data point was formed with a lower SDS pH. All three of these were formed with a little lower temperatures.
Note on AU10: Mark Carlson/CVO: Results verified
Note on AU11: Mark Carlson/CVO: Results verified
Note on AU12: Mark Carlson/CVO: Results verified
Note on BE10: Mark Carlson/CVO: Results verified
Note on BE11: Mark Carlson/CVO: Results verified
Note on BE12: Mark Carlson/CVO: Results verified
Note on BF10: Mark Carlson/CVO: Results verified
Note on BF11: Mark Carlson/CVO: Results verified
Note on BF12: Mark Carlson/CVO: Results verified