{"text_format":"1","workbook":"xlsx","n_sheets":9,"sheets":["READ ME","Run Log","Map","Emissions GWh Btu MW","All Run Comparison","Whisker","RPE Files","Named Ranges","Lookup tables"],"not_rendered":{"charts":16,"images":0,"macros":1,"external_links":0,"defined_names":79,"comments":4,"pivot_tables":0},"unopened":[],"bounds":{"document_bytes":16777216,"sheet_cells":100000,"rows_first":2000,"rows_last":500,"rows_between":2000,"halvings":0,"cell_chars":16384,"cell_head_chars":4096},"cells_cut":0,"cells_raw":0,"read":"whole","date_system":"1900"}

{"sheet":"READ ME","index":0,"n_rows":233,"n_cols":12,"rows_kept":233,"cut":false,"hidden":false,"merged":[[107,4,109,17],[93,5,93,6],[94,5,94,6],[95,5,95,6],[96,5,96,6],[95,11,95,15],[96,11,96,15],[97,5,98,15],[101,4,102,17],[104,4,105,17],[93,7,93,10],[94,7,94,10],[90,11,90,15],[91,11,91,15],[92,11,92,15],[93,11,93,15],[94,11,94,15],[37,3,42,17],[46,3,47,17],[49,3,50,17],[68,3,78,17],[16,3,35,17],[63,3,64,17],[115,4,120,17],[122,4,124,17],[80,3,82,17],[52,3,53,17],[55,3,57,17],[59,3,61,17],[111,4,113,17],[95,7,95,10],[96,7,96,10],[84,4,88,17],[90,5,90,6],[91,5,91,6],[92,5,92,6],[90,7,90,10],[91,7,91,10],[92,7,92,10],[126,4,127,17],[129,4,132,17],[159,4,160,17],[161,4,162,17],[147,4,150,17],[152,4,155,17],[157,4,157,17],[223,4,231,17],[232,3,233,17],[134,4,136,17],[138,4,140,17],[142,4,145,17],[168,3,185,17],[187,4,201,17],[205,3,221,17]]}
[]
[null,"Table of Contents (click to jump to section)"]
[null,null,"IPM Results Viewer Overview"]
[null,null,null,"Overview"]
[null,null,null,"Beta-Test Disclaimer"]
[null,null,"Data Views / Worksheets"]
[null,null,"Navigation and Controls"]
[null,null,null,"Workbook Navigation / Exporting Data:"]
[null,null,null,"Dropdown Controls"]
[null,null,"Historical Data"]
[null,null,"RPE File Deep Dive"]
[]
[]
[]
[]
[null,null,"IPM Results Viewer Overview"]
[null,null,null,"Overview: The IPM Results Viewer is designed to allow a user to easily explore IPM case results via data visualizations. The viewer is pre-populated with data from the RPE files of IPM cases. This data includes details of IPM model plants, including the capacity, generation, heat input, emissions, pollution controls, retrofits, retirements, and new builds. The viewer does not currently contain cost data, including fuel prices, unit O&M costs, and system costs. This data may be found in the standard IPM output files.\n\nThe data can be viewed on a state map, a state whisker chart, or line, column, and pie charts detailing outputs for specific states or the CONUS. Drop down boxes (highlighted in green or blue) allow users to filter data based on multiple characteristics, including plant and fuel types, presence or lack of pollution controls, retrofits, and if the unit is a fossil unit > 25 MW (a frequent proxy for units covered by various power sector regulations). \n\nAdditionally, the actual data for an individual case can be viewed, or data can be displayed as a comparison (absolute or percent change) to other IPM cases or run years. Users also have advanced options to display emission rates or create fractions from the data (e.g., the fraction of generation that comes from coal steam units).\n\nTo enable the Results Viewer to operate faster, the file will not attempt to update automatically while the user is changing field settings.  Instead, the user must click the “Update” button after changing drop-down selections to update calculates and graphs. \n\nFinally, to add context to IPM projections, historical data is included; however, the user should take caution that some of the historical data may not be on a fully apples-to-apples basis with IPM projections based on accounting differences in EGU representation between reported data sets and IPM modeling projections. \n\nSimilarly,  models like IPM often include a final model run year  that is not included in the analysis of results. This technique reduces the likelihood that modeling results in the last represented year will be skewed due to the modeling artifact of having to specify an end point in the planning horizon, whereas, in reality, economic decision-making will continue to take information into account from years beyond the model’s time horizon. This should be considered when assessing model projections from the last output year"]
[]
[]
[]
[]
[]
[]
[]
[]
[]
[]
[]
[]
[]
[]
[]
[]
[]
[]
[]
[]
[null,null,null,"Beta-Test Disclaimer: This IPM Results Viewer is in a beta-testing state. It may have bugs or features that may need clarification or changes. If you find any errors or have any comments or questions, please send them to Jeremy Mark (mark.jeremy@epa.gov). \n\nIt should be noted that the historic data currently included in this viewer is rough and incomplete. See the note on historic data below for details about how it was derived and its limitations. "]
[]
[]
[]
[]
[]
[]
[]
[null,null,"Data Views / Worksheets"]
[null,null,null,"Run Log: This worksheet contains information describing the details of each IPM case loaded into this version of the IPM Results Viewer."]
[]
[]
[null,null,null,"Map: This worksheet contains a map that will display state-level outputs and color-code the states based on the data. Users can use the drop-down controls on the left (see Drop-Down Controls section for more details) to filter and change what data is displayed. "]
[]
[]
[null,null,null,"Whisker: This worksheet contains a whisker chart that will display one or two state-level outputs. Users can use the drop-down controls on the left (see Drop-Down Controls section for more details) to filter and change what data is displayed. "]
[]
[]
[null,null,null,"Emissions GWh Btu MW: This worksheet contains a variety of line, bar, and pie charts to display emissions, generation, heat input, and capacity outputs either nationally or for a user-chosen state. Users can use the drop-down controls on the left (see Drop-Down Controls section for more details) to filter and change what data is displayed. "]
[]
[]
[]
[null,null,null,"All Run Comparison: This worksheet contains a line chart that will display a single variable either nationally or for a user-chosen state across all cases in this version of the IPM Results Viewer.  Users can use the drop-down controls on the left (see Drop-Down Controls section for more details) to filter and change what data is displayed."]
[]
[]
[]
[null,null,null,"RPE Files: This worksheet contains the data from the RPE files for the IPM cases included in the viewer. It also contains additional data on model plant characteristics. This is described further in the RPE Files Deep Dive section of this document."]
[]
[]
[]
[null,null,"Navigation and Controls"]
[null,null,null,"Workbook Navigation / Exporting Data: The user can navigate to different worksheets in the IPM Results Viewer by either clicking the green worksheet tabs or clicking the green navigation buttons on each worksheet. Note that the Profile worksheet has two navigation buttons to flip between charts for emissions and generation/heat input/capacity. \n\nSome charts do not automatically update after changing filters (this helps the workbook run faster). To update the charts, click the update button. To reset the filters, click the reset button. \n\nEach worksheet has a button that allows users to export the data for a graph they have created, along with a screenshot of the graph. After clicking the button, the user will be asked to create a unique name for the worksheet that the data will be reported to and if they want the screenshot to include a picture of the control settings they had selected. Users can then use this exported, static data and photos for graphs or future reference/discussion.\n"]
[]
[]
[]
[]
[]
[]
[]
[]
[]
[]
[]
[null,null,null,"Dropdown Controls: On each worksheet, there are drop down controls (cells highlighted light green or light blue) that allow the user to choose what data is displayed and filter that data based on several different criteria. Below is a description of these various controls. Filters that are greyed out are either not active due to other selections the user has made or are inactive in this Beta-Test version.  "]
[]
[]
[]
[null,null,null,null,"Primary vs Comparison Data: The set of data filters on all the worksheets, except the profile worksheet, are labeled either “Primary” or “Comparison.” Understanding which measures, cases, years, and dimensions to select for the primary and comparison case data is key to display the data you want to view. The function of the Primary and Comparison selections differs based on the display value type and is summarized in the chart below. You can also hover the cursor over the display value type on the worksheet to see a pop-up comment that contains this information.  "]
[]
[]
[]
[]
[null,null,null,null,"Table for choosing the right measure, runs, years, and dimensions for each display value type"]
[null,null,null,null,null,"Display Value Type",null,"Primary Run/Dimensions",null,null,null,"Comparison Run/Dimensions"]
[null,null,null,null,null,"Actual",null,"Data you want to view",null,null,null,"N/A"]
[null,null,null,null,null,"Absolute Change",null,"How the [Primary Run/Year/Dimensions]",null,null,null,"Changes from the [Comparison Run/Year/Dimensions]"]
[null,null,null,null,null,"Percent Change",null,"How the [Primary Run/Year/Dimensions]",null,null,null,"Changes from the [Comparison Run/Year/Dimensions]"]
[null,null,null,null,null,"Fraction",null,"Numerator",null,null,null,"Denominator"]
[null,null,null,null,null,"Emissions Rate*",null,"Emissions",null,null,null,"Generation or Heat Input"]
[null,null,null,null,null,"Capacity Factor*",null,"Generation",null,null,null,"Capacity"]
[null,null,null,null,null,"*Run, Year, Dimensions, and season of the metric should be (Annual or Summer) should match between the Primary and Comparison selections"]
[]
[]
[]
[null,null,null,null,"Run: This dropdown allows the user to choose the case from which the data will be displayed. A Description of the cases appears on the “Run Log” worksheet. Users can also choose to view Historical data."]
[]
[]
[null,null,null,null,"Year: This dropdown allows the user to choose the year from which the data will be displayed. The dropdown options will change between the list of IPM cases years and historical years, depending on what case is selected.  "]
[]
[]
[null,null,null,null,"Region: On some worksheets, the user can select the region of interest for the data. Currently, the user can choose to see data either aggregated for the contiguous United States (CONUS) or for a specific state. If the user selects “state”, a second dropdown becomes available allowing the user to pick the state of interest."]
[]
[]
[]
[null,null,null,null,"Fuel Type: This dropdown allows the user to choose the year from which the data will be displayed. The dropdown options will change between the list of IPM run years and historical years, depending on what case is selected. Note that at the end of the list is an option “*Unit Did Not Operate” which can be used to filter for non-retired units that did not operate. "]
[]
[]
[]
[null,null,null,null,"Fossil >25 MW: This dropdown allows the user to choose to view either data for all units or just for units that are BOTH fossil-fired AND > 25 MW. Fossil-fired units > 25 MW are typically covered by EPA emission rules (like the CSAPR Update) and typically (but there are exceptions) report emissions to CAMD.  \n\nThis is a helpful filter when wanting to compare to historical data, as the current historical data for fossil-fired units is taken from CAMD data. See the section on historical data below for more information on how the historical data set was created and important data caveats."]
[]
[]
[]
[]
[]
[]
[null,null,null,null,"Existing/New/Retired: This dropdown allows the user to choose whether to view data for Existing and New (model built) units (the combination of which reflects the entire active fleet in the model), data for either Existing Units or New Units, or Retired Units (the latter being helpful to look at retired capacity). "]
[]
[]
[]
[null,null,null,null,"Plant Type: This dropdown allows the user to filter data based on the plant types in IPM. This is like the Plant Categories filter, which groups some plant types together. Users only need to use one filter or the other. These filters will likely be merged in future versions of this viewer."]
[]
[]
[null,null,null,null,"Plant Category: This dropdown allows the user to filter data based on the plant categories. While some of these categories have a 1-to-1 correspondence with plant types, others are a combination of plant types. This includes plant types Coal Steam and IGCC being combined in to a “Coal” category and all renewables (solar, wind, geothermal, biomass, and hydro) being grouped together. This filter and the Plant Type filter will likely be merged, with additional plant categories added, in future versions of this viewer.  "]
[]
[]
[]
[]
[null,null,null,null,"Plant Controls: This dropdown allows the user to filter data based on the types of post-combustion controls a unit has or does not have, as well as heat rate improvement (HRI) retrofits. “Any NOx control” includes either SCR or SNCR and “Any SO2 Control” includes either FGD or DSI; “No NOX Control” and “No SO2 Control” indicates the lack of either SCR/SNCR or FGD/DSI.  "]
[]
[]
[]
[null,null,null,null,"Existing or New Controls: This dropdown allows the user to filter data based on if they have Existing or New post-combustion controls (notes that all HRI retrofits are considered new controls for the use of this filter). This filter only works when a specific post-combustion control is chosen for the “Plant Controls” filter (this excludes “Any NOx Control” and “Any SO2 Control)."]
[]
[]
[]
[null,null,null,null,"Comparison Type: Some graphs on the Profile worksheet have a dropdown option that allows the user to select the “comparison type.” This functions like the Display Value Type, but the only options are “Actual” or “Absolute Change.” If “Absolute Change” is selected, the user will then be able to use a further series of dropdowns to describe what case (or historic data) should the comparison be made to and if the comparison run year should be fixed or variable.  "]
[]
[]
[]
[]
[null,null,null,null,"Fixed or Parallel (Comparison): Some graphs have a dropdown option that allow the user to choose a fixed or parallel run year for a comparison. A parallel run year means that like run years will be compared among cases (i.e. 2021 vs 2021, 2030 vs 2030, etc.). Changes from historic data will not be shown if a parallel comparison is selected. Alternatively, selecting a fixed year for comparison means all data will be displayed as a change from the specific run year (for the specific case) or historic year selected.  "]
[]
[]
[]
[]
[null,null,null,null,"Aggregation:  For the column and pie charts displaying Generation, Heat Input, and Capacity on the Profile worksheet, the user can select how the data should be aggregated. “Detailed” is the most granular view, showing all unit types in IPM. “Grouped” aggregates the detailed unit types into broader categories. Finally, “Highlight Single” allows the user to show a data single plant type or plant category and aggregates all other data into a single group. "]
[]
[]
[]
[]
[null,null,null,null,"Show/Hide: On the “All Run Comparison” worksheet, users can use the drop-down boxes to either show or hide a series on the graph."]
[]
[null,null,null,null,"Color: On the “All Run Comparison” worksheet, users can change the fill color of the cells to change the line colors in the graph."]
[]
[null,null,null,null,"Sort By: On the “Whisker” worksheet, users can change the order the states are displayed on the whisker chart so they are sorted either alphabetically or in ascending or descending order. "]
[]
[]
[]
[]
[]
[null,null,"Historical Data"]
[null,null,null,"Historical Data: The historical data in this beta version of the IPM Results Viewer is incomplete, but 1) may be helpful in many cases; 2) demonstrates the Results Viewer capability for displaying historic data; and 3) will be updated and refined in future versions. \n\nThe data historical data in the Results Viewer includes NOx, SO2, and CO2 emissions, net summer capacity, heat input, and generation (gross generation for fossil units and net generation for non-fossil units). \n\nData for fossil units is derived from CAMD Data. As such, it only includes units that report to this system, meaning that it tends to exclude fossil units less than 25 MW and some larger fossil units in Western states (particularly in California) that do not report CAMD data (as they are not covered by relevant EPA regulations requiring such reporting). Additionally, CAMD data is reported as gross generation, while IPM projects net generation levels; as a result, all comparisons including projected and historical generation will not be on an apples-to-apples basis due to this difference in gross (historical) versus net (projected) generation data. \n\nThe historical data provided in the viewer for non-fossil units that do not report to CAMD (i.e. nuclear, hydro, wind, solar, geothermal, and other non-fossil technologies) were derived from EIA form 923. \n\nFinally, as it is a frequent point of reference, CO2 emissions for 2005 are included at the state level, but no other emission, generation, or heat input data is available for that year."]
[]
[]
[]
[]
[]
[]
[]
[]
[]
[]
[]
[]
[]
[]
[]
[]
[]
[null,null,null,"    Data Caveats:"]
[null,null,null,null,"1) No data is included for fossil-fired units that do not report to CAMD (i.e. fossil units < 25 MW and some fossil units > 25 MW units, primarily in California and other western states, that do not report to CAMD. Therefore, in comparing emissions or results for fossil units, it is recommended the user filter the results to only show fossil > 25 MW. Otherwise, the user should remember this data is not an apples-to-apples comparison when comparing IPM results and historical data\n\n2) Historical generation data is a mix of gross generation (for fossil units) and net generation (for non-fossil units). IPM results are net generation.\n\n3) As several large fossil units in California do not report CAMD data, the historical data (emissions, generation, and heat input) shown for California is significantly lower than it was. Therefore, users should be cognizant of this when interpreting historical data for California. When considering national-level data, the impact of this issue is much less noticeable. \n\n4) For 2017 Historical Data, only emissions reported to CAMD are included. Generation and heat input are not included because non-fossil data for 2017 is not yet available.  \n"]
[]
[]
[]
[]
[]
[]
[]
[]
[]
[]
[]
[]
[]
[]
[]
[]
[null,null,"RPE File Deep Dive:"]
[null,null,null,"RPE Files Deep Dive: The data that underlies this IPM Results Viewer comes from the RPE file, one of the output files of IPM. It contains data about the model plant characteristics and how they were projected to operate (heat input, generation, emissions, and retrofit/retirement/build decisions) in all run years of the model. The model plants, as described in the IPM documentation, are developed by aggregating similar units (by state, IPM region, unit type, fuel type, and controls). These model plants can be identified by their “UnitID” (a field in the RPE file). This UnitID refers specifically to model plants and does not relate to ORIS or CAMD IDs. \n\nTo reduce the size of this IPM Results Viewer, this data is aggregated such that units in the same state and IPM region, with the same unit type (including controls) and fuel type are merged. The UnitIDs of the model plants that are aggregated in each row entry on the “RPE Files” worksheet are preserved in the “UnitID” column (column E). This field will have one or more UnitIDs, which can be used to trace model plants back to the RPE files (for instance, if one wanted to see how specific units operated instead of the aggregated unit). [note: historical data does not have entries in the UnitID column, as this parameter only applies to IPM model plants for which the model projects (future) run-year results]\n\nUsers who want to understand what model plants are contributing to specific results can go to the “RPE Files” worksheet and filter the data to identify specific model plants (or aggregations of model plants) that underlie the results. The “RPE Files” worksheet includes data from the RPE files, along with additional data to describe units (for example, “plant category”) and formulas that determine if the data should or should not be included based on filters the user has selected on other worksheets. \n\n"]
[]
[]
[]
[]
[]
[]
[]
[]
[]
[]
[]
[]
[]
[]
[]
[]
[null,null,null," For IPM Run data (i.e. not the historical data):"]
[null,null,null,null,"- Columns B-Y and AA come from the RPE files. \n- Columns A (case name), Z (unique capacity), AB-AF (if a unit is fossil, > 25 MW, Existing or New, plant type, and plant category) are data fields added to provide further description of each row, often by breaking out data contained in the original RPE file “Plant Type” field. The “Unique Capacity” field is added because the RPE file will list capacity for the same model plant multiple time if the model plant consumes two or more types of fuel. To address this, the capacity is only included the first time the model plant appears in the RPE file for each run year. \n- Columns AG-AQ indicate if various post-combustion controls are present on the model plant, based on the original RPE file “Plant Type” field. \n- Columns AR-AZ calculate if the control configuration for the model plant matches that selected by the user on the various worksheets (historical data does not include information about controls. Therefore, it will be excluded if the control filters are activated by the user). \n"]
[]
[]
[]
[]
[]
[]
[]
[]
[null,null,null,"For All Data: Columns BB-BH calculate if the model plant or historical data matches all the criteria selected by the user on the various worksheets. These values are then referenced by formulas on the various output worksheets to check if the data for the data row should be included."]

{"sheet":"Run Log","index":1,"n_rows":7,"n_cols":4,"rows_kept":7,"cut":false,"hidden":false,"merged":[[6,2,6,3]]}
[]
["(runs highlighted in Green are included in this workbook)"]
[null,null,"Data Viewer Name","Run Describption"]
[]
[null,null,"Nov 2018 Updated Ref Case","IPM v6 Nov 2018 updated Reference Case. See weblinks below for documentation"]
[]
[null,null,"See \"Documentation for EPA's Power Sector Modeling Using IPM\" and \"Supplemental Documentation for Scenario Suite EPA’s Power Sector Modeling Platform v6 using IPM\" for more information about the details of these run. \nhttps://www.epa.gov/airmarkets/clean-air-markets-power-sector-modeling"]

{"sheet":"Map","index":2,"n_rows":87,"n_cols":62,"rows_kept":87,"cut":false,"hidden":false,"merged":[[80,57,80,58],[75,57,75,58],[76,57,76,58],[77,57,77,58],[78,57,78,58],[79,57,79,58],[73,57,73,58],[74,57,74,58],[0,29,0,32],[1,50,2,59],[17,59,17,60],[0,11,0,26],[71,57,71,58],[72,57,72,58],[23,59,23,60],[24,59,24,60],[25,59,25,60],[22,59,22,60],[18,59,18,60],[19,59,19,60],[20,59,20,60],[21,59,21,60],[43,48,44,59],[50,36,51,37]]}
[null,"PRIMARY DIMENSIONS",null,"MEASURES",null,"DISPLAY VALUE TYPE",null,"COMPARISON DIMENSIONS",null,"COMPARISON MEASURES",null,"Categories and Sub-Categories",null,null,null,null,null,null,null,null,null,null,null,null,null,null,null,null,null,"Display Value Formats",null,null,null,null,null,null,null,null,null,null,null,null,null,969659.09181491588]
[null,"Fuel Type",null,"Fuel Consumption Summer TBtu",null,"Actual",null,"Fuel Type",null,"Fuel Consumption Summer TBtu",null,"Historic Years","Year","Region of Interest","IPM Region","State","State2","IPM Run","Fuel Type","Fossil >25 MW","Existing, New, Retired","Plant Type","Plant Category","Plant Controls",null,null,null,null,null,"Fuel Consumption Winter TBtu","Decimal",null,null,null,null,null,"PRIMARY CASE","Nov 2018 Updated Ref Case",null,null,null,null,null,null,{"$f":"IF($AL$18=\"Percent Change\",\"Percent\",IF(OR($AL$18=\"Fraction\",$AL$18=\"Emissions Rate\"),\"Decimal\",\"Round\"))","v":"Round"},null,null,null,null,null,{"$f":"IF($AK$51<>\"\",$AK$51,IF($AL$18=\"Actual\",VLOOKUP(AL16,$V$38:$W$48,2,0),\nIF($AL$18=\"Absolute Change\",IF(VLOOKUP(AL16,$V$38:$W$48,2,0)=VLOOKUP(AL33,$V$38:$W$48,2,0),\"Change in \"&VLOOKUP(AL16,$V$38:$W$48,2,0),\"Unit of Measure Mismatch\"),\nIF($AL$18=\"Percent Change\",IF(AL16=AL33,\"Percent Change of \"&VLOOKUP(AL16,$V$38:$W$48,2,0),\"Unit of Measure Mismatch\"),\nIF($AL$18=\"Emissions Rate\",IF(AND(NOT(ISERROR(SEARCH(\"tons\",$AL$16))),OR(NOT(ISERROR(SEARCH(\"GWh\",$AL$33))),NOT(ISERROR(SEARCH(\"TBtu\",$AL$33))))),IF(ISERROR(SEARCH(\"Summer\",$AL$16))<>ISERROR(SEARCH(\"Summer\",$AL$33)),\"Unit of Measure Mismatch\",\"lbs \"&LEFT($AL$16,3)&\"/\"&IF(RIGHT($AL$33,4)=\"TBtu\",\"mmBtu\",\"kWh\")),\"Unit of Measure Mismatch\"),\nIF($AL$18=\"Fraction\",IF(AL16=AL33,\"Dimensionless Fraction or Ratio\",VLOOKUP(AL16,$V$38:$W$48,2,0)&\" / \"&VLOOKUP(AL33,$V$38:$W$48,2,0)),\nIF(AND($AL$18=\"Capacity Factor\",NOT(ISERROR(SEARCH(\"Generation\",$AL$16))),NOT(ISERROR(SEARCH(\"Capacity\",$AL$33)))),\"Capacity Factor\",\"ERROR\")))))))","v":"Thousand (short) tons NOx"}]
[null,"Fossil >25 MW",null,"Fuel Consumption Total TBtu",null,"Absolute Change",null,"Fossil >25 MW",null,"Fuel Consumption Total TBtu",null,2011,2021,"National","ERC_FRNT","AL","National","Historic","All Units","All Units","Existing and New","All Units","All Units","All Units",null,null,null,null,null,"Fuel Consumption Summer TBtu","Decimal",null,null,null,null,null,null,null,null,null,null,"Primary Value","Comparison Value","Display Value","Display Value Format","Display Color"]
[null,"Existing or New Unit",null,"Generation Summer GWh",null,"Percent Change",null,"Existing or New Unit",null,"Generation Summer GWh",null,2012,2023,"State","ERC_GWAY","AR","AL","Nov 2018 Updated Ref Case","Biomass","Only Fossil > 25 MW","Existing","Biomass","Coal","Both NOx and SO2 Post Combustion Controls",null,null,null,null,null,"Fuel Consumption Total TBtu","Decimal",null,null,null,null,null,"PRIMARY YEAR",2021,null,null,"National",{"$f":"SUM(AP5:AP68)","v":380.3532232609025},{"$f":"SUM(AQ5:AQ68)","v":0},{"$f":"IFERROR(IF($AL$18=\"Actual\",AP4,IF($AL$18=\"Absolute Change\",AP4-AQ4,IF($AL$18=\"Percent Change\",(AP4-AQ4)/AQ4,IF($AL$18=\"Emissions Rate\",(AP4*2/AQ4),IF($AL$18=\"Capacity Factor\",AP4*1000/(AQ4*IF(NOT(ISERROR(SEARCH(\"Summer\",$AL$16))),3672,8760)),AP4/AQ4))))),\"\")","v":380.3532232609025},{"$f":"IF(AR4=\"\",\"\",IF($AS$2=\"Percent\",TEXT(AR4,\"##0%\"),IF($AS$2=\"Decimal\",TEXT(AR4,\"0.00\"),IF(ABS(AR4)>=100,TEXT(AR4,\"###,###\"),IF(ABS(AR4)>=10,TEXT(AR4,\"##0.0\"),IF(ABS(AR4)>=1,TEXT(AR4,\"#0.00\"),TEXT(AR4,\"#0.000\")))))))","v":"380"}]
[null,"Plant Type",null,"Generation Total GWh",null,"Fraction",null,"Plant Type",null,"Generation Total GWh",null,2013,2025,"IPM Region","ERC_REST","AZ","AR",null,"Coal",null,"New","Coal Steam","Combined Cycle","Any NOx Post Combustion",null,null,null,null,null,"Generation Winter GWh","Decimal",null,null,null,null,null,null,null,null,null,{"$f":"IF($AL$6=\"state\",P3,O3)","v":"AL"},{"$f":"IF(AO5=0,\"\",SUMIFS(CHOOSE(VLOOKUP($AL$16,'Lookup tables'!$AK$5:$AM$15,3,0), RPE_FuelConsumptionSummerTBtu, RPE_FuelConsumptionTotalTBtu, RPE_GenerationSummerGWh, RPE_GenerationTotalGWh, RPE_CO2EmissionsSummerThousandTons, RPE_CO2EmissionsTotalThousandTons, RPE_NOXEmissionsSummerThousandTons, RPE_NOXEmissionsTotalThousandTons, RPE_SO2EmissionsSummerThousandTons, RPE_SO2EmissionsTotalThousandTons, RPE_DispatchableCapacityMW), MeetPrimaryCriteria,\"=1\",IF($AL$6=\"IPM Region\",RPE_IPMRegionGroupAcronym,RPE_State),\"=\"&IF($AL$6=\"National\",\"*\",$AO5)))","v":5.9316932965979978},{"$f":"IF(AO5=0,\"\",IF($AL$18=\"Actual\",0,SUMIFS(CHOOSE(VLOOKUP($AL$33,'Lookup tables'!$AK$5:$AM$15,3,0), RPE_FuelConsumptionSummerTBtu, RPE_FuelConsumptionTotalTBtu, RPE_GenerationSummerGWh, RPE_GenerationTotalGWh, RPE_CO2EmissionsSummerThousandTons, RPE_CO2EmissionsTotalThousandTons, RPE_NOXEmissionsSummerThousandTons, RPE_NOXEmissionsTotalThousandTons, RPE_SO2EmissionsSummerThousandTons, RPE_SO2EmissionsTotalThousandTons, RPE_DispatchableCapacityMW), MeetComparisonCriteria,\"=1\",IF($AL$6=\"IPM Region\",RPE_IPMRegionGroupAcronym,RPE_State),\"=\"&IF($AL$6=\"National\",\"*\",$AO5))))","v":0},{"$f":"IFERROR(IF($AL$18=\"Actual\",AP5,IF($AL$18=\"Absolute Change\",AP5-AQ5,IF($AL$18=\"Percent Change\",(AP5-AQ5)/AQ5,IF($AL$18=\"Emissions Rate\",(AP5*2/AQ5),IF($AL$18=\"Capacity Factor\",AP5*1000/(AQ5*IF(NOT(ISERROR(SEARCH(\"Summer\",$AL$16))),3672,8760)),AP5/AQ5))))),\"\")","v":5.9316932965979978},{"$f":"IF(AR5=\"\",\"\",IF($AS$2=\"Percent\",TEXT(AR5,\"##0%\"),IF($AS$2=\"Decimal\",TEXT(AR5,\"0.00\"),IF(ABS(AR5)>=100,TEXT(AR5,\"###,###\"),IF(ABS(AR5)>=10,TEXT(AR5,\"##0.0\"),IF(ABS(AR5)>=1,TEXT(AR5,\"#0.00\"),TEXT(AR5,\"#0.000\")))))))","v":"5.93"},{"$f":"IF(OR(AR5=\"\",0),16777215,IF(AR5<$BF$74,$BH$73,IF(AR5<$BF$75,$BH$74,IF(AR5<$BF$76,$BH$75,IF(AR5<$BF$77,BH$76,IF(AR5<$BF$78,$BH$78,IF(AR5<$BF$79,$BH$79,IF(AR5<$BF$80,$BH$80,$BH$81))))))))","v":11854022}]
[null,"Plant Category",null,"CO2 Emissions Summer Thousand Tons",null,"Emissions Rate",null,"Plant Category",null,"CO2 Emissions Summer Thousand Tons",null,2014,2030,null,"ERC_WEST","CA","AZ",null,"Fwaste",null,"Retired","Combined Cycle","Combustion Turbine","--SCR",null,null,null,null,null,"Generation Summer GWh","Decimal",null,null,null,null,null,"Regional Aggregation","State",{"$f":"IF(AL6=\"State\",\"RPE_State\",\"RPE_RegionGroupAcronym\")","v":"RPE_State"},null,"AR",{"$f":"IF(AO6=0,\"\",SUMIFS(CHOOSE(VLOOKUP($AL$16,'Lookup tables'!$AK$5:$AM$15,3,0), RPE_FuelConsumptionSummerTBtu, RPE_FuelConsumptionTotalTBtu, RPE_GenerationSummerGWh, RPE_GenerationTotalGWh, RPE_CO2EmissionsSummerThousandTons, RPE_CO2EmissionsTotalThousandTons, RPE_NOXEmissionsSummerThousandTons, RPE_NOXEmissionsTotalThousandTons, RPE_SO2EmissionsSummerThousandTons, RPE_SO2EmissionsTotalThousandTons, RPE_DispatchableCapacityMW), MeetPrimaryCriteria,\"=1\",IF($AL$6=\"IPM Region\",RPE_IPMRegionGroupAcronym,RPE_State),\"=\"&IF($AL$6=\"National\",\"*\",$AO6)))","v":10.269955607846603},{"$f":"IF(AO6=0,\"\",IF($AL$18=\"Actual\",0,SUMIFS(CHOOSE(VLOOKUP($AL$33,'Lookup tables'!$AK$5:$AM$15,3,0), RPE_FuelConsumptionSummerTBtu, RPE_FuelConsumptionTotalTBtu, RPE_GenerationSummerGWh, RPE_GenerationTotalGWh, RPE_CO2EmissionsSummerThousandTons, RPE_CO2EmissionsTotalThousandTons, RPE_NOXEmissionsSummerThousandTons, RPE_NOXEmissionsTotalThousandTons, RPE_SO2EmissionsSummerThousandTons, RPE_SO2EmissionsTotalThousandTons, RPE_DispatchableCapacityMW), MeetComparisonCriteria,\"=1\",IF($AL$6=\"IPM Region\",RPE_IPMRegionGroupAcronym,RPE_State),\"=\"&IF($AL$6=\"National\",\"*\",$AO6))))","v":0},10.269955607846603,{"$f":"IF(AR6=\"\",\"\",IF($AS$2=\"Percent\",TEXT(AR6,\"##0%\"),IF($AS$2=\"Decimal\",TEXT(AR6,\"0.00\"),IF(ABS(AR6)>=100,TEXT(AR6,\"###,###\"),IF(ABS(AR6)>=10,TEXT(AR6,\"##0.0\"),IF(ABS(AR6)>=1,TEXT(AR6,\"#0.00\"),TEXT(AR6,\"#0.000\")))))))","v":"10.3"},{"$f":"IF(OR(AR6=\"\",0),16777215,IF(AR6<$BF$74,$BH$73,IF(AR6<$BF$75,$BH$74,IF(AR6<$BF$76,$BH$75,IF(AR6<$BF$77,BH$76,IF(AR6<$BF$78,$BH$78,IF(AR6<$BF$79,$BH$79,IF(AR6<$BF$80,$BH$80,$BH$81))))))))","v":11854022}]
[null,"Plant Controls",null,"CO2 Emissions Total Thousand Tons",null,"Capacity Factor",null,"Plant Controls",null,"CO2 Emissions Total Thousand Tons",null,2015,2035,null,"FRCC","CO","CA",null,"Geothermal",null,null,"Combustion Turbine","Nuclear","--SNCR",null,null,null,null,null,"Generation Total GWh","Decimal",null,null,null,null,null,null,null,null,null,"AZ",{"$f":"IF(AO7=0,\"\",SUMIFS(CHOOSE(VLOOKUP($AL$16,'Lookup tables'!$AK$5:$AM$15,3,0), RPE_FuelConsumptionSummerTBtu, RPE_FuelConsumptionTotalTBtu, RPE_GenerationSummerGWh, RPE_GenerationTotalGWh, RPE_CO2EmissionsSummerThousandTons, RPE_CO2EmissionsTotalThousandTons, RPE_NOXEmissionsSummerThousandTons, RPE_NOXEmissionsTotalThousandTons, RPE_SO2EmissionsSummerThousandTons, RPE_SO2EmissionsTotalThousandTons, RPE_DispatchableCapacityMW), MeetPrimaryCriteria,\"=1\",IF($AL$6=\"IPM Region\",RPE_IPMRegionGroupAcronym,RPE_State),\"=\"&IF($AL$6=\"National\",\"*\",$AO7)))","v":5.4680954068075431},{"$f":"IF(AO7=0,\"\",IF($AL$18=\"Actual\",0,SUMIFS(CHOOSE(VLOOKUP($AL$33,'Lookup tables'!$AK$5:$AM$15,3,0), RPE_FuelConsumptionSummerTBtu, RPE_FuelConsumptionTotalTBtu, RPE_GenerationSummerGWh, RPE_GenerationTotalGWh, RPE_CO2EmissionsSummerThousandTons, RPE_CO2EmissionsTotalThousandTons, RPE_NOXEmissionsSummerThousandTons, RPE_NOXEmissionsTotalThousandTons, RPE_SO2EmissionsSummerThousandTons, RPE_SO2EmissionsTotalThousandTons, RPE_DispatchableCapacityMW), MeetComparisonCriteria,\"=1\",IF($AL$6=\"IPM Region\",RPE_IPMRegionGroupAcronym,RPE_State),\"=\"&IF($AL$6=\"National\",\"*\",$AO7))))","v":0},5.4680954068075431,"5.47",11854022]
[null,null,null,"NOX Emissions Summer Thousand Tons",null,null,null,null,null,"NOX Emissions Summer Thousand Tons",null,2016,2040,null,"MAP_WAUE","CT","CO",null,"Hydro",null,null,"Fossil Other","O/G Steam","Any SO2 Post Combustion",null,null,null,null,null,"CO2 Emissions Winter Thousand Tons","Decimal",null,null,null,null,null,"PRIMARY DIMENSIONS",null,null,null,"CA",{"$f":"IF(AO8=0,\"\",SUMIFS(CHOOSE(VLOOKUP($AL$16,'Lookup tables'!$AK$5:$AM$15,3,0), RPE_FuelConsumptionSummerTBtu, RPE_FuelConsumptionTotalTBtu, RPE_GenerationSummerGWh, RPE_GenerationTotalGWh, RPE_CO2EmissionsSummerThousandTons, RPE_CO2EmissionsTotalThousandTons, RPE_NOXEmissionsSummerThousandTons, RPE_NOXEmissionsTotalThousandTons, RPE_SO2EmissionsSummerThousandTons, RPE_SO2EmissionsTotalThousandTons, RPE_DispatchableCapacityMW), MeetPrimaryCriteria,\"=1\",IF($AL$6=\"IPM Region\",RPE_IPMRegionGroupAcronym,RPE_State),\"=\"&IF($AL$6=\"National\",\"*\",$AO8)))","v":2.4064947882401961},{"$f":"IF(AO8=0,\"\",IF($AL$18=\"Actual\",0,SUMIFS(CHOOSE(VLOOKUP($AL$33,'Lookup tables'!$AK$5:$AM$15,3,0), RPE_FuelConsumptionSummerTBtu, RPE_FuelConsumptionTotalTBtu, RPE_GenerationSummerGWh, RPE_GenerationTotalGWh, RPE_CO2EmissionsSummerThousandTons, RPE_CO2EmissionsTotalThousandTons, RPE_NOXEmissionsSummerThousandTons, RPE_NOXEmissionsTotalThousandTons, RPE_SO2EmissionsSummerThousandTons, RPE_SO2EmissionsTotalThousandTons, RPE_DispatchableCapacityMW), MeetComparisonCriteria,\"=1\",IF($AL$6=\"IPM Region\",RPE_IPMRegionGroupAcronym,RPE_State),\"=\"&IF($AL$6=\"National\",\"*\",$AO8))))","v":0},2.4064947882401961,"2.41",11854022]
[null,null,null,"NOX Emissions Total Thousand Tons",null,null,null,null,null,"NOX Emissions Total Thousand Tons",null,2017,2045,null,"MIS_IA","DC","CT",null,"LF Gas",null,null,"Fuel Cell","Other","--FGD",null,null,null,null,null,"CO2 Emissions Summer Thousand Tons","Decimal",null,null,null,null,null,"Fuel Type","All Units","RPE_FuelType",null,"CO",{"$f":"IF(AO9=0,\"\",SUMIFS(CHOOSE(VLOOKUP($AL$16,'Lookup tables'!$AK$5:$AM$15,3,0), RPE_FuelConsumptionSummerTBtu, RPE_FuelConsumptionTotalTBtu, RPE_GenerationSummerGWh, RPE_GenerationTotalGWh, RPE_CO2EmissionsSummerThousandTons, RPE_CO2EmissionsTotalThousandTons, RPE_NOXEmissionsSummerThousandTons, RPE_NOXEmissionsTotalThousandTons, RPE_SO2EmissionsSummerThousandTons, RPE_SO2EmissionsTotalThousandTons, RPE_DispatchableCapacityMW), MeetPrimaryCriteria,\"=1\",IF($AL$6=\"IPM Region\",RPE_IPMRegionGroupAcronym,RPE_State),\"=\"&IF($AL$6=\"National\",\"*\",$AO9)))","v":8.5004275567193179},{"$f":"IF(AO9=0,\"\",IF($AL$18=\"Actual\",0,SUMIFS(CHOOSE(VLOOKUP($AL$33,'Lookup tables'!$AK$5:$AM$15,3,0), RPE_FuelConsumptionSummerTBtu, RPE_FuelConsumptionTotalTBtu, RPE_GenerationSummerGWh, RPE_GenerationTotalGWh, RPE_CO2EmissionsSummerThousandTons, RPE_CO2EmissionsTotalThousandTons, RPE_NOXEmissionsSummerThousandTons, RPE_NOXEmissionsTotalThousandTons, RPE_SO2EmissionsSummerThousandTons, RPE_SO2EmissionsTotalThousandTons, RPE_DispatchableCapacityMW), MeetComparisonCriteria,\"=1\",IF($AL$6=\"IPM Region\",RPE_IPMRegionGroupAcronym,RPE_State),\"=\"&IF($AL$6=\"National\",\"*\",$AO9))))","v":0},8.5004275567193179,"8.50",11854022]
[null,null,null,"SO2 Emissions Summer Thousand Tons",null,null,null,null,null,"SO2 Emissions Summer Thousand Tons",null,2005,2050,null,"MIS_IL","DE","DC",null,"MSW",null,null,"Geothermal","Renewable","--DSI",null,null,null,null,null,"CO2 Emissions Total Thousand Tons","Decimal",null,null,null,null,null,"Fossil >25 MW","All Units","RPE_Fossil25MW",null,"CT",{"$f":"IF(AO10=0,\"\",SUMIFS(CHOOSE(VLOOKUP($AL$16,'Lookup tables'!$AK$5:$AM$15,3,0), RPE_FuelConsumptionSummerTBtu, RPE_FuelConsumptionTotalTBtu, RPE_GenerationSummerGWh, RPE_GenerationTotalGWh, RPE_CO2EmissionsSummerThousandTons, RPE_CO2EmissionsTotalThousandTons, RPE_NOXEmissionsSummerThousandTons, RPE_NOXEmissionsTotalThousandTons, RPE_SO2EmissionsSummerThousandTons, RPE_SO2EmissionsTotalThousandTons, RPE_DispatchableCapacityMW), MeetPrimaryCriteria,\"=1\",IF($AL$6=\"IPM Region\",RPE_IPMRegionGroupAcronym,RPE_State),\"=\"&IF($AL$6=\"National\",\"*\",$AO10)))","v":1.9439511671567891},{"$f":"IF(AO10=0,\"\",IF($AL$18=\"Actual\",0,SUMIFS(CHOOSE(VLOOKUP($AL$33,'Lookup tables'!$AK$5:$AM$15,3,0), RPE_FuelConsumptionSummerTBtu, RPE_FuelConsumptionTotalTBtu, RPE_GenerationSummerGWh, RPE_GenerationTotalGWh, RPE_CO2EmissionsSummerThousandTons, RPE_CO2EmissionsTotalThousandTons, RPE_NOXEmissionsSummerThousandTons, RPE_NOXEmissionsTotalThousandTons, RPE_SO2EmissionsSummerThousandTons, RPE_SO2EmissionsTotalThousandTons, RPE_DispatchableCapacityMW), MeetComparisonCriteria,\"=1\",IF($AL$6=\"IPM Region\",RPE_IPMRegionGroupAcronym,RPE_State),\"=\"&IF($AL$6=\"National\",\"*\",$AO10))))","v":0},1.9439511671567891,"1.94",11854022]
[null,null,null,"SO2 Emissions Total Thousand Tons",null,null,null,null,null,"SO2 Emissions Total Thousand Tons",null,null,null,null,"MIS_INKY","FL","DE",null,"NaturalGas",null,null,"Hydro","Coal w/CCS","ACI",null,null,null,null,null,"NOX Emissions Winter Thousand Tons","Decimal",null,null,null,null,null,"Existing/New/Retired","Existing and New","RPE_ExistingorNewUnit",null,"DC",{"$f":"IF(AO11=0,\"\",SUMIFS(CHOOSE(VLOOKUP($AL$16,'Lookup tables'!$AK$5:$AM$15,3,0), RPE_FuelConsumptionSummerTBtu, RPE_FuelConsumptionTotalTBtu, RPE_GenerationSummerGWh, RPE_GenerationTotalGWh, RPE_CO2EmissionsSummerThousandTons, RPE_CO2EmissionsTotalThousandTons, RPE_NOXEmissionsSummerThousandTons, RPE_NOXEmissionsTotalThousandTons, RPE_SO2EmissionsSummerThousandTons, RPE_SO2EmissionsTotalThousandTons, RPE_DispatchableCapacityMW), MeetPrimaryCriteria,\"=1\",IF($AL$6=\"IPM Region\",RPE_IPMRegionGroupAcronym,RPE_State),\"=\"&IF($AL$6=\"National\",\"*\",$AO11)))","v":8.4778012565721328E-4},{"$f":"IF(AO11=0,\"\",IF($AL$18=\"Actual\",0,SUMIFS(CHOOSE(VLOOKUP($AL$33,'Lookup tables'!$AK$5:$AM$15,3,0), RPE_FuelConsumptionSummerTBtu, RPE_FuelConsumptionTotalTBtu, RPE_GenerationSummerGWh, RPE_GenerationTotalGWh, RPE_CO2EmissionsSummerThousandTons, RPE_CO2EmissionsTotalThousandTons, RPE_NOXEmissionsSummerThousandTons, RPE_NOXEmissionsTotalThousandTons, RPE_SO2EmissionsSummerThousandTons, RPE_SO2EmissionsTotalThousandTons, RPE_DispatchableCapacityMW), MeetComparisonCriteria,\"=1\",IF($AL$6=\"IPM Region\",RPE_IPMRegionGroupAcronym,RPE_State),\"=\"&IF($AL$6=\"National\",\"*\",$AO11))))","v":0},8.4778012565721328E-4,"0.001",11854022]
[null,null,null,"Dispatchable Capacity MW",null,null,null,null,null,"Dispatchable Capacity MW",null,null,null,null,"MIS_LMI","GA","FL",null,"None",null,null,"IGCC","NGCC w/CCS","C2G",null,null,null,null,null,"NOX Emissions Summer Thousand Tons","Decimal",null,null,null,null,null,"Plant Type","All Units","RPE_PlantType",null,"DE",{"$f":"IF(AO12=0,\"\",SUMIFS(CHOOSE(VLOOKUP($AL$16,'Lookup tables'!$AK$5:$AM$15,3,0), RPE_FuelConsumptionSummerTBtu, RPE_FuelConsumptionTotalTBtu, RPE_GenerationSummerGWh, RPE_GenerationTotalGWh, RPE_CO2EmissionsSummerThousandTons, RPE_CO2EmissionsTotalThousandTons, RPE_NOXEmissionsSummerThousandTons, RPE_NOXEmissionsTotalThousandTons, RPE_SO2EmissionsSummerThousandTons, RPE_SO2EmissionsTotalThousandTons, RPE_DispatchableCapacityMW), MeetPrimaryCriteria,\"=1\",IF($AL$6=\"IPM Region\",RPE_IPMRegionGroupAcronym,RPE_State),\"=\"&IF($AL$6=\"National\",\"*\",$AO12)))","v":0.24272650027324161},{"$f":"IF(AO12=0,\"\",IF($AL$18=\"Actual\",0,SUMIFS(CHOOSE(VLOOKUP($AL$33,'Lookup tables'!$AK$5:$AM$15,3,0), RPE_FuelConsumptionSummerTBtu, RPE_FuelConsumptionTotalTBtu, RPE_GenerationSummerGWh, RPE_GenerationTotalGWh, RPE_CO2EmissionsSummerThousandTons, RPE_CO2EmissionsTotalThousandTons, RPE_NOXEmissionsSummerThousandTons, RPE_NOXEmissionsTotalThousandTons, RPE_SO2EmissionsSummerThousandTons, RPE_SO2EmissionsTotalThousandTons, RPE_DispatchableCapacityMW), MeetComparisonCriteria,\"=1\",IF($AL$6=\"IPM Region\",RPE_IPMRegionGroupAcronym,RPE_State),\"=\"&IF($AL$6=\"National\",\"*\",$AO12))))","v":0},0.24272650027324161,"0.243",11854022]
[null,null,null,null,null,null,null,null,null,null,null,null,null,null,"MIS_MAPP","IA","GA",null,"Non-Fossil",null,null,"International Imports",null,"No NOx Post Combustion Controls",null,null,null,null,null,"NOX Emissions Total Thousand Tons","Decimal",null,null,null,null,null,"Plant Category","All Units","RPE_PlantCategory",null,"FL",{"$f":"IF(AO13=0,\"\",SUMIFS(CHOOSE(VLOOKUP($AL$16,'Lookup tables'!$AK$5:$AM$15,3,0), RPE_FuelConsumptionSummerTBtu, RPE_FuelConsumptionTotalTBtu, RPE_GenerationSummerGWh, RPE_GenerationTotalGWh, RPE_CO2EmissionsSummerThousandTons, RPE_CO2EmissionsTotalThousandTons, RPE_NOXEmissionsSummerThousandTons, RPE_NOXEmissionsTotalThousandTons, RPE_SO2EmissionsSummerThousandTons, RPE_SO2EmissionsTotalThousandTons, RPE_DispatchableCapacityMW), MeetPrimaryCriteria,\"=1\",IF($AL$6=\"IPM Region\",RPE_IPMRegionGroupAcronym,RPE_State),\"=\"&IF($AL$6=\"National\",\"*\",$AO13)))","v":19.583110126426465},{"$f":"IF(AO13=0,\"\",IF($AL$18=\"Actual\",0,SUMIFS(CHOOSE(VLOOKUP($AL$33,'Lookup tables'!$AK$5:$AM$15,3,0), RPE_FuelConsumptionSummerTBtu, RPE_FuelConsumptionTotalTBtu, RPE_GenerationSummerGWh, RPE_GenerationTotalGWh, RPE_CO2EmissionsSummerThousandTons, RPE_CO2EmissionsTotalThousandTons, RPE_NOXEmissionsSummerThousandTons, RPE_NOXEmissionsTotalThousandTons, RPE_SO2EmissionsSummerThousandTons, RPE_SO2EmissionsTotalThousandTons, RPE_DispatchableCapacityMW), MeetComparisonCriteria,\"=1\",IF($AL$6=\"IPM Region\",RPE_IPMRegionGroupAcronym,RPE_State),\"=\"&IF($AL$6=\"National\",\"*\",$AO13))))","v":0},19.583110126426465,"19.6",9359529]
[null,null,null,null,null,null,null,null,null,null,null,null,null,null,"MIS_MIDA","ID","IA",null,"Nuclear",null,null,"Landfill Gas",null,"No SO2 Post Combustion Controls",null,null,null,null,null,"SO2 Emissions Winter Thousand Tons","Decimal",null,null,null,null,null,"Control/Retrofit Types","All Units",{"$f":"MATCH(AL14,Controls,0)","v":1},null,"GA",{"$f":"IF(AO14=0,\"\",SUMIFS(CHOOSE(VLOOKUP($AL$16,'Lookup tables'!$AK$5:$AM$15,3,0), RPE_FuelConsumptionSummerTBtu, RPE_FuelConsumptionTotalTBtu, RPE_GenerationSummerGWh, RPE_GenerationTotalGWh, RPE_CO2EmissionsSummerThousandTons, RPE_CO2EmissionsTotalThousandTons, RPE_NOXEmissionsSummerThousandTons, RPE_NOXEmissionsTotalThousandTons, RPE_SO2EmissionsSummerThousandTons, RPE_SO2EmissionsTotalThousandTons, RPE_DispatchableCapacityMW), MeetPrimaryCriteria,\"=1\",IF($AL$6=\"IPM Region\",RPE_IPMRegionGroupAcronym,RPE_State),\"=\"&IF($AL$6=\"National\",\"*\",$AO14)))","v":8.0015889399553419},{"$f":"IF(AO14=0,\"\",IF($AL$18=\"Actual\",0,SUMIFS(CHOOSE(VLOOKUP($AL$33,'Lookup tables'!$AK$5:$AM$15,3,0), RPE_FuelConsumptionSummerTBtu, RPE_FuelConsumptionTotalTBtu, RPE_GenerationSummerGWh, RPE_GenerationTotalGWh, RPE_CO2EmissionsSummerThousandTons, RPE_CO2EmissionsTotalThousandTons, RPE_NOXEmissionsSummerThousandTons, RPE_NOXEmissionsTotalThousandTons, RPE_SO2EmissionsSummerThousandTons, RPE_SO2EmissionsTotalThousandTons, RPE_DispatchableCapacityMW), MeetComparisonCriteria,\"=1\",IF($AL$6=\"IPM Region\",RPE_IPMRegionGroupAcronym,RPE_State),\"=\"&IF($AL$6=\"National\",\"*\",$AO14))))","v":0},8.0015889399553419,"8.00",11854022]
[null,null,null,null,null,null,null,null,null,null,null,null,null,null,"MIS_MNWI","IL","ID",null,"Oil",null,null,"Non-Fossil Other",null,"HRI",null,null,null,null,null,"SO2 Emissions Summer Thousand Tons","Decimal",null,null,null,null,null,"Existing or New Controls","All Controls",null,null,"IA",{"$f":"IF(AO15=0,\"\",SUMIFS(CHOOSE(VLOOKUP($AL$16,'Lookup tables'!$AK$5:$AM$15,3,0), RPE_FuelConsumptionSummerTBtu, RPE_FuelConsumptionTotalTBtu, RPE_GenerationSummerGWh, RPE_GenerationTotalGWh, RPE_CO2EmissionsSummerThousandTons, RPE_CO2EmissionsTotalThousandTons, RPE_NOXEmissionsSummerThousandTons, RPE_NOXEmissionsTotalThousandTons, RPE_SO2EmissionsSummerThousandTons, RPE_SO2EmissionsTotalThousandTons, RPE_DispatchableCapacityMW), MeetPrimaryCriteria,\"=1\",IF($AL$6=\"IPM Region\",RPE_IPMRegionGroupAcronym,RPE_State),\"=\"&IF($AL$6=\"National\",\"*\",$AO15)))","v":10.889565372493836},{"$f":"IF(AO15=0,\"\",IF($AL$18=\"Actual\",0,SUMIFS(CHOOSE(VLOOKUP($AL$33,'Lookup tables'!$AK$5:$AM$15,3,0), RPE_FuelConsumptionSummerTBtu, RPE_FuelConsumptionTotalTBtu, RPE_GenerationSummerGWh, RPE_GenerationTotalGWh, RPE_CO2EmissionsSummerThousandTons, RPE_CO2EmissionsTotalThousandTons, RPE_NOXEmissionsSummerThousandTons, RPE_NOXEmissionsTotalThousandTons, RPE_SO2EmissionsSummerThousandTons, RPE_SO2EmissionsTotalThousandTons, RPE_DispatchableCapacityMW), MeetComparisonCriteria,\"=1\",IF($AL$6=\"IPM Region\",RPE_IPMRegionGroupAcronym,RPE_State),\"=\"&IF($AL$6=\"National\",\"*\",$AO15))))","v":0},10.889565372493836,"10.9",11854022]
[null,null,null,null,null,null,null,null,null,null,null,null,null,null,"MIS_MO","IN","IL",null,"Pet. Coke",null,null,"Nuclear",null,"CCS",null,null,null,null,null,"SO2 Emissions Total Thousand Tons","Decimal",null,null,null,null,null,"PRIMARY MEASURE","NOX Emissions Summer Thousand Tons",{"$f":"VLOOKUP(AL16,'Lookup tables'!$AD$5:$AF$68,3,0)","v":"RPE_NOXEmissionsSummerThousandTons"},null,"ID",{"$f":"IF(AO16=0,\"\",SUMIFS(CHOOSE(VLOOKUP($AL$16,'Lookup tables'!$AK$5:$AM$15,3,0), RPE_FuelConsumptionSummerTBtu, RPE_FuelConsumptionTotalTBtu, RPE_GenerationSummerGWh, RPE_GenerationTotalGWh, RPE_CO2EmissionsSummerThousandTons, RPE_CO2EmissionsTotalThousandTons, RPE_NOXEmissionsSummerThousandTons, RPE_NOXEmissionsTotalThousandTons, RPE_SO2EmissionsSummerThousandTons, RPE_SO2EmissionsTotalThousandTons, RPE_DispatchableCapacityMW), MeetPrimaryCriteria,\"=1\",IF($AL$6=\"IPM Region\",RPE_IPMRegionGroupAcronym,RPE_State),\"=\"&IF($AL$6=\"National\",\"*\",$AO16)))","v":8.9064569261267879E-2},{"$f":"IF(AO16=0,\"\",IF($AL$18=\"Actual\",0,SUMIFS(CHOOSE(VLOOKUP($AL$33,'Lookup tables'!$AK$5:$AM$15,3,0), RPE_FuelConsumptionSummerTBtu, RPE_FuelConsumptionTotalTBtu, RPE_GenerationSummerGWh, RPE_GenerationTotalGWh, RPE_CO2EmissionsSummerThousandTons, RPE_CO2EmissionsTotalThousandTons, RPE_NOXEmissionsSummerThousandTons, RPE_NOXEmissionsTotalThousandTons, RPE_SO2EmissionsSummerThousandTons, RPE_SO2EmissionsTotalThousandTons, RPE_DispatchableCapacityMW), MeetComparisonCriteria,\"=1\",IF($AL$6=\"IPM Region\",RPE_IPMRegionGroupAcronym,RPE_State),\"=\"&IF($AL$6=\"National\",\"*\",$AO16))))","v":0},8.9064569261267879E-2,"0.089",11854022]
[null,null,null,null,null,null,null,null,null,null,null,null,null,null,"MIS_WUMS","KS","IN",null,"Pumps",null,null,"O/G Steam",null,null,null,null,null,null,null,"Dispatchable Capacity MW","Whole",null,null,null,null,null,null,null,null,null,"IL",{"$f":"IF(AO17=0,\"\",SUMIFS(CHOOSE(VLOOKUP($AL$16,'Lookup tables'!$AK$5:$AM$15,3,0), RPE_FuelConsumptionSummerTBtu, RPE_FuelConsumptionTotalTBtu, RPE_GenerationSummerGWh, RPE_GenerationTotalGWh, RPE_CO2EmissionsSummerThousandTons, RPE_CO2EmissionsTotalThousandTons, RPE_NOXEmissionsSummerThousandTons, RPE_NOXEmissionsTotalThousandTons, RPE_SO2EmissionsSummerThousandTons, RPE_SO2EmissionsTotalThousandTons, RPE_DispatchableCapacityMW), MeetPrimaryCriteria,\"=1\",IF($AL$6=\"IPM Region\",RPE_IPMRegionGroupAcronym,RPE_State),\"=\"&IF($AL$6=\"National\",\"*\",$AO17)))","v":13.016306096754089},{"$f":"IF(AO17=0,\"\",IF($AL$18=\"Actual\",0,SUMIFS(CHOOSE(VLOOKUP($AL$33,'Lookup tables'!$AK$5:$AM$15,3,0), RPE_FuelConsumptionSummerTBtu, RPE_FuelConsumptionTotalTBtu, RPE_GenerationSummerGWh, RPE_GenerationTotalGWh, RPE_CO2EmissionsSummerThousandTons, RPE_CO2EmissionsTotalThousandTons, RPE_NOXEmissionsSummerThousandTons, RPE_NOXEmissionsTotalThousandTons, RPE_SO2EmissionsSummerThousandTons, RPE_SO2EmissionsTotalThousandTons, RPE_DispatchableCapacityMW), MeetComparisonCriteria,\"=1\",IF($AL$6=\"IPM Region\",RPE_IPMRegionGroupAcronym,RPE_State),\"=\"&IF($AL$6=\"National\",\"*\",$AO17))))","v":0},13.016306096754089,"13.0",9359529]
[null,null,null,"NOT INCLUDED",null,null,null,null,null,"NOT INCLUDED",null,null,null,null,"NENG_CT","KY","KS",null,"Solar",null,null,"Offshore Wind",null,null,null,null,null,null,null,null,null,null,null,null,null,null,"DISPLAY VALUE TYPE","Actual",null,null,"IN",{"$f":"IF(AO18=0,\"\",SUMIFS(CHOOSE(VLOOKUP($AL$16,'Lookup tables'!$AK$5:$AM$15,3,0), RPE_FuelConsumptionSummerTBtu, RPE_FuelConsumptionTotalTBtu, RPE_GenerationSummerGWh, RPE_GenerationTotalGWh, RPE_CO2EmissionsSummerThousandTons, RPE_CO2EmissionsTotalThousandTons, RPE_NOXEmissionsSummerThousandTons, RPE_NOXEmissionsTotalThousandTons, RPE_SO2EmissionsSummerThousandTons, RPE_SO2EmissionsTotalThousandTons, RPE_DispatchableCapacityMW), MeetPrimaryCriteria,\"=1\",IF($AL$6=\"IPM Region\",RPE_IPMRegionGroupAcronym,RPE_State),\"=\"&IF($AL$6=\"National\",\"*\",$AO18)))","v":16.324331151681278},{"$f":"IF(AO18=0,\"\",IF($AL$18=\"Actual\",0,SUMIFS(CHOOSE(VLOOKUP($AL$33,'Lookup tables'!$AK$5:$AM$15,3,0), RPE_FuelConsumptionSummerTBtu, RPE_FuelConsumptionTotalTBtu, RPE_GenerationSummerGWh, RPE_GenerationTotalGWh, RPE_CO2EmissionsSummerThousandTons, RPE_CO2EmissionsTotalThousandTons, RPE_NOXEmissionsSummerThousandTons, RPE_NOXEmissionsTotalThousandTons, RPE_SO2EmissionsSummerThousandTons, RPE_SO2EmissionsTotalThousandTons, RPE_DispatchableCapacityMW), MeetComparisonCriteria,\"=1\",IF($AL$6=\"IPM Region\",RPE_IPMRegionGroupAcronym,RPE_State),\"=\"&IF($AL$6=\"National\",\"*\",$AO18))))","v":0},16.324331151681278,"16.3",9359529,null,null,null,null,null,null,null,null,null,null,null,null,null,{"$f":"\"< \"&BI74","v":"< -33"},null,801923]
[null,null,null,"Fuel Consumption Winter TBtu",null,null,null,null,null,"Fuel Consumption Winter TBtu",null,null,null,null,"NENG_ME","LA","KY",null,"Tires",null,null,"Pumped Storage",null,null,null,null,null,null,null,null,null,null,null,null,null,null,null,null,null,null,"KS",{"$f":"IF(AO19=0,\"\",SUMIFS(CHOOSE(VLOOKUP($AL$16,'Lookup tables'!$AK$5:$AM$15,3,0), RPE_FuelConsumptionSummerTBtu, RPE_FuelConsumptionTotalTBtu, RPE_GenerationSummerGWh, RPE_GenerationTotalGWh, RPE_CO2EmissionsSummerThousandTons, RPE_CO2EmissionsTotalThousandTons, RPE_NOXEmissionsSummerThousandTons, RPE_NOXEmissionsTotalThousandTons, RPE_SO2EmissionsSummerThousandTons, RPE_SO2EmissionsTotalThousandTons, RPE_DispatchableCapacityMW), MeetPrimaryCriteria,\"=1\",IF($AL$6=\"IPM Region\",RPE_IPMRegionGroupAcronym,RPE_State),\"=\"&IF($AL$6=\"National\",\"*\",$AO19)))","v":7.9865430450782933},{"$f":"IF(AO19=0,\"\",IF($AL$18=\"Actual\",0,SUMIFS(CHOOSE(VLOOKUP($AL$33,'Lookup tables'!$AK$5:$AM$15,3,0), RPE_FuelConsumptionSummerTBtu, RPE_FuelConsumptionTotalTBtu, RPE_GenerationSummerGWh, RPE_GenerationTotalGWh, RPE_CO2EmissionsSummerThousandTons, RPE_CO2EmissionsTotalThousandTons, RPE_NOXEmissionsSummerThousandTons, RPE_NOXEmissionsTotalThousandTons, RPE_SO2EmissionsSummerThousandTons, RPE_SO2EmissionsTotalThousandTons, RPE_DispatchableCapacityMW), MeetComparisonCriteria,\"=1\",IF($AL$6=\"IPM Region\",RPE_IPMRegionGroupAcronym,RPE_State),\"=\"&IF($AL$6=\"National\",\"*\",$AO19))))","v":0},7.9865430450782933,"7.99",11854022,null,null,null,null,null,null,null,null,null,null,null,null,null,{"$f":"\"between \"&BI74&\" and \"&BI75","v":"between -33 and -22"},null,1137094]
[null,null,null,"Generation Winter GWh",null,null,null,null,null,"Generation Winter GWh",null,null,null,null,"NENGREST","MA","LA",null,"Waste Coal",null,null,"Solar PV",null,null,null,null,null,null,null,null,null,null,null,null,null,null,null,null,null,null,"KY",{"$f":"IF(AO20=0,\"\",SUMIFS(CHOOSE(VLOOKUP($AL$16,'Lookup tables'!$AK$5:$AM$15,3,0), RPE_FuelConsumptionSummerTBtu, RPE_FuelConsumptionTotalTBtu, RPE_GenerationSummerGWh, RPE_GenerationTotalGWh, RPE_CO2EmissionsSummerThousandTons, RPE_CO2EmissionsTotalThousandTons, RPE_NOXEmissionsSummerThousandTons, RPE_NOXEmissionsTotalThousandTons, RPE_SO2EmissionsSummerThousandTons, RPE_SO2EmissionsTotalThousandTons, RPE_DispatchableCapacityMW), MeetPrimaryCriteria,\"=1\",IF($AL$6=\"IPM Region\",RPE_IPMRegionGroupAcronym,RPE_State),\"=\"&IF($AL$6=\"National\",\"*\",$AO20)))","v":10.013190422351464},{"$f":"IF(AO20=0,\"\",IF($AL$18=\"Actual\",0,SUMIFS(CHOOSE(VLOOKUP($AL$33,'Lookup tables'!$AK$5:$AM$15,3,0), RPE_FuelConsumptionSummerTBtu, RPE_FuelConsumptionTotalTBtu, RPE_GenerationSummerGWh, RPE_GenerationTotalGWh, RPE_CO2EmissionsSummerThousandTons, RPE_CO2EmissionsTotalThousandTons, RPE_NOXEmissionsSummerThousandTons, RPE_NOXEmissionsTotalThousandTons, RPE_SO2EmissionsSummerThousandTons, RPE_SO2EmissionsTotalThousandTons, RPE_DispatchableCapacityMW), MeetComparisonCriteria,\"=1\",IF($AL$6=\"IPM Region\",RPE_IPMRegionGroupAcronym,RPE_State),\"=\"&IF($AL$6=\"National\",\"*\",$AO20))))","v":0},10.013190422351464,"10.0",11854022,null,null,null,null,null,null,null,null,null,null,null,null,null,{"$f":"\"between \"&BI75&\" and \"&BI76","v":"between -22 and -11"},null,8696052]
[null,null,null,"CO2 Emissions Winter Thousand Tons",null,null,null,null,null,"CO2 Emissions Winter Thousand Tons",null,null,null,null,"NY_Z_A&B","MD","MA",null,"Wind",null,null,"Solar Thermal",null,null,null,null,null,null,null,null,null,null,null,null,null,null,"COMPARISON CASE","Nov 2018 Updated Ref Case",null,null,"LA",{"$f":"IF(AO21=0,\"\",SUMIFS(CHOOSE(VLOOKUP($AL$16,'Lookup tables'!$AK$5:$AM$15,3,0), RPE_FuelConsumptionSummerTBtu, RPE_FuelConsumptionTotalTBtu, RPE_GenerationSummerGWh, RPE_GenerationTotalGWh, RPE_CO2EmissionsSummerThousandTons, RPE_CO2EmissionsTotalThousandTons, RPE_NOXEmissionsSummerThousandTons, RPE_NOXEmissionsTotalThousandTons, RPE_SO2EmissionsSummerThousandTons, RPE_SO2EmissionsTotalThousandTons, RPE_DispatchableCapacityMW), MeetPrimaryCriteria,\"=1\",IF($AL$6=\"IPM Region\",RPE_IPMRegionGroupAcronym,RPE_State),\"=\"&IF($AL$6=\"National\",\"*\",$AO21)))","v":8.8296801681592267},{"$f":"IF(AO21=0,\"\",IF($AL$18=\"Actual\",0,SUMIFS(CHOOSE(VLOOKUP($AL$33,'Lookup tables'!$AK$5:$AM$15,3,0), RPE_FuelConsumptionSummerTBtu, RPE_FuelConsumptionTotalTBtu, RPE_GenerationSummerGWh, RPE_GenerationTotalGWh, RPE_CO2EmissionsSummerThousandTons, RPE_CO2EmissionsTotalThousandTons, RPE_NOXEmissionsSummerThousandTons, RPE_NOXEmissionsTotalThousandTons, RPE_SO2EmissionsSummerThousandTons, RPE_SO2EmissionsTotalThousandTons, RPE_DispatchableCapacityMW), MeetComparisonCriteria,\"=1\",IF($AL$6=\"IPM Region\",RPE_IPMRegionGroupAcronym,RPE_State),\"=\"&IF($AL$6=\"National\",\"*\",$AO21))))","v":0},8.8296801681592267,"8.83",11854022,null,null,null,null,null,null,null,null,null,null,null,null,null,{"$f":"\"between \"&BI76&\" and \"&BI77","v":"between -11 and 0"},null,11389944]
[null,null,null,"NOX Emissions Winter Thousand Tons",null,null,null,null,null,"NOX Emissions Winter Thousand Tons",null,null,null,null,"NY_Z_C&E","ME","MD",null,"*Unit Did Not Operate",null,null,"Wind",null,null,null,null,null,null,null,null,null,null,null,null,null,null,null,null,null,null,"MA",{"$f":"IF(AO22=0,\"\",SUMIFS(CHOOSE(VLOOKUP($AL$16,'Lookup tables'!$AK$5:$AM$15,3,0), RPE_FuelConsumptionSummerTBtu, RPE_FuelConsumptionTotalTBtu, RPE_GenerationSummerGWh, RPE_GenerationTotalGWh, RPE_CO2EmissionsSummerThousandTons, RPE_CO2EmissionsTotalThousandTons, RPE_NOXEmissionsSummerThousandTons, RPE_NOXEmissionsTotalThousandTons, RPE_SO2EmissionsSummerThousandTons, RPE_SO2EmissionsTotalThousandTons, RPE_DispatchableCapacityMW), MeetPrimaryCriteria,\"=1\",IF($AL$6=\"IPM Region\",RPE_IPMRegionGroupAcronym,RPE_State),\"=\"&IF($AL$6=\"National\",\"*\",$AO22)))","v":2.5517337128549062},{"$f":"IF(AO22=0,\"\",IF($AL$18=\"Actual\",0,SUMIFS(CHOOSE(VLOOKUP($AL$33,'Lookup tables'!$AK$5:$AM$15,3,0), RPE_FuelConsumptionSummerTBtu, RPE_FuelConsumptionTotalTBtu, RPE_GenerationSummerGWh, RPE_GenerationTotalGWh, RPE_CO2EmissionsSummerThousandTons, RPE_CO2EmissionsTotalThousandTons, RPE_NOXEmissionsSummerThousandTons, RPE_NOXEmissionsTotalThousandTons, RPE_SO2EmissionsSummerThousandTons, RPE_SO2EmissionsTotalThousandTons, RPE_DispatchableCapacityMW), MeetComparisonCriteria,\"=1\",IF($AL$6=\"IPM Region\",RPE_IPMRegionGroupAcronym,RPE_State),\"=\"&IF($AL$6=\"National\",\"*\",$AO22))))","v":0},2.5517337128549062,"2.55",11854022,null,null,null,null,null,null,null,null,null,null,null,null,null,{"$f":"BI77","v":"0"},null,16777215]
[null,null,null,"SO2 Emissions Winter Thousand Tons",null,null,null,null,null,"SO2 Emissions Winter Thousand Tons",null,null,null,null,"NY_Z_D","MI","ME",null,null,null,null,"Coal 30% CCS",null,null,null,null,null,null,null,null,null,null,null,null,null,null,"COMPARISON YEAR",2021,null,null,"MD",{"$f":"IF(AO23=0,\"\",SUMIFS(CHOOSE(VLOOKUP($AL$16,'Lookup tables'!$AK$5:$AM$15,3,0), RPE_FuelConsumptionSummerTBtu, RPE_FuelConsumptionTotalTBtu, RPE_GenerationSummerGWh, RPE_GenerationTotalGWh, RPE_CO2EmissionsSummerThousandTons, RPE_CO2EmissionsTotalThousandTons, RPE_NOXEmissionsSummerThousandTons, RPE_NOXEmissionsTotalThousandTons, RPE_SO2EmissionsSummerThousandTons, RPE_SO2EmissionsTotalThousandTons, RPE_DispatchableCapacityMW), MeetPrimaryCriteria,\"=1\",IF($AL$6=\"IPM Region\",RPE_IPMRegionGroupAcronym,RPE_State),\"=\"&IF($AL$6=\"National\",\"*\",$AO23)))","v":2.5440638891592893},{"$f":"IF(AO23=0,\"\",IF($AL$18=\"Actual\",0,SUMIFS(CHOOSE(VLOOKUP($AL$33,'Lookup tables'!$AK$5:$AM$15,3,0), RPE_FuelConsumptionSummerTBtu, RPE_FuelConsumptionTotalTBtu, RPE_GenerationSummerGWh, RPE_GenerationTotalGWh, RPE_CO2EmissionsSummerThousandTons, RPE_CO2EmissionsTotalThousandTons, RPE_NOXEmissionsSummerThousandTons, RPE_NOXEmissionsTotalThousandTons, RPE_SO2EmissionsSummerThousandTons, RPE_SO2EmissionsTotalThousandTons, RPE_DispatchableCapacityMW), MeetComparisonCriteria,\"=1\",IF($AL$6=\"IPM Region\",RPE_IPMRegionGroupAcronym,RPE_State),\"=\"&IF($AL$6=\"National\",\"*\",$AO23))))","v":0},2.5440638891592893,"2.54",11854022,null,null,null,null,null,null,null,null,null,null,null,null,null,{"$f":"\"between \"&BI77&\" and \"&BI78","v":"between 0 and 11"},null,11854022]
[null,null,null,null,null,null,null,null,null,null,null,null,null,null,"NY_Z_F","MN","MI",null,null,null,null,"Coal 90% CCS",null,null,null,null,null,null,null,null,null,null,null,null,null,null,null,null,null,null,"ME",{"$f":"IF(AO24=0,\"\",SUMIFS(CHOOSE(VLOOKUP($AL$16,'Lookup tables'!$AK$5:$AM$15,3,0), RPE_FuelConsumptionSummerTBtu, RPE_FuelConsumptionTotalTBtu, RPE_GenerationSummerGWh, RPE_GenerationTotalGWh, RPE_CO2EmissionsSummerThousandTons, RPE_CO2EmissionsTotalThousandTons, RPE_NOXEmissionsSummerThousandTons, RPE_NOXEmissionsTotalThousandTons, RPE_SO2EmissionsSummerThousandTons, RPE_SO2EmissionsTotalThousandTons, RPE_DispatchableCapacityMW), MeetPrimaryCriteria,\"=1\",IF($AL$6=\"IPM Region\",RPE_IPMRegionGroupAcronym,RPE_State),\"=\"&IF($AL$6=\"National\",\"*\",$AO24)))","v":1.1610970491559311},{"$f":"IF(AO24=0,\"\",IF($AL$18=\"Actual\",0,SUMIFS(CHOOSE(VLOOKUP($AL$33,'Lookup tables'!$AK$5:$AM$15,3,0), RPE_FuelConsumptionSummerTBtu, RPE_FuelConsumptionTotalTBtu, RPE_GenerationSummerGWh, RPE_GenerationTotalGWh, RPE_CO2EmissionsSummerThousandTons, RPE_CO2EmissionsTotalThousandTons, RPE_NOXEmissionsSummerThousandTons, RPE_NOXEmissionsTotalThousandTons, RPE_SO2EmissionsSummerThousandTons, RPE_SO2EmissionsTotalThousandTons, RPE_DispatchableCapacityMW), MeetComparisonCriteria,\"=1\",IF($AL$6=\"IPM Region\",RPE_IPMRegionGroupAcronym,RPE_State),\"=\"&IF($AL$6=\"National\",\"*\",$AO24))))","v":0},1.1610970491559311,"1.16",11854022,null,null,null,null,null,null,null,null,null,null,null,null,null,{"$f":"\"between \"&BI78&\" and \"&BI79","v":"between 11 and 22"},null,9359529]
[null,null,null,null,null,null,null,null,null,null,null,null,null,null,"NY_Z_G-I","MO","MN",null,null,null,null,"Coal W/CCS",null,null,null,null,null,null,null,null,null,null,null,null,null,null,"COMPARISON DIMENSIONS",null,null,null,"MI",{"$f":"IF(AO25=0,\"\",SUMIFS(CHOOSE(VLOOKUP($AL$16,'Lookup tables'!$AK$5:$AM$15,3,0), RPE_FuelConsumptionSummerTBtu, RPE_FuelConsumptionTotalTBtu, RPE_GenerationSummerGWh, RPE_GenerationTotalGWh, RPE_CO2EmissionsSummerThousandTons, RPE_CO2EmissionsTotalThousandTons, RPE_NOXEmissionsSummerThousandTons, RPE_NOXEmissionsTotalThousandTons, RPE_SO2EmissionsSummerThousandTons, RPE_SO2EmissionsTotalThousandTons, RPE_DispatchableCapacityMW), MeetPrimaryCriteria,\"=1\",IF($AL$6=\"IPM Region\",RPE_IPMRegionGroupAcronym,RPE_State),\"=\"&IF($AL$6=\"National\",\"*\",$AO25)))","v":13.20644789380745},{"$f":"IF(AO25=0,\"\",IF($AL$18=\"Actual\",0,SUMIFS(CHOOSE(VLOOKUP($AL$33,'Lookup tables'!$AK$5:$AM$15,3,0), RPE_FuelConsumptionSummerTBtu, RPE_FuelConsumptionTotalTBtu, RPE_GenerationSummerGWh, RPE_GenerationTotalGWh, RPE_CO2EmissionsSummerThousandTons, RPE_CO2EmissionsTotalThousandTons, RPE_NOXEmissionsSummerThousandTons, RPE_NOXEmissionsTotalThousandTons, RPE_SO2EmissionsSummerThousandTons, RPE_SO2EmissionsTotalThousandTons, RPE_DispatchableCapacityMW), MeetComparisonCriteria,\"=1\",IF($AL$6=\"IPM Region\",RPE_IPMRegionGroupAcronym,RPE_State),\"=\"&IF($AL$6=\"National\",\"*\",$AO25))))","v":0},13.20644789380745,"13.2",9359529,null,null,null,null,null,null,null,null,null,null,null,null,null,{"$f":"\"between \"&BI79&\" and \"&BI80","v":"between 22 and 33"},null,4697456]
[null,null,null,null,null,null,null,null,null,null,null,null,null,null,"NY_Z_J","MS","MO",null,null,null,null,"NGCC w/CCS",null,null,null,null,null,null,null,null,null,null,null,null,null,null,"Fuel Type","All Units","RPE_FuelType",null,"MN",{"$f":"IF(AO26=0,\"\",SUMIFS(CHOOSE(VLOOKUP($AL$16,'Lookup tables'!$AK$5:$AM$15,3,0), RPE_FuelConsumptionSummerTBtu, RPE_FuelConsumptionTotalTBtu, RPE_GenerationSummerGWh, RPE_GenerationTotalGWh, RPE_CO2EmissionsSummerThousandTons, RPE_CO2EmissionsTotalThousandTons, RPE_NOXEmissionsSummerThousandTons, RPE_NOXEmissionsTotalThousandTons, RPE_SO2EmissionsSummerThousandTons, RPE_SO2EmissionsTotalThousandTons, RPE_DispatchableCapacityMW), MeetPrimaryCriteria,\"=1\",IF($AL$6=\"IPM Region\",RPE_IPMRegionGroupAcronym,RPE_State),\"=\"&IF($AL$6=\"National\",\"*\",$AO26)))","v":7.7444974930868407},{"$f":"IF(AO26=0,\"\",IF($AL$18=\"Actual\",0,SUMIFS(CHOOSE(VLOOKUP($AL$33,'Lookup tables'!$AK$5:$AM$15,3,0), RPE_FuelConsumptionSummerTBtu, RPE_FuelConsumptionTotalTBtu, RPE_GenerationSummerGWh, RPE_GenerationTotalGWh, RPE_CO2EmissionsSummerThousandTons, RPE_CO2EmissionsTotalThousandTons, RPE_NOXEmissionsSummerThousandTons, RPE_NOXEmissionsTotalThousandTons, RPE_SO2EmissionsSummerThousandTons, RPE_SO2EmissionsTotalThousandTons, RPE_DispatchableCapacityMW), MeetComparisonCriteria,\"=1\",IF($AL$6=\"IPM Region\",RPE_IPMRegionGroupAcronym,RPE_State),\"=\"&IF($AL$6=\"National\",\"*\",$AO26))))","v":0},7.7444974930868407,"7.74",11854022,null,null,null,null,null,null,null,null,null,null,null,null,null,{"$f":"\"> \"&BI80","v":"> 33"},null,3506772]
[null,null,null,null,null,null,null,null,null,"RPE_FuelConsumptionSummerTBtu",null,null,null,null,"NY_Z_K","MT","MS",null,null,null,null,null,null,null,null,null,null,null,null,null,null,null,null,null,null,null,"Fossil >25 MW","All Units","RPE_Fossil25MW",null,"MO",{"$f":"IF(AO27=0,\"\",SUMIFS(CHOOSE(VLOOKUP($AL$16,'Lookup tables'!$AK$5:$AM$15,3,0), RPE_FuelConsumptionSummerTBtu, RPE_FuelConsumptionTotalTBtu, RPE_GenerationSummerGWh, RPE_GenerationTotalGWh, RPE_CO2EmissionsSummerThousandTons, RPE_CO2EmissionsTotalThousandTons, RPE_NOXEmissionsSummerThousandTons, RPE_NOXEmissionsTotalThousandTons, RPE_SO2EmissionsSummerThousandTons, RPE_SO2EmissionsTotalThousandTons, RPE_DispatchableCapacityMW), MeetPrimaryCriteria,\"=1\",IF($AL$6=\"IPM Region\",RPE_IPMRegionGroupAcronym,RPE_State),\"=\"&IF($AL$6=\"National\",\"*\",$AO27)))","v":14.415932245022058},{"$f":"IF(AO27=0,\"\",IF($AL$18=\"Actual\",0,SUMIFS(CHOOSE(VLOOKUP($AL$33,'Lookup tables'!$AK$5:$AM$15,3,0), RPE_FuelConsumptionSummerTBtu, RPE_FuelConsumptionTotalTBtu, RPE_GenerationSummerGWh, RPE_GenerationTotalGWh, RPE_CO2EmissionsSummerThousandTons, RPE_CO2EmissionsTotalThousandTons, RPE_NOXEmissionsSummerThousandTons, RPE_NOXEmissionsTotalThousandTons, RPE_SO2EmissionsSummerThousandTons, RPE_SO2EmissionsTotalThousandTons, RPE_DispatchableCapacityMW), MeetComparisonCriteria,\"=1\",IF($AL$6=\"IPM Region\",RPE_IPMRegionGroupAcronym,RPE_State),\"=\"&IF($AL$6=\"National\",\"*\",$AO27))))","v":0},14.415932245022058,"14.4",9359529]
[null,null,null,null,null,null,null,null,null,"RPE_FuelConsumptionTotalTBtu",null,null,null,null,"PJM_AP","NC","MT",null,null,null,null,null,null,null,null,null,null,null,null,null,null,null,null,null,null,null,"Existing/New/Retired","Existing and New","RPE_ExistingorNewUnit",null,"MS",{"$f":"IF(AO28=0,\"\",SUMIFS(CHOOSE(VLOOKUP($AL$16,'Lookup tables'!$AK$5:$AM$15,3,0), RPE_FuelConsumptionSummerTBtu, RPE_FuelConsumptionTotalTBtu, RPE_GenerationSummerGWh, RPE_GenerationTotalGWh, RPE_CO2EmissionsSummerThousandTons, RPE_CO2EmissionsTotalThousandTons, RPE_NOXEmissionsSummerThousandTons, RPE_NOXEmissionsTotalThousandTons, RPE_SO2EmissionsSummerThousandTons, RPE_SO2EmissionsTotalThousandTons, RPE_DispatchableCapacityMW), MeetPrimaryCriteria,\"=1\",IF($AL$6=\"IPM Region\",RPE_IPMRegionGroupAcronym,RPE_State),\"=\"&IF($AL$6=\"National\",\"*\",$AO28)))","v":2.7199237367350397},{"$f":"IF(AO28=0,\"\",IF($AL$18=\"Actual\",0,SUMIFS(CHOOSE(VLOOKUP($AL$33,'Lookup tables'!$AK$5:$AM$15,3,0), RPE_FuelConsumptionSummerTBtu, RPE_FuelConsumptionTotalTBtu, RPE_GenerationSummerGWh, RPE_GenerationTotalGWh, RPE_CO2EmissionsSummerThousandTons, RPE_CO2EmissionsTotalThousandTons, RPE_NOXEmissionsSummerThousandTons, RPE_NOXEmissionsTotalThousandTons, RPE_SO2EmissionsSummerThousandTons, RPE_SO2EmissionsTotalThousandTons, RPE_DispatchableCapacityMW), MeetComparisonCriteria,\"=1\",IF($AL$6=\"IPM Region\",RPE_IPMRegionGroupAcronym,RPE_State),\"=\"&IF($AL$6=\"National\",\"*\",$AO28))))","v":0},2.7199237367350397,"2.72",11854022]
[null,null,null,null,null,null,null,null,null,"RPE_GenerationSummerGWh",null,null,null,null,"PJM_ATSI","ND","NC",null,null,null,null,null,null,null,null,null,null,null,null,null,null,null,null,null,null,null,"Plant Type","All Units","RPE_PlantType",null,"MT",{"$f":"IF(AO29=0,\"\",SUMIFS(CHOOSE(VLOOKUP($AL$16,'Lookup tables'!$AK$5:$AM$15,3,0), RPE_FuelConsumptionSummerTBtu, RPE_FuelConsumptionTotalTBtu, RPE_GenerationSummerGWh, RPE_GenerationTotalGWh, RPE_CO2EmissionsSummerThousandTons, RPE_CO2EmissionsTotalThousandTons, RPE_NOXEmissionsSummerThousandTons, RPE_NOXEmissionsTotalThousandTons, RPE_SO2EmissionsSummerThousandTons, RPE_SO2EmissionsTotalThousandTons, RPE_DispatchableCapacityMW), MeetPrimaryCriteria,\"=1\",IF($AL$6=\"IPM Region\",RPE_IPMRegionGroupAcronym,RPE_State),\"=\"&IF($AL$6=\"National\",\"*\",$AO29)))","v":6.6893975366825051},{"$f":"IF(AO29=0,\"\",IF($AL$18=\"Actual\",0,SUMIFS(CHOOSE(VLOOKUP($AL$33,'Lookup tables'!$AK$5:$AM$15,3,0), RPE_FuelConsumptionSummerTBtu, RPE_FuelConsumptionTotalTBtu, RPE_GenerationSummerGWh, RPE_GenerationTotalGWh, RPE_CO2EmissionsSummerThousandTons, RPE_CO2EmissionsTotalThousandTons, RPE_NOXEmissionsSummerThousandTons, RPE_NOXEmissionsTotalThousandTons, RPE_SO2EmissionsSummerThousandTons, RPE_SO2EmissionsTotalThousandTons, RPE_DispatchableCapacityMW), MeetComparisonCriteria,\"=1\",IF($AL$6=\"IPM Region\",RPE_IPMRegionGroupAcronym,RPE_State),\"=\"&IF($AL$6=\"National\",\"*\",$AO29))))","v":0},6.6893975366825051,"6.69",11854022]
[null,null,null,null,null,null,null,null,null,"RPE_GenerationTotalGWh",null,null,null,null,"PJM_COMD","NE","ND",null,null,null,null,null,null,null,null,null,null,null,null,null,null,null,null,null,null,null,"Plant Category","All Units","RPE_PlantCategory",null,"NC",{"$f":"IF(AO30=0,\"\",SUMIFS(CHOOSE(VLOOKUP($AL$16,'Lookup tables'!$AK$5:$AM$15,3,0), RPE_FuelConsumptionSummerTBtu, RPE_FuelConsumptionTotalTBtu, RPE_GenerationSummerGWh, RPE_GenerationTotalGWh, RPE_CO2EmissionsSummerThousandTons, RPE_CO2EmissionsTotalThousandTons, RPE_NOXEmissionsSummerThousandTons, RPE_NOXEmissionsTotalThousandTons, RPE_SO2EmissionsSummerThousandTons, RPE_SO2EmissionsTotalThousandTons, RPE_DispatchableCapacityMW), MeetPrimaryCriteria,\"=1\",IF($AL$6=\"IPM Region\",RPE_IPMRegionGroupAcronym,RPE_State),\"=\"&IF($AL$6=\"National\",\"*\",$AO30)))","v":15.764555646252564},{"$f":"IF(AO30=0,\"\",IF($AL$18=\"Actual\",0,SUMIFS(CHOOSE(VLOOKUP($AL$33,'Lookup tables'!$AK$5:$AM$15,3,0), RPE_FuelConsumptionSummerTBtu, RPE_FuelConsumptionTotalTBtu, RPE_GenerationSummerGWh, RPE_GenerationTotalGWh, RPE_CO2EmissionsSummerThousandTons, RPE_CO2EmissionsTotalThousandTons, RPE_NOXEmissionsSummerThousandTons, RPE_NOXEmissionsTotalThousandTons, RPE_SO2EmissionsSummerThousandTons, RPE_SO2EmissionsTotalThousandTons, RPE_DispatchableCapacityMW), MeetComparisonCriteria,\"=1\",IF($AL$6=\"IPM Region\",RPE_IPMRegionGroupAcronym,RPE_State),\"=\"&IF($AL$6=\"National\",\"*\",$AO30))))","v":0},15.764555646252564,"15.8",9359529]
[null,null,null,null,null,null,null,null,null,"RPE_CO2EmissionsSummerThousandTons",null,null,null,null,"PJM_Dom","NH","NE",null,null,null,null,null,null,null,null,null,null,null,null,null,null,null,null,null,null,null,"Control/Retrofit Types","All Units",{"$f":"MATCH(AL31,Controls,0)","v":1},null,"ND",{"$f":"IF(AO31=0,\"\",SUMIFS(CHOOSE(VLOOKUP($AL$16,'Lookup tables'!$AK$5:$AM$15,3,0), RPE_FuelConsumptionSummerTBtu, RPE_FuelConsumptionTotalTBtu, RPE_GenerationSummerGWh, RPE_GenerationTotalGWh, RPE_CO2EmissionsSummerThousandTons, RPE_CO2EmissionsTotalThousandTons, RPE_NOXEmissionsSummerThousandTons, RPE_NOXEmissionsTotalThousandTons, RPE_SO2EmissionsSummerThousandTons, RPE_SO2EmissionsTotalThousandTons, RPE_DispatchableCapacityMW), MeetPrimaryCriteria,\"=1\",IF($AL$6=\"IPM Region\",RPE_IPMRegionGroupAcronym,RPE_State),\"=\"&IF($AL$6=\"National\",\"*\",$AO31)))","v":10.709049049713999},{"$f":"IF(AO31=0,\"\",IF($AL$18=\"Actual\",0,SUMIFS(CHOOSE(VLOOKUP($AL$33,'Lookup tables'!$AK$5:$AM$15,3,0), RPE_FuelConsumptionSummerTBtu, RPE_FuelConsumptionTotalTBtu, RPE_GenerationSummerGWh, RPE_GenerationTotalGWh, RPE_CO2EmissionsSummerThousandTons, RPE_CO2EmissionsTotalThousandTons, RPE_NOXEmissionsSummerThousandTons, RPE_NOXEmissionsTotalThousandTons, RPE_SO2EmissionsSummerThousandTons, RPE_SO2EmissionsTotalThousandTons, RPE_DispatchableCapacityMW), MeetComparisonCriteria,\"=1\",IF($AL$6=\"IPM Region\",RPE_IPMRegionGroupAcronym,RPE_State),\"=\"&IF($AL$6=\"National\",\"*\",$AO31))))","v":0},10.709049049713999,"10.7",11854022]
[null,null,null,null,null,null,null,null,null,"RPE_CO2EmissionsTotalThousandTons",null,null,null,null,"PJM_EMAC","NJ","NH",null,null,null,null,null,null,null,null,null,null,null,null,null,null,null,null,null,null,null,"Existing or New Controls","All Controls",null,null,"NE",{"$f":"IF(AO32=0,\"\",SUMIFS(CHOOSE(VLOOKUP($AL$16,'Lookup tables'!$AK$5:$AM$15,3,0), RPE_FuelConsumptionSummerTBtu, RPE_FuelConsumptionTotalTBtu, RPE_GenerationSummerGWh, RPE_GenerationTotalGWh, RPE_CO2EmissionsSummerThousandTons, RPE_CO2EmissionsTotalThousandTons, RPE_NOXEmissionsSummerThousandTons, RPE_NOXEmissionsTotalThousandTons, RPE_SO2EmissionsSummerThousandTons, RPE_SO2EmissionsTotalThousandTons, RPE_DispatchableCapacityMW), MeetPrimaryCriteria,\"=1\",IF($AL$6=\"IPM Region\",RPE_IPMRegionGroupAcronym,RPE_State),\"=\"&IF($AL$6=\"National\",\"*\",$AO32)))","v":11.627349240493448},{"$f":"IF(AO32=0,\"\",IF($AL$18=\"Actual\",0,SUMIFS(CHOOSE(VLOOKUP($AL$33,'Lookup tables'!$AK$5:$AM$15,3,0), RPE_FuelConsumptionSummerTBtu, RPE_FuelConsumptionTotalTBtu, RPE_GenerationSummerGWh, RPE_GenerationTotalGWh, RPE_CO2EmissionsSummerThousandTons, RPE_CO2EmissionsTotalThousandTons, RPE_NOXEmissionsSummerThousandTons, RPE_NOXEmissionsTotalThousandTons, RPE_SO2EmissionsSummerThousandTons, RPE_SO2EmissionsTotalThousandTons, RPE_DispatchableCapacityMW), MeetComparisonCriteria,\"=1\",IF($AL$6=\"IPM Region\",RPE_IPMRegionGroupAcronym,RPE_State),\"=\"&IF($AL$6=\"National\",\"*\",$AO32))))","v":0},11.627349240493448,"11.6",9359529]
[null,null,null,null,null,null,null,null,null,"RPE_NOXEmissionsSummerThousandTons",null,null,null,null,"PJM_PENE","NM","NJ",null,null,null,null,null,null,null,null,null,null,null,null,null,null,null,null,null,null,null,"COMPARISON MEASURE","NOX Emissions Summer Thousand Tons",{"$f":"VLOOKUP(AL33,'Lookup tables'!$AD$5:$AF$68,3,0)","v":"RPE_NOXEmissionsSummerThousandTons"},null,"NH",{"$f":"IF(AO33=0,\"\",SUMIFS(CHOOSE(VLOOKUP($AL$16,'Lookup tables'!$AK$5:$AM$15,3,0), RPE_FuelConsumptionSummerTBtu, RPE_FuelConsumptionTotalTBtu, RPE_GenerationSummerGWh, RPE_GenerationTotalGWh, RPE_CO2EmissionsSummerThousandTons, RPE_CO2EmissionsTotalThousandTons, RPE_NOXEmissionsSummerThousandTons, RPE_NOXEmissionsTotalThousandTons, RPE_SO2EmissionsSummerThousandTons, RPE_SO2EmissionsTotalThousandTons, RPE_DispatchableCapacityMW), MeetPrimaryCriteria,\"=1\",IF($AL$6=\"IPM Region\",RPE_IPMRegionGroupAcronym,RPE_State),\"=\"&IF($AL$6=\"National\",\"*\",$AO33)))","v":0.31589235241545938},{"$f":"IF(AO33=0,\"\",IF($AL$18=\"Actual\",0,SUMIFS(CHOOSE(VLOOKUP($AL$33,'Lookup tables'!$AK$5:$AM$15,3,0), RPE_FuelConsumptionSummerTBtu, RPE_FuelConsumptionTotalTBtu, RPE_GenerationSummerGWh, RPE_GenerationTotalGWh, RPE_CO2EmissionsSummerThousandTons, RPE_CO2EmissionsTotalThousandTons, RPE_NOXEmissionsSummerThousandTons, RPE_NOXEmissionsTotalThousandTons, RPE_SO2EmissionsSummerThousandTons, RPE_SO2EmissionsTotalThousandTons, RPE_DispatchableCapacityMW), MeetComparisonCriteria,\"=1\",IF($AL$6=\"IPM Region\",RPE_IPMRegionGroupAcronym,RPE_State),\"=\"&IF($AL$6=\"National\",\"*\",$AO33))))","v":0},0.31589235241545938,"0.316",11854022]
[null,null,null,null,null,null,null,null,null,"RPE_NOXEmissionsTotalThousandTons",null,null,null,null,"PJM_SMAC","NV","NM",null,null,null,null,null,null,null,null,null,null,null,null,null,null,null,null,null,null,null,null,null,null,null,"NJ",{"$f":"IF(AO34=0,\"\",SUMIFS(CHOOSE(VLOOKUP($AL$16,'Lookup tables'!$AK$5:$AM$15,3,0), RPE_FuelConsumptionSummerTBtu, RPE_FuelConsumptionTotalTBtu, RPE_GenerationSummerGWh, RPE_GenerationTotalGWh, RPE_CO2EmissionsSummerThousandTons, RPE_CO2EmissionsTotalThousandTons, RPE_NOXEmissionsSummerThousandTons, RPE_NOXEmissionsTotalThousandTons, RPE_SO2EmissionsSummerThousandTons, RPE_SO2EmissionsTotalThousandTons, RPE_DispatchableCapacityMW), MeetPrimaryCriteria,\"=1\",IF($AL$6=\"IPM Region\",RPE_IPMRegionGroupAcronym,RPE_State),\"=\"&IF($AL$6=\"National\",\"*\",$AO34)))","v":2.5824490980684671},{"$f":"IF(AO34=0,\"\",IF($AL$18=\"Actual\",0,SUMIFS(CHOOSE(VLOOKUP($AL$33,'Lookup tables'!$AK$5:$AM$15,3,0), RPE_FuelConsumptionSummerTBtu, RPE_FuelConsumptionTotalTBtu, RPE_GenerationSummerGWh, RPE_GenerationTotalGWh, RPE_CO2EmissionsSummerThousandTons, RPE_CO2EmissionsTotalThousandTons, RPE_NOXEmissionsSummerThousandTons, RPE_NOXEmissionsTotalThousandTons, RPE_SO2EmissionsSummerThousandTons, RPE_SO2EmissionsTotalThousandTons, RPE_DispatchableCapacityMW), MeetComparisonCriteria,\"=1\",IF($AL$6=\"IPM Region\",RPE_IPMRegionGroupAcronym,RPE_State),\"=\"&IF($AL$6=\"National\",\"*\",$AO34))))","v":0},2.5824490980684671,"2.58",11854022]
[null,null,null,null,null,null,null,null,null,"RPE_SO2EmissionsSummerThousandTons",null,null,null,null,"PJM_West","NY","NV",null,null,null,null,null,null,null,null,null,null,null,null,null,null,null,null,null,null,null,null,null,null,null,"NM",{"$f":"IF(AO35=0,\"\",SUMIFS(CHOOSE(VLOOKUP($AL$16,'Lookup tables'!$AK$5:$AM$15,3,0), RPE_FuelConsumptionSummerTBtu, RPE_FuelConsumptionTotalTBtu, RPE_GenerationSummerGWh, RPE_GenerationTotalGWh, RPE_CO2EmissionsSummerThousandTons, RPE_CO2EmissionsTotalThousandTons, RPE_NOXEmissionsSummerThousandTons, RPE_NOXEmissionsTotalThousandTons, RPE_SO2EmissionsSummerThousandTons, RPE_SO2EmissionsTotalThousandTons, RPE_DispatchableCapacityMW), MeetPrimaryCriteria,\"=1\",IF($AL$6=\"IPM Region\",RPE_IPMRegionGroupAcronym,RPE_State),\"=\"&IF($AL$6=\"National\",\"*\",$AO35)))","v":4.8334399137698414},{"$f":"IF(AO35=0,\"\",IF($AL$18=\"Actual\",0,SUMIFS(CHOOSE(VLOOKUP($AL$33,'Lookup tables'!$AK$5:$AM$15,3,0), RPE_FuelConsumptionSummerTBtu, RPE_FuelConsumptionTotalTBtu, RPE_GenerationSummerGWh, RPE_GenerationTotalGWh, RPE_CO2EmissionsSummerThousandTons, RPE_CO2EmissionsTotalThousandTons, RPE_NOXEmissionsSummerThousandTons, RPE_NOXEmissionsTotalThousandTons, RPE_SO2EmissionsSummerThousandTons, RPE_SO2EmissionsTotalThousandTons, RPE_DispatchableCapacityMW), MeetComparisonCriteria,\"=1\",IF($AL$6=\"IPM Region\",RPE_IPMRegionGroupAcronym,RPE_State),\"=\"&IF($AL$6=\"National\",\"*\",$AO35))))","v":0},4.8334399137698414,"4.83",11854022]
[null,null,null,null,null,null,null,null,null,"RPE_SO2EmissionsTotalThousandTons",null,null,null,null,"PJM_WMAC","OH","NY",null,null,null,null,null,null,null,null,null,null,null,null,null,null,null,null,null,null,null,null,null,null,null,"NV",{"$f":"IF(AO36=0,\"\",SUMIFS(CHOOSE(VLOOKUP($AL$16,'Lookup tables'!$AK$5:$AM$15,3,0), RPE_FuelConsumptionSummerTBtu, RPE_FuelConsumptionTotalTBtu, RPE_GenerationSummerGWh, RPE_GenerationTotalGWh, RPE_CO2EmissionsSummerThousandTons, RPE_CO2EmissionsTotalThousandTons, RPE_NOXEmissionsSummerThousandTons, RPE_NOXEmissionsTotalThousandTons, RPE_SO2EmissionsSummerThousandTons, RPE_SO2EmissionsTotalThousandTons, RPE_DispatchableCapacityMW), MeetPrimaryCriteria,\"=1\",IF($AL$6=\"IPM Region\",RPE_IPMRegionGroupAcronym,RPE_State),\"=\"&IF($AL$6=\"National\",\"*\",$AO36)))","v":0.57250883048414802},{"$f":"IF(AO36=0,\"\",IF($AL$18=\"Actual\",0,SUMIFS(CHOOSE(VLOOKUP($AL$33,'Lookup tables'!$AK$5:$AM$15,3,0), RPE_FuelConsumptionSummerTBtu, RPE_FuelConsumptionTotalTBtu, RPE_GenerationSummerGWh, RPE_GenerationTotalGWh, RPE_CO2EmissionsSummerThousandTons, RPE_CO2EmissionsTotalThousandTons, RPE_NOXEmissionsSummerThousandTons, RPE_NOXEmissionsTotalThousandTons, RPE_SO2EmissionsSummerThousandTons, RPE_SO2EmissionsTotalThousandTons, RPE_DispatchableCapacityMW), MeetComparisonCriteria,\"=1\",IF($AL$6=\"IPM Region\",RPE_IPMRegionGroupAcronym,RPE_State),\"=\"&IF($AL$6=\"National\",\"*\",$AO36))))","v":0},0.57250883048414802,"0.573",11854022]
[null,null,null,null,null,null,null,null,null,"RPE_DispatchableCapacityMW",null,null,null,null,"S_C_KY","OK","OH",null,null,null,null,null,null,null,null,null,null,null,null,null,null,null,null,null,null,null,"***You must click the update button to update the map",null,null,null,{"$f":"IF($AL$6=\"state\",P35,O35)","v":"NY"},{"$f":"IF(AO37=0,\"\",SUMIFS(CHOOSE(VLOOKUP($AL$16,'Lookup tables'!$AK$5:$AM$15,3,0), RPE_FuelConsumptionSummerTBtu, RPE_FuelConsumptionTotalTBtu, RPE_GenerationSummerGWh, RPE_GenerationTotalGWh, RPE_CO2EmissionsSummerThousandTons, RPE_CO2EmissionsTotalThousandTons, RPE_NOXEmissionsSummerThousandTons, RPE_NOXEmissionsTotalThousandTons, RPE_SO2EmissionsSummerThousandTons, RPE_SO2EmissionsTotalThousandTons, RPE_DispatchableCapacityMW), MeetPrimaryCriteria,\"=1\",IF($AL$6=\"IPM Region\",RPE_IPMRegionGroupAcronym,RPE_State),\"=\"&IF($AL$6=\"National\",\"*\",$AO37)))","v":7.5888597820961117},{"$f":"IF(AO37=0,\"\",IF($AL$18=\"Actual\",0,SUMIFS(CHOOSE(VLOOKUP($AL$33,'Lookup tables'!$AK$5:$AM$15,3,0), RPE_FuelConsumptionSummerTBtu, RPE_FuelConsumptionTotalTBtu, RPE_GenerationSummerGWh, RPE_GenerationTotalGWh, RPE_CO2EmissionsSummerThousandTons, RPE_CO2EmissionsTotalThousandTons, RPE_NOXEmissionsSummerThousandTons, RPE_NOXEmissionsTotalThousandTons, RPE_SO2EmissionsSummerThousandTons, RPE_SO2EmissionsTotalThousandTons, RPE_DispatchableCapacityMW), MeetComparisonCriteria,\"=1\",IF($AL$6=\"IPM Region\",RPE_IPMRegionGroupAcronym,RPE_State),\"=\"&IF($AL$6=\"National\",\"*\",$AO37))))","v":0},7.5888597820961117,"7.59",11854022]
[null,null,null,null,null,null,null,null,null,null,null,null,null,null,"S_C_TVA","OR","OK",null,null,null,null,"Fuel Consumption Summer TBtu","TBtu",null,null,null,null,null,null,null,null,null,null,null,null,null,null,null,null,null,"OH",{"$f":"IF(AO38=0,\"\",SUMIFS(CHOOSE(VLOOKUP($AL$16,'Lookup tables'!$AK$5:$AM$15,3,0), RPE_FuelConsumptionSummerTBtu, RPE_FuelConsumptionTotalTBtu, RPE_GenerationSummerGWh, RPE_GenerationTotalGWh, RPE_CO2EmissionsSummerThousandTons, RPE_CO2EmissionsTotalThousandTons, RPE_NOXEmissionsSummerThousandTons, RPE_NOXEmissionsTotalThousandTons, RPE_SO2EmissionsSummerThousandTons, RPE_SO2EmissionsTotalThousandTons, RPE_DispatchableCapacityMW), MeetPrimaryCriteria,\"=1\",IF($AL$6=\"IPM Region\",RPE_IPMRegionGroupAcronym,RPE_State),\"=\"&IF($AL$6=\"National\",\"*\",$AO38)))","v":17.942844464408431},{"$f":"IF(AO38=0,\"\",IF($AL$18=\"Actual\",0,SUMIFS(CHOOSE(VLOOKUP($AL$33,'Lookup tables'!$AK$5:$AM$15,3,0), RPE_FuelConsumptionSummerTBtu, RPE_FuelConsumptionTotalTBtu, RPE_GenerationSummerGWh, RPE_GenerationTotalGWh, RPE_CO2EmissionsSummerThousandTons, RPE_CO2EmissionsTotalThousandTons, RPE_NOXEmissionsSummerThousandTons, RPE_NOXEmissionsTotalThousandTons, RPE_SO2EmissionsSummerThousandTons, RPE_SO2EmissionsTotalThousandTons, RPE_DispatchableCapacityMW), MeetComparisonCriteria,\"=1\",IF($AL$6=\"IPM Region\",RPE_IPMRegionGroupAcronym,RPE_State),\"=\"&IF($AL$6=\"National\",\"*\",$AO38))))","v":0},17.942844464408431,"17.9",9359529]
[null,null,null,null,null,null,null,null,null,null,null,null,null,null,"S_D_AMSO","PA","OR",null,null,null,null,"Fuel Consumption Total TBtu","TBtu",null,null,null,null,null,null,null,null,null,null,null,null,null,null,null,null,null,"OK",{"$f":"IF(AO39=0,\"\",SUMIFS(CHOOSE(VLOOKUP($AL$16,'Lookup tables'!$AK$5:$AM$15,3,0), RPE_FuelConsumptionSummerTBtu, RPE_FuelConsumptionTotalTBtu, RPE_GenerationSummerGWh, RPE_GenerationTotalGWh, RPE_CO2EmissionsSummerThousandTons, RPE_CO2EmissionsTotalThousandTons, RPE_NOXEmissionsSummerThousandTons, RPE_NOXEmissionsTotalThousandTons, RPE_SO2EmissionsSummerThousandTons, RPE_SO2EmissionsTotalThousandTons, RPE_DispatchableCapacityMW), MeetPrimaryCriteria,\"=1\",IF($AL$6=\"IPM Region\",RPE_IPMRegionGroupAcronym,RPE_State),\"=\"&IF($AL$6=\"National\",\"*\",$AO39)))","v":10.301135337217097},{"$f":"IF(AO39=0,\"\",IF($AL$18=\"Actual\",0,SUMIFS(CHOOSE(VLOOKUP($AL$33,'Lookup tables'!$AK$5:$AM$15,3,0), RPE_FuelConsumptionSummerTBtu, RPE_FuelConsumptionTotalTBtu, RPE_GenerationSummerGWh, RPE_GenerationTotalGWh, RPE_CO2EmissionsSummerThousandTons, RPE_CO2EmissionsTotalThousandTons, RPE_NOXEmissionsSummerThousandTons, RPE_NOXEmissionsTotalThousandTons, RPE_SO2EmissionsSummerThousandTons, RPE_SO2EmissionsTotalThousandTons, RPE_DispatchableCapacityMW), MeetComparisonCriteria,\"=1\",IF($AL$6=\"IPM Region\",RPE_IPMRegionGroupAcronym,RPE_State),\"=\"&IF($AL$6=\"National\",\"*\",$AO39))))","v":0},10.301135337217097,"10.3",11854022]
[null,null,null,null,null,null,null,null,null,null,null,null,null,null,"S_D_N_AR","RI","PA",null,null,null,null,"Generation Summer GWh","GWh",null,null,null,null,null,null,null,null,null,null,null,null,null,null,null,null,null,"OR",{"$f":"IF(AO40=0,\"\",SUMIFS(CHOOSE(VLOOKUP($AL$16,'Lookup tables'!$AK$5:$AM$15,3,0), RPE_FuelConsumptionSummerTBtu, RPE_FuelConsumptionTotalTBtu, RPE_GenerationSummerGWh, RPE_GenerationTotalGWh, RPE_CO2EmissionsSummerThousandTons, RPE_CO2EmissionsTotalThousandTons, RPE_NOXEmissionsSummerThousandTons, RPE_NOXEmissionsTotalThousandTons, RPE_SO2EmissionsSummerThousandTons, RPE_SO2EmissionsTotalThousandTons, RPE_DispatchableCapacityMW), MeetPrimaryCriteria,\"=1\",IF($AL$6=\"IPM Region\",RPE_IPMRegionGroupAcronym,RPE_State),\"=\"&IF($AL$6=\"National\",\"*\",$AO40)))","v":0.57311769350473019},{"$f":"IF(AO40=0,\"\",IF($AL$18=\"Actual\",0,SUMIFS(CHOOSE(VLOOKUP($AL$33,'Lookup tables'!$AK$5:$AM$15,3,0), RPE_FuelConsumptionSummerTBtu, RPE_FuelConsumptionTotalTBtu, RPE_GenerationSummerGWh, RPE_GenerationTotalGWh, RPE_CO2EmissionsSummerThousandTons, RPE_CO2EmissionsTotalThousandTons, RPE_NOXEmissionsSummerThousandTons, RPE_NOXEmissionsTotalThousandTons, RPE_SO2EmissionsSummerThousandTons, RPE_SO2EmissionsTotalThousandTons, RPE_DispatchableCapacityMW), MeetComparisonCriteria,\"=1\",IF($AL$6=\"IPM Region\",RPE_IPMRegionGroupAcronym,RPE_State),\"=\"&IF($AL$6=\"National\",\"*\",$AO40))))","v":0},0.57311769350473019,"0.573",11854022]
[null,null,null,null,null,null,null,null,null,null,null,null,null,null,"S_D_REST","SC","RI",null,null,null,null,"Generation Total GWh","GWh",null,null,null,null,null,null,null,null,null,null,null,null,null,null,null,null,null,"PA",{"$f":"IF(AO41=0,\"\",SUMIFS(CHOOSE(VLOOKUP($AL$16,'Lookup tables'!$AK$5:$AM$15,3,0), RPE_FuelConsumptionSummerTBtu, RPE_FuelConsumptionTotalTBtu, RPE_GenerationSummerGWh, RPE_GenerationTotalGWh, RPE_CO2EmissionsSummerThousandTons, RPE_CO2EmissionsTotalThousandTons, RPE_NOXEmissionsSummerThousandTons, RPE_NOXEmissionsTotalThousandTons, RPE_SO2EmissionsSummerThousandTons, RPE_SO2EmissionsTotalThousandTons, RPE_DispatchableCapacityMW), MeetPrimaryCriteria,\"=1\",IF($AL$6=\"IPM Region\",RPE_IPMRegionGroupAcronym,RPE_State),\"=\"&IF($AL$6=\"National\",\"*\",$AO41)))","v":14.929681306854722},{"$f":"IF(AO41=0,\"\",IF($AL$18=\"Actual\",0,SUMIFS(CHOOSE(VLOOKUP($AL$33,'Lookup tables'!$AK$5:$AM$15,3,0), RPE_FuelConsumptionSummerTBtu, RPE_FuelConsumptionTotalTBtu, RPE_GenerationSummerGWh, RPE_GenerationTotalGWh, RPE_CO2EmissionsSummerThousandTons, RPE_CO2EmissionsTotalThousandTons, RPE_NOXEmissionsSummerThousandTons, RPE_NOXEmissionsTotalThousandTons, RPE_SO2EmissionsSummerThousandTons, RPE_SO2EmissionsTotalThousandTons, RPE_DispatchableCapacityMW), MeetComparisonCriteria,\"=1\",IF($AL$6=\"IPM Region\",RPE_IPMRegionGroupAcronym,RPE_State),\"=\"&IF($AL$6=\"National\",\"*\",$AO41))))","v":0},14.929681306854722,"14.9",9359529]
[null,null,null,null,null,null,null,null,null,null,null,null,null,null,"S_D_WOTA","SD","SC",null,null,null,null,"CO2 Emissions Summer Thousand Tons","Thousand (short) tons CO2",null,null,null,null,null,null,null,null,null,null,null,null,null,null,null,null,null,"RI",{"$f":"IF(AO42=0,\"\",SUMIFS(CHOOSE(VLOOKUP($AL$16,'Lookup tables'!$AK$5:$AM$15,3,0), RPE_FuelConsumptionSummerTBtu, RPE_FuelConsumptionTotalTBtu, RPE_GenerationSummerGWh, RPE_GenerationTotalGWh, RPE_CO2EmissionsSummerThousandTons, RPE_CO2EmissionsTotalThousandTons, RPE_NOXEmissionsSummerThousandTons, RPE_NOXEmissionsTotalThousandTons, RPE_SO2EmissionsSummerThousandTons, RPE_SO2EmissionsTotalThousandTons, RPE_DispatchableCapacityMW), MeetPrimaryCriteria,\"=1\",IF($AL$6=\"IPM Region\",RPE_IPMRegionGroupAcronym,RPE_State),\"=\"&IF($AL$6=\"National\",\"*\",$AO42)))","v":0.35839649798343981},{"$f":"IF(AO42=0,\"\",IF($AL$18=\"Actual\",0,SUMIFS(CHOOSE(VLOOKUP($AL$33,'Lookup tables'!$AK$5:$AM$15,3,0), RPE_FuelConsumptionSummerTBtu, RPE_FuelConsumptionTotalTBtu, RPE_GenerationSummerGWh, RPE_GenerationTotalGWh, RPE_CO2EmissionsSummerThousandTons, RPE_CO2EmissionsTotalThousandTons, RPE_NOXEmissionsSummerThousandTons, RPE_NOXEmissionsTotalThousandTons, RPE_SO2EmissionsSummerThousandTons, RPE_SO2EmissionsTotalThousandTons, RPE_DispatchableCapacityMW), MeetComparisonCriteria,\"=1\",IF($AL$6=\"IPM Region\",RPE_IPMRegionGroupAcronym,RPE_State),\"=\"&IF($AL$6=\"National\",\"*\",$AO42))))","v":0},0.35839649798343981,"0.358",11854022,null,null,null,{"$f":"AL6","v":"State"},"National",null,null,"Comparison Year:","Parallel"]
[null,null,null,null,null,null,null,null,null,null,null,null,null,null,"S_SOU","TN","SD",null,null,null,null,"CO2 Emissions Total Thousand Tons","Thousand (short) tons CO2",null,null,null,null,null,null,null,null,null,null,null,null,null,null,null,null,null,"SC",{"$f":"IF(AO43=0,\"\",SUMIFS(CHOOSE(VLOOKUP($AL$16,'Lookup tables'!$AK$5:$AM$15,3,0), RPE_FuelConsumptionSummerTBtu, RPE_FuelConsumptionTotalTBtu, RPE_GenerationSummerGWh, RPE_GenerationTotalGWh, RPE_CO2EmissionsSummerThousandTons, RPE_CO2EmissionsTotalThousandTons, RPE_NOXEmissionsSummerThousandTons, RPE_NOXEmissionsTotalThousandTons, RPE_SO2EmissionsSummerThousandTons, RPE_SO2EmissionsTotalThousandTons, RPE_DispatchableCapacityMW), MeetPrimaryCriteria,\"=1\",IF($AL$6=\"IPM Region\",RPE_IPMRegionGroupAcronym,RPE_State),\"=\"&IF($AL$6=\"National\",\"*\",$AO43)))","v":6.0759220548071839},{"$f":"IF(AO43=0,\"\",IF($AL$18=\"Actual\",0,SUMIFS(CHOOSE(VLOOKUP($AL$33,'Lookup tables'!$AK$5:$AM$15,3,0), RPE_FuelConsumptionSummerTBtu, RPE_FuelConsumptionTotalTBtu, RPE_GenerationSummerGWh, RPE_GenerationTotalGWh, RPE_CO2EmissionsSummerThousandTons, RPE_CO2EmissionsTotalThousandTons, RPE_NOXEmissionsSummerThousandTons, RPE_NOXEmissionsTotalThousandTons, RPE_SO2EmissionsSummerThousandTons, RPE_SO2EmissionsTotalThousandTons, RPE_DispatchableCapacityMW), MeetComparisonCriteria,\"=1\",IF($AL$6=\"IPM Region\",RPE_IPMRegionGroupAcronym,RPE_State),\"=\"&IF($AL$6=\"National\",\"*\",$AO43))))","v":0},6.0759220548071839,"6.08",11854022]
[null,null,null,null,null,null,null,null,null,null,null,null,null,null,"S_VACA","TX","TN",null,null,null,null,"NOX Emissions Summer Thousand Tons","Thousand (short) tons NOx",null,null,null,null,null,null,null,null,null,null,null,null,null,null,null,null,null,"SD",{"$f":"IF(AO44=0,\"\",SUMIFS(CHOOSE(VLOOKUP($AL$16,'Lookup tables'!$AK$5:$AM$15,3,0), RPE_FuelConsumptionSummerTBtu, RPE_FuelConsumptionTotalTBtu, RPE_GenerationSummerGWh, RPE_GenerationTotalGWh, RPE_CO2EmissionsSummerThousandTons, RPE_CO2EmissionsTotalThousandTons, RPE_NOXEmissionsSummerThousandTons, RPE_NOXEmissionsTotalThousandTons, RPE_SO2EmissionsSummerThousandTons, RPE_SO2EmissionsTotalThousandTons, RPE_DispatchableCapacityMW), MeetPrimaryCriteria,\"=1\",IF($AL$6=\"IPM Region\",RPE_IPMRegionGroupAcronym,RPE_State),\"=\"&IF($AL$6=\"National\",\"*\",$AO44)))","v":0.40016355994624048},{"$f":"IF(AO44=0,\"\",IF($AL$18=\"Actual\",0,SUMIFS(CHOOSE(VLOOKUP($AL$33,'Lookup tables'!$AK$5:$AM$15,3,0), RPE_FuelConsumptionSummerTBtu, RPE_FuelConsumptionTotalTBtu, RPE_GenerationSummerGWh, RPE_GenerationTotalGWh, RPE_CO2EmissionsSummerThousandTons, RPE_CO2EmissionsTotalThousandTons, RPE_NOXEmissionsSummerThousandTons, RPE_NOXEmissionsTotalThousandTons, RPE_SO2EmissionsSummerThousandTons, RPE_SO2EmissionsTotalThousandTons, RPE_DispatchableCapacityMW), MeetComparisonCriteria,\"=1\",IF($AL$6=\"IPM Region\",RPE_IPMRegionGroupAcronym,RPE_State),\"=\"&IF($AL$6=\"National\",\"*\",$AO44))))","v":0},0.40016355994624048,"0.400",11854022,null,null,"*Historical data is still under development. It is approximate and may not always provide an apples-to-apples comparison to IPM outputs. See READ ME worksheet for more info."]
[null,null,null,null,null,null,null,null,null,null,null,null,null,null,"SPP_KIAM","UT","TX",null,null,null,null,"NOX Emissions Total Thousand Tons","Thousand (short) tons NOx",null,null,null,null,null,null,null,null,null,null,null,null,null,null,null,null,null,"TN",{"$f":"IF(AO45=0,\"\",SUMIFS(CHOOSE(VLOOKUP($AL$16,'Lookup tables'!$AK$5:$AM$15,3,0), RPE_FuelConsumptionSummerTBtu, RPE_FuelConsumptionTotalTBtu, RPE_GenerationSummerGWh, RPE_GenerationTotalGWh, RPE_CO2EmissionsSummerThousandTons, RPE_CO2EmissionsTotalThousandTons, RPE_NOXEmissionsSummerThousandTons, RPE_NOXEmissionsTotalThousandTons, RPE_SO2EmissionsSummerThousandTons, RPE_SO2EmissionsTotalThousandTons, RPE_DispatchableCapacityMW), MeetPrimaryCriteria,\"=1\",IF($AL$6=\"IPM Region\",RPE_IPMRegionGroupAcronym,RPE_State),\"=\"&IF($AL$6=\"National\",\"*\",$AO45)))","v":3.0913673220579976},{"$f":"IF(AO45=0,\"\",IF($AL$18=\"Actual\",0,SUMIFS(CHOOSE(VLOOKUP($AL$33,'Lookup tables'!$AK$5:$AM$15,3,0), RPE_FuelConsumptionSummerTBtu, RPE_FuelConsumptionTotalTBtu, RPE_GenerationSummerGWh, RPE_GenerationTotalGWh, RPE_CO2EmissionsSummerThousandTons, RPE_CO2EmissionsTotalThousandTons, RPE_NOXEmissionsSummerThousandTons, RPE_NOXEmissionsTotalThousandTons, RPE_SO2EmissionsSummerThousandTons, RPE_SO2EmissionsTotalThousandTons, RPE_DispatchableCapacityMW), MeetComparisonCriteria,\"=1\",IF($AL$6=\"IPM Region\",RPE_IPMRegionGroupAcronym,RPE_State),\"=\"&IF($AL$6=\"National\",\"*\",$AO45))))","v":0},3.0913673220579976,"3.09",11854022]
[null,null,null,null,null,null,null,null,null,null,null,null,null,null,"SPP_N","VA","UT",null,null,null,null,"SO2 Emissions Summer Thousand Tons","Thousand (short) tons SO2",null,null,null,null,null,null,null,null,null,null,null,null,null,null,null,null,null,"TX",{"$f":"IF(AO46=0,\"\",SUMIFS(CHOOSE(VLOOKUP($AL$16,'Lookup tables'!$AK$5:$AM$15,3,0), RPE_FuelConsumptionSummerTBtu, RPE_FuelConsumptionTotalTBtu, RPE_GenerationSummerGWh, RPE_GenerationTotalGWh, RPE_CO2EmissionsSummerThousandTons, RPE_CO2EmissionsTotalThousandTons, RPE_NOXEmissionsSummerThousandTons, RPE_NOXEmissionsTotalThousandTons, RPE_SO2EmissionsSummerThousandTons, RPE_SO2EmissionsTotalThousandTons, RPE_DispatchableCapacityMW), MeetPrimaryCriteria,\"=1\",IF($AL$6=\"IPM Region\",RPE_IPMRegionGroupAcronym,RPE_State),\"=\"&IF($AL$6=\"National\",\"*\",$AO46)))","v":44.225712474137126},{"$f":"IF(AO46=0,\"\",IF($AL$18=\"Actual\",0,SUMIFS(CHOOSE(VLOOKUP($AL$33,'Lookup tables'!$AK$5:$AM$15,3,0), RPE_FuelConsumptionSummerTBtu, RPE_FuelConsumptionTotalTBtu, RPE_GenerationSummerGWh, RPE_GenerationTotalGWh, RPE_CO2EmissionsSummerThousandTons, RPE_CO2EmissionsTotalThousandTons, RPE_NOXEmissionsSummerThousandTons, RPE_NOXEmissionsTotalThousandTons, RPE_SO2EmissionsSummerThousandTons, RPE_SO2EmissionsTotalThousandTons, RPE_DispatchableCapacityMW), MeetComparisonCriteria,\"=1\",IF($AL$6=\"IPM Region\",RPE_IPMRegionGroupAcronym,RPE_State),\"=\"&IF($AL$6=\"National\",\"*\",$AO46))))","v":0},44.225712474137126,"44.2",3506772]
[null,null,null,null,null,null,null,null,null,null,null,null,null,null,"SPP_NEBR","VT","VA",null,null,null,null,"SO2 Emissions Total Thousand Tons","Thousand (short) tons SO2",null,null,null,null,null,null,null,null,null,null,null,null,null,null,null,null,null,"UT",{"$f":"IF(AO47=0,\"\",SUMIFS(CHOOSE(VLOOKUP($AL$16,'Lookup tables'!$AK$5:$AM$15,3,0), RPE_FuelConsumptionSummerTBtu, RPE_FuelConsumptionTotalTBtu, RPE_GenerationSummerGWh, RPE_GenerationTotalGWh, RPE_CO2EmissionsSummerThousandTons, RPE_CO2EmissionsTotalThousandTons, RPE_NOXEmissionsSummerThousandTons, RPE_NOXEmissionsTotalThousandTons, RPE_SO2EmissionsSummerThousandTons, RPE_SO2EmissionsTotalThousandTons, RPE_DispatchableCapacityMW), MeetPrimaryCriteria,\"=1\",IF($AL$6=\"IPM Region\",RPE_IPMRegionGroupAcronym,RPE_State),\"=\"&IF($AL$6=\"National\",\"*\",$AO47)))","v":12.451141573575089},{"$f":"IF(AO47=0,\"\",IF($AL$18=\"Actual\",0,SUMIFS(CHOOSE(VLOOKUP($AL$33,'Lookup tables'!$AK$5:$AM$15,3,0), RPE_FuelConsumptionSummerTBtu, RPE_FuelConsumptionTotalTBtu, RPE_GenerationSummerGWh, RPE_GenerationTotalGWh, RPE_CO2EmissionsSummerThousandTons, RPE_CO2EmissionsTotalThousandTons, RPE_NOXEmissionsSummerThousandTons, RPE_NOXEmissionsTotalThousandTons, RPE_SO2EmissionsSummerThousandTons, RPE_SO2EmissionsTotalThousandTons, RPE_DispatchableCapacityMW), MeetComparisonCriteria,\"=1\",IF($AL$6=\"IPM Region\",RPE_IPMRegionGroupAcronym,RPE_State),\"=\"&IF($AL$6=\"National\",\"*\",$AO47))))","v":0},12.451141573575089,"12.5",9359529,null,null,null,null,"Primary Value"]
[null,null,null,null,null,null,null,null,null,null,null,null,null,null,"SPP_SE","WA","VT",null,null,null,null,"Dispatchable Capacity MW","MW",null,null,null,null,null,null,null,null,null,null,null,null,null,null,null,null,null,"VA",{"$f":"IF(AO48=0,\"\",SUMIFS(CHOOSE(VLOOKUP($AL$16,'Lookup tables'!$AK$5:$AM$15,3,0), RPE_FuelConsumptionSummerTBtu, RPE_FuelConsumptionTotalTBtu, RPE_GenerationSummerGWh, RPE_GenerationTotalGWh, RPE_CO2EmissionsSummerThousandTons, RPE_CO2EmissionsTotalThousandTons, RPE_NOXEmissionsSummerThousandTons, RPE_NOXEmissionsTotalThousandTons, RPE_SO2EmissionsSummerThousandTons, RPE_SO2EmissionsTotalThousandTons, RPE_DispatchableCapacityMW), MeetPrimaryCriteria,\"=1\",IF($AL$6=\"IPM Region\",RPE_IPMRegionGroupAcronym,RPE_State),\"=\"&IF($AL$6=\"National\",\"*\",$AO48)))","v":4.5862215552534291},{"$f":"IF(AO48=0,\"\",IF($AL$18=\"Actual\",0,SUMIFS(CHOOSE(VLOOKUP($AL$33,'Lookup tables'!$AK$5:$AM$15,3,0), RPE_FuelConsumptionSummerTBtu, RPE_FuelConsumptionTotalTBtu, RPE_GenerationSummerGWh, RPE_GenerationTotalGWh, RPE_CO2EmissionsSummerThousandTons, RPE_CO2EmissionsTotalThousandTons, RPE_NOXEmissionsSummerThousandTons, RPE_NOXEmissionsTotalThousandTons, RPE_SO2EmissionsSummerThousandTons, RPE_SO2EmissionsTotalThousandTons, RPE_DispatchableCapacityMW), MeetComparisonCriteria,\"=1\",IF($AL$6=\"IPM Region\",RPE_IPMRegionGroupAcronym,RPE_State),\"=\"&IF($AL$6=\"National\",\"*\",$AO48))))","v":0},4.5862215552534291,"4.59",11854022,null,null,null,null,2021,2023,2025,2030,2035,2040,2045,2050]
[null,null,null,null,null,null,null,null,null,null,null,null,null,null,"SPP_SPS","WI","WA",null,null,null,null,null,null,null,null,null,null,null,null,null,null,null,null,null,null,null,null,null,null,null,"VT",{"$f":"IF(AO49=0,\"\",SUMIFS(CHOOSE(VLOOKUP($AL$16,'Lookup tables'!$AK$5:$AM$15,3,0), RPE_FuelConsumptionSummerTBtu, RPE_FuelConsumptionTotalTBtu, RPE_GenerationSummerGWh, RPE_GenerationTotalGWh, RPE_CO2EmissionsSummerThousandTons, RPE_CO2EmissionsTotalThousandTons, RPE_NOXEmissionsSummerThousandTons, RPE_NOXEmissionsTotalThousandTons, RPE_SO2EmissionsSummerThousandTons, RPE_SO2EmissionsTotalThousandTons, RPE_DispatchableCapacityMW), MeetPrimaryCriteria,\"=1\",IF($AL$6=\"IPM Region\",RPE_IPMRegionGroupAcronym,RPE_State),\"=\"&IF($AL$6=\"National\",\"*\",$AO49)))","v":8.5953089088E-3},{"$f":"IF(AO49=0,\"\",IF($AL$18=\"Actual\",0,SUMIFS(CHOOSE(VLOOKUP($AL$33,'Lookup tables'!$AK$5:$AM$15,3,0), RPE_FuelConsumptionSummerTBtu, RPE_FuelConsumptionTotalTBtu, RPE_GenerationSummerGWh, RPE_GenerationTotalGWh, RPE_CO2EmissionsSummerThousandTons, RPE_CO2EmissionsTotalThousandTons, RPE_NOXEmissionsSummerThousandTons, RPE_NOXEmissionsTotalThousandTons, RPE_SO2EmissionsSummerThousandTons, RPE_SO2EmissionsTotalThousandTons, RPE_DispatchableCapacityMW), MeetComparisonCriteria,\"=1\",IF($AL$6=\"IPM Region\",RPE_IPMRegionGroupAcronym,RPE_State),\"=\"&IF($AL$6=\"National\",\"*\",$AO49))))","v":0},8.5953089088E-3,"0.009",11854022,null,null,null,"National",{"$f":"SUMIFS(INDIRECT($AM$16),MeetPrimaryCriteriaSeries,\"=1\",RPE_Year,\"=\"&AY$48)","v":380.35322326090289},388.98528748347525,386.69252859117313,384.74205523764971,374.33671519674027,372.84461708326148,364.41649004130107,337.69980178552447]
[null,null,null,null,null,null,null,null,null,null,null,null,null,null,"SPP_WEST","WV","WI",null,null,null,null,null,null,null,null,null,null,null,null,null,null,null,null,null,null,null,null,null,null,null,"WA",{"$f":"IF(AO50=0,\"\",SUMIFS(CHOOSE(VLOOKUP($AL$16,'Lookup tables'!$AK$5:$AM$15,3,0), RPE_FuelConsumptionSummerTBtu, RPE_FuelConsumptionTotalTBtu, RPE_GenerationSummerGWh, RPE_GenerationTotalGWh, RPE_CO2EmissionsSummerThousandTons, RPE_CO2EmissionsTotalThousandTons, RPE_NOXEmissionsSummerThousandTons, RPE_NOXEmissionsTotalThousandTons, RPE_SO2EmissionsSummerThousandTons, RPE_SO2EmissionsTotalThousandTons, RPE_DispatchableCapacityMW), MeetPrimaryCriteria,\"=1\",IF($AL$6=\"IPM Region\",RPE_IPMRegionGroupAcronym,RPE_State),\"=\"&IF($AL$6=\"National\",\"*\",$AO50)))","v":0.39679447137360324},{"$f":"IF(AO50=0,\"\",IF($AL$18=\"Actual\",0,SUMIFS(CHOOSE(VLOOKUP($AL$33,'Lookup tables'!$AK$5:$AM$15,3,0), RPE_FuelConsumptionSummerTBtu, RPE_FuelConsumptionTotalTBtu, RPE_GenerationSummerGWh, RPE_GenerationTotalGWh, RPE_CO2EmissionsSummerThousandTons, RPE_CO2EmissionsTotalThousandTons, RPE_NOXEmissionsSummerThousandTons, RPE_NOXEmissionsTotalThousandTons, RPE_SO2EmissionsSummerThousandTons, RPE_SO2EmissionsTotalThousandTons, RPE_DispatchableCapacityMW), MeetComparisonCriteria,\"=1\",IF($AL$6=\"IPM Region\",RPE_IPMRegionGroupAcronym,RPE_State),\"=\"&IF($AL$6=\"National\",\"*\",$AO50))))","v":0},0.39679447137360324,"0.397",11854022,null,null,null,{"$f":"AY42","v":"National"},{"$f":"SUMIFS(INDIRECT($AM$16),MeetPrimaryCriteriaSeries,\"=1\",RPE_State,\"=\"&$AX50,RPE_Year,\"=\"&AY$48)","v":0},{"$f":"SUMIFS(INDIRECT($AM$16),MeetPrimaryCriteriaSeries,\"=1\",RPE_State,\"=\"&$AX50,RPE_Year,\"=\"&AZ$48)","v":0},0,0,0,0,0,0]
[null,null,null,null,null,null,null,null,null,null,null,null,null,null,"WEC_CALN","WY","WV",null,null,null,null,null,null,null,null,null,null,null,null,null,null,null,null,null,null,null,{"$f":"IF(NOT(OR($AL$18=\"Emissions Rate\",$AL$18=\"Capacity Factor\")),\"\",\nIF($AL$2<>$AL$21,\"Primary and Comparison Cases Don't Match\",\nIF($AL$4<>$AL$23,\"Primary and Comparison Years don't match\",\nIF($AL$9<>$AL$26,\"Primary and Comparison Fuel Types don't match\",\nIF($AL$10<>$AL$27,\"Primary and Comparison Fossil > 25 MW don't match\",\nIF($AL$11<>$AL$28,\"Primary and Comparison Exisint/New/Retired don't match\",\nIF($AL$12<>$AL$29,\"Primary and Comparison Plant Types don't match\",\nIF($AL$13<>$AL$30,\"Primary and Comparison Plant Categories don't match\",\nIF($AL$14<>$AL$31,\"Primary and Comparison Control/Retrofit Types don't match\",\nIF($AL$15<>$AL$32,\"Primary and Comparison Existing/New Controls don't match\",\"\"))))))))))","v":""},null,null,null,"WI",{"$f":"IF(AO51=0,\"\",SUMIFS(CHOOSE(VLOOKUP($AL$16,'Lookup tables'!$AK$5:$AM$15,3,0), RPE_FuelConsumptionSummerTBtu, RPE_FuelConsumptionTotalTBtu, RPE_GenerationSummerGWh, RPE_GenerationTotalGWh, RPE_CO2EmissionsSummerThousandTons, RPE_CO2EmissionsTotalThousandTons, RPE_NOXEmissionsSummerThousandTons, RPE_NOXEmissionsTotalThousandTons, RPE_SO2EmissionsSummerThousandTons, RPE_SO2EmissionsTotalThousandTons, RPE_DispatchableCapacityMW), MeetPrimaryCriteria,\"=1\",IF($AL$6=\"IPM Region\",RPE_IPMRegionGroupAcronym,RPE_State),\"=\"&IF($AL$6=\"National\",\"*\",$AO51)))","v":4.0130662501694907},{"$f":"IF(AO51=0,\"\",IF($AL$18=\"Actual\",0,SUMIFS(CHOOSE(VLOOKUP($AL$33,'Lookup tables'!$AK$5:$AM$15,3,0), RPE_FuelConsumptionSummerTBtu, RPE_FuelConsumptionTotalTBtu, RPE_GenerationSummerGWh, RPE_GenerationTotalGWh, RPE_CO2EmissionsSummerThousandTons, RPE_CO2EmissionsTotalThousandTons, RPE_NOXEmissionsSummerThousandTons, RPE_NOXEmissionsTotalThousandTons, RPE_SO2EmissionsSummerThousandTons, RPE_SO2EmissionsTotalThousandTons, RPE_DispatchableCapacityMW), MeetComparisonCriteria,\"=1\",IF($AL$6=\"IPM Region\",RPE_IPMRegionGroupAcronym,RPE_State),\"=\"&IF($AL$6=\"National\",\"*\",$AO51))))","v":0},4.0130662501694907,"4.01",11854022]
[null,null,null,null,null,null,null,null,null,null,null,null,null,null,"WEC_LADW","  ","WY",null,null,null,null,null,null,null,null,null,null,null,null,null,null,null,null,null,null,null,null,null,null,null,"WV",{"$f":"IF(AO52=0,\"\",SUMIFS(CHOOSE(VLOOKUP($AL$16,'Lookup tables'!$AK$5:$AM$15,3,0), RPE_FuelConsumptionSummerTBtu, RPE_FuelConsumptionTotalTBtu, RPE_GenerationSummerGWh, RPE_GenerationTotalGWh, RPE_CO2EmissionsSummerThousandTons, RPE_CO2EmissionsTotalThousandTons, RPE_NOXEmissionsSummerThousandTons, RPE_NOXEmissionsTotalThousandTons, RPE_SO2EmissionsSummerThousandTons, RPE_SO2EmissionsTotalThousandTons, RPE_DispatchableCapacityMW), MeetPrimaryCriteria,\"=1\",IF($AL$6=\"IPM Region\",RPE_IPMRegionGroupAcronym,RPE_State),\"=\"&IF($AL$6=\"National\",\"*\",$AO52)))","v":19.811283271078501},{"$f":"IF(AO52=0,\"\",IF($AL$18=\"Actual\",0,SUMIFS(CHOOSE(VLOOKUP($AL$33,'Lookup tables'!$AK$5:$AM$15,3,0), RPE_FuelConsumptionSummerTBtu, RPE_FuelConsumptionTotalTBtu, RPE_GenerationSummerGWh, RPE_GenerationTotalGWh, RPE_CO2EmissionsSummerThousandTons, RPE_CO2EmissionsTotalThousandTons, RPE_NOXEmissionsSummerThousandTons, RPE_NOXEmissionsTotalThousandTons, RPE_SO2EmissionsSummerThousandTons, RPE_SO2EmissionsTotalThousandTons, RPE_DispatchableCapacityMW), MeetComparisonCriteria,\"=1\",IF($AL$6=\"IPM Region\",RPE_IPMRegionGroupAcronym,RPE_State),\"=\"&IF($AL$6=\"National\",\"*\",$AO52))))","v":0},19.811283271078501,"19.8",9359529,null,null,null,null,"Comaprison Value"]
[null,null,null,null,null,null,null,null,null,null,null,null,null,null,"WEC_SDGE",null,"  ",null,null,null,null,null,null,null,null,null,null,null,null,null,null,null,null,null,null,null,null,null,null,null,"WY",{"$f":"IF(AO53=0,\"\",SUMIFS(CHOOSE(VLOOKUP($AL$16,'Lookup tables'!$AK$5:$AM$15,3,0), RPE_FuelConsumptionSummerTBtu, RPE_FuelConsumptionTotalTBtu, RPE_GenerationSummerGWh, RPE_GenerationTotalGWh, RPE_CO2EmissionsSummerThousandTons, RPE_CO2EmissionsTotalThousandTons, RPE_NOXEmissionsSummerThousandTons, RPE_NOXEmissionsTotalThousandTons, RPE_SO2EmissionsSummerThousandTons, RPE_SO2EmissionsTotalThousandTons, RPE_DispatchableCapacityMW), MeetPrimaryCriteria,\"=1\",IF($AL$6=\"IPM Region\",RPE_IPMRegionGroupAcronym,RPE_State),\"=\"&IF($AL$6=\"National\",\"*\",$AO53)))","v":6.6630106538999803},{"$f":"IF(AO53=0,\"\",IF($AL$18=\"Actual\",0,SUMIFS(CHOOSE(VLOOKUP($AL$33,'Lookup tables'!$AK$5:$AM$15,3,0), RPE_FuelConsumptionSummerTBtu, RPE_FuelConsumptionTotalTBtu, RPE_GenerationSummerGWh, RPE_GenerationTotalGWh, RPE_CO2EmissionsSummerThousandTons, RPE_CO2EmissionsTotalThousandTons, RPE_NOXEmissionsSummerThousandTons, RPE_NOXEmissionsTotalThousandTons, RPE_SO2EmissionsSummerThousandTons, RPE_SO2EmissionsTotalThousandTons, RPE_DispatchableCapacityMW), MeetComparisonCriteria,\"=1\",IF($AL$6=\"IPM Region\",RPE_IPMRegionGroupAcronym,RPE_State),\"=\"&IF($AL$6=\"National\",\"*\",$AO53))))","v":0},6.6630106538999803,"6.66",11854022,null,null,null,null,2021,2023,2025,2030,2035,2040,2045,2050]
[null,null,null,null,null,null,null,null,null,null,null,null,null,null,"WECC_AZ",null,null,null,null,null,null,null,null,null,null,null,null,null,null,null,null,null,null,null,null,null,null,null,null,null,"  ",{"$f":"IF(AO54=0,\"\",SUMIFS(CHOOSE(VLOOKUP($AL$16,'Lookup tables'!$AK$5:$AM$15,3,0), RPE_FuelConsumptionSummerTBtu, RPE_FuelConsumptionTotalTBtu, RPE_GenerationSummerGWh, RPE_GenerationTotalGWh, RPE_CO2EmissionsSummerThousandTons, RPE_CO2EmissionsTotalThousandTons, RPE_NOXEmissionsSummerThousandTons, RPE_NOXEmissionsTotalThousandTons, RPE_SO2EmissionsSummerThousandTons, RPE_SO2EmissionsTotalThousandTons, RPE_DispatchableCapacityMW), MeetPrimaryCriteria,\"=1\",IF($AL$6=\"IPM Region\",RPE_IPMRegionGroupAcronym,RPE_State),\"=\"&IF($AL$6=\"National\",\"*\",$AO54)))","v":0},{"$f":"IF(AO54=0,\"\",IF($AL$18=\"Actual\",0,SUMIFS(CHOOSE(VLOOKUP($AL$33,'Lookup tables'!$AK$5:$AM$15,3,0), RPE_FuelConsumptionSummerTBtu, RPE_FuelConsumptionTotalTBtu, RPE_GenerationSummerGWh, RPE_GenerationTotalGWh, RPE_CO2EmissionsSummerThousandTons, RPE_CO2EmissionsTotalThousandTons, RPE_NOXEmissionsSummerThousandTons, RPE_NOXEmissionsTotalThousandTons, RPE_SO2EmissionsSummerThousandTons, RPE_SO2EmissionsTotalThousandTons, RPE_DispatchableCapacityMW), MeetComparisonCriteria,\"=1\",IF($AL$6=\"IPM Region\",RPE_IPMRegionGroupAcronym,RPE_State),\"=\"&IF($AL$6=\"National\",\"*\",$AO54))))","v":0},0,"0.000",11854022,null,null,null,"National",{"$f":"IF($AL$18=\"Actual\",0,SUMIFS(INDIRECT($AM$33),MeetComparisonCriteriaSeries,\"=1\",RPE_Year,\"=\"&IF($BC$42=\"Parallel\",AY$53,$AL$23)))","v":0},0,0,0,0,0,0,0]
[null,null,null,null,null,null,null,null,null,null,null,null,null,null,"WECC_CO",null,null,null,null,null,null,null,null,null,null,null,null,null,null,null,null,null,null,null,null,null,null,null,null,null,0,{"$f":"IF(AO55=0,\"\",SUMIFS(CHOOSE(VLOOKUP($AL$16,'Lookup tables'!$AK$5:$AM$15,3,0), RPE_FuelConsumptionSummerTBtu, RPE_FuelConsumptionTotalTBtu, RPE_GenerationSummerGWh, RPE_GenerationTotalGWh, RPE_CO2EmissionsSummerThousandTons, RPE_CO2EmissionsTotalThousandTons, RPE_NOXEmissionsSummerThousandTons, RPE_NOXEmissionsTotalThousandTons, RPE_SO2EmissionsSummerThousandTons, RPE_SO2EmissionsTotalThousandTons, RPE_DispatchableCapacityMW), MeetPrimaryCriteria,\"=1\",IF($AL$6=\"IPM Region\",RPE_IPMRegionGroupAcronym,RPE_State),\"=\"&IF($AL$6=\"National\",\"*\",$AO55)))","v":""},{"$f":"IF(AO55=0,\"\",IF($AL$18=\"Actual\",0,SUMIFS(CHOOSE(VLOOKUP($AL$33,'Lookup tables'!$AK$5:$AM$15,3,0), RPE_FuelConsumptionSummerTBtu, RPE_FuelConsumptionTotalTBtu, RPE_GenerationSummerGWh, RPE_GenerationTotalGWh, RPE_CO2EmissionsSummerThousandTons, RPE_CO2EmissionsTotalThousandTons, RPE_NOXEmissionsSummerThousandTons, RPE_NOXEmissionsTotalThousandTons, RPE_SO2EmissionsSummerThousandTons, RPE_SO2EmissionsTotalThousandTons, RPE_DispatchableCapacityMW), MeetComparisonCriteria,\"=1\",IF($AL$6=\"IPM Region\",RPE_IPMRegionGroupAcronym,RPE_State),\"=\"&IF($AL$6=\"National\",\"*\",$AO55))))","v":""},"","",16777215,null,null,null,{"$f":"AY42","v":"National"},{"$f":"IF($AL$18=\"Actual\",0,SUMIFS(INDIRECT($AM$33),MeetComparisonCriteriaSeries,\"=1\",RPE_State,\"=\"&$AX55,RPE_Year,\"=\"&AY$53))","v":0},0,0,0,0,0,0,0]
[null,null,null,null,null,null,null,null,null,null,null,null,null,null,"WECC_ID",null,null,null,null,null,null,null,null,null,null,null,null,null,null,null,null,null,null,null,null,null,null,null,null,null,0,{"$f":"IF(AO56=0,\"\",SUMIFS(CHOOSE(VLOOKUP($AL$16,'Lookup tables'!$AK$5:$AM$15,3,0), RPE_FuelConsumptionSummerTBtu, RPE_FuelConsumptionTotalTBtu, RPE_GenerationSummerGWh, RPE_GenerationTotalGWh, RPE_CO2EmissionsSummerThousandTons, RPE_CO2EmissionsTotalThousandTons, RPE_NOXEmissionsSummerThousandTons, RPE_NOXEmissionsTotalThousandTons, RPE_SO2EmissionsSummerThousandTons, RPE_SO2EmissionsTotalThousandTons, RPE_DispatchableCapacityMW), MeetPrimaryCriteria,\"=1\",IF($AL$6=\"IPM Region\",RPE_IPMRegionGroupAcronym,RPE_State),\"=\"&IF($AL$6=\"National\",\"*\",$AO56)))","v":""},{"$f":"IF(AO56=0,\"\",IF($AL$18=\"Actual\",0,SUMIFS(CHOOSE(VLOOKUP($AL$33,'Lookup tables'!$AK$5:$AM$15,3,0), RPE_FuelConsumptionSummerTBtu, RPE_FuelConsumptionTotalTBtu, RPE_GenerationSummerGWh, RPE_GenerationTotalGWh, RPE_CO2EmissionsSummerThousandTons, RPE_CO2EmissionsTotalThousandTons, RPE_NOXEmissionsSummerThousandTons, RPE_NOXEmissionsTotalThousandTons, RPE_SO2EmissionsSummerThousandTons, RPE_SO2EmissionsTotalThousandTons, RPE_DispatchableCapacityMW), MeetComparisonCriteria,\"=1\",IF($AL$6=\"IPM Region\",RPE_IPMRegionGroupAcronym,RPE_State),\"=\"&IF($AL$6=\"National\",\"*\",$AO56))))","v":""},"","",16777215]
[null,null,null,null,null,null,null,null,null,null,null,null,null,null,"WECC_IID",null,null,null,null,null,null,null,null,null,null,null,null,null,null,null,null,null,null,null,null,null,null,null,null,null,0,{"$f":"IF(AO57=0,\"\",SUMIFS(CHOOSE(VLOOKUP($AL$16,'Lookup tables'!$AK$5:$AM$15,3,0), RPE_FuelConsumptionSummerTBtu, RPE_FuelConsumptionTotalTBtu, RPE_GenerationSummerGWh, RPE_GenerationTotalGWh, RPE_CO2EmissionsSummerThousandTons, RPE_CO2EmissionsTotalThousandTons, RPE_NOXEmissionsSummerThousandTons, RPE_NOXEmissionsTotalThousandTons, RPE_SO2EmissionsSummerThousandTons, RPE_SO2EmissionsTotalThousandTons, RPE_DispatchableCapacityMW), MeetPrimaryCriteria,\"=1\",IF($AL$6=\"IPM Region\",RPE_IPMRegionGroupAcronym,RPE_State),\"=\"&IF($AL$6=\"National\",\"*\",$AO57)))","v":""},{"$f":"IF(AO57=0,\"\",IF($AL$18=\"Actual\",0,SUMIFS(CHOOSE(VLOOKUP($AL$33,'Lookup tables'!$AK$5:$AM$15,3,0), RPE_FuelConsumptionSummerTBtu, RPE_FuelConsumptionTotalTBtu, RPE_GenerationSummerGWh, RPE_GenerationTotalGWh, RPE_CO2EmissionsSummerThousandTons, RPE_CO2EmissionsTotalThousandTons, RPE_NOXEmissionsSummerThousandTons, RPE_NOXEmissionsTotalThousandTons, RPE_SO2EmissionsSummerThousandTons, RPE_SO2EmissionsTotalThousandTons, RPE_DispatchableCapacityMW), MeetComparisonCriteria,\"=1\",IF($AL$6=\"IPM Region\",RPE_IPMRegionGroupAcronym,RPE_State),\"=\"&IF($AL$6=\"National\",\"*\",$AO57))))","v":""},"","",16777215,null,null,null,null,"Display Value"]
[null,null,null,null,null,null,null,null,null,null,null,null,null,null,"WECC_MT",null,null,null,null,null,null,null,null,null,null,null,null,null,null,null,null,null,null,null,null,null,null,null,null,null,0,{"$f":"IF(AO58=0,\"\",SUMIFS(CHOOSE(VLOOKUP($AL$16,'Lookup tables'!$AK$5:$AM$15,3,0), RPE_FuelConsumptionSummerTBtu, RPE_FuelConsumptionTotalTBtu, RPE_GenerationSummerGWh, RPE_GenerationTotalGWh, RPE_CO2EmissionsSummerThousandTons, RPE_CO2EmissionsTotalThousandTons, RPE_NOXEmissionsSummerThousandTons, RPE_NOXEmissionsTotalThousandTons, RPE_SO2EmissionsSummerThousandTons, RPE_SO2EmissionsTotalThousandTons, RPE_DispatchableCapacityMW), MeetPrimaryCriteria,\"=1\",IF($AL$6=\"IPM Region\",RPE_IPMRegionGroupAcronym,RPE_State),\"=\"&IF($AL$6=\"National\",\"*\",$AO58)))","v":""},{"$f":"IF(AO58=0,\"\",IF($AL$18=\"Actual\",0,SUMIFS(CHOOSE(VLOOKUP($AL$33,'Lookup tables'!$AK$5:$AM$15,3,0), RPE_FuelConsumptionSummerTBtu, RPE_FuelConsumptionTotalTBtu, RPE_GenerationSummerGWh, RPE_GenerationTotalGWh, RPE_CO2EmissionsSummerThousandTons, RPE_CO2EmissionsTotalThousandTons, RPE_NOXEmissionsSummerThousandTons, RPE_NOXEmissionsTotalThousandTons, RPE_SO2EmissionsSummerThousandTons, RPE_SO2EmissionsTotalThousandTons, RPE_DispatchableCapacityMW), MeetComparisonCriteria,\"=1\",IF($AL$6=\"IPM Region\",RPE_IPMRegionGroupAcronym,RPE_State),\"=\"&IF($AL$6=\"National\",\"*\",$AO58))))","v":""},"","",16777215,null,null,null,null,2021,2023,2025,2030,2035,2040,2045,2050]
[null,null,null,null,null,null,null,null,null,null,null,null,null,null,"WECC_NM",null,null,null,null,null,null,null,null,null,null,null,null,null,null,null,null,null,null,null,null,null,null,null,null,null,0,{"$f":"IF(AO59=0,\"\",SUMIFS(CHOOSE(VLOOKUP($AL$16,'Lookup tables'!$AK$5:$AM$15,3,0), RPE_FuelConsumptionSummerTBtu, RPE_FuelConsumptionTotalTBtu, RPE_GenerationSummerGWh, RPE_GenerationTotalGWh, RPE_CO2EmissionsSummerThousandTons, RPE_CO2EmissionsTotalThousandTons, RPE_NOXEmissionsSummerThousandTons, RPE_NOXEmissionsTotalThousandTons, RPE_SO2EmissionsSummerThousandTons, RPE_SO2EmissionsTotalThousandTons, RPE_DispatchableCapacityMW), MeetPrimaryCriteria,\"=1\",IF($AL$6=\"IPM Region\",RPE_IPMRegionGroupAcronym,RPE_State),\"=\"&IF($AL$6=\"National\",\"*\",$AO59)))","v":""},{"$f":"IF(AO59=0,\"\",IF($AL$18=\"Actual\",0,SUMIFS(CHOOSE(VLOOKUP($AL$33,'Lookup tables'!$AK$5:$AM$15,3,0), RPE_FuelConsumptionSummerTBtu, RPE_FuelConsumptionTotalTBtu, RPE_GenerationSummerGWh, RPE_GenerationTotalGWh, RPE_CO2EmissionsSummerThousandTons, RPE_CO2EmissionsTotalThousandTons, RPE_NOXEmissionsSummerThousandTons, RPE_NOXEmissionsTotalThousandTons, RPE_SO2EmissionsSummerThousandTons, RPE_SO2EmissionsTotalThousandTons, RPE_DispatchableCapacityMW), MeetComparisonCriteria,\"=1\",IF($AL$6=\"IPM Region\",RPE_IPMRegionGroupAcronym,RPE_State),\"=\"&IF($AL$6=\"National\",\"*\",$AO59))))","v":""},"","",16777215,null,null,null,"National",{"$f":"IFERROR(IF($AL$18=\"Actual\",AY49,IF($AL$18=\"Absolute Change\",AY49-AY54,IF($AL$18=\"Percent Change\",(AY49-AY54)/AY54,IF($AL$18=\"Emissions Rate\",AY49*2/AY54,IF($AL$18=\"Capacity Factor\",AY49*1000/(AY54*IF(NOT(ISERROR(SEARCH(\"Summer\",$AL$16))),3672,8760)),AY49/AY54))))),\"\")","v":380.35322326090289},{"$f":"IFERROR(IF($AL$18=\"Actual\",AZ49,IF($AL$18=\"Absolute Change\",AZ49-AZ54,IF($AL$18=\"Percent Change\",(AZ49-AZ54)/AZ54,IF($AL$18=\"Emissions Rate\",AZ49*2/AZ54,IF($AL$18=\"Capacity Factor\",AZ49*1000/(AZ54*IF(NOT(ISERROR(SEARCH(\"Summer\",$AL$16))),3672,8760)),AZ49/AZ54))))),\"\")","v":388.98528748347525},386.69252859117313,384.74205523764971,374.33671519674027,372.84461708326148,364.41649004130107,337.69980178552447]
[null,null,null,null,null,null,null,null,null,null,null,null,null,null,"WECC_NNV",null,null,null,null,null,null,null,null,null,null,null,null,null,null,null,null,null,null,null,null,null,null,null,null,null,0,{"$f":"IF(AO60=0,\"\",SUMIFS(CHOOSE(VLOOKUP($AL$16,'Lookup tables'!$AK$5:$AM$15,3,0), RPE_FuelConsumptionSummerTBtu, RPE_FuelConsumptionTotalTBtu, RPE_GenerationSummerGWh, RPE_GenerationTotalGWh, RPE_CO2EmissionsSummerThousandTons, RPE_CO2EmissionsTotalThousandTons, RPE_NOXEmissionsSummerThousandTons, RPE_NOXEmissionsTotalThousandTons, RPE_SO2EmissionsSummerThousandTons, RPE_SO2EmissionsTotalThousandTons, RPE_DispatchableCapacityMW), MeetPrimaryCriteria,\"=1\",IF($AL$6=\"IPM Region\",RPE_IPMRegionGroupAcronym,RPE_State),\"=\"&IF($AL$6=\"National\",\"*\",$AO60)))","v":""},{"$f":"IF(AO60=0,\"\",IF($AL$18=\"Actual\",0,SUMIFS(CHOOSE(VLOOKUP($AL$33,'Lookup tables'!$AK$5:$AM$15,3,0), RPE_FuelConsumptionSummerTBtu, RPE_FuelConsumptionTotalTBtu, RPE_GenerationSummerGWh, RPE_GenerationTotalGWh, RPE_CO2EmissionsSummerThousandTons, RPE_CO2EmissionsTotalThousandTons, RPE_NOXEmissionsSummerThousandTons, RPE_NOXEmissionsTotalThousandTons, RPE_SO2EmissionsSummerThousandTons, RPE_SO2EmissionsTotalThousandTons, RPE_DispatchableCapacityMW), MeetComparisonCriteria,\"=1\",IF($AL$6=\"IPM Region\",RPE_IPMRegionGroupAcronym,RPE_State),\"=\"&IF($AL$6=\"National\",\"*\",$AO60))))","v":""},"","",16777215,null,null,null,{"$f":"AY42","v":"National"},{"$f":"IFERROR(IF($AL$18=\"Actual\",AY50,IF($AL$18=\"Absolute Change\",AY50-AY55,IF($AL$18=\"Percent Change\",(AY50-AY55)/AY55,IF($AL$18=\"Emissions Rate\",AY50*2/AY55,IF($AL$18=\"Capacity Factor\",AY50*1000/(AY55*IF(NOT(ISERROR(SEARCH(\"Summer\",$AL$16))),3672,8760)),AY50/AY55))))),\"\")","v":0},{"$f":"IFERROR(IF($AL$18=\"Actual\",AZ50,IF($AL$18=\"Absolute Change\",AZ50-AZ55,IF($AL$18=\"Percent Change\",(AZ50-AZ55)/AZ55,IF($AL$18=\"Emissions Rate\",AZ50*2/AZ55,IF($AL$18=\"Capacity Factor\",AZ50*1000/(AZ55*IF(NOT(ISERROR(SEARCH(\"Summer\",$AL$16))),3672,8760)),AZ50/AZ55))))),\"\")","v":0},0,0,0,0,0,0]
[null,null,null,null,null,null,null,null,null,null,null,null,null,null,"WECC_PNW",null,null,null,null,null,null,null,null,null,null,null,null,null,null,null,null,null,null,null,null,null,null,null,null,null,0,{"$f":"IF(AO61=0,\"\",SUMIFS(CHOOSE(VLOOKUP($AL$16,'Lookup tables'!$AK$5:$AM$15,3,0), RPE_FuelConsumptionSummerTBtu, RPE_FuelConsumptionTotalTBtu, RPE_GenerationSummerGWh, RPE_GenerationTotalGWh, RPE_CO2EmissionsSummerThousandTons, RPE_CO2EmissionsTotalThousandTons, RPE_NOXEmissionsSummerThousandTons, RPE_NOXEmissionsTotalThousandTons, RPE_SO2EmissionsSummerThousandTons, RPE_SO2EmissionsTotalThousandTons, RPE_DispatchableCapacityMW), MeetPrimaryCriteria,\"=1\",IF($AL$6=\"IPM Region\",RPE_IPMRegionGroupAcronym,RPE_State),\"=\"&IF($AL$6=\"National\",\"*\",$AO61)))","v":""},{"$f":"IF(AO61=0,\"\",IF($AL$18=\"Actual\",0,SUMIFS(CHOOSE(VLOOKUP($AL$33,'Lookup tables'!$AK$5:$AM$15,3,0), RPE_FuelConsumptionSummerTBtu, RPE_FuelConsumptionTotalTBtu, RPE_GenerationSummerGWh, RPE_GenerationTotalGWh, RPE_CO2EmissionsSummerThousandTons, RPE_CO2EmissionsTotalThousandTons, RPE_NOXEmissionsSummerThousandTons, RPE_NOXEmissionsTotalThousandTons, RPE_SO2EmissionsSummerThousandTons, RPE_SO2EmissionsTotalThousandTons, RPE_DispatchableCapacityMW), MeetComparisonCriteria,\"=1\",IF($AL$6=\"IPM Region\",RPE_IPMRegionGroupAcronym,RPE_State),\"=\"&IF($AL$6=\"National\",\"*\",$AO61))))","v":""},"","",16777215,null,null,null,"Display",{"$f":"IF($AY$42=\"National\",AY59,AY60)","v":380.35322326090289},{"$f":"IF($AY$42=\"National\",AZ59,AZ60)","v":388.98528748347525},386.69252859117313,384.74205523764971,374.33671519674027,{"$f":"IF($AY$42=\"National\",BD59,BD60)","v":372.84461708326148},364.41649004130107,337.69980178552447]
[null,null,null,null,null,null,null,null,null,null,null,null,null,null,"WECC_SCE",null,null,null,null,null,null,null,null,null,null,null,null,null,null,null,null,null,null,null,null,null,null,null,null,null,0,{"$f":"IF(AO62=0,\"\",SUMIFS(CHOOSE(VLOOKUP($AL$16,'Lookup tables'!$AK$5:$AM$15,3,0), RPE_FuelConsumptionSummerTBtu, RPE_FuelConsumptionTotalTBtu, RPE_GenerationSummerGWh, RPE_GenerationTotalGWh, RPE_CO2EmissionsSummerThousandTons, RPE_CO2EmissionsTotalThousandTons, RPE_NOXEmissionsSummerThousandTons, RPE_NOXEmissionsTotalThousandTons, RPE_SO2EmissionsSummerThousandTons, RPE_SO2EmissionsTotalThousandTons, RPE_DispatchableCapacityMW), MeetPrimaryCriteria,\"=1\",IF($AL$6=\"IPM Region\",RPE_IPMRegionGroupAcronym,RPE_State),\"=\"&IF($AL$6=\"National\",\"*\",$AO62)))","v":""},{"$f":"IF(AO62=0,\"\",IF($AL$18=\"Actual\",0,SUMIFS(CHOOSE(VLOOKUP($AL$33,'Lookup tables'!$AK$5:$AM$15,3,0), RPE_FuelConsumptionSummerTBtu, RPE_FuelConsumptionTotalTBtu, RPE_GenerationSummerGWh, RPE_GenerationTotalGWh, RPE_CO2EmissionsSummerThousandTons, RPE_CO2EmissionsTotalThousandTons, RPE_NOXEmissionsSummerThousandTons, RPE_NOXEmissionsTotalThousandTons, RPE_SO2EmissionsSummerThousandTons, RPE_SO2EmissionsTotalThousandTons, RPE_DispatchableCapacityMW), MeetComparisonCriteria,\"=1\",IF($AL$6=\"IPM Region\",RPE_IPMRegionGroupAcronym,RPE_State),\"=\"&IF($AL$6=\"National\",\"*\",$AO62))))","v":""},"","",16777215]
[null,null,null,null,null,null,null,null,null,null,null,null,null,null,"WECC_SF",null,null,null,null,null,null,null,null,null,null,null,null,null,null,null,null,null,null,null,null,null,null,null,null,null,0,{"$f":"IF(AO63=0,\"\",SUMIFS(CHOOSE(VLOOKUP($AL$16,'Lookup tables'!$AK$5:$AM$15,3,0), RPE_FuelConsumptionSummerTBtu, RPE_FuelConsumptionTotalTBtu, RPE_GenerationSummerGWh, RPE_GenerationTotalGWh, RPE_CO2EmissionsSummerThousandTons, RPE_CO2EmissionsTotalThousandTons, RPE_NOXEmissionsSummerThousandTons, RPE_NOXEmissionsTotalThousandTons, RPE_SO2EmissionsSummerThousandTons, RPE_SO2EmissionsTotalThousandTons, RPE_DispatchableCapacityMW), MeetPrimaryCriteria,\"=1\",IF($AL$6=\"IPM Region\",RPE_IPMRegionGroupAcronym,RPE_State),\"=\"&IF($AL$6=\"National\",\"*\",$AO63)))","v":""},{"$f":"IF(AO63=0,\"\",IF($AL$18=\"Actual\",0,SUMIFS(CHOOSE(VLOOKUP($AL$33,'Lookup tables'!$AK$5:$AM$15,3,0), RPE_FuelConsumptionSummerTBtu, RPE_FuelConsumptionTotalTBtu, RPE_GenerationSummerGWh, RPE_GenerationTotalGWh, RPE_CO2EmissionsSummerThousandTons, RPE_CO2EmissionsTotalThousandTons, RPE_NOXEmissionsSummerThousandTons, RPE_NOXEmissionsTotalThousandTons, RPE_SO2EmissionsSummerThousandTons, RPE_SO2EmissionsTotalThousandTons, RPE_DispatchableCapacityMW), MeetComparisonCriteria,\"=1\",IF($AL$6=\"IPM Region\",RPE_IPMRegionGroupAcronym,RPE_State),\"=\"&IF($AL$6=\"National\",\"*\",$AO63))))","v":""},"","",16777215]
[null,null,null,null,null,null,null,null,null,null,null,null,null,null,"WECC_SNV",null,null,null,null,null,null,null,null,null,null,null,null,null,null,null,null,null,null,null,null,null,null,null,null,null,0,{"$f":"IF(AO64=0,\"\",SUMIFS(CHOOSE(VLOOKUP($AL$16,'Lookup tables'!$AK$5:$AM$15,3,0), RPE_FuelConsumptionSummerTBtu, RPE_FuelConsumptionTotalTBtu, RPE_GenerationSummerGWh, RPE_GenerationTotalGWh, RPE_CO2EmissionsSummerThousandTons, RPE_CO2EmissionsTotalThousandTons, RPE_NOXEmissionsSummerThousandTons, RPE_NOXEmissionsTotalThousandTons, RPE_SO2EmissionsSummerThousandTons, RPE_SO2EmissionsTotalThousandTons, RPE_DispatchableCapacityMW), MeetPrimaryCriteria,\"=1\",IF($AL$6=\"IPM Region\",RPE_IPMRegionGroupAcronym,RPE_State),\"=\"&IF($AL$6=\"National\",\"*\",$AO64)))","v":""},{"$f":"IF(AO64=0,\"\",IF($AL$18=\"Actual\",0,SUMIFS(CHOOSE(VLOOKUP($AL$33,'Lookup tables'!$AK$5:$AM$15,3,0), RPE_FuelConsumptionSummerTBtu, RPE_FuelConsumptionTotalTBtu, RPE_GenerationSummerGWh, RPE_GenerationTotalGWh, RPE_CO2EmissionsSummerThousandTons, RPE_CO2EmissionsTotalThousandTons, RPE_NOXEmissionsSummerThousandTons, RPE_NOXEmissionsTotalThousandTons, RPE_SO2EmissionsSummerThousandTons, RPE_SO2EmissionsTotalThousandTons, RPE_DispatchableCapacityMW), MeetComparisonCriteria,\"=1\",IF($AL$6=\"IPM Region\",RPE_IPMRegionGroupAcronym,RPE_State),\"=\"&IF($AL$6=\"National\",\"*\",$AO64))))","v":""},"","",16777215]
[null,null,null,null,null,null,null,null,null,null,null,null,null,null,"WECC_UT",null,null,null,null,null,null,null,null,null,null,null,null,null,null,null,null,null,null,null,null,null,null,null,null,null,0,{"$f":"IF(AO65=0,\"\",SUMIFS(CHOOSE(VLOOKUP($AL$16,'Lookup tables'!$AK$5:$AM$15,3,0), RPE_FuelConsumptionSummerTBtu, RPE_FuelConsumptionTotalTBtu, RPE_GenerationSummerGWh, RPE_GenerationTotalGWh, RPE_CO2EmissionsSummerThousandTons, RPE_CO2EmissionsTotalThousandTons, RPE_NOXEmissionsSummerThousandTons, RPE_NOXEmissionsTotalThousandTons, RPE_SO2EmissionsSummerThousandTons, RPE_SO2EmissionsTotalThousandTons, RPE_DispatchableCapacityMW), MeetPrimaryCriteria,\"=1\",IF($AL$6=\"IPM Region\",RPE_IPMRegionGroupAcronym,RPE_State),\"=\"&IF($AL$6=\"National\",\"*\",$AO65)))","v":""},{"$f":"IF(AO65=0,\"\",IF($AL$18=\"Actual\",0,SUMIFS(CHOOSE(VLOOKUP($AL$33,'Lookup tables'!$AK$5:$AM$15,3,0), RPE_FuelConsumptionSummerTBtu, RPE_FuelConsumptionTotalTBtu, RPE_GenerationSummerGWh, RPE_GenerationTotalGWh, RPE_CO2EmissionsSummerThousandTons, RPE_CO2EmissionsTotalThousandTons, RPE_NOXEmissionsSummerThousandTons, RPE_NOXEmissionsTotalThousandTons, RPE_SO2EmissionsSummerThousandTons, RPE_SO2EmissionsTotalThousandTons, RPE_DispatchableCapacityMW), MeetComparisonCriteria,\"=1\",IF($AL$6=\"IPM Region\",RPE_IPMRegionGroupAcronym,RPE_State),\"=\"&IF($AL$6=\"National\",\"*\",$AO65))))","v":""},"","",16777215,null,null,null,null,"RPE_NOXEmissionsSummerThousandTons",null,null,null,null,null,null,null,null,"min",{"$f":"MIN($AR$5:$AR$53)","v":8.4778012565721328E-4}]
[null,null,null,null,null,null,null,null,null,null,null,null,null,null,"WECC_WY",null,null,null,null,null,null,null,null,null,null,null,null,null,null,null,null,null,null,null,null,null,null,null,null,null,0,{"$f":"IF(AO66=0,\"\",SUMIFS(CHOOSE(VLOOKUP($AL$16,'Lookup tables'!$AK$5:$AM$15,3,0), RPE_FuelConsumptionSummerTBtu, RPE_FuelConsumptionTotalTBtu, RPE_GenerationSummerGWh, RPE_GenerationTotalGWh, RPE_CO2EmissionsSummerThousandTons, RPE_CO2EmissionsTotalThousandTons, RPE_NOXEmissionsSummerThousandTons, RPE_NOXEmissionsTotalThousandTons, RPE_SO2EmissionsSummerThousandTons, RPE_SO2EmissionsTotalThousandTons, RPE_DispatchableCapacityMW), MeetPrimaryCriteria,\"=1\",IF($AL$6=\"IPM Region\",RPE_IPMRegionGroupAcronym,RPE_State),\"=\"&IF($AL$6=\"National\",\"*\",$AO66)))","v":""},{"$f":"IF(AO66=0,\"\",IF($AL$18=\"Actual\",0,SUMIFS(CHOOSE(VLOOKUP($AL$33,'Lookup tables'!$AK$5:$AM$15,3,0), RPE_FuelConsumptionSummerTBtu, RPE_FuelConsumptionTotalTBtu, RPE_GenerationSummerGWh, RPE_GenerationTotalGWh, RPE_CO2EmissionsSummerThousandTons, RPE_CO2EmissionsTotalThousandTons, RPE_NOXEmissionsSummerThousandTons, RPE_NOXEmissionsTotalThousandTons, RPE_SO2EmissionsSummerThousandTons, RPE_SO2EmissionsTotalThousandTons, RPE_DispatchableCapacityMW), MeetComparisonCriteria,\"=1\",IF($AL$6=\"IPM Region\",RPE_IPMRegionGroupAcronym,RPE_State),\"=\"&IF($AL$6=\"National\",\"*\",$AO66))))","v":""},"","",16777215,null,null,null,null,null,null,null,null,null,null,null,null,null,"max",{"$f":"MAX($AR$5:$AR$53)","v":44.225712474137126}]
[null,null,null,null,null,null,null,null,null,null,null,null,null,null,null,null,null,null,null,null,null,null,null,null,null,null,null,null,null,null,null,null,null,null,null,null,null,null,null,null,0,{"$f":"IF(AO67=0,\"\",SUMIFS(CHOOSE(VLOOKUP($AL$16,'Lookup tables'!$AK$5:$AM$15,3,0), RPE_FuelConsumptionSummerTBtu, RPE_FuelConsumptionTotalTBtu, RPE_GenerationSummerGWh, RPE_GenerationTotalGWh, RPE_CO2EmissionsSummerThousandTons, RPE_CO2EmissionsTotalThousandTons, RPE_NOXEmissionsSummerThousandTons, RPE_NOXEmissionsTotalThousandTons, RPE_SO2EmissionsSummerThousandTons, RPE_SO2EmissionsTotalThousandTons, RPE_DispatchableCapacityMW), MeetPrimaryCriteria,\"=1\",IF($AL$6=\"IPM Region\",RPE_IPMRegionGroupAcronym,RPE_State),\"=\"&IF($AL$6=\"National\",\"*\",$AO67)))","v":""},{"$f":"IF(AO67=0,\"\",IF($AL$18=\"Actual\",0,SUMIFS(CHOOSE(VLOOKUP($AL$33,'Lookup tables'!$AK$5:$AM$15,3,0), RPE_FuelConsumptionSummerTBtu, RPE_FuelConsumptionTotalTBtu, RPE_GenerationSummerGWh, RPE_GenerationTotalGWh, RPE_CO2EmissionsSummerThousandTons, RPE_CO2EmissionsTotalThousandTons, RPE_NOXEmissionsSummerThousandTons, RPE_NOXEmissionsTotalThousandTons, RPE_SO2EmissionsSummerThousandTons, RPE_SO2EmissionsTotalThousandTons, RPE_DispatchableCapacityMW), MeetComparisonCriteria,\"=1\",IF($AL$6=\"IPM Region\",RPE_IPMRegionGroupAcronym,RPE_State),\"=\"&IF($AL$6=\"National\",\"*\",$AO67))))","v":""},"","",16777215]
[null,null,null,null,null,null,null,null,null,null,null,null,null,null,null,null,null,null,null,null,null,null,null,null,null,null,null,null,null,null,null,null,null,null,null,null,null,null,null,null,0,{"$f":"IF(AO68=0,\"\",SUMIFS(CHOOSE(VLOOKUP($AL$16,'Lookup tables'!$AK$5:$AM$15,3,0), RPE_FuelConsumptionSummerTBtu, RPE_FuelConsumptionTotalTBtu, RPE_GenerationSummerGWh, RPE_GenerationTotalGWh, RPE_CO2EmissionsSummerThousandTons, RPE_CO2EmissionsTotalThousandTons, RPE_NOXEmissionsSummerThousandTons, RPE_NOXEmissionsTotalThousandTons, RPE_SO2EmissionsSummerThousandTons, RPE_SO2EmissionsTotalThousandTons, RPE_DispatchableCapacityMW), MeetPrimaryCriteria,\"=1\",IF($AL$6=\"IPM Region\",RPE_IPMRegionGroupAcronym,RPE_State),\"=\"&IF($AL$6=\"National\",\"*\",$AO68)))","v":""},{"$f":"IF(AO68=0,\"\",IF($AL$18=\"Actual\",0,SUMIFS(CHOOSE(VLOOKUP($AL$33,'Lookup tables'!$AK$5:$AM$15,3,0), RPE_FuelConsumptionSummerTBtu, RPE_FuelConsumptionTotalTBtu, RPE_GenerationSummerGWh, RPE_GenerationTotalGWh, RPE_CO2EmissionsSummerThousandTons, RPE_CO2EmissionsTotalThousandTons, RPE_NOXEmissionsSummerThousandTons, RPE_NOXEmissionsTotalThousandTons, RPE_SO2EmissionsSummerThousandTons, RPE_SO2EmissionsTotalThousandTons, RPE_DispatchableCapacityMW), MeetComparisonCriteria,\"=1\",IF($AL$6=\"IPM Region\",RPE_IPMRegionGroupAcronym,RPE_State),\"=\"&IF($AL$6=\"National\",\"*\",$AO68))))","v":""},"","",16777215,null,null,null,null,null,null,null,null,null,null,null,null,null,"largest absolute",{"$f":"MAX(ABS(BI65),ABS(BI66))","v":44.225712474137126}]
[null,null,null,null,null,null,null,null,null,null,null,null,null,null,null,null,null,null,null,null,null,null,null,null,null,null,null,null,null,null,null,null,null,null,null,null,null,null,null,null,null,null,null,null,null,null,null,null,null,null,null,null,null,null,null,null,null,null,null,"step",{"$f":"BI68/4","v":11.056428118534281}]
[]
[]
[null,null,null,null,null,null,null,null,null,null,null,null,null,null,null,null,null,null,null,null,null,null,null,null,null,null,null,null,null,null,null,null,null,null,null,null,null,null,null,null,null,null,null,null,null,null,null,null,null,null,null,null,null,null,null,null,"Bucket",null,null,"Coloring"]
[null,null,null,null,null,null,null,null,null,null,null,null,null,null,null,null,null,null,null,null,null,null,null,null,null,null,null,null,null,null,null,null,null,null,null,null,null,null,null,null,null,null,null,null,null,null,null,null,null,null,null,null,null,null,null,null,0,{"$f":"BF74-BI69","v":-44.225712474137126},null,801923,{"$f":"IF($AS$2=\"Round\",TEXT(BF73,\"###,##0\"),IF($AS$2=\"Decimal\",TEXT(BF73,\"0.000\"),TEXT(BF73,\"#0%\")))","v":"-44"}]
[null,null,null,null,null,null,null,null,null,null,null,null,null,null,null,null,null,null,null,null,null,null,null,null,null,null,null,null,null,null,null,null,null,null,null,null,null,null,null,null,null,null,null,null,null,null,null,null,null,null,null,null,null,null,null,null,1,{"$f":"BF75-BI69","v":-33.169284355602841},null,1137094,{"$f":"IF($AS$2=\"Round\",TEXT(BF74,\"###,##0\"),IF($AS$2=\"Decimal\",TEXT(BF74,\"0.000\"),TEXT(BF74,\"#0%\")))","v":"-33"}]
[null,null,null,null,null,null,null,null,null,null,null,null,null,null,null,null,null,null,null,null,null,null,null,null,null,null,null,null,null,null,null,null,null,null,null,null,null,null,null,null,null,null,null,null,null,null,null,null,null,null,null,null,null,null,null,null,2,{"$f":"BF76-BI69","v":-22.112856237068563},null,8696052,"-22"]
[null,null,null,null,null,null,null,null,null,null,null,null,null,null,null,null,null,null,null,null,null,null,null,null,null,null,null,null,null,null,null,null,null,null,null,null,null,null,null,null,null,null,null,null,null,null,null,null,null,null,null,null,null,null,null,null,3,{"$f":"BF77-BI69","v":-11.056428118534281},null,11389944,"-11"]
[null,null,null,null,null,null,null,null,null,null,null,null,null,null,null,null,null,null,null,null,null,null,null,null,null,null,null,null,null,null,null,null,null,null,null,null,null,null,null,null,null,null,null,null,null,null,null,null,null,null,null,null,null,null,null,null,4,0,null,16777215,"0"]
[null,null,null,null,null,null,null,null,null,null,null,null,null,null,null,null,null,null,null,null,null,null,null,null,null,null,null,null,null,null,null,null,null,null,null,null,null,null,null,null,null,null,null,null,null,null,null,null,null,null,null,null,null,null,null,null,5,{"$f":"BF77+BI69","v":11.056428118534281},null,11854022,"11"]
[null,null,null,null,null,null,null,null,null,null,null,null,null,null,null,null,null,null,null,null,null,null,null,null,null,null,null,null,null,null,null,null,null,null,null,null,null,null,null,null,null,null,null,null,null,null,null,null,null,null,null,null,null,null,null,null,6,{"$f":"BF78+BI69","v":22.112856237068563},null,9359529,"22"]
[null,null,null,null,null,null,null,null,null,null,null,null,null,null,null,null,null,null,null,null,null,null,null,null,null,null,null,null,null,null,null,null,null,null,null,null,null,null,null,null,null,null,null,null,null,null,null,null,null,null,null,null,null,null,null,null,7,{"$f":"BF79+BI69","v":33.169284355602841},null,4697456,"33"]
[null,null,null,null,null,null,null,null,null,null,null,null,null,null,null,null,null,null,null,null,null,null,null,null,null,null,null,null,null,null,null,null,null,null,null,null,null,null,null,null,null,null,null,null,null,null,null,null,null,null,null,null,null,null,null,null,8,{"$f":"BF80+BI69","v":44.225712474137126},null,3506772,"44"]
[]
[null,null,null,null,null,null,null,null,null,null,null,null,null,null,null,null,null,null,null,null,null,null,null,null,null,null,null,null,null,null,null,null,null,null,null,null,null,null,null,null,null,null,null,null,null,null,null,null,null,null,null,null,null,null,null,null,null,"(works with lookup above)"]
[null,null,null,null,null,null,null,null,null,null,null,null,null,null,null,null,null,null,null,null,null,null,null,null,null,null,null,null,null,null,null,null,null,null,null,null,null,null,null,null,null,null,null,null,null,null,null,null,null,null,null,null,null,null,null,null,null,{"$f":"BF81","v":44.225712474137126}]
[null,null,null,null,null,null,null,null,null,null,null,null,null,null,null,null,null,null,null,null,null,null,null,null,null,null,null,null,null,null,null,null,null,null,null,null,null,null,null,null,null,null,null,null,null,null,null,null,null,null,null,null,null,null,null,null,null,{"$f":"BF80","v":33.169284355602841}]
[null,null,null,null,null,null,null,null,null,null,null,null,null,null,null,null,null,null,null,null,null,null,null,null,null,null,null,null,null,null,null,null,null,null,null,null,null,null,null,null,null,null,null,null,null,null,null,null,null,null,null,null,null,null,null,null,null,{"$f":"BF79","v":22.112856237068563}]
[null,null,null,null,null,null,null,null,null,null,null,null,null,null,null,null,null,null,null,null,null,null,null,null,null,null,null,null,null,null,null,null,null,null,null,null,null,null,null,null,null,null,null,null,null,null,null,null,null,null,null,null,null,null,null,null,null,{"$f":"BF78","v":11.056428118534281}]

{"sheet":"Emissions GWh Btu MW","index":3,"n_rows":215,"n_cols":47,"rows_kept":215,"cut":false,"hidden":false,"merged":[[35,39,35,41],[88,15,88,17],[89,6,89,8],[89,9,89,11],[89,12,89,14],[89,15,89,17],[69,15,69,17],[48,9,48,11],[48,15,48,17],[49,15,49,17],[68,9,68,11],[68,12,68,14],[68,15,68,17],[36,39,36,41],[39,39,39,41],[38,39,38,41],[88,6,88,8],[88,9,88,11],[49,9,49,11],[48,12,48,14],[49,12,49,14],[88,12,88,14],[68,6,68,8],[69,6,69,8],[69,9,69,11],[69,12,69,14],[48,6,48,8],[49,6,49,8],[38,33,38,34],[34,12,34,14],[35,12,35,14],[36,12,36,14],[37,12,37,14],[91,21,97,21],[76,21,84,21],[67,21,74,21],[58,21,65,21],[50,21,56,21],[40,5,41,18],[35,33,35,34],[36,33,36,34],[37,33,37,34],[168,21,175,21],[36,26,36,28],[35,26,35,28],[37,26,37,28],[38,26,38,28],[159,21,166,21],[151,21,157,21],[139,21,145,21],[130,21,136,21],[122,21,128,21],[108,21,114,21],[99,21,105,21]]}
[]
[null,null,null,null,"EMISSIONS"]
[]
["PRIMARY CASE","Nov 2018 Updated Ref Case"]
["SECONDARY CASE"]
[]
["Regional Aggregation","National",{"$f":"IF(B7=\"State\",\"RPE_State\",\"RPE_RegionGroupAcronym\")","v":"RPE_RegionGroupAcronym"}]
["Region","AL"]
[]
["FILTERS"]
["Fuel Type","All Units","RPE_FuelType"]
["Fossil >25 MW","All Units","RPE_Fossil25MW"]
["Existing/New/Retired","Existing and New","RPE_ExistingorNewUnit"]
["Plant Type","All Units","RPE_PlantType"]
["Plant Category","All Units","RPE_PlantCategory"]
["Plant Controls","All Units",{"$f":"MATCH(B16,Controls,0)","v":1}]
["Existing or New Controls","All Controls"]
[]
[]
[]
["***You must click the update button to update the charts"]
[]
[]
[]
[]
[]
[]
[]
[]
[]
[]
[]
[]
[null,null,null,null,null,null,null,null,null,"Emissions Charts Only Controls"]
[null,null,null,null,null,null,null,null,null,null,null,"Comparison Type:","Actual",null,null,null,null,null,null,null,null,null,null,null,null,"Column Chart Only Controls",null,null,null,null,null,null,"Column and Pie Chart Controls",null,null,null,null,null,"Pie Chart Only Controls"]
[null,null,null,null,null,null,null,null,null,null,null,"Comparison:","Nov 2018 Updated Ref Case",null,null,null,null,null,null,null,null,null,null,null,null,"Comparison Type:","Actual",null,null,null,null,null,"Category:","Generation",null,null,"Pie Chart 1",null,"Run","Historical Data"]
[null,null,null,null,null,null,null,null,null,null,null,"Fixed or Parallel:","Fixed",null,null,null,null,null,null,null,null,null,null,null,null,"Comparison:","Nov 2018 Updated Ref Case",null,null,null,0,null,"Timeframe:","Annual",null,null,null,null,"Year",2016]
[null,null,null,null,null,null,null,null,null,null,null,"Comparison Year:",2021,null,null,null,null,null,null,null,null,null,null,null,null,"Fixed or Parallel:","Parallel",null,null,null,null,null,"Aggregation:","Grouped"]
[null,null,null,null,null,null,null,null,null,null,null,null,null,null,null,null,null,null,null,null,null,null,null,null,null,"Comparison Year:",2021,null,null,null,null,null,"Highlight:","*All Renewables Except Hydro",null,null,"Pie Chart 2",null,"Run","Nov 2018 Updated Ref Case"]
[null,null,null,null,null,null,null,null,null,null,null,null,null,null,null,null,null,null,null,null,null,null,null,null,null,null,null,null,null,null,null,null,null,null,null,null,null,null,"Year",2023]
[null,null,null,null,null,"*Historical data is still under development. It is approximate and may not always provide an apples-to-apples comparison to IPM outputs. See READ ME worksheet for more info.",null,null,null,null,null,null,null,null,null,null,null,null,null,null,null,null,null,"*Historical data is still under development. It is approximate and may have significant error in some circumstances. See READ ME worksheet for more info."]
[]
[]
[]
[]
[]
[]
[null,null,null,null,null,null,"THESE TABELS AREN'T GRAPHED; see set below",null,null,null,null,null,null,null,null,null,null,null,null,null,null,null,null,null,{"$f":"IF($AH$36=\"Capacity\",VLOOKUP($AH$36,$A$170:$B$174,2,0),VLOOKUP($AH$36&\"_\"&$AH$37,$A$170:$B$174,2,0))","v":"RPE_GenerationTotalGWh"},null,null,null,null,{"$f":"IF(AH36=\"Heat Input\",\"TBtu\",IF(AH36=\"Capacity\",\"MW\",\"GWh\"))","v":"GWh"},{"$f":"AH37&\" \"&AH36&\" (\"&AD48&\")\"","v":"Annual Generation (GWh)"},null,null,null,null,{"$f":"AE48&\", \"&AN36&\" \"&AN37","v":"Annual Generation (GWh), Historical Data 2016"},{"$f":"AE48&\", \"&AN39&\" \"&AN40","v":"Annual Generation (GWh), Nov 2018 Updated Ref Case 2023"}]
[null,null,null,null,null,null,"Annual SO2",null,null,"Annual CO2",null,null,"Annual NOx",null,null,"Ozone Season NOx",null,null,null,null,null,null,null,1,{"$f":"X49+1","v":2},{"$f":"Y49+1","v":3},4,5,6,7,8,9,10,11,12,13,14,15,16,17,18,19,20,{"$f":"AQ49+1","v":21},{"$f":"AR49+1","v":22},{"$f":"AS49+1","v":23},{"$f":"AT49+1","v":24}]
[null,null,null,null,null,null,"RPE_SO2EmissionsTotalThousandTons",null,null,"RPE_CO2EmissionsTotalThousandTons",null,null,"RPE_NOXEmissionsTotalThousandTons",null,null,"RPE_NOXEmissionsSummerThousandTons",null,null,null,null,null,null,"Year","All Units","Biomass","Coal Steam","Combined Cycle","Combustion Turbine","Fossil Other","Fuel Cell","Geothermal","Hydro","IGCC","International Imports","Landfill Gas","Non-Fossil Other","Nuclear","O/G Steam","Offshore Wind","Pumped Storage","Solar PV","Solar Thermal","Wind","Coal 30% CCS","Coal 90% CCS","Coal W/CCS","NGCC w/CCS"]
[{"$f":"IF(M35=\"Percent Change\",\"Percent Change\",\"thousands of short tons\")","v":"thousands of short tons"},null,null,null,null,null,"Historical",{"$f":"$B$4","v":"Nov 2018 Updated Ref Case"},{"$f":"$B$5","v":0},"Historical",{"$f":"$B$4","v":"Nov 2018 Updated Ref Case"},{"$f":"$B$5","v":0},"Historical",{"$f":"$B$4","v":"Nov 2018 Updated Ref Case"},{"$f":"$B$5","v":0},"Historical",{"$f":"$B$4","v":"Nov 2018 Updated Ref Case"},{"$f":"$B$5","v":0},null,null,1,"Historical",2011,{"$f":"CHOOSE(VLOOKUP($AH$36&\"_\"&$AH$37,$A$176:$B$181,2,0),\n\nSUMIFS(RPE_FuelConsumptionSummerTBtu,MeetHistoricCriteriaSeries2,\"=1\", IF($B$7=\"IPM Region\",RPE_RegionGroupAcronym,RPE_State),\"=\"&IF($B$7=\"National\",\"*\",$B$8),RPE_Year,\"=\"&$W51),\n\nSUMIFS(RPE_FuelConsumptionTotalTBtu,MeetHistoricCriteriaSeries2,\"=1\", IF($B$7=\"IPM Region\",RPE_RegionGroupAcronym,RPE_State),\"=\"&IF($B$7=\"National\",\"*\",$B$8),RPE_Year,\"=\"&$W51),\n\nSUMIFS(RPE_GenerationSummerGWh,MeetHistoricCriteriaSeries2,\"=1\", IF($B$7=\"IPM Region\",RPE_RegionGroupAcronym,RPE_State),\"=\"&IF($B$7=\"National\",\"*\",$B$8),RPE_Year,\"=\"&$W51),\n\nSUMIFS(RPE_GenerationTotalGWh,MeetHistoricCriteriaSeries2,\"=1\", IF($B$7=\"IPM Region\",RPE_RegionGroupAcronym,RPE_State),\"=\"&IF($B$7=\"National\",\"*\",$B$8),RPE_Year,\"=\"&$W51),\n\nSUMIFS(RPE_DispatchableCapacityMW,MeetHistoricCriteriaSeries2,\"=1\", IF($B$7=\"IPM Region\",RPE_RegionGroupAcronym,RPE_State),\"=\"&IF($B$7=\"National\",\"*\",$B$8),RPE_Year,\"=\"&$W51))","v":4029565.2057049996},{"$f":"CHOOSE(VLOOKUP($AH$36&\"_\"&$AH$37,$A$176:$B$181,2,0),\n\nSUMIFS(RPE_FuelConsumptionSummerTBtu,MeetHistoricCriteriaSeries2,\"=1\", IF($B$7=\"IPM Region\",RPE_RegionGroupAcronym,RPE_State),\"=\"&IF($B$7=\"National\",\"*\",$B$8),RPE_Year,\"=\"&$W51,RPE_PlantType,\"=\"&Y$50),\n\nSUMIFS(RPE_FuelConsumptionTotalTBtu,MeetHistoricCriteriaSeries2,\"=1\", IF($B$7=\"IPM Region\",RPE_RegionGroupAcronym,RPE_State),\"=\"&IF($B$7=\"National\",\"*\",$B$8),RPE_Year,\"=\"&$W51,RPE_PlantType,\"=\"&Y$50),\n\nSUMIFS(RPE_GenerationSummerGWh,MeetHistoricCriteriaSeries2,\"=1\", IF($B$7=\"IPM Region\",RPE_RegionGroupAcronym,RPE_State),\"=\"&IF($B$7=\"National\",\"*\",$B$8),RPE_Year,\"=\"&$W51,RPE_PlantType,\"=\"&Y$50),\n\nSUMIFS(RPE_GenerationTotalGWh,MeetHistoricCriteriaSeries2,\"=1\", IF($B$7=\"IPM Region\",RPE_RegionGroupAcronym,RPE_State),\"=\"&IF($B$7=\"National\",\"*\",$B$8),RPE_Year,\"=\"&$W51,RPE_PlantType,\"=\"&Y$50),\n\nSUMIFS(RPE_DispatchableCapacityMW,MeetHistoricCriteriaSeries2,\"=1\", IF($B$7=\"IPM Region\",RPE_RegionGroupAcronym,RPE_State),\"=\"&IF($B$7=\"National\",\"*\",$B$8),RPE_Year,\"=\"&$W51,RPE_PlantType,\"=\"&Y$50))","v":40357.789223000014},1739571.0350430002,733698.21896999993,56810.367849999995,0,56.634999999999998,15373.223000000002,319442.44540999999,1194.4209499999999,0,{"$f":"CHOOSE(VLOOKUP($AH$36&\"_\"&$AH$37,$A$176:$B$181,2,0),\n\nSUMIFS(RPE_FuelConsumptionSummerTBtu,MeetHistoricCriteriaSeries2,\"=1\", IF($B$7=\"IPM Region\",RPE_RegionGroupAcronym,RPE_State),\"=\"&IF($B$7=\"National\",\"*\",$B$8),RPE_Year,\"=\"&$W51,RPE_PlantType,\"=\"&AI$50),\n\nSUMIFS(RPE_FuelConsumptionTotalTBtu,MeetHistoricCriteriaSeries2,\"=1\", IF($B$7=\"IPM Region\",RPE_RegionGroupAcronym,RPE_State),\"=\"&IF($B$7=\"National\",\"*\",$B$8),RPE_Year,\"=\"&$W51,RPE_PlantType,\"=\"&AI$50),\n\nSUMIFS(RPE_GenerationSummerGWh,MeetHistoricCriteriaSeries2,\"=1\", IF($B$7=\"IPM Region\",RPE_RegionGroupAcronym,RPE_State),\"=\"&IF($B$7=\"National\",\"*\",$B$8),RPE_Year,\"=\"&$W51,RPE_PlantType,\"=\"&AI$50),\n\nSUMIFS(RPE_GenerationTotalGWh,MeetHistoricCriteriaSeries2,\"=1\", IF($B$7=\"IPM Region\",RPE_RegionGroupAcronym,RPE_State),\"=\"&IF($B$7=\"National\",\"*\",$B$8),RPE_Year,\"=\"&$W51,RPE_PlantType,\"=\"&AI$50),\n\nSUMIFS(RPE_DispatchableCapacityMW,MeetHistoricCriteriaSeries2,\"=1\", IF($B$7=\"IPM Region\",RPE_RegionGroupAcronym,RPE_State),\"=\"&IF($B$7=\"National\",\"*\",$B$8),RPE_Year,\"=\"&$W51,RPE_PlantType,\"=\"&AI$50))","v":8909.8919219999989},26039.765404999998,790206.35209299996,174804.86320000002,0,238.43099999999998,1011.6530720000002,1035.2905819999999,120176.59862800001,0,0,0,0]
[null,null,null,null,null,2012,{"$f":"SUMIFS(RPE_SO2EmissionsTotalThousandTons, MeetHistoricCriteriaSeries2,\"=1\",RPE_Year,\"=\"&$F52, IF($B$7=\"IPM Region\", RPE_RegionGroupAcronym, RPE_State),\"=\"&IF($B$7=\"National\",\"*\",$B$8))","v":3321.7345060000011},null,null,{"$f":"SUMIFS(RPE_CO2EmissionsTotalThousandTons, MeetHistoricCriteriaSeries2,\"=1\",RPE_Year,\"=\"&$F52, IF($B$7=\"IPM Region\", RPE_RegionGroupAcronym, RPE_State),\"=\"&IF($B$7=\"National\",\"*\",$B$8))","v":2208934.1348909996},null,null,{"$f":"SUMIFS(RPE_NOXEmissionsTotalThousandTons, MeetHistoricCriteriaSeries2,\"=1\",RPE_Year,\"=\"&$F52, IF($B$7=\"IPM Region\", RPE_RegionGroupAcronym, RPE_State),\"=\"&IF($B$7=\"National\",\"*\",$B$8))","v":1715.8469480000003},null,null,{"$f":"SUMIFS(RPE_NOXEmissionsSummerThousandTons, MeetHistoricCriteriaSeries2,\"=1\",RPE_Year,\"=\"&$F52, IF($B$7=\"IPM Region\", RPE_RegionGroupAcronym, RPE_State),\"=\"&IF($B$7=\"National\",\"*\",$B$8))","v":787.46597299999985},null,null,null,null,{"$f":"U51+1","v":2},null,2012,3971853.7597730006,40855.921668999988,1532126.4277250003,922939.09767999977,68785.679510000016,0,145.07997,15727.773625999998,276244.67760599998,1173.64526,0,9792.7961560000003,24858.003755000002,769331.482342,162926.22689999992,0,776.42500000000007,3450.5922960000007,1089.8209450000002,140821.71471999996,0,0,0,0]
[null,null,null,null,null,2013,3245.1738469999987,null,null,2233849.6959250001,null,null,1725.690503,null,null,750.29746400000022,null,null,null,null,{"$f":"U52+1","v":3},null,2013,4009391.3301449958,42691.689021000013,1607446.0125899997,872799.9312100003,56241.242929999986,0,339.39234999999996,15933.91308,268565.382729,4154.1103899999998,0,10466.200566,23825.709827000002,789016.47300000011,139529.59735999999,0,553.59100000000001,8121.0001779999984,975.90719999999988,167839.745444,0,0,0,0]
[null,null,null,null,null,2014,3157.0922819999982,null,null,2233715.4815760003,null,null,1667.2321780000011,null,null,695.62110899999982,null,null,null,null,4,null,2014,4034924.5292459978,46680.909096999996,1599622.3824300005,882735.1726899998,57596.762279999974,0,538.15497000000005,15876.941000000003,259366.62186299995,6048.1796299999996,0,11255.083898000001,22531.503635000005,797165.98199999996,135096.99129000006,0,79.866,15249.662101000002,2492.6990880000003,181655.28179400004,0,0,0,0]
[null,null,null,null,null,2015,2216.6843699999986,null,null,2093951.0266560011,null,null,1382.9763710000007,null,null,616.79623699999979,null,null,null,null,5,null,2015,4006745.0464189989,45504.899211999997,1390807.8514000005,1046314.7547899997,74057.90727999997,0,694.46393999999987,15917.575000000001,249080.08483699997,9104.7887100000007,0,11339.171480000001,21897.679877000006,797177.87699999998,127331.50641,0,601.5440000000001,21665.951976000008,3327.9986260000001,190718.54770499998,0,0,0,0]
[null,null,null,null,null,2016,1490.2818350000002,null,null,1994074.4728859996,null,null,1204.5676150000002,null,null,554.0761950000001,null,null,null,null,6,null,2016,4001922.9353320012,47611.397648999984,1295888.4541900007,1074863.8119399997,89057.652619999993,0,746.71440099999995,15825.807000000003,267962.61407999991,8375.5918999999994,0,11259.601093999998,8346.2284309999995,805693.94799999997,110884.34357999999,0,1052.742,32670.424147000002,3308.3960000000002,226992.56212900003,0,0,0,0]
[null,null,null,null,null,2017,1340.1996729999998,null,null,1911086.0129759994,null,null,1064.0999879999997,null,null,465.41706299999976,null,null,null,null,7]
[null,null,null,null,null,2021,null,{"$f":"SUMIFS(RPE_SO2EmissionsTotalThousandTons, MeetPrimaryCriteriaSeries2,\"=1\",RPE_Year,\"=\"&$F58, IF($B$7=\"IPM Region\", RPE_RegionGroupAcronym, RPE_State),\"=\"&IF($B$7=\"National\",\"*\",$B$8))","v":862.40580498767008},{"$f":"SUMIFS(RPE_SO2EmissionsTotalThousandTons, MeetComparisonCriteriaSeries2,\"=1\",RPE_Year,\"=\"&$F58, IF($B$7=\"IPM Region\", RPE_RegionGroupAcronym, RPE_State),\"=\"&IF($B$7=\"National\",\"*\",$B$8))","v":0},null,{"$f":"SUMIFS(RPE_CO2EmissionsTotalThousandTons, MeetPrimaryCriteriaSeries2,\"=1\",RPE_Year,\"=\"&$F58, IF($B$7=\"IPM Region\", RPE_RegionGroupAcronym, RPE_State),\"=\"&IF($B$7=\"National\",\"*\",$B$8))","v":1698996.7780802047},{"$f":"SUMIFS(RPE_CO2EmissionsTotalThousandTons, MeetComparisonCriteriaSeries2,\"=1\",RPE_Year,\"=\"&$F58, IF($B$7=\"IPM Region\", RPE_RegionGroupAcronym, RPE_State),\"=\"&IF($B$7=\"National\",\"*\",$B$8))","v":0},null,{"$f":"SUMIFS(RPE_NOXEmissionsTotalThousandTons, MeetPrimaryCriteriaSeries2,\"=1\",RPE_Year,\"=\"&$F58, IF($B$7=\"IPM Region\", RPE_RegionGroupAcronym, RPE_State),\"=\"&IF($B$7=\"National\",\"*\",$B$8))","v":811.79834468508307},{"$f":"SUMIFS(RPE_NOXEmissionsTotalThousandTons, MeetComparisonCriteriaSeries2,\"=1\",RPE_Year,\"=\"&$F58, IF($B$7=\"IPM Region\", RPE_RegionGroupAcronym, RPE_State),\"=\"&IF($B$7=\"National\",\"*\",$B$8))","v":0},null,{"$f":"SUMIFS(RPE_NOXEmissionsSummerThousandTons, MeetPrimaryCriteriaSeries2,\"=1\",RPE_Year,\"=\"&$F58, IF($B$7=\"IPM Region\", RPE_RegionGroupAcronym, RPE_State),\"=\"&IF($B$7=\"National\",\"*\",$B$8))","v":380.35322326090289},{"$f":"SUMIFS(RPE_NOXEmissionsSummerThousandTons, MeetComparisonCriteriaSeries2,\"=1\",RPE_Year,\"=\"&$F58, IF($B$7=\"IPM Region\", RPE_RegionGroupAcronym, RPE_State),\"=\"&IF($B$7=\"National\",\"*\",$B$8))","v":0},null,null,8]
[null,null,null,null,null,2023,null,888.49277428212724,0,null,1757543.5703523641,0,null,837.15519006306283,0,null,388.98528748347525,0,null,null,9,{"$f":"B4","v":"Nov 2018 Updated Ref Case"},2021,{"$f":"CHOOSE(VLOOKUP($AH$36&\"_\"&$AH$37,$A$176:$B$181,2,0),\n\nSUMIFS(RPE_FuelConsumptionSummerTBtu,MeetPrimaryCriteriaSeries2,\"=1\", IF($B$7=\"IPM Region\",RPE_RegionGroupAcronym,RPE_State),\"=\"&IF($B$7=\"National\",\"*\",$B$8),RPE_Year,\"=\"&$W59),\n\nSUMIFS(RPE_FuelConsumptionTotalTBtu,MeetPrimaryCriteriaSeries2,\"=1\", IF($B$7=\"IPM Region\",RPE_RegionGroupAcronym,RPE_State),\"=\"&IF($B$7=\"National\",\"*\",$B$8),RPE_Year,\"=\"&$W59),\n\nSUMIFS(RPE_GenerationSummerGWh,MeetPrimaryCriteriaSeries2,\"=1\", IF($B$7=\"IPM Region\",RPE_RegionGroupAcronym,RPE_State),\"=\"&IF($B$7=\"National\",\"*\",$B$8),RPE_Year,\"=\"&$W59),\n\nSUMIFS(RPE_GenerationTotalGWh,MeetPrimaryCriteriaSeries2,\"=1\", IF($B$7=\"IPM Region\",RPE_RegionGroupAcronym,RPE_State),\"=\"&IF($B$7=\"National\",\"*\",$B$8),RPE_Year,\"=\"&$W59),\n\nSUMIFS(RPE_DispatchableCapacityMW,MeetPrimaryCriteriaSeries2,\"=1\", IF($B$7=\"IPM Region\",RPE_RegionGroupAcronym,RPE_State),\"=\"&IF($B$7=\"National\",\"*\",$B$8),RPE_Year,\"=\"&$W59))","v":4078371.2658671062},{"$f":"CHOOSE(VLOOKUP($AH$36&\"_\"&$AH$37,$A$176:$B$181,2,0),\n\nSUMIFS(RPE_FuelConsumptionSummerTBtu,MeetPrimaryCriteriaSeries2,\"=1\", IF($B$7=\"IPM Region\",RPE_RegionGroupAcronym,RPE_State),\"=\"&IF($B$7=\"National\",\"*\",$B$8),RPE_Year,\"=\"&$W59,RPE_PlantType,\"=\"&Y$50),\n\nSUMIFS(RPE_FuelConsumptionTotalTBtu,MeetPrimaryCriteriaSeries2,\"=1\", IF($B$7=\"IPM Region\",RPE_RegionGroupAcronym,RPE_State),\"=\"&IF($B$7=\"National\",\"*\",$B$8),RPE_Year,\"=\"&$W59,RPE_PlantType,\"=\"&Y$50),\n\nSUMIFS(RPE_GenerationSummerGWh,MeetPrimaryCriteriaSeries2,\"=1\", IF($B$7=\"IPM Region\",RPE_RegionGroupAcronym,RPE_State),\"=\"&IF($B$7=\"National\",\"*\",$B$8),RPE_Year,\"=\"&$W59,RPE_PlantType,\"=\"&Y$50),\n\nSUMIFS(RPE_GenerationTotalGWh,MeetPrimaryCriteriaSeries2,\"=1\", IF($B$7=\"IPM Region\",RPE_RegionGroupAcronym,RPE_State),\"=\"&IF($B$7=\"National\",\"*\",$B$8),RPE_Year,\"=\"&$W59,RPE_PlantType,\"=\"&Y$50),\n\nSUMIFS(RPE_DispatchableCapacityMW,MeetPrimaryCriteriaSeries2,\"=1\", IF($B$7=\"IPM Region\",RPE_RegionGroupAcronym,RPE_State),\"=\"&IF($B$7=\"National\",\"*\",$B$8),RPE_Year,\"=\"&$W59,RPE_PlantType,\"=\"&Y$50))","v":2054.5601710000001},862808.85406988522,1550530.4421112263,25615.271972218001,3236.6413277009997,0,19292.489015088999,303211.28509393649,4289.456636424,6339.6119998569993,{"$f":"CHOOSE(VLOOKUP($AH$36&\"_\"&$AH$37,$A$176:$B$181,2,0),\n\nSUMIFS(RPE_FuelConsumptionSummerTBtu,MeetPrimaryCriteriaSeries2,\"=1\", IF($B$7=\"IPM Region\",RPE_RegionGroupAcronym,RPE_State),\"=\"&IF($B$7=\"National\",\"*\",$B$8),RPE_Year,\"=\"&$W59,RPE_PlantType,\"=\"&AI$50),\n\nSUMIFS(RPE_FuelConsumptionTotalTBtu,MeetPrimaryCriteriaSeries2,\"=1\", IF($B$7=\"IPM Region\",RPE_RegionGroupAcronym,RPE_State),\"=\"&IF($B$7=\"National\",\"*\",$B$8),RPE_Year,\"=\"&$W59,RPE_PlantType,\"=\"&AI$50),\n\nSUMIFS(RPE_GenerationSummerGWh,MeetPrimaryCriteriaSeries2,\"=1\", IF($B$7=\"IPM Region\",RPE_RegionGroupAcronym,RPE_State),\"=\"&IF($B$7=\"National\",\"*\",$B$8),RPE_Year,\"=\"&$W59,RPE_PlantType,\"=\"&AI$50),\n\nSUMIFS(RPE_GenerationTotalGWh,MeetPrimaryCriteriaSeries2,\"=1\", IF($B$7=\"IPM Region\",RPE_RegionGroupAcronym,RPE_State),\"=\"&IF($B$7=\"National\",\"*\",$B$8),RPE_Year,\"=\"&$W59,RPE_PlantType,\"=\"&AI$50),\n\nSUMIFS(RPE_DispatchableCapacityMW,MeetPrimaryCriteriaSeries2,\"=1\", IF($B$7=\"IPM Region\",RPE_RegionGroupAcronym,RPE_State),\"=\"&IF($B$7=\"National\",\"*\",$B$8),RPE_Year,\"=\"&$W59,RPE_PlantType,\"=\"&AI$50))","v":11426.048411622996},25728.788740965992,694343.75965620007,62880.224582662013,122.420639574793,6885.8659714719997,98073.023209070074,3101.7824370661019,398430.73982113646,0,0,0,0]
[null,null,null,null,null,2025,null,912.5580792577905,0,null,1774472.9592988896,0,null,844.36353544817894,0,null,386.69252859117313,0,null,null,10,null,2023,4127758.358660866,2145.3396780000003,910210.08148244268,1563261.613638764,30217.29091233301,3236.6413228339993,0,20022.251772377,313008.41368438321,4289.456636424,6339.6119998510003,11425.849692096002,26217.819787936005,651533.66196283209,60429.102599755999,122.420639574793,8110.294067973,115655.98652509386,3101.7824370661019,398430.73982113646,0,0,0,0]
[null,null,null,null,null,2030,null,885.62763766691921,0,null,1742869.4768966197,0,null,810.12828550369306,0,null,384.74205523764971,0,null,null,11,null,2025,4179207.3057892337,2322.2674580000003,914786.16016333713,1575993.5104524055,37770.613623382,3236.6413264500002,0,21189.937640052005,313747.76441556099,4289.456636424,6339.6119998569993,11426.048409192003,26752.047960139003,642652.74146510405,60813.683818365003,122.420639574793,9932.0113521769999,146299.86617101499,3101.7824370661019,398430.73982113646,0,0,0,0]
[null,null,null,null,null,2035,null,816.95485068683763,0,null,1718677.6515786571,0,null,752.84837768540331,0,null,374.33671519674027,0,null,null,12,null,2030,4292750.9034581967,2099.7193424839998,877899.20391598414,1617051.7692618973,39304.577842819992,2956.3905369479999,0,21189.937642297002,315948.26328115299,4289.456636424,6339.6120008389998,9883.3610834479987,27704.760194805003,604008.72727826401,56912.758402440006,122.420639574793,10189.237135740001,199190.96599455227,3101.7824370661019,494557.95983146538,0,0,0,0]
[null,null,null,null,null,2040,null,811.46384483627162,0,null,1768566.3591490169,0,null,742.17479951472535,0,null,372.84461708326148,0,null,null,13,null,2035,4414414.0720767193,2041.1964240000004,779563.86292480817,1812498.1290333152,54456.280331840011,2964.3933379889995,0,21189.937630749995,317735.0492487849,4289.456636424,6339.6120004869999,10264.353445321003,27794.894637061003,596552.33791845606,59631.905792292011,122.420639574793,10566.393718644003,205915.10609079082,3101.7824370661019,499386.95982912212,0,0,0,0]
[null,null,null,null,null,2045,null,817.0612839073184,0,null,1757656.0232029106,0,null,712.78827842795829,0,null,364.41649004130107,0,null,null,14,null,2040,4571285.8110831892,2337.4992030000003,786142.47693391517,1970967.2524025317,55795.377943379972,3011.3736116339996,0,21189.937635420003,318740.90791234997,4289.456636424,6339.6119998869999,10395.929957537999,28110.916600691991,596552.33791845606,43900.783844882004,122.420639574793,10937.562842322001,206653.55581539741,3101.7824370661019,502696.62674872048,0,0,0,0]
[null,null,null,null,null,2050,null,762.08887375631957,0,null,1747669.9657916036,0,null,664.1932343914699,0,null,337.69980178552447,0,null,null,15,null,2045,4723254.2698813938,2310.545036,777565.73713088303,2039571.0528874116,47955.11741616996,3099.1586989389994,0,21189.937636674,319496.85759884998,3954.6308145960002,6339.6120004869999,10623.318604816999,28126.906819932999,596552.33791845606,29541.988071146992,122.420639574793,10827.850710814,228886.89312381551,3101.7824370661019,593988.12233575468,0,0,0,0]
[null,null,null,null,null,null,null,null,null,null,null,null,null,null,null,null,null,null,null,null,16,null,2050,4905209.4428573288,2399.1495280000004,716455.4329133922,2251145.0574829043,52124.921617683969,3021.1411317879997,0,21189.937635713999,319496.85757665883,0,6339.6120004869999,10451.058982448998,28237.467967077984,579435.01335731999,15669.438712453999,122.420639574793,10229.378206782998,244817.41441411499,3101.7824370661019,640973.35825385712,0,0,0,0]
[null,null,null,null,null,null,null,null,null,null,null,null,null,null,null,null,null,null,null,null,17]
[null,null,null,null,null,null,"SUBTRACTIONS",null,null,null,null,null,null,null,null,null,null,null,null,null,18,{"$f":"B5","v":0},2021,{"$f":"CHOOSE(VLOOKUP($AH$36&\"_\"&$AH$37,$A$176:$B$181,2,0),\n\nSUMIFS(RPE_FuelConsumptionSummerTBtu,MeetComparisonCriteriaSeries2,\"=1\", IF($B$7=\"IPM Region\",RPE_RegionGroupAcronym,RPE_State),\"=\"&IF($B$7=\"National\",\"*\",$B$8),RPE_Year,\"=\"&$W68),\n\nSUMIFS(RPE_FuelConsumptionTotalTBtu,MeetComparisonCriteriaSeries2,\"=1\", IF($B$7=\"IPM Region\",RPE_RegionGroupAcronym,RPE_State),\"=\"&IF($B$7=\"National\",\"*\",$B$8),RPE_Year,\"=\"&$W68),\n\nSUMIFS(RPE_GenerationSummerGWh,MeetComparisonCriteriaSeries2,\"=1\", IF($B$7=\"IPM Region\",RPE_RegionGroupAcronym,RPE_State),\"=\"&IF($B$7=\"National\",\"*\",$B$8),RPE_Year,\"=\"&$W68),\n\nSUMIFS(RPE_GenerationTotalGWh,MeetComparisonCriteriaSeries2,\"=1\", IF($B$7=\"IPM Region\",RPE_RegionGroupAcronym,RPE_State),\"=\"&IF($B$7=\"National\",\"*\",$B$8),RPE_Year,\"=\"&$W68),\n\nSUMIFS(RPE_DispatchableCapacityMW,MeetComparisonCriteriaSeries2,\"=1\", IF($B$7=\"IPM Region\",RPE_RegionGroupAcronym,RPE_State),\"=\"&IF($B$7=\"National\",\"*\",$B$8),RPE_Year,\"=\"&$W68))","v":0},{"$f":"CHOOSE(VLOOKUP($AH$36&\"_\"&$AH$37,$A$176:$B$181,2,0),\n\nSUMIFS(RPE_FuelConsumptionSummerTBtu,MeetComparisonCriteriaSeries2,\"=1\", IF($B$7=\"IPM Region\",RPE_RegionGroupAcronym,RPE_State),\"=\"&IF($B$7=\"National\",\"*\",$B$8),RPE_Year,\"=\"&$W68,RPE_PlantType,\"=\"&Y$50),\n\nSUMIFS(RPE_FuelConsumptionTotalTBtu,MeetComparisonCriteriaSeries2,\"=1\", IF($B$7=\"IPM Region\",RPE_RegionGroupAcronym,RPE_State),\"=\"&IF($B$7=\"National\",\"*\",$B$8),RPE_Year,\"=\"&$W68,RPE_PlantType,\"=\"&Y$50),\n\nSUMIFS(RPE_GenerationSummerGWh,MeetComparisonCriteriaSeries2,\"=1\", IF($B$7=\"IPM Region\",RPE_RegionGroupAcronym,RPE_State),\"=\"&IF($B$7=\"National\",\"*\",$B$8),RPE_Year,\"=\"&$W68,RPE_PlantType,\"=\"&Y$50),\n\nSUMIFS(RPE_GenerationTotalGWh,MeetComparisonCriteriaSeries2,\"=1\", IF($B$7=\"IPM Region\",RPE_RegionGroupAcronym,RPE_State),\"=\"&IF($B$7=\"National\",\"*\",$B$8),RPE_Year,\"=\"&$W68,RPE_PlantType,\"=\"&Y$50),\n\nSUMIFS(RPE_DispatchableCapacityMW,MeetComparisonCriteriaSeries2,\"=1\", IF($B$7=\"IPM Region\",RPE_RegionGroupAcronym,RPE_State),\"=\"&IF($B$7=\"National\",\"*\",$B$8),RPE_Year,\"=\"&$W68,RPE_PlantType,\"=\"&Y$50))","v":0},0,0,0,0,0,0,0,0,0,{"$f":"CHOOSE(VLOOKUP($AH$36&\"_\"&$AH$37,$A$176:$B$181,2,0),\n\nSUMIFS(RPE_FuelConsumptionSummerTBtu,MeetComparisonCriteriaSeries2,\"=1\", IF($B$7=\"IPM Region\",RPE_RegionGroupAcronym,RPE_State),\"=\"&IF($B$7=\"National\",\"*\",$B$8),RPE_Year,\"=\"&$W68,RPE_PlantType,\"=\"&AI$50),\n\nSUMIFS(RPE_FuelConsumptionTotalTBtu,MeetComparisonCriteriaSeries2,\"=1\", IF($B$7=\"IPM Region\",RPE_RegionGroupAcronym,RPE_State),\"=\"&IF($B$7=\"National\",\"*\",$B$8),RPE_Year,\"=\"&$W68,RPE_PlantType,\"=\"&AI$50),\n\nSUMIFS(RPE_GenerationSummerGWh,MeetComparisonCriteriaSeries2,\"=1\", IF($B$7=\"IPM Region\",RPE_RegionGroupAcronym,RPE_State),\"=\"&IF($B$7=\"National\",\"*\",$B$8),RPE_Year,\"=\"&$W68,RPE_PlantType,\"=\"&AI$50),\n\nSUMIFS(RPE_GenerationTotalGWh,MeetComparisonCriteriaSeries2,\"=1\", IF($B$7=\"IPM Region\",RPE_RegionGroupAcronym,RPE_State),\"=\"&IF($B$7=\"National\",\"*\",$B$8),RPE_Year,\"=\"&$W68,RPE_PlantType,\"=\"&AI$50),\n\nSUMIFS(RPE_DispatchableCapacityMW,MeetComparisonCriteriaSeries2,\"=1\", IF($B$7=\"IPM Region\",RPE_RegionGroupAcronym,RPE_State),\"=\"&IF($B$7=\"National\",\"*\",$B$8),RPE_Year,\"=\"&$W68,RPE_PlantType,\"=\"&AI$50))","v":0},0,0,0,0,0,0,0,0,0,0,0,0]
[null,null,null,null,null,null,"Annual SO2",null,null,"Annual CO2",null,null,"Annual NOx",null,null,"Ozone Season NOx",null,null,null,null,19,null,2023,0,0,0,0,0,0,0,0,0,0,0,0,0,0,0,0,0,0,0,0,0,0,0,0]
[null,null,null,null,null,null,"RPE_SO2EmissionsTotalThousandTons",null,null,"RPE_CO2EmissionsTotalThousandTons",null,null,"RPE_NOXEmissionsTotalThousandTons",null,null,"RPE_NOXEmissionsSummerThousandTons",null,null,null,null,20,null,2025,0,0,0,0,0,0,0,0,0,0,0,0,0,0,0,0,0,0,0,0,0,0,0,0]
[null,null,null,null,null,null,"Historical",{"$f":"H51","v":"Nov 2018 Updated Ref Case"},{"$f":"I51","v":0},"Historical",{"$f":"K51","v":"Nov 2018 Updated Ref Case"},{"$f":"L51","v":0},"Historical",{"$f":"N51","v":"Nov 2018 Updated Ref Case"},{"$f":"O51","v":0},"Historical",{"$f":"Q51","v":"Nov 2018 Updated Ref Case"},{"$f":"R51","v":0},null,null,21,null,2030,0,0,0,0,0,0,0,0,0,0,0,0,0,0,0,0,0,0,0,0,0,0,0,0]
[null,null,null,null,null,2012,{"$f":"IF(AND($M$37=\"Parallel\",$M$35=\"Absolute Change\"),\"\",IF($M$35=\"Actual\",0,\n   IF($M$36=\"Historical Data\",INDEX($G$52:$G$57,MATCH($M$38,$F$52:$F$57,0),1),\n         INDEX($H$58:$I$64,MATCH($M$38,$F$58:$F$64,0),MATCH($M$36,$H$51:$I$51,0)))))","v":0},null,null,{"$f":"IF(AND($M$37=\"Parallel\",$M$35=\"Absolute Change\"),\"\",IF($M$35=\"Actual\",0,\n   IF($M$36=\"Historical Data\",INDEX($J$52:$J$57,MATCH($M$38,$F$52:$F$57,0),1),\n         INDEX($K$58:$L$64,MATCH($M$38,$F$58:$F$64,0),MATCH($M$36,$K$51:$L$51,0)))))","v":0},null,null,{"$f":"IF(AND($M$37=\"Parallel\",$M$35=\"Absolute Change\"),\"\",IF($M$35=\"Actual\",0,\n   IF($M$36=\"Historical Data\",INDEX($M$52:$M$57,MATCH($M$38,$F$52:$F$57,0),1),\n         INDEX($N$58:$O$64,MATCH($M$38,$F$58:$F$64,0),MATCH($M$36,$N$51:$O$51,0)))))","v":0},null,null,{"$f":"IF(AND($M$37=\"Parallel\",$M$35=\"Absolute Change\"),\"\",IF($M$35=\"Actual\",0,\n   IF($M$36=\"Historical Data\",INDEX($P$52:$P$57,MATCH($M$38,$F$52:$F$57,0),1),\n         INDEX($Q$58:$R$64,MATCH($M$38,$F$58:$F$64,0),MATCH($M$36,$Q$51:$R$51,0)))))","v":0},null,null,null,null,22,null,2035,0,0,0,0,0,0,0,0,0,0,0,0,0,0,0,0,0,0,0,0,0,0,0,0]
[null,null,null,null,null,2013,0,null,null,0,null,null,0,null,null,0,null,null,null,null,23,null,2040,0,0,0,0,0,0,0,0,0,0,0,0,0,0,0,0,0,0,0,0,0,0,0,0]
[null,null,null,null,null,2014,0,null,null,0,null,null,0,null,null,0,null,null,null,null,24,null,2045,0,0,0,0,0,0,0,0,0,0,0,0,0,0,0,0,0,0,0,0,0,0,0,0]
["Historic Run Years","IPM Run Years",null,null,null,2015,0,null,null,0,null,null,0,null,null,0,null,null,null,null,25,null,2050,0,0,0,0,0,0,0,0,0,0,0,0,0,0,0,0,0,0,0,0,0,0,0,0]
[2011,"Parallel",null,null,null,2016,0,null,null,0,null,null,0,null,null,0]
[2012,2021,null,null,null,2017,0,null,null,0,null,null,0,null,null,0,null,null,null,null,null,"SUBTRACTION (if necessary)","HISTORICAL",{"$f":"IF(OR($AA$36=\"Actual\",$AA$38=\"Parallel\"),0,INDEX($X$51:$AU$75,VLOOKUP($AA$37,$A$88:$B$90,2,0)+IF($AA$37=\"Historical Data\",MATCH($AA$39,HistoricalYears,0),MATCH($AA$39,IPMRunYears,0))-1,X$49))","v":0},0,0,0,0,0,0,0,0,0,0,0,0,0,0,0,0,0,0,0,0,0,0,0]
[2013,2023,null,null,null,2021,null,{"$f":"IF($M$35=\"Actual\",0,IF($M$37=\"Fixed\",\n   IF($M$36=\"Historical Data\",INDEX($G$52:$G$57,MATCH($M$38,$F$52:$F$57,0),1),\n         INDEX($H$58:$I$65,MATCH($M$38,$F$58:$F$65,0),MATCH($M$36,$H$51:$I$51,0))),\n   INDEX($H$58:$I$65,MATCH($F78,$F$58:$F$65,0),MATCH($M$36,$H$51:$I$51,0))\n\n\n))","v":0},{"$f":"IF($M$35=\"Actual\",0,IF($M$37=\"Fixed\",\n   IF($M$36=\"Historical Data\",INDEX($G$52:$G$57,MATCH($M$38,$F$52:$F$57,0),1),\n         INDEX($H$58:$I$65,MATCH($M$38,$F$58:$F$65,0),MATCH($M$36,$H$51:$I$51,0))),\n   INDEX($H$58:$I$65,MATCH($F78,$F$58:$F$65,0),MATCH($M$36,$H$51:$I$51,0))\n\n\n))","v":0},null,{"$f":"IF($M$35=\"Actual\",0,IF($M$37=\"Fixed\",\n   IF($M$36=\"Historical Data\",INDEX($J$52:$J$57,MATCH($M$38,$F$52:$F$57,0),1),\n         INDEX($K$58:$L$65,MATCH($M$38,$F$58:$F$65,0),MATCH($M$36,$K$51:$L$51,0))),\n   INDEX($K$58:$L$65,MATCH($F78,$F$58:$F$65,0),MATCH($M$36,$K$51:$L$51,0))\n\n\n))","v":0},0,null,{"$f":"IF($M$35=\"Actual\",0,IF($M$37=\"Fixed\",\n   IF($M$36=\"Historical Data\",INDEX($M$52:$M$57,MATCH($M$38,$F$52:$F$57,0),1),\n         INDEX($N$58:$O$65,MATCH($M$38,$F$58:$F$65,0),MATCH($M$36,$N$51:$O$51,0))),\n   INDEX($N$58:$O$65,MATCH($F78,$F$58:$F$65,0),MATCH($M$36,$N$51:$O$51,0))\n\n\n))","v":0},0,null,{"$f":"IF($M$35=\"Actual\",0,IF($M$37=\"Fixed\",\n   IF($M$36=\"Historical Data\",INDEX($P$52:$P$57,MATCH($M$38,$F$52:$F$57,0),1),\n         INDEX($Q$58:$R$65,MATCH($M$38,$F$58:$F$65,0),MATCH($M$36,$Q$51:$R$51,0))),\n   INDEX($Q$58:$R$65,MATCH($F78,$F$58:$F$65,0),MATCH($M$36,$Q$51:$R$51,0))\n\n\n))","v":0},0,null,null,null,null,2021,{"$f":"IF($AA$36=\"Actual\",0,INDEX($X$51:$AU$75,VLOOKUP($AA$37,$A$88:$B$90,2,0)+IF($AA$37=\"Historical Data\",MATCH($AA$39,HistoricalYears,0),IF($AA$38=\"Fixed\",MATCH($AA$39,Year,0),MATCH($W78,Year,0))),X$49))","v":0},0,0,0,0,0,0,0,0,0,{"$f":"IF($AA$36=\"Actual\",0,INDEX($X$51:$AU$75,VLOOKUP($AA$37,$A$88:$B$90,2,0)+IF($AA$37=\"Historical Data\",MATCH($AA$39,HistoricalYears,0),IF($AA$38=\"Fixed\",MATCH($AA$39,Year,0),MATCH($W78,Year,0))),AH$49))","v":0},0,0,0,0,0,0,0,0,0,0,0,0,0]
[2014,2025,null,null,null,2023,null,{"$f":"IF($M$35=\"Actual\",0,IF($M$37=\"Fixed\",\n   IF($M$36=\"Historical Data\",INDEX($G$52:$G$57,MATCH($M$38,$F$52:$F$57,0),1),\n         INDEX($H$58:$I$65,MATCH($M$38,$F$58:$F$65,0),MATCH($M$36,$H$51:$I$51,0))),\n   INDEX($H$58:$I$65,MATCH($F79,$F$58:$F$65,0),MATCH($M$36,$H$51:$I$51,0))\n\n\n))","v":0},{"$f":"IF($M$35=\"Actual\",0,IF($M$37=\"Fixed\",\n   IF($M$36=\"Historical Data\",INDEX($G$52:$G$57,MATCH($M$38,$F$52:$F$57,0),1),\n         INDEX($H$58:$I$65,MATCH($M$38,$F$58:$F$65,0),MATCH($M$36,$H$51:$I$51,0))),\n   INDEX($H$58:$I$65,MATCH($F79,$F$58:$F$65,0),MATCH($M$36,$H$51:$I$51,0))\n\n\n))","v":0},null,0,0,null,0,0,null,0,0,null,null,null,null,2023,0,0,0,0,0,0,0,0,0,0,0,0,0,0,0,0,0,0,0,0,0,0,0,0]
[2015,2030,null,null,null,2025,null,0,0,null,0,0,null,0,0,null,0,0,null,null,null,null,2025,0,0,0,0,0,0,0,0,0,0,0,0,0,0,0,0,0,0,0,0,0,0,0,0]
[2016,2035,null,null,null,2030,null,0,0,null,0,0,null,0,0,null,0,0,null,null,null,null,2030,0,0,0,0,0,0,0,0,0,0,0,0,0,0,0,0,0,0,0,0,0,0,0,0]
[null,2040,null,null,null,2035,null,0,0,null,0,0,null,0,0,null,0,0,null,null,null,null,2035,0,0,0,0,0,0,0,0,0,0,0,0,0,0,0,0,0,0,0,0,0,0,0,0]
[null,2045,null,null,null,2040,null,0,0,null,0,0,null,0,0,null,0,0,null,null,null,null,2040,0,0,0,0,0,0,0,0,0,0,0,0,0,0,0,0,0,0,0,0,0,0,0,0]
[null,2050,null,null,null,2045,null,0,0,null,0,0,null,0,0,null,0,0,null,null,null,null,2045,0,0,0,0,0,0,0,0,0,0,0,0,0,0,0,0,0,0,0,0,0,0,0,0]
[null,null,null,null,null,2050,null,0,0,null,0,0,null,0,0,null,0,0,null,null,null,null,2050,0,0,0,0,0,0,0,0,0,0,0,0,0,0,0,0,0,0,0,0,0,0,0,0]
[null,null,null,null,null,null,{"$f":"G89&\" (thousand short tons)\"","v":"Annual SO2 (thousand short tons)"},null,null,{"$f":"J89&\" (thousand short tons)\"","v":"Annual CO2 (thousand short tons)"},null,null,{"$f":"M89&\" (thousand short tons)\"","v":"Annual NOx (thousand short tons)"},null,null,{"$f":"P89&\" (thousand short tons)\"","v":"Ozone Season NOx (thousand short tons)"}]
["Indexing Table"]
["Historical Data",0,null,null,null,null,"USE DYNAMIC NAMED RANGES FOR GRAPH AREAS"]
[{"$f":"B4","v":"Nov 2018 Updated Ref Case"},8,null,null,null,null,"Annual SO2",null,null,"Annual CO2",null,null,"Annual NOx",null,null,"Ozone Season NOx",null,null,null,null,null,"DETAILED CATEGORIES"]
[{"$f":"B5","v":0},17,null,null,null,null,"RPE_SO2EmissionsTotalThousandTons",null,null,"RPE_CO2EmissionsTotalThousandTons",null,null,"RPE_NOXEmissionsTotalThousandTons",null,null,"RPE_NOXEmissionsSummerThousandTons"]
[null,null,null,null,null,null,"Historical",{"$f":"H71","v":"Nov 2018 Updated Ref Case"},{"$f":"I71","v":0},"Historical",{"$f":"K71","v":"Nov 2018 Updated Ref Case"},{"$f":"L71","v":0},"Historical",{"$f":"N71","v":"Nov 2018 Updated Ref Case"},{"$f":"O71","v":0},"Historical",{"$f":"Q71","v":"Nov 2018 Updated Ref Case"},{"$f":"R71","v":0},null,null,null,null,null,"All Units","Biomass","Coal Steam","Combined Cycle","Combustion Turbine","Fossil Other","Fuel Cell","Geothermal","Hydro","IGCC","International Imports","Landfill Gas","Non-Fossil Other","Nuclear","O/G Steam","Offshore Wind","Pumped Storage","Solar PV","Solar Thermal","Wind","Coal 30% CCS","Coal 90% CCS","Coal W/CCS","NGCC w/CCS"]
[null,null,null,null,null,2012,{"$f":"IF(AND($M$37=\"Parallel\",OR($M$35=\"Absolute Change\",$M$35=\"Percent Change\")),NA(),IF($M$35=\"Percent Change\",(G52-G72)/G72,G52-G72))","v":3321.7345060000011},null,null,{"$f":"IF(AND($M$37=\"Parallel\",OR($M$35=\"Absolute Change\",$M$35=\"Percent Change\")),NA(),IF($M$35=\"Percent Change\",(J52-J72)/J72,J52-J72))","v":2208934.1348909996},null,null,{"$f":"IF(AND($M$37=\"Parallel\",OR($M$35=\"Absolute Change\",$M$35=\"Percent Change\")),NA(),IF($M$35=\"Percent Change\",(M52-M72)/M72,M52-M72))","v":1715.8469480000003},null,null,{"$f":"IF(AND($M$37=\"Parallel\",OR($M$35=\"Absolute Change\",$M$35=\"Percent Change\")),NA(),IF($M$35=\"Percent Change\",(P52-P72)/P72,P52-P72))","v":787.46597299999985},null,null,null,null,1,"Historical Data                        ",2011,{"$f":"IF($AA$36=\"Actual\",X51,IF($AA$38=\"Parallel\",\"\",X51-X$77))","v":4029565.2057049996},40357.789223000014,1739571.0350430002,733698.21896999993,56810.367849999995,0,56.634999999999998,15373.223000000002,319442.44540999999,1194.4209499999999,0,8909.8919219999989,26039.765404999998,790206.35209299996,174804.86320000002,0,238.43099999999998,1011.6530720000002,1035.2905819999999,120176.59862800001,0,0,0,0]
[null,null,null,null,null,2013,3245.1738469999987,null,null,2233849.6959250001,null,null,1725.690503,null,null,750.29746400000022,null,null,null,null,{"$f":"U92+1","v":2},null,2012,{"$f":"IF($AA$36=\"Actual\",X52,IF($AA$38=\"Parallel\",\"\",X52-X$77))","v":3971853.7597730006},40855.921668999988,1532126.4277250003,922939.09767999977,68785.679510000016,0,145.07997,15727.773625999998,276244.67760599998,1173.64526,0,9792.7961560000003,24858.003755000002,769331.482342,162926.22689999992,0,776.42500000000007,3450.5922960000007,1089.8209450000002,140821.71471999996,0,0,0,0]
[null,null,null,null,null,2014,3157.0922819999982,null,null,2233715.4815760003,null,null,1667.2321780000011,null,null,695.62110899999982,null,null,null,null,{"$f":"U93+1","v":3},null,2013,{"$f":"IF($AA$36=\"Actual\",X53,IF($AA$38=\"Parallel\",\"\",X53-X$77))","v":4009391.3301449958},42691.689021000013,1607446.0125899997,872799.9312100003,56241.242929999986,0,339.39234999999996,15933.91308,268565.382729,4154.1103899999998,0,10466.200566,23825.709827000002,789016.47300000011,139529.59735999999,0,553.59100000000001,8121.0001779999984,975.90719999999988,167839.745444,0,0,0,0]
[null,null,null,null,null,2015,2216.6843699999986,null,null,2093951.0266560011,null,null,1382.9763710000007,null,null,616.79623699999979,null,null,null,null,4,null,2014,{"$f":"IF($AA$36=\"Actual\",X54,IF($AA$38=\"Parallel\",\"\",X54-X$77))","v":4034924.5292459978},46680.909096999996,1599622.3824300005,882735.1726899998,57596.762279999974,0,538.15497000000005,15876.941000000003,259366.62186299995,6048.1796299999996,0,11255.083898000001,22531.503635000005,797165.98199999996,135096.99129000006,0,79.866,15249.662101000002,2492.6990880000003,181655.28179400004,0,0,0,0]
[null,null,null,null,null,2016,1490.2818350000002,null,null,1994074.4728859996,null,null,1204.5676150000002,null,null,554.0761950000001,null,null,null,null,5,null,2015,{"$f":"IF($AA$36=\"Actual\",X55,IF($AA$38=\"Parallel\",\"\",X55-X$77))","v":4006745.0464189989},45504.899211999997,1390807.8514000005,1046314.7547899997,74057.90727999997,0,694.46393999999987,15917.575000000001,249080.08483699997,9104.7887100000007,0,11339.171480000001,21897.679877000006,797177.87699999998,127331.50641,0,601.5440000000001,21665.951976000008,3327.9986260000001,190718.54770499998,0,0,0,0]
[null,null,null,null,null,2017,1340.1996729999998,null,null,1911086.0129759994,null,null,1064.0999879999997,null,null,465.41706299999976,null,null,null,null,6,null,2016,{"$f":"IF($AA$36=\"Actual\",X56,IF($AA$38=\"Parallel\",\"\",X56-X$77))","v":4001922.9353320012},47611.397648999984,1295888.4541900007,1074863.8119399997,89057.652619999993,0,746.71440099999995,15825.807000000003,267962.61407999991,8375.5918999999994,0,11259.601093999998,8346.2284309999995,805693.94799999997,110884.34357999999,0,1052.742,32670.424147000002,3308.3960000000002,226992.56212900003,0,0,0,0]
[null,null,null,null,null,2021,null,{"$f":"IF(AND(OR($M$35=\"Absolute Change\",$M$35=\"Percent Change\"),$M$37=\"Parallel\",$B$4=$M$36),NA(),IF($M$35=\"Percent Change\",(H58-H78)/H78,H58-H78))","v":862.40580498767008},{"$f":"IF(AND(OR($M$35=\"Absolute Change\",$M$35=\"Percent Change\"),$M$37=\"Parallel\",$B$5=$M$36),NA(),IF($M$35=\"Percent Change\",(I58-I78)/I78,I58-I78))","v":0},null,{"$f":"IF(AND(OR($M$35=\"Absolute Change\",$M$35=\"Percent Change\"),$M$37=\"Parallel\",$B$4=$M$36),NA(),IF($M$35=\"Percent Change\",(K58-K78)/K78,K58-K78))","v":1698996.7780802047},{"$f":"IF(AND(OR($M$35=\"Absolute Change\",$M$35=\"Percent Change\"),$M$37=\"Parallel\",$B$5=$M$36),NA(),IF($M$35=\"Percent Change\",(L58-L78)/L78,L58-L78))","v":0},null,{"$f":"IF(AND(OR($M$35=\"Absolute Change\",$M$35=\"Percent Change\"),$M$37=\"Parallel\",$B$4=$M$36),NA(),IF($M$35=\"Percent Change\",(N58-N78)/N78,N58-N78))","v":811.79834468508307},{"$f":"IF(AND(OR($M$35=\"Absolute Change\",$M$35=\"Percent Change\"),$M$37=\"Parallel\",$B$5=$M$36),NA(),IF($M$35=\"Percent Change\",(O58-O78)/O78,O58-O78))","v":0},null,{"$f":"IF(AND(OR($M$35=\"Absolute Change\",$M$35=\"Percent Change\"),$M$37=\"Parallel\",$B$4=$M$36),NA(),IF($M$35=\"Percent Change\",(Q58-Q78)/Q78,Q58-Q78))","v":380.35322326090289},{"$f":"IF(AND(OR($M$35=\"Absolute Change\",$M$35=\"Percent Change\"),$M$37=\"Parallel\",$B$5=$M$36),NA(),IF($M$35=\"Percent Change\",(R58-R78)/R78,R58-R78))","v":0},null,null,7]
[null,null,null,null,null,2023,null,888.49277428212724,0,null,1757543.5703523641,0,null,837.15519006306283,0,null,388.98528748347525,0,null,null,8,null,null,"All Units","Biomass","Coal Steam","Combined Cycle","Combustion Turbine","Fossil Other","Fuel Cell","Geothermal","Hydro","IGCC","International Imports","Landfill Gas","Non-Fossil Other","Nuclear","O/G Steam","Offshore Wind","Pumped Storage","Solar PV","Solar Thermal","Wind","Coal 30% CCS","Coal 90% CCS","Coal W/CCS","NGCC w/CCS"]
[null,null,null,null,null,2025,null,912.5580792577905,0,null,1774472.9592988896,0,null,844.36353544817894,0,null,386.69252859117313,0,null,null,9,{"$f":"V59","v":"Nov 2018 Updated Ref Case"},2021,{"$f":"IF($AA$36=\"Actual\",X59,X59-X78)","v":4078371.2658671062},2054.5601710000001,862808.85406988522,1550530.4421112263,25615.271972218001,3236.6413277009997,0,19292.489015088999,303211.28509393649,4289.456636424,6339.6119998569993,11426.048411622996,25728.788740965992,694343.75965620007,62880.224582662013,122.420639574793,6885.8659714719997,98073.023209070074,3101.7824370661019,398430.73982113646,{"$f":"IF($AA$36=\"Actual\",AR59,AR59-AR78)","v":0},0,0,0]
[null,null,null,null,null,2030,null,885.62763766691921,0,null,1742869.4768966197,0,null,810.12828550369306,0,null,384.74205523764971,0,null,null,10,null,2023,{"$f":"IF($AA$36=\"Actual\",X60,X60-X79)","v":4127758.358660866},2145.3396780000003,910210.08148244268,1563261.613638764,30217.29091233301,3236.6413228339993,0,20022.251772377,313008.41368438321,4289.456636424,6339.6119998510003,11425.849692096002,26217.819787936005,651533.66196283209,60429.102599755999,122.420639574793,8110.294067973,115655.98652509386,3101.7824370661019,398430.73982113646,0,0,0,0]
[null,null,null,null,null,2035,null,816.95485068683763,0,null,1718677.6515786571,0,null,752.84837768540331,0,null,374.33671519674027,0,null,null,11,null,2025,{"$f":"IF($AA$36=\"Actual\",X61,X61-X80)","v":4179207.3057892337},2322.2674580000003,914786.16016333713,1575993.5104524055,37770.613623382,3236.6413264500002,0,21189.937640052005,313747.76441556099,4289.456636424,6339.6119998569993,11426.048409192003,26752.047960139003,642652.74146510405,60813.683818365003,122.420639574793,9932.0113521769999,146299.86617101499,3101.7824370661019,398430.73982113646,0,0,0,0]
[null,null,null,null,null,2040,null,811.46384483627162,0,null,1768566.3591490169,0,null,742.17479951472535,0,null,372.84461708326148,0,null,null,12,null,2030,{"$f":"IF($AA$36=\"Actual\",X62,X62-X81)","v":4292750.9034581967},2099.7193424839998,877899.20391598414,1617051.7692618973,39304.577842819992,2956.3905369479999,0,21189.937642297002,315948.26328115299,4289.456636424,6339.6120008389998,9883.3610834479987,27704.760194805003,604008.72727826401,56912.758402440006,122.420639574793,10189.237135740001,199190.96599455227,3101.7824370661019,494557.95983146538,0,0,0,0]
[null,null,null,null,null,2045,null,817.0612839073184,0,null,1757656.0232029106,0,null,712.78827842795829,0,null,364.41649004130107,0,null,null,13,null,2035,{"$f":"IF($AA$36=\"Actual\",X63,X63-X82)","v":4414414.0720767193},2041.1964240000004,779563.86292480817,1812498.1290333152,54456.280331840011,2964.3933379889995,0,21189.937630749995,317735.0492487849,4289.456636424,6339.6120004869999,10264.353445321003,27794.894637061003,596552.33791845606,59631.905792292011,122.420639574793,10566.393718644003,205915.10609079082,3101.7824370661019,499386.95982912212,0,0,0,0]
[null,null,null,null,null,2050,null,762.08887375631957,0,null,1747669.9657916036,0,null,664.1932343914699,0,null,337.69980178552447,0,null,null,14,null,2040,{"$f":"IF($AA$36=\"Actual\",X64,X64-X83)","v":4571285.8110831892},2337.4992030000003,786142.47693391517,1970967.2524025317,55795.377943379972,3011.3736116339996,0,21189.937635420003,318740.90791234997,4289.456636424,6339.6119998869999,10395.929957537999,28110.916600691991,596552.33791845606,43900.783844882004,122.420639574793,10937.562842322001,206653.55581539741,3101.7824370661019,502696.62674872048,0,0,0,0]
[null,null,null,null,null,null,null,null,null,null,null,null,null,null,null,null,null,null,null,null,15,null,2045,{"$f":"IF($AA$36=\"Actual\",X65,X65-X84)","v":4723254.2698813938},2310.545036,777565.73713088303,2039571.0528874116,47955.11741616996,3099.1586989389994,0,21189.937636674,319496.85759884998,3954.6308145960002,6339.6120004869999,10623.318604816999,28126.906819932999,596552.33791845606,29541.988071146992,122.420639574793,10827.850710814,228886.89312381551,3101.7824370661019,593988.12233575468,0,0,0,0]
[null,null,null,null,null,null,null,null,null,null,null,null,null,null,null,null,null,null,null,null,16,null,2050,4905209.4428573288,2399.1495280000004,716455.4329133922,2251145.0574829043,52124.921617683969,3021.1411317879997,0,21189.937635713999,319496.85757665883,0,6339.6120004869999,10451.058982448998,28237.467967077984,579435.01335731999,15669.438712453999,122.420639574793,10229.378206782998,244817.41441411499,3101.7824370661019,640973.35825385712,0,0,0,0]
[null,null,null,null,null,null,null,null,null,null,null,null,null,null,null,null,null,null,null,null,17,null,null,"All Units","Biomass","Coal Steam","Combined Cycle","Combustion Turbine","Fossil Other","Fuel Cell","Geothermal","Hydro","IGCC","International Imports","Landfill Gas","Non-Fossil Other","Nuclear","O/G Steam","Offshore Wind","Pumped Storage","Solar PV","Solar Thermal","Wind","Coal 30% CCS","Coal 90% CCS","Coal W/CCS","NGCC w/CCS"]
[null,null,null,null,null,null,null,null,null,null,null,null,null,null,null,null,null,null,null,null,18,{"$f":"V68","v":0},2021,{"$f":"IF($AA$36=\"Actual\",X68,X68-X78)","v":0},0,0,0,0,0,0,0,0,0,0,0,0,0,0,0,0,0,0,0,{"$f":"IF($AA$36=\"Actual\",AR68,AR68-AR78)","v":0},0,0,0]
[null,"Hydro",null,null,null,null,null,null,null,null,null,null,null,null,null,null,null,null,null,null,19,null,2023,{"$f":"IF($AA$36=\"Actual\",X69,X69-X79)","v":0},0,0,0,0,0,0,0,0,0,0,0,0,0,0,0,0,0,0,0,0,0,0,0]
[null,"Nuclear",null,null,null,null,null,null,null,null,null,null,null,null,null,null,null,null,null,null,20,null,2025,{"$f":"IF($AA$36=\"Actual\",X70,X70-X80)","v":0},0,0,0,0,0,0,0,0,0,0,0,0,0,0,0,0,0,0,0,0,0,0,0]
[null,"Non-Fossil Other",null,null,null,null,null,null,null,null,null,null,null,null,null,null,null,null,null,null,21,null,2030,{"$f":"IF($AA$36=\"Actual\",X71,X71-X81)","v":0},0,0,0,0,0,0,0,0,0,0,0,0,0,0,0,0,0,0,0,0,0,0,0]
[null,"Fossil Other",null,null,null,null,null,null,null,null,null,null,null,null,null,null,null,null,null,null,22,null,2035,{"$f":"IF($AA$36=\"Actual\",X72,X72-X82)","v":0},0,0,0,0,0,0,0,0,0,0,0,0,0,0,0,0,0,0,0,0,0,0,0]
[null,"Coal Steam",null,null,null,null,null,null,null,null,null,null,null,null,null,null,null,null,null,null,23,null,2040,{"$f":"IF($AA$36=\"Actual\",X73,X73-X83)","v":0},0,0,0,0,0,0,0,0,0,0,0,0,0,0,0,0,0,0,0,0,0,0,0]
[null,"IGCC",null,null,null,null,null,null,null,null,null,null,null,null,null,null,null,null,null,null,24,null,2045,{"$f":"IF($AA$36=\"Actual\",X74,X74-X84)","v":0},0,0,0,0,0,0,0,0,0,0,0,0,0,0,0,0,0,0,0,0,0,0,0]
[null,"Combined Cycle",null,null,null,null,null,null,null,null,null,null,null,null,null,null,null,null,null,null,25,null,2050,0,0,0,0,0,0,0,0,0,0,0,0,0,0,0,0,0,0,0,0,0,0,0,0]
[null,"Combustion Turbine",null,null,null,null,null,null,null,null,null,null,null,null,null,null,null,null,null,null,26]
[null,"O/G Steam"]
[null,"Wind"]
[null,"Offshore Wind",null,null,null,null,null,null,null,null,null,null,null,null,null,null,null,null,null,null,null,"ROLLED UP CATEGORIES"]
[null,"Solar PV"]
[null,"Solar Thermal",null,null,null,null,null,null,null,null,null,null,null,null,null,null,null,null,null,null,null,null,null,"All Units","Coal","Combined Cycle","CT, O/G Steam, Other Fossil","Nuclear","Other","All Renewables","Coal w/CCS","NGCC w/CCS","All Fossil","All Non-Fossil","All Renewables Except Hydro","All CCS"]
[null,"Landfill Gas",null,null,null,null,null,null,null,null,null,null,null,null,null,null,null,null,null,null,1,"Historical Data",2011,{"$f":"IF($AH$38=\"Detailed\",\"\",IF(AND($AA$38=\"Parallel\",$AA$36=\"Absolue Change\"),\"\",X92))","v":4029565.2057049996},{"$f":"IF($AH$38=\"Detailed\",\"\",IF(AND($AA$38=\"Parallel\",$AA$36=\"Absolue Change\"),\"\",Z92+AG92))","v":1740765.4559930002},{"$f":"IF($AH$38=\"Detailed\",\"\",IF(AND($AA$38=\"Parallel\",$AA$36=\"Absolue Change\"),\"\",AA92))","v":733698.21896999993},{"$f":"IF($AH$38=\"Detailed\",\"\",IF(AND($AA$38=\"Parallel\",$AA$36=\"Absolue Change\"),\"\",AB92+AC92+AL92))","v":231615.23105},{"$f":"IF($AH$38=\"Detailed\",\"\",IF(AND($AA$38=\"Parallel\",$AA$36=\"Absolue Change\"),\"\",AK92))","v":790206.35209299996},{"$f":"IF($AH$38=\"Detailed\",\"\",IF(AND($AA$38=\"Parallel\",$AA$36=\"Absolue Change\"),\"\",AD92+AH92+AJ92+AN92))","v":26334.831404999997},{"$f":"IF($AH$38=\"Detailed\",\"\",IF(AND($AA$38=\"Parallel\",$AA$36=\"Absolue Change\"),\"\",Y92+AE92+AF92+AI92+AM92+AO92+AP92+AQ92))","v":506306.89183699997},{"$f":"IF($AH$38=\"Detailed\",\"\",IF(AND($AA$38=\"Parallel\",$AA$36=\"Absolue Change\"),\"\",AR92+AS92+AT92))","v":0},{"$f":"IF($AH$38=\"Detailed\",\"\",IF(AND($AA$38=\"Parallel\",$AA$36=\"Absolue Change\"),\"\",AU92))","v":0},{"$f":"SUM(Y123:AA123,AE123:AF123)","v":2706078.9060130003},{"$f":"SUM(AB123:AD123)","v":1322848.0753349999},{"$f":"AD123-AF92","v":186864.44642699999},{"$f":"AE123+AF123","v":0}]
[null,"Geothermal",null,null,null,null,null,null,null,null,null,null,null,null,null,null,null,null,null,null,{"$f":"U123+1","v":2},null,2012,3971853.7597730006,1533300.0729850002,922939.09767999977,231711.90640999994,769331.482342,25779.508725,487983.29701799992,0,0,2687951.0770749999,1283094.2880849999,211738.61941199994,0]
[null,"Biomass",null,null,null,null,null,null,null,null,null,null,null,null,null,null,null,null,null,null,{"$f":"U124+1","v":3},null,2013,4009391.3301449958,1611600.1229799998,872799.9312100003,195770.84028999996,789016.47300000011,24718.693177000001,514593.83821800008,0,0,2680170.8944800003,1328329.0043950002,246028.45548900007,0]
[null,"Fuel Cell",null,null,null,null,null,null,null,null,null,null,null,null,null,null,null,null,null,null,4,null,2014,4034924.5292459978,1605670.5620600004,882735.1726899998,192693.75357000003,797165.98199999996,23149.524605000006,532577.19884099998,0,0,2681099.4883200005,1352892.705446,273210.576978,0]
[null,"International Imports",null,null,null,null,null,null,null,null,null,null,null,null,null,null,null,null,null,null,5,null,2015,4006745.0464189989,1399912.6401100005,1046314.7547899997,201389.41368999996,797177.87699999998,23193.687817000009,537554.22883599997,0,0,2647616.80859,1357925.7936529999,288474.14399899996,0]
[null,"Pumped Storage",null,null,null,null,null,null,null,null,null,null,null,null,null,null,null,null,null,null,6,null,2016,4001922.9353320012,1304264.0460900008,1074863.8119399997,199941.99619999999,805693.94799999997,10145.684831999999,605630.80209899996,0,0,2579069.8542300006,1421470.434931,337668.18801900005,0]
[null,null,null,null,null,null,null,null,null,null,null,null,null,null,null,null,null,null,null,null,7]
[null,null,null,null,null,null,null,null,null,null,null,null,null,null,null,null,null,null,null,null,8,null,null,"All Units","Coal","Combined Cycle","CT, O/G Steam, Other Fossil","Nuclear","Other","All Renewables","Coal w/CCS","NGCC w/CCS","All Fossil","All Non-Fossil","All Renewables Except Hydro","All CCS"]
[null,"Biomass Co-firing",null,null,null,null,null,null,null,null,null,null,null,null,null,null,null,null,null,null,9,{"$f":"V59","v":"Nov 2018 Updated Ref Case"},2021,{"$f":"IF($AH$38=\"Detailed\",\"\",X100)","v":4078371.2658671062},{"$f":"IF($AH$38=\"Detailed\",\"\",Z100+AG100)","v":867098.31070630916},{"$f":"IF($AH$38=\"Detailed\",\"\",AA100)","v":1550530.4421112263},{"$f":"IF($AH$38=\"Detailed\",\"\",AB100+AC100+AL100)","v":91732.13788258101},{"$f":"IF($AH$38=\"Detailed\",\"\",AK100)","v":694343.75965620007},{"$f":"IF($AH$38=\"Detailed\",\"\",AD100+AH100+AJ100+AN100)","v":38954.266712294993},{"$f":"IF($AH$38=\"Detailed\",\"\",Y100+AE100+AF100+AI100+AM100+AO100+AP100+AQ100)","v":835712.34879849595},{"$f":"IF($AH$38=\"Detailed\",\"\",IF(AND($AA$38=\"Parallel\",$AA$36=\"Absolue Change\"),\"\",AR100+AS100+AT100))","v":0},{"$f":"IF($AH$38=\"Detailed\",\"\",IF(AND($AA$38=\"Parallel\",$AA$36=\"Absolue Change\"),\"\",AU100))","v":0},{"$f":"SUM(Y131:AA131,AE131:AF131)","v":2509360.8907001163},{"$f":"SUM(AB131:AD131)","v":1569010.375166991},{"$f":"AD131-AF100","v":532501.06370455946},{"$f":"AE131+AF131","v":0}]
[null,"PC (w/biomass)",null,null,null,null,null,null,null,null,null,null,null,null,null,null,null,null,null,null,10,null,2023,4127758.358660866,914499.53811886662,1563261.613638764,93883.034834923019,651533.66196283209,40667.725855760007,863912.78424972738,0,0,2571644.1865925537,{"$f":"SUM(AB132:AD132)","v":1556114.1720683195},{"$f":"AD132-AF101","v":550904.37056534411},0]
[null,"IGCC - CCS",null,null,null,null,null,null,null,null,null,null,null,null,null,null,null,null,null,null,11,null,2025,4179207.3057892337,919075.61679976108,1575993.5104524055,101820.938768197,642652.74146510405,43023.671312172999,896640.82699159731,0,0,2596890.0660203635,1582317.2397688744,582893.06257603632,0]
[null,"Combined Cycle - CCS",null,null,null,null,null,null,null,null,null,null,null,null,null,null,null,null,null,null,12,null,2030,4292750.9034581967,882188.66055240808,1617051.7692618973,99173.726782207988,604008.72727826401,44233.60933138401,1046094.4102520405,0,0,2598414.156596513,1694336.7468616886,730146.14697088744,0]
[null,"Coal 30% CCS",null,null,null,null,null,null,null,null,null,null,null,null,null,null,null,null,null,null,13,null,2035,4414414.0720767193,783853.31956123211,1812498.1290333152,117052.57946212102,596552.33791845606,44700.900356192004,1059756.8057454098,0,0,2713404.0280566686,1701010.0440200579,742021.7564966249,0]
[null,"Coal 90% CCS",null,null,null,null,null,null,null,null,null,null,null,null,null,null,null,null,null,null,14,null,2040,4571285.8110831892,790431.93357033911,1970967.2524025317,102707.53539989598,596552.33791845606,45388.091442900986,1065238.6603490666,0,0,2864106.7213727669,1707179.0897104237,746497.75243671658,0]
[null,"Coal w/CCS",null,null,null,null,null,null,null,null,null,null,null,null,null,null,null,null,null,null,15,null,2045,4723254.2698813938,781520.367945479,2039571.0528874116,80596.264186255954,596552.33791845606,45294.369531233999,1179719.877412552,0,0,2901687.6850191467,1821566.584862242,860223.01981370198,0]
[null,"NGCC w/CCS",null,null,null,null,null,null,null,null,null,null,null,null,null,null,null,null,null,null,16,null,2050,4905209.4428573288,{"$f":"IF($AH$38=\"Detailed\",\"\",Z107+AG107)","v":716455.4329133922},{"$f":"IF($AH$38=\"Detailed\",\"\",AA107)","v":2251145.0574829043},{"$f":"IF($AH$38=\"Detailed\",\"\",AB107+AC107+AL107)","v":70815.50146192596},{"$f":"IF($AH$38=\"Detailed\",\"\",AK107)","v":579435.01335731999},{"$f":"IF($AH$38=\"Detailed\",\"\",AD107+AH107+AJ107+AN107)","v":44806.458174347979},{"$f":"IF($AH$38=\"Detailed\",\"\",Y107+AE107+AF107+AI107+AM107+AO107+AP107+AQ107)","v":1242551.9794674348},0,0,3038415.9918582225,{"$f":"SUM(AB138:AD138)","v":1866793.4509991028},{"$f":"AD138-AF107","v":923055.12189077598},0]
[null,null,null,null,null,null,null,null,null,null,null,null,null,null,null,null,null,null,null,null,17,null,null,"All Units","Coal","Combined Cycle","CT, O/G Steam, Other Fossil","Nuclear","Other","All Renewables","Coal w/CCS","NGCC w/CCS","All Fossil","All Non-Fossil","All Renewables Except Hydro","All CCS"]
[null,null,null,null,null,null,null,null,null,null,null,null,null,null,null,null,null,null,null,null,18,{"$f":"V68","v":0},2021,{"$f":"IF($AH$38=\"Detailed\",\"\",X109)","v":0},{"$f":"IF($AH$38=\"Detailed\",\"\",Z109+AG109)","v":0},{"$f":"IF($AH$38=\"Detailed\",\"\",AA109)","v":0},{"$f":"IF($AH$38=\"Detailed\",\"\",AB109+AC109+AL109)","v":0},{"$f":"IF($AH$38=\"Detailed\",\"\",AK109)","v":0},{"$f":"IF($AH$38=\"Detailed\",\"\",AD109+AH109+AJ109+AN109)","v":0},{"$f":"IF($AH$38=\"Detailed\",\"\",Y109+AE109+AF109+AI109+AM109+AO109+AP109+AQ109)","v":0},{"$f":"IF($AH$38=\"Detailed\",\"\",IF(AND($AA$38=\"Parallel\",$AA$36=\"Absolue Change\"),\"\",AR109+AS109+AT109))","v":0},{"$f":"IF($AH$38=\"Detailed\",\"\",IF(AND($AA$38=\"Parallel\",$AA$36=\"Absolue Change\"),\"\",AU109))","v":0},{"$f":"SUM(Y140:AA140,AE140:AF140)","v":0},{"$f":"SUM(AB140:AD140)","v":0},{"$f":"AD140-AF109","v":0},{"$f":"AE140+AF140","v":0}]
[null,null,null,null,null,null,null,null,null,null,null,null,null,null,null,null,null,null,null,null,19,null,2023,0,0,0,0,0,0,0,0,0,0,{"$f":"SUM(AB141:AD141)","v":0},{"$f":"AD141-AF110","v":0},0]
[null,null,null,null,null,null,null,null,null,null,null,null,null,null,null,null,null,null,null,null,20,null,2025,0,0,0,0,0,0,0,0,0,0,0,0,0]
[null,null,null,null,null,null,null,null,null,null,null,null,null,null,null,null,null,null,null,null,21,null,2030,0,0,0,0,0,0,0,0,0,0,0,0,0]
[null,null,null,null,null,null,null,null,null,null,null,null,null,null,null,null,null,null,null,null,22,null,2035,0,0,0,0,0,0,0,0,0,0,0,0,0]
[null,null,null,null,null,null,null,null,null,null,null,null,null,null,null,null,null,null,null,null,23,null,2040,0,0,0,0,0,0,0,0,0,0,0,0,0]
[null,null,null,null,null,null,null,null,null,null,null,null,null,null,null,null,null,null,null,null,24,null,2045,0,0,0,0,0,0,0,0,0,0,0,0,0]
[null,null,null,null,null,null,null,null,null,null,null,null,null,null,null,null,null,null,null,null,null,null,2050,0,{"$f":"IF($AH$38=\"Detailed\",\"\",Z116+AG116)","v":0},{"$f":"IF($AH$38=\"Detailed\",\"\",AA116)","v":0},{"$f":"IF($AH$38=\"Detailed\",\"\",AB116+AC116+AL116)","v":0},{"$f":"IF($AH$38=\"Detailed\",\"\",AK116)","v":0},{"$f":"IF($AH$38=\"Detailed\",\"\",AD116+AH116+AJ116+AN116)","v":0},{"$f":"IF($AH$38=\"Detailed\",\"\",Y116+AE116+AF116+AI116+AM116+AO116+AP116+AQ116)","v":0},0,0,0,{"$f":"SUM(AB147:AD147)","v":0},{"$f":"AD147-AF116","v":0},0]
[]
[null,null,null,null,null,null,null,null,null,null,null,null,null,null,null,null,null,null,null,null,null,"HIGHLIGHT SINGLE"]
[null,"Coal",null,null,null,null,null,null,null,null,null,null,null,null,null,null,null,null,null,null,null,null,null,null,null,null,"Lookuptable"]
[null,"Combined Cycle",null,null,null,null,null,null,null,null,null,null,null,null,null,null,null,null,null,null,null,null,null,"All Other Units",{"$f":"AH39","v":"*All Renewables Except Hydro"},null,{"$f":"VLOOKUP($AH$39,$AF$151:$AH$182,3,0)","v":2},null,null,null,null,"*All Fossil","All Fossil",2]
[null,"CT, O/G Steam, Other Fossil",null,null,null,null,null,null,null,null,null,null,null,null,null,null,null,null,null,null,1,"Historical",2011,{"$f":"IF($AH$38=\"Detailed\",\"\",IF(AND($AA$38=\"Parallel\",$AA$36=\"Absolue Change\"),\"\",X92-Y152))","v":3842700.7592779994},{"$f":"IF($AH$38=\"Detailed\",\"\",IF(AND($AA$38=\"Parallel\",$AA$36=\"Absolue Change\"),\"\",\n      IF($AA$151=1,HLOOKUP($AA$152,$X$91:$AU$98,MATCH($W152,$W$91:$W$98,0),0),\n      HLOOKUP($AA$152,$X$122:$AJ$129,MATCH($W152,$W$122:$W$129,0), 0))))","v":186864.44642699999},null,{"$f":"VLOOKUP($AH$39,$AF$151:$AH$182,2,0)","v":"All Renewables Except Hydro"},null,null,null,null,"*All Non-Fossil","All Non-Fossil",2]
[null,"Nuclear",null,null,null,null,null,null,null,null,null,null,null,null,null,null,null,null,null,null,{"$f":"U152+1","v":2},null,2012,3760115.1403610008,211738.61941199994,null,null,null,null,null,null,"All Coal","Coal",2]
[null,"Other",null,null,null,null,null,null,null,null,null,null,null,null,null,null,null,null,null,null,{"$f":"U153+1","v":3},null,2013,3763362.8746559955,246028.45548900007,null,null,null,null,null,null,"--Coal Steam","Coal Steam",1]
[null,"All Renewables",null,null,null,null,null,null,null,null,null,null,null,null,null,null,null,null,null,null,4,null,2014,3761713.9522679979,273210.576978,null,null,null,null,null,null,"--IGCC","IGCC",1]
[null,"Coal w/CCS",null,null,null,null,null,null,null,null,null,null,null,null,null,null,null,null,null,null,5,null,2015,3718270.9024199988,288474.14399899996,null,null,null,null,null,null,"Combined Cycle","Combined Cycle",1]
[null,"NGCC w/CCS",null,null,null,null,null,null,null,null,null,null,null,null,null,null,null,null,null,null,6,null,2016,3664254.7473130012,337668.18801900005,null,null,null,null,null,null,"*CT, O/G Steam, Other Fossil","CT, O/G Steam, Other Fossil",2]
[null,null,null,null,null,null,null,null,null,null,null,null,null,null,null,null,null,null,null,null,7,null,null,null,null,null,null,null,null,null,null,"Combustion Turbine","Combustion Turbine",1]
[null,null,null,null,null,null,null,null,null,null,null,null,null,null,null,null,null,null,null,null,8,null,null,null,null,null,null,null,null,null,null,"O/G Steam","O/G Steam",1]
[null,null,null,null,null,null,null,null,null,null,null,null,null,null,null,null,null,null,null,null,9,{"$f":"V131","v":"Nov 2018 Updated Ref Case"},2021,{"$f":"IF($AH$38=\"Detailed\",\"\",X100-Y160)","v":4078371.2658671062},{"$f":"IF($AH$38<>\"Highlight Single\",0,\n      IF($AA$151=1,HLOOKUP($AA$152,$X$99:$AU$107,MATCH($W160,$W$99:$W$107,0),0),\n      HLOOKUP($AA$152,$X$130:$AJ$138,MATCH($W160,$W$130:$W$138,0), 0)))","v":0},null,null,null,null,null,null,"Fossil Other","Fossil Other",1]
[null,null,null,null,null,null,null,null,null,null,null,null,null,null,null,null,null,null,null,null,10,null,2023,4127758.358660866,{"$f":"IF($AH$38<>\"Highlight Single\",0,\n      IF($AA$151=1,HLOOKUP($AA$152,$X$99:$AU$107,MATCH($W161,$W$99:$W$107,0),0),\n      HLOOKUP($AA$152,$X$130:$AJ$138,MATCH($W161,$W$130:$W$138,0), 0)))","v":0},null,null,null,null,null,null,"Nuclear","Nuclear",1]
[null,null,null,null,null,null,null,null,null,null,null,null,null,null,null,null,null,null,null,null,11,null,2025,4179207.3057892337,0,null,null,null,null,null,null,"*All CCS",null,2]
[null,null,null,null,null,null,null,null,null,null,null,null,null,null,null,null,null,null,null,null,12,null,2030,4292750.9034581967,0,null,null,null,null,null,null,"All Coal w/CCS",null,2]
[null,null,null,null,null,null,null,null,null,null,null,null,null,null,null,null,null,null,null,null,13,null,2035,4414414.0720767193,0,null,null,null,null,null,null,"--Coal 30% CCS","Coal 30% CCS",1]
[null,null,null,null,null,null,null,null,null,null,null,null,null,null,null,null,null,null,null,null,14,null,2040,4571285.8110831892,0,null,null,null,null,null,null,"--Coal 90% CCS","Coal 90% CCS",1]
[null,null,null,null,null,null,null,null,null,null,null,null,null,null,null,null,null,null,null,null,15,null,2045,4723254.2698813938,0,null,null,null,null,null,null,"--Coal w/CCS","Coal w/CCS",1]
[null,null,null,null,null,null,null,null,null,null,null,null,null,null,null,null,null,null,null,null,16,null,2050,{"$f":"IF($AH$38=\"Detailed\",\"\",X107-Y167)","v":4905209.4428573288},0,null,null,null,null,null,null,"NGCC w/CCS","NGCC w/CCS",1]
[null,null,null,null,null,null,null,null,null,null,null,null,null,null,null,null,null,null,null,null,17,null,null,null,null,null,null,null,null,null,null,"*All Renewables","All Renewables",2]
[null,null,null,null,null,null,null,null,null,null,null,null,null,null,null,null,null,null,null,null,18,{"$f":"V140","v":0},2021,{"$f":"IF($AH$38=\"Detailed\",\"\",X109-Y169)","v":0},{"$f":"IF($AH$38<>\"Highlight Single\",0,\n      IF($AA$151=1,HLOOKUP($AA$152,$X$108:$AU$117,MATCH($W169,$W$108:$W$117,0),0),\n      HLOOKUP($AA$152,$X$139:$AJ$147,MATCH($W169,$W$139:$W$147,0), 0)))","v":0},null,null,null,null,null,null,"*All Renewables Except Hydro","All Renewables Except Hydro",2]
["Heat Input_Ozone Season","RPE_FuelConsumptionSummerTBtu",null,null,null,null,null,null,null,null,null,null,null,null,null,null,null,null,null,null,19,null,2023,0,{"$f":"IF($AH$38<>\"Highlight Single\",0,\n      IF($AA$151=1,HLOOKUP($AA$152,$X$108:$AU$117,MATCH($W170,$W$108:$W$117,0),0),\n      HLOOKUP($AA$152,$X$139:$AJ$147,MATCH($W170,$W$139:$W$147,0), 0)))","v":0},null,null,null,null,null,null,"--Biomass","Biomass",1]
["Heat Input_Annual","RPE_FuelConsumptionTotalTBtu",null,null,null,null,null,null,null,null,null,null,null,null,null,null,null,null,null,null,20,null,2025,0,0,null,null,null,null,null,null,"--Geothermal","Geothermal",1]
["Generation_Ozone Season","RPE_GenerationSummerGWh",null,null,null,null,null,null,null,null,null,null,null,null,null,null,null,null,null,null,21,null,2030,0,0,null,null,null,null,null,null,"--Hydro","Hydro",1]
["Generation_Annual","RPE_GenerationTotalGWh",null,null,null,null,null,null,null,null,null,null,null,null,null,null,null,null,null,null,22,null,2035,0,0,null,null,null,null,null,null,"--Landfill Gas","Landfill Gas",1]
["Capacity","RPE_DispatchableCapacityMW",null,null,null,null,null,null,null,null,null,null,null,null,null,null,null,null,null,null,23,null,2040,0,0,null,null,null,null,null,null,"--Solar PV","Solar PV",1]
[null,null,null,null,null,null,null,null,null,null,null,null,null,null,null,null,null,null,null,null,24,null,2045,0,0,null,null,null,null,null,null,"--Solar Thermal","Solar Thermal",1]
["Heat Input_Ozone Season",1,null,null,null,null,null,null,null,null,null,null,null,null,null,null,null,null,null,null,25,null,2050,{"$f":"IF($AH$38=\"Detailed\",\"\",X116-Y176)","v":0},0,null,null,null,null,null,null,"--Offshore Wind","Offshore Wind",1]
["Heat Input_Annual",2,null,null,null,null,null,null,null,null,null,null,null,null,null,null,null,null,null,null,null,null,null,null,null,null,null,null,null,null,null,"--Wind","Wind",1]
["Generation_Ozone Season",3,null,null,null,null,null,null,null,null,null,null,null,null,null,null,null,null,null,null,null,null,null,null,null,null,null,null,null,null,null,"*All Other","Other",2]
["Generation_Annual",4,null,null,null,null,null,null,null,null,null,null,null,null,null,null,null,null,null,null,null,null,null,null,null,null,null,null,null,null,null,"--Fuel Cell",null,1]
["Capacity_Ozone Season",5,null,null,null,null,null,null,null,null,null,null,null,null,null,null,null,null,null,null,null,null,null,null,null,null,null,null,null,null,null,"--International Imports",null,1]
["Capacity_Annual",5,null,null,null,null,null,null,null,null,null,null,null,null,null,null,null,null,null,null,null,null,null,null,null,null,null,null,null,null,null,"--Non-Fossil Other",null,1]
[null,null,null,null,null,null,null,null,null,null,null,null,null,null,null,null,null,null,null,null,null,null,null,null,null,null,null,null,null,null,null,"--Pumped Storage",null,1]
[]
[]
[null,null,null,null,null,null,null,null,null,null,null,null,null,null,null,null,null,null,null,null,null,null,null,"All Units","Hydro","Nuclear","Non-Fossil Other","Fossil Other","Coal Steam","IGCC","Combined Cycle","Combustion Turbine","O/G Steam","Wind","Offshore Wind","Solar PV","Solar Thermal","Landfill Gas","Geothermal","Biomass","Fuel Cell","International Imports","Pumped Storage","Coal 30% CCS","Coal 90% CCS","Coal W/CCS","NGCC w/CCS"]
[null,null,null,null,null,null,null,null,null,null,null,null,null,null,null,null,null,null,null,null,1,{"$f":"AN36","v":"Historical Data"},{"$f":"AN37","v":2016},{"$f":"IF($V186=\"Historical Data\",INDEX($X$51:$AU$57,MATCH($W186,$W$51:$W$57,0),MATCH(X$185,$X$50:$AU$50,0)),\n     IF($V186=$V$59,INDEX($X$59:$AU$66,MATCH($W186,$W$59:$W$66,0),MATCH(X$185,$X$50:$AU$50,0)),\n                                   INDEX($X$68:$AU75,MATCH($W186,$W$68:$W$75,0),MATCH(X$185,$X$50:$AU$50,0))))","v":4001922.9353320012},{"$f":"IF($V186=\"Historical Data\",INDEX($X$51:$AU$57,MATCH($W186,$W$51:$W$57,0),MATCH(Y$185,$X$50:$AU$50,0)),\n     IF($V186=$V$59,INDEX($X$59:$AU$66,MATCH($W186,$W$59:$W$66,0),MATCH(Y$185,$X$50:$AU$50,0)),\n                                   INDEX($X$68:$AU75,MATCH($W186,$W$68:$W$75,0),MATCH(Y$185,$X$50:$AU$50,0))))","v":267962.61407999991},{"$f":"IF($V186=\"Historical Data\",INDEX($X$51:$AU$57,MATCH($W186,$W$51:$W$57,0),MATCH(Z$185,$X$50:$AU$50,0)),\n     IF($V186=$V$59,INDEX($X$59:$AU$66,MATCH($W186,$W$59:$W$66,0),MATCH(Z$185,$X$50:$AU$50,0)),\n                                   INDEX($X$68:$AU75,MATCH($W186,$W$68:$W$75,0),MATCH(Z$185,$X$50:$AU$50,0))))","v":805693.94799999997},{"$f":"IF($V186=\"Historical Data\",INDEX($X$51:$AU$57,MATCH($W186,$W$51:$W$57,0),MATCH(AA$185,$X$50:$AU$50,0)),\n     IF($V186=$V$59,INDEX($X$59:$AU$66,MATCH($W186,$W$59:$W$66,0),MATCH(AA$185,$X$50:$AU$50,0)),\n                                   INDEX($X$68:$AU75,MATCH($W186,$W$68:$W$75,0),MATCH(AA$185,$X$50:$AU$50,0))))","v":8346.2284309999995},{"$f":"IF($V186=\"Historical Data\",INDEX($X$51:$AU$57,MATCH($W186,$W$51:$W$57,0),MATCH(AB$185,$X$50:$AU$50,0)),\n     IF($V186=$V$59,INDEX($X$59:$AU$66,MATCH($W186,$W$59:$W$66,0),MATCH(AB$185,$X$50:$AU$50,0)),\n                                   INDEX($X$68:$AU75,MATCH($W186,$W$68:$W$75,0),MATCH(AB$185,$X$50:$AU$50,0))))","v":0},{"$f":"IF($V186=\"Historical Data\",INDEX($X$51:$AU$57,MATCH($W186,$W$51:$W$57,0),MATCH(AC$185,$X$50:$AU$50,0)),\n     IF($V186=$V$59,INDEX($X$59:$AU$66,MATCH($W186,$W$59:$W$66,0),MATCH(AC$185,$X$50:$AU$50,0)),\n                                   INDEX($X$68:$AU75,MATCH($W186,$W$68:$W$75,0),MATCH(AC$185,$X$50:$AU$50,0))))","v":1295888.4541900007},{"$f":"IF($V186=\"Historical Data\",INDEX($X$51:$AU$57,MATCH($W186,$W$51:$W$57,0),MATCH(AD$185,$X$50:$AU$50,0)),\n     IF($V186=$V$59,INDEX($X$59:$AU$66,MATCH($W186,$W$59:$W$66,0),MATCH(AD$185,$X$50:$AU$50,0)),\n                                   INDEX($X$68:$AU75,MATCH($W186,$W$68:$W$75,0),MATCH(AD$185,$X$50:$AU$50,0))))","v":8375.5918999999994},{"$f":"IF($V186=\"Historical Data\",INDEX($X$51:$AU$57,MATCH($W186,$W$51:$W$57,0),MATCH(AE$185,$X$50:$AU$50,0)),\n     IF($V186=$V$59,INDEX($X$59:$AU$66,MATCH($W186,$W$59:$W$66,0),MATCH(AE$185,$X$50:$AU$50,0)),\n                                   INDEX($X$68:$AU75,MATCH($W186,$W$68:$W$75,0),MATCH(AE$185,$X$50:$AU$50,0))))","v":1074863.8119399997},{"$f":"IF($V186=\"Historical Data\",INDEX($X$51:$AU$57,MATCH($W186,$W$51:$W$57,0),MATCH(AF$185,$X$50:$AU$50,0)),\n     IF($V186=$V$59,INDEX($X$59:$AU$66,MATCH($W186,$W$59:$W$66,0),MATCH(AF$185,$X$50:$AU$50,0)),\n                                   INDEX($X$68:$AU75,MATCH($W186,$W$68:$W$75,0),MATCH(AF$185,$X$50:$AU$50,0))))","v":89057.652619999993},{"$f":"IF($V186=\"Historical Data\",INDEX($X$51:$AU$57,MATCH($W186,$W$51:$W$57,0),MATCH(AG$185,$X$50:$AU$50,0)),\n     IF($V186=$V$59,INDEX($X$59:$AU$66,MATCH($W186,$W$59:$W$66,0),MATCH(AG$185,$X$50:$AU$50,0)),\n                                   INDEX($X$68:$AU75,MATCH($W186,$W$68:$W$75,0),MATCH(AG$185,$X$50:$AU$50,0))))","v":110884.34357999999},{"$f":"IF($V186=\"Historical Data\",INDEX($X$51:$AU$57,MATCH($W186,$W$51:$W$57,0),MATCH(AH$185,$X$50:$AU$50,0)),\n     IF($V186=$V$59,INDEX($X$59:$AU$66,MATCH($W186,$W$59:$W$66,0),MATCH(AH$185,$X$50:$AU$50,0)),\n                                   INDEX($X$68:$AU75,MATCH($W186,$W$68:$W$75,0),MATCH(AH$185,$X$50:$AU$50,0))))","v":226992.56212900003},{"$f":"IF($V186=\"Historical Data\",INDEX($X$51:$AU$57,MATCH($W186,$W$51:$W$57,0),MATCH(AI$185,$X$50:$AU$50,0)),\n     IF($V186=$V$59,INDEX($X$59:$AU$66,MATCH($W186,$W$59:$W$66,0),MATCH(AI$185,$X$50:$AU$50,0)),\n                                   INDEX($X$68:$AU75,MATCH($W186,$W$68:$W$75,0),MATCH(AI$185,$X$50:$AU$50,0))))","v":0},{"$f":"IF($V186=\"Historical Data\",INDEX($X$51:$AU$57,MATCH($W186,$W$51:$W$57,0),MATCH(AJ$185,$X$50:$AU$50,0)),\n     IF($V186=$V$59,INDEX($X$59:$AU$66,MATCH($W186,$W$59:$W$66,0),MATCH(AJ$185,$X$50:$AU$50,0)),\n                                   INDEX($X$68:$AU75,MATCH($W186,$W$68:$W$75,0),MATCH(AJ$185,$X$50:$AU$50,0))))","v":32670.424147000002},{"$f":"IF($V186=\"Historical Data\",INDEX($X$51:$AU$57,MATCH($W186,$W$51:$W$57,0),MATCH(AK$185,$X$50:$AU$50,0)),\n     IF($V186=$V$59,INDEX($X$59:$AU$66,MATCH($W186,$W$59:$W$66,0),MATCH(AK$185,$X$50:$AU$50,0)),\n                                   INDEX($X$68:$AU75,MATCH($W186,$W$68:$W$75,0),MATCH(AK$185,$X$50:$AU$50,0))))","v":3308.3960000000002},{"$f":"IF($V186=\"Historical Data\",INDEX($X$51:$AU$57,MATCH($W186,$W$51:$W$57,0),MATCH(AL$185,$X$50:$AU$50,0)),\n     IF($V186=$V$59,INDEX($X$59:$AU$66,MATCH($W186,$W$59:$W$66,0),MATCH(AL$185,$X$50:$AU$50,0)),\n                                   INDEX($X$68:$AU75,MATCH($W186,$W$68:$W$75,0),MATCH(AL$185,$X$50:$AU$50,0))))","v":11259.601093999998},{"$f":"IF($V186=\"Historical Data\",INDEX($X$51:$AU$57,MATCH($W186,$W$51:$W$57,0),MATCH(AM$185,$X$50:$AU$50,0)),\n     IF($V186=$V$59,INDEX($X$59:$AU$66,MATCH($W186,$W$59:$W$66,0),MATCH(AM$185,$X$50:$AU$50,0)),\n                                   INDEX($X$68:$AU75,MATCH($W186,$W$68:$W$75,0),MATCH(AM$185,$X$50:$AU$50,0))))","v":15825.807000000003},{"$f":"IF($V186=\"Historical Data\",INDEX($X$51:$AU$57,MATCH($W186,$W$51:$W$57,0),MATCH(AN$185,$X$50:$AU$50,0)),\n     IF($V186=$V$59,INDEX($X$59:$AU$66,MATCH($W186,$W$59:$W$66,0),MATCH(AN$185,$X$50:$AU$50,0)),\n                                   INDEX($X$68:$AU75,MATCH($W186,$W$68:$W$75,0),MATCH(AN$185,$X$50:$AU$50,0))))","v":47611.397648999984},{"$f":"IF($V186=\"Historical Data\",INDEX($X$51:$AU$57,MATCH($W186,$W$51:$W$57,0),MATCH(AO$185,$X$50:$AU$50,0)),\n     IF($V186=$V$59,INDEX($X$59:$AU$66,MATCH($W186,$W$59:$W$66,0),MATCH(AO$185,$X$50:$AU$50,0)),\n                                   INDEX($X$68:$AU75,MATCH($W186,$W$68:$W$75,0),MATCH(AO$185,$X$50:$AU$50,0))))","v":746.71440099999995},{"$f":"IF($V186=\"Historical Data\",INDEX($X$51:$AU$57,MATCH($W186,$W$51:$W$57,0),MATCH(AP$185,$X$50:$AU$50,0)),\n     IF($V186=$V$59,INDEX($X$59:$AU$66,MATCH($W186,$W$59:$W$66,0),MATCH(AP$185,$X$50:$AU$50,0)),\n                                   INDEX($X$68:$AU75,MATCH($W186,$W$68:$W$75,0),MATCH(AP$185,$X$50:$AU$50,0))))","v":0},{"$f":"IF($V186=\"Historical Data\",INDEX($X$51:$AU$57,MATCH($W186,$W$51:$W$57,0),MATCH(AQ$185,$X$50:$AU$50,0)),\n     IF($V186=$V$59,INDEX($X$59:$AU$66,MATCH($W186,$W$59:$W$66,0),MATCH(AQ$185,$X$50:$AU$50,0)),\n                                   INDEX($X$68:$AU75,MATCH($W186,$W$68:$W$75,0),MATCH(AQ$185,$X$50:$AU$50,0))))","v":1052.742},{"$f":"IF($V186=\"Historical Data\",INDEX($X$51:$AU$57,MATCH($W186,$W$51:$W$57,0),MATCH(AR$185,$X$50:$AU$50,0)),\n     IF($V186=$V$59,INDEX($X$59:$AU$66,MATCH($W186,$W$59:$W$66,0),MATCH(AR$185,$X$50:$AU$50,0)),\n                                   INDEX($X$68:$AU75,MATCH($W186,$W$68:$W$75,0),MATCH(AR$185,$X$50:$AU$50,0))))","v":0},{"$f":"IF($V186=\"Historical Data\",INDEX($X$51:$AU$57,MATCH($W186,$W$51:$W$57,0),MATCH(AS$185,$X$50:$AU$50,0)),\n     IF($V186=$V$59,INDEX($X$59:$AU$66,MATCH($W186,$W$59:$W$66,0),MATCH(AS$185,$X$50:$AU$50,0)),\n                                   INDEX($X$68:$AU75,MATCH($W186,$W$68:$W$75,0),MATCH(AS$185,$X$50:$AU$50,0))))","v":0},{"$f":"IF($V186=\"Historical Data\",INDEX($X$51:$AU$57,MATCH($W186,$W$51:$W$57,0),MATCH(AT$185,$X$50:$AU$50,0)),\n     IF($V186=$V$59,INDEX($X$59:$AU$66,MATCH($W186,$W$59:$W$66,0),MATCH(AT$185,$X$50:$AU$50,0)),\n                                   INDEX($X$68:$AU75,MATCH($W186,$W$68:$W$75,0),MATCH(AT$185,$X$50:$AU$50,0))))","v":0},{"$f":"IF($V186=\"Historical Data\",INDEX($X$51:$AU$57,MATCH($W186,$W$51:$W$57,0),MATCH(AU$185,$X$50:$AU$50,0)),\n     IF($V186=$V$59,INDEX($X$59:$AU$66,MATCH($W186,$W$59:$W$66,0),MATCH(AU$185,$X$50:$AU$50,0)),\n                                   INDEX($X$68:$AU75,MATCH($W186,$W$68:$W$75,0),MATCH(AU$185,$X$50:$AU$50,0))))","v":0}]
[null,null,null,null,null,null,null,null,null,null,null,null,null,null,null,null,null,null,null,null,{"$f":"U186+1","v":2},{"$f":"AN39","v":"Nov 2018 Updated Ref Case"},{"$f":"AN40","v":2023},{"$f":"IF($V187=\"Historical Data\",INDEX($X$51:$AU$57,MATCH($W187,$W$51:$W$57,0),MATCH(X$185,$X$50:$AU$50,0)),\n     IF($V187=$V$59,INDEX($X$59:$AU$66,MATCH($W187,$W$59:$W$66,0),MATCH(X$185,$X$50:$AU$50,0)),\n                                   INDEX($X$68:$AU$75,MATCH($W187,$W$68:$W$75,0),MATCH(X$185,$X$50:$AU$50,0))))","v":4127758.358660866},313008.41368438321,651533.66196283209,26217.819787936005,3236.6413228339993,910210.08148244268,4289.456636424,1563261.613638764,30217.29091233301,60429.102599755999,398430.73982113646,122.420639574793,115655.98652509386,3101.7824370661019,11425.849692096002,20022.251772377,2145.3396780000003,0,6339.6119998510003,8110.294067973,{"$f":"IF($V187=\"Historical Data\",INDEX($X$51:$AU$57,MATCH($W187,$W$51:$W$57,0),MATCH(AR$185,$X$50:$AU$50,0)),\n     IF($V187=$V$59,INDEX($X$59:$AU$66,MATCH($W187,$W$59:$W$66,0),MATCH(AR$185,$X$50:$AU$50,0)),\n                                   INDEX($X$68:$AU$75,MATCH($W187,$W$68:$W$75,0),MATCH(AR$185,$X$50:$AU$50,0))))","v":0},{"$f":"IF($V187=\"Historical Data\",INDEX($X$51:$AU$57,MATCH($W187,$W$51:$W$57,0),MATCH(AS$185,$X$50:$AU$50,0)),\n     IF($V187=$V$59,INDEX($X$59:$AU$66,MATCH($W187,$W$59:$W$66,0),MATCH(AS$185,$X$50:$AU$50,0)),\n                                   INDEX($X$68:$AU$75,MATCH($W187,$W$68:$W$75,0),MATCH(AS$185,$X$50:$AU$50,0))))","v":0},{"$f":"IF($V187=\"Historical Data\",INDEX($X$51:$AU$57,MATCH($W187,$W$51:$W$57,0),MATCH(AT$185,$X$50:$AU$50,0)),\n     IF($V187=$V$59,INDEX($X$59:$AU$66,MATCH($W187,$W$59:$W$66,0),MATCH(AT$185,$X$50:$AU$50,0)),\n                                   INDEX($X$68:$AU$75,MATCH($W187,$W$68:$W$75,0),MATCH(AT$185,$X$50:$AU$50,0))))","v":0},{"$f":"IF($V187=\"Historical Data\",INDEX($X$51:$AU$57,MATCH($W187,$W$51:$W$57,0),MATCH(AU$185,$X$50:$AU$50,0)),\n     IF($V187=$V$59,INDEX($X$59:$AU$66,MATCH($W187,$W$59:$W$66,0),MATCH(AU$185,$X$50:$AU$50,0)),\n                                   INDEX($X$68:$AU$75,MATCH($W187,$W$68:$W$75,0),MATCH(AU$185,$X$50:$AU$50,0))))","v":0}]
[null,null,null,null,null,null,null,null,null,null,null,null,null,null,null,null,null,null,null,null,{"$f":"U187+1","v":3}]
[null,null,null,null,null,null,null,null,null,null,null,null,null,null,null,null,null,null,null,null,4]
[null,null,null,null,null,null,null,null,null,null,null,null,null,null,null,null,null,null,null,null,5,null,null,"All Units","Coal","Combined Cycle","CT, O/G Steam, Other Fossil","Nuclear","Other","All Renewables","Coal w/CCS","NGCC w/CCS","All Fossil","All Non-Fossil","All Renewables Except Hydro","All CCS"]
[null,null,null,null,null,null,null,null,null,null,null,null,null,null,null,null,null,null,null,null,6,{"$f":"AN36","v":"Historical Data"},{"$f":"AN37","v":2016},{"$f":"X186","v":4001922.9353320012},{"$f":"AC186+AD186","v":1304264.0460900008},{"$f":"AE186","v":1074863.8119399997},{"$f":"AF186+AB186+AG186","v":199941.99619999999},{"$f":"Z186","v":805693.94799999997},{"$f":"AA186+AP186+AO186+AQ186","v":10145.684831999999},{"$f":"Y186+AH186+AJ186+AI186+AM186+AK186+AL186+AN186","v":605630.80209899985},{"$f":"AR186+AS186+AT186","v":0},{"$f":"AU186","v":0},{"$f":"Y191+Z191+AA191","v":2579069.8542300006},{"$f":"X191-AG191","v":1422853.0811020005},{"$f":"AH186+AJ186+AI186+AM186+AK186+AL186+AN186","v":337668.18801900005},{"$f":"AE191+AF191","v":0}]
[null,null,null,null,null,null,null,null,null,null,null,null,null,null,null,null,null,null,null,null,7,{"$f":"AN39","v":"Nov 2018 Updated Ref Case"},{"$f":"AN40","v":2023},{"$f":"X187","v":4127758.358660866},{"$f":"AC187+AD187","v":914499.53811886662},{"$f":"AE187","v":1563261.613638764},{"$f":"AF187+AB187+AG187","v":93883.034834923019},{"$f":"Z187","v":651533.66196283209},{"$f":"AA187+AP187+AO187+AQ187","v":40667.725855760007},{"$f":"Y187+AH187+AJ187+AI187+AM187+AK187+AL187+AN187","v":863912.78424972738},{"$f":"AR187+AS187+AT187","v":0},{"$f":"AU187","v":0},{"$f":"Y192+Z192+AA192","v":2571644.1865925537},{"$f":"X192-AG192","v":1556114.1720683123},{"$f":"AH187+AJ187+AI187+AM187+AK187+AL187+AN187","v":550904.37056534411},{"$f":"AE192+AF192","v":0}]
[null,null,null,null,null,null,null,null,null,null,null,null,null,null,null,null,null,null,null,null,8]
[null,null,null,null,null,null,null,null,null,null,null,null,null,null,null,null,null,null,null,null,9,null,null,"All Other Units",{"$f":"AH39","v":"*All Renewables Except Hydro"}]
[null,null,null,null,null,null,null,null,null,null,null,null,null,null,null,null,null,null,null,null,10,{"$f":"AN36","v":"Historical Data"},{"$f":"AN37","v":2016},{"$f":"X191-Y195","v":4001922.9353320012},{"$f":"IF($AH$38<>\"Highlight Single\",0,\n      IF($AA$151=1,HLOOKUP($AA$152,$X$185:$AU$187,2,0),\n      HLOOKUP($AA$152,$X$190:$AJ$192,2, 0)))","v":0}]
[null,null,null,null,null,null,null,null,null,null,null,null,null,null,null,null,null,null,null,null,11,{"$f":"AN39","v":"Nov 2018 Updated Ref Case"},{"$f":"AN40","v":2023},{"$f":"X192-Y196","v":4127758.358660866},{"$f":"IF($AH$38<>\"Highlight Single\",0,\n      IF($AA$151=1,HLOOKUP($AA$152,$X$185:$AU$187,3,0),\n      HLOOKUP($AA$152,$X$190:$AJ$192,3, 0)))","v":0}]
[null,null,null,null,null,null,null,null,null,null,null,null,null,null,null,null,null,null,null,null,null,null,null,null,null,null,null,null,null,"Hydro"]
[null,null,null,null,null,null,null,null,null,null,null,null,null,null,null,null,null,null,null,null,null,2021,null,null,null,null,null,null,null,"Nuclear"]
[null,null,null,null,null,null,null,null,null,null,null,null,null,null,null,null,null,null,null,null,null,2023,null,null,null,null,null,null,null,"Non-Fossil Other"]
[null,null,null,null,null,null,null,null,null,null,null,null,null,null,null,null,null,null,null,null,null,2025,null,null,null,null,null,null,null,"Fossil Other"]
[null,null,null,null,null,null,null,null,null,null,null,null,null,null,null,null,null,null,null,null,null,2030,null,null,null,null,null,null,null,"Coal Steam"]
[null,null,null,null,null,null,null,null,null,null,null,null,null,null,null,null,null,null,null,null,null,2035,null,null,null,null,null,null,null,"IGCC"]
[null,null,null,null,null,null,null,null,null,null,null,null,null,null,null,null,null,null,null,null,null,2040,null,null,null,null,null,null,null,"Combined Cycle"]
[null,null,null,null,null,null,null,null,null,null,null,null,null,null,null,null,null,null,null,null,null,2045,null,null,null,null,null,null,null,"Combustion Turbine"]
[null,null,null,null,null,null,null,null,null,null,null,null,null,null,null,null,null,null,null,null,null,2050,null,null,null,null,null,null,null,"O/G Steam"]
[null,null,null,null,null,null,null,null,null,null,null,null,null,null,null,null,null,null,null,null,null,null,null,null,null,null,null,null,null,"Wind"]
[null,null,null,null,null,null,null,null,null,null,null,null,null,null,null,null,null,null,null,null,null,null,null,null,null,null,null,null,null,"Offshore Wind"]
[null,null,null,null,null,null,null,null,null,null,null,null,null,null,null,null,null,null,null,null,null,null,null,null,null,null,null,null,null,"Solar PV"]
[null,null,null,null,null,null,null,null,null,null,null,null,null,null,null,null,null,null,null,null,null,null,null,null,null,null,null,null,null,"Solar Thermal"]
[null,null,null,null,null,null,null,null,null,null,null,null,null,null,null,null,null,null,null,null,null,null,null,null,null,null,null,null,null,"Landfill Gas"]
[null,null,null,null,null,null,null,null,null,null,null,null,null,null,null,null,null,null,null,null,null,null,null,null,null,null,null,null,null,"Geothermal"]
[null,null,null,null,null,null,null,null,null,null,null,null,null,null,null,null,null,null,null,null,null,null,null,null,null,null,null,null,null,"Biomass"]
[null,null,null,null,null,null,null,null,null,null,null,null,null,null,null,null,null,null,null,null,null,null,null,null,null,null,null,null,null,"Fuel Cell"]
[null,null,null,null,null,null,null,null,null,null,null,null,null,null,null,null,null,null,null,null,null,null,null,null,null,null,null,null,null,"International Imports"]
[null,null,null,null,null,null,null,null,null,null,null,null,null,null,null,null,null,null,null,null,null,null,null,null,null,null,null,null,null,"Pumped Storage"]

{"sheet":"All Run Comparison","index":4,"n_rows":137,"n_cols":22,"rows_kept":137,"cut":false,"hidden":false,"merged":[[2,5,3,11]]}
[]
[]
[null,null,null,null,null,{"$f":"IF($B$20=\"Actual\",VLOOKUP(B18,$A$127:$B$137,2,0),\nIF($B$20=\"Absolute Change\",IF(VLOOKUP(B18,$A$127:$B$137,2,0)=VLOOKUP(B35,$A$127:$B$137,2,0),\"Change in \"&VLOOKUP(B18,$A$127:$B$137,2,0),\"Unit of Measure Mismatch\"),\nIF($B$20=\"Percent Change\",IF(B18=B35,\"Percent Change of \"&VLOOKUP(B18,$A$127:$B$137,2,0),\"Unit of Measure Mismatch\"),\nIF($B$20=\"Emissions Rate\",IF(AND(NOT(ISERROR(SEARCH(\"tons\",$B$18))),OR(NOT(ISERROR(SEARCH(\"GWh\",$B$35))),NOT(ISERROR(SEARCH(\"TBtu\",$B$35))))),IF(ISERROR(SEARCH(\"Summer\",$B$18))<>ISERROR(SEARCH(\"Summer\",$B$35)),\"Unit of Measure Mismatch\",\"lbs \"&LEFT($B$18,3)&\"/\"&IF(RIGHT($B$35,4)=\"TBtu\",\"mmBtu\",\"kWh\")),\"Unit of Measure Mismatch\"),\nIF($B$20=\"Fraction\",IF(B18=B35,\"Dimensionless Fraction or Ratio\",VLOOKUP(B18,$A$127:$B$137,2,0)&\" / \"&VLOOKUP(B35,$A$127:$B$137,2,0)),\nIF(AND($B$20=\"Capacity Factor\",NOT(ISERROR(SEARCH(\"Generation\",$B$18))),NOT(ISERROR(SEARCH(\"Capacity\",$B$35)))),\"Capacity Factor\",\"ERROR\"))))))","v":"Thousand (short) tons NOx"}]
["PRIMARY CASE","All Runs (up to 8)"]
["PRIMARY YEAR","All Years"]
[]
["Regional Aggregation","National",{"$f":"IF(B7=\"State\",\"RPE_State\",\"RPE_RegionGroupAcronym\")","v":"RPE_RegionGroupAcronym"}]
[" ","AL"]
[]
["PRIMARY DIMENSIONS"]
["Fuel Type","All Units","RPE_FuelType"]
["Fossil >25 MW","All Units","RPE_Fossil25MW"]
["Existing/New/Retired","Existing and New","RPE_ExistingorNewUnit"]
["Plant Type","All Units","RPE_PlantType"]
["Plant Category","All Units","RPE_PlantCategory"]
["Plant Controls","All Units",{"$f":"MATCH(B16,Controls,0)","v":1}]
["Existing or New Controls","All Controls"]
["PRIMARY MEASURE","NOX Emissions Summer Thousand Tons",{"$f":"VLOOKUP(B18,'Lookup tables'!$AD$5:$AF$68,3,0)","v":"RPE_NOXEmissionsSummerThousandTons"}]
[]
["DISPLAY VALUE TYPE","Actual"]
[]
[]
["COMPARISON CASE","Self"]
[]
["COMPARISON YEAR","Parallel"]
[]
["COMPARISON DIMENSIONS"]
["Fuel Type","All Units","RPE_FuelType"]
["Fossil >25 MW","All Units","RPE_Fossil25MW"]
["Existing/New/Retired","Existing and New","RPE_ExistingorNewUnit"]
["Plant Type","All Units","RPE_PlantType"]
["Plant Category","All Units","RPE_PlantCategory"]
["Plant Controls","All Units",{"$f":"IF(B20=\"actual\",0,MATCH(B33,Controls,0))","v":0},null,"Case",{"$f":"TRANSPOSE(G59:G67)","v":"Historic"},"Nov 2018 Updated Ref Case","","","","","","",""]
["Existing or New Controls","All Controls",null,null,"Show/ Hide?","Show","Show","Show","Show","Show","Show","Show","Show","Show"]
["COMPARISON MEASURE","NOX Emissions Summer Thousand Tons",{"$f":"VLOOKUP(B35,'Lookup tables'!$AD$5:$AF$68,3,0)","v":"RPE_NOXEmissionsSummerThousandTons"},null,"Color"]
[]
[]
[null,null,null,null,"*Historical data is still under development. It is approximate and may not always provide an apples-to-apples comparison to IPM outputs. See READ ME worksheet for more info."]
[]
[]
[]
[]
[]
[]
["***You must click the update button to update the charts"]
[]
[]
[]
[]
[]
[]
[]
[]
[]
[]
[]
[]
[null,null,null,null,null,"PRIMARY",null,2011,2012,2013,2014,2015,2016,2017,2021,2023,2025,2030,2035,2040,2045,2050]
[null,null,null,null,null,null,"Historic",{"$f":"IF($G59=\"\",\"\",SUMIFS(CHOOSE(VLOOKUP($B$18,$A$113:$B$123,2,0),  RPE_FuelConsumptionSummerTBtu, RPE_FuelConsumptionTotalTBtu, RPE_GenerationSummerGWh, RPE_GenerationTotalGWh, RPE_CO2EmissionsSummerThousandTons, RPE_CO2EmissionsTotalThousandTons, RPE_NOXEmissionsSummerThousandTons, RPE_NOXEmissionsTotalThousandTons, RPE_SO2EmissionsSummerThousandTons, RPE_SO2EmissionsTotalThousandTons, RPE_DispatchableCapacityMW),MeetPrimaryCriteriaSeries3,\"=1\",RPE_Run,\"=\"&$G59,RPE_Year,\"=\"&H$58))","v":889.32886600000006},787.46597299999985,750.29746400000022,695.62110899999982,616.79623699999979,554.0761950000001,465.41706299999976]
[null,null,null,null,null,null,{"$f":"IF(Map!R4=\"\",\"\",Map!R4)","v":"Nov 2018 Updated Ref Case"},null,null,null,null,null,null,null,{"$f":"IF($G60=\"\",\"\",SUMIFS(CHOOSE(VLOOKUP($B$18,$A$113:$B$123,2,0),  RPE_FuelConsumptionSummerTBtu, RPE_FuelConsumptionTotalTBtu, RPE_GenerationSummerGWh, RPE_GenerationTotalGWh, RPE_CO2EmissionsSummerThousandTons, RPE_CO2EmissionsTotalThousandTons, RPE_NOXEmissionsSummerThousandTons, RPE_NOXEmissionsTotalThousandTons, RPE_SO2EmissionsSummerThousandTons, RPE_SO2EmissionsTotalThousandTons, RPE_DispatchableCapacityMW),MeetPrimaryCriteriaSeries3,\"=1\",RPE_Run,\"=\"&$G60,RPE_Year,\"=\"&O$58))","v":380.35322326090289},388.98528748347525,386.69252859117313,384.74205523764971,374.33671519674027,372.84461708326148,364.41649004130107,337.69980178552447]
[null,null,null,null,null,null,{"$f":"IF(Map!R5=\"\",\"\",Map!R5)","v":""},null,null,null,null,null,null,null,"","","","","","","",""]
[null,null,null,null,null,null,{"$f":"IF(Map!R6=\"\",\"\",Map!R6)","v":""},null,null,null,null,null,null,null,"","","","","","","",""]
[null,null,null,null,null,null,{"$f":"IF(Map!R7=\"\",\"\",Map!R7)","v":""},null,null,null,null,null,null,null,"","","","","","","",""]
[null,null,null,null,null,null,{"$f":"IF(Map!R8=\"\",\"\",Map!R8)","v":""},null,null,null,null,null,null,null,{"$f":"IF($G64=\"\",\"\",CHOOSE(VLOOKUP($B$18,$A$113:$B$123,2,0),\nSUMIFS(RPE_FuelConsumptionSummerTBtu,MeetPrimaryCriteriaSeries3,\"=1\",RPE_Run,\"=\"&$G64,RPE_Year,\"=\"&O$58),\nSUMIFS(RPE_FuelConsumptionTotalTBtu,MeetPrimaryCriteriaSeries3,\"=1\",RPE_Run,\"=\"&$G64,RPE_Year,\"=\"&O$58),\nSUMIFS(RPE_GenerationSummerGWh,MeetPrimaryCriteriaSeries3,\"=1\",RPE_Run,\"=\"&$G64,RPE_Year,\"=\"&O$58),\nSUMIFS(RPE_GenerationTotalGWh,MeetPrimaryCriteriaSeries3,\"=1\",RPE_Run,\"=\"&$G64,RPE_Year,\"=\"&O$58),\nSUMIFS(RPE_CO2EmissionsSummerThousandTons,MeetPrimaryCriteriaSeries3,\"=1\",RPE_Run,\"=\"&$G64,RPE_Year,\"=\"&O$58),\nSUMIFS(RPE_CO2EmissionsTotalThousandTons,MeetPrimaryCriteriaSeries3,\"=1\",RPE_Run,\"=\"&$G64,RPE_Year,\"=\"&O$58),\nSUMIFS(RPE_NOXEmissionsSummerThousandTons,MeetPrimaryCriteriaSeries3,\"=1\",RPE_Run,\"=\"&$G64,RPE_Year,\"=\"&O$58),\nSUMIFS(RPE_NOXEmissionsTotalThousandTons,MeetPrimaryCriteriaSeries3,\"=1\",RPE_Run,\"=\"&$G64,RPE_Year,\"=\"&O$58),\nSUMIFS(RPE_SO2EmissionsSummerThousandTons,MeetPrimaryCriteriaSeries3,\"=1\",RPE_Run,\"=\"&$G64,RPE_Year,\"=\"&O$58),\nSUMIFS(RPE_SO2EmissionsTotalThousandTons,MeetPrimaryCriteriaSeries3,\"=1\",RPE_Run,\"=\"&$G64,RPE_Year,\"=\"&O$58),\nSUMIFS(RPE_DispatchableCapacityMW,MeetPrimaryCriteriaSeries3,\"=1\",RPE_Run,\"=\"&$G64,RPE_Year,\"=\"&O$58)))","v":""},"","","","","","",""]
[null,null,null,null,null,null,{"$f":"IF(Map!R9=\"\",\"\",Map!R9)","v":""},null,null,null,null,null,null,null,"","","","","","","",""]
[null,null,null,null,null,null,{"$f":"IF(Map!R10=\"\",\"\",Map!R10)","v":""},null,null,null,null,null,null,null,"","","","","","","",""]
[null,null,null,null,null,null,{"$f":"IF(Map!R11=\"\",\"\",Map!R11)","v":""},null,null,null,null,null,null,null,"","","","","","","",""]
[null,null,null,null,null,null,{"$f":"IF(Map!R12=\"\",\"\",Map!R12)","v":""},null,null,null,null,null,null,null,"","","","","","","",""]
[null,null,null,null,null,null,{"$f":"IF(Map!R13=\"\",\"\",Map!R13)","v":""},null,null,null,null,null,null,null,"","","","","","","",""]
[null,"Comparison Run List"]
[null,"Self",null,null,null,"COMPARISON",null,2011,2012,2013,2014,2015,2016,2017,2021,2023,2025,2030,2035,2040,2045,2050]
[null,{"$f":"G72","v":"Historic"},null,null,null,null,{"$f":"G59","v":"Historic"},{"$f":"IF($G72=\"\",\"\",SUMIFS(CHOOSE(VLOOKUP($B$35,$A$113:$B$123,2,0),  RPE_FuelConsumptionSummerTBtu, RPE_FuelConsumptionTotalTBtu, RPE_GenerationSummerGWh, RPE_GenerationTotalGWh, RPE_CO2EmissionsSummerThousandTons, RPE_CO2EmissionsTotalThousandTons, RPE_NOXEmissionsSummerThousandTons, RPE_NOXEmissionsTotalThousandTons, RPE_SO2EmissionsSummerThousandTons, RPE_SO2EmissionsTotalThousandTons, RPE_DispatchableCapacityMW),MeetComparisonCriteriaSeries3,\"=1\",RPE_Run,\"=\"&IF($B$23=\"self\",$G72,$B$23),RPE_Year,\"=\"&IF($B$25=\"Parallel\",H$71,$B$25)))","v":0},0,0,0,0,0,0]
[null,{"$f":"G73","v":"Nov 2018 Updated Ref Case"},null,null,null,null,{"$f":"G60","v":"Nov 2018 Updated Ref Case"},null,null,null,null,null,null,null,{"$f":"IF($G73=\"\",\"\",SUMIFS(CHOOSE(VLOOKUP($B$35,$A$113:$B$123,2,0),  RPE_FuelConsumptionSummerTBtu, RPE_FuelConsumptionTotalTBtu, RPE_GenerationSummerGWh, RPE_GenerationTotalGWh, RPE_CO2EmissionsSummerThousandTons, RPE_CO2EmissionsTotalThousandTons, RPE_NOXEmissionsSummerThousandTons, RPE_NOXEmissionsTotalThousandTons, RPE_SO2EmissionsSummerThousandTons, RPE_SO2EmissionsTotalThousandTons, RPE_DispatchableCapacityMW),MeetComparisonCriteriaSeries3,\"=1\",RPE_Run,\"=\"&IF($B$23=\"Self\",$G73,$B$23),RPE_Year,\"=\"&IF($B$25=\"Parallel\",O$71,$B$25)))","v":0},{"$f":"IF($G73=\"\",\"\",SUMIFS(CHOOSE(VLOOKUP($B$35,$A$113:$B$123,2,0),  RPE_FuelConsumptionSummerTBtu, RPE_FuelConsumptionTotalTBtu, RPE_GenerationSummerGWh, RPE_GenerationTotalGWh, RPE_CO2EmissionsSummerThousandTons, RPE_CO2EmissionsTotalThousandTons, RPE_NOXEmissionsSummerThousandTons, RPE_NOXEmissionsTotalThousandTons, RPE_SO2EmissionsSummerThousandTons, RPE_SO2EmissionsTotalThousandTons, RPE_DispatchableCapacityMW),MeetComparisonCriteriaSeries3,\"=1\",RPE_Run,\"=\"&IF($B$23=\"self\",$G73,$B$23),RPE_Year,\"=\"&IF($B$25=\"Parallel\",P$71,$B$25)))","v":0},0,0,0,0,0,0]
[null,"",null,null,null,null,"",null,null,null,null,null,null,null,"","","","","","","",""]
[null,"",null,null,null,null,"",null,null,null,null,null,null,null,"","","","","","","",""]
[null,"",null,null,null,null,"",null,null,null,null,null,null,null,"","","","","","","",""]
[null,"",null,null,null,null,"",null,null,null,null,null,null,null,"","","","","","","",""]
[null,"",null,null,null,null,"",null,null,null,null,null,null,null,"","","","","","","",""]
[null,"",null,null,null,null,"",null,null,null,null,null,null,null,"","","","","","","",""]
[null,"",null,null,null,null,"",null,null,null,null,null,null,null,"","","","","","","",""]
[null,"",null,null,null,null,"",null,null,null,null,null,null,null,{"$f":"IF($G81=\"\",\"\",SUMIFS(CHOOSE(VLOOKUP($B$35,$A$113:$B$123,2,0),  RPE_FuelConsumptionSummerTBtu, RPE_FuelConsumptionTotalTBtu, RPE_GenerationSummerGWh, RPE_GenerationTotalGWh, RPE_CO2EmissionsSummerThousandTons, RPE_CO2EmissionsTotalThousandTons, RPE_NOXEmissionsSummerThousandTons, RPE_NOXEmissionsTotalThousandTons, RPE_SO2EmissionsSummerThousandTons, RPE_SO2EmissionsTotalThousandTons, RPE_DispatchableCapacityMW),MeetComparisonCriteriaSeries3,\"=1\",RPE_Run,\"=\"&$G81,RPE_Year,\"=\"&O$71))","v":""},"","","","","","",""]
[null,"",null,null,null,null,"",null,null,null,null,null,null,null,"","","","","","","",""]
[]
["Historic Year List","Run Year List",null,null,null,"DISPLAY",null,2011,2012,2013,2014,2015,2016,2017,2021,2023,2025,2030,2035,2040,2045,2050]
[2011,"Parallel",null,null,{"$f":"IF(OR($B$7=\"IPM Region\",AND($B$25=\"Parallel\",OR($B$20=\"Absolute Change\",$B$20=\"Percent Change\"))),\"Hide\",\"Show\")","v":"Show"},{"$f":"G72","v":"Historic"},{"$f":"IF(E85=\"Hide\",\"\",F85)","v":"Historic"},{"$f":"IF($E85=\"Hide\",NA(),IFERROR(IF($B$20=\"Actual\",H59,IF(AND(OR($B$20=\"Absolute Change\",$B$20=\"Percent Change\"),$B$25=\"Parallel\"),\"\",IF($B$20=\"Absolute Change\",H59-H72,IF($B$20=\"Percent Change\",(H59-H72)/H72,IF($B$20=\"Emissions Rate\",(H59*2/H72)/IF(LEFT($B$18,3)=\"CO2\",1.10231,1),IF($B$20=\"Capacity Factor\",H59*1000/(H72*IF(NOT(ISERROR(SEARCH(\"Summer\",$B$18))),3672,8760)),H59/H72)))))),0))","v":889.32886600000006},787.46597299999985,750.29746400000022,695.62110899999982,616.79623699999979,554.0761950000001,{"$f":"IF(OR(ISERROR(SEARCH(\"Emissions\",$B$18)>0),$B$20=\"Emissions Rate\"),NA(), IF($E85=\"Hide\",NA(),IFERROR(IF($B$20=\"Actual\",N59,IF(AND(OR($B$20=\"Absolute Change\",$B$20=\"Percent Change\"),$B$25=\"Parallel\"),\"\",IF($B$20=\"Absolute Change\",N59-N72,IF($B$20=\"Percent Change\",(N59-N72)/N72,IF($B$20=\"Emissions Rate\",(N59*2/N72)/IF(LEFT($B$18,3)=\"CO2\",1.10231,1),IF($B$20=\"Capacity Factor\",N59*1000/(N72*IF(NOT(ISERROR(SEARCH(\"Summer\",$B$18))),3672,8760)),N59/N72)))))),0)))","v":465.41706299999976}]
[2012,2021,null,null,null,"Nov 2018 Updated Ref Case",{"$f":"F86","v":"Nov 2018 Updated Ref Case"},null,null,null,null,null,null,null,{"$f":"IF($F86=\"\",\"\",IFERROR(IF($B$20=\"Actual\",O60,IF($B$20=\"Absolute Change\",O60-O73,IF($B$20=\"Percent Change\",(O60-O73)/O73,IF($B$20=\"Emissions Rate\",(O60*2/O73)/IF(LEFT($B$18,3)=\"CO2\",1.10231,1),IF($B$20=\"Capacity Factor\",O60*1000/(O73*IF(NOT(ISERROR(SEARCH(\"Summer\",$B$18))),3672,8760)),O60/O73))))),0))","v":380.35322326090289},388.98528748347525,386.69252859117313,384.74205523764971,374.33671519674027,372.84461708326148,364.41649004130107,337.69980178552447]
[2013,2023,null,null,null,"",{"$f":"F87","v":""},null,null,null,null,null,null,null,"","","","","","","",""]
[2014,2025,null,null,null,"","",null,null,null,null,null,null,null,"","","","","","","",""]
[2015,2030,null,null,null,"","",null,null,null,null,null,null,null,"","","","","","","",""]
[2016,2035,null,null,null,"","",null,null,null,null,null,null,null,"","","","","","","",""]
[2017,2040,null,null,null,"","",null,null,null,null,null,null,null,"","","","","","","",""]
[2005,2045,null,null,null,"","",null,null,null,null,null,null,null,"","","","","","","",""]
[null,2050,null,null,null,"","",null,null,null,null,null,null,null,"","","","","","","",""]
[null,null,null,null,null,"","",null,null,null,null,null,null,null,"","","","","","","",""]
[null,null,null,null,null,"","",null,null,null,null,null,null,null,"","","","","","","",""]
[]
[null,null,null,null,null,null,null,null,null,null,null,null,"=IF(OR(ISERROR(SEARCH(\"Emissions\",$B$18)>0),$B$20=\"Emissions Rate\"),NA(),1)"]
[]
[]
["Show"]
["Hide"]
[]
[]
[]
[]
[]
[]
[]
[]
[]
[]
[]
["Fuel Consumption Summer TBtu",1]
["Fuel Consumption Total TBtu",2]
["Generation Summer GWh",3]
["Generation Total GWh",4]
["CO2 Emissions Summer Thousand Tons",5]
["CO2 Emissions Total Thousand Tons",6]
["NOX Emissions Summer Thousand Tons",7]
["NOX Emissions Total Thousand Tons",8]
["SO2 Emissions Summer Thousand Tons",9]
["SO2 Emissions Total Thousand Tons",10]
["Dispatchable Capacity MW",11]
[]
[]
[]
["Fuel Consumption Summer TBtu","TBtu"]
["Fuel Consumption Total TBtu","TBtu"]
["Generation Summer GWh","GWh"]
["Generation Total GWh","GWh"]
["CO2 Emissions Summer Thousand Tons","Thousand (short) tons CO2"]
["CO2 Emissions Total Thousand Tons","Thousand (short) tons CO2"]
["NOX Emissions Summer Thousand Tons","Thousand (short) tons NOx"]
["NOX Emissions Total Thousand Tons","Thousand (short) tons NOx"]
["SO2 Emissions Summer Thousand Tons","Thousand (short) tons SO2"]
["SO2 Emissions Total Thousand Tons","Thousand (short) tons SO2"]
["Dispatchable Capacity MW","MW"]

{"sheet":"Whisker","index":5,"n_rows":118,"n_cols":23,"rows_kept":118,"cut":false,"hidden":false,"merged":[[1,8,2,13],[1,15,2,20],[47,7,49,20]]}
[null,null,null,null,null,null,null,null,"Data Point 1",null,null,null,null,null,null,"Data Point 2"]
[null,"Point 1",null,null,"Point 2 (Optional)",null,null,null,{"$f":"IF($B$20=\"Actual\",VLOOKUP(B18,$A$56:$B$66,2,0),\nIF($B$20=\"Absolute Change\",IF(VLOOKUP(B18,$A$56:$B$66,2,0)=VLOOKUP(B35,$A$56:$B$66,2,0),\"Change in \"&VLOOKUP(B18,$A$56:$B$66,2,0),\"Unit of Measure Mismatch\"),\nIF($B$20=\"Percent Change\",IF(B18=B35,\"Percent Change of \"&VLOOKUP(B18,$A$56:$B$66,2,0),\"Unit of Measure Mismatch\"),\nIF($B$20=\"Emissions Rate\",IF(AND(NOT(ISERROR(SEARCH(\"tons\",$B$18))),OR(NOT(ISERROR(SEARCH(\"GWh\",$B$35))),NOT(ISERROR(SEARCH(\"TBtu\",$B$35))))),IF(ISERROR(SEARCH(\"Summer\",$B$18))<>ISERROR(SEARCH(\"Summer\",$B$35)),\"Unit of Measure Mismatch\",\"lbs \"&LEFT($B$18,3)&\"/\"&IF(RIGHT($B$35,4)=\"TBtu\",\"mmBtu\",\"kWh\")),\"Unit of Measure Mismatch\"),\nIF($B$20=\"Fraction\",IF(B18=B35,\"Dimensionless Fraction or Ratio\",VLOOKUP(B18,$A$56:$B$66,2,0)&\" / \"&VLOOKUP(B35,$A$56:$B$66,2,0)),\nIF(AND($B$20=\"Capacity Factor\",NOT(ISERROR(SEARCH(\"Generation\",$B$18))),NOT(ISERROR(SEARCH(\"Capacity\",$B$35)))),\"Capacity Factor\",\"ERROR\"))))))","v":"Thousand (short) tons NOx"},null,null,null,null,null,null,{"$f":"IF(E3=\"Off\",\"[Data Point Off]\",IF($E$20=\"Actual\",VLOOKUP(E18,$A$56:$B$66,2,0),\nIF($E$20=\"Absolute Change\",IF(VLOOKUP(E18,$A$56:$B$66,2,0)=VLOOKUP(E35,$A$56:$B$66,2,0),\"Change in \"&VLOOKUP(E18,$A$56:$B$66,2,0),\"Unit of Measure Mismatch\"),\nIF($E$20=\"Percent Change\",IF(E18=E35,\"Percent Change of \"&VLOOKUP(E18,$A$56:$B$66,2,0),\"Unit of Measure Mismatch\"),\nIF($E$20=\"Emissions Rate\",IF(AND(NOT(ISERROR(SEARCH(\"tons\",$E$18))),OR(NOT(ISERROR(SEARCH(\"GWh\",$E$35))),NOT(ISERROR(SEARCH(\"TBtu\",$E$35))))),IF(ISERROR(SEARCH(\"Summer\",$E$18))<>ISERROR(SEARCH(\"Summer\",$E$35)),\"Unit of Measure Mismatch\",\"lbs \"&LEFT($E$18,3)&\"/\"&IF(RIGHT($E$35,4)=\"TBtu\",\"mmBtu\",\"kWh\")),\"Unit of Measure Mismatch\"),\nIF($E$20=\"Fraction\",IF(E18=E35,\"Dimensionless Fraction or Ratio\",VLOOKUP(E18,$A$56:$B$66,2,0)&\" / \"&VLOOKUP(E35,$A$56:$B$66,2,0)),\nIF(AND($E$20=\"Capacity Factor\",NOT(ISERROR(SEARCH(\"Generation\",$E$18))),NOT(ISERROR(SEARCH(\"Capacity\",$E$35)))),\"Capacity Factor\",\"ERROR\")))))))","v":"[Data Point Off]"}]
[null,null,null,null,"Off"]
["PRIMARY RUN","Nov 2018 Updated Ref Case",null,null,"Nov 2018 Updated Ref Case"]
[]
["PRIMARY YEAR",2021,null,null,2021]
[]
["Regional Aggregation","State",{"$f":"IF(B8=\"State\",\"RPE_State\",\"RPE_RegionGroupAcronym\")","v":"RPE_State"},null,"State",{"$f":"IF(E8=\"State\",\"RPE_State\",\"RPE_RegionGroupAcronym\")","v":"RPE_State"}]
[]
["PRIMARY DIMENSIONS"]
["Fuel Type","All Units","RPE_FuelType",null,"All Units","RPE_FuelType"]
["Fossil >25 MW","All Units","RPE_Fossil25MW",null,"All Units","RPE_Fossil25MW"]
["Existing/New/Retired","Existing and New","RPE_ExistingorNewUnit",null,"Existing and New","RPE_ExistingorNewUnit"]
["Plant Type","All Units","RPE_PlantType",null,"All Units","RPE_PlantType"]
["Plant Category","All Units","RPE_PlantCategory",null,"All Units","RPE_PlantCategory"]
["Plant Controls","All Units",{"$f":"MATCH(B16,Controls,0)","v":1},null,"All Units",{"$f":"IF(E3=\"Off\",0,MATCH(E16,Controls,0))","v":0}]
["Existing or New Controls","All Controls",null,null,"All Controls"]
["PRIMARY MEASURE","NOX Emissions Summer Thousand Tons",{"$f":"VLOOKUP(B18,'Lookup tables'!$AD$5:$AF$68,3,0)","v":"RPE_NOXEmissionsSummerThousandTons"},null,"NOX Emissions Summer Thousand Tons",{"$f":"VLOOKUP(E18,'Lookup tables'!$AD$5:$AF$68,3,0)","v":"RPE_NOXEmissionsSummerThousandTons"}]
[]
["DISPLAY VALUE TYPE","Actual",null,null,"Actual"]
["SORT BY","Ascending"]
[]
["COMPARISON RUN","Nov 2018 Updated Ref Case",null,null,"Nov 2018 Updated Ref Case"]
[]
["COMPARISON YEAR",2021,null,null,2021]
[]
["COMPARISON DIMENSIONS"]
["Fuel Type","All Units","RPE_FuelType",null,"All Units","RPE_FuelType"]
["Fossil >25 MW","All Units","RPE_Fossil25MW",null,"All Units","RPE_Fossil25MW"]
["Existing/New/Retired","Existing and New","RPE_ExistingorNewUnit",null,"Existing and New","RPE_ExistingorNewUnit"]
["Plant Type","All Units","RPE_PlantType",null,"All Units","RPE_PlantType"]
["Plant Category","All Units","RPE_PlantCategory",null,"All Units","RPE_PlantCategory"]
["Plant Controls","All Units",{"$f":"IF(B20=\"actual\",0,MATCH(B33,Controls,0))","v":0},null,"All Units",{"$f":"IF(OR(E20=\"actual\",E3=\"off\"),0,MATCH(E33,Controls,0))","v":0}]
["Existing or New Controls","All Controls",null,null,"All Controls"]
["COMPARISON MEASURE","NOX Emissions Summer Thousand Tons",{"$f":"VLOOKUP(B35,'Lookup tables'!$AD$5:$AF$68,3,0)","v":"RPE_NOXEmissionsSummerThousandTons"},null,"NOX Emissions Summer Thousand Tons",{"$f":"VLOOKUP(E35,'Lookup tables'!$AD$5:$AF$68,3,0)","v":"RPE_NOXEmissionsSummerThousandTons"}]
[]
["POINT COLOR"]
[]
[]
[]
[null,"***You must click the update button to update the chart"]
[]
[]
[]
[]
[]
[]
[null,null,null,null,null,null,null,"*Historical data is still under development. It is approximate and may not always provide an apples-to-apples comparison to IPM outputs. See READ ME worksheet for more info."]
[]
[]
[]
[null,null,null,null,null,null,null,null,null,null,null,null,null,null,null,null,"Sort:",null,null,null,null,"show",{"$f":"MIN($U$56:$V$104)","v":0}]
[null,null,null,null,null,null,null,null,null,null,null,null,null,null,null,null,{"$f":"B21","v":"Ascending"},null,null,null,null,{"$f":"E3","v":"Off"},{"$f":"IF(W52<0,ROUNDUP(W52,0),ROUNDDOWN(W52,0))","v":0}]
[null,null,null,null,null,null,null,null,null,"Primary Value","Comparison Value","Display Value","Primary Value","Comparison Value","Display Value","Rank of Point 1","Rank Tie Break",null,"Rank","State","Point 1",{"$f":"IF(E3=\"Off\",\"\",\"Point 2\")","v":""},"Dummy"]
[null,null,null,null,null,null,null,null,"National",{"$f":"SUM(J56:J119)","v":380.3532232609025},{"$f":"SUM(K56:K119)","v":0},{"$f":"IF(I55=0,\"\",IFERROR(IF($B$20=\"Actual\",J55,IF($B$20=\"Absolute Change\",J55-K55,IF($B$20=\"Percent Change\",(J55-K55)/K55,IF($B$20=\"Emissions Rate\",(J55*2/K55),IF($B$20=\"Capacity Factor\",J55*1000/(K55*IF(NOT(ISERROR(SEARCH(\"Summer\",$B$18))),3672,8760)),J55/K55))))),0))","v":380.3532232609025},{"$f":"SUM(M56:M119)","v":0},{"$f":"SUM(N56:N119)","v":0},{"$f":"IF(I55=0,\"\",IFERROR(IF($E$20=\"Actual\",M55,IF($E$20=\"Absolute Change\",M55-N55,IF($E$20=\"Percent Change\",(M55-N55)/N55,IF($E$20=\"Emissions Rate\",(M55*2/N55),IF($E$20=\"Capacity Factor\",M55*1000/(N55*IF(NOT(ISERROR(SEARCH(\"Summer\",$E$18))),3672,8760)),M55/N55))))),0))","v":0}]
["Fuel Consumption Summer TBtu","TBtu",null,null,null,null,null,null,{"$f":"IF($B$8=\"State\",Map!P3,Map!O3)","v":"AL"},{"$f":"IF(I56=0,\"\",SUMIFS(CHOOSE(VLOOKUP($B$18,'Lookup tables'!$AK$5:$AM$15,3,0), RPE_FuelConsumptionSummerTBtu, RPE_FuelConsumptionTotalTBtu, RPE_GenerationSummerGWh, RPE_GenerationTotalGWh, RPE_CO2EmissionsSummerThousandTons, RPE_CO2EmissionsTotalThousandTons, RPE_NOXEmissionsSummerThousandTons, RPE_NOXEmissionsTotalThousandTons, RPE_SO2EmissionsSummerThousandTons, RPE_SO2EmissionsTotalThousandTons, RPE_DispatchableCapacityMW), MeetPrimaryCriteria2,\"=1\",IF($B$8=\"IPM Region\",RPE_IPMRegionGroupAcronym,RPE_State),\"=\"&IF($B$8=\"National\",\"*\",$I56)))","v":5.9316932965979978},{"$f":"IF(I56=0,\"\",IF($B$20=\"Actual\",0,SUMIFS(CHOOSE(VLOOKUP($B$35,'Lookup tables'!$AK$5:$AM$15,3,0), RPE_FuelConsumptionSummerTBtu, RPE_FuelConsumptionTotalTBtu, RPE_GenerationSummerGWh, RPE_GenerationTotalGWh, RPE_CO2EmissionsSummerThousandTons, RPE_CO2EmissionsTotalThousandTons, RPE_NOXEmissionsSummerThousandTons, RPE_NOXEmissionsTotalThousandTons, RPE_SO2EmissionsSummerThousandTons, RPE_SO2EmissionsTotalThousandTons, RPE_DispatchableCapacityMW), MeetComparisonCriteria2,\"=1\",IF($B$8=\"IPM Region\",RPE_IPMRegionGroupAcronym,RPE_State),\"=\"&IF($B$8=\"National\",\"*\",$I56))))","v":0},{"$f":"IF(I56=0,\"\",IFERROR(IF($B$20=\"Actual\",J56,IF($B$20=\"Absolute Change\",J56-K56,IF($B$20=\"Percent Change\",(J56-K56)/K56,IF($B$20=\"Emissions Rate\",(J56*2/K56),IF($B$20=\"Capacity Factor\",J56*1000/(K56*IF(NOT(ISERROR(SEARCH(\"Summer\",$B$18))),3672,8760)),J56/K56))))),0))","v":5.9316932965979978},{"$f":"IF(I56=0,\"\",SUMIFS(CHOOSE(VLOOKUP($E$18,'Lookup tables'!$AK$5:$AM$15,3,0), RPE_FuelConsumptionSummerTBtu, RPE_FuelConsumptionTotalTBtu, RPE_GenerationSummerGWh, RPE_GenerationTotalGWh, RPE_CO2EmissionsSummerThousandTons, RPE_CO2EmissionsTotalThousandTons, RPE_NOXEmissionsSummerThousandTons, RPE_NOXEmissionsTotalThousandTons, RPE_SO2EmissionsSummerThousandTons, RPE_SO2EmissionsTotalThousandTons, RPE_DispatchableCapacityMW), MeetPrimaryCriteria3,\"=1\",IF($E$8=\"IPM Region\",RPE_IPMRegionGroupAcronym,RPE_State),\"=\"&IF($E$8=\"National\",\"*\",$I56)))","v":0},{"$f":"IF(I56=0,\"\",IF($E$20=\"Actual\",0,SUMIFS(CHOOSE(VLOOKUP($E$35,'Lookup tables'!$AK$5:$AM$15,3,0), RPE_FuelConsumptionSummerTBtu, RPE_FuelConsumptionTotalTBtu, RPE_GenerationSummerGWh, RPE_GenerationTotalGWh, RPE_CO2EmissionsSummerThousandTons, RPE_CO2EmissionsTotalThousandTons, RPE_NOXEmissionsSummerThousandTons, RPE_NOXEmissionsTotalThousandTons, RPE_SO2EmissionsSummerThousandTons, RPE_SO2EmissionsTotalThousandTons, RPE_DispatchableCapacityMW), MeetComparisonCriteria3,\"=1\",IF($E$8=\"IPM Region\",RPE_IPMRegionGroupAcronym,RPE_State),\"=\"&IF($E$8=\"National\",\"*\",$I56))))","v":0},{"$f":"IF(I56=0,\"\",IFERROR(IF($E$20=\"Actual\",M56,IF($E$20=\"Absolute Change\",M56-N56,IF($E$20=\"Percent Change\",(M56-N56)/N56,IF($E$20=\"Emissions Rate\",(M56*2/N56),IF($E$20=\"Capacity Factor\",M56*1000/(N56*IF(NOT(ISERROR(SEARCH(\"Summer\",$E$18))),3672,8760)),M56/N56))))),0))","v":0},{"$f":"IF(OR(I56=\"  \",I56=0),\"\",(RANK(L56,IF($B$8=\"State\",$L$56:$L$104,$L$56:$L$118))+ROW()*0.0000000001))","v":27.0000000056},{"$f":"IF(OR(I56=\"  \",I56=0),\"\",IF($Q$53=\"Alphabetical\",99-(ROW()-6),RANK(P56,IF($B$8=\"State\",$P$56:$P$104,$P$56:$P$118),IF($Q$53=\"Descending\",0,1))))","v":27},null,1,{"$f":"IF(S56=\"\",\"\",INDEX($I$56:$I$118,MATCH(S56,$Q$56:$Q$118,0),1))","v":"TX"},{"$f":"IF(S56=\"\",\"\",INDEX($L$56:$L$118,MATCH(S56,$Q$56:$Q$118,0),1))","v":44.225712474137126},{"$f":"IF(S56=\"\",\"\",IF($V$53=\"off\",0,INDEX($O$56:$O$118,MATCH(S56,$Q$56:$Q$118,0),1)))","v":0},{"$f":"$W$53","v":0}]
["Fuel Consumption Total TBtu","TBtu",null,null,null,null,null,null,{"$f":"IF($B$8=\"State\",Map!P4,Map!O4)","v":"AR"},{"$f":"IF(I57=0,\"\",SUMIFS(CHOOSE(VLOOKUP($B$18,'Lookup tables'!$AK$5:$AM$15,3,0), RPE_FuelConsumptionSummerTBtu, RPE_FuelConsumptionTotalTBtu, RPE_GenerationSummerGWh, RPE_GenerationTotalGWh, RPE_CO2EmissionsSummerThousandTons, RPE_CO2EmissionsTotalThousandTons, RPE_NOXEmissionsSummerThousandTons, RPE_NOXEmissionsTotalThousandTons, RPE_SO2EmissionsSummerThousandTons, RPE_SO2EmissionsTotalThousandTons, RPE_DispatchableCapacityMW), MeetPrimaryCriteria2,\"=1\",IF($B$8=\"IPM Region\",RPE_IPMRegionGroupAcronym,RPE_State),\"=\"&IF($B$8=\"National\",\"*\",$I57)))","v":10.269955607846603},{"$f":"IF(I57=0,\"\",IF($B$20=\"Actual\",0,SUMIFS(CHOOSE(VLOOKUP($B$35,'Lookup tables'!$AK$5:$AM$15,3,0), RPE_FuelConsumptionSummerTBtu, RPE_FuelConsumptionTotalTBtu, RPE_GenerationSummerGWh, RPE_GenerationTotalGWh, RPE_CO2EmissionsSummerThousandTons, RPE_CO2EmissionsTotalThousandTons, RPE_NOXEmissionsSummerThousandTons, RPE_NOXEmissionsTotalThousandTons, RPE_SO2EmissionsSummerThousandTons, RPE_SO2EmissionsTotalThousandTons, RPE_DispatchableCapacityMW), MeetComparisonCriteria2,\"=1\",IF($B$8=\"IPM Region\",RPE_IPMRegionGroupAcronym,RPE_State),\"=\"&IF($B$8=\"National\",\"*\",$I57))))","v":0},{"$f":"IF(I57=0,\"\",IFERROR(IF($B$20=\"Actual\",J57,IF($B$20=\"Absolute Change\",J57-K57,IF($B$20=\"Percent Change\",(J57-K57)/K57,IF($B$20=\"Emissions Rate\",(J57*2/K57),IF($B$20=\"Capacity Factor\",J57*1000/(K57*IF(NOT(ISERROR(SEARCH(\"Summer\",$B$18))),3672,8760)),J57/K57))))),0))","v":10.269955607846603},{"$f":"IF(I57=0,\"\",SUMIFS(CHOOSE(VLOOKUP($E$18,'Lookup tables'!$AK$5:$AM$15,3,0), RPE_FuelConsumptionSummerTBtu, RPE_FuelConsumptionTotalTBtu, RPE_GenerationSummerGWh, RPE_GenerationTotalGWh, RPE_CO2EmissionsSummerThousandTons, RPE_CO2EmissionsTotalThousandTons, RPE_NOXEmissionsSummerThousandTons, RPE_NOXEmissionsTotalThousandTons, RPE_SO2EmissionsSummerThousandTons, RPE_SO2EmissionsTotalThousandTons, RPE_DispatchableCapacityMW), MeetPrimaryCriteria3,\"=1\",IF($E$8=\"IPM Region\",RPE_IPMRegionGroupAcronym,RPE_State),\"=\"&IF($E$8=\"National\",\"*\",$I57)))","v":0},{"$f":"IF(I57=0,\"\",IF($E$20=\"Actual\",0,SUMIFS(CHOOSE(VLOOKUP($E$35,'Lookup tables'!$AK$5:$AM$15,3,0), RPE_FuelConsumptionSummerTBtu, RPE_FuelConsumptionTotalTBtu, RPE_GenerationSummerGWh, RPE_GenerationTotalGWh, RPE_CO2EmissionsSummerThousandTons, RPE_CO2EmissionsTotalThousandTons, RPE_NOXEmissionsSummerThousandTons, RPE_NOXEmissionsTotalThousandTons, RPE_SO2EmissionsSummerThousandTons, RPE_SO2EmissionsTotalThousandTons, RPE_DispatchableCapacityMW), MeetComparisonCriteria3,\"=1\",IF($E$8=\"IPM Region\",RPE_IPMRegionGroupAcronym,RPE_State),\"=\"&IF($E$8=\"National\",\"*\",$I57))))","v":0},{"$f":"IF(I57=0,\"\",IFERROR(IF($E$20=\"Actual\",M57,IF($E$20=\"Absolute Change\",M57-N57,IF($E$20=\"Percent Change\",(M57-N57)/N57,IF($E$20=\"Emissions Rate\",(M57*2/N57),IF($E$20=\"Capacity Factor\",M57*1000/(N57*IF(NOT(ISERROR(SEARCH(\"Summer\",$E$18))),3672,8760)),M57/N57))))),0))","v":0},16.000000005699999,{"$f":"IF(OR(I57=\"  \",I57=0),\"\",IF($Q$53=\"Alphabetical\",99-(ROW()-6),RANK(P57,IF($B$8=\"State\",$P$56:$P$104,$P$56:$P$118),IF($Q$53=\"Descending\",0,1))))","v":16},null,{"$f":"IF(OR(I57=\"  \",I57=0),\"\",S56+1)","v":2},{"$f":"IF(S57=\"\",\"\",INDEX($I$56:$I$118,MATCH(S57,$Q$56:$Q$118,0),1))","v":"WV"},{"$f":"IF(S57=\"\",\"\",INDEX($L$56:$L$118,MATCH(S57,$Q$56:$Q$118,0),1))","v":19.811283271078501},{"$f":"IF(S57=\"\",\"\",IF($V$53=\"off\",0,INDEX($O$56:$O$118,MATCH(S57,$Q$56:$Q$118,0),1)))","v":0},{"$f":"$W$53","v":0}]
["Generation Summer GWh","GWh",null,null,null,null,null,null,{"$f":"IF($B$8=\"State\",Map!P5,Map!O5)","v":"AZ"},{"$f":"IF(I58=0,\"\",SUMIFS(CHOOSE(VLOOKUP($B$18,'Lookup tables'!$AK$5:$AM$15,3,0), RPE_FuelConsumptionSummerTBtu, RPE_FuelConsumptionTotalTBtu, RPE_GenerationSummerGWh, RPE_GenerationTotalGWh, RPE_CO2EmissionsSummerThousandTons, RPE_CO2EmissionsTotalThousandTons, RPE_NOXEmissionsSummerThousandTons, RPE_NOXEmissionsTotalThousandTons, RPE_SO2EmissionsSummerThousandTons, RPE_SO2EmissionsTotalThousandTons, RPE_DispatchableCapacityMW), MeetPrimaryCriteria2,\"=1\",IF($B$8=\"IPM Region\",RPE_IPMRegionGroupAcronym,RPE_State),\"=\"&IF($B$8=\"National\",\"*\",$I58)))","v":5.4680954068075431},{"$f":"IF(I58=0,\"\",IF($B$20=\"Actual\",0,SUMIFS(CHOOSE(VLOOKUP($B$35,'Lookup tables'!$AK$5:$AM$15,3,0), RPE_FuelConsumptionSummerTBtu, RPE_FuelConsumptionTotalTBtu, RPE_GenerationSummerGWh, RPE_GenerationTotalGWh, RPE_CO2EmissionsSummerThousandTons, RPE_CO2EmissionsTotalThousandTons, RPE_NOXEmissionsSummerThousandTons, RPE_NOXEmissionsTotalThousandTons, RPE_SO2EmissionsSummerThousandTons, RPE_SO2EmissionsTotalThousandTons, RPE_DispatchableCapacityMW), MeetComparisonCriteria2,\"=1\",IF($B$8=\"IPM Region\",RPE_IPMRegionGroupAcronym,RPE_State),\"=\"&IF($B$8=\"National\",\"*\",$I58))))","v":0},5.4680954068075431,{"$f":"IF(I58=0,\"\",SUMIFS(CHOOSE(VLOOKUP($E$18,'Lookup tables'!$AK$5:$AM$15,3,0), RPE_FuelConsumptionSummerTBtu, RPE_FuelConsumptionTotalTBtu, RPE_GenerationSummerGWh, RPE_GenerationTotalGWh, RPE_CO2EmissionsSummerThousandTons, RPE_CO2EmissionsTotalThousandTons, RPE_NOXEmissionsSummerThousandTons, RPE_NOXEmissionsTotalThousandTons, RPE_SO2EmissionsSummerThousandTons, RPE_SO2EmissionsTotalThousandTons, RPE_DispatchableCapacityMW), MeetPrimaryCriteria3,\"=1\",IF($E$8=\"IPM Region\",RPE_IPMRegionGroupAcronym,RPE_State),\"=\"&IF($E$8=\"National\",\"*\",$I58)))","v":0},{"$f":"IF(I58=0,\"\",IF($E$20=\"Actual\",0,SUMIFS(CHOOSE(VLOOKUP($E$35,'Lookup tables'!$AK$5:$AM$15,3,0), RPE_FuelConsumptionSummerTBtu, RPE_FuelConsumptionTotalTBtu, RPE_GenerationSummerGWh, RPE_GenerationTotalGWh, RPE_CO2EmissionsSummerThousandTons, RPE_CO2EmissionsTotalThousandTons, RPE_NOXEmissionsSummerThousandTons, RPE_NOXEmissionsTotalThousandTons, RPE_SO2EmissionsSummerThousandTons, RPE_SO2EmissionsTotalThousandTons, RPE_DispatchableCapacityMW), MeetComparisonCriteria3,\"=1\",IF($E$8=\"IPM Region\",RPE_IPMRegionGroupAcronym,RPE_State),\"=\"&IF($E$8=\"National\",\"*\",$I58))))","v":0},0,28.0000000058,28,null,{"$f":"IF(OR(I58=\"  \",I58=0),\"\",S57+1)","v":3},"FL",19.583110126426465,0,0]
["Generation Total GWh","GWh",null,null,null,null,null,null,{"$f":"IF($B$8=\"State\",Map!P6,Map!O6)","v":"CA"},{"$f":"IF(I59=0,\"\",SUMIFS(CHOOSE(VLOOKUP($B$18,'Lookup tables'!$AK$5:$AM$15,3,0), RPE_FuelConsumptionSummerTBtu, RPE_FuelConsumptionTotalTBtu, RPE_GenerationSummerGWh, RPE_GenerationTotalGWh, RPE_CO2EmissionsSummerThousandTons, RPE_CO2EmissionsTotalThousandTons, RPE_NOXEmissionsSummerThousandTons, RPE_NOXEmissionsTotalThousandTons, RPE_SO2EmissionsSummerThousandTons, RPE_SO2EmissionsTotalThousandTons, RPE_DispatchableCapacityMW), MeetPrimaryCriteria2,\"=1\",IF($B$8=\"IPM Region\",RPE_IPMRegionGroupAcronym,RPE_State),\"=\"&IF($B$8=\"National\",\"*\",$I59)))","v":2.4064947882401961},{"$f":"IF(I59=0,\"\",IF($B$20=\"Actual\",0,SUMIFS(CHOOSE(VLOOKUP($B$35,'Lookup tables'!$AK$5:$AM$15,3,0), RPE_FuelConsumptionSummerTBtu, RPE_FuelConsumptionTotalTBtu, RPE_GenerationSummerGWh, RPE_GenerationTotalGWh, RPE_CO2EmissionsSummerThousandTons, RPE_CO2EmissionsTotalThousandTons, RPE_NOXEmissionsSummerThousandTons, RPE_NOXEmissionsTotalThousandTons, RPE_SO2EmissionsSummerThousandTons, RPE_SO2EmissionsTotalThousandTons, RPE_DispatchableCapacityMW), MeetComparisonCriteria2,\"=1\",IF($B$8=\"IPM Region\",RPE_IPMRegionGroupAcronym,RPE_State),\"=\"&IF($B$8=\"National\",\"*\",$I59))))","v":0},2.4064947882401961,{"$f":"IF(I59=0,\"\",SUMIFS(CHOOSE(VLOOKUP($E$18,'Lookup tables'!$AK$5:$AM$15,3,0), RPE_FuelConsumptionSummerTBtu, RPE_FuelConsumptionTotalTBtu, RPE_GenerationSummerGWh, RPE_GenerationTotalGWh, RPE_CO2EmissionsSummerThousandTons, RPE_CO2EmissionsTotalThousandTons, RPE_NOXEmissionsSummerThousandTons, RPE_NOXEmissionsTotalThousandTons, RPE_SO2EmissionsSummerThousandTons, RPE_SO2EmissionsTotalThousandTons, RPE_DispatchableCapacityMW), MeetPrimaryCriteria3,\"=1\",IF($E$8=\"IPM Region\",RPE_IPMRegionGroupAcronym,RPE_State),\"=\"&IF($E$8=\"National\",\"*\",$I59)))","v":0},{"$f":"IF(I59=0,\"\",IF($E$20=\"Actual\",0,SUMIFS(CHOOSE(VLOOKUP($E$35,'Lookup tables'!$AK$5:$AM$15,3,0), RPE_FuelConsumptionSummerTBtu, RPE_FuelConsumptionTotalTBtu, RPE_GenerationSummerGWh, RPE_GenerationTotalGWh, RPE_CO2EmissionsSummerThousandTons, RPE_CO2EmissionsTotalThousandTons, RPE_NOXEmissionsSummerThousandTons, RPE_NOXEmissionsTotalThousandTons, RPE_SO2EmissionsSummerThousandTons, RPE_SO2EmissionsTotalThousandTons, RPE_DispatchableCapacityMW), MeetComparisonCriteria3,\"=1\",IF($E$8=\"IPM Region\",RPE_IPMRegionGroupAcronym,RPE_State),\"=\"&IF($E$8=\"National\",\"*\",$I59))))","v":0},0,37.000000005899999,37,null,4,"OH",17.942844464408431,0,0]
["CO2 Emissions Summer Thousand Tons","Thousand (short) tons CO2",null,null,null,null,null,null,{"$f":"IF($B$8=\"State\",Map!P7,Map!O7)","v":"CO"},{"$f":"IF(I60=0,\"\",SUMIFS(CHOOSE(VLOOKUP($B$18,'Lookup tables'!$AK$5:$AM$15,3,0), RPE_FuelConsumptionSummerTBtu, RPE_FuelConsumptionTotalTBtu, RPE_GenerationSummerGWh, RPE_GenerationTotalGWh, RPE_CO2EmissionsSummerThousandTons, RPE_CO2EmissionsTotalThousandTons, RPE_NOXEmissionsSummerThousandTons, RPE_NOXEmissionsTotalThousandTons, RPE_SO2EmissionsSummerThousandTons, RPE_SO2EmissionsTotalThousandTons, RPE_DispatchableCapacityMW), MeetPrimaryCriteria2,\"=1\",IF($B$8=\"IPM Region\",RPE_IPMRegionGroupAcronym,RPE_State),\"=\"&IF($B$8=\"National\",\"*\",$I60)))","v":8.5004275567193179},{"$f":"IF(I60=0,\"\",IF($B$20=\"Actual\",0,SUMIFS(CHOOSE(VLOOKUP($B$35,'Lookup tables'!$AK$5:$AM$15,3,0), RPE_FuelConsumptionSummerTBtu, RPE_FuelConsumptionTotalTBtu, RPE_GenerationSummerGWh, RPE_GenerationTotalGWh, RPE_CO2EmissionsSummerThousandTons, RPE_CO2EmissionsTotalThousandTons, RPE_NOXEmissionsSummerThousandTons, RPE_NOXEmissionsTotalThousandTons, RPE_SO2EmissionsSummerThousandTons, RPE_SO2EmissionsTotalThousandTons, RPE_DispatchableCapacityMW), MeetComparisonCriteria2,\"=1\",IF($B$8=\"IPM Region\",RPE_IPMRegionGroupAcronym,RPE_State),\"=\"&IF($B$8=\"National\",\"*\",$I60))))","v":0},8.5004275567193179,{"$f":"IF(I60=0,\"\",SUMIFS(CHOOSE(VLOOKUP($E$18,'Lookup tables'!$AK$5:$AM$15,3,0), RPE_FuelConsumptionSummerTBtu, RPE_FuelConsumptionTotalTBtu, RPE_GenerationSummerGWh, RPE_GenerationTotalGWh, RPE_CO2EmissionsSummerThousandTons, RPE_CO2EmissionsTotalThousandTons, RPE_NOXEmissionsSummerThousandTons, RPE_NOXEmissionsTotalThousandTons, RPE_SO2EmissionsSummerThousandTons, RPE_SO2EmissionsTotalThousandTons, RPE_DispatchableCapacityMW), MeetPrimaryCriteria3,\"=1\",IF($E$8=\"IPM Region\",RPE_IPMRegionGroupAcronym,RPE_State),\"=\"&IF($E$8=\"National\",\"*\",$I60)))","v":0},{"$f":"IF(I60=0,\"\",IF($E$20=\"Actual\",0,SUMIFS(CHOOSE(VLOOKUP($E$35,'Lookup tables'!$AK$5:$AM$15,3,0), RPE_FuelConsumptionSummerTBtu, RPE_FuelConsumptionTotalTBtu, RPE_GenerationSummerGWh, RPE_GenerationTotalGWh, RPE_CO2EmissionsSummerThousandTons, RPE_CO2EmissionsTotalThousandTons, RPE_NOXEmissionsSummerThousandTons, RPE_NOXEmissionsTotalThousandTons, RPE_SO2EmissionsSummerThousandTons, RPE_SO2EmissionsTotalThousandTons, RPE_DispatchableCapacityMW), MeetComparisonCriteria3,\"=1\",IF($E$8=\"IPM Region\",RPE_IPMRegionGroupAcronym,RPE_State),\"=\"&IF($E$8=\"National\",\"*\",$I60))))","v":0},0,19.000000006,19,null,5,"IN",16.324331151681278,0,0]
["CO2 Emissions Total Thousand Tons","Thousand (short) tons CO2",null,null,null,null,null,null,{"$f":"IF($B$8=\"State\",Map!P8,Map!O8)","v":"CT"},{"$f":"IF(I61=0,\"\",SUMIFS(CHOOSE(VLOOKUP($B$18,'Lookup tables'!$AK$5:$AM$15,3,0), RPE_FuelConsumptionSummerTBtu, RPE_FuelConsumptionTotalTBtu, RPE_GenerationSummerGWh, RPE_GenerationTotalGWh, RPE_CO2EmissionsSummerThousandTons, RPE_CO2EmissionsTotalThousandTons, RPE_NOXEmissionsSummerThousandTons, RPE_NOXEmissionsTotalThousandTons, RPE_SO2EmissionsSummerThousandTons, RPE_SO2EmissionsTotalThousandTons, RPE_DispatchableCapacityMW), MeetPrimaryCriteria2,\"=1\",IF($B$8=\"IPM Region\",RPE_IPMRegionGroupAcronym,RPE_State),\"=\"&IF($B$8=\"National\",\"*\",$I61)))","v":1.9439511671567891},{"$f":"IF(I61=0,\"\",IF($B$20=\"Actual\",0,SUMIFS(CHOOSE(VLOOKUP($B$35,'Lookup tables'!$AK$5:$AM$15,3,0), RPE_FuelConsumptionSummerTBtu, RPE_FuelConsumptionTotalTBtu, RPE_GenerationSummerGWh, RPE_GenerationTotalGWh, RPE_CO2EmissionsSummerThousandTons, RPE_CO2EmissionsTotalThousandTons, RPE_NOXEmissionsSummerThousandTons, RPE_NOXEmissionsTotalThousandTons, RPE_SO2EmissionsSummerThousandTons, RPE_SO2EmissionsTotalThousandTons, RPE_DispatchableCapacityMW), MeetComparisonCriteria2,\"=1\",IF($B$8=\"IPM Region\",RPE_IPMRegionGroupAcronym,RPE_State),\"=\"&IF($B$8=\"National\",\"*\",$I61))))","v":0},1.9439511671567891,{"$f":"IF(I61=0,\"\",SUMIFS(CHOOSE(VLOOKUP($E$18,'Lookup tables'!$AK$5:$AM$15,3,0), RPE_FuelConsumptionSummerTBtu, RPE_FuelConsumptionTotalTBtu, RPE_GenerationSummerGWh, RPE_GenerationTotalGWh, RPE_CO2EmissionsSummerThousandTons, RPE_CO2EmissionsTotalThousandTons, RPE_NOXEmissionsSummerThousandTons, RPE_NOXEmissionsTotalThousandTons, RPE_SO2EmissionsSummerThousandTons, RPE_SO2EmissionsTotalThousandTons, RPE_DispatchableCapacityMW), MeetPrimaryCriteria3,\"=1\",IF($E$8=\"IPM Region\",RPE_IPMRegionGroupAcronym,RPE_State),\"=\"&IF($E$8=\"National\",\"*\",$I61)))","v":0},{"$f":"IF(I61=0,\"\",IF($E$20=\"Actual\",0,SUMIFS(CHOOSE(VLOOKUP($E$35,'Lookup tables'!$AK$5:$AM$15,3,0), RPE_FuelConsumptionSummerTBtu, RPE_FuelConsumptionTotalTBtu, RPE_GenerationSummerGWh, RPE_GenerationTotalGWh, RPE_CO2EmissionsSummerThousandTons, RPE_CO2EmissionsTotalThousandTons, RPE_NOXEmissionsSummerThousandTons, RPE_NOXEmissionsTotalThousandTons, RPE_SO2EmissionsSummerThousandTons, RPE_SO2EmissionsTotalThousandTons, RPE_DispatchableCapacityMW), MeetComparisonCriteria3,\"=1\",IF($E$8=\"IPM Region\",RPE_IPMRegionGroupAcronym,RPE_State),\"=\"&IF($E$8=\"National\",\"*\",$I61))))","v":0},0,38.000000006100002,38,null,6,"NC",15.764555646252564,0,0]
["NOX Emissions Summer Thousand Tons","Thousand (short) tons NOx",null,null,null,null,null,null,{"$f":"IF($B$8=\"State\",Map!P9,Map!O9)","v":"DC"},{"$f":"IF(I62=0,\"\",SUMIFS(CHOOSE(VLOOKUP($B$18,'Lookup tables'!$AK$5:$AM$15,3,0), RPE_FuelConsumptionSummerTBtu, RPE_FuelConsumptionTotalTBtu, RPE_GenerationSummerGWh, RPE_GenerationTotalGWh, RPE_CO2EmissionsSummerThousandTons, RPE_CO2EmissionsTotalThousandTons, RPE_NOXEmissionsSummerThousandTons, RPE_NOXEmissionsTotalThousandTons, RPE_SO2EmissionsSummerThousandTons, RPE_SO2EmissionsTotalThousandTons, RPE_DispatchableCapacityMW), MeetPrimaryCriteria2,\"=1\",IF($B$8=\"IPM Region\",RPE_IPMRegionGroupAcronym,RPE_State),\"=\"&IF($B$8=\"National\",\"*\",$I62)))","v":8.4778012565721328E-4},{"$f":"IF(I62=0,\"\",IF($B$20=\"Actual\",0,SUMIFS(CHOOSE(VLOOKUP($B$35,'Lookup tables'!$AK$5:$AM$15,3,0), RPE_FuelConsumptionSummerTBtu, RPE_FuelConsumptionTotalTBtu, RPE_GenerationSummerGWh, RPE_GenerationTotalGWh, RPE_CO2EmissionsSummerThousandTons, RPE_CO2EmissionsTotalThousandTons, RPE_NOXEmissionsSummerThousandTons, RPE_NOXEmissionsTotalThousandTons, RPE_SO2EmissionsSummerThousandTons, RPE_SO2EmissionsTotalThousandTons, RPE_DispatchableCapacityMW), MeetComparisonCriteria2,\"=1\",IF($B$8=\"IPM Region\",RPE_IPMRegionGroupAcronym,RPE_State),\"=\"&IF($B$8=\"National\",\"*\",$I62))))","v":0},8.4778012565721328E-4,{"$f":"IF(I62=0,\"\",SUMIFS(CHOOSE(VLOOKUP($E$18,'Lookup tables'!$AK$5:$AM$15,3,0), RPE_FuelConsumptionSummerTBtu, RPE_FuelConsumptionTotalTBtu, RPE_GenerationSummerGWh, RPE_GenerationTotalGWh, RPE_CO2EmissionsSummerThousandTons, RPE_CO2EmissionsTotalThousandTons, RPE_NOXEmissionsSummerThousandTons, RPE_NOXEmissionsTotalThousandTons, RPE_SO2EmissionsSummerThousandTons, RPE_SO2EmissionsTotalThousandTons, RPE_DispatchableCapacityMW), MeetPrimaryCriteria3,\"=1\",IF($E$8=\"IPM Region\",RPE_IPMRegionGroupAcronym,RPE_State),\"=\"&IF($E$8=\"National\",\"*\",$I62)))","v":0},{"$f":"IF(I62=0,\"\",IF($E$20=\"Actual\",0,SUMIFS(CHOOSE(VLOOKUP($E$35,'Lookup tables'!$AK$5:$AM$15,3,0), RPE_FuelConsumptionSummerTBtu, RPE_FuelConsumptionTotalTBtu, RPE_GenerationSummerGWh, RPE_GenerationTotalGWh, RPE_CO2EmissionsSummerThousandTons, RPE_CO2EmissionsTotalThousandTons, RPE_NOXEmissionsSummerThousandTons, RPE_NOXEmissionsTotalThousandTons, RPE_SO2EmissionsSummerThousandTons, RPE_SO2EmissionsTotalThousandTons, RPE_DispatchableCapacityMW), MeetComparisonCriteria3,\"=1\",IF($E$8=\"IPM Region\",RPE_IPMRegionGroupAcronym,RPE_State),\"=\"&IF($E$8=\"National\",\"*\",$I62))))","v":0},0,49.000000006199997,49,null,7,"PA",14.929681306854722,0,0]
["NOX Emissions Total Thousand Tons","Thousand (short) tons NOx",null,null,null,null,null,null,{"$f":"IF($B$8=\"State\",Map!P10,Map!O10)","v":"DE"},{"$f":"IF(I63=0,\"\",SUMIFS(CHOOSE(VLOOKUP($B$18,'Lookup tables'!$AK$5:$AM$15,3,0), RPE_FuelConsumptionSummerTBtu, RPE_FuelConsumptionTotalTBtu, RPE_GenerationSummerGWh, RPE_GenerationTotalGWh, RPE_CO2EmissionsSummerThousandTons, RPE_CO2EmissionsTotalThousandTons, RPE_NOXEmissionsSummerThousandTons, RPE_NOXEmissionsTotalThousandTons, RPE_SO2EmissionsSummerThousandTons, RPE_SO2EmissionsTotalThousandTons, RPE_DispatchableCapacityMW), MeetPrimaryCriteria2,\"=1\",IF($B$8=\"IPM Region\",RPE_IPMRegionGroupAcronym,RPE_State),\"=\"&IF($B$8=\"National\",\"*\",$I63)))","v":0.24272650027324161},{"$f":"IF(I63=0,\"\",IF($B$20=\"Actual\",0,SUMIFS(CHOOSE(VLOOKUP($B$35,'Lookup tables'!$AK$5:$AM$15,3,0), RPE_FuelConsumptionSummerTBtu, RPE_FuelConsumptionTotalTBtu, RPE_GenerationSummerGWh, RPE_GenerationTotalGWh, RPE_CO2EmissionsSummerThousandTons, RPE_CO2EmissionsTotalThousandTons, RPE_NOXEmissionsSummerThousandTons, RPE_NOXEmissionsTotalThousandTons, RPE_SO2EmissionsSummerThousandTons, RPE_SO2EmissionsTotalThousandTons, RPE_DispatchableCapacityMW), MeetComparisonCriteria2,\"=1\",IF($B$8=\"IPM Region\",RPE_IPMRegionGroupAcronym,RPE_State),\"=\"&IF($B$8=\"National\",\"*\",$I63))))","v":0},0.24272650027324161,{"$f":"IF(I63=0,\"\",SUMIFS(CHOOSE(VLOOKUP($E$18,'Lookup tables'!$AK$5:$AM$15,3,0), RPE_FuelConsumptionSummerTBtu, RPE_FuelConsumptionTotalTBtu, RPE_GenerationSummerGWh, RPE_GenerationTotalGWh, RPE_CO2EmissionsSummerThousandTons, RPE_CO2EmissionsTotalThousandTons, RPE_NOXEmissionsSummerThousandTons, RPE_NOXEmissionsTotalThousandTons, RPE_SO2EmissionsSummerThousandTons, RPE_SO2EmissionsTotalThousandTons, RPE_DispatchableCapacityMW), MeetPrimaryCriteria3,\"=1\",IF($E$8=\"IPM Region\",RPE_IPMRegionGroupAcronym,RPE_State),\"=\"&IF($E$8=\"National\",\"*\",$I63)))","v":0},{"$f":"IF(I63=0,\"\",IF($E$20=\"Actual\",0,SUMIFS(CHOOSE(VLOOKUP($E$35,'Lookup tables'!$AK$5:$AM$15,3,0), RPE_FuelConsumptionSummerTBtu, RPE_FuelConsumptionTotalTBtu, RPE_GenerationSummerGWh, RPE_GenerationTotalGWh, RPE_CO2EmissionsSummerThousandTons, RPE_CO2EmissionsTotalThousandTons, RPE_NOXEmissionsSummerThousandTons, RPE_NOXEmissionsTotalThousandTons, RPE_SO2EmissionsSummerThousandTons, RPE_SO2EmissionsTotalThousandTons, RPE_DispatchableCapacityMW), MeetComparisonCriteria3,\"=1\",IF($E$8=\"IPM Region\",RPE_IPMRegionGroupAcronym,RPE_State),\"=\"&IF($E$8=\"National\",\"*\",$I63))))","v":0},0,46.000000006299999,46,null,8,"MO",14.415932245022058,0,0]
["SO2 Emissions Summer Thousand Tons","Thousand (short) tons SO2",null,null,null,null,null,null,{"$f":"IF($B$8=\"State\",Map!P11,Map!O11)","v":"FL"},{"$f":"IF(I64=0,\"\",SUMIFS(CHOOSE(VLOOKUP($B$18,'Lookup tables'!$AK$5:$AM$15,3,0), RPE_FuelConsumptionSummerTBtu, RPE_FuelConsumptionTotalTBtu, RPE_GenerationSummerGWh, RPE_GenerationTotalGWh, RPE_CO2EmissionsSummerThousandTons, RPE_CO2EmissionsTotalThousandTons, RPE_NOXEmissionsSummerThousandTons, RPE_NOXEmissionsTotalThousandTons, RPE_SO2EmissionsSummerThousandTons, RPE_SO2EmissionsTotalThousandTons, RPE_DispatchableCapacityMW), MeetPrimaryCriteria2,\"=1\",IF($B$8=\"IPM Region\",RPE_IPMRegionGroupAcronym,RPE_State),\"=\"&IF($B$8=\"National\",\"*\",$I64)))","v":19.583110126426465},{"$f":"IF(I64=0,\"\",IF($B$20=\"Actual\",0,SUMIFS(CHOOSE(VLOOKUP($B$35,'Lookup tables'!$AK$5:$AM$15,3,0), RPE_FuelConsumptionSummerTBtu, RPE_FuelConsumptionTotalTBtu, RPE_GenerationSummerGWh, RPE_GenerationTotalGWh, RPE_CO2EmissionsSummerThousandTons, RPE_CO2EmissionsTotalThousandTons, RPE_NOXEmissionsSummerThousandTons, RPE_NOXEmissionsTotalThousandTons, RPE_SO2EmissionsSummerThousandTons, RPE_SO2EmissionsTotalThousandTons, RPE_DispatchableCapacityMW), MeetComparisonCriteria2,\"=1\",IF($B$8=\"IPM Region\",RPE_IPMRegionGroupAcronym,RPE_State),\"=\"&IF($B$8=\"National\",\"*\",$I64))))","v":0},19.583110126426465,{"$f":"IF(I64=0,\"\",SUMIFS(CHOOSE(VLOOKUP($E$18,'Lookup tables'!$AK$5:$AM$15,3,0), RPE_FuelConsumptionSummerTBtu, RPE_FuelConsumptionTotalTBtu, RPE_GenerationSummerGWh, RPE_GenerationTotalGWh, RPE_CO2EmissionsSummerThousandTons, RPE_CO2EmissionsTotalThousandTons, RPE_NOXEmissionsSummerThousandTons, RPE_NOXEmissionsTotalThousandTons, RPE_SO2EmissionsSummerThousandTons, RPE_SO2EmissionsTotalThousandTons, RPE_DispatchableCapacityMW), MeetPrimaryCriteria3,\"=1\",IF($E$8=\"IPM Region\",RPE_IPMRegionGroupAcronym,RPE_State),\"=\"&IF($E$8=\"National\",\"*\",$I64)))","v":0},{"$f":"IF(I64=0,\"\",IF($E$20=\"Actual\",0,SUMIFS(CHOOSE(VLOOKUP($E$35,'Lookup tables'!$AK$5:$AM$15,3,0), RPE_FuelConsumptionSummerTBtu, RPE_FuelConsumptionTotalTBtu, RPE_GenerationSummerGWh, RPE_GenerationTotalGWh, RPE_CO2EmissionsSummerThousandTons, RPE_CO2EmissionsTotalThousandTons, RPE_NOXEmissionsSummerThousandTons, RPE_NOXEmissionsTotalThousandTons, RPE_SO2EmissionsSummerThousandTons, RPE_SO2EmissionsTotalThousandTons, RPE_DispatchableCapacityMW), MeetComparisonCriteria3,\"=1\",IF($E$8=\"IPM Region\",RPE_IPMRegionGroupAcronym,RPE_State),\"=\"&IF($E$8=\"National\",\"*\",$I64))))","v":0},0,3.0000000064000001,3,null,9,"MI",13.20644789380745,0,0]
["SO2 Emissions Total Thousand Tons","Thousand (short) tons SO2",null,null,null,null,null,null,{"$f":"IF($B$8=\"State\",Map!P12,Map!O12)","v":"GA"},{"$f":"IF(I65=0,\"\",SUMIFS(CHOOSE(VLOOKUP($B$18,'Lookup tables'!$AK$5:$AM$15,3,0), RPE_FuelConsumptionSummerTBtu, RPE_FuelConsumptionTotalTBtu, RPE_GenerationSummerGWh, RPE_GenerationTotalGWh, RPE_CO2EmissionsSummerThousandTons, RPE_CO2EmissionsTotalThousandTons, RPE_NOXEmissionsSummerThousandTons, RPE_NOXEmissionsTotalThousandTons, RPE_SO2EmissionsSummerThousandTons, RPE_SO2EmissionsTotalThousandTons, RPE_DispatchableCapacityMW), MeetPrimaryCriteria2,\"=1\",IF($B$8=\"IPM Region\",RPE_IPMRegionGroupAcronym,RPE_State),\"=\"&IF($B$8=\"National\",\"*\",$I65)))","v":8.0015889399553419},{"$f":"IF(I65=0,\"\",IF($B$20=\"Actual\",0,SUMIFS(CHOOSE(VLOOKUP($B$35,'Lookup tables'!$AK$5:$AM$15,3,0), RPE_FuelConsumptionSummerTBtu, RPE_FuelConsumptionTotalTBtu, RPE_GenerationSummerGWh, RPE_GenerationTotalGWh, RPE_CO2EmissionsSummerThousandTons, RPE_CO2EmissionsTotalThousandTons, RPE_NOXEmissionsSummerThousandTons, RPE_NOXEmissionsTotalThousandTons, RPE_SO2EmissionsSummerThousandTons, RPE_SO2EmissionsTotalThousandTons, RPE_DispatchableCapacityMW), MeetComparisonCriteria2,\"=1\",IF($B$8=\"IPM Region\",RPE_IPMRegionGroupAcronym,RPE_State),\"=\"&IF($B$8=\"National\",\"*\",$I65))))","v":0},8.0015889399553419,{"$f":"IF(I65=0,\"\",SUMIFS(CHOOSE(VLOOKUP($E$18,'Lookup tables'!$AK$5:$AM$15,3,0), RPE_FuelConsumptionSummerTBtu, RPE_FuelConsumptionTotalTBtu, RPE_GenerationSummerGWh, RPE_GenerationTotalGWh, RPE_CO2EmissionsSummerThousandTons, RPE_CO2EmissionsTotalThousandTons, RPE_NOXEmissionsSummerThousandTons, RPE_NOXEmissionsTotalThousandTons, RPE_SO2EmissionsSummerThousandTons, RPE_SO2EmissionsTotalThousandTons, RPE_DispatchableCapacityMW), MeetPrimaryCriteria3,\"=1\",IF($E$8=\"IPM Region\",RPE_IPMRegionGroupAcronym,RPE_State),\"=\"&IF($E$8=\"National\",\"*\",$I65)))","v":0},{"$f":"IF(I65=0,\"\",IF($E$20=\"Actual\",0,SUMIFS(CHOOSE(VLOOKUP($E$35,'Lookup tables'!$AK$5:$AM$15,3,0), RPE_FuelConsumptionSummerTBtu, RPE_FuelConsumptionTotalTBtu, RPE_GenerationSummerGWh, RPE_GenerationTotalGWh, RPE_CO2EmissionsSummerThousandTons, RPE_CO2EmissionsTotalThousandTons, RPE_NOXEmissionsSummerThousandTons, RPE_NOXEmissionsTotalThousandTons, RPE_SO2EmissionsSummerThousandTons, RPE_SO2EmissionsTotalThousandTons, RPE_DispatchableCapacityMW), MeetComparisonCriteria3,\"=1\",IF($E$8=\"IPM Region\",RPE_IPMRegionGroupAcronym,RPE_State),\"=\"&IF($E$8=\"National\",\"*\",$I65))))","v":0},0,20.000000006499999,20,null,10,"IL",13.016306096754089,0,0]
["Dispatchable Capacity MW","MW",null,null,null,null,null,null,{"$f":"IF($B$8=\"State\",Map!P13,Map!O13)","v":"IA"},{"$f":"IF(I66=0,\"\",SUMIFS(CHOOSE(VLOOKUP($B$18,'Lookup tables'!$AK$5:$AM$15,3,0), RPE_FuelConsumptionSummerTBtu, RPE_FuelConsumptionTotalTBtu, RPE_GenerationSummerGWh, RPE_GenerationTotalGWh, RPE_CO2EmissionsSummerThousandTons, RPE_CO2EmissionsTotalThousandTons, RPE_NOXEmissionsSummerThousandTons, RPE_NOXEmissionsTotalThousandTons, RPE_SO2EmissionsSummerThousandTons, RPE_SO2EmissionsTotalThousandTons, RPE_DispatchableCapacityMW), MeetPrimaryCriteria2,\"=1\",IF($B$8=\"IPM Region\",RPE_IPMRegionGroupAcronym,RPE_State),\"=\"&IF($B$8=\"National\",\"*\",$I66)))","v":10.889565372493836},{"$f":"IF(I66=0,\"\",IF($B$20=\"Actual\",0,SUMIFS(CHOOSE(VLOOKUP($B$35,'Lookup tables'!$AK$5:$AM$15,3,0), RPE_FuelConsumptionSummerTBtu, RPE_FuelConsumptionTotalTBtu, RPE_GenerationSummerGWh, RPE_GenerationTotalGWh, RPE_CO2EmissionsSummerThousandTons, RPE_CO2EmissionsTotalThousandTons, RPE_NOXEmissionsSummerThousandTons, RPE_NOXEmissionsTotalThousandTons, RPE_SO2EmissionsSummerThousandTons, RPE_SO2EmissionsTotalThousandTons, RPE_DispatchableCapacityMW), MeetComparisonCriteria2,\"=1\",IF($B$8=\"IPM Region\",RPE_IPMRegionGroupAcronym,RPE_State),\"=\"&IF($B$8=\"National\",\"*\",$I66))))","v":0},10.889565372493836,{"$f":"IF(I66=0,\"\",SUMIFS(CHOOSE(VLOOKUP($E$18,'Lookup tables'!$AK$5:$AM$15,3,0), RPE_FuelConsumptionSummerTBtu, RPE_FuelConsumptionTotalTBtu, RPE_GenerationSummerGWh, RPE_GenerationTotalGWh, RPE_CO2EmissionsSummerThousandTons, RPE_CO2EmissionsTotalThousandTons, RPE_NOXEmissionsSummerThousandTons, RPE_NOXEmissionsTotalThousandTons, RPE_SO2EmissionsSummerThousandTons, RPE_SO2EmissionsTotalThousandTons, RPE_DispatchableCapacityMW), MeetPrimaryCriteria3,\"=1\",IF($E$8=\"IPM Region\",RPE_IPMRegionGroupAcronym,RPE_State),\"=\"&IF($E$8=\"National\",\"*\",$I66)))","v":0},{"$f":"IF(I66=0,\"\",IF($E$20=\"Actual\",0,SUMIFS(CHOOSE(VLOOKUP($E$35,'Lookup tables'!$AK$5:$AM$15,3,0), RPE_FuelConsumptionSummerTBtu, RPE_FuelConsumptionTotalTBtu, RPE_GenerationSummerGWh, RPE_GenerationTotalGWh, RPE_CO2EmissionsSummerThousandTons, RPE_CO2EmissionsTotalThousandTons, RPE_NOXEmissionsSummerThousandTons, RPE_NOXEmissionsTotalThousandTons, RPE_SO2EmissionsSummerThousandTons, RPE_SO2EmissionsTotalThousandTons, RPE_DispatchableCapacityMW), MeetComparisonCriteria3,\"=1\",IF($E$8=\"IPM Region\",RPE_IPMRegionGroupAcronym,RPE_State),\"=\"&IF($E$8=\"National\",\"*\",$I66))))","v":0},0,13.000000006600001,13,null,11,"UT",12.451141573575089,0,0]
[null,null,null,null,null,null,null,null,{"$f":"IF($B$8=\"State\",Map!P14,Map!O14)","v":"ID"},{"$f":"IF(I67=0,\"\",SUMIFS(CHOOSE(VLOOKUP($B$18,'Lookup tables'!$AK$5:$AM$15,3,0), RPE_FuelConsumptionSummerTBtu, RPE_FuelConsumptionTotalTBtu, RPE_GenerationSummerGWh, RPE_GenerationTotalGWh, RPE_CO2EmissionsSummerThousandTons, RPE_CO2EmissionsTotalThousandTons, RPE_NOXEmissionsSummerThousandTons, RPE_NOXEmissionsTotalThousandTons, RPE_SO2EmissionsSummerThousandTons, RPE_SO2EmissionsTotalThousandTons, RPE_DispatchableCapacityMW), MeetPrimaryCriteria2,\"=1\",IF($B$8=\"IPM Region\",RPE_IPMRegionGroupAcronym,RPE_State),\"=\"&IF($B$8=\"National\",\"*\",$I67)))","v":8.9064569261267879E-2},{"$f":"IF(I67=0,\"\",IF($B$20=\"Actual\",0,SUMIFS(CHOOSE(VLOOKUP($B$35,'Lookup tables'!$AK$5:$AM$15,3,0), RPE_FuelConsumptionSummerTBtu, RPE_FuelConsumptionTotalTBtu, RPE_GenerationSummerGWh, RPE_GenerationTotalGWh, RPE_CO2EmissionsSummerThousandTons, RPE_CO2EmissionsTotalThousandTons, RPE_NOXEmissionsSummerThousandTons, RPE_NOXEmissionsTotalThousandTons, RPE_SO2EmissionsSummerThousandTons, RPE_SO2EmissionsTotalThousandTons, RPE_DispatchableCapacityMW), MeetComparisonCriteria2,\"=1\",IF($B$8=\"IPM Region\",RPE_IPMRegionGroupAcronym,RPE_State),\"=\"&IF($B$8=\"National\",\"*\",$I67))))","v":0},8.9064569261267879E-2,{"$f":"IF(I67=0,\"\",SUMIFS(CHOOSE(VLOOKUP($E$18,'Lookup tables'!$AK$5:$AM$15,3,0), RPE_FuelConsumptionSummerTBtu, RPE_FuelConsumptionTotalTBtu, RPE_GenerationSummerGWh, RPE_GenerationTotalGWh, RPE_CO2EmissionsSummerThousandTons, RPE_CO2EmissionsTotalThousandTons, RPE_NOXEmissionsSummerThousandTons, RPE_NOXEmissionsTotalThousandTons, RPE_SO2EmissionsSummerThousandTons, RPE_SO2EmissionsTotalThousandTons, RPE_DispatchableCapacityMW), MeetPrimaryCriteria3,\"=1\",IF($E$8=\"IPM Region\",RPE_IPMRegionGroupAcronym,RPE_State),\"=\"&IF($E$8=\"National\",\"*\",$I67)))","v":0},{"$f":"IF(I67=0,\"\",IF($E$20=\"Actual\",0,SUMIFS(CHOOSE(VLOOKUP($E$35,'Lookup tables'!$AK$5:$AM$15,3,0), RPE_FuelConsumptionSummerTBtu, RPE_FuelConsumptionTotalTBtu, RPE_GenerationSummerGWh, RPE_GenerationTotalGWh, RPE_CO2EmissionsSummerThousandTons, RPE_CO2EmissionsTotalThousandTons, RPE_NOXEmissionsSummerThousandTons, RPE_NOXEmissionsTotalThousandTons, RPE_SO2EmissionsSummerThousandTons, RPE_SO2EmissionsTotalThousandTons, RPE_DispatchableCapacityMW), MeetComparisonCriteria3,\"=1\",IF($E$8=\"IPM Region\",RPE_IPMRegionGroupAcronym,RPE_State),\"=\"&IF($E$8=\"National\",\"*\",$I67))))","v":0},0,47.000000006699999,47,null,12,"NE",11.627349240493448,0,0]
[null,null,null,null,null,null,null,null,{"$f":"IF($B$8=\"State\",Map!P15,Map!O15)","v":"IL"},{"$f":"IF(I68=0,\"\",SUMIFS(CHOOSE(VLOOKUP($B$18,'Lookup tables'!$AK$5:$AM$15,3,0), RPE_FuelConsumptionSummerTBtu, RPE_FuelConsumptionTotalTBtu, RPE_GenerationSummerGWh, RPE_GenerationTotalGWh, RPE_CO2EmissionsSummerThousandTons, RPE_CO2EmissionsTotalThousandTons, RPE_NOXEmissionsSummerThousandTons, RPE_NOXEmissionsTotalThousandTons, RPE_SO2EmissionsSummerThousandTons, RPE_SO2EmissionsTotalThousandTons, RPE_DispatchableCapacityMW), MeetPrimaryCriteria2,\"=1\",IF($B$8=\"IPM Region\",RPE_IPMRegionGroupAcronym,RPE_State),\"=\"&IF($B$8=\"National\",\"*\",$I68)))","v":13.016306096754089},{"$f":"IF(I68=0,\"\",IF($B$20=\"Actual\",0,SUMIFS(CHOOSE(VLOOKUP($B$35,'Lookup tables'!$AK$5:$AM$15,3,0), RPE_FuelConsumptionSummerTBtu, RPE_FuelConsumptionTotalTBtu, RPE_GenerationSummerGWh, RPE_GenerationTotalGWh, RPE_CO2EmissionsSummerThousandTons, RPE_CO2EmissionsTotalThousandTons, RPE_NOXEmissionsSummerThousandTons, RPE_NOXEmissionsTotalThousandTons, RPE_SO2EmissionsSummerThousandTons, RPE_SO2EmissionsTotalThousandTons, RPE_DispatchableCapacityMW), MeetComparisonCriteria2,\"=1\",IF($B$8=\"IPM Region\",RPE_IPMRegionGroupAcronym,RPE_State),\"=\"&IF($B$8=\"National\",\"*\",$I68))))","v":0},13.016306096754089,{"$f":"IF(I68=0,\"\",SUMIFS(CHOOSE(VLOOKUP($E$18,'Lookup tables'!$AK$5:$AM$15,3,0), RPE_FuelConsumptionSummerTBtu, RPE_FuelConsumptionTotalTBtu, RPE_GenerationSummerGWh, RPE_GenerationTotalGWh, RPE_CO2EmissionsSummerThousandTons, RPE_CO2EmissionsTotalThousandTons, RPE_NOXEmissionsSummerThousandTons, RPE_NOXEmissionsTotalThousandTons, RPE_SO2EmissionsSummerThousandTons, RPE_SO2EmissionsTotalThousandTons, RPE_DispatchableCapacityMW), MeetPrimaryCriteria3,\"=1\",IF($E$8=\"IPM Region\",RPE_IPMRegionGroupAcronym,RPE_State),\"=\"&IF($E$8=\"National\",\"*\",$I68)))","v":0},{"$f":"IF(I68=0,\"\",IF($E$20=\"Actual\",0,SUMIFS(CHOOSE(VLOOKUP($E$35,'Lookup tables'!$AK$5:$AM$15,3,0), RPE_FuelConsumptionSummerTBtu, RPE_FuelConsumptionTotalTBtu, RPE_GenerationSummerGWh, RPE_GenerationTotalGWh, RPE_CO2EmissionsSummerThousandTons, RPE_CO2EmissionsTotalThousandTons, RPE_NOXEmissionsSummerThousandTons, RPE_NOXEmissionsTotalThousandTons, RPE_SO2EmissionsSummerThousandTons, RPE_SO2EmissionsTotalThousandTons, RPE_DispatchableCapacityMW), MeetComparisonCriteria3,\"=1\",IF($E$8=\"IPM Region\",RPE_IPMRegionGroupAcronym,RPE_State),\"=\"&IF($E$8=\"National\",\"*\",$I68))))","v":0},0,10.000000006800001,10,null,13,"IA",10.889565372493836,0,0]
[null,null,null,null,null,null,null,null,{"$f":"IF($B$8=\"State\",Map!P16,Map!O16)","v":"IN"},{"$f":"IF(I69=0,\"\",SUMIFS(CHOOSE(VLOOKUP($B$18,'Lookup tables'!$AK$5:$AM$15,3,0), RPE_FuelConsumptionSummerTBtu, RPE_FuelConsumptionTotalTBtu, RPE_GenerationSummerGWh, RPE_GenerationTotalGWh, RPE_CO2EmissionsSummerThousandTons, RPE_CO2EmissionsTotalThousandTons, RPE_NOXEmissionsSummerThousandTons, RPE_NOXEmissionsTotalThousandTons, RPE_SO2EmissionsSummerThousandTons, RPE_SO2EmissionsTotalThousandTons, RPE_DispatchableCapacityMW), MeetPrimaryCriteria2,\"=1\",IF($B$8=\"IPM Region\",RPE_IPMRegionGroupAcronym,RPE_State),\"=\"&IF($B$8=\"National\",\"*\",$I69)))","v":16.324331151681278},{"$f":"IF(I69=0,\"\",IF($B$20=\"Actual\",0,SUMIFS(CHOOSE(VLOOKUP($B$35,'Lookup tables'!$AK$5:$AM$15,3,0), RPE_FuelConsumptionSummerTBtu, RPE_FuelConsumptionTotalTBtu, RPE_GenerationSummerGWh, RPE_GenerationTotalGWh, RPE_CO2EmissionsSummerThousandTons, RPE_CO2EmissionsTotalThousandTons, RPE_NOXEmissionsSummerThousandTons, RPE_NOXEmissionsTotalThousandTons, RPE_SO2EmissionsSummerThousandTons, RPE_SO2EmissionsTotalThousandTons, RPE_DispatchableCapacityMW), MeetComparisonCriteria2,\"=1\",IF($B$8=\"IPM Region\",RPE_IPMRegionGroupAcronym,RPE_State),\"=\"&IF($B$8=\"National\",\"*\",$I69))))","v":0},16.324331151681278,{"$f":"IF(I69=0,\"\",SUMIFS(CHOOSE(VLOOKUP($E$18,'Lookup tables'!$AK$5:$AM$15,3,0), RPE_FuelConsumptionSummerTBtu, RPE_FuelConsumptionTotalTBtu, RPE_GenerationSummerGWh, RPE_GenerationTotalGWh, RPE_CO2EmissionsSummerThousandTons, RPE_CO2EmissionsTotalThousandTons, RPE_NOXEmissionsSummerThousandTons, RPE_NOXEmissionsTotalThousandTons, RPE_SO2EmissionsSummerThousandTons, RPE_SO2EmissionsTotalThousandTons, RPE_DispatchableCapacityMW), MeetPrimaryCriteria3,\"=1\",IF($E$8=\"IPM Region\",RPE_IPMRegionGroupAcronym,RPE_State),\"=\"&IF($E$8=\"National\",\"*\",$I69)))","v":0},{"$f":"IF(I69=0,\"\",IF($E$20=\"Actual\",0,SUMIFS(CHOOSE(VLOOKUP($E$35,'Lookup tables'!$AK$5:$AM$15,3,0), RPE_FuelConsumptionSummerTBtu, RPE_FuelConsumptionTotalTBtu, RPE_GenerationSummerGWh, RPE_GenerationTotalGWh, RPE_CO2EmissionsSummerThousandTons, RPE_CO2EmissionsTotalThousandTons, RPE_NOXEmissionsSummerThousandTons, RPE_NOXEmissionsTotalThousandTons, RPE_SO2EmissionsSummerThousandTons, RPE_SO2EmissionsTotalThousandTons, RPE_DispatchableCapacityMW), MeetComparisonCriteria3,\"=1\",IF($E$8=\"IPM Region\",RPE_IPMRegionGroupAcronym,RPE_State),\"=\"&IF($E$8=\"National\",\"*\",$I69))))","v":0},0,5.0000000068999997,5,null,14,"ND",10.709049049713999,0,0]
[null,null,null,null,null,null,null,null,{"$f":"IF($B$8=\"State\",Map!P17,Map!O17)","v":"KS"},{"$f":"IF(I70=0,\"\",SUMIFS(CHOOSE(VLOOKUP($B$18,'Lookup tables'!$AK$5:$AM$15,3,0), RPE_FuelConsumptionSummerTBtu, RPE_FuelConsumptionTotalTBtu, RPE_GenerationSummerGWh, RPE_GenerationTotalGWh, RPE_CO2EmissionsSummerThousandTons, RPE_CO2EmissionsTotalThousandTons, RPE_NOXEmissionsSummerThousandTons, RPE_NOXEmissionsTotalThousandTons, RPE_SO2EmissionsSummerThousandTons, RPE_SO2EmissionsTotalThousandTons, RPE_DispatchableCapacityMW), MeetPrimaryCriteria2,\"=1\",IF($B$8=\"IPM Region\",RPE_IPMRegionGroupAcronym,RPE_State),\"=\"&IF($B$8=\"National\",\"*\",$I70)))","v":7.9865430450782933},{"$f":"IF(I70=0,\"\",IF($B$20=\"Actual\",0,SUMIFS(CHOOSE(VLOOKUP($B$35,'Lookup tables'!$AK$5:$AM$15,3,0), RPE_FuelConsumptionSummerTBtu, RPE_FuelConsumptionTotalTBtu, RPE_GenerationSummerGWh, RPE_GenerationTotalGWh, RPE_CO2EmissionsSummerThousandTons, RPE_CO2EmissionsTotalThousandTons, RPE_NOXEmissionsSummerThousandTons, RPE_NOXEmissionsTotalThousandTons, RPE_SO2EmissionsSummerThousandTons, RPE_SO2EmissionsTotalThousandTons, RPE_DispatchableCapacityMW), MeetComparisonCriteria2,\"=1\",IF($B$8=\"IPM Region\",RPE_IPMRegionGroupAcronym,RPE_State),\"=\"&IF($B$8=\"National\",\"*\",$I70))))","v":0},7.9865430450782933,{"$f":"IF(I70=0,\"\",SUMIFS(CHOOSE(VLOOKUP($E$18,'Lookup tables'!$AK$5:$AM$15,3,0), RPE_FuelConsumptionSummerTBtu, RPE_FuelConsumptionTotalTBtu, RPE_GenerationSummerGWh, RPE_GenerationTotalGWh, RPE_CO2EmissionsSummerThousandTons, RPE_CO2EmissionsTotalThousandTons, RPE_NOXEmissionsSummerThousandTons, RPE_NOXEmissionsTotalThousandTons, RPE_SO2EmissionsSummerThousandTons, RPE_SO2EmissionsTotalThousandTons, RPE_DispatchableCapacityMW), MeetPrimaryCriteria3,\"=1\",IF($E$8=\"IPM Region\",RPE_IPMRegionGroupAcronym,RPE_State),\"=\"&IF($E$8=\"National\",\"*\",$I70)))","v":0},{"$f":"IF(I70=0,\"\",IF($E$20=\"Actual\",0,SUMIFS(CHOOSE(VLOOKUP($E$35,'Lookup tables'!$AK$5:$AM$15,3,0), RPE_FuelConsumptionSummerTBtu, RPE_FuelConsumptionTotalTBtu, RPE_GenerationSummerGWh, RPE_GenerationTotalGWh, RPE_CO2EmissionsSummerThousandTons, RPE_CO2EmissionsTotalThousandTons, RPE_NOXEmissionsSummerThousandTons, RPE_NOXEmissionsTotalThousandTons, RPE_SO2EmissionsSummerThousandTons, RPE_SO2EmissionsTotalThousandTons, RPE_DispatchableCapacityMW), MeetComparisonCriteria3,\"=1\",IF($E$8=\"IPM Region\",RPE_IPMRegionGroupAcronym,RPE_State),\"=\"&IF($E$8=\"National\",\"*\",$I70))))","v":0},0,21.000000007000001,21,null,15,"OK",10.301135337217097,0,0]
[null,null,null,null,null,null,null,null,{"$f":"IF($B$8=\"State\",Map!P18,Map!O18)","v":"KY"},{"$f":"IF(I71=0,\"\",SUMIFS(CHOOSE(VLOOKUP($B$18,'Lookup tables'!$AK$5:$AM$15,3,0), RPE_FuelConsumptionSummerTBtu, RPE_FuelConsumptionTotalTBtu, RPE_GenerationSummerGWh, RPE_GenerationTotalGWh, RPE_CO2EmissionsSummerThousandTons, RPE_CO2EmissionsTotalThousandTons, RPE_NOXEmissionsSummerThousandTons, RPE_NOXEmissionsTotalThousandTons, RPE_SO2EmissionsSummerThousandTons, RPE_SO2EmissionsTotalThousandTons, RPE_DispatchableCapacityMW), MeetPrimaryCriteria2,\"=1\",IF($B$8=\"IPM Region\",RPE_IPMRegionGroupAcronym,RPE_State),\"=\"&IF($B$8=\"National\",\"*\",$I71)))","v":10.013190422351464},{"$f":"IF(I71=0,\"\",IF($B$20=\"Actual\",0,SUMIFS(CHOOSE(VLOOKUP($B$35,'Lookup tables'!$AK$5:$AM$15,3,0), RPE_FuelConsumptionSummerTBtu, RPE_FuelConsumptionTotalTBtu, RPE_GenerationSummerGWh, RPE_GenerationTotalGWh, RPE_CO2EmissionsSummerThousandTons, RPE_CO2EmissionsTotalThousandTons, RPE_NOXEmissionsSummerThousandTons, RPE_NOXEmissionsTotalThousandTons, RPE_SO2EmissionsSummerThousandTons, RPE_SO2EmissionsTotalThousandTons, RPE_DispatchableCapacityMW), MeetComparisonCriteria2,\"=1\",IF($B$8=\"IPM Region\",RPE_IPMRegionGroupAcronym,RPE_State),\"=\"&IF($B$8=\"National\",\"*\",$I71))))","v":0},10.013190422351464,{"$f":"IF(I71=0,\"\",SUMIFS(CHOOSE(VLOOKUP($E$18,'Lookup tables'!$AK$5:$AM$15,3,0), RPE_FuelConsumptionSummerTBtu, RPE_FuelConsumptionTotalTBtu, RPE_GenerationSummerGWh, RPE_GenerationTotalGWh, RPE_CO2EmissionsSummerThousandTons, RPE_CO2EmissionsTotalThousandTons, RPE_NOXEmissionsSummerThousandTons, RPE_NOXEmissionsTotalThousandTons, RPE_SO2EmissionsSummerThousandTons, RPE_SO2EmissionsTotalThousandTons, RPE_DispatchableCapacityMW), MeetPrimaryCriteria3,\"=1\",IF($E$8=\"IPM Region\",RPE_IPMRegionGroupAcronym,RPE_State),\"=\"&IF($E$8=\"National\",\"*\",$I71)))","v":0},{"$f":"IF(I71=0,\"\",IF($E$20=\"Actual\",0,SUMIFS(CHOOSE(VLOOKUP($E$35,'Lookup tables'!$AK$5:$AM$15,3,0), RPE_FuelConsumptionSummerTBtu, RPE_FuelConsumptionTotalTBtu, RPE_GenerationSummerGWh, RPE_GenerationTotalGWh, RPE_CO2EmissionsSummerThousandTons, RPE_CO2EmissionsTotalThousandTons, RPE_NOXEmissionsSummerThousandTons, RPE_NOXEmissionsTotalThousandTons, RPE_SO2EmissionsSummerThousandTons, RPE_SO2EmissionsTotalThousandTons, RPE_DispatchableCapacityMW), MeetComparisonCriteria3,\"=1\",IF($E$8=\"IPM Region\",RPE_IPMRegionGroupAcronym,RPE_State),\"=\"&IF($E$8=\"National\",\"*\",$I71))))","v":0},0,17.000000007099999,17,null,16,"AR",10.269955607846603,0,0]
[null,null,null,null,null,null,null,null,{"$f":"IF($B$8=\"State\",Map!P19,Map!O19)","v":"LA"},{"$f":"IF(I72=0,\"\",SUMIFS(CHOOSE(VLOOKUP($B$18,'Lookup tables'!$AK$5:$AM$15,3,0), RPE_FuelConsumptionSummerTBtu, RPE_FuelConsumptionTotalTBtu, RPE_GenerationSummerGWh, RPE_GenerationTotalGWh, RPE_CO2EmissionsSummerThousandTons, RPE_CO2EmissionsTotalThousandTons, RPE_NOXEmissionsSummerThousandTons, RPE_NOXEmissionsTotalThousandTons, RPE_SO2EmissionsSummerThousandTons, RPE_SO2EmissionsTotalThousandTons, RPE_DispatchableCapacityMW), MeetPrimaryCriteria2,\"=1\",IF($B$8=\"IPM Region\",RPE_IPMRegionGroupAcronym,RPE_State),\"=\"&IF($B$8=\"National\",\"*\",$I72)))","v":8.8296801681592267},{"$f":"IF(I72=0,\"\",IF($B$20=\"Actual\",0,SUMIFS(CHOOSE(VLOOKUP($B$35,'Lookup tables'!$AK$5:$AM$15,3,0), RPE_FuelConsumptionSummerTBtu, RPE_FuelConsumptionTotalTBtu, RPE_GenerationSummerGWh, RPE_GenerationTotalGWh, RPE_CO2EmissionsSummerThousandTons, RPE_CO2EmissionsTotalThousandTons, RPE_NOXEmissionsSummerThousandTons, RPE_NOXEmissionsTotalThousandTons, RPE_SO2EmissionsSummerThousandTons, RPE_SO2EmissionsTotalThousandTons, RPE_DispatchableCapacityMW), MeetComparisonCriteria2,\"=1\",IF($B$8=\"IPM Region\",RPE_IPMRegionGroupAcronym,RPE_State),\"=\"&IF($B$8=\"National\",\"*\",$I72))))","v":0},8.8296801681592267,{"$f":"IF(I72=0,\"\",SUMIFS(CHOOSE(VLOOKUP($E$18,'Lookup tables'!$AK$5:$AM$15,3,0), RPE_FuelConsumptionSummerTBtu, RPE_FuelConsumptionTotalTBtu, RPE_GenerationSummerGWh, RPE_GenerationTotalGWh, RPE_CO2EmissionsSummerThousandTons, RPE_CO2EmissionsTotalThousandTons, RPE_NOXEmissionsSummerThousandTons, RPE_NOXEmissionsTotalThousandTons, RPE_SO2EmissionsSummerThousandTons, RPE_SO2EmissionsTotalThousandTons, RPE_DispatchableCapacityMW), MeetPrimaryCriteria3,\"=1\",IF($E$8=\"IPM Region\",RPE_IPMRegionGroupAcronym,RPE_State),\"=\"&IF($E$8=\"National\",\"*\",$I72)))","v":0},{"$f":"IF(I72=0,\"\",IF($E$20=\"Actual\",0,SUMIFS(CHOOSE(VLOOKUP($E$35,'Lookup tables'!$AK$5:$AM$15,3,0), RPE_FuelConsumptionSummerTBtu, RPE_FuelConsumptionTotalTBtu, RPE_GenerationSummerGWh, RPE_GenerationTotalGWh, RPE_CO2EmissionsSummerThousandTons, RPE_CO2EmissionsTotalThousandTons, RPE_NOXEmissionsSummerThousandTons, RPE_NOXEmissionsTotalThousandTons, RPE_SO2EmissionsSummerThousandTons, RPE_SO2EmissionsTotalThousandTons, RPE_DispatchableCapacityMW), MeetComparisonCriteria3,\"=1\",IF($E$8=\"IPM Region\",RPE_IPMRegionGroupAcronym,RPE_State),\"=\"&IF($E$8=\"National\",\"*\",$I72))))","v":0},0,18.000000007200001,18,null,17,"KY",10.013190422351464,0,0]
[null,null,null,null,null,null,null,null,{"$f":"IF($B$8=\"State\",Map!P20,Map!O20)","v":"MA"},{"$f":"IF(I73=0,\"\",SUMIFS(CHOOSE(VLOOKUP($B$18,'Lookup tables'!$AK$5:$AM$15,3,0), RPE_FuelConsumptionSummerTBtu, RPE_FuelConsumptionTotalTBtu, RPE_GenerationSummerGWh, RPE_GenerationTotalGWh, RPE_CO2EmissionsSummerThousandTons, RPE_CO2EmissionsTotalThousandTons, RPE_NOXEmissionsSummerThousandTons, RPE_NOXEmissionsTotalThousandTons, RPE_SO2EmissionsSummerThousandTons, RPE_SO2EmissionsTotalThousandTons, RPE_DispatchableCapacityMW), MeetPrimaryCriteria2,\"=1\",IF($B$8=\"IPM Region\",RPE_IPMRegionGroupAcronym,RPE_State),\"=\"&IF($B$8=\"National\",\"*\",$I73)))","v":2.5517337128549062},{"$f":"IF(I73=0,\"\",IF($B$20=\"Actual\",0,SUMIFS(CHOOSE(VLOOKUP($B$35,'Lookup tables'!$AK$5:$AM$15,3,0), RPE_FuelConsumptionSummerTBtu, RPE_FuelConsumptionTotalTBtu, RPE_GenerationSummerGWh, RPE_GenerationTotalGWh, RPE_CO2EmissionsSummerThousandTons, RPE_CO2EmissionsTotalThousandTons, RPE_NOXEmissionsSummerThousandTons, RPE_NOXEmissionsTotalThousandTons, RPE_SO2EmissionsSummerThousandTons, RPE_SO2EmissionsTotalThousandTons, RPE_DispatchableCapacityMW), MeetComparisonCriteria2,\"=1\",IF($B$8=\"IPM Region\",RPE_IPMRegionGroupAcronym,RPE_State),\"=\"&IF($B$8=\"National\",\"*\",$I73))))","v":0},2.5517337128549062,{"$f":"IF(I73=0,\"\",SUMIFS(CHOOSE(VLOOKUP($E$18,'Lookup tables'!$AK$5:$AM$15,3,0), RPE_FuelConsumptionSummerTBtu, RPE_FuelConsumptionTotalTBtu, RPE_GenerationSummerGWh, RPE_GenerationTotalGWh, RPE_CO2EmissionsSummerThousandTons, RPE_CO2EmissionsTotalThousandTons, RPE_NOXEmissionsSummerThousandTons, RPE_NOXEmissionsTotalThousandTons, RPE_SO2EmissionsSummerThousandTons, RPE_SO2EmissionsTotalThousandTons, RPE_DispatchableCapacityMW), MeetPrimaryCriteria3,\"=1\",IF($E$8=\"IPM Region\",RPE_IPMRegionGroupAcronym,RPE_State),\"=\"&IF($E$8=\"National\",\"*\",$I73)))","v":0},{"$f":"IF(I73=0,\"\",IF($E$20=\"Actual\",0,SUMIFS(CHOOSE(VLOOKUP($E$35,'Lookup tables'!$AK$5:$AM$15,3,0), RPE_FuelConsumptionSummerTBtu, RPE_FuelConsumptionTotalTBtu, RPE_GenerationSummerGWh, RPE_GenerationTotalGWh, RPE_CO2EmissionsSummerThousandTons, RPE_CO2EmissionsTotalThousandTons, RPE_NOXEmissionsSummerThousandTons, RPE_NOXEmissionsTotalThousandTons, RPE_SO2EmissionsSummerThousandTons, RPE_SO2EmissionsTotalThousandTons, RPE_DispatchableCapacityMW), MeetComparisonCriteria3,\"=1\",IF($E$8=\"IPM Region\",RPE_IPMRegionGroupAcronym,RPE_State),\"=\"&IF($E$8=\"National\",\"*\",$I73))))","v":0},0,35.000000007300002,35,null,18,"LA",8.8296801681592267,0,0]
[null,null,null,null,null,null,null,null,{"$f":"IF($B$8=\"State\",Map!P21,Map!O21)","v":"MD"},{"$f":"IF(I74=0,\"\",SUMIFS(CHOOSE(VLOOKUP($B$18,'Lookup tables'!$AK$5:$AM$15,3,0), RPE_FuelConsumptionSummerTBtu, RPE_FuelConsumptionTotalTBtu, RPE_GenerationSummerGWh, RPE_GenerationTotalGWh, RPE_CO2EmissionsSummerThousandTons, RPE_CO2EmissionsTotalThousandTons, RPE_NOXEmissionsSummerThousandTons, RPE_NOXEmissionsTotalThousandTons, RPE_SO2EmissionsSummerThousandTons, RPE_SO2EmissionsTotalThousandTons, RPE_DispatchableCapacityMW), MeetPrimaryCriteria2,\"=1\",IF($B$8=\"IPM Region\",RPE_IPMRegionGroupAcronym,RPE_State),\"=\"&IF($B$8=\"National\",\"*\",$I74)))","v":2.5440638891592893},{"$f":"IF(I74=0,\"\",IF($B$20=\"Actual\",0,SUMIFS(CHOOSE(VLOOKUP($B$35,'Lookup tables'!$AK$5:$AM$15,3,0), RPE_FuelConsumptionSummerTBtu, RPE_FuelConsumptionTotalTBtu, RPE_GenerationSummerGWh, RPE_GenerationTotalGWh, RPE_CO2EmissionsSummerThousandTons, RPE_CO2EmissionsTotalThousandTons, RPE_NOXEmissionsSummerThousandTons, RPE_NOXEmissionsTotalThousandTons, RPE_SO2EmissionsSummerThousandTons, RPE_SO2EmissionsTotalThousandTons, RPE_DispatchableCapacityMW), MeetComparisonCriteria2,\"=1\",IF($B$8=\"IPM Region\",RPE_IPMRegionGroupAcronym,RPE_State),\"=\"&IF($B$8=\"National\",\"*\",$I74))))","v":0},2.5440638891592893,{"$f":"IF(I74=0,\"\",SUMIFS(CHOOSE(VLOOKUP($E$18,'Lookup tables'!$AK$5:$AM$15,3,0), RPE_FuelConsumptionSummerTBtu, RPE_FuelConsumptionTotalTBtu, RPE_GenerationSummerGWh, RPE_GenerationTotalGWh, RPE_CO2EmissionsSummerThousandTons, RPE_CO2EmissionsTotalThousandTons, RPE_NOXEmissionsSummerThousandTons, RPE_NOXEmissionsTotalThousandTons, RPE_SO2EmissionsSummerThousandTons, RPE_SO2EmissionsTotalThousandTons, RPE_DispatchableCapacityMW), MeetPrimaryCriteria3,\"=1\",IF($E$8=\"IPM Region\",RPE_IPMRegionGroupAcronym,RPE_State),\"=\"&IF($E$8=\"National\",\"*\",$I74)))","v":0},{"$f":"IF(I74=0,\"\",IF($E$20=\"Actual\",0,SUMIFS(CHOOSE(VLOOKUP($E$35,'Lookup tables'!$AK$5:$AM$15,3,0), RPE_FuelConsumptionSummerTBtu, RPE_FuelConsumptionTotalTBtu, RPE_GenerationSummerGWh, RPE_GenerationTotalGWh, RPE_CO2EmissionsSummerThousandTons, RPE_CO2EmissionsTotalThousandTons, RPE_NOXEmissionsSummerThousandTons, RPE_NOXEmissionsTotalThousandTons, RPE_SO2EmissionsSummerThousandTons, RPE_SO2EmissionsTotalThousandTons, RPE_DispatchableCapacityMW), MeetComparisonCriteria3,\"=1\",IF($E$8=\"IPM Region\",RPE_IPMRegionGroupAcronym,RPE_State),\"=\"&IF($E$8=\"National\",\"*\",$I74))))","v":0},0,36.000000007399997,36,null,19,"CO",8.5004275567193179,0,0]
[null,null,null,null,null,null,null,null,{"$f":"IF($B$8=\"State\",Map!P22,Map!O22)","v":"ME"},{"$f":"IF(I75=0,\"\",SUMIFS(CHOOSE(VLOOKUP($B$18,'Lookup tables'!$AK$5:$AM$15,3,0), RPE_FuelConsumptionSummerTBtu, RPE_FuelConsumptionTotalTBtu, RPE_GenerationSummerGWh, RPE_GenerationTotalGWh, RPE_CO2EmissionsSummerThousandTons, RPE_CO2EmissionsTotalThousandTons, RPE_NOXEmissionsSummerThousandTons, RPE_NOXEmissionsTotalThousandTons, RPE_SO2EmissionsSummerThousandTons, RPE_SO2EmissionsTotalThousandTons, RPE_DispatchableCapacityMW), MeetPrimaryCriteria2,\"=1\",IF($B$8=\"IPM Region\",RPE_IPMRegionGroupAcronym,RPE_State),\"=\"&IF($B$8=\"National\",\"*\",$I75)))","v":1.1610970491559311},{"$f":"IF(I75=0,\"\",IF($B$20=\"Actual\",0,SUMIFS(CHOOSE(VLOOKUP($B$35,'Lookup tables'!$AK$5:$AM$15,3,0), RPE_FuelConsumptionSummerTBtu, RPE_FuelConsumptionTotalTBtu, RPE_GenerationSummerGWh, RPE_GenerationTotalGWh, RPE_CO2EmissionsSummerThousandTons, RPE_CO2EmissionsTotalThousandTons, RPE_NOXEmissionsSummerThousandTons, RPE_NOXEmissionsTotalThousandTons, RPE_SO2EmissionsSummerThousandTons, RPE_SO2EmissionsTotalThousandTons, RPE_DispatchableCapacityMW), MeetComparisonCriteria2,\"=1\",IF($B$8=\"IPM Region\",RPE_IPMRegionGroupAcronym,RPE_State),\"=\"&IF($B$8=\"National\",\"*\",$I75))))","v":0},1.1610970491559311,{"$f":"IF(I75=0,\"\",SUMIFS(CHOOSE(VLOOKUP($E$18,'Lookup tables'!$AK$5:$AM$15,3,0), RPE_FuelConsumptionSummerTBtu, RPE_FuelConsumptionTotalTBtu, RPE_GenerationSummerGWh, RPE_GenerationTotalGWh, RPE_CO2EmissionsSummerThousandTons, RPE_CO2EmissionsTotalThousandTons, RPE_NOXEmissionsSummerThousandTons, RPE_NOXEmissionsTotalThousandTons, RPE_SO2EmissionsSummerThousandTons, RPE_SO2EmissionsTotalThousandTons, RPE_DispatchableCapacityMW), MeetPrimaryCriteria3,\"=1\",IF($E$8=\"IPM Region\",RPE_IPMRegionGroupAcronym,RPE_State),\"=\"&IF($E$8=\"National\",\"*\",$I75)))","v":0},{"$f":"IF(I75=0,\"\",IF($E$20=\"Actual\",0,SUMIFS(CHOOSE(VLOOKUP($E$35,'Lookup tables'!$AK$5:$AM$15,3,0), RPE_FuelConsumptionSummerTBtu, RPE_FuelConsumptionTotalTBtu, RPE_GenerationSummerGWh, RPE_GenerationTotalGWh, RPE_CO2EmissionsSummerThousandTons, RPE_CO2EmissionsTotalThousandTons, RPE_NOXEmissionsSummerThousandTons, RPE_NOXEmissionsTotalThousandTons, RPE_SO2EmissionsSummerThousandTons, RPE_SO2EmissionsTotalThousandTons, RPE_DispatchableCapacityMW), MeetComparisonCriteria3,\"=1\",IF($E$8=\"IPM Region\",RPE_IPMRegionGroupAcronym,RPE_State),\"=\"&IF($E$8=\"National\",\"*\",$I75))))","v":0},0,39.000000007499999,39,null,20,"GA",8.0015889399553419,0,0]
[null,null,null,null,null,null,null,null,{"$f":"IF($B$8=\"State\",Map!P23,Map!O23)","v":"MI"},{"$f":"IF(I76=0,\"\",SUMIFS(CHOOSE(VLOOKUP($B$18,'Lookup tables'!$AK$5:$AM$15,3,0), RPE_FuelConsumptionSummerTBtu, RPE_FuelConsumptionTotalTBtu, RPE_GenerationSummerGWh, RPE_GenerationTotalGWh, RPE_CO2EmissionsSummerThousandTons, RPE_CO2EmissionsTotalThousandTons, RPE_NOXEmissionsSummerThousandTons, RPE_NOXEmissionsTotalThousandTons, RPE_SO2EmissionsSummerThousandTons, RPE_SO2EmissionsTotalThousandTons, RPE_DispatchableCapacityMW), MeetPrimaryCriteria2,\"=1\",IF($B$8=\"IPM Region\",RPE_IPMRegionGroupAcronym,RPE_State),\"=\"&IF($B$8=\"National\",\"*\",$I76)))","v":13.20644789380745},{"$f":"IF(I76=0,\"\",IF($B$20=\"Actual\",0,SUMIFS(CHOOSE(VLOOKUP($B$35,'Lookup tables'!$AK$5:$AM$15,3,0), RPE_FuelConsumptionSummerTBtu, RPE_FuelConsumptionTotalTBtu, RPE_GenerationSummerGWh, RPE_GenerationTotalGWh, RPE_CO2EmissionsSummerThousandTons, RPE_CO2EmissionsTotalThousandTons, RPE_NOXEmissionsSummerThousandTons, RPE_NOXEmissionsTotalThousandTons, RPE_SO2EmissionsSummerThousandTons, RPE_SO2EmissionsTotalThousandTons, RPE_DispatchableCapacityMW), MeetComparisonCriteria2,\"=1\",IF($B$8=\"IPM Region\",RPE_IPMRegionGroupAcronym,RPE_State),\"=\"&IF($B$8=\"National\",\"*\",$I76))))","v":0},13.20644789380745,{"$f":"IF(I76=0,\"\",SUMIFS(CHOOSE(VLOOKUP($E$18,'Lookup tables'!$AK$5:$AM$15,3,0), RPE_FuelConsumptionSummerTBtu, RPE_FuelConsumptionTotalTBtu, RPE_GenerationSummerGWh, RPE_GenerationTotalGWh, RPE_CO2EmissionsSummerThousandTons, RPE_CO2EmissionsTotalThousandTons, RPE_NOXEmissionsSummerThousandTons, RPE_NOXEmissionsTotalThousandTons, RPE_SO2EmissionsSummerThousandTons, RPE_SO2EmissionsTotalThousandTons, RPE_DispatchableCapacityMW), MeetPrimaryCriteria3,\"=1\",IF($E$8=\"IPM Region\",RPE_IPMRegionGroupAcronym,RPE_State),\"=\"&IF($E$8=\"National\",\"*\",$I76)))","v":0},{"$f":"IF(I76=0,\"\",IF($E$20=\"Actual\",0,SUMIFS(CHOOSE(VLOOKUP($E$35,'Lookup tables'!$AK$5:$AM$15,3,0), RPE_FuelConsumptionSummerTBtu, RPE_FuelConsumptionTotalTBtu, RPE_GenerationSummerGWh, RPE_GenerationTotalGWh, RPE_CO2EmissionsSummerThousandTons, RPE_CO2EmissionsTotalThousandTons, RPE_NOXEmissionsSummerThousandTons, RPE_NOXEmissionsTotalThousandTons, RPE_SO2EmissionsSummerThousandTons, RPE_SO2EmissionsTotalThousandTons, RPE_DispatchableCapacityMW), MeetComparisonCriteria3,\"=1\",IF($E$8=\"IPM Region\",RPE_IPMRegionGroupAcronym,RPE_State),\"=\"&IF($E$8=\"National\",\"*\",$I76))))","v":0},0,9.0000000076000006,9,null,21,"KS",7.9865430450782933,0,0]
[null,null,null,null,null,null,null,null,{"$f":"IF($B$8=\"State\",Map!P24,Map!O24)","v":"MN"},{"$f":"IF(I77=0,\"\",SUMIFS(CHOOSE(VLOOKUP($B$18,'Lookup tables'!$AK$5:$AM$15,3,0), RPE_FuelConsumptionSummerTBtu, RPE_FuelConsumptionTotalTBtu, RPE_GenerationSummerGWh, RPE_GenerationTotalGWh, RPE_CO2EmissionsSummerThousandTons, RPE_CO2EmissionsTotalThousandTons, RPE_NOXEmissionsSummerThousandTons, RPE_NOXEmissionsTotalThousandTons, RPE_SO2EmissionsSummerThousandTons, RPE_SO2EmissionsTotalThousandTons, RPE_DispatchableCapacityMW), MeetPrimaryCriteria2,\"=1\",IF($B$8=\"IPM Region\",RPE_IPMRegionGroupAcronym,RPE_State),\"=\"&IF($B$8=\"National\",\"*\",$I77)))","v":7.7444974930868407},{"$f":"IF(I77=0,\"\",IF($B$20=\"Actual\",0,SUMIFS(CHOOSE(VLOOKUP($B$35,'Lookup tables'!$AK$5:$AM$15,3,0), RPE_FuelConsumptionSummerTBtu, RPE_FuelConsumptionTotalTBtu, RPE_GenerationSummerGWh, RPE_GenerationTotalGWh, RPE_CO2EmissionsSummerThousandTons, RPE_CO2EmissionsTotalThousandTons, RPE_NOXEmissionsSummerThousandTons, RPE_NOXEmissionsTotalThousandTons, RPE_SO2EmissionsSummerThousandTons, RPE_SO2EmissionsTotalThousandTons, RPE_DispatchableCapacityMW), MeetComparisonCriteria2,\"=1\",IF($B$8=\"IPM Region\",RPE_IPMRegionGroupAcronym,RPE_State),\"=\"&IF($B$8=\"National\",\"*\",$I77))))","v":0},7.7444974930868407,{"$f":"IF(I77=0,\"\",SUMIFS(CHOOSE(VLOOKUP($E$18,'Lookup tables'!$AK$5:$AM$15,3,0), RPE_FuelConsumptionSummerTBtu, RPE_FuelConsumptionTotalTBtu, RPE_GenerationSummerGWh, RPE_GenerationTotalGWh, RPE_CO2EmissionsSummerThousandTons, RPE_CO2EmissionsTotalThousandTons, RPE_NOXEmissionsSummerThousandTons, RPE_NOXEmissionsTotalThousandTons, RPE_SO2EmissionsSummerThousandTons, RPE_SO2EmissionsTotalThousandTons, RPE_DispatchableCapacityMW), MeetPrimaryCriteria3,\"=1\",IF($E$8=\"IPM Region\",RPE_IPMRegionGroupAcronym,RPE_State),\"=\"&IF($E$8=\"National\",\"*\",$I77)))","v":0},{"$f":"IF(I77=0,\"\",IF($E$20=\"Actual\",0,SUMIFS(CHOOSE(VLOOKUP($E$35,'Lookup tables'!$AK$5:$AM$15,3,0), RPE_FuelConsumptionSummerTBtu, RPE_FuelConsumptionTotalTBtu, RPE_GenerationSummerGWh, RPE_GenerationTotalGWh, RPE_CO2EmissionsSummerThousandTons, RPE_CO2EmissionsTotalThousandTons, RPE_NOXEmissionsSummerThousandTons, RPE_NOXEmissionsTotalThousandTons, RPE_SO2EmissionsSummerThousandTons, RPE_SO2EmissionsTotalThousandTons, RPE_DispatchableCapacityMW), MeetComparisonCriteria3,\"=1\",IF($E$8=\"IPM Region\",RPE_IPMRegionGroupAcronym,RPE_State),\"=\"&IF($E$8=\"National\",\"*\",$I77))))","v":0},0,22.000000007699999,22,null,22,"MN",7.7444974930868407,0,0]
[null,null,null,null,null,null,null,null,{"$f":"IF($B$8=\"State\",Map!P25,Map!O25)","v":"MO"},{"$f":"IF(I78=0,\"\",SUMIFS(CHOOSE(VLOOKUP($B$18,'Lookup tables'!$AK$5:$AM$15,3,0), RPE_FuelConsumptionSummerTBtu, RPE_FuelConsumptionTotalTBtu, RPE_GenerationSummerGWh, RPE_GenerationTotalGWh, RPE_CO2EmissionsSummerThousandTons, RPE_CO2EmissionsTotalThousandTons, RPE_NOXEmissionsSummerThousandTons, RPE_NOXEmissionsTotalThousandTons, RPE_SO2EmissionsSummerThousandTons, RPE_SO2EmissionsTotalThousandTons, RPE_DispatchableCapacityMW), MeetPrimaryCriteria2,\"=1\",IF($B$8=\"IPM Region\",RPE_IPMRegionGroupAcronym,RPE_State),\"=\"&IF($B$8=\"National\",\"*\",$I78)))","v":14.415932245022058},{"$f":"IF(I78=0,\"\",IF($B$20=\"Actual\",0,SUMIFS(CHOOSE(VLOOKUP($B$35,'Lookup tables'!$AK$5:$AM$15,3,0), RPE_FuelConsumptionSummerTBtu, RPE_FuelConsumptionTotalTBtu, RPE_GenerationSummerGWh, RPE_GenerationTotalGWh, RPE_CO2EmissionsSummerThousandTons, RPE_CO2EmissionsTotalThousandTons, RPE_NOXEmissionsSummerThousandTons, RPE_NOXEmissionsTotalThousandTons, RPE_SO2EmissionsSummerThousandTons, RPE_SO2EmissionsTotalThousandTons, RPE_DispatchableCapacityMW), MeetComparisonCriteria2,\"=1\",IF($B$8=\"IPM Region\",RPE_IPMRegionGroupAcronym,RPE_State),\"=\"&IF($B$8=\"National\",\"*\",$I78))))","v":0},14.415932245022058,{"$f":"IF(I78=0,\"\",SUMIFS(CHOOSE(VLOOKUP($E$18,'Lookup tables'!$AK$5:$AM$15,3,0), RPE_FuelConsumptionSummerTBtu, RPE_FuelConsumptionTotalTBtu, RPE_GenerationSummerGWh, RPE_GenerationTotalGWh, RPE_CO2EmissionsSummerThousandTons, RPE_CO2EmissionsTotalThousandTons, RPE_NOXEmissionsSummerThousandTons, RPE_NOXEmissionsTotalThousandTons, RPE_SO2EmissionsSummerThousandTons, RPE_SO2EmissionsTotalThousandTons, RPE_DispatchableCapacityMW), MeetPrimaryCriteria3,\"=1\",IF($E$8=\"IPM Region\",RPE_IPMRegionGroupAcronym,RPE_State),\"=\"&IF($E$8=\"National\",\"*\",$I78)))","v":0},{"$f":"IF(I78=0,\"\",IF($E$20=\"Actual\",0,SUMIFS(CHOOSE(VLOOKUP($E$35,'Lookup tables'!$AK$5:$AM$15,3,0), RPE_FuelConsumptionSummerTBtu, RPE_FuelConsumptionTotalTBtu, RPE_GenerationSummerGWh, RPE_GenerationTotalGWh, RPE_CO2EmissionsSummerThousandTons, RPE_CO2EmissionsTotalThousandTons, RPE_NOXEmissionsSummerThousandTons, RPE_NOXEmissionsTotalThousandTons, RPE_SO2EmissionsSummerThousandTons, RPE_SO2EmissionsTotalThousandTons, RPE_DispatchableCapacityMW), MeetComparisonCriteria3,\"=1\",IF($E$8=\"IPM Region\",RPE_IPMRegionGroupAcronym,RPE_State),\"=\"&IF($E$8=\"National\",\"*\",$I78))))","v":0},0,8.0000000078000006,8,null,23,"NY",7.5888597820961117,0,0]
[null,null,null,null,null,null,null,null,{"$f":"IF($B$8=\"State\",Map!P26,Map!O26)","v":"MS"},{"$f":"IF(I79=0,\"\",SUMIFS(CHOOSE(VLOOKUP($B$18,'Lookup tables'!$AK$5:$AM$15,3,0), RPE_FuelConsumptionSummerTBtu, RPE_FuelConsumptionTotalTBtu, RPE_GenerationSummerGWh, RPE_GenerationTotalGWh, RPE_CO2EmissionsSummerThousandTons, RPE_CO2EmissionsTotalThousandTons, RPE_NOXEmissionsSummerThousandTons, RPE_NOXEmissionsTotalThousandTons, RPE_SO2EmissionsSummerThousandTons, RPE_SO2EmissionsTotalThousandTons, RPE_DispatchableCapacityMW), MeetPrimaryCriteria2,\"=1\",IF($B$8=\"IPM Region\",RPE_IPMRegionGroupAcronym,RPE_State),\"=\"&IF($B$8=\"National\",\"*\",$I79)))","v":2.7199237367350397},{"$f":"IF(I79=0,\"\",IF($B$20=\"Actual\",0,SUMIFS(CHOOSE(VLOOKUP($B$35,'Lookup tables'!$AK$5:$AM$15,3,0), RPE_FuelConsumptionSummerTBtu, RPE_FuelConsumptionTotalTBtu, RPE_GenerationSummerGWh, RPE_GenerationTotalGWh, RPE_CO2EmissionsSummerThousandTons, RPE_CO2EmissionsTotalThousandTons, RPE_NOXEmissionsSummerThousandTons, RPE_NOXEmissionsTotalThousandTons, RPE_SO2EmissionsSummerThousandTons, RPE_SO2EmissionsTotalThousandTons, RPE_DispatchableCapacityMW), MeetComparisonCriteria2,\"=1\",IF($B$8=\"IPM Region\",RPE_IPMRegionGroupAcronym,RPE_State),\"=\"&IF($B$8=\"National\",\"*\",$I79))))","v":0},2.7199237367350397,{"$f":"IF(I79=0,\"\",SUMIFS(CHOOSE(VLOOKUP($E$18,'Lookup tables'!$AK$5:$AM$15,3,0), RPE_FuelConsumptionSummerTBtu, RPE_FuelConsumptionTotalTBtu, RPE_GenerationSummerGWh, RPE_GenerationTotalGWh, RPE_CO2EmissionsSummerThousandTons, RPE_CO2EmissionsTotalThousandTons, RPE_NOXEmissionsSummerThousandTons, RPE_NOXEmissionsTotalThousandTons, RPE_SO2EmissionsSummerThousandTons, RPE_SO2EmissionsTotalThousandTons, RPE_DispatchableCapacityMW), MeetPrimaryCriteria3,\"=1\",IF($E$8=\"IPM Region\",RPE_IPMRegionGroupAcronym,RPE_State),\"=\"&IF($E$8=\"National\",\"*\",$I79)))","v":0},{"$f":"IF(I79=0,\"\",IF($E$20=\"Actual\",0,SUMIFS(CHOOSE(VLOOKUP($E$35,'Lookup tables'!$AK$5:$AM$15,3,0), RPE_FuelConsumptionSummerTBtu, RPE_FuelConsumptionTotalTBtu, RPE_GenerationSummerGWh, RPE_GenerationTotalGWh, RPE_CO2EmissionsSummerThousandTons, RPE_CO2EmissionsTotalThousandTons, RPE_NOXEmissionsSummerThousandTons, RPE_NOXEmissionsTotalThousandTons, RPE_SO2EmissionsSummerThousandTons, RPE_SO2EmissionsTotalThousandTons, RPE_DispatchableCapacityMW), MeetComparisonCriteria3,\"=1\",IF($E$8=\"IPM Region\",RPE_IPMRegionGroupAcronym,RPE_State),\"=\"&IF($E$8=\"National\",\"*\",$I79))))","v":0},0,33.000000007899999,33,null,24,"MT",6.6893975366825051,0,0]
[null,null,null,null,null,null,null,null,{"$f":"IF($B$8=\"State\",Map!P27,Map!O27)","v":"MT"},{"$f":"IF(I80=0,\"\",SUMIFS(CHOOSE(VLOOKUP($B$18,'Lookup tables'!$AK$5:$AM$15,3,0), RPE_FuelConsumptionSummerTBtu, RPE_FuelConsumptionTotalTBtu, RPE_GenerationSummerGWh, RPE_GenerationTotalGWh, RPE_CO2EmissionsSummerThousandTons, RPE_CO2EmissionsTotalThousandTons, RPE_NOXEmissionsSummerThousandTons, RPE_NOXEmissionsTotalThousandTons, RPE_SO2EmissionsSummerThousandTons, RPE_SO2EmissionsTotalThousandTons, RPE_DispatchableCapacityMW), MeetPrimaryCriteria2,\"=1\",IF($B$8=\"IPM Region\",RPE_IPMRegionGroupAcronym,RPE_State),\"=\"&IF($B$8=\"National\",\"*\",$I80)))","v":6.6893975366825051},{"$f":"IF(I80=0,\"\",IF($B$20=\"Actual\",0,SUMIFS(CHOOSE(VLOOKUP($B$35,'Lookup tables'!$AK$5:$AM$15,3,0), RPE_FuelConsumptionSummerTBtu, RPE_FuelConsumptionTotalTBtu, RPE_GenerationSummerGWh, RPE_GenerationTotalGWh, RPE_CO2EmissionsSummerThousandTons, RPE_CO2EmissionsTotalThousandTons, RPE_NOXEmissionsSummerThousandTons, RPE_NOXEmissionsTotalThousandTons, RPE_SO2EmissionsSummerThousandTons, RPE_SO2EmissionsTotalThousandTons, RPE_DispatchableCapacityMW), MeetComparisonCriteria2,\"=1\",IF($B$8=\"IPM Region\",RPE_IPMRegionGroupAcronym,RPE_State),\"=\"&IF($B$8=\"National\",\"*\",$I80))))","v":0},6.6893975366825051,{"$f":"IF(I80=0,\"\",SUMIFS(CHOOSE(VLOOKUP($E$18,'Lookup tables'!$AK$5:$AM$15,3,0), RPE_FuelConsumptionSummerTBtu, RPE_FuelConsumptionTotalTBtu, RPE_GenerationSummerGWh, RPE_GenerationTotalGWh, RPE_CO2EmissionsSummerThousandTons, RPE_CO2EmissionsTotalThousandTons, RPE_NOXEmissionsSummerThousandTons, RPE_NOXEmissionsTotalThousandTons, RPE_SO2EmissionsSummerThousandTons, RPE_SO2EmissionsTotalThousandTons, RPE_DispatchableCapacityMW), MeetPrimaryCriteria3,\"=1\",IF($E$8=\"IPM Region\",RPE_IPMRegionGroupAcronym,RPE_State),\"=\"&IF($E$8=\"National\",\"*\",$I80)))","v":0},{"$f":"IF(I80=0,\"\",IF($E$20=\"Actual\",0,SUMIFS(CHOOSE(VLOOKUP($E$35,'Lookup tables'!$AK$5:$AM$15,3,0), RPE_FuelConsumptionSummerTBtu, RPE_FuelConsumptionTotalTBtu, RPE_GenerationSummerGWh, RPE_GenerationTotalGWh, RPE_CO2EmissionsSummerThousandTons, RPE_CO2EmissionsTotalThousandTons, RPE_NOXEmissionsSummerThousandTons, RPE_NOXEmissionsTotalThousandTons, RPE_SO2EmissionsSummerThousandTons, RPE_SO2EmissionsTotalThousandTons, RPE_DispatchableCapacityMW), MeetComparisonCriteria3,\"=1\",IF($E$8=\"IPM Region\",RPE_IPMRegionGroupAcronym,RPE_State),\"=\"&IF($E$8=\"National\",\"*\",$I80))))","v":0},0,24.000000008000001,24,null,25,"WY",6.6630106538999803,0,0]
[null,null,null,null,null,null,null,null,{"$f":"IF($B$8=\"State\",Map!P28,Map!O28)","v":"NC"},{"$f":"IF(I81=0,\"\",SUMIFS(CHOOSE(VLOOKUP($B$18,'Lookup tables'!$AK$5:$AM$15,3,0), RPE_FuelConsumptionSummerTBtu, RPE_FuelConsumptionTotalTBtu, RPE_GenerationSummerGWh, RPE_GenerationTotalGWh, RPE_CO2EmissionsSummerThousandTons, RPE_CO2EmissionsTotalThousandTons, RPE_NOXEmissionsSummerThousandTons, RPE_NOXEmissionsTotalThousandTons, RPE_SO2EmissionsSummerThousandTons, RPE_SO2EmissionsTotalThousandTons, RPE_DispatchableCapacityMW), MeetPrimaryCriteria2,\"=1\",IF($B$8=\"IPM Region\",RPE_IPMRegionGroupAcronym,RPE_State),\"=\"&IF($B$8=\"National\",\"*\",$I81)))","v":15.764555646252564},{"$f":"IF(I81=0,\"\",IF($B$20=\"Actual\",0,SUMIFS(CHOOSE(VLOOKUP($B$35,'Lookup tables'!$AK$5:$AM$15,3,0), RPE_FuelConsumptionSummerTBtu, RPE_FuelConsumptionTotalTBtu, RPE_GenerationSummerGWh, RPE_GenerationTotalGWh, RPE_CO2EmissionsSummerThousandTons, RPE_CO2EmissionsTotalThousandTons, RPE_NOXEmissionsSummerThousandTons, RPE_NOXEmissionsTotalThousandTons, RPE_SO2EmissionsSummerThousandTons, RPE_SO2EmissionsTotalThousandTons, RPE_DispatchableCapacityMW), MeetComparisonCriteria2,\"=1\",IF($B$8=\"IPM Region\",RPE_IPMRegionGroupAcronym,RPE_State),\"=\"&IF($B$8=\"National\",\"*\",$I81))))","v":0},15.764555646252564,{"$f":"IF(I81=0,\"\",SUMIFS(CHOOSE(VLOOKUP($E$18,'Lookup tables'!$AK$5:$AM$15,3,0), RPE_FuelConsumptionSummerTBtu, RPE_FuelConsumptionTotalTBtu, RPE_GenerationSummerGWh, RPE_GenerationTotalGWh, RPE_CO2EmissionsSummerThousandTons, RPE_CO2EmissionsTotalThousandTons, RPE_NOXEmissionsSummerThousandTons, RPE_NOXEmissionsTotalThousandTons, RPE_SO2EmissionsSummerThousandTons, RPE_SO2EmissionsTotalThousandTons, RPE_DispatchableCapacityMW), MeetPrimaryCriteria3,\"=1\",IF($E$8=\"IPM Region\",RPE_IPMRegionGroupAcronym,RPE_State),\"=\"&IF($E$8=\"National\",\"*\",$I81)))","v":0},{"$f":"IF(I81=0,\"\",IF($E$20=\"Actual\",0,SUMIFS(CHOOSE(VLOOKUP($E$35,'Lookup tables'!$AK$5:$AM$15,3,0), RPE_FuelConsumptionSummerTBtu, RPE_FuelConsumptionTotalTBtu, RPE_GenerationSummerGWh, RPE_GenerationTotalGWh, RPE_CO2EmissionsSummerThousandTons, RPE_CO2EmissionsTotalThousandTons, RPE_NOXEmissionsSummerThousandTons, RPE_NOXEmissionsTotalThousandTons, RPE_SO2EmissionsSummerThousandTons, RPE_SO2EmissionsTotalThousandTons, RPE_DispatchableCapacityMW), MeetComparisonCriteria3,\"=1\",IF($E$8=\"IPM Region\",RPE_IPMRegionGroupAcronym,RPE_State),\"=\"&IF($E$8=\"National\",\"*\",$I81))))","v":0},0,6.0000000080999998,6,null,26,"SC",6.0759220548071839,0,0]
[null,null,null,null,null,null,null,null,{"$f":"IF($B$8=\"State\",Map!P29,Map!O29)","v":"ND"},{"$f":"IF(I82=0,\"\",SUMIFS(CHOOSE(VLOOKUP($B$18,'Lookup tables'!$AK$5:$AM$15,3,0), RPE_FuelConsumptionSummerTBtu, RPE_FuelConsumptionTotalTBtu, RPE_GenerationSummerGWh, RPE_GenerationTotalGWh, RPE_CO2EmissionsSummerThousandTons, RPE_CO2EmissionsTotalThousandTons, RPE_NOXEmissionsSummerThousandTons, RPE_NOXEmissionsTotalThousandTons, RPE_SO2EmissionsSummerThousandTons, RPE_SO2EmissionsTotalThousandTons, RPE_DispatchableCapacityMW), MeetPrimaryCriteria2,\"=1\",IF($B$8=\"IPM Region\",RPE_IPMRegionGroupAcronym,RPE_State),\"=\"&IF($B$8=\"National\",\"*\",$I82)))","v":10.709049049713999},{"$f":"IF(I82=0,\"\",IF($B$20=\"Actual\",0,SUMIFS(CHOOSE(VLOOKUP($B$35,'Lookup tables'!$AK$5:$AM$15,3,0), RPE_FuelConsumptionSummerTBtu, RPE_FuelConsumptionTotalTBtu, RPE_GenerationSummerGWh, RPE_GenerationTotalGWh, RPE_CO2EmissionsSummerThousandTons, RPE_CO2EmissionsTotalThousandTons, RPE_NOXEmissionsSummerThousandTons, RPE_NOXEmissionsTotalThousandTons, RPE_SO2EmissionsSummerThousandTons, RPE_SO2EmissionsTotalThousandTons, RPE_DispatchableCapacityMW), MeetComparisonCriteria2,\"=1\",IF($B$8=\"IPM Region\",RPE_IPMRegionGroupAcronym,RPE_State),\"=\"&IF($B$8=\"National\",\"*\",$I82))))","v":0},10.709049049713999,{"$f":"IF(I82=0,\"\",SUMIFS(CHOOSE(VLOOKUP($E$18,'Lookup tables'!$AK$5:$AM$15,3,0), RPE_FuelConsumptionSummerTBtu, RPE_FuelConsumptionTotalTBtu, RPE_GenerationSummerGWh, RPE_GenerationTotalGWh, RPE_CO2EmissionsSummerThousandTons, RPE_CO2EmissionsTotalThousandTons, RPE_NOXEmissionsSummerThousandTons, RPE_NOXEmissionsTotalThousandTons, RPE_SO2EmissionsSummerThousandTons, RPE_SO2EmissionsTotalThousandTons, RPE_DispatchableCapacityMW), MeetPrimaryCriteria3,\"=1\",IF($E$8=\"IPM Region\",RPE_IPMRegionGroupAcronym,RPE_State),\"=\"&IF($E$8=\"National\",\"*\",$I82)))","v":0},{"$f":"IF(I82=0,\"\",IF($E$20=\"Actual\",0,SUMIFS(CHOOSE(VLOOKUP($E$35,'Lookup tables'!$AK$5:$AM$15,3,0), RPE_FuelConsumptionSummerTBtu, RPE_FuelConsumptionTotalTBtu, RPE_GenerationSummerGWh, RPE_GenerationTotalGWh, RPE_CO2EmissionsSummerThousandTons, RPE_CO2EmissionsTotalThousandTons, RPE_NOXEmissionsSummerThousandTons, RPE_NOXEmissionsTotalThousandTons, RPE_SO2EmissionsSummerThousandTons, RPE_SO2EmissionsTotalThousandTons, RPE_DispatchableCapacityMW), MeetComparisonCriteria3,\"=1\",IF($E$8=\"IPM Region\",RPE_IPMRegionGroupAcronym,RPE_State),\"=\"&IF($E$8=\"National\",\"*\",$I82))))","v":0},0,14.000000008200001,14,null,27,"AL",5.9316932965979978,0,0]
[null,null,null,null,null,null,null,null,{"$f":"IF($B$8=\"State\",Map!P30,Map!O30)","v":"NE"},{"$f":"IF(I83=0,\"\",SUMIFS(CHOOSE(VLOOKUP($B$18,'Lookup tables'!$AK$5:$AM$15,3,0), RPE_FuelConsumptionSummerTBtu, RPE_FuelConsumptionTotalTBtu, RPE_GenerationSummerGWh, RPE_GenerationTotalGWh, RPE_CO2EmissionsSummerThousandTons, RPE_CO2EmissionsTotalThousandTons, RPE_NOXEmissionsSummerThousandTons, RPE_NOXEmissionsTotalThousandTons, RPE_SO2EmissionsSummerThousandTons, RPE_SO2EmissionsTotalThousandTons, RPE_DispatchableCapacityMW), MeetPrimaryCriteria2,\"=1\",IF($B$8=\"IPM Region\",RPE_IPMRegionGroupAcronym,RPE_State),\"=\"&IF($B$8=\"National\",\"*\",$I83)))","v":11.627349240493448},{"$f":"IF(I83=0,\"\",IF($B$20=\"Actual\",0,SUMIFS(CHOOSE(VLOOKUP($B$35,'Lookup tables'!$AK$5:$AM$15,3,0), RPE_FuelConsumptionSummerTBtu, RPE_FuelConsumptionTotalTBtu, RPE_GenerationSummerGWh, RPE_GenerationTotalGWh, RPE_CO2EmissionsSummerThousandTons, RPE_CO2EmissionsTotalThousandTons, RPE_NOXEmissionsSummerThousandTons, RPE_NOXEmissionsTotalThousandTons, RPE_SO2EmissionsSummerThousandTons, RPE_SO2EmissionsTotalThousandTons, RPE_DispatchableCapacityMW), MeetComparisonCriteria2,\"=1\",IF($B$8=\"IPM Region\",RPE_IPMRegionGroupAcronym,RPE_State),\"=\"&IF($B$8=\"National\",\"*\",$I83))))","v":0},11.627349240493448,{"$f":"IF(I83=0,\"\",SUMIFS(CHOOSE(VLOOKUP($E$18,'Lookup tables'!$AK$5:$AM$15,3,0), RPE_FuelConsumptionSummerTBtu, RPE_FuelConsumptionTotalTBtu, RPE_GenerationSummerGWh, RPE_GenerationTotalGWh, RPE_CO2EmissionsSummerThousandTons, RPE_CO2EmissionsTotalThousandTons, RPE_NOXEmissionsSummerThousandTons, RPE_NOXEmissionsTotalThousandTons, RPE_SO2EmissionsSummerThousandTons, RPE_SO2EmissionsTotalThousandTons, RPE_DispatchableCapacityMW), MeetPrimaryCriteria3,\"=1\",IF($E$8=\"IPM Region\",RPE_IPMRegionGroupAcronym,RPE_State),\"=\"&IF($E$8=\"National\",\"*\",$I83)))","v":0},{"$f":"IF(I83=0,\"\",IF($E$20=\"Actual\",0,SUMIFS(CHOOSE(VLOOKUP($E$35,'Lookup tables'!$AK$5:$AM$15,3,0), RPE_FuelConsumptionSummerTBtu, RPE_FuelConsumptionTotalTBtu, RPE_GenerationSummerGWh, RPE_GenerationTotalGWh, RPE_CO2EmissionsSummerThousandTons, RPE_CO2EmissionsTotalThousandTons, RPE_NOXEmissionsSummerThousandTons, RPE_NOXEmissionsTotalThousandTons, RPE_SO2EmissionsSummerThousandTons, RPE_SO2EmissionsTotalThousandTons, RPE_DispatchableCapacityMW), MeetComparisonCriteria3,\"=1\",IF($E$8=\"IPM Region\",RPE_IPMRegionGroupAcronym,RPE_State),\"=\"&IF($E$8=\"National\",\"*\",$I83))))","v":0},0,12.000000008300001,12,null,28,"AZ",5.4680954068075431,0,0]
[null,null,null,null,null,null,null,null,{"$f":"IF($B$8=\"State\",Map!P31,Map!O31)","v":"NH"},{"$f":"IF(I84=0,\"\",SUMIFS(CHOOSE(VLOOKUP($B$18,'Lookup tables'!$AK$5:$AM$15,3,0), RPE_FuelConsumptionSummerTBtu, RPE_FuelConsumptionTotalTBtu, RPE_GenerationSummerGWh, RPE_GenerationTotalGWh, RPE_CO2EmissionsSummerThousandTons, RPE_CO2EmissionsTotalThousandTons, RPE_NOXEmissionsSummerThousandTons, RPE_NOXEmissionsTotalThousandTons, RPE_SO2EmissionsSummerThousandTons, RPE_SO2EmissionsTotalThousandTons, RPE_DispatchableCapacityMW), MeetPrimaryCriteria2,\"=1\",IF($B$8=\"IPM Region\",RPE_IPMRegionGroupAcronym,RPE_State),\"=\"&IF($B$8=\"National\",\"*\",$I84)))","v":0.31589235241545938},{"$f":"IF(I84=0,\"\",IF($B$20=\"Actual\",0,SUMIFS(CHOOSE(VLOOKUP($B$35,'Lookup tables'!$AK$5:$AM$15,3,0), RPE_FuelConsumptionSummerTBtu, RPE_FuelConsumptionTotalTBtu, RPE_GenerationSummerGWh, RPE_GenerationTotalGWh, RPE_CO2EmissionsSummerThousandTons, RPE_CO2EmissionsTotalThousandTons, RPE_NOXEmissionsSummerThousandTons, RPE_NOXEmissionsTotalThousandTons, RPE_SO2EmissionsSummerThousandTons, RPE_SO2EmissionsTotalThousandTons, RPE_DispatchableCapacityMW), MeetComparisonCriteria2,\"=1\",IF($B$8=\"IPM Region\",RPE_IPMRegionGroupAcronym,RPE_State),\"=\"&IF($B$8=\"National\",\"*\",$I84))))","v":0},0.31589235241545938,{"$f":"IF(I84=0,\"\",SUMIFS(CHOOSE(VLOOKUP($E$18,'Lookup tables'!$AK$5:$AM$15,3,0), RPE_FuelConsumptionSummerTBtu, RPE_FuelConsumptionTotalTBtu, RPE_GenerationSummerGWh, RPE_GenerationTotalGWh, RPE_CO2EmissionsSummerThousandTons, RPE_CO2EmissionsTotalThousandTons, RPE_NOXEmissionsSummerThousandTons, RPE_NOXEmissionsTotalThousandTons, RPE_SO2EmissionsSummerThousandTons, RPE_SO2EmissionsTotalThousandTons, RPE_DispatchableCapacityMW), MeetPrimaryCriteria3,\"=1\",IF($E$8=\"IPM Region\",RPE_IPMRegionGroupAcronym,RPE_State),\"=\"&IF($E$8=\"National\",\"*\",$I84)))","v":0},{"$f":"IF(I84=0,\"\",IF($E$20=\"Actual\",0,SUMIFS(CHOOSE(VLOOKUP($E$35,'Lookup tables'!$AK$5:$AM$15,3,0), RPE_FuelConsumptionSummerTBtu, RPE_FuelConsumptionTotalTBtu, RPE_GenerationSummerGWh, RPE_GenerationTotalGWh, RPE_CO2EmissionsSummerThousandTons, RPE_CO2EmissionsTotalThousandTons, RPE_NOXEmissionsSummerThousandTons, RPE_NOXEmissionsTotalThousandTons, RPE_SO2EmissionsSummerThousandTons, RPE_SO2EmissionsTotalThousandTons, RPE_DispatchableCapacityMW), MeetComparisonCriteria3,\"=1\",IF($E$8=\"IPM Region\",RPE_IPMRegionGroupAcronym,RPE_State),\"=\"&IF($E$8=\"National\",\"*\",$I84))))","v":0},0,45.000000008400001,45,null,29,"NM",4.8334399137698414,0,0]
[null,null,null,null,null,null,null,null,{"$f":"IF($B$8=\"State\",Map!P32,Map!O32)","v":"NJ"},{"$f":"IF(I85=0,\"\",SUMIFS(CHOOSE(VLOOKUP($B$18,'Lookup tables'!$AK$5:$AM$15,3,0), RPE_FuelConsumptionSummerTBtu, RPE_FuelConsumptionTotalTBtu, RPE_GenerationSummerGWh, RPE_GenerationTotalGWh, RPE_CO2EmissionsSummerThousandTons, RPE_CO2EmissionsTotalThousandTons, RPE_NOXEmissionsSummerThousandTons, RPE_NOXEmissionsTotalThousandTons, RPE_SO2EmissionsSummerThousandTons, RPE_SO2EmissionsTotalThousandTons, RPE_DispatchableCapacityMW), MeetPrimaryCriteria2,\"=1\",IF($B$8=\"IPM Region\",RPE_IPMRegionGroupAcronym,RPE_State),\"=\"&IF($B$8=\"National\",\"*\",$I85)))","v":2.5824490980684671},{"$f":"IF(I85=0,\"\",IF($B$20=\"Actual\",0,SUMIFS(CHOOSE(VLOOKUP($B$35,'Lookup tables'!$AK$5:$AM$15,3,0), RPE_FuelConsumptionSummerTBtu, RPE_FuelConsumptionTotalTBtu, RPE_GenerationSummerGWh, RPE_GenerationTotalGWh, RPE_CO2EmissionsSummerThousandTons, RPE_CO2EmissionsTotalThousandTons, RPE_NOXEmissionsSummerThousandTons, RPE_NOXEmissionsTotalThousandTons, RPE_SO2EmissionsSummerThousandTons, RPE_SO2EmissionsTotalThousandTons, RPE_DispatchableCapacityMW), MeetComparisonCriteria2,\"=1\",IF($B$8=\"IPM Region\",RPE_IPMRegionGroupAcronym,RPE_State),\"=\"&IF($B$8=\"National\",\"*\",$I85))))","v":0},2.5824490980684671,{"$f":"IF(I85=0,\"\",SUMIFS(CHOOSE(VLOOKUP($E$18,'Lookup tables'!$AK$5:$AM$15,3,0), RPE_FuelConsumptionSummerTBtu, RPE_FuelConsumptionTotalTBtu, RPE_GenerationSummerGWh, RPE_GenerationTotalGWh, RPE_CO2EmissionsSummerThousandTons, RPE_CO2EmissionsTotalThousandTons, RPE_NOXEmissionsSummerThousandTons, RPE_NOXEmissionsTotalThousandTons, RPE_SO2EmissionsSummerThousandTons, RPE_SO2EmissionsTotalThousandTons, RPE_DispatchableCapacityMW), MeetPrimaryCriteria3,\"=1\",IF($E$8=\"IPM Region\",RPE_IPMRegionGroupAcronym,RPE_State),\"=\"&IF($E$8=\"National\",\"*\",$I85)))","v":0},{"$f":"IF(I85=0,\"\",IF($E$20=\"Actual\",0,SUMIFS(CHOOSE(VLOOKUP($E$35,'Lookup tables'!$AK$5:$AM$15,3,0), RPE_FuelConsumptionSummerTBtu, RPE_FuelConsumptionTotalTBtu, RPE_GenerationSummerGWh, RPE_GenerationTotalGWh, RPE_CO2EmissionsSummerThousandTons, RPE_CO2EmissionsTotalThousandTons, RPE_NOXEmissionsSummerThousandTons, RPE_NOXEmissionsTotalThousandTons, RPE_SO2EmissionsSummerThousandTons, RPE_SO2EmissionsTotalThousandTons, RPE_DispatchableCapacityMW), MeetComparisonCriteria3,\"=1\",IF($E$8=\"IPM Region\",RPE_IPMRegionGroupAcronym,RPE_State),\"=\"&IF($E$8=\"National\",\"*\",$I85))))","v":0},0,34.000000008500002,34,null,30,"VA",4.5862215552534291,0,0]
[null,null,null,null,null,null,null,null,{"$f":"IF($B$8=\"State\",Map!P33,Map!O33)","v":"NM"},{"$f":"IF(I86=0,\"\",SUMIFS(CHOOSE(VLOOKUP($B$18,'Lookup tables'!$AK$5:$AM$15,3,0), RPE_FuelConsumptionSummerTBtu, RPE_FuelConsumptionTotalTBtu, RPE_GenerationSummerGWh, RPE_GenerationTotalGWh, RPE_CO2EmissionsSummerThousandTons, RPE_CO2EmissionsTotalThousandTons, RPE_NOXEmissionsSummerThousandTons, RPE_NOXEmissionsTotalThousandTons, RPE_SO2EmissionsSummerThousandTons, RPE_SO2EmissionsTotalThousandTons, RPE_DispatchableCapacityMW), MeetPrimaryCriteria2,\"=1\",IF($B$8=\"IPM Region\",RPE_IPMRegionGroupAcronym,RPE_State),\"=\"&IF($B$8=\"National\",\"*\",$I86)))","v":4.8334399137698414},{"$f":"IF(I86=0,\"\",IF($B$20=\"Actual\",0,SUMIFS(CHOOSE(VLOOKUP($B$35,'Lookup tables'!$AK$5:$AM$15,3,0), RPE_FuelConsumptionSummerTBtu, RPE_FuelConsumptionTotalTBtu, RPE_GenerationSummerGWh, RPE_GenerationTotalGWh, RPE_CO2EmissionsSummerThousandTons, RPE_CO2EmissionsTotalThousandTons, RPE_NOXEmissionsSummerThousandTons, RPE_NOXEmissionsTotalThousandTons, RPE_SO2EmissionsSummerThousandTons, RPE_SO2EmissionsTotalThousandTons, RPE_DispatchableCapacityMW), MeetComparisonCriteria2,\"=1\",IF($B$8=\"IPM Region\",RPE_IPMRegionGroupAcronym,RPE_State),\"=\"&IF($B$8=\"National\",\"*\",$I86))))","v":0},4.8334399137698414,{"$f":"IF(I86=0,\"\",SUMIFS(CHOOSE(VLOOKUP($E$18,'Lookup tables'!$AK$5:$AM$15,3,0), RPE_FuelConsumptionSummerTBtu, RPE_FuelConsumptionTotalTBtu, RPE_GenerationSummerGWh, RPE_GenerationTotalGWh, RPE_CO2EmissionsSummerThousandTons, RPE_CO2EmissionsTotalThousandTons, RPE_NOXEmissionsSummerThousandTons, RPE_NOXEmissionsTotalThousandTons, RPE_SO2EmissionsSummerThousandTons, RPE_SO2EmissionsTotalThousandTons, RPE_DispatchableCapacityMW), MeetPrimaryCriteria3,\"=1\",IF($E$8=\"IPM Region\",RPE_IPMRegionGroupAcronym,RPE_State),\"=\"&IF($E$8=\"National\",\"*\",$I86)))","v":0},{"$f":"IF(I86=0,\"\",IF($E$20=\"Actual\",0,SUMIFS(CHOOSE(VLOOKUP($E$35,'Lookup tables'!$AK$5:$AM$15,3,0), RPE_FuelConsumptionSummerTBtu, RPE_FuelConsumptionTotalTBtu, RPE_GenerationSummerGWh, RPE_GenerationTotalGWh, RPE_CO2EmissionsSummerThousandTons, RPE_CO2EmissionsTotalThousandTons, RPE_NOXEmissionsSummerThousandTons, RPE_NOXEmissionsTotalThousandTons, RPE_SO2EmissionsSummerThousandTons, RPE_SO2EmissionsTotalThousandTons, RPE_DispatchableCapacityMW), MeetComparisonCriteria3,\"=1\",IF($E$8=\"IPM Region\",RPE_IPMRegionGroupAcronym,RPE_State),\"=\"&IF($E$8=\"National\",\"*\",$I86))))","v":0},0,29.000000008600001,29,null,31,"WI",4.0130662501694907,0,0]
[null,null,null,null,null,null,null,null,{"$f":"IF($B$8=\"State\",Map!P34,Map!O34)","v":"NV"},{"$f":"IF(I87=0,\"\",SUMIFS(CHOOSE(VLOOKUP($B$18,'Lookup tables'!$AK$5:$AM$15,3,0), RPE_FuelConsumptionSummerTBtu, RPE_FuelConsumptionTotalTBtu, RPE_GenerationSummerGWh, RPE_GenerationTotalGWh, RPE_CO2EmissionsSummerThousandTons, RPE_CO2EmissionsTotalThousandTons, RPE_NOXEmissionsSummerThousandTons, RPE_NOXEmissionsTotalThousandTons, RPE_SO2EmissionsSummerThousandTons, RPE_SO2EmissionsTotalThousandTons, RPE_DispatchableCapacityMW), MeetPrimaryCriteria2,\"=1\",IF($B$8=\"IPM Region\",RPE_IPMRegionGroupAcronym,RPE_State),\"=\"&IF($B$8=\"National\",\"*\",$I87)))","v":0.57250883048414802},{"$f":"IF(I87=0,\"\",IF($B$20=\"Actual\",0,SUMIFS(CHOOSE(VLOOKUP($B$35,'Lookup tables'!$AK$5:$AM$15,3,0), RPE_FuelConsumptionSummerTBtu, RPE_FuelConsumptionTotalTBtu, RPE_GenerationSummerGWh, RPE_GenerationTotalGWh, RPE_CO2EmissionsSummerThousandTons, RPE_CO2EmissionsTotalThousandTons, RPE_NOXEmissionsSummerThousandTons, RPE_NOXEmissionsTotalThousandTons, RPE_SO2EmissionsSummerThousandTons, RPE_SO2EmissionsTotalThousandTons, RPE_DispatchableCapacityMW), MeetComparisonCriteria2,\"=1\",IF($B$8=\"IPM Region\",RPE_IPMRegionGroupAcronym,RPE_State),\"=\"&IF($B$8=\"National\",\"*\",$I87))))","v":0},0.57250883048414802,{"$f":"IF(I87=0,\"\",SUMIFS(CHOOSE(VLOOKUP($E$18,'Lookup tables'!$AK$5:$AM$15,3,0), RPE_FuelConsumptionSummerTBtu, RPE_FuelConsumptionTotalTBtu, RPE_GenerationSummerGWh, RPE_GenerationTotalGWh, RPE_CO2EmissionsSummerThousandTons, RPE_CO2EmissionsTotalThousandTons, RPE_NOXEmissionsSummerThousandTons, RPE_NOXEmissionsTotalThousandTons, RPE_SO2EmissionsSummerThousandTons, RPE_SO2EmissionsTotalThousandTons, RPE_DispatchableCapacityMW), MeetPrimaryCriteria3,\"=1\",IF($E$8=\"IPM Region\",RPE_IPMRegionGroupAcronym,RPE_State),\"=\"&IF($E$8=\"National\",\"*\",$I87)))","v":0},{"$f":"IF(I87=0,\"\",IF($E$20=\"Actual\",0,SUMIFS(CHOOSE(VLOOKUP($E$35,'Lookup tables'!$AK$5:$AM$15,3,0), RPE_FuelConsumptionSummerTBtu, RPE_FuelConsumptionTotalTBtu, RPE_GenerationSummerGWh, RPE_GenerationTotalGWh, RPE_CO2EmissionsSummerThousandTons, RPE_CO2EmissionsTotalThousandTons, RPE_NOXEmissionsSummerThousandTons, RPE_NOXEmissionsTotalThousandTons, RPE_SO2EmissionsSummerThousandTons, RPE_SO2EmissionsTotalThousandTons, RPE_DispatchableCapacityMW), MeetComparisonCriteria3,\"=1\",IF($E$8=\"IPM Region\",RPE_IPMRegionGroupAcronym,RPE_State),\"=\"&IF($E$8=\"National\",\"*\",$I87))))","v":0},0,41.000000008699999,41,null,32,"TN",3.0913673220579976,0,0]
[null,null,null,null,null,null,null,null,{"$f":"IF($B$8=\"State\",Map!P35,Map!O35)","v":"NY"},{"$f":"IF(I88=0,\"\",SUMIFS(CHOOSE(VLOOKUP($B$18,'Lookup tables'!$AK$5:$AM$15,3,0), RPE_FuelConsumptionSummerTBtu, RPE_FuelConsumptionTotalTBtu, RPE_GenerationSummerGWh, RPE_GenerationTotalGWh, RPE_CO2EmissionsSummerThousandTons, RPE_CO2EmissionsTotalThousandTons, RPE_NOXEmissionsSummerThousandTons, RPE_NOXEmissionsTotalThousandTons, RPE_SO2EmissionsSummerThousandTons, RPE_SO2EmissionsTotalThousandTons, RPE_DispatchableCapacityMW), MeetPrimaryCriteria2,\"=1\",IF($B$8=\"IPM Region\",RPE_IPMRegionGroupAcronym,RPE_State),\"=\"&IF($B$8=\"National\",\"*\",$I88)))","v":7.5888597820961117},{"$f":"IF(I88=0,\"\",IF($B$20=\"Actual\",0,SUMIFS(CHOOSE(VLOOKUP($B$35,'Lookup tables'!$AK$5:$AM$15,3,0), RPE_FuelConsumptionSummerTBtu, RPE_FuelConsumptionTotalTBtu, RPE_GenerationSummerGWh, RPE_GenerationTotalGWh, RPE_CO2EmissionsSummerThousandTons, RPE_CO2EmissionsTotalThousandTons, RPE_NOXEmissionsSummerThousandTons, RPE_NOXEmissionsTotalThousandTons, RPE_SO2EmissionsSummerThousandTons, RPE_SO2EmissionsTotalThousandTons, RPE_DispatchableCapacityMW), MeetComparisonCriteria2,\"=1\",IF($B$8=\"IPM Region\",RPE_IPMRegionGroupAcronym,RPE_State),\"=\"&IF($B$8=\"National\",\"*\",$I88))))","v":0},7.5888597820961117,{"$f":"IF(I88=0,\"\",SUMIFS(CHOOSE(VLOOKUP($E$18,'Lookup tables'!$AK$5:$AM$15,3,0), RPE_FuelConsumptionSummerTBtu, RPE_FuelConsumptionTotalTBtu, RPE_GenerationSummerGWh, RPE_GenerationTotalGWh, RPE_CO2EmissionsSummerThousandTons, RPE_CO2EmissionsTotalThousandTons, RPE_NOXEmissionsSummerThousandTons, RPE_NOXEmissionsTotalThousandTons, RPE_SO2EmissionsSummerThousandTons, RPE_SO2EmissionsTotalThousandTons, RPE_DispatchableCapacityMW), MeetPrimaryCriteria3,\"=1\",IF($E$8=\"IPM Region\",RPE_IPMRegionGroupAcronym,RPE_State),\"=\"&IF($E$8=\"National\",\"*\",$I88)))","v":0},{"$f":"IF(I88=0,\"\",IF($E$20=\"Actual\",0,SUMIFS(CHOOSE(VLOOKUP($E$35,'Lookup tables'!$AK$5:$AM$15,3,0), RPE_FuelConsumptionSummerTBtu, RPE_FuelConsumptionTotalTBtu, RPE_GenerationSummerGWh, RPE_GenerationTotalGWh, RPE_CO2EmissionsSummerThousandTons, RPE_CO2EmissionsTotalThousandTons, RPE_NOXEmissionsSummerThousandTons, RPE_NOXEmissionsTotalThousandTons, RPE_SO2EmissionsSummerThousandTons, RPE_SO2EmissionsTotalThousandTons, RPE_DispatchableCapacityMW), MeetComparisonCriteria3,\"=1\",IF($E$8=\"IPM Region\",RPE_IPMRegionGroupAcronym,RPE_State),\"=\"&IF($E$8=\"National\",\"*\",$I88))))","v":0},0,{"$f":"IF(OR(I88=\"  \",I88=0),\"\",(RANK(L88,IF($B$8=\"State\",$L$56:$L$104,$L$56:$L$118))+ROW()*0.0000000001))","v":23.000000008800001},23,null,33,"MS",2.7199237367350397,0,0]
[null,null,null,null,null,null,null,null,{"$f":"IF($B$8=\"State\",Map!P36,Map!O36)","v":"OH"},{"$f":"IF(I89=0,\"\",SUMIFS(CHOOSE(VLOOKUP($B$18,'Lookup tables'!$AK$5:$AM$15,3,0), RPE_FuelConsumptionSummerTBtu, RPE_FuelConsumptionTotalTBtu, RPE_GenerationSummerGWh, RPE_GenerationTotalGWh, RPE_CO2EmissionsSummerThousandTons, RPE_CO2EmissionsTotalThousandTons, RPE_NOXEmissionsSummerThousandTons, RPE_NOXEmissionsTotalThousandTons, RPE_SO2EmissionsSummerThousandTons, RPE_SO2EmissionsTotalThousandTons, RPE_DispatchableCapacityMW), MeetPrimaryCriteria2,\"=1\",IF($B$8=\"IPM Region\",RPE_IPMRegionGroupAcronym,RPE_State),\"=\"&IF($B$8=\"National\",\"*\",$I89)))","v":17.942844464408431},{"$f":"IF(I89=0,\"\",IF($B$20=\"Actual\",0,SUMIFS(CHOOSE(VLOOKUP($B$35,'Lookup tables'!$AK$5:$AM$15,3,0), RPE_FuelConsumptionSummerTBtu, RPE_FuelConsumptionTotalTBtu, RPE_GenerationSummerGWh, RPE_GenerationTotalGWh, RPE_CO2EmissionsSummerThousandTons, RPE_CO2EmissionsTotalThousandTons, RPE_NOXEmissionsSummerThousandTons, RPE_NOXEmissionsTotalThousandTons, RPE_SO2EmissionsSummerThousandTons, RPE_SO2EmissionsTotalThousandTons, RPE_DispatchableCapacityMW), MeetComparisonCriteria2,\"=1\",IF($B$8=\"IPM Region\",RPE_IPMRegionGroupAcronym,RPE_State),\"=\"&IF($B$8=\"National\",\"*\",$I89))))","v":0},17.942844464408431,{"$f":"IF(I89=0,\"\",SUMIFS(CHOOSE(VLOOKUP($E$18,'Lookup tables'!$AK$5:$AM$15,3,0), RPE_FuelConsumptionSummerTBtu, RPE_FuelConsumptionTotalTBtu, RPE_GenerationSummerGWh, RPE_GenerationTotalGWh, RPE_CO2EmissionsSummerThousandTons, RPE_CO2EmissionsTotalThousandTons, RPE_NOXEmissionsSummerThousandTons, RPE_NOXEmissionsTotalThousandTons, RPE_SO2EmissionsSummerThousandTons, RPE_SO2EmissionsTotalThousandTons, RPE_DispatchableCapacityMW), MeetPrimaryCriteria3,\"=1\",IF($E$8=\"IPM Region\",RPE_IPMRegionGroupAcronym,RPE_State),\"=\"&IF($E$8=\"National\",\"*\",$I89)))","v":0},{"$f":"IF(I89=0,\"\",IF($E$20=\"Actual\",0,SUMIFS(CHOOSE(VLOOKUP($E$35,'Lookup tables'!$AK$5:$AM$15,3,0), RPE_FuelConsumptionSummerTBtu, RPE_FuelConsumptionTotalTBtu, RPE_GenerationSummerGWh, RPE_GenerationTotalGWh, RPE_CO2EmissionsSummerThousandTons, RPE_CO2EmissionsTotalThousandTons, RPE_NOXEmissionsSummerThousandTons, RPE_NOXEmissionsTotalThousandTons, RPE_SO2EmissionsSummerThousandTons, RPE_SO2EmissionsTotalThousandTons, RPE_DispatchableCapacityMW), MeetComparisonCriteria3,\"=1\",IF($E$8=\"IPM Region\",RPE_IPMRegionGroupAcronym,RPE_State),\"=\"&IF($E$8=\"National\",\"*\",$I89))))","v":0},0,4.0000000088999998,4,null,34,"NJ",2.5824490980684671,0,0]
[null,null,null,null,null,null,null,null,{"$f":"IF($B$8=\"State\",Map!P37,Map!O37)","v":"OK"},{"$f":"IF(I90=0,\"\",SUMIFS(CHOOSE(VLOOKUP($B$18,'Lookup tables'!$AK$5:$AM$15,3,0), RPE_FuelConsumptionSummerTBtu, RPE_FuelConsumptionTotalTBtu, RPE_GenerationSummerGWh, RPE_GenerationTotalGWh, RPE_CO2EmissionsSummerThousandTons, RPE_CO2EmissionsTotalThousandTons, RPE_NOXEmissionsSummerThousandTons, RPE_NOXEmissionsTotalThousandTons, RPE_SO2EmissionsSummerThousandTons, RPE_SO2EmissionsTotalThousandTons, RPE_DispatchableCapacityMW), MeetPrimaryCriteria2,\"=1\",IF($B$8=\"IPM Region\",RPE_IPMRegionGroupAcronym,RPE_State),\"=\"&IF($B$8=\"National\",\"*\",$I90)))","v":10.301135337217097},{"$f":"IF(I90=0,\"\",IF($B$20=\"Actual\",0,SUMIFS(CHOOSE(VLOOKUP($B$35,'Lookup tables'!$AK$5:$AM$15,3,0), RPE_FuelConsumptionSummerTBtu, RPE_FuelConsumptionTotalTBtu, RPE_GenerationSummerGWh, RPE_GenerationTotalGWh, RPE_CO2EmissionsSummerThousandTons, RPE_CO2EmissionsTotalThousandTons, RPE_NOXEmissionsSummerThousandTons, RPE_NOXEmissionsTotalThousandTons, RPE_SO2EmissionsSummerThousandTons, RPE_SO2EmissionsTotalThousandTons, RPE_DispatchableCapacityMW), MeetComparisonCriteria2,\"=1\",IF($B$8=\"IPM Region\",RPE_IPMRegionGroupAcronym,RPE_State),\"=\"&IF($B$8=\"National\",\"*\",$I90))))","v":0},10.301135337217097,{"$f":"IF(I90=0,\"\",SUMIFS(CHOOSE(VLOOKUP($E$18,'Lookup tables'!$AK$5:$AM$15,3,0), RPE_FuelConsumptionSummerTBtu, RPE_FuelConsumptionTotalTBtu, RPE_GenerationSummerGWh, RPE_GenerationTotalGWh, RPE_CO2EmissionsSummerThousandTons, RPE_CO2EmissionsTotalThousandTons, RPE_NOXEmissionsSummerThousandTons, RPE_NOXEmissionsTotalThousandTons, RPE_SO2EmissionsSummerThousandTons, RPE_SO2EmissionsTotalThousandTons, RPE_DispatchableCapacityMW), MeetPrimaryCriteria3,\"=1\",IF($E$8=\"IPM Region\",RPE_IPMRegionGroupAcronym,RPE_State),\"=\"&IF($E$8=\"National\",\"*\",$I90)))","v":0},{"$f":"IF(I90=0,\"\",IF($E$20=\"Actual\",0,SUMIFS(CHOOSE(VLOOKUP($E$35,'Lookup tables'!$AK$5:$AM$15,3,0), RPE_FuelConsumptionSummerTBtu, RPE_FuelConsumptionTotalTBtu, RPE_GenerationSummerGWh, RPE_GenerationTotalGWh, RPE_CO2EmissionsSummerThousandTons, RPE_CO2EmissionsTotalThousandTons, RPE_NOXEmissionsSummerThousandTons, RPE_NOXEmissionsTotalThousandTons, RPE_SO2EmissionsSummerThousandTons, RPE_SO2EmissionsTotalThousandTons, RPE_DispatchableCapacityMW), MeetComparisonCriteria3,\"=1\",IF($E$8=\"IPM Region\",RPE_IPMRegionGroupAcronym,RPE_State),\"=\"&IF($E$8=\"National\",\"*\",$I90))))","v":0},0,15.000000009000001,15,null,35,"MA",2.5517337128549062,0,0]
[null,null,null,null,null,null,null,null,{"$f":"IF($B$8=\"State\",Map!P38,Map!O38)","v":"OR"},{"$f":"IF(I91=0,\"\",SUMIFS(CHOOSE(VLOOKUP($B$18,'Lookup tables'!$AK$5:$AM$15,3,0), RPE_FuelConsumptionSummerTBtu, RPE_FuelConsumptionTotalTBtu, RPE_GenerationSummerGWh, RPE_GenerationTotalGWh, RPE_CO2EmissionsSummerThousandTons, RPE_CO2EmissionsTotalThousandTons, RPE_NOXEmissionsSummerThousandTons, RPE_NOXEmissionsTotalThousandTons, RPE_SO2EmissionsSummerThousandTons, RPE_SO2EmissionsTotalThousandTons, RPE_DispatchableCapacityMW), MeetPrimaryCriteria2,\"=1\",IF($B$8=\"IPM Region\",RPE_IPMRegionGroupAcronym,RPE_State),\"=\"&IF($B$8=\"National\",\"*\",$I91)))","v":0.57311769350473019},{"$f":"IF(I91=0,\"\",IF($B$20=\"Actual\",0,SUMIFS(CHOOSE(VLOOKUP($B$35,'Lookup tables'!$AK$5:$AM$15,3,0), RPE_FuelConsumptionSummerTBtu, RPE_FuelConsumptionTotalTBtu, RPE_GenerationSummerGWh, RPE_GenerationTotalGWh, RPE_CO2EmissionsSummerThousandTons, RPE_CO2EmissionsTotalThousandTons, RPE_NOXEmissionsSummerThousandTons, RPE_NOXEmissionsTotalThousandTons, RPE_SO2EmissionsSummerThousandTons, RPE_SO2EmissionsTotalThousandTons, RPE_DispatchableCapacityMW), MeetComparisonCriteria2,\"=1\",IF($B$8=\"IPM Region\",RPE_IPMRegionGroupAcronym,RPE_State),\"=\"&IF($B$8=\"National\",\"*\",$I91))))","v":0},0.57311769350473019,{"$f":"IF(I91=0,\"\",SUMIFS(CHOOSE(VLOOKUP($E$18,'Lookup tables'!$AK$5:$AM$15,3,0), RPE_FuelConsumptionSummerTBtu, RPE_FuelConsumptionTotalTBtu, RPE_GenerationSummerGWh, RPE_GenerationTotalGWh, RPE_CO2EmissionsSummerThousandTons, RPE_CO2EmissionsTotalThousandTons, RPE_NOXEmissionsSummerThousandTons, RPE_NOXEmissionsTotalThousandTons, RPE_SO2EmissionsSummerThousandTons, RPE_SO2EmissionsTotalThousandTons, RPE_DispatchableCapacityMW), MeetPrimaryCriteria3,\"=1\",IF($E$8=\"IPM Region\",RPE_IPMRegionGroupAcronym,RPE_State),\"=\"&IF($E$8=\"National\",\"*\",$I91)))","v":0},{"$f":"IF(I91=0,\"\",IF($E$20=\"Actual\",0,SUMIFS(CHOOSE(VLOOKUP($E$35,'Lookup tables'!$AK$5:$AM$15,3,0), RPE_FuelConsumptionSummerTBtu, RPE_FuelConsumptionTotalTBtu, RPE_GenerationSummerGWh, RPE_GenerationTotalGWh, RPE_CO2EmissionsSummerThousandTons, RPE_CO2EmissionsTotalThousandTons, RPE_NOXEmissionsSummerThousandTons, RPE_NOXEmissionsTotalThousandTons, RPE_SO2EmissionsSummerThousandTons, RPE_SO2EmissionsTotalThousandTons, RPE_DispatchableCapacityMW), MeetComparisonCriteria3,\"=1\",IF($E$8=\"IPM Region\",RPE_IPMRegionGroupAcronym,RPE_State),\"=\"&IF($E$8=\"National\",\"*\",$I91))))","v":0},0,40.000000009099999,40,null,36,"MD",2.5440638891592893,0,0]
[null,null,null,null,null,null,null,null,{"$f":"IF($B$8=\"State\",Map!P39,Map!O39)","v":"PA"},{"$f":"IF(I92=0,\"\",SUMIFS(CHOOSE(VLOOKUP($B$18,'Lookup tables'!$AK$5:$AM$15,3,0), RPE_FuelConsumptionSummerTBtu, RPE_FuelConsumptionTotalTBtu, RPE_GenerationSummerGWh, RPE_GenerationTotalGWh, RPE_CO2EmissionsSummerThousandTons, RPE_CO2EmissionsTotalThousandTons, RPE_NOXEmissionsSummerThousandTons, RPE_NOXEmissionsTotalThousandTons, RPE_SO2EmissionsSummerThousandTons, RPE_SO2EmissionsTotalThousandTons, RPE_DispatchableCapacityMW), MeetPrimaryCriteria2,\"=1\",IF($B$8=\"IPM Region\",RPE_IPMRegionGroupAcronym,RPE_State),\"=\"&IF($B$8=\"National\",\"*\",$I92)))","v":14.929681306854722},{"$f":"IF(I92=0,\"\",IF($B$20=\"Actual\",0,SUMIFS(CHOOSE(VLOOKUP($B$35,'Lookup tables'!$AK$5:$AM$15,3,0), RPE_FuelConsumptionSummerTBtu, RPE_FuelConsumptionTotalTBtu, RPE_GenerationSummerGWh, RPE_GenerationTotalGWh, RPE_CO2EmissionsSummerThousandTons, RPE_CO2EmissionsTotalThousandTons, RPE_NOXEmissionsSummerThousandTons, RPE_NOXEmissionsTotalThousandTons, RPE_SO2EmissionsSummerThousandTons, RPE_SO2EmissionsTotalThousandTons, RPE_DispatchableCapacityMW), MeetComparisonCriteria2,\"=1\",IF($B$8=\"IPM Region\",RPE_IPMRegionGroupAcronym,RPE_State),\"=\"&IF($B$8=\"National\",\"*\",$I92))))","v":0},14.929681306854722,{"$f":"IF(I92=0,\"\",SUMIFS(CHOOSE(VLOOKUP($E$18,'Lookup tables'!$AK$5:$AM$15,3,0), RPE_FuelConsumptionSummerTBtu, RPE_FuelConsumptionTotalTBtu, RPE_GenerationSummerGWh, RPE_GenerationTotalGWh, RPE_CO2EmissionsSummerThousandTons, RPE_CO2EmissionsTotalThousandTons, RPE_NOXEmissionsSummerThousandTons, RPE_NOXEmissionsTotalThousandTons, RPE_SO2EmissionsSummerThousandTons, RPE_SO2EmissionsTotalThousandTons, RPE_DispatchableCapacityMW), MeetPrimaryCriteria3,\"=1\",IF($E$8=\"IPM Region\",RPE_IPMRegionGroupAcronym,RPE_State),\"=\"&IF($E$8=\"National\",\"*\",$I92)))","v":0},{"$f":"IF(I92=0,\"\",IF($E$20=\"Actual\",0,SUMIFS(CHOOSE(VLOOKUP($E$35,'Lookup tables'!$AK$5:$AM$15,3,0), RPE_FuelConsumptionSummerTBtu, RPE_FuelConsumptionTotalTBtu, RPE_GenerationSummerGWh, RPE_GenerationTotalGWh, RPE_CO2EmissionsSummerThousandTons, RPE_CO2EmissionsTotalThousandTons, RPE_NOXEmissionsSummerThousandTons, RPE_NOXEmissionsTotalThousandTons, RPE_SO2EmissionsSummerThousandTons, RPE_SO2EmissionsTotalThousandTons, RPE_DispatchableCapacityMW), MeetComparisonCriteria3,\"=1\",IF($E$8=\"IPM Region\",RPE_IPMRegionGroupAcronym,RPE_State),\"=\"&IF($E$8=\"National\",\"*\",$I92))))","v":0},0,7.0000000091999999,7,null,37,"CA",2.4064947882401961,0,0]
[null,null,null,null,null,null,null,null,{"$f":"IF($B$8=\"State\",Map!P40,Map!O40)","v":"RI"},{"$f":"IF(I93=0,\"\",SUMIFS(CHOOSE(VLOOKUP($B$18,'Lookup tables'!$AK$5:$AM$15,3,0), RPE_FuelConsumptionSummerTBtu, RPE_FuelConsumptionTotalTBtu, RPE_GenerationSummerGWh, RPE_GenerationTotalGWh, RPE_CO2EmissionsSummerThousandTons, RPE_CO2EmissionsTotalThousandTons, RPE_NOXEmissionsSummerThousandTons, RPE_NOXEmissionsTotalThousandTons, RPE_SO2EmissionsSummerThousandTons, RPE_SO2EmissionsTotalThousandTons, RPE_DispatchableCapacityMW), MeetPrimaryCriteria2,\"=1\",IF($B$8=\"IPM Region\",RPE_IPMRegionGroupAcronym,RPE_State),\"=\"&IF($B$8=\"National\",\"*\",$I93)))","v":0.35839649798343981},{"$f":"IF(I93=0,\"\",IF($B$20=\"Actual\",0,SUMIFS(CHOOSE(VLOOKUP($B$35,'Lookup tables'!$AK$5:$AM$15,3,0), RPE_FuelConsumptionSummerTBtu, RPE_FuelConsumptionTotalTBtu, RPE_GenerationSummerGWh, RPE_GenerationTotalGWh, RPE_CO2EmissionsSummerThousandTons, RPE_CO2EmissionsTotalThousandTons, RPE_NOXEmissionsSummerThousandTons, RPE_NOXEmissionsTotalThousandTons, RPE_SO2EmissionsSummerThousandTons, RPE_SO2EmissionsTotalThousandTons, RPE_DispatchableCapacityMW), MeetComparisonCriteria2,\"=1\",IF($B$8=\"IPM Region\",RPE_IPMRegionGroupAcronym,RPE_State),\"=\"&IF($B$8=\"National\",\"*\",$I93))))","v":0},0.35839649798343981,{"$f":"IF(I93=0,\"\",SUMIFS(CHOOSE(VLOOKUP($E$18,'Lookup tables'!$AK$5:$AM$15,3,0), RPE_FuelConsumptionSummerTBtu, RPE_FuelConsumptionTotalTBtu, RPE_GenerationSummerGWh, RPE_GenerationTotalGWh, RPE_CO2EmissionsSummerThousandTons, RPE_CO2EmissionsTotalThousandTons, RPE_NOXEmissionsSummerThousandTons, RPE_NOXEmissionsTotalThousandTons, RPE_SO2EmissionsSummerThousandTons, RPE_SO2EmissionsTotalThousandTons, RPE_DispatchableCapacityMW), MeetPrimaryCriteria3,\"=1\",IF($E$8=\"IPM Region\",RPE_IPMRegionGroupAcronym,RPE_State),\"=\"&IF($E$8=\"National\",\"*\",$I93)))","v":0},{"$f":"IF(I93=0,\"\",IF($E$20=\"Actual\",0,SUMIFS(CHOOSE(VLOOKUP($E$35,'Lookup tables'!$AK$5:$AM$15,3,0), RPE_FuelConsumptionSummerTBtu, RPE_FuelConsumptionTotalTBtu, RPE_GenerationSummerGWh, RPE_GenerationTotalGWh, RPE_CO2EmissionsSummerThousandTons, RPE_CO2EmissionsTotalThousandTons, RPE_NOXEmissionsSummerThousandTons, RPE_NOXEmissionsTotalThousandTons, RPE_SO2EmissionsSummerThousandTons, RPE_SO2EmissionsTotalThousandTons, RPE_DispatchableCapacityMW), MeetComparisonCriteria3,\"=1\",IF($E$8=\"IPM Region\",RPE_IPMRegionGroupAcronym,RPE_State),\"=\"&IF($E$8=\"National\",\"*\",$I93))))","v":0},0,44.000000009300003,44,null,38,"CT",1.9439511671567891,0,0]
[null,null,null,null,null,null,null,null,{"$f":"IF($B$8=\"State\",Map!P41,Map!O41)","v":"SC"},{"$f":"IF(I94=0,\"\",SUMIFS(CHOOSE(VLOOKUP($B$18,'Lookup tables'!$AK$5:$AM$15,3,0), RPE_FuelConsumptionSummerTBtu, RPE_FuelConsumptionTotalTBtu, RPE_GenerationSummerGWh, RPE_GenerationTotalGWh, RPE_CO2EmissionsSummerThousandTons, RPE_CO2EmissionsTotalThousandTons, RPE_NOXEmissionsSummerThousandTons, RPE_NOXEmissionsTotalThousandTons, RPE_SO2EmissionsSummerThousandTons, RPE_SO2EmissionsTotalThousandTons, RPE_DispatchableCapacityMW), MeetPrimaryCriteria2,\"=1\",IF($B$8=\"IPM Region\",RPE_IPMRegionGroupAcronym,RPE_State),\"=\"&IF($B$8=\"National\",\"*\",$I94)))","v":6.0759220548071839},{"$f":"IF(I94=0,\"\",IF($B$20=\"Actual\",0,SUMIFS(CHOOSE(VLOOKUP($B$35,'Lookup tables'!$AK$5:$AM$15,3,0), RPE_FuelConsumptionSummerTBtu, RPE_FuelConsumptionTotalTBtu, RPE_GenerationSummerGWh, RPE_GenerationTotalGWh, RPE_CO2EmissionsSummerThousandTons, RPE_CO2EmissionsTotalThousandTons, RPE_NOXEmissionsSummerThousandTons, RPE_NOXEmissionsTotalThousandTons, RPE_SO2EmissionsSummerThousandTons, RPE_SO2EmissionsTotalThousandTons, RPE_DispatchableCapacityMW), MeetComparisonCriteria2,\"=1\",IF($B$8=\"IPM Region\",RPE_IPMRegionGroupAcronym,RPE_State),\"=\"&IF($B$8=\"National\",\"*\",$I94))))","v":0},6.0759220548071839,{"$f":"IF(I94=0,\"\",SUMIFS(CHOOSE(VLOOKUP($E$18,'Lookup tables'!$AK$5:$AM$15,3,0), RPE_FuelConsumptionSummerTBtu, RPE_FuelConsumptionTotalTBtu, RPE_GenerationSummerGWh, RPE_GenerationTotalGWh, RPE_CO2EmissionsSummerThousandTons, RPE_CO2EmissionsTotalThousandTons, RPE_NOXEmissionsSummerThousandTons, RPE_NOXEmissionsTotalThousandTons, RPE_SO2EmissionsSummerThousandTons, RPE_SO2EmissionsTotalThousandTons, RPE_DispatchableCapacityMW), MeetPrimaryCriteria3,\"=1\",IF($E$8=\"IPM Region\",RPE_IPMRegionGroupAcronym,RPE_State),\"=\"&IF($E$8=\"National\",\"*\",$I94)))","v":0},{"$f":"IF(I94=0,\"\",IF($E$20=\"Actual\",0,SUMIFS(CHOOSE(VLOOKUP($E$35,'Lookup tables'!$AK$5:$AM$15,3,0), RPE_FuelConsumptionSummerTBtu, RPE_FuelConsumptionTotalTBtu, RPE_GenerationSummerGWh, RPE_GenerationTotalGWh, RPE_CO2EmissionsSummerThousandTons, RPE_CO2EmissionsTotalThousandTons, RPE_NOXEmissionsSummerThousandTons, RPE_NOXEmissionsTotalThousandTons, RPE_SO2EmissionsSummerThousandTons, RPE_SO2EmissionsTotalThousandTons, RPE_DispatchableCapacityMW), MeetComparisonCriteria3,\"=1\",IF($E$8=\"IPM Region\",RPE_IPMRegionGroupAcronym,RPE_State),\"=\"&IF($E$8=\"National\",\"*\",$I94))))","v":0},0,26.000000009400001,26,null,39,"ME",1.1610970491559311,0,0]
[null,null,null,null,null,null,null,null,{"$f":"IF($B$8=\"State\",Map!P42,Map!O42)","v":"SD"},{"$f":"IF(I95=0,\"\",SUMIFS(CHOOSE(VLOOKUP($B$18,'Lookup tables'!$AK$5:$AM$15,3,0), RPE_FuelConsumptionSummerTBtu, RPE_FuelConsumptionTotalTBtu, RPE_GenerationSummerGWh, RPE_GenerationTotalGWh, RPE_CO2EmissionsSummerThousandTons, RPE_CO2EmissionsTotalThousandTons, RPE_NOXEmissionsSummerThousandTons, RPE_NOXEmissionsTotalThousandTons, RPE_SO2EmissionsSummerThousandTons, RPE_SO2EmissionsTotalThousandTons, RPE_DispatchableCapacityMW), MeetPrimaryCriteria2,\"=1\",IF($B$8=\"IPM Region\",RPE_IPMRegionGroupAcronym,RPE_State),\"=\"&IF($B$8=\"National\",\"*\",$I95)))","v":0.40016355994624048},{"$f":"IF(I95=0,\"\",IF($B$20=\"Actual\",0,SUMIFS(CHOOSE(VLOOKUP($B$35,'Lookup tables'!$AK$5:$AM$15,3,0), RPE_FuelConsumptionSummerTBtu, RPE_FuelConsumptionTotalTBtu, RPE_GenerationSummerGWh, RPE_GenerationTotalGWh, RPE_CO2EmissionsSummerThousandTons, RPE_CO2EmissionsTotalThousandTons, RPE_NOXEmissionsSummerThousandTons, RPE_NOXEmissionsTotalThousandTons, RPE_SO2EmissionsSummerThousandTons, RPE_SO2EmissionsTotalThousandTons, RPE_DispatchableCapacityMW), MeetComparisonCriteria2,\"=1\",IF($B$8=\"IPM Region\",RPE_IPMRegionGroupAcronym,RPE_State),\"=\"&IF($B$8=\"National\",\"*\",$I95))))","v":0},0.40016355994624048,{"$f":"IF(I95=0,\"\",SUMIFS(CHOOSE(VLOOKUP($E$18,'Lookup tables'!$AK$5:$AM$15,3,0), RPE_FuelConsumptionSummerTBtu, RPE_FuelConsumptionTotalTBtu, RPE_GenerationSummerGWh, RPE_GenerationTotalGWh, RPE_CO2EmissionsSummerThousandTons, RPE_CO2EmissionsTotalThousandTons, RPE_NOXEmissionsSummerThousandTons, RPE_NOXEmissionsTotalThousandTons, RPE_SO2EmissionsSummerThousandTons, RPE_SO2EmissionsTotalThousandTons, RPE_DispatchableCapacityMW), MeetPrimaryCriteria3,\"=1\",IF($E$8=\"IPM Region\",RPE_IPMRegionGroupAcronym,RPE_State),\"=\"&IF($E$8=\"National\",\"*\",$I95)))","v":0},{"$f":"IF(I95=0,\"\",IF($E$20=\"Actual\",0,SUMIFS(CHOOSE(VLOOKUP($E$35,'Lookup tables'!$AK$5:$AM$15,3,0), RPE_FuelConsumptionSummerTBtu, RPE_FuelConsumptionTotalTBtu, RPE_GenerationSummerGWh, RPE_GenerationTotalGWh, RPE_CO2EmissionsSummerThousandTons, RPE_CO2EmissionsTotalThousandTons, RPE_NOXEmissionsSummerThousandTons, RPE_NOXEmissionsTotalThousandTons, RPE_SO2EmissionsSummerThousandTons, RPE_SO2EmissionsTotalThousandTons, RPE_DispatchableCapacityMW), MeetComparisonCriteria3,\"=1\",IF($E$8=\"IPM Region\",RPE_IPMRegionGroupAcronym,RPE_State),\"=\"&IF($E$8=\"National\",\"*\",$I95))))","v":0},0,42.000000009499999,42,null,40,"OR",0.57311769350473019,0,0]
[null,null,null,null,null,null,null,null,{"$f":"IF($B$8=\"State\",Map!P43,Map!O43)","v":"TN"},{"$f":"IF(I96=0,\"\",SUMIFS(CHOOSE(VLOOKUP($B$18,'Lookup tables'!$AK$5:$AM$15,3,0), RPE_FuelConsumptionSummerTBtu, RPE_FuelConsumptionTotalTBtu, RPE_GenerationSummerGWh, RPE_GenerationTotalGWh, RPE_CO2EmissionsSummerThousandTons, RPE_CO2EmissionsTotalThousandTons, RPE_NOXEmissionsSummerThousandTons, RPE_NOXEmissionsTotalThousandTons, RPE_SO2EmissionsSummerThousandTons, RPE_SO2EmissionsTotalThousandTons, RPE_DispatchableCapacityMW), MeetPrimaryCriteria2,\"=1\",IF($B$8=\"IPM Region\",RPE_IPMRegionGroupAcronym,RPE_State),\"=\"&IF($B$8=\"National\",\"*\",$I96)))","v":3.0913673220579976},{"$f":"IF(I96=0,\"\",IF($B$20=\"Actual\",0,SUMIFS(CHOOSE(VLOOKUP($B$35,'Lookup tables'!$AK$5:$AM$15,3,0), RPE_FuelConsumptionSummerTBtu, RPE_FuelConsumptionTotalTBtu, RPE_GenerationSummerGWh, RPE_GenerationTotalGWh, RPE_CO2EmissionsSummerThousandTons, RPE_CO2EmissionsTotalThousandTons, RPE_NOXEmissionsSummerThousandTons, RPE_NOXEmissionsTotalThousandTons, RPE_SO2EmissionsSummerThousandTons, RPE_SO2EmissionsTotalThousandTons, RPE_DispatchableCapacityMW), MeetComparisonCriteria2,\"=1\",IF($B$8=\"IPM Region\",RPE_IPMRegionGroupAcronym,RPE_State),\"=\"&IF($B$8=\"National\",\"*\",$I96))))","v":0},3.0913673220579976,{"$f":"IF(I96=0,\"\",SUMIFS(CHOOSE(VLOOKUP($E$18,'Lookup tables'!$AK$5:$AM$15,3,0), RPE_FuelConsumptionSummerTBtu, RPE_FuelConsumptionTotalTBtu, RPE_GenerationSummerGWh, RPE_GenerationTotalGWh, RPE_CO2EmissionsSummerThousandTons, RPE_CO2EmissionsTotalThousandTons, RPE_NOXEmissionsSummerThousandTons, RPE_NOXEmissionsTotalThousandTons, RPE_SO2EmissionsSummerThousandTons, RPE_SO2EmissionsTotalThousandTons, RPE_DispatchableCapacityMW), MeetPrimaryCriteria3,\"=1\",IF($E$8=\"IPM Region\",RPE_IPMRegionGroupAcronym,RPE_State),\"=\"&IF($E$8=\"National\",\"*\",$I96)))","v":0},{"$f":"IF(I96=0,\"\",IF($E$20=\"Actual\",0,SUMIFS(CHOOSE(VLOOKUP($E$35,'Lookup tables'!$AK$5:$AM$15,3,0), RPE_FuelConsumptionSummerTBtu, RPE_FuelConsumptionTotalTBtu, RPE_GenerationSummerGWh, RPE_GenerationTotalGWh, RPE_CO2EmissionsSummerThousandTons, RPE_CO2EmissionsTotalThousandTons, RPE_NOXEmissionsSummerThousandTons, RPE_NOXEmissionsTotalThousandTons, RPE_SO2EmissionsSummerThousandTons, RPE_SO2EmissionsTotalThousandTons, RPE_DispatchableCapacityMW), MeetComparisonCriteria3,\"=1\",IF($E$8=\"IPM Region\",RPE_IPMRegionGroupAcronym,RPE_State),\"=\"&IF($E$8=\"National\",\"*\",$I96))))","v":0},0,32.000000009600001,32,null,41,"NV",0.57250883048414802,0,0]
[null,null,null,null,null,null,null,null,{"$f":"IF($B$8=\"State\",Map!P44,Map!O44)","v":"TX"},{"$f":"IF(I97=0,\"\",SUMIFS(CHOOSE(VLOOKUP($B$18,'Lookup tables'!$AK$5:$AM$15,3,0), RPE_FuelConsumptionSummerTBtu, RPE_FuelConsumptionTotalTBtu, RPE_GenerationSummerGWh, RPE_GenerationTotalGWh, RPE_CO2EmissionsSummerThousandTons, RPE_CO2EmissionsTotalThousandTons, RPE_NOXEmissionsSummerThousandTons, RPE_NOXEmissionsTotalThousandTons, RPE_SO2EmissionsSummerThousandTons, RPE_SO2EmissionsTotalThousandTons, RPE_DispatchableCapacityMW), MeetPrimaryCriteria2,\"=1\",IF($B$8=\"IPM Region\",RPE_IPMRegionGroupAcronym,RPE_State),\"=\"&IF($B$8=\"National\",\"*\",$I97)))","v":44.225712474137126},{"$f":"IF(I97=0,\"\",IF($B$20=\"Actual\",0,SUMIFS(CHOOSE(VLOOKUP($B$35,'Lookup tables'!$AK$5:$AM$15,3,0), RPE_FuelConsumptionSummerTBtu, RPE_FuelConsumptionTotalTBtu, RPE_GenerationSummerGWh, RPE_GenerationTotalGWh, RPE_CO2EmissionsSummerThousandTons, RPE_CO2EmissionsTotalThousandTons, RPE_NOXEmissionsSummerThousandTons, RPE_NOXEmissionsTotalThousandTons, RPE_SO2EmissionsSummerThousandTons, RPE_SO2EmissionsTotalThousandTons, RPE_DispatchableCapacityMW), MeetComparisonCriteria2,\"=1\",IF($B$8=\"IPM Region\",RPE_IPMRegionGroupAcronym,RPE_State),\"=\"&IF($B$8=\"National\",\"*\",$I97))))","v":0},44.225712474137126,{"$f":"IF(I97=0,\"\",SUMIFS(CHOOSE(VLOOKUP($E$18,'Lookup tables'!$AK$5:$AM$15,3,0), RPE_FuelConsumptionSummerTBtu, RPE_FuelConsumptionTotalTBtu, RPE_GenerationSummerGWh, RPE_GenerationTotalGWh, RPE_CO2EmissionsSummerThousandTons, RPE_CO2EmissionsTotalThousandTons, RPE_NOXEmissionsSummerThousandTons, RPE_NOXEmissionsTotalThousandTons, RPE_SO2EmissionsSummerThousandTons, RPE_SO2EmissionsTotalThousandTons, RPE_DispatchableCapacityMW), MeetPrimaryCriteria3,\"=1\",IF($E$8=\"IPM Region\",RPE_IPMRegionGroupAcronym,RPE_State),\"=\"&IF($E$8=\"National\",\"*\",$I97)))","v":0},{"$f":"IF(I97=0,\"\",IF($E$20=\"Actual\",0,SUMIFS(CHOOSE(VLOOKUP($E$35,'Lookup tables'!$AK$5:$AM$15,3,0), RPE_FuelConsumptionSummerTBtu, RPE_FuelConsumptionTotalTBtu, RPE_GenerationSummerGWh, RPE_GenerationTotalGWh, RPE_CO2EmissionsSummerThousandTons, RPE_CO2EmissionsTotalThousandTons, RPE_NOXEmissionsSummerThousandTons, RPE_NOXEmissionsTotalThousandTons, RPE_SO2EmissionsSummerThousandTons, RPE_SO2EmissionsTotalThousandTons, RPE_DispatchableCapacityMW), MeetComparisonCriteria3,\"=1\",IF($E$8=\"IPM Region\",RPE_IPMRegionGroupAcronym,RPE_State),\"=\"&IF($E$8=\"National\",\"*\",$I97))))","v":0},0,1.0000000096999999,1,null,42,"SD",0.40016355994624048,0,0]
[null,null,null,null,null,null,null,null,{"$f":"IF($B$8=\"State\",Map!P45,Map!O45)","v":"UT"},{"$f":"IF(I98=0,\"\",SUMIFS(CHOOSE(VLOOKUP($B$18,'Lookup tables'!$AK$5:$AM$15,3,0), RPE_FuelConsumptionSummerTBtu, RPE_FuelConsumptionTotalTBtu, RPE_GenerationSummerGWh, RPE_GenerationTotalGWh, RPE_CO2EmissionsSummerThousandTons, RPE_CO2EmissionsTotalThousandTons, RPE_NOXEmissionsSummerThousandTons, RPE_NOXEmissionsTotalThousandTons, RPE_SO2EmissionsSummerThousandTons, RPE_SO2EmissionsTotalThousandTons, RPE_DispatchableCapacityMW), MeetPrimaryCriteria2,\"=1\",IF($B$8=\"IPM Region\",RPE_IPMRegionGroupAcronym,RPE_State),\"=\"&IF($B$8=\"National\",\"*\",$I98)))","v":12.451141573575089},{"$f":"IF(I98=0,\"\",IF($B$20=\"Actual\",0,SUMIFS(CHOOSE(VLOOKUP($B$35,'Lookup tables'!$AK$5:$AM$15,3,0), RPE_FuelConsumptionSummerTBtu, RPE_FuelConsumptionTotalTBtu, RPE_GenerationSummerGWh, RPE_GenerationTotalGWh, RPE_CO2EmissionsSummerThousandTons, RPE_CO2EmissionsTotalThousandTons, RPE_NOXEmissionsSummerThousandTons, RPE_NOXEmissionsTotalThousandTons, RPE_SO2EmissionsSummerThousandTons, RPE_SO2EmissionsTotalThousandTons, RPE_DispatchableCapacityMW), MeetComparisonCriteria2,\"=1\",IF($B$8=\"IPM Region\",RPE_IPMRegionGroupAcronym,RPE_State),\"=\"&IF($B$8=\"National\",\"*\",$I98))))","v":0},12.451141573575089,{"$f":"IF(I98=0,\"\",SUMIFS(CHOOSE(VLOOKUP($E$18,'Lookup tables'!$AK$5:$AM$15,3,0), RPE_FuelConsumptionSummerTBtu, RPE_FuelConsumptionTotalTBtu, RPE_GenerationSummerGWh, RPE_GenerationTotalGWh, RPE_CO2EmissionsSummerThousandTons, RPE_CO2EmissionsTotalThousandTons, RPE_NOXEmissionsSummerThousandTons, RPE_NOXEmissionsTotalThousandTons, RPE_SO2EmissionsSummerThousandTons, RPE_SO2EmissionsTotalThousandTons, RPE_DispatchableCapacityMW), MeetPrimaryCriteria3,\"=1\",IF($E$8=\"IPM Region\",RPE_IPMRegionGroupAcronym,RPE_State),\"=\"&IF($E$8=\"National\",\"*\",$I98)))","v":0},{"$f":"IF(I98=0,\"\",IF($E$20=\"Actual\",0,SUMIFS(CHOOSE(VLOOKUP($E$35,'Lookup tables'!$AK$5:$AM$15,3,0), RPE_FuelConsumptionSummerTBtu, RPE_FuelConsumptionTotalTBtu, RPE_GenerationSummerGWh, RPE_GenerationTotalGWh, RPE_CO2EmissionsSummerThousandTons, RPE_CO2EmissionsTotalThousandTons, RPE_NOXEmissionsSummerThousandTons, RPE_NOXEmissionsTotalThousandTons, RPE_SO2EmissionsSummerThousandTons, RPE_SO2EmissionsTotalThousandTons, RPE_DispatchableCapacityMW), MeetComparisonCriteria3,\"=1\",IF($E$8=\"IPM Region\",RPE_IPMRegionGroupAcronym,RPE_State),\"=\"&IF($E$8=\"National\",\"*\",$I98))))","v":0},0,11.000000009800001,11,null,43,"WA",0.39679447137360324,0,0]
[null,null,null,null,null,null,null,null,{"$f":"IF($B$8=\"State\",Map!P46,Map!O46)","v":"VA"},{"$f":"IF(I99=0,\"\",SUMIFS(CHOOSE(VLOOKUP($B$18,'Lookup tables'!$AK$5:$AM$15,3,0), RPE_FuelConsumptionSummerTBtu, RPE_FuelConsumptionTotalTBtu, RPE_GenerationSummerGWh, RPE_GenerationTotalGWh, RPE_CO2EmissionsSummerThousandTons, RPE_CO2EmissionsTotalThousandTons, RPE_NOXEmissionsSummerThousandTons, RPE_NOXEmissionsTotalThousandTons, RPE_SO2EmissionsSummerThousandTons, RPE_SO2EmissionsTotalThousandTons, RPE_DispatchableCapacityMW), MeetPrimaryCriteria2,\"=1\",IF($B$8=\"IPM Region\",RPE_IPMRegionGroupAcronym,RPE_State),\"=\"&IF($B$8=\"National\",\"*\",$I99)))","v":4.5862215552534291},{"$f":"IF(I99=0,\"\",IF($B$20=\"Actual\",0,SUMIFS(CHOOSE(VLOOKUP($B$35,'Lookup tables'!$AK$5:$AM$15,3,0), RPE_FuelConsumptionSummerTBtu, RPE_FuelConsumptionTotalTBtu, RPE_GenerationSummerGWh, RPE_GenerationTotalGWh, RPE_CO2EmissionsSummerThousandTons, RPE_CO2EmissionsTotalThousandTons, RPE_NOXEmissionsSummerThousandTons, RPE_NOXEmissionsTotalThousandTons, RPE_SO2EmissionsSummerThousandTons, RPE_SO2EmissionsTotalThousandTons, RPE_DispatchableCapacityMW), MeetComparisonCriteria2,\"=1\",IF($B$8=\"IPM Region\",RPE_IPMRegionGroupAcronym,RPE_State),\"=\"&IF($B$8=\"National\",\"*\",$I99))))","v":0},4.5862215552534291,{"$f":"IF(I99=0,\"\",SUMIFS(CHOOSE(VLOOKUP($E$18,'Lookup tables'!$AK$5:$AM$15,3,0), RPE_FuelConsumptionSummerTBtu, RPE_FuelConsumptionTotalTBtu, RPE_GenerationSummerGWh, RPE_GenerationTotalGWh, RPE_CO2EmissionsSummerThousandTons, RPE_CO2EmissionsTotalThousandTons, RPE_NOXEmissionsSummerThousandTons, RPE_NOXEmissionsTotalThousandTons, RPE_SO2EmissionsSummerThousandTons, RPE_SO2EmissionsTotalThousandTons, RPE_DispatchableCapacityMW), MeetPrimaryCriteria3,\"=1\",IF($E$8=\"IPM Region\",RPE_IPMRegionGroupAcronym,RPE_State),\"=\"&IF($E$8=\"National\",\"*\",$I99)))","v":0},{"$f":"IF(I99=0,\"\",IF($E$20=\"Actual\",0,SUMIFS(CHOOSE(VLOOKUP($E$35,'Lookup tables'!$AK$5:$AM$15,3,0), RPE_FuelConsumptionSummerTBtu, RPE_FuelConsumptionTotalTBtu, RPE_GenerationSummerGWh, RPE_GenerationTotalGWh, RPE_CO2EmissionsSummerThousandTons, RPE_CO2EmissionsTotalThousandTons, RPE_NOXEmissionsSummerThousandTons, RPE_NOXEmissionsTotalThousandTons, RPE_SO2EmissionsSummerThousandTons, RPE_SO2EmissionsTotalThousandTons, RPE_DispatchableCapacityMW), MeetComparisonCriteria3,\"=1\",IF($E$8=\"IPM Region\",RPE_IPMRegionGroupAcronym,RPE_State),\"=\"&IF($E$8=\"National\",\"*\",$I99))))","v":0},0,30.000000009899999,30,null,44,"RI",0.35839649798343981,0,0]
[null,null,null,null,null,null,null,null,{"$f":"IF($B$8=\"State\",Map!P47,Map!O47)","v":"VT"},{"$f":"IF(I100=0,\"\",SUMIFS(CHOOSE(VLOOKUP($B$18,'Lookup tables'!$AK$5:$AM$15,3,0), RPE_FuelConsumptionSummerTBtu, RPE_FuelConsumptionTotalTBtu, RPE_GenerationSummerGWh, RPE_GenerationTotalGWh, RPE_CO2EmissionsSummerThousandTons, RPE_CO2EmissionsTotalThousandTons, RPE_NOXEmissionsSummerThousandTons, RPE_NOXEmissionsTotalThousandTons, RPE_SO2EmissionsSummerThousandTons, RPE_SO2EmissionsTotalThousandTons, RPE_DispatchableCapacityMW), MeetPrimaryCriteria2,\"=1\",IF($B$8=\"IPM Region\",RPE_IPMRegionGroupAcronym,RPE_State),\"=\"&IF($B$8=\"National\",\"*\",$I100)))","v":8.5953089088E-3},{"$f":"IF(I100=0,\"\",IF($B$20=\"Actual\",0,SUMIFS(CHOOSE(VLOOKUP($B$35,'Lookup tables'!$AK$5:$AM$15,3,0), RPE_FuelConsumptionSummerTBtu, RPE_FuelConsumptionTotalTBtu, RPE_GenerationSummerGWh, RPE_GenerationTotalGWh, RPE_CO2EmissionsSummerThousandTons, RPE_CO2EmissionsTotalThousandTons, RPE_NOXEmissionsSummerThousandTons, RPE_NOXEmissionsTotalThousandTons, RPE_SO2EmissionsSummerThousandTons, RPE_SO2EmissionsTotalThousandTons, RPE_DispatchableCapacityMW), MeetComparisonCriteria2,\"=1\",IF($B$8=\"IPM Region\",RPE_IPMRegionGroupAcronym,RPE_State),\"=\"&IF($B$8=\"National\",\"*\",$I100))))","v":0},8.5953089088E-3,{"$f":"IF(I100=0,\"\",SUMIFS(CHOOSE(VLOOKUP($E$18,'Lookup tables'!$AK$5:$AM$15,3,0), RPE_FuelConsumptionSummerTBtu, RPE_FuelConsumptionTotalTBtu, RPE_GenerationSummerGWh, RPE_GenerationTotalGWh, RPE_CO2EmissionsSummerThousandTons, RPE_CO2EmissionsTotalThousandTons, RPE_NOXEmissionsSummerThousandTons, RPE_NOXEmissionsTotalThousandTons, RPE_SO2EmissionsSummerThousandTons, RPE_SO2EmissionsTotalThousandTons, RPE_DispatchableCapacityMW), MeetPrimaryCriteria3,\"=1\",IF($E$8=\"IPM Region\",RPE_IPMRegionGroupAcronym,RPE_State),\"=\"&IF($E$8=\"National\",\"*\",$I100)))","v":0},{"$f":"IF(I100=0,\"\",IF($E$20=\"Actual\",0,SUMIFS(CHOOSE(VLOOKUP($E$35,'Lookup tables'!$AK$5:$AM$15,3,0), RPE_FuelConsumptionSummerTBtu, RPE_FuelConsumptionTotalTBtu, RPE_GenerationSummerGWh, RPE_GenerationTotalGWh, RPE_CO2EmissionsSummerThousandTons, RPE_CO2EmissionsTotalThousandTons, RPE_NOXEmissionsSummerThousandTons, RPE_NOXEmissionsTotalThousandTons, RPE_SO2EmissionsSummerThousandTons, RPE_SO2EmissionsTotalThousandTons, RPE_DispatchableCapacityMW), MeetComparisonCriteria3,\"=1\",IF($E$8=\"IPM Region\",RPE_IPMRegionGroupAcronym,RPE_State),\"=\"&IF($E$8=\"National\",\"*\",$I100))))","v":0},0,48.000000010000001,48,null,45,"NH",0.31589235241545938,0,0]
[null,null,null,null,null,null,null,null,{"$f":"IF($B$8=\"State\",Map!P48,Map!O48)","v":"WA"},{"$f":"IF(I101=0,\"\",SUMIFS(CHOOSE(VLOOKUP($B$18,'Lookup tables'!$AK$5:$AM$15,3,0), RPE_FuelConsumptionSummerTBtu, RPE_FuelConsumptionTotalTBtu, RPE_GenerationSummerGWh, RPE_GenerationTotalGWh, RPE_CO2EmissionsSummerThousandTons, RPE_CO2EmissionsTotalThousandTons, RPE_NOXEmissionsSummerThousandTons, RPE_NOXEmissionsTotalThousandTons, RPE_SO2EmissionsSummerThousandTons, RPE_SO2EmissionsTotalThousandTons, RPE_DispatchableCapacityMW), MeetPrimaryCriteria2,\"=1\",IF($B$8=\"IPM Region\",RPE_IPMRegionGroupAcronym,RPE_State),\"=\"&IF($B$8=\"National\",\"*\",$I101)))","v":0.39679447137360324},{"$f":"IF(I101=0,\"\",IF($B$20=\"Actual\",0,SUMIFS(CHOOSE(VLOOKUP($B$35,'Lookup tables'!$AK$5:$AM$15,3,0), RPE_FuelConsumptionSummerTBtu, RPE_FuelConsumptionTotalTBtu, RPE_GenerationSummerGWh, RPE_GenerationTotalGWh, RPE_CO2EmissionsSummerThousandTons, RPE_CO2EmissionsTotalThousandTons, RPE_NOXEmissionsSummerThousandTons, RPE_NOXEmissionsTotalThousandTons, RPE_SO2EmissionsSummerThousandTons, RPE_SO2EmissionsTotalThousandTons, RPE_DispatchableCapacityMW), MeetComparisonCriteria2,\"=1\",IF($B$8=\"IPM Region\",RPE_IPMRegionGroupAcronym,RPE_State),\"=\"&IF($B$8=\"National\",\"*\",$I101))))","v":0},0.39679447137360324,{"$f":"IF(I101=0,\"\",SUMIFS(CHOOSE(VLOOKUP($E$18,'Lookup tables'!$AK$5:$AM$15,3,0), RPE_FuelConsumptionSummerTBtu, RPE_FuelConsumptionTotalTBtu, RPE_GenerationSummerGWh, RPE_GenerationTotalGWh, RPE_CO2EmissionsSummerThousandTons, RPE_CO2EmissionsTotalThousandTons, RPE_NOXEmissionsSummerThousandTons, RPE_NOXEmissionsTotalThousandTons, RPE_SO2EmissionsSummerThousandTons, RPE_SO2EmissionsTotalThousandTons, RPE_DispatchableCapacityMW), MeetPrimaryCriteria3,\"=1\",IF($E$8=\"IPM Region\",RPE_IPMRegionGroupAcronym,RPE_State),\"=\"&IF($E$8=\"National\",\"*\",$I101)))","v":0},{"$f":"IF(I101=0,\"\",IF($E$20=\"Actual\",0,SUMIFS(CHOOSE(VLOOKUP($E$35,'Lookup tables'!$AK$5:$AM$15,3,0), RPE_FuelConsumptionSummerTBtu, RPE_FuelConsumptionTotalTBtu, RPE_GenerationSummerGWh, RPE_GenerationTotalGWh, RPE_CO2EmissionsSummerThousandTons, RPE_CO2EmissionsTotalThousandTons, RPE_NOXEmissionsSummerThousandTons, RPE_NOXEmissionsTotalThousandTons, RPE_SO2EmissionsSummerThousandTons, RPE_SO2EmissionsTotalThousandTons, RPE_DispatchableCapacityMW), MeetComparisonCriteria3,\"=1\",IF($E$8=\"IPM Region\",RPE_IPMRegionGroupAcronym,RPE_State),\"=\"&IF($E$8=\"National\",\"*\",$I101))))","v":0},0,43.000000010100003,43,null,46,"DE",0.24272650027324161,0,0]
[null,null,null,null,null,null,null,null,{"$f":"IF($B$8=\"State\",Map!P49,Map!O49)","v":"WI"},{"$f":"IF(I102=0,\"\",SUMIFS(CHOOSE(VLOOKUP($B$18,'Lookup tables'!$AK$5:$AM$15,3,0), RPE_FuelConsumptionSummerTBtu, RPE_FuelConsumptionTotalTBtu, RPE_GenerationSummerGWh, RPE_GenerationTotalGWh, RPE_CO2EmissionsSummerThousandTons, RPE_CO2EmissionsTotalThousandTons, RPE_NOXEmissionsSummerThousandTons, RPE_NOXEmissionsTotalThousandTons, RPE_SO2EmissionsSummerThousandTons, RPE_SO2EmissionsTotalThousandTons, RPE_DispatchableCapacityMW), MeetPrimaryCriteria2,\"=1\",IF($B$8=\"IPM Region\",RPE_IPMRegionGroupAcronym,RPE_State),\"=\"&IF($B$8=\"National\",\"*\",$I102)))","v":4.0130662501694907},{"$f":"IF(I102=0,\"\",IF($B$20=\"Actual\",0,SUMIFS(CHOOSE(VLOOKUP($B$35,'Lookup tables'!$AK$5:$AM$15,3,0), RPE_FuelConsumptionSummerTBtu, RPE_FuelConsumptionTotalTBtu, RPE_GenerationSummerGWh, RPE_GenerationTotalGWh, RPE_CO2EmissionsSummerThousandTons, RPE_CO2EmissionsTotalThousandTons, RPE_NOXEmissionsSummerThousandTons, RPE_NOXEmissionsTotalThousandTons, RPE_SO2EmissionsSummerThousandTons, RPE_SO2EmissionsTotalThousandTons, RPE_DispatchableCapacityMW), MeetComparisonCriteria2,\"=1\",IF($B$8=\"IPM Region\",RPE_IPMRegionGroupAcronym,RPE_State),\"=\"&IF($B$8=\"National\",\"*\",$I102))))","v":0},4.0130662501694907,{"$f":"IF(I102=0,\"\",SUMIFS(CHOOSE(VLOOKUP($E$18,'Lookup tables'!$AK$5:$AM$15,3,0), RPE_FuelConsumptionSummerTBtu, RPE_FuelConsumptionTotalTBtu, RPE_GenerationSummerGWh, RPE_GenerationTotalGWh, RPE_CO2EmissionsSummerThousandTons, RPE_CO2EmissionsTotalThousandTons, RPE_NOXEmissionsSummerThousandTons, RPE_NOXEmissionsTotalThousandTons, RPE_SO2EmissionsSummerThousandTons, RPE_SO2EmissionsTotalThousandTons, RPE_DispatchableCapacityMW), MeetPrimaryCriteria3,\"=1\",IF($E$8=\"IPM Region\",RPE_IPMRegionGroupAcronym,RPE_State),\"=\"&IF($E$8=\"National\",\"*\",$I102)))","v":0},{"$f":"IF(I102=0,\"\",IF($E$20=\"Actual\",0,SUMIFS(CHOOSE(VLOOKUP($E$35,'Lookup tables'!$AK$5:$AM$15,3,0), RPE_FuelConsumptionSummerTBtu, RPE_FuelConsumptionTotalTBtu, RPE_GenerationSummerGWh, RPE_GenerationTotalGWh, RPE_CO2EmissionsSummerThousandTons, RPE_CO2EmissionsTotalThousandTons, RPE_NOXEmissionsSummerThousandTons, RPE_NOXEmissionsTotalThousandTons, RPE_SO2EmissionsSummerThousandTons, RPE_SO2EmissionsTotalThousandTons, RPE_DispatchableCapacityMW), MeetComparisonCriteria3,\"=1\",IF($E$8=\"IPM Region\",RPE_IPMRegionGroupAcronym,RPE_State),\"=\"&IF($E$8=\"National\",\"*\",$I102))))","v":0},0,31.000000010200001,31,null,47,"ID",8.9064569261267879E-2,0,0]
[null,null,null,null,null,null,null,null,{"$f":"IF($B$8=\"State\",Map!P50,Map!O50)","v":"WV"},{"$f":"IF(I103=0,\"\",SUMIFS(CHOOSE(VLOOKUP($B$18,'Lookup tables'!$AK$5:$AM$15,3,0), RPE_FuelConsumptionSummerTBtu, RPE_FuelConsumptionTotalTBtu, RPE_GenerationSummerGWh, RPE_GenerationTotalGWh, RPE_CO2EmissionsSummerThousandTons, RPE_CO2EmissionsTotalThousandTons, RPE_NOXEmissionsSummerThousandTons, RPE_NOXEmissionsTotalThousandTons, RPE_SO2EmissionsSummerThousandTons, RPE_SO2EmissionsTotalThousandTons, RPE_DispatchableCapacityMW), MeetPrimaryCriteria2,\"=1\",IF($B$8=\"IPM Region\",RPE_IPMRegionGroupAcronym,RPE_State),\"=\"&IF($B$8=\"National\",\"*\",$I103)))","v":19.811283271078501},{"$f":"IF(I103=0,\"\",IF($B$20=\"Actual\",0,SUMIFS(CHOOSE(VLOOKUP($B$35,'Lookup tables'!$AK$5:$AM$15,3,0), RPE_FuelConsumptionSummerTBtu, RPE_FuelConsumptionTotalTBtu, RPE_GenerationSummerGWh, RPE_GenerationTotalGWh, RPE_CO2EmissionsSummerThousandTons, RPE_CO2EmissionsTotalThousandTons, RPE_NOXEmissionsSummerThousandTons, RPE_NOXEmissionsTotalThousandTons, RPE_SO2EmissionsSummerThousandTons, RPE_SO2EmissionsTotalThousandTons, RPE_DispatchableCapacityMW), MeetComparisonCriteria2,\"=1\",IF($B$8=\"IPM Region\",RPE_IPMRegionGroupAcronym,RPE_State),\"=\"&IF($B$8=\"National\",\"*\",$I103))))","v":0},19.811283271078501,{"$f":"IF(I103=0,\"\",SUMIFS(CHOOSE(VLOOKUP($E$18,'Lookup tables'!$AK$5:$AM$15,3,0), RPE_FuelConsumptionSummerTBtu, RPE_FuelConsumptionTotalTBtu, RPE_GenerationSummerGWh, RPE_GenerationTotalGWh, RPE_CO2EmissionsSummerThousandTons, RPE_CO2EmissionsTotalThousandTons, RPE_NOXEmissionsSummerThousandTons, RPE_NOXEmissionsTotalThousandTons, RPE_SO2EmissionsSummerThousandTons, RPE_SO2EmissionsTotalThousandTons, RPE_DispatchableCapacityMW), MeetPrimaryCriteria3,\"=1\",IF($E$8=\"IPM Region\",RPE_IPMRegionGroupAcronym,RPE_State),\"=\"&IF($E$8=\"National\",\"*\",$I103)))","v":0},{"$f":"IF(I103=0,\"\",IF($E$20=\"Actual\",0,SUMIFS(CHOOSE(VLOOKUP($E$35,'Lookup tables'!$AK$5:$AM$15,3,0), RPE_FuelConsumptionSummerTBtu, RPE_FuelConsumptionTotalTBtu, RPE_GenerationSummerGWh, RPE_GenerationTotalGWh, RPE_CO2EmissionsSummerThousandTons, RPE_CO2EmissionsTotalThousandTons, RPE_NOXEmissionsSummerThousandTons, RPE_NOXEmissionsTotalThousandTons, RPE_SO2EmissionsSummerThousandTons, RPE_SO2EmissionsTotalThousandTons, RPE_DispatchableCapacityMW), MeetComparisonCriteria3,\"=1\",IF($E$8=\"IPM Region\",RPE_IPMRegionGroupAcronym,RPE_State),\"=\"&IF($E$8=\"National\",\"*\",$I103))))","v":0},0,2.0000000103,2,null,48,"VT",8.5953089088E-3,0,0]
[null,null,null,null,null,null,null,null,{"$f":"IF($B$8=\"State\",Map!P51,Map!O51)","v":"WY"},{"$f":"IF(I104=0,\"\",SUMIFS(CHOOSE(VLOOKUP($B$18,'Lookup tables'!$AK$5:$AM$15,3,0), RPE_FuelConsumptionSummerTBtu, RPE_FuelConsumptionTotalTBtu, RPE_GenerationSummerGWh, RPE_GenerationTotalGWh, RPE_CO2EmissionsSummerThousandTons, RPE_CO2EmissionsTotalThousandTons, RPE_NOXEmissionsSummerThousandTons, RPE_NOXEmissionsTotalThousandTons, RPE_SO2EmissionsSummerThousandTons, RPE_SO2EmissionsTotalThousandTons, RPE_DispatchableCapacityMW), MeetPrimaryCriteria2,\"=1\",IF($B$8=\"IPM Region\",RPE_IPMRegionGroupAcronym,RPE_State),\"=\"&IF($B$8=\"National\",\"*\",$I104)))","v":6.6630106538999803},{"$f":"IF(I104=0,\"\",IF($B$20=\"Actual\",0,SUMIFS(CHOOSE(VLOOKUP($B$35,'Lookup tables'!$AK$5:$AM$15,3,0), RPE_FuelConsumptionSummerTBtu, RPE_FuelConsumptionTotalTBtu, RPE_GenerationSummerGWh, RPE_GenerationTotalGWh, RPE_CO2EmissionsSummerThousandTons, RPE_CO2EmissionsTotalThousandTons, RPE_NOXEmissionsSummerThousandTons, RPE_NOXEmissionsTotalThousandTons, RPE_SO2EmissionsSummerThousandTons, RPE_SO2EmissionsTotalThousandTons, RPE_DispatchableCapacityMW), MeetComparisonCriteria2,\"=1\",IF($B$8=\"IPM Region\",RPE_IPMRegionGroupAcronym,RPE_State),\"=\"&IF($B$8=\"National\",\"*\",$I104))))","v":0},6.6630106538999803,{"$f":"IF(I104=0,\"\",SUMIFS(CHOOSE(VLOOKUP($E$18,'Lookup tables'!$AK$5:$AM$15,3,0), RPE_FuelConsumptionSummerTBtu, RPE_FuelConsumptionTotalTBtu, RPE_GenerationSummerGWh, RPE_GenerationTotalGWh, RPE_CO2EmissionsSummerThousandTons, RPE_CO2EmissionsTotalThousandTons, RPE_NOXEmissionsSummerThousandTons, RPE_NOXEmissionsTotalThousandTons, RPE_SO2EmissionsSummerThousandTons, RPE_SO2EmissionsTotalThousandTons, RPE_DispatchableCapacityMW), MeetPrimaryCriteria3,\"=1\",IF($E$8=\"IPM Region\",RPE_IPMRegionGroupAcronym,RPE_State),\"=\"&IF($E$8=\"National\",\"*\",$I104)))","v":0},{"$f":"IF(I104=0,\"\",IF($E$20=\"Actual\",0,SUMIFS(CHOOSE(VLOOKUP($E$35,'Lookup tables'!$AK$5:$AM$15,3,0), RPE_FuelConsumptionSummerTBtu, RPE_FuelConsumptionTotalTBtu, RPE_GenerationSummerGWh, RPE_GenerationTotalGWh, RPE_CO2EmissionsSummerThousandTons, RPE_CO2EmissionsTotalThousandTons, RPE_NOXEmissionsSummerThousandTons, RPE_NOXEmissionsTotalThousandTons, RPE_SO2EmissionsSummerThousandTons, RPE_SO2EmissionsTotalThousandTons, RPE_DispatchableCapacityMW), MeetComparisonCriteria3,\"=1\",IF($E$8=\"IPM Region\",RPE_IPMRegionGroupAcronym,RPE_State),\"=\"&IF($E$8=\"National\",\"*\",$I104))))","v":0},0,25.000000010400001,25,null,49,"DC",8.4778012565721328E-4,0,0]
[null,null,null,null,null,null,null,null,{"$f":"IF($B$8=\"State\",Map!P52,Map!O52)","v":"  "},{"$f":"IF(I105=0,\"\",SUMIFS(CHOOSE(VLOOKUP($B$18,'Lookup tables'!$AK$5:$AM$15,3,0), RPE_FuelConsumptionSummerTBtu, RPE_FuelConsumptionTotalTBtu, RPE_GenerationSummerGWh, RPE_GenerationTotalGWh, RPE_CO2EmissionsSummerThousandTons, RPE_CO2EmissionsTotalThousandTons, RPE_NOXEmissionsSummerThousandTons, RPE_NOXEmissionsTotalThousandTons, RPE_SO2EmissionsSummerThousandTons, RPE_SO2EmissionsTotalThousandTons, RPE_DispatchableCapacityMW), MeetPrimaryCriteria2,\"=1\",IF($B$8=\"IPM Region\",RPE_IPMRegionGroupAcronym,RPE_State),\"=\"&IF($B$8=\"National\",\"*\",$I105)))","v":0},{"$f":"IF(I105=0,\"\",IF($B$20=\"Actual\",0,SUMIFS(CHOOSE(VLOOKUP($B$35,'Lookup tables'!$AK$5:$AM$15,3,0), RPE_FuelConsumptionSummerTBtu, RPE_FuelConsumptionTotalTBtu, RPE_GenerationSummerGWh, RPE_GenerationTotalGWh, RPE_CO2EmissionsSummerThousandTons, RPE_CO2EmissionsTotalThousandTons, RPE_NOXEmissionsSummerThousandTons, RPE_NOXEmissionsTotalThousandTons, RPE_SO2EmissionsSummerThousandTons, RPE_SO2EmissionsTotalThousandTons, RPE_DispatchableCapacityMW), MeetComparisonCriteria2,\"=1\",IF($B$8=\"IPM Region\",RPE_IPMRegionGroupAcronym,RPE_State),\"=\"&IF($B$8=\"National\",\"*\",$I105))))","v":0},0,{"$f":"IF(I105=0,\"\",SUMIFS(CHOOSE(VLOOKUP($E$18,'Lookup tables'!$AK$5:$AM$15,3,0), RPE_FuelConsumptionSummerTBtu, RPE_FuelConsumptionTotalTBtu, RPE_GenerationSummerGWh, RPE_GenerationTotalGWh, RPE_CO2EmissionsSummerThousandTons, RPE_CO2EmissionsTotalThousandTons, RPE_NOXEmissionsSummerThousandTons, RPE_NOXEmissionsTotalThousandTons, RPE_SO2EmissionsSummerThousandTons, RPE_SO2EmissionsTotalThousandTons, RPE_DispatchableCapacityMW), MeetPrimaryCriteria3,\"=1\",IF($E$8=\"IPM Region\",RPE_IPMRegionGroupAcronym,RPE_State),\"=\"&IF($E$8=\"National\",\"*\",$I105)))","v":0},{"$f":"IF(I105=0,\"\",IF($E$20=\"Actual\",0,SUMIFS(CHOOSE(VLOOKUP($E$35,'Lookup tables'!$AK$5:$AM$15,3,0), RPE_FuelConsumptionSummerTBtu, RPE_FuelConsumptionTotalTBtu, RPE_GenerationSummerGWh, RPE_GenerationTotalGWh, RPE_CO2EmissionsSummerThousandTons, RPE_CO2EmissionsTotalThousandTons, RPE_NOXEmissionsSummerThousandTons, RPE_NOXEmissionsTotalThousandTons, RPE_SO2EmissionsSummerThousandTons, RPE_SO2EmissionsTotalThousandTons, RPE_DispatchableCapacityMW), MeetComparisonCriteria3,\"=1\",IF($E$8=\"IPM Region\",RPE_IPMRegionGroupAcronym,RPE_State),\"=\"&IF($E$8=\"National\",\"*\",$I105))))","v":0},0,"","",null,"","","","",0]
[null,null,null,null,null,null,null,null,{"$f":"IF($B$8=\"State\",Map!P53,Map!O53)","v":0},{"$f":"IF(I106=0,\"\",SUMIFS(CHOOSE(VLOOKUP($B$18,'Lookup tables'!$AK$5:$AM$15,3,0), RPE_FuelConsumptionSummerTBtu, RPE_FuelConsumptionTotalTBtu, RPE_GenerationSummerGWh, RPE_GenerationTotalGWh, RPE_CO2EmissionsSummerThousandTons, RPE_CO2EmissionsTotalThousandTons, RPE_NOXEmissionsSummerThousandTons, RPE_NOXEmissionsTotalThousandTons, RPE_SO2EmissionsSummerThousandTons, RPE_SO2EmissionsTotalThousandTons, RPE_DispatchableCapacityMW), MeetPrimaryCriteria2,\"=1\",IF($B$8=\"IPM Region\",RPE_IPMRegionGroupAcronym,RPE_State),\"=\"&IF($B$8=\"National\",\"*\",$I106)))","v":""},{"$f":"IF(I106=0,\"\",IF($B$20=\"Actual\",0,SUMIFS(CHOOSE(VLOOKUP($B$35,'Lookup tables'!$AK$5:$AM$15,3,0), RPE_FuelConsumptionSummerTBtu, RPE_FuelConsumptionTotalTBtu, RPE_GenerationSummerGWh, RPE_GenerationTotalGWh, RPE_CO2EmissionsSummerThousandTons, RPE_CO2EmissionsTotalThousandTons, RPE_NOXEmissionsSummerThousandTons, RPE_NOXEmissionsTotalThousandTons, RPE_SO2EmissionsSummerThousandTons, RPE_SO2EmissionsTotalThousandTons, RPE_DispatchableCapacityMW), MeetComparisonCriteria2,\"=1\",IF($B$8=\"IPM Region\",RPE_IPMRegionGroupAcronym,RPE_State),\"=\"&IF($B$8=\"National\",\"*\",$I106))))","v":""},"",{"$f":"IF(I106=0,\"\",SUMIFS(CHOOSE(VLOOKUP($E$18,'Lookup tables'!$AK$5:$AM$15,3,0), RPE_FuelConsumptionSummerTBtu, RPE_FuelConsumptionTotalTBtu, RPE_GenerationSummerGWh, RPE_GenerationTotalGWh, RPE_CO2EmissionsSummerThousandTons, RPE_CO2EmissionsTotalThousandTons, RPE_NOXEmissionsSummerThousandTons, RPE_NOXEmissionsTotalThousandTons, RPE_SO2EmissionsSummerThousandTons, RPE_SO2EmissionsTotalThousandTons, RPE_DispatchableCapacityMW), MeetPrimaryCriteria3,\"=1\",IF($E$8=\"IPM Region\",RPE_IPMRegionGroupAcronym,RPE_State),\"=\"&IF($E$8=\"National\",\"*\",$I106)))","v":""},{"$f":"IF(I106=0,\"\",IF($E$20=\"Actual\",0,SUMIFS(CHOOSE(VLOOKUP($E$35,'Lookup tables'!$AK$5:$AM$15,3,0), RPE_FuelConsumptionSummerTBtu, RPE_FuelConsumptionTotalTBtu, RPE_GenerationSummerGWh, RPE_GenerationTotalGWh, RPE_CO2EmissionsSummerThousandTons, RPE_CO2EmissionsTotalThousandTons, RPE_NOXEmissionsSummerThousandTons, RPE_NOXEmissionsTotalThousandTons, RPE_SO2EmissionsSummerThousandTons, RPE_SO2EmissionsTotalThousandTons, RPE_DispatchableCapacityMW), MeetComparisonCriteria3,\"=1\",IF($E$8=\"IPM Region\",RPE_IPMRegionGroupAcronym,RPE_State),\"=\"&IF($E$8=\"National\",\"*\",$I106))))","v":""},"","",{"$f":"IF(OR(I106=\"  \",I106=0),\"\",IF($Q$53=\"Alphabetical\",100-(ROW()-6),RANK(P106,IF($B$8=\"State\",$P$56:$P$104,$P$56:$P$118),IF($Q$53=\"Descending\",0,1))))","v":""},null,"","","","",0]
[null,null,null,null,null,null,null,null,{"$f":"IF($B$8=\"State\",Map!P54,Map!O54)","v":0},{"$f":"IF(I107=0,\"\",SUMIFS(CHOOSE(VLOOKUP($B$18,'Lookup tables'!$AK$5:$AM$15,3,0), RPE_FuelConsumptionSummerTBtu, RPE_FuelConsumptionTotalTBtu, RPE_GenerationSummerGWh, RPE_GenerationTotalGWh, RPE_CO2EmissionsSummerThousandTons, RPE_CO2EmissionsTotalThousandTons, RPE_NOXEmissionsSummerThousandTons, RPE_NOXEmissionsTotalThousandTons, RPE_SO2EmissionsSummerThousandTons, RPE_SO2EmissionsTotalThousandTons, RPE_DispatchableCapacityMW), MeetPrimaryCriteria2,\"=1\",IF($B$8=\"IPM Region\",RPE_IPMRegionGroupAcronym,RPE_State),\"=\"&IF($B$8=\"National\",\"*\",$I107)))","v":""},{"$f":"IF(I107=0,\"\",IF($B$20=\"Actual\",0,SUMIFS(CHOOSE(VLOOKUP($B$35,'Lookup tables'!$AK$5:$AM$15,3,0), RPE_FuelConsumptionSummerTBtu, RPE_FuelConsumptionTotalTBtu, RPE_GenerationSummerGWh, RPE_GenerationTotalGWh, RPE_CO2EmissionsSummerThousandTons, RPE_CO2EmissionsTotalThousandTons, RPE_NOXEmissionsSummerThousandTons, RPE_NOXEmissionsTotalThousandTons, RPE_SO2EmissionsSummerThousandTons, RPE_SO2EmissionsTotalThousandTons, RPE_DispatchableCapacityMW), MeetComparisonCriteria2,\"=1\",IF($B$8=\"IPM Region\",RPE_IPMRegionGroupAcronym,RPE_State),\"=\"&IF($B$8=\"National\",\"*\",$I107))))","v":""},"",{"$f":"IF(I107=0,\"\",SUMIFS(CHOOSE(VLOOKUP($E$18,'Lookup tables'!$AK$5:$AM$15,3,0), RPE_FuelConsumptionSummerTBtu, RPE_FuelConsumptionTotalTBtu, RPE_GenerationSummerGWh, RPE_GenerationTotalGWh, RPE_CO2EmissionsSummerThousandTons, RPE_CO2EmissionsTotalThousandTons, RPE_NOXEmissionsSummerThousandTons, RPE_NOXEmissionsTotalThousandTons, RPE_SO2EmissionsSummerThousandTons, RPE_SO2EmissionsTotalThousandTons, RPE_DispatchableCapacityMW), MeetPrimaryCriteria3,\"=1\",IF($E$8=\"IPM Region\",RPE_IPMRegionGroupAcronym,RPE_State),\"=\"&IF($E$8=\"National\",\"*\",$I107)))","v":""},{"$f":"IF(I107=0,\"\",IF($E$20=\"Actual\",0,SUMIFS(CHOOSE(VLOOKUP($E$35,'Lookup tables'!$AK$5:$AM$15,3,0), RPE_FuelConsumptionSummerTBtu, RPE_FuelConsumptionTotalTBtu, RPE_GenerationSummerGWh, RPE_GenerationTotalGWh, RPE_CO2EmissionsSummerThousandTons, RPE_CO2EmissionsTotalThousandTons, RPE_NOXEmissionsSummerThousandTons, RPE_NOXEmissionsTotalThousandTons, RPE_SO2EmissionsSummerThousandTons, RPE_SO2EmissionsTotalThousandTons, RPE_DispatchableCapacityMW), MeetComparisonCriteria3,\"=1\",IF($E$8=\"IPM Region\",RPE_IPMRegionGroupAcronym,RPE_State),\"=\"&IF($E$8=\"National\",\"*\",$I107))))","v":""},"","","",null,"","","","",0]
[null,null,null,null,null,null,null,null,{"$f":"IF($B$8=\"State\",Map!P55,Map!O55)","v":0},{"$f":"IF(I108=0,\"\",SUMIFS(CHOOSE(VLOOKUP($B$18,'Lookup tables'!$AK$5:$AM$15,3,0), RPE_FuelConsumptionSummerTBtu, RPE_FuelConsumptionTotalTBtu, RPE_GenerationSummerGWh, RPE_GenerationTotalGWh, RPE_CO2EmissionsSummerThousandTons, RPE_CO2EmissionsTotalThousandTons, RPE_NOXEmissionsSummerThousandTons, RPE_NOXEmissionsTotalThousandTons, RPE_SO2EmissionsSummerThousandTons, RPE_SO2EmissionsTotalThousandTons, RPE_DispatchableCapacityMW), MeetPrimaryCriteria2,\"=1\",IF($B$8=\"IPM Region\",RPE_IPMRegionGroupAcronym,RPE_State),\"=\"&IF($B$8=\"National\",\"*\",$I108)))","v":""},{"$f":"IF(I108=0,\"\",IF($B$20=\"Actual\",0,SUMIFS(CHOOSE(VLOOKUP($B$35,'Lookup tables'!$AK$5:$AM$15,3,0), RPE_FuelConsumptionSummerTBtu, RPE_FuelConsumptionTotalTBtu, RPE_GenerationSummerGWh, RPE_GenerationTotalGWh, RPE_CO2EmissionsSummerThousandTons, RPE_CO2EmissionsTotalThousandTons, RPE_NOXEmissionsSummerThousandTons, RPE_NOXEmissionsTotalThousandTons, RPE_SO2EmissionsSummerThousandTons, RPE_SO2EmissionsTotalThousandTons, RPE_DispatchableCapacityMW), MeetComparisonCriteria2,\"=1\",IF($B$8=\"IPM Region\",RPE_IPMRegionGroupAcronym,RPE_State),\"=\"&IF($B$8=\"National\",\"*\",$I108))))","v":""},"",{"$f":"IF(I108=0,\"\",SUMIFS(CHOOSE(VLOOKUP($E$18,'Lookup tables'!$AK$5:$AM$15,3,0), RPE_FuelConsumptionSummerTBtu, RPE_FuelConsumptionTotalTBtu, RPE_GenerationSummerGWh, RPE_GenerationTotalGWh, RPE_CO2EmissionsSummerThousandTons, RPE_CO2EmissionsTotalThousandTons, RPE_NOXEmissionsSummerThousandTons, RPE_NOXEmissionsTotalThousandTons, RPE_SO2EmissionsSummerThousandTons, RPE_SO2EmissionsTotalThousandTons, RPE_DispatchableCapacityMW), MeetPrimaryCriteria3,\"=1\",IF($E$8=\"IPM Region\",RPE_IPMRegionGroupAcronym,RPE_State),\"=\"&IF($E$8=\"National\",\"*\",$I108)))","v":""},{"$f":"IF(I108=0,\"\",IF($E$20=\"Actual\",0,SUMIFS(CHOOSE(VLOOKUP($E$35,'Lookup tables'!$AK$5:$AM$15,3,0), RPE_FuelConsumptionSummerTBtu, RPE_FuelConsumptionTotalTBtu, RPE_GenerationSummerGWh, RPE_GenerationTotalGWh, RPE_CO2EmissionsSummerThousandTons, RPE_CO2EmissionsTotalThousandTons, RPE_NOXEmissionsSummerThousandTons, RPE_NOXEmissionsTotalThousandTons, RPE_SO2EmissionsSummerThousandTons, RPE_SO2EmissionsTotalThousandTons, RPE_DispatchableCapacityMW), MeetComparisonCriteria3,\"=1\",IF($E$8=\"IPM Region\",RPE_IPMRegionGroupAcronym,RPE_State),\"=\"&IF($E$8=\"National\",\"*\",$I108))))","v":""},"","","",null,"","","","",0]
[null,null,null,null,null,null,null,null,{"$f":"IF($B$8=\"State\",Map!P56,Map!O56)","v":0},{"$f":"IF(I109=0,\"\",SUMIFS(CHOOSE(VLOOKUP($B$18,'Lookup tables'!$AK$5:$AM$15,3,0), RPE_FuelConsumptionSummerTBtu, RPE_FuelConsumptionTotalTBtu, RPE_GenerationSummerGWh, RPE_GenerationTotalGWh, RPE_CO2EmissionsSummerThousandTons, RPE_CO2EmissionsTotalThousandTons, RPE_NOXEmissionsSummerThousandTons, RPE_NOXEmissionsTotalThousandTons, RPE_SO2EmissionsSummerThousandTons, RPE_SO2EmissionsTotalThousandTons, RPE_DispatchableCapacityMW), MeetPrimaryCriteria2,\"=1\",IF($B$8=\"IPM Region\",RPE_IPMRegionGroupAcronym,RPE_State),\"=\"&IF($B$8=\"National\",\"*\",$I109)))","v":""},{"$f":"IF(I109=0,\"\",IF($B$20=\"Actual\",0,SUMIFS(CHOOSE(VLOOKUP($B$35,'Lookup tables'!$AK$5:$AM$15,3,0), RPE_FuelConsumptionSummerTBtu, RPE_FuelConsumptionTotalTBtu, RPE_GenerationSummerGWh, RPE_GenerationTotalGWh, RPE_CO2EmissionsSummerThousandTons, RPE_CO2EmissionsTotalThousandTons, RPE_NOXEmissionsSummerThousandTons, RPE_NOXEmissionsTotalThousandTons, RPE_SO2EmissionsSummerThousandTons, RPE_SO2EmissionsTotalThousandTons, RPE_DispatchableCapacityMW), MeetComparisonCriteria2,\"=1\",IF($B$8=\"IPM Region\",RPE_IPMRegionGroupAcronym,RPE_State),\"=\"&IF($B$8=\"National\",\"*\",$I109))))","v":""},"",{"$f":"IF(I109=0,\"\",SUMIFS(CHOOSE(VLOOKUP($E$18,'Lookup tables'!$AK$5:$AM$15,3,0), RPE_FuelConsumptionSummerTBtu, RPE_FuelConsumptionTotalTBtu, RPE_GenerationSummerGWh, RPE_GenerationTotalGWh, RPE_CO2EmissionsSummerThousandTons, RPE_CO2EmissionsTotalThousandTons, RPE_NOXEmissionsSummerThousandTons, RPE_NOXEmissionsTotalThousandTons, RPE_SO2EmissionsSummerThousandTons, RPE_SO2EmissionsTotalThousandTons, RPE_DispatchableCapacityMW), MeetPrimaryCriteria3,\"=1\",IF($E$8=\"IPM Region\",RPE_IPMRegionGroupAcronym,RPE_State),\"=\"&IF($E$8=\"National\",\"*\",$I109)))","v":""},{"$f":"IF(I109=0,\"\",IF($E$20=\"Actual\",0,SUMIFS(CHOOSE(VLOOKUP($E$35,'Lookup tables'!$AK$5:$AM$15,3,0), RPE_FuelConsumptionSummerTBtu, RPE_FuelConsumptionTotalTBtu, RPE_GenerationSummerGWh, RPE_GenerationTotalGWh, RPE_CO2EmissionsSummerThousandTons, RPE_CO2EmissionsTotalThousandTons, RPE_NOXEmissionsSummerThousandTons, RPE_NOXEmissionsTotalThousandTons, RPE_SO2EmissionsSummerThousandTons, RPE_SO2EmissionsTotalThousandTons, RPE_DispatchableCapacityMW), MeetComparisonCriteria3,\"=1\",IF($E$8=\"IPM Region\",RPE_IPMRegionGroupAcronym,RPE_State),\"=\"&IF($E$8=\"National\",\"*\",$I109))))","v":""},"","","",null,"","","","",0]
[null,null,null,null,null,null,null,null,{"$f":"IF($B$8=\"State\",Map!P57,Map!O57)","v":0},{"$f":"IF(I110=0,\"\",SUMIFS(CHOOSE(VLOOKUP($B$18,'Lookup tables'!$AK$5:$AM$15,3,0), RPE_FuelConsumptionSummerTBtu, RPE_FuelConsumptionTotalTBtu, RPE_GenerationSummerGWh, RPE_GenerationTotalGWh, RPE_CO2EmissionsSummerThousandTons, RPE_CO2EmissionsTotalThousandTons, RPE_NOXEmissionsSummerThousandTons, RPE_NOXEmissionsTotalThousandTons, RPE_SO2EmissionsSummerThousandTons, RPE_SO2EmissionsTotalThousandTons, RPE_DispatchableCapacityMW), MeetPrimaryCriteria2,\"=1\",IF($B$8=\"IPM Region\",RPE_IPMRegionGroupAcronym,RPE_State),\"=\"&IF($B$8=\"National\",\"*\",$I110)))","v":""},{"$f":"IF(I110=0,\"\",IF($B$20=\"Actual\",0,SUMIFS(CHOOSE(VLOOKUP($B$35,'Lookup tables'!$AK$5:$AM$15,3,0), RPE_FuelConsumptionSummerTBtu, RPE_FuelConsumptionTotalTBtu, RPE_GenerationSummerGWh, RPE_GenerationTotalGWh, RPE_CO2EmissionsSummerThousandTons, RPE_CO2EmissionsTotalThousandTons, RPE_NOXEmissionsSummerThousandTons, RPE_NOXEmissionsTotalThousandTons, RPE_SO2EmissionsSummerThousandTons, RPE_SO2EmissionsTotalThousandTons, RPE_DispatchableCapacityMW), MeetComparisonCriteria2,\"=1\",IF($B$8=\"IPM Region\",RPE_IPMRegionGroupAcronym,RPE_State),\"=\"&IF($B$8=\"National\",\"*\",$I110))))","v":""},"",{"$f":"IF(I110=0,\"\",SUMIFS(CHOOSE(VLOOKUP($E$18,'Lookup tables'!$AK$5:$AM$15,3,0), RPE_FuelConsumptionSummerTBtu, RPE_FuelConsumptionTotalTBtu, RPE_GenerationSummerGWh, RPE_GenerationTotalGWh, RPE_CO2EmissionsSummerThousandTons, RPE_CO2EmissionsTotalThousandTons, RPE_NOXEmissionsSummerThousandTons, RPE_NOXEmissionsTotalThousandTons, RPE_SO2EmissionsSummerThousandTons, RPE_SO2EmissionsTotalThousandTons, RPE_DispatchableCapacityMW), MeetPrimaryCriteria3,\"=1\",IF($E$8=\"IPM Region\",RPE_IPMRegionGroupAcronym,RPE_State),\"=\"&IF($E$8=\"National\",\"*\",$I110)))","v":""},{"$f":"IF(I110=0,\"\",IF($E$20=\"Actual\",0,SUMIFS(CHOOSE(VLOOKUP($E$35,'Lookup tables'!$AK$5:$AM$15,3,0), RPE_FuelConsumptionSummerTBtu, RPE_FuelConsumptionTotalTBtu, RPE_GenerationSummerGWh, RPE_GenerationTotalGWh, RPE_CO2EmissionsSummerThousandTons, RPE_CO2EmissionsTotalThousandTons, RPE_NOXEmissionsSummerThousandTons, RPE_NOXEmissionsTotalThousandTons, RPE_SO2EmissionsSummerThousandTons, RPE_SO2EmissionsTotalThousandTons, RPE_DispatchableCapacityMW), MeetComparisonCriteria3,\"=1\",IF($E$8=\"IPM Region\",RPE_IPMRegionGroupAcronym,RPE_State),\"=\"&IF($E$8=\"National\",\"*\",$I110))))","v":""},"","","",null,"","","","",0]
[null,null,null,null,null,null,null,null,{"$f":"IF($B$8=\"State\",Map!P58,Map!O58)","v":0},{"$f":"IF(I111=0,\"\",SUMIFS(CHOOSE(VLOOKUP($B$18,'Lookup tables'!$AK$5:$AM$15,3,0), RPE_FuelConsumptionSummerTBtu, RPE_FuelConsumptionTotalTBtu, RPE_GenerationSummerGWh, RPE_GenerationTotalGWh, RPE_CO2EmissionsSummerThousandTons, RPE_CO2EmissionsTotalThousandTons, RPE_NOXEmissionsSummerThousandTons, RPE_NOXEmissionsTotalThousandTons, RPE_SO2EmissionsSummerThousandTons, RPE_SO2EmissionsTotalThousandTons, RPE_DispatchableCapacityMW), MeetPrimaryCriteria2,\"=1\",IF($B$8=\"IPM Region\",RPE_IPMRegionGroupAcronym,RPE_State),\"=\"&IF($B$8=\"National\",\"*\",$I111)))","v":""},{"$f":"IF(I111=0,\"\",IF($B$20=\"Actual\",0,SUMIFS(CHOOSE(VLOOKUP($B$35,'Lookup tables'!$AK$5:$AM$15,3,0), RPE_FuelConsumptionSummerTBtu, RPE_FuelConsumptionTotalTBtu, RPE_GenerationSummerGWh, RPE_GenerationTotalGWh, RPE_CO2EmissionsSummerThousandTons, RPE_CO2EmissionsTotalThousandTons, RPE_NOXEmissionsSummerThousandTons, RPE_NOXEmissionsTotalThousandTons, RPE_SO2EmissionsSummerThousandTons, RPE_SO2EmissionsTotalThousandTons, RPE_DispatchableCapacityMW), MeetComparisonCriteria2,\"=1\",IF($B$8=\"IPM Region\",RPE_IPMRegionGroupAcronym,RPE_State),\"=\"&IF($B$8=\"National\",\"*\",$I111))))","v":""},"",{"$f":"IF(I111=0,\"\",SUMIFS(CHOOSE(VLOOKUP($E$18,'Lookup tables'!$AK$5:$AM$15,3,0), RPE_FuelConsumptionSummerTBtu, RPE_FuelConsumptionTotalTBtu, RPE_GenerationSummerGWh, RPE_GenerationTotalGWh, RPE_CO2EmissionsSummerThousandTons, RPE_CO2EmissionsTotalThousandTons, RPE_NOXEmissionsSummerThousandTons, RPE_NOXEmissionsTotalThousandTons, RPE_SO2EmissionsSummerThousandTons, RPE_SO2EmissionsTotalThousandTons, RPE_DispatchableCapacityMW), MeetPrimaryCriteria3,\"=1\",IF($E$8=\"IPM Region\",RPE_IPMRegionGroupAcronym,RPE_State),\"=\"&IF($E$8=\"National\",\"*\",$I111)))","v":""},{"$f":"IF(I111=0,\"\",IF($E$20=\"Actual\",0,SUMIFS(CHOOSE(VLOOKUP($E$35,'Lookup tables'!$AK$5:$AM$15,3,0), RPE_FuelConsumptionSummerTBtu, RPE_FuelConsumptionTotalTBtu, RPE_GenerationSummerGWh, RPE_GenerationTotalGWh, RPE_CO2EmissionsSummerThousandTons, RPE_CO2EmissionsTotalThousandTons, RPE_NOXEmissionsSummerThousandTons, RPE_NOXEmissionsTotalThousandTons, RPE_SO2EmissionsSummerThousandTons, RPE_SO2EmissionsTotalThousandTons, RPE_DispatchableCapacityMW), MeetComparisonCriteria3,\"=1\",IF($E$8=\"IPM Region\",RPE_IPMRegionGroupAcronym,RPE_State),\"=\"&IF($E$8=\"National\",\"*\",$I111))))","v":""},"","",{"$f":"IF(OR(I111=\"  \",I111=0),\"\",IF($Q$53=\"Alphabetical\",50-(ROW()-6),RANK(P111,IF($B$8=\"State\",$P$56:$P$104,$P$56:$P$118),IF($Q$53=\"Descending\",0,1))))","v":""},null,"","","","",0]
[null,null,null,null,null,null,null,null,{"$f":"IF($B$8=\"State\",Map!P59,Map!O59)","v":0},{"$f":"IF(I112=0,\"\",SUMIFS(CHOOSE(VLOOKUP($B$18,'Lookup tables'!$AK$5:$AM$15,3,0), RPE_FuelConsumptionSummerTBtu, RPE_FuelConsumptionTotalTBtu, RPE_GenerationSummerGWh, RPE_GenerationTotalGWh, RPE_CO2EmissionsSummerThousandTons, RPE_CO2EmissionsTotalThousandTons, RPE_NOXEmissionsSummerThousandTons, RPE_NOXEmissionsTotalThousandTons, RPE_SO2EmissionsSummerThousandTons, RPE_SO2EmissionsTotalThousandTons, RPE_DispatchableCapacityMW), MeetPrimaryCriteria2,\"=1\",IF($B$8=\"IPM Region\",RPE_IPMRegionGroupAcronym,RPE_State),\"=\"&IF($B$8=\"National\",\"*\",$I112)))","v":""},{"$f":"IF(I112=0,\"\",IF($B$20=\"Actual\",0,SUMIFS(CHOOSE(VLOOKUP($B$35,'Lookup tables'!$AK$5:$AM$15,3,0), RPE_FuelConsumptionSummerTBtu, RPE_FuelConsumptionTotalTBtu, RPE_GenerationSummerGWh, RPE_GenerationTotalGWh, RPE_CO2EmissionsSummerThousandTons, RPE_CO2EmissionsTotalThousandTons, RPE_NOXEmissionsSummerThousandTons, RPE_NOXEmissionsTotalThousandTons, RPE_SO2EmissionsSummerThousandTons, RPE_SO2EmissionsTotalThousandTons, RPE_DispatchableCapacityMW), MeetComparisonCriteria2,\"=1\",IF($B$8=\"IPM Region\",RPE_IPMRegionGroupAcronym,RPE_State),\"=\"&IF($B$8=\"National\",\"*\",$I112))))","v":""},"",{"$f":"IF(I112=0,\"\",SUMIFS(CHOOSE(VLOOKUP($E$18,'Lookup tables'!$AK$5:$AM$15,3,0), RPE_FuelConsumptionSummerTBtu, RPE_FuelConsumptionTotalTBtu, RPE_GenerationSummerGWh, RPE_GenerationTotalGWh, RPE_CO2EmissionsSummerThousandTons, RPE_CO2EmissionsTotalThousandTons, RPE_NOXEmissionsSummerThousandTons, RPE_NOXEmissionsTotalThousandTons, RPE_SO2EmissionsSummerThousandTons, RPE_SO2EmissionsTotalThousandTons, RPE_DispatchableCapacityMW), MeetPrimaryCriteria3,\"=1\",IF($E$8=\"IPM Region\",RPE_IPMRegionGroupAcronym,RPE_State),\"=\"&IF($E$8=\"National\",\"*\",$I112)))","v":""},{"$f":"IF(I112=0,\"\",IF($E$20=\"Actual\",0,SUMIFS(CHOOSE(VLOOKUP($E$35,'Lookup tables'!$AK$5:$AM$15,3,0), RPE_FuelConsumptionSummerTBtu, RPE_FuelConsumptionTotalTBtu, RPE_GenerationSummerGWh, RPE_GenerationTotalGWh, RPE_CO2EmissionsSummerThousandTons, RPE_CO2EmissionsTotalThousandTons, RPE_NOXEmissionsSummerThousandTons, RPE_NOXEmissionsTotalThousandTons, RPE_SO2EmissionsSummerThousandTons, RPE_SO2EmissionsTotalThousandTons, RPE_DispatchableCapacityMW), MeetComparisonCriteria3,\"=1\",IF($E$8=\"IPM Region\",RPE_IPMRegionGroupAcronym,RPE_State),\"=\"&IF($E$8=\"National\",\"*\",$I112))))","v":""},"","","",null,"","","","",0]
[null,null,null,null,null,null,null,null,{"$f":"IF($B$8=\"State\",Map!P60,Map!O60)","v":0},{"$f":"IF(I113=0,\"\",SUMIFS(CHOOSE(VLOOKUP($B$18,'Lookup tables'!$AK$5:$AM$15,3,0), RPE_FuelConsumptionSummerTBtu, RPE_FuelConsumptionTotalTBtu, RPE_GenerationSummerGWh, RPE_GenerationTotalGWh, RPE_CO2EmissionsSummerThousandTons, RPE_CO2EmissionsTotalThousandTons, RPE_NOXEmissionsSummerThousandTons, RPE_NOXEmissionsTotalThousandTons, RPE_SO2EmissionsSummerThousandTons, RPE_SO2EmissionsTotalThousandTons, RPE_DispatchableCapacityMW), MeetPrimaryCriteria2,\"=1\",IF($B$8=\"IPM Region\",RPE_IPMRegionGroupAcronym,RPE_State),\"=\"&IF($B$8=\"National\",\"*\",$I113)))","v":""},{"$f":"IF(I113=0,\"\",IF($B$20=\"Actual\",0,SUMIFS(CHOOSE(VLOOKUP($B$35,'Lookup tables'!$AK$5:$AM$15,3,0), RPE_FuelConsumptionSummerTBtu, RPE_FuelConsumptionTotalTBtu, RPE_GenerationSummerGWh, RPE_GenerationTotalGWh, RPE_CO2EmissionsSummerThousandTons, RPE_CO2EmissionsTotalThousandTons, RPE_NOXEmissionsSummerThousandTons, RPE_NOXEmissionsTotalThousandTons, RPE_SO2EmissionsSummerThousandTons, RPE_SO2EmissionsTotalThousandTons, RPE_DispatchableCapacityMW), MeetComparisonCriteria2,\"=1\",IF($B$8=\"IPM Region\",RPE_IPMRegionGroupAcronym,RPE_State),\"=\"&IF($B$8=\"National\",\"*\",$I113))))","v":""},"",{"$f":"IF(I113=0,\"\",SUMIFS(CHOOSE(VLOOKUP($E$18,'Lookup tables'!$AK$5:$AM$15,3,0), RPE_FuelConsumptionSummerTBtu, RPE_FuelConsumptionTotalTBtu, RPE_GenerationSummerGWh, RPE_GenerationTotalGWh, RPE_CO2EmissionsSummerThousandTons, RPE_CO2EmissionsTotalThousandTons, RPE_NOXEmissionsSummerThousandTons, RPE_NOXEmissionsTotalThousandTons, RPE_SO2EmissionsSummerThousandTons, RPE_SO2EmissionsTotalThousandTons, RPE_DispatchableCapacityMW), MeetPrimaryCriteria3,\"=1\",IF($E$8=\"IPM Region\",RPE_IPMRegionGroupAcronym,RPE_State),\"=\"&IF($E$8=\"National\",\"*\",$I113)))","v":""},{"$f":"IF(I113=0,\"\",IF($E$20=\"Actual\",0,SUMIFS(CHOOSE(VLOOKUP($E$35,'Lookup tables'!$AK$5:$AM$15,3,0), RPE_FuelConsumptionSummerTBtu, RPE_FuelConsumptionTotalTBtu, RPE_GenerationSummerGWh, RPE_GenerationTotalGWh, RPE_CO2EmissionsSummerThousandTons, RPE_CO2EmissionsTotalThousandTons, RPE_NOXEmissionsSummerThousandTons, RPE_NOXEmissionsTotalThousandTons, RPE_SO2EmissionsSummerThousandTons, RPE_SO2EmissionsTotalThousandTons, RPE_DispatchableCapacityMW), MeetComparisonCriteria3,\"=1\",IF($E$8=\"IPM Region\",RPE_IPMRegionGroupAcronym,RPE_State),\"=\"&IF($E$8=\"National\",\"*\",$I113))))","v":""},"","","",null,"","","","",0]
[null,null,null,null,null,null,null,null,{"$f":"IF($B$8=\"State\",Map!P61,Map!O61)","v":0},{"$f":"IF(I114=0,\"\",SUMIFS(CHOOSE(VLOOKUP($B$18,'Lookup tables'!$AK$5:$AM$15,3,0), RPE_FuelConsumptionSummerTBtu, RPE_FuelConsumptionTotalTBtu, RPE_GenerationSummerGWh, RPE_GenerationTotalGWh, RPE_CO2EmissionsSummerThousandTons, RPE_CO2EmissionsTotalThousandTons, RPE_NOXEmissionsSummerThousandTons, RPE_NOXEmissionsTotalThousandTons, RPE_SO2EmissionsSummerThousandTons, RPE_SO2EmissionsTotalThousandTons, RPE_DispatchableCapacityMW), MeetPrimaryCriteria2,\"=1\",IF($B$8=\"IPM Region\",RPE_IPMRegionGroupAcronym,RPE_State),\"=\"&IF($B$8=\"National\",\"*\",$I114)))","v":""},{"$f":"IF(I114=0,\"\",IF($B$20=\"Actual\",0,SUMIFS(CHOOSE(VLOOKUP($B$35,'Lookup tables'!$AK$5:$AM$15,3,0), RPE_FuelConsumptionSummerTBtu, RPE_FuelConsumptionTotalTBtu, RPE_GenerationSummerGWh, RPE_GenerationTotalGWh, RPE_CO2EmissionsSummerThousandTons, RPE_CO2EmissionsTotalThousandTons, RPE_NOXEmissionsSummerThousandTons, RPE_NOXEmissionsTotalThousandTons, RPE_SO2EmissionsSummerThousandTons, RPE_SO2EmissionsTotalThousandTons, RPE_DispatchableCapacityMW), MeetComparisonCriteria2,\"=1\",IF($B$8=\"IPM Region\",RPE_IPMRegionGroupAcronym,RPE_State),\"=\"&IF($B$8=\"National\",\"*\",$I114))))","v":""},"",{"$f":"IF(I114=0,\"\",SUMIFS(CHOOSE(VLOOKUP($E$18,'Lookup tables'!$AK$5:$AM$15,3,0), RPE_FuelConsumptionSummerTBtu, RPE_FuelConsumptionTotalTBtu, RPE_GenerationSummerGWh, RPE_GenerationTotalGWh, RPE_CO2EmissionsSummerThousandTons, RPE_CO2EmissionsTotalThousandTons, RPE_NOXEmissionsSummerThousandTons, RPE_NOXEmissionsTotalThousandTons, RPE_SO2EmissionsSummerThousandTons, RPE_SO2EmissionsTotalThousandTons, RPE_DispatchableCapacityMW), MeetPrimaryCriteria3,\"=1\",IF($E$8=\"IPM Region\",RPE_IPMRegionGroupAcronym,RPE_State),\"=\"&IF($E$8=\"National\",\"*\",$I114)))","v":""},{"$f":"IF(I114=0,\"\",IF($E$20=\"Actual\",0,SUMIFS(CHOOSE(VLOOKUP($E$35,'Lookup tables'!$AK$5:$AM$15,3,0), RPE_FuelConsumptionSummerTBtu, RPE_FuelConsumptionTotalTBtu, RPE_GenerationSummerGWh, RPE_GenerationTotalGWh, RPE_CO2EmissionsSummerThousandTons, RPE_CO2EmissionsTotalThousandTons, RPE_NOXEmissionsSummerThousandTons, RPE_NOXEmissionsTotalThousandTons, RPE_SO2EmissionsSummerThousandTons, RPE_SO2EmissionsTotalThousandTons, RPE_DispatchableCapacityMW), MeetComparisonCriteria3,\"=1\",IF($E$8=\"IPM Region\",RPE_IPMRegionGroupAcronym,RPE_State),\"=\"&IF($E$8=\"National\",\"*\",$I114))))","v":""},"","","",null,"","","","",0]
[null,null,null,null,null,null,null,null,{"$f":"IF($B$8=\"State\",Map!P62,Map!O62)","v":0},{"$f":"IF(I115=0,\"\",SUMIFS(CHOOSE(VLOOKUP($B$18,'Lookup tables'!$AK$5:$AM$15,3,0), RPE_FuelConsumptionSummerTBtu, RPE_FuelConsumptionTotalTBtu, RPE_GenerationSummerGWh, RPE_GenerationTotalGWh, RPE_CO2EmissionsSummerThousandTons, RPE_CO2EmissionsTotalThousandTons, RPE_NOXEmissionsSummerThousandTons, RPE_NOXEmissionsTotalThousandTons, RPE_SO2EmissionsSummerThousandTons, RPE_SO2EmissionsTotalThousandTons, RPE_DispatchableCapacityMW), MeetPrimaryCriteria2,\"=1\",IF($B$8=\"IPM Region\",RPE_IPMRegionGroupAcronym,RPE_State),\"=\"&IF($B$8=\"National\",\"*\",$I115)))","v":""},{"$f":"IF(I115=0,\"\",IF($B$20=\"Actual\",0,SUMIFS(CHOOSE(VLOOKUP($B$35,'Lookup tables'!$AK$5:$AM$15,3,0), RPE_FuelConsumptionSummerTBtu, RPE_FuelConsumptionTotalTBtu, RPE_GenerationSummerGWh, RPE_GenerationTotalGWh, RPE_CO2EmissionsSummerThousandTons, RPE_CO2EmissionsTotalThousandTons, RPE_NOXEmissionsSummerThousandTons, RPE_NOXEmissionsTotalThousandTons, RPE_SO2EmissionsSummerThousandTons, RPE_SO2EmissionsTotalThousandTons, RPE_DispatchableCapacityMW), MeetComparisonCriteria2,\"=1\",IF($B$8=\"IPM Region\",RPE_IPMRegionGroupAcronym,RPE_State),\"=\"&IF($B$8=\"National\",\"*\",$I115))))","v":""},"",{"$f":"IF(I115=0,\"\",SUMIFS(CHOOSE(VLOOKUP($E$18,'Lookup tables'!$AK$5:$AM$15,3,0), RPE_FuelConsumptionSummerTBtu, RPE_FuelConsumptionTotalTBtu, RPE_GenerationSummerGWh, RPE_GenerationTotalGWh, RPE_CO2EmissionsSummerThousandTons, RPE_CO2EmissionsTotalThousandTons, RPE_NOXEmissionsSummerThousandTons, RPE_NOXEmissionsTotalThousandTons, RPE_SO2EmissionsSummerThousandTons, RPE_SO2EmissionsTotalThousandTons, RPE_DispatchableCapacityMW), MeetPrimaryCriteria3,\"=1\",IF($E$8=\"IPM Region\",RPE_IPMRegionGroupAcronym,RPE_State),\"=\"&IF($E$8=\"National\",\"*\",$I115)))","v":""},{"$f":"IF(I115=0,\"\",IF($E$20=\"Actual\",0,SUMIFS(CHOOSE(VLOOKUP($E$35,'Lookup tables'!$AK$5:$AM$15,3,0), RPE_FuelConsumptionSummerTBtu, RPE_FuelConsumptionTotalTBtu, RPE_GenerationSummerGWh, RPE_GenerationTotalGWh, RPE_CO2EmissionsSummerThousandTons, RPE_CO2EmissionsTotalThousandTons, RPE_NOXEmissionsSummerThousandTons, RPE_NOXEmissionsTotalThousandTons, RPE_SO2EmissionsSummerThousandTons, RPE_SO2EmissionsTotalThousandTons, RPE_DispatchableCapacityMW), MeetComparisonCriteria3,\"=1\",IF($E$8=\"IPM Region\",RPE_IPMRegionGroupAcronym,RPE_State),\"=\"&IF($E$8=\"National\",\"*\",$I115))))","v":""},"","","",null,"","","","",0]
[null,null,null,null,null,null,null,null,{"$f":"IF($B$8=\"State\",Map!P63,Map!O63)","v":0},{"$f":"IF(I116=0,\"\",SUMIFS(CHOOSE(VLOOKUP($B$18,'Lookup tables'!$AK$5:$AM$15,3,0), RPE_FuelConsumptionSummerTBtu, RPE_FuelConsumptionTotalTBtu, RPE_GenerationSummerGWh, RPE_GenerationTotalGWh, RPE_CO2EmissionsSummerThousandTons, RPE_CO2EmissionsTotalThousandTons, RPE_NOXEmissionsSummerThousandTons, RPE_NOXEmissionsTotalThousandTons, RPE_SO2EmissionsSummerThousandTons, RPE_SO2EmissionsTotalThousandTons, RPE_DispatchableCapacityMW), MeetPrimaryCriteria2,\"=1\",IF($B$8=\"IPM Region\",RPE_IPMRegionGroupAcronym,RPE_State),\"=\"&IF($B$8=\"National\",\"*\",$I116)))","v":""},{"$f":"IF(I116=0,\"\",IF($B$20=\"Actual\",0,SUMIFS(CHOOSE(VLOOKUP($B$35,'Lookup tables'!$AK$5:$AM$15,3,0), RPE_FuelConsumptionSummerTBtu, RPE_FuelConsumptionTotalTBtu, RPE_GenerationSummerGWh, RPE_GenerationTotalGWh, RPE_CO2EmissionsSummerThousandTons, RPE_CO2EmissionsTotalThousandTons, RPE_NOXEmissionsSummerThousandTons, RPE_NOXEmissionsTotalThousandTons, RPE_SO2EmissionsSummerThousandTons, RPE_SO2EmissionsTotalThousandTons, RPE_DispatchableCapacityMW), MeetComparisonCriteria2,\"=1\",IF($B$8=\"IPM Region\",RPE_IPMRegionGroupAcronym,RPE_State),\"=\"&IF($B$8=\"National\",\"*\",$I116))))","v":""},"",{"$f":"IF(I116=0,\"\",SUMIFS(CHOOSE(VLOOKUP($E$18,'Lookup tables'!$AK$5:$AM$15,3,0), RPE_FuelConsumptionSummerTBtu, RPE_FuelConsumptionTotalTBtu, RPE_GenerationSummerGWh, RPE_GenerationTotalGWh, RPE_CO2EmissionsSummerThousandTons, RPE_CO2EmissionsTotalThousandTons, RPE_NOXEmissionsSummerThousandTons, RPE_NOXEmissionsTotalThousandTons, RPE_SO2EmissionsSummerThousandTons, RPE_SO2EmissionsTotalThousandTons, RPE_DispatchableCapacityMW), MeetPrimaryCriteria3,\"=1\",IF($E$8=\"IPM Region\",RPE_IPMRegionGroupAcronym,RPE_State),\"=\"&IF($E$8=\"National\",\"*\",$I116)))","v":""},{"$f":"IF(I116=0,\"\",IF($E$20=\"Actual\",0,SUMIFS(CHOOSE(VLOOKUP($E$35,'Lookup tables'!$AK$5:$AM$15,3,0), RPE_FuelConsumptionSummerTBtu, RPE_FuelConsumptionTotalTBtu, RPE_GenerationSummerGWh, RPE_GenerationTotalGWh, RPE_CO2EmissionsSummerThousandTons, RPE_CO2EmissionsTotalThousandTons, RPE_NOXEmissionsSummerThousandTons, RPE_NOXEmissionsTotalThousandTons, RPE_SO2EmissionsSummerThousandTons, RPE_SO2EmissionsTotalThousandTons, RPE_DispatchableCapacityMW), MeetComparisonCriteria3,\"=1\",IF($E$8=\"IPM Region\",RPE_IPMRegionGroupAcronym,RPE_State),\"=\"&IF($E$8=\"National\",\"*\",$I116))))","v":""},"","","",null,"","","","",0]
[null,null,null,null,null,null,null,null,{"$f":"IF($B$8=\"State\",Map!P64,Map!O64)","v":0},{"$f":"IF(I117=0,\"\",SUMIFS(CHOOSE(VLOOKUP($B$18,'Lookup tables'!$AK$5:$AM$15,3,0), RPE_FuelConsumptionSummerTBtu, RPE_FuelConsumptionTotalTBtu, RPE_GenerationSummerGWh, RPE_GenerationTotalGWh, RPE_CO2EmissionsSummerThousandTons, RPE_CO2EmissionsTotalThousandTons, RPE_NOXEmissionsSummerThousandTons, RPE_NOXEmissionsTotalThousandTons, RPE_SO2EmissionsSummerThousandTons, RPE_SO2EmissionsTotalThousandTons, RPE_DispatchableCapacityMW), MeetPrimaryCriteria2,\"=1\",IF($B$8=\"IPM Region\",RPE_IPMRegionGroupAcronym,RPE_State),\"=\"&IF($B$8=\"National\",\"*\",$I117)))","v":""},{"$f":"IF(I117=0,\"\",IF($B$20=\"Actual\",0,SUMIFS(CHOOSE(VLOOKUP($B$35,'Lookup tables'!$AK$5:$AM$15,3,0), RPE_FuelConsumptionSummerTBtu, RPE_FuelConsumptionTotalTBtu, RPE_GenerationSummerGWh, RPE_GenerationTotalGWh, RPE_CO2EmissionsSummerThousandTons, RPE_CO2EmissionsTotalThousandTons, RPE_NOXEmissionsSummerThousandTons, RPE_NOXEmissionsTotalThousandTons, RPE_SO2EmissionsSummerThousandTons, RPE_SO2EmissionsTotalThousandTons, RPE_DispatchableCapacityMW), MeetComparisonCriteria2,\"=1\",IF($B$8=\"IPM Region\",RPE_IPMRegionGroupAcronym,RPE_State),\"=\"&IF($B$8=\"National\",\"*\",$I117))))","v":""},"",{"$f":"IF(I117=0,\"\",SUMIFS(CHOOSE(VLOOKUP($E$18,'Lookup tables'!$AK$5:$AM$15,3,0), RPE_FuelConsumptionSummerTBtu, RPE_FuelConsumptionTotalTBtu, RPE_GenerationSummerGWh, RPE_GenerationTotalGWh, RPE_CO2EmissionsSummerThousandTons, RPE_CO2EmissionsTotalThousandTons, RPE_NOXEmissionsSummerThousandTons, RPE_NOXEmissionsTotalThousandTons, RPE_SO2EmissionsSummerThousandTons, RPE_SO2EmissionsTotalThousandTons, RPE_DispatchableCapacityMW), MeetPrimaryCriteria3,\"=1\",IF($E$8=\"IPM Region\",RPE_IPMRegionGroupAcronym,RPE_State),\"=\"&IF($E$8=\"National\",\"*\",$I117)))","v":""},{"$f":"IF(I117=0,\"\",IF($E$20=\"Actual\",0,SUMIFS(CHOOSE(VLOOKUP($E$35,'Lookup tables'!$AK$5:$AM$15,3,0), RPE_FuelConsumptionSummerTBtu, RPE_FuelConsumptionTotalTBtu, RPE_GenerationSummerGWh, RPE_GenerationTotalGWh, RPE_CO2EmissionsSummerThousandTons, RPE_CO2EmissionsTotalThousandTons, RPE_NOXEmissionsSummerThousandTons, RPE_NOXEmissionsTotalThousandTons, RPE_SO2EmissionsSummerThousandTons, RPE_SO2EmissionsTotalThousandTons, RPE_DispatchableCapacityMW), MeetComparisonCriteria3,\"=1\",IF($E$8=\"IPM Region\",RPE_IPMRegionGroupAcronym,RPE_State),\"=\"&IF($E$8=\"National\",\"*\",$I117))))","v":""},"","","",null,"","","","",0]
[null,null,null,null,null,null,null,null,{"$f":"IF($B$8=\"State\",Map!P65,Map!O65)","v":0},{"$f":"IF(I118=0,\"\",SUMIFS(CHOOSE(VLOOKUP($B$18,'Lookup tables'!$AK$5:$AM$15,3,0), RPE_FuelConsumptionSummerTBtu, RPE_FuelConsumptionTotalTBtu, RPE_GenerationSummerGWh, RPE_GenerationTotalGWh, RPE_CO2EmissionsSummerThousandTons, RPE_CO2EmissionsTotalThousandTons, RPE_NOXEmissionsSummerThousandTons, RPE_NOXEmissionsTotalThousandTons, RPE_SO2EmissionsSummerThousandTons, RPE_SO2EmissionsTotalThousandTons, RPE_DispatchableCapacityMW), MeetPrimaryCriteria2,\"=1\",IF($B$8=\"IPM Region\",RPE_IPMRegionGroupAcronym,RPE_State),\"=\"&IF($B$8=\"National\",\"*\",$I118)))","v":""},{"$f":"IF(I118=0,\"\",IF($B$20=\"Actual\",0,SUMIFS(CHOOSE(VLOOKUP($B$35,'Lookup tables'!$AK$5:$AM$15,3,0), RPE_FuelConsumptionSummerTBtu, RPE_FuelConsumptionTotalTBtu, RPE_GenerationSummerGWh, RPE_GenerationTotalGWh, RPE_CO2EmissionsSummerThousandTons, RPE_CO2EmissionsTotalThousandTons, RPE_NOXEmissionsSummerThousandTons, RPE_NOXEmissionsTotalThousandTons, RPE_SO2EmissionsSummerThousandTons, RPE_SO2EmissionsTotalThousandTons, RPE_DispatchableCapacityMW), MeetComparisonCriteria2,\"=1\",IF($B$8=\"IPM Region\",RPE_IPMRegionGroupAcronym,RPE_State),\"=\"&IF($B$8=\"National\",\"*\",$I118))))","v":""},"",{"$f":"IF(I118=0,\"\",SUMIFS(CHOOSE(VLOOKUP($E$18,'Lookup tables'!$AK$5:$AM$15,3,0), RPE_FuelConsumptionSummerTBtu, RPE_FuelConsumptionTotalTBtu, RPE_GenerationSummerGWh, RPE_GenerationTotalGWh, RPE_CO2EmissionsSummerThousandTons, RPE_CO2EmissionsTotalThousandTons, RPE_NOXEmissionsSummerThousandTons, RPE_NOXEmissionsTotalThousandTons, RPE_SO2EmissionsSummerThousandTons, RPE_SO2EmissionsTotalThousandTons, RPE_DispatchableCapacityMW), MeetPrimaryCriteria3,\"=1\",IF($E$8=\"IPM Region\",RPE_IPMRegionGroupAcronym,RPE_State),\"=\"&IF($E$8=\"National\",\"*\",$I118)))","v":""},{"$f":"IF(I118=0,\"\",IF($E$20=\"Actual\",0,SUMIFS(CHOOSE(VLOOKUP($E$35,'Lookup tables'!$AK$5:$AM$15,3,0), RPE_FuelConsumptionSummerTBtu, RPE_FuelConsumptionTotalTBtu, RPE_GenerationSummerGWh, RPE_GenerationTotalGWh, RPE_CO2EmissionsSummerThousandTons, RPE_CO2EmissionsTotalThousandTons, RPE_NOXEmissionsSummerThousandTons, RPE_NOXEmissionsTotalThousandTons, RPE_SO2EmissionsSummerThousandTons, RPE_SO2EmissionsTotalThousandTons, RPE_DispatchableCapacityMW), MeetComparisonCriteria3,\"=1\",IF($E$8=\"IPM Region\",RPE_IPMRegionGroupAcronym,RPE_State),\"=\"&IF($E$8=\"National\",\"*\",$I118))))","v":""},"","","",null,"","","","",0]

{"sheet":"RPE Files","index":6,"n_rows":23635,"n_cols":66,"rows_kept":1125,"cut":true,"hidden":false,"merged":[],"bounds":{"rows_first":500,"rows_last":125,"rows_between":500,"halvings":2}}
["Run","Year","RegionGroup","RegionGroupAcronym","UnitId","State","UnitLongName","PriorStage","BaseUnit","FuelName","FuelType","FuelSupplyRegionGroup","FuelConsumptionSummerTBtu","FuelConsumptionTotalTBtu","GenerationSummerGWh","GenerationTotalGWh","CO2EmissionsSummerThousandTons","CO2EmissionsTotalThousandTons","NOXEmissionsSummerThousandTons","NOXEmissionsTotalThousandTons","SO2EmissionsSummerThousandTons","SO2EmissionsTotalThousandTons","ModeSummer","AverageCapacityMW","OriginalDispatchableCapacityMW","DispatchableCapacityMW","CapacityReportingType","FossilorNonFossil","Fossil25MW","ExistingorNewUnit","PlantType","PlantCategory","FGD","DSI","SCR","SNCR","ACI","C2G","HRI","CCS","AnyNOxPostCombustion","AnySO2PostCombustion","BothNoxandSO2Controls","PollutionControlPrimaryCriteria","PollutionControlComparisonCriteria","PollutionControlPrimaryCriteria2","PollutionControlComparisonCriteria2","PollutionControlPrimaryCriteria3","PollutionControlComparisonCriteria3","PollutionControlPrimaryCriteria4","PollutionControlPrimaryCriteria5","PollutionControlComparisonCriteria5","<>","MeetPrimaryCriteria","MeetComparisonCriteria","MeetPrimaryCriteriaSeries","MeetComparisonCriteriaSeries","MeetPrimaryCriteria2","MeetComparisonCriteria2","MeetPrimaryCriteria3","MeetComparisonCriteria3","MeetPrimaryCriteriaSeries2","MeetComparisonCriteriaSeries2","MeetHistoricCriteriaSeries2","MeetPrimaryCriteriaSeries3","MeetComparisonCriteriaSeries3"]
["Sample",2017,"WECC_Arizona","WECC_AZ",1,"AZ","WECCAZBIOMS       000 0 0                AAA",0,0,"EPA v5.15 Biomass","Biomass",null,0.80232281999999999,1.9140381,59.431319999999999,141.78059999999999,78.226474949999997,186.61871475000001,9.1971450288566597E-2,0.219409015394293,3.2092912799999998E-2,7.6561524000000006E-2,null,26,26,26,"00 Exist Biomass",{"$f":"VLOOKUP(AA2,'Lookup tables'!$E$5:$F$555,2,0)","v":"Non-Fossil"},"No",{"$f":"VLOOKUP($AA2,'Lookup tables'!$H$5:$I$555,2,0)","v":"Existing"},{"$f":"VLOOKUP($AA2,'Lookup tables'!$L$5:$N$555,2,0)","v":"Biomass"},{"$f":"VLOOKUP($AA2,'Lookup tables'!$L$5:$N$555,3,0)","v":"Renewable"},{"$f":"VLOOKUP($AA2,'Lookup tables'!$P$5:$Z$555,2,0)","v":"---"},{"$f":"VLOOKUP($AA2,'Lookup tables'!$P$5:$Z$555,3,0)","v":"---"},{"$f":"VLOOKUP($AA2,'Lookup tables'!$P$5:$Z$555,4,0)","v":"---"},{"$f":"VLOOKUP($AA2,'Lookup tables'!$P$5:$Z$555,5,0)","v":"---"},{"$f":"VLOOKUP($AA2,'Lookup tables'!$P$5:$Z$555,6,0)","v":"---"},{"$f":"VLOOKUP($AA2,'Lookup tables'!$P$5:$Z$555,7,0)","v":"---"},{"$f":"VLOOKUP($AA2,'Lookup tables'!$P$5:$Z$555,8,0)","v":"---"},{"$f":"VLOOKUP($AA2,'Lookup tables'!$P$5:$Z$555,9,0)","v":"---"},{"$f":"VLOOKUP($AA2,'Lookup tables'!$P$5:$Z$555,10,0)","v":"None"},{"$f":"VLOOKUP($AA2,'Lookup tables'!$P$5:$Z$555,11,0)","v":"None"},{"$f":"IF(AND(AO2<>\"None\",AP2<>\"None\",AO2<>\"Retired\",AP2<>\"Retired\"),\"Yes\",\"No\")","v":"No"},{"$f":"CHOOSE(Map!$AM$14,1,\n               IF(AQ2:AQ23635=\"Yes\",1,0),\n               IF(AO2:AO23635=\"None\",0,IF(Map!$AL$15=\"All Controls\",1,IF(Map!$AL$15=AO2:AO23635,1,0))),\n               IF(AI2:AI23635=\"---\",0,IF(Map!$AL$15=\"All Controls\",1,IF(Map!$AL$15=AI2:AI23635,1,0))),\n               IF(AJ2:AJ23635=\"---\",IF(Map!$AL$15=\"All Controls\",1,IF(Map!$AL$15=AJ2:AJ23635,1,0))),\n               IF(AP2:AP23635=\"None\",0,IF(Map!$AL$15=\"All Controls\",1,IF(Map!$AL$15=AP2:AP23635,1,0))),\n               IF(AG2:AG23635=\"---\",IF(Map!$AL$15=\"All Controls\",1,IF(Map!$AL$15=AG2:AG23635,1,0))),\n               IF(AH2:AH23635=\"---\",IF(Map!$AL$15=\"All Controls\",1,IF(Map!$AL$15=AH2:AH23635,1,0))),\n               IF(AK2:AK23635=\"---\",IF(Map!$AL$15=\"All Controls\",1,IF(Map!$AL$15=AK2:AK23635,1,0))),\n               IF(AL2:AL23635=\"---\",IF(Map!$AL$15=\"All Controls\",1,IF(Map!$AL$15=AL2:AL23635,1,0))),\n               IF(AM2:AM23635=\"---\",IF(Map!$AL$15=\"All Controls\",1,IF(Map!$AL$15=AM2:AM23635,1,0))),\n               IF(AN2:AN23635=\"---\",IF(Map!$AL$15=\"All Controls\",1,IF(Map!$AL$15=AN2:AN23635,1,0))),\n               IF(AO2:AO23635=\"None\",1,0),\n               IF(AP2:AP23635=\"None\",1,0))","v":1},{"$f":"CHOOSE(Map!$AM$31,1,\n               IF(AQ2:AQ23635=\"Yes\",1,0),\n               IF(AO2:AO23635=\"None\",0,IF(Map!$AL$32=\"All Controls\",1,IF(Map!$AL$32=AO2:AO23635,1,0))),\n               IF(AI2:AI23635=\"---\",0,IF(Map!$AL$32=\"All Controls\",1,IF(Map!$AL$32=AI2:AI23635,1,0))),\n               IF(AJ2:AJ23635=\"---\",IF(Map!$AL$32=\"All Controls\",1,IF(Map!$AL$32=AJ2:AJ23635,1,0))),\n               IF(AP2:AP23635=\"None\",0,IF(Map!$AL$32=\"All Controls\",1,IF(Map!$AL$32=AP2:AP23635,1,0))),\n               IF(AG2:AG23635=\"---\",IF(Map!$AL$32=\"All Controls\",1,IF(Map!$AL$32=AG2:AG23635,1,0))),\n               IF(AH2:AH23635=\"---\",IF(Map!$AL$32=\"All Controls\",1,IF(Map!$AL$32=AH2:AH23635,1,0))),\n               IF(AK2:AK23635=\"---\",IF(Map!$AL$32=\"All Controls\",1,IF(Map!$AL$32=AK2:AK23635,1,0))),\n               IF(AL2:AL23635=\"---\",IF(Map!$AL$32=\"All Controls\",1,IF(Map!$AL$32=AL2:AL23635,1,0))),\n               IF(AM2:AM23635=\"---\",IF(Map!$AL$32=\"All Controls\",1,IF(Map!$AL$32=AM2:AM23635,1,0))),\n               IF(AN2:AN23635=\"---\",IF(Map!$AL$32=\"All Controls\",1,IF(Map!$AL$32=AN2:AN23635,1,0))),\n               IF(AO2:AO23635=\"None\",1,0),\n               IF(AP2:AP23635=\"None\",1,0))","v":1},{"$f":"CHOOSE(Whisker!$C$16,1,\n               IF(AQ2:AQ23635=\"Yes\",1,0),\n               IF(AO2:AO23635=\"None\",0,IF(Whisker!$B$17=\"All Controls\",1,IF(Whisker!$B$17=AO2:AO23635,1,0))),\n               IF(AI2:AI23635=\"---\",0,IF(Whisker!$B$17=\"All Controls\",1,IF(Whisker!$B$17=AI2:AI23635,1,0))),\n               IF(AJ2:AJ23635=\"---\",0,IF(Whisker!$B$17=\"All Controls\",1,IF(Whisker!$B$17=AJ2:AJ23635,1,0))),\n               IF(AP2:AP23635=\"None\",0,IF(Whisker!$B$17=\"All Controls\",1,IF(Whisker!$B$17=AP2:AP23635,1,0))),\n               IF(AG2:AG23635=\"---\",0,IF(Whisker!$B$17=\"All Controls\",1,IF(Whisker!$B$17=AG2:AG23635,1,0))),\n               IF(AH2:AH23635=\"---\",0,IF(Whisker!$B$17=\"All Controls\",1,IF(Whisker!$B$17=AH2:AH23635,1,0))),\n               IF(AK2:AK23635=\"---\",0,IF(Whisker!$B$17=\"All Controls\",1,IF(Whisker!$B$17=AK2:AK23635,1,0))),\n               IF(AL2:AL23635=\"---\",0,IF(Whisker!$B$17=\"All Controls\",1,IF(Whisker!$B$17=AL2:AL23635,1,0))),\n               IF(AM2:AM23635=\"---\",0,IF(Whisker!$B$17=\"All Controls\",1,IF(Whisker!$B$17=AM2:AM23635,1,0))),\n               IF(AN2:AN23635=\"---\",0,IF(Whisker!$B$17=\"All Controls\",1,IF(Whisker!$B$17=AN2:AN23635,1,0))),\n               IF(AO2:AO23635=\"None\",1,0),\n               IF(AP2:AP23635=\"None\",1,0))","v":1},{"$f":"IF(Whisker!$C$33=0,1,CHOOSE(Whisker!$C$33,1,\n               IF(AQ2:AQ23635=\"Yes\",1,0),\n               IF(AO2:AO23635=\"None\",0,IF(Whisker!$B$34=\"All Controls\",1,IF(Whisker!$B$34=AO2:AO23635,1,0))),\n               IF(AI2:AI23635=\"---\",0,IF(Whisker!$B$34=\"All Controls\",1,IF(Whisker!$B$34=AI2:AI23635,1,0))),\n               IF(AJ2:AJ23635=\"---\",0,IF(Whisker!$B$34=\"All Controls\",1,IF(Whisker!$B$34=AJ2:AJ23635,1,0))),\n               IF(AP2:AP23635=\"None\",0,IF(Whisker!$B$34=\"All Controls\",1,IF(Whisker!$B$34=AP2:AP23635,1,0))),\n               IF(AG2:AG23635=\"---\",0,IF(Whisker!$B$34=\"All Controls\",1,IF(Whisker!$B$34=AG2:AG23635,1,0))),\n               IF(AH2:AH23635=\"---\",0,IF(Whisker!$B$34=\"All Controls\",1,IF(Whisker!$B$34=AH2:AH23635,1,0))),\n               IF(AK2:AK23635=\"---\",0,IF(Whisker!$B$34=\"All Controls\",1,IF(Whisker!$B$34=AK2:AK23635,1,0))),\n               IF(AL2:AL23635=\"---\",0,IF(Whisker!$B$34=\"All Controls\",1,IF(Whisker!$B$34=AL2:AL23635,1,0))),\n               IF(AM2:AM23635=\"---\",0,IF(Whisker!$B$34=\"All Controls\",1,IF(Whisker!$B$34=AM2:AM23635,1,0))),\n               IF(AN2:AN23635=\"---\",0,IF(Whisker!$B$34=\"All Controls\",1,IF(Whisker!$B$34=AN2:AN23635,1,0))),\n               IF(AO2:AO23635=\"None\",1,0),\n               IF(AP2:AP23635=\"None\",1,0)))","v":1},{"$f":"IF(Whisker!$F$16=0,1,CHOOSE(Whisker!$F$16,1,\n               IF(AQ2:AQ23635=\"Yes\",1,0),\n               IF(AO2:AO23635=\"None\",0,IF(Whisker!$E$17=\"All Controls\",1,IF(Whisker!$E$17=AO2:AO23635,1,0))),\n               IF(AI2:AI23635=\"---\",0,IF(Whisker!$E$17=\"All Controls\",1,IF(Whisker!$E$17=AI2:AI23635,1,0))),\n               IF(AJ2:AJ23635=\"---\",0,IF(Whisker!$E$17=\"All Controls\",1,IF(Whisker!$E$17=AJ2:AJ23635,1,0))),\n               IF(AP2:AP23635=\"None\",0,IF(Whisker!$E$17=\"All Controls\",1,IF(Whisker!$E$17=AP2:AP23635,1,0))),\n               IF(AG2:AG23635=\"---\",0,IF(Whisker!$E$17=\"All Controls\",1,IF(Whisker!$E$17=AG2:AG23635,1,0))),\n               IF(AH2:AH23635=\"---\",0,IF(Whisker!$E$17=\"All Controls\",1,IF(Whisker!$E$17=AH2:AH23635,1,0))),\n               IF(AK2:AK23635=\"---\",0,IF(Whisker!$E$17=\"All Controls\",1,IF(Whisker!$E$17=AK2:AK23635,1,0))),\n               IF(AL2:AL23635=\"---\",0,IF(Whisker!$E$17=\"All Controls\",1,IF(Whisker!$E$17=AL2:AL23635,1,0))),\n               IF(AM2:AM23635=\"---\",0,IF(Whisker!$E$17=\"All Controls\",1,IF(Whisker!$E$17=AM2:AM23635,1,0))),\n               IF(AN2:AN23635=\"---\",0,IF(Whisker!$E$17=\"All Controls\",1,IF(Whisker!$E$17=AN2:AN23635,1,0))),\n               IF(AO2:AO23635=\"None\",1,0),\n               IF(AP2:AP23635=\"None\",1,0)))","v":1},{"$f":"IF(Whisker!$F$33=0,1,CHOOSE(Whisker!$F$33,1,\n               IF(AQ2:AQ23635=\"Yes\",1,0),\n               IF(AO2:AO23635=\"None\",0,IF(Whisker!$E$34=\"All Controls\",1,IF(Whisker!$E$34=AO2:AO23635,1,0))),\n               IF(AI2:AI23635=\"---\",0,IF(Whisker!$E$34=\"All Controls\",1,IF(Whisker!$E$34=AI2:AI23635,1,0))),\n               IF(AJ2:AJ23635=\"---\",0,IF(Whisker!$E$34=\"All Controls\",1,IF(Whisker!$E$34=AJ2:AJ23635,1,0))),\n               IF(AP2:AP23635=\"None\",0,IF(Whisker!$E$34=\"All Controls\",1,IF(Whisker!$E$34=AP2:AP23635,1,0))),\n               IF(AG2:AG23635=\"---\",0,IF(Whisker!$E$34=\"All Controls\",1,IF(Whisker!$E$34=AG2:AG23635,1,0))),\n               IF(AH2:AH23635=\"---\",0,IF(Whisker!$E$34=\"All Controls\",1,IF(Whisker!$E$34=AH2:AH23635,1,0))),\n               IF(AK2:AK23635=\"---\",0,IF(Whisker!$E$34=\"All Controls\",1,IF(Whisker!$E$34=AK2:AK23635,1,0))),\n               IF(AL2:AL23635=\"---\",0,IF(Whisker!$E$34=\"All Controls\",1,IF(Whisker!$E$34=AL2:AL23635,1,0))),\n               IF(AM2:AM23635=\"---\",0,IF(Whisker!$E$34=\"All Controls\",1,IF(Whisker!$E$34=AM2:AM23635,1,0))),\n               IF(AN2:AN23635=\"---\",0,IF(Whisker!$E$34=\"All Controls\",1,IF(Whisker!$E$34=AN2:AN23635,1,0))),\n               IF(AO2:AO23635=\"None\",1,0),\n               IF(AP2:AP23635=\"None\",1,0)))","v":1},{"$f":"IF('Emissions GWh Btu MW'!$C$16=0,1,CHOOSE('Emissions GWh Btu MW'!$C$16,1,\n               IF(AQ2:AQ23635=\"Yes\",1,0),\n               IF(AO2:AO23635=\"None\",0,IF('Emissions GWh Btu MW'!$B$17=\"All Controls\",1,IF('Emissions GWh Btu MW'!$B$17=AO2:AO23635,1,0))),\n               IF(AI2:AI23635=\"---\",0,IF('Emissions GWh Btu MW'!$B$17=\"All Controls\",1,IF('Emissions GWh Btu MW'!$B$17=AI2:AI23635,1,0))),\n               IF(AJ2:AJ23635=\"---\",0,IF('Emissions GWh Btu MW'!$B$17=\"All Controls\",1,IF('Emissions GWh Btu MW'!$B$17=AJ2:AJ23635,1,0))),\n               IF(AP2:AP23635=\"None\",0,IF('Emissions GWh Btu MW'!$B$17=\"All Controls\",1,IF('Emissions GWh Btu MW'!$B$17=AP2:AP23635,1,0))),\n               IF(AG2:AG23635=\"---\",0,IF('Emissions GWh Btu MW'!$B$17=\"All Controls\",1,IF('Emissions GWh Btu MW'!$B$17=AG2:AG23635,1,0))),\n               IF(AH2:AH23635=\"---\",0,IF('Emissions GWh Btu MW'!$B$17=\"All Controls\",1,IF('Emissions GWh Btu MW'!$B$17=AH2:AH23635,1,0))),\n               IF(AK2:AK23635=\"---\",0,IF('Emissions GWh Btu MW'!$B$17=\"All Controls\",1,IF('Emissions GWh Btu MW'!$B$17=AK2:AK23635,1,0))),\n               IF(AL2:AL23635=\"---\",0,IF('Emissions GWh Btu MW'!$B$17=\"All Controls\",1,IF('Emissions GWh Btu MW'!$B$17=AL2:AL23635,1,0))),\n               IF(AM2:AM23635=\"---\",0,IF('Emissions GWh Btu MW'!$B$17=\"All Controls\",1,IF('Emissions GWh Btu MW'!$B$17=AM2:AM23635,1,0))),\n               IF(AN2:AN23635=\"---\",0,IF('Emissions GWh Btu MW'!$B$17=\"All Controls\",1,IF('Emissions GWh Btu MW'!$B$17=AN2:AN23635,1,0))),\n               IF(AO2:AO23635=\"None\",1,0),\n               IF(AP2:AP23635=\"None\",1,0)))","v":1},{"$f":"CHOOSE('All Run Comparison'!$C$16,1,\n               IF(AQ2:AQ23635=\"Yes\",1,0),\n               IF(AO2:AO23635=\"None\",0,IF('All Run Comparison'!$B$17=\"All Controls\",1,IF('All Run Comparison'!$B$17=AO2:AO23635,1,0))),\n               IF(AI2:AI23635=\"---\",0,IF('All Run Comparison'!$B$17=\"All Controls\",1,IF('All Run Comparison'!$B$17=AI2:AI23635,1,0))),\n               IF(AJ2:AJ23635=\"---\",0,IF('All Run Comparison'!$B$17=\"All Controls\",1,IF('All Run Comparison'!$B$17=AJ2:AJ23635,1,0))),\n               IF(AP2:AP23635=\"None\",0,IF('All Run Comparison'!$B$17=\"All Controls\",1,IF('All Run Comparison'!$B$17=AP2:AP23635,1,0))),\n               IF(AG2:AG23635=\"---\",0,IF('All Run Comparison'!$B$17=\"All Controls\",1,IF('All Run Comparison'!$B$17=AG2:AG23635,1,0))),\n               IF(AH2:AH23635=\"---\",0,IF('All Run Comparison'!$B$17=\"All Controls\",1,IF('All Run Comparison'!$B$17=AH2:AH23635,1,0))),\n               IF(AK2:AK23635=\"---\",0,IF('All Run Comparison'!$B$17=\"All Controls\",1,IF('All Run Comparison'!$B$17=AK2:AK23635,1,0))),\n               IF(AL2:AL23635=\"---\",0,IF('All Run Comparison'!$B$17=\"All Controls\",1,IF('All Run Comparison'!$B$17=AL2:AL23635,1,0))),\n               IF(AM2:AM23635=\"---\",0,IF('All Run Comparison'!$B$17=\"All Controls\",1,IF('All Run Comparison'!$B$17=AM2:AM23635,1,0))),\n               IF(AN2:AN23635=\"---\",0,IF('All Run Comparison'!$B$17=\"All Controls\",1,IF('All Run Comparison'!$B$17=AN2:AN23635,1,0))),\n               IF(AO2:AO23635=\"None\",1,0),\n               IF(AP2:AP23635=\"None\",1,0))","v":1},{"$f":"IF('All Run Comparison'!$C$33=0,1,CHOOSE('All Run Comparison'!$C$33,1,\n               IF(AQ2:AQ23635=\"Yes\",1,0),\n               IF(AO2:AO23635=\"None\",0,IF('All Run Comparison'!$B$34=\"All Controls\",1,IF('All Run Comparison'!$B$34=AO2:AO23635,1,0))),\n               IF(AI2:AI23635=\"---\",0,IF('All Run Comparison'!$B$34=\"All Controls\",1,IF('All Run Comparison'!$B$34=AI2:AI23635,1,0))),\n               IF(AJ2:AJ23635=\"---\",0,IF('All Run Comparison'!$B$34=\"All Controls\",1,IF('All Run Comparison'!$B$34=AJ2:AJ23635,1,0))),\n               IF(AP2:AP23635=\"None\",0,IF('All Run Comparison'!$B$34=\"All Controls\",1,IF('All Run Comparison'!$B$34=AP2:AP23635,1,0))),\n               IF(AG2:AG23635=\"---\",0,IF('All Run Comparison'!$B$34=\"All Controls\",1,IF('All Run Comparison'!$B$34=AG2:AG23635,1,0))),\n               IF(AH2:AH23635=\"---\",0,IF('All Run Comparison'!$B$34=\"All Controls\",1,IF('All Run Comparison'!$B$34=AH2:AH23635,1,0))),\n               IF(AK2:AK23635=\"---\",0,IF('All Run Comparison'!$B$34=\"All Controls\",1,IF('All Run Comparison'!$B$34=AK2:AK23635,1,0))),\n               IF(AL2:AL23635=\"---\",0,IF('All Run Comparison'!$B$34=\"All Controls\",1,IF('All Run Comparison'!$B$34=AL2:AL23635,1,0))),\n               IF(AM2:AM23635=\"---\",0,IF('All Run Comparison'!$B$34=\"All Controls\",1,IF('All Run Comparison'!$B$34=AM2:AM23635,1,0))),\n               IF(AN2:AN23635=\"---\",0,IF('All Run Comparison'!$B$34=\"All Controls\",1,IF('All Run Comparison'!$B$34=AN2:AN23635,1,0))),\n               IF(AO2:AO23635=\"None\",1,0),\n               IF(AP2:AP23635=\"None\",1,0)))","v":1},null,{"$f":"IF(A2:A23635<>Map!$AL$2,0,IF(B2:B23635<>Map!$AL$4,0,IF(\n             (((Map!$AL$9=\"All Units\")+(K2:K23635=Map!$AL$9)>0)*\n               ((Map!$AL$10=\"All Units\")+(AC2:AC23635=\"Yes\")>0)*\n               (((Map!$AL$11=\"Existing and New\")*(AD2:AD23635<>\"Retired\"))+(AD2:AD23635=Map!$AL$11)>0)*\n               ((Map!$AL$12=\"All Units\")+(AE2:AE23635=Map!$AL$12)>0)*\n               ((Map!$AL$13=\"All Units\")+(AF2:AF23635=Map!$AL$13)>0)*\n               ((((Map!$AL$14=\"All Units\")*(Map!$AL$15=\"All Controls\")))+(AR2:AR23635=1))>0),\n1,0)))","v":0},{"$f":"IF(Map!$AL$18=\"Actual\",0,IF(A2:A23635<>Map!$AL$21,0,IF(B2:B23635<>Map!$AL$23,0,IF(\n             (((Map!$AL$26=\"All Units\")+(K2:K23635=Map!$AL$26)>0)*\n               ((Map!$AL$27=\"All Units\")+(AC2:AC23635=\"Yes\")>0)*\n               (((Map!$AL$28=\"Existing and New\")*(AD2:AD23635<>\"Retired\"))+(AD2:AD23635=Map!$AL$28)>0)*\n               ((Map!$AL$29=\"All Units\")+(AE2:AE23635=Map!$AL$29)>0)*\n               ((Map!$AL$30=\"All Units\")+(AF2:AF23635=Map!$AL$30)>0)*\n               ((((Map!$AL$31=\"All Units\")*(Map!$AL$32=\"All Controls\")))+(AS2:AS23635=1))>0),\n1,0))))","v":0},{"$f":"IF(A2:A23635<>Map!$AL$2,0,IF(\n             (((Map!$AL$9=\"All Units\")+(K2:K23635=Map!$AL$9)>0)*\n               ((Map!$AL$10=\"All Units\")+(AC2:AC23635=\"Yes\")>0)*\n               (((Map!$AL$11=\"Existing and New\")*(AD2:AD23635<>\"Retired\"))+(AD2:AD23635=Map!$AL$11)>0)*\n               ((Map!$AL$12=\"All Units\")+(AE2:AE23635=Map!$AL$12)>0)*\n               ((Map!$AL$13=\"All Units\")+(AF2:AF23635=Map!$AL$13)>0)*\n               ((((Map!$AL$14=\"All Units\")*(Map!$AL$15=\"All Controls\")))+(AR2:AR23635=1))>0),\n1,0))","v":0},{"$f":"IF(Map!$AL$18=\"Actual\",0,IF(A2:A23635<>Map!$AL$21,0,IF(\n             (((Map!$AL$26=\"All Units\")+(K2:K23635=Map!$AL$26)>0)*\n               ((Map!$AL$27=\"All Units\")+(AC2:AC23635=\"Yes\")>0)*\n               (((Map!$AL$28=\"Existing and New\")*(AD2:AD23635<>\"Retired\"))+(AD2:AD23635=Map!$AL$28)>0)*\n               ((Map!$AL$29=\"All Units\")+(AE2:AE23635=Map!$AL$29)>0)*\n               ((Map!$AL$30=\"All Units\")+(AF2:AF23635=Map!$AL$30)>0)*\n               ((((Map!$AL$31=\"All Units\")*(Map!$AL$32=\"All Controls\")))+(AS2:AS23635=1))>0),\n1,0)))","v":0},{"$f":"IF(A2:A23635<>Whisker!$B$4,0,IF(B2:B23635<>Whisker!$B$6,0,IF(\n             (((Whisker!$B$11=\"All Units\")+(K2:K23635=Whisker!$B$11)>0)*\n               ((Whisker!$B$12=\"All Units\")+(AC2:AC23635=\"Yes\")>0)*\n               (((Whisker!$B$13=\"Existing and New\")*(AD2:AD23635<>\"Retired\"))+(AD2:AD23635=Whisker!$B$13)>0)*\n               ((Whisker!$B$14=\"All Units\")+(AE2:AE23635=Whisker!$B$14)>0)*\n               ((Whisker!$B$15=\"All Units\")+(AF2:AF23635=Whisker!$B$15)>0)*\n               ((((Whisker!$B$16=\"All Units\")*(Whisker!$B$17=\"All Controls\")))+(AT2:AT23635=1))>0),\n1,0)))","v":0},{"$f":"IF(Whisker!$B$20=\"Actual\",0,IF(A2:A23635<>Whisker!$B$23,0,IF(B2:B23635<>Whisker!$B$25,0,IF(\n      (((Whisker!$B$28=\"All Units\")+(K2:K23635=Whisker!$B$28)>0)*\n      ((Whisker!$B$29=\"All Units\")+(AC2:AC23635=\"Yes\")>0)*\n      (((Whisker!$B$30=\"Existing and New\")*(AD2:AD23635<>\"Retired\"))+(AD2:AD23635=Whisker!$B$30)>0)*\n      ((Whisker!$B$31=\"All Units\")+(AE2:AE23635=Whisker!$B$31)>0)*\n      ((Whisker!$B$32=\"All Units\")+(AF2:AF23635=Whisker!$B$32)>0)*\n      ((((Whisker!$B$33=\"All Units\")*(Whisker!$B$34=\"All Controls\")))+(AU2:AU23635=1))>0),\n1,0))))","v":0},{"$f":"IF(Whisker!$E$3=\"Off\",0, IF(A2:A23635<>Whisker!$E$4,0,IF(B2:B23635<>Whisker!$E$6,0,IF(\n             (((Whisker!$E$11=\"All Units\")+(K2:K23635=Whisker!$E$11)>0)*\n               ((Whisker!$E$12=\"All Units\")+(AC2:AC23635=\"Yes\")>0)*\n               (((Whisker!$E$13=\"Existing and New\")*(AD2:AD23635<>\"Retired\"))+(AD2:AD23635=Whisker!$E$13)>0)*\n               ((Whisker!$E$14=\"All Units\")+(AE2:AE23635=Whisker!$E$14)>0)*\n               ((Whisker!$E$15=\"All Units\")+(AF2:AF23635=Whisker!$E$15)>0)*\n               ((((Whisker!$E$16=\"All Units\")*(Whisker!$E$17=\"All Controls\")))+(AV2:AV23635=1))>0),\n1,0))))","v":0},{"$f":"IF(Whisker!$E$3=\"Off\",0,IF(Whisker!$E$20=\"Actual\",0,IF(A2:A23635<>Whisker!$E$23,0,IF(B2:B23635<>Whisker!$E$25,0,IF(\n             (((Whisker!$E$28=\"All Units\")+(K2:K23635=Whisker!$E$28)>0)*\n               ((Whisker!$E$29=\"All Units\")+(AC2:AC23635=\"Yes\")>0)*\n               (((Whisker!$E$30=\"Existing and New\")*(AD2:AD23635<>\"Retired\"))+(AD2:AD23635=Whisker!$E$30)>0)*\n               ((Whisker!$E$31=\"All Units\")+(AE2:AE23635=Whisker!$E$31)>0)*\n               ((Whisker!$E$32=\"All Units\")+(AF2:AF23635=Whisker!$E$32)>0)*\n               ((((Whisker!$E$33=\"All Units\")*(Whisker!$E$34=\"All Controls\")))+(AW2:AW23635=1))>0),\n1,0)))))","v":0},{"$f":"IF(A2:A23635<>'Emissions GWh Btu MW'!$B$4,0,IF(\n             ((('Emissions GWh Btu MW'!$B$11=\"All Units\")+(K2:K23635='Emissions GWh Btu MW'!$B$11)>0)*\n               (('Emissions GWh Btu MW'!$B$12=\"All Units\")+(AC2:AC23635=\"Yes\")>0)*\n               ((('Emissions GWh Btu MW'!$B$13=\"Existing and New\")*(AD2:AD23635<>\"Retired\"))+(AD2:AD23635='Emissions GWh Btu MW'!$B$13)>0)*\n               (('Emissions GWh Btu MW'!$B$14=\"All Units\")+(AE2:AE23635='Emissions GWh Btu MW'!$B$14)>0)*\n               (('Emissions GWh Btu MW'!$B$15=\"All Units\")+(AF2:AF23635='Emissions GWh Btu MW'!$B$15)>0)*\n               (((('Emissions GWh Btu MW'!$B$16=\"All Units\")*('Emissions GWh Btu MW'!$B$17=\"All Controls\")))+(AX2:AX23635=1))>0),\n1,0))","v":0},{"$f":"IF('Emissions GWh Btu MW'!$B$5=\"None\",0,IF(A2:A23635<>'Emissions GWh Btu MW'!$B$5,0,IF(\n             ((('Emissions GWh Btu MW'!$B$11=\"All Units\")+(K2:K23635='Emissions GWh Btu MW'!$B$11)>0)*\n               (('Emissions GWh Btu MW'!$B$12=\"All Units\")+(AC2:AC23635=\"Yes\")>0)*\n               ((('Emissions GWh Btu MW'!$B$13=\"Existing and New\")*(AD2:AD23635<>\"Retired\"))+(AD2:AD23635='Emissions GWh Btu MW'!$B$13)>0)*\n               (('Emissions GWh Btu MW'!$B$14=\"All Units\")+(AE2:AE23635='Emissions GWh Btu MW'!$B$14)>0)*\n               (('Emissions GWh Btu MW'!$B$15=\"All Units\")+(AF2:AF23635='Emissions GWh Btu MW'!$B$15)>0)*\n               (((('Emissions GWh Btu MW'!$B$16=\"All Units\")*('Emissions GWh Btu MW'!$B$17=\"All Controls\")))+(AX2:AX23635=1))>0),\n1,0)))","v":0},{"$f":"IF(A2:A23635<>\"Historic\",0,IF(\n             ((('Emissions GWh Btu MW'!$B$11=\"All Units\")+(K2:K23635='Emissions GWh Btu MW'!$B$11)>0)*\n               (('Emissions GWh Btu MW'!$B$12=\"All Units\")+(AC2:AC23635=\"Yes\")>0)*\n               ((('Emissions GWh Btu MW'!$B$13=\"Existing and New\")*(AD2:AD23635<>\"Retired\"))+(AD2:AD23635='Emissions GWh Btu MW'!$B$13)>0)*\n               (('Emissions GWh Btu MW'!$B$14=\"All Units\")+(AE2:AE23635='Emissions GWh Btu MW'!$B$14)>0)*\n               (('Emissions GWh Btu MW'!$B$15=\"All Units\")+(AF2:AF23635='Emissions GWh Btu MW'!$B$15)>0)*\n               (((('Emissions GWh Btu MW'!$B$16=\"All Units\")*('Emissions GWh Btu MW'!$B$17=\"All Controls\")))+(AX2:AX23635=1))>0),\n1,0))","v":0},{"$f":"IF(\n             ((('All Run Comparison'!$B$11=\"All Units\")+(K2:K23635='All Run Comparison'!$B$11)>0)*\n               (('All Run Comparison'!$B$7=\"National\")+(F2:F23635='All Run Comparison'!$B$8)+(D2:D23635='All Run Comparison'!$B$8)>0)*\n               (('All Run Comparison'!$B$12=\"All Units\")+(AC2:AC23635=\"Yes\")>0)*\n               ((('All Run Comparison'!$B$13=\"Existing and New\")*(AD2:AD23635<>\"Retired\"))+(AD2:AD23635='All Run Comparison'!$B$13)>0)*\n               (('All Run Comparison'!$B$14=\"All Units\")+(AE2:AE23635='All Run Comparison'!$B$14)>0)*\n               (('All Run Comparison'!$B$15=\"All Units\")+(AF2:AF23635='All Run Comparison'!$B$15)>0)*\n               (((('All Run Comparison'!$B$16=\"All Units\")*('All Run Comparison'!$B$17=\"All Controls\")))+(AY2:AY23635=1))>0),\n1,0)","v":1},{"$f":"IF('All Run Comparison'!$B$20=\"Actual\",0,IF(\n      ((('All Run Comparison'!$B$28=\"All Units\")+(K2:K23635='All Run Comparison'!$B$28)>0)*\n      (('All Run Comparison'!$B$23=\"Self\")+(A2:A23635='All Run Comparison'!$B$23)>0)*\n      (('All Run Comparison'!$B$25=\"Parallel\")+(B2:B23635='All Run Comparison'!$B$25)>0)*\n      (('All Run Comparison'!$B$7=\"National\")+(F2:F23635='All Run Comparison'!$B$8)+(D2:D23635='All Run Comparison'!$B$8)>0)*\n      (('All Run Comparison'!$B$29=\"All Units\")+(AC2:AC23635=\"Yes\")>0)*\n      ((('All Run Comparison'!$B$30=\"Existing and New\")*(AD2:AD23635<>\"Retired\"))+(AD2:AD23635='All Run Comparison'!$B$30)>0)*\n      (('All Run Comparison'!$B$31=\"All Units\")+(AE2:AE23635='All Run Comparison'!$B$31)>0)*\n      (('All Run Comparison'!$B$32=\"All Units\")+(AF2:AF23635='All Run Comparison'!$B$32)>0)*\n      (((('All Run Comparison'!$B$33=\"All Units\")*('All Run Comparison'!$B$34=\"All Controls\")))+(AZ2:AZ23635=1))>0),\n1,0))","v":0}]
["Historic",2011,null,null,null,"AK",null,null,null,null,"Hydro",null,0,0,459.64277500000009,1344.7457490000002,0,0,0,0,0,0,null,null,null,null,null,"Non-Fossil","No","Existing","Hydro","Renewable","---","---","---","---","---","---","---","---","---","---","No",1,1,1,1,1,1,1,1,1,null,0,0,0,0,0,0,0,0,0,0,1,1,0]
["Historic",2011,null,null,null,"AK",null,null,null,null,"Wind",null,0,0,5.5087780000000004,12.446,0,0,0,0,0,0,null,null,null,null,null,"Non-Fossil","No","Existing","Wind","Renewable","---","---","---","---","---","---","---","---","---","---","No",1,1,1,1,1,1,1,1,1,null,0,0,0,0,0,0,0,0,0,0,1,1,0]
["Historic",2011,null,null,null,"AL",null,null,null,null,"Biomass",null,8.9952740000000002,20.497627000000001,1185.579113,2762.2654820000002,0,0,0,0,0,0,null,null,null,null,null,"Non-Fossil","No","Existing","Biomass","Renewable","---","---","---","---","---","---","---","---","---","---","No",1,1,1,1,1,1,1,1,1,null,0,0,0,0,0,0,0,0,0,0,1,1,0]
["Historic",2011,null,null,null,"AL",null,null,null,null,"Non-Fossil",null,4.9181000000000002E-2,0.12905900000000001,0.6774969999999999,3.0751230000000001,0,0,0,0,0,0,null,null,null,null,null,"Non-Fossil","No","Existing","Biomass","Renewable","---","---","---","---","---","---","---","---","---","---","No",1,1,1,1,1,1,1,1,1,null,0,0,0,0,0,0,0,0,0,0,1,1,0]
["Historic",2011,null,null,null,"AL",null,null,null,null,"Hydro",null,0,0,2185.7404409999995,8883.598,0,0,0,0,0,0,null,null,null,null,null,"Non-Fossil","No","Existing","Hydro","Renewable","---","---","---","---","---","---","---","---","---","---","No",1,1,1,1,1,1,1,1,1,null,0,0,0,0,0,0,0,0,0,0,1,1,0]
["Historic",2011,null,null,null,"AL",null,null,null,null,"Natural Gas",null,1.0671999999999999E-2,2.111E-2,0.112772,0.23047000000000001,0,0,0,0,0,0,null,null,null,null,null,"Non-Fossil","No","Existing","Non-Fossil Other","Other","---","---","---","---","---","---","---","---","---","---","No",1,1,1,1,1,1,1,1,1,null,0,0,0,0,0,0,0,0,0,0,1,1,0]
["Historic",2011,null,null,null,"AL",null,null,null,null,"Non-Fossil",null,2.8691559999999998,6.690175,189.57241100000002,432.36176899999998,0,0,0,0,0,0,null,null,null,null,null,"Non-Fossil","No","Existing","Non-Fossil Other","Other","---","---","---","---","---","---","---","---","---","---","No",1,1,1,1,1,1,1,1,1,null,0,0,0,0,0,0,0,0,0,0,1,1,0]
["Historic",2011,null,null,null,"AL",null,null,null,null,"Oil",null,5.484E-2,0.113538,0.41597499999999998,1.2411079999999999,0,0,0,0,0,0,null,null,null,null,null,"Non-Fossil","No","Existing","Non-Fossil Other","Other","---","---","---","---","---","---","---","---","---","---","No",1,1,1,1,1,1,1,1,1,null,0,0,0,0,0,0,0,0,0,0,1,1,0]
["Historic",2011,null,null,null,"AL",null,null,null,null,"Tires",null,2.3600000000000001E-3,9.0369999999999999E-3,0.38187099999999996,1.4623869999999999,0,0,0,0,0,0,null,null,null,null,null,"Non-Fossil","No","Existing","Non-Fossil Other","Other","---","---","---","---","---","---","---","---","---","---","No",1,1,1,1,1,1,1,1,1,null,0,0,0,0,0,0,0,0,0,0,1,1,0]
["Historic",2011,null,null,null,"AL",null,null,null,null,"Nuclear",null,166.06404499999999,411.86494499999998,15867.125,39356.122000000003,0,0,0,0,0,0,null,null,null,null,null,"Non-Fossil","No","Existing","Nuclear","Nuclear","---","---","---","---","---","---","---","---","---","---","No",1,1,1,1,1,1,1,1,1,null,0,0,0,0,0,0,0,0,0,0,1,1,0]
["Historic",2011,null,null,null,"AR",null,null,null,null,"Biomass",null,4.0260819999999997,9.5009890000000006,681.74284999999998,1605.5024480000002,0,0,0,0,0,0,null,null,null,null,null,"Non-Fossil","No","Existing","Biomass","Renewable","---","---","---","---","---","---","---","---","---","---","No",1,1,1,1,1,1,1,1,1,null,0,0,0,0,0,0,0,0,0,0,1,1,0]
["Historic",2011,null,null,null,"AR",null,null,null,null,"Hydro",null,0,0,1653.034185,2957.8449999999998,0,0,0,0,0,0,null,null,null,null,null,"Non-Fossil","No","Existing","Hydro","Renewable","---","---","---","---","---","---","---","---","---","---","No",1,1,1,1,1,1,1,1,1,null,0,0,0,0,0,0,0,0,0,0,1,1,0]
["Historic",2011,null,null,null,"AR",null,null,null,null,"LF Gas",null,0.270588,0.69533999999999996,22.193754999999999,57.031999999999996,0,0,0,0,0,0,null,null,null,null,null,"Non-Fossil","No","Existing","Landfill Gas","Other","---","---","---","---","---","---","---","---","---","---","No",1,1,1,1,1,1,1,1,1,null,0,0,0,0,0,0,0,0,0,0,1,1,0]
["Historic",2011,null,null,null,"AR",null,null,null,null,"Tires",null,9.7546999999999995E-2,0.197405,16.014137999999999,32.417694000000004,0,0,0,0,0,0,null,null,null,null,null,"Non-Fossil","No","Existing","Non-Fossil Other","Other","---","---","---","---","---","---","---","---","---","---","No",1,1,1,1,1,1,1,1,1,null,0,0,0,0,0,0,0,0,0,0,1,1,0]
["Historic",2011,null,null,null,"AR",null,null,null,null,"Nuclear",null,68.489559999999997,148.530674,16.014137999999999,14194.445,0,0,0,0,0,0,null,null,null,null,null,"Non-Fossil","No","Existing","Nuclear","Nuclear","---","---","---","---","---","---","---","---","---","---","No",1,1,1,1,1,1,1,1,1,null,0,0,0,0,0,0,0,0,0,0,1,1,0]
["Historic",2011,null,null,null,"AR",null,null,null,null,"Pumps",null,0,0,26.273,34.430999999999997,0,0,0,0,0,0,null,null,null,null,null,"Non-Fossil","No","Existing","Pumped Storage","Other","---","---","---","---","---","---","---","---","---","---","No",1,1,1,1,1,1,1,1,1,null,0,0,0,0,0,0,0,0,0,0,1,1,0]
["Historic",2011,null,null,null,"AZ",null,null,null,null,"Biomass",null,0.90898900000000005,1.993206,74.984085999999991,158.37999100000002,0,0,0,0,0,0,null,null,null,null,null,"Non-Fossil","No","Existing","Biomass","Renewable","---","---","---","---","---","---","---","---","---","---","No",1,1,1,1,1,1,1,1,1,null,0,0,0,0,0,0,0,0,0,0,1,1,0]
["Historic",2011,null,null,null,"AZ",null,null,null,null,"Natural Gas",null,5.4539999999999996E-3,2.9516000000000001E-2,0.44091400000000003,2.2720059999999997,0,0,0,0,0,0,null,null,null,null,null,"Non-Fossil","No","Existing","Biomass","Renewable","---","---","---","---","---","---","---","---","---","---","No",1,1,1,1,1,1,1,1,1,null,0,0,0,0,0,0,0,0,0,0,1,1,0]
["Historic",2011,null,null,null,"AZ",null,null,null,null,"Hydro",null,0,0,4440.0505940000003,9174.0920000000006,0,0,0,0,0,0,null,null,null,null,null,"Non-Fossil","No","Existing","Hydro","Renewable","---","---","---","---","---","---","---","---","---","---","No",1,1,1,1,1,1,1,1,1,null,0,0,0,0,0,0,0,0,0,0,1,1,0]
["Historic",2011,null,null,null,"AZ",null,null,null,null,"LF Gas",null,0.23858599999999999,0.561832,17.862794999999998,42.064,0,0,0,0,0,0,null,null,null,null,null,"Non-Fossil","No","Existing","Landfill Gas","Other","---","---","---","---","---","---","---","---","---","---","No",1,1,1,1,1,1,1,1,1,null,0,0,0,0,0,0,0,0,0,0,1,1,0]
["Historic",2011,null,null,null,"AZ",null,null,null,null,"Nuclear",null,145.67302799999999,327.29155900000001,13921.352000000001,31277.863000000001,0,0,0,0,0,0,null,null,null,null,null,"Non-Fossil","No","Existing","Nuclear","Nuclear","---","---","---","---","---","---","---","---","---","---","No",1,1,1,1,1,1,1,1,1,null,0,0,0,0,0,0,0,0,0,0,1,1,0]
["Historic",2011,null,null,null,"AZ",null,null,null,null,"Pumps",null,0,0,137.375,121.01900000000001,0,0,0,0,0,0,null,null,null,null,null,"Non-Fossil","No","Existing","Pumped Storage","Other","---","---","---","---","---","---","---","---","---","---","No",1,1,1,1,1,1,1,1,1,null,0,0,0,0,0,0,0,0,0,0,1,1,0]
["Historic",2011,null,null,null,"AZ",null,null,null,null,"Solar",null,0,0,16.839796999999997,81.432043999999991,0,0,0,0,0,0,null,null,null,null,null,"Non-Fossil","No","Existing","Solar PV","Renewable","---","---","---","---","---","---","---","---","---","---","No",1,1,1,1,1,1,1,1,1,null,0,0,0,0,0,0,0,0,0,0,1,1,0]
["Historic",2011,null,null,null,"AZ",null,null,null,null,"Solar",null,1.2586E-2,1.7885000000000002E-2,1.2954400000000001,1.840732,0,0,0,0,0,0,null,null,null,null,null,"Non-Fossil","No","Existing","Solar Thermal","Renewable","---","---","---","---","---","---","---","---","---","---","No",1,1,1,1,1,1,1,1,1,null,0,0,0,0,0,0,0,0,0,0,1,1,0]
["Historic",2011,null,null,null,"AZ",null,null,null,null,"Wind",null,0,0,100.744349,255.57900000000001,0,0,0,0,0,0,null,null,null,null,null,"Non-Fossil","No","Existing","Wind","Renewable","---","---","---","---","---","---","---","---","---","---","No",1,1,1,1,1,1,1,1,1,null,0,0,0,0,0,0,0,0,0,0,1,1,0]
["Historic",2011,null,null,null,"CA",null,null,null,null,"Biomass",null,24.184058,56.857385000000001,1644.4463480000002,3836.2989680000001,0,0,0,0,0,0,null,null,null,null,null,"Non-Fossil","No","Existing","Biomass","Renewable","---","---","---","---","---","---","---","---","---","---","No",1,1,1,1,1,1,1,1,1,null,0,0,0,0,0,0,0,0,0,0,1,1,0]
["Historic",2011,null,null,null,"CA",null,null,null,null,"Coal",null,0.143071,1.5314890000000001,12.367000000000001,133.98358999999999,0,0,0,0,0,0,null,null,null,null,null,"Non-Fossil","No","Existing","Biomass","Renewable","---","---","---","---","---","---","---","---","---","---","No",1,1,1,1,1,1,1,1,1,null,0,0,0,0,0,0,0,0,0,0,1,1,0]
["Historic",2011,null,null,null,"CA",null,null,null,null,"Natural Gas",null,9.5915E-2,0.47329900000000003,6.1538620000000002,28.411824000000003,0,0,0,0,0,0,null,null,null,null,null,"Non-Fossil","No","Existing","Biomass","Renewable","---","---","---","---","---","---","---","---","---","---","No",1,1,1,1,1,1,1,1,1,null,0,0,0,0,0,0,0,0,0,0,1,1,0]
["Historic",2011,null,null,null,"CA",null,null,null,null,"Biomass",null,2.1392999999999999E-2,0.23149500000000001,2.8685969999999998,29.437767000000001,0,0,0,0,0,0,null,null,null,null,null,"Non-Fossil","No","Existing","Fuel Cell","Other","---","---","---","---","---","---","---","---","---","---","No",1,1,1,1,1,1,1,1,1,null,0,0,0,0,0,0,0,0,0,0,1,1,0]
["Historic",2011,null,null,null,"CA",null,null,null,null,"Natural Gas",null,8.3660999999999999E-2,0.24016599999999999,9.5143990000000009,27.197232999999997,0,0,0,0,0,0,null,null,null,null,null,"Non-Fossil","No","Existing","Fuel Cell","Other","---","---","---","---","---","---","---","---","---","---","No",1,1,1,1,1,1,1,1,1,null,0,0,0,0,0,0,0,0,0,0,1,1,0]
["Historic",2011,null,null,null,"CA",null,null,null,null,"Geothermal",null,50.458464999999997,121.958961,5193.3366819999992,12552.383,0,0,0,0,0,0,null,null,null,null,null,"Non-Fossil","No","Existing","Geothermal","Renewable","---","---","---","---","---","---","---","---","---","---","No",1,1,1,1,1,1,1,1,1,null,0,0,0,0,0,0,0,0,0,0,1,1,0]
["Historic",2011,null,null,null,"CA",null,null,null,null,"Hydro",null,0,0,22373.855878000006,42557.46688,0,0,0,0,0,0,null,null,null,null,null,"Non-Fossil","No","Existing","Hydro","Renewable","---","---","---","---","---","---","---","---","---","---","No",1,1,1,1,1,1,1,1,1,null,0,0,0,0,0,0,0,0,0,0,1,1,0]
["Historic",2011,null,null,null,"CA",null,null,null,null,"LF Gas",null,9.0314610000000002,20.938891000000002,694.59651200000008,1624.6909769999997,0,0,0,0,0,0,null,null,null,null,null,"Non-Fossil","No","Existing","Landfill Gas","Other","---","---","---","---","---","---","---","---","---","---","No",1,1,1,1,1,1,1,1,1,null,0,0,0,0,0,0,0,0,0,0,1,1,0]
["Historic",2011,null,null,null,"CA",null,null,null,null,"Natural Gas",null,1.3861999999999999E-2,3.322E-2,0.82971000000000006,1.9886299999999999,0,0,0,0,0,0,null,null,null,null,null,"Non-Fossil","No","Existing","Landfill Gas","Other","---","---","---","---","---","---","---","---","---","---","No",1,1,1,1,1,1,1,1,1,null,0,0,0,0,0,0,0,0,0,0,1,1,0]
["Historic",2011,null,null,null,"CA",null,null,null,null,"MSW",null,3.2854909999999999,7.2096,175.29310000000001,390.29182499999996,0,0,0,0,0,0,null,null,null,null,null,"Non-Fossil","No","Existing","Non-Fossil Other","Other","---","---","---","---","---","---","---","---","---","---","No",1,1,1,1,1,1,1,1,1,null,0,0,0,0,0,0,0,0,0,0,1,1,0]
["Historic",2011,null,null,null,"CA",null,null,null,null,"Natural Gas",null,0.20036499999999999,0.58239700000000005,13.928745999999999,38.781846000000002,0,0,0,0,0,0,null,null,null,null,null,"Non-Fossil","No","Existing","Non-Fossil Other","Other","---","---","---","---","---","---","---","---","---","---","No",1,1,1,1,1,1,1,1,1,null,0,0,0,0,0,0,0,0,0,0,1,1,0]
["Historic",2011,null,null,null,"CA",null,null,null,null,"Non-Fossil",null,2.8594659999999998,6.9144940000000004,280.94296999999995,679.77580699999999,0,0,0,0,0,0,null,null,null,null,null,"Non-Fossil","No","Existing","Non-Fossil Other","Other","---","---","---","---","---","---","---","---","---","---","No",1,1,1,1,1,1,1,1,1,null,0,0,0,0,0,0,0,0,0,0,1,1,0]
["Historic",2011,null,null,null,"CA",null,null,null,null,"Tires",null,6.6031000000000006E-2,0.12218900000000001,8.9003970000000017,16.514541000000001,0,0,0,0,0,0,null,null,null,null,null,"Non-Fossil","No","Existing","Non-Fossil Other","Other","---","---","---","---","---","---","---","---","---","---","No",1,1,1,1,1,1,1,1,1,null,0,0,0,0,0,0,0,0,0,0,1,1,0]
["Historic",2011,null,null,null,"CA",null,null,null,null,"Nuclear",null,159.34157400000001,383.78051799999997,15224.087,36663.247000000003,0,0,0,0,0,0,null,null,null,null,null,"Non-Fossil","No","Existing","Nuclear","Nuclear","---","---","---","---","---","---","---","---","---","---","No",1,1,1,1,1,1,1,1,1,null,0,0,0,0,0,0,0,0,0,0,1,1,0]
["Historic",2011,null,null,null,"CA",null,null,null,null,"Pumps",null,0,0,152.49489399999999,-88.793000000000006,0,0,0,0,0,0,null,null,null,null,null,"Non-Fossil","No","Existing","Pumped Storage","Other","---","---","---","---","---","---","---","---","---","---","No",1,1,1,1,1,1,1,1,1,null,0,0,0,0,0,0,0,0,0,0,1,1,0]
["Historic",2011,null,null,null,"CA",null,null,null,null,"Solar",null,0,0,154.88875900000002,242.033546,0,0,0,0,0,0,null,null,null,null,null,"Non-Fossil","No","Existing","Solar PV","Renewable","---","---","---","---","---","---","---","---","---","---","No",1,1,1,1,1,1,1,1,1,null,0,0,0,0,0,0,0,0,0,0,1,1,0]
["Historic",2011,null,null,null,"CA",null,null,null,null,"Natural Gas",null,1.6797759999999999,3.1984669999999999,119.59099999999999,227.33199999999999,0,0,0,0,0,0,null,null,null,null,null,"Non-Fossil","No","Existing","Solar Thermal","Renewable","---","---","---","---","---","---","---","---","---","---","No",1,1,1,1,1,1,1,1,1,null,0,0,0,0,0,0,0,0,0,0,1,1,0]
["Historic",2011,null,null,null,"CA",null,null,null,null,"Solar",null,4.1606889999999996,6.2842770000000003,428.22989000000001,646.79584999999997,0,0,0,0,0,0,null,null,null,null,null,"Non-Fossil","No","Existing","Solar Thermal","Renewable","---","---","---","---","---","---","---","---","---","---","No",1,1,1,1,1,1,1,1,1,null,0,0,0,0,0,0,0,0,0,0,1,1,0]
["Historic",2011,null,null,null,"CA",null,null,null,null,"Wind",null,0,0,4347.2459890000009,7751.8370000000004,0,0,0,0,0,0,null,null,null,null,null,"Non-Fossil","No","Existing","Wind","Renewable","---","---","---","---","---","---","---","---","---","---","No",1,1,1,1,1,1,1,1,1,null,0,0,0,0,0,0,0,0,0,0,1,1,0]
["Historic",2011,null,null,null,"CO",null,null,null,null,"Biomass",null,2.2899999999999999E-3,2.2899999999999999E-3,0.17213000000000001,0.17213000000000001,0,0,0,0,0,0,null,null,null,null,null,"Non-Fossil","No","Existing","Biomass","Renewable","---","---","---","---","---","---","---","---","---","---","No",1,1,1,1,1,1,1,1,1,null,0,0,0,0,0,0,0,0,0,0,1,1,0]
["Historic",2011,null,null,null,"CO",null,null,null,null,"Hydro",null,0,0,972.14277400000003,2082.6214,0,0,0,0,0,0,null,null,null,null,null,"Non-Fossil","No","Existing","Hydro","Renewable","---","---","---","---","---","---","---","---","---","---","No",1,1,1,1,1,1,1,1,1,null,0,0,0,0,0,0,0,0,0,0,1,1,0]
["Historic",2011,null,null,null,"CO",null,null,null,null,"LF Gas",null,0.12328699999999999,0.290321,9.561163999999998,22.515000000000001,0,0,0,0,0,0,null,null,null,null,null,"Non-Fossil","No","Existing","Landfill Gas","Other","---","---","---","---","---","---","---","---","---","---","No",1,1,1,1,1,1,1,1,1,null,0,0,0,0,0,0,0,0,0,0,1,1,0]
["Historic",2011,null,null,null,"CO",null,null,null,null,"Non-Fossil",null,0.24384500000000001,0.61652099999999999,25.097089,63.454000000000001,0,0,0,0,0,0,null,null,null,null,null,"Non-Fossil","No","Existing","Non-Fossil Other","Other","---","---","---","---","---","---","---","---","---","---","No",1,1,1,1,1,1,1,1,1,null,0,0,0,0,0,0,0,0,0,0,1,1,0]
["Historic",2011,null,null,null,"CO",null,null,null,null,"Solar",null,0,0,54.081950999999989,104.63561,0,0,0,0,0,0,null,null,null,null,null,"Non-Fossil","No","Existing","Solar PV","Renewable","---","---","---","---","---","---","---","---","---","---","No",1,1,1,1,1,1,1,1,1,null,0,0,0,0,0,0,0,0,0,0,1,1,0]
["Historic",2011,null,null,null,"CO",null,null,null,null,"Wind",null,0,0,1928.312156,5200.3218299999999,0,0,0,0,0,0,null,null,null,null,null,"Non-Fossil","No","Existing","Wind","Renewable","---","---","---","---","---","---","---","---","---","---","No",1,1,1,1,1,1,1,1,1,null,0,0,0,0,0,0,0,0,0,0,1,1,0]
["Historic",2011,null,null,null,"CT",null,null,null,null,"Biomass",null,1.2189999999999999E-2,2.6443000000000001E-2,0.40000199999999997,0.83568200000000004,0,0,0,0,0,0,null,null,null,null,null,"Non-Fossil","No","Existing","Biomass","Renewable","---","---","---","---","---","---","---","---","---","---","No",1,1,1,1,1,1,1,1,1,null,0,0,0,0,0,0,0,0,0,0,1,1,0]
["Historic",2011,null,null,null,"CT",null,null,null,null,"Hydro",null,0,0,222.154404,567.44200000000001,0,0,0,0,0,0,null,null,null,null,null,"Non-Fossil","No","Existing","Hydro","Renewable","---","---","---","---","---","---","---","---","---","---","No",1,1,1,1,1,1,1,1,1,null,0,0,0,0,0,0,0,0,0,0,1,1,0]
["Historic",2011,null,null,null,"CT",null,null,null,null,"LF Gas",null,0.14239199999999999,0.327293,11.751246999999999,27.010999999999999,0,0,0,0,0,0,null,null,null,null,null,"Non-Fossil","No","Existing","Landfill Gas","Other","---","---","---","---","---","---","---","---","---","---","No",1,1,1,1,1,1,1,1,1,null,0,0,0,0,0,0,0,0,0,0,1,1,0]
["Historic",2011,null,null,null,"CT",null,null,null,null,"MSW",null,10.484525,23.867128999999998,541.11393899999996,1238.9472649999998,0,0,0,0,0,0,null,null,null,null,null,"Non-Fossil","No","Existing","Non-Fossil Other","Other","---","---","---","---","---","---","---","---","---","---","No",1,1,1,1,1,1,1,1,1,null,0,0,0,0,0,0,0,0,0,0,1,1,0]
["Historic",2011,null,null,null,"CT",null,null,null,null,"Oil",null,1.1953E-2,3.0530000000000002E-2,0.60099700000000011,1.4957609999999999,0,0,0,0,0,0,null,null,null,null,null,"Non-Fossil","No","Existing","Non-Fossil Other","Other","---","---","---","---","---","---","---","---","---","---","No",1,1,1,1,1,1,1,1,1,null,0,0,0,0,0,0,0,0,0,0,1,1,0]
["Historic",2011,null,null,null,"CT",null,null,null,null,"Tires",null,0.74301300000000003,1.5868979999999999,47.333522000000002,96.831849000000005,0,0,0,0,0,0,null,null,null,null,null,"Non-Fossil","No","Existing","Non-Fossil Other","Other","---","---","---","---","---","---","---","---","---","---","No",1,1,1,1,1,1,1,1,1,null,0,0,0,0,0,0,0,0,0,0,1,1,0]
["Historic",2011,null,null,null,"CT",null,null,null,null,"Nuclear",null,75.175888,166.66888599999999,7184.24,15927.837,0,0,0,0,0,0,null,null,null,null,null,"Non-Fossil","No","Existing","Nuclear","Nuclear","---","---","---","---","---","---","---","---","---","---","No",1,1,1,1,1,1,1,1,1,null,0,0,0,0,0,0,0,0,0,0,1,1,0]
["Historic",2011,null,null,null,"CT",null,null,null,null,"Pumps",null,0,0,6.4290000000000003,5.6040000000000001,0,0,0,0,0,0,null,null,null,null,null,"Non-Fossil","No","Existing","Pumped Storage","Other","---","---","---","---","---","---","---","---","---","---","No",1,1,1,1,1,1,1,1,1,null,0,0,0,0,0,0,0,0,0,0,1,1,0]
["Historic",2011,null,null,null,"CT",null,null,null,null,"Natural Gas",null,4.0670000000000003E-3,9.2309999999999996E-3,0.41853800000000002,0.95,0,0,0,0,0,0,null,null,null,null,null,"Non-Fossil","No","Existing","Purchased Steam","Other","---","---","---","---","---","---","---","---","---","---","No",1,1,1,1,1,1,1,1,1,null,0,0,0,0,0,0,0,0,0,0,1,1,0]
["Historic",2011,null,null,null,"DE",null,null,null,null,"LF Gas",null,0.31680599999999998,0.69299999999999995,27.989117,61.225000000000001,0,0,0,0,0,0,null,null,null,null,null,"Non-Fossil","No","Existing","Landfill Gas","Other","---","---","---","---","---","---","---","---","---","---","No",1,1,1,1,1,1,1,1,1,null,0,0,0,0,0,0,0,0,0,0,1,1,0]
["Historic",2011,null,null,null,"DE",null,null,null,null,"Solar",null,0,0,4.5346770000000003,8.2797999999999998,0,0,0,0,0,0,null,null,null,null,null,"Non-Fossil","No","Existing","Solar PV","Renewable","---","---","---","---","---","---","---","---","---","---","No",1,1,1,1,1,1,1,1,1,null,0,0,0,0,0,0,0,0,0,0,1,1,0]
["Historic",2011,null,null,null,"DE",null,null,null,null,"Wind",null,0,0,1.1955829999999998,4.8250000000000002,0,0,0,0,0,0,null,null,null,null,null,"Non-Fossil","No","Existing","Wind","Renewable","---","---","---","---","---","---","---","---","---","---","No",1,1,1,1,1,1,1,1,1,null,0,0,0,0,0,0,0,0,0,0,1,1,0]
["Historic",2011,null,null,null,"FL",null,null,null,null,"Biomass",null,8.5737279999999991,20.229050999999998,969.42359500000009,2345.9785440000001,0,0,0,0,0,0,null,null,null,null,null,"Non-Fossil","No","Existing","Biomass","Renewable","---","---","---","---","---","---","---","---","---","---","No",1,1,1,1,1,1,1,1,1,null,0,0,0,0,0,0,0,0,0,0,1,1,0]
["Historic",2011,null,null,null,"FL",null,null,null,null,"Coal",null,0.41048000000000001,0.48665700000000001,38.955923000000006,46.472405999999999,0,0,0,0,0,0,null,null,null,null,null,"Non-Fossil","No","Existing","Biomass","Renewable","---","---","---","---","---","---","---","---","---","---","No",1,1,1,1,1,1,1,1,1,null,0,0,0,0,0,0,0,0,0,0,1,1,0]
["Historic",2011,null,null,null,"FL",null,null,null,null,"Natural Gas",null,8.1089999999999999E-3,6.1066000000000002E-2,0.86082700000000001,5.8281299999999998,0,0,0,0,0,0,null,null,null,null,null,"Non-Fossil","No","Existing","Biomass","Renewable","---","---","---","---","---","---","---","---","---","---","No",1,1,1,1,1,1,1,1,1,null,0,0,0,0,0,0,0,0,0,0,1,1,0]
["Historic",2011,null,null,null,"FL",null,null,null,null,"Oil",null,1.9275E-2,5.8507999999999998E-2,2.9414370000000001,10.311757000000002,0,0,0,0,0,0,null,null,null,null,null,"Non-Fossil","No","Existing","Biomass","Renewable","---","---","---","---","---","---","---","---","---","---","No",1,1,1,1,1,1,1,1,1,null,0,0,0,0,0,0,0,0,0,0,1,1,0]
["Historic",2011,null,null,null,"FL",null,null,null,null,"Hydro",null,0,0,65.258657999999997,182.042,0,0,0,0,0,0,null,null,null,null,null,"Non-Fossil","No","Existing","Hydro","Renewable","---","---","---","---","---","---","---","---","---","---","No",1,1,1,1,1,1,1,1,1,null,0,0,0,0,0,0,0,0,0,0,1,1,0]
["Historic",2011,null,null,null,"FL",null,null,null,null,"LF Gas",null,1.3250649999999999,3.3140649999999998,100.97836699999999,252.14599999999999,0,0,0,0,0,0,null,null,null,null,null,"Non-Fossil","No","Existing","Landfill Gas","Other","---","---","---","---","---","---","---","---","---","---","No",1,1,1,1,1,1,1,1,1,null,0,0,0,0,0,0,0,0,0,0,1,1,0]
["Historic",2011,null,null,null,"FL",null,null,null,null,"Fwaste",null,7.1260000000000004E-3,1.7611999999999999E-2,0.42347399999999991,1.0462480000000001,0,0,0,0,0,0,null,null,null,null,null,"Non-Fossil","No","Existing","Non-Fossil Other","Other","---","---","---","---","---","---","---","---","---","---","No",1,1,1,1,1,1,1,1,1,null,0,0,0,0,0,0,0,0,0,0,1,1,0]
["Historic",2011,null,null,null,"FL",null,null,null,null,"MSW",null,25.021280000000001,58.942475000000002,1246.0081850000001,2984.5850030000001,0,0,0,0,0,0,null,null,null,null,null,"Non-Fossil","No","Existing","Non-Fossil Other","Other","---","---","---","---","---","---","---","---","---","---","No",1,1,1,1,1,1,1,1,1,null,0,0,0,0,0,0,0,0,0,0,1,1,0]
["Historic",2011,null,null,null,"FL",null,null,null,null,"Natural Gas",null,7.0007E-2,0.17860000000000001,7.4817860000000014,19.048705000000002,0,0,0,0,0,0,null,null,null,null,null,"Non-Fossil","No","Existing","Non-Fossil Other","Other","---","---","---","---","---","---","---","---","---","---","No",1,1,1,1,1,1,1,1,1,null,0,0,0,0,0,0,0,0,0,0,1,1,0]
["Historic",2011,null,null,null,"FL",null,null,null,null,"Non-Fossil",null,8.6786159999999999,20.316580999999999,959.46042900000009,2247.6387500000001,0,0,0,0,0,0,null,null,null,null,null,"Non-Fossil","No","Existing","Non-Fossil Other","Other","---","---","---","---","---","---","---","---","---","---","No",1,1,1,1,1,1,1,1,1,null,0,0,0,0,0,0,0,0,0,0,1,1,0]
["Historic",2011,null,null,null,"FL",null,null,null,null,"Oil",null,1.6699999999999999E-4,1.0918000000000001E-2,6.3600000000000002E-3,0.42697399999999996,0,0,0,0,0,0,null,null,null,null,null,"Non-Fossil","No","Existing","Non-Fossil Other","Other","---","---","---","---","---","---","---","---","---","---","No",1,1,1,1,1,1,1,1,1,null,0,0,0,0,0,0,0,0,0,0,1,1,0]
["Historic",2011,null,null,null,"FL",null,null,null,null,"Nuclear",null,112.310574,230.60845900000001,10733.044,22015.367999999999,0,0,0,0,0,0,null,null,null,null,null,"Non-Fossil","No","Existing","Nuclear","Nuclear","---","---","---","---","---","---","---","---","---","---","No",1,1,1,1,1,1,1,1,1,null,0,0,0,0,0,0,0,0,0,0,1,1,0]
["Historic",2011,null,null,null,"FL",null,null,null,null,"Solar",null,0,0,42.019051999999995,96.659000000000006,0,0,0,0,0,0,null,null,null,null,null,"Non-Fossil","No","Existing","Solar PV","Renewable","---","---","---","---","---","---","---","---","---","---","No",1,1,1,1,1,1,1,1,1,null,0,0,0,0,0,0,0,0,0,0,1,1,0]
["Historic",2011,null,null,null,"FL",null,null,null,null,"Solar",null,6.9091E-2,0.28592200000000001,6.8689999999999998,29.067,0,0,0,0,0,0,null,null,null,null,null,"Non-Fossil","No","Existing","Solar Thermal","Renewable","---","---","---","---","---","---","---","---","---","---","No",1,1,1,1,1,1,1,1,1,null,0,0,0,0,0,0,0,0,0,0,1,1,0]
["Historic",2011,null,null,null,"GA",null,null,null,null,"Biomass",null,7.6678040000000003,17.908462,1224.7527759999998,2846.4680539999999,0,0,0,0,0,0,null,null,null,null,null,"Non-Fossil","No","Existing","Biomass","Renewable","---","---","---","---","---","---","---","---","---","---","No",1,1,1,1,1,1,1,1,1,null,0,0,0,0,0,0,0,0,0,0,1,1,0]
["Historic",2011,null,null,null,"GA",null,null,null,null,"Hydro",null,0,0,1118.1148349999996,2705.0575479999998,0,0,0,0,0,0,null,null,null,null,null,"Non-Fossil","No","Existing","Hydro","Renewable","---","---","---","---","---","---","---","---","---","---","No",1,1,1,1,1,1,1,1,1,null,0,0,0,0,0,0,0,0,0,0,1,1,0]
["Historic",2011,null,null,null,"GA",null,null,null,null,"LF Gas",null,0.477794,0.93623500000000004,41.254891999999998,80.838999999999999,0,0,0,0,0,0,null,null,null,null,null,"Non-Fossil","No","Existing","Landfill Gas","Other","---","---","---","---","---","---","---","---","---","---","No",1,1,1,1,1,1,1,1,1,null,0,0,0,0,0,0,0,0,0,0,1,1,0]
["Historic",2011,null,null,null,"GA",null,null,null,null,"Natural Gas",null,1.2813E-2,3.5473999999999999E-2,2.4522170000000001,6.7890009999999998,0,0,0,0,0,0,null,null,null,null,null,"Non-Fossil","No","Existing","Non-Fossil Other","Other","---","---","---","---","---","---","---","---","---","---","No",1,1,1,1,1,1,1,1,1,null,0,0,0,0,0,0,0,0,0,0,1,1,0]
["Historic",2011,null,null,null,"GA",null,null,null,null,"Non-Fossil",null,0.56379199999999996,1.3850899999999999,107.89344100000002,265.06811199999999,0,0,0,0,0,0,null,null,null,null,null,"Non-Fossil","No","Existing","Non-Fossil Other","Other","---","---","---","---","---","---","---","---","---","---","No",1,1,1,1,1,1,1,1,1,null,0,0,0,0,0,0,0,0,0,0,1,1,0]
["Historic",2011,null,null,null,"GA",null,null,null,null,"Oil",null,4.0460000000000001E-3,1.2179000000000001E-2,0.77406399999999997,2.330314,0,0,0,0,0,0,null,null,null,null,null,"Non-Fossil","No","Existing","Non-Fossil Other","Other","---","---","---","---","---","---","---","---","---","---","No",1,1,1,1,1,1,1,1,1,null,0,0,0,0,0,0,0,0,0,0,1,1,0]
["Historic",2011,null,null,null,"GA",null,null,null,null,"Tires",null,7.4823000000000001E-2,0.152006,12.266022999999999,25.010900000000003,0,0,0,0,0,0,null,null,null,null,null,"Non-Fossil","No","Existing","Non-Fossil Other","Other","---","---","---","---","---","---","---","---","---","---","No",1,1,1,1,1,1,1,1,1,null,0,0,0,0,0,0,0,0,0,0,1,1,0]
["Historic",2011,null,null,null,"GA",null,null,null,null,"Nuclear",null,145.251788,338.101947,13881.096,32306.181,0,0,0,0,0,0,null,null,null,null,null,"Non-Fossil","No","Existing","Nuclear","Nuclear","---","---","---","---","---","---","---","---","---","---","No",1,1,1,1,1,1,1,1,1,null,0,0,0,0,0,0,0,0,0,0,1,1,0]
["Historic",2011,null,null,null,"HI",null,null,null,null,"Biomass",null,0.72595399999999999,1.2665150000000001,72.512868999999995,127.00287300000001,0,0,0,0,0,0,null,null,null,null,null,"Non-Fossil","No","Existing","Biomass","Renewable","---","---","---","---","---","---","---","---","---","---","No",1,1,1,1,1,1,1,1,1,null,0,0,0,0,0,0,0,0,0,0,1,1,0]
["Historic",2011,null,null,null,"HI",null,null,null,null,"Geothermal",null,0.88030799999999998,2.1752959999999999,90.603999999999999,223.88800000000001,0,0,0,0,0,0,null,null,null,null,null,"Non-Fossil","No","Existing","Geothermal","Renewable","---","---","---","---","---","---","---","---","---","---","No",1,1,1,1,1,1,1,1,1,null,0,0,0,0,0,0,0,0,0,0,1,1,0]
["Historic",2011,null,null,null,"HI",null,null,null,null,"Hydro",null,0,0,32.030037999999998,93.140729999999991,0,0,0,0,0,0,null,null,null,null,null,"Non-Fossil","No","Existing","Hydro","Renewable","---","---","---","---","---","---","---","---","---","---","No",1,1,1,1,1,1,1,1,1,null,0,0,0,0,0,0,0,0,0,0,1,1,0]
["Historic",2011,null,null,null,"HI",null,null,null,null,"MSW",null,2.2383030000000002,5.3701429999999997,133.17051800000002,316.51396999999997,0,0,0,0,0,0,null,null,null,null,null,"Non-Fossil","No","Existing","Non-Fossil Other","Other","---","---","---","---","---","---","---","---","---","---","No",1,1,1,1,1,1,1,1,1,null,0,0,0,0,0,0,0,0,0,0,1,1,0]
["Historic",2011,null,null,null,"HI",null,null,null,null,"Solar",null,0,0,2.1331069999999999,3.593,0,0,0,0,0,0,null,null,null,null,null,"Non-Fossil","No","Existing","Solar PV","Renewable","---","---","---","---","---","---","---","---","---","---","No",1,1,1,1,1,1,1,1,1,null,0,0,0,0,0,0,0,0,0,0,1,1,0]
["Historic",2011,null,null,null,"HI",null,null,null,null,"Wind",null,0,0,150.84826899999999,340.81200000000001,0,0,0,0,0,0,null,null,null,null,null,"Non-Fossil","No","Existing","Wind","Renewable","---","---","---","---","---","---","---","---","---","---","No",1,1,1,1,1,1,1,1,1,null,0,0,0,0,0,0,0,0,0,0,1,1,0]
["Historic",2011,null,null,null,"IA",null,null,null,null,"Biomass",null,2.0244999999999999E-2,4.5473E-2,3.9481740000000003,8.8682660000000002,0,0,0,0,0,0,null,null,null,null,null,"Non-Fossil","No","Existing","Biomass","Renewable","---","---","---","---","---","---","---","---","---","---","No",1,1,1,1,1,1,1,1,1,null,0,0,0,0,0,0,0,0,0,0,1,1,0]
["Historic",2011,null,null,null,"IA",null,null,null,null,"Hydro",null,0,0,480.94901799999997,925.35199999999998,0,0,0,0,0,0,null,null,null,null,null,"Non-Fossil","No","Existing","Hydro","Renewable","---","---","---","---","---","---","---","---","---","---","No",1,1,1,1,1,1,1,1,1,null,0,0,0,0,0,0,0,0,0,0,1,1,0]
["Historic",2011,null,null,null,"IA",null,null,null,null,"LF Gas",null,0.51069500000000001,1.088959,41.141829999999999,87.727000000000004,0,0,0,0,0,0,null,null,null,null,null,"Non-Fossil","No","Existing","Landfill Gas","Other","---","---","---","---","---","---","---","---","---","---","No",1,1,1,1,1,1,1,1,1,null,0,0,0,0,0,0,0,0,0,0,1,1,0]
["Historic",2011,null,null,null,"IA",null,null,null,null,"Nuclear",null,21.904375000000002,54.572155000000002,2093.308,5215.2290000000003,0,0,0,0,0,0,null,null,null,null,null,"Non-Fossil","No","Existing","Nuclear","Nuclear","---","---","---","---","---","---","---","---","---","---","No",1,1,1,1,1,1,1,1,1,null,0,0,0,0,0,0,0,0,0,0,1,1,0]
["Historic",2011,null,null,null,"IA",null,null,null,null,"Wind",null,0,0,3449.577667,10709.176912999999,0,0,0,0,0,0,null,null,null,null,null,"Non-Fossil","No","Existing","Wind","Renewable","---","---","---","---","---","---","---","---","---","---","No",1,1,1,1,1,1,1,1,1,null,0,0,0,0,0,0,0,0,0,0,1,1,0]
["Historic",2011,null,null,null,"ID",null,null,null,null,"Biomass",null,2.5304609999999998,5.8117150000000004,206.72400699999997,474.38431999999995,0,0,0,0,0,0,null,null,null,null,null,"Non-Fossil","No","Existing","Biomass","Renewable","---","---","---","---","---","---","---","---","---","---","No",1,1,1,1,1,1,1,1,1,null,0,0,0,0,0,0,0,0,0,0,1,1,0]
["Historic",2011,null,null,null,"ID",null,null,null,null,"Geothermal",null,0.24846099999999999,0.616869,25.572323000000001,63.49,0,0,0,0,0,0,null,null,null,null,null,"Non-Fossil","No","Existing","Geothermal","Renewable","---","---","---","---","---","---","---","---","---","---","No",1,1,1,1,1,1,1,1,1,null,0,0,0,0,0,0,0,0,0,0,1,1,0]
["Historic",2011,null,null,null,"ID",null,null,null,null,"Hydro",null,0,0,6797.9323020000002,13404.799000000001,0,0,0,0,0,0,null,null,null,null,null,"Non-Fossil","No","Existing","Hydro","Renewable","---","---","---","---","---","---","---","---","---","---","No",1,1,1,1,1,1,1,1,1,null,0,0,0,0,0,0,0,0,0,0,1,1,0]
["Historic",2011,null,null,null,"ID",null,null,null,null,"LF Gas",null,0.10660799999999999,0.25104599999999999,10.063109000000001,23.696999999999999,0,0,0,0,0,0,null,null,null,null,null,"Non-Fossil","No","Existing","Landfill Gas","Other","---","---","---","---","---","---","---","---","---","---","No",1,1,1,1,1,1,1,1,1,null,0,0,0,0,0,0,0,0,0,0,1,1,0]
["Historic",2011,null,null,null,"ID",null,null,null,null,"Non-Fossil",null,0.298323,0.75426300000000002,30.704322000000001,77.631,0,0,0,0,0,0,null,null,null,null,null,"Non-Fossil","No","Existing","Non-Fossil Other","Other","---","---","---","---","---","---","---","---","---","---","No",1,1,1,1,1,1,1,1,1,null,0,0,0,0,0,0,0,0,0,0,1,1,0]
["Historic",2011,null,null,null,"ID",null,null,null,null,"Wind",null,0,0,489.13396799999998,1306.682,0,0,0,0,0,0,null,null,null,null,null,"Non-Fossil","No","Existing","Wind","Renewable","---","---","---","---","---","---","---","---","---","---","No",1,1,1,1,1,1,1,1,1,null,0,0,0,0,0,0,0,0,0,0,1,1,0]
["Historic",2011,null,null,null,"IL",null,null,null,null,"Biomass",null,3.5170000000000002E-3,4.078E-3,0.44823199999999996,0.51924599999999999,0,0,0,0,0,0,null,null,null,null,null,"Non-Fossil","No","Existing","Biomass","Renewable","---","---","---","---","---","---","---","---","---","---","No",1,1,1,1,1,1,1,1,1,null,0,0,0,0,0,0,0,0,0,0,1,1,0]
["Historic",2011,null,null,null,"IL",null,null,null,null,"Hydro",null,0,0,64.902726999999999,140.46199999999999,0,0,0,0,0,0,null,null,null,null,null,"Non-Fossil","No","Existing","Hydro","Renewable","---","---","---","---","---","---","---","---","---","---","No",1,1,1,1,1,1,1,1,1,null,0,0,0,0,0,0,0,0,0,0,1,1,0]
["Historic",2011,null,null,null,"IL",null,null,null,null,"LF Gas",null,3.6047220000000002,8.2474989999999995,276.44186299999996,637.52964899999995,0,0,0,0,0,0,null,null,null,null,null,"Non-Fossil","No","Existing","Landfill Gas","Other","---","---","---","---","---","---","---","---","---","---","No",1,1,1,1,1,1,1,1,1,null,0,0,0,0,0,0,0,0,0,0,1,1,0]
["Historic",2011,null,null,null,"IL",null,null,null,null,"Non-Fossil",null,0.22367000000000001,0.56011699999999998,14.766627,36.978705999999995,0,0,0,0,0,0,null,null,null,null,null,"Non-Fossil","No","Existing","Non-Fossil Other","Other","---","---","---","---","---","---","---","---","---","---","No",1,1,1,1,1,1,1,1,1,null,0,0,0,0,0,0,0,0,0,0,1,1,0]
["Historic",2011,null,null,null,"IL",null,null,null,null,"Tires",null,0.12758,0.22630700000000001,6.8129439999999999,14.706566,0,0,0,0,0,0,null,null,null,null,null,"Non-Fossil","No","Existing","Non-Fossil Other","Other","---","---","---","---","---","---","---","---","---","---","No",1,1,1,1,1,1,1,1,1,null,0,0,0,0,0,0,0,0,0,0,1,1,0]
["Historic",2011,null,null,null,"IL",null,null,null,null,"Nuclear",null,422.54568599999999,1002.693922,40380.894999999997,95823.195999999996,0,0,0,0,0,0,null,null,null,null,null,"Non-Fossil","No","Existing","Nuclear","Nuclear","---","---","---","---","---","---","---","---","---","---","No",1,1,1,1,1,1,1,1,1,null,0,0,0,0,0,0,0,0,0,0,1,1,0]
["Historic",2011,null,null,null,"IL",null,null,null,null,"Solar",null,0,0,8.3483809999999998,14.061999999999999,0,0,0,0,0,0,null,null,null,null,null,"Non-Fossil","No","Existing","Solar PV","Renewable","---","---","---","---","---","---","---","---","---","---","No",1,1,1,1,1,1,1,1,1,null,0,0,0,0,0,0,0,0,0,0,1,1,0]
["Historic",2011,null,null,null,"IL",null,null,null,null,"Wind",null,0,0,1825.8541219999997,6213.1319999999996,0,0,0,0,0,0,null,null,null,null,null,"Non-Fossil","No","Existing","Wind","Renewable","---","---","---","---","---","---","---","---","---","---","No",1,1,1,1,1,1,1,1,1,null,0,0,0,0,0,0,0,0,0,0,1,1,0]
["Historic",2011,null,null,null,"IN",null,null,null,null,"Hydro",null,0,0,225.21424300000001,408.779,0,0,0,0,0,0,null,null,null,null,null,"Non-Fossil","No","Existing","Hydro","Renewable","---","---","---","---","---","---","---","---","---","---","No",1,1,1,1,1,1,1,1,1,null,0,0,0,0,0,0,0,0,0,0,1,1,0]
["Historic",2011,null,null,null,"IN",null,null,null,null,"LF Gas",null,1.6898029999999999,3.8034629999999998,137.82022899999998,310.21010699999999,0,0,0,0,0,0,null,null,null,null,null,"Non-Fossil","No","Existing","Landfill Gas","Other","---","---","---","---","---","---","---","---","---","---","No",1,1,1,1,1,1,1,1,1,null,0,0,0,0,0,0,0,0,0,0,1,1,0]
["Historic",2011,null,null,null,"IN",null,null,null,null,"MSW",null,8.4568000000000004E-2,0.179927,18.568681999999999,39.507130000000004,0,0,0,0,0,0,null,null,null,null,null,"Non-Fossil","No","Existing","Non-Fossil Other","Other","---","---","---","---","---","---","---","---","---","---","No",1,1,1,1,1,1,1,1,1,null,0,0,0,0,0,0,0,0,0,0,1,1,0]
["Historic",2011,null,null,null,"IN",null,null,null,null,"Non-Fossil",null,1.351272,2.6583450000000002,139.077,273.60500000000002,0,0,0,0,0,0,null,null,null,null,null,"Non-Fossil","No","Existing","Non-Fossil Other","Other","---","---","---","---","---","---","---","---","---","---","No",1,1,1,1,1,1,1,1,1,null,0,0,0,0,0,0,0,0,0,0,1,1,0]
["Historic",2011,null,null,null,"IN",null,null,null,null,"Wind",null,0,0,801.74632900000006,3285.4110000000001,0,0,0,0,0,0,null,null,null,null,null,"Non-Fossil","No","Existing","Wind","Renewable","---","---","---","---","---","---","---","---","---","---","No",1,1,1,1,1,1,1,1,1,null,0,0,0,0,0,0,0,0,0,0,1,1,0]
["Historic",2011,null,null,null,"KS",null,null,null,null,"Hydro",null,0,0,7.6636709999999999,14.744999999999999,0,0,0,0,0,0,null,null,null,null,null,"Non-Fossil","No","Existing","Hydro","Renewable","---","---","---","---","---","---","---","---","---","---","No",1,1,1,1,1,1,1,1,1,null,0,0,0,0,0,0,0,0,0,0,1,1,0]
["Historic",2011,null,null,null,"KS",null,null,null,null,"LF Gas",null,0.29348299999999999,0.69198499999999996,24.918122000000004,58.753,0,0,0,0,0,0,null,null,null,null,null,"Non-Fossil","No","Existing","Landfill Gas","Other","---","---","---","---","---","---","---","---","---","---","No",1,1,1,1,1,1,1,1,1,null,0,0,0,0,0,0,0,0,0,0,1,1,0]
["Historic",2011,null,null,null,"KS",null,null,null,null,"Nuclear",null,26.326983999999999,76.917148999999995,2490.3290000000002,7318.8879999999999,0,0,0,0,0,0,null,null,null,null,null,"Non-Fossil","No","Existing","Nuclear","Nuclear","---","---","---","---","---","---","---","---","---","---","No",1,1,1,1,1,1,1,1,1,null,0,0,0,0,0,0,0,0,0,0,1,1,0]
["Historic",2011,null,null,null,"KS",null,null,null,null,"Wind",null,0,0,1371.298665,3719.9789999999998,0,0,0,0,0,0,null,null,null,null,null,"Non-Fossil","No","Existing","Wind","Renewable","---","---","---","---","---","---","---","---","---","---","No",1,1,1,1,1,1,1,1,1,null,0,0,0,0,0,0,0,0,0,0,1,1,0]
["Historic",2011,null,null,null,"KY",null,null,null,null,"Biomass",null,0.55616200000000005,1.630234,116.55522099999999,341.64851300000004,0,0,0,0,0,0,null,null,null,null,null,"Non-Fossil","No","Existing","Biomass","Renewable","---","---","---","---","---","---","---","---","---","---","No",1,1,1,1,1,1,1,1,1,null,0,0,0,0,0,0,0,0,0,0,1,1,0]
["Historic",2011,null,null,null,"KY",null,null,null,null,"Hydro",null,0,0,1179.054893,2969.3119999999999,0,0,0,0,0,0,null,null,null,null,null,"Non-Fossil","No","Existing","Hydro","Renewable","---","---","---","---","---","---","---","---","---","---","No",1,1,1,1,1,1,1,1,1,null,0,0,0,0,0,0,0,0,0,0,1,1,0]
["Historic",2011,null,null,null,"KY",null,null,null,null,"LF Gas",null,0.25096000000000002,0.62516000000000005,37.967951999999997,94.581999999999994,0,0,0,0,0,0,null,null,null,null,null,"Non-Fossil","No","Existing","Landfill Gas","Other","---","---","---","---","---","---","---","---","---","---","No",1,1,1,1,1,1,1,1,1,null,0,0,0,0,0,0,0,0,0,0,1,1,0]
["Historic",2011,null,null,null,"LA",null,null,null,null,"Biomass",null,7.2143959999999998,17.330891999999999,1015.4642429999999,2442.5308570000002,0,0,0,0,0,0,null,null,null,null,null,"Non-Fossil","No","Existing","Biomass","Renewable","---","---","---","---","---","---","---","---","---","---","No",1,1,1,1,1,1,1,1,1,null,0,0,0,0,0,0,0,0,0,0,1,1,0]
["Historic",2011,null,null,null,"LA",null,null,null,null,"Natural Gas",null,1.9859999999999999E-3,4.5040000000000002E-3,0.11945200000000002,0.26677100000000004,0,0,0,0,0,0,null,null,null,null,null,"Non-Fossil","No","Existing","Biomass","Renewable","---","---","---","---","---","---","---","---","---","---","No",1,1,1,1,1,1,1,1,1,null,0,0,0,0,0,0,0,0,0,0,1,1,0]
["Historic",2011,null,null,null,"LA",null,null,null,null,"Hydro",null,0,0,519.59900000000005,1044.019,0,0,0,0,0,0,null,null,null,null,null,"Non-Fossil","No","Existing","Hydro","Renewable","---","---","---","---","---","---","---","---","---","---","No",1,1,1,1,1,1,1,1,1,null,0,0,0,0,0,0,0,0,0,0,1,1,0]
["Historic",2011,null,null,null,"LA",null,null,null,null,"Non-Fossil",null,2.3608280000000001,5.6489580000000004,60.804769,144.40763999999999,0,0,0,0,0,0,null,null,null,null,null,"Non-Fossil","No","Existing","Non-Fossil Other","Other","---","---","---","---","---","---","---","---","---","---","No",1,1,1,1,1,1,1,1,1,null,0,0,0,0,0,0,0,0,0,0,1,1,0]
["Historic",2011,null,null,null,"LA",null,null,null,null,"Pet. Coke",null,0.43580799999999997,1.1524650000000001,22.710683,60.056953,0,0,0,0,0,0,null,null,null,null,null,"Non-Fossil","No","Existing","Coal Steam","Other","---","---","---","---","---","---","---","---","---","---","No",1,1,1,1,1,1,1,1,1,null,0,0,0,0,0,0,0,0,0,0,1,1,0]
["Historic",2011,null,null,null,"LA",null,null,null,null,"Tires",null,0.106708,0.26394200000000001,21.580608000000002,53.744836999999997,0,0,0,0,0,0,null,null,null,null,null,"Non-Fossil","No","Existing","Non-Fossil Other","Other","---","---","---","---","---","---","---","---","---","---","No",1,1,1,1,1,1,1,1,1,null,0,0,0,0,0,0,0,0,0,0,1,1,0]
["Historic",2011,null,null,null,"LA",null,null,null,null,"Nuclear",null,77.634591999999998,173.85910000000001,7419.2079999999996,16614.974999999999,0,0,0,0,0,0,null,null,null,null,null,"Non-Fossil","No","Existing","Nuclear","Nuclear","---","---","---","---","---","---","---","---","---","---","No",1,1,1,1,1,1,1,1,1,null,0,0,0,0,0,0,0,0,0,0,1,1,0]
["Historic",2011,null,null,null,"LA",null,null,null,null,"Natural Gas",null,0.91640299999999997,2.1765210000000002,94.318894999999998,224.01400000000001,0,0,0,0,0,0,null,null,null,null,null,"Non-Fossil","No","Existing","Purchased Steam","Other","---","---","---","---","---","---","---","---","---","---","No",1,1,1,1,1,1,1,1,1,null,0,0,0,0,0,0,0,0,0,0,1,1,0]
["Historic",2011,null,null,null,"MA",null,null,null,null,"Biomass",null,2.1165959999999999,4.7535080000000001,303.50008600000001,679.05081799999994,0,0,0,0,0,0,null,null,null,null,null,"Non-Fossil","No","Existing","Biomass","Renewable","---","---","---","---","---","---","---","---","---","---","No",1,1,1,1,1,1,1,1,1,null,0,0,0,0,0,0,0,0,0,0,1,1,0]
["Historic",2011,null,null,null,"MA",null,null,null,null,"Hydro",null,0,0,404.13563600000003,1148.76196,0,0,0,0,0,0,null,null,null,null,null,"Non-Fossil","No","Existing","Hydro","Renewable","---","---","---","---","---","---","---","---","---","---","No",1,1,1,1,1,1,1,1,1,null,0,0,0,0,0,0,0,0,0,0,1,1,0]
["Historic",2011,null,null,null,"MA",null,null,null,null,"LF Gas",null,0.72897199999999995,1.7189810000000001,57.705631000000004,136.07499999999999,0,0,0,0,0,0,null,null,null,null,null,"Non-Fossil","No","Existing","Landfill Gas","Other","---","---","---","---","---","---","---","---","---","---","No",1,1,1,1,1,1,1,1,1,null,0,0,0,0,0,0,0,0,0,0,1,1,0]
["Historic",2011,null,null,null,"MA",null,null,null,null,"MSW",null,13.414937,31.892496000000001,738.75327099999993,1754.12699,0,0,0,0,0,0,null,null,null,null,null,"Non-Fossil","No","Existing","Non-Fossil Other","Other","---","---","---","---","---","---","---","---","---","---","No",1,1,1,1,1,1,1,1,1,null,0,0,0,0,0,0,0,0,0,0,1,1,0]
["Historic",2011,null,null,null,"MA",null,null,null,null,"Oil",null,3.4243000000000003E-2,7.9361000000000001E-2,1.860984,4.1490119999999999,0,0,0,0,0,0,null,null,null,null,null,"Non-Fossil","No","Existing","Non-Fossil Other","Other","---","---","---","---","---","---","---","---","---","---","No",1,1,1,1,1,1,1,1,1,null,0,0,0,0,0,0,0,0,0,0,1,1,0]
["Historic",2011,null,null,null,"MA",null,null,null,null,"Tires",null,4.9384999999999998E-2,0.11226,8.9970730000000003,20.42257,0,0,0,0,0,0,null,null,null,null,null,"Non-Fossil","No","Existing","Non-Fossil Other","Other","---","---","---","---","---","---","---","---","---","---","No",1,1,1,1,1,1,1,1,1,null,0,0,0,0,0,0,0,0,0,0,1,1,0]
["Historic",2011,null,null,null,"MA",null,null,null,null,"Nuclear",null,22.667054,53.211742000000001,2166.194,5085.22,0,0,0,0,0,0,null,null,null,null,null,"Non-Fossil","No","Existing","Nuclear","Nuclear","---","---","---","---","---","---","---","---","---","---","No",1,1,1,1,1,1,1,1,1,null,0,0,0,0,0,0,0,0,0,0,1,1,0]
["Historic",2011,null,null,null,"MA",null,null,null,null,"Solar",null,0,0,2.6611700000000003,4.7644700000000002,0,0,0,0,0,0,null,null,null,null,null,"Non-Fossil","No","Existing","Solar PV","Renewable","---","---","---","---","---","---","---","---","---","---","No",1,1,1,1,1,1,1,1,1,null,0,0,0,0,0,0,0,0,0,0,1,1,0]
["Historic",2011,null,null,null,"MA",null,null,null,null,"Wind",null,0,0,22.901169999999997,61.384787000000003,0,0,0,0,0,0,null,null,null,null,null,"Non-Fossil","No","Existing","Wind","Renewable","---","---","---","---","---","---","---","---","---","---","No",1,1,1,1,1,1,1,1,1,null,0,0,0,0,0,0,0,0,0,0,1,1,0]
["Historic",2011,null,null,null,"MD",null,null,null,null,"Biomass",null,0.46241500000000002,1.057957,72.455243999999993,166.535303,0,0,0,0,0,0,null,null,null,null,null,"Non-Fossil","No","Existing","Biomass","Renewable","---","---","---","---","---","---","---","---","---","---","No",1,1,1,1,1,1,1,1,1,null,0,0,0,0,0,0,0,0,0,0,1,1,0]
["Historic",2011,null,null,null,"MD",null,null,null,null,"Hydro",null,0,0,840.36231099999998,2547.123,0,0,0,0,0,0,null,null,null,null,null,"Non-Fossil","No","Existing","Hydro","Renewable","---","---","---","---","---","---","---","---","---","---","No",1,1,1,1,1,1,1,1,1,null,0,0,0,0,0,0,0,0,0,0,1,1,0]
["Historic",2011,null,null,null,"MD",null,null,null,null,"Fwaste",null,7.2999999999999999E-5,1.2300000000000001E-4,3.088E-3,5.1369999999999992E-3,0,0,0,0,0,0,null,null,null,null,null,"Non-Fossil","No","Existing","Landfill Gas","Other","---","---","---","---","---","---","---","---","---","---","No",1,1,1,1,1,1,1,1,1,null,0,0,0,0,0,0,0,0,0,0,1,1,0]
["Historic",2011,null,null,null,"MD",null,null,null,null,"LF Gas",null,0.44319900000000001,1.0127159999999999,30.161277999999999,68.919081999999989,0,0,0,0,0,0,null,null,null,null,null,"Non-Fossil","No","Existing","Landfill Gas","Other","---","---","---","---","---","---","---","---","---","---","No",1,1,1,1,1,1,1,1,1,null,0,0,0,0,0,0,0,0,0,0,1,1,0]
["Historic",2011,null,null,null,"MD",null,null,null,null,"Oil",null,8.0500000000000005E-4,1.3359999999999999E-3,7.3183000000000012E-2,0.121781,0,0,0,0,0,0,null,null,null,null,null,"Non-Fossil","No","Existing","Landfill Gas","Other","---","---","---","---","---","---","---","---","---","---","No",1,1,1,1,1,1,1,1,1,null,0,0,0,0,0,0,0,0,0,0,1,1,0]
["Historic",2011,null,null,null,"MD",null,null,null,null,"MSW",null,5.1842420000000002,11.992673,268.80884800000001,609.31568000000004,0,0,0,0,0,0,null,null,null,null,null,"Non-Fossil","No","Existing","Non-Fossil Other","Other","---","---","---","---","---","---","---","---","---","---","No",1,1,1,1,1,1,1,1,1,null,0,0,0,0,0,0,0,0,0,0,1,1,0]
["Historic",2011,null,null,null,"MD",null,null,null,null,"Natural Gas",null,1.1526E-2,2.6915000000000001E-2,0.63231099999999996,1.443967,0,0,0,0,0,0,null,null,null,null,null,"Non-Fossil","No","Existing","Non-Fossil Other","Other","---","---","---","---","---","---","---","---","---","---","No",1,1,1,1,1,1,1,1,1,null,0,0,0,0,0,0,0,0,0,0,1,1,0]
["Historic",2011,null,null,null,"MD",null,null,null,null,"Nuclear",null,64.022487999999996,150.65478100000001,6118.357,14397.437,0,0,0,0,0,0,null,null,null,null,null,"Non-Fossil","No","Existing","Nuclear","Nuclear","---","---","---","---","---","---","---","---","---","---","No",1,1,1,1,1,1,1,1,1,null,0,0,0,0,0,0,0,0,0,0,1,1,0]
["Historic",2011,null,null,null,"MD",null,null,null,null,"Solar",null,0,0,1.0340419999999999,2.706,0,0,0,0,0,0,null,null,null,null,null,"Non-Fossil","No","Existing","Solar PV","Renewable","---","---","---","---","---","---","---","---","---","---","No",1,1,1,1,1,1,1,1,1,null,0,0,0,0,0,0,0,0,0,0,1,1,0]
["Historic",2011,null,null,null,"MD",null,null,null,null,"Wind",null,0,0,66.341397999999998,270.71300000000002,0,0,0,0,0,0,null,null,null,null,null,"Non-Fossil","No","Existing","Wind","Renewable","---","---","---","---","---","---","---","---","---","---","No",1,1,1,1,1,1,1,1,1,null,0,0,0,0,0,0,0,0,0,0,1,1,0]
["Historic",2011,null,null,null,"ME",null,null,null,null,"Biomass",null,10.259323999999999,24.365271,1309.6714979999995,3000.0258799999997,0,0,0,0,0,0,null,null,null,null,null,"Non-Fossil","No","Existing","Biomass","Renewable","---","---","---","---","---","---","---","---","---","---","No",1,1,1,1,1,1,1,1,1,null,0,0,0,0,0,0,0,0,0,0,1,1,0]
["Historic",2011,null,null,null,"ME",null,null,null,null,"Oil",null,2.1999999999999999E-5,5.1199999999999998E-4,1.786E-3,4.1100999999999999E-2,0,0,0,0,0,0,null,null,null,null,null,"Non-Fossil","No","Existing","Biomass","Renewable","---","---","---","---","---","---","---","---","---","---","No",1,1,1,1,1,1,1,1,1,null,0,0,0,0,0,0,0,0,0,0,1,1,0]
["Historic",2011,null,null,null,"ME",null,null,null,null,"Hydro",null,0,0,1540.4794739999998,3978.9778799999999,0,0,0,0,0,0,null,null,null,null,null,"Non-Fossil","No","Existing","Hydro","Renewable","---","---","---","---","---","---","---","---","---","---","No",1,1,1,1,1,1,1,1,1,null,0,0,0,0,0,0,0,0,0,0,1,1,0]
["Historic",2011,null,null,null,"ME",null,null,null,null,"LF Gas",null,0.125587,0.27746900000000002,11.213148,24.774000000000001,0,0,0,0,0,0,null,null,null,null,null,"Non-Fossil","No","Existing","Landfill Gas","Other","---","---","---","---","---","---","---","---","---","---","No",1,1,1,1,1,1,1,1,1,null,0,0,0,0,0,0,0,0,0,0,1,1,0]
["Historic",2011,null,null,null,"ME",null,null,null,null,"MSW",null,3.2818170000000002,7.7487019999999998,163.65827100000001,379.09783700000003,0,0,0,0,0,0,null,null,null,null,null,"Non-Fossil","No","Existing","Non-Fossil Other","Other","---","---","---","---","---","---","---","---","---","---","No",1,1,1,1,1,1,1,1,1,null,0,0,0,0,0,0,0,0,0,0,1,1,0]
["Historic",2011,null,null,null,"ME",null,null,null,null,"Natural Gas",null,5.5789999999999998E-3,1.201E-2,0.120988,0.26045100000000004,0,0,0,0,0,0,null,null,null,null,null,"Non-Fossil","No","Existing","Non-Fossil Other","Other","---","---","---","---","---","---","---","---","---","---","No",1,1,1,1,1,1,1,1,1,null,0,0,0,0,0,0,0,0,0,0,1,1,0]
["Historic",2011,null,null,null,"ME",null,null,null,null,"Oil",null,2.1436E-2,5.2824999999999997E-2,1.146962,2.8234059999999999,0,0,0,0,0,0,null,null,null,null,null,"Non-Fossil","No","Existing","Non-Fossil Other","Other","---","---","---","---","---","---","---","---","---","---","No",1,1,1,1,1,1,1,1,1,null,0,0,0,0,0,0,0,0,0,0,1,1,0]
["Historic",2011,null,null,null,"ME",null,null,null,null,"Tires",null,0.38137199999999999,0.89917000000000002,80.999747999999997,184.87339900000001,0,0,0,0,0,0,null,null,null,null,null,"Non-Fossil","No","Existing","Non-Fossil Other","Other","---","---","---","---","---","---","---","---","---","---","No",1,1,1,1,1,1,1,1,1,null,0,0,0,0,0,0,0,0,0,0,1,1,0]
["Historic",2011,null,null,null,"ME",null,null,null,null,"Wind",null,0,0,195.63044299999999,706.63951599999996,0,0,0,0,0,0,null,null,null,null,null,"Non-Fossil","No","Existing","Wind","Renewable","---","---","---","---","---","---","---","---","---","---","No",1,1,1,1,1,1,1,1,1,null,0,0,0,0,0,0,0,0,0,0,1,1,0]
["Historic",2011,null,null,null,"MI",null,null,null,null,"Biomass",null,9.8250960000000003,23.436888,740.57987800000001,1767.3382440000003,0,0,0,0,0,0,null,null,null,null,null,"Non-Fossil","No","Existing","Biomass","Renewable","---","---","---","---","---","---","---","---","---","---","No",1,1,1,1,1,1,1,1,1,null,0,0,0,0,0,0,0,0,0,0,1,1,0]
["Historic",2011,null,null,null,"MI",null,null,null,null,"Natural Gas",null,1.3905000000000001E-2,2.2048999999999999E-2,1.0699719999999999,1.6911449999999999,0,0,0,0,0,0,null,null,null,null,null,"Non-Fossil","No","Existing","Biomass","Renewable","---","---","---","---","---","---","---","---","---","---","No",1,1,1,1,1,1,1,1,1,null,0,0,0,0,0,0,0,0,0,0,1,1,0]
["Historic",2011,null,null,null,"MI",null,null,null,null,"Hydro",null,0,0,434.34679900000003,1357.308,0,0,0,0,0,0,null,null,null,null,null,"Non-Fossil","No","Existing","Hydro","Renewable","---","---","---","---","---","---","---","---","---","---","No",1,1,1,1,1,1,1,1,1,null,0,0,0,0,0,0,0,0,0,0,1,1,0]
["Historic",2011,null,null,null,"MI",null,null,null,null,"LF Gas",null,3.6922549999999998,8.4750119999999995,291.05018800000005,667.09455000000003,0,0,0,0,0,0,null,null,null,null,null,"Non-Fossil","No","Existing","Landfill Gas","Other","---","---","---","---","---","---","---","---","---","---","No",1,1,1,1,1,1,1,1,1,null,0,0,0,0,0,0,0,0,0,0,1,1,0]
["Historic",2011,null,null,null,"MI",null,null,null,null,"MSW",null,1.6919630000000001,3.626957,153.123085,298.80584400000004,0,0,0,0,0,0,null,null,null,null,null,"Non-Fossil","No","Existing","Non-Fossil Other","Other","---","---","---","---","---","---","---","---","---","---","No",1,1,1,1,1,1,1,1,1,null,0,0,0,0,0,0,0,0,0,0,1,1,0]
["Historic",2011,null,null,null,"MI",null,null,null,null,"Non-Fossil",null,8.5280000000000009E-3,1.5865000000000001E-2,1.7017600000000002,3.1392710000000004,0,0,0,0,0,0,null,null,null,null,null,"Non-Fossil","No","Existing","Non-Fossil Other","Other","---","---","---","---","---","---","---","---","---","---","No",1,1,1,1,1,1,1,1,1,null,0,0,0,0,0,0,0,0,0,0,1,1,0]
["Historic",2011,null,null,null,"MI",null,null,null,null,"Oil",null,8.8699999999999994E-3,1.8421E-2,1.1184259999999999,2.1443159999999999,0,0,0,0,0,0,null,null,null,null,null,"Non-Fossil","No","Existing","Non-Fossil Other","Other","---","---","---","---","---","---","---","---","---","---","No",1,1,1,1,1,1,1,1,1,null,0,0,0,0,0,0,0,0,0,0,1,1,0]
["Historic",2011,null,null,null,"MI",null,null,null,null,"Tires",null,0.46629500000000002,1.0734589999999999,23.548199,56.383357000000004,0,0,0,0,0,0,null,null,null,null,null,"Non-Fossil","No","Existing","Non-Fossil Other","Other","---","---","---","---","---","---","---","---","---","---","No",1,1,1,1,1,1,1,1,1,null,0,0,0,0,0,0,0,0,0,0,1,1,0]
["Historic",2011,null,null,null,"MI",null,null,null,null,"Nuclear",null,147.452504,344.15538099999998,14091.409,32889.466999999997,0,0,0,0,0,0,null,null,null,null,null,"Non-Fossil","No","Existing","Nuclear","Nuclear","---","---","---","---","---","---","---","---","---","---","No",1,1,1,1,1,1,1,1,1,null,0,0,0,0,0,0,0,0,0,0,1,1,0]
["Historic",2011,null,null,null,"MI",null,null,null,null,"Wind",null,0,0,116.127927,456.47399999999999,0,0,0,0,0,0,null,null,null,null,null,"Non-Fossil","No","Existing","Wind","Renewable","---","---","---","---","---","---","---","---","---","---","No",1,1,1,1,1,1,1,1,1,null,0,0,0,0,0,0,0,0,0,0,1,1,0]
["Historic",2011,null,null,null,"MN",null,null,null,null,"Biomass",null,6.042414,14.877373,498.42805800000002,1224.7982310000004,0,0,0,0,0,0,null,null,null,null,null,"Non-Fossil","No","Existing","Biomass","Renewable","---","---","---","---","---","---","---","---","---","---","No",1,1,1,1,1,1,1,1,1,null,0,0,0,0,0,0,0,0,0,0,1,1,0]
["Historic",2011,null,null,null,"MN",null,null,null,null,"Coal",null,0.48524099999999998,1.4573910000000001,17.202431000000001,48.164839999999998,0,0,0,0,0,0,null,null,null,null,null,"Non-Fossil","No","Existing","Biomass","Renewable","---","---","---","---","---","---","---","---","---","---","No",1,1,1,1,1,1,1,1,1,null,0,0,0,0,0,0,0,0,0,0,1,1,0]
["Historic",2011,null,null,null,"MN",null,null,null,null,"Natural Gas",null,0.20847199999999999,0.61772300000000002,11.76863,36.161710999999997,0,0,0,0,0,0,null,null,null,null,null,"Non-Fossil","No","Existing","Biomass","Renewable","---","---","---","---","---","---","---","---","---","---","No",1,1,1,1,1,1,1,1,1,null,0,0,0,0,0,0,0,0,0,0,1,1,0]
["Historic",2011,null,null,null,"MN",null,null,null,null,"Coal",null,0,0,17.067824999999999,51.128527999999996,0,0,0,0,0,0,null,null,null,null,null,"Non-Fossil","No","Existing","Hydro","Renewable","---","---","---","---","---","---","---","---","---","---","No",1,1,1,1,1,1,1,1,1,null,0,0,0,0,0,0,0,0,0,0,1,1,0]
["Historic",2011,null,null,null,"MN",null,null,null,null,"Hydro",null,0,0,386.412488,776.81146200000001,0,0,0,0,0,0,null,null,null,null,null,"Non-Fossil","No","Existing","Hydro","Renewable","---","---","---","---","---","---","---","---","---","---","No",1,1,1,1,1,1,1,1,1,null,0,0,0,0,0,0,0,0,0,0,1,1,0]
["Historic",2011,null,null,null,"MN",null,null,null,null,"LF Gas",null,0.51465899999999998,1.2221230000000001,36.203625000000002,85.97,0,0,0,0,0,0,null,null,null,null,null,"Non-Fossil","No","Existing","Landfill Gas","Other","---","---","---","---","---","---","---","---","---","---","No",1,1,1,1,1,1,1,1,1,null,0,0,0,0,0,0,0,0,0,0,1,1,0]
["Historic",2011,null,null,null,"MN",null,null,null,null,"MSW",null,4.5827809999999998,10.101971000000001,234.29472099999998,519.64257999999995,0,0,0,0,0,0,null,null,null,null,null,"Non-Fossil","No","Existing","Non-Fossil Other","Other","---","---","---","---","---","---","---","---","---","---","No",1,1,1,1,1,1,1,1,1,null,0,0,0,0,0,0,0,0,0,0,1,1,0]
["Historic",2011,null,null,null,"MN",null,null,null,null,"Natural Gas",null,2.3300000000000001E-2,5.7505000000000001E-2,1.1246120000000002,2.8224269999999998,0,0,0,0,0,0,null,null,null,null,null,"Non-Fossil","No","Existing","Non-Fossil Other","Other","---","---","---","---","---","---","---","---","---","---","No",1,1,1,1,1,1,1,1,1,null,0,0,0,0,0,0,0,0,0,0,1,1,0]
["Historic",2011,null,null,null,"MN",null,null,null,null,"Non-Fossil",null,0.191076,0.46401599999999998,19.666131,47.758000000000003,0,0,0,0,0,0,null,null,null,null,null,"Non-Fossil","No","Existing","Non-Fossil Other","Other","---","---","---","---","---","---","---","---","---","---","No",1,1,1,1,1,1,1,1,1,null,0,0,0,0,0,0,0,0,0,0,1,1,0]
["Historic",2011,null,null,null,"MN",null,null,null,null,"Tires",null,1.1311999999999999E-2,5.6812000000000001E-2,0.53570799999999996,2.382117,0,0,0,0,0,0,null,null,null,null,null,"Non-Fossil","No","Existing","Non-Fossil Other","Other","---","---","---","---","---","---","---","---","---","---","No",1,1,1,1,1,1,1,1,1,null,0,0,0,0,0,0,0,0,0,0,1,1,0]
["Historic",2011,null,null,null,"MN",null,null,null,null,"Nuclear",null,51.060177000000003,125.19676699999999,4875.8149999999996,11958.525,0,0,0,0,0,0,null,null,null,null,null,"Non-Fossil","No","Existing","Nuclear","Nuclear","---","---","---","---","---","---","---","---","---","---","No",1,1,1,1,1,1,1,1,1,null,0,0,0,0,0,0,0,0,0,0,1,1,0]
["Historic",2011,null,null,null,"MN",null,null,null,null,"Wind",null,0,0,2111.9292160000009,6725.6954299999998,0,0,0,0,0,0,null,null,null,null,null,"Non-Fossil","No","Existing","Wind","Renewable","---","---","---","---","---","---","---","---","---","---","No",1,1,1,1,1,1,1,1,1,null,0,0,0,0,0,0,0,0,0,0,1,1,0]
["Historic",2011,null,null,null,"MN",null,null,null,null,"Natural Gas",null,0.224163,0.50451199999999996,23.071570000000001,51.925967000000007,0,0,0,0,0,0,null,null,null,null,null,"Non-Fossil","No","Existing","Purchased Steam","Other","---","---","---","---","---","---","---","---","---","---","No",1,1,1,1,1,1,1,1,1,null,0,0,0,0,0,0,0,0,0,0,1,1,0]
["Historic",2011,null,null,null,"MO",null,null,null,null,"Biomass",null,2.2438E-2,5.0158000000000001E-2,1.7756000000000001,3.9691659999999995,0,0,0,0,0,0,null,null,null,null,null,"Non-Fossil","No","Existing","Biomass","Renewable","---","---","---","---","---","---","---","---","---","---","No",1,1,1,1,1,1,1,1,1,null,0,0,0,0,0,0,0,0,0,0,1,1,0]
["Historic",2011,null,null,null,"MO",null,null,null,null,"Hydro",null,0,0,611.6458419999999,1185.144,0,0,0,0,0,0,null,null,null,null,null,"Non-Fossil","No","Existing","Hydro","Renewable","---","---","---","---","---","---","---","---","---","---","No",1,1,1,1,1,1,1,1,1,null,0,0,0,0,0,0,0,0,0,0,1,1,0]
["Historic",2011,null,null,null,"MO",null,null,null,null,"LF Gas",null,0.27135100000000001,0.59953400000000001,26.352325,58.223720999999998,0,0,0,0,0,0,null,null,null,null,null,"Non-Fossil","No","Existing","Landfill Gas","Other","---","---","---","---","---","---","---","---","---","---","No",1,1,1,1,1,1,1,1,1,null,0,0,0,0,0,0,0,0,0,0,1,1,0]
["Historic",2011,null,null,null,"MO",null,null,null,null,"Tires",null,6.8517999999999996E-2,0.117672,4.0927340000000001,6.7281550000000001,0,0,0,0,0,0,null,null,null,null,null,"Non-Fossil","No","Existing","Non-Fossil Other","Other","---","---","---","---","---","---","---","---","---","---","No",1,1,1,1,1,1,1,1,1,null,0,0,0,0,0,0,0,0,0,0,1,1,0]
["Historic",2011,null,null,null,"MO",null,null,null,null,"Nuclear",null,46.085223999999997,98.061522999999994,4404.1689999999999,9371.3230000000003,0,0,0,0,0,0,null,null,null,null,null,"Non-Fossil","No","Existing","Nuclear","Nuclear","---","---","---","---","---","---","---","---","---","---","No",1,1,1,1,1,1,1,1,1,null,0,0,0,0,0,0,0,0,0,0,1,1,0]
["Historic",2011,null,null,null,"MO",null,null,null,null,"Pumps",null,0,0,59.56,114.254,0,0,0,0,0,0,null,null,null,null,null,"Non-Fossil","No","Existing","Pumped Storage","Other","---","---","---","---","---","---","---","---","---","---","No",1,1,1,1,1,1,1,1,1,null,0,0,0,0,0,0,0,0,0,0,1,1,0]
["Historic",2011,null,null,null,"MO",null,null,null,null,"Wind",null,0,0,385.26868999999999,1178.212,0,0,0,0,0,0,null,null,null,null,null,"Non-Fossil","No","Existing","Wind","Renewable","---","---","---","---","---","---","---","---","---","---","No",1,1,1,1,1,1,1,1,1,null,0,0,0,0,0,0,0,0,0,0,1,1,0]
["Historic",2011,null,null,null,"MS",null,null,null,null,"Biomass",null,2.2583839999999999,5.4971819999999996,448.56077200000004,1083.9533730000001,0,0,0,0,0,0,null,null,null,null,null,"Non-Fossil","No","Existing","Biomass","Renewable","---","---","---","---","---","---","---","---","---","---","No",1,1,1,1,1,1,1,1,1,null,0,0,0,0,0,0,0,0,0,0,1,1,0]
["Historic",2011,null,null,null,"MS",null,null,null,null,"Natural Gas",null,5.1269000000000002E-2,0.10752299999999999,8.0046049999999997,16.898751000000001,0,0,0,0,0,0,null,null,null,null,null,"Non-Fossil","No","Existing","Non-Fossil Other","Other","---","---","---","---","---","---","---","---","---","---","No",1,1,1,1,1,1,1,1,1,null,0,0,0,0,0,0,0,0,0,0,1,1,0]
["Historic",2011,null,null,null,"MS",null,null,null,null,"Non-Fossil",null,1.078119,2.68424,168.52939499999999,422.17625199999998,0,0,0,0,0,0,null,null,null,null,null,"Non-Fossil","No","Existing","Non-Fossil Other","Other","---","---","---","---","---","---","---","---","---","---","No",1,1,1,1,1,1,1,1,1,null,0,0,0,0,0,0,0,0,0,0,1,1,0]
["Historic",2011,null,null,null,"MS",null,null,null,null,"Tires",null,4.3689999999999996E-3,2.1083000000000001E-2,0.63115200000000005,3.0166849999999998,0,0,0,0,0,0,null,null,null,null,null,"Non-Fossil","No","Existing","Non-Fossil Other","Other","---","---","---","---","---","---","---","---","---","---","No",1,1,1,1,1,1,1,1,1,null,0,0,0,0,0,0,0,0,0,0,1,1,0]
["Historic",2011,null,null,null,"MS",null,null,null,null,"Nuclear",null,45.387737000000001,108.16416,4337.5129999999999,10336.789000000001,0,0,0,0,0,0,null,null,null,null,null,"Non-Fossil","No","Existing","Nuclear","Nuclear","---","---","---","---","---","---","---","---","---","---","No",1,1,1,1,1,1,1,1,1,null,0,0,0,0,0,0,0,0,0,0,1,1,0]
["Historic",2011,null,null,null,"MT",null,null,null,null,"Natural Gas",null,0.130525,0.55531799999999998,13.433999999999999,57.155000000000001,0,0,0,0,0,0,null,null,null,null,null,"Non-Fossil","No","Existing","Geothermal","Renewable","---","---","---","---","---","---","---","---","---","---","No",1,1,1,1,1,1,1,1,1,null,0,0,0,0,0,0,0,0,0,0,1,1,0]
["Historic",2011,null,null,null,"MT",null,null,null,null,"Hydro",null,0,0,6196.4975969999996,12595.881337999999,0,0,0,0,0,0,null,null,null,null,null,"Non-Fossil","No","Existing","Hydro","Renewable","---","---","---","---","---","---","---","---","---","---","No",1,1,1,1,1,1,1,1,1,null,0,0,0,0,0,0,0,0,0,0,1,1,0]
["Historic",2011,null,null,null,"MT",null,null,null,null,"Non-Fossil",null,1.141678,2.679459,117.505,275.77800000000002,0,0,0,0,0,0,null,null,null,null,null,"Non-Fossil","No","Existing","Non-Fossil Other","Other","---","---","---","---","---","---","---","---","---","---","No",1,1,1,1,1,1,1,1,1,null,0,0,0,0,0,0,0,0,0,0,1,1,0]
["Historic",2011,null,null,null,"MT",null,null,null,null,"Wind",null,0,0,394.75269099999997,1265.16761,0,0,0,0,0,0,null,null,null,null,null,"Non-Fossil","No","Existing","Wind","Renewable","---","---","---","---","---","---","---","---","---","---","No",1,1,1,1,1,1,1,1,1,null,0,0,0,0,0,0,0,0,0,0,1,1,0]
["Historic",2011,null,null,null,"NC",null,null,null,null,"Biomass",null,8.8311689999999992,19.333977000000001,946.27634799999987,2192.8954509999994,0,0,0,0,0,0,null,null,null,null,null,"Non-Fossil","No","Existing","Biomass","Renewable","---","---","---","---","---","---","---","---","---","---","No",1,1,1,1,1,1,1,1,1,null,0,0,0,0,0,0,0,0,0,0,1,1,0]
["Historic",2011,null,null,null,"NC",null,null,null,null,"Coal",null,0.66480899999999998,1.586525,51.036707999999997,123.03540400000001,0,0,0,0,0,0,null,null,null,null,null,"Non-Fossil","No","Existing","Biomass","Renewable","---","---","---","---","---","---","---","---","---","---","No",1,1,1,1,1,1,1,1,1,null,0,0,0,0,0,0,0,0,0,0,1,1,0]
["Historic",2011,null,null,null,"NC",null,null,null,null,"Hydro",null,0,0,1297.928852,3893.3960000000002,0,0,0,0,0,0,null,null,null,null,null,"Non-Fossil","No","Existing","Hydro","Renewable","---","---","---","---","---","---","---","---","---","---","No",1,1,1,1,1,1,1,1,1,null,0,0,0,0,0,0,0,0,0,0,1,1,0]
["Historic",2011,null,null,null,"NC",null,null,null,null,"LF Gas",null,1.291593,2.532114,109.49121399999999,213.85833499999998,0,0,0,0,0,0,null,null,null,null,null,"Non-Fossil","No","Existing","Landfill Gas","Other","---","---","---","---","---","---","---","---","---","---","No",1,1,1,1,1,1,1,1,1,null,0,0,0,0,0,0,0,0,0,0,1,1,0]
["Historic",2011,null,null,null,"NC",null,null,null,null,"Oil",null,7.9699999999999997E-3,1.9746E-2,0.68850999999999996,1.7066649999999999,0,0,0,0,0,0,null,null,null,null,null,"Non-Fossil","No","Existing","Landfill Gas","Other","---","---","---","---","---","---","---","---","---","---","No",1,1,1,1,1,1,1,1,1,null,0,0,0,0,0,0,0,0,0,0,1,1,0]
["Historic",2011,null,null,null,"NC",null,null,null,null,"MSW",null,0.13872100000000001,0.31471300000000002,8.5687139999999999,19.930775999999998,0,0,0,0,0,0,null,null,null,null,null,"Non-Fossil","No","Existing","Non-Fossil Other","Other","---","---","---","---","---","---","---","---","---","---","No",1,1,1,1,1,1,1,1,1,null,0,0,0,0,0,0,0,0,0,0,1,1,0]
["Historic",2011,null,null,null,"NC",null,null,null,null,"Non-Fossil",null,1.7725949999999999,3.7584900000000001,182.440675,386.83499999999998,0,0,0,0,0,0,null,null,null,null,null,"Non-Fossil","No","Existing","Non-Fossil Other","Other","---","---","---","---","---","---","---","---","---","---","No",1,1,1,1,1,1,1,1,1,null,0,0,0,0,0,0,0,0,0,0,1,1,0]
["Historic",2011,null,null,null,"NC",null,null,null,null,"Nuclear",null,188.719212,424.129862,18035.093000000001,40526.834000000003,0,0,0,0,0,0,null,null,null,null,null,"Non-Fossil","No","Existing","Nuclear","Nuclear","---","---","---","---","---","---","---","---","---","---","No",1,1,1,1,1,1,1,1,1,null,0,0,0,0,0,0,0,0,0,0,1,1,0]
["Historic",2011,null,null,null,"NC",null,null,null,null,"Solar",null,0,0,6.5609580000000003,17.380453000000003,0,0,0,0,0,0,null,null,null,null,null,"Non-Fossil","No","Existing","Solar PV","Renewable","---","---","---","---","---","---","---","---","---","---","No",1,1,1,1,1,1,1,1,1,null,0,0,0,0,0,0,0,0,0,0,1,1,0]
["Historic",2011,null,null,null,"ND",null,null,null,null,"Biomass",null,1.9592999999999999E-2,4.6196000000000001E-2,4.1826379999999999,9.8620000000000001,0,0,0,0,0,0,null,null,null,null,null,"Non-Fossil","No","Existing","Biomass","Renewable","---","---","---","---","---","---","---","---","---","---","No",1,1,1,1,1,1,1,1,1,null,0,0,0,0,0,0,0,0,0,0,1,1,0]
["Historic",2011,null,null,null,"ND",null,null,null,null,"Hydro",null,0,0,1121.222,2580.0419999999999,0,0,0,0,0,0,null,null,null,null,null,"Non-Fossil","No","Existing","Hydro","Renewable","---","---","---","---","---","---","---","---","---","---","No",1,1,1,1,1,1,1,1,1,null,0,0,0,0,0,0,0,0,0,0,1,1,0]
["Historic",2011,null,null,null,"ND",null,null,null,null,"Non-Fossil",null,0.19029199999999999,0.41907899999999998,19.585457999999999,43.133000000000003,0,0,0,0,0,0,null,null,null,null,null,"Non-Fossil","No","Existing","Non-Fossil Other","Other","---","---","---","---","---","---","---","---","---","---","No",1,1,1,1,1,1,1,1,1,null,0,0,0,0,0,0,0,0,0,0,1,1,0]
["Historic",2011,null,null,null,"ND",null,null,null,null,"Tires",null,1.537E-2,1.537E-2,1.165832,1.1658320000000002,0,0,0,0,0,0,null,null,null,null,null,"Non-Fossil","No","Existing","Non-Fossil Other","Other","---","---","---","---","---","---","---","---","---","---","No",1,1,1,1,1,1,1,1,1,null,0,0,0,0,0,0,0,0,0,0,1,1,0]
["Historic",2011,null,null,null,"ND",null,null,null,null,"Wind",null,0,0,1834.443295,5235.59,0,0,0,0,0,0,null,null,null,null,null,"Non-Fossil","No","Existing","Wind","Renewable","---","---","---","---","---","---","---","---","---","---","No",1,1,1,1,1,1,1,1,1,null,0,0,0,0,0,0,0,0,0,0,1,1,0]
["Historic",2011,null,null,null,"NE",null,null,null,null,"Hydro",null,0,0,840.54955000000007,1617.2280000000001,0,0,0,0,0,0,null,null,null,null,null,"Non-Fossil","No","Existing","Hydro","Renewable","---","---","---","---","---","---","---","---","---","---","No",1,1,1,1,1,1,1,1,1,null,0,0,0,0,0,0,0,0,0,0,1,1,0]
["Historic",2011,null,null,null,"NE",null,null,null,null,"LF Gas",null,0.27507900000000002,0.648594,21.861937999999999,51.546999999999997,0,0,0,0,0,0,null,null,null,null,null,"Non-Fossil","No","Existing","Landfill Gas","Other","---","---","---","---","---","---","---","---","---","---","No",1,1,1,1,1,1,1,1,1,null,0,0,0,0,0,0,0,0,0,0,1,1,0]
["Historic",2011,null,null,null,"NE",null,null,null,null,"Nuclear",null,27.973265000000001,72.660950999999997,2666.2730000000001,6933.174,0,0,0,0,0,0,null,null,null,null,null,"Non-Fossil","No","Existing","Nuclear","Nuclear","---","---","---","---","---","---","---","---","---","---","No",1,1,1,1,1,1,1,1,1,null,0,0,0,0,0,0,0,0,0,0,1,1,0]
["Historic",2011,null,null,null,"NE",null,null,null,null,"Wind",null,0,0,361.74780400000003,1050.885,0,0,0,0,0,0,null,null,null,null,null,"Non-Fossil","No","Existing","Wind","Renewable","---","---","---","---","---","---","---","---","---","---","No",1,1,1,1,1,1,1,1,1,null,0,0,0,0,0,0,0,0,0,0,1,1,0]
["Historic",2011,null,null,null,"NH",null,null,null,null,"Biomass",null,5.7407029999999999,13.811075000000001,385.95475999999996,917.30964599999993,0,0,0,0,0,0,null,null,null,null,null,"Non-Fossil","No","Existing","Biomass","Renewable","---","---","---","---","---","---","---","---","---","---","No",1,1,1,1,1,1,1,1,1,null,0,0,0,0,0,0,0,0,0,0,1,1,0]
["Historic",2011,null,null,null,"NH",null,null,null,null,"Oil",null,5.4000000000000001E-4,1.9220000000000001E-3,3.4339000000000001E-2,0.121965,0,0,0,0,0,0,null,null,null,null,null,"Non-Fossil","No","Existing","Biomass","Renewable","---","---","---","---","---","---","---","---","---","---","No",1,1,1,1,1,1,1,1,1,null,0,0,0,0,0,0,0,0,0,0,1,1,0]
["Historic",2011,null,null,null,"NH",null,null,null,null,"Hydro",null,0,0,664.75140999999996,1604.8109999999999,0,0,0,0,0,0,null,null,null,null,null,"Non-Fossil","No","Existing","Hydro","Renewable","---","---","---","---","---","---","---","---","---","---","No",1,1,1,1,1,1,1,1,1,null,0,0,0,0,0,0,0,0,0,0,1,1,0]
["Historic",2011,null,null,null,"NH",null,null,null,null,"LF Gas",null,0.31216699999999997,0.72847300000000004,17.739147999999997,41.396000000000001,0,0,0,0,0,0,null,null,null,null,null,"Non-Fossil","No","Existing","Landfill Gas","Other","---","---","---","---","---","---","---","---","---","---","No",1,1,1,1,1,1,1,1,1,null,0,0,0,0,0,0,0,0,0,0,1,1,0]
["Historic",2011,null,null,null,"NH",null,null,null,null,"MSW",null,1.2010369999999999,2.797774,55.626444999999997,130.24700000000001,0,0,0,0,0,0,null,null,null,null,null,"Non-Fossil","No","Existing","Non-Fossil Other","Other","---","---","---","---","---","---","---","---","---","---","No",1,1,1,1,1,1,1,1,1,null,0,0,0,0,0,0,0,0,0,0,1,1,0]
["Historic",2011,null,null,null,"NH",null,null,null,null,"Nuclear",null,40.083722999999999,87.508413000000004,3830.6309999999999,8362.8070000000007,0,0,0,0,0,0,null,null,null,null,null,"Non-Fossil","No","Existing","Nuclear","Nuclear","---","---","---","---","---","---","---","---","---","---","No",1,1,1,1,1,1,1,1,1,null,0,0,0,0,0,0,0,0,0,0,1,1,0]
["Historic",2011,null,null,null,"NH",null,null,null,null,"Wind",null,0,0,17.851886,66.091999999999999,0,0,0,0,0,0,null,null,null,null,null,"Non-Fossil","No","Existing","Wind","Renewable","---","---","---","---","---","---","---","---","---","---","No",1,1,1,1,1,1,1,1,1,null,0,0,0,0,0,0,0,0,0,0,1,1,0]
["Historic",2011,null,null,null,"NJ",null,null,null,null,"Hydro",null,0,0,10.251721000000002,24.407,0,0,0,0,0,0,null,null,null,null,null,"Non-Fossil","No","Existing","Hydro","Renewable","---","---","---","---","---","---","---","---","---","---","No",1,1,1,1,1,1,1,1,1,null,0,0,0,0,0,0,0,0,0,0,1,1,0]
["Historic",2011,null,null,null,"NJ",null,null,null,null,"LF Gas",null,1.7986839999999999,4.0888730000000004,146.95183900000001,333.58927500000004,0,0,0,0,0,0,null,null,null,null,null,"Non-Fossil","No","Existing","Landfill Gas","Other","---","---","---","---","---","---","---","---","---","---","No",1,1,1,1,1,1,1,1,1,null,0,0,0,0,0,0,0,0,0,0,1,1,0]
["Historic",2011,null,null,null,"NJ",null,null,null,null,"MSW",null,7.7260980000000004,17.671896,464.03199999999998,1063.7809999999999,0,0,0,0,0,0,null,null,null,null,null,"Non-Fossil","No","Existing","Non-Fossil Other","Other","---","---","---","---","---","---","---","---","---","---","No",1,1,1,1,1,1,1,1,1,null,0,0,0,0,0,0,0,0,0,0,1,1,0]
["Historic",2011,null,null,null,"NJ",null,null,null,null,"Non-Fossil",null,0.51749900000000004,1.1884030000000001,53.262571999999999,122.31399999999999,0,0,0,0,0,0,null,null,null,null,null,"Non-Fossil","No","Existing","Non-Fossil Other","Other","---","---","---","---","---","---","---","---","---","---","No",1,1,1,1,1,1,1,1,1,null,0,0,0,0,0,0,0,0,0,0,1,1,0]
["Historic",2011,null,null,null,"NJ",null,null,null,null,"Nuclear",null,147.26648599999999,351.65786300000002,14073.632,33606.447,0,0,0,0,0,0,null,null,null,null,null,"Non-Fossil","No","Existing","Nuclear","Nuclear","---","---","---","---","---","---","---","---","---","---","No",1,1,1,1,1,1,1,1,1,null,0,0,0,0,0,0,0,0,0,0,1,1,0]
["Historic",2011,null,null,null,"NJ",null,null,null,null,"Solar",null,0,0,38.50741399999999,68.877608999999993,0,0,0,0,0,0,null,null,null,null,null,"Non-Fossil","No","Existing","Solar PV","Renewable","---","---","---","---","---","---","---","---","---","---","No",1,1,1,1,1,1,1,1,1,null,0,0,0,0,0,0,0,0,0,0,1,1,0]
["Historic",2011,null,null,null,"NJ",null,null,null,null,"Wind",null,0,0,2.9196500000000003,10.523,0,0,0,0,0,0,null,null,null,null,null,"Non-Fossil","No","Existing","Wind","Renewable","---","---","---","---","---","---","---","---","---","---","No",1,1,1,1,1,1,1,1,1,null,0,0,0,0,0,0,0,0,0,0,1,1,0]
["Historic",2011,null,null,null,"NM",null,null,null,null,"Hydro",null,0,0,97.101390000000009,194.76599999999999,0,0,0,0,0,0,null,null,null,null,null,"Non-Fossil","No","Existing","Hydro","Renewable","---","---","---","---","---","---","---","---","---","---","No",1,1,1,1,1,1,1,1,1,null,0,0,0,0,0,0,0,0,0,0,1,1,0]
["Historic",2011,null,null,null,"NM",null,null,null,null,"Solar",null,0,0,52.715455000000006,127.80200000000001,0,0,0,0,0,0,null,null,null,null,null,"Non-Fossil","No","Existing","Solar PV","Renewable","---","---","---","---","---","---","---","---","---","---","No",1,1,1,1,1,1,1,1,1,null,0,0,0,0,0,0,0,0,0,0,1,1,0]
["Historic",2011,null,null,null,"NM",null,null,null,null,"Wind",null,0,0,760.36084500000004,2104.4969999999998,0,0,0,0,0,0,null,null,null,null,null,"Non-Fossil","No","Existing","Wind","Renewable","---","---","---","---","---","---","---","---","---","---","No",1,1,1,1,1,1,1,1,1,null,0,0,0,0,0,0,0,0,0,0,1,1,0]
["Historic",2011,null,null,null,"NV",null,null,null,null,"Geothermal",null,8.3601089999999996,20.851697999999999,860.44725999999991,2146.1190000000001,0,0,0,0,0,0,null,null,null,null,null,"Non-Fossil","No","Existing","Geothermal","Renewable","---","---","---","---","---","---","---","---","---","---","No",1,1,1,1,1,1,1,1,1,null,0,0,0,0,0,0,0,0,0,0,1,1,0]
["Historic",2011,null,null,null,"NV",null,null,null,null,"Hydro",null,0,0,1060.2581949999999,2190.5830000000001,0,0,0,0,0,0,null,null,null,null,null,"Non-Fossil","No","Existing","Hydro","Renewable","---","---","---","---","---","---","---","---","---","---","No",1,1,1,1,1,1,1,1,1,null,0,0,0,0,0,0,0,0,0,0,1,1,0]
["Historic",2011,null,null,null,"NV",null,null,null,null,"Non-Fossil",null,0.14532400000000001,0.36742900000000001,14.957238,37.817,0,0,0,0,0,0,null,null,null,null,null,"Non-Fossil","No","Existing","Non-Fossil Other","Other","---","---","---","---","---","---","---","---","---","---","No",1,1,1,1,1,1,1,1,1,null,0,0,0,0,0,0,0,0,0,0,1,1,0]
["Historic",2011,null,null,null,"NV",null,null,null,null,"Solar",null,0,0,79.460723000000002,162.96151,0,0,0,0,0,0,null,null,null,null,null,"Non-Fossil","No","Existing","Solar PV","Renewable","---","---","---","---","---","---","---","---","---","---","No",1,1,1,1,1,1,1,1,1,null,0,0,0,0,0,0,0,0,0,0,1,1,0]
["Historic",2011,null,null,null,"NV",null,null,null,null,"Natural Gas",null,1.3218000000000001E-2,2.7982E-2,0.94399999999999995,1.992,0,0,0,0,0,0,null,null,null,null,null,"Non-Fossil","No","Existing","Solar Thermal","Renewable","---","---","---","---","---","---","---","---","---","---","No",1,1,1,1,1,1,1,1,1,null,0,0,0,0,0,0,0,0,0,0,1,1,0]
["Historic",2011,null,null,null,"NV",null,null,null,null,"Solar",null,0.76169500000000001,1.2462029999999999,78.396000000000001,128.26300000000001,0,0,0,0,0,0,null,null,null,null,null,"Non-Fossil","No","Existing","Solar Thermal","Renewable","---","---","---","---","---","---","---","---","---","---","No",1,1,1,1,1,1,1,1,1,null,0,0,0,0,0,0,0,0,0,0,1,1,0]
["Historic",2011,null,null,null,"NY",null,null,null,null,"Biomass",null,1.883675,4.2234579999999999,187.717736,436.04862200000002,0,0,0,0,0,0,null,null,null,null,null,"Non-Fossil","No","Existing","Biomass","Renewable","---","---","---","---","---","---","---","---","---","---","No",1,1,1,1,1,1,1,1,1,null,0,0,0,0,0,0,0,0,0,0,1,1,0]
["Historic",2011,null,null,null,"NY",null,null,null,null,"Hydro",null,0,0,11989.214937999999,27996.98762,0,0,0,0,0,0,null,null,null,null,null,"Non-Fossil","No","Existing","Hydro","Renewable","---","---","---","---","---","---","---","---","---","---","No",1,1,1,1,1,1,1,1,1,null,0,0,0,0,0,0,0,0,0,0,1,1,0]
["Historic",2011,null,null,null,"NY",null,null,null,null,"LF Gas",null,3.3387150000000001,7.5938499999999998,298.68797600000011,679.47400000000005,0,0,0,0,0,0,null,null,null,null,null,"Non-Fossil","No","Existing","Landfill Gas","Other","---","---","---","---","---","---","---","---","---","---","No",1,1,1,1,1,1,1,1,1,null,0,0,0,0,0,0,0,0,0,0,1,1,0]
["Historic",2011,null,null,null,"NY",null,null,null,null,"MSW",null,13.951419,31.679183999999999,814.17640700000015,1848.5643599999999,0,0,0,0,0,0,null,null,null,null,null,"Non-Fossil","No","Existing","Non-Fossil Other","Other","---","---","---","---","---","---","---","---","---","---","No",1,1,1,1,1,1,1,1,1,null,0,0,0,0,0,0,0,0,0,0,1,1,0]
["Historic",2011,null,null,null,"NY",null,null,null,null,"Natural Gas",null,8.5299999999999994E-3,3.2284E-2,0.85628099999999996,3.5263930000000001,0,0,0,0,0,0,null,null,null,null,null,"Non-Fossil","No","Existing","Non-Fossil Other","Other","---","---","---","---","---","---","---","---","---","---","No",1,1,1,1,1,1,1,1,1,null,0,0,0,0,0,0,0,0,0,0,1,1,0]
["Historic",2011,null,null,null,"NY",null,null,null,null,"Oil",null,3.1269999999999999E-2,6.7015000000000005E-2,1.688294,3.6957420000000001,0,0,0,0,0,0,null,null,null,null,null,"Non-Fossil","No","Existing","Non-Fossil Other","Other","---","---","---","---","---","---","---","---","---","---","No",1,1,1,1,1,1,1,1,1,null,0,0,0,0,0,0,0,0,0,0,1,1,0]
["Historic",2011,null,null,null,"NY",null,null,null,null,"Tires",null,1.4522999999999999E-2,2.9638000000000001E-2,1.0744120000000001,2.37663,0,0,0,0,0,0,null,null,null,null,null,"Non-Fossil","No","Existing","Non-Fossil Other","Other","---","---","---","---","---","---","---","---","---","---","No",1,1,1,1,1,1,1,1,1,null,0,0,0,0,0,0,0,0,0,0,1,1,0]
["Historic",2011,null,null,null,"NY",null,null,null,null,"Nuclear",null,187.15508399999999,446.76057200000002,17885.616000000002,42695.008999999998,0,0,0,0,0,0,null,null,null,null,null,"Non-Fossil","No","Existing","Nuclear","Nuclear","---","---","---","---","---","---","---","---","---","---","No",1,1,1,1,1,1,1,1,1,null,0,0,0,0,0,0,0,0,0,0,1,1,0]
["Historic",2011,null,null,null,"NY",null,null,null,null,"Solar",null,0,0,0,6.4429999999999996,0,0,0,0,0,0,null,null,null,null,null,"Non-Fossil","No","Existing","Solar PV","Renewable","---","---","---","---","---","---","---","---","---","---","No",1,1,1,1,1,1,1,1,1,null,0,0,0,0,0,0,0,0,0,0,1,1,0]
["Historic",2011,null,null,null,"NY",null,null,null,null,"Wind",null,0,0,811.52623900000003,2828.069,0,0,0,0,0,0,null,null,null,null,null,"Non-Fossil","No","Existing","Wind","Renewable","---","---","---","---","---","---","---","---","---","---","No",1,1,1,1,1,1,1,1,1,null,0,0,0,0,0,0,0,0,0,0,1,1,0]
["Historic",2011,null,null,null,"OH",null,null,null,null,"Biomass",null,1.406525,3.4101569999999999,164.20013800000001,398.30714,0,0,0,0,0,0,null,null,null,null,null,"Non-Fossil","No","Existing","Biomass","Renewable","---","---","---","---","---","---","---","---","---","---","No",1,1,1,1,1,1,1,1,1,null,0,0,0,0,0,0,0,0,0,0,1,1,0]
["Historic",2011,null,null,null,"OH",null,null,null,null,"Natural Gas",null,2.6540000000000001E-3,6.025E-3,0.122819,0.27876200000000001,0,0,0,0,0,0,null,null,null,null,null,"Non-Fossil","No","Existing","Biomass","Renewable","---","---","---","---","---","---","---","---","---","---","No",1,1,1,1,1,1,1,1,1,null,0,0,0,0,0,0,0,0,0,0,1,1,0]
["Historic",2011,null,null,null,"OH",null,null,null,null,"Hydro",null,0,0,207.97455400000001,383.65499999999997,0,0,0,0,0,0,null,null,null,null,null,"Non-Fossil","No","Existing","Hydro","Renewable","---","---","---","---","---","---","---","---","---","---","No",1,1,1,1,1,1,1,1,1,null,0,0,0,0,0,0,0,0,0,0,1,1,0]
["Historic",2011,null,null,null,"OH",null,null,null,null,"LF Gas",null,1.248982,3.089232,127.44740799999998,315.22899999999998,0,0,0,0,0,0,null,null,null,null,null,"Non-Fossil","No","Existing","Landfill Gas","Other","---","---","---","---","---","---","---","---","---","---","No",1,1,1,1,1,1,1,1,1,null,0,0,0,0,0,0,0,0,0,0,1,1,0]
["Historic",2011,null,null,null,"OH",null,null,null,null,"Coal",null,16.755493999999999,37.710912999999998,1598.13761,3643.3132999999998,0,0,0,0,0,0,null,null,null,null,null,"Non-Fossil","No","Existing","Non-Fossil Other","Other","---","---","---","---","---","---","---","---","---","---","No",1,1,1,1,1,1,1,1,1,null,0,0,0,0,0,0,0,0,0,0,1,1,0]
["Historic",2011,null,null,null,"OH",null,null,null,null,"Oil",null,3.3369000000000003E-2,8.5250000000000006E-2,3.1053850000000001,8.0597370000000002,0,0,0,0,0,0,null,null,null,null,null,"Non-Fossil","No","Existing","Non-Fossil Other","Other","---","---","---","---","---","---","---","---","---","---","No",1,1,1,1,1,1,1,1,1,null,0,0,0,0,0,0,0,0,0,0,1,1,0]
["Historic",2011,null,null,null,"OH",null,null,null,null,"Tires",null,1.37E-2,6.3621999999999998E-2,2.1538819999999999,10.002723,0,0,0,0,0,0,null,null,null,null,null,"Non-Fossil","No","Existing","Non-Fossil Other","Other","---","---","---","---","---","---","---","---","---","---","No",1,1,1,1,1,1,1,1,1,null,0,0,0,0,0,0,0,0,0,0,1,1,0]
["Historic",2011,null,null,null,"OH",null,null,null,null,"Nuclear",null,68.801563000000002,155.93016499999999,6566.5339999999997,14889.745999999999,0,0,0,0,0,0,null,null,null,null,null,"Non-Fossil","No","Existing","Nuclear","Nuclear","---","---","---","---","---","---","---","---","---","---","No",1,1,1,1,1,1,1,1,1,null,0,0,0,0,0,0,0,0,0,0,1,1,0]
["Historic",2011,null,null,null,"OH",null,null,null,null,"Solar",null,0,0,9.1451049999999992,15.494999999999999,0,0,0,0,0,0,null,null,null,null,null,"Non-Fossil","No","Existing","Solar PV","Renewable","---","---","---","---","---","---","---","---","---","---","No",1,1,1,1,1,1,1,1,1,null,0,0,0,0,0,0,0,0,0,0,1,1,0]
["Historic",2011,null,null,null,"OH",null,null,null,null,"Wind",null,0,0,52.806224999999998,198.44300000000001,0,0,0,0,0,0,null,null,null,null,null,"Non-Fossil","No","Existing","Wind","Renewable","---","---","---","---","---","---","---","---","---","---","No",1,1,1,1,1,1,1,1,1,null,0,0,0,0,0,0,0,0,0,0,1,1,0]
["Historic",2011,null,null,null,"OK",null,null,null,null,"Biomass",null,0.509432,1.5208470000000001,104.630681,312.36307699999998,0,0,0,0,0,0,null,null,null,null,null,"Non-Fossil","No","Existing","Biomass","Renewable","---","---","---","---","---","---","---","---","---","---","No",1,1,1,1,1,1,1,1,1,null,0,0,0,0,0,0,0,0,0,0,1,1,0]
["Historic",2011,null,null,null,"OK",null,null,null,null,"Hydro",null,0,0,709.67216700000006,1506.941,0,0,0,0,0,0,null,null,null,null,null,"Non-Fossil","No","Existing","Hydro","Renewable","---","---","---","---","---","---","---","---","---","---","No",1,1,1,1,1,1,1,1,1,null,0,0,0,0,0,0,0,0,0,0,1,1,0]
["Historic",2011,null,null,null,"OK",null,null,null,null,"MSW",null,3.4158000000000001E-2,6.7485000000000003E-2,1.843,3.1440000000000001,0,0,0,0,0,0,null,null,null,null,null,"Non-Fossil","No","Existing","Non-Fossil Other","Other","---","---","---","---","---","---","---","---","---","---","No",1,1,1,1,1,1,1,1,1,null,0,0,0,0,0,0,0,0,0,0,1,1,0]
["Historic",2011,null,null,null,"OK",null,null,null,null,"Wind",null,0,0,2139.3966310000001,5605.2650000000003,0,0,0,0,0,0,null,null,null,null,null,"Non-Fossil","No","Existing","Wind","Renewable","---","---","---","---","---","---","---","---","---","---","No",1,1,1,1,1,1,1,1,1,null,0,0,0,0,0,0,0,0,0,0,1,1,0]
["Historic",2011,null,null,null,"OR",null,null,null,null,"Biomass",null,2.1972520000000002,6.1693759999999997,179.743818,492.098814,0,0,0,0,0,0,null,null,null,null,null,"Non-Fossil","No","Existing","Biomass","Renewable","---","---","---","---","---","---","---","---","---","---","No",1,1,1,1,1,1,1,1,1,null,0,0,0,0,0,0,0,0,0,0,1,1,0]
["Historic",2011,null,null,null,"OR",null,null,null,null,"Natural Gas",null,3.702E-3,1.1044999999999999E-2,0.47146699999999997,1.397195,0,0,0,0,0,0,null,null,null,null,null,"Non-Fossil","No","Existing","Biomass","Renewable","---","---","---","---","---","---","---","---","---","---","No",1,1,1,1,1,1,1,1,1,null,0,0,0,0,0,0,0,0,0,0,1,1,0]
["Historic",2011,null,null,null,"OR",null,null,null,null,"Hydro",null,0,0,17559.425906,42314.821000000004,0,0,0,0,0,0,null,null,null,null,null,"Non-Fossil","No","Existing","Hydro","Renewable","---","---","---","---","---","---","---","---","---","---","No",1,1,1,1,1,1,1,1,1,null,0,0,0,0,0,0,0,0,0,0,1,1,0]
["Historic",2011,null,null,null,"OR",null,null,null,null,"LF Gas",null,0.85946400000000001,2.0565150000000001,74.386757000000003,178.005,0,0,0,0,0,0,null,null,null,null,null,"Non-Fossil","No","Existing","Landfill Gas","Other","---","---","---","---","---","---","---","---","---","---","No",1,1,1,1,1,1,1,1,1,null,0,0,0,0,0,0,0,0,0,0,1,1,0]
["Historic",2011,null,null,null,"OR",null,null,null,null,"MSW",null,0.69012700000000005,1.707263,36.420474999999996,86.764631999999992,0,0,0,0,0,0,null,null,null,null,null,"Non-Fossil","No","Existing","Non-Fossil Other","Other","---","---","---","---","---","---","---","---","---","---","No",1,1,1,1,1,1,1,1,1,null,0,0,0,0,0,0,0,0,0,0,1,1,0]
["Historic",2011,null,null,null,"OR",null,null,null,null,"Natural Gas",null,1.0000000000000001E-5,2.6999999999999999E-5,5.2500000000000008E-4,1.3680000000000001E-3,0,0,0,0,0,0,null,null,null,null,null,"Non-Fossil","No","Existing","Non-Fossil Other","Other","---","---","---","---","---","---","---","---","---","---","No",1,1,1,1,1,1,1,1,1,null,0,0,0,0,0,0,0,0,0,0,1,1,0]
["Historic",2011,null,null,null,"OR",null,null,null,null,"Non-Fossil",null,0.13392000000000001,0.32014799999999999,3.6856349999999996,8.8109999999999999,0,0,0,0,0,0,null,null,null,null,null,"Non-Fossil","No","Existing","Non-Fossil Other","Other","---","---","---","---","---","---","---","---","---","---","No",1,1,1,1,1,1,1,1,1,null,0,0,0,0,0,0,0,0,0,0,1,1,0]
["Historic",2011,null,null,null,"OR",null,null,null,null,"Solar",null,0,0,0,0.09,0,0,0,0,0,0,null,null,null,null,null,"Non-Fossil","No","Existing","Solar PV","Renewable","---","---","---","---","---","---","---","---","---","---","No",1,1,1,1,1,1,1,1,1,null,0,0,0,0,0,0,0,0,0,0,1,1,0]
["Historic",2011,null,null,null,"OR",null,null,null,null,"Wind",null,0,0,2343.1596980000004,4775.3739999999998,0,0,0,0,0,0,null,null,null,null,null,"Non-Fossil","No","Existing","Wind","Renewable","---","---","---","---","---","---","---","---","---","---","No",1,1,1,1,1,1,1,1,1,null,0,0,0,0,0,0,0,0,0,0,1,1,0]
["Historic",2011,null,null,null,"PA",null,null,null,null,"Biomass",null,2.7131479999999999,5.8348690000000003,277.79584999999997,610.84112199999993,0,0,0,0,0,0,null,null,null,null,null,"Non-Fossil","No","Existing","Biomass","Renewable","---","---","---","---","---","---","---","---","---","---","No",1,1,1,1,1,1,1,1,1,null,0,0,0,0,0,0,0,0,0,0,1,1,0]
["Historic",2011,null,null,null,"PA",null,null,null,null,"Hydro",null,0,0,1080.017949,3217.2159999999999,0,0,0,0,0,0,null,null,null,null,null,"Non-Fossil","No","Existing","Hydro","Renewable","---","---","---","---","---","---","---","---","---","---","No",1,1,1,1,1,1,1,1,1,null,0,0,0,0,0,0,0,0,0,0,1,1,0]
["Historic",2011,null,null,null,"PA",null,null,null,null,"LF Gas",null,4.8489620000000002,11.354499000000001,355.35817000000003,832.81530299999997,0,0,0,0,0,0,null,null,null,null,null,"Non-Fossil","No","Existing","Landfill Gas","Other","---","---","---","---","---","---","---","---","---","---","No",1,1,1,1,1,1,1,1,1,null,0,0,0,0,0,0,0,0,0,0,1,1,0]
["Historic",2011,null,null,null,"PA",null,null,null,null,"Natural Gas",null,6.1226000000000003E-2,6.1896E-2,4.3775709999999997,4.4291279999999995,0,0,0,0,0,0,null,null,null,null,null,"Non-Fossil","No","Existing","Landfill Gas","Other","---","---","---","---","---","---","---","---","---","---","No",1,1,1,1,1,1,1,1,1,null,0,0,0,0,0,0,0,0,0,0,1,1,0]
["Historic",2011,null,null,null,"PA",null,null,null,null,"Oil",null,1.536E-3,3.2859999999999999E-3,0.13677400000000001,0.292047,0,0,0,0,0,0,null,null,null,null,null,"Non-Fossil","No","Existing","Landfill Gas","Other","---","---","---","---","---","---","---","---","---","---","No",1,1,1,1,1,1,1,1,1,null,0,0,0,0,0,0,0,0,0,0,1,1,0]
["Historic",2011,null,null,null,"PA",null,null,null,null,"MSW",null,12.713437000000001,29.709302000000001,689.02495700000009,1605.3831409999998,0,0,0,0,0,0,null,null,null,null,null,"Non-Fossil","No","Existing","Non-Fossil Other","Other","---","---","---","---","---","---","---","---","---","---","No",1,1,1,1,1,1,1,1,1,null,0,0,0,0,0,0,0,0,0,0,1,1,0]
["Historic",2011,null,null,null,"PA",null,null,null,null,"Natural Gas",null,6.0727000000000003E-2,0.104242,3.6559629999999999,6.1322160000000006,0,0,0,0,0,0,null,null,null,null,null,"Non-Fossil","No","Existing","Non-Fossil Other","Other","---","---","---","---","---","---","---","---","---","---","No",1,1,1,1,1,1,1,1,1,null,0,0,0,0,0,0,0,0,0,0,1,1,0]
["Historic",2011,null,null,null,"PA",null,null,null,null,"Oil",null,6.5632999999999997E-2,0.137797,3.2270799999999999,6.5426530000000005,0,0,0,0,0,0,null,null,null,null,null,"Non-Fossil","No","Existing","Non-Fossil Other","Other","---","---","---","---","---","---","---","---","---","---","No",1,1,1,1,1,1,1,1,1,null,0,0,0,0,0,0,0,0,0,0,1,1,0]
["Historic",2011,null,null,null,"PA",null,null,null,null,"Nuclear",null,323.16116499999998,796.90226500000006,30873.194,76146.616999999998,0,0,0,0,0,0,null,null,null,null,null,"Non-Fossil","No","Existing","Nuclear","Nuclear","---","---","---","---","---","---","---","---","---","---","No",1,1,1,1,1,1,1,1,1,null,0,0,0,0,0,0,0,0,0,0,1,1,0]
["Historic",2011,null,null,null,"PA",null,null,null,null,"Solar",null,0,0,12.725259000000001,23.144029999999997,0,0,0,0,0,0,null,null,null,null,null,"Non-Fossil","No","Existing","Solar PV","Renewable","---","---","---","---","---","---","---","---","---","---","No",1,1,1,1,1,1,1,1,1,null,0,0,0,0,0,0,0,0,0,0,1,1,0]
["Historic",2011,null,null,null,"PA",null,null,null,null,"Wind",null,0,0,450.90589499999999,1794.4649999999999,0,0,0,0,0,0,null,null,null,null,null,"Non-Fossil","No","Existing","Wind","Renewable","---","---","---","---","---","---","---","---","---","---","No",1,1,1,1,1,1,1,1,1,null,0,0,0,0,0,0,0,0,0,0,1,1,0]
["Historic",2011,null,null,null,"RI",null,null,null,null,"Hydro",null,0,0,2.9014179999999996,7.4109999999999996,0,0,0,0,0,0,null,null,null,null,null,"Non-Fossil","No","Existing","Hydro","Renewable","---","---","---","---","---","---","---","---","---","---","No",1,1,1,1,1,1,1,1,1,null,0,0,0,0,0,0,0,0,0,0,1,1,0]
["Historic",2011,null,null,null,"RI",null,null,null,null,"LF Gas",null,0.67165600000000003,1.554951,55.032199999999996,127.405,0,0,0,0,0,0,null,null,null,null,null,"Non-Fossil","No","Existing","Landfill Gas","Other","---","---","---","---","---","---","---","---","---","---","No",1,1,1,1,1,1,1,1,1,null,0,0,0,0,0,0,0,0,0,0,1,1,0]
["Historic",2011,null,null,null,"RI",null,null,null,null,"Wind",null,0,0,0.78654899999999994,2.9119999999999999,0,0,0,0,0,0,null,null,null,null,null,"Non-Fossil","No","Existing","Wind","Renewable","---","---","---","---","---","---","---","---","---","---","No",1,1,1,1,1,1,1,1,1,null,0,0,0,0,0,0,0,0,0,0,1,1,0]
["Historic",2011,null,null,null,"SC",null,null,null,null,"Biomass",null,8.3093640000000004,19.065823000000002,762.3542910000001,1716.8364740000002,0,0,0,0,0,0,null,null,null,null,null,"Non-Fossil","No","Existing","Biomass","Renewable","---","---","---","---","---","---","---","---","---","---","No",1,1,1,1,1,1,1,1,1,null,0,0,0,0,0,0,0,0,0,0,1,1,0]
["Historic",2011,null,null,null,"SC",null,null,null,null,"Fwaste",null,0,0,0.28100899999999995,2.7965120000000003,0,0,0,0,0,0,null,null,null,null,null,"Non-Fossil","No","Existing","Hydro","Renewable","---","---","---","---","---","---","---","---","---","---","No",1,1,1,1,1,1,1,1,1,null,0,0,0,0,0,0,0,0,0,0,1,1,0]
["Historic",2011,null,null,null,"SC",null,null,null,null,"Hydro",null,0,0,595.07404900000006,1554.181,0,0,0,0,0,0,null,null,null,null,null,"Non-Fossil","No","Existing","Hydro","Renewable","---","---","---","---","---","---","---","---","---","---","No",1,1,1,1,1,1,1,1,1,null,0,0,0,0,0,0,0,0,0,0,1,1,0]
["Historic",2011,null,null,null,"SC",null,null,null,null,"Oil",null,0,0,1.7598470000000002,2.9534820000000002,0,0,0,0,0,0,null,null,null,null,null,"Non-Fossil","No","Existing","Hydro","Renewable","---","---","---","---","---","---","---","---","---","---","No",1,1,1,1,1,1,1,1,1,null,0,0,0,0,0,0,0,0,0,0,1,1,0]
["Historic",2011,null,null,null,"SC",null,null,null,null,"LF Gas",null,0.77732699999999999,1.8837379999999999,58.494895,141.09399999999999,0,0,0,0,0,0,null,null,null,null,null,"Non-Fossil","No","Existing","Landfill Gas","Other","---","---","---","---","---","---","---","---","---","---","No",1,1,1,1,1,1,1,1,1,null,0,0,0,0,0,0,0,0,0,0,1,1,0]
["Historic",2011,null,null,null,"SC",null,null,null,null,"Non-Fossil",null,1.215765,3.212412,102.65222899999999,271.23769300000004,0,0,0,0,0,0,null,null,null,null,null,"Non-Fossil","No","Existing","Non-Fossil Other","Other","---","---","---","---","---","---","---","---","---","---","No",1,1,1,1,1,1,1,1,1,null,0,0,0,0,0,0,0,0,0,0,1,1,0]
["Historic",2011,null,null,null,"SC",null,null,null,null,"Tires",null,0.20560700000000001,0.48822700000000002,25.324891999999998,60.335276,0,0,0,0,0,0,null,null,null,null,null,"Non-Fossil","No","Existing","Non-Fossil Other","Other","---","---","---","---","---","---","---","---","---","---","No",1,1,1,1,1,1,1,1,1,null,0,0,0,0,0,0,0,0,0,0,1,1,0]
["Historic",2011,null,null,null,"SC",null,null,null,null,"Nuclear",null,222.44811899999999,553.66067399999997,21250,52902.576000000001,0,0,0,0,0,0,null,null,null,null,null,"Non-Fossil","No","Existing","Nuclear","Nuclear","---","---","---","---","---","---","---","---","---","---","No",1,1,1,1,1,1,1,1,1,null,0,0,0,0,0,0,0,0,0,0,1,1,0]
["Historic",2011,null,null,null,"SC",null,null,null,null,"Oil",null,1.1412E-2,2.1878999999999999E-2,0.96824500000000013,1.985093,0,0,0,0,0,0,null,null,null,null,null,"Non-Fossil","No","Existing","Nuclear","Nuclear","---","---","---","---","---","---","---","---","---","---","No",1,1,1,1,1,1,1,1,1,null,0,0,0,0,0,0,0,0,0,0,1,1,0]
["Historic",2011,null,null,null,"SD",null,null,null,null,"Hydro",null,0,0,3670.835,6608.1639999999998,0,0,0,0,0,0,null,null,null,null,null,"Non-Fossil","No","Existing","Hydro","Renewable","---","---","---","---","---","---","---","---","---","---","No",1,1,1,1,1,1,1,1,1,null,0,0,0,0,0,0,0,0,0,0,1,1,0]
["Historic",2011,null,null,null,"SD",null,null,null,null,"Wind",null,0,0,938.63741900000002,2668.3,0,0,0,0,0,0,null,null,null,null,null,"Non-Fossil","No","Existing","Wind","Renewable","---","---","---","---","---","---","---","---","---","---","No",1,1,1,1,1,1,1,1,1,null,0,0,0,0,0,0,0,0,0,0,1,1,0]
["Historic",2011,null,null,null,"TN",null,null,null,null,"Biomass",null,2.0627870000000001,4.9238730000000004,393.285055,938.80960800000003,0,0,0,0,0,0,null,null,null,null,null,"Non-Fossil","No","Existing","Biomass","Renewable","---","---","---","---","---","---","---","---","---","---","No",1,1,1,1,1,1,1,1,1,null,0,0,0,0,0,0,0,0,0,0,1,1,0]
["Historic",2011,null,null,null,"TN",null,null,null,null,"Hydro",null,0,0,3205.8536759999997,9575.6389999999992,0,0,0,0,0,0,null,null,null,null,null,"Non-Fossil","No","Existing","Hydro","Renewable","---","---","---","---","---","---","---","---","---","---","No",1,1,1,1,1,1,1,1,1,null,0,0,0,0,0,0,0,0,0,0,1,1,0]
["Historic",2011,null,null,null,"TN",null,null,null,null,"LF Gas",null,0.146479,0.362925,11.230074,27.824000000000002,0,0,0,0,0,0,null,null,null,null,null,"Non-Fossil","No","Existing","Landfill Gas","Other","---","---","---","---","---","---","---","---","---","---","No",1,1,1,1,1,1,1,1,1,null,0,0,0,0,0,0,0,0,0,0,1,1,0]
["Historic",2011,null,null,null,"TN",null,null,null,null,"Non-Fossil",null,1.7799999999999999E-3,5.5950000000000001E-3,0.350881,1.102293,0,0,0,0,0,0,null,null,null,null,null,"Non-Fossil","No","Existing","Non-Fossil Other","Other","---","---","---","---","---","---","---","---","---","---","No",1,1,1,1,1,1,1,1,1,null,0,0,0,0,0,0,0,0,0,0,1,1,0]
["Historic",2011,null,null,null,"TN",null,null,null,null,"Nuclear",null,108.75130799999999,281.68227200000001,10392.9,26919.177,0,0,0,0,0,0,null,null,null,null,null,"Non-Fossil","No","Existing","Nuclear","Nuclear","---","---","---","---","---","---","---","---","---","---","No",1,1,1,1,1,1,1,1,1,null,0,0,0,0,0,0,0,0,0,0,1,1,0]
["Historic",2011,null,null,null,"TN",null,null,null,null,"Wind",null,0,0,11.824,53.143000000000001,0,0,0,0,0,0,null,null,null,null,null,"Non-Fossil","No","Existing","Wind","Renewable","---","---","---","---","---","---","---","---","---","---","No",1,1,1,1,1,1,1,1,1,null,0,0,0,0,0,0,0,0,0,0,1,1,0]
["Historic",2011,null,null,null,"TX",null,null,null,null,"Biomass",null,4.2473850000000004,10.006701,441.18083100000007,1054.9810389999998,0,0,0,0,0,0,null,null,null,null,null,"Non-Fossil","No","Existing","Biomass","Renewable","---","---","---","---","---","---","---","---","---","---","No",1,1,1,1,1,1,1,1,1,null,0,0,0,0,0,0,0,0,0,0,1,1,0]
["Historic",2011,null,null,null,"TX",null,null,null,null,"Hydro",null,0,0,377.90474200000006,563.05372,0,0,0,0,0,0,null,null,null,null,null,"Non-Fossil","No","Existing","Hydro","Renewable","---","---","---","---","---","---","---","---","---","---","No",1,1,1,1,1,1,1,1,1,null,0,0,0,0,0,0,0,0,0,0,1,1,0]
["Historic",2011,null,null,null,"TX",null,null,null,null,"LF Gas",null,2.2721640000000001,6.3301170000000004,193.46074299999998,538.52038500000003,0,0,0,0,0,0,null,null,null,null,null,"Non-Fossil","No","Existing","Landfill Gas","Other","---","---","---","---","---","---","---","---","---","---","No",1,1,1,1,1,1,1,1,1,null,0,0,0,0,0,0,0,0,0,0,1,1,0]
["Historic",2011,null,null,null,"TX",null,null,null,null,"Non-Fossil",null,0.24630099999999999,0.61444399999999999,19.802122000000001,49.4,0,0,0,0,0,0,null,null,null,null,null,"Non-Fossil","No","Existing","Non-Fossil Other","Other","---","---","---","---","---","---","---","---","---","---","No",1,1,1,1,1,1,1,1,1,null,0,0,0,0,0,0,0,0,0,0,1,1,0]
["Historic",2011,null,null,null,"TX",null,null,null,null,"Tires",null,2.0374E-2,5.0826999999999997E-2,1.72031,4.2916249999999998,0,0,0,0,0,0,null,null,null,null,null,"Non-Fossil","No","Existing","Non-Fossil Other","Other","---","---","---","---","---","---","---","---","---","---","No",1,1,1,1,1,1,1,1,1,null,0,0,0,0,0,0,0,0,0,0,1,1,0]
["Historic",2011,null,null,null,"TX",null,null,null,null,"Nuclear",null,185.63828699999999,414.88145300000002,17740.662,39648.457000000002,0,0,0,0,0,0,null,null,null,null,null,"Non-Fossil","No","Existing","Nuclear","Nuclear","---","---","---","---","---","---","---","---","---","---","No",1,1,1,1,1,1,1,1,1,null,0,0,0,0,0,0,0,0,0,0,1,1,0]
["Historic",2011,null,null,null,"TX",null,null,null,null,"Solar",null,0,0,17.002510000000001,28.638999999999999,0,0,0,0,0,0,null,null,null,null,null,"Non-Fossil","No","Existing","Solar PV","Renewable","---","---","---","---","---","---","---","---","---","---","No",1,1,1,1,1,1,1,1,1,null,0,0,0,0,0,0,0,0,0,0,1,1,0]
["Historic",2011,null,null,null,"TX",null,null,null,null,"Wind",null,0,0,12190.079933000005,30548.087234000002,0,0,0,0,0,0,null,null,null,null,null,"Non-Fossil","No","Existing","Wind","Renewable","---","---","---","---","---","---","---","---","---","---","No",1,1,1,1,1,1,1,1,1,null,0,0,0,0,0,0,0,0,0,0,1,1,0]
["Historic",2011,null,null,null,"TX",null,null,null,null,"Natural Gas",null,0.98314900000000005,2.4526439999999998,101.18859700000002,252.43339,0,0,0,0,0,0,null,null,null,null,null,"Non-Fossil","No","Existing","Purchased Steam","Other","---","---","---","---","---","---","---","---","---","---","No",1,1,1,1,1,1,1,1,1,null,0,0,0,0,0,0,0,0,0,0,1,1,0]
["Historic",2011,null,null,null,"UT",null,null,null,null,"Geothermal",null,1.2763720000000001,3.2081029999999999,131.36819400000002,330.18799999999999,0,0,0,0,0,0,null,null,null,null,null,"Non-Fossil","No","Existing","Geothermal","Renewable","---","---","---","---","---","---","---","---","---","---","No",1,1,1,1,1,1,1,1,1,null,0,0,0,0,0,0,0,0,0,0,1,1,0]
["Historic",2011,null,null,null,"UT",null,null,null,null,"Hydro",null,0,0,613.30383299999994,1230.165,0,0,0,0,0,0,null,null,null,null,null,"Non-Fossil","No","Existing","Hydro","Renewable","---","---","---","---","---","---","---","---","---","---","No",1,1,1,1,1,1,1,1,1,null,0,0,0,0,0,0,0,0,0,0,1,1,0]
["Historic",2011,null,null,null,"UT",null,null,null,null,"LF Gas",null,0.25405899999999998,0.59826999999999997,22.588383999999998,53.192,0,0,0,0,0,0,null,null,null,null,null,"Non-Fossil","No","Existing","Landfill Gas","Other","---","---","---","---","---","---","---","---","---","---","No",1,1,1,1,1,1,1,1,1,null,0,0,0,0,0,0,0,0,0,0,1,1,0]
["Historic",2011,null,null,null,"UT",null,null,null,null,"MSW",null,1.7717E-2,4.5718000000000002E-2,3.6587599999999996,9.4410100000000003,0,0,0,0,0,0,null,null,null,null,null,"Non-Fossil","No","Existing","Non-Fossil Other","Other","---","---","---","---","---","---","---","---","---","---","No",1,1,1,1,1,1,1,1,1,null,0,0,0,0,0,0,0,0,0,0,1,1,0]
["Historic",2011,null,null,null,"UT",null,null,null,null,"Non-Fossil",null,0.54265799999999997,1.5553079999999999,55.851999999999997,160.077,0,0,0,0,0,0,null,null,null,null,null,"Non-Fossil","No","Existing","Non-Fossil Other","Other","---","---","---","---","---","---","---","---","---","---","No",1,1,1,1,1,1,1,1,1,null,0,0,0,0,0,0,0,0,0,0,1,1,0]
["Historic",2011,null,null,null,"UT",null,null,null,null,"Wind",null,0,0,267.55513800000006,572.79,0,0,0,0,0,0,null,null,null,null,null,"Non-Fossil","No","Existing","Wind","Renewable","---","---","---","---","---","---","---","---","---","---","No",1,1,1,1,1,1,1,1,1,null,0,0,0,0,0,0,0,0,0,0,1,1,0]
["Historic",2011,null,null,null,"VA",null,null,null,null,"Biomass",null,4.4538219999999997,10.236034,516.88871800000004,1193.4325409999999,0,0,0,0,0,0,null,null,null,null,null,"Non-Fossil","No","Existing","Biomass","Renewable","---","---","---","---","---","---","---","---","---","---","No",1,1,1,1,1,1,1,1,1,null,0,0,0,0,0,0,0,0,0,0,1,1,0]
["Historic",2011,null,null,null,"VA",null,null,null,null,"Coal",null,1.395127,2.5299269999999998,94.974075999999997,158.67518800000002,0,0,0,0,0,0,null,null,null,null,null,"Non-Fossil","No","Existing","Biomass","Renewable","---","---","---","---","---","---","---","---","---","---","No",1,1,1,1,1,1,1,1,1,null,0,0,0,0,0,0,0,0,0,0,1,1,0]
["Historic",2011,null,null,null,"VA",null,null,null,null,"Natural Gas",null,1.531E-3,2.3249999999999998E-3,0.12037899999999999,0.18049899999999999,0,0,0,0,0,0,null,null,null,null,null,"Non-Fossil","No","Existing","Biomass","Renewable","---","---","---","---","---","---","---","---","---","---","No",1,1,1,1,1,1,1,1,1,null,0,0,0,0,0,0,0,0,0,0,1,1,0]
["Historic",2011,null,null,null,"VA",null,null,null,null,"Oil",null,2.3307999999999999E-2,5.9419E-2,1.2935449999999999,1.9443130000000002,0,0,0,0,0,0,null,null,null,null,null,"Non-Fossil","No","Existing","Biomass","Renewable","---","---","---","---","---","---","---","---","---","---","No",1,1,1,1,1,1,1,1,1,null,0,0,0,0,0,0,0,0,0,0,1,1,0]
["Historic",2011,null,null,null,"VA",null,null,null,null,"Hydro",null,0,0,521.13603999999998,1210.3889999999999,0,0,0,0,0,0,null,null,null,null,null,"Non-Fossil","No","Existing","Hydro","Renewable","---","---","---","---","---","---","---","---","---","---","No",1,1,1,1,1,1,1,1,1,null,0,0,0,0,0,0,0,0,0,0,1,1,0]
["Historic",2011,null,null,null,"VA",null,null,null,null,"LF Gas",null,1.645572,3.820567,126.44938500000001,293.58062799999999,0,0,0,0,0,0,null,null,null,null,null,"Non-Fossil","No","Existing","Landfill Gas","Other","---","---","---","---","---","---","---","---","---","---","No",1,1,1,1,1,1,1,1,1,null,0,0,0,0,0,0,0,0,0,0,1,1,0]
["Historic",2011,null,null,null,"VA",null,null,null,null,"Oil",null,1.8092E-2,2.9184999999999999E-2,1.7076789999999999,2.7533719999999997,0,0,0,0,0,0,null,null,null,null,null,"Non-Fossil","No","Existing","Landfill Gas","Other","---","---","---","---","---","---","---","---","---","---","No",1,1,1,1,1,1,1,1,1,null,0,0,0,0,0,0,0,0,0,0,1,1,0]
["Historic",2011,null,null,null,"VA",null,null,null,null,"Coal",null,0.110109,0.277698,23.336617999999998,58.103730999999996,0,0,0,0,0,0,null,null,null,null,null,"Non-Fossil","No","Existing","Non-Fossil Other","Other","---","---","---","---","---","---","---","---","---","---","No",1,1,1,1,1,1,1,1,1,null,0,0,0,0,0,0,0,0,0,0,1,1,0]
["Historic",2011,null,null,null,"VA",null,null,null,null,"MSW",null,7.2696870000000002,16.889823,415.30173300000001,957.60929800000008,0,0,0,0,0,0,null,null,null,null,null,"Non-Fossil","No","Existing","Non-Fossil Other","Other","---","---","---","---","---","---","---","---","---","---","No",1,1,1,1,1,1,1,1,1,null,0,0,0,0,0,0,0,0,0,0,1,1,0]
["Historic",2011,null,null,null,"VA",null,null,null,null,"Natural Gas",null,1.6749E-2,3.8476000000000003E-2,0.88879199999999992,2.0193250000000003,0,0,0,0,0,0,null,null,null,null,null,"Non-Fossil","No","Existing","Non-Fossil Other","Other","---","---","---","---","---","---","---","---","---","---","No",1,1,1,1,1,1,1,1,1,null,0,0,0,0,0,0,0,0,0,0,1,1,0]
["Historic",2011,null,null,null,"VA",null,null,null,null,"Non-Fossil",null,0.47259000000000001,1.054556,100.16317299999999,221.18261999999999,0,0,0,0,0,0,null,null,null,null,null,"Non-Fossil","No","Existing","Non-Fossil Other","Other","---","---","---","---","---","---","---","---","---","---","No",1,1,1,1,1,1,1,1,1,null,0,0,0,0,0,0,0,0,0,0,1,1,0]
["Historic",2011,null,null,null,"VA",null,null,null,null,"Oil",null,9.6570000000000007E-3,2.8802999999999999E-2,1.2250509999999999,4.1564220000000001,0,0,0,0,0,0,null,null,null,null,null,"Non-Fossil","No","Existing","Non-Fossil Other","Other","---","---","---","---","---","---","---","---","---","---","No",1,1,1,1,1,1,1,1,1,null,0,0,0,0,0,0,0,0,0,0,1,1,0]
["Historic",2011,null,null,null,"VA",null,null,null,null,"Nuclear",null,107.166794,267.33423800000003,10241.475,25547.996999999999,0,0,0,0,0,0,null,null,null,null,null,"Non-Fossil","No","Existing","Nuclear","Nuclear","---","---","---","---","---","---","---","---","---","---","No",1,1,1,1,1,1,1,1,1,null,0,0,0,0,0,0,0,0,0,0,1,1,0]
["Historic",2011,null,null,null,"VT",null,null,null,null,"Biomass",null,2.3647,5.4343659999999998,163.15779700000002,372.24760500000002,0,0,0,0,0,0,null,null,null,null,null,"Non-Fossil","No","Existing","Biomass","Renewable","---","---","---","---","---","---","---","---","---","---","No",1,1,1,1,1,1,1,1,1,null,0,0,0,0,0,0,0,0,0,0,1,1,0]
["Historic",2011,null,null,null,"VT",null,null,null,null,"Natural Gas",null,2.5314E-2,4.9793999999999998E-2,1.6377819999999998,3.2773680000000001,0,0,0,0,0,0,null,null,null,null,null,"Non-Fossil","No","Existing","Biomass","Renewable","---","---","---","---","---","---","---","---","---","---","No",1,1,1,1,1,1,1,1,1,null,0,0,0,0,0,0,0,0,0,0,1,1,0]
["Historic",2011,null,null,null,"VT",null,null,null,null,"Oil",null,9.859999999999999E-4,1.8730000000000001E-3,6.6170000000000007E-2,0.12472799999999999,0,0,0,0,0,0,null,null,null,null,null,"Non-Fossil","No","Existing","Biomass","Renewable","---","---","---","---","---","---","---","---","---","---","No",1,1,1,1,1,1,1,1,1,null,0,0,0,0,0,0,0,0,0,0,1,1,0]
["Historic",2011,null,null,null,"VT",null,null,null,null,"Hydro",null,0,0,498.64200000000005,1424.7329999999999,0,0,0,0,0,0,null,null,null,null,null,"Non-Fossil","No","Existing","Hydro","Renewable","---","---","---","---","---","---","---","---","---","---","No",1,1,1,1,1,1,1,1,1,null,0,0,0,0,0,0,0,0,0,0,1,1,0]
["Historic",2011,null,null,null,"VT",null,null,null,null,"LF Gas",null,0.11816500000000001,0.27356399999999997,10.992186,25.448,0,0,0,0,0,0,null,null,null,null,null,"Non-Fossil","No","Existing","Landfill Gas","Other","---","---","---","---","---","---","---","---","---","---","No",1,1,1,1,1,1,1,1,1,null,0,0,0,0,0,0,0,0,0,0,1,1,0]
["Historic",2011,null,null,null,"VT",null,null,null,null,"Nuclear",null,22.510491999999999,51.350563000000001,2151.232,4907.3549999999996,0,0,0,0,0,0,null,null,null,null,null,"Non-Fossil","No","Existing","Nuclear","Nuclear","---","---","---","---","---","---","---","---","---","---","No",1,1,1,1,1,1,1,1,1,null,0,0,0,0,0,0,0,0,0,0,1,1,0]
["Historic",2011,null,null,null,"VT",null,null,null,null,"Solar",null,0,0,1.4396139999999999,1.8149999999999999,0,0,0,0,0,0,null,null,null,null,null,"Non-Fossil","No","Existing","Solar PV","Renewable","---","---","---","---","---","---","---","---","---","---","No",1,1,1,1,1,1,1,1,1,null,0,0,0,0,0,0,0,0,0,0,1,1,0]
["Historic",2011,null,null,null,"VT",null,null,null,null,"Wind",null,0,0,2.9319999999999999,33.185000000000002,0,0,0,0,0,0,null,null,null,null,null,"Non-Fossil","No","Existing","Wind","Renewable","---","---","---","---","---","---","---","---","---","---","No",1,1,1,1,1,1,1,1,1,null,0,0,0,0,0,0,0,0,0,0,1,1,0]
["Historic",2011,null,null,null,"WA",null,null,null,null,"Biomass",null,5.4167610000000002,11.838423000000001,494.91405900000007,1094.8490499999998,0,0,0,0,0,0,null,null,null,null,null,"Non-Fossil","No","Existing","Biomass","Renewable","---","---","---","---","---","---","---","---","---","---","No",1,1,1,1,1,1,1,1,1,null,0,0,0,0,0,0,0,0,0,0,1,1,0]
["Historic",2011,null,null,null,"WA",null,null,null,null,"Hydro",null,0,0,41408.923297000008,91817.701711000002,0,0,0,0,0,0,null,null,null,null,null,"Non-Fossil","No","Existing","Hydro","Renewable","---","---","---","---","---","---","---","---","---","---","No",1,1,1,1,1,1,1,1,1,null,0,0,0,0,0,0,0,0,0,0,1,1,0]
["Historic",2011,null,null,null,"WA",null,null,null,null,"LF Gas",null,0.185889,0.968283,21.396564000000005,84.166180999999995,0,0,0,0,0,0,null,null,null,null,null,"Non-Fossil","No","Existing","Landfill Gas","Other","---","---","---","---","---","---","---","---","---","---","No",1,1,1,1,1,1,1,1,1,null,0,0,0,0,0,0,0,0,0,0,1,1,0]
["Historic",2011,null,null,null,"WA",null,null,null,null,"Oil",null,4.8580000000000003E-3,1.0439E-2,0.611931,1.314819,0,0,0,0,0,0,null,null,null,null,null,"Non-Fossil","No","Existing","Landfill Gas","Other","---","---","---","---","---","---","---","---","---","---","No",1,1,1,1,1,1,1,1,1,null,0,0,0,0,0,0,0,0,0,0,1,1,0]
["Historic",2011,null,null,null,"WA",null,null,null,null,"Biomass",null,0.41125400000000001,0.95827399999999996,35.905287000000001,83.657150999999999,0,0,0,0,0,0,null,null,null,null,null,"Non-Fossil","No","Existing","Non-Fossil Other","Other","---","---","---","---","---","---","---","---","---","---","No",1,1,1,1,1,1,1,1,1,null,0,0,0,0,0,0,0,0,0,0,1,1,0]
["Historic",2011,null,null,null,"WA",null,null,null,null,"Fwaste",null,2.7099999999999997E-4,1.0429000000000001E-2,5.3334999999999994E-2,2.056092,0,0,0,0,0,0,null,null,null,null,null,"Non-Fossil","No","Existing","Non-Fossil Other","Other","---","---","---","---","---","---","---","---","---","---","No",1,1,1,1,1,1,1,1,1,null,0,0,0,0,0,0,0,0,0,0,1,1,0]
["Historic",2011,null,null,null,"WA",null,null,null,null,"MSW",null,1.231371,2.8491680000000001,59.963000000000001,143.38300000000001,0,0,0,0,0,0,null,null,null,null,null,"Non-Fossil","No","Existing","Non-Fossil Other","Other","---","---","---","---","---","---","---","---","---","---","No",1,1,1,1,1,1,1,1,1,null,0,0,0,0,0,0,0,0,0,0,1,1,0]
["Historic",2011,null,null,null,"WA",null,null,null,null,"Natural Gas",null,6.6214999999999996E-2,0.18455199999999999,11.503431999999998,31.253211000000004,0,0,0,0,0,0,null,null,null,null,null,"Non-Fossil","No","Existing","Non-Fossil Other","Other","---","---","---","---","---","---","---","---","---","---","No",1,1,1,1,1,1,1,1,1,null,0,0,0,0,0,0,0,0,0,0,1,1,0]
["Historic",2011,null,null,null,"WA",null,null,null,null,"Non-Fossil",null,1.2240009999999999,3.1245099999999999,168.37570500000001,415.32471299999997,0,0,0,0,0,0,null,null,null,null,null,"Non-Fossil","No","Existing","Non-Fossil Other","Other","---","---","---","---","---","---","---","---","---","---","No",1,1,1,1,1,1,1,1,1,null,0,0,0,0,0,0,0,0,0,0,1,1,0]
["Historic",2011,null,null,null,"WA",null,null,null,null,"Oil",null,1.787E-2,3.2217999999999997E-2,1.5602409999999998,2.811833,0,0,0,0,0,0,null,null,null,null,null,"Non-Fossil","No","Existing","Non-Fossil Other","Other","---","---","---","---","---","---","---","---","---","---","No",1,1,1,1,1,1,1,1,1,null,0,0,0,0,0,0,0,0,0,0,1,1,0]
["Historic",2011,null,null,null,"WA",null,null,null,null,"Nuclear",null,0.14441399999999999,50.292893999999997,13.801,4806.2780000000002,0,0,0,0,0,0,null,null,null,null,null,"Non-Fossil","No","Existing","Nuclear","Nuclear","---","---","---","---","---","---","---","---","---","---","No",1,1,1,1,1,1,1,1,1,null,0,0,0,0,0,0,0,0,0,0,1,1,0]
["Historic",2011,null,null,null,"WA",null,null,null,null,"Pumps",null,0,0,1.623,51.915999999999997,0,0,0,0,0,0,null,null,null,null,null,"Non-Fossil","No","Existing","Pumped Storage","Other","---","---","---","---","---","---","---","---","---","---","No",1,1,1,1,1,1,1,1,1,null,0,0,0,0,0,0,0,0,0,0,1,1,0]
["Historic",2011,null,null,null,"WA",null,null,null,null,"Solar",null,0,0,0.47099999999999997,0.84,0,0,0,0,0,0,null,null,null,null,null,"Non-Fossil","No","Existing","Solar PV","Renewable","---","---","---","---","---","---","---","---","---","---","No",1,1,1,1,1,1,1,1,1,null,0,0,0,0,0,0,0,0,0,0,1,1,0]
["Historic",2011,null,null,null,"WA",null,null,null,null,"Wind",null,0,0,2663.0443760000003,6262.38,0,0,0,0,0,0,null,null,null,null,null,"Non-Fossil","No","Existing","Wind","Renewable","---","---","---","---","---","---","---","---","---","---","No",1,1,1,1,1,1,1,1,1,null,0,0,0,0,0,0,0,0,0,0,1,1,0]
["Historic",2011,null,null,null,"WA",null,null,null,null,"Natural Gas",null,0.366008,0.87110799999999999,37.670631,89.656999999999996,0,0,0,0,0,0,null,null,null,null,null,"Non-Fossil","No","Existing","Purchased Steam","Other","---","---","---","---","---","---","---","---","---","---","No",1,1,1,1,1,1,1,1,1,null,0,0,0,0,0,0,0,0,0,0,1,1,0]
["Historic",2011,null,null,null,"WI",null,null,null,null,"Biomass",null,4.4156500000000003,10.0463,345.24981000000002,824.52400999999975,0,0,0,0,0,0,null,null,null,null,null,"Non-Fossil","No","Existing","Biomass","Renewable","---","---","---","---","---","---","---","---","---","---","No",1,1,1,1,1,1,1,1,1,null,0,0,0,0,0,0,0,0,0,0,1,1,0]
["Historic",2011,null,null,null,"WI",null,null,null,null,"Coal",null,0.37295400000000001,0.80724300000000004,22.478217000000001,49.563333,0,0,0,0,0,0,null,null,null,null,null,"Non-Fossil","No","Existing","Biomass","Renewable","---","---","---","---","---","---","---","---","---","---","No",1,1,1,1,1,1,1,1,1,null,0,0,0,0,0,0,0,0,0,0,1,1,0]
["Historic",2011,null,null,null,"WI",null,null,null,null,"Natural Gas",null,7.4451000000000003E-2,0.16406799999999999,4.4837889999999998,10.010871999999999,0,0,0,0,0,0,null,null,null,null,null,"Non-Fossil","No","Existing","Biomass","Renewable","---","---","---","---","---","---","---","---","---","---","No",1,1,1,1,1,1,1,1,1,null,0,0,0,0,0,0,0,0,0,0,1,1,0]
["Historic",2011,null,null,null,"WI",null,null,null,null,"Hydro",null,0,0,1140.5265130000003,2146.9098899999995,0,0,0,0,0,0,null,null,null,null,null,"Non-Fossil","No","Existing","Hydro","Renewable","---","---","---","---","---","---","---","---","---","---","No",1,1,1,1,1,1,1,1,1,null,0,0,0,0,0,0,0,0,0,0,1,1,0]
["Historic",2011,null,null,null,"WI",null,null,null,null,"LF Gas",null,2.7235149999999999,6.7647139999999997,200.82176699999999,498.80500000000001,0,0,0,0,0,0,null,null,null,null,null,"Non-Fossil","No","Existing","Landfill Gas","Other","---","---","---","---","---","---","---","---","---","---","No",1,1,1,1,1,1,1,1,1,null,0,0,0,0,0,0,0,0,0,0,1,1,0]
["Historic",2011,null,null,null,"WI",null,null,null,null,"Coal",null,0.141455,0.31779200000000002,26.076559,58.583686999999998,0,0,0,0,0,0,null,null,null,null,null,"Non-Fossil","No","Existing","Non-Fossil Other","Other","---","---","---","---","---","---","---","---","---","---","No",1,1,1,1,1,1,1,1,1,null,0,0,0,0,0,0,0,0,0,0,1,1,0]
["Historic",2011,null,null,null,"WI",null,null,null,null,"MSW",null,0.23444100000000001,0.58059099999999997,10.683496999999999,26.860022000000001,0,0,0,0,0,0,null,null,null,null,null,"Non-Fossil","No","Existing","Non-Fossil Other","Other","---","---","---","---","---","---","---","---","---","---","No",1,1,1,1,1,1,1,1,1,null,0,0,0,0,0,0,0,0,0,0,1,1,0]
["Historic",2011,null,null,null,"WI",null,null,null,null,"Natural Gas",null,1.6136999999999999E-2,5.3818999999999999E-2,2.9747240000000001,9.9210960000000004,0,0,0,0,0,0,null,null,null,null,null,"Non-Fossil","No","Existing","Non-Fossil Other","Other","---","---","---","---","---","---","---","---","---","---","No",1,1,1,1,1,1,1,1,1,null,0,0,0,0,0,0,0,0,0,0,1,1,0]
["Historic",2011,null,null,null,"WI",null,null,null,null,"Non-Fossil",null,0.56460500000000002,1.315366,104.082717,242.48221599999999,0,0,0,0,0,0,null,null,null,null,null,"Non-Fossil","No","Existing","Non-Fossil Other","Other","---","---","---","---","---","---","---","---","---","---","No",1,1,1,1,1,1,1,1,1,null,0,0,0,0,0,0,0,0,0,0,1,1,0]
["Historic",2011,null,null,null,"WI",null,null,null,null,"Tires",null,5.1989999999999996E-3,2.0202999999999999E-2,0.96604200000000007,3.7489990000000004,0,0,0,0,0,0,null,null,null,null,null,"Non-Fossil","No","Existing","Non-Fossil Other","Other","---","---","---","---","---","---","---","---","---","---","No",1,1,1,1,1,1,1,1,1,null,0,0,0,0,0,0,0,0,0,0,1,1,0]
["Historic",2011,null,null,null,"WI",null,null,null,null,"Nuclear",null,56.113021000000003,121.024728,5360.8779999999997,11559.781000000001,0,0,0,0,0,0,null,null,null,null,null,"Non-Fossil","No","Existing","Nuclear","Nuclear","---","---","---","---","---","---","---","---","---","---","No",1,1,1,1,1,1,1,1,1,null,0,0,0,0,0,0,0,0,0,0,1,1,0]
["Historic",2011,null,null,null,"WI",null,null,null,null,"Wind",null,0,0,386.73503900000003,1187.73,0,0,0,0,0,0,null,null,null,null,null,"Non-Fossil","No","Existing","Wind","Renewable","---","---","---","---","---","---","---","---","---","---","No",1,1,1,1,1,1,1,1,1,null,0,0,0,0,0,0,0,0,0,0,1,1,0]
["Historic",2011,null,null,null,"WI",null,null,null,null,"Natural Gas",null,6.9917000000000007E-2,0.186973,7.1961550000000001,19.244,0,0,0,0,0,0,null,null,null,null,null,"Non-Fossil","No","Existing","Purchased Steam","Other","---","---","---","---","---","---","---","---","---","---","No",1,1,1,1,1,1,1,1,1,null,0,0,0,0,0,0,0,0,0,0,1,1,0]
["Historic",2011,null,null,null,"WV",null,null,null,null,"Biomass",null,1.65E-3,2.8059999999999999E-3,0.13656200000000002,0.235434,0,0,0,0,0,0,null,null,null,null,null,"Non-Fossil","No","Existing","Biomass","Renewable","---","---","---","---","---","---","---","---","---","---","No",1,1,1,1,1,1,1,1,1,null,0,0,0,0,0,0,0,0,0,0,1,1,0]
["Historic",2011,null,null,null,"WV",null,null,null,null,"Hydro",null,0,0,471.10640999999998,1453.1089999999999,0,0,0,0,0,0,null,null,null,null,null,"Non-Fossil","No","Existing","Hydro","Renewable","---","---","---","---","---","---","---","---","---","---","No",1,1,1,1,1,1,1,1,1,null,0,0,0,0,0,0,0,0,0,0,1,1,0]
["Historic",2011,null,null,null,"WV",null,null,null,null,"LF Gas",null,6.0158999999999997E-2,0.13500300000000001,4.0956980000000005,9.1910000000000007,0,0,0,0,0,0,null,null,null,null,null,"Non-Fossil","No","Existing","Landfill Gas","Other","---","---","---","---","---","---","---","---","---","---","No",1,1,1,1,1,1,1,1,1,null,0,0,0,0,0,0,0,0,0,0,1,1,0]
["Historic",2011,null,null,null,"WV",null,null,null,null,"Non-Fossil",null,9.5000000000000005E-5,2.23E-4,1.8597000000000002E-2,4.3540000000000002E-2,0,0,0,0,0,0,null,null,null,null,null,"Non-Fossil","No","Existing","Non-Fossil Other","Other","---","---","---","---","---","---","---","---","---","---","No",1,1,1,1,1,1,1,1,1,null,0,0,0,0,0,0,0,0,0,0,1,1,0]
["Historic",2011,null,null,null,"WV",null,null,null,null,"Tires",null,0,3.0000000000000001E-5,0,1.199E-3,0,0,0,0,0,0,null,null,null,null,null,"Non-Fossil","No","Existing","Non-Fossil Other","Other","---","---","---","---","---","---","---","---","---","---","No",1,1,1,1,1,1,1,1,1,null,0,0,0,0,0,0,0,0,0,0,1,1,0]
["Historic",2011,null,null,null,"WV",null,null,null,null,"Wind",null,0,0,284.39830800000004,1102.5123079999998,0,0,0,0,0,0,null,null,null,null,null,"Non-Fossil","No","Existing","Wind","Renewable","---","---","---","---","---","---","---","---","---","---","No",1,1,1,1,1,1,1,1,1,null,0,0,0,0,0,0,0,0,0,0,1,1,0]
["Historic",2011,null,null,null,"WY",null,null,null,null,"Hydro",null,0,0,819.88767799999994,1223.73,0,0,0,0,0,0,null,null,null,null,null,"Non-Fossil","No","Existing","Hydro","Renewable","---","---","---","---","---","---","---","---","---","---","No",1,1,1,1,1,1,1,1,1,null,0,0,0,0,0,0,0,0,0,0,1,1,0]
["Historic",2011,null,null,null,"WY",null,null,null,null,"Non-Fossil",null,0.26638099999999998,0.62105500000000002,26.638504000000001,62.106605000000002,0,0,0,0,0,0,null,null,null,null,null,"Non-Fossil","No","Existing","Non-Fossil Other","Other","---","---","---","---","---","---","---","---","---","---","No",1,1,1,1,1,1,1,1,1,null,0,0,0,0,0,0,0,0,0,0,1,1,0]
["Historic",2011,null,null,null,"WY",null,null,null,null,"Wind",null,0,0,1302.9539029999999,4611.8680000000004,0,0,0,0,0,0,null,null,null,null,null,"Non-Fossil","No","Existing","Wind","Renewable","---","---","---","---","---","---","---","---","---","---","No",1,1,1,1,1,1,1,1,1,null,0,0,0,0,0,0,0,0,0,0,1,1,0]
["Historic",2012,null,null,null,"AK",null,null,null,null,"Hydro",null,0,0,533.81916799999999,1575.0450000000001,0,0,0,0,0,0,null,null,null,null,null,"Non-Fossil","No","Existing","Hydro","Renewable","---","---","---","---","---","---","---","---","---","---","No",1,1,1,1,1,1,1,1,1,null,0,0,0,0,0,0,0,0,0,0,1,1,0]
["Historic",2012,null,null,null,"AK",null,null,null,null,"Wind",null,0,0,13.032405000000001,37.392319999999998,0,0,0,0,0,0,null,null,null,null,null,"Non-Fossil","No","Existing","Wind","Renewable","---","---","---","---","---","---","---","---","---","---","No",1,1,1,1,1,1,1,1,1,null,0,0,0,0,0,0,0,0,0,0,1,1,0]
["Historic",2012,null,null,null,"AL",null,null,null,null,"Biomass",null,8.8223559999999992,20.071099,1179.2527789999999,2704.2916880000002,0,0,0,0,0,0,null,null,null,null,null,"Non-Fossil","No","Existing","Biomass","Renewable","---","---","---","---","---","---","---","---","---","---","No",1,1,1,1,1,1,1,1,1,null,0,0,0,0,0,0,0,0,0,0,1,1,0]
["Historic",2012,null,null,null,"AL",null,null,null,null,"Non-Fossil",null,3.5487999999999999E-2,0.15141199999999999,0.60900199999999993,4.6491109999999995,0,0,0,0,0,0,null,null,null,null,null,"Non-Fossil","No","Existing","Biomass","Renewable","---","---","---","---","---","---","---","---","---","---","No",1,1,1,1,1,1,1,1,1,null,0,0,0,0,0,0,0,0,0,0,1,1,0]
["Historic",2012,null,null,null,"AL",null,null,null,null,"Hydro",null,0,0,1746.1548020000002,7435.223,0,0,0,0,0,0,null,null,null,null,null,"Non-Fossil","No","Existing","Hydro","Renewable","---","---","---","---","---","---","---","---","---","---","No",1,1,1,1,1,1,1,1,1,null,0,0,0,0,0,0,0,0,0,0,1,1,0]
["Historic",2012,null,null,null,"AL",null,null,null,null,"LF Gas",null,5.5715000000000001E-2,0.11311599999999999,0,0,0,0,0,0,0,0,null,null,null,null,null,"Non-Fossil","No","Existing","Landfill Gas","Other","---","---","---","---","---","---","---","---","---","---","No",1,1,1,1,1,1,1,1,1,null,0,0,0,0,0,0,0,0,0,0,1,1,0]
["Historic",2012,null,null,null,"AL",null,null,null,null,"Natural Gas",null,1.5181E-2,3.6434000000000001E-2,0.19261900000000001,0.72995699999999997,0,0,0,0,0,0,null,null,null,null,null,"Non-Fossil","No","Existing","Non-Fossil Other","Other","---","---","---","---","---","---","---","---","---","---","No",1,1,1,1,1,1,1,1,1,null,0,0,0,0,0,0,0,0,0,0,1,1,0]
["Historic",2012,null,null,null,"AL",null,null,null,null,"Non-Fossil",null,2.739849,6.3625299999999996,120.74808899999999,294.14224899999999,0,0,0,0,0,0,null,null,null,null,null,"Non-Fossil","No","Existing","Non-Fossil Other","Other","---","---","---","---","---","---","---","---","---","---","No",1,1,1,1,1,1,1,1,1,null,0,0,0,0,0,0,0,0,0,0,1,1,0]
["Historic",2012,null,null,null,"AL",null,null,null,null,"Oil",null,3.1345999999999999E-2,0.101178,0.23675399999999999,1.3317429999999999,0,0,0,0,0,0,null,null,null,null,null,"Non-Fossil","No","Existing","Non-Fossil Other","Other","---","---","---","---","---","---","---","---","---","---","No",1,1,1,1,1,1,1,1,1,null,0,0,0,0,0,0,0,0,0,0,1,1,0]
["Historic",2012,null,null,null,"AL",null,null,null,null,"Tires",null,0,8.7000000000000001E-5,0,1.4102999999999999E-2,0,0,0,0,0,0,null,null,null,null,null,"Non-Fossil","No","Existing","Non-Fossil Other","Other","---","---","---","---","---","---","---","---","---","---","No",1,1,1,1,1,1,1,1,1,null,0,0,0,0,0,0,0,0,0,0,1,1,0]
["Historic",2012,null,null,null,"AL",null,null,null,null,"Nuclear",null,182.869663,427.95844399999999,17451.738000000001,40841.212,0,0,0,0,0,0,null,null,null,null,null,"Non-Fossil","No","Existing","Nuclear","Nuclear","---","---","---","---","---","---","---","---","---","---","No",1,1,1,1,1,1,1,1,1,null,0,0,0,0,0,0,0,0,0,0,1,1,0]
["Historic",2012,null,null,null,"AR",null,null,null,null,"Biomass",null,3.8943829999999999,9.5775980000000001,650.49969700000008,1600.976862,0,0,0,0,0,0,null,null,null,null,null,"Non-Fossil","No","Existing","Biomass","Renewable","---","---","---","---","---","---","---","---","---","---","No",1,1,1,1,1,1,1,1,1,null,0,0,0,0,0,0,0,0,0,0,1,1,0]
["Historic",2012,null,null,null,"AR",null,null,null,null,"Hydro",null,0,0,570.67964400000017,2198.4720000000002,0,0,0,0,0,0,null,null,null,null,null,"Non-Fossil","No","Existing","Hydro","Renewable","---","---","---","---","---","---","---","---","---","---","No",1,1,1,1,1,1,1,1,1,null,0,0,0,0,0,0,0,0,0,0,1,1,0]
["Historic",2012,null,null,null,"AR",null,null,null,null,"LF Gas",null,0.30656099999999997,0.63112100000000004,26.146008999999999,53.826999999999998,0,0,0,0,0,0,null,null,null,null,null,"Non-Fossil","No","Existing","Landfill Gas","Other","---","---","---","---","---","---","---","---","---","---","No",1,1,1,1,1,1,1,1,1,null,0,0,0,0,0,0,0,0,0,0,1,1,0]
["Historic",2012,null,null,null,"AR",null,null,null,null,"Tires",null,6.7156999999999994E-2,0.18571399999999999,10.994462,30.392448000000002,0,0,0,0,0,0,null,null,null,null,null,"Non-Fossil","No","Existing","Non-Fossil Other","Other","---","---","---","---","---","---","---","---","---","---","No",1,1,1,1,1,1,1,1,1,null,0,0,0,0,0,0,0,0,0,0,1,1,0]
["Historic",2012,null,null,null,"AR",null,null,null,null,"Nuclear",null,65.537502000000003,162.346216,6254.4179999999997,15493.130999999999,0,0,0,0,0,0,null,null,null,null,null,"Non-Fossil","No","Existing","Nuclear","Nuclear","---","---","---","---","---","---","---","---","---","---","No",1,1,1,1,1,1,1,1,1,null,0,0,0,0,0,0,0,0,0,0,1,1,0]
["Historic",2012,null,null,null,"AR",null,null,null,null,"Pumps",null,0,0,9.0090000000000003,42.41,0,0,0,0,0,0,null,null,null,null,null,"Non-Fossil","No","Existing","Pumped Storage","Other","---","---","---","---","---","---","---","---","---","---","No",1,1,1,1,1,1,1,1,1,null,0,0,0,0,0,0,0,0,0,0,1,1,0]
["Historic",2012,null,null,null,"AZ",null,null,null,null,"Biomass",null,1.0970489999999999,2.4676490000000002,80.667729999999992,181.156295,0,0,0,0,0,0,null,null,null,null,null,"Non-Fossil","No","Existing","Biomass","Renewable","---","---","---","---","---","---","---","---","---","---","No",1,1,1,1,1,1,1,1,1,null,0,0,0,0,0,0,0,0,0,0,1,1,0]
["Historic",2012,null,null,null,"AZ",null,null,null,null,"Natural Gas",null,3.3909999999999999E-3,1.2171E-2,0.24626999999999999,0.86370799999999992,0,0,0,0,0,0,null,null,null,null,null,"Non-Fossil","No","Existing","Biomass","Renewable","---","---","---","---","---","---","---","---","---","---","No",1,1,1,1,1,1,1,1,1,null,0,0,0,0,0,0,0,0,0,0,1,1,0]
["Historic",2012,null,null,null,"AZ",null,null,null,null,"Hydro",null,0,0,2893.161458,6716.9340000000002,0,0,0,0,0,0,null,null,null,null,null,"Non-Fossil","No","Existing","Hydro","Renewable","---","---","---","---","---","---","---","---","---","---","No",1,1,1,1,1,1,1,1,1,null,0,0,0,0,0,0,0,0,0,0,1,1,0]
["Historic",2012,null,null,null,"AZ",null,null,null,null,"LF Gas",null,0.27305200000000002,0.65714399999999995,20.985686000000001,50.593000000000004,0,0,0,0,0,0,null,null,null,null,null,"Non-Fossil","No","Existing","Landfill Gas","Other","---","---","---","---","---","---","---","---","---","---","No",1,1,1,1,1,1,1,1,1,null,0,0,0,0,0,0,0,0,0,0,1,1,0]
["Historic",2012,null,null,null,"AZ",null,null,null,null,"Nuclear",null,150.016715,334.62251099999997,14316.494000000001,31933.916000000001,0,0,0,0,0,0,null,null,null,null,null,"Non-Fossil","No","Existing","Nuclear","Nuclear","---","---","---","---","---","---","---","---","---","---","No",1,1,1,1,1,1,1,1,1,null,0,0,0,0,0,0,0,0,0,0,1,1,0]
["Historic",2012,null,null,null,"AZ",null,null,null,null,"Pumps",null,0,0,63.177999999999997,79.444999999999993,0,0,0,0,0,0,null,null,null,null,null,"Non-Fossil","No","Existing","Pumped Storage","Other","---","---","---","---","---","---","---","---","---","---","No",1,1,1,1,1,1,1,1,1,null,0,0,0,0,0,0,0,0,0,0,1,1,0]
["Historic",2012,null,null,null,"AZ",null,null,null,null,"Solar",null,0,0,549.11812400000008,955.42630700000007,0,0,0,0,0,0,null,null,null,null,null,"Non-Fossil","No","Existing","Solar PV","Renewable","---","---","---","---","---","---","---","---","---","---","No",1,1,1,1,1,1,1,1,1,null,0,0,0,0,0,0,0,0,0,0,1,1,0]
["Historic",2012,null,null,null,"AZ",null,null,null,null,"Wind",null,0,0,205.753649,531.63990000000001,0,0,0,0,0,0,null,null,null,null,null,"Non-Fossil","No","Existing","Wind","Renewable","---","---","---","---","---","---","---","---","---","---","No",1,1,1,1,1,1,1,1,1,null,0,0,0,0,0,0,0,0,0,0,1,1,0]
["Historic",2012,null,null,null,"CA",null,null,null,null,"Biomass",null,27.186727999999999,61.914538999999998,1802.3879769999996,4148.9254789999995,0,0,0,0,0,0,null,null,null,null,null,"Non-Fossil","No","Existing","Biomass","Renewable","---","---","---","---","---","---","---","---","---","---","No",1,1,1,1,1,1,1,1,1,null,0,0,0,0,0,0,0,0,0,0,1,1,0]
["Historic",2012,null,null,null,"CA",null,null,null,null,"Natural Gas",null,0.18273700000000001,0.45998899999999998,10.782014999999998,27.961347,0,0,0,0,0,0,null,null,null,null,null,"Non-Fossil","No","Existing","Biomass","Renewable","---","---","---","---","---","---","---","---","---","---","No",1,1,1,1,1,1,1,1,1,null,0,0,0,0,0,0,0,0,0,0,1,1,0]
["Historic",2012,null,null,null,"CA",null,null,null,null,"Biomass",null,8.8136000000000006E-2,0.22756999999999999,10.474235,27.390957,0,0,0,0,0,0,null,null,null,null,null,"Non-Fossil","No","Existing","Fuel Cell","Other","---","---","---","---","---","---","---","---","---","---","No",1,1,1,1,1,1,1,1,1,null,0,0,0,0,0,0,0,0,0,0,1,1,0]
["Historic",2012,null,null,null,"CA",null,null,null,null,"Natural Gas",null,0.35878599999999999,0.80459099999999995,41.796511999999993,93.613062999999997,0,0,0,0,0,0,null,null,null,null,null,"Non-Fossil","No","Existing","Fuel Cell","Other","---","---","---","---","---","---","---","---","---","---","No",1,1,1,1,1,1,1,1,1,null,0,0,0,0,0,0,0,0,0,0,1,1,0]
["Historic",2012,null,null,null,"CA",null,null,null,null,"Geothermal",null,49.93674,119.130786,5247.6610469999987,12518.999,0,0,0,0,0,0,null,null,null,null,null,"Non-Fossil","No","Existing","Geothermal","Renewable","---","---","---","---","---","---","---","---","---","---","No",1,1,1,1,1,1,1,1,1,null,0,0,0,0,0,0,0,0,0,0,1,1,0]
["Historic",2012,null,null,null,"CA",null,null,null,null,"Hydro",null,0,0,15217.896150999999,26837.370414000001,0,0,0,0,0,0,null,null,null,null,null,"Non-Fossil","No","Existing","Hydro","Renewable","---","---","---","---","---","---","---","---","---","---","No",1,1,1,1,1,1,1,1,1,null,0,0,0,0,0,0,0,0,0,0,1,1,0]
["Historic",2012,null,null,null,"CA",null,null,null,null,"LF Gas",null,8.1799879999999998,20.492598000000001,631.69960299999991,1590.278047,0,0,0,0,0,0,null,null,null,null,null,"Non-Fossil","No","Existing","Landfill Gas","Other","---","---","---","---","---","---","---","---","---","---","No",1,1,1,1,1,1,1,1,1,null,0,0,0,0,0,0,0,0,0,0,1,1,0]
["Historic",2012,null,null,null,"CA",null,null,null,null,"Natural Gas",null,2.1170000000000001E-2,4.4875999999999999E-2,2.0100739999999999,4.1384669999999995,0,0,0,0,0,0,null,null,null,null,null,"Non-Fossil","No","Existing","Landfill Gas","Other","---","---","---","---","---","---","---","---","---","---","No",1,1,1,1,1,1,1,1,1,null,0,0,0,0,0,0,0,0,0,0,1,1,0]
["Historic",2012,null,null,null,"CA",null,null,null,null,"MSW",null,3.1110280000000001,7.4490629999999998,119.33411699999999,299.587447,0,0,0,0,0,0,null,null,null,null,null,"Non-Fossil","No","Existing","Non-Fossil Other","Other","---","---","---","---","---","---","---","---","---","---","No",1,1,1,1,1,1,1,1,1,null,0,0,0,0,0,0,0,0,0,0,1,1,0]
["Historic",2012,null,null,null,"CA",null,null,null,null,"Natural Gas",null,0.235151,0.52594600000000002,16.164930000000002,35.977277999999998,0,0,0,0,0,0,null,null,null,null,null,"Non-Fossil","No","Existing","Non-Fossil Other","Other","---","---","---","---","---","---","---","---","---","---","No",1,1,1,1,1,1,1,1,1,null,0,0,0,0,0,0,0,0,0,0,1,1,0]
["Historic",2012,null,null,null,"CA",null,null,null,null,"Non-Fossil",null,2.6328770000000001,6.3374600000000001,262.66251300000005,631.054171,0,0,0,0,0,0,null,null,null,null,null,"Non-Fossil","No","Existing","Non-Fossil Other","Other","---","---","---","---","---","---","---","---","---","---","No",1,1,1,1,1,1,1,1,1,null,0,0,0,0,0,0,0,0,0,0,1,1,0]
["Historic",2012,null,null,null,"CA",null,null,null,null,"Tires",null,4.6224000000000001E-2,7.4851000000000001E-2,6.5502159999999998,10.607120999999999,0,0,0,0,0,0,null,null,null,null,null,"Non-Fossil","No","Existing","Non-Fossil Other","Other","---","---","---","---","---","---","---","---","---","---","No",1,1,1,1,1,1,1,1,1,null,0,0,0,0,0,0,0,0,0,0,1,1,0]
["Historic",2012,null,null,null,"CA",null,null,null,null,"Nuclear",null,72.979284000000007,196.202427,6870.7070000000003,18507.407999999999,0,0,0,0,0,0,null,null,null,null,null,"Non-Fossil","No","Existing","Nuclear","Nuclear","---","---","---","---","---","---","---","---","---","---","No",1,1,1,1,1,1,1,1,1,null,0,0,0,0,0,0,0,0,0,0,1,1,0]
["Historic",2012,null,null,null,"CA",null,null,null,null,"Pumps",null,0,0,488.30072100000001,574.85900000000004,0,0,0,0,0,0,null,null,null,null,null,"Non-Fossil","No","Existing","Pumped Storage","Other","---","---","---","---","---","---","---","---","---","---","No",1,1,1,1,1,1,1,1,1,null,0,0,0,0,0,0,0,0,0,0,1,1,0]
["Historic",2012,null,null,null,"CA",null,null,null,null,"Solar",null,0,0,462.98344900000006,742.71789799999999,0,0,0,0,0,0,null,null,null,null,null,"Non-Fossil","No","Existing","Solar PV","Renewable","---","---","---","---","---","---","---","---","---","---","No",1,1,1,1,1,1,1,1,1,null,0,0,0,0,0,0,0,0,0,0,1,1,0]
["Historic",2012,null,null,null,"CA",null,null,null,null,"Natural Gas",null,1.8618110000000001,2.9936430000000001,131.02600000000001,212.363,0,0,0,0,0,0,null,null,null,null,null,"Non-Fossil","No","Existing","Solar Thermal","Renewable","---","---","---","---","---","---","---","---","---","---","No",1,1,1,1,1,1,1,1,1,null,0,0,0,0,0,0,0,0,0,0,1,1,0]
["Historic",2012,null,null,null,"CA",null,null,null,null,"Solar",null,4.0276889999999996,6.0862600000000002,423.25430000000006,639.58195999999998,0,0,0,0,0,0,null,null,null,null,null,"Non-Fossil","No","Existing","Solar Thermal","Renewable","---","---","---","---","---","---","---","---","---","---","No",1,1,1,1,1,1,1,1,1,null,0,0,0,0,0,0,0,0,0,0,1,1,0]
["Historic",2012,null,null,null,"CA",null,null,null,null,"Wind",null,0,0,5376.4896250000002,9754.2296700000006,0,0,0,0,0,0,null,null,null,null,null,"Non-Fossil","No","Existing","Wind","Renewable","---","---","---","---","---","---","---","---","---","---","No",1,1,1,1,1,1,1,1,1,null,0,0,0,0,0,0,0,0,0,0,1,1,0]
["Historic",2012,null,null,null,"CA",null,null,null,null,"Natural Gas",null,0.18279599999999999,0.43618000000000001,19.209132,45.836379999999998,0,0,0,0,0,0,null,null,null,null,null,"Non-Fossil","No","Existing","Purchased Steam","Other","---","---","---","---","---","---","---","---","---","---","No",1,1,1,1,1,1,1,1,1,null,0,0,0,0,0,0,0,0,0,0,1,1,0]
["Historic",2012,null,null,null,"CO",null,null,null,null,"Hydro",null,0,0,790.49390200000016,1497.2090000000001,0,0,0,0,0,0,null,null,null,null,null,"Non-Fossil","No","Existing","Hydro","Renewable","---","---","---","---","---","---","---","---","---","---","No",1,1,1,1,1,1,1,1,1,null,0,0,0,0,0,0,0,0,0,0,1,1,0]
["Historic",2012,null,null,null,"CO",null,null,null,null,"LF Gas",null,0.11885900000000001,0.28367799999999999,8.9999020000000023,21.48,0,0,0,0,0,0,null,null,null,null,null,"Non-Fossil","No","Existing","Landfill Gas","Other","---","---","---","---","---","---","---","---","---","---","No",1,1,1,1,1,1,1,1,1,null,0,0,0,0,0,0,0,0,0,0,1,1,0]
["Historic",2012,null,null,null,"CO",null,null,null,null,"Non-Fossil",null,0.20771200000000001,0.52688299999999999,21.827605999999999,55.368000000000002,0,0,0,0,0,0,null,null,null,null,null,"Non-Fossil","No","Existing","Non-Fossil Other","Other","---","---","---","---","---","---","---","---","---","---","No",1,1,1,1,1,1,1,1,1,null,0,0,0,0,0,0,0,0,0,0,1,1,0]
["Historic",2012,null,null,null,"CO",null,null,null,null,"Solar",null,0,0,95.198269000000025,165.449026,0,0,0,0,0,0,null,null,null,null,null,"Non-Fossil","No","Existing","Solar PV","Renewable","---","---","---","---","---","---","---","---","---","---","No",1,1,1,1,1,1,1,1,1,null,0,0,0,0,0,0,0,0,0,0,1,1,0]
["Historic",2012,null,null,null,"CO",null,null,null,null,"Wind",null,0,0,2039.9559270000002,5968.643266,0,0,0,0,0,0,null,null,null,null,null,"Non-Fossil","No","Existing","Wind","Renewable","---","---","---","---","---","---","---","---","---","---","No",1,1,1,1,1,1,1,1,1,null,0,0,0,0,0,0,0,0,0,0,1,1,0]
["Historic",2012,null,null,null,"CT",null,null,null,null,"Biomass",null,9.6710000000000008E-3,2.2807999999999998E-2,0.318,0.736398,0,0,0,0,0,0,null,null,null,null,null,"Non-Fossil","No","Existing","Biomass","Renewable","---","---","---","---","---","---","---","---","---","---","No",1,1,1,1,1,1,1,1,1,null,0,0,0,0,0,0,0,0,0,0,1,1,0]
["Historic",2012,null,null,null,"CT",null,null,null,null,"Natural Gas",null,6.3787999999999997E-2,0.12590499999999999,6.3576809999999995,11.942950000000002,0,0,0,0,0,0,null,null,null,null,null,"Non-Fossil","No","Existing","Fuel Cell","Other","---","---","---","---","---","---","---","---","---","---","No",1,1,1,1,1,1,1,1,1,null,0,0,0,0,0,0,0,0,0,0,1,1,0]
["Historic",2012,null,null,null,"CT",null,null,null,null,"Hydro",null,0,0,117.35783500000002,312.14100000000002,0,0,0,0,0,0,null,null,null,null,null,"Non-Fossil","No","Existing","Hydro","Renewable","---","---","---","---","---","---","---","---","---","---","No",1,1,1,1,1,1,1,1,1,null,0,0,0,0,0,0,0,0,0,0,1,1,0]
["Historic",2012,null,null,null,"CT",null,null,null,null,"LF Gas",null,0.13539999999999999,0.31390200000000001,10.828806999999999,25.105,0,0,0,0,0,0,null,null,null,null,null,"Non-Fossil","No","Existing","Landfill Gas","Other","---","---","---","---","---","---","---","---","---","---","No",1,1,1,1,1,1,1,1,1,null,0,0,0,0,0,0,0,0,0,0,1,1,0]
["Historic",2012,null,null,null,"CT",null,null,null,null,"MSW",null,10.152901,23.333731,543.98864000000003,1256.2429010000001,0,0,0,0,0,0,null,null,null,null,null,"Non-Fossil","No","Existing","Non-Fossil Other","Other","---","---","---","---","---","---","---","---","---","---","No",1,1,1,1,1,1,1,1,1,null,0,0,0,0,0,0,0,0,0,0,1,1,0]
["Historic",2012,null,null,null,"CT",null,null,null,null,"Oil",null,1.1929E-2,3.2344999999999999E-2,0.60589700000000002,1.6332690000000001,0,0,0,0,0,0,null,null,null,null,null,"Non-Fossil","No","Existing","Non-Fossil Other","Other","---","---","---","---","---","---","---","---","---","---","No",1,1,1,1,1,1,1,1,1,null,0,0,0,0,0,0,0,0,0,0,1,1,0]
["Historic",2012,null,null,null,"CT",null,null,null,null,"Tires",null,0.94114100000000001,2.5337800000000001,49.814394999999998,140.92769000000001,0,0,0,0,0,0,null,null,null,null,null,"Non-Fossil","No","Existing","Non-Fossil Other","Other","---","---","---","---","---","---","---","---","---","---","No",1,1,1,1,1,1,1,1,1,null,0,0,0,0,0,0,0,0,0,0,1,1,0]
["Historic",2012,null,null,null,"CT",null,null,null,null,"Nuclear",null,77.187560000000005,178.95222999999999,7366.2139999999999,17077.886999999999,0,0,0,0,0,0,null,null,null,null,null,"Non-Fossil","No","Existing","Nuclear","Nuclear","---","---","---","---","---","---","---","---","---","---","No",1,1,1,1,1,1,1,1,1,null,0,0,0,0,0,0,0,0,0,0,1,1,0]
["Historic",2012,null,null,null,"CT",null,null,null,null,"Pumps",null,0,0,2.6219999999999999,2.7160000000000002,0,0,0,0,0,0,null,null,null,null,null,"Non-Fossil","No","Existing","Pumped Storage","Other","---","---","---","---","---","---","---","---","---","---","No",1,1,1,1,1,1,1,1,1,null,0,0,0,0,0,0,0,0,0,0,1,1,0]
["Historic",2012,null,null,null,"DE",null,null,null,null,"Natural Gas",null,5.4778E-2,8.2672999999999996E-2,8.0391969999999997,12.132999999999999,0,0,0,0,0,0,null,null,null,null,null,"Non-Fossil","No","Existing","Fuel Cell","Other","---","---","---","---","---","---","---","---","---","---","No",1,1,1,1,1,1,1,1,1,null,0,0,0,0,0,0,0,0,0,0,1,1,0]
["Historic",2012,null,null,null,"DE",null,null,null,null,"LF Gas",null,0.27775699999999998,0.69284100000000004,24.667081,61.53,0,0,0,0,0,0,null,null,null,null,null,"Non-Fossil","No","Existing","Landfill Gas","Other","---","---","---","---","---","---","---","---","---","---","No",1,1,1,1,1,1,1,1,1,null,0,0,0,0,0,0,0,0,0,0,1,1,0]
["Historic",2012,null,null,null,"DE",null,null,null,null,"Solar",null,0,0,10.596165999999998,22.559000000000001,0,0,0,0,0,0,null,null,null,null,null,"Non-Fossil","No","Existing","Solar PV","Renewable","---","---","---","---","---","---","---","---","---","---","No",1,1,1,1,1,1,1,1,1,null,0,0,0,0,0,0,0,0,0,0,1,1,0]
["Historic",2012,null,null,null,"DE",null,null,null,null,"Wind",null,0,0,0.9507540000000001,3.6379999999999999,0,0,0,0,0,0,null,null,null,null,null,"Non-Fossil","No","Existing","Wind","Renewable","---","---","---","---","---","---","---","---","---","---","No",1,1,1,1,1,1,1,1,1,null,0,0,0,0,0,0,0,0,0,0,1,1,0]
["Historic",2012,null,null,null,"FL",null,null,null,null,"Biomass",null,8.5935520000000007,19.932029,895.99094200000002,2190.4495859999997,0,0,0,0,0,0,null,null,null,null,null,"Non-Fossil","No","Existing","Biomass","Renewable","---","---","---","---","---","---","---","---","---","---","No",1,1,1,1,1,1,1,1,1,null,0,0,0,0,0,0,0,0,0,0,1,1,0]
["Historic",2012,null,null,null,"FL",null,null,null,null,"Natural Gas",null,1.486E-2,0.20855399999999999,1.4174929999999999,17.311972000000001,0,0,0,0,0,0,null,null,null,null,null,"Non-Fossil","No","Existing","Biomass","Renewable","---","---","---","---","---","---","---","---","---","---","No",1,1,1,1,1,1,1,1,1,null,0,0,0,0,0,0,0,0,0,0,1,1,0]
["Historic",2012,null,null,null,"FL",null,null,null,null,"Oil",null,1.7507000000000002E-2,0.12659500000000001,3.2218580000000006,22.834712000000003,0,0,0,0,0,0,null,null,null,null,null,"Non-Fossil","No","Existing","Biomass","Renewable","---","---","---","---","---","---","---","---","---","---","No",1,1,1,1,1,1,1,1,1,null,0,0,0,0,0,0,0,0,0,0,1,1,0]
["Historic",2012,null,null,null,"FL",null,null,null,null,"Hydro",null,0,0,55.612256000000002,150.511,0,0,0,0,0,0,null,null,null,null,null,"Non-Fossil","No","Existing","Hydro","Renewable","---","---","---","---","---","---","---","---","---","---","No",1,1,1,1,1,1,1,1,1,null,0,0,0,0,0,0,0,0,0,0,1,1,0]
["Historic",2012,null,null,null,"FL",null,null,null,null,"LF Gas",null,1.1599440000000001,3.0472890000000001,85.13508800000001,223.65799999999999,0,0,0,0,0,0,null,null,null,null,null,"Non-Fossil","No","Existing","Landfill Gas","Other","---","---","---","---","---","---","---","---","---","---","No",1,1,1,1,1,1,1,1,1,null,0,0,0,0,0,0,0,0,0,0,1,1,0]
["Historic",2012,null,null,null,"FL",null,null,null,null,"Fwaste",null,8.5810000000000001E-3,2.1033E-2,0.49615499999999996,1.2234929999999999,0,0,0,0,0,0,null,null,null,null,null,"Non-Fossil","No","Existing","Non-Fossil Other","Other","---","---","---","---","---","---","---","---","---","---","No",1,1,1,1,1,1,1,1,1,null,0,0,0,0,0,0,0,0,0,0,1,1,0]
["Historic",2012,null,null,null,"FL",null,null,null,null,"MSW",null,24.544342,58.402216000000003,1188.8221120000003,2888.746236,0,0,0,0,0,0,null,null,null,null,null,"Non-Fossil","No","Existing","Non-Fossil Other","Other","---","---","---","---","---","---","---","---","---","---","No",1,1,1,1,1,1,1,1,1,null,0,0,0,0,0,0,0,0,0,0,1,1,0]
["Historic",2012,null,null,null,"FL",null,null,null,null,"Natural Gas",null,0.14083899999999999,0.26906600000000003,10.802189,21.122031,0,0,0,0,0,0,null,null,null,null,null,"Non-Fossil","No","Existing","Non-Fossil Other","Other","---","---","---","---","---","---","---","---","---","---","No",1,1,1,1,1,1,1,1,1,null,0,0,0,0,0,0,0,0,0,0,1,1,0]
["Historic",2012,null,null,null,"FL",null,null,null,null,"Non-Fossil",null,7.7548149999999998,18.719484000000001,879.25422300000002,2127.6831299999999,0,0,0,0,0,0,null,null,null,null,null,"Non-Fossil","No","Existing","Non-Fossil Other","Other","---","---","---","---","---","---","---","---","---","---","No",1,1,1,1,1,1,1,1,1,null,0,0,0,0,0,0,0,0,0,0,1,1,0]
["Historic",2012,null,null,null,"FL",null,null,null,null,"Nuclear",null,75.080144000000004,187.7364,7141.4880000000003,17869.935000000001,0,0,0,0,0,0,null,null,null,null,null,"Non-Fossil","No","Existing","Nuclear","Nuclear","---","---","---","---","---","---","---","---","---","---","No",1,1,1,1,1,1,1,1,1,null,0,0,0,0,0,0,0,0,0,0,1,1,0]
["Historic",2012,null,null,null,"FL",null,null,null,null,"Solar",null,0,0,48.651528000000006,105.27800000000001,0,0,0,0,0,0,null,null,null,null,null,"Non-Fossil","No","Existing","Solar PV","Renewable","---","---","---","---","---","---","---","---","---","---","No",1,1,1,1,1,1,1,1,1,null,0,0,0,0,0,0,0,0,0,0,1,1,0]
["Historic",2012,null,null,null,"FL",null,null,null,null,"Solar",null,0.41267100000000001,0.84062300000000001,43.365985000000002,88.337985000000003,0,0,0,0,0,0,null,null,null,null,null,"Non-Fossil","No","Existing","Solar Thermal","Renewable","---","---","---","---","---","---","---","---","---","---","No",1,1,1,1,1,1,1,1,1,null,0,0,0,0,0,0,0,0,0,0,1,1,0]
["Historic",2012,null,null,null,"GA",null,null,null,null,"Biomass",null,16.277348,38.587378000000001,1231.0701880000001,2895.4054389999997,0,0,0,0,0,0,null,null,null,null,null,"Non-Fossil","No","Existing","Biomass","Renewable","---","---","---","---","---","---","---","---","---","---","No",1,1,1,1,1,1,1,1,1,null,0,0,0,0,0,0,0,0,0,0,1,1,0]
["Historic",2012,null,null,null,"GA",null,null,null,null,"Hydro",null,0,0,932.6103589999999,2236.3000000000002,0,0,0,0,0,0,null,null,null,null,null,"Non-Fossil","No","Existing","Hydro","Renewable","---","---","---","---","---","---","---","---","---","---","No",1,1,1,1,1,1,1,1,1,null,0,0,0,0,0,0,0,0,0,0,1,1,0]
["Historic",2012,null,null,null,"GA",null,null,null,null,"LF Gas",null,0.62189000000000005,1.4099159999999999,50.631912000000007,114.79,0,0,0,0,0,0,null,null,null,null,null,"Non-Fossil","No","Existing","Landfill Gas","Other","---","---","---","---","---","---","---","---","---","---","No",1,1,1,1,1,1,1,1,1,null,0,0,0,0,0,0,0,0,0,0,1,1,0]
["Historic",2012,null,null,null,"GA",null,null,null,null,"Natural Gas",null,5.0528000000000003E-2,0.13228200000000001,9.6703330000000012,25.316616000000003,0,0,0,0,0,0,null,null,null,null,null,"Non-Fossil","No","Existing","Non-Fossil Other","Other","---","---","---","---","---","---","---","---","---","---","No",1,1,1,1,1,1,1,1,1,null,0,0,0,0,0,0,0,0,0,0,1,1,0]
["Historic",2012,null,null,null,"GA",null,null,null,null,"Non-Fossil",null,0.58682800000000002,1.3825499999999999,112.300123,264.57173499999999,0,0,0,0,0,0,null,null,null,null,null,"Non-Fossil","No","Existing","Non-Fossil Other","Other","---","---","---","---","---","---","---","---","---","---","No",1,1,1,1,1,1,1,1,1,null,0,0,0,0,0,0,0,0,0,0,1,1,0]
["Historic",2012,null,null,null,"GA",null,null,null,null,"Oil",null,4.2459999999999998E-3,9.8589999999999997E-3,0.812442,1.88652,0,0,0,0,0,0,null,null,null,null,null,"Non-Fossil","No","Existing","Non-Fossil Other","Other","---","---","---","---","---","---","---","---","---","---","No",1,1,1,1,1,1,1,1,1,null,0,0,0,0,0,0,0,0,0,0,1,1,0]
["Historic",2012,null,null,null,"GA",null,null,null,null,"Tires",null,0.12062100000000001,0.31896600000000003,19.508684999999993,51.663490000000003,0,0,0,0,0,0,null,null,null,null,null,"Non-Fossil","No","Existing","Non-Fossil Other","Other","---","---","---","---","---","---","---","---","---","---","No",1,1,1,1,1,1,1,1,1,null,0,0,0,0,0,0,0,0,0,0,1,1,0]
["Historic",2012,null,null,null,"GA",null,null,null,null,"Nuclear",null,150.34971400000001,355.660572,14348.272999999999,33941.633999999998,0,0,0,0,0,0,null,null,null,null,null,"Non-Fossil","No","Existing","Nuclear","Nuclear","---","---","---","---","---","---","---","---","---","---","No",1,1,1,1,1,1,1,1,1,null,0,0,0,0,0,0,0,0,0,0,1,1,0]
["Historic",2012,null,null,null,"GA",null,null,null,null,"Solar",null,0,0,1.6302480000000001,2.92069,0,0,0,0,0,0,null,null,null,null,null,"Non-Fossil","No","Existing","Solar PV","Renewable","---","---","---","---","---","---","---","---","---","---","No",1,1,1,1,1,1,1,1,1,null,0,0,0,0,0,0,0,0,0,0,1,1,0]
["Historic",2012,null,null,null,"HI",null,null,null,null,"Biomass",null,0.64625900000000003,1.066073,64.552356000000003,106.48608999999999,0,0,0,0,0,0,null,null,null,null,null,"Non-Fossil","No","Existing","Biomass","Renewable","---","---","---","---","---","---","---","---","---","---","No",1,1,1,1,1,1,1,1,1,null,0,0,0,0,0,0,0,0,0,0,1,1,0]
["Historic",2012,null,null,null,"HI",null,null,null,null,"Geothermal",null,1.0183739999999999,2.4836480000000001,107.017,260.99700000000001,0,0,0,0,0,0,null,null,null,null,null,"Non-Fossil","No","Existing","Geothermal","Renewable","---","---","---","---","---","---","---","---","---","---","No",1,1,1,1,1,1,1,1,1,null,0,0,0,0,0,0,0,0,0,0,1,1,0]
["Historic",2012,null,null,null,"HI",null,null,null,null,"Hydro",null,0,0,46.55052100000001,114.581,0,0,0,0,0,0,null,null,null,null,null,"Non-Fossil","No","Existing","Hydro","Renewable","---","---","---","---","---","---","---","---","---","---","No",1,1,1,1,1,1,1,1,1,null,0,0,0,0,0,0,0,0,0,0,1,1,0]
["Historic",2012,null,null,null,"HI",null,null,null,null,"MSW",null,1.7746390000000001,4.2614140000000003,127.72051099999999,299.76511999999997,0,0,0,0,0,0,null,null,null,null,null,"Non-Fossil","No","Existing","Non-Fossil Other","Other","---","---","---","---","---","---","---","---","---","---","No",1,1,1,1,1,1,1,1,1,null,0,0,0,0,0,0,0,0,0,0,1,1,0]
["Historic",2012,null,null,null,"HI",null,null,null,null,"Tires",null,0,4.3100000000000001E-4,0,4.2195999999999997E-2,0,0,0,0,0,0,null,null,null,null,null,"Non-Fossil","No","Existing","Non-Fossil Other","Other","---","---","---","---","---","---","---","---","---","---","No",1,1,1,1,1,1,1,1,1,null,0,0,0,0,0,0,0,0,0,0,1,1,0]
["Historic",2012,null,null,null,"HI",null,null,null,null,"Solar",null,0,0,2.5607519999999999,4.6079999999999997,0,0,0,0,0,0,null,null,null,null,null,"Non-Fossil","No","Existing","Solar PV","Renewable","---","---","---","---","---","---","---","---","---","---","No",1,1,1,1,1,1,1,1,1,null,0,0,0,0,0,0,0,0,0,0,1,1,0]
["Historic",2012,null,null,null,"HI",null,null,null,null,"Wind",null,0,0,182.36704700000001,378.23399999999998,0,0,0,0,0,0,null,null,null,null,null,"Non-Fossil","No","Existing","Wind","Renewable","---","---","---","---","---","---","---","---","---","---","No",1,1,1,1,1,1,1,1,1,null,0,0,0,0,0,0,0,0,0,0,1,1,0]
["Historic",2012,null,null,null,"IA",null,null,null,null,"Biomass",null,1.2488000000000001E-2,2.7581999999999999E-2,2.4354469999999999,5.3791710000000004,0,0,0,0,0,0,null,null,null,null,null,"Non-Fossil","No","Existing","Biomass","Renewable","---","---","---","---","---","---","---","---","---","---","No",1,1,1,1,1,1,1,1,1,null,0,0,0,0,0,0,0,0,0,0,1,1,0]
["Historic",2012,null,null,null,"IA",null,null,null,null,"Hydro",null,0,0,362.12002000000001,766.19100000000003,0,0,0,0,0,0,null,null,null,null,null,"Non-Fossil","No","Existing","Hydro","Renewable","---","---","---","---","---","---","---","---","---","---","No",1,1,1,1,1,1,1,1,1,null,0,0,0,0,0,0,0,0,0,0,1,1,0]
["Historic",2012,null,null,null,"IA",null,null,null,null,"LF Gas",null,0.49285099999999998,1.0555159999999999,40.326425999999998,86.364999999999995,0,0,0,0,0,0,null,null,null,null,null,"Non-Fossil","No","Existing","Landfill Gas","Other","---","---","---","---","---","---","---","---","---","---","No",1,1,1,1,1,1,1,1,1,null,0,0,0,0,0,0,0,0,0,0,1,1,0]
["Historic",2012,null,null,null,"IA",null,null,null,null,"Nuclear",null,22.451045000000001,45.550390999999998,2142.5630000000001,4346.9949999999999,0,0,0,0,0,0,null,null,null,null,null,"Non-Fossil","No","Existing","Nuclear","Nuclear","---","---","---","---","---","---","---","---","---","---","No",1,1,1,1,1,1,1,1,1,null,0,0,0,0,0,0,0,0,0,0,1,1,0]
["Historic",2012,null,null,null,"IA",null,null,null,null,"Wind",null,0,0,4620.0612889999984,14032.492272,0,0,0,0,0,0,null,null,null,null,null,"Non-Fossil","No","Existing","Wind","Renewable","---","---","---","---","---","---","---","---","---","---","No",1,1,1,1,1,1,1,1,1,null,0,0,0,0,0,0,0,0,0,0,1,1,0]
["Historic",2012,null,null,null,"ID",null,null,null,null,"Biomass",null,2.426965,5.6240329999999998,198.76961,459.58142000000004,0,0,0,0,0,0,null,null,null,null,null,"Non-Fossil","No","Existing","Biomass","Renewable","---","---","---","---","---","---","---","---","---","---","No",1,1,1,1,1,1,1,1,1,null,0,0,0,0,0,0,0,0,0,0,1,1,0]
["Historic",2012,null,null,null,"ID",null,null,null,null,"Geothermal",null,0.29653099999999999,0.71061600000000003,31.161372999999998,74.676000000000002,0,0,0,0,0,0,null,null,null,null,null,"Non-Fossil","No","Existing","Geothermal","Renewable","---","---","---","---","---","---","---","---","---","---","No",1,1,1,1,1,1,1,1,1,null,0,0,0,0,0,0,0,0,0,0,1,1,0]
["Historic",2012,null,null,null,"ID",null,null,null,null,"Hydro",null,0,0,5619.3855279999962,10940.40473,0,0,0,0,0,0,null,null,null,null,null,"Non-Fossil","No","Existing","Hydro","Renewable","---","---","---","---","---","---","---","---","---","---","No",1,1,1,1,1,1,1,1,1,null,0,0,0,0,0,0,0,0,0,0,1,1,0]
["Historic",2012,null,null,null,"ID",null,null,null,null,"LF Gas",null,0.14915400000000001,0.33573900000000001,13.96951,31.484000000000002,0,0,0,0,0,0,null,null,null,null,null,"Non-Fossil","No","Existing","Landfill Gas","Other","---","---","---","---","---","---","---","---","---","---","No",1,1,1,1,1,1,1,1,1,null,0,0,0,0,0,0,0,0,0,0,1,1,0]
["Historic",2012,null,null,null,"ID",null,null,null,null,"Non-Fossil",null,0.259822,0.65906699999999996,27.303812999999998,69.258970000000005,0,0,0,0,0,0,null,null,null,null,null,"Non-Fossil","No","Existing","Non-Fossil Other","Other","---","---","---","---","---","---","---","---","---","---","No",1,1,1,1,1,1,1,1,1,null,0,0,0,0,0,0,0,0,0,0,1,1,0]
["Historic",2012,null,null,null,"ID",null,null,null,null,"Wind",null,0,0,573.82038699999998,1890.5590199999999,0,0,0,0,0,0,null,null,null,null,null,"Non-Fossil","No","Existing","Wind","Renewable","---","---","---","---","---","---","---","---","---","---","No",1,1,1,1,1,1,1,1,1,null,0,0,0,0,0,0,0,0,0,0,1,1,0]
["Historic",2012,null,null,null,"IL",null,null,null,null,"Hydro",null,0,0,44.271088000000006,111.208,0,0,0,0,0,0,null,null,null,null,null,"Non-Fossil","No","Existing","Hydro","Renewable","---","---","---","---","---","---","---","---","---","---","No",1,1,1,1,1,1,1,1,1,null,0,0,0,0,0,0,0,0,0,0,1,1,0]
["Historic",2012,null,null,null,"IL",null,null,null,null,"LF Gas",null,3.5817920000000001,8.1604209999999995,269.79768200000001,609.32399999999996,0,0,0,0,0,0,null,null,null,null,null,"Non-Fossil","No","Existing","Landfill Gas","Other","---","---","---","---","---","---","---","---","---","---","No",1,1,1,1,1,1,1,1,1,null,0,0,0,0,0,0,0,0,0,0,1,1,0]
["Historic",2012,null,null,null,"IL",null,null,null,null,"Non-Fossil",null,0.27074399999999998,0.52046599999999998,17.874376000000002,34.360902000000003,0,0,0,0,0,0,null,null,null,null,null,"Non-Fossil","No","Existing","Non-Fossil Other","Other","---","---","---","---","---","---","---","---","---","---","No",1,1,1,1,1,1,1,1,1,null,0,0,0,0,0,0,0,0,0,0,1,1,0]
["Historic",2012,null,null,null,"IL",null,null,null,null,"Tires",null,1.58E-3,4.5150000000000003E-2,0.196242,5.6169269999999996,0,0,0,0,0,0,null,null,null,null,null,"Non-Fossil","No","Existing","Non-Fossil Other","Other","---","---","---","---","---","---","---","---","---","---","No",1,1,1,1,1,1,1,1,1,null,0,0,0,0,0,0,0,0,0,0,1,1,0]
["Historic",2012,null,null,null,"IL",null,null,null,null,"Nuclear",null,423.09583700000002,1010.150088,40377.161,96401.308999999994,0,0,0,0,0,0,null,null,null,null,null,"Non-Fossil","No","Existing","Nuclear","Nuclear","---","---","---","---","---","---","---","---","---","---","No",1,1,1,1,1,1,1,1,1,null,0,0,0,0,0,0,0,0,0,0,1,1,0]
["Historic",2012,null,null,null,"IL",null,null,null,null,"Solar",null,0,0,8.7366790000000005,15.08,0,0,0,0,0,0,null,null,null,null,null,"Non-Fossil","No","Existing","Solar PV","Renewable","---","---","---","---","---","---","---","---","---","---","No",1,1,1,1,1,1,1,1,1,null,0,0,0,0,0,0,0,0,0,0,1,1,0]
["Historic",2012,null,null,null,"IL",null,null,null,null,"Solar",null,8.5877999999999996E-2,0.14823,9.0246180000000003,15.577,0,0,0,0,0,0,null,null,null,null,null,"Non-Fossil","No","Existing","Solar Thermal","Renewable","---","---","---","---","---","---","---","---","---","---","No",1,1,1,1,1,1,1,1,1,null,0,0,0,0,0,0,0,0,0,0,1,1,0]
["Historic",2012,null,null,null,"IL",null,null,null,null,"Wind",null,0,0,2246.045834,7726.8086380000004,0,0,0,0,0,0,null,null,null,null,null,"Non-Fossil","No","Existing","Wind","Renewable","---","---","---","---","---","---","---","---","---","---","No",1,1,1,1,1,1,1,1,1,null,0,0,0,0,0,0,0,0,0,0,1,1,0]
["Historic",2012,null,null,null,"IN",null,null,null,null,"Hydro",null,0,0,193.447239,433.505,0,0,0,0,0,0,null,null,null,null,null,"Non-Fossil","No","Existing","Hydro","Renewable","---","---","---","---","---","---","---","---","---","---","No",1,1,1,1,1,1,1,1,1,null,0,0,0,0,0,0,0,0,0,0,1,1,0]
["Historic",2012,null,null,null,"IN",null,null,null,null,"LF Gas",null,1.6188260000000001,3.620377,133.30701300000001,298.13084999999995,0,0,0,0,0,0,null,null,null,null,null,"Non-Fossil","No","Existing","Landfill Gas","Other","---","---","---","---","---","---","---","---","---","---","No",1,1,1,1,1,1,1,1,1,null,0,0,0,0,0,0,0,0,0,0,1,1,0]
["Historic",2012,null,null,null,"IN",null,null,null,null,"MSW",null,8.9196999999999999E-2,0.189054,19.585683,41.512119999999996,0,0,0,0,0,0,null,null,null,null,null,"Non-Fossil","No","Existing","Non-Fossil Other","Other","---","---","---","---","---","---","---","---","---","---","No",1,1,1,1,1,1,1,1,1,null,0,0,0,0,0,0,0,0,0,0,1,1,0]
["Historic",2012,null,null,null,"IN",null,null,null,null,"Non-Fossil",null,1.329091,2.5584250000000002,139.66900000000001,268.85500000000002,0,0,0,0,0,0,null,null,null,null,null,"Non-Fossil","No","Existing","Non-Fossil Other","Other","---","---","---","---","---","---","---","---","---","---","No",1,1,1,1,1,1,1,1,1,null,0,0,0,0,0,0,0,0,0,0,1,1,0]
["Historic",2012,null,null,null,"IN",null,null,null,null,"Solar",null,0,0,1.16E-3,0.17092599999999999,0,0,0,0,0,0,null,null,null,null,null,"Non-Fossil","No","Existing","Solar PV","Renewable","---","---","---","---","---","---","---","---","---","---","No",1,1,1,1,1,1,1,1,1,null,0,0,0,0,0,0,0,0,0,0,1,1,0]
["Historic",2012,null,null,null,"IN",null,null,null,null,"Wind",null,0,0,763.94783299999995,3210.1039999999998,0,0,0,0,0,0,null,null,null,null,null,"Non-Fossil","No","Existing","Wind","Renewable","---","---","---","---","---","---","---","---","---","---","No",1,1,1,1,1,1,1,1,1,null,0,0,0,0,0,0,0,0,0,0,1,1,0]
["Historic",2012,null,null,null,"KS",null,null,null,null,"Hydro",null,0,0,4.9148130000000005,10.398999999999999,0,0,0,0,0,0,null,null,null,null,null,"Non-Fossil","No","Existing","Hydro","Renewable","---","---","---","---","---","---","---","---","---","---","No",1,1,1,1,1,1,1,1,1,null,0,0,0,0,0,0,0,0,0,0,1,1,0]
["Historic",2012,null,null,null,"KS",null,null,null,null,"LF Gas",null,0.26888899999999999,0.63838799999999996,24.154533000000004,57.347000000000001,0,0,0,0,0,0,null,null,null,null,null,"Non-Fossil","No","Existing","Landfill Gas","Other","---","---","---","---","---","---","---","---","---","---","No",1,1,1,1,1,1,1,1,1,null,0,0,0,0,0,0,0,0,0,0,1,1,0]
["Historic",2012,null,null,null,"KS",null,null,null,null,"Nuclear",null,45.266181000000003,86.929665,4319.8720000000003,8284.9240000000009,0,0,0,0,0,0,null,null,null,null,null,"Non-Fossil","No","Existing","Nuclear","Nuclear","---","---","---","---","---","---","---","---","---","---","No",1,1,1,1,1,1,1,1,1,null,0,0,0,0,0,0,0,0,0,0,1,1,0]
["Historic",2012,null,null,null,"KS",null,null,null,null,"Wind",null,0,0,1894.1472279999998,5195.3063499999998,0,0,0,0,0,0,null,null,null,null,null,"Non-Fossil","No","Existing","Wind","Renewable","---","---","---","---","---","---","---","---","---","---","No",1,1,1,1,1,1,1,1,1,null,0,0,0,0,0,0,0,0,0,0,1,1,0]
["Historic",2012,null,null,null,"KY",null,null,null,null,"Biomass",null,0.51664299999999996,1.147894,107.07206699999998,237.63745300000002,0,0,0,0,0,0,null,null,null,null,null,"Non-Fossil","No","Existing","Biomass","Renewable","---","---","---","---","---","---","---","---","---","---","No",1,1,1,1,1,1,1,1,1,null,0,0,0,0,0,0,0,0,0,0,1,1,0]
["Historic",2012,null,null,null,"KY",null,null,null,null,"Hydro",null,0,0,643.05176300000005,2361.7820000000002,0,0,0,0,0,0,null,null,null,null,null,"Non-Fossil","No","Existing","Hydro","Renewable","---","---","---","---","---","---","---","---","---","---","No",1,1,1,1,1,1,1,1,1,null,0,0,0,0,0,0,0,0,0,0,1,1,0]
["Historic",2012,null,null,null,"KY",null,null,null,null,"LF Gas",null,0.55181800000000003,1.1990449999999999,43.831733999999997,95.242000000000004,0,0,0,0,0,0,null,null,null,null,null,"Non-Fossil","No","Existing","Landfill Gas","Other","---","---","---","---","---","---","---","---","---","---","No",1,1,1,1,1,1,1,1,1,null,0,0,0,0,0,0,0,0,0,0,1,1,0]
["Historic",2012,null,null,null,"LA",null,null,null,null,"Biomass",null,7.1137610000000002,17.785817999999999,971.56327199999998,2430.0422259999996,0,0,0,0,0,0,null,null,null,null,null,"Non-Fossil","No","Existing","Biomass","Renewable","---","---","---","---","---","---","---","---","---","---","No",1,1,1,1,1,1,1,1,1,null,0,0,0,0,0,0,0,0,0,0,1,1,0]
["Historic",2012,null,null,null,"LA",null,null,null,null,"Natural Gas",null,3.3040000000000001E-3,5.8659999999999997E-3,0.19783199999999998,0.34289999999999998,0,0,0,0,0,0,null,null,null,null,null,"Non-Fossil","No","Existing","Biomass","Renewable","---","---","---","---","---","---","---","---","---","---","No",1,1,1,1,1,1,1,1,1,null,0,0,0,0,0,0,0,0,0,0,1,1,0]
["Historic",2012,null,null,null,"MD",null,null,null,null,"Oil",null,4.6860000000000001E-3,8.1200000000000005E-3,0.42128300000000002,0.73056699999999997,0,0,0,0,0,0,null,null,null,null,null,"Non-Fossil","No","Existing","Landfill Gas","Other","---","---","---","---","---","---","---","---","---","---","No",1,1,1,1,1,1,1,1,1,null,0,0,0,0,0,0,0,0,0,0,1,1,0]
["Historic",2012,null,null,null,"NC",null,null,null,null,"Coal",null,0.85112399999999999,1.896415,65.995399999999989,148.26826600000001,0,0,0,0,0,0,null,null,null,null,null,"Non-Fossil","No","Existing","Biomass","Renewable","---","---","---","---","---","---","---","---","---","---","No",1,1,1,1,1,1,1,1,1,null,0,0,0,0,0,0,0,0,0,0,1,1,0]
["Historic",2012,null,null,null,"NY",null,null,null,null,"Fwaste",null,1.7E-5,2.5000000000000001E-5,1.2929999999999999E-3,2.0049999999999998E-3,0,0,0,0,0,0,null,null,null,null,null,"Non-Fossil","No","Existing","Biomass","Renewable","---","---","---","---","---","---","---","---","---","---","No",1,1,1,1,1,1,1,1,1,null,0,0,0,0,0,0,0,0,0,0,1,1,0]
["Historic",2012,null,null,null,"SC",null,null,null,null,"Tires",null,0.18931000000000001,0.450299,24.662162000000002,58.099018999999998,0,0,0,0,0,0,null,null,null,null,null,"Non-Fossil","No","Existing","Non-Fossil Other","Other","---","---","---","---","---","---","---","---","---","---","No",1,1,1,1,1,1,1,1,1,null,0,0,0,0,0,0,0,0,0,0,1,1,0]
["Historic",2012,null,null,null,"VT",null,null,null,null,"Hydro",null,0,0,326.31233100000003,1151.3209999999999,0,0,0,0,0,0,null,null,null,null,null,"Non-Fossil","No","Existing","Hydro","Renewable","---","---","---","---","---","---","---","---","---","---","No",1,1,1,1,1,1,1,1,1,null,0,0,0,0,0,0,0,0,0,0,1,1,0]
["Historic",2013,null,null,null,"AL",null,null,null,null,"Natural Gas",null,1.3216E-2,4.8676999999999998E-2,0.20426799999999998,1.338886,0,0,0,0,0,0,null,null,null,null,null,"Non-Fossil","No","Existing","Non-Fossil Other","Other","---","---","---","---","---","---","---","---","---","---","No",1,1,1,1,1,1,1,1,1,null,0,0,0,0,0,0,0,0,0,0,1,1,0]
["Historic",2013,null,null,null,"AZ",null,null,null,null,"Biomass",null,0.38411400000000001,1.6483000000000001,21.592175000000005,105.669048,0,0,0,0,0,0,null,null,null,null,null,"Non-Fossil","No","Existing","Biomass","Renewable","---","---","---","---","---","---","---","---","---","---","No",1,1,1,1,1,1,1,1,1,null,0,0,0,0,0,0,0,0,0,0,1,1,0]
["Historic",2013,null,null,null,"DE",null,null,null,null,"LF Gas",null,0.258322,0.63890800000000003,23.186329999999998,57.347000000000001,0,0,0,0,0,0,null,null,null,null,null,"Non-Fossil","No","Existing","Landfill Gas","Other","---","---","---","---","---","---","---","---","---","---","No",1,1,1,1,1,1,1,1,1,null,0,0,0,0,0,0,0,0,0,0,1,1,0]
["Historic",2013,null,null,null,"KS",null,null,null,null,"Nuclear",null,36.706347000000001,74.978980000000007,3512.9929999999999,7168.3010000000004,0,0,0,0,0,0,null,null,null,null,null,"Non-Fossil","No","Existing","Nuclear","Nuclear","---","---","---","---","---","---","---","---","---","---","No",1,1,1,1,1,1,1,1,1,null,0,0,0,0,0,0,0,0,0,0,1,1,0]
["Historic",2013,null,null,null,"MI",null,null,null,null,"Biomass",null,9.4347359999999991,21.935480999999999,772.07257700000002,1796.4111029999999,0,0,0,0,0,0,null,null,null,null,null,"Non-Fossil","No","Existing","Biomass","Renewable","---","---","---","---","---","---","---","---","---","---","No",1,1,1,1,1,1,1,1,1,null,0,0,0,0,0,0,0,0,0,0,1,1,0]
["Historic",2013,null,null,null,"NC",null,null,null,null,"Hydro",null,0,0,3059.1663169999997,6900.5325010000006,0,0,0,0,0,0,null,null,null,null,null,"Non-Fossil","No","Existing","Hydro","Renewable","---","---","---","---","---","---","---","---","---","---","No",1,1,1,1,1,1,1,1,1,null,0,0,0,0,0,0,0,0,0,0,1,1,0]
["Historic",2013,null,null,null,"OH",null,null,null,null,"Natural Gas",null,2.5300000000000002E-4,5.9999999999999995E-4,1.8481999999999998E-2,4.3999999999999997E-2,0,0,0,0,0,0,null,null,null,null,null,"Non-Fossil","No","Existing","Landfill Gas","Other","---","---","---","---","---","---","---","---","---","---","No",1,1,1,1,1,1,1,1,1,null,0,0,0,0,0,0,0,0,0,0,1,1,0]
["Historic",2013,null,null,null,"SD",null,null,null,null,"Hydro",null,0,0,1966.9564829999999,4062.6089999999999,0,0,0,0,0,0,null,null,null,null,null,"Non-Fossil","No","Existing","Hydro","Renewable","---","---","---","---","---","---","---","---","---","---","No",1,1,1,1,1,1,1,1,1,null,0,0,0,0,0,0,0,0,0,0,1,1,0]
["Historic",2013,null,null,null,"VT",null,null,null,null,"Solar",null,0,0,7.5452459999999997,17.292999999999999,0,0,0,0,0,0,null,null,null,null,null,"Non-Fossil","No","Existing","Solar PV","Renewable","---","---","---","---","---","---","---","---","---","---","No",1,1,1,1,1,1,1,1,1,null,0,0,0,0,0,0,0,0,0,0,1,1,0]
["Historic",2014,null,null,null,"AZ",null,null,null,null,"LF Gas",null,0.33013999999999999,0.78174999999999994,25.783112000000003,61.052999999999997,0,0,0,0,0,0,null,null,null,null,null,"Non-Fossil","No","Existing","Landfill Gas","Other","---","---","---","---","---","---","---","---","---","---","No",1,1,1,1,1,1,1,1,1,null,0,0,0,0,0,0,0,0,0,0,1,1,0]
["Historic",2014,null,null,null,"DE",null,null,null,null,"Wind",null,0,0,1.2855340000000002,5.0510000000000002,0,0,0,0,0,0,null,null,null,null,null,"Non-Fossil","No","Existing","Wind","Renewable","---","---","---","---","---","---","---","---","---","---","No",1,1,1,1,1,1,1,1,1,null,0,0,0,0,0,0,0,0,0,0,1,1,0]
["Historic",2014,null,null,null,"KS",null,null,null,null,"Non-Fossil",null,5.0000000000000004E-6,1.2E-5,4.3100000000000001E-4,9.6999999999999994E-4,0,0,0,0,0,0,null,null,null,null,null,"Non-Fossil","No","Existing","Non-Fossil Other","Other","---","---","---","---","---","---","---","---","---","---","No",1,1,1,1,1,1,1,1,1,null,0,0,0,0,0,0,0,0,0,0,1,1,0]
["Historic",2014,null,null,null,"ME",null,null,null,null,"Wind",null,0,0,328.33426400000002,1097.329,0,0,0,0,0,0,null,null,null,null,null,"Non-Fossil","No","Existing","Wind","Renewable","---","---","---","---","---","---","---","---","---","---","No",1,1,1,1,1,1,1,1,1,null,0,0,0,0,0,0,0,0,0,0,1,1,0]
["Historic",2014,null,null,null,"NC",null,null,null,null,"Biomass",null,9.5866199999999999,22.750757,992.57583,2354.378197,0,0,0,0,0,0,null,null,null,null,null,"Non-Fossil","No","Existing","Biomass","Renewable","---","---","---","---","---","---","---","---","---","---","No",1,1,1,1,1,1,1,1,1,null,0,0,0,0,0,0,0,0,0,0,1,1,0]
["Historic",2014,null,null,null,"ND",null,null,null,null,"Non-Fossil",null,0.13301099999999999,0.29899199999999998,13.986625,31.44,0,0,0,0,0,0,null,null,null,null,null,"Non-Fossil","No","Existing","Non-Fossil Other","Other","---","---","---","---","---","---","---","---","---","---","No",1,1,1,1,1,1,1,1,1,null,0,0,0,0,0,0,0,0,0,0,1,1,0]
["Historic",2014,null,null,null,"NY",null,null,null,null,"Oil",null,8.1919999999999996E-3,3.4250000000000003E-2,0.43565199999999998,1.8049600000000001,0,0,0,0,0,0,null,null,null,null,null,"Non-Fossil","No","Existing","Non-Fossil Other","Other","---","---","---","---","---","---","---","---","---","---","No",1,1,1,1,1,1,1,1,1,null,0,0,0,0,0,0,0,0,0,0,1,1,0]
["Historic",2014,null,null,null,"TN",null,null,null,null,"Biomass",null,2.1882600000000001,5.1231210000000003,417.37736200000001,978.26741299999992,0,0,0,0,0,0,null,null,null,null,null,"Non-Fossil","No","Existing","Biomass","Renewable","---","---","---","---","---","---","---","---","---","---","No",1,1,1,1,1,1,1,1,1,null,0,0,0,0,0,0,0,0,0,0,1,1,0]
["Historic",2014,null,null,null,"WA",null,null,null,null,"Biomass",null,3.7361399999999998,9.3845720000000004,386.379796,962.18506100000002,0,0,0,0,0,0,null,null,null,null,null,"Non-Fossil","No","Existing","Biomass","Renewable","---","---","---","---","---","---","---","---","---","---","No",1,1,1,1,1,1,1,1,1,null,0,0,0,0,0,0,0,0,0,0,1,1,0]
["Historic",2015,null,null,null,"AL",null,null,null,null,"Nuclear",null,187.751735,438.81011799999999,17952.075000000001,41951.381999999998,0,0,0,0,0,0,null,null,null,null,null,"Non-Fossil","No","Existing","Nuclear","Nuclear","---","---","---","---","---","---","---","---","---","---","No",1,1,1,1,1,1,1,1,1,null,0,0,0,0,0,0,0,0,0,0,1,1,0]
["Historic",2015,null,null,null,"DE",null,null,null,null,"Wind",null,0,0,1.3062449999999999,5.1260000000000003,0,0,0,0,0,0,null,null,null,null,null,"Non-Fossil","No","Existing","Wind","Renewable","---","---","---","---","---","---","---","---","---","---","No",1,1,1,1,1,1,1,1,1,null,0,0,0,0,0,0,0,0,0,0,1,1,0]
["Historic",2015,null,null,null,"IL",null,null,null,null,"LF Gas",null,3.1611379999999998,7.0285919999999997,234.94341700000001,521.17899999999997,0,0,0,0,0,0,null,null,null,null,null,"Non-Fossil","No","Existing","Landfill Gas","Other","---","---","---","---","---","---","---","---","---","---","No",1,1,1,1,1,1,1,1,1,null,0,0,0,0,0,0,0,0,0,0,1,1,0]
["Historic",2015,null,null,null,"MD",null,null,null,null,"MSW",null,5.7517049999999994,12.808842,295.83173100000005,649.07243999999992,0,0,0,0,0,0,null,null,null,null,null,"Non-Fossil","No","Existing","Non-Fossil Other","Other","---","---","---","---","---","---","---","---","---","---","No",1,1,1,1,1,1,1,1,1,null,0,0,0,0,0,0,0,0,0,0,1,1,0]
["Historic",2015,null,null,null,"NC",null,null,null,null,"Biomass",null,9.4959109999999995,22.537984000000002,1015.72619,2451.2271889999993,0,0,0,0,0,0,null,null,null,null,null,"Non-Fossil","No","Existing","Biomass","Renewable","---","---","---","---","---","---","---","---","---","---","No",1,1,1,1,1,1,1,1,1,null,0,0,0,0,0,0,0,0,0,0,1,1,0]
["Historic",2015,null,null,null,"NV",null,null,null,null,"Solar",null,0.54445299999999996,1.017504,58.423999999999999,109.18600000000001,0,0,0,0,0,0,null,null,null,null,null,"Non-Fossil","No","Existing","Solar Thermal","Renewable","---","---","---","---","---","---","---","---","---","---","No",1,1,1,1,1,1,1,1,1,null,0,0,0,0,0,0,0,0,0,0,1,1,0]
["Historic",2015,null,null,null,"SC",null,null,null,null,"Non-Fossil",null,1.1402460000000001,2.9523619999999999,0,0,0,0,0,0,0,0,null,null,null,null,null,"Non-Fossil","No","Existing","Non-Fossil Other","Other","---","---","---","---","---","---","---","---","---","---","No",1,1,1,1,1,1,1,1,1,null,0,0,0,0,0,0,0,0,0,0,1,1,0]
["Historic",2015,null,null,null,"VT",null,null,null,null,"Biomass",null,2.3633259999999998,6.338883,164.174003,445.62025199999999,0,0,0,0,0,0,null,null,null,null,null,"Non-Fossil","No","Existing","Biomass","Renewable","---","---","---","---","---","---","---","---","---","---","No",1,1,1,1,1,1,1,1,1,null,0,0,0,0,0,0,0,0,0,0,1,1,0]
["Historic",2011,null,null,null,"AZ",null,null,null,null,"Coal",null,112.97311089,267.84591506300001,11779.21185,27907.26383,11745.472401999999,27857.287177000002,12.834104999999997,30.533992999999995,9.5134789999999967,23.754780999999998,null,null,null,null,null,"Fossil","Yes","Existing","Coal Steam","Coal","---","---","---","---","---","---","---","---","---","---","No",1,1,1,1,1,1,1,1,1,null,0,0,0,0,0,0,0,0,0,0,1,1,0]
["Historic",2011,null,null,null,"CA",null,null,null,null,"Natural Gas",null,39.582273262000001,75.009429179999984,3402.6431999999991,6552.9566899999991,2389.3160190000003,4551.9827829999995,0.3725679999999999,0.74097399999999991,1.5435000000000003E-2,3.1101999999999994E-2,null,null,null,null,null,"Fossil","Yes","Existing","O/G Steam","O/G Steam","---","---","---","---","---","---","---","---","---","---","No",1,1,1,1,1,1,1,1,1,null,0,0,0,0,0,0,0,0,0,0,1,1,0]
["Historic",2011,null,null,null,"IN",null,null,null,null,"Coal",null,5.1085269310000001,9.7965516239999992,32.354300000000002,61.674699999999994,631.99489599999993,1220.697782,0.18917500000000001,0.36396400000000001,0.12975200000000001,0.26658699999999996,null,null,null,null,null,"Fossil","Yes","Existing","IGCC","Coal","---","---","---","---","---","---","---","---","---","---","No",1,1,1,1,1,1,1,1,1,null,0,0,0,0,0,0,0,0,0,0,1,1,0]
["Historic",2011,null,null,null,"MN",null,null,null,null,"Natural Gas",null,4.8747869959999992,5.8955334030000008,421.63072,503.54384999999996,289.87320500000004,350.86972000000003,0.10496599999999999,0.13587199999999999,1.5E-3,1.8470000000000001E-3,null,null,null,null,null,"Fossil","Yes","Existing","Combustion Turbine","Combustion Turbine","---","---","---","---","---","---","---","---","---","---","No",1,1,1,1,1,1,1,1,1,null,0,0,0,0,0,0,0,0,0,0,1,1,0]
["Historic",2011,null,null,null,"OK",null,null,null,null,"Natural Gas",null,88.753352622999984,163.87887266600003,10868.56596,19813.870669999993,5274.4572980000003,9739.0596600000008,2.2103120000000001,3.9942629999999997,2.6621000000000002E-2,4.9160999999999996E-2,null,null,null,null,null,"Fossil","Yes","Existing","Combined Cycle","Combined Cycle","---","---","---","---","---","---","---","---","---","---","No",1,1,1,1,1,1,1,1,1,null,0,0,0,0,0,0,0,0,0,0,1,1,0]
["Historic",2011,null,null,null,"WA",null,null,null,null,"Coal",null,20.906217258999998,59.932995095999999,1897.5632000000003,5482.3620099999998,2144.9800240000004,6149.128697000001,2.270346,6.6204869999999989,0.40218600000000004,1.1370749999999998,null,null,null,null,null,"Fossil","Yes","Existing","Coal Steam","Coal","---","---","---","---","---","---","---","---","---","---","No",1,1,1,1,1,1,1,1,1,null,0,0,0,0,0,0,0,0,0,0,1,1,0]
["Historic",2012,null,null,null,"GA",null,null,null,null,"Natural Gas",null,131.37319052399999,266.62328727900001,17096.41015,35836.112629999996,7807.3135889999994,15845.495353000002,0.53064199999999995,1.1337430000000002,3.9423000000000007E-2,8.0152000000000001E-2,null,null,null,null,null,"Fossil","Yes","Existing","Combined Cycle","Combined Cycle","---","---","---","---","---","---","---","---","---","---","No",1,1,1,1,1,1,1,1,1,null,0,0,0,0,0,0,0,0,0,0,1,1,0]
["Historic",2012,null,null,null,"MD",null,null,null,null,"Natural Gas",null,21.528822870000003,37.365747645999996,1758.6264099999999,3086.4404900000004,1276.4360810000001,2215.267699,1.3243260000000001,2.4184610000000002,5.3069000000000005E-2,9.4459999999999988E-2,null,null,null,null,null,"Fossil","Yes","Existing","O/G Steam","O/G Steam","---","---","---","---","---","---","---","---","---","---","No",1,1,1,1,1,1,1,1,1,null,0,0,0,0,0,0,0,0,0,0,1,1,0]
["Historic",2012,null,null,null,"NJ",null,null,null,null,"Natural Gas",null,11.345551342999999,15.090256635999999,1062.13571,1394.31621,675.131574,898.05241599999999,0.57271000000000016,0.88960400000000039,4.3810000000000003E-3,7.5649999999999988E-3,null,null,null,null,null,"Fossil","Yes","Existing","Combustion Turbine","Combustion Turbine","---","---","---","---","---","---","---","---","---","---","No",1,1,1,1,1,1,1,1,1,null,0,0,0,0,0,0,0,0,0,0,1,1,0]
["Historic",2012,null,null,null,"TX",null,null,null,null,"Biomass",null,1.4880734499999999,1.7142564499999999,108.6755,124.37949999999999,155.22045,178.81375,6.0637999999999997E-2,6.9509000000000001E-2,5.8799999999999998E-4,6.8600000000000009E-4,null,null,null,null,null,"Fossil","Yes","Existing","Biomass","Renewable","---","---","---","---","---","---","---","---","---","---","No",1,1,1,1,1,1,1,1,1,null,0,0,0,0,0,0,0,0,0,0,1,1,0]
["Historic",2013,null,null,null,"AR",null,null,null,null,"Natural Gas",null,0.71113634500000011,0.78159000500000009,52.704520000000002,57.443049999999999,41.982733000000003,46.140972999999995,2.7144999999999996E-2,3.1852000000000005E-2,2.14E-4,2.3500000000000002E-4,null,null,null,null,null,"Fossil","Yes","Existing","Combustion Turbine","Combustion Turbine","---","---","---","---","---","---","---","---","---","---","No",1,1,1,1,1,1,1,1,1,null,0,0,0,0,0,0,0,0,0,0,1,1,0]
["Historic",2013,null,null,null,"KS",null,null,null,null,"Natural Gas",null,2.9754655529999998,5.1514484969999996,276.94564999999994,471.41187000000002,176.83158700000001,306.28517700000003,8.5650000000000018E-2,0.15306899999999996,9.4699999999999982E-4,1.7149999999999999E-3,null,null,null,null,null,"Fossil","Yes","Existing","Combustion Turbine","Combustion Turbine","---","---","---","---","---","---","---","---","---","---","No",1,1,1,1,1,1,1,1,1,null,0,0,0,0,0,0,0,0,0,0,1,1,0]
["Historic",2013,null,null,null,"MO",null,null,null,null,"Natural Gas",null,10.028516692,23.145698265,933.84512000000007,2154.7773000000002,1048.99038,2416.304952,1.4167679999999998,3.3175380000000003,3.0744940000000001,6.7876319999999994,null,null,null,null,null,"Fossil","Yes","Existing","O/G Steam","O/G Steam","---","---","---","---","---","---","---","---","---","---","No",1,1,1,1,1,1,1,1,1,null,0,0,0,0,0,0,0,0,0,0,1,1,0]
["Historic",2013,null,null,null,"OH",null,null,null,null,"Oil",null,0.42432891700000003,1.2946142109999998,6.9553500000000001,9.2013999999999996,25.067130000000002,107.09595,0.14618500000000001,0.34651900000000002,0.37232100000000001,1.6161529999999997,null,null,null,null,null,"Fossil","Yes","Existing","Combustion Turbine","Combustion Turbine","---","---","---","---","---","---","---","---","---","---","No",1,1,1,1,1,1,1,1,1,null,0,0,0,0,0,0,0,0,0,0,1,1,0]
["Historic",2013,null,null,null,"PA",null,null,null,null,"Waste Coal",null,29.578551901000001,68.317194470000004,812.24282000000005,1876.5532900000001,2287.124722,5226.3459560000001,1.5001949999999999,3.7138200000000001,5.6490679999999989,13.224241999999998,null,null,null,null,null,"Fossil","Yes","Existing","Coal Steam","Coal","---","---","---","---","---","---","---","---","---","---","No",1,1,1,1,1,1,1,1,1,null,0,0,0,0,0,0,0,0,0,0,1,1,0]
["Historic",2013,null,null,null,"WI",null,null,null,null,"Biomass",null,4.1390367249999995,9.3561432880000002,239.03335999999999,544.94087999999999,424.97207600000002,965.00084199999992,0.38902800000000004,0.83169699999999991,0.24888199999999999,0.47509899999999999,null,null,null,null,null,"Fossil","Yes","Existing","Biomass","Renewable","---","---","---","---","---","---","---","---","---","---","No",1,1,1,1,1,1,1,1,1,null,0,0,0,0,0,0,0,0,0,0,1,1,0]
["Historic",2014,null,null,null,"FL",null,null,null,null,"Natural Gas",null,18.524347174999999,28.911419521000006,1458.9071899999997,2186.1003000000001,984.9997189999998,1576.5077160000001,0.87279799999999974,1.247212,0.17872799999999989,0.20106399999999994,null,null,null,null,null,"Fossil","Yes","Existing","Combustion Turbine","Combustion Turbine","---","---","---","---","---","---","---","---","---","---","No",1,1,1,1,1,1,1,1,1,null,0,0,0,0,0,0,0,0,0,0,1,1,0]
["Historic",2014,null,null,null,"MI",null,null,null,null,"Biomass",null,3.7538446000000003,9.2056583490000001,135.88041999999999,329.75042000000002,0,0,0.27171499999999998,0.65863000000000005,6.8626000000000006E-2,0.15597800000000001,null,null,null,null,null,"Fossil","Yes","Existing","Biomass","Renewable","---","---","---","---","---","---","---","---","---","---","No",1,1,1,1,1,1,1,1,1,null,0,0,0,0,0,0,0,0,0,0,1,1,0]
["Historic",2014,null,null,null,"NJ",null,null,null,null,"Coal",null,10.629758320999999,25.324744579000001,175.68704,202.05480000000003,1079.4536230000001,2567.715494,0.63746199999999997,1.607904,0.75214300000000001,1.9281710000000001,null,null,null,null,null,"Fossil","Yes","Existing","Coal Steam","Coal","---","---","---","---","---","---","---","---","---","---","No",1,1,1,1,1,1,1,1,1,null,0,0,0,0,0,0,0,0,0,0,1,1,0]
["Historic",2014,null,null,null,"UT",null,null,null,null,"Natural Gas",null,1.4793786680000001,2.8389003699999997,116.22427,222.06115,87.917681000000002,168.71618099999998,5.6848999999999997E-2,0.108251,4.44E-4,8.52E-4,null,null,null,null,null,"Fossil","Yes","Existing","O/G Steam","O/G Steam","---","---","---","---","---","---","---","---","---","---","No",1,1,1,1,1,1,1,1,1,null,0,0,0,0,0,0,0,0,0,0,1,1,0]
["Historic",2015,null,null,null,"CO",null,null,null,null,"Natural Gas",null,7.4600364880000019,15.719034433000003,670.58983000000001,1413.15894,443.34027500000008,934.28495000000021,0.17367100000000002,0.39279799999999998,2.3839999999999998E-3,5.6119999999999989E-3,null,null,null,null,null,"Fossil","Yes","Existing","Combustion Turbine","Combustion Turbine","---","---","---","---","---","---","---","---","---","---","No",1,1,1,1,1,1,1,1,1,null,0,0,0,0,0,0,0,0,0,0,1,1,0]
["Historic",2015,null,null,null,"KS",null,null,null,null,"Natural Gas",null,0.54608802499999998,1.2020513770000001,61.061230000000002,110.74728,32.452449999999999,71.433936000000003,1.6007E-2,8.7925000000000003E-2,1.64E-4,3.6099999999999999E-4,null,null,null,null,null,"Fossil","Yes","Existing","Combined Cycle","Combined Cycle","---","---","---","---","---","---","---","---","---","---","No",1,1,1,1,1,1,1,1,1,null,0,0,0,0,0,0,0,0,0,0,1,1,0]
["Historic",2015,null,null,null,"NE",null,null,null,null,"Natural Gas",null,5.5580673990000005,11.903962396999999,522.68362999999999,1114.0216800000001,578.80440299999998,1242.6491940000001,0.93473099999999998,1.9267269999999999,2.2729250000000003,4.8027380000000006,null,null,null,null,null,"Fossil","Yes","Existing","O/G Steam","O/G Steam","---","---","---","---","---","---","---","---","---","---","No",1,1,1,1,1,1,1,1,1,null,0,0,0,0,0,0,0,0,0,0,1,1,0]
["Historic",2015,null,null,null,"PA",null,null,null,null,"Coal",null,248.08131705200006,573.76856424700009,26474.579890000001,61631.733750000014,25566.182580999997,59049.179566999992,30.023201000000004,82.651886999999988,69.444979000000004,166.22764100000003,null,null,null,null,null,"Fossil","Yes","Existing","Coal Steam","Coal","---","---","---","---","---","---","---","---","---","---","No",1,1,1,1,1,1,1,1,1,null,0,0,0,0,0,0,0,0,0,0,1,1,0]
["Historic",2016,null,null,null,"AL",null,null,null,null,"Natural Gas",null,6.3816457420000008,8.4165738029999986,580.50785000000008,754.63205000000005,375.91817000000003,497.97661700000009,0.16587799999999994,0.24162400000000003,3.9629999999999995E-3,8.6410000000000028E-3,null,null,null,null,null,"Fossil","Yes","Existing","Combustion Turbine","Combustion Turbine","---","---","---","---","---","---","---","---","---","---","No",1,1,1,1,1,1,1,1,1,null,0,0,0,0,0,0,0,0,0,0,1,1,0]
["Historic",2016,null,null,null,"IL",null,null,null,null,"Coal",null,303.03072763800003,618.37633592899999,29979.938170000001,61807.616360000015,31559.834929000001,64491.776980999981,12.956847,26.445833000000007,30.579401000000004,62.117579999999997,null,null,null,null,null,"Fossil","Yes","Existing","Coal Steam","Coal","---","---","---","---","---","---","---","---","---","---","No",1,1,1,1,1,1,1,1,1,null,0,0,0,0,0,0,0,0,0,0,1,1,0]
["Historic",2016,null,null,null,"MI",null,null,null,null,"Biomass",null,2.7606248039999999,6.4065187520000002,111.43836999999999,250.34136999999998,0,0,0.18731899999999999,0.44911499999999999,4.3025000000000001E-2,9.7817000000000001E-2,null,null,null,null,null,"Fossil","Yes","Existing","Biomass","Renewable","---","---","---","---","---","---","---","---","---","---","No",1,1,1,1,1,1,1,1,1,null,0,0,0,0,0,0,0,0,0,0,1,1,0]
["Historic",2016,null,null,null,"MN",null,null,null,null,"Natural Gas",null,0.22653700500000001,0.38183009900000003,15.5595,27.792800000000003,13.457538000000001,22.663706000000001,1.3193E-2,3.0637000000000001E-2,3.68E-4,8.0899999999999993E-4,null,null,null,null,null,"Fossil","Yes","Existing","O/G Steam","O/G Steam","---","---","---","---","---","---","---","---","---","---","No",1,1,1,1,1,1,1,1,1,null,0,0,0,0,0,0,0,0,0,0,1,1,0]
["Historic",2016,null,null,null,"NC",null,null,null,null,"Natural Gas",null,100.74668105099998,229.74386693900004,13410.502369999998,30709.937329999997,5980.441154000001,13646.069547000001,0.9843010000000002,2.2866590000000002,3.0239000000000002E-2,6.9600000000000009E-2,null,null,null,null,null,"Fossil","Yes","Existing","Combined Cycle","Combined Cycle","---","---","---","---","---","---","---","---","---","---","No",1,1,1,1,1,1,1,1,1,null,0,0,0,0,0,0,0,0,0,0,1,1,0]
["Historic",2016,null,null,null,"UT",null,null,null,null,"Natural Gas",null,2.3165480020000002,3.2037847620000002,230.71096999999997,308.75692000000004,137.321628,190.02264600000001,2.7953000000000002E-2,3.8023000000000001E-2,6.7999999999999994E-4,9.459999999999999E-4,null,null,null,null,null,"Fossil","Yes","Existing","Combustion Turbine","Combustion Turbine","---","---","---","---","---","---","---","---","---","---","No",1,1,1,1,1,1,1,1,1,null,0,0,0,0,0,0,0,0,0,0,1,1,0]
["Historic",2016,null,null,null,"CA",null,null,null,null,"MSW",null,1.604889,3.4302999999999999,88.264993000000004,190.29312099999999,0,0,0,0,0,0,null,null,null,null,null,"Non-Fossil","No","Existing","Non-Fossil Other","Other","---","---","---","---","---","---","---","---","---","---","No",1,1,1,1,1,1,1,1,1,null,0,0,0,0,0,0,0,0,0,0,1,1,0]
["Historic",2016,null,null,null,"HI",null,null,null,null,"Solar",null,0,0,45.371890999999998,88.510919999999999,0,0,0,0,0,0,null,null,null,null,null,"Non-Fossil","No","Existing","Solar PV","Renewable","---","---","---","---","---","---","---","---","---","---","No",1,1,1,1,1,1,1,1,1,null,0,0,0,0,0,0,0,0,0,0,1,1,0]
["Historic",2016,null,null,null,"MD",null,null,null,null,"Nuclear",null,66.259709000000001,154.36940100000001,6335.4849999999997,14760.177,0,0,0,0,0,0,null,null,null,null,null,"Non-Fossil","No","Existing","Nuclear","Nuclear","---","---","---","---","---","---","---","---","---","---","No",1,1,1,1,1,1,1,1,1,null,0,0,0,0,0,0,0,0,0,0,1,1,0]
["Historic",2016,null,null,null,"NC",null,null,null,null,"Nuclear",null,197.37200799999999,447.47855700000002,18871.912,42786.087,0,0,0,0,0,0,null,null,null,null,null,"Non-Fossil","No","Existing","Nuclear","Nuclear","---","---","---","---","---","---","---","---","---","---","No",1,1,1,1,1,1,1,1,1,null,0,0,0,0,0,0,0,0,0,0,1,1,0]
["Historic",2016,null,null,null,"NY",null,null,null,null,"Wind",null,0,0,1142.4371159999998,3940.18,0,0,0,0,0,0,null,null,null,null,null,"Non-Fossil","No","Existing","Wind","Renewable","---","---","---","---","---","---","---","---","---","---","No",1,1,1,1,1,1,1,1,1,null,0,0,0,0,0,0,0,0,0,0,1,1,0]
["Historic",2016,null,null,null,"TX",null,null,null,null,"Solar",null,0,0,320.89752300000004,730.81,0,0,0,0,0,0,null,null,null,null,null,"Non-Fossil","No","Existing","Solar PV","Renewable","---","---","---","---","---","---","---","---","---","---","No",1,1,1,1,1,1,1,1,1,null,0,0,0,0,0,0,0,0,0,0,1,1,0]
["Historic",2005,null,null,null,"CA",null,null,null,null,null,null,null,null,null,null,null,31660.158458999998,null,null,null,null,null,null,null,null,null,null,null,null,null,null,"---","---","---","---","---","---","---","---","---","---","No",1,1,1,1,1,1,1,1,1,null,0,0,0,0,0,0,0,0,0,0,1,1,0]
["Historic",2005,null,null,null,"WY",null,null,null,null,null,null,null,null,null,null,null,50055.028554999997,null,null,null,null,null,null,null,null,null,null,null,null,null,null,"---","---","---","---","---","---","---","---","---","---","No",1,1,1,1,1,1,1,1,1,null,0,0,0,0,0,0,0,0,0,0,1,1,0]
["Historic",2011,null,null,null,"GA",null,null,null,null,"Natural Gas",null,null,null,null,null,null,null,null,null,null,null,null,null,null,7755.9000000000015,null,null,"Yes","Existing","Combustion Turbine","Combustion Turbine","---","---","---","---","---","---","---","---","---","---","No",1,1,1,1,1,1,1,1,1,null,0,0,0,0,0,0,0,0,0,0,1,1,0]
["Historic",2011,null,null,null,"LA",null,null,null,null,"Coal",null,null,null,null,null,null,null,null,null,null,null,null,null,null,3424,null,null,"Yes","Existing","Coal Steam","Coal","---","---","---","---","---","---","---","---","---","---","No",1,1,1,1,1,1,1,1,1,null,0,0,0,0,0,0,0,0,0,0,1,1,0]
["Historic",2011,null,null,null,"MA",null,null,null,null,"Natural Gas",null,null,null,null,null,null,null,null,null,null,null,null,null,null,560.5,null,null,"Yes","Existing","O/G Steam","O/G Steam","---","---","---","---","---","---","---","---","---","---","No",1,1,1,1,1,1,1,1,1,null,0,0,0,0,0,0,0,0,0,0,1,1,0]
["Historic",2011,null,null,null,"ND",null,null,null,null,"Natural Gas",null,null,null,null,null,null,null,null,null,null,null,null,null,null,0,null,null,"Yes","Existing","Combustion Turbine","Combustion Turbine","---","---","---","---","---","---","---","---","---","---","No",1,1,1,1,1,1,1,1,1,null,0,0,0,0,0,0,0,0,0,0,1,1,0]
["Historic",2011,null,null,null,"PA",null,null,null,null,"Natural Gas",null,null,null,null,null,null,null,null,null,null,null,null,null,null,1479.9,null,null,"Yes","Existing","Combustion Turbine","Combustion Turbine","---","---","---","---","---","---","---","---","---","---","No",1,1,1,1,1,1,1,1,1,null,0,0,0,0,0,0,0,0,0,0,1,1,0]
["Historic",2012,null,null,null,"AK",null,null,null,null,"Fwaste",null,null,null,null,null,null,null,null,null,null,null,null,null,null,0,null,null,"Yes","Existing","Combined Cycle","Combined Cycle","---","---","---","---","---","---","---","---","---","---","No",1,1,1,1,1,1,1,1,1,null,0,0,0,0,0,0,0,0,0,0,1,1,0]
["Historic",2012,null,null,null,"FL",null,null,null,null,"Natural Gas",null,null,null,null,null,null,null,null,null,null,null,null,null,null,23810.3,null,null,"Yes","Existing","Combined Cycle","Combined Cycle","---","---","---","---","---","---","---","---","---","---","No",1,1,1,1,1,1,1,1,1,null,0,0,0,0,0,0,0,0,0,0,1,1,0]
["Historic",2012,null,null,null,"LA",null,null,null,null,"Natural Gas",null,null,null,null,null,null,null,null,null,null,null,null,null,null,2078.5,null,null,"Yes","Existing","Combustion Turbine","Combustion Turbine","---","---","---","---","---","---","---","---","---","---","No",1,1,1,1,1,1,1,1,1,null,0,0,0,0,0,0,0,0,0,0,1,1,0]
["Historic",2012,null,null,null,"MT",null,null,null,null,"Natural Gas",null,null,null,null,null,null,null,null,null,null,null,null,null,null,338.5,null,null,"Yes","Existing","Combustion Turbine","Combustion Turbine","---","---","---","---","---","---","---","---","---","---","No",1,1,1,1,1,1,1,1,1,null,0,0,0,0,0,0,0,0,0,0,1,1,0]
["Historic",2012,null,null,null,"OK",null,null,null,null,"Natural Gas",null,null,null,null,null,null,null,null,null,null,null,null,null,null,7484.6,null,null,"Yes","Existing","Combined Cycle","Combined Cycle","---","---","---","---","---","---","---","---","---","---","No",1,1,1,1,1,1,1,1,1,null,0,0,0,0,0,0,0,0,0,0,1,1,0]
["Historic",2012,null,null,null,"WV",null,null,null,null,"Coal",null,null,null,null,null,null,null,null,null,null,null,null,null,null,14133,null,null,"Yes","Existing","Coal Steam","Coal","---","---","---","---","---","---","---","---","---","---","No",1,1,1,1,1,1,1,1,1,null,0,0,0,0,0,0,0,0,0,0,1,1,0]
["Historic",2013,null,null,null,"DC",null,null,null,null,"Oil",null,null,null,null,null,null,null,null,null,null,null,null,null,null,0,null,null,"Yes","Existing","O/G Steam","O/G Steam","---","---","---","---","---","---","---","---","---","---","No",1,1,1,1,1,1,1,1,1,null,0,0,0,0,0,0,0,0,0,0,1,1,0]
["Historic",2013,null,null,null,"IN",null,null,null,null,"Pet. Coke",null,null,null,null,null,null,null,null,null,null,null,null,null,null,274,null,null,"Yes","Existing","Combined Cycle","Combined Cycle","---","---","---","---","---","---","---","---","---","---","No",1,1,1,1,1,1,1,1,1,null,0,0,0,0,0,0,0,0,0,0,1,1,0]
["Historic",2013,null,null,null,"MS",null,null,null,null,"Natural Gas",null,null,null,null,null,null,null,null,null,null,null,null,null,null,6790.9000000000005,null,null,"Yes","Existing","Combined Cycle","Combined Cycle","---","---","---","---","---","---","---","---","---","---","No",1,1,1,1,1,1,1,1,1,null,0,0,0,0,0,0,0,0,0,0,1,1,0]
["Historic",2013,null,null,null,"NY",null,null,null,null,"Oil",null,null,null,null,null,null,null,null,null,null,null,null,null,null,3174.6,null,null,"Yes","Existing","O/G Steam","O/G Steam","---","---","---","---","---","---","---","---","---","---","No",1,1,1,1,1,1,1,1,1,null,0,0,0,0,0,0,0,0,0,0,1,1,0]
["Historic",2013,null,null,null,"OR",null,null,null,null,"Coal",null,null,null,null,null,null,null,null,null,null,null,null,null,null,585,null,null,"Yes","Existing","Coal Steam","Coal","---","---","---","---","---","---","---","---","---","---","No",1,1,1,1,1,1,1,1,1,null,0,0,0,0,0,0,0,0,0,0,1,1,0]
["Historic",2013,null,null,null,"WA",null,null,null,null,"Non-Fossil",null,null,null,null,null,null,null,null,null,null,null,null,null,null,0,null,null,"Yes","Existing","Combined Cycle","Combined Cycle","---","---","---","---","---","---","---","---","---","---","No",1,1,1,1,1,1,1,1,1,null,0,0,0,0,0,0,0,0,0,0,1,1,0]
["Historic",2014,null,null,null,"CO",null,null,null,null,"Natural Gas",null,null,null,null,null,null,null,null,null,null,null,null,null,null,2459.9,null,null,"Yes","Existing","Combustion Turbine","Combustion Turbine","---","---","---","---","---","---","---","---","---","---","No",1,1,1,1,1,1,1,1,1,null,0,0,0,0,0,0,0,0,0,0,1,1,0]
["Historic",2014,null,null,null,"IN",null,null,null,null,"Natural Gas",null,null,null,null,null,null,null,null,null,null,null,null,null,null,494.5,null,null,"Yes","Existing","O/G Steam","O/G Steam","---","---","---","---","---","---","---","---","---","---","No",1,1,1,1,1,1,1,1,1,null,0,0,0,0,0,0,0,0,0,0,1,1,0]
["Historic",2014,null,null,null,"MN",null,null,null,null,"Oil",null,null,null,null,null,null,null,null,null,null,null,null,null,null,213.5,null,null,"Yes","Existing","Combustion Turbine","Combustion Turbine","---","---","---","---","---","---","---","---","---","---","No",1,1,1,1,1,1,1,1,1,null,0,0,0,0,0,0,0,0,0,0,1,1,0]
["Historic",2014,null,null,null,"NV",null,null,null,null,"Coal",null,null,null,null,null,null,null,null,null,null,null,null,null,null,997.4,null,null,"Yes","Existing","Coal Steam","Coal","---","---","---","---","---","---","---","---","---","---","No",1,1,1,1,1,1,1,1,1,null,0,0,0,0,0,0,0,0,0,0,1,1,0]
["Historic",2014,null,null,null,"VA",null,null,null,null,"Natural Gas",null,null,null,null,null,null,null,null,null,null,null,null,null,null,3879.1,null,null,"Yes","Existing","Combustion Turbine","Combustion Turbine","---","---","---","---","---","---","---","---","---","---","No",1,1,1,1,1,1,1,1,1,null,0,0,0,0,0,0,0,0,0,0,1,1,0]
["Historic",2015,null,null,null,"CA",null,null,null,null,"Pet. Coke",null,null,null,null,null,null,null,null,null,null,null,null,null,null,0,null,null,"Yes","Existing","Coal Steam","Coal","---","---","---","---","---","---","---","---","---","---","No",1,1,1,1,1,1,1,1,1,null,0,0,0,0,0,0,0,0,0,0,1,1,0]
["Historic",2015,null,null,null,"IL",null,null,null,null,"Natural Gas",null,null,null,null,null,null,null,null,null,null,null,null,null,null,78,null,null,"Yes","Existing","O/G Steam","O/G Steam","---","---","---","---","---","---","---","---","---","---","No",1,1,1,1,1,1,1,1,1,null,0,0,0,0,0,0,0,0,0,0,1,1,0]
["Historic",2015,null,null,null,"ME",null,null,null,null,"Oil",null,null,null,null,null,null,null,null,null,null,null,null,null,null,810.9,null,null,"Yes","Existing","O/G Steam","O/G Steam","---","---","---","---","---","---","---","---","---","---","No",1,1,1,1,1,1,1,1,1,null,0,0,0,0,0,0,0,0,0,0,1,1,0]
["Historic",2015,null,null,null,"NJ",null,null,null,null,"Natural Gas",null,null,null,null,null,null,null,null,null,null,null,null,null,null,2729.9999999999995,null,null,"Yes","Existing","Combustion Turbine","Combustion Turbine","---","---","---","---","---","---","---","---","---","---","No",1,1,1,1,1,1,1,1,1,null,0,0,0,0,0,0,0,0,0,0,1,1,0]
["Historic",2015,null,null,null,"TX",null,null,null,null,"Natural Gas",null,null,null,null,null,null,null,null,null,null,null,null,null,null,19111.199999999997,null,null,"Yes","Existing","O/G Steam","O/G Steam","---","---","---","---","---","---","---","---","---","---","No",1,1,1,1,1,1,1,1,1,null,0,0,0,0,0,0,0,0,0,0,1,1,0]
["Historic",2016,null,null,null,"AR",null,null,null,null,"Natural Gas",null,null,null,null,null,null,null,null,null,null,null,null,null,null,585,null,null,"Yes","Existing","Combustion Turbine","Combustion Turbine","---","---","---","---","---","---","---","---","---","---","No",1,1,1,1,1,1,1,1,1,null,0,0,0,0,0,0,0,0,0,0,1,1,0]
["Historic",2016,null,null,null,"CA",null,null,null,null,"Natural Gas",null,null,null,null,null,null,null,null,null,null,null,null,null,null,9686.899999999996,null,null,"Yes","Existing","Combustion Turbine","Combustion Turbine","---","---","---","---","---","---","---","---","---","---","No",1,1,1,1,1,1,1,1,1,null,0,0,0,0,0,0,0,0,0,0,1,1,0]
["Historic",2016,null,null,null,"IA",null,null,null,null,"Oil",null,null,null,null,null,null,null,null,null,null,null,null,null,null,238.5,null,null,"Yes","Existing","Combustion Turbine","Combustion Turbine","---","---","---","---","---","---","---","---","---","---","No",1,1,1,1,1,1,1,1,1,null,0,0,0,0,0,0,0,0,0,0,1,1,0]
["Historic",2016,null,null,null,"ME",null,null,null,null,"Coal",null,null,null,null,null,null,null,null,null,null,null,null,null,null,0,null,null,"Yes","Existing","Coal Steam","Coal","---","---","---","---","---","---","---","---","---","---","No",1,1,1,1,1,1,1,1,1,null,0,0,0,0,0,0,0,0,0,0,1,1,0]
["Historic",2016,null,null,null,"NM",null,null,null,null,"Coal",null,null,null,null,null,null,null,null,null,null,null,null,null,null,3471,null,null,"Yes","Existing","Coal Steam","Coal","---","---","---","---","---","---","---","---","---","---","No",1,1,1,1,1,1,1,1,1,null,0,0,0,0,0,0,0,0,0,0,1,1,0]
["Historic",2016,null,null,null,"SD",null,null,null,null,"Oil",null,null,null,null,null,null,null,null,null,null,null,null,null,null,145.9,null,null,"Yes","Existing","Combustion Turbine","Combustion Turbine","---","---","---","---","---","---","---","---","---","---","No",1,1,1,1,1,1,1,1,1,null,0,0,0,0,0,0,0,0,0,0,1,1,0]
["Historic",2011,null,null,null,"AK",null,null,null,null,"Natural Gas",null,null,null,null,null,null,null,null,null,null,null,null,null,null,5.5,null,null,"No","Existing","Combustion Turbine","Combustion Turbine","---","---","---","---","---","---","---","---","---","---","No",1,1,1,1,1,1,1,1,1,null,0,0,0,0,0,0,0,0,0,0,1,1,0]
["Historic",2011,null,null,null,"FL",null,null,null,null,"Natural Gas",null,null,null,null,null,null,null,null,null,null,null,null,null,null,282.5,null,null,"No","Existing","Combustion Turbine","Combustion Turbine","---","---","---","---","---","---","---","---","---","---","No",1,1,1,1,1,1,1,1,1,null,0,0,0,0,0,0,0,0,0,0,1,1,0]
["Historic",2011,null,null,null,"IL",null,null,null,null,"Waste Coal",null,null,null,null,null,null,null,null,null,null,null,null,null,null,2.8,null,null,"No","Existing","Fossil Other","Other","---","---","---","---","---","---","---","---","---","---","No",1,1,1,1,1,1,1,1,1,null,0,0,0,0,0,0,0,0,0,0,1,1,0]
["Historic",2011,null,null,null,"MI",null,null,null,null,"Natural Gas",null,null,null,null,null,null,null,null,null,null,null,null,null,null,6.5,null,null,"No","Existing","O/G Steam","O/G Steam","---","---","---","---","---","---","---","---","---","---","No",1,1,1,1,1,1,1,1,1,null,0,0,0,0,0,0,0,0,0,0,1,1,0]
["Historic",2011,null,null,null,"NE",null,null,null,null,"Oil",null,null,null,null,null,null,null,null,null,null,null,null,null,null,111.00000000000004,null,null,"No","Existing","Combustion Turbine","Combustion Turbine","---","---","---","---","---","---","---","---","---","---","No",1,1,1,1,1,1,1,1,1,null,0,0,0,0,0,0,0,0,0,0,1,1,0]
["Historic",2011,null,null,null,"OH",null,null,null,null,"Oil",null,null,null,null,null,null,null,null,null,null,null,null,null,null,246.20000000000053,null,null,"No","Existing","Combustion Turbine","Combustion Turbine","---","---","---","---","---","---","---","---","---","---","No",1,1,1,1,1,1,1,1,1,null,0,0,0,0,0,0,0,0,0,0,1,1,0]
["Historic",2011,null,null,null,"UT",null,null,null,null,"Oil",null,null,null,null,null,null,null,null,null,null,null,null,null,null,27.8,null,null,"No","Existing","Combustion Turbine","Combustion Turbine","---","---","---","---","---","---","---","---","---","---","No",1,1,1,1,1,1,1,1,1,null,0,0,0,0,0,0,0,0,0,0,1,1,0]
["Historic",2012,null,null,null,"AK",null,null,null,null,"Oil",null,null,null,null,null,null,null,null,null,null,null,null,null,null,405.40000000000003,null,null,"No","Existing","Combustion Turbine","Combustion Turbine","---","---","---","---","---","---","---","---","---","---","No",1,1,1,1,1,1,1,1,1,null,0,0,0,0,0,0,0,0,0,0,1,1,0]
["Historic",2012,null,null,null,"AR",null,null,null,null,"Natural Gas",null,null,null,null,null,null,null,null,null,null,null,null,null,null,0,null,null,"No","Existing","O/G Steam","O/G Steam","---","---","---","---","---","---","---","---","---","---","No",1,1,1,1,1,1,1,1,1,null,0,0,0,0,0,0,0,0,0,0,1,1,0]
["Historic",2012,null,null,null,"FL",null,null,null,null,"Natural Gas",null,null,null,null,null,null,null,null,null,null,null,null,null,null,281.2,null,null,"No","Existing","Combustion Turbine","Combustion Turbine","---","---","---","---","---","---","---","---","---","---","No",1,1,1,1,1,1,1,1,1,null,0,0,0,0,0,0,0,0,0,0,1,1,0]
["Historic",2012,null,null,null,"IL",null,null,null,null,"Waste Coal",null,null,null,null,null,null,null,null,null,null,null,null,null,null,0,null,null,"No","Existing","Fossil Other","Other","---","---","---","---","---","---","---","---","---","---","No",1,1,1,1,1,1,1,1,1,null,0,0,0,0,0,0,0,0,0,0,1,1,0]
["Historic",2012,null,null,null,"MI",null,null,null,null,"Natural Gas",null,null,null,null,null,null,null,null,null,null,null,null,null,null,40.699999999999996,null,null,"No","Existing","O/G Steam","O/G Steam","---","---","---","---","---","---","---","---","---","---","No",1,1,1,1,1,1,1,1,1,null,0,0,0,0,0,0,0,0,0,0,1,1,0]
["Historic",2012,null,null,null,"NE",null,null,null,null,"Oil",null,null,null,null,null,null,null,null,null,null,null,null,null,null,110.10000000000005,null,null,"No","Existing","Combustion Turbine","Combustion Turbine","---","---","---","---","---","---","---","---","---","---","No",1,1,1,1,1,1,1,1,1,null,0,0,0,0,0,0,0,0,0,0,1,1,0]
["Historic",2012,null,null,null,"OH",null,null,null,null,"Oil",null,null,null,null,null,null,null,null,null,null,null,null,null,null,248.20000000000053,null,null,"No","Existing","Combustion Turbine","Combustion Turbine","---","---","---","---","---","---","---","---","---","---","No",1,1,1,1,1,1,1,1,1,null,0,0,0,0,0,0,0,0,0,0,1,1,0]
["Historic",2012,null,null,null,"UT",null,null,null,null,"Oil",null,null,null,null,null,null,null,null,null,null,null,null,null,null,27.8,null,null,"No","Existing","Combustion Turbine","Combustion Turbine","---","---","---","---","---","---","---","---","---","---","No",1,1,1,1,1,1,1,1,1,null,0,0,0,0,0,0,0,0,0,0,1,1,0]
["Historic",2013,null,null,null,"AK",null,null,null,null,"Oil",null,null,null,null,null,null,null,null,null,null,null,null,null,null,401.39999999999992,null,null,"No","Existing","Combustion Turbine","Combustion Turbine","---","---","---","---","---","---","---","---","---","---","No",1,1,1,1,1,1,1,1,1,null,0,0,0,0,0,0,0,0,0,0,1,1,0]
["Historic",2013,null,null,null,"FL",null,null,null,null,"Oil",null,null,null,null,null,null,null,null,null,null,null,null,null,null,153,null,null,"No","Existing","Combustion Turbine","Combustion Turbine","---","---","---","---","---","---","---","---","---","---","No",1,1,1,1,1,1,1,1,1,null,0,0,0,0,0,0,0,0,0,0,1,1,0]
["Historic",2013,null,null,null,"IL",null,null,null,null,"Natural Gas",null,null,null,null,null,null,null,null,null,null,null,null,null,null,57.9,null,null,"No","Existing","O/G Steam","O/G Steam","---","---","---","---","---","---","---","---","---","---","No",1,1,1,1,1,1,1,1,1,null,0,0,0,0,0,0,0,0,0,0,1,1,0]
["Historic",2013,null,null,null,"ME",null,null,null,null,"Oil",null,null,null,null,null,null,null,null,null,null,null,null,null,null,35.5,null,null,"No","Existing","O/G Steam","O/G Steam","---","---","---","---","---","---","---","---","---","---","No",1,1,1,1,1,1,1,1,1,null,0,0,0,0,0,0,0,0,0,0,1,1,0]
["Historic",2013,null,null,null,"MI",null,null,null,null,"Natural Gas",null,null,null,null,null,null,null,null,null,null,null,null,null,null,160.50000000000003,null,null,"No","Existing","O/G Steam","O/G Steam","---","---","---","---","---","---","---","---","---","---","No",1,1,1,1,1,1,1,1,1,null,0,0,0,0,0,0,0,0,0,0,1,1,0]
["Historic",2013,null,null,null,"OH",null,null,null,null,"Natural Gas",null,null,null,null,null,null,null,null,null,null,null,null,null,null,148.30000000000001,null,null,"No","Existing","O/G Steam","O/G Steam","---","---","---","---","---","---","---","---","---","---","No",1,1,1,1,1,1,1,1,1,null,0,0,0,0,0,0,0,0,0,0,1,1,0]
["Historic",2013,null,null,null,"TX",null,null,null,null,"Natural Gas",null,null,null,null,null,null,null,null,null,null,null,null,null,null,408.6,null,null,"No","Existing","Combined Cycle","Combined Cycle","---","---","---","---","---","---","---","---","---","---","No",1,1,1,1,1,1,1,1,1,null,0,0,0,0,0,0,0,0,0,0,1,1,0]
["Historic",2013,null,null,null,"UT",null,null,null,null,"Oil",null,null,null,null,null,null,null,null,null,null,null,null,null,null,27.8,null,null,"No","Existing","Combustion Turbine","Combustion Turbine","---","---","---","---","---","---","---","---","---","---","No",1,1,1,1,1,1,1,1,1,null,0,0,0,0,0,0,0,0,0,0,1,1,0]
["Historic",2014,null,null,null,"AK",null,null,null,null,"Oil",null,null,null,null,null,null,null,null,null,null,null,null,null,null,418.09999999999968,null,null,"No","Existing","Combustion Turbine","Combustion Turbine","---","---","---","---","---","---","---","---","---","---","No",1,1,1,1,1,1,1,1,1,null,0,0,0,0,0,0,0,0,0,0,1,1,0]
["Historic",2014,null,null,null,"FL",null,null,null,null,"Oil",null,null,null,null,null,null,null,null,null,null,null,null,null,null,153,null,null,"No","Existing","Combustion Turbine","Combustion Turbine","---","---","---","---","---","---","---","---","---","---","No",1,1,1,1,1,1,1,1,1,null,0,0,0,0,0,0,0,0,0,0,1,1,0]
["Historic",2014,null,null,null,"IL",null,null,null,null,"Natural Gas",null,null,null,null,null,null,null,null,null,null,null,null,null,null,57.9,null,null,"No","Existing","O/G Steam","O/G Steam","---","---","---","---","---","---","---","---","---","---","No",1,1,1,1,1,1,1,1,1,null,0,0,0,0,0,0,0,0,0,0,1,1,0]
["Historic",2014,null,null,null,"ME",null,null,null,null,"Oil",null,null,null,null,null,null,null,null,null,null,null,null,null,null,35.5,null,null,"No","Existing","O/G Steam","O/G Steam","---","---","---","---","---","---","---","---","---","---","No",1,1,1,1,1,1,1,1,1,null,0,0,0,0,0,0,0,0,0,0,1,1,0]
["Historic",2014,null,null,null,"NE",null,null,null,null,"Natural Gas",null,null,null,null,null,null,null,null,null,null,null,null,null,null,92.3,null,null,"No","Existing","O/G Steam","O/G Steam","---","---","---","---","---","---","---","---","---","---","No",1,1,1,1,1,1,1,1,1,null,0,0,0,0,0,0,0,0,0,0,1,1,0]
["Historic",2014,null,null,null,"OH",null,null,null,null,"Natural Gas",null,null,null,null,null,null,null,null,null,null,null,null,null,null,148.30000000000001,null,null,"No","Existing","O/G Steam","O/G Steam","---","---","---","---","---","---","---","---","---","---","No",1,1,1,1,1,1,1,1,1,null,0,0,0,0,0,0,0,0,0,0,1,1,0]
["Historic",2014,null,null,null,"UT",null,null,null,null,"Natural Gas",null,null,null,null,null,null,null,null,null,null,null,null,null,null,9.1999999999999993,null,null,"No","Existing","O/G Steam","O/G Steam","---","---","---","---","---","---","---","---","---","---","No",1,1,1,1,1,1,1,1,1,null,0,0,0,0,0,0,0,0,0,0,1,1,0]
["Historic",2015,null,null,null,"AL",null,null,null,null,"Coal",null,null,null,null,null,null,null,null,null,null,null,null,null,null,0,null,null,"No","Existing","Coal Steam","Coal","---","---","---","---","---","---","---","---","---","---","No",1,1,1,1,1,1,1,1,1,null,0,0,0,0,0,0,0,0,0,0,1,1,0]
["Historic",2015,null,null,null,"DC",null,null,null,null,"Biomass",null,null,null,null,null,null,null,null,null,null,null,null,null,null,12,null,null,"No","Existing","Combustion Turbine","Combustion Turbine","---","---","---","---","---","---","---","---","---","---","No",1,1,1,1,1,1,1,1,1,null,0,0,0,0,0,0,0,0,0,0,1,1,0]
["Historic",2015,null,null,null,"FL",null,null,null,null,"Oil",null,null,null,null,null,null,null,null,null,null,null,null,null,null,154,null,null,"No","Existing","Combustion Turbine","Combustion Turbine","---","---","---","---","---","---","---","---","---","---","No",1,1,1,1,1,1,1,1,1,null,0,0,0,0,0,0,0,0,0,0,1,1,0]
["Historic",2015,null,null,null,"IL",null,null,null,null,"Natural Gas",null,null,null,null,null,null,null,null,null,null,null,null,null,null,104.9,null,null,"No","Existing","O/G Steam","O/G Steam","---","---","---","---","---","---","---","---","---","---","No",1,1,1,1,1,1,1,1,1,null,0,0,0,0,0,0,0,0,0,0,1,1,0]
["Historic",2015,null,null,null,"ND",null,null,null,null,"Coal",null,null,null,null,null,null,null,null,null,null,null,null,null,null,19.3,null,null,"No","Existing","Coal Steam","Coal","---","---","---","---","---","---","---","---","---","---","No",1,1,1,1,1,1,1,1,1,null,0,0,0,0,0,0,0,0,0,0,1,1,0]
["Historic",2015,null,null,null,"NE",null,null,null,null,"Natural Gas",null,null,null,null,null,null,null,null,null,null,null,null,null,null,98.3,null,null,"No","Existing","O/G Steam","O/G Steam","---","---","---","---","---","---","---","---","---","---","No",1,1,1,1,1,1,1,1,1,null,0,0,0,0,0,0,0,0,0,0,1,1,0]
["Historic",2015,null,null,null,"OH",null,null,null,null,"Natural Gas",null,null,null,null,null,null,null,null,null,null,null,null,null,null,148.30000000000001,null,null,"No","Existing","O/G Steam","O/G Steam","---","---","---","---","---","---","---","---","---","---","No",1,1,1,1,1,1,1,1,1,null,0,0,0,0,0,0,0,0,0,0,1,1,0]
["Historic",2015,null,null,null,"UT",null,null,null,null,"Natural Gas",null,null,null,null,null,null,null,null,null,null,null,null,null,null,9.1999999999999993,null,null,"No","Existing","O/G Steam","O/G Steam","---","---","---","---","---","---","---","---","---","---","No",1,1,1,1,1,1,1,1,1,null,0,0,0,0,0,0,0,0,0,0,1,1,0]
["Historic",2016,null,null,null,"AL",null,null,null,null,"Coal",null,null,null,null,null,null,null,null,null,null,null,null,null,null,0,null,null,"No","Existing","Coal Steam","Coal","---","---","---","---","---","---","---","---","---","---","No",1,1,1,1,1,1,1,1,1,null,0,0,0,0,0,0,0,0,0,0,1,1,0]
["Historic",2016,null,null,null,"DC",null,null,null,null,"Biomass",null,null,null,null,null,null,null,null,null,null,null,null,null,null,12,null,null,"No","Existing","Combustion Turbine","Combustion Turbine","---","---","---","---","---","---","---","---","---","---","No",1,1,1,1,1,1,1,1,1,null,0,0,0,0,0,0,0,0,0,0,1,1,0]
["Historic",2016,null,null,null,"IL",null,null,null,null,"Oil",null,null,null,null,null,null,null,null,null,null,null,null,null,null,0,null,null,"No","Existing","O/G Steam","O/G Steam","---","---","---","---","---","---","---","---","---","---","No",1,1,1,1,1,1,1,1,1,null,0,0,0,0,0,0,0,0,0,0,1,1,0]
["Historic",2016,null,null,null,"MI",null,null,null,null,"Coal",null,null,null,null,null,null,null,null,null,null,null,null,null,null,59.4,null,null,"No","Existing","Coal Steam","Coal","---","---","---","---","---","---","---","---","---","---","No",1,1,1,1,1,1,1,1,1,null,0,0,0,0,0,0,0,0,0,0,1,1,0]
["Historic",2016,null,null,null,"NH",null,null,null,null,"Natural Gas",null,null,null,null,null,null,null,null,null,null,null,null,null,null,3.8,null,null,"No","Existing","Combustion Turbine","Combustion Turbine","---","---","---","---","---","---","---","---","---","---","No",1,1,1,1,1,1,1,1,1,null,0,0,0,0,0,0,0,0,0,0,1,1,0]
["Historic",2016,null,null,null,"OK",null,null,null,null,"Coal",null,null,null,null,null,null,null,null,null,null,null,null,null,null,8.4,null,null,"No","Existing","Coal Steam","Coal","---","---","---","---","---","---","---","---","---","---","No",1,1,1,1,1,1,1,1,1,null,0,0,0,0,0,0,0,0,0,0,1,1,0]
["Historic",2016,null,null,null,"TX",null,null,null,null,"Biomass",null,null,null,null,null,null,null,null,null,null,null,null,null,null,8.4,null,null,"No","Existing","Combustion Turbine","Combustion Turbine","---","---","---","---","---","---","---","---","---","---","No",1,1,1,1,1,1,1,1,1,null,0,0,0,0,0,0,0,0,0,0,1,1,0]
["Historic",2016,null,null,null,"UT",null,null,null,null,"Natural Gas",null,null,null,null,null,null,null,null,null,null,null,null,null,null,0,null,null,"No","Existing","O/G Steam","O/G Steam","---","---","---","---","---","---","---","---","---","---","No",1,1,1,1,1,1,1,1,1,null,0,0,0,0,0,0,0,0,0,0,1,1,0]
["Historic",2011,null,null,null,"AL",null,null,null,null,"Hydro",null,null,null,null,null,null,null,null,null,null,null,null,null,null,3272.1999999999989,null,null,null,"Existing","Hydro","Renewable","---","---","---","---","---","---","---","---","---","---","No",1,1,1,1,1,1,1,1,1,null,0,0,0,0,0,0,0,0,0,0,1,1,0]
["Historic",2011,null,null,null,"GA",null,null,null,null,"LF Gas",null,null,null,null,null,null,null,null,null,null,null,null,null,null,20.6,null,null,null,"Existing","Landfill Gas","Other","---","---","---","---","---","---","---","---","---","---","No",1,1,1,1,1,1,1,1,1,null,0,0,0,0,0,0,0,0,0,0,1,1,0]
["Historic",2011,null,null,null,"KS",null,null,null,null,"Biomass",null,null,null,null,null,null,null,null,null,null,null,null,null,null,0,null,null,null,"Existing","Biomass","Renewable","---","---","---","---","---","---","---","---","---","---","No",1,1,1,1,1,1,1,1,1,null,0,0,0,0,0,0,0,0,0,0,1,1,0]
["Historic",2011,null,null,null,"MI",null,null,null,null,"Pumps",null,null,null,null,null,null,null,null,null,null,null,null,null,null,1872,null,null,null,"Existing","Pumped Storage","Other","---","---","---","---","---","---","---","---","---","---","No",1,1,1,1,1,1,1,1,1,null,0,0,0,0,0,0,0,0,0,0,1,1,0]
["Historic",2011,null,null,null,"NJ",null,null,null,null,"MSW",null,null,null,null,null,null,null,null,null,null,null,null,null,null,149.5,null,null,null,"Existing","Non-Fossil Other","Other","---","---","---","---","---","---","---","---","---","---","No",1,1,1,1,1,1,1,1,1,null,0,0,0,0,0,0,0,0,0,0,1,1,0]
["Historic",2011,null,null,null,"OR",null,null,null,null,"Biomass",null,null,null,null,null,null,null,null,null,null,null,null,null,null,241.1,null,null,null,"Existing","Biomass","Renewable","---","---","---","---","---","---","---","---","---","---","No",1,1,1,1,1,1,1,1,1,null,0,0,0,0,0,0,0,0,0,0,1,1,0]
["Historic",2011,null,null,null,"TX",null,null,null,null,"Nuclear",null,null,null,null,null,null,null,null,null,null,null,null,null,null,4960,null,null,null,"Existing","Nuclear","Nuclear","---","---","---","---","---","---","---","---","---","---","No",1,1,1,1,1,1,1,1,1,null,0,0,0,0,0,0,0,0,0,0,1,1,0]
["Historic",2012,null,null,null,"AL",null,null,null,null,"Hydro",null,null,null,null,null,null,null,null,null,null,null,null,null,null,3272.1999999999989,null,null,null,"Existing","Hydro","Renewable","---","---","---","---","---","---","---","---","---","---","No",1,1,1,1,1,1,1,1,1,null,0,0,0,0,0,0,0,0,0,0,1,1,0]
["Historic",2012,null,null,null,"CT",null,null,null,null,"Nuclear",null,null,null,null,null,null,null,null,null,null,null,null,null,null,2102.5,null,null,null,"Existing","Nuclear","Nuclear","---","---","---","---","---","---","---","---","---","---","No",1,1,1,1,1,1,1,1,1,null,0,0,0,0,0,0,0,0,0,0,1,1,0]
["Historic",2012,null,null,null,"IL",null,null,null,null,"Hydro",null,null,null,null,null,null,null,null,null,null,null,null,null,null,34.099999999999994,null,null,null,"Existing","Hydro","Renewable","---","---","---","---","---","---","---","---","---","---","No",1,1,1,1,1,1,1,1,1,null,0,0,0,0,0,0,0,0,0,0,1,1,0]
["Historic",2012,null,null,null,"MI",null,null,null,null,"Nuclear",null,null,null,null,null,null,null,null,null,null,null,null,null,null,3936.2,null,null,null,"Existing","Nuclear","Nuclear","---","---","---","---","---","---","---","---","---","---","No",1,1,1,1,1,1,1,1,1,null,0,0,0,0,0,0,0,0,0,0,1,1,0]
["Historic",2012,null,null,null,"NE",null,null,null,null,"Hydro",null,null,null,null,null,null,null,null,null,null,null,null,null,null,275.3,null,null,null,"Existing","Hydro","Renewable","---","---","---","---","---","---","---","---","---","---","No",1,1,1,1,1,1,1,1,1,null,0,0,0,0,0,0,0,0,0,0,1,1,0]
["Historic",2012,null,null,null,"NJ",null,null,null,null,"Hydro",null,null,null,null,null,null,null,null,null,null,null,null,null,null,3.3000000000000003,null,null,null,"Existing","Hydro","Renewable","---","---","---","---","---","---","---","---","---","---","No",1,1,1,1,1,1,1,1,1,null,0,0,0,0,0,0,0,0,0,0,1,1,0]
["Historic",2012,null,null,null,"OK",null,null,null,null,"Wind",null,null,null,null,null,null,null,null,null,null,null,null,null,null,3132.9000000000005,null,null,null,"Existing","Wind","Renewable","---","---","---","---","---","---","---","---","---","---","No",1,1,1,1,1,1,1,1,1,null,0,0,0,0,0,0,0,0,0,0,1,1,0]
["Historic",2012,null,null,null,"TX",null,null,null,null,"LF Gas",null,null,null,null,null,null,null,null,null,null,null,null,null,null,94.900000000000048,null,null,null,"Existing","Landfill Gas","Other","---","---","---","---","---","---","---","---","---","---","No",1,1,1,1,1,1,1,1,1,null,0,0,0,0,0,0,0,0,0,0,1,1,0]
["Historic",2013,null,null,null,"AL",null,null,null,null,"Biomass",null,null,null,null,null,null,null,null,null,null,null,null,null,null,674.80000000000007,null,null,null,"Existing","Biomass","Renewable","---","---","---","---","---","---","---","---","---","---","No",1,1,1,1,1,1,1,1,1,null,0,0,0,0,0,0,0,0,0,0,1,1,0]
["Historic",2013,null,null,null,"CT",null,null,null,null,"MSW",null,null,null,null,null,null,null,null,null,null,null,null,null,null,161.80000000000001,null,null,null,"Existing","Non-Fossil Other","Other","---","---","---","---","---","---","---","---","---","---","No",1,1,1,1,1,1,1,1,1,null,0,0,0,0,0,0,0,0,0,0,1,1,0]
["Historic",2013,null,null,null,"IN",null,null,null,null,"Non-Fossil",null,null,null,null,null,null,null,null,null,null,null,null,null,null,88,null,null,null,"Existing","Non-Fossil Other","Other","---","---","---","---","---","---","---","---","---","---","No",1,1,1,1,1,1,1,1,1,null,0,0,0,0,0,0,0,0,0,0,1,1,0]
["Historic",2013,null,null,null,"MI",null,null,null,null,"LF Gas",null,null,null,null,null,null,null,null,null,null,null,null,null,null,92.799999999999912,null,null,null,"Existing","Landfill Gas","Other","---","---","---","---","---","---","---","---","---","---","No",1,1,1,1,1,1,1,1,1,null,0,0,0,0,0,0,0,0,0,0,1,1,0]
["Historic",2013,null,null,null,"ND",null,null,null,null,"Non-Fossil",null,null,null,null,null,null,null,null,null,null,null,null,null,null,5.3,null,null,null,"Existing","Non-Fossil Other","Other","---","---","---","---","---","---","---","---","---","---","No",1,1,1,1,1,1,1,1,1,null,0,0,0,0,0,0,0,0,0,0,1,1,0]
["Historic",2013,null,null,null,"OK",null,null,null,null,"Solar PV",null,null,null,null,null,null,null,null,null,null,null,null,null,null,0,null,null,null,"Existing","Solar PV","Renewable","---","---","---","---","---","---","---","---","---","---","No",1,1,1,1,1,1,1,1,1,null,0,0,0,0,0,0,0,0,0,0,1,1,0]
["Historic",2013,null,null,null,"TX",null,null,null,null,"Hydro",null,null,null,null,null,null,null,null,null,null,null,null,null,null,688.8,null,null,null,"Existing","Hydro","Renewable","---","---","---","---","---","---","---","---","---","---","No",1,1,1,1,1,1,1,1,1,null,0,0,0,0,0,0,0,0,0,0,1,1,0]
["Historic",2013,null,null,null,"WI",null,null,null,null,"Wind",null,null,null,null,null,null,null,null,null,null,null,null,null,null,328.6,null,null,null,"Existing","Wind","Renewable","---","---","---","---","---","---","---","---","---","---","No",1,1,1,1,1,1,1,1,1,null,0,0,0,0,0,0,0,0,0,0,1,1,0]
["Historic",2014,null,null,null,"CT",null,null,null,null,"LF Gas",null,null,null,null,null,null,null,null,null,null,null,null,null,null,5.1000000000000005,null,null,null,"Existing","Landfill Gas","Other","---","---","---","---","---","---","---","---","---","---","No",1,1,1,1,1,1,1,1,1,null,0,0,0,0,0,0,0,0,0,0,1,1,0]
["Historic",2014,null,null,null,"IL",null,null,null,null,"Non-Fossil",null,null,null,null,null,null,null,null,null,null,null,null,null,null,1.5,null,null,null,"Existing","Battery","Other","---","---","---","---","---","---","---","---","---","---","No",1,1,1,1,1,1,1,1,1,null,0,0,0,0,0,0,0,0,0,0,1,1,0]
["Historic",2014,null,null,null,"IN",null,null,null,null,"LF Gas",null,null,null,null,null,null,null,null,null,null,null,null,null,null,59.599999999999937,null,null,null,"Existing","Landfill Gas","Other","---","---","---","---","---","---","---","---","---","---","No",1,1,1,1,1,1,1,1,1,null,0,0,0,0,0,0,0,0,0,0,1,1,0]
["Historic",2014,null,null,null,"MI",null,null,null,null,"Biomass",null,null,null,null,null,null,null,null,null,null,null,null,null,null,238,null,null,null,"Existing","Biomass","Renewable","---","---","---","---","---","---","---","---","---","---","No",1,1,1,1,1,1,1,1,1,null,0,0,0,0,0,0,0,0,0,0,1,1,0]
["Historic",2014,null,null,null,"ND",null,null,null,null,"Biomass",null,null,null,null,null,null,null,null,null,null,null,null,null,null,9.8000000000000007,null,null,null,"Existing","Biomass","Renewable","---","---","---","---","---","---","---","---","---","---","No",1,1,1,1,1,1,1,1,1,null,0,0,0,0,0,0,0,0,0,0,1,1,0]
["Historic",2014,null,null,null,"OK",null,null,null,null,"MSW",null,null,null,null,null,null,null,null,null,null,null,null,null,null,15.6,null,null,null,"Existing","Non-Fossil Other","Other","---","---","---","---","---","---","---","---","---","---","No",1,1,1,1,1,1,1,1,1,null,0,0,0,0,0,0,0,0,0,0,1,1,0]
["Historic",2014,null,null,null,"TX",null,null,null,null,"Non-Fossil",null,null,null,null,null,null,null,null,null,null,null,null,null,null,36,null,null,null,"Existing","Battery","Other","---","---","---","---","---","---","---","---","---","---","No",1,1,1,1,1,1,1,1,1,null,0,0,0,0,0,0,0,0,0,0,1,1,0]
["Historic",2014,null,null,null,"WI",null,null,null,null,"Nuclear",null,null,null,null,null,null,null,null,null,null,null,null,null,null,1193.1999999999998,null,null,null,"Existing","Nuclear","Nuclear","---","---","---","---","---","---","---","---","---","---","No",1,1,1,1,1,1,1,1,1,null,0,0,0,0,0,0,0,0,0,0,1,1,0]
["Historic",2015,null,null,null,"CT",null,null,null,null,"Natural Gas",null,null,null,null,null,null,null,null,null,null,null,null,null,null,24.2,null,null,null,"Existing","Fuel Cell","Other","---","---","---","---","---","---","---","---","---","---","No",1,1,1,1,1,1,1,1,1,null,0,0,0,0,0,0,0,0,0,0,1,1,0]
["Historic",2015,null,null,null,"ID",null,null,null,null,"Solar PV",null,null,null,null,null,null,null,null,null,null,null,null,null,null,0,null,null,null,"Existing","Solar PV","Renewable","---","---","---","---","---","---","---","---","---","---","No",1,1,1,1,1,1,1,1,1,null,0,0,0,0,0,0,0,0,0,0,1,1,0]
["Historic",2015,null,null,null,"ME",null,null,null,null,"Wind",null,null,null,null,null,null,null,null,null,null,null,null,null,null,612.80000000000007,null,null,null,"Existing","Wind","Renewable","---","---","---","---","---","---","---","---","---","---","No",1,1,1,1,1,1,1,1,1,null,0,0,0,0,0,0,0,0,0,0,1,1,0]
["Historic",2015,null,null,null,"NC",null,null,null,null,"Wind",null,null,null,null,null,null,null,null,null,null,null,null,null,null,0,null,null,null,"Existing","Wind","Renewable","---","---","---","---","---","---","---","---","---","---","No",1,1,1,1,1,1,1,1,1,null,0,0,0,0,0,0,0,0,0,0,1,1,0]
["Historic",2015,null,null,null,"NY",null,null,null,null,"Solar PV",null,null,null,null,null,null,null,null,null,null,null,null,null,null,81.100000000000009,null,null,null,"Existing","Solar PV","Renewable","---","---","---","---","---","---","---","---","---","---","No",1,1,1,1,1,1,1,1,1,null,0,0,0,0,0,0,0,0,0,0,1,1,0]
["Historic",2015,null,null,null,"TN",null,null,null,null,"Wind",null,null,null,null,null,null,null,null,null,null,null,null,null,null,29.1,null,null,null,"Existing","Wind","Renewable","---","---","---","---","---","---","---","---","---","---","No",1,1,1,1,1,1,1,1,1,null,0,0,0,0,0,0,0,0,0,0,1,1,0]
["Historic",2015,null,null,null,"WI",null,null,null,null,"Non-Fossil",null,null,null,null,null,null,null,null,null,null,null,null,null,null,21.1,null,null,null,"Existing","Non-Fossil Other","Other","---","---","---","---","---","---","---","---","---","---","No",1,1,1,1,1,1,1,1,1,null,0,0,0,0,0,0,0,0,0,0,1,1,0]
["Historic",2016,null,null,null,"AK",null,null,null,null,"Non-Fossil",null,null,null,null,null,null,null,null,null,null,null,null,null,null,43,null,null,null,"Existing","Battery","Other","---","---","---","---","---","---","---","---","---","---","No",1,1,1,1,1,1,1,1,1,null,0,0,0,0,0,0,0,0,0,0,1,1,0]
["Historic",2016,null,null,null,"CT",null,null,null,null,"Non-Fossil",null,null,null,null,null,null,null,null,null,null,null,null,null,null,0.8,null,null,null,"Existing","Battery","Other","---","---","---","---","---","---","---","---","---","---","No",1,1,1,1,1,1,1,1,1,null,0,0,0,0,0,0,0,0,0,0,1,1,0]
["Historic",2016,null,null,null,"ID",null,null,null,null,"LF Gas",null,null,null,null,null,null,null,null,null,null,null,null,null,null,7.6,null,null,null,"Existing","Landfill Gas","Other","---","---","---","---","---","---","---","---","---","---","No",1,1,1,1,1,1,1,1,1,null,0,0,0,0,0,0,0,0,0,0,1,1,0]
["Historic",2016,null,null,null,"ME",null,null,null,null,"MSW",null,null,null,null,null,null,null,null,null,null,null,null,null,null,35.4,null,null,null,"Existing","Non-Fossil Other","Other","---","---","---","---","---","---","---","---","---","---","No",1,1,1,1,1,1,1,1,1,null,0,0,0,0,0,0,0,0,0,0,1,1,0]
["Historic",2016,null,null,null,"NC",null,null,null,null,"Pumps",null,null,null,null,null,null,null,null,null,null,null,null,null,null,86,null,null,null,"Existing","Pumped Storage","Other","---","---","---","---","---","---","---","---","---","---","No",1,1,1,1,1,1,1,1,1,null,0,0,0,0,0,0,0,0,0,0,1,1,0]
["Historic",2016,null,null,null,"NY",null,null,null,null,"Nuclear",null,null,null,null,null,null,null,null,null,null,null,null,null,null,5399.4,null,null,null,"Existing","Nuclear","Nuclear","---","---","---","---","---","---","---","---","---","---","No",1,1,1,1,1,1,1,1,1,null,0,0,0,0,0,0,0,0,0,0,1,1,0]
["Historic",2016,null,null,null,"TN",null,null,null,null,"Pumps",null,null,null,null,null,null,null,null,null,null,null,null,null,null,1616.3,null,null,null,"Existing","Pumped Storage","Other","---","---","---","---","---","---","---","---","---","---","No",1,1,1,1,1,1,1,1,1,null,0,0,0,0,0,0,0,0,0,0,1,1,0]
["Historic",2016,null,null,null,"WI",null,null,null,null,"Hydro",null,null,null,null,null,null,null,null,null,null,null,null,null,null,393.7000000000001,null,null,null,"Existing","Hydro","Renewable","---","---","---","---","---","---","---","---","---","---","No",1,1,1,1,1,1,1,1,1,null,0,0,0,0,0,0,0,0,0,0,1,1,0]
["Historic",2017,null,null,null,"GA",null,null,null,null,"Biomass",null,null,null,null,null,191.28330099999999,376.078689,4.5430999999999999E-2,9.1639999999999999E-2,4.444E-3,8.6160000000000004E-3,null,null,null,0,null,"Fossil","Yes","Existing","Biomass","Renewable","---","---","---","---","---","---","---","---","None","None","No",1,1,1,1,1,1,1,1,1,null,0,0,0,0,0,0,0,0,0,0,1,1,0]
["Historic",2017,null,null,null,"MA",null,null,null,null,"Natural Gas",null,null,null,null,null,20.883199000000001,40.923518000000001,3.2049999999999995E-3,6.4279999999999997E-3,1.06E-4,2.0900000000000001E-4,null,null,null,179.5,null,"Fossil","Yes","Existing","Combustion Turbine","Combustion Turbine","---","---","---","---","---","---","---","---","None","None","No",1,1,1,1,1,1,1,1,1,null,0,0,0,0,0,0,0,0,0,0,1,1,0]
["Historic",2017,null,null,null,"NM",null,null,null,null,"Coal",null,null,null,null,null,6235.321747,14702.137391,7.7765949999999995,18.305611000000003,2.1539479999999998,5.2534750000000008,null,null,null,1909,null,"Fossil","Yes","Existing","Coal Steam","Coal","---","---","---","---","---","---","---","---","None","None","No",1,1,1,1,1,1,1,1,1,null,0,0,0,0,0,0,0,0,0,0,1,1,0]
["Historic",2017,null,null,null,"UT",null,null,null,null,"Natural Gas",null,null,null,null,null,132.53984700000001,190.93734499999997,2.5892999999999999E-2,3.6963999999999997E-2,6.5899999999999997E-4,9.5399999999999999E-4,null,null,null,375.6,null,"Fossil","Yes","Existing","Combustion Turbine","Combustion Turbine","---","---","---","---","---","---","---","---","None","None","No",1,1,1,1,1,1,1,1,1,null,0,0,0,0,0,0,0,0,0,0,1,1,0]
["Nov 2018 Updated Ref Case",2021,null,"S_SOU","5371; 5372","AL",null,null,null,null,"Nuclear",null,66.259275376567103,151.43420193462822,6336.962067384,14482.99559436,0,0,0,0,0,0,null,null,null,1757,"00 Exist Nuclear","Non-Fossil","No","Existing","Nuclear","Nuclear","---","---","---","---","---","---","---","---","None","None","No",1,1,1,1,1,1,1,1,1,null,1,0,1,0,1,0,0,0,1,0,0,1,0]
["Nov 2018 Updated Ref Case",2021,null,"SPP_WEST",4922,"AR",null,null,null,null,"LF Gas",null,0.17277287250600001,0.40999229557200001,12.797990556,30.369799671999999,9.9567278696482706,23.627446001518798,2.08035815784475E-2,4.93671723098245E-2,0,0,null,null,null,4,"00 Exist Landfill Gas","Non-Fossil","No","Existing","Landfill Gas","Other","---","---","---","---","---","---","---","---","None","None","No",1,1,1,1,1,1,1,1,1,null,1,0,1,0,1,0,0,0,1,0,0,1,0]
["Nov 2018 Updated Ref Case",2021,null,"WECC_AZ",5067,"AZ",null,null,null,null,"Solar",null,3.5974936745155301,6.4014893784552296,368.18070561002202,655.15191673884203,0,0,0,0,0,0,null,null,null,295,"00 Exist Solar Thermal","Non-Fossil","No","Existing","Solar Thermal","Renewable","---","---","---","---","---","---","---","---","None","None","No",1,1,1,1,1,1,1,1,1,null,1,0,1,0,1,0,0,0,1,0,0,1,0]
["Nov 2018 Updated Ref Case",2021,null,"WEC_LADW",35885,"CA",null,null,null,null,"Hydro",null,0,0,78.044622427999997,168.99799494199999,0,0,0,0,0,0,null,null,null,27.440244,"00 New Hydro","Non-Fossil","No","New","Hydro","Renewable","---","---","---","---","---","---","---","---","None","None","No",1,1,1,1,1,1,1,1,1,null,1,0,1,0,1,0,0,0,1,0,0,1,0]
["Nov 2018 Updated Ref Case",2021,null,"WECC_SCE","4855; 4856; 4857; 4859; 4860; 4861","CA",null,null,null,null,"LF Gas",null,5.5122818082710632,13.100983093590459,379.824440256,902.72481388799997,318.78427081824748,757.65127533698251,0.19528671008883169,0.46413590169415292,0,0,null,null,null,141.80000000000001,"00 Exist Landfill Gas","Non-Fossil","No","Existing","Landfill Gas","Other","---","---","---","---","---","---","---","---","None","None","No",1,1,1,1,1,1,1,1,1,null,1,0,1,0,1,0,0,0,1,0,0,1,0]
["Nov 2018 Updated Ref Case",2021,null,"WECC_CO",5839,"CO",null,null,null,null,null,null,null,null,null,null,null,null,null,null,null,null,null,null,null,12.6,"00 Biomass Retirement","Retired","No","Retired","Biomass","Retired","Retired","Retired","Retired","Retired","Retired","Retired","Retired","Retired","Retired","Retired","No",1,1,1,1,1,1,1,1,1,null,0,0,0,0,0,0,0,0,0,0,0,0,0]
["Nov 2018 Updated Ref Case",2021,null,"PJM_EMAC",10664,"DE",null,null,null,null,null,null,null,null,null,null,null,null,null,null,null,null,null,null,null,86,"00 O/G Retirement","Retired","No","Retired","O/G Steam","Retired","Retired","Retired","Retired","Retired","Retired","Retired","Retired","Retired","Retired","Retired","No",1,1,1,1,1,1,1,1,1,null,0,0,0,0,0,0,0,0,0,0,0,0,0]
["Nov 2018 Updated Ref Case",2021,null,"S_SOU","1455; 1457; 1458","GA",null,null,null,null,"*Unit Did Not Operate",null,0,0,0,0,0,0,0,0,0,0,null,null,null,30.001999999999999,"00 Exist Combustion Turbine","Fossil","No","Existing","Combustion Turbine","Combustion Turbine","---","---","---","---","---","---","---","---","None","None","No",1,1,1,1,1,1,1,1,1,null,1,0,1,0,1,0,0,0,1,0,0,1,0]
["Nov 2018 Updated Ref Case",2021,null,"MIS_MIDA",3928,"IA",null,null,null,null,"NaturalGas",null,4.5455903412863999E-2,7.1501972209422004E-2,4.0337122560000003,6.345014838,2.6609885857890601,4.1857254531395602,1.7145966767332301E-3,2.6970543917394E-3,0,0,null,null,null,10.4,"00 Exist Oil/Gas Steam","Fossil","No","Existing","O/G Steam","O/G Steam","---","---","---","---","---","---","---","---","None","None","No",1,1,1,1,1,1,1,1,1,null,1,0,1,0,1,0,0,0,1,0,0,1,0]
["Nov 2018 Updated Ref Case",2021,null,"MIS_MO","1950; 1951; 1952; 1953","IL",null,null,null,null,"NaturalGas",null,0.43111025880971998,0.43111025880971998,38.303887943999996,38.303887943999996,25.237194550721007,25.237194550721007,1.1078166530372895E-2,1.1078166530372895E-2,0,0,null,null,null,488,"00 Exist Combustion Turbine","Fossil","Yes","Existing","Combustion Turbine","Combustion Turbine","---","---","---","---","---","---","---","---","None","None","No",1,1,1,1,1,1,1,1,1,null,1,0,1,0,1,0,0,0,1,0,0,1,0]
["Nov 2018 Updated Ref Case",2021,null,"MIS_INKY",5213,"IN",null,null,null,null,"MSW",null,7.3003031999999995E-2,0.16674359418944801,16.524000000000001,37.741872835999999,3.3544893203999999,7.6618681530051402,1.417025352636E-2,3.2365765350142801E-2,1.27755306E-2,2.9180128983153399E-2,null,null,null,5,"00 Exist Non Fossil_Other","Non-Fossil","No","Existing","Non-Fossil Other","Other","---","---","---","---","---","---","---","---","None","None","No",1,1,1,1,1,1,1,1,1,null,1,0,1,0,1,0,0,0,1,0,0,1,0]
["Nov 2018 Updated Ref Case",2021,null,"SPP_N",4052,"KS",null,null,null,null,"NaturalGas",null,3.2195331848350002E-2,3.4611906603317998E-2,2.8569821499999999,3.0714266220000002,1.88471472640241,2.02618101255824,6.3843343055278103E-4,6.8635410794379596E-4,0,0,null,null,null,6,"00 Exist Oil/Gas Steam_SCR","Fossil","No","Existing","O/G Steam","O/G Steam","---","---","Existing","---","---","---","---","---","Existing","None","No",1,1,1,1,1,1,1,1,1,null,1,0,1,0,1,0,0,0,1,0,0,1,0]
["Nov 2018 Updated Ref Case",2021,null,"MIS_AMSO","5106; 5106; 5295; 5295; 5296; 5296","LA",null,null,null,null,"Non-Fossil",null,0.29588221182374602,0.70743279566219208,31.750425134,75.912951567999997,0,0,0,0,0,0,null,null,null,72,"00 Exist Non Fossil_Other","Non-Fossil","No","Existing","Non-Fossil Other","Other","---","---","---","---","---","---","---","---","None","None","No",1,1,1,1,1,1,1,1,1,null,1,0,1,0,1,0,0,0,1,0,0,1,0]
["Nov 2018 Updated Ref Case",2021,null,"NENGREST","2347; 2375; 2376; 2380; 2381; 2384; 2386; 2387; 2391; 2392; 2393; 2394; 2395; 2396; 2397; 2398; 2399; 2400","MA",null,null,null,null,"*Unit Did Not Operate",null,0,0,0,0,0,0,0,0,0,0,null,null,null,144.6,"00 Exist Combustion Turbine","Fossil","No","Existing","Combustion Turbine","Combustion Turbine","---","---","---","---","---","---","---","---","None","None","No",1,1,1,1,1,1,1,1,1,null,1,0,1,0,1,0,0,0,1,0,0,1,0]
["Nov 2018 Updated Ref Case",2021,null,"PJM_SMAC","1003; 1004; 1008; 1009; 1010; 1011; 1012; 1014; 1015; 1016; 1018","MD",null,null,null,null,"NaturalGas",null,0.54239548681960836,0.88306479721960829,53.07415022,92.231542219999994,45.132624623092894,80.917309785905388,7.1206843246884491E-2,0.10027349475853009,0,0,null,null,null,191.00000000000006,"00 Exist Combustion Turbine","Fossil","No","Existing","Combustion Turbine","Combustion Turbine","---","---","---","---","---","---","---","---","None","None","No",1,1,1,1,1,1,1,1,1,null,1,0,1,0,1,0,0,0,1,0,0,1,0]
["Nov 2018 Updated Ref Case",2021,null,"PJM_SMAC",32091,"MD",null,null,null,null,"Solar",null,0,0,631.23681759654301,1193.45379893526,0,0,0,0,0,0,null,null,null,797.17622300000005,"00 New Solar PV","Non-Fossil","No","New","Solar PV","Renewable","---","---","---","---","---","---","---","---","None","None","No",1,1,1,1,1,1,1,1,1,null,1,0,1,0,1,0,0,0,1,0,0,1,0]
["Nov 2018 Updated Ref Case",2021,null,"MIS_LMI","1072; 1082; 1083; 1084; 1085; 1087; 1088; 1089; 1090; 1091; 1092; 1093; 1113; 1114; 1116; 1117; 1119; 1122; 1123; 1124; 1125; 1126; 1127; 1128; 1129; 1130; 1131; 1132; 1133; 1134","MI",null,null,null,null,"*Unit Did Not Operate",null,0,0,0,0,0,0,0,0,0,0,null,null,null,360.8,"00 Exist Combustion Turbine","Fossil","No","Existing","Combustion Turbine","Combustion Turbine","---","---","---","---","---","---","---","---","None","None","No",1,1,1,1,1,1,1,1,1,null,1,0,1,0,1,0,0,0,1,0,0,1,0]
["Nov 2018 Updated Ref Case",2021,null,"MIS_MNWI","2122; 2124; 2128; 2129; 2130; 2131; 2137; 2138; 2139; 2140; 2141; 2142; 2143; 2144; 2145; 2146; 2147; 2148; 2149; 2150; 2151; 2152; 2153; 2154; 2155; 2156; 2211; 2212; 2213; 2214; 2215; 2216; 2217; 2218; 2219; 2220; 2221; 2222; 2223; 2224; 2225; 2226; 2227; 2228; 2229; 2230; 2231; 2232; 2233; 2234; 2235; 2236; 2237; 2238; 2239; 2240; 2241; 2242; 2243; 2262; 2263; 2264","MN",null,null,null,null,"*Unit Did Not Operate",null,0,0,0,0,0,0,0,0,0,0,null,null,null,400.20000000000005,"00 Exist Combustion Turbine","Fossil","No","Existing","Combustion Turbine","Combustion Turbine","---","---","---","---","---","---","---","---","None","None","No",1,1,1,1,1,1,1,1,1,null,1,0,1,0,1,0,0,0,1,0,0,1,0]
["Nov 2018 Updated Ref Case",2021,null,"S_D_AECI","2650; 2651; 2652","MO",null,null,null,null,"*Unit Did Not Operate",null,0,0,0,0,0,0,0,0,0,0,null,null,null,415,"00 Exist Combustion Turbine","Fossil","Yes","Existing","Combustion Turbine","Combustion Turbine","---","---","---","---","---","---","---","---","None","None","No",1,1,1,1,1,1,1,1,1,null,1,0,1,0,1,0,0,0,1,0,0,1,0]
["Nov 2018 Updated Ref Case",2021,null,"S_C_TVA",1620,"MS",null,null,null,null,"NaturalGas",null,0.12363232847616,0.18850576532003999,10.200687168,15.553280966999999,7.2374365089944099,11.035127501835101,2.06342356226711E-3,3.1461612231914599E-3,0,0,null,null,null,293.2,"00 Exist Combustion Turbine","Fossil","Yes","Existing","Combustion Turbine","Combustion Turbine","---","---","---","---","---","---","---","---","None","None","No",1,1,1,1,1,1,1,1,1,null,1,0,1,0,1,0,0,0,1,0,0,1,0]
["Nov 2018 Updated Ref Case",2021,null,"S_VACA","1691; 1692; 1693; 1694; 1695; 1696; 1697; 1698; 1699; 1700; 1701; 1702; 1703; 1704; 1705; 1706; 1707; 1708; 1709; 1710; 1711; 1712; 1713; 1715; 1716; 1717; 1718; 1719; 1720; 1721; 1722; 1723; 1724; 1725; 1726; 1727; 1728","NC",null,null,null,null,"*Unit Did Not Operate",null,0,0,0,0,0,0,0,0,0,0,null,null,null,145.09999999999991,"00 Exist Combustion Turbine","Fossil","No","Existing","Combustion Turbine","Combustion Turbine","---","---","---","---","---","---","---","---","None","None","No",1,1,1,1,1,1,1,1,1,null,1,0,1,0,1,0,0,0,1,0,0,1,0]
["Nov 2018 Updated Ref Case",2021,null,"SPP_NEBR","2317; 2318; 2319","NE",null,null,null,null,"*Unit Did Not Operate",null,0,0,0,0,0,0,0,0,0,0,null,null,null,205,"00 Exist Combustion Turbine","Fossil","Yes","Existing","Combustion Turbine","Combustion Turbine","---","---","---","---","---","---","---","---","None","None","No",1,1,1,1,1,1,1,1,1,null,1,0,1,0,1,0,0,0,1,0,0,1,0]
["Nov 2018 Updated Ref Case",2021,null,"WECC_NM",4361,"NM",null,null,null,null,"*Unit Did Not Operate",null,0,0,0,0,0,0,0,0,0,0,null,null,null,1.7763568394002501E-15,"00 Exist Geothermal","Non-Fossil","No","Existing","Geothermal","Renewable","---","---","---","---","---","---","---","---","None","None","No",1,1,1,1,1,1,1,1,1,null,1,0,1,0,1,0,0,0,1,0,0,1,0]
["Nov 2018 Updated Ref Case",2021,null,"NY_Z_A",3561,"NY",null,null,null,null,"*Unit Did Not Operate",null,0,0,0,0,0,0,0,0,0,0,null,null,null,1.4210854715202001E-14,"00 Exist Combined Cycle","Fossil","Yes","Existing","Combined Cycle","Combined Cycle","---","---","---","---","---","---","---","---","None","None","No",1,1,1,1,1,1,1,1,1,null,1,0,1,0,1,0,0,0,1,0,0,1,0]
["Nov 2018 Updated Ref Case",2021,null,"NY_Z_D","4615; 4616","NY",null,null,null,null,"Hydro",null,0,0,3172.958645484,7254.2711324860002,0,0,0,0,0,0,null,null,null,1095,"00 Exist Hydro","Non-Fossil","No","Existing","Hydro","Renewable","---","---","---","---","---","---","---","---","None","None","No",1,1,1,1,1,1,1,1,1,null,1,0,1,0,1,0,0,0,1,0,0,1,0]
["Nov 2018 Updated Ref Case",2021,null,"NY_Z_K","3796; 3797; 3798; 3799; 3800; 3801; 3802; 3803","NY",null,null,null,null,"NaturalGas",null,15.331119374249981,22.560167168771539,1413.4195266079998,2080.9532748410002,897.48372816859433,1320.6721860598864,0.4870111696463193,0.7117858111121822,0,0,null,null,null,2154.0277269999997,"00 Exist Oil/Gas Steam","Fossil","Yes","Existing","O/G Steam","O/G Steam","---","---","---","---","---","---","---","---","None","None","No",1,1,1,1,1,1,1,1,1,null,1,0,1,0,1,0,0,0,1,0,0,1,0]
["Nov 2018 Updated Ref Case",2021,null,"PJM_West",32243,"OH",null,null,null,null,"Solar",null,0,0,1382.70300438601,2451.1588269014201,0,0,0,0,0,0,null,null,null,1723.0598849999999,"00 New Solar PV","Non-Fossil","No","New","Solar PV","Renewable","---","---","---","---","---","---","---","---","None","None","No",1,1,1,1,1,1,1,1,1,null,1,0,1,0,1,0,0,0,1,0,0,1,0]
["Nov 2018 Updated Ref Case",2021,null,"WECC_PNW","5825; 5826; 5827; 5828; 5829","OR",null,null,null,null,null,null,null,null,null,null,null,null,null,null,null,null,null,null,null,121.39999999999999,"00 Biomass Retirement","Retired","No","Retired","Biomass","Retired","Retired","Retired","Retired","Retired","Retired","Retired","Retired","Retired","Retired","Retired","No",1,1,1,1,1,1,1,1,1,null,0,0,0,0,0,0,0,0,0,0,0,0,0]
["Nov 2018 Updated Ref Case",2021,null,"PJM_ATSI","2470; 2471","PA",null,null,null,null,"NaturalGas",null,1.0070206924985999E-2,1.3738123915986E-2,0.84417863400000004,1.151657634,0.58950991338867997,0.80422977404181994,3.3354287621765507E-3,4.5503070581430901E-3,0,0,null,null,null,5,"00 Exist Combustion Turbine","Fossil","No","Existing","Combustion Turbine","Combustion Turbine","---","---","---","---","---","---","---","---","None","None","No",1,1,1,1,1,1,1,1,1,null,1,0,1,0,1,0,0,0,1,0,0,1,0]
["Nov 2018 Updated Ref Case",2021,null,"PJM_WMAC","3102; 3103; 3104; 3106; 3107; 3108; 3109; 3110; 3111; 3112; 3114; 3115","PA",null,null,null,null,"NaturalGas",null,167.72776139297719,416.51575966646891,24151.555802088005,59975.185553399991,9818.7831519448882,24382.832570875067,0.7560207941453726,1.8774147629583919,0,0,null,null,null,8089.9000000000005,"00 Exist Combined Cycle","Fossil","Yes","Existing","Combined Cycle","Combined Cycle","---","---","---","---","---","---","---","---","None","None","No",1,1,1,1,1,1,1,1,1,null,1,0,1,0,1,0,0,0,1,0,0,1,0]
["Nov 2018 Updated Ref Case",2021,null,"MIS_MAPP","1151; 1152; 1153; 1155","SD",null,null,null,null,"*Unit Did Not Operate",null,0,0,0,0,0,0,0,0,0,0,null,null,null,23.7,"00 Exist Combustion Turbine","Fossil","No","Existing","Combustion Turbine","Combustion Turbine","---","---","---","---","---","---","---","---","None","None","No",1,1,1,1,1,1,1,1,1,null,1,0,1,0,1,0,0,0,1,0,0,1,0]
["Nov 2018 Updated Ref Case",2021,null,"ERC_REST",44119,"TX",null,null,null,null,"EnerStor",null,0,0,0.35426999999999997,0.83282376000000002,0,0,0,0,0,0,null,null,null,1.5,"00 New Battery Storage","Non-Fossil","No","New","Non-Fossil Other","Other","---","---","---","---","---","---","---","---","None","None","No",1,1,1,1,1,1,1,1,1,null,1,0,1,0,1,0,0,0,1,0,0,1,0]
["Nov 2018 Updated Ref Case",2021,null,"MIS_WOTA","4002; 4003; 4004","TX",null,null,null,null,"NaturalGas",null,23.41641047895579,37.791494766791303,2071.7789991619998,3343.6219985409998,1370.7966694380721,2212.3141036479628,1.5252323631469151,2.4615562201675303,0,0,null,null,null,1582,"00 Exist Oil/Gas Steam","Fossil","Yes","Existing","O/G Steam","O/G Steam","---","---","---","---","---","---","---","---","None","None","No",1,1,1,1,1,1,1,1,1,null,1,0,1,0,1,0,0,0,1,0,0,1,0]
["Nov 2018 Updated Ref Case",2021,null,"PJM_Dom",5745,"VA",null,null,null,null,"*Unit Did Not Operate",null,0,0,0,0,0,0,0,0,0,0,null,null,null,877,"00 Exist Coal Steam_WetFGD_SNCR","Fossil","Yes","Existing","Coal Steam","Coal","Existing","---","---","Existing","---","---","---","---","Existing","Existing","Yes",1,1,1,1,1,1,1,1,1,null,1,0,1,0,1,0,0,0,1,0,0,1,0]
["Nov 2018 Updated Ref Case",2021,null,"NENGREST","29991; 29992; 29993; 29994; 29995; 29996","VT",null,null,null,null,"Wind",null,0,0,1513.8515012923838,4295.4279595502521,0,0,0,0,0,0,null,null,null,1150.74,"00 New Onshore Wind","Non-Fossil","No","New","Wind","Renewable","---","---","---","---","---","---","---","---","None","None","No",1,1,1,1,1,1,1,1,1,null,1,0,1,0,1,0,0,0,1,0,0,1,0]
["Nov 2018 Updated Ref Case",2021,null,"MIS_WUMS","3901; 3902; 3903","WI",null,null,null,null,"NaturalGas",null,3.1417515599119997E-2,4.1738838294031001E-2,2.7774193579999999,3.6900269799999998,1.8391813631724878,2.4433915937325699,1.2248718922337561E-3,1.6254959882581518E-3,0,0,null,null,null,6.3,"00 Exist Oil/Gas Steam","Fossil","No","Existing","O/G Steam","O/G Steam","---","---","---","---","---","---","---","---","None","None","No",1,1,1,1,1,1,1,1,1,null,1,0,1,0,1,0,0,0,1,0,0,1,0]
["Nov 2018 Updated Ref Case",2023,null,"S_SOU","3247; 3253; 3254; 3275","AL",null,null,null,null,"NaturalGas",null,1.300418218116828,2.6201067972222178,163.64422348400001,334.88863778400003,79.020815928208435,157.0980710457232,3.348830446600938E-2,6.802913797858845E-2,0,0,null,null,null,88.5,"00 Exist Combined Cycle","Fossil","No","Existing","Combined Cycle","Combined Cycle","---","---","---","---","---","---","---","---","None","None","No",1,1,1,1,1,1,1,1,1,null,0,0,1,0,0,0,0,0,1,0,0,1,0]
["Nov 2018 Updated Ref Case",2023,null,"WECC_AZ",4137,"AZ",null,null,null,null,"*Unit Did Not Operate",null,0,0,0,0,0,0,0,0,0,0,null,null,null,0.91295647823912396,"00 Exist Coal Steam_WetFGD_ACI","Fossil","Yes","Existing","Coal Steam","Coal","Existing","---","---","---","Existing","---","---","---","None","Existing","No",1,1,1,1,1,1,1,1,1,null,0,0,1,0,0,0,0,0,1,0,0,1,0]
["Nov 2018 Updated Ref Case",2023,null,"WEC_CALN",4943,"CA",null,null,null,null,"Pumps",null,0,0,723.36968712400005,1316.74512936,0,0,0,0,0,0,null,null,null,1423.2,"00 Exist Pump Storage","Non-Fossil","No","Existing","Pumped Storage","Other","---","---","---","---","---","---","---","---","None","None","No",1,1,1,1,1,1,1,1,1,null,0,0,1,0,0,0,0,0,1,0,0,1,0]
["Nov 2018 Updated Ref Case",2023,null,"WECC_IID",5626,"CA",null,null,null,null,"EnerStor",null,0,0,30.83284183,68.718948549000004,0,0,0,0,0,0,null,null,null,28,"00 Exist Energy Storage","Non-Fossil","No","Existing","Non-Fossil Other","Other","---","---","---","---","---","---","---","---","None","None","No",1,1,1,1,1,1,1,1,1,null,0,0,1,0,0,0,0,0,1,0,0,1,0]
["Nov 2018 Updated Ref Case",2023,null,"WECC_CO","3644; 3645","CO",null,null,null,null,"Coal",null,13.529297685208611,32.7020453757494,1236.08210024,2987.8219285759997,1409.5837025776718,3407.1443525858904,0.29584086880516103,0.71518208012384998,0.83360736290317194,2.0149357669187848,null,null,null,441,"00 Exist Coal Steam_DryFGD_SCR","Fossil","Yes","Existing","Coal Steam","Coal","Existing","---","Existing","---","---","---","---","---","Existing","Existing","Yes",1,1,1,1,1,1,1,1,1,null,0,0,1,0,0,0,0,0,1,0,0,1,0]
["Nov 2018 Updated Ref Case",2023,null,"WECC_CO","1394; 1395; 1396; 1418; 1420","CO",null,null,null,null,"NaturalGas",null,0.31841219866463705,0.32367935263748698,31.034664379000002,31.614364354000003,18.639850109827904,18.948189303398543,7.9340570111517718E-3,7.9630263580024469E-3,0,0,null,null,null,985,"00 Exist Combustion Turbine","Fossil","Yes","Existing","Combustion Turbine","Combustion Turbine","---","---","---","---","---","---","---","---","None","None","No",1,1,1,1,1,1,1,1,1,null,0,0,1,0,0,0,0,0,1,0,0,1,0]
["Nov 2018 Updated Ref Case",2023,null,"PJM_EMAC",4327,"DE",null,null,null,null,"Fwaste",null,0.47885611144437301,0.89736093390024896,82.038052328999996,153.73666847699999,76.880348692394094,144.07129793768499,1.1480575271878899E-2,2.1514228390258499E-2,1.9154244457774899E-2,3.5894437356010001E-2,null,null,null,74.599999999999994,"00 Exist Fossil_Other","Fossil","No","Existing","Fossil Other","Other","---","---","---","---","---","---","---","---","None","None","No",1,1,1,1,1,1,1,1,1,null,0,0,1,0,0,0,0,0,1,0,0,1,0]
["Nov 2018 Updated Ref Case",2023,null,"S_SOU","4086; 4094; 4096; 4096; 4097; 4097","GA",null,null,null,null,"Coal",null,133.7167816744271,227.76636383281414,13444.304416160001,22951.846509990002,13945.922202989073,23761.307947872807,6.4414835164109627,11.156043622870236,17.271024253215554,29.090908635177197,null,null,null,5486,"00 Exist Coal Steam_WetFGD_SCR_ACI","Fossil","Yes","Existing","Coal Steam","Coal","Existing","---","Existing","---","Existing","---","---","---","Existing","Existing","Yes",1,1,1,1,1,1,1,1,1,null,0,0,1,0,0,0,0,0,1,0,0,1,0]
["Nov 2018 Updated Ref Case",2023,null,"MIS_MIDA","4216; 4217","IA",null,null,null,null,"Coal",null,40.660894952172399,95.128767290239395,3982.108092636,9311.4141787560002,4376.6122691099499,10238.15846555417,4.28109903792922,9.9908030801536398,1.626435798086896,3.8051506916095699,null,null,null,1450,"00 Exist Coal Steam_DryFGD_ACI","Fossil","Yes","Existing","Coal Steam","Coal","Existing","---","---","---","Existing","---","---","---","None","Existing","No",1,1,1,1,1,1,1,1,1,null,0,0,1,0,0,0,0,0,1,0,0,1,0]
["Nov 2018 Updated Ref Case",2023,null,"MIS_IL","4243; 4245","IL",null,null,null,null,"Coal",null,13.34542838047228,30.527402663749299,1218.7306540340001,2789.3298563620001,1392.81519852663,3188.1210055676702,1.1318338396800101,2.5798649067836896,2.98654222293084,6.8596339957741606,null,null,null,458,"00 Exist Coal Steam_ACI","Fossil","Yes","Existing","Coal Steam","Coal","---","---","---","---","Existing","---","---","---","None","None","No",1,1,1,1,1,1,1,1,1,null,0,0,1,0,0,0,0,0,1,0,0,1,0]
["Nov 2018 Updated Ref Case",2023,null,"MIS_INKY","3613; 3614","IN",null,null,null,null,"Coal",null,0.94197330292799997,2.375521251216,64.963676063999998,163.82905180799997,95.908581793119197,241.86765539464199,0.27399648448918101,0.69097974394745398,2.8206427467945598,7.1132555097593002,null,null,null,23.2,"00 Exist Coal Steam_Uncontrolled","Fossil","No","Existing","Coal Steam","Coal","---","---","---","---","---","---","---","---","None","None","No",1,1,1,1,1,1,1,1,1,null,0,0,1,0,0,0,0,0,1,0,0,1,0]
["Nov 2018 Updated Ref Case",2023,null,"SPP_N","4147; 4148","KS",null,null,null,null,"Coal",null,15.52207611435821,30.683262166272371,1435.9648244139998,2849.4773211880001,1666.2923058532729,3293.8431231402692,1.030423725429906,2.0186840378671538,0.46566228343074539,0.9204978649881721,null,null,null,474,"00 Exist Coal Steam_WetFGD_ACI","Fossil","Yes","Existing","Coal Steam","Coal","Existing","---","---","---","Existing","---","---","---","None","Existing","No",1,1,1,1,1,1,1,1,1,null,0,0,1,0,0,0,0,0,1,0,0,1,0]
["Nov 2018 Updated Ref Case",2023,null,"S_C_KY","5454; 5454","KY",null,null,null,null,"Coal",null,7.2784452822932604,10.88407940176541,668.41693525699998,1004.324716091,751.51581530184694,1125.3661332046831,0.23407743837196202,0.35171125151974103,0.2152436214914594,0.3234126450756234,null,null,null,372.508239,"00 Exist Coal Steam_WetFGD_SCR_ACI_DSI","Fossil","Yes","Existing","Coal Steam","Coal","Existing","Existing","Existing","---","Existing","---","---","---","Existing","Existing","Yes",1,1,1,1,1,1,1,1,1,null,0,0,1,0,0,0,0,0,1,0,0,1,0]
["Nov 2018 Updated Ref Case",2023,null,"MIS_WOTA","2591; 2593","LA",null,null,null,null,"*Unit Did Not Operate",null,0,0,0,0,0,0,0,0,0,0,null,null,null,551.20000000000005,"00 Exist Combustion Turbine","Fossil","Yes","Existing","Combustion Turbine","Combustion Turbine","---","---","---","---","---","---","---","---","None","None","No",1,1,1,1,1,1,1,1,1,null,0,0,1,0,0,0,0,0,1,0,0,1,0]
["Nov 2018 Updated Ref Case",2023,null,"PJM_EMAC",4462,"MD",null,null,null,null,"Hydro",null,0,0,510.298999444,1746.8226999870001,0,0,0,0,0,0,null,null,null,572,"00 Exist Hydro","Non-Fossil","No","Existing","Hydro","Renewable","---","---","---","---","---","---","---","---","None","None","No",1,1,1,1,1,1,1,1,1,null,0,0,1,0,0,0,0,0,1,0,0,1,0]
["Nov 2018 Updated Ref Case",2023,null,"NENG_ME","4901; 4902","ME",null,null,null,null,"LF Gas",null,0.229376747597832,0.51325064607566406,16.828856783999999,37.656047129999997,13.218752587315461,29.578121482694399,2.76192541782549E-2,6.1800510293970698E-2,0,0,null,null,null,5.9,"00 Exist Landfill Gas","Non-Fossil","No","Existing","Landfill Gas","Other","---","---","---","---","---","---","---","---","None","None","No",1,1,1,1,1,1,1,1,1,null,0,0,1,0,0,0,0,0,1,0,0,1,0]
["Nov 2018 Updated Ref Case",2023,null,"MIS_IA",5637,"MN",null,null,null,null,"EnerStor",null,0,0,0.495,0.64170000000000005,0,0,0,0,0,0,null,null,null,1,"00 Exist Energy Storage","Non-Fossil","No","Existing","Non-Fossil Other","Other","---","---","---","---","---","---","---","---","None","None","No",1,1,1,1,1,1,1,1,1,null,0,0,1,0,0,0,0,0,1,0,0,1,0]
["Nov 2018 Updated Ref Case",2023,null,"MIS_AR",2613,"MO",null,null,null,null,"*Unit Did Not Operate",null,0,0,0,0,0,0,0,0,0,0,null,null,null,1,"00 Exist Combustion Turbine","Fossil","No","Existing","Combustion Turbine","Combustion Turbine","---","---","---","---","---","---","---","---","None","None","No",1,1,1,1,1,1,1,1,1,null,0,0,1,0,0,0,0,0,1,0,0,1,0]
["Nov 2018 Updated Ref Case",2023,null,"MIS_MO","3918; 3920","MO",null,null,null,null,"NaturalGas",null,6.3827539729439997E-2,0.10352681063538,6.0464123339999993,10.416530806000001,4.8384440855956896,8.4740887347406098,1.1044585473903079E-2,1.5283146791219291E-2,0,0,null,null,null,22,"00 Exist Oil/Gas Steam","Fossil","No","Existing","O/G Steam","O/G Steam","---","---","---","---","---","---","---","---","None","None","No",1,1,1,1,1,1,1,1,1,null,0,0,1,0,0,0,0,0,1,0,0,1,0]
["Nov 2018 Updated Ref Case",2023,null,"SPP_N",1490,"MO",null,null,null,null,"*Unit Did Not Operate",null,0,0,0,0,0,0,0,0,0,0,null,null,null,394,"00 Exist Combustion Turbine","Fossil","Yes","Existing","Combustion Turbine","Combustion Turbine","---","---","---","---","---","---","---","---","None","None","No",1,1,1,1,1,1,1,1,1,null,0,0,1,0,0,0,0,0,1,0,0,1,0]
["Nov 2018 Updated Ref Case",2023,null,"PJM_Dom",4543,"NC",null,null,null,null,"Hydro",null,0,0,180.404100215,543.97360052399995,0,0,0,0,0,0,null,null,null,315,"00 Exist Hydro","Non-Fossil","No","Existing","Hydro","Renewable","---","---","---","---","---","---","---","---","None","None","No",1,1,1,1,1,1,1,1,1,null,0,0,1,0,0,0,0,0,1,0,0,1,0]
["Nov 2018 Updated Ref Case",2023,null,"SPP_WAUE","4230; 4231","ND",null,null,null,null,"Coal",null,32.518360593688499,74.338753169346603,2891.4204947039998,6609.9455981279998,3511.16998510352,8026.7268734601903,1.7769064754650081,4.0621055143304101,7.3541117315501996,16.811902162669732,null,null,null,900,"00 Exist Coal Steam_DryFGD_ACI","Fossil","Yes","Existing","Coal Steam","Coal","Existing","---","---","---","Existing","---","---","---","None","Existing","No",1,1,1,1,1,1,1,1,1,null,0,0,1,0,0,0,0,0,1,0,0,1,0]
["Nov 2018 Updated Ref Case",2023,null,"NENGREST",5575,"NH",null,null,null,null,"Wind",null,0,0,140.67325180686601,442.98913677248697,0,0,0,0,0,0,null,null,null,183.1,"00 Exist Onshore Wind","Non-Fossil","No","Existing","Wind","Renewable","---","---","---","---","---","---","---","---","None","None","No",1,1,1,1,1,1,1,1,1,null,0,0,1,0,0,0,0,0,1,0,0,1,0]
["Nov 2018 Updated Ref Case",2023,null,"WECC_NNV","4363; 4364; 4365; 4366; 4367; 4368; 4369; 4370; 4371; 4372; 4374","NV",null,null,null,null,"Geothermal",null,12.041337524532899,30.201698756336882,1232.4988570529999,3091.3143263700003,0,0,0,0,0,0,null,null,null,444.6,"00 Exist Geothermal","Non-Fossil","No","Existing","Geothermal","Renewable","---","---","---","---","---","---","---","---","None","None","No",1,1,1,1,1,1,1,1,1,null,0,0,1,0,0,0,0,0,1,0,0,1,0]
["Nov 2018 Updated Ref Case",2023,null,"NY_Z_B",44166,"NY",null,null,null,null,"EnerStor",null,0,0,0.26028000000000001,0.26895599999999997,0,0,0,0,0,0,null,null,null,1,"00 New Battery Storage","Non-Fossil","No","New","Non-Fossil Other","Other","---","---","---","---","---","---","---","---","None","None","No",1,1,1,1,1,1,1,1,1,null,0,0,1,0,0,0,0,0,1,0,0,1,0]
["Nov 2018 Updated Ref Case",2023,null,"NY_Z_F",30584,"NY",null,null,null,null,"LF Gas",null,9.5178239999999997E-2,0.22705919999999999,5.2876799999999999,12.6144,5.4850267929600003,13.085194636800001,4.2830207999999996E-3,1.0217664E-2,0,0,null,null,null,1.6,"00 New Landfill Gas","Non-Fossil","No","New","Landfill Gas","Other","---","---","---","---","---","---","---","---","None","None","No",1,1,1,1,1,1,1,1,1,null,0,0,1,0,0,0,0,0,1,0,0,1,0]
["Nov 2018 Updated Ref Case",2023,null,"PJM_ATSI","4908; 4909; 4910; 4911; 4912; 4913; 4914; 4915; 4916","OH",null,null,null,null,"LF Gas",null,2.3557898949195049,5.2728446089870111,168.74954608500002,377.70351949000008,138.73719901342443,310.52841056268289,0.28987742513676179,0.64881788536765539,0,0,null,null,null,72.999999999999986,"00 Exist Landfill Gas","Non-Fossil","No","Existing","Landfill Gas","Other","---","---","---","---","---","---","---","---","None","None","No",1,1,1,1,1,1,1,1,1,null,0,0,1,0,0,0,0,0,1,0,0,1,0]
["Nov 2018 Updated Ref Case",2023,null,"SPP_WEST",4614,"OK",null,null,null,null,"Hydro",null,0,0,1243.681916218,2458.1390502230001,0,0,0,0,0,0,null,null,null,933.1,"00 Exist Hydro","Non-Fossil","No","Existing","Hydro","Renewable","---","---","---","---","---","---","---","---","None","None","No",1,1,1,1,1,1,1,1,1,null,0,0,1,0,0,0,0,0,1,0,0,1,0]
["Nov 2018 Updated Ref Case",2023,null,"SPP_WEST","2516; 2528; 2529; 2530; 2561; 2566; 2567; 2568","OK",null,null,null,null,"*Unit Did Not Operate",null,0,0,0,0,0,0,0,0,0,0,null,null,null,33.6,"00 Exist Combustion Turbine","Fossil","No","Existing","Combustion Turbine","Combustion Turbine","---","---","---","---","---","---","---","---","None","None","No",1,1,1,1,1,1,1,1,1,null,0,0,1,0,0,0,0,0,1,0,0,1,0]
["Nov 2018 Updated Ref Case",2023,null,"PJM_EMAC","5350; 5351; 5352; 5353","PA",null,null,null,null,"Nuclear",null,174.35936088223491,398.49470923115513,16675.53183648,38111.582749727997,0,0,0,0,0,0,null,null,null,4735.6000000000004,"00 Exist Nuclear","Non-Fossil","No","Existing","Nuclear","Nuclear","---","---","---","---","---","---","---","---","None","None","No",1,1,1,1,1,1,1,1,1,null,0,0,1,0,0,0,0,0,1,0,0,1,0]
["Nov 2018 Updated Ref Case",2023,null,"S_VACA",13810,"SC",null,null,null,null,null,null,null,null,null,null,null,null,null,null,null,null,null,null,null,741,"00 Nuke Retirement","Retired","No","Retired","Nuclear","Retired","Retired","Retired","Retired","Retired","Retired","Retired","Retired","Retired","Retired","Retired","No",1,1,1,1,1,1,1,1,1,null,0,0,0,0,0,0,0,0,0,0,0,0,0]
["Nov 2018 Updated Ref Case",2023,null,"SPP_WAUE","2667; 2668","SD",null,null,null,null,"*Unit Did Not Operate",null,0,0,0,0,0,0,0,0,0,0,null,null,null,145.89999999999998,"00 Exist Combustion Turbine","Fossil","Yes","Existing","Combustion Turbine","Combustion Turbine","---","---","---","---","---","---","---","---","None","None","No",1,1,1,1,1,1,1,1,1,null,0,0,1,0,0,0,0,0,1,0,0,1,0]
["Nov 2018 Updated Ref Case",2023,null,"ERC_REST","642; 667; 669; 673; 683","TX",null,null,null,null,"*Unit Did Not Operate",null,0,0,0,0,0,0,0,0,0,0,null,null,null,120.4,"00 Exist Combustion Turbine","Fossil","No","Existing","Combustion Turbine","Combustion Turbine","---","---","---","---","---","---","---","---","None","None","No",1,1,1,1,1,1,1,1,1,null,0,0,1,0,0,0,0,0,1,0,0,1,0]
["Nov 2018 Updated Ref Case",2023,null,"SPP_SPS",3518,"TX",null,null,null,null,"NaturalGas",null,0.33991013916023999,0.36189276222846001,37.517675404000002,39.944013491,19.8983395464404,21.185202300854002,7.3590545128191997E-3,7.8349783022461598E-3,0,0,null,null,null,36,"00 Exist Combined Cycle","Fossil","No","Existing","Combined Cycle","Combined Cycle","---","---","---","---","---","---","---","---","None","None","No",1,1,1,1,1,1,1,1,1,null,0,0,1,0,0,0,0,0,1,0,0,1,0]
["Nov 2018 Updated Ref Case",2023,null,"PJM_Dom",3898,"VA",null,null,null,null,"NaturalGas",null,0.114599314896636,0.311631895367039,9.9965109630000004,27.183684835000001,6.7086438940490796,18.242931154786501,5.1180054032837702E-3,1.3917480447092E-2,0,0,null,null,null,13.1,"00 Exist Oil/Gas Steam","Fossil","No","Existing","O/G Steam","O/G Steam","---","---","---","---","---","---","---","---","None","None","No",1,1,1,1,1,1,1,1,1,null,0,0,1,0,0,0,0,0,1,0,0,1,0]
["Nov 2018 Updated Ref Case",2023,null,"WECC_PNW",1292,"WA",null,null,null,null,"*Unit Did Not Operate",null,0,0,0,0,0,0,0,0,0,0,null,null,null,-1.4210854715202001E-14,"00 Exist Combustion Turbine","Fossil","Yes","Existing","Combustion Turbine","Combustion Turbine","---","---","---","---","---","---","---","---","None","None","No",1,1,1,1,1,1,1,1,1,null,0,0,1,0,0,0,0,0,1,0,0,1,0]
["Nov 2018 Updated Ref Case",2023,null,"PJM_AP",5496,"WV",null,null,null,null,"Waste Coal",null,4.0636417606284003E-2,0.1003374577371,4.6325145470000004,11.438378674999999,6.8749990263390304,16.975411832100601,1.12384571284493E-2,2.7749449473656599E-2,1.29493142383746E-2,3.1973814294014302E-2,null,null,null,1.975987993997,"00 Exist FBC_DSI","Fossil","No","Existing","Coal Steam","Coal","---","Existing","---","---","---","---","---","---","None","Existing","No",1,1,1,1,1,1,1,1,1,null,0,0,1,0,0,0,0,0,1,0,0,1,0]
["Nov 2018 Updated Ref Case",2025,null,"S_SOU","5371; 5372","AL",null,null,null,null,"Nuclear",null,66.259275376567103,151.43420193462822,6336.962067384,14482.99559436,0,0,0,0,0,0,null,null,null,1757,"00 Exist Nuclear","Non-Fossil","No","Existing","Nuclear","Nuclear","---","---","---","---","---","---","---","---","None","None","No",1,1,1,1,1,1,1,1,1,null,0,0,1,0,0,0,0,0,1,0,0,1,0]
["Nov 2018 Updated Ref Case",2025,null,"WECC_AZ","2704; 2719","AZ",null,null,null,null,"NaturalGas",null,0.36090963689556199,0.37856415836440199,47.907789831000002,50.253250018999999,25.548151861340802,26.822238333102909,1.938883022255445E-2,2.0417802603294576E-2,0,0,null,null,null,25.400000000000002,"00 Exist Combined Cycle","Fossil","No","Existing","Combined Cycle","Combined Cycle","---","---","---","---","---","---","---","---","None","None","No",1,1,1,1,1,1,1,1,1,null,0,0,1,0,0,0,0,0,1,0,0,1,0]
["Nov 2018 Updated Ref Case",2025,null,"WEC_CALN","5754; 5756; 5757; 5758; 5759; 5760; 5761; 5762; 5763; 5764; 5765; 5766","CA",null,null,null,null,null,null,null,null,null,null,null,null,null,null,null,null,null,null,null,581.20000000000005,"00 Biomass Retirement","Retired","No","Retired","Biomass","Retired","Retired","Retired","Retired","Retired","Retired","Retired","Retired","Retired","Retired","Retired","No",1,1,1,1,1,1,1,1,1,null,0,0,0,0,0,0,0,0,0,0,0,0,0]
["Nov 2018 Updated Ref Case",2025,null,"WECC_IID","3358; 3359","CA",null,null,null,null,"NaturalGas",null,0,1.832241749930869,0,214.97615275499999,0,107.2594320409529,0,1.5741659929514221E-2,0,0,null,null,null,244,"00 Exist Combined Cycle","Fossil","Yes","Existing","Combined Cycle","Combined Cycle","---","---","---","---","---","---","---","---","None","None","No",1,1,1,1,1,1,1,1,1,null,0,0,1,0,0,0,0,0,1,0,0,1,0]
["Nov 2018 Updated Ref Case",2025,null,"WECC_PNW",4479,"CA",null,null,null,null,"Hydro",null,0,0,179.613491154,321.30427070000002,0,0,0,0,0,0,null,null,null,91.7,"00 Exist Hydro","Non-Fossil","No","Existing","Hydro","Renewable","---","---","---","---","---","---","---","---","None","None","No",1,1,1,1,1,1,1,1,1,null,0,0,1,0,0,0,0,0,1,0,0,1,0]
["Nov 2018 Updated Ref Case",2025,null,"WECC_CO",3851,"CO",null,null,null,null,"NaturalGas",null,1.7806093926191999,2.0892756496528802,167.8553349,196.95283273499999,104.236873843928,122.30619653068,0.106836563557152,0.12535653897917301,0,0,null,null,null,352,"00 Exist Oil/Gas Steam","Fossil","Yes","Existing","O/G Steam","O/G Steam","---","---","---","---","---","---","---","---","None","None","No",1,1,1,1,1,1,1,1,1,null,0,0,1,0,0,0,0,0,1,0,0,1,0]
["Nov 2018 Updated Ref Case",2025,null,"PJM_EMAC","3049; 3051; 3063; 3064","DE",null,null,null,null,"NaturalGas",null,15.075292859154498,25.179893987296957,1957.459096456,3336.839749195,882.50764397490445,1474.0309940163606,0.21732985670914554,0.29290616347573217,0,0,null,null,null,1496,"00 Exist Combined Cycle","Fossil","Yes","Existing","Combined Cycle","Combined Cycle","---","---","---","---","---","---","---","---","None","None","No",1,1,1,1,1,1,1,1,1,null,0,0,1,0,0,0,0,0,1,0,0,1,0]
["Nov 2018 Updated Ref Case",2025,null,"S_SOU","4783; 4784; 4785; 4786; 4787; 4788; 4789","GA",null,null,null,null,"LF Gas",null,1.1622520969852319,2.5369820086625228,84.889620972000017,185.29838893199999,66.979426097161834,146.20373617721248,0.13994677499799174,0.30547800366305439,0,0,null,null,null,31.8,"00 Exist Landfill Gas","Non-Fossil","No","Existing","Landfill Gas","Other","---","---","---","---","---","---","---","---","None","None","No",1,1,1,1,1,1,1,1,1,null,0,0,1,0,0,0,0,0,1,0,0,1,0]
["Nov 2018 Updated Ref Case",2025,null,"MIS_MIDA","3623; 3624","IA",null,null,null,null,"Coal",null,0.24484446384182401,0.44104367658806398,23.479522807999999,42.294176888000003,25.509732576520001,45.951238054519003,4.5399060485551E-2,8.1778318512958803E-2,5.80234075291194E-2,0.1045188303760984,null,null,null,10.4,"00 Exist Coal Steam_Uncontrolled","Fossil","No","Existing","Coal Steam","Coal","---","---","---","---","---","---","---","---","None","None","No",1,1,1,1,1,1,1,1,1,null,0,0,1,0,0,0,0,0,1,0,0,1,0]
["Nov 2018 Updated Ref Case",2025,null,"MIS_IL","5644; 5645; 5646; 5663; 5664; 5665","IL",null,null,null,null,"Coal",null,58.349409081465161,133.10424624353172,5184.5432287680005,11826.283820640001,6016.0632805668374,13723.983921827547,2.7661629834267818,6.3086995256992111,2.293669058640627,5.2558254987381581,null,null,null,1631,"00 Exist Coal Steam_WetFGD_SCR","Fossil","Yes","Existing","Coal Steam","Coal","Existing","---","Existing","---","---","---","---","---","Existing","Existing","Yes",1,1,1,1,1,1,1,1,1,null,0,0,1,0,0,0,0,0,1,0,0,1,0]
["Nov 2018 Updated Ref Case",2025,null,"MIS_INKY",5448,"IN",null,null,null,null,"*Unit Did Not Operate",null,0,0,0,0,0,0,0,0,0,0,null,null,null,528,"00 Exist Coal Steam_WetFGD_SCR_ACI_DSI","Fossil","Yes","Existing","Coal Steam","Coal","Existing","Existing","Existing","---","Existing","---","---","---","Existing","Existing","Yes",1,1,1,1,1,1,1,1,1,null,0,0,1,0,0,0,0,0,1,0,0,1,0]
["Nov 2018 Updated Ref Case",2025,null,"SPP_N","11766; 11771","KS",null,null,null,null,"Coal",null,13.3968206129538,30.526504125997398,1196.2235476799999,2725.760396352,1438.146478975985,3277.0151734210103,0.33492051532384504,0.763162603149935,0.40190461838861402,0.91579512377992101,null,null,null,378.30986199999995,"00 Ret.ExistWetFGD_ACI & SCR","Fossil","Yes","Existing","Coal Steam","Coal","Existing","---","New","---","Existing","---","---","---","New","Existing","Yes",1,1,1,1,1,1,1,1,1,null,0,0,1,0,0,0,0,0,1,0,0,1,0]
["Nov 2018 Updated Ref Case",2025,null,"S_C_TVA",4523,"KY",null,null,null,null,"Hydro",null,0,0,840.92270049199999,2371.4112997870002,0,0,0,0,0,0,null,null,null,682.5,"00 Exist Hydro","Non-Fossil","No","Existing","Hydro","Renewable","---","---","---","---","---","---","---","---","None","None","No",1,1,1,1,1,1,1,1,1,null,0,0,1,0,0,0,0,0,1,0,0,1,0]
["Nov 2018 Updated Ref Case",2025,null,"MIS_WOTA",5908,"LA",null,null,null,null,null,null,null,null,null,null,null,null,null,null,null,null,null,null,null,10.9,"00 Biomass Retirement","Retired","No","Retired","Biomass","Retired","Retired","Retired","Retired","Retired","Retired","Retired","Retired","Retired","Retired","Retired","No",1,1,1,1,1,1,1,1,1,null,0,0,0,0,0,0,0,0,0,0,0,0,0]
["Nov 2018 Updated Ref Case",2025,null,"PJM_EMAC","912; 913; 929; 930; 931; 950; 959","MD",null,null,null,null,"*Unit Did Not Operate",null,0,0,0,0,0,0,0,0,0,0,null,null,null,72.599999999999994,"00 Exist Combustion Turbine","Fossil","No","Existing","Combustion Turbine","Combustion Turbine","---","---","---","---","---","---","---","---","None","None","No",1,1,1,1,1,1,1,1,1,null,0,0,1,0,0,0,0,0,1,0,0,1,0]
["Nov 2018 Updated Ref Case",2025,null,"MIS_LMI","4467; 4468","MI",null,null,null,null,"Hydro",null,0,0,167.420653859,506.25665837500003,0,0,0,0,0,0,null,null,null,95.6,"00 Exist Hydro","Non-Fossil","No","Existing","Hydro","Renewable","---","---","---","---","---","---","---","---","None","None","No",1,1,1,1,1,1,1,1,1,null,0,0,1,0,0,0,0,0,1,0,0,1,0]
["Nov 2018 Updated Ref Case",2025,null,"MIS_LMI",1135,"MN",null,null,null,null,"*Unit Did Not Operate",null,0,0,0,0,0,0,0,0,0,0,null,null,null,2,"00 Exist Combustion Turbine","Fossil","No","Existing","Combustion Turbine","Combustion Turbine","---","---","---","---","---","---","---","---","None","None","No",1,1,1,1,1,1,1,1,1,null,0,0,1,0,0,0,0,0,1,0,0,1,0]
["Nov 2018 Updated Ref Case",2025,null,"MIS_MNWI",3589,"MN",null,null,null,null,"Coal",null,3.4242773405112001,7.9480074380558401,338.70201192000002,786.15306014400005,368.965883440082,856.397801450516,0.86938977398238804,2.017919608448,1.6737929674893499,3.8850004343938198,null,null,null,105,"00 Exist Coal Steam_Uncontrolled","Fossil","Yes","Existing","Coal Steam","Coal","---","---","---","---","---","---","---","---","None","None","No",1,1,1,1,1,1,1,1,1,null,0,0,1,0,0,0,0,0,1,0,0,1,0]
["Nov 2018 Updated Ref Case",2025,null,"MIS_MO",4961,"MO",null,null,null,null,"Pumps",null,0,0,70.691633456999995,93.184098191999993,0,0,0,0,0,0,null,null,null,440,"00 Exist Pump Storage","Non-Fossil","No","Existing","Pumped Storage","Other","---","---","---","---","---","---","---","---","None","None","No",1,1,1,1,1,1,1,1,1,null,0,0,1,0,0,0,0,0,1,0,0,1,0]
["Nov 2018 Updated Ref Case",2025,null,"SPP_WEST",4613,"MO",null,null,null,null,"Hydro",null,0,0,236.98069975300001,529.84299908900005,0,0,0,0,0,0,null,null,null,216.5,"00 Exist Hydro","Non-Fossil","No","Existing","Hydro","Renewable","---","---","---","---","---","---","---","---","None","None","No",1,1,1,1,1,1,1,1,1,null,0,0,1,0,0,0,0,0,1,0,0,1,0]
["Nov 2018 Updated Ref Case",2025,null,"PJM_Dom",5024,"NC",null,null,null,null,"Solar",null,0,0,487.82335420504398,915.43206509357105,0,0,0,0,0,0,null,null,null,503.8,"00 Exist Solar PV","Non-Fossil","No","Existing","Solar PV","Renewable","---","---","---","---","---","---","---","---","None","None","No",1,1,1,1,1,1,1,1,1,null,0,0,1,0,0,0,0,0,1,0,0,1,0]
["Nov 2018 Updated Ref Case",2025,null,"SPP_WAUE",5600,"ND",null,null,null,null,"Wind",null,0,0,1063.0344986232799,2930.7872892618402,0,0,0,0,0,0,null,null,null,774,"00 Exist Onshore Wind","Non-Fossil","No","Existing","Wind","Renewable","---","---","---","---","---","---","---","---","None","None","No",1,1,1,1,1,1,1,1,1,null,0,0,1,0,0,0,0,0,1,0,0,1,0]
["Nov 2018 Updated Ref Case",2025,null,"NY_Z_J","1230; 1231; 1232; 1233; 1234; 1235; 1236; 1237","NJ",null,null,null,null,"NaturalGas",null,7.4350263784269206,7.4350263784269206,691.95219901600001,691.95219901600001,435.24644419311181,435.24644419311181,3.0516421050281833E-2,3.0516421050281833E-2,0,0,null,null,null,473.20000000000005,"00 Exist Combustion Turbine","Fossil","Yes","Existing","Combustion Turbine","Combustion Turbine","---","---","---","---","---","---","---","---","None","None","No",1,1,1,1,1,1,1,1,1,null,0,0,1,0,0,0,0,0,1,0,0,1,0]
["Nov 2018 Updated Ref Case",2025,null,"WECC_NNV",2416,"NV",null,null,null,null,"*Unit Did Not Operate",null,0,0,0,0,0,0,0,0,0,0,null,null,null,110.6,"00 Exist Combustion Turbine","Fossil","No","Existing","Combustion Turbine","Combustion Turbine","---","---","---","---","---","---","---","---","None","None","No",1,1,1,1,1,1,1,1,1,null,0,0,1,0,0,0,0,0,1,0,0,1,0]
["Nov 2018 Updated Ref Case",2025,null,"NY_Z_B","5302; 5302","NY",null,null,null,null,"Non-Fossil",null,3.8853066082454001E-2,8.7564399479205995E-2,3.4039833609999999,7.6716663289999998,0,0,0,0,0,0,null,null,null,1.2,"00 Exist Non Fossil_Other","Non-Fossil","No","Existing","Non-Fossil Other","Other","---","---","---","---","---","---","---","---","None","None","No",1,1,1,1,1,1,1,1,1,null,0,0,1,0,0,0,0,0,1,0,0,1,0]
["Nov 2018 Updated Ref Case",2025,null,"NY_Z_G-I","5260; 5260","NY",null,null,null,null,"Non-Fossil",null,0.79394798495167196,1.7893459284577728,53.896407912000001,121.46805569600001,0,0,0,0,0,0,null,null,null,19,"00 Exist Non Fossil_Other","Non-Fossil","No","Existing","Non-Fossil Other","Other","---","---","---","---","---","---","---","---","None","None","No",1,1,1,1,1,1,1,1,1,null,0,0,1,0,0,0,0,0,1,0,0,1,0]
["Nov 2018 Updated Ref Case",2025,null,"PJM_ATSI","31208; 31210","OH",null,null,null,null,"NaturalGas",null,23.741012711434657,53.629581878977945,3806.0685134572032,8597.6898062867658,1389.7988841273846,3139.4757231953681,0.13057556991288943,0.29496270033437488,0,0,null,null,null,1128.1138807626021,"00 New Combined Cycle","Fossil","Yes","New","Combined Cycle","Combined Cycle","---","---","---","---","---","---","---","---","None","None","No",1,1,1,1,1,1,1,1,1,null,0,0,1,0,0,0,0,0,1,0,0,1,0]
["Nov 2018 Updated Ref Case",2025,null,"SPP_WEST","2554; 2555; 2556; 2557; 2563","OK",null,null,null,null,"NaturalGas",null,0.35120075843040255,0.35120075843040255,32.510662422999999,32.510662422999999,20.559292398515765,20.559292398515765,0.13603721124691084,0.13603721124691084,0,0,null,null,null,97.899999999999991,"00 Exist Combustion Turbine","Fossil","No","Existing","Combustion Turbine","Combustion Turbine","---","---","---","---","---","---","---","---","None","None","No",1,1,1,1,1,1,1,1,1,null,0,0,1,0,0,0,0,0,1,0,0,1,0]
["Nov 2018 Updated Ref Case",2025,null,"PJM_EMAC","5158; 5158","PA",null,null,null,null,"Non-Fossil",null,0.1278820605049,0.29664080262575199,11.203965350000001,25.989206467999999,0,0,0,0,0,0,null,null,null,5.6,"00 Exist Non Fossil_Other","Non-Fossil","No","Existing","Non-Fossil Other","Other","---","---","---","---","---","---","---","---","None","None","No",1,1,1,1,1,1,1,1,1,null,0,0,1,0,0,0,0,0,1,0,0,1,0]
["Nov 2018 Updated Ref Case",2025,null,"NENGREST",4585,"RI",null,null,null,null,"Hydro",null,0,0,1.7838340500000001,4.5576702710000001,0,0,0,0,0,0,null,null,null,1.6,"00 Exist Hydro","Non-Fossil","No","Existing","Hydro","Renewable","---","---","---","---","---","---","---","---","None","None","No",1,1,1,1,1,1,1,1,1,null,0,0,1,0,0,0,0,0,1,0,0,1,0]
["Nov 2018 Updated Ref Case",2025,null,"SPP_WAUE",4628,"SD",null,null,null,null,"Hydro",null,0,0,2507.4947649109999,5175.0042631779997,0,0,0,0,0,0,null,null,null,1594,"00 Exist Hydro","Non-Fossil","No","Existing","Hydro","Renewable","---","---","---","---","---","---","---","---","None","None","No",1,1,1,1,1,1,1,1,1,null,0,0,1,0,0,0,0,0,1,0,0,1,0]
["Nov 2018 Updated Ref Case",2025,null,"WECC_WY",2446,"SD",null,null,null,null,"*Unit Did Not Operate",null,0,0,0,0,0,0,0,0,0,0,null,null,null,34,"00 Exist Combustion Turbine","Fossil","Yes","Existing","Combustion Turbine","Combustion Turbine","---","---","---","---","---","---","---","---","None","None","No",1,1,1,1,1,1,1,1,1,null,0,0,1,0,0,0,0,0,1,0,0,1,0]
["Nov 2018 Updated Ref Case",2025,null,"ERC_REST",3674,"TX",null,null,null,null,"NaturalGas",null,2.1418059770427602,2.2273838140009699,180.83468228999999,188.060099122,125.38132189608299,130.39104847161701,0.23136859067004401,0.240613136507455,0,0,null,null,null,286,"00 Exist Oil/Gas Steam_SNCR","Fossil","Yes","Existing","O/G Steam","O/G Steam","---","---","---","Existing","---","---","---","---","Existing","None","No",1,1,1,1,1,1,1,1,1,null,0,0,1,0,0,0,0,0,1,0,0,1,0]
["Nov 2018 Updated Ref Case",2025,null,"WECC_NM",3908,"TX",null,null,null,null,"NaturalGas",null,0.140820242981746,0.155982040695123,12.187739976,13.499966430000001,8.24361702415138,9.1311886622924892,1.36778702008169E-2,1.51505356127173E-2,0,0,null,null,null,76.926952222222198,"00 Exist Oil/Gas Steam","Fossil","Yes","Existing","O/G Steam","O/G Steam","---","---","---","---","---","---","---","---","None","None","No",1,1,1,1,1,1,1,1,1,null,0,0,1,0,0,0,0,0,1,0,0,1,0]
["Nov 2018 Updated Ref Case",2025,null,"PJM_Dom","3691; 3692","VA",null,null,null,null,"*Unit Did Not Operate",null,0,0,0,0,0,0,0,0,0,0,null,null,null,1576,"00 Exist Oil/Gas Steam_SNCR","Fossil","Yes","Existing","O/G Steam","O/G Steam","---","---","---","Existing","---","---","---","---","Existing","None","No",1,1,1,1,1,1,1,1,1,null,0,0,1,0,0,0,0,0,1,0,0,1,0]
["Nov 2018 Updated Ref Case",2025,null,"WECC_PNW",37719,"WA",null,null,null,null,"Wind",null,0,0,8.1311607565922195,20.690777520735001,0,0,0,0,0,0,null,null,null,4.7088939999999999,"00 New Onshore Wind","Non-Fossil","No","New","Wind","Renewable","---","---","---","---","---","---","---","---","None","None","No",1,1,1,1,1,1,1,1,1,null,0,0,1,0,0,0,0,0,1,0,0,1,0]
["Nov 2018 Updated Ref Case",2025,null,"PJM_West","5678; 5678; 5679; 5679; 5685; 5688","WV",null,null,null,null,"Coal",null,176.58152481161721,396.9364255783027,17822.784409776003,40064.011551984004,18311.974567247024,41238.42169012886,7.7435678075387102,17.388593414689691,8.7844491866017105,20.109229237640427,null,null,null,5759,"00 Exist Coal Steam_WetFGD_SCR","Fossil","Yes","Existing","Coal Steam","Coal","Existing","---","Existing","---","---","---","---","---","Existing","Existing","Yes",1,1,1,1,1,1,1,1,1,null,0,0,1,0,0,0,0,0,1,0,0,1,0]
["Nov 2018 Updated Ref Case",2030,null,"S_SOU","11251; 11633; 13241; 13894; 14046; 14049","AL",null,null,null,null,null,null,null,null,null,null,null,null,null,null,null,null,null,null,null,1952,"00 Coal Retirement","Retired","No","Retired","Coal Steam","Retired","Retired","Retired","Retired","Retired","Retired","Retired","Retired","Retired","Retired","Retired","No",1,1,1,1,1,1,1,1,1,null,0,0,0,0,0,0,0,0,0,0,0,0,0]
["Nov 2018 Updated Ref Case",2030,null,"WECC_AZ",10625,"AZ",null,null,null,null,null,null,null,null,null,null,null,null,null,null,null,null,null,null,null,293.01833299999998,"00 Coal Retirement","Retired","No","Retired","Coal Steam","Retired","Retired","Retired","Retired","Retired","Retired","Retired","Retired","Retired","Retired","Retired","No",1,1,1,1,1,1,1,1,1,null,0,0,0,0,0,0,0,0,0,0,0,0,0]
["Nov 2018 Updated Ref Case",2030,null,"WEC_LADW",35885,"CA",null,null,null,null,"Hydro",null,0,0,78.044623740000006,168.997997094,0,0,0,0,0,0,null,null,null,27.440244,"00 New Hydro","Non-Fossil","No","New","Hydro","Renewable","---","---","---","---","---","---","---","---","None","None","No",1,1,1,1,1,1,1,1,1,null,0,0,1,0,0,0,0,0,1,0,0,1,0]
["Nov 2018 Updated Ref Case",2030,null,"WECC_IID",1833,"CA",null,null,null,null,"*Unit Did Not Operate",null,0,0,0,0,0,0,0,0,0,0,null,null,null,23,"00 Exist Combustion Turbine","Fossil","No","Existing","Combustion Turbine","Combustion Turbine","---","---","---","---","---","---","---","---","None","None","No",1,1,1,1,1,1,1,1,1,null,0,0,1,0,0,0,0,0,1,0,0,1,0]
["Nov 2018 Updated Ref Case",2030,null,"WECC_CO",4954,"CO",null,null,null,null,"Pumps",null,0,0,241.715954434,298.29869091199998,0,0,0,0,0,0,null,null,null,599.1,"00 Exist Pump Storage","Non-Fossil","No","Existing","Pumped Storage","Other","---","---","---","---","---","---","---","---","None","None","No",1,1,1,1,1,1,1,1,1,null,0,0,1,0,0,0,0,0,1,0,0,1,0]
["Nov 2018 Updated Ref Case",2030,null,"PJM_EMAC","911; 926; 927; 928; 951","DE",null,null,null,null,"*Unit Did Not Operate",null,0,0,0,0,0,0,0,0,0,0,null,null,null,114.1,"00 Exist Combustion Turbine","Fossil","No","Existing","Combustion Turbine","Combustion Turbine","---","---","---","---","---","---","---","---","None","None","No",1,1,1,1,1,1,1,1,1,null,0,0,1,0,0,0,0,0,1,0,0,1,0]
["Nov 2018 Updated Ref Case",2030,null,"S_SOU",5009,"FL",null,null,null,null,"Solar",null,0,0,119.065021248631,244.461441401972,0,0,0,0,0,0,null,null,null,120,"00 Exist Solar PV","Non-Fossil","No","Existing","Solar PV","Renewable","---","---","---","---","---","---","---","---","None","None","No",1,1,1,1,1,1,1,1,1,null,0,0,1,0,0,0,0,0,1,0,0,1,0]
["Nov 2018 Updated Ref Case",2030,null,"S_SOU","33356; 33360; 33364","GA",null,null,null,null,"LF Gas",null,1.3741358400000001,3.2781672000000004,76.340879999999999,182.12040000000002,79.190074323359994,188.9174975688,6.1836112799999995E-2,0.14751752400000001,0,0,null,null,null,23.1,"00 New Landfill Gas","Non-Fossil","No","New","Landfill Gas","Other","---","---","---","---","---","---","---","---","None","None","No",1,1,1,1,1,1,1,1,1,null,0,0,1,0,0,0,0,0,1,0,0,1,0]
["Nov 2018 Updated Ref Case",2030,null,"MIS_MIDA",5086,"IA",null,null,null,null,"*Unit Did Not Operate",null,0,0,0,0,0,0,0,0,0,0,null,null,null,16.100000000000001,"00 Exist Coal Steam_DSI","Fossil","No","Existing","Coal Steam","Coal","---","Existing","---","---","---","---","---","---","None","Existing","No",1,1,1,1,1,1,1,1,1,null,0,0,1,0,0,0,0,0,1,0,0,1,0]
["Nov 2018 Updated Ref Case",2030,null,"MIS_IL",3676,"IL",null,null,null,null,"NaturalGas",null,0.44559180431508599,0.67285845849582004,37.977653142000001,57.347520539999998,26.084944224605099,39.3891341603453,1.86903482319963E-2,2.8223048041607201E-2,0,0,null,null,null,120,"00 Exist Oil/Gas Steam_SNCR","Fossil","Yes","Existing","O/G Steam","O/G Steam","---","---","---","Existing","---","---","---","---","Existing","None","No",1,1,1,1,1,1,1,1,1,null,0,0,1,0,0,0,0,0,1,0,0,1,0]
["Nov 2018 Updated Ref Case",2030,null,"MIS_INKY","4076; 4077; 4078; 4079; 4080; 4081; 4082; 4083","IN",null,null,null,null,"Coal",null,142.48688291225554,321.50195057869547,13612.594148532,30734.021727654002,14801.688514748392,33395.947052333133,8.16782153875603,23.763346134167602,15.051112146615351,34.067592499299273,null,null,null,4441,"00 Exist Coal Steam_WetFGD_SCR_ACI","Fossil","Yes","Existing","Coal Steam","Coal","Existing","---","Existing","---","Existing","---","---","---","Existing","Existing","Yes",1,1,1,1,1,1,1,1,1,null,0,0,1,0,0,0,0,0,1,0,0,1,0]
["Nov 2018 Updated Ref Case",2030,null,"SPP_N","4118; 4119","KS",null,null,null,null,"Coal",null,37.176266668053998,73.037937361790298,3340.393000776,6562.9003909849998,3990.86608343752,7840.6105062690494,2.2495280009621297,4.4150594712806601,1.1152880000416179,2.1911381208537102,null,null,null,1056.410922611979,"00 Exist Coal Steam_WetFGD_SNCR_ACI","Fossil","Yes","Existing","Coal Steam","Coal","Existing","---","---","Existing","Existing","---","---","---","Existing","Existing","Yes",1,1,1,1,1,1,1,1,1,null,0,0,1,0,0,0,0,0,1,0,0,1,0]
["Nov 2018 Updated Ref Case",2030,null,"S_C_TVA","5084; 5085","KY",null,null,null,null,"Coal",null,22.910717252740092,36.459330568645697,2018.987679972,3212.98622978,2337.9841463153398,3720.5878766003602,2.902678830805792,4.6228309508793402,3.8532546507331302,6.1319374477221196,null,null,null,938,"00 Exist Coal Steam_DSI","Fossil","Yes","Existing","Coal Steam","Coal","---","Existing","---","---","---","---","---","---","None","Existing","No",1,1,1,1,1,1,1,1,1,null,0,0,1,0,0,0,0,0,1,0,0,1,0]
["Nov 2018 Updated Ref Case",2030,null,"MIS_WOTA","4000; 4005","LA",null,null,null,null,"NaturalGas",null,2.2040234859111498,2.68876885304722,185.9214815,226.27497792399998,129.02353486523882,157.400528657384,0.20637253862533961,0.24224350735574429,0,0,null,null,null,477,"00 Exist Oil/Gas Steam","Fossil","Yes","Existing","O/G Steam","O/G Steam","---","---","---","---","---","---","---","---","None","None","No",1,1,1,1,1,1,1,1,1,null,0,0,1,0,0,0,0,0,1,0,0,1,0]
["Nov 2018 Updated Ref Case",2030,null,"PJM_EMAC",4462,"MD",null,null,null,null,"Hydro",null,0,0,510.29899915599998,1746.8226997960001,0,0,0,0,0,0,null,null,null,572,"00 Exist Hydro","Non-Fossil","No","Existing","Hydro","Renewable","---","---","---","---","---","---","---","---","None","None","No",1,1,1,1,1,1,1,1,1,null,0,0,1,0,0,0,0,0,1,0,0,1,0]
["Nov 2018 Updated Ref Case",2030,null,"MIS_LMI","4175; 4176; 4177","MI",null,null,null,null,"Coal",null,43.659175707994301,98.4930882100644,4026.1416934919998,9084.5191871200004,4480.2630309870274,10107.26690917566,1.106085718596358,2.4977547746344011,1.4717077729358938,3.3193577910580281,null,null,null,1351,"00 Exist Coal Steam_DryFGD_SCR_ACI","Fossil","Yes","Existing","Coal Steam","Coal","Existing","---","Existing","---","Existing","---","---","---","Existing","Existing","Yes",1,1,1,1,1,1,1,1,1,null,0,0,1,0,0,0,0,0,1,0,0,1,0]
["Nov 2018 Updated Ref Case",2030,null,"MIS_IA",5637,"MN",null,null,null,null,"EnerStor",null,0,0,0.56007368000000002,0.97407368000000005,0,0,0,0,0,0,null,null,null,1,"00 Exist Energy Storage","Non-Fossil","No","Existing","Non-Fossil Other","Other","---","---","---","---","---","---","---","---","None","None","No",1,1,1,1,1,1,1,1,1,null,0,0,1,0,0,0,0,0,1,0,0,1,0]
["Nov 2018 Updated Ref Case",2030,null,"MIS_MO","3918; 3920","MO",null,null,null,null,"NaturalGas",null,0.12088776023872,0.21224804838799999,10.936180071999999,20.527696679999998,8.6340584587512499,16.522449455030159,2.3144058443741639E-2,3.4907903277542701E-2,0,0,null,null,null,22,"00 Exist Oil/Gas Steam","Fossil","No","Existing","O/G Steam","O/G Steam","---","---","---","---","---","---","---","---","None","None","No",1,1,1,1,1,1,1,1,1,null,0,0,1,0,0,0,0,0,1,0,0,1,0]
["Nov 2018 Updated Ref Case",2030,null,"SPP_N","5013; 5014","MO",null,null,null,null,"Solar",null,0,0,19.316931870129881,38.512389610389626,0,0,0,0,0,0,null,null,null,21.8,"00 Exist Solar PV","Non-Fossil","No","Existing","Solar PV","Renewable","---","---","---","---","---","---","---","---","None","None","No",1,1,1,1,1,1,1,1,1,null,0,0,1,0,0,0,0,0,1,0,0,1,0]
["Nov 2018 Updated Ref Case",2030,null,"SPP_WAUE",2688,"MT",null,null,null,null,"NaturalGas",null,0.23313884690438999,0.23313884690438999,21.697426421999999,21.697426421999999,13.647948097783001,13.647948097783001,1.0358358967962E-2,1.0358358967962E-2,0,0,null,null,null,90.8,"00 Exist Combustion Turbine","Fossil","Yes","Existing","Combustion Turbine","Combustion Turbine","---","---","---","---","---","---","---","---","None","None","No",1,1,1,1,1,1,1,1,1,null,0,0,1,0,0,0,0,0,1,0,0,1,0]
["Nov 2018 Updated Ref Case",2030,null,"PJM_Dom",117,"NC",null,null,null,null,"Biomass",null,0.79363670399999997,1.8933163200000001,132.272784,315.55272000000002,77.379578640000005,184.59834119999999,0.13473967142160001,0.32143777822800002,3.1745468159999998E-2,7.5732652799999994E-2,null,null,null,43.4,"00 Exist Biomass","Non-Fossil","No","Existing","Biomass","Renewable","---","---","---","---","---","---","---","---","None","None","No",1,1,1,1,1,1,1,1,1,null,0,0,1,0,0,0,0,0,1,0,0,1,0]
["Nov 2018 Updated Ref Case",2030,null,"MIS_MAPP",11915,"ND",null,null,null,null,null,null,null,null,null,null,null,null,null,null,null,null,null,null,null,429,"00 Coal Retirement","Retired","No","Retired","Coal Steam","Retired","Retired","Retired","Retired","Retired","Retired","Retired","Retired","Retired","Retired","Retired","No",1,1,1,1,1,1,1,1,1,null,0,0,0,0,0,0,0,0,0,0,0,0,0]
["Nov 2018 Updated Ref Case",2030,null,"PJM_EMAC","4702; 4703; 4704; 4705; 4706; 4707; 4708","NJ",null,null,null,null,"LF Gas",null,1.8108745282829248,4.1909758401126478,140.24195285199997,324.56728859899999,116.52776755482219,269.68464688760764,0.24347305161075375,0.56347894864975723,0,0,null,null,null,67.3,"00 Exist Landfill Gas","Non-Fossil","No","Existing","Landfill Gas","Other","---","---","---","---","---","---","---","---","None","None","No",1,1,1,1,1,1,1,1,1,null,0,0,1,0,0,0,0,0,1,0,0,1,0]
["Nov 2018 Updated Ref Case",2030,null,"WECC_NNV",4195,"NV",null,null,null,null,"Coal",null,4.4295385222742301,9.3926155046933495,436.96739886300003,926.56757469599995,474.62505266168398,1006.41875132789,0.108346512254828,0.22974337524479899,0.15503384827959801,0.32874154266426697,null,null,null,218,"00 Exist Coal Steam_DryFGD_SCR_ACI","Fossil","Yes","Existing","Coal Steam","Coal","Existing","---","Existing","---","Existing","---","---","---","Existing","Existing","Yes",1,1,1,1,1,1,1,1,1,null,0,0,1,0,0,0,0,0,1,0,0,1,0]
["Nov 2018 Updated Ref Case",2030,null,"NY_Z_B","4935; 4936; 4937; 4938","NY",null,null,null,null,"LF Gas",null,0.37039268690921801,0.84021320176275793,26.898879989000001,61.018467373,21.345360153891342,48.420646604385908,4.4598983430738953E-2,0.10117007162425369,0,0,null,null,null,8.8000000000000007,"00 Exist Landfill Gas","Non-Fossil","No","Existing","Landfill Gas","Other","---","---","---","---","---","---","---","---","None","None","No",1,1,1,1,1,1,1,1,1,null,0,0,1,0,0,0,0,0,1,0,0,1,0]
["Nov 2018 Updated Ref Case",2030,null,"NY_Z_G-I",3404,"NY",null,null,null,null,"NaturalGas",null,14.463329460300001,32.670755618100003,2314.1327136479999,5227.3208988959996,846.68330660596303,1912.5460338835801,7.9548312031650095E-2,0.17968915589955001,0,0,null,null,null,705.1,"00 Exist Combined Cycle","Fossil","Yes","Existing","Combined Cycle","Combined Cycle","---","---","---","---","---","---","---","---","None","None","No",1,1,1,1,1,1,1,1,1,null,0,0,1,0,0,0,0,0,1,0,0,1,0]
["Nov 2018 Updated Ref Case",2030,null,"PJM_ATSI","3493; 3495","OH",null,null,null,null,"NaturalGas",null,0.53720632473983798,1.2134783219179199,76.798616831999993,173.47795881600001,67.436865440179005,152.33099563632962,1.5229165717785601E-2,3.4400679233212703E-2,0,0,null,null,null,23.4,"00 Exist Combined Cycle","Fossil","No","Existing","Combined Cycle","Combined Cycle","---","---","---","---","---","---","---","---","None","None","No",1,1,1,1,1,1,1,1,1,null,0,0,1,0,0,0,0,0,1,0,0,1,0]
["Nov 2018 Updated Ref Case",2030,null,"SPP_WEST",35254,"OK",null,null,null,null,"Hydro",null,0,0,626.75690391399996,1482.4593090190001,0,0,0,0,0,0,null,null,null,312.36801500000001,"00 New Hydro","Non-Fossil","No","New","Hydro","Renewable","---","---","---","---","---","---","---","---","None","None","No",1,1,1,1,1,1,1,1,1,null,0,0,1,0,0,0,0,0,1,0,0,1,0]
["Nov 2018 Updated Ref Case",2030,null,"PJM_EMAC","915; 934; 935; 936; 938; 939; 940","PA",null,null,null,null,"*Unit Did Not Operate",null,0,0,0,0,0,0,0,0,0,0,null,null,null,339,"00 Exist Combustion Turbine","Fossil","No","Existing","Combustion Turbine","Combustion Turbine","---","---","---","---","---","---","---","---","None","None","No",1,1,1,1,1,1,1,1,1,null,0,0,1,0,0,0,0,0,1,0,0,1,0]
["Nov 2018 Updated Ref Case",2030,null,"PJM_WMAC","32603; 32604","PA",null,null,null,null,"Wind",null,0,0,16.881399299527811,51.065323102474942,0,0,0,0,0,0,null,null,null,12.96,"00 New Onshore Wind","Non-Fossil","No","New","Wind","Renewable","---","---","---","---","---","---","---","---","None","None","No",1,1,1,1,1,1,1,1,1,null,0,0,1,0,0,0,0,0,1,0,0,1,0]
["Nov 2018 Updated Ref Case",2030,null,"SPP_WAUE",2684,"SD",null,null,null,null,"*Unit Did Not Operate",null,0,0,0,0,0,0,0,0,0,0,null,null,null,43.7,"00 Exist Combustion Turbine","Fossil","Yes","Existing","Combustion Turbine","Combustion Turbine","---","---","---","---","---","---","---","---","None","None","No",1,1,1,1,1,1,1,1,1,null,0,0,1,0,0,0,0,0,1,0,0,1,0]
["Nov 2018 Updated Ref Case",2030,null,"ERC_REST","2883; 2884; 2885; 2886; 2887; 2888; 2889; 2890; 2892; 2893; 2894; 2895; 2896; 2897; 2898; 2899; 2900; 2901; 2902; 2903; 2904; 2905; 2906; 2908; 2909; 2910; 2911; 2912; 2913; 2914; 2915; 2916; 2917; 2918; 2919; 2920; 2921; 2922; 2923; 2924; 2925; 2926; 2927; 2928; 2929; 2930; 2931; 2932; 2933; 2934; 2935; 2936; 2937; 2938; 2939; 2940; 2941; 2942; 2943; 2944; 2945; 2946; 2947; 2948; 2949; 2950; 2951; 2954; 2956; 2957; 2958; 2959; 2960","TX",null,null,null,null,"NaturalGas",null,531.18644955859065,1158.1891290828528,75546.966898818995,166083.83763601803,34694.492660065676,75863.196996384591,6.6050175703113805,14.341786219347073,0,0,null,null,null,32969.9,"00 Exist Combined Cycle","Fossil","Yes","Existing","Combined Cycle","Combined Cycle","---","---","---","---","---","---","---","---","None","None","No",1,1,1,1,1,1,1,1,1,null,0,0,1,0,0,0,0,0,1,0,0,1,0]
["Nov 2018 Updated Ref Case",2030,null,"MIS_WOTA",29203,"TX",null,null,null,null,"NaturalGas",null,2.8297614359646728,6.3922682834019602,456.41313483301172,1031.0110134519289,165.65423446137186,374.20338531035088,1.5563687897805571E-2,3.5157475558710391E-2,0,0,null,null,null,135.28027408405919,"00 New Combined Cycle","Fossil","Yes","New","Combined Cycle","Combined Cycle","---","---","---","---","---","---","---","---","None","None","No",1,1,1,1,1,1,1,1,1,null,0,0,1,0,0,0,0,0,1,0,0,1,0]
["Nov 2018 Updated Ref Case",2030,null,"SPP_SPS",5593,"TX",null,null,null,null,"Wind",null,0,0,3255.8064483973199,8110.7206276470697,0,0,0,0,0,0,null,null,null,2313.9,"00 Exist Onshore Wind","Non-Fossil","No","Existing","Wind","Renewable","---","---","---","---","---","---","---","---","None","None","No",1,1,1,1,1,1,1,1,1,null,0,0,1,0,0,0,0,0,1,0,0,1,0]
["Nov 2018 Updated Ref Case",2030,null,"PJM_Dom",5746,"VA",null,null,null,null,"*Unit Did Not Operate",null,0,0,0,0,0,0,0,0,0,0,null,null,null,14.7,"00 Exist Coal Steam_WetFGD_SNCR","Fossil","No","Existing","Coal Steam","Coal","Existing","---","---","Existing","---","---","---","---","Existing","Existing","Yes",1,1,1,1,1,1,1,1,1,null,0,0,1,0,0,0,0,0,1,0,0,1,0]
["Nov 2018 Updated Ref Case",2030,null,"WECC_PNW",5000,"WA",null,null,null,null,"Solar",null,0,0,0.28122222222222298,0.515777777777778,0,0,0,0,0,0,null,null,null,0.5,"00 Exist Solar PV","Non-Fossil","No","Existing","Solar PV","Renewable","---","---","---","---","---","---","---","---","None","None","No",1,1,1,1,1,1,1,1,1,null,0,0,1,0,0,0,0,0,1,0,0,1,0]
["Nov 2018 Updated Ref Case",2030,null,"MIS_WUMS","5867; 5868","WI",null,null,null,null,null,null,null,null,null,null,null,null,null,null,null,null,null,null,null,94,"00 Biomass Retirement","Retired","No","Retired","Biomass","Retired","Retired","Retired","Retired","Retired","Retired","Retired","Retired","Retired","Retired","Retired","No",1,1,1,1,1,1,1,1,1,null,0,0,0,0,0,0,0,0,0,0,0,0,0]
["Nov 2018 Updated Ref Case",2035,null,"S_C_TVA","5379; 5380; 5381","AL",null,null,null,null,"Nuclear",null,136.98297940030218,313.07176323394401,13100.897035223999,29941.82892444,0,0,0,0,0,0,null,null,null,3803.5,"00 Exist Nuclear","Non-Fossil","No","Existing","Nuclear","Nuclear","---","---","---","---","---","---","---","---","None","None","No",1,1,1,1,1,1,1,1,1,null,0,0,1,0,0,0,0,0,1,0,0,1,0]
["Nov 2018 Updated Ref Case",2035,null,"WECC_AZ","5603; 5604; 5605","AZ",null,null,null,null,"EnerStor",null,0,0,23.554500879999999,64.090500880000008,0,0,0,0,0,0,null,null,null,40,"00 Exist Energy Storage","Non-Fossil","No","Existing","Non-Fossil Other","Other","---","---","---","---","---","---","---","---","None","None","No",1,1,1,1,1,1,1,1,1,null,0,0,1,0,0,0,0,0,1,0,0,1,0]
["Nov 2018 Updated Ref Case",2035,null,"WEC_CALN","4636; 4637; 4638; 4639; 4640; 4641; 4642; 4643; 4644; 4645; 4646; 4647","CA",null,null,null,null,"LF Gas",null,1.8060939980829895,2.97795319956405,136.10561484599998,223.72344030600004,106.39936267338418,175.32129169368997,8.4700389863302528E-2,0.14208708038350248,0,0,null,null,null,85.800000000000011,"00 Exist Landfill Gas","Non-Fossil","No","Existing","Landfill Gas","Other","---","---","---","---","---","---","---","---","None","None","No",1,1,1,1,1,1,1,1,1,null,0,0,1,0,0,0,0,0,1,0,0,1,0]
["Nov 2018 Updated Ref Case",2035,null,"WEC_SDGE","3370; 3371; 3372; 3374; 3378; 3379","CA",null,null,null,null,"NaturalGas",null,3.090560531892582,12.758494409219447,433.67891296300002,1786.6490339290001,182.95274109694336,755.42063058287215,9.4047552780807762E-3,3.9244017288003086E-2,0,0,null,null,null,1247.7,"00 Exist Combined Cycle","Fossil","Yes","Existing","Combined Cycle","Combined Cycle","---","---","---","---","---","---","---","---","None","None","No",1,1,1,1,1,1,1,1,1,null,0,0,1,0,0,0,0,0,1,0,0,1,0]
["Nov 2018 Updated Ref Case",2035,null,"WECC_CO",5427,"CO",null,null,null,null,"Coal",null,6.4389354219648004E-2,0.14650339711334401,6.3387826560000002,14.422464767999999,6.7318781090631603,15.316864470583001,2.2536273976876799E-3,5.1276188989670402E-3,1.9316806265894399E-3,4.39510191340032E-3,null,null,null,2,"00 Exist Coal Steam_WetFGD","Fossil","Yes","Existing","Coal Steam","Coal","Existing","---","---","---","---","---","---","---","None","Existing","No",1,1,1,1,1,1,1,1,1,null,0,0,1,0,0,0,0,0,1,0,0,1,0]
["Nov 2018 Updated Ref Case",2035,null,"NENG_CT","1170; 1181; 1185; 1186; 1191; 1192; 1193; 1194; 1195; 1196; 1197; 1198; 1199; 1200; 1201; 1202; 1203; 1204; 1205; 1206; 1207; 1208; 1209; 1210; 1211; 1223","CT",null,null,null,null,"*Unit Did Not Operate",null,0,0,0,0,0,0,0,0,0,0,null,null,null,333.5,"00 Exist Combustion Turbine","Fossil","No","Existing","Combustion Turbine","Combustion Turbine","---","---","---","---","---","---","---","---","None","None","No",1,1,1,1,1,1,1,1,1,null,0,0,1,0,0,0,0,0,1,0,0,1,0]
["Nov 2018 Updated Ref Case",2035,null,"FRCC",10863,"FL",null,null,null,null,null,null,null,null,null,null,null,null,null,null,null,null,null,null,null,75,"00 O/G Retirement","Retired","No","Retired","O/G Steam","Retired","Retired","Retired","Retired","Retired","Retired","Retired","Retired","Retired","Retired","Retired","No",1,1,1,1,1,1,1,1,1,null,0,0,0,0,0,0,0,0,0,0,0,0,0]
["Nov 2018 Updated Ref Case",2035,null,"S_VACA",33586,"GA",null,null,null,null,"NaturalGas",null,2.8869224003079345E-2,6.5213916131139762E-2,4.656326452109572,10.518373569538678,1.6900043731402647,3.8176226503169182,1.5878073201693486E-4,3.5867653872126458E-4,0,0,null,null,null,1.380129254866423,"00 New Combined Cycle","Fossil","Yes","New","Combined Cycle","Combined Cycle","---","---","---","---","---","---","---","---","None","None","No",1,1,1,1,1,1,1,1,1,null,0,0,1,0,0,0,0,0,1,0,0,1,0]
["Nov 2018 Updated Ref Case",2035,null,"MIS_MO",29071,"IA",null,null,null,null,"Hydro",null,0,0,9.7540659749999996,20.821641171,0,0,0,0,0,0,null,null,null,3.5275599999999998,"00 New Hydro","Non-Fossil","No","New","Hydro","Renewable","---","---","---","---","---","---","---","---","None","None","No",1,1,1,1,1,1,1,1,1,null,0,0,1,0,0,0,0,0,1,0,0,1,0]
["Nov 2018 Updated Ref Case",2035,null,"WECC_ID",1229,"ID",null,null,null,null,"*Unit Did Not Operate",null,0,0,0,0,0,0,0,0,0,0,null,null,null,4.5999999999999996,"00 Exist Combustion Turbine","Fossil","No","Existing","Combustion Turbine","Combustion Turbine","---","---","---","---","---","---","---","---","None","None","No",1,1,1,1,1,1,1,1,1,null,0,0,1,0,0,0,0,0,1,0,0,1,0]
["Nov 2018 Updated Ref Case",2035,null,"PJM_COMD","5609; 5610","IL",null,null,null,null,"EnerStor",null,0,0,100.07413209399999,176.543172094,0,0,0,0,0,0,null,null,null,112.4,"00 Exist Energy Storage","Non-Fossil","No","Existing","Non-Fossil Other","Other","---","---","---","---","---","---","---","---","None","None","No",1,1,1,1,1,1,1,1,1,null,0,0,1,0,0,0,0,0,1,0,0,1,0]
["Nov 2018 Updated Ref Case",2035,null,"MIS_INKY","3194; 3196; 3197; 3198; 3199; 3200","IN",null,null,null,null,"NaturalGas",null,34.100619949796872,90.96419131586093,4854.7672238699997,12556.617180408,2160.4486132415154,5903.1837308976119,0.18724507463338672,0.51300960707432852,0,0,null,null,null,2004,"00 Exist Combined Cycle","Fossil","Yes","Existing","Combined Cycle","Combined Cycle","---","---","---","---","---","---","---","---","None","None","No",1,1,1,1,1,1,1,1,1,null,0,0,1,0,0,0,0,0,1,0,0,1,0]
["Nov 2018 Updated Ref Case",2035,null,"SPP_WEST",2537,"KS",null,null,null,null,"*Unit Did Not Operate",null,0,0,0,0,0,0,0,0,0,0,null,null,null,13,"00 Exist Combustion Turbine","Fossil","No","Existing","Combustion Turbine","Combustion Turbine","---","---","---","---","---","---","---","---","None","None","No",1,1,1,1,1,1,1,1,1,null,0,0,1,0,0,0,0,0,1,0,0,1,0]
["Nov 2018 Updated Ref Case",2035,null,"S_C_TVA",32723,"KY",null,null,null,null,"NaturalGas",null,3.8869468752905236,8.7803893679202947,626.92691536943937,1416.1918335355315,227.54187007950679,514.00399359805408,2.137820781409765E-2,4.8292141523561094E-2,0,0,null,null,null,185.82034253860476,"00 New Combined Cycle","Fossil","Yes","New","Combined Cycle","Combined Cycle","---","---","---","---","---","---","---","---","None","None","No",1,1,1,1,1,1,1,1,1,null,0,0,1,0,0,0,0,0,1,0,0,1,0]
["Nov 2018 Updated Ref Case",2035,null,"NENGREST","3446; 3447; 3448; 3449; 3450; 3451; 3452; 3453; 3454; 3460; 3461; 3465; 3466; 3467; 3468; 3471; 3472","MA",null,null,null,null,"NaturalGas",null,74.71991224933555,109.5109971940748,10448.711161681,15617.854139010999,4374.6406461876222,6411.3107588526618,0.54200926008889461,0.81924418502292518,0,0,null,null,null,6125.9000000000005,"00 Exist Combined Cycle","Fossil","Yes","Existing","Combined Cycle","Combined Cycle","---","---","---","---","---","---","---","---","None","None","No",1,1,1,1,1,1,1,1,1,null,0,0,1,0,0,0,0,0,1,0,0,1,0]
["Nov 2018 Updated Ref Case",2035,null,"PJM_SMAC","4717; 4718; 4719; 4720","MD",null,null,null,null,"LF Gas",null,0.40015412554963203,0.88306315775190403,28.637913251999997,63.198364070000004,23.060482101299741,50.890046718084491,4.8182558257431299E-2,0.1063296348249068,0,0,null,null,null,12.5,"00 Exist Landfill Gas","Non-Fossil","No","Existing","Landfill Gas","Other","---","---","---","---","---","---","---","---","None","None","No",1,1,1,1,1,1,1,1,1,null,0,0,1,0,0,0,0,0,1,0,0,1,0]
["Nov 2018 Updated Ref Case",2035,null,"MIS_LMI",4330,"MI",null,null,null,null,"Fwaste",null,1.32348618784715,2.9410905234923099,267.64129177900003,594.76046986699998,322.27357046338801,716.16595077859995,1.75438866761135E-2,3.8986548799781903E-2,8.0292387533699897E-2,0.17842814096010001,null,null,null,249,"00 Exist Fossil_Other","Fossil","Yes","Existing","Fossil Other","Other","---","---","---","---","---","---","---","---","None","None","No",1,1,1,1,1,1,1,1,1,null,0,0,1,0,0,0,0,0,1,0,0,1,0]
["Nov 2018 Updated Ref Case",2035,null,"MIS_MNWI",4192,"MN",null,null,null,null,"Coal",null,15.6481815575208,35.603885979946199,1619.5592586959999,3684.939554952,1686.0915628228599,3836.3187143392101,0.74634001938595196,1.6981273418135301,0.76488594936836296,1.74032439672746,null,null,null,511,"00 Exist Coal Steam_DryFGD_SCR_ACI","Fossil","Yes","Existing","Coal Steam","Coal","Existing","---","Existing","---","Existing","---","---","---","Existing","Existing","Yes",1,1,1,1,1,1,1,1,1,null,0,0,1,0,0,0,0,0,1,0,0,1,0]
["Nov 2018 Updated Ref Case",2035,null,"MIS_MO","1939; 1940; 1941; 1942; 1959","MO",null,null,null,null,"*Unit Did Not Operate",null,0,0,0,0,0,0,0,0,0,0,null,null,null,271,"00 Exist Combustion Turbine","Fossil","Yes","Existing","Combustion Turbine","Combustion Turbine","---","---","---","---","---","---","---","---","None","None","No",1,1,1,1,1,1,1,1,1,null,0,0,1,0,0,0,0,0,1,0,0,1,0]
["Nov 2018 Updated Ref Case",2035,null,"MIS_D_MS","3539; 3540; 3542","MS",null,null,null,null,"*Unit Did Not Operate",null,0,0,0,0,0,0,0,0,0,0,null,null,null,55.3,"00 Exist Combined Cycle","Fossil","No","Existing","Combined Cycle","Combined Cycle","---","---","---","---","---","---","---","---","None","None","No",1,1,1,1,1,1,1,1,1,null,0,0,1,0,0,0,0,0,1,0,0,1,0]
["Nov 2018 Updated Ref Case",2035,null,"WECC_MT","11327; 14338; 14404","MT",null,null,null,null,null,null,null,null,null,null,null,null,null,null,null,null,null,null,null,701,"00 Coal Retirement","Retired","No","Retired","Coal Steam","Retired","Retired","Retired","Retired","Retired","Retired","Retired","Retired","Retired","Retired","Retired","No",1,1,1,1,1,1,1,1,1,null,0,0,0,0,0,0,0,0,0,0,0,0,0]
["Nov 2018 Updated Ref Case",2035,null,"MIS_MAPP","5175; 5175","ND",null,null,null,null,"Non-Fossil",null,0.16681705056000001,0.39095179527952806,17.515440000000002,41.049117522000003,0,0,0,0,0,0,null,null,null,5.3,"00 Exist Non Fossil_Other","Non-Fossil","No","Existing","Non-Fossil Other","Other","---","---","---","---","---","---","---","---","None","None","No",1,1,1,1,1,1,1,1,1,null,0,0,1,0,0,0,0,0,1,0,0,1,0]
["Nov 2018 Updated Ref Case",2035,null,"SPP_WAUE",5600,"ND",null,null,null,null,"Wind",null,0,0,1063.0344986232799,2930.7872892618402,0,0,0,0,0,0,null,null,null,774,"00 Exist Onshore Wind","Non-Fossil","No","Existing","Wind","Renewable","---","---","---","---","---","---","---","---","None","None","No",1,1,1,1,1,1,1,1,1,null,0,0,1,0,0,0,0,0,1,0,0,1,0]
["Nov 2018 Updated Ref Case",2035,null,"NY_Z_J","3158; 3159; 3160; 3161; 3162; 3163; 3164; 3165; 3166","NJ",null,null,null,null,"NaturalGas",null,20.12445947580769,45.458502387762252,2976.1105406399997,6722.6415835200005,1615.90451498008,3650.1153902256433,0.27152254758276473,0.6133336593606753,0,0,null,null,null,906.80000000000018,"00 Exist Combined Cycle","Fossil","Yes","Existing","Combined Cycle","Combined Cycle","---","---","---","---","---","---","---","---","None","None","No",1,1,1,1,1,1,1,1,1,null,0,0,1,0,0,0,0,0,1,0,0,1,0]
["Nov 2018 Updated Ref Case",2035,null,"WECC_NM","5251; 5251","NM",null,null,null,null,"Non-Fossil",null,5.1693681599999999E-2,0.12311265130164001,7.2705599999999997,17.315422124000001,0,0,0,0,0,0,null,null,null,2.2000000000000002,"00 Exist Non Fossil_Other","Non-Fossil","No","Existing","Non-Fossil Other","Other","---","---","---","---","---","---","---","---","None","None","No",1,1,1,1,1,1,1,1,1,null,0,0,1,0,0,0,0,0,1,0,0,1,0]
["Nov 2018 Updated Ref Case",2035,null,"NY_Z_B",10528,"NY",null,null,null,null,"NaturalGas",null,0,0.73291722417144001,0,66.936747600000004,0,42.904974302996102,0,2.1987516725143201E-2,0,0,null,null,null,37,"00 Ret.C2G","Fossil","Yes","Existing","O/G Steam","O/G Steam","---","---","---","---","---","New","---","---","None","None","No",1,1,1,1,1,1,1,1,1,null,0,0,1,0,0,0,0,0,1,0,0,1,0]
["Nov 2018 Updated Ref Case",2035,null,"NY_Z_F","2873; 2874; 2876; 2877","NY",null,null,null,null,"NaturalGas",null,58.4625362370791,123.40565888684033,8088.7769330739993,17113.511406236001,3437.8859737829116,7255.9558538904166,0.28380043599217802,0.58014488875757686,0,0,null,null,null,2497.3999999999996,"00 Exist Combined Cycle","Fossil","Yes","Existing","Combined Cycle","Combined Cycle","---","---","---","---","---","---","---","---","None","None","No",1,1,1,1,1,1,1,1,1,null,0,0,1,0,0,0,0,0,1,0,0,1,0]
["Nov 2018 Updated Ref Case",2035,null,"PJM_ATSI","3490; 3491; 3492","OH",null,null,null,null,"NaturalGas",null,46.320184565662998,110.61803319517401,6694.5990594320001,15792.786130856,2711.583604473909,6475.5796632454903,0.23759159541215008,0.57000487018175905,0,0,null,null,null,2202.1,"00 Exist Combined Cycle","Fossil","Yes","Existing","Combined Cycle","Combined Cycle","---","---","---","---","---","---","---","---","None","None","No",1,1,1,1,1,1,1,1,1,null,0,0,1,0,0,0,0,0,1,0,0,1,0]
["Nov 2018 Updated Ref Case",2035,null,"SPP_WEST",5497,"OK",null,null,null,null,"Coal",null,8.9313939028862794,8.9313939028862794,722.44686863599998,722.44686863599998,919.47814149129795,919.47814149129795,0.39297714875962703,0.39297714875962703,0.47432050117050001,0.47432050117050001,null,null,null,320,"00 Exist FBC_DSI","Fossil","Yes","Existing","Coal Steam","Coal","---","Existing","---","---","---","---","---","---","None","Existing","No",1,1,1,1,1,1,1,1,1,null,0,0,1,0,0,0,0,0,1,0,0,1,0]
["Nov 2018 Updated Ref Case",2035,null,"PJM_AP",30925,"PA",null,null,null,null,"NaturalGas",null,27.636443580956879,68.627862772238814,4457.4909001543347,11069.010124554648,1617.8374072292152,4017.4750866868608,0.15200043969526134,0.37745324524730944,0,0,null,null,null,1452.3972764617877,"00 New Combined Cycle","Fossil","Yes","New","Combined Cycle","Combined Cycle","---","---","---","---","---","---","---","---","None","None","No",1,1,1,1,1,1,1,1,1,null,0,0,1,0,0,0,0,0,1,0,0,1,0]
["Nov 2018 Updated Ref Case",2035,null,"PJM_WMAC","3703; 3811","PA",null,null,null,null,"NaturalGas",null,47.5188757396906,145.33059788496081,4483.5023444999997,13600.423085562001,2781.75498580148,8507.6532001856103,2.2541364668300297,6.9317889789472202,0,0,null,null,null,2805,"00 Exist Oil/Gas Steam","Fossil","Yes","Existing","O/G Steam","O/G Steam","---","---","---","---","---","---","---","---","None","None","No",1,1,1,1,1,1,1,1,1,null,0,0,1,0,0,0,0,0,1,0,0,1,0]
["Nov 2018 Updated Ref Case",2035,null,"S_VACA","5393; 5394; 5395; 5396; 5397; 5398","SC",null,null,null,null,"Nuclear",null,213.47641548516208,487.89592759504626,20416.642643952,46661.814039311997,0,0,0,0,0,0,null,null,null,5835.2,"00 Exist Nuclear","Non-Fossil","No","Existing","Nuclear","Nuclear","---","---","---","---","---","---","---","---","None","None","No",1,1,1,1,1,1,1,1,1,null,0,0,1,0,0,0,0,0,1,0,0,1,0]
["Nov 2018 Updated Ref Case",2035,null,"MIS_MAPP","1151; 1152; 1153; 1155","SD",null,null,null,null,"*Unit Did Not Operate",null,0,0,0,0,0,0,0,0,0,0,null,null,null,23.7,"00 Exist Combustion Turbine","Fossil","No","Existing","Combustion Turbine","Combustion Turbine","---","---","---","---","---","---","---","---","None","None","No",1,1,1,1,1,1,1,1,1,null,0,0,1,0,0,0,0,0,1,0,0,1,0]
["Nov 2018 Updated Ref Case",2035,null,"MIS_WOTA",2598,"TX",null,null,null,null,"NaturalGas",null,0.85101221282189998,2.00018014511094,93.982574580000005,220.89234070800001,49.818254938594002,117.090545694794,4.0465630719681303E-2,9.5108565900025199E-2,0,0,null,null,null,61,"00 Exist Combustion Turbine","Fossil","Yes","Existing","Combustion Turbine","Combustion Turbine","---","---","---","---","---","---","---","---","None","None","No",1,1,1,1,1,1,1,1,1,null,0,0,1,0,0,0,0,0,1,0,0,1,0]
["Nov 2018 Updated Ref Case",2035,null,"WECC_UT","3482; 3483; 3484; 3485; 3486; 3487","UT",null,null,null,null,"NaturalGas",null,12.086922816672677,67.403936430067404,1679.4699212310002,9192.4367282259991,707.56846168801826,3945.826438616145,6.5337128840216169E-2,0.41797822676699065,0,0,null,null,null,1830,"00 Exist Combined Cycle","Fossil","Yes","Existing","Combined Cycle","Combined Cycle","---","---","---","---","---","---","---","---","None","None","No",1,1,1,1,1,1,1,1,1,null,0,0,1,0,0,0,0,0,1,0,0,1,0]
["Nov 2018 Updated Ref Case",2035,null,"PJM_AP",4607,"VA",null,null,null,null,"Hydro",null,0,0,1.8588158720000001,4.4314451320000003,0,0,0,0,0,0,null,null,null,1.1000000000000001,"00 Exist Hydro","Non-Fossil","No","Existing","Hydro","Renewable","---","---","---","---","---","---","---","---","None","None","No",1,1,1,1,1,1,1,1,1,null,0,0,1,0,0,0,0,0,1,0,0,1,0]
["Nov 2018 Updated Ref Case",2035,null,"PJM_West",3686,"VA",null,null,null,null,"NaturalGas",null,3.2232777542964501,7.2717406418251098,286.61548588800002,646.60685059800005,188.690679736514,425.68769717244197,0.23683033299693201,0.53429114365810004,0,0,null,null,null,460,"00 Exist Oil/Gas Steam_SNCR","Fossil","Yes","Existing","O/G Steam","O/G Steam","---","---","---","Existing","---","---","---","---","Existing","None","No",1,1,1,1,1,1,1,1,1,null,0,0,1,0,0,0,0,0,1,0,0,1,0]
["Nov 2018 Updated Ref Case",2035,null,"MIS_MNWI","2197; 2208","WI",null,null,null,null,"*Unit Did Not Operate",null,0,0,0,0,0,0,0,0,0,0,null,null,null,161,"00 Exist Combustion Turbine","Fossil","Yes","Existing","Combustion Turbine","Combustion Turbine","---","---","---","---","---","---","---","---","None","None","No",1,1,1,1,1,1,1,1,1,null,0,0,1,0,0,0,0,0,1,0,0,1,0]
["Nov 2018 Updated Ref Case",2035,null,"WECC_WY","4602; 4603; 4604","WY",null,null,null,null,"Hydro",null,0,0,606.84821212300005,908.56667107199996,0,0,0,0,0,0,null,null,null,305.5,"00 Exist Hydro","Non-Fossil","No","Existing","Hydro","Renewable","---","---","---","---","---","---","---","---","None","None","No",1,1,1,1,1,1,1,1,1,null,0,0,1,0,0,0,0,0,1,0,0,1,0]
["Nov 2018 Updated Ref Case",2040,null,"MIS_AR","2610; 2612","AR",null,null,null,null,"*Unit Did Not Operate",null,0,0,0,0,0,0,0,0,0,0,null,null,null,138,"00 Exist Combustion Turbine","Fossil","Yes","Existing","Combustion Turbine","Combustion Turbine","---","---","---","---","---","---","---","---","None","None","No",1,1,1,1,1,1,1,1,1,null,0,0,1,0,0,0,0,0,1,0,0,1,0]
["Nov 2018 Updated Ref Case",2040,null,"WEC_BANC","3576; 3578; 3579; 3580; 3582; 3583; 3584; 3585","CA",null,null,null,null,"NaturalGas",null,11.718119140210584,32.659755024282447,1661.1609716759999,4522.024560758,685.97869446792743,1914.1329759318241,3.2918280843604632E-2,0.11083054339219627,0,0,null,null,null,1144.8,"00 Exist Combined Cycle","Fossil","Yes","Existing","Combined Cycle","Combined Cycle","---","---","---","---","---","---","---","---","None","None","No",1,1,1,1,1,1,1,1,1,null,0,0,1,0,0,0,0,0,1,0,0,1,0]
["Nov 2018 Updated Ref Case",2040,null,"WEC_LADW","272; 274; 275; 276","CA",null,null,null,null,"*Unit Did Not Operate",null,0,0,0,0,0,0,0,0,0,0,null,null,null,17.100000000000001,"00 Exist Combustion Turbine","Fossil","No","Existing","Combustion Turbine","Combustion Turbine","---","---","---","---","---","---","---","---","None","None","No",1,1,1,1,1,1,1,1,1,null,0,0,1,0,0,0,0,0,1,0,0,1,0]
["Nov 2018 Updated Ref Case",2040,null,"WECC_IID","36662; 36663; 36664; 36677","CA",null,null,null,null,"Wind",null,0,0,563.9579601145615,1415.2297513611379,0,0,0,0,0,0,null,null,null,379.86,"00 New Onshore Wind","Non-Fossil","No","New","Wind","Renewable","---","---","---","---","---","---","---","---","None","None","No",1,1,1,1,1,1,1,1,1,null,0,0,1,0,0,0,0,0,1,0,0,1,0]
["Nov 2018 Updated Ref Case",2040,null,"WECC_CO","36265; 36271","CO",null,null,null,null,"Solar",null,0,0,2835.7410127019202,5324.7601481832608,0,0,0,0,0,0,null,null,null,2743.6529949999999,"00 New Solar PV","Non-Fossil","No","New","Solar PV","Renewable","---","---","---","---","---","---","---","---","None","None","No",1,1,1,1,1,1,1,1,1,null,0,0,1,0,0,0,0,0,1,0,0,1,0]
["Nov 2018 Updated Ref Case",2040,null,"PJM_EMAC",4986,"DE",null,null,null,null,"Solar",null,0,0,26.736524716738099,52.803193133047202,0,0,0,0,0,0,null,null,null,30.9,"00 Exist Solar PV","Non-Fossil","No","Existing","Solar PV","Renewable","---","---","---","---","---","---","---","---","None","None","No",1,1,1,1,1,1,1,1,1,null,0,0,1,0,0,0,0,0,1,0,0,1,0]
["Nov 2018 Updated Ref Case",2040,null,"S_C_TVA",4522,"GA",null,null,null,null,"Hydro",null,0,0,21.132572585999998,52.017444239,0,0,0,0,0,0,null,null,null,37.4,"00 Exist Hydro","Non-Fossil","No","Existing","Hydro","Renewable","---","---","---","---","---","---","---","---","None","None","No",1,1,1,1,1,1,1,1,1,null,0,0,1,0,0,0,0,0,1,0,0,1,0]
["Nov 2018 Updated Ref Case",2040,null,"S_SOU","4783; 4784; 4785; 4786; 4787; 4788; 4789","GA",null,null,null,null,"LF Gas",null,1.1622520851123201,2.5369820167607271,84.889620100000016,185.29838946800001,66.979425412937871,146.20373664390391,0.13994677356837443,0.30547800463815905,0,0,null,null,null,31.8,"00 Exist Landfill Gas","Non-Fossil","No","Existing","Landfill Gas","Other","---","---","---","---","---","---","---","---","None","None","No",1,1,1,1,1,1,1,1,1,null,0,0,1,0,0,0,0,0,1,0,0,1,0]
["Nov 2018 Updated Ref Case",2040,null,"WECC_PNW","5194; 5194","ID",null,null,null,null,"Non-Fossil",null,1.0184666544000001,2.4296753520000003,89.229600000000005,212.86799999999999,0,0,0,0,0,0,null,null,null,27,"00 Exist Non Fossil_Other","Non-Fossil","No","Existing","Non-Fossil Other","Other","---","---","---","---","---","---","---","---","None","None","No",1,1,1,1,1,1,1,1,1,null,0,0,1,0,0,0,0,0,1,0,0,1,0]
["Nov 2018 Updated Ref Case",2040,null,"MIS_IL","4460; 4461","IL",null,null,null,null,"Hydro",null,0,0,22.797955866999999,53.987555033,0,0,0,0,0,0,null,null,null,10.4,"00 Exist Hydro","Non-Fossil","No","Existing","Hydro","Renewable","---","---","---","---","---","---","---","---","None","None","No",1,1,1,1,1,1,1,1,1,null,0,0,1,0,0,0,0,0,1,0,0,1,0]
["Nov 2018 Updated Ref Case",2040,null,"PJM_COMD","13741; 13742","IL",null,null,null,null,null,null,null,null,null,null,null,null,null,null,null,null,null,null,null,1133.5463359999999,"00 Nuke Retirement","Retired","No","Retired","Nuclear","Retired","Retired","Retired","Retired","Retired","Retired","Retired","Retired","Retired","Retired","Retired","No",1,1,1,1,1,1,1,1,1,null,0,0,0,0,0,0,0,0,0,0,0,0,0]
["Nov 2018 Updated Ref Case",2040,null,"PJM_West",32140,"IN",null,null,null,null,"NaturalGas",null,9.3019380746312592,21.012542950692559,1500.3125926824612,3389.1198307568643,544.53545488891314,1230.074264333542,5.1160659410471425E-2,0.11556898622880775,0,0,null,null,null,444.69074955770793,"00 New Combined Cycle","Fossil","Yes","New","Combined Cycle","Combined Cycle","---","---","---","---","---","---","---","---","None","None","No",1,1,1,1,1,1,1,1,1,null,0,0,1,0,0,0,0,0,1,0,0,1,0]
["Nov 2018 Updated Ref Case",2040,null,"PJM_West","10593; 10641; 12896; 12899; 13981","KY",null,null,null,null,null,null,null,null,null,null,null,null,null,null,null,null,null,null,null,1387,"00 Coal Retirement","Retired","No","Retired","Coal Steam","Retired","Retired","Retired","Retired","Retired","Retired","Retired","Retired","Retired","Retired","Retired","No",1,1,1,1,1,1,1,1,1,null,0,0,0,0,0,0,0,0,0,0,0,0,0]
["Nov 2018 Updated Ref Case",2040,null,"MIS_LA",27834,"LA",null,null,null,null,"Hydro",null,0,0,1022.516353668,3097.7323600499999,0,0,0,0,0,0,null,null,null,643.11771599999997,"00 New Hydro","Non-Fossil","No","New","Hydro","Renewable","---","---","---","---","---","---","---","---","None","None","No",1,1,1,1,1,1,1,1,1,null,0,0,1,0,0,0,0,0,1,0,0,1,0]
["Nov 2018 Updated Ref Case",2040,null,"NENGREST",5892,"MA",null,null,null,null,null,null,null,null,null,null,null,null,null,null,null,null,null,null,null,16,"00 Biomass Retirement","Retired","No","Retired","Biomass","Retired","Retired","Retired","Retired","Retired","Retired","Retired","Retired","Retired","Retired","Retired","No",1,1,1,1,1,1,1,1,1,null,0,0,0,0,0,0,0,0,0,0,0,0,0]
["Nov 2018 Updated Ref Case",2040,null,"PJM_EMAC",4987,"MD",null,null,null,null,"Solar",null,0,0,116.825946940766,213.60828543554001,0,0,0,0,0,0,null,null,null,129.30000000000001,"00 Exist Solar PV","Non-Fossil","No","Existing","Solar PV","Renewable","---","---","---","---","---","---","---","---","None","None","No",1,1,1,1,1,1,1,1,1,null,0,0,1,0,0,0,0,0,1,0,0,1,0]
["Nov 2018 Updated Ref Case",2040,null,"MIS_LMI",27932,"MI",null,null,null,null,"Solar",null,0,0,1941.2893116719999,3280.590014976,0,0,0,0,0,0,null,null,null,2264.7600000000002,"00 New Solar PV","Non-Fossil","No","New","Solar PV","Renewable","---","---","---","---","---","---","---","---","None","None","No",1,1,1,1,1,1,1,1,1,null,0,0,1,0,0,0,0,0,1,0,0,1,0]
["Nov 2018 Updated Ref Case",2040,null,"MIS_MNWI",28677,"MN",null,null,null,null,"NaturalGas",null,4.2172919999999996,9.5266199999999994,674.76671999999996,1524.2592,246.88027367999999,557.68833480000001,2.3195105999999799E-2,5.2396409999999401E-2,0,0,null,null,null,200,"00 New Combined Cycle","Fossil","Yes","New","Combined Cycle","Combined Cycle","---","---","---","---","---","---","---","---","None","None","No",1,1,1,1,1,1,1,1,1,null,0,0,1,0,0,0,0,0,1,0,0,1,0]
["Nov 2018 Updated Ref Case",2040,null,"S_D_AECI",4939,"MO",null,null,null,null,"LF Gas",null,0.10090936643500199,0.25001829753825,7.0853367809999996,17.554999124999998,5.8153058782827296,14.408304468831799,1.2150496812438599E-2,3.01047032065807E-2,0,0,null,null,null,3.8,"00 Exist Landfill Gas","Non-Fossil","No","Existing","Landfill Gas","Other","---","---","---","---","---","---","---","---","None","None","No",1,1,1,1,1,1,1,1,1,null,0,0,1,0,0,0,0,0,1,0,0,1,0]
["Nov 2018 Updated Ref Case",2040,null,"MIS_D_MS","2617; 2618; 2621; 2622; 2623","MS",null,null,null,null,"*Unit Did Not Operate",null,0,0,0,0,0,0,0,0,0,0,null,null,null,812,"00 Exist Combustion Turbine","Fossil","Yes","Existing","Combustion Turbine","Combustion Turbine","---","---","---","---","---","---","---","---","None","None","No",1,1,1,1,1,1,1,1,1,null,0,0,1,0,0,0,0,0,1,0,0,1,0]
["Nov 2018 Updated Ref Case",2040,null,"S_C_TVA",1620,"MS",null,null,null,null,"NaturalGas",null,0.12363232847616,0.53449742848740001,10.200687168,44.100447895000002,7.2374365089944099,31.289479463652398,2.06342356226711E-3,8.9207620814546994E-3,0,0,null,null,null,293.2,"00 Exist Combustion Turbine","Fossil","Yes","Existing","Combustion Turbine","Combustion Turbine","---","---","---","---","---","---","---","---","None","None","No",1,1,1,1,1,1,1,1,1,null,0,0,1,0,0,0,0,0,1,0,0,1,0]
["Nov 2018 Updated Ref Case",2040,null,"S_C_TVA",32744,"NC",null,null,null,null,"NaturalGas",null,0.19161088278377972,0.31182634303795825,22.410629565354352,36.470917314381175,11.216901078162458,18.254314121442178,1.0538598553107789E-3,1.7150448867087555E-3,0,0,null,null,null,31.729178284084416,"00 New Combustion Turbine","Fossil","Yes","New","Combustion Turbine","Combustion Turbine","---","---","---","---","---","---","---","---","None","None","No",1,1,1,1,1,1,1,1,1,null,0,0,1,0,0,0,0,0,1,0,0,1,0]
["Nov 2018 Updated Ref Case",2040,null,"SPP_NEBR",13462,"NE",null,null,null,null,"Coal",null,20.251248893019,46.145264682103999,2046.5025004080001,4663.2383046000004,2169.9213188869899,4944.4651106874398,2.02593493925762,4.6163722787976802,0.81004995572076099,1.8458105872841599,null,null,null,647.21354399999996,"00 Ret.ExistACI_DSI & DryFGD","Fossil","Yes","Existing","Coal Steam","Coal","New","---","---","---","Existing","---","---","---","None","New","No",1,1,1,1,1,1,1,1,1,null,0,0,1,0,0,0,0,0,1,0,0,1,0]
["Nov 2018 Updated Ref Case",2040,null,"PJM_EMAC","919; 923; 924; 964; 965; 966; 967; 968; 969; 970; 971; 977; 978; 979; 980; 985; 986; 987; 988; 989; 991; 992; 993; 994; 995","NJ",null,null,null,null,"NaturalGas",null,2.4285949534105256,2.4285949534105256,222.21832589999997,222.21832589999997,142.16994857265232,142.16994857265232,5.6073814220841428E-2,5.6073814220841428E-2,0,0,null,null,null,1660.6,"00 Exist Combustion Turbine","Fossil","Yes","Existing","Combustion Turbine","Combustion Turbine","---","---","---","---","---","---","---","---","None","None","No",1,1,1,1,1,1,1,1,1,null,0,0,1,0,0,0,0,0,1,0,0,1,0]
["Nov 2018 Updated Ref Case",2040,null,"WECC_NNV",4195,"NV",null,null,null,null,"Coal",null,4.4295385222742301,8.05894007389991,436.96739886300003,795.00247350300003,474.62505266168398,863.51542891837596,0.108346512254828,0.197121674207592,0.15503384827959801,0.28206290258649702,null,null,null,218,"00 Exist Coal Steam_DryFGD_SCR_ACI","Fossil","Yes","Existing","Coal Steam","Coal","Existing","---","Existing","---","Existing","---","---","---","Existing","Existing","Yes",1,1,1,1,1,1,1,1,1,null,0,0,1,0,0,0,0,0,1,0,0,1,0]
["Nov 2018 Updated Ref Case",2040,null,"NY_Z_B",30283,"NY",null,null,null,null,"Solar",null,0,0,4.8362748,7.8710927999999996,0,0,0,0,0,0,null,null,null,6,"00 New Solar PV","Non-Fossil","No","New","Solar PV","Renewable","---","---","---","---","---","---","---","---","None","None","No",1,1,1,1,1,1,1,1,1,null,0,0,1,0,0,0,0,0,1,0,0,1,0]
["Nov 2018 Updated Ref Case",2040,null,"NY_Z_F","30606; 30607; 30608; 30609; 30610; 30611; 30631","NY",null,null,null,null,"Wind",null,0,0,1413.8098612335339,4012.9959580129134,0,0,0,0,0,0,null,null,null,1052.8800000000001,"00 New Onshore Wind","Non-Fossil","No","New","Wind","Renewable","---","---","---","---","---","---","---","---","None","None","No",1,1,1,1,1,1,1,1,1,null,0,0,1,0,0,0,0,0,1,0,0,1,0]
["Nov 2018 Updated Ref Case",2040,null,"NY_Z_K",30838,"NY",null,null,null,null,"Solar",null,0,0,752.14102428937997,1346.0692199591399,0,0,0,0,0,0,null,null,null,877.13279899999998,"00 New Solar PV","Non-Fossil","No","New","Solar PV","Renewable","---","---","---","---","---","---","---","---","None","None","No",1,1,1,1,1,1,1,1,1,null,0,0,1,0,0,0,0,0,1,0,0,1,0]
["Nov 2018 Updated Ref Case",2040,null,"SPP_WEST","4923; 4924","OK",null,null,null,null,"LF Gas",null,5.1356421954552006E-2,0.13035965125869398,3.7024311120000002,9.3979995140000003,2.9596192408188697,7.5124963423872799,6.1838267675476104E-3,1.5696605608059348E-2,0,0,null,null,null,2.8,"00 Exist Landfill Gas","Non-Fossil","No","Existing","Landfill Gas","Other","---","---","---","---","---","---","---","---","None","None","No",1,1,1,1,1,1,1,1,1,null,0,0,1,0,0,0,0,0,1,0,0,1,0]
["Nov 2018 Updated Ref Case",2040,null,"PJM_ATSI",31235,"PA",null,null,null,null,"Hydro",null,0,0,75.833667828000003,237.50549033799999,0,0,0,0,0,0,null,null,null,42.853456000000001,"00 New Hydro","Non-Fossil","No","New","Hydro","Renewable","---","---","---","---","---","---","---","---","None","None","No",1,1,1,1,1,1,1,1,1,null,0,0,1,0,0,0,0,0,1,0,0,1,0]
["Nov 2018 Updated Ref Case",2040,null,"PJM_WMAC",32549,"PA",null,null,null,null,"NaturalGas",null,20.70387173124,51.41263794828,3339.3341501999998,8292.3609594000009,1212.0046511467899,3009.6958254923102,0.113871294521819,0.28276950871553702,0,0,null,null,null,1088.0649980000001,"00 New Combined Cycle","Fossil","Yes","New","Combined Cycle","Combined Cycle","---","---","---","---","---","---","---","---","None","None","No",1,1,1,1,1,1,1,1,1,null,0,0,1,0,0,0,0,0,1,0,0,1,0]
["Nov 2018 Updated Ref Case",2040,null,"S_VACA","1730; 1731; 1732; 1733; 1734; 1735; 1736; 1737; 1738; 1739; 1740; 1741; 1742","SC",null,null,null,null,"*Unit Did Not Operate",null,0,0,0,0,0,0,0,0,0,0,null,null,null,172.00000000000003,"00 Exist Combustion Turbine","Fossil","No","Existing","Combustion Turbine","Combustion Turbine","---","---","---","---","---","---","---","---","None","None","No",1,1,1,1,1,1,1,1,1,null,0,0,1,0,0,0,0,0,1,0,0,1,0]
["Nov 2018 Updated Ref Case",2040,null,"S_C_TVA","33034; 33036","TN",null,null,null,null,"Wind",null,0,0,7.2904059376528201,22.69148839581905,0,0,0,0,0,0,null,null,null,5.7,"00 New Onshore Wind","Non-Fossil","No","New","Wind","Renewable","---","---","---","---","---","---","---","---","None","None","No",1,1,1,1,1,1,1,1,1,null,0,0,1,0,0,0,0,0,1,0,0,1,0]
["Nov 2018 Updated Ref Case",2040,null,"ERC_REST","4132; 4132; 4139; 4140; 4141","TX",null,null,null,null,"Coal",null,156.91485929489642,241.57248287098548,14506.898179103999,22334.510454624,16841.0094326377,25943.215562993279,10.78454591691327,16.600907508841708,8.5462934518324634,14.024785922834614,null,null,null,4585,"00 Exist Coal Steam_WetFGD_ACI","Fossil","Yes","Existing","Coal Steam","Coal","Existing","---","---","---","Existing","---","---","---","None","Existing","No",1,1,1,1,1,1,1,1,1,null,0,0,1,0,0,0,0,0,1,0,0,1,0]
["Nov 2018 Updated Ref Case",2040,null,"MIS_WOTA",4927,"TX",null,null,null,null,"LF Gas",null,9.9382510169999994E-2,0.27830400349500001,7.3616674199999999,20.615111370000001,5.7273146785869304,16.038381417413401,1.1966648049569701E-2,3.3510585060833001E-2,0,0,null,null,null,3.4,"00 Exist Landfill Gas","Non-Fossil","No","Existing","Landfill Gas","Other","---","---","---","---","---","---","---","---","None","None","No",1,1,1,1,1,1,1,1,1,null,0,0,1,0,0,0,0,0,1,0,0,1,0]
["Nov 2018 Updated Ref Case",2040,null,"WECC_UT",5051,"UT",null,null,null,null,"Solar",null,0,0,1163.86471391337,2118.1129783420502,0,0,0,0,0,0,null,null,null,858.6,"00 Exist Solar PV","Non-Fossil","No","Existing","Solar PV","Renewable","---","---","---","---","---","---","---","---","None","None","No",1,1,1,1,1,1,1,1,1,null,0,0,1,0,0,0,0,0,1,0,0,1,0]
["Nov 2018 Updated Ref Case",2040,null,"PJM_West",1343,"VA",null,null,null,null,"*Unit Did Not Operate",null,0,0,0,0,0,0,0,0,0,0,null,null,null,2,"00 Exist Combustion Turbine","Fossil","No","Existing","Combustion Turbine","Combustion Turbine","---","---","---","---","---","---","---","---","None","None","No",1,1,1,1,1,1,1,1,1,null,0,0,1,0,0,0,0,0,1,0,0,1,0]
["Nov 2018 Updated Ref Case",2040,null,"MIS_MNWI",28703,"WI",null,null,null,null,"NaturalGas",null,0.31586570801472452,0.58883222837160643,36.943357662540876,68.86926647621128,18.490778547182007,34.47023864887386,1.7372613940809648E-3,3.238577256043798E-3,0,0,null,null,null,70.563863036260912,"00 New Combustion Turbine","Fossil","Yes","New","Combustion Turbine","Combustion Turbine","---","---","---","---","---","---","---","---","None","None","No",1,1,1,1,1,1,1,1,1,null,0,0,1,0,0,0,0,0,1,0,0,1,0]
["Nov 2018 Updated Ref Case",2040,null,"WECC_WY","4161; 4164","WY",null,null,null,null,"*Unit Did Not Operate",null,0,0,0,0,0,0,0,0,0,0,null,null,null,7.0883757530282003E-7,"00 Exist Coal Steam_WetFGD_ACI","Fossil","Yes","Existing","Coal Steam","Coal","Existing","---","---","---","Existing","---","---","---","None","Existing","No",1,1,1,1,1,1,1,1,1,null,0,0,1,0,0,0,0,0,1,0,0,1,0]
["Nov 2018 Updated Ref Case",2045,null,"MIS_AR",4618,"AR",null,null,null,null,"Hydro",null,0,0,407.22169961200001,922.93400384400002,0,0,0,0,0,0,null,null,null,243.4,"00 Exist Hydro","Non-Fossil","No","Existing","Hydro","Renewable","---","---","---","---","---","---","---","---","None","None","No",1,1,1,1,1,1,1,1,1,null,0,0,1,0,0,0,0,0,1,0,0,1,0]
["Nov 2018 Updated Ref Case",2045,null,"WECC_AZ","11190; 11200","AZ",null,null,null,null,"*Unit Did Not Operate",null,0,0,0,0,0,0,0,0,0,0,null,null,null,385,"00 Ret.C2G","Fossil","Yes","Existing","O/G Steam","O/G Steam","---","---","---","---","---","New","---","---","None","None","No",1,1,1,1,1,1,1,1,1,null,0,0,1,0,0,0,0,0,1,0,0,1,0]
["Nov 2018 Updated Ref Case",2045,null,"WEC_LADW","4649; 4650","CA",null,null,null,null,"LF Gas",null,0.55737824017499993,0.94511149722900001,41.28727705,70.008259054000007,32.121150603045059,54.465830473810058,6.5854242440174203E-3,1.1166492587945359E-2,0,0,null,null,null,21,"00 Exist Landfill Gas","Non-Fossil","No","Existing","Landfill Gas","Other","---","---","---","---","---","---","---","---","None","None","No",1,1,1,1,1,1,1,1,1,null,0,0,1,0,0,0,0,0,1,0,0,1,0]
["Nov 2018 Updated Ref Case",2045,null,"WECC_IID",36626,"CA",null,null,null,null,"Solar",null,0,0,3.1463163000000001,6.1931295000000004,0,0,0,0,0,0,null,null,null,3,"00 New Solar PV","Non-Fossil","No","New","Solar PV","Renewable","---","---","---","---","---","---","---","---","None","None","No",1,1,1,1,1,1,1,1,1,null,0,0,1,0,0,0,0,0,1,0,0,1,0]
["Nov 2018 Updated Ref Case",2045,null,"WECC_CO","5215; 5215; 5216; 5216; 5217; 5217","CO",null,null,null,null,"Non-Fossil",null,0.31972818443722778,0.76283030152419184,38.000114021999998,90.663381496000014,0,0,0,0,0,0,null,null,null,19.100000000000001,"00 Exist Non Fossil_Other","Non-Fossil","No","Existing","Non-Fossil Other","Other","---","---","---","---","---","---","---","---","None","None","No",1,1,1,1,1,1,1,1,1,null,0,0,1,0,0,0,0,0,1,0,0,1,0]
["Nov 2018 Updated Ref Case",2045,null,"PJM_EMAC","3049; 3051; 3063; 3064","DE",null,null,null,null,"NaturalGas",null,7.7632979354412406,10.235528302098921,981.98780257999988,1325.8646114969999,454.46346114073026,599.18782680487197,0.11263743346010416,0.12876029155362609,0,0,null,null,null,1496,"00 Exist Combined Cycle","Fossil","Yes","Existing","Combined Cycle","Combined Cycle","---","---","---","---","---","---","---","---","None","None","No",1,1,1,1,1,1,1,1,1,null,0,0,1,0,0,0,0,0,1,0,0,1,0]
["Nov 2018 Updated Ref Case",2045,null,"S_SOU","3255; 3264","FL",null,null,null,null,"NaturalGas",null,7.59872518333174,23.352448931412077,1035.7595642880001,3192.2096268199998,445.53449470228998,1368.879341620519,0.13408470710574172,0.41360634163810001,0,0,null,null,null,716.9,"00 Exist Combined Cycle","Fossil","Yes","Existing","Combined Cycle","Combined Cycle","---","---","---","---","---","---","---","---","None","None","No",1,1,1,1,1,1,1,1,1,null,0,0,1,0,0,0,0,0,1,0,0,1,0]
["Nov 2018 Updated Ref Case",2045,null,"S_C_TVA",33009,"GA",null,null,null,null,"Wind",null,0,0,0.83509292933360801,2.5851686389078798,0,0,0,0,0,0,null,null,null,0.66,"00 New Onshore Wind","Non-Fossil","No","New","Wind","Renewable","---","---","---","---","---","---","---","---","None","None","No",1,1,1,1,1,1,1,1,1,null,0,0,1,0,0,0,0,0,1,0,0,1,0]
["Nov 2018 Updated Ref Case",2045,null,"MIS_IA",1986,"IA",null,null,null,null,"*Unit Did Not Operate",null,0,0,0,0,0,0,0,0,0,0,null,null,null,70.3,"00 Exist Combustion Turbine","Fossil","Yes","Existing","Combustion Turbine","Combustion Turbine","---","---","---","---","---","---","---","---","None","None","No",1,1,1,1,1,1,1,1,1,null,0,0,1,0,0,0,0,0,1,0,0,1,0]
["Nov 2018 Updated Ref Case",2045,null,"WECC_PNW",6977,"ID",null,null,null,null,null,null,null,null,null,null,null,null,null,null,null,null,null,null,null,132,"00 CT Retirement","Retired","No","Retired","Combustion Turbine","Retired","Retired","Retired","Retired","Retired","Retired","Retired","Retired","Retired","Retired","Retired","No",1,1,1,1,1,1,1,1,1,null,0,0,0,0,0,0,0,0,0,0,0,0,0]
["Nov 2018 Updated Ref Case",2045,null,"PJM_COMD","5139; 5139","IL",null,null,null,null,"Non-Fossil",null,2.7145547536799999E-2,6.1947920714819998E-2,2.33610564,5.3311463610000001,0,0,0,0,0,0,null,null,null,3,"00 Exist Non Fossil_Other","Non-Fossil","No","Existing","Non-Fossil Other","Other","---","---","---","---","---","---","---","---","None","None","No",1,1,1,1,1,1,1,1,1,null,0,0,1,0,0,0,0,0,1,0,0,1,0]
["Nov 2018 Updated Ref Case",2045,null,"MIS_INKY","7057; 7060","IN",null,null,null,null,null,null,null,null,null,null,null,null,null,null,null,null,null,null,null,288,"00 CT Retirement","Retired","No","Retired","Combustion Turbine","Retired","Retired","Retired","Retired","Retired","Retired","Retired","Retired","Retired","Retired","Retired","No",1,1,1,1,1,1,1,1,1,null,0,0,0,0,0,0,0,0,0,0,0,0,0]
["Nov 2018 Updated Ref Case",2045,null,"PJM_West","5675; 5676","KY",null,null,null,null,"Coal",null,28.546752620947743,49.506749188659001,2639.6619948039997,4589.0400534279997,2956.9184820923901,5127.78016162937,1.5752466975300319,2.696886194894117,1.3304367131186809,2.282723511224277,null,null,null,900,"00 Exist Coal Steam_WetFGD_SCR","Fossil","Yes","Existing","Coal Steam","Coal","Existing","---","Existing","---","---","---","---","---","Existing","Existing","Yes",1,1,1,1,1,1,1,1,1,null,0,0,1,0,0,0,0,0,1,0,0,1,0]
["Nov 2018 Updated Ref Case",2045,null,"MIS_AMSO","5106; 5106; 5295; 5295; 5296; 5296","LA",null,null,null,null,"Non-Fossil",null,0.29588221502948198,0.70743280820556598,31.750425478,75.912952914000002,0,0,0,0,0,0,null,null,null,72,"00 Exist Non Fossil_Other","Non-Fossil","No","Existing","Non-Fossil Other","Other","---","---","---","---","---","---","---","---","None","None","No",1,1,1,1,1,1,1,1,1,null,0,0,1,0,0,0,0,0,1,0,0,1,0]
["Nov 2018 Updated Ref Case",2045,null,"NENGREST","4890; 4891; 4892; 4893; 4894","MA",null,null,null,null,"LF Gas",null,1.0128161394840001,2.388371027317802,69.686418580000009,164.330934955,58.367581302323401,137.63943393329765,7.0071812025303895E-2,0.16523974986462581,0,0,null,null,null,25.200000000000003,"00 Exist Landfill Gas","Non-Fossil","No","Existing","Landfill Gas","Other","---","---","---","---","---","---","---","---","None","None","No",1,1,1,1,1,1,1,1,1,null,0,0,1,0,0,0,0,0,1,0,0,1,0]
["Nov 2018 Updated Ref Case",2045,null,"PJM_SMAC",3809,"MD",null,null,null,null,"NaturalGas",null,2.4067272188400001E-2,7.1464840475200006E-2,2.899671348,8.6102217440000004,2.4613280303228402,7.3086145229595196,1.4888217552738599E-3,4.4208753033480796E-3,0,0,null,null,null,2,"00 Exist Oil/Gas Steam","Fossil","No","Existing","O/G Steam","O/G Steam","---","---","---","---","---","---","---","---","None","None","No",1,1,1,1,1,1,1,1,1,null,0,0,1,0,0,0,0,0,1,0,0,1,0]
["Nov 2018 Updated Ref Case",2045,null,"MIS_LMI","1052; 1054; 1055; 1056; 1057; 1069; 1073; 1074; 1075; 1079; 1080; 1095; 1104; 1105; 1106; 1107; 1115","MI",null,null,null,null,"*Unit Did Not Operate",null,0,0,0,0,0,0,0,0,0,0,null,null,null,340.29999999999995,"00 Exist Combustion Turbine","Fossil","No","Existing","Combustion Turbine","Combustion Turbine","---","---","---","---","---","---","---","---","None","None","No",1,1,1,1,1,1,1,1,1,null,0,0,1,0,0,0,0,0,1,0,0,1,0]
["Nov 2018 Updated Ref Case",2045,null,"MIS_MNWI","4569; 4572; 4573; 4575; 4576","MN",null,null,null,null,"Hydro",null,0,0,318.94808052400003,688.8696485779999,0,0,0,0,0,0,null,null,null,138.30000000000001,"00 Exist Hydro","Non-Fossil","No","Existing","Hydro","Renewable","---","---","---","---","---","---","---","---","None","None","No",1,1,1,1,1,1,1,1,1,null,0,0,1,0,0,0,0,0,1,0,0,1,0]
["Nov 2018 Updated Ref Case",2045,null,"MIS_MO",5036,"MO",null,null,null,null,"Solar",null,0,0,7.2872072117495197,14.3600819883796,0,0,0,0,0,0,null,null,null,9.1,"00 Exist Solar PV","Non-Fossil","No","Existing","Solar PV","Renewable","---","---","---","---","---","---","---","---","None","None","No",1,1,1,1,1,1,1,1,1,null,0,0,1,0,0,0,0,0,1,0,0,1,0]
["Nov 2018 Updated Ref Case",2045,null,"SPP_WEST",4128,"MO",null,null,null,null,"Coal",null,7.0938424846797998,10.934181084704999,669.23042308300001,1031.5265174250001,761.52281847290601,1173.7825325696599,0.387749430212598,0.59766233808997504,0.45389245550942298,0.69961270104878204,null,null,null,240,"00 Exist Coal Steam_WetFGD_SNCR_ACI","Fossil","Yes","Existing","Coal Steam","Coal","Existing","---","---","Existing","Existing","---","---","---","Existing","Existing","Yes",1,1,1,1,1,1,1,1,1,null,0,0,1,0,0,0,0,0,1,0,0,1,0]
["Nov 2018 Updated Ref Case",2045,null,"MIS_D_MS","3539; 3540; 3542","MS",null,null,null,null,"*Unit Did Not Operate",null,0,0,0,0,0,0,0,0,0,0,null,null,null,55.3,"00 Exist Combined Cycle","Fossil","No","Existing","Combined Cycle","Combined Cycle","---","---","---","---","---","---","---","---","None","None","No",1,1,1,1,1,1,1,1,1,null,0,0,1,0,0,0,0,0,1,0,0,1,0]
["Nov 2018 Updated Ref Case",2045,null,"WECC_MT",36747,"MT",null,null,null,null,"Solar",null,0,0,15.8624229,25.985569300000002,0,0,0,0,0,0,null,null,null,17,"00 New Solar PV","Non-Fossil","No","New","Solar PV","Renewable","---","---","---","---","---","---","---","---","None","None","No",1,1,1,1,1,1,1,1,1,null,0,0,1,0,0,0,0,0,1,0,0,1,0]
["Nov 2018 Updated Ref Case",2045,null,"MIS_MAPP",5492,"ND",null,null,null,null,"Coal",null,2.3512865812700001,4.0020239569580003,162.15769526,276.00165220399998,253.88016861262801,432.11853675254002,0.118834023817386,0.20226229078465699,7.0538597438099995E-2,0.12006071870873999,null,null,null,90,"00 Exist FBC_DryFGD_SNCR_ACI_DSI","Fossil","Yes","Existing","Coal Steam","Coal","Existing","Existing","---","Existing","Existing","---","---","---","Existing","Existing","Yes",1,1,1,1,1,1,1,1,1,null,0,0,1,0,0,0,0,0,1,0,0,1,0]
["Nov 2018 Updated Ref Case",2045,null,"NENGREST",5412,"NH",null,null,null,null,"Nuclear",null,44.968398943755403,102.77434467699599,4300.7267543759999,9829.2219469200008,0,0,0,0,0,0,null,null,null,1250.9000000000001,"00 Exist Nuclear","Non-Fossil","No","Existing","Nuclear","Nuclear","---","---","---","---","---","---","---","---","None","None","No",1,1,1,1,1,1,1,1,1,null,0,0,1,0,0,0,0,0,1,0,0,1,0]
["Nov 2018 Updated Ref Case",2045,null,"WECC_NM",36938,"NM",null,null,null,null,"Hydro",null,0,0,188.54500804200001,362.82790263800001,0,0,0,0,0,0,null,null,null,62.526023000000002,"00 New Hydro","Non-Fossil","No","New","Hydro","Renewable","---","---","---","---","---","---","---","---","None","None","No",1,1,1,1,1,1,1,1,1,null,0,0,1,0,0,0,0,0,1,0,0,1,0]
["Nov 2018 Updated Ref Case",2045,null,"NY_Z_A","5596; 5597","NY",null,null,null,null,"Wind",null,0,0,77.377177667977804,281.27385919540461,0,0,0,0,0,0,null,null,null,135.5,"00 Exist Onshore Wind","Non-Fossil","No","Existing","Wind","Renewable","---","---","---","---","---","---","---","---","None","None","No",1,1,1,1,1,1,1,1,1,null,0,0,1,0,0,0,0,0,1,0,0,1,0]
["Nov 2018 Updated Ref Case",2045,null,"NY_Z_C&E","1651; 1653","NY",null,null,null,null,"*Unit Did Not Operate",null,0,0,0,0,0,0,0,0,0,0,null,null,null,7.1,"00 Exist Combustion Turbine","Fossil","No","Existing","Combustion Turbine","Combustion Turbine","---","---","---","---","---","---","---","---","None","None","No",1,1,1,1,1,1,1,1,1,null,0,0,1,0,0,0,0,0,1,0,0,1,0]
["Nov 2018 Updated Ref Case",2045,null,"NY_Z_J","3826; 3827; 3828; 3829; 3830; 3832; 3833","NY",null,null,null,null,"NaturalGas",null,11.24729038199788,11.50601284150085,1021.6415391339999,1045.3557884009999,658.41637896215548,673.56199174145945,0.41476812299953142,0.42479749914216441,0,0,null,null,null,3295.9296119999999,"00 Exist Oil/Gas Steam","Fossil","Yes","Existing","O/G Steam","O/G Steam","---","---","---","---","---","---","---","---","None","None","No",1,1,1,1,1,1,1,1,1,null,0,0,1,0,0,0,0,0,1,0,0,1,0]
["Nov 2018 Updated Ref Case",2045,null,"PJM_West","5004; 5005","OH",null,null,null,null,"Solar",null,0,0,16.698991546944775,31.413353204172861,0,0,0,0,0,0,null,null,null,21.6,"00 Exist Solar PV","Non-Fossil","No","Existing","Solar PV","Renewable","---","---","---","---","---","---","---","---","None","None","No",1,1,1,1,1,1,1,1,1,null,0,0,1,0,0,0,0,0,1,0,0,1,0]
["Nov 2018 Updated Ref Case",2045,null,"WECC_PNW","3187; 3188","OR",null,null,null,null,"NaturalGas",null,0,0.49406664415680002,0,65.094419520000002,0,28.922661348939002,0,6.5315610357529006E-3,0,0,null,null,null,14.7,"00 Exist Combined Cycle","Fossil","No","Existing","Combined Cycle","Combined Cycle","---","---","---","---","---","---","---","---","None","None","No",1,1,1,1,1,1,1,1,1,null,0,0,1,0,0,0,0,0,1,0,0,1,0]
["Nov 2018 Updated Ref Case",2045,null,"PJM_PENE",31979,"PA",null,null,null,null,"Solar",null,0,0,36.335637838227001,61.799999308431801,0,0,0,0,0,0,null,null,null,46.609068999999998,"00 New Solar PV","Non-Fossil","No","New","Solar PV","Renewable","---","---","---","---","---","---","---","---","None","None","No",1,1,1,1,1,1,1,1,1,null,0,0,1,0,0,0,0,0,1,0,0,1,0]
["Nov 2018 Updated Ref Case",2045,null,"NENGREST",29888,"RI",null,null,null,null,"Solar",null,0,0,1.5449176,2.8575341999999999,0,0,0,0,0,0,null,null,null,2,"00 New Solar PV","Non-Fossil","No","New","Solar PV","Renewable","---","---","---","---","---","---","---","---","None","None","No",1,1,1,1,1,1,1,1,1,null,0,0,1,0,0,0,0,0,1,0,0,1,0]
["Nov 2018 Updated Ref Case",2045,null,"SPP_WAUE",5065,"SD",null,null,null,null,"Solar",null,0,0,1.10786144567219,2.2608793738489901,0,0,0,0,0,0,null,null,null,1,"00 Exist Solar PV","Non-Fossil","No","Existing","Solar PV","Renewable","---","---","---","---","---","---","---","---","None","None","No",1,1,1,1,1,1,1,1,1,null,0,0,1,0,0,0,0,0,1,0,0,1,0]
["Nov 2018 Updated Ref Case",2045,null,"S_C_TVA",1626,"TN",null,null,null,null,"NaturalGas",null,5.8052481808649999E-3,9.9409072731499997E-3,0.54027437700000003,0.92516586999999995,0.33983922850783699,0.58194071177020101,2.3007940115222299E-3,3.9398797795675402E-3,0,0,null,null,null,3.2,"00 Exist Combustion Turbine","Fossil","No","Existing","Combustion Turbine","Combustion Turbine","---","---","---","---","---","---","---","---","None","None","No",1,1,1,1,1,1,1,1,1,null,0,0,1,0,0,0,0,0,1,0,0,1,0]
["Nov 2018 Updated Ref Case",2045,null,"ERC_REST",26492,"TX",null,null,null,null,"NaturalGas",null,42.285791517714003,96.305884143838796,6820.2889544700001,15533.207119974,2475.4102354469801,5637.7464577803203,0.232571853347425,0.52968236279110703,0,0,null,null,null,2051.3232010000002,"00 New Combined Cycle","Fossil","Yes","New","Combined Cycle","Combined Cycle","---","---","---","---","---","---","---","---","None","None","No",1,1,1,1,1,1,1,1,1,null,0,0,1,0,0,0,0,0,1,0,0,1,0]
["Nov 2018 Updated Ref Case",2045,null,"SPP_SPS","2579; 2583","TX",null,null,null,null,"NaturalGas",null,2.1723446893391899E-2,2.1723446893391899E-2,2.0267074439999999,2.0267074439999999,1.2748239107775521,1.2748239107775521,3.4297500055110899E-4,3.4297500055110899E-4,0,0,null,null,null,183.8,"00 Exist Combustion Turbine","Fossil","No","Existing","Combustion Turbine","Combustion Turbine","---","---","---","---","---","---","---","---","None","None","No",1,1,1,1,1,1,1,1,1,null,0,0,1,0,0,0,0,0,1,0,0,1,0]
["Nov 2018 Updated Ref Case",2045,null,"PJM_Dom","4832; 4833; 4834; 4835; 4836; 4837; 4838; 4839","VA",null,null,null,null,"LF Gas",null,2.3366411009722432,5.3411141507217943,168.98714590200001,386.27225882800002,134.65829000792928,307.80306739194623,0.68303636548630575,1.5612903485421648,0,0,null,null,null,125.59999999999971,"00 Exist Landfill Gas","Non-Fossil","No","Existing","Landfill Gas","Other","---","---","---","---","---","---","---","---","None","None","No",1,1,1,1,1,1,1,1,1,null,0,0,1,0,0,0,0,0,1,0,0,1,0]
["Nov 2018 Updated Ref Case",2045,null,"NENGREST",5046,"VT",null,null,null,null,"Solar",null,0,0,52.024620441287901,103.140320075758,0,0,0,0,0,0,null,null,null,70.7,"00 Exist Solar PV","Non-Fossil","No","Existing","Solar PV","Renewable","---","---","---","---","---","---","---","---","None","None","No",1,1,1,1,1,1,1,1,1,null,0,0,1,0,0,0,0,0,1,0,0,1,0]
["Nov 2018 Updated Ref Case",2045,null,"MIS_WUMS",29370,"WI",null,null,null,null,"Solar",null,0,0,919.16933776500605,1593.68719730403,0,0,0,0,0,0,null,null,null,1082.0618460000001,"00 New Solar PV","Non-Fossil","No","New","Solar PV","Renewable","---","---","---","---","---","---","---","---","None","None","No",1,1,1,1,1,1,1,1,1,null,0,0,1,0,0,0,0,0,1,0,0,1,0]
["Nov 2018 Updated Ref Case",2050,null,"S_C_TVA",32783,"AL",null,null,null,null,"Hydro",null,0,0,179.48855287000001,587.06687196099995,0,0,0,0,0,0,null,null,null,118.27932,"00 New Hydro","Non-Fossil","No","New","Hydro","Renewable","---","---","---","---","---","---","---","---","None","None","No",1,1,1,1,1,1,1,1,1,null,0,0,1,0,0,0,0,0,1,0,0,1,0]
["Nov 2018 Updated Ref Case",2050,null,"S_D_AECI",3571,"AR",null,null,null,null,"NaturalGas",null,4.6804996539205002,10.341259086474,601.99352462000002,1330.0654773599999,273.99644974050602,605.37730692218804,2.78021679442878E-2,6.1427078973655597E-2,0,0,null,null,null,429,"00 Exist Combined Cycle","Fossil","Yes","Existing","Combined Cycle","Combined Cycle","---","---","---","---","---","---","---","---","None","None","No",1,1,1,1,1,1,1,1,1,null,0,0,1,0,0,0,0,0,1,0,0,1,0]
["Nov 2018 Updated Ref Case",2050,null,"WEC_BANC",5066,"CA",null,null,null,null,"Solar",null,0,0,164.68970825452499,317.92841057975102,0,0,0,0,0,0,null,null,null,139.69999999999999,"00 Exist Solar PV","Non-Fossil","No","Existing","Solar PV","Renewable","---","---","---","---","---","---","---","---","None","None","No",1,1,1,1,1,1,1,1,1,null,0,0,1,0,0,0,0,0,1,0,0,1,0]
["Nov 2018 Updated Ref Case",2050,null,"WEC_LADW",4944,"CA",null,null,null,null,"Pumps",null,0,0,167.625808011,399.89163363799997,0,0,0,0,0,0,null,null,null,1626.6,"00 Exist Pump Storage","Non-Fossil","No","Existing","Pumped Storage","Other","---","---","---","---","---","---","---","---","None","None","No",1,1,1,1,1,1,1,1,1,null,0,0,1,0,0,0,0,0,1,0,0,1,0]
["Nov 2018 Updated Ref Case",2050,null,"WECC_PNW",4479,"CA",null,null,null,null,"Hydro",null,0,0,179.613489528,321.30426924,0,0,0,0,0,0,null,null,null,91.7,"00 Exist Hydro","Non-Fossil","No","Existing","Hydro","Renewable","---","---","---","---","---","---","---","---","None","None","No",1,1,1,1,1,1,1,1,1,null,0,0,1,0,0,0,0,0,1,0,0,1,0]
["Nov 2018 Updated Ref Case",2050,null,"WECC_CO",5546,"CO",null,null,null,null,"Wind",null,0,0,3265.9359254187102,9402.7704656443893,0,0,0,0,0,0,null,null,null,3128.1,"00 Exist Onshore Wind","Non-Fossil","No","Existing","Wind","Renewable","---","---","---","---","---","---","---","---","None","None","No",1,1,1,1,1,1,1,1,1,null,0,0,1,0,0,0,0,0,1,0,0,1,0]
["Nov 2018 Updated Ref Case",2050,null,"PJM_EMAC",4986,"DE",null,null,null,null,"Solar",null,0,0,26.736524716738099,52.803193133047202,0,0,0,0,0,0,null,null,null,30.9,"00 Exist Solar PV","Non-Fossil","No","Existing","Solar PV","Renewable","---","---","---","---","---","---","---","---","None","None","No",1,1,1,1,1,1,1,1,1,null,0,0,1,0,0,0,0,0,1,0,0,1,0]
["Nov 2018 Updated Ref Case",2050,null,"FRCC","2966; 3002; 3003; 3009","FL",null,null,null,null,"NaturalGas",null,0.76152992650888396,1.421411301581651,102.03545928299999,192.16368830000002,53.532492235024613,99.261357478192352,3.135321524876851E-2,5.421264930142318E-2,0,0,null,null,null,86.6,"00 Exist Combined Cycle","Fossil","No","Existing","Combined Cycle","Combined Cycle","---","---","---","---","---","---","---","---","None","None","No",1,1,1,1,1,1,1,1,1,null,0,0,1,0,0,0,0,0,1,0,0,1,0]
["Nov 2018 Updated Ref Case",2050,null,"S_SOU",4517,"GA",null,null,null,null,"Hydro",null,0,0,1066.599408885,2715.7422005859999,0,0,0,0,0,0,null,null,null,1800.8,"00 Exist Hydro","Non-Fossil","No","Existing","Hydro","Renewable","---","---","---","---","---","---","---","---","None","None","No",1,1,1,1,1,1,1,1,1,null,0,0,1,0,0,0,0,0,1,0,0,1,0]
["Nov 2018 Updated Ref Case",2050,null,"MIS_IL","820; 832; 833","IA",null,null,null,null,"*Unit Did Not Operate",null,0,0,0,0,0,0,0,0,0,0,null,null,null,19.200000000000003,"00 Exist Combustion Turbine","Fossil","No","Existing","Combustion Turbine","Combustion Turbine","---","---","---","---","---","---","---","---","None","None","No",1,1,1,1,1,1,1,1,1,null,0,0,1,0,0,0,0,0,1,0,0,1,0]
["Nov 2018 Updated Ref Case",2050,null,"MIS_IL","4168; 4169","IL",null,null,null,null,"Coal",null,24.695476364456297,51.193564319440796,2331.2257687770002,4843.7993819069998,2646.1202924514901,5485.3904168280806,1.001937778621675,2.0770061099959278,0.86262659013986198,1.7949503276501821,null,null,null,992,"00 Exist Coal Steam_DryFGD_SCR_ACI","Fossil","Yes","Existing","Coal Steam","Coal","Existing","---","Existing","---","Existing","---","---","---","Existing","Existing","Yes",1,1,1,1,1,1,1,1,1,null,0,0,1,0,0,0,0,0,1,0,0,1,0]
["Nov 2018 Updated Ref Case",2050,null,"PJM_COMD","31379; 31380; 31381; 31382; 31383","IL",null,null,null,null,"Solar",null,0,0,9838.7682931699201,17604.719999418241,0,0,0,0,0,0,null,null,null,11719.468799999999,"00 New Solar PV","Non-Fossil","No","New","Solar PV","Renewable","---","---","---","---","---","---","---","---","None","None","No",1,1,1,1,1,1,1,1,1,null,0,0,1,0,0,0,0,0,1,0,0,1,0]
["Nov 2018 Updated Ref Case",2050,null,"SPP_N",5471,"KS",null,null,null,null,"Coal",null,7.3047070048837304,11.4561431249034,647.92504921800003,1016.156033786,782.699355573292,1227.5257358333999,0.639490574742546,1.00292804986966,0.29218828019534898,0.45824572499613497,null,null,null,251,"00 Exist Coal Steam_DryFGD_SCR_ACI_DSI","Fossil","Yes","Existing","Coal Steam","Coal","Existing","Existing","Existing","---","Existing","---","---","---","Existing","Existing","Yes",1,1,1,1,1,1,1,1,1,null,0,0,1,0,0,0,0,0,1,0,0,1,0]
["Nov 2018 Updated Ref Case",2050,null,"PJM_West","1370; 1374","KY",null,null,null,null,"*Unit Did Not Operate",null,0,0,0,0,0,0,0,0,0,0,null,null,null,784,"00 Exist Combustion Turbine","Fossil","Yes","Existing","Combustion Turbine","Combustion Turbine","---","---","---","---","---","---","---","---","None","None","No",1,1,1,1,1,1,1,1,1,null,0,0,1,0,0,0,0,0,1,0,0,1,0]
["Nov 2018 Updated Ref Case",2050,null,"MIS_AMSO",27033,"LA",null,null,null,null,"Solar",null,0,0,737.28621757439998,1516.1941946879999,0,0,0,0,0,0,null,null,null,860.54399999999998,"00 New Solar PV","Non-Fossil","No","New","Solar PV","Renewable","---","---","---","---","---","---","---","---","None","None","No",1,1,1,1,1,1,1,1,1,null,0,0,1,0,0,0,0,0,1,0,0,1,0]
["Nov 2018 Updated Ref Case",2050,null,"NENGREST","2341; 2342; 2349; 2351; 2352; 2355; 2356; 2357; 2358; 2359; 2377; 2378; 2390; 2402; 2403; 2404","MA",null,null,null,null,"*Unit Did Not Operate",null,0,0,0,0,0,0,0,0,0,0,null,null,null,188.3,"00 Exist Combustion Turbine","Fossil","No","Existing","Combustion Turbine","Combustion Turbine","---","---","---","---","---","---","---","---","None","None","No",1,1,1,1,1,1,1,1,1,null,0,0,1,0,0,0,0,0,1,0,0,1,0]
["Nov 2018 Updated Ref Case",2050,null,"PJM_SMAC",3808,"MD",null,null,null,null,"*Unit Did Not Operate",null,0,0,0,0,0,0,0,0,0,0,null,null,null,97,"00 Exist Oil/Gas Steam","Fossil","Yes","Existing","O/G Steam","O/G Steam","---","---","---","---","---","---","---","---","None","None","No",1,1,1,1,1,1,1,1,1,null,0,0,1,0,0,0,0,0,1,0,0,1,0]
["Nov 2018 Updated Ref Case",2050,null,"MIS_LMI","1058; 1062; 1064; 1065; 1067; 1076; 1077; 1118; 1121","MI",null,null,null,null,"*Unit Did Not Operate",null,0,0,0,0,0,0,0,0,0,0,null,null,null,1299.4000000000001,"00 Exist Combustion Turbine","Fossil","Yes","Existing","Combustion Turbine","Combustion Turbine","---","---","---","---","---","---","---","---","None","None","No",1,1,1,1,1,1,1,1,1,null,0,0,1,0,0,0,0,0,1,0,0,1,0]
["Nov 2018 Updated Ref Case",2050,null,"MIS_MNWI","4874; 4875; 4876; 4877; 4878; 4879; 4880","MN",null,null,null,null,"LF Gas",null,0.90016206427844092,2.11076082980524,59.239973657,138.909893017,51.875439602302265,121.64103586084597,0.10838851415976697,0.25415671151684827,0,0,null,null,null,20,"00 Exist Landfill Gas","Non-Fossil","No","Existing","Landfill Gas","Other","---","---","---","---","---","---","---","---","None","None","No",1,1,1,1,1,1,1,1,1,null,0,0,1,0,0,0,0,0,1,0,0,1,0]
["Nov 2018 Updated Ref Case",2050,null,"MIS_MO",29085,"MO",null,null,null,null,"Solar",null,0,0,2.1419779999999999,3.9233585,0,0,0,0,0,0,null,null,null,2.5,"00 New Solar PV","Non-Fossil","No","New","Solar PV","Renewable","---","---","---","---","---","---","---","---","None","None","No",1,1,1,1,1,1,1,1,1,null,0,0,1,0,0,0,0,0,1,0,0,1,0]
["Nov 2018 Updated Ref Case",2050,null,"S_D_AECI",4939,"MO",null,null,null,null,"LF Gas",null,0.10090936643500199,0.25001829659827801,7.0853367809999996,17.554999059,5.8153058782827296,14.408304414662201,1.2150496812438599E-2,3.0104703093398699E-2,0,0,null,null,null,3.8,"00 Exist Landfill Gas","Non-Fossil","No","Existing","Landfill Gas","Other","---","---","---","---","---","---","---","---","None","None","No",1,1,1,1,1,1,1,1,1,null,0,0,1,0,0,0,0,0,1,0,0,1,0]
["Nov 2018 Updated Ref Case",2050,null,"MIS_D_MS","4020; 4021; 4023","MS",null,null,null,null,"NaturalGas",null,1.4027603231105399,2.5478903519937797,122.78760604000001,222.543648448,82.117589314891077,149.15350120571631,0.12920106009473209,0.2372531787674311,0,0,null,null,null,1338,"00 Exist Oil/Gas Steam","Fossil","Yes","Existing","O/G Steam","O/G Steam","---","---","---","---","---","---","---","---","None","None","No",1,1,1,1,1,1,1,1,1,null,0,0,1,0,0,0,0,0,1,0,0,1,0]
["Nov 2018 Updated Ref Case",2050,null,"WECC_MT",5582,"MT",null,null,null,null,"Wind",null,0,0,604.99130138438898,2036.84884786301,0,0,0,0,0,0,null,null,null,673.5,"00 Exist Onshore Wind","Non-Fossil","No","Existing","Wind","Renewable","---","---","---","---","---","---","---","---","None","None","No",1,1,1,1,1,1,1,1,1,null,0,0,1,0,0,0,0,0,1,0,0,1,0]
["Nov 2018 Updated Ref Case",2050,null,"SPP_WAUE","4130; 4131","ND",null,null,null,null,"Coal",null,24.23997244224773,55.115926016394397,2086.3062056159997,4743.7712666400002,2619.535714582511,5956.20052729914,3.1224113299270542,7.1010575934031701,0.727199173267433,1.653477780491829,null,null,null,667,"00 Exist Coal Steam_WetFGD_SNCR_ACI","Fossil","Yes","Existing","Coal Steam","Coal","Existing","---","---","Existing","Existing","---","---","---","Existing","Existing","Yes",1,1,1,1,1,1,1,1,1,null,0,0,1,0,0,0,0,0,1,0,0,1,0]
["Nov 2018 Updated Ref Case",2050,null,"NENGREST","2348; 2405","NH",null,null,null,null,"*Unit Did Not Operate",null,0,0,0,0,0,0,0,0,0,0,null,null,null,19.100000000000001,"00 Exist Combustion Turbine","Fossil","No","Existing","Combustion Turbine","Combustion Turbine","---","---","---","---","---","---","---","---","None","None","No",1,1,1,1,1,1,1,1,1,null,0,0,1,0,0,0,0,0,1,0,0,1,0]
["Nov 2018 Updated Ref Case",2050,null,"WECC_NM",36919,"NM",null,null,null,null,"NaturalGas",null,2.779617140806518,2.9740681947249241,325.10141997737054,347.84423330116073,162.71878742281388,174.10195211919674,1.5287894274435741E-2,1.6357375070986894E-2,0,0,null,null,null,733.71362830433554,"00 New Combustion Turbine","Fossil","Yes","New","Combustion Turbine","Combustion Turbine","---","---","---","---","---","---","---","---","None","None","No",1,1,1,1,1,1,1,1,1,null,0,0,1,0,0,0,0,0,1,0,0,1,0]
["Nov 2018 Updated Ref Case",2050,null,"NY_Z_A","4037; 4038","NY",null,null,null,null,"NaturalGas",null,1.1873721248496001,2.7310215408047998,143.05688251200002,329.03873985600001,69.508764188695608,159.87400099871269,3.3661999739486199E-2,7.7424460681816104E-2,0,0,null,null,null,45,"00 Exist Oil/Gas Steam","Fossil","No","Existing","O/G Steam","O/G Steam","---","---","---","---","---","---","---","---","None","None","No",1,1,1,1,1,1,1,1,1,null,0,0,1,0,0,0,0,0,1,0,0,1,0]
["Nov 2018 Updated Ref Case",2050,null,"NY_Z_C&E","5749; 5852","NY",null,null,null,null,null,null,null,null,null,null,null,null,null,null,null,null,null,null,null,73.900000000000006,"00 Biomass Retirement","Retired","No","Retired","Biomass","Retired","Retired","Retired","Retired","Retired","Retired","Retired","Retired","Retired","Retired","Retired","No",1,1,1,1,1,1,1,1,1,null,0,0,0,0,0,0,0,0,0,0,0,0,0]
["Nov 2018 Updated Ref Case",2050,null,"NY_Z_J",1259,"NY",null,null,null,null,"*Unit Did Not Operate",null,0,0,0,0,0,0,0,0,0,0,null,null,null,54.3,"00 Exist Combustion Turbine","Fossil","Yes","Existing","Combustion Turbine","Combustion Turbine","---","---","---","---","---","---","---","---","None","None","No",1,1,1,1,1,1,1,1,1,null,0,0,1,0,0,0,0,0,1,0,0,1,0]
["Nov 2018 Updated Ref Case",2050,null,"PJM_West","1327; 1328; 1330; 1331; 1332; 1338; 1340; 1385","OH",null,null,null,null,"*Unit Did Not Operate",null,0,0,0,0,0,0,0,0,0,0,null,null,null,176.9,"00 Exist Combustion Turbine","Fossil","No","Existing","Combustion Turbine","Combustion Turbine","---","---","---","---","---","---","---","---","None","None","No",1,1,1,1,1,1,1,1,1,null,0,0,1,0,0,0,0,0,1,0,0,1,0]
["Nov 2018 Updated Ref Case",2050,null,"SPP_WEST",13508,"OK",null,null,null,null,null,null,null,null,null,null,null,null,null,null,null,null,null,null,null,460,"00 Coal Retirement","Retired","No","Retired","Coal Steam","Retired","Retired","Retired","Retired","Retired","Retired","Retired","Retired","Retired","Retired","Retired","No",1,1,1,1,1,1,1,1,1,null,0,0,0,0,0,0,0,0,0,0,0,0,0]
["Nov 2018 Updated Ref Case",2050,null,"PJM_PENE","1975; 1977","PA",null,null,null,null,"NaturalGas",null,9.7372103419007996E-2,9.7372103419007996E-2,8.8167424319999999,8.8167424319999999,5.7001629341487305,5.7001629341487305,7.7039834507889801E-3,7.7039834507889801E-3,0,0,null,null,null,267.5,"00 Exist Combustion Turbine","Fossil","Yes","Existing","Combustion Turbine","Combustion Turbine","---","---","---","---","---","---","---","---","None","None","No",1,1,1,1,1,1,1,1,1,null,0,0,1,0,0,0,0,0,1,0,0,1,0]
["Nov 2018 Updated Ref Case",2050,null,"NENGREST","3456; 3458; 3459; 3475; 3476","RI",null,null,null,null,"NaturalGas",null,19.221101608490706,34.42245566158411,2666.2920429390001,4797.6432880769999,1125.2032881610457,2015.0905544291377,9.5683021807060439E-2,0.16092585491633718,0,0,null,null,null,1561.6,"00 Exist Combined Cycle","Fossil","Yes","Existing","Combined Cycle","Combined Cycle","---","---","---","---","---","---","---","---","None","None","No",1,1,1,1,1,1,1,1,1,null,0,0,1,0,0,0,0,0,1,0,0,1,0]
["Nov 2018 Updated Ref Case",2050,null,"NENGREST",5576,"RI",null,null,null,null,"Wind",null,0,0,9.9639840542618892,32.172000000000097,0,0,0,0,0,0,null,null,null,18,"00 Exist Onshore Wind","Non-Fossil","No","Existing","Wind","Renewable","---","---","---","---","---","---","---","---","None","None","No",1,1,1,1,1,1,1,1,1,null,0,0,1,0,0,0,0,0,1,0,0,1,0]
["Nov 2018 Updated Ref Case",2050,null,"SPP_WAUE",5065,"SD",null,null,null,null,"Solar",null,0,0,1.10786144567219,2.2608793738489901,0,0,0,0,0,0,null,null,null,1,"00 Exist Solar PV","Non-Fossil","No","Existing","Solar PV","Renewable","---","---","---","---","---","---","---","---","None","None","No",1,1,1,1,1,1,1,1,1,null,0,0,1,0,0,0,0,0,1,0,0,1,0]
["Nov 2018 Updated Ref Case",2050,null,"ERC_REST",679,"TX",null,null,null,null,"NaturalGas",null,1.059201718092E-3,1.059201718092E-3,0.114644628,0.114644628,7.4448412330970104E-2,7.4448412330970104E-2,6.0471848417110198E-5,6.0471848417110198E-5,0,0,null,null,null,3.7,"00 Exist Combustion Turbine","Fossil","No","Existing","Combustion Turbine","Combustion Turbine","---","---","---","---","---","---","---","---","None","None","No",1,1,1,1,1,1,1,1,1,null,0,0,1,0,0,0,0,0,1,0,0,1,0]
["Nov 2018 Updated Ref Case",2050,null,"SPP_SPS","2569; 2570; 2571; 2572; 2578; 2581; 2584; 2585","TX",null,null,null,null,"NaturalGas",null,1.355652335669618,1.355652335669618,150.31840851699999,150.31840851699999,115.87426190809562,115.87426190809562,4.6844240630484993E-2,4.6844240630484993E-2,0,0,null,null,null,1596.7000000000003,"00 Exist Combustion Turbine","Fossil","Yes","Existing","Combustion Turbine","Combustion Turbine","---","---","---","---","---","---","---","---","None","None","No",1,1,1,1,1,1,1,1,1,null,0,0,1,0,0,0,0,0,1,0,0,1,0]
["Nov 2018 Updated Ref Case",2050,null,"PJM_AP",4607,"VA",null,null,null,null,"Hydro",null,0,0,1.8588158720000001,4.4314451320000003,0,0,0,0,0,0,null,null,null,1.1000000000000001,"00 Exist Hydro","Non-Fossil","No","Existing","Hydro","Renewable","---","---","---","---","---","---","---","---","None","None","No",1,1,1,1,1,1,1,1,1,null,0,0,1,0,0,0,0,0,1,0,0,1,0]
["Nov 2018 Updated Ref Case",2050,null,"PJM_EMAC","944; 945; 946; 947; 948; 949","VA",null,null,null,null,"*Unit Did Not Operate",null,0,0,0,0,0,0,0,0,0,0,null,null,null,40,"00 Exist Combustion Turbine","Fossil","No","Existing","Combustion Turbine","Combustion Turbine","---","---","---","---","---","---","---","---","None","None","No",1,1,1,1,1,1,1,1,1,null,0,0,1,0,0,0,0,0,1,0,0,1,0]
["Nov 2018 Updated Ref Case",2050,null,"PJM_EMAC","942; 943","VA",null,null,null,null,"*Unit Did Not Operate",null,0,0,0,0,0,0,0,0,0,0,null,null,null,350.9,"00 Exist Combustion Turbine","Fossil","Yes","Existing","Combustion Turbine","Combustion Turbine","---","---","---","---","---","---","---","---","None","None","No",1,1,1,1,1,1,1,1,1,null,0,0,1,0,0,0,0,0,1,0,0,1,0]
["Nov 2018 Updated Ref Case",2050,null,"PJM_EMAC",4990,"VA",null,null,null,null,"Solar",null,0,0,61.195865282933099,117.513465343535,0,0,0,0,0,0,null,null,null,80,"00 Exist Solar PV","Non-Fossil","No","Existing","Solar PV","Renewable","---","---","---","---","---","---","---","---","None","None","No",1,1,1,1,1,1,1,1,1,null,0,0,1,0,0,0,0,0,1,0,0,1,0]
["Nov 2018 Updated Ref Case",2050,null,"PJM_EMAC",31744,"VA",null,null,null,null,"Solar",null,0,0,17.085968000000001,32.456336,0,0,0,0,0,0,null,null,null,20,"00 New Solar PV","Non-Fossil","No","New","Solar PV","Renewable","---","---","---","---","---","---","---","---","None","None","No",1,1,1,1,1,1,1,1,1,null,0,0,1,0,0,0,0,0,1,0,0,1,0]
["Nov 2018 Updated Ref Case",2050,null,"PJM_EMAC",31860,"VA",null,null,null,null,"Wind",null,0,0,2.7900754595600898,7.9897562298168703,0,0,0,0,0,0,null,null,null,2.04,"00 New Onshore Wind","Non-Fossil","No","New","Wind","Renewable","---","---","---","---","---","---","---","---","None","None","No",1,1,1,1,1,1,1,1,1,null,0,0,1,0,0,0,0,0,1,0,0,1,0]
["Nov 2018 Updated Ref Case",2050,null,"PJM_West",5074,"VA",null,null,null,null,"*Unit Did Not Operate",null,0,0,0,0,0,0,0,0,0,0,null,null,null,610,"00 Exist FBC_DryFGD_SNCR_ACI","Fossil","Yes","Existing","Coal Steam","Coal","Existing","---","---","Existing","Existing","---","---","---","Existing","Existing","Yes",1,1,1,1,1,1,1,1,1,null,0,0,1,0,0,0,0,0,1,0,0,1,0]
["Nov 2018 Updated Ref Case",2050,null,"PJM_West",3618,"VA",null,null,null,null,"*Unit Did Not Operate",null,0,0,0,0,0,0,0,0,0,0,null,null,null,2.5,"00 Exist Coal Steam_Uncontrolled","Fossil","No","Existing","Coal Steam","Coal","---","---","---","---","---","---","---","---","None","None","No",1,1,1,1,1,1,1,1,1,null,0,0,1,0,0,0,0,0,1,0,0,1,0]
["Nov 2018 Updated Ref Case",2050,null,"PJM_West",4504,"VA",null,null,null,null,"Hydro",null,0,0,345.24120546900002,784.78069133700001,0,0,0,0,0,0,null,null,null,552.4,"00 Exist Hydro","Non-Fossil","No","Existing","Hydro","Renewable","---","---","---","---","---","---","---","---","None","None","No",1,1,1,1,1,1,1,1,1,null,0,0,1,0,0,0,0,0,1,0,0,1,0]
["Nov 2018 Updated Ref Case",2050,null,"PJM_West","4776; 4777","VA",null,null,null,null,"LF Gas",null,0.12545087643899999,0.29232620895599998,9.2926575140000001,21.653793256,7.2296085583031404,16.846467095925348,3.7004931083852999E-2,8.622906050881779E-2,0,0,null,null,null,6.4,"00 Exist Landfill Gas","Non-Fossil","No","Existing","Landfill Gas","Other","---","---","---","---","---","---","---","---","None","None","No",1,1,1,1,1,1,1,1,1,null,0,0,1,0,0,0,0,0,1,0,0,1,0]
["Nov 2018 Updated Ref Case",2050,null,"PJM_West","1381; 1382","VA",null,null,null,null,"NaturalGas",null,0,0.19688195554362098,0,18.018273389000001,0,11.525469677523571,0,8.6882190510397302E-3,0,0,null,null,null,330,"00 Exist Combustion Turbine","Fossil","Yes","Existing","Combustion Turbine","Combustion Turbine","---","---","---","---","---","---","---","---","None","None","No",1,1,1,1,1,1,1,1,1,null,0,0,1,0,0,0,0,0,1,0,0,1,0]
["Nov 2018 Updated Ref Case",2050,null,"PJM_West",1343,"VA",null,null,null,null,"*Unit Did Not Operate",null,0,0,0,0,0,0,0,0,0,0,null,null,null,2,"00 Exist Combustion Turbine","Fossil","No","Existing","Combustion Turbine","Combustion Turbine","---","---","---","---","---","---","---","---","None","None","No",1,1,1,1,1,1,1,1,1,null,0,0,1,0,0,0,0,0,1,0,0,1,0]
["Nov 2018 Updated Ref Case",2050,null,"PJM_West",3686,"VA",null,null,null,null,"NaturalGas",null,0.806921790747264,1.4352686829177199,71.751893183999996,127.624816194,47.237201630344799,84.020628698003605,5.9288578575155203E-2,0.10545636647738001,0,0,null,null,null,460,"00 Exist Oil/Gas Steam_SNCR","Fossil","Yes","Existing","O/G Steam","O/G Steam","---","---","---","Existing","---","---","---","---","Existing","None","No",1,1,1,1,1,1,1,1,1,null,0,0,1,0,0,0,0,0,1,0,0,1,0]
["Nov 2018 Updated Ref Case",2050,null,"PJM_West",32140,"VA",null,null,null,null,"NaturalGas",null,8.7868044158528456,19.848885655762025,1417.2265186859411,3201.4331702841978,514.37953050402507,1161.9537662883108,4.832742428719014E-2,0.10916887110668963,0,0,null,null,null,420.06414264348712,"00 New Combined Cycle","Fossil","Yes","New","Combined Cycle","Combined Cycle","---","---","---","---","---","---","---","---","None","None","No",1,1,1,1,1,1,1,1,1,null,0,0,1,0,0,0,0,0,1,0,0,1,0]
["Nov 2018 Updated Ref Case",2050,null,"PJM_West","1366; 1367","VA",null,null,null,null,"*Unit Did Not Operate",null,0,0,0,0,0,0,0,0,0,0,null,null,null,3.3,"00 Exist Combustion Turbine","Fossil","No","Existing","Combustion Turbine","Combustion Turbine","---","---","---","---","---","---","---","---","None","None","No",1,1,1,1,1,1,1,1,1,null,0,0,1,0,0,0,0,0,1,0,0,1,0]
["Nov 2018 Updated Ref Case",2050,null,"PJM_West",4953,"VA",null,null,null,null,"Pumps",null,0,0,33.849808955999997,54.813415227999997,0,0,0,0,0,0,null,null,null,238,"00 Exist Pump Storage","Non-Fossil","No","Existing","Pumped Storage","Other","---","---","---","---","---","---","---","---","None","None","No",1,1,1,1,1,1,1,1,1,null,0,0,1,0,0,0,0,0,1,0,0,1,0]
["Nov 2018 Updated Ref Case",2050,null,"PJM_West",32251,"VA",null,null,null,null,"Solar",null,0,0,2.4074084999999998,4.2676847999999996,0,0,0,0,0,0,null,null,null,3,"00 New Solar PV","Non-Fossil","No","New","Solar PV","Renewable","---","---","---","---","---","---","---","---","None","None","No",1,1,1,1,1,1,1,1,1,null,0,0,1,0,0,0,0,0,1,0,0,1,0]
["Nov 2018 Updated Ref Case",2050,null,"PJM_West","32419; 32420; 32421; 32422","VA",null,null,null,null,"Wind",null,0,0,205.32173701996095,626.83743879935741,0,0,0,0,0,0,null,null,null,170.64000000000001,"00 New Onshore Wind","Non-Fossil","No","New","Wind","Renewable","---","---","---","---","---","---","---","---","None","None","No",1,1,1,1,1,1,1,1,1,null,0,0,1,0,0,0,0,0,1,0,0,1,0]
["Nov 2018 Updated Ref Case",2050,null,"PJM_West","5837; 5838","VA",null,null,null,null,null,null,null,null,null,null,null,null,null,null,null,null,null,null,null,52,"00 Biomass Retirement","Retired","No","Retired","Biomass","Retired","Retired","Retired","Retired","Retired","Retired","Retired","Retired","Retired","Retired","Retired","No",1,1,1,1,1,1,1,1,1,null,0,0,0,0,0,0,0,0,0,0,0,0,0]
["Nov 2018 Updated Ref Case",2050,null,"S_C_TVA","4802; 4803","VA",null,null,null,null,"LF Gas",null,0.21395024863603079,0.48271641080931005,15.676307783999999,35.369021893999999,12.32973887864584,27.818464038529733,6.2911000860181698E-2,0.14194034701642361,0,0,null,null,null,5.4,"00 Exist Landfill Gas","Non-Fossil","No","Existing","Landfill Gas","Other","---","---","---","---","---","---","---","---","None","None","No",1,1,1,1,1,1,1,1,1,null,0,0,1,0,0,0,0,0,1,0,0,1,0]
["Nov 2018 Updated Ref Case",2050,null,"S_C_TVA",32723,"VA",null,null,null,null,"NaturalGas",null,1.5698491228960054E-2,3.5461988523347671E-2,2.5320147143484002,5.7196755682818861,0.91898967654332286,2.0759448081567764,8.6341701759279693E-5,1.9504093687840941E-4,0,0,null,null,null,0.75048594986434003,"00 New Combined Cycle","Fossil","Yes","New","Combined Cycle","Combined Cycle","---","---","---","---","---","---","---","---","None","None","No",1,1,1,1,1,1,1,1,1,null,0,0,1,0,0,0,0,0,1,0,0,1,0]
["Nov 2018 Updated Ref Case",2050,null,"S_C_TVA",32744,"VA",null,null,null,null,"NaturalGas",null,1.9495086467465521E-3,3.408806610536308E-3,0.22801270722181896,0.3986908316416734,0.11412423618054315,0.19955153898079614,1.0722297557105944E-5,1.8748436357949496E-5,0,0,null,null,null,0.59751001792391512,"00 New Combustion Turbine","Fossil","Yes","New","Combustion Turbine","Combustion Turbine","---","---","---","---","---","---","---","---","None","None","No",1,1,1,1,1,1,1,1,1,null,0,0,1,0,0,0,0,0,1,0,0,1,0]
["Nov 2018 Updated Ref Case",2050,null,"NENGREST",5639,"VT",null,null,null,null,"EnerStor",null,0,0,0.41039999999999999,0.62639999999999996,0,0,0,0,0,0,null,null,null,2,"00 Exist Energy Storage","Non-Fossil","No","Existing","Non-Fossil Other","Other","---","---","---","---","---","---","---","---","None","None","No",1,1,1,1,1,1,1,1,1,null,0,0,1,0,0,0,0,0,1,0,0,1,0]
["Nov 2018 Updated Ref Case",2050,null,"NENGREST","4579; 4580; 4586; 4587; 4588","VT",null,null,null,null,"Hydro",null,0,0,460.27496302800006,1282.4418882490002,0,0,0,0,0,0,null,null,null,328.7,"00 Exist Hydro","Non-Fossil","No","Existing","Hydro","Renewable","---","---","---","---","---","---","---","---","None","None","No",1,1,1,1,1,1,1,1,1,null,0,0,1,0,0,0,0,0,1,0,0,1,0]
["Nov 2018 Updated Ref Case",2050,null,"NENGREST",4900,"VT",null,null,null,null,"LF Gas",null,7.1383680000000005E-2,0.17029440000000001,5.2876799999999999,12.6144,4.1137700947200004,9.8138959775999997,8.5953089088E-3,2.0505148704000001E-2,0,0,null,null,null,1.6,"00 Exist Landfill Gas","Non-Fossil","No","Existing","Landfill Gas","Other","---","---","---","---","---","---","---","---","None","None","No",1,1,1,1,1,1,1,1,1,null,0,0,1,0,0,0,0,0,1,0,0,1,0]
["Nov 2018 Updated Ref Case",2050,null,"NENGREST",29832,"VT",null,null,null,null,"NaturalGas",null,2.1816905802524971E-2,2.1816905802524971E-2,2.5516848891842074,2.5516848891842074,1.2771616656798113,1.2771616656798113,1.1999298191388639E-4,1.1999298191388639E-4,0,0,null,null,null,16.579988548414292,"00 New Combustion Turbine","Fossil","Yes","New","Combustion Turbine","Combustion Turbine","---","---","---","---","---","---","---","---","None","None","No",1,1,1,1,1,1,1,1,1,null,0,0,1,0,0,0,0,0,1,0,0,1,0]
["Nov 2018 Updated Ref Case",2050,null,"NENGREST","2367; 2368; 2369; 2371; 2372; 2373; 2374","VT",null,null,null,null,"*Unit Did Not Operate",null,0,0,0,0,0,0,0,0,0,0,null,null,null,62.9,"00 Exist Combustion Turbine","Fossil","No","Existing","Combustion Turbine","Combustion Turbine","---","---","---","---","---","---","---","---","None","None","No",1,1,1,1,1,1,1,1,1,null,0,0,1,0,0,0,0,0,1,0,0,1,0]
["Nov 2018 Updated Ref Case",2050,null,"NENGREST",2370,"VT",null,null,null,null,"*Unit Did Not Operate",null,0,0,0,0,0,0,0,0,0,0,null,null,null,35,"00 Exist Combustion Turbine","Fossil","Yes","Existing","Combustion Turbine","Combustion Turbine","---","---","---","---","---","---","---","---","None","None","No",1,1,1,1,1,1,1,1,1,null,0,0,1,0,0,0,0,0,1,0,0,1,0]
["Nov 2018 Updated Ref Case",2050,null,"NENGREST",5046,"VT",null,null,null,null,"Solar",null,0,0,52.024620441287901,103.140320075758,0,0,0,0,0,0,null,null,null,70.7,"00 Exist Solar PV","Non-Fossil","No","Existing","Solar PV","Renewable","---","---","---","---","---","---","---","---","None","None","No",1,1,1,1,1,1,1,1,1,null,0,0,1,0,0,0,0,0,1,0,0,1,0]
["Nov 2018 Updated Ref Case",2050,null,"NENGREST",29894,"VT",null,null,null,null,"Solar",null,0,0,2.62302145,4.7804452499999996,0,0,0,0,0,0,null,null,null,3.5,"00 New Solar PV","Non-Fossil","No","New","Solar PV","Renewable","---","---","---","---","---","---","---","---","None","None","No",1,1,1,1,1,1,1,1,1,null,0,0,1,0,0,0,0,0,1,0,0,1,0]
["Nov 2018 Updated Ref Case",2050,null,"NENGREST",5577,"VT",null,null,null,null,"Wind",null,0,0,118.415494895023,355.56136568265703,0,0,0,0,0,0,null,null,null,150.19999999999999,"00 Exist Onshore Wind","Non-Fossil","No","Existing","Wind","Renewable","---","---","---","---","---","---","---","---","None","None","No",1,1,1,1,1,1,1,1,1,null,0,0,1,0,0,0,0,0,1,0,0,1,0]
["Nov 2018 Updated Ref Case",2050,null,"NENGREST","29991; 29992; 29993; 29994; 29995; 29996","VT",null,null,null,null,"Wind",null,0,0,1513.8515012923838,4295.4279595502521,0,0,0,0,0,0,null,null,null,1150.74,"00 New Onshore Wind","Non-Fossil","No","New","Wind","Renewable","---","---","---","---","---","---","---","---","None","None","No",1,1,1,1,1,1,1,1,1,null,0,0,1,0,0,0,0,0,1,0,0,1,0]
["Nov 2018 Updated Ref Case",2050,null,"NENGREST",5886,"VT",null,null,null,null,null,null,null,null,null,null,null,null,null,null,null,null,null,null,null,72,"00 Biomass Retirement","Retired","No","Retired","Biomass","Retired","Retired","Retired","Retired","Retired","Retired","Retired","Retired","Retired","Retired","Retired","No",1,1,1,1,1,1,1,1,1,null,0,0,0,0,0,0,0,0,0,0,0,0,0]
["Nov 2018 Updated Ref Case",2050,null,"WECC_PNW",5619,"WA",null,null,null,null,"EnerStor",null,0,0,4.104E-2,2.5339274760000001,0,0,0,0,0,0,null,null,null,7.6,"00 Exist Energy Storage","Non-Fossil","No","Existing","Non-Fossil Other","Other","---","---","---","---","---","---","---","---","None","None","No",1,1,1,1,1,1,1,1,1,null,0,0,1,0,0,0,0,0,1,0,0,1,0]
["Nov 2018 Updated Ref Case",2050,null,"WECC_PNW","4486; 4487; 4488; 4489; 4490; 4491; 4492; 4493; 4494; 4495; 4496","WA",null,null,null,null,"Hydro",null,0,0,35046.371507198994,78342.390094062983,0,0,0,0,0,0,null,null,null,21517,"00 Exist Hydro","Non-Fossil","No","Existing","Hydro","Renewable","---","---","---","---","---","---","---","---","None","None","No",1,1,1,1,1,1,1,1,1,null,0,0,1,0,0,0,0,0,1,0,0,1,0]
["Nov 2018 Updated Ref Case",2050,null,"WECC_PNW","4753; 4754; 4755; 4756","WA",null,null,null,null,"LF Gas",null,1.0977499217025011,2.7007155357209998,81.314809014999994,200.05300264600001,63.262230237793375,155.63953560806559,0.1321800680721982,0.32519315765616552,0,0,null,null,null,46.4,"00 Exist Landfill Gas","Non-Fossil","No","Existing","Landfill Gas","Other","---","---","---","---","---","---","---","---","None","None","No",1,1,1,1,1,1,1,1,1,null,0,0,1,0,0,0,0,0,1,0,0,1,0]
["Nov 2018 Updated Ref Case",2050,null,"WECC_PNW",5205,"WA",null,null,null,null,"MSW",null,1.16206334050983,2.75829711221049,56.583889589999998,134.30866787799999,53.396810496426703,126.743752306072,0.22302900662734901,0.52938617326099702,2.2369719304814201E-2,5.3097219410051799E-2,null,null,null,22.8,"00 Exist Non Fossil_Other","Non-Fossil","No","Existing","Non-Fossil Other","Other","---","---","---","---","---","---","---","---","None","None","No",1,1,1,1,1,1,1,1,1,null,0,0,1,0,0,0,0,0,1,0,0,1,0]
["Nov 2018 Updated Ref Case",2050,null,"WECC_PNW","3175; 3176; 3184; 3185; 3186; 3191; 3193","WA",null,null,null,null,"NaturalGas",null,5.7232950863371199,84.688996374003125,808.14672215999997,11486.731519968,335.04169435417498,4969.9422929821694,2.9074339038592401E-2,0.51414322200676099,0,0,null,null,null,2411.5,"00 Exist Combined Cycle","Fossil","Yes","Existing","Combined Cycle","Combined Cycle","---","---","---","---","---","---","---","---","None","None","No",1,1,1,1,1,1,1,1,1,null,0,0,1,0,0,0,0,0,1,0,0,1,0]
["Nov 2018 Updated Ref Case",2050,null,"WECC_PNW",1292,"WA",null,null,null,null,"*Unit Did Not Operate",null,0,0,0,0,0,0,0,0,0,0,null,null,null,-1.4210854715202001E-14,"00 Exist Combustion Turbine","Fossil","Yes","Existing","Combustion Turbine","Combustion Turbine","---","---","---","---","---","---","---","---","None","None","No",1,1,1,1,1,1,1,1,1,null,0,0,1,0,0,0,0,0,1,0,0,1,0]
["Nov 2018 Updated Ref Case",2050,null,"WECC_PNW","5199; 5200; 5200; 5202; 5203; 5203","WA",null,null,null,null,"Non-Fossil",null,1.3831370690883493,3.2761009454085244,164.73052907500005,390.18102749499997,0,0,1.25110638744656E-2,2.9633727902771301E-2,0,0,null,null,null,117.4,"00 Exist Non Fossil_Other","Non-Fossil","No","Existing","Non-Fossil Other","Other","---","---","---","---","---","---","---","---","None","None","No",1,1,1,1,1,1,1,1,1,null,0,0,1,0,0,0,0,0,1,0,0,1,0]
["Nov 2018 Updated Ref Case",2050,null,"WECC_PNW",4952,"WA",null,null,null,null,"Pumps",null,0,0,0,1.982734542,0,0,0,0,0,0,null,null,null,314,"00 Exist Pump Storage","Non-Fossil","No","Existing","Pumped Storage","Other","---","---","---","---","---","---","---","---","None","None","No",1,1,1,1,1,1,1,1,1,null,0,0,1,0,0,0,0,0,1,0,0,1,0]
["Nov 2018 Updated Ref Case",2050,null,"WECC_PNW",5000,"WA",null,null,null,null,"Solar",null,0,0,0.28122222222222298,0.515777777777778,0,0,0,0,0,0,null,null,null,0.5,"00 Exist Solar PV","Non-Fossil","No","Existing","Solar PV","Renewable","---","---","---","---","---","---","---","---","None","None","No",1,1,1,1,1,1,1,1,1,null,0,0,1,0,0,0,0,0,1,0,0,1,0]
["Nov 2018 Updated Ref Case",2050,null,"WECC_PNW",5542,"WA",null,null,null,null,"Wind",null,0,0,3384.8264887509199,7896.5123697071904,0,0,0,0,0,0,null,null,null,3133.1,"00 Exist Onshore Wind","Non-Fossil","No","Existing","Wind","Renewable","---","---","---","---","---","---","---","---","None","None","No",1,1,1,1,1,1,1,1,1,null,0,0,1,0,0,0,0,0,1,0,0,1,0]
["Nov 2018 Updated Ref Case",2050,null,"WECC_PNW","37719; 37774; 37775; 37776; 37777; 37778; 37834","WA",null,null,null,null,"Wind",null,0,0,3201.3302319766258,8311.2914806172212,0,0,0,0,0,0,null,null,null,1968.433687,"00 New Onshore Wind","Non-Fossil","No","New","Wind","Renewable","---","---","---","---","---","---","---","---","None","None","No",1,1,1,1,1,1,1,1,1,null,0,0,1,0,0,0,0,0,1,0,0,1,0]
["Nov 2018 Updated Ref Case",2050,null,"WECC_PNW","5830; 5831; 5832; 5833; 5834","WA",null,null,null,null,null,null,null,null,null,null,null,null,null,null,null,null,null,null,null,116.5,"00 Biomass Retirement","Retired","No","Retired","Biomass","Retired","Retired","Retired","Retired","Retired","Retired","Retired","Retired","Retired","Retired","Retired","No",1,1,1,1,1,1,1,1,1,null,0,0,0,0,0,0,0,0,0,0,0,0,0]
["Nov 2018 Updated Ref Case",2050,null,"WECC_PNW","9349; 9365","WA",null,null,null,null,null,null,null,null,null,null,null,null,null,null,null,null,null,null,null,284.89999999999998,"00 CC Retirement","Retired","No","Retired","Combined Cycle","Retired","Retired","Retired","Retired","Retired","Retired","Retired","Retired","Retired","Retired","Retired","No",1,1,1,1,1,1,1,1,1,null,0,0,0,0,0,0,0,0,0,0,0,0,0]
["Nov 2018 Updated Ref Case",2050,null,"WECC_PNW",11742,"WA",null,null,null,null,null,null,null,null,null,null,null,null,null,null,null,null,null,null,null,670,"00 Coal Retirement","Retired","No","Retired","Coal Steam","Retired","Retired","Retired","Retired","Retired","Retired","Retired","Retired","Retired","Retired","Retired","No",1,1,1,1,1,1,1,1,1,null,0,0,0,0,0,0,0,0,0,0,0,0,0]
["Nov 2018 Updated Ref Case",2050,null,"WECC_PNW","6975; 6976; 6982; 6983; 6984; 6986; 6987; 6988; 6989; 6990","WA",null,null,null,null,null,null,null,null,null,null,null,null,null,null,null,null,null,null,null,747.5,"00 CT Retirement","Retired","No","Retired","Combustion Turbine","Retired","Retired","Retired","Retired","Retired","Retired","Retired","Retired","Retired","Retired","Retired","No",1,1,1,1,1,1,1,1,1,null,0,0,0,0,0,0,0,0,0,0,0,0,0]
["Nov 2018 Updated Ref Case",2050,null,"WECC_PNW",13775,"WA",null,null,null,null,null,null,null,null,null,null,null,null,null,null,null,null,null,null,null,1180,"00 Nuke Retirement","Retired","No","Retired","Nuclear","Retired","Retired","Retired","Retired","Retired","Retired","Retired","Retired","Retired","Retired","Retired","No",1,1,1,1,1,1,1,1,1,null,0,0,0,0,0,0,0,0,0,0,0,0,0]
["Nov 2018 Updated Ref Case",2050,null,"MIS_MNWI",5472,"WI",null,null,null,null,"Coal",null,8.62400705049442,16.066463157670398,766.85106264399997,1428.6380186440001,924.06235546047799,1721.5215273443901,0.31343953625021997,0.58393560346553197,0.34496028201977702,0.64265852630681697,null,null,null,388,"00 Exist Coal Steam_DryFGD_SCR_ACI_DSI","Fossil","Yes","Existing","Coal Steam","Coal","Existing","Existing","Existing","---","Existing","---","---","---","Existing","Existing","Yes",1,1,1,1,1,1,1,1,1,null,0,0,1,0,0,0,0,0,1,0,0,1,0]
["Nov 2018 Updated Ref Case",2050,null,"MIS_MNWI","4570; 4574","WI",null,null,null,null,"Hydro",null,0,0,382.61820163499999,827.08503625800006,0,0,0,0,0,0,null,null,null,167.89999999999998,"00 Exist Hydro","Non-Fossil","No","Existing","Hydro","Renewable","---","---","---","---","---","---","---","---","None","None","No",1,1,1,1,1,1,1,1,1,null,0,0,1,0,0,0,0,0,1,0,0,1,0]
["Nov 2018 Updated Ref Case",2050,null,"MIS_MNWI",28732,"WI",null,null,null,null,"Hydro",null,0,0,265.91378736299998,578.30120261900004,0,0,0,0,0,0,null,null,null,94.417317999999995,"00 New Hydro","Non-Fossil","No","New","Hydro","Renewable","---","---","---","---","---","---","---","---","None","None","No",1,1,1,1,1,1,1,1,1,null,0,0,1,0,0,0,0,0,1,0,0,1,0]
["Nov 2018 Updated Ref Case",2050,null,"MIS_MNWI","4882; 4883; 4885","WI",null,null,null,null,"LF Gas",null,0.14064650445150001,0.33795681143400003,10.418259589,25.033837884,8.1053174050354908,19.47611308613002,1.6935245601005108E-2,4.0693379664767937E-2,0,0,null,null,null,5.0999999999999996,"00 Exist Landfill Gas","Non-Fossil","No","Existing","Landfill Gas","Other","---","---","---","---","---","---","---","---","None","None","No",1,1,1,1,1,1,1,1,1,null,0,0,1,0,0,0,0,0,1,0,0,1,0]
["Nov 2018 Updated Ref Case",2050,null,"MIS_MNWI",2204,"WI",null,null,null,null,"NaturalGas",null,1.39402277551967E-2,1.49109286089694E-2,1.2831517139999999,1.372501507,0.81606093278921699,0.87288576076906998,1.237975866028E-2,1.3241799260481401E-2,0,0,null,null,null,7.6,"00 Exist Combustion Turbine","Fossil","No","Existing","Combustion Turbine","Combustion Turbine","---","---","---","---","---","---","---","---","None","None","No",1,1,1,1,1,1,1,1,1,null,0,0,1,0,0,0,0,0,1,0,0,1,0]
["Nov 2018 Updated Ref Case",2050,null,"MIS_MNWI","2205; 2206; 2207","WI",null,null,null,null,"*Unit Did Not Operate",null,0,0,0,0,0,0,0,0,0,0,null,null,null,20,"00 Exist Combustion Turbine","Fossil","No","Existing","Combustion Turbine","Combustion Turbine","---","---","---","---","---","---","---","---","None","None","No",1,1,1,1,1,1,1,1,1,null,0,0,1,0,0,0,0,0,1,0,0,1,0]
["Nov 2018 Updated Ref Case",2050,null,"MIS_MNWI","2198; 2199","WI",null,null,null,null,"*Unit Did Not Operate",null,0,0,0,0,0,0,0,0,0,0,null,null,null,259.39999999999998,"00 Exist Combustion Turbine","Fossil","Yes","Existing","Combustion Turbine","Combustion Turbine","---","---","---","---","---","---","---","---","None","None","No",1,1,1,1,1,1,1,1,1,null,0,0,1,0,0,0,0,0,1,0,0,1,0]
["Nov 2018 Updated Ref Case",2050,null,"MIS_MNWI",28703,"WI",null,null,null,null,"NaturalGas",null,0.75159845460490726,0.8897941200369992,87.906252000573957,104.06948772362566,43.998573532571264,52.088547786965968,4.1337915003269513E-3,4.8938676602034489E-3,0,0,null,null,null,191.09775185796354,"00 New Combustion Turbine","Fossil","Yes","New","Combustion Turbine","Combustion Turbine","---","---","---","---","---","---","---","---","None","None","No",1,1,1,1,1,1,1,1,1,null,0,0,1,0,0,0,0,0,1,0,0,1,0]
["Nov 2018 Updated Ref Case",2050,null,"MIS_MNWI","5270; 5270; 5271; 5271","WI",null,null,null,null,"Non-Fossil",null,9.9069893848799995E-2,0.2394589665048,7.9361730719999999,19.182293712,0,0,0,0,0,0,null,null,null,4.8000000000000007,"00 Exist Non Fossil_Other","Non-Fossil","No","Existing","Non-Fossil Other","Other","---","---","---","---","---","---","---","---","None","None","No",1,1,1,1,1,1,1,1,1,null,0,0,1,0,0,0,0,0,1,0,0,1,0]
["Nov 2018 Updated Ref Case",2050,null,"MIS_MNWI","2200; 2201; 2202; 2203; 2244; 2245; 2246; 2247; 2248; 2249; 2250; 2251; 2252; 2253; 2254; 2255; 2256; 2257","WI",null,null,null,null,"*Unit Did Not Operate",null,0,0,0,0,0,0,0,0,0,0,null,null,null,84.8,"00 Exist Combustion Turbine","Fossil","No","Existing","Combustion Turbine","Combustion Turbine","---","---","---","---","---","---","---","---","None","None","No",1,1,1,1,1,1,1,1,1,null,0,0,1,0,0,0,0,0,1,0,0,1,0]
["Nov 2018 Updated Ref Case",2050,null,"MIS_MNWI","2197; 2208","WI",null,null,null,null,"*Unit Did Not Operate",null,0,0,0,0,0,0,0,0,0,0,null,null,null,161,"00 Exist Combustion Turbine","Fossil","Yes","Existing","Combustion Turbine","Combustion Turbine","---","---","---","---","---","---","---","---","None","None","No",1,1,1,1,1,1,1,1,1,null,0,0,1,0,0,0,0,0,1,0,0,1,0]
["Nov 2018 Updated Ref Case",2050,null,"MIS_MNWI",5042,"WI",null,null,null,null,"Solar",null,0,0,5.8869604705882299,11.5189705882353,0,0,0,0,0,0,null,null,null,7.3,"00 Exist Solar PV","Non-Fossil","No","Existing","Solar PV","Renewable","---","---","---","---","---","---","---","---","None","None","No",1,1,1,1,1,1,1,1,1,null,0,0,1,0,0,0,0,0,1,0,0,1,0]
["Nov 2018 Updated Ref Case",2050,null,"MIS_MNWI",28769,"WI",null,null,null,null,"Solar",null,0,0,3.0018527000000002,5.2961425999999996,0,0,0,0,0,0,null,null,null,3.5,"00 New Solar PV","Non-Fossil","No","New","Solar PV","Renewable","---","---","---","---","---","---","---","---","None","None","No",1,1,1,1,1,1,1,1,1,null,0,0,1,0,0,0,0,0,1,0,0,1,0]
["Nov 2018 Updated Ref Case",2050,null,"MIS_MNWI","5873; 5884; 5885","WI",null,null,null,null,null,null,null,null,null,null,null,null,null,null,null,null,null,null,null,72.099999999999994,"00 Biomass Retirement","Retired","No","Retired","Biomass","Retired","Retired","Retired","Retired","Retired","Retired","Retired","Retired","Retired","Retired","Retired","No",1,1,1,1,1,1,1,1,1,null,0,0,0,0,0,0,0,0,0,0,0,0,0]
["Nov 2018 Updated Ref Case",2050,null,"MIS_MNWI",11906,"WI",null,null,null,null,null,null,null,null,null,null,null,null,null,null,null,null,null,null,null,290,"00 Coal Retirement","Retired","No","Retired","Coal Steam","Retired","Retired","Retired","Retired","Retired","Retired","Retired","Retired","Retired","Retired","Retired","No",1,1,1,1,1,1,1,1,1,null,0,0,0,0,0,0,0,0,0,0,0,0,0]
["Nov 2018 Updated Ref Case",2050,null,"MIS_WUMS",4215,"WI",null,null,null,null,"Coal",null,7.6755061651009999,15.6892811277225,721.99286662600002,1475.8048281179999,822.43048559057297,1681.10647283546,0.49050322148078002,1.0026235104671,0.28783148119128799,0.58834804228959203,null,null,null,283.81978093510702,"00 Exist Coal Steam_DryFGD_ACI","Fossil","Yes","Existing","Coal Steam","Coal","Existing","---","---","---","Existing","---","---","---","None","Existing","No",1,1,1,1,1,1,1,1,1,null,0,0,1,0,0,0,0,0,1,0,0,1,0]
["Nov 2018 Updated Ref Case",2050,null,"MIS_WUMS","4187; 4188","WI",null,null,null,null,"Coal",null,23.811551355842099,42.870539124926097,2317.9970775239999,4169.4267588840003,2551.40772777848,4593.57826723584,0.73368104569842096,1.3251246012235098,0.92277256894882309,1.6601120837762608,null,null,null,1079,"00 Exist Coal Steam_DryFGD_SCR_ACI","Fossil","Yes","Existing","Coal Steam","Coal","Existing","---","Existing","---","Existing","---","---","---","Existing","Existing","Yes",1,1,1,1,1,1,1,1,1,null,0,0,1,0,0,0,0,0,1,0,0,1,0]
["Nov 2018 Updated Ref Case",2050,null,"MIS_WUMS","5717; 5718; 5719; 5720; 5721; 5722","WI",null,null,null,null,"Coal",null,59.663195387338419,122.44745962806439,6006.0094653650003,12341.112139950001,6227.5036573740854,12756.1113565335,1.7485633295547971,3.5837900379816308,1.2447709640012068,2.4788336310601391,null,null,null,2263,"00 Exist Coal Steam_WetFGD_SCR","Fossil","Yes","Existing","Coal Steam","Coal","Existing","---","Existing","---","---","---","---","---","Existing","Existing","Yes",1,1,1,1,1,1,1,1,1,null,0,0,1,0,0,0,0,0,1,0,0,1,0]
["Nov 2018 Updated Ref Case",2050,null,"MIS_WUMS","4548; 4549; 4550","WI",null,null,null,null,"Hydro",null,0,0,488.72049355000001,1060.463159704,0,0,0,0,0,0,null,null,null,208.39999999999998,"00 Exist Hydro","Non-Fossil","No","Existing","Hydro","Renewable","---","---","---","---","---","---","---","---","None","None","No",1,1,1,1,1,1,1,1,1,null,0,0,1,0,0,0,0,0,1,0,0,1,0]
["Nov 2018 Updated Ref Case",2050,null,"MIS_WUMS",29357,"WI",null,null,null,null,"Hydro",null,0,0,315.658269002,690.69898956300005,0,0,0,0,0,0,null,null,null,111.407652,"00 New Hydro","Non-Fossil","No","New","Hydro","Renewable","---","---","---","---","---","---","---","---","None","None","No",1,1,1,1,1,1,1,1,1,null,0,0,1,0,0,0,0,0,1,0,0,1,0]
["Nov 2018 Updated Ref Case",2050,null,"MIS_WUMS","4840; 4841; 4842; 4843; 4844; 4845; 4846; 4847; 4848","WI",null,null,null,null,"LF Gas",null,2.6463969291969272,6.3636121516580451,180.96240652799997,435.14808981000004,156.99969942858496,377.52658483601022,0.32803508317333097,0.78880383279432231,0,0,null,null,null,64.699999999999989,"00 Exist Landfill Gas","Non-Fossil","No","Existing","Landfill Gas","Other","---","---","---","---","---","---","---","---","None","None","No",1,1,1,1,1,1,1,1,1,null,0,0,1,0,0,0,0,0,1,0,0,1,0]
["Nov 2018 Updated Ref Case",2050,null,"MIS_WUMS",3351,"WI",null,null,null,null,"NaturalGas",null,5.6034658753919997E-2,0.19646517505923,7.3826954880000004,25.884739797000002,3.28026892345448,11.501071347967301,1.79030734718774E-3,6.2770623431423903E-3,0,0,null,null,null,5,"00 Exist Combined Cycle","Fossil","No","Existing","Combined Cycle","Combined Cycle","---","---","---","---","---","---","---","---","None","None","No",1,1,1,1,1,1,1,1,1,null,0,0,1,0,0,0,0,0,1,0,0,1,0]
["Nov 2018 Updated Ref Case",2050,null,"MIS_WUMS","3348; 3349; 3350; 3352; 3353; 3354; 3355; 3356; 3357","WI",null,null,null,null,"NaturalGas",null,65.019840086524766,151.5705908076456,9388.6113918800002,21913.772718370004,3900.2609399482367,9084.5744409170657,0.37749999840398724,0.89554216216270155,0,0,null,null,null,3444.0000000000005,"00 Exist Combined Cycle","Fossil","Yes","Existing","Combined Cycle","Combined Cycle","---","---","---","---","---","---","---","---","None","None","No",1,1,1,1,1,1,1,1,1,null,0,0,1,0,0,0,0,0,1,0,0,1,0]
["Nov 2018 Updated Ref Case",2050,null,"MIS_WUMS","1794; 1810; 1815; 1826; 1827; 1828","WI",null,null,null,null,"NaturalGas",null,1.5592869420094998E-2,1.8631843646767999E-2,1.3015299949999999,1.571840259,0.91280657585236102,1.0907081270817991,6.5752619943642079E-3,7.7796986496215135E-3,0,0,null,null,null,24.3,"00 Exist Combustion Turbine","Fossil","No","Existing","Combustion Turbine","Combustion Turbine","---","---","---","---","---","---","---","---","None","None","No",1,1,1,1,1,1,1,1,1,null,0,0,1,0,0,0,0,0,1,0,0,1,0]
["Nov 2018 Updated Ref Case",2050,null,"MIS_WUMS","1809; 1811; 1814; 1817; 1818; 1819; 1820; 1821; 1822; 1823; 1824; 1830; 1831; 1832","WI",null,null,null,null,"NaturalGas",null,2.5605581041037921,2.757404236892997,217.68608647100001,235.02575287100007,149.89507141423587,161.41844402771596,5.7415737855802909E-2,6.1072966120326505E-2,0,0,null,null,null,2789.6,"00 Exist Combustion Turbine","Fossil","Yes","Existing","Combustion Turbine","Combustion Turbine","---","---","---","---","---","---","---","---","None","None","No",1,1,1,1,1,1,1,1,1,null,0,0,1,0,0,0,0,0,1,0,0,1,0]
["Nov 2018 Updated Ref Case",2050,null,"MIS_WUMS","1813; 1816","WI",null,null,null,null,"*Unit Did Not Operate",null,0,0,0,0,0,0,0,0,0,0,null,null,null,37.799999999999997,"00 Exist Combustion Turbine","Fossil","No","Existing","Combustion Turbine","Combustion Turbine","---","---","---","---","---","---","---","---","None","None","No",1,1,1,1,1,1,1,1,1,null,0,0,1,0,0,0,0,0,1,0,0,1,0]
["Nov 2018 Updated Ref Case",2050,null,"MIS_WUMS","3901; 3902; 3903","WI",null,null,null,null,"NaturalGas",null,3.1424993959959999E-2,5.2655283625625E-2,2.7780253839999998,4.6544148889999999,1.8396191464160614,3.082440303444089,1.2257507865914771E-3,2.058178430794695E-3,0,0,null,null,null,6.3,"00 Exist Oil/Gas Steam","Fossil","No","Existing","O/G Steam","O/G Steam","---","---","---","---","---","---","---","---","None","None","No",1,1,1,1,1,1,1,1,1,null,0,0,1,0,0,0,0,0,1,0,0,1,0]
["Nov 2018 Updated Ref Case",2050,null,"MIS_WUMS","3899; 3904","WI",null,null,null,null,"NaturalGas",null,0.69036874984284402,1.2166844270283459,56.862599385999999,100.864811359,42.654503357885702,74.539360310199697,2.9447529667899201E-2,5.5025380728436699E-2,0,0,null,null,null,320,"00 Exist Oil/Gas Steam","Fossil","Yes","Existing","O/G Steam","O/G Steam","---","---","---","---","---","---","---","---","None","None","No",1,1,1,1,1,1,1,1,1,null,0,0,1,0,0,0,0,0,1,0,0,1,0]
["Nov 2018 Updated Ref Case",2050,null,"MIS_WUMS",29332,"WI",null,null,null,null,"NaturalGas",null,47.201994741286676,106.62659050230795,7613.2249582720442,17197.837177791604,2763.2047721549243,6241.920608005109,0.2596109710770742,0.58644624776268683,0,0,null,null,null,2256.5502224644447,"00 New Combined Cycle","Fossil","Yes","New","Combined Cycle","Combined Cycle","---","---","---","---","---","---","---","---","None","None","No",1,1,1,1,1,1,1,1,1,null,0,0,1,0,0,0,0,0,1,0,0,1,0]
["Nov 2018 Updated Ref Case",2050,null,"MIS_WUMS","5244; 5244; 5245; 5245; 5246; 5246; 5247; 5247; 5248; 5248; 5249; 5249; 5250; 5250","WI",null,null,null,null,"Non-Fossil",null,0.54376728559021392,1.3183611882895836,86.282568436999995,209.19167476699999,0,0,0,0,0,0,null,null,null,73.600000000000009,"00 Exist Non Fossil_Other","Non-Fossil","No","Existing","Non-Fossil Other","Other","---","---","---","---","---","---","---","---","None","None","No",1,1,1,1,1,1,1,1,1,null,0,0,1,0,0,0,0,0,1,0,0,1,0]
["Nov 2018 Updated Ref Case",2050,null,"MIS_WUMS",5404,"WI",null,null,null,null,"Nuclear",null,20.894761960939601,47.754545847027998,1998.3513734640001,4567.1906892719999,0,0,0,0,0,0,null,null,null,597.9,"00 Exist Nuclear","Non-Fossil","No","Existing","Nuclear","Nuclear","---","---","---","---","---","---","---","---","None","None","No",1,1,1,1,1,1,1,1,1,null,0,0,1,0,0,0,0,0,1,0,0,1,0]
["Nov 2018 Updated Ref Case",2050,null,"MIS_WUMS","1802; 1803; 1804; 1805; 1806; 1825","WI",null,null,null,null,"*Unit Did Not Operate",null,0,0,0,0,0,0,0,0,0,0,null,null,null,27,"00 Exist Combustion Turbine","Fossil","No","Existing","Combustion Turbine","Combustion Turbine","---","---","---","---","---","---","---","---","None","None","No",1,1,1,1,1,1,1,1,1,null,0,0,1,0,0,0,0,0,1,0,0,1,0]
["Nov 2018 Updated Ref Case",2050,null,"MIS_WUMS","1807; 1829","WI",null,null,null,null,"*Unit Did Not Operate",null,0,0,0,0,0,0,0,0,0,0,null,null,null,249.3,"00 Exist Combustion Turbine","Fossil","Yes","Existing","Combustion Turbine","Combustion Turbine","---","---","---","---","---","---","---","---","None","None","No",1,1,1,1,1,1,1,1,1,null,0,0,1,0,0,0,0,0,1,0,0,1,0]
["Nov 2018 Updated Ref Case",2050,null,"MIS_WUMS","5026; 5027","WI",null,null,null,null,"Solar",null,0,0,6.3961440000000005,12.532799999999991,0,0,0,0,0,0,null,null,null,9.6,"00 Exist Solar PV","Non-Fossil","No","Existing","Solar PV","Renewable","---","---","---","---","---","---","---","---","None","None","No",1,1,1,1,1,1,1,1,1,null,0,0,1,0,0,0,0,0,1,0,0,1,0]
["Nov 2018 Updated Ref Case",2050,null,"MIS_WUMS",29370,"WI",null,null,null,null,"Solar",null,0,0,978.48121409279997,1696.5241546176001,0,0,0,0,0,0,null,null,null,1151.8848,"00 New Solar PV","Non-Fossil","No","New","Solar PV","Renewable","---","---","---","---","---","---","---","---","None","None","No",1,1,1,1,1,1,1,1,1,null,0,0,1,0,0,0,0,0,1,0,0,1,0]
["Nov 2018 Updated Ref Case",2050,null,"MIS_WUMS",5553,"WI",null,null,null,null,"Wind",null,0,0,617.70966309194603,2017.1047577468401,0,0,0,0,0,0,null,null,null,426.5,"00 Exist Onshore Wind","Non-Fossil","No","Existing","Wind","Renewable","---","---","---","---","---","---","---","---","None","None","No",1,1,1,1,1,1,1,1,1,null,0,0,1,0,0,0,0,0,1,0,0,1,0]
["Nov 2018 Updated Ref Case",2050,null,"MIS_WUMS","29426; 29427","WI",null,null,null,null,"Wind",null,0,0,1310.4077426980859,3354.8410504214598,0,0,0,0,0,0,null,null,null,913.90037199999995,"00 New Onshore Wind","Non-Fossil","No","New","Wind","Renewable","---","---","---","---","---","---","---","---","None","None","No",1,1,1,1,1,1,1,1,1,null,0,0,1,0,0,0,0,0,1,0,0,1,0]
["Nov 2018 Updated Ref Case",2050,null,"MIS_WUMS","5867; 5868","WI",null,null,null,null,null,null,null,null,null,null,null,null,null,null,null,null,null,null,null,94,"00 Biomass Retirement","Retired","No","Retired","Biomass","Retired","Retired","Retired","Retired","Retired","Retired","Retired","Retired","Retired","Retired","Retired","No",1,1,1,1,1,1,1,1,1,null,0,0,0,0,0,0,0,0,0,0,0,0,0]
["Nov 2018 Updated Ref Case",2050,null,"MIS_WUMS","11840; 14306; 14392; 17294","WI",null,null,null,null,null,null,null,null,null,null,null,null,null,null,null,null,null,null,null,1074.5,"00 Coal Retirement","Retired","No","Retired","Coal Steam","Retired","Retired","Retired","Retired","Retired","Retired","Retired","Retired","Retired","Retired","Retired","No",1,1,1,1,1,1,1,1,1,null,0,0,0,0,0,0,0,0,0,0,0,0,0]
["Nov 2018 Updated Ref Case",2050,null,"MIS_WUMS",13816,"WI",null,null,null,null,null,null,null,null,null,null,null,null,null,null,null,null,null,null,null,598.1,"00 Nuke Retirement","Retired","No","Retired","Nuclear","Retired","Retired","Retired","Retired","Retired","Retired","Retired","Retired","Retired","Retired","Retired","No",1,1,1,1,1,1,1,1,1,null,0,0,0,0,0,0,0,0,0,0,0,0,0]
["Nov 2018 Updated Ref Case",2050,null,"MIS_WUMS",11038,"WI",null,null,null,null,null,null,null,null,null,null,null,null,null,null,null,null,null,null,null,102,"00 O/G Retirement","Retired","No","Retired","O/G Steam","Retired","Retired","Retired","Retired","Retired","Retired","Retired","Retired","Retired","Retired","Retired","No",1,1,1,1,1,1,1,1,1,null,0,0,0,0,0,0,0,0,0,0,0,0,0]
["Nov 2018 Updated Ref Case",2050,null,"PJM_AP","5652; 5653; 5655","WV",null,null,null,null,"Coal",null,69.997422799589202,129.89657957339318,7152.6299653800006,13337.114305380001,7264.9794382200498,13479.862677044439,3.7066888571886913,6.7037344204296199,3.8200312785109967,6.9771939839617705,null,null,null,2654,"00 Exist Coal Steam_WetFGD_SCR","Fossil","Yes","Existing","Coal Steam","Coal","Existing","---","Existing","---","---","---","---","---","Existing","Existing","Yes",1,1,1,1,1,1,1,1,1,null,0,0,1,0,0,0,0,0,1,0,0,1,0]
["Nov 2018 Updated Ref Case",2050,null,"PJM_AP","5642; 5643","WV",null,null,null,null,"EnerStor",null,0,0,23.296949999999999,34.969500000000004,0,0,0,0,0,0,null,null,null,63.5,"00 Exist Energy Storage","Non-Fossil","No","Existing","Non-Fossil Other","Other","---","---","---","---","---","---","---","---","None","None","No",1,1,1,1,1,1,1,1,1,null,0,0,1,0,0,0,0,0,1,0,0,1,0]
["Nov 2018 Updated Ref Case",2050,null,"PJM_AP","4608; 4609","WV",null,null,null,null,"Hydro",null,0,0,190.50950325599999,474.33857940000001,0,0,0,0,0,0,null,null,null,68.3,"00 Exist Hydro","Non-Fossil","No","Existing","Hydro","Renewable","---","---","---","---","---","---","---","---","None","None","No",1,1,1,1,1,1,1,1,1,null,0,0,1,0,0,0,0,0,1,0,0,1,0]
["Nov 2018 Updated Ref Case",2050,null,"PJM_AP",30968,"WV",null,null,null,null,"Hydro",null,0,0,243.90707000800001,739.79974195600005,0,0,0,0,0,0,null,null,null,138.22098299999999,"00 New Hydro","Non-Fossil","No","New","Hydro","Renewable","---","---","---","---","---","---","---","---","None","None","No",1,1,1,1,1,1,1,1,1,null,0,0,1,0,0,0,0,0,1,0,0,1,0]
["Nov 2018 Updated Ref Case",2050,null,"PJM_AP",2513,"WV",null,null,null,null,"NaturalGas",null,8.0896093907160002E-2,8.0896093907160002E-2,7.5287197680000002,7.5287197680000002,4.7356573373251498,4.7356573373251498,1.33559451040721E-3,1.33559451040721E-3,0,0,null,null,null,321.3,"00 Exist Combustion Turbine","Fossil","Yes","Existing","Combustion Turbine","Combustion Turbine","---","---","---","---","---","---","---","---","None","None","No",1,1,1,1,1,1,1,1,1,null,0,0,1,0,0,0,0,0,1,0,0,1,0]
["Nov 2018 Updated Ref Case",2050,null,"PJM_AP",30925,"WV",null,null,null,null,"NaturalGas",null,177.56904322015109,440.94616939137609,28640.168261314691,71120.349901834852,10394.891790107617,25812.988756171169,0.9766297377108204,2.4252039316525424,0,0,null,null,null,9331.9096623000478,"00 New Combined Cycle","Fossil","Yes","New","Combined Cycle","Combined Cycle","---","---","---","---","---","---","---","---","None","None","No",1,1,1,1,1,1,1,1,1,null,0,0,1,0,0,0,0,0,1,0,0,1,0]
["Nov 2018 Updated Ref Case",2050,null,"PJM_AP",2502,"WV",null,null,null,null,"*Unit Did Not Operate",null,0,0,0,0,0,0,0,0,0,0,null,null,null,11,"00 Exist Combustion Turbine","Fossil","No","Existing","Combustion Turbine","Combustion Turbine","---","---","---","---","---","---","---","---","None","None","No",1,1,1,1,1,1,1,1,1,null,0,0,1,0,0,0,0,0,1,0,0,1,0]
["Nov 2018 Updated Ref Case",2050,null,"PJM_AP",5496,"WV",null,null,null,null,"Waste Coal",null,3.6769136492844003E-2,7.0674870894444006E-2,4.1916480270000003,8.0568708269999991,6.2207200456700296,11.95700057258,1.01689171552619E-2,1.9545928341947901E-2,1.1716955646353401E-2,2.2521451591421399E-2,null,null,null,1.975987993997,"00 Exist FBC_DSI","Fossil","No","Existing","Coal Steam","Coal","---","Existing","---","---","---","---","---","---","None","Existing","No",1,1,1,1,1,1,1,1,1,null,0,0,1,0,0,0,0,0,1,0,0,1,0]
["Nov 2018 Updated Ref Case",2050,null,"PJM_AP",14349,"WV",null,null,null,null,"Waste Coal",null,0.90224087247072104,1.7342197087370901,101.821999392,195.714607392,152.643994848608,293.40083381714601,0.12476241708901099,0.23980895703930899,0.287510594303024,0.55263129206906902,null,null,null,48,"00 Ret.FB-ExistDSI & SNCR","Fossil","No","Existing","Coal Steam","Coal","---","Existing","---","New","---","---","---","---","New","Existing","Yes",1,1,1,1,1,1,1,1,1,null,0,0,1,0,0,0,0,0,1,0,0,1,0]
["Nov 2018 Updated Ref Case",2050,null,"PJM_AP",5588,"WV",null,null,null,null,"Wind",null,0,0,429.759018757371,1630.1629679149601,0,0,0,0,0,0,null,null,null,686.3,"00 Exist Onshore Wind","Non-Fossil","No","Existing","Wind","Renewable","---","---","---","---","---","---","---","---","None","None","No",1,1,1,1,1,1,1,1,1,null,0,0,1,0,0,0,0,0,1,0,0,1,0]
["Nov 2018 Updated Ref Case",2050,null,"PJM_AP","31118; 31119; 31120; 31121; 31122","WV",null,null,null,null,"Wind",null,0,0,254.64969701950545,808.26030796166867,0,0,0,0,0,0,null,null,null,204.48,"00 New Onshore Wind","Non-Fossil","No","New","Wind","Renewable","---","---","---","---","---","---","---","---","None","None","No",1,1,1,1,1,1,1,1,1,null,0,0,1,0,0,0,0,0,1,0,0,1,0]
["Nov 2018 Updated Ref Case",2050,null,"PJM_AP","11152; 11157; 14387; 14603; 14607; 14611","WV",null,null,null,null,null,null,null,null,null,null,null,null,null,null,null,null,null,null,null,2807,"00 Coal Retirement","Retired","No","Retired","Coal Steam","Retired","Retired","Retired","Retired","Retired","Retired","Retired","Retired","Retired","Retired","Retired","No",1,1,1,1,1,1,1,1,1,null,0,0,0,0,0,0,0,0,0,0,0,0,0]
["Nov 2018 Updated Ref Case",2050,null,"PJM_West","5678; 5679; 5685; 5685; 5688; 5688","WV",null,null,null,null,"Coal",null,148.93892569444091,242.48581752935479,15032.647757330002,24474.678147889997,15524.539914049137,25275.566076490002,6.5341398681295315,10.628726210787972,6.4945483939615594,10.531854651942986,null,null,null,5759,"00 Exist Coal Steam_WetFGD_SCR","Fossil","Yes","Existing","Coal Steam","Coal","Existing","---","Existing","---","---","---","---","---","Existing","Existing","Yes",1,1,1,1,1,1,1,1,1,null,0,0,1,0,0,0,0,0,1,0,0,1,0]
["Nov 2018 Updated Ref Case",2050,null,"PJM_West",5623,"WV",null,null,null,null,"EnerStor",null,0,0,1.1952,1.8575999999999999,0,0,0,0,0,0,null,null,null,2,"00 Exist Energy Storage","Non-Fossil","No","Existing","Non-Fossil Other","Other","---","---","---","---","---","---","---","---","None","None","No",1,1,1,1,1,1,1,1,1,null,0,0,1,0,0,0,0,0,1,0,0,1,0]
["Nov 2018 Updated Ref Case",2050,null,"PJM_West",4505,"WV",null,null,null,null,"Hydro",null,0,0,400.84794491000002,1206.585617618,0,0,0,0,0,0,null,null,null,281.2,"00 Exist Hydro","Non-Fossil","No","Existing","Hydro","Renewable","---","---","---","---","---","---","---","---","None","None","No",1,1,1,1,1,1,1,1,1,null,0,0,1,0,0,0,0,0,1,0,0,1,0]
["Nov 2018 Updated Ref Case",2050,null,"PJM_West",1383,"WV",null,null,null,null,"NaturalGas",null,0,0.13927801638902401,0,12.518247024000001,0,8.1533350794134503,0,7.3893951595196596E-3,0,0,null,null,null,300,"00 Exist Combustion Turbine","Fossil","Yes","Existing","Combustion Turbine","Combustion Turbine","---","---","---","---","---","---","---","---","None","None","No",1,1,1,1,1,1,1,1,1,null,0,0,1,0,0,0,0,0,1,0,0,1,0]
["Nov 2018 Updated Ref Case",2050,null,"PJM_West",1384,"WV",null,null,null,null,"*Unit Did Not Operate",null,0,0,0,0,0,0,0,0,0,0,null,null,null,450,"00 Exist Combustion Turbine","Fossil","Yes","Existing","Combustion Turbine","Combustion Turbine","---","---","---","---","---","---","---","---","None","None","No",1,1,1,1,1,1,1,1,1,null,0,0,1,0,0,0,0,0,1,0,0,1,0]
["Nov 2018 Updated Ref Case",2050,null,"PJM_West",32140,"WV",null,null,null,null,"NaturalGas",null,26.447634916846415,59.743685700197929,4265.7475672332876,9636.0783387416013,1548.2445480321874,3497.3953608895922,0.14546199204265375,0.32859027135108404,0,0,null,null,null,1264.3621686001459,"00 New Combined Cycle","Fossil","Yes","New","Combined Cycle","Combined Cycle","---","---","---","---","---","---","---","---","None","None","No",1,1,1,1,1,1,1,1,1,null,0,0,1,0,0,0,0,0,1,0,0,1,0]
["Nov 2018 Updated Ref Case",2050,null,"PJM_West","32425; 32426; 32427; 32428; 32429","WV",null,null,null,null,"Wind",null,0,0,27.293288648988856,83.189208142297176,0,0,0,0,0,0,null,null,null,21.36,"00 New Onshore Wind","Non-Fossil","No","New","Wind","Renewable","---","---","---","---","---","---","---","---","None","None","No",1,1,1,1,1,1,1,1,1,null,0,0,1,0,0,0,0,0,1,0,0,1,0]
["Nov 2018 Updated Ref Case",2050,null,"WECC_WY","4223; 4224","WY",null,null,null,null,"Coal",null,15.768105762508879,35.985198511248392,1306.3800519360002,2981.1786747839997,1690.500201325855,3858.013631820264,1.661252835355008,3.7861786600770007,1.230810434559239,2.8030434974196377,null,null,null,412,"00 Exist Coal Steam_DryFGD_ACI","Fossil","Yes","Existing","Coal Steam","Coal","Existing","---","---","---","Existing","---","---","---","None","Existing","No",1,1,1,1,1,1,1,1,1,null,0,0,1,0,0,0,0,0,1,0,0,1,0]
["Nov 2018 Updated Ref Case",2050,null,"WECC_WY","4196; 4197; 4198; 4199","WY",null,null,null,null,"Coal",null,23.05877838936339,52.813450755245142,2087.3832729840001,4778.4967840560003,2476.5556721323496,5672.2564785300292,0.62536878218697911,1.4372373181027029,0.89996430493528701,2.0636527491394059,null,null,null,655,"00 Exist Coal Steam_DryFGD_SCR_ACI","Fossil","Yes","Existing","Coal Steam","Coal","Existing","---","Existing","---","Existing","---","---","---","Existing","Existing","Yes",1,1,1,1,1,1,1,1,1,null,0,0,1,0,0,0,0,0,1,0,0,1,0]
["Nov 2018 Updated Ref Case",2050,null,"WECC_WY","4165; 4165","WY",null,null,null,null,"Coal",null,4.6347101196119997E-2,0.10545228853048801,4.5344977200000001,10.317218327999999,5.0085818843178602,11.3778996196971,3.5993158788906799E-3,8.1894247272777006E-3,3.2885591033792001E-3,6.4547323803590901E-3,null,null,null,1.43071535767888,"00 Exist Coal Steam_WetFGD_ACI","Fossil","Yes","Existing","Coal Steam","Coal","Existing","---","---","---","Existing","---","---","---","None","Existing","No",1,1,1,1,1,1,1,1,1,null,0,0,1,0,0,0,0,0,1,0,0,1,0]
["Nov 2018 Updated Ref Case",2050,null,"WECC_WY","4161; 4164","WY",null,null,null,null,"*Unit Did Not Operate",null,0,0,0,0,0,0,0,0,0,0,null,null,null,7.0883757530282003E-7,"00 Exist Coal Steam_WetFGD_ACI","Fossil","Yes","Existing","Coal Steam","Coal","Existing","---","---","---","Existing","---","---","---","None","Existing","No",1,1,1,1,1,1,1,1,1,null,0,0,1,0,0,0,0,0,1,0,0,1,0]
["Nov 2018 Updated Ref Case",2050,null,"WECC_WY","4108; 4109","WY",null,null,null,null,"Coal",null,25.285759006080401,59.083810182049206,2445.4215676929998,5713.733644809,2714.42205083105,6342.6372594433506,0.62520927975392504,1.4596195162417149,0.835418841792684,1.929439125307352,null,null,null,1053,"00 Exist Coal Steam_WetFGD_SCR_ACI","Fossil","Yes","Existing","Coal Steam","Coal","Existing","---","Existing","---","Existing","---","---","---","Existing","Existing","Yes",1,1,1,1,1,1,1,1,1,null,0,0,1,0,0,0,0,0,1,0,0,1,0]
["Nov 2018 Updated Ref Case",2050,null,"WECC_WY",12019,"WY",null,null,null,null,"Coal",null,18.453869292567799,41.987591652566799,1805.6501048160001,4108.3470391199999,1977.3320946986501,4498.9704455725296,1.22662869187699,2.79091521714611,0.73815477170271404,1.6795036661026701,null,null,null,569.71500000000003,"00 Ret.ExistDryFGD_ACI & SNCR","Fossil","Yes","Existing","Coal Steam","Coal","Existing","---","---","New","Existing","---","---","---","New","Existing","Yes",1,1,1,1,1,1,1,1,1,null,0,0,1,0,0,0,0,0,1,0,0,1,0]
["Nov 2018 Updated Ref Case",2050,null,"WECC_WY","11339; 11355; 11355","WY",null,null,null,null,"Coal",null,22.542915867431432,51.667178077622935,2182.148131851,5001.2408540189999,2425.1961971013689,5568.6032661454001,0.65519022758561196,1.5001338970088511,0.99661785628731803,2.867487474110801,null,null,null,709.92524400000002,"00 Ret.ExistWetFGD_ACI & SCR","Fossil","Yes","Existing","Coal Steam","Coal","Existing","---","New","---","Existing","---","---","---","New","Existing","Yes",1,1,1,1,1,1,1,1,1,null,0,0,1,0,0,0,0,0,1,0,0,1,0]
["Nov 2018 Updated Ref Case",2050,null,"WECC_WY","11341; 11357; 11357; 11363; 11363","WY",null,null,null,null,"Coal",null,18.648407860048039,46.027674583858627,1819.4177138380001,4487.8276418260002,2007.0874869077879,4963.1246407755443,1.2298163079769371,3.0107585484985222,0.85651066396184805,2.6629746975535213,null,null,null,783.65834299999995,"00 Ret.ExistWetFGD_ACI & SNCR","Fossil","Yes","Existing","Coal Steam","Coal","Existing","---","---","New","Existing","---","---","---","New","Existing","Yes",1,1,1,1,1,1,1,1,1,null,0,0,1,0,0,0,0,0,1,0,0,1,0]
["Nov 2018 Updated Ref Case",2050,null,"WECC_WY","4602; 4603; 4604","WY",null,null,null,null,"Hydro",null,0,0,606.84821171400006,908.56667183800005,0,0,0,0,0,0,null,null,null,305.5,"00 Exist Hydro","Non-Fossil","No","Existing","Hydro","Renewable","---","---","---","---","---","---","---","---","None","None","No",1,1,1,1,1,1,1,1,1,null,0,0,1,0,0,0,0,0,1,0,0,1,0]
["Nov 2018 Updated Ref Case",2050,null,"WECC_WY",3489,"WY",null,null,null,null,"NaturalGas",null,2.7246381385425001E-2,0.33092199211957002,3.2712668250000001,39.731299329999999,1.5950031663027799,19.372173418679601,1.12527555121806E-4,1.3667078274538301E-3,0,0,null,null,null,20,"00 Exist Combined Cycle","Fossil","No","Existing","Combined Cycle","Combined Cycle","---","---","---","---","---","---","---","---","None","None","No",1,1,1,1,1,1,1,1,1,null,0,0,1,0,0,0,0,0,1,0,0,1,0]
["Nov 2018 Updated Ref Case",2050,null,"WECC_WY",3488,"WY",null,null,null,null,"NaturalGas",null,0.10081160883976201,1.2244114003437301,12.103686978000001,147.00581106300001,5.9015115814796699,71.677043376121802,4.16351944508219E-4,5.0568190834196199E-3,0,0,null,null,null,74,"00 Exist Combined Cycle","Fossil","Yes","Existing","Combined Cycle","Combined Cycle","---","---","---","---","---","---","---","---","None","None","No",1,1,1,1,1,1,1,1,1,null,0,0,1,0,0,0,0,0,1,0,0,1,0]
["Nov 2018 Updated Ref Case",2050,null,"WECC_WY","2448; 2449; 2450; 2455","WY",null,null,null,null,"*Unit Did Not Operate",null,0,0,0,0,0,0,0,0,0,0,null,null,null,52,"00 Exist Combustion Turbine","Fossil","No","Existing","Combustion Turbine","Combustion Turbine","---","---","---","---","---","---","---","---","None","None","No",1,1,1,1,1,1,1,1,1,null,0,0,1,0,0,0,0,0,1,0,0,1,0]
["Nov 2018 Updated Ref Case",2050,null,"WECC_WY","2445; 2447; 2451","WY",null,null,null,null,"*Unit Did Not Operate",null,0,0,0,0,0,0,0,0,0,0,null,null,null,105,"00 Exist Combustion Turbine","Fossil","Yes","Existing","Combustion Turbine","Combustion Turbine","---","---","---","---","---","---","---","---","None","None","No",1,1,1,1,1,1,1,1,1,null,0,0,1,0,0,0,0,0,1,0,0,1,0]
["Nov 2018 Updated Ref Case",2050,null,"WECC_WY","2443; 2444","WY",null,null,null,null,"*Unit Did Not Operate",null,0,0,0,0,0,0,0,0,0,0,null,null,null,4.7,"00 Exist Combustion Turbine","Fossil","No","Existing","Combustion Turbine","Combustion Turbine","---","---","---","---","---","---","---","---","None","None","No",1,1,1,1,1,1,1,1,1,null,0,0,1,0,0,0,0,0,1,0,0,1,0]
["Nov 2018 Updated Ref Case",2050,null,"WECC_WY",5584,"WY",null,null,null,null,"Wind",null,0,0,1246.2046931992099,4452.8547388943798,0,0,0,0,0,0,null,null,null,1487.3,"00 Exist Onshore Wind","Non-Fossil","No","Existing","Wind","Renewable","---","---","---","---","---","---","---","---","None","None","No",1,1,1,1,1,1,1,1,1,null,0,0,1,0,0,0,0,0,1,0,0,1,0]
["Nov 2018 Updated Ref Case",2050,null,"WECC_WY","11332; 11338; 11344; 11349; 11996; 12001; 12415","WY",null,null,null,null,null,null,null,null,null,null,null,null,null,null,null,null,null,null,null,1815.462796,"00 Coal Retirement","Retired","No","Retired","Coal Steam","Retired","Retired","Retired","Retired","Retired","Retired","Retired","Retired","Retired","Retired","Retired","No",1,1,1,1,1,1,1,1,1,null,0,0,0,0,0,0,0,0,0,0,0,0,0]
["Nov 2018 Updated Ref Case",2050,null,"WECC_WY",11134,"WY",null,null,null,null,null,null,null,null,null,null,null,null,null,null,null,null,null,null,null,330,"00 O/G Retirement","Retired","No","Retired","O/G Steam","Retired","Retired","Retired","Retired","Retired","Retired","Retired","Retired","Retired","Retired","Retired","No",1,1,1,1,1,1,1,1,1,null,0,0,0,0,0,0,0,0,0,0,0,0,0]

{"sheet":"Named Ranges","index":7,"n_rows":55,"n_cols":12,"rows_kept":55,"cut":false,"hidden":false,"merged":[]}
["Run",{"$f":"\"RPE_\"&A1","v":"RPE_Run"},"A"]
["Year",{"$f":"\"RPE_\"&A2","v":"RPE_Year"},"B",null,null,null,null,null,null,"‘=CHOOSE(Map!$AM$14,1,\n               IF(AQ2:AQ23635=\"Yes\",1,0),\n               IF(AO2:AO23635=\"None\",0,IF(Map!$AL$15=\"All Controls\",1,IF(Map!$AL$15=AO2:AO23635,1,0))),\n               IF(AI2:AI23635=\"---\",0,IF(Map!$AL$15=\"All Controls\",1,IF(Map!$AL$15=AI2:AI23635,1,0))),\n               IF(AJ2:AJ23635=\"---\",IF(Map!$AL$15=\"All Controls\",1,IF(Map!$AL$15=AJ2:AJ23635,1,0))),\n               IF(AP2:AP23635=\"None\",0,IF(Map!$AL$15=\"All Controls\",1,IF(Map!$AL$15=AP2:AP23635,1,0))),\n               IF(AG2:AG23635=\"---\",IF(Map!$AL$15=\"All Controls\",1,IF(Map!$AL$15=AG2:AG23635,1,0))),\n               IF(AH2:AH23635=\"---\",IF(Map!$AL$15=\"All Controls\",1,IF(Map!$AL$15=AH2:AH23635,1,0))),\n               IF(AK2:AK23635=\"---\",IF(Map!$AL$15=\"All Controls\",1,IF(Map!$AL$15=AK2:AK23635,1,0))),\n               IF(AL2:AL23635=\"---\",IF(Map!$AL$15=\"All Controls\",1,IF(Map!$AL$15=AL2:AL23635,1,0))),\n               IF(AM2:AM23635=\"---\",IF(Map!$AL$15=\"All Controls\",1,IF(Map!$AL$15=AM2:AM23635,1,0))),\n               IF(AN2:AN23635=\"---\",IF(Map!$AL$15=\"All Controls\",1,IF(Map!$AL$15=AN2:AN23635,1,0))),\n               IF(AO2:AO23635=\"None\",1,0),\n               IF(AP2:AP23635=\"None\",1,0))\n",null,"current last row value"]
["RegionGroup","RPE_RegionGroup","C",null,null,null,null,null,null,"‘=CHOOSE(Map!$AM$31,1,\n               IF(AQ2:AQ23635=\"Yes\",1,0),\n               IF(AO2:AO23635=\"None\",0,IF(Map!$AL$32=\"All Controls\",1,IF(Map!$AL$32=AO2:AO23635,1,0))),\n               IF(AI2:AI23635=\"---\",0,IF(Map!$AL$32=\"All Controls\",1,IF(Map!$AL$32=AI2:AI23635,1,0))),\n               IF(AJ2:AJ23635=\"---\",IF(Map!$AL$32=\"All Controls\",1,IF(Map!$AL$32=AJ2:AJ23635,1,0))),\n               IF(AP2:AP23635=\"None\",0,IF(Map!$AL$32=\"All Controls\",1,IF(Map!$AL$32=AP2:AP23635,1,0))),\n               IF(AG2:AG23635=\"---\",IF(Map!$AL$32=\"All Controls\",1,IF(Map!$AL$32=AG2:AG23635,1,0))),\n               IF(AH2:AH23635=\"---\",IF(Map!$AL$32=\"All Controls\",1,IF(Map!$AL$32=AH2:AH23635,1,0))),\n               IF(AK2:AK23635=\"---\",IF(Map!$AL$32=\"All Controls\",1,IF(Map!$AL$32=AK2:AK23635,1,0))),\n               IF(AL2:AL23635=\"---\",IF(Map!$AL$32=\"All Controls\",1,IF(Map!$AL$32=AL2:AL23635,1,0))),\n               IF(AM2:AM23635=\"---\",IF(Map!$AL$32=\"All Controls\",1,IF(Map!$AL$32=AM2:AM23635,1,0))),\n               IF(AN2:AN23635=\"---\",IF(Map!$AL$32=\"All Controls\",1,IF(Map!$AL$32=AN2:AN23635,1,0))),\n               IF(AO2:AO23635=\"None\",1,0),\n               IF(AP2:AP23635=\"None\",1,0))\n",null,{"$f":"IF(ISNUMBER(1+RIGHT(MID($J$2,9+SEARCH(\"IF(AQ2:AQ\",$J$2),6),1)),MID($J$2,9+SEARCH(\"IF(AQ2:AQ\",$J$2),6),MID($J$2,9+SEARCH(\"IF(AQ2:AQ\",$J$2),5))","v":"23635"}]
["RegionGroupAcronym","RPE_RegionGroupAcronym","D",null,null,null,null,null,null,"‘=CHOOSE(Whisker!$C$16,1,\n               IF(AQ2:AQ23635=\"Yes\",1,0),\n               IF(AO2:AO23635=\"None\",0,IF(Whisker!$B$17=\"All Controls\",1,IF(Whisker!$B$17=AO2:AO23635,1,0))),\n               IF(AI2:AI23635=\"---\",0,IF(Whisker!$B$17=\"All Controls\",1,IF(Whisker!$B$17=AI2:AI23635,1,0))),\n               IF(AJ2:AJ23635=\"---\",0,IF(Whisker!$B$17=\"All Controls\",1,IF(Whisker!$B$17=AJ2:AJ23635,1,0))),\n               IF(AP2:AP23635=\"None\",0,IF(Whisker!$B$17=\"All Controls\",1,IF(Whisker!$B$17=AP2:AP23635,1,0))),\n               IF(AG2:AG23635=\"---\",0,IF(Whisker!$B$17=\"All Controls\",1,IF(Whisker!$B$17=AG2:AG23635,1,0))),\n               IF(AH2:AH23635=\"---\",0,IF(Whisker!$B$17=\"All Controls\",1,IF(Whisker!$B$17=AH2:AH23635,1,0))),\n               IF(AK2:AK23635=\"---\",0,IF(Whisker!$B$17=\"All Controls\",1,IF(Whisker!$B$17=AK2:AK23635,1,0))),\n               IF(AL2:AL23635=\"---\",0,IF(Whisker!$B$17=\"All Controls\",1,IF(Whisker!$B$17=AL2:AL23635,1,0))),\n               IF(AM2:AM23635=\"---\",0,IF(Whisker!$B$17=\"All Controls\",1,IF(Whisker!$B$17=AM2:AM23635,1,0))),\n               IF(AN2:AN23635=\"---\",0,IF(Whisker!$B$17=\"All Controls\",1,IF(Whisker!$B$17=AN2:AN23635,1,0))),\n               IF(AO2:AO23635=\"None\",1,0),\n               IF(AP2:AP23635=\"None\",1,0))\n"]
["UnitId","RPE_UnitId","E",null,null,null,null,null,null,"‘=IF(Whisker!$C$33=0,1,CHOOSE(Whisker!$C$33,1,\n               IF(AQ2:AQ23635=\"Yes\",1,0),\n               IF(AO2:AO23635=\"None\",0,IF(Whisker!$B$34=\"All Controls\",1,IF(Whisker!$B$34=AO2:AO23635,1,0))),\n               IF(AI2:AI23635=\"---\",0,IF(Whisker!$B$34=\"All Controls\",1,IF(Whisker!$B$34=AI2:AI23635,1,0))),\n               IF(AJ2:AJ23635=\"---\",0,IF(Whisker!$B$34=\"All Controls\",1,IF(Whisker!$B$34=AJ2:AJ23635,1,0))),\n               IF(AP2:AP23635=\"None\",0,IF(Whisker!$B$34=\"All Controls\",1,IF(Whisker!$B$34=AP2:AP23635,1,0))),\n               IF(AG2:AG23635=\"---\",0,IF(Whisker!$B$34=\"All Controls\",1,IF(Whisker!$B$34=AG2:AG23635,1,0))),\n               IF(AH2:AH23635=\"---\",0,IF(Whisker!$B$34=\"All Controls\",1,IF(Whisker!$B$34=AH2:AH23635,1,0))),\n               IF(AK2:AK23635=\"---\",0,IF(Whisker!$B$34=\"All Controls\",1,IF(Whisker!$B$34=AK2:AK23635,1,0))),\n               IF(AL2:AL23635=\"---\",0,IF(Whisker!$B$34=\"All Controls\",1,IF(Whisker!$B$34=AL2:AL23635,1,0))),\n               IF(AM2:AM23635=\"---\",0,IF(Whisker!$B$34=\"All Controls\",1,IF(Whisker!$B$34=AM2:AM23635,1,0))),\n               IF(AN2:AN23635=\"---\",0,IF(Whisker!$B$34=\"All Controls\",1,IF(Whisker!$B$34=AN2:AN23635,1,0))),\n               IF(AO2:AO23635=\"None\",1,0),\n               IF(AP2:AP23635=\"None\",1,0)))\n"]
["State","RPE_State","F",null,null,null,null,null,null,"‘=IF(Whisker!$F$16=0,1,CHOOSE(Whisker!$F$16,1,\n               IF(AQ2:AQ23635=\"Yes\",1,0),\n               IF(AO2:AO23635=\"None\",0,IF(Whisker!$E$17=\"All Controls\",1,IF(Whisker!$E$17=AO2:AO23635,1,0))),\n               IF(AI2:AI23635=\"---\",0,IF(Whisker!$E$17=\"All Controls\",1,IF(Whisker!$E$17=AI2:AI23635,1,0))),\n               IF(AJ2:AJ23635=\"---\",0,IF(Whisker!$E$17=\"All Controls\",1,IF(Whisker!$E$17=AJ2:AJ23635,1,0))),\n               IF(AP2:AP23635=\"None\",0,IF(Whisker!$E$17=\"All Controls\",1,IF(Whisker!$E$17=AP2:AP23635,1,0))),\n               IF(AG2:AG23635=\"---\",0,IF(Whisker!$E$17=\"All Controls\",1,IF(Whisker!$E$17=AG2:AG23635,1,0))),\n               IF(AH2:AH23635=\"---\",0,IF(Whisker!$E$17=\"All Controls\",1,IF(Whisker!$E$17=AH2:AH23635,1,0))),\n               IF(AK2:AK23635=\"---\",0,IF(Whisker!$E$17=\"All Controls\",1,IF(Whisker!$E$17=AK2:AK23635,1,0))),\n               IF(AL2:AL23635=\"---\",0,IF(Whisker!$E$17=\"All Controls\",1,IF(Whisker!$E$17=AL2:AL23635,1,0))),\n               IF(AM2:AM23635=\"---\",0,IF(Whisker!$E$17=\"All Controls\",1,IF(Whisker!$E$17=AM2:AM23635,1,0))),\n               IF(AN2:AN23635=\"---\",0,IF(Whisker!$E$17=\"All Controls\",1,IF(Whisker!$E$17=AN2:AN23635,1,0))),\n               IF(AO2:AO23635=\"None\",1,0),\n               IF(AP2:AP23635=\"None\",1,0)))\n"]
["UnitLongName","RPE_UnitLongName","G",null,null,null,null,null,null,"‘=IF(Whisker!$F$33=0,1,CHOOSE(Whisker!$F$33,1,\n               IF(AQ2:AQ23635=\"Yes\",1,0),\n               IF(AO2:AO23635=\"None\",0,IF(Whisker!$E$34=\"All Controls\",1,IF(Whisker!$E$34=AO2:AO23635,1,0))),\n               IF(AI2:AI23635=\"---\",0,IF(Whisker!$E$34=\"All Controls\",1,IF(Whisker!$E$34=AI2:AI23635,1,0))),\n               IF(AJ2:AJ23635=\"---\",0,IF(Whisker!$E$34=\"All Controls\",1,IF(Whisker!$E$34=AJ2:AJ23635,1,0))),\n               IF(AP2:AP23635=\"None\",0,IF(Whisker!$E$34=\"All Controls\",1,IF(Whisker!$E$34=AP2:AP23635,1,0))),\n               IF(AG2:AG23635=\"---\",0,IF(Whisker!$E$34=\"All Controls\",1,IF(Whisker!$E$34=AG2:AG23635,1,0))),\n               IF(AH2:AH23635=\"---\",0,IF(Whisker!$E$34=\"All Controls\",1,IF(Whisker!$E$34=AH2:AH23635,1,0))),\n               IF(AK2:AK23635=\"---\",0,IF(Whisker!$E$34=\"All Controls\",1,IF(Whisker!$E$34=AK2:AK23635,1,0))),\n               IF(AL2:AL23635=\"---\",0,IF(Whisker!$E$34=\"All Controls\",1,IF(Whisker!$E$34=AL2:AL23635,1,0))),\n               IF(AM2:AM23635=\"---\",0,IF(Whisker!$E$34=\"All Controls\",1,IF(Whisker!$E$34=AM2:AM23635,1,0))),\n               IF(AN2:AN23635=\"---\",0,IF(Whisker!$E$34=\"All Controls\",1,IF(Whisker!$E$34=AN2:AN23635,1,0))),\n               IF(AO2:AO23635=\"None\",1,0),\n               IF(AP2:AP23635=\"None\",1,0)))\n"]
["PriorStage","RPE_PriorStage","H",null,null,null,null,null,null,"‘=IF('Emissions GWh Btu MW'!$C$16=0,1,CHOOSE('Emissions GWh Btu MW'!$C$16,1,\n               IF(AQ2:AQ23635=\"Yes\",1,0),\n               IF(AO2:AO23635=\"None\",0,IF('Emissions GWh Btu MW'!$B$17=\"All Controls\",1,IF('Emissions GWh Btu MW'!$B$17=AO2:AO23635,1,0))),\n               IF(AI2:AI23635=\"---\",0,IF('Emissions GWh Btu MW'!$B$17=\"All Controls\",1,IF('Emissions GWh Btu MW'!$B$17=AI2:AI23635,1,0))),\n               IF(AJ2:AJ23635=\"---\",0,IF('Emissions GWh Btu MW'!$B$17=\"All Controls\",1,IF('Emissions GWh Btu MW'!$B$17=AJ2:AJ23635,1,0))),\n               IF(AP2:AP23635=\"None\",0,IF('Emissions GWh Btu MW'!$B$17=\"All Controls\",1,IF('Emissions GWh Btu MW'!$B$17=AP2:AP23635,1,0))),\n               IF(AG2:AG23635=\"---\",0,IF('Emissions GWh Btu MW'!$B$17=\"All Controls\",1,IF('Emissions GWh Btu MW'!$B$17=AG2:AG23635,1,0))),\n               IF(AH2:AH23635=\"---\",0,IF('Emissions GWh Btu MW'!$B$17=\"All Controls\",1,IF('Emissions GWh Btu MW'!$B$17=AH2:AH23635,1,0))),\n               IF(AK2:AK23635=\"---\",0,IF('Emissions GWh Btu MW'!$B$17=\"All Controls\",1,IF('Emissions GWh Btu MW'!$B$17=AK2:AK23635,1,0))),\n               IF(AL2:AL23635=\"---\",0,IF('Emissions GWh Btu MW'!$B$17=\"All Controls\",1,IF('Emissions GWh Btu MW'!$B$17=AL2:AL23635,1,0))),\n               IF(AM2:AM23635=\"---\",0,IF('Emissions GWh Btu MW'!$B$17=\"All Controls\",1,IF('Emissions GWh Btu MW'!$B$17=AM2:AM23635,1,0))),\n               IF(AN2:AN23635=\"---\",0,IF('Emissions GWh Btu MW'!$B$17=\"All Controls\",1,IF('Emissions GWh Btu MW'!$B$17=AN2:AN23635,1,0))),\n               IF(AO2:AO23635=\"None\",1,0),\n               IF(AP2:AP23635=\"None\",1,0)))\n"]
["BaseUnit","RPE_BaseUnit","I",null,null,null,null,null,null,"‘=CHOOSE('All Run Comparison'!$C$16,1,\n               IF(AQ2:AQ23635=\"Yes\",1,0),\n               IF(AO2:AO23635=\"None\",0,IF('All Run Comparison'!$B$17=\"All Controls\",1,IF('All Run Comparison'!$B$17=AO2:AO23635,1,0))),\n               IF(AI2:AI23635=\"---\",0,IF('All Run Comparison'!$B$17=\"All Controls\",1,IF('All Run Comparison'!$B$17=AI2:AI23635,1,0))),\n               IF(AJ2:AJ23635=\"---\",0,IF('All Run Comparison'!$B$17=\"All Controls\",1,IF('All Run Comparison'!$B$17=AJ2:AJ23635,1,0))),\n               IF(AP2:AP23635=\"None\",0,IF('All Run Comparison'!$B$17=\"All Controls\",1,IF('All Run Comparison'!$B$17=AP2:AP23635,1,0))),\n               IF(AG2:AG23635=\"---\",0,IF('All Run Comparison'!$B$17=\"All Controls\",1,IF('All Run Comparison'!$B$17=AG2:AG23635,1,0))),\n               IF(AH2:AH23635=\"---\",0,IF('All Run Comparison'!$B$17=\"All Controls\",1,IF('All Run Comparison'!$B$17=AH2:AH23635,1,0))),\n               IF(AK2:AK23635=\"---\",0,IF('All Run Comparison'!$B$17=\"All Controls\",1,IF('All Run Comparison'!$B$17=AK2:AK23635,1,0))),\n               IF(AL2:AL23635=\"---\",0,IF('All Run Comparison'!$B$17=\"All Controls\",1,IF('All Run Comparison'!$B$17=AL2:AL23635,1,0))),\n               IF(AM2:AM23635=\"---\",0,IF('All Run Comparison'!$B$17=\"All Controls\",1,IF('All Run Comparison'!$B$17=AM2:AM23635,1,0))),\n               IF(AN2:AN23635=\"---\",0,IF('All Run Comparison'!$B$17=\"All Controls\",1,IF('All Run Comparison'!$B$17=AN2:AN23635,1,0))),\n               IF(AO2:AO23635=\"None\",1,0),\n               IF(AP2:AP23635=\"None\",1,0))"]
["FuelName","RPE_FuelName","J",null,null,null,null,null,null,"‘=IF('All Run Comparison'!$C$33=0,1,CHOOSE('All Run Comparison'!$C$33,1,\n               IF(AQ2:AQ23635=\"Yes\",1,0),\n               IF(AO2:AO23635=\"None\",0,IF('All Run Comparison'!$B$34=\"All Controls\",1,IF('All Run Comparison'!$B$34=AO2:AO23635,1,0))),\n               IF(AI2:AI23635=\"---\",0,IF('All Run Comparison'!$B$34=\"All Controls\",1,IF('All Run Comparison'!$B$34=AI2:AI23635,1,0))),\n               IF(AJ2:AJ23635=\"---\",0,IF('All Run Comparison'!$B$34=\"All Controls\",1,IF('All Run Comparison'!$B$34=AJ2:AJ23635,1,0))),\n               IF(AP2:AP23635=\"None\",0,IF('All Run Comparison'!$B$34=\"All Controls\",1,IF('All Run Comparison'!$B$34=AP2:AP23635,1,0))),\n               IF(AG2:AG23635=\"---\",0,IF('All Run Comparison'!$B$34=\"All Controls\",1,IF('All Run Comparison'!$B$34=AG2:AG23635,1,0))),\n               IF(AH2:AH23635=\"---\",0,IF('All Run Comparison'!$B$34=\"All Controls\",1,IF('All Run Comparison'!$B$34=AH2:AH23635,1,0))),\n               IF(AK2:AK23635=\"---\",0,IF('All Run Comparison'!$B$34=\"All Controls\",1,IF('All Run Comparison'!$B$34=AK2:AK23635,1,0))),\n               IF(AL2:AL23635=\"---\",0,IF('All Run Comparison'!$B$34=\"All Controls\",1,IF('All Run Comparison'!$B$34=AL2:AL23635,1,0))),\n               IF(AM2:AM23635=\"---\",0,IF('All Run Comparison'!$B$34=\"All Controls\",1,IF('All Run Comparison'!$B$34=AM2:AM23635,1,0))),\n               IF(AN2:AN23635=\"---\",0,IF('All Run Comparison'!$B$34=\"All Controls\",1,IF('All Run Comparison'!$B$34=AN2:AN23635,1,0))),\n               IF(AO2:AO23635=\"None\",1,0),\n               IF(AP2:AP23635=\"None\",1,0)))",null,{"$f":"COUNTA('RPE Files'!A:A)","v":23635}]
["FuelType","RPE_FuelType","K",null,null,null,null,null,null," "]
["FuelSupplyRegionGroup","RPE_FuelSupplyRegionGroup","L",null,null,null,null,null,null,"‘=IF(A2:A23635<>Map!$AL$2,0,IF(B2:B23635<>Map!$AL$4,0,IF(\n             (((Map!$AL$9=\"All Units\")+(K2:K23635=Map!$AL$9)>0)*\n               ((Map!$AL$10=\"All Units\")+(AC2:AC23635=\"Yes\")>0)*\n               (((Map!$AL$11=\"Existing and New\")*(AD2:AD23635<>\"Retired\"))+(AD2:AD23635=Map!$AL$11)>0)*\n               ((Map!$AL$12=\"All Units\")+(AE2:AE23635=Map!$AL$12)>0)*\n               ((Map!$AL$13=\"All Units\")+(AF2:AF23635=Map!$AL$13)>0)*\n               ((((Map!$AL$14=\"All Units\")*(Map!$AL$15=\"All Controls\")))+(AR2:AR23635=1))>0),\n1,0)))\n"]
["FuelConsumptionSummerTBtu","RPE_FuelConsumptionSummerTBtu","M",null,null,null,null,null,null,"‘=IF(Map!$AL$18=\"Actual\",0,IF(A2:A23635<>Map!$AL$21,0,IF(B2:B23635<>Map!$AL$23,0,IF(\n             (((Map!$AL$26=\"All Units\")+(K2:K23635=Map!$AL$26)>0)*\n               ((Map!$AL$27=\"All Units\")+(AC2:AC23635=\"Yes\")>0)*\n               (((Map!$AL$28=\"Existing and New\")*(AD2:AD23635<>\"Retired\"))+(AD2:AD23635=Map!$AL$28)>0)*\n               ((Map!$AL$29=\"All Units\")+(AE2:AE23635=Map!$AL$29)>0)*\n               ((Map!$AL$30=\"All Units\")+(AF2:AF23635=Map!$AL$30)>0)*\n               ((((Map!$AL$31=\"All Units\")*(Map!$AL$32=\"All Controls\")))+(AS2:AS23635=1))>0),\n1,0))))\n"]
["FuelConsumptionTotalTBtu","RPE_FuelConsumptionTotalTBtu","N",null,null,null,null,null,null,"‘=IF(A2:A23635<>Map!$AL$2,0,IF(\n             (((Map!$AL$9=\"All Units\")+(K2:K23635=Map!$AL$9)>0)*\n               ((Map!$AL$10=\"All Units\")+(AC2:AC23635=\"Yes\")>0)*\n               (((Map!$AL$11=\"Existing and New\")*(AD2:AD23635<>\"Retired\"))+(AD2:AD23635=Map!$AL$11)>0)*\n               ((Map!$AL$12=\"All Units\")+(AE2:AE23635=Map!$AL$12)>0)*\n               ((Map!$AL$13=\"All Units\")+(AF2:AF23635=Map!$AL$13)>0)*\n               ((((Map!$AL$14=\"All Units\")*(Map!$AL$15=\"All Controls\")))+(AR2:AR23635=1))>0),\n1,0))\n"]
["GenerationSummerGWh","RPE_GenerationSummerGWh","O",null,null,null,null,null,null,"‘=IF(Map!$AL$18=\"Actual\",0,IF(A2:A23635<>Map!$AL$21,0,IF(\n             (((Map!$AL$26=\"All Units\")+(K2:K23635=Map!$AL$26)>0)*\n               ((Map!$AL$27=\"All Units\")+(AC2:AC23635=\"Yes\")>0)*\n               (((Map!$AL$28=\"Existing and New\")*(AD2:AD23635<>\"Retired\"))+(AD2:AD23635=Map!$AL$28)>0)*\n               ((Map!$AL$29=\"All Units\")+(AE2:AE23635=Map!$AL$29)>0)*\n               ((Map!$AL$30=\"All Units\")+(AF2:AF23635=Map!$AL$30)>0)*\n               ((((Map!$AL$31=\"All Units\")*(Map!$AL$32=\"All Controls\")))+(AS2:AS23635=1))>0),\n1,0)))\n"]
["GenerationTotalGWh","RPE_GenerationTotalGWh","P",null,null,null,null,null,null,"‘=IF(A2:A23635<>Whisker!$B$4,0,IF(B2:B23635<>Whisker!$B$6,0,IF(\n             (((Whisker!$B$11=\"All Units\")+(K2:K23635=Whisker!$B$11)>0)*\n               ((Whisker!$B$12=\"All Units\")+(AC2:AC23635=\"Yes\")>0)*\n               (((Whisker!$B$13=\"Existing and New\")*(AD2:AD23635<>\"Retired\"))+(AD2:AD23635=Whisker!$B$13)>0)*\n               ((Whisker!$B$14=\"All Units\")+(AE2:AE23635=Whisker!$B$14)>0)*\n               ((Whisker!$B$15=\"All Units\")+(AF2:AF23635=Whisker!$B$15)>0)*\n               ((((Whisker!$B$16=\"All Units\")*(Whisker!$B$17=\"All Controls\")))+(AT2:AT23635=1))>0),\n1,0)))\n"]
["CO2EmissionsSummerThousandTons","RPE_CO2EmissionsSummerThousandTons","Q",null,null,null,null,null,null,"‘=IF(Whisker!$B$20=\"Actual\",0,IF(A2:A23635<>Whisker!$B$23,0,IF(B2:B23635<>Whisker!$B$25,0,IF(\n      (((Whisker!$B$28=\"All Units\")+(K2:K23635=Whisker!$B$28)>0)*\n      ((Whisker!$B$29=\"All Units\")+(AC2:AC23635=\"Yes\")>0)*\n      (((Whisker!$B$30=\"Existing and New\")*(AD2:AD23635<>\"Retired\"))+(AD2:AD23635=Whisker!$B$30)>0)*\n      ((Whisker!$B$31=\"All Units\")+(AE2:AE23635=Whisker!$B$31)>0)*\n      ((Whisker!$B$32=\"All Units\")+(AF2:AF23635=Whisker!$B$32)>0)*\n      ((((Whisker!$B$33=\"All Units\")*(Whisker!$B$34=\"All Controls\")))+(AU2:AU23635=1))>0),\n1,0))))\n"]
["CO2EmissionsTotalThousandTons","RPE_CO2EmissionsTotalThousandTons","R",null,null,null,null,null,null,"‘=IF(Whisker!$E$3=\"Off\",0, IF(A2:A23635<>Whisker!$E$4,0,IF(B2:B23635<>Whisker!$E$6,0,IF(\n             (((Whisker!$E$11=\"All Units\")+(K2:K23635=Whisker!$E$11)>0)*\n               ((Whisker!$E$12=\"All Units\")+(AC2:AC23635=\"Yes\")>0)*\n               (((Whisker!$E$13=\"Existing and New\")*(AD2:AD23635<>\"Retired\"))+(AD2:AD23635=Whisker!$E$13)>0)*\n               ((Whisker!$E$14=\"All Units\")+(AE2:AE23635=Whisker!$E$14)>0)*\n               ((Whisker!$E$15=\"All Units\")+(AF2:AF23635=Whisker!$E$15)>0)*\n               ((((Whisker!$E$16=\"All Units\")*(Whisker!$E$17=\"All Controls\")))+(AV2:AV23635=1))>0),\n1,0))))\n"]
["NOXEmissionsSummerThousandTons","RPE_NOXEmissionsSummerThousandTons","S",null,null,null,null,null,null,"‘=IF(Whisker!$E$3=\"Off\",0,IF(Whisker!$E$20=\"Actual\",0,IF(A2:A23635<>Whisker!$E$23,0,IF(B2:B23635<>Whisker!$E$25,0,IF(\n             (((Whisker!$E$28=\"All Units\")+(K2:K23635=Whisker!$E$28)>0)*\n               ((Whisker!$E$29=\"All Units\")+(AC2:AC23635=\"Yes\")>0)*\n               (((Whisker!$E$30=\"Existing and New\")*(AD2:AD23635<>\"Retired\"))+(AD2:AD23635=Whisker!$E$30)>0)*\n               ((Whisker!$E$31=\"All Units\")+(AE2:AE23635=Whisker!$E$31)>0)*\n               ((Whisker!$E$32=\"All Units\")+(AF2:AF23635=Whisker!$E$32)>0)*\n               ((((Whisker!$E$33=\"All Units\")*(Whisker!$E$34=\"All Controls\")))+(AW2:AW23635=1))>0),\n1,0)))))\n"]
["NOXEmissionsTotalThousandTons","RPE_NOXEmissionsTotalThousandTons","T",null,null,null,null,null,null,"‘=IF(A2:A23635<>'Emissions GWh Btu MW'!$B$4,0,IF(\n             ((('Emissions GWh Btu MW'!$B$11=\"All Units\")+(K2:K23635='Emissions GWh Btu MW'!$B$11)>0)*\n               (('Emissions GWh Btu MW'!$B$12=\"All Units\")+(AC2:AC23635=\"Yes\")>0)*\n               ((('Emissions GWh Btu MW'!$B$13=\"Existing and New\")*(AD2:AD23635<>\"Retired\"))+(AD2:AD23635='Emissions GWh Btu MW'!$B$13)>0)*\n               (('Emissions GWh Btu MW'!$B$14=\"All Units\")+(AE2:AE23635='Emissions GWh Btu MW'!$B$14)>0)*\n               (('Emissions GWh Btu MW'!$B$15=\"All Units\")+(AF2:AF23635='Emissions GWh Btu MW'!$B$15)>0)*\n               (((('Emissions GWh Btu MW'!$B$16=\"All Units\")*('Emissions GWh Btu MW'!$B$17=\"All Controls\")))+(AX2:AX23635=1))>0),\n1,0))\n"]
["SO2EmissionsSummerThousandTons","RPE_SO2EmissionsSummerThousandTons","U",null,null,null,null,null,null,"‘=IF('Emissions GWh Btu MW'!$B$5=\"None\",0,IF(A2:A23635<>'Emissions GWh Btu MW'!$B$5,0,IF(\n             ((('Emissions GWh Btu MW'!$B$11=\"All Units\")+(K2:K23635='Emissions GWh Btu MW'!$B$11)>0)*\n               (('Emissions GWh Btu MW'!$B$12=\"All Units\")+(AC2:AC23635=\"Yes\")>0)*\n               ((('Emissions GWh Btu MW'!$B$13=\"Existing and New\")*(AD2:AD23635<>\"Retired\"))+(AD2:AD23635='Emissions GWh Btu MW'!$B$13)>0)*\n               (('Emissions GWh Btu MW'!$B$14=\"All Units\")+(AE2:AE23635='Emissions GWh Btu MW'!$B$14)>0)*\n               (('Emissions GWh Btu MW'!$B$15=\"All Units\")+(AF2:AF23635='Emissions GWh Btu MW'!$B$15)>0)*\n               (((('Emissions GWh Btu MW'!$B$16=\"All Units\")*('Emissions GWh Btu MW'!$B$17=\"All Controls\")))+(AX2:AX23635=1))>0),\n1,0)))\n"]
["SO2EmissionsTotalThousandTons","RPE_SO2EmissionsTotalThousandTons","V",null,null,null,null,null,null,"‘=IF(A2:A23635<>\"Historic\",0,IF(\n             ((('Emissions GWh Btu MW'!$B$11=\"All Units\")+(K2:K23635='Emissions GWh Btu MW'!$B$11)>0)*\n               (('Emissions GWh Btu MW'!$B$12=\"All Units\")+(AC2:AC23635=\"Yes\")>0)*\n               ((('Emissions GWh Btu MW'!$B$13=\"Existing and New\")*(AD2:AD23635<>\"Retired\"))+(AD2:AD23635='Emissions GWh Btu MW'!$B$13)>0)*\n               (('Emissions GWh Btu MW'!$B$14=\"All Units\")+(AE2:AE23635='Emissions GWh Btu MW'!$B$14)>0)*\n               (('Emissions GWh Btu MW'!$B$15=\"All Units\")+(AF2:AF23635='Emissions GWh Btu MW'!$B$15)>0)*\n               (((('Emissions GWh Btu MW'!$B$16=\"All Units\")*('Emissions GWh Btu MW'!$B$17=\"All Controls\")))+(AX2:AX23635=1))>0),\n1,0))\n"]
["ModeSummer","RPE_ModeSummer","W",null,null,null,null,null,null,"‘=IF(\n             ((('All Run Comparison'!$B$11=\"All Units\")+(K2:K23635='All Run Comparison'!$B$11)>0)*\n               (('All Run Comparison'!$B$7=\"National\")+(F2:F23635='All Run Comparison'!$B$8)+(D2:D23635='All Run Comparison'!$B$8)>0)*\n               (('All Run Comparison'!$B$12=\"All Units\")+(AC2:AC23635=\"Yes\")>0)*\n               ((('All Run Comparison'!$B$13=\"Existing and New\")*(AD2:AD23635<>\"Retired\"))+(AD2:AD23635='All Run Comparison'!$B$13)>0)*\n               (('All Run Comparison'!$B$14=\"All Units\")+(AE2:AE23635='All Run Comparison'!$B$14)>0)*\n               (('All Run Comparison'!$B$15=\"All Units\")+(AF2:AF23635='All Run Comparison'!$B$15)>0)*\n               (((('All Run Comparison'!$B$16=\"All Units\")*('All Run Comparison'!$B$17=\"All Controls\")))+(AY2:AY23635=1))>0),\n1,0)"]
["AverageCapacityMW","RPE_AverageCapacityMW","X",null,null,null,null,null,null,"‘=IF('All Run Comparison'!$B$20=\"Actual\",0,IF(\n      ((('All Run Comparison'!$B$28=\"All Units\")+(K2:K23635='All Run Comparison'!$B$28)>0)*\n      (('All Run Comparison'!$B$23=\"Self\")+(A2:A23635='All Run Comparison'!$B$23)>0)*\n      (('All Run Comparison'!$B$25=\"Parallel\")+(B2:B23635='All Run Comparison'!$B$25)>0)*\n      (('All Run Comparison'!$B$7=\"National\")+(F2:F23635='All Run Comparison'!$B$8)+(D2:D23635='All Run Comparison'!$B$8)>0)*\n      (('All Run Comparison'!$B$29=\"All Units\")+(AC2:AC23635=\"Yes\")>0)*\n      ((('All Run Comparison'!$B$30=\"Existing and New\")*(AD2:AD23635<>\"Retired\"))+(AD2:AD23635='All Run Comparison'!$B$30)>0)*\n      (('All Run Comparison'!$B$31=\"All Units\")+(AE2:AE23635='All Run Comparison'!$B$31)>0)*\n      (('All Run Comparison'!$B$32=\"All Units\")+(AF2:AF23635='All Run Comparison'!$B$32)>0)*\n      (((('All Run Comparison'!$B$33=\"All Units\")*('All Run Comparison'!$B$34=\"All Controls\")))+(AZ2:AZ23635=1))>0),\n1,0))"]
["DispatchableCapacityMW","RPE_DispatchableCapacityMW","Z"]
["CapacityReportingType","RPE_CapacityReportingType","AA"]
["FossilorNonFossil","RPE_FossilorNonFossil","AB"]
["Fossil25MW","RPE_Fossil25MW","AC"]
["ExistingorNewUnit","RPE_ExistingorNewUnit","AD"]
["PlantType","RPE_PlantType","AE"]
["PlantCategory","RPE_PlantCategory","AF"]
["FGD","RPE_FGD","AG"]
["DSI","RPE_DSI","AH"]
["SCR","RPE_SCR","AI"]
["SNCR","RPE_SNCR","AJ"]
["ACI","RPE_ACI","AK"]
["C2G","RPE_C2G","AL"]
["HRI","RPE_HRI","AM"]
["CCS","RPE_CCS","AN"]
["AnyNOxPostCombustion","RPE_AnyNOxPostCombustion","AO"]
["AnySO2PostCombustion","RPE_AnySO2PostCombustion","AP"]
["BothNoxandSO2Controls","RPE_BothNoxandSO2Controls","AQ"]
["MeetPrimaryCriteria","MeetPrimaryCriteria","BB"]
["MeetComparisonCriteria","MeetComparisonCriteria","BC"]
["MeetPrimaryCriteriaSeries","MeetPrimaryCriteriaSeries","BD"]
["MeetComparisonCriteriaSeries","MeetComparisonCriteriaSeries","BE"]
["MeetPrimaryCriteria2","MeetPrimaryCriteria2","BF"]
["MeetComparisonCriteria2","MeetComparisonCriteria2","BG"]
["MeetPrimaryCriteria3","MeetPrimaryCriteria3","BH"]
["MeetComparisonCriteria3","MeetComparisonCriteria3","BI"]
["MeetPrimaryCriteriaSeries2","MeetPrimaryCriteriaSeries2","BJ"]
["MeetComparisonCriteriaSeries2","MeetComparisonCriteriaSeries2","BK"]
["MeetHistoricCriteriaSeries2","MeetHistoricCriteriaSeries2","BL"]
["MeetPrimaryCriteriaSeries3","MeetPrimaryCriteria3","BM"]
["MeetComparisonCriteriaSeries3","MeetComparisonCriteria3","BN"]

{"sheet":"Lookup tables","index":8,"n_rows":555,"n_cols":39,"rows_kept":555,"cut":false,"hidden":false,"merged":[[2,1,2,2],[2,4,2,5],[2,7,2,8],[2,11,2,13],[2,15,2,25]]}
[null,null,null,null,null,null,null,null,null,null,null,null,null,null,null,null,"Existing","New (Retrofit)"]
[]
[null,"IPM Region to NERC Region",null,null,"Fuel Type to Fossil",null,null,"Capacity Type to Existing / New",null,null,null,"Capacity Reporting to Plant Type",null,null,null,"Capcity Reporting Type to Controls (Existing and New / Retrofit)"]
[null,"Region Group Acronym","NERC Region",null,"Capacity Reporting Type","Fossil / Non-Fossil",null,"Capacity Reporting Type","Existing or New",null,null,"Capacity Reporting Type","Plant Type","Category",null,"Capacity Reporting Type","FGD","DSI","SCR","SNCR","ACI","C2G","HRI","CCS","Any NOx Post Combustion","Any SO2 Post Combustion",null,null,null,"Name","Name No Special Characters","Named Range of Column"]
[null,"ERC_FRNT",null,null,"00 Exist Biomass","Non-Fossil",null,"00 Exist Biomass",{"$f":"IFERROR(IF(SEARCH(\"new\",H5)>0,\"New\",\"ERROR\"),\"Existing\")","v":"Existing"},null,null,"00 Exist Biomass","Biomass","Renewable",null,"00 Exist Biomass","---","---","---","---","---","---","---","---",{"$f":"IF(OR(S5<>\"---\",T5<>\"---\"),IF(OR(S5=\"New\",T5=\"New\"),\"New\",\"Existing\"),\"None\")","v":"None"},{"$f":"IF(OR(Q5<>\"---\",R5<>\"---\"),IF(OR(Q5=\"New\",R5=\"New\"),\"New\",\"Existing\"),\"None\")","v":"None"},null,null,null,"Run","Run","RPE_Run",null,null,null,null,"Fuel Consumption Summer TBtu","RPE_FuelConsumptionSummerTBtu",1]
[null,"ERC_GWAY",null,null,"00 Exist Combustion Turbine","Fossil",null,"00 Exist Combustion Turbine",{"$f":"IFERROR(IF(SEARCH(\"new\",H6)>0,\"New\",\"ERROR\"),\"Existing\")","v":"Existing"},null,null,"00 Exist Combustion Turbine","Combustion Turbine","Combustion Turbine",null,"00 Exist Combustion Turbine","---","---","---","---","---","---","---","---",{"$f":"IF(OR(S6<>\"---\",T6<>\"---\"),IF(OR(S6=\"New\",T6=\"New\"),\"New\",\"Existing\"),\"None\")","v":"None"},{"$f":"IF(OR(Q6<>\"---\",R6<>\"---\"),IF(OR(Q6=\"New\",R6=\"New\"),\"New\",\"Existing\"),\"None\")","v":"None"},null,null,null,"Year","Year","RPE_Year",null,null,null,null,"Fuel Consumption Total TBtu","RPE_FuelConsumptionTotalTBtu",2]
[null,"ERC_REST",null,null,"00 Exist Combined Cycle","Fossil",null,"00 Exist Combined Cycle","Existing",null,null,"00 Exist Combined Cycle","Combined Cycle","Combined Cycle",null,"00 Exist Combined Cycle","---","---","---","---","---","---","---","---","None","None",null,null,null,"Region Group","RegionGroup","RPE_RegionGroup",null,null,null,null,"Generation Summer GWh","RPE_GenerationSummerGWh",3]
[null,"ERC_WEST",null,null,"00 Exist Coal Steam_Uncontrolled","Fossil",null,"00 Exist Coal Steam_Uncontrolled","Existing",null,null,"00 Exist Coal Steam_Uncontrolled","Coal Steam","Coal",null,"00 Exist Coal Steam_Uncontrolled","---","---","---","---","---","---","---","---","None","None",null,null,null,"Region Group Acronym","RegionGroupAcronym","RPE_RegionGroupAcronym",null,null,null,null,"Generation Total GWh","RPE_GenerationTotalGWh",4]
[null,"FRCC",null,null,"00 Exist Coal Steam_DryFGD_SCR","Fossil",null,"00 Exist Coal Steam_DryFGD_SCR","Existing",null,null,"00 Exist Coal Steam_DryFGD_SCR","Coal Steam","Coal",null,"00 Exist Coal Steam_DryFGD_SCR","Existing","---","Existing","---","---","---","---","---","Existing","Existing",null,null,null,"UnitId","UnitId","RPE_UnitId",null,null,null,null,"CO2 Emissions Summer Thousand Tons","RPE_CO2EmissionsSummerThousandTons",5]
[null,"MAP_WAUE",null,null,"00 Exist Coal Steam_DryFGD_SNCR","Fossil",null,"00 Exist Coal Steam_DryFGD_SNCR","Existing",null,null,"00 Exist Coal Steam_DryFGD_SNCR","Coal Steam","Coal",null,"00 Exist Coal Steam_DryFGD_SNCR","Existing","---","---","Existing","---","---","---","---","Existing","Existing",null,null,null,"State","State","RPE_State",null,null,null,null,"CO2 Emissions Total Thousand Tons","RPE_CO2EmissionsTotalThousandTons",6]
[null,"MIS_IA",null,null,"00 Exist Coal Steam_DryFGD","Fossil",null,"00 Exist Coal Steam_DryFGD","Existing",null,null,"00 Exist Coal Steam_DryFGD","Coal Steam","Coal",null,"00 Exist Coal Steam_DryFGD","Existing","---","---","---","---","---","---","---","None","Existing",null,null,null,"Unit Long Name","UnitLongName","RPE_UnitLongName",null,null,null,null,"NOX Emissions Summer Thousand Tons","RPE_NOXEmissionsSummerThousandTons",7]
[null,"MIS_IL",null,null,"00 Exist Oil/Gas Steam_SNCR","Fossil",null,"00 Exist Oil/Gas Steam_SNCR","Existing",null,null,"00 Exist Oil/Gas Steam_SNCR","O/G Steam","O/G Steam",null,"00 Exist Oil/Gas Steam_SNCR","---","---","---","Existing","---","---","---","---","Existing","None",null,null,null,"Prior Stage","PriorStage","RPE_PriorStage",null,null,null,null,"NOX Emissions Total Thousand Tons","RPE_NOXEmissionsTotalThousandTons",8]
[null,"MIS_INKY",null,null,"00 Exist FBC_Uncontrolled","Fossil",null,"00 Exist FBC_Uncontrolled","Existing",null,null,"00 Exist FBC_Uncontrolled","Coal Steam","Coal",null,"00 Exist FBC_Uncontrolled","---","---","---","---","---","---","---","---","None","None",null,null,null,"Base Unit","BaseUnit","RPE_BaseUnit",null,null,null,null,"SO2 Emissions Summer Thousand Tons","RPE_SO2EmissionsSummerThousandTons",9]
[null,"MIS_LMI",null,null,"00 Exist FBC_SNCR","Fossil",null,"00 Exist FBC_SNCR","Existing",null,null,"00 Exist FBC_SNCR","Coal Steam","Coal",null,"00 Exist FBC_SNCR","---","---","---","Existing","---","---","---","---","Existing","None",null,null,null,"Fuel Name","FuelName","RPE_FuelName",null,null,null,null,"SO2 Emissions Total Thousand Tons","RPE_SO2EmissionsTotalThousandTons",10]
[null,"MIS_MAPP",null,null,"00 Exist Oil/Gas Steam","Fossil",null,"00 Exist Oil/Gas Steam","Existing",null,null,"00 Exist Oil/Gas Steam","O/G Steam","O/G Steam",null,"00 Exist Oil/Gas Steam","---","---","---","---","---","---","---","---","None","None",null,null,null,"Fuel Type","FuelType","RPE_FuelType",null,null,null,null,"Dispatchable Capacity MW","RPE_DispatchableCapacityMW",11]
[null,"MIS_MIDA",null,null,"00 Exist Oil/Gas Steam_SCR","Fossil",null,"00 Exist Oil/Gas Steam_SCR","Existing",null,null,"00 Exist Oil/Gas Steam_SCR","O/G Steam","O/G Steam",null,"00 Exist Oil/Gas Steam_SCR","---","---","Existing","---","---","---","---","---","Existing","None",null,null,null,"Fuel Supply Region Group","FuelSupplyRegionGroup","RPE_FuelSupplyRegionGroup"]
[null,"MIS_MNWI",null,null,"00 Exist Coal Steam_WetFGD_SCR_ACI","Fossil",null,"00 Exist Coal Steam_WetFGD_SCR_ACI","Existing",null,null,"00 Exist Coal Steam_WetFGD_SCR_ACI","Coal Steam","Coal",null,"00 Exist Coal Steam_WetFGD_SCR_ACI","Existing","---","Existing","---","Existing","---","---","---","Existing","Existing",null,null,null,"ASH Content lbs/MMBtu","ASHContentlbsMMBtu","RPE_ASHContentlbsMMBtu"]
[null,"MIS_MO",null,null,"00 Exist Coal Steam_WetFGD_SNCR_ACI","Fossil",null,"00 Exist Coal Steam_WetFGD_SNCR_ACI","Existing",null,null,"00 Exist Coal Steam_WetFGD_SNCR_ACI","Coal Steam","Coal",null,"00 Exist Coal Steam_WetFGD_SNCR_ACI","Existing","---","---","Existing","Existing","---","---","---","Existing","Existing",null,null,null,"CO2 Content lbs/MMBtu","CO2ContentlbsMMBtu","RPE_CO2ContentlbsMMBtu"]
[null,"MIS_WUMS",null,null,"00 Exist Coal Steam_WetFGD_ACI","Fossil",null,"00 Exist Coal Steam_WetFGD_ACI","Existing",null,null,"00 Exist Coal Steam_WetFGD_ACI","Coal Steam","Coal",null,"00 Exist Coal Steam_WetFGD_ACI","Existing","---","---","---","Existing","---","---","---","None","Existing",null,null,null,"HCL Content lbs/MMBtu","HCLContentlbsMMBtu","RPE_HCLContentlbsMMBtu"]
[null,"NENG_CT",null,null,"00 Exist Coal Steam_DryFGD_SCR_ACI","Fossil",null,"00 Exist Coal Steam_DryFGD_SCR_ACI","Existing",null,null,"00 Exist Coal Steam_DryFGD_SCR_ACI","Coal Steam","Coal",null,"00 Exist Coal Steam_DryFGD_SCR_ACI","Existing","---","Existing","---","Existing","---","---","---","Existing","Existing",null,null,null,"MER Content lbs/MMBtu","MERContentlbsMMBtu","RPE_MERContentlbsMMBtu"]
[null,"NENG_ME",null,null,"00 Exist Coal Steam_DryFGD_SNCR_ACI","Fossil",null,"00 Exist Coal Steam_DryFGD_SNCR_ACI","Existing",null,null,"00 Exist Coal Steam_DryFGD_SNCR_ACI","Coal Steam","Coal",null,"00 Exist Coal Steam_DryFGD_SNCR_ACI","Existing","---","---","Existing","Existing","---","---","---","Existing","Existing",null,null,null,"SO2 Content lbs/MMBtu","SO2ContentlbsMMBtu","RPE_SO2ContentlbsMMBtu"]
[null,"NENGREST",null,null,"00 Exist Coal Steam_DryFGD_ACI","Fossil",null,"00 Exist Coal Steam_DryFGD_ACI","Existing",null,null,"00 Exist Coal Steam_DryFGD_ACI","Coal Steam","Coal",null,"00 Exist Coal Steam_DryFGD_ACI","Existing","---","---","---","Existing","---","---","---","None","Existing",null,null,null,"Fuel Consumption Winter TBtu","FuelConsumptionWinterTBtu","RPE_FuelConsumptionWinterTBtu"]
[null,"NY_Z_A&B",null,null,"00 Exist Coal Steam_SCR_ACI","Fossil",null,"00 Exist Coal Steam_SCR_ACI","Existing",null,null,"00 Exist Coal Steam_SCR_ACI","Coal Steam","Coal",null,"00 Exist Coal Steam_SCR_ACI","---","---","Existing","---","Existing","---","---","---","Existing","None",null,null,null,"Fuel Consumption Summer TBtu","FuelConsumptionSummerTBtu","RPE_FuelConsumptionSummerTBtu"]
[null,"NY_Z_C&E",null,null,"00 Exist Coal Steam_SNCR_ACI","Fossil",null,"00 Exist Coal Steam_SNCR_ACI","Existing",null,null,"00 Exist Coal Steam_SNCR_ACI","Coal Steam","Coal",null,"00 Exist Coal Steam_SNCR_ACI","---","---","---","Existing","Existing","---","---","---","Existing","None",null,null,null,"Fuel Consumption Total TBtu","FuelConsumptionTotalTBtu","RPE_FuelConsumptionTotalTBtu"]
[null,"NY_Z_D",null,null,"00 Exist Coal Steam_ACI","Fossil",null,"00 Exist Coal Steam_ACI","Existing",null,null,"00 Exist Coal Steam_ACI","Coal Steam","Coal",null,"00 Exist Coal Steam_ACI","---","---","---","---","Existing","---","---","---","None","None",null,null,null,"Generation Winter GWh","GenerationWinterGWh","RPE_GenerationWinterGWh"]
[null,"NY_Z_F",null,null,"00 Exist FBC_SNCR_ACI","Fossil",null,"00 Exist FBC_SNCR_ACI","Existing",null,null,"00 Exist FBC_SNCR_ACI","Coal Steam","Coal",null,"00 Exist FBC_SNCR_ACI","---","---","---","Existing","Existing","---","---","---","Existing","None",null,null,null,"Generation Summer GWh","GenerationSummerGWh","RPE_GenerationSummerGWh"]
[null,"NY_Z_G-I",null,null,"00 Exist IGCC","Fossil",null,"00 Exist IGCC","Existing",null,null,"00 Exist IGCC","IGCC","Coal",null,"00 Exist IGCC","---","---","---","---","---","---","---","---","None","None",null,null,null,"Generation Total GWh","GenerationTotalGWh","RPE_GenerationTotalGWh"]
[null,"NY_Z_J",null,null,"00 Exist Fuel Cell","Non-Fossil",null,"00 Exist Fuel Cell","Existing",null,null,"00 Exist Fuel Cell","Fuel Cell","Other",null,"00 Exist Fuel Cell","---","---","---","---","---","---","---","---","None","None",null,null,null,"ASH Emissions Winter Thousand Tons","ASHEmissionsWinterThousandTons","RPE_ASHEmissionsWinterThousandTons"]
[null,"NY_Z_K",null,null,"00 Exist Fossil_Other","Fossil",null,"00 Exist Fossil_Other","Existing",null,null,"00 Exist Fossil_Other","Fossil Other","Other",null,"00 Exist Fossil_Other","---","---","---","---","---","---","---","---","None","None",null,null,null,"ASH Emissions Summer Thousand Tons","ASHEmissionsSummerThousandTons","RPE_ASHEmissionsSummerThousandTons"]
[null,"PJM_AP",null,null,"00 Exist Geothermal","Non-Fossil",null,"00 Exist Geothermal","Existing",null,null,"00 Exist Geothermal","Geothermal","Renewable",null,"00 Exist Geothermal","---","---","---","---","---","---","---","---","None","None",null,null,null,"ASH Emissions Total Thousand Tons","ASHEmissionsTotalThousandTons","RPE_ASHEmissionsTotalThousandTons"]
[null,"PJM_ATSI",null,null,"00 Exist Hydro","Non-Fossil",null,"00 Exist Hydro","Existing",null,null,"00 Exist Hydro","Hydro","Renewable",null,"00 Exist Hydro","---","---","---","---","---","---","---","---","None","None",null,null,null,"CO2 Emissions Winter Thousand Tons","CO2EmissionsWinterThousandTons","RPE_CO2EmissionsWinterThousandTons"]
[null,"PJM_COMD",null,null,"00 Exist FBC_DryFGD_SNCR","Fossil",null,"00 Exist FBC_DryFGD_SNCR","Existing",null,null,"00 Exist FBC_DryFGD_SNCR","Coal Steam","Coal",null,"00 Exist FBC_DryFGD_SNCR","Existing","---","---","Existing","---","---","---","---","Existing","Existing",null,null,null,"CO2 Emissions Summer Thousand Tons","CO2EmissionsSummerThousandTons","RPE_CO2EmissionsSummerThousandTons"]
[null,"PJM_Dom",null,null,"00 Exist Landfill Gas","Non-Fossil",null,"00 Exist Landfill Gas","Existing",null,null,"00 Exist Landfill Gas","Landfill Gas","Other",null,"00 Exist Landfill Gas","---","---","---","---","---","---","---","---","None","None",null,null,null,"CO2 Emissions Total Thousand Tons","CO2EmissionsTotalThousandTons","RPE_CO2EmissionsTotalThousandTons"]
[null,"PJM_EMAC",null,null,"00 Exist Coal Steam_SNCR","Fossil",null,"00 Exist Coal Steam_SNCR","Existing",null,null,"00 Exist Coal Steam_SNCR","Coal Steam","Coal",null,"00 Exist Coal Steam_SNCR","---","---","---","Existing","---","---","---","---","Existing","None",null,null,null,"HCL Emissions Winter Thousand Tons","HCLEmissionsWinterThousandTons","RPE_HCLEmissionsWinterThousandTons"]
[null,"PJM_PENE",null,null,"00 Exist Pump Storage","Non-Fossil",null,"00 Exist Pump Storage","Existing",null,null,"00 Exist Pump Storage","Pumped Storage","Other",null,"00 Exist Pump Storage","---","---","---","---","---","---","---","---","None","None",null,null,null,"HCL Emissions Summer Thousand Tons","HCLEmissionsSummerThousandTons","RPE_HCLEmissionsSummerThousandTons"]
[null,"PJM_SMAC",null,null,"00 Exist Solar PV","Non-Fossil",null,"00 Exist Solar PV","Existing",null,null,"00 Exist Solar PV","Solar PV","Renewable",null,"00 Exist Solar PV","---","---","---","---","---","---","---","---","None","None",null,null,null,"HCL Emissions Total Thousand Tons","HCLEmissionsTotalThousandTons","RPE_HCLEmissionsTotalThousandTons"]
[null,"PJM_West",null,null,"00 Exist Solar Thermal","Non-Fossil",null,"00 Exist Solar Thermal","Existing",null,null,"00 Exist Solar Thermal","Solar Thermal","Renewable",null,"00 Exist Solar Thermal","---","---","---","---","---","---","---","---","None","None",null,null,null,"MER Emissions Winter lbs","MEREmissionsWinterlbs","RPE_MEREmissionsWinterlbs"]
[null,"PJM_WMAC",null,null,"00 Exist Wind","Non-Fossil",null,"00 Exist Wind","Existing",null,null,"00 Exist Wind","Wind","Renewable",null,"00 Exist Wind","---","---","---","---","---","---","---","---","None","None",null,null,null,"MER Emissions Summer lbs","MEREmissionsSummerlbs","RPE_MEREmissionsSummerlbs"]
[null,"S_C_KY",null,null,"00 International Imports","Non-Fossil",null,"00 International Imports","Existing",null,null,"00 International Imports","International Imports","Other",null,"00 International Imports","---","---","---","---","---","---","---","---","None","None",null,null,null,"MER Emissions Total lbs","MEREmissionsTotallbs","RPE_MEREmissionsTotallbs"]
[null,"S_C_TVA",null,null,"00 Exist FBC_DryFGD_SNCR_ACI","Fossil",null,"00 Exist FBC_DryFGD_SNCR_ACI","Existing",null,null,"00 Exist FBC_DryFGD_SNCR_ACI","Coal Steam","Coal",null,"00 Exist FBC_DryFGD_SNCR_ACI","Existing","---","---","Existing","Existing","---","---","---","Existing","Existing",null,null,null,"NOX Emissions Winter Thousand Tons","NOXEmissionsWinterThousandTons","RPE_NOXEmissionsWinterThousandTons"]
[null,"S_D_AMSO",null,null,"00 Exist Coal Steam_ACI_DSI","Fossil",null,"00 Exist Coal Steam_ACI_DSI","Existing",null,null,"00 Exist Coal Steam_ACI_DSI","Coal Steam","Coal",null,"00 Exist Coal Steam_ACI_DSI","---","Existing","---","---","Existing","---","---","---","None","Existing",null,null,null,"NOX Emissions Summer Thousand Tons","NOXEmissionsSummerThousandTons","RPE_NOXEmissionsSummerThousandTons"]
[null,"S_D_N_AR",null,null,"00 Exist Non Fossil_Other","Non-Fossil",null,"00 Exist Non Fossil_Other","Existing",null,null,"00 Exist Non Fossil_Other","Non-Fossil Other","Other",null,"00 Exist Non Fossil_Other","---","---","---","---","---","---","---","---","None","None",null,null,null,"NOX Emissions Total Thousand Tons","NOXEmissionsTotalThousandTons","RPE_NOXEmissionsTotalThousandTons"]
[null,"S_D_REST",null,null,"00 Exist Nuclear","Non-Fossil",null,"00 Exist Nuclear","Existing",null,null,"00 Exist Nuclear","Nuclear","Nuclear",null,"00 Exist Nuclear","---","---","---","---","---","---","---","---","None","None",null,null,null,"SO2 Emissions Winter Thousand Tons","SO2EmissionsWinterThousandTons","RPE_SO2EmissionsWinterThousandTons"]
[null,"S_D_WOTA",null,null,"00 Exist Coal Steam_WetFGD","Fossil",null,"00 Exist Coal Steam_WetFGD","Existing",null,null,"00 Exist Coal Steam_WetFGD","Coal Steam","Coal",null,"00 Exist Coal Steam_WetFGD","Existing","---","---","---","---","---","---","---","None","Existing",null,null,null,"SO2 Emissions Summer Thousand Tons","SO2EmissionsSummerThousandTons","RPE_SO2EmissionsSummerThousandTons"]
[null,"S_SOU",null,null,"00 Exist Coal Steam_WetFGD_SCR_DSI","Fossil",null,"00 Exist Coal Steam_WetFGD_SCR_DSI","Existing",null,null,"00 Exist Coal Steam_WetFGD_SCR_DSI","Coal Steam","Coal",null,"00 Exist Coal Steam_WetFGD_SCR_DSI","Existing","Existing","Existing","---","---","---","---","---","Existing","Existing",null,null,null,"SO2 Emissions Total Thousand Tons","SO2EmissionsTotalThousandTons","RPE_SO2EmissionsTotalThousandTons"]
[null,"S_VACA",null,null,"00 Exist Coal Steam_WetFGD_SCR_ACI_DSI","Fossil",null,"00 Exist Coal Steam_WetFGD_SCR_ACI_DSI","Existing",null,null,"00 Exist Coal Steam_WetFGD_SCR_ACI_DSI","Coal Steam","Coal",null,"00 Exist Coal Steam_WetFGD_SCR_ACI_DSI","Existing","Existing","Existing","---","Existing","---","---","---","Existing","Existing",null,null,null,"Mode Summer","ModeSummer","RPE_ModeSummer"]
[null,"SPP_KIAM",null,null,"00 Exist Coal Steam_WetFGD_ACI_DSI","Fossil",null,"00 Exist Coal Steam_WetFGD_ACI_DSI","Existing",null,null,"00 Exist Coal Steam_WetFGD_ACI_DSI","Coal Steam","Coal",null,"00 Exist Coal Steam_WetFGD_ACI_DSI","Existing","Existing","---","---","Existing","---","---","---","None","Existing",null,null,null,"Average Capacity MW","AverageCapacityMW","RPE_AverageCapacityMW"]
[null,"SPP_N",null,null,"00 Exist Coal Steam_DryFGD_SCR_ACI_DSI","Fossil",null,"00 Exist Coal Steam_DryFGD_SCR_ACI_DSI","Existing",null,null,"00 Exist Coal Steam_DryFGD_SCR_ACI_DSI","Coal Steam","Coal",null,"00 Exist Coal Steam_DryFGD_SCR_ACI_DSI","Existing","Existing","Existing","---","Existing","---","---","---","Existing","Existing",null,null,null,"Dispatchable Capacity MW","DispatchableCapacityMW","RPE_DispatchableCapacityMW"]
[null,"SPP_NEBR",null,null,"00 Exist Coal Steam_WetFGD_SNCR_ACI_DSI","Fossil",null,"00 Exist Coal Steam_WetFGD_SNCR_ACI_DSI","Existing",null,null,"00 Exist Coal Steam_WetFGD_SNCR_ACI_DSI","Coal Steam","Coal",null,"00 Exist Coal Steam_WetFGD_SNCR_ACI_DSI","Existing","Existing","---","Existing","Existing","---","---","---","Existing","Existing",null,null,null,"Capacity Reporting Type","CapacityReportingType","RPE_CapacityReportingType"]
[null,"SPP_SE",null,null,"00 Exist Coal Steam_WetFGD_SCR","Fossil",null,"00 Exist Coal Steam_WetFGD_SCR","Existing",null,null,"00 Exist Coal Steam_WetFGD_SCR","Coal Steam","Coal",null,"00 Exist Coal Steam_WetFGD_SCR","Existing","---","Existing","---","---","---","---","---","Existing","Existing",null,null,null,"FOM $/kW-year","FOMkWyear","RPE_FOMkWyear"]
[null,"SPP_SPS",null,null,"00 Exist Coal Steam_WetFGD_SNCR","Fossil",null,"00 Exist Coal Steam_WetFGD_SNCR","Existing",null,null,"00 Exist Coal Steam_WetFGD_SNCR","Coal Steam","Coal",null,"00 Exist Coal Steam_WetFGD_SNCR","Existing","---","---","Existing","---","---","---","---","Existing","Existing",null,null,null,"VOM $/MWh","VOMMWh","RPE_VOMMWh"]
[null,"SPP_WEST",null,null,"00 Ret.ACI","Fossil",null,"00 Ret.ACI","Existing",null,null,"00 Ret.ACI","Coal Steam","Coal",null,"00 Ret.ACI","---","---","---","---","New","---","---","---","None","None",null,null,null,"Fuel $/MMBtu","FuelMMBtu","RPE_FuelMMBtu"]
[null,"WEC_CALN",null,null,"00 Ret.ACI & SCR & DSI","Fossil",null,"00 Ret.ACI & SCR & DSI","Existing",null,null,"00 Ret.ACI & SCR & DSI","Coal Steam","Coal",null,"00 Ret.ACI & SCR & DSI","---","New","New","---","New","---","---","---","New","New",null,null,null,"Capital Cost $/kw-year","CapitalCostkwyear","RPE_CapitalCostkwyear"]
[null,"WEC_LADW",null,null,"00 Ret.ACI & DSI","Fossil",null,"00 Ret.ACI & DSI","Existing",null,null,"00 Ret.ACI & DSI","Coal Steam","Coal",null,"00 Ret.ACI & DSI","---","New","---","---","New","---","---","---","None","New",null,null,null,"Transportation and Storage Costs $/MWh","TransportationandStorageCostsMWh","RPE_TransportationandStorageCostsMWh"]
[null,"WEC_SDGE",null,null,"00 Ret.ACI & DryFGD","Fossil",null,"00 Ret.ACI & DryFGD","Existing",null,null,"00 Ret.ACI & DryFGD","Coal Steam","Coal",null,"00 Ret.ACI & DryFGD","New","---","---","---","New","---","---","---","None","New",null,null,null,"Fossil or Non-Fossil","FossilorNonFossil","RPE_FossilorNonFossil"]
[null,"WECC_AZ",null,null,"00 Ret.C2G","Fossil",null,"00 Ret.C2G","Existing",null,null,"00 Ret.C2G","O/G Steam","O/G Steam",null,"00 Ret.C2G","---","---","---","---","---","New","---","---","None","None",null,null,null,"Fossil >25 MW","Fossil25MW","RPE_Fossil25MW"]
[null,"WECC_CO",null,null,"00 Ret.SCR & DryFGD & ACI","Fossil",null,"00 Ret.SCR & DryFGD & ACI","Existing",null,null,"00 Ret.SCR & DryFGD & ACI","Coal Steam","Coal",null,"00 Ret.SCR & DryFGD & ACI","New","---","New","---","New","---","---","---","New","New",null,null,null,"Existing or New Unit","ExistingorNewUnit","RPE_ExistingorNewUnit"]
[null,"WECC_ID",null,null,"00 Ret.ACI & WetFGD","Fossil",null,"00 Ret.ACI & WetFGD","Existing",null,null,"00 Ret.ACI & WetFGD","Coal Steam","Coal",null,"00 Ret.ACI & WetFGD","New","---","---","---","New","---","---","---","None","New",null,null,null,"Plant Type","PlantType","RPE_PlantType"]
[null,"WECC_IID",null,null,"00 Ret.ExistSCR_DryFGD & ACI","Fossil",null,"00 Ret.ExistSCR_DryFGD & ACI","Existing",null,null,"00 Ret.ExistSCR_DryFGD & ACI","Coal Steam","Coal",null,"00 Ret.ExistSCR_DryFGD & ACI","Existing","---","Existing","---","New","---","---","---","Existing","Existing",null,null,null,"Plant Category","PlantCategory","RPE_PlantCategory"]
[null,"WECC_MT",null,null,"00 Ret.ExistSNCR_DryFGD & ACI","Fossil",null,"00 Ret.ExistSNCR_DryFGD & ACI","Existing",null,null,"00 Ret.ExistSNCR_DryFGD & ACI","Coal Steam","Coal",null,"00 Ret.ExistSNCR_DryFGD & ACI","Existing","---","---","Existing","New","---","---","---","Existing","Existing",null,null,null,"FGD","FGD","RPE_FGD"]
[null,"WECC_NM",null,null,"00 Ret.ExistDryFGD & ACI","Fossil",null,"00 Ret.ExistDryFGD & ACI","Existing",null,null,"00 Ret.ExistDryFGD & ACI","Coal Steam","Coal",null,"00 Ret.ExistDryFGD & ACI","Existing","---","---","---","New","---","---","---","None","Existing",null,null,null,"DSI","DSI","RPE_DSI"]
[null,"WECC_NNV",null,null,"00 Ret.ExistDryFGD & ACI & SCR","Fossil",null,"00 Ret.ExistDryFGD & ACI & SCR","Existing",null,null,"00 Ret.ExistDryFGD & ACI & SCR","Coal Steam","Coal",null,"00 Ret.ExistDryFGD & ACI & SCR","Existing","---","New","---","New","---","---","---","New","Existing",null,null,null,"SCR","SCR","RPE_SCR"]
[null,"WECC_PNW",null,null,"00 Ret.FB & ACI","Fossil",null,"00 Ret.FB & ACI","Existing",null,null,"00 Ret.FB & ACI","Coal Steam","Coal",null,"00 Ret.FB & ACI","---","---","---","---","New","---","---","---","None","None",null,null,null,"SNCR","SNCR","RPE_SNCR"]
[null,"WECC_SCE",null,null,"00 Ret.FB SNCR & DryFGD & ACI","Fossil",null,"00 Ret.FB SNCR & DryFGD & ACI","Existing",null,null,"00 Ret.FB SNCR & DryFGD & ACI","Coal Steam","Coal",null,"00 Ret.FB SNCR & DryFGD & ACI","New","---","---","Existing","New","---","---","---","Existing","New",null,null,null,"ACI","ACI","RPE_ACI"]
[null,"WECC_SF",null,null,"00 Ret.FB-ExistSNCR & ACI","Fossil",null,"00 Ret.FB-ExistSNCR & ACI","Existing",null,null,"00 Ret.FB-ExistSNCR & ACI","Coal Steam","Coal",null,"00 Ret.FB-ExistSNCR & ACI","---","---","---","Existing","New","---","---","---","Existing","None",null,null,null,"C2G","C2G","RPE_C2G"]
[null,"WECC_SNV",null,null,"00 Ret.ExistWetFGD_ACI & SCR","Fossil",null,"00 Ret.ExistWetFGD_ACI & SCR","Existing",null,null,"00 Ret.ExistWetFGD_ACI & SCR","Coal Steam","Coal",null,"00 Ret.ExistWetFGD_ACI & SCR","Existing","---","New","---","Existing","---","---","---","New","Existing",null,null,null,"Any NOx Post Combustion","AnyNOxPostCombustion","RPE_AnyNOxPostCombustion"]
[null,"WECC_UT",null,null,"00 Ret.ExistDryFGD_ACI & SCR","Fossil",null,"00 Ret.ExistDryFGD_ACI & SCR","Existing",null,null,"00 Ret.ExistDryFGD_ACI & SCR","Coal Steam","Coal",null,"00 Ret.ExistDryFGD_ACI & SCR","Existing","---","New","---","Existing","---","---","---","New","Existing",null,null,null,"Any SO2 Post Combustion","AnySO2PostCombustion","RPE_AnySO2PostCombustion"]
[null,"WECC_WY",null,null,"00 Ret.ExistSCR_ACI & DryFGD","Fossil",null,"00 Ret.ExistSCR_ACI & DryFGD","Existing",null,null,"00 Ret.ExistSCR_ACI & DryFGD","Coal Steam","Coal",null,"00 Ret.ExistSCR_ACI & DryFGD","New","---","Existing","---","Existing","---","---","---","Existing","New",null,null,null,"Both Nox and SO2 Controls","BothNoxandSO2Controls","RPE_BothNoxandSO2Controls"]
[null,null,null,null,"00 Ret.ExistACI & DSI","Fossil",null,"00 Ret.ExistACI & DSI","Existing",null,null,"00 Ret.ExistACI & DSI","Coal Steam","Coal",null,"00 Ret.ExistACI & DSI","---","New","---","---","Existing","---","---","---","None","New"]
[null,null,null,null,"00 Ret.ExistACI & WetFGD","Fossil",null,"00 Ret.ExistACI & WetFGD",{"$f":"IFERROR(IF(SEARCH(\"new\",H70)>0,\"New\",\"ERROR\"),\"Existing\")","v":"Existing"},null,null,"00 Ret.ExistACI & WetFGD","Coal Steam","Coal",null,"00 Ret.ExistACI & WetFGD","New","---","---","---","Existing","---","---","---",{"$f":"IF(OR(S70<>\"---\",T70<>\"---\"),IF(OR(S70=\"New\",T70=\"New\"),\"New\",\"Existing\"),\"None\")","v":"None"},{"$f":"IF(OR(Q70<>\"---\",R70<>\"---\"),IF(OR(Q70=\"New\",R70=\"New\"),\"New\",\"Existing\"),\"None\")","v":"New"}]
[null,null,null,null,"00 Ret.ExistACI & DryFGD","Fossil",null,"00 Ret.ExistACI & DryFGD","Existing",null,null,"00 Ret.ExistACI & DryFGD","Coal Steam","Coal",null,"00 Ret.ExistACI & DryFGD","New","---","---","---","Existing","---","---","---","None","New"]
[null,null,null,null,"00 Ret.FB-Exist ACI & SNCR","Fossil",null,"00 Ret.FB-Exist ACI & SNCR","Existing",null,null,"00 Ret.FB-Exist ACI & SNCR","Coal Steam","Coal",null,"00 Ret.FB-Exist ACI & SNCR","---","---","---","New","Existing","---","---","---","New","None"]
[null,null,null,null,"00 Ret.ExistSCR & ACI","Fossil",null,"00 Ret.ExistSCR & ACI","Existing",null,null,"00 Ret.ExistSCR & ACI","Coal Steam","Coal",null,"00 Ret.ExistSCR & ACI","---","---","Existing","---","New","---","---","---","Existing","None"]
[null,null,null,null,"00 Ret.ExistSCR & ACI & DryFGD","Fossil",null,"00 Ret.ExistSCR & ACI & DryFGD","Existing",null,null,"00 Ret.ExistSCR & ACI & DryFGD","Coal Steam","Coal",null,"00 Ret.ExistSCR & ACI & DryFGD","New","---","Existing","---","New","---","---","---","Existing","New"]
[null,null,null,null,"00 Ret.ExistSCR & ACI & WetFGD","Fossil",null,"00 Ret.ExistSCR & ACI & WetFGD","Existing",null,null,"00 Ret.ExistSCR & ACI & WetFGD","Coal Steam","Coal",null,"00 Ret.ExistSCR & ACI & WetFGD","New","---","Existing","---","New","---","---","---","Existing","New"]
[null,null,null,null,"00 Ret.ExistSNCR & ACI","Fossil",null,"00 Ret.ExistSNCR & ACI","Existing",null,null,"00 Ret.ExistSNCR & ACI","Coal Steam","Coal",null,"00 Ret.ExistSNCR & ACI","---","---","---","Existing","New","---","---","---","Existing","None"]
[null,null,null,null,"00 Ret.ExistSNCR & WetFGD","Fossil",null,"00 Ret.ExistSNCR & WetFGD","Existing",null,null,"00 Ret.ExistSNCR & WetFGD","Coal Steam","Coal",null,"00 Ret.ExistSNCR & WetFGD","New","---","---","Existing","---","---","---","---","Existing","New"]
[null,null,null,null,"00 Ret.SCR & WetFGD","Fossil",null,"00 Ret.SCR & WetFGD","Existing",null,null,"00 Ret.SCR & WetFGD","Coal Steam","Coal",null,"00 Ret.SCR & WetFGD","New","---","New","---","---","---","---","---","New","New"]
[null,null,null,null,"00 Ret.ExistSNCR & ACI & WetFGD","Fossil",null,"00 Ret.ExistSNCR & ACI & WetFGD","Existing",null,null,"00 Ret.ExistSNCR & ACI & WetFGD","Coal Steam","Coal",null,"00 Ret.ExistSNCR & ACI & WetFGD","New","---","---","Existing","New","---","---","---","Existing","New"]
[null,null,null,null,"00 Ret.ExistACI_DSI & WetFGD","Fossil",null,"00 Ret.ExistACI_DSI & WetFGD","Existing",null,null,"00 Ret.ExistACI_DSI & WetFGD","Coal Steam","Coal",null,"00 Ret.ExistACI_DSI & WetFGD","New","Existing","---","---","Existing","---","---","---","None","New"]
[null,null,null,null,"00 Ret.ExistACI_DSI & SCR","Fossil",null,"00 Ret.ExistACI_DSI & SCR","Existing",null,null,"00 Ret.ExistACI_DSI & SCR","Coal Steam","Coal",null,"00 Ret.ExistACI_DSI & SCR","---","Existing","New","---","Existing","---","---","---","New","Existing"]
[null,null,null,null,"00 Ret.ExistWetFGD & ACI","Fossil",null,"00 Ret.ExistWetFGD & ACI","Existing",null,null,"00 Ret.ExistWetFGD & ACI","Coal Steam","Coal",null,"00 Ret.ExistWetFGD & ACI","Existing","---","---","---","New","---","---","---","None","Existing"]
[null,null,null,null,"00 Ret.ExistWetFGD & ACI & SCR","Fossil",null,"00 Ret.ExistWetFGD & ACI & SCR","Existing",null,null,"00 Ret.ExistWetFGD & ACI & SCR","Coal Steam","Coal",null,"00 Ret.ExistWetFGD & ACI & SCR","Existing","---","New","---","New","---","---","---","New","Existing"]
[null,null,null,null,"00 Ret.ExistWetFGD & SCR","Fossil",null,"00 Ret.ExistWetFGD & SCR","Existing",null,null,"00 Ret.ExistWetFGD & SCR","Coal Steam","Coal",null,"00 Ret.ExistWetFGD & SCR","Existing","---","New","---","---","---","---","---","New","Existing"]
[null,null,null,null,"00 Ret.ExistSCR_WetFGD & ACI","Fossil",null,"00 Ret.ExistSCR_WetFGD & ACI","Existing",null,null,"00 Ret.ExistSCR_WetFGD & ACI","Coal Steam","Coal",null,"00 Ret.ExistSCR_WetFGD & ACI","Existing","---","Existing","---","New","---","---","---","Existing","Existing"]
[null,null,null,null,"00 Ret.ExistSNCR_WetFGD & ACI","Fossil",null,"00 Ret.ExistSNCR_WetFGD & ACI","Existing",null,null,"00 Ret.ExistSNCR_WetFGD & ACI","Coal Steam","Coal",null,"00 Ret.ExistSNCR_WetFGD & ACI","Existing","---","---","Existing","New","---","---","---","Existing","Existing"]
[null,null,null,null,"00 Ret.ACI & DSI & DryFGD","Fossil",null,"00 Ret.ACI & DSI & DryFGD","Existing",null,null,"00 Ret.ACI & DSI & DryFGD","Coal Steam","Coal",null,"00 Ret.ACI & DSI & DryFGD","New","New","---","---","New","---","---","---","None","New"]
[null,null,null,null,"00 Ret.SCR & DryFGD","Fossil",null,"00 Ret.SCR & DryFGD","Existing",null,null,"00 Ret.SCR & DryFGD","Coal Steam","Coal",null,"00 Ret.SCR & DryFGD","New","---","New","---","---","---","---","---","New","New"]
[null,null,null,null,"00 Ret.SCR & DSI & DryFGD","Fossil",null,"00 Ret.SCR & DSI & DryFGD","Existing",null,null,"00 Ret.SCR & DSI & DryFGD","Coal Steam","Coal",null,"00 Ret.SCR & DSI & DryFGD","New","New","New","---","---","---","---","---","New","New"]
[null,null,null,null,"00 Ret.DSI & DryFGD","Fossil",null,"00 Ret.DSI & DryFGD","Existing",null,null,"00 Ret.DSI & DryFGD","Coal Steam","Coal",null,"00 Ret.DSI & DryFGD","New","New","---","---","---","---","---","---","None","New"]
[null,null,null,null,"00 Ret.C2G & SCR","Fossil",null,"00 Ret.C2G & SCR","Existing",null,null,"00 Ret.C2G & SCR","O/G Steam","O/G Steam",null,"00 Ret.C2G & SCR","---","---","New","---","---","New","---","---","New","None"]
[null,null,null,null,"00 Ret.ExistSNCR & ACI & DSI","Fossil",null,"00 Ret.ExistSNCR & ACI & DSI","Existing",null,null,"00 Ret.ExistSNCR & ACI & DSI","Coal Steam","Coal",null,"00 Ret.ExistSNCR & ACI & DSI","---","New","---","Existing","New","---","---","---","Existing","New"]
[null,null,null,null,"00 New Onshore Wind","Non-Fossil",null,"00 New Onshore Wind","New",null,null,"00 New Onshore Wind","Wind","Renewable",null,"00 New Onshore Wind","---","---","---","---","---","---","---","---","None","None"]
[null,null,null,null,"00 New Solar PV","Non-Fossil",null,"00 New Solar PV","New",null,null,"00 New Solar PV","Solar PV","Renewable",null,"00 New Solar PV","---","---","---","---","---","---","---","---","None","None"]
[null,null,null,null,"00 New Combined Cycle","Fossil",null,"00 New Combined Cycle","New",null,null,"00 New Combined Cycle","Combined Cycle","Combined Cycle",null,"00 New Combined Cycle","---","---","---","---","---","---","---","---","None","None"]
[null,null,null,null,"00 New Combustion Turbine","Fossil",null,"00 New Combustion Turbine","New",null,null,"00 New Combustion Turbine","Combustion Turbine","Combustion Turbine",null,"00 New Combustion Turbine","---","---","---","---","---","---","---","---","None","None"]
[null,null,null,null,"00 New Landfill Gas","Non-Fossil",null,"00 New Landfill Gas","New",null,null,"00 New Landfill Gas","Landfill Gas","Other",null,"00 New Landfill Gas","---","---","---","---","---","---","---","---","None","None"]
[null,null,null,null,"00 New Fuel Cell","Non-Fossil",null,"00 New Fuel Cell","New",null,null,"00 New Fuel Cell","Fuel Cell","Other",null,"00 New Fuel Cell","---","---","---","---","---","---","---","---","None","None"]
[null,null,null,null,"00 New Biomass","Non-Fossil",null,"00 New Biomass","New",null,null,"00 New Biomass","Biomass","Renewable",null,"00 New Biomass","---","---","---","---","---","---","---","---","None","None"]
[null,null,null,null,"00 New Offshore Wind","Non-Fossil",null,"00 New Offshore Wind","New",null,null,"00 New Offshore Wind","Offshore Wind","Renewable",null,"00 New Offshore Wind","---","---","---","---","---","---","---","---","None","None"]
[null,null,null,null,"00 New Geothermal","Non-Fossil",null,"00 New Geothermal","New",null,null,"00 New Geothermal","Geothermal","Renewable",null,"00 New Geothermal","---","---","---","---","---","---","---","---","None","None"]
[null,null,null,null,"00 New Solar Thermal","Non-Fossil",null,"00 New Solar Thermal","New",null,null,"00 New Solar Thermal","Solar Thermal","Renewable",null,"00 New Solar Thermal","---","---","---","---","---","---","---","---","None","None"]
[null,null,null,null,"00 New Hydro","Non-Fossil",null,"00 New Hydro","New",null,null,"00 New Hydro","Hydro","Renewable",null,"00 New Hydro","---","---","---","---","---","---","---","---","None","None"]
[null,null,null,null,"00 Exist FBC_WetFGD_SNCR_ACI","Fossil",null,"00 Exist FBC_WetFGD_SNCR_ACI","Existing",null,null,"00 Exist FBC_WetFGD_SNCR_ACI","Coal Steam","Coal",null,"00 Exist FBC_WetFGD_SNCR_ACI","Existing","---","---","Existing","Existing","---","---","---","Existing","Existing"]
[null,null,null,null,"00 Ret.FB-ExistDryFGD_SNCR & ACI","Fossil",null,"00 Ret.FB-ExistDryFGD_SNCR & ACI","Existing",null,null,"00 Ret.FB-ExistDryFGD_SNCR & ACI","Coal Steam","Coal",null,"00 Ret.FB-ExistDryFGD_SNCR & ACI","Existing","---","---","Existing","New","---","---","---","Existing","Existing"]
[null,null,null,null,"00 Ret.ExistACI_DSI & SCR & WetFGD","Fossil",null,"00 Ret.ExistACI_DSI & SCR & WetFGD","Existing",null,null,"00 Ret.ExistACI_DSI & SCR & WetFGD","Coal Steam","Coal",null,"00 Ret.ExistACI_DSI & SCR & WetFGD","New","Existing","New","---","Existing","---","---","---","New","New"]
[null,null,null,null,"00 Exist FBC_DryFGD","Fossil",null,"00 Exist FBC_DryFGD","Existing",null,null,"00 Exist FBC_DryFGD","Coal Steam","Coal",null,"00 Exist FBC_DryFGD","Existing","---","---","---","---","---","---","---","None","Existing"]
[null,null,null,null,"00 Exist FBC_ACI","Fossil",null,"00 Exist FBC_ACI","Existing",null,null,"00 Exist FBC_ACI","Coal Steam","Coal",null,"00 Exist FBC_ACI","---","---","---","---","Existing","---","---","---","None","None"]
[null,null,null,null,"00 Ret.DSI","Fossil",null,"00 Ret.DSI","Existing",null,null,"00 Ret.DSI","Coal Steam","Coal",null,"00 Ret.DSI","---","New","---","---","---","---","---","---","None","New"]
[null,null,null,null,"00 Ret.Oil/Gas Steam SCR","Fossil",null,"00 Ret.Oil/Gas Steam SCR","Existing",null,null,"00 Ret.Oil/Gas Steam SCR","O/G Steam","O/G Steam",null,"00 Ret.Oil/Gas Steam SCR","---","---","New","---","---","---","---","---","New","None"]
[null,null,null,null,"00 Ret.ExistSCR_ACI & DSI","Fossil",null,"00 Ret.ExistSCR_ACI & DSI","Existing",null,null,"00 Ret.ExistSCR_ACI & DSI","Coal Steam","Coal",null,"00 Ret.ExistSCR_ACI & DSI","---","New","Existing","---","Existing","---","---","---","Existing","New"]
[null,null,null,null,"00 Ret.ExistSNCR_ACI & DSI","Fossil",null,"00 Ret.ExistSNCR_ACI & DSI","Existing",null,null,"00 Ret.ExistSNCR_ACI & DSI","Coal Steam","Coal",null,"00 Ret.ExistSNCR_ACI & DSI","---","New","---","Existing","Existing","---","---","---","Existing","New"]
[null,null,null,null,"00 Ret.ExistSNCR_ACI & DryFGD","Fossil",null,"00 Ret.ExistSNCR_ACI & DryFGD","Existing",null,null,"00 Ret.ExistSNCR_ACI & DryFGD","Coal Steam","Coal",null,"00 Ret.ExistSNCR_ACI & DryFGD","New","---","---","Existing","Existing","---","---","---","Existing","New"]
[null,null,null,null,"00 Ret.ExistSCR & ACI & DSI","Fossil",null,"00 Ret.ExistSCR & ACI & DSI","Existing",null,null,"00 Ret.ExistSCR & ACI & DSI","Coal Steam","Coal",null,"00 Ret.ExistSCR & ACI & DSI","---","New","Existing","---","New","---","---","---","Existing","New"]
[null,null,null,null,"00 Ret.ExistSCR & WetFGD","Fossil",null,"00 Ret.ExistSCR & WetFGD","Existing",null,null,"00 Ret.ExistSCR & WetFGD","Coal Steam","Coal",null,"00 Ret.ExistSCR & WetFGD","New","---","Existing","---","---","---","---","---","Existing","New"]
[null,null,null,null,"00 Ret.SCR","Fossil",null,"00 Ret.SCR","Existing",null,null,"00 Ret.SCR","Coal Steam","Coal",null,"00 Ret.SCR","---","---","New","---","---","---","---","---","New","None"]
[null,null,null,null,"00 Ret.ExistDSI & ACI","Fossil",null,"00 Ret.ExistDSI & ACI","Existing",null,null,"00 Ret.ExistDSI & ACI","Coal Steam","Coal",null,"00 Ret.ExistDSI & ACI","---","Existing","---","---","New","---","---","---","None","Existing"]
[null,null,null,null,"00 Ret.ExistACI_DSI & DryFGD","Fossil",null,"00 Ret.ExistACI_DSI & DryFGD","Existing",null,null,"00 Ret.ExistACI_DSI & DryFGD","Coal Steam","Coal",null,"00 Ret.ExistACI_DSI & DryFGD","New","---","---","---","Existing","---","---","---","None","New"]
[null,null,null,null,"00 Ret.DryFGD","Fossil",null,"00 Ret.DryFGD","Existing",null,null,"00 Ret.DryFGD","Coal Steam","Coal",null,"00 Ret.DryFGD","New","---","---","---","---","---","---","---","None","New"]
[null,null,null,null,"00 Ret.WetFGD","Fossil",null,"00 Ret.WetFGD","Existing",null,null,"00 Ret.WetFGD","Coal Steam","Coal",null,"00 Ret.WetFGD","New","---","---","---","---","---","---","---","None","New"]
[null,null,null,null,"00 Ret.ExistDryFGD & SCR","Fossil",null,"00 Ret.ExistDryFGD & SCR","Existing",null,null,"00 Ret.ExistDryFGD & SCR","Coal Steam","Coal",null,"00 Ret.ExistDryFGD & SCR","Existing","---","New","---","---","---","---","---","New","Existing"]
[null,null,null,null,"00 Ret.ExistSNCR_ACI & WetFGD","Fossil",null,"00 Ret.ExistSNCR_ACI & WetFGD","Existing",null,null,"00 Ret.ExistSNCR_ACI & WetFGD","Coal Steam","Coal",null,"00 Ret.ExistSNCR_ACI & WetFGD","New","---","---","Existing","Existing","---","---","---","Existing","New"]
[null,null,null,null,"00 Ret.FB-SNCR","Fossil",null,"00 Ret.FB-SNCR","Existing",null,null,"00 Ret.FB-SNCR","Coal Steam","Coal",null,"00 Ret.FB-SNCR","---","---","---","New","---","---","---","---","New","None"]
[null,null,null,null,"00 Ret.FB-ACI & SNCR","Fossil",null,"00 Ret.FB-ACI & SNCR","Existing",null,null,"00 Ret.FB-ACI & SNCR","Coal Steam","Coal",null,"00 Ret.FB-ACI & SNCR","---","---","---","New","New","---","---","---","New","None"]
[null,null,null,null,"00 New Combined Cycle with Carbon Capture","Fossil",null,"00 New Combined Cycle with Carbon Capture","New",null,null,"00 New Combined Cycle with Carbon Capture","NGCC w/CCS","NGCC w/CCS",null,"00 New Combined Cycle with Carbon Capture","---","---","---","---","---","---","---","---",{"$f":"IF(OR(S125<>\"---\",T125<>\"---\"),IF(OR(S125=\"New\",T125=\"New\"),\"New\",\"Existing\"),\"None\")","v":"None"},{"$f":"IF(OR(Q125<>\"---\",R125<>\"---\"),IF(OR(Q125=\"New\",R125=\"New\"),\"New\",\"Existing\"),\"None\")","v":"None"}]
[null,null,null,null,"00 New Nuclear","Non-Fossil",null,"00 New Nuclear","New",null,null,"00 New Nuclear","Nuclear","Nuclear",null,"00 New Nuclear","---","---","---","---","---","---","---","---","None","None"]
[null,null,null,null,"00 New Ultrasupercritical Coal with 30% CCS","Fossil",null,"00 New Ultrasupercritical Coal with 30% CCS","New",null,null,"00 New Ultrasupercritical Coal with 30% CCS","Coal 30% CCS","Coal w/CCS",null,"00 New Ultrasupercritical Coal with 30% CCS","---","---","---","---","---","---","---","New","None","None"]
[null,null,null,null,"00 New Ultrasupercritical Coal with 90% CCS","Fossil",null,"00 New Ultrasupercritical Coal with 90% CCS","New",null,null,"00 New Ultrasupercritical Coal with 90% CCS","Coal 90% CCS","Coal w/CCS",null,"00 New Ultrasupercritical Coal with 90% CCS","---","---","---","---","---","---","---","New","None","None"]
[null,null,null,null,"00 Exist Coal Steam_DryFGD_ACI_DSI","Fossil",null,"00 Exist Coal Steam_DryFGD_ACI_DSI","Existing",null,null,"00 Exist Coal Steam_DryFGD_ACI_DSI","Coal Steam","Coal",null,"00 Exist Coal Steam_DryFGD_ACI_DSI","Existing","Existing","---","---","Existing","---","---","---","None","Existing"]
[null,null,null,null,"00 Exist Coal Steam_DryFGD_SCR_DSI","Fossil",null,"00 Exist Coal Steam_DryFGD_SCR_DSI","Existing",null,null,"00 Exist Coal Steam_DryFGD_SCR_DSI","Coal Steam","Coal",null,"00 Exist Coal Steam_DryFGD_SCR_DSI","Existing","Existing","Existing","---","---","---","---","---","Existing","Existing"]
[null,null,null,null,"00 Exist Coal Steam_DryFGD_SNCR_ACI_DSI","Fossil",null,"00 Exist Coal Steam_DryFGD_SNCR_ACI_DSI","Existing",null,null,"00 Exist Coal Steam_DryFGD_SNCR_ACI_DSI","Coal Steam","Coal",null,"00 Exist Coal Steam_DryFGD_SNCR_ACI_DSI","Existing","Existing","---","Existing","Existing","---","---","---","Existing","Existing"]
[null,null,null,null,"00 Exist Coal Steam_DSI","Fossil",null,"00 Exist Coal Steam_DSI","Existing",null,null,"00 Exist Coal Steam_DSI","Coal Steam","Coal",null,"00 Exist Coal Steam_DSI","---","Existing","---","---","---","---","---","---","None","Existing"]
[null,null,null,null,"00 Exist Coal Steam_SCR_ACI_DSI","Fossil",null,"00 Exist Coal Steam_SCR_ACI_DSI","Existing",null,null,"00 Exist Coal Steam_SCR_ACI_DSI","Coal Steam","Coal",null,"00 Exist Coal Steam_SCR_ACI_DSI","---","Existing","Existing","---","Existing","---","---","---","Existing","Existing"]
[null,null,null,null,"00 Exist Coal Steam_SNCR_ACI_DSI","Fossil",null,"00 Exist Coal Steam_SNCR_ACI_DSI","Existing",null,null,"00 Exist Coal Steam_SNCR_ACI_DSI","Coal Steam","Coal",null,"00 Exist Coal Steam_SNCR_ACI_DSI","---","Existing","---","Existing","Existing","---","---","---","Existing","Existing"]
[null,null,null,null,"00 Exist Coal Steam_WetFGD_DSI","Fossil",null,"00 Exist Coal Steam_WetFGD_DSI","Existing",null,null,"00 Exist Coal Steam_WetFGD_DSI","Coal Steam","Coal",null,"00 Exist Coal Steam_WetFGD_DSI","Existing","Existing","---","---","---","---","---","---","None","Existing"]
[null,null,null,null,"00 Exist FBC_WetFGD_SNCR","Fossil",null,"00 Exist FBC_WetFGD_SNCR","Existing",null,null,"00 Exist FBC_WetFGD_SNCR","Coal Steam","Coal",null,"00 Exist FBC_WetFGD_SNCR","Existing","---","---","Existing","---","---","---","---","Existing","Existing"]
[null,null,null,null,"00 Exist FBC_WetFGD_DSI","Fossil",null,"00 Exist FBC_WetFGD_DSI","Existing",null,null,"00 Exist FBC_WetFGD_DSI","Coal Steam","Coal",null,"00 Exist FBC_WetFGD_DSI","Existing","Existing","---","---","---","---","---","---","None","Existing"]
[null,null,null,null,"00 Exist FBC_ACI_DSI","Fossil",null,"00 Exist FBC_ACI_DSI","Existing",null,null,"00 Exist FBC_ACI_DSI","Coal Steam","Coal",null,"00 Exist FBC_ACI_DSI","---","Existing","---","---","Existing","---","---","---","None","Existing"]
[null,null,null,null,"00 Exist FBC_DryFGD_ACI","Fossil",null,"00 Exist FBC_DryFGD_ACI","Existing",null,null,"00 Exist FBC_DryFGD_ACI","Coal Steam","Coal",null,"00 Exist FBC_DryFGD_ACI","Existing","---","---","---","Existing","---","---","---","None","Existing"]
[null,null,null,null,"00 Exist FBC_DryFGD_DSI","Fossil",null,"00 Exist FBC_DryFGD_DSI","Existing",null,null,"00 Exist FBC_DryFGD_DSI","Coal Steam","Coal",null,"00 Exist FBC_DryFGD_DSI","Existing","Existing","---","---","---","---","---","---","None","Existing"]
[null,null,null,null,"00 Exist FBC_DryFGD_SNCR_ACI_DSI","Fossil",null,"00 Exist FBC_DryFGD_SNCR_ACI_DSI","Existing",null,null,"00 Exist FBC_DryFGD_SNCR_ACI_DSI","Coal Steam","Coal",null,"00 Exist FBC_DryFGD_SNCR_ACI_DSI","Existing","Existing","---","Existing","Existing","---","---","---","Existing","Existing"]
[null,null,null,null,"00 Exist FBC_DryFGD_SNCR_DSI","Fossil",null,"00 Exist FBC_DryFGD_SNCR_DSI","Existing",null,null,"00 Exist FBC_DryFGD_SNCR_DSI","Coal Steam","Coal",null,"00 Exist FBC_DryFGD_SNCR_DSI","Existing","Existing","---","Existing","---","---","---","---","Existing","Existing"]
[null,null,null,null,"00 Exist FBC_DSI","Fossil",null,"00 Exist FBC_DSI","Existing",null,null,"00 Exist FBC_DSI","Coal Steam","Coal",null,"00 Exist FBC_DSI","---","Existing","---","---","---","---","---","---","None","Existing"]
[null,null,null,null,"00 Exist FBC_SNCR_ACI_DSI","Fossil",null,"00 Exist FBC_SNCR_ACI_DSI","Existing",null,null,"00 Exist FBC_SNCR_ACI_DSI","Coal Steam","Coal",null,"00 Exist FBC_SNCR_ACI_DSI","---","Existing","---","Existing","Existing","---","---","---","Existing","Existing"]
[null,null,null,null,"00 Exist FBC_SNCR_DSI","Fossil",null,"00 Exist FBC_SNCR_DSI","Existing",null,null,"00 Exist FBC_SNCR_DSI","Coal Steam","Coal",null,"00 Exist FBC_SNCR_DSI","---","Existing","---","Existing","---","---","---","---","Existing","Existing"]
[null,null,null,null,"00 Exist Energy Storage","Non-Fossil",null,"00 Exist Energy Storage","Existing",null,null,"00 Exist Energy Storage","Non-Fossil Other","Other",null,"00 Exist Energy Storage","---","---","---","---","---","---","---","---","None","None"]
[null,null,null,null,"00 New Battery Storage","Non-Fossil",null,"00 New Battery Storage","New",null,null,"00 New Battery Storage","Non-Fossil Other","Other",null,"00 New Battery Storage","---","---","---","---","---","---","---","---",{"$f":"IF(OR(S147<>\"---\",T147<>\"---\"),IF(OR(S147=\"New\",T147=\"New\"),\"New\",\"Existing\"),\"None\")","v":"None"},{"$f":"IF(OR(T147<>\"---\",U147<>\"---\"),IF(OR(T147=\"New\",U147=\"New\"),\"New\",\"Existing\"),\"None\")","v":"None"}]
[null,null,null,null,"00 Exist Offshore Wind","Non-Fossil",null,"00 Exist Offshore Wind","Existing",null,null,"00 Exist Offshore Wind","Offshore Wind","Renewable",null,"00 Exist Offshore Wind","---","---","---","---","---","---","---","---","None","None"]
[null,null,null,null,"00 Exist Onshore Wind","Non-Fossil",null,"00 Exist Onshore Wind","Existing",null,null,"00 Exist Onshore Wind","Wind","Renewable",null,"00 Exist Onshore Wind","---","---","---","---","---","---","---","---","None","None"]
[null,null,null,null,"00 Ret.ACI & DryFGD & HRI","Fossil",null,"00 Ret.ACI & DryFGD & HRI","Existing",null,null,"00 Ret.ACI & DryFGD & HRI","Coal Steam","Coal",null,"00 Ret.ACI & DryFGD & HRI","New","---","---","---","New","---","New","---","None","New"]
[null,null,null,null,"00 Ret.ACI & DSI & DryFGD & HRI","Fossil",null,"00 Ret.ACI & DSI & DryFGD & HRI","Existing",null,null,"00 Ret.ACI & DSI & DryFGD & HRI","Coal Steam","Coal",null,"00 Ret.ACI & DSI & DryFGD & HRI","New","New","---","---","New","---","New","---","None","New"]
[null,null,null,null,"00 Ret.ACI & DSI & HRI","Fossil",null,"00 Ret.ACI & DSI & HRI","Existing",null,null,"00 Ret.ACI & DSI & HRI","Coal Steam","Coal",null,"00 Ret.ACI & DSI & HRI","---","New","---","---","New","---","New","---","None","New"]
[null,null,null,null,"00 Ret.ACI & DSI & WetFGD & HRI","Fossil",null,"00 Ret.ACI & DSI & WetFGD & HRI","Existing",null,null,"00 Ret.ACI & DSI & WetFGD & HRI","Coal Steam","Coal",null,"00 Ret.ACI & DSI & WetFGD & HRI","New","New","---","---","New","---","New","---","None","New"]
[null,null,null,null,"00 Ret.ACI & HRI","Fossil",null,"00 Ret.ACI & HRI","Existing",null,null,"00 Ret.ACI & HRI","Coal Steam","Coal",null,"00 Ret.ACI & HRI","---","---","---","---","New","---","New","---","None","None"]
[null,null,null,null,"00 Ret.ACI & SCR","Fossil",null,"00 Ret.ACI & SCR","Existing",null,null,"00 Ret.ACI & SCR","Coal Steam","Coal",null,"00 Ret.ACI & SCR","---","---","New","---","New","---","---","---","New","None"]
[null,null,null,null,"00 Ret.ACI & SCR & DryFGD & HRI","Fossil",null,"00 Ret.ACI & SCR & DryFGD & HRI","Existing",null,null,"00 Ret.ACI & SCR & DryFGD & HRI","Coal Steam","Coal",null,"00 Ret.ACI & SCR & DryFGD & HRI","New","---","New","---","New","---","New","---","New","New"]
[null,null,null,null,"00 Ret.ACI & SCR & DSI & DryFGD","Fossil",null,"00 Ret.ACI & SCR & DSI & DryFGD","Existing",null,null,"00 Ret.ACI & SCR & DSI & DryFGD","Coal Steam","Coal",null,"00 Ret.ACI & SCR & DSI & DryFGD","New","New","New","---","New","---","---","---","New","New"]
[null,null,null,null,"00 Ret.ACI & SCR & DSI & DryFGD & HRI","Fossil",null,"00 Ret.ACI & SCR & DSI & DryFGD & HRI","Existing",null,null,"00 Ret.ACI & SCR & DSI & DryFGD & HRI","Coal Steam","Coal",null,"00 Ret.ACI & SCR & DSI & DryFGD & HRI","New","New","New","---","New","---","New","---","New","New"]
[null,null,null,null,"00 Ret.ACI & SCR & DSI & HRI","Fossil",null,"00 Ret.ACI & SCR & DSI & HRI","Existing",null,null,"00 Ret.ACI & SCR & DSI & HRI","Coal Steam","Coal",null,"00 Ret.ACI & SCR & DSI & HRI","---","New","New","---","New","---","New","---","New","New"]
[null,null,null,null,"00 Ret.ACI & SCR & DSI & WetFGD","Fossil",null,"00 Ret.ACI & SCR & DSI & WetFGD","Existing",null,null,"00 Ret.ACI & SCR & DSI & WetFGD","Coal Steam","Coal",null,"00 Ret.ACI & SCR & DSI & WetFGD","New","New","New","---","New","---","---","---","New","New"]
[null,null,null,null,"00 Ret.ACI & SCR & DSI & WetFGD & HRI","Fossil",null,"00 Ret.ACI & SCR & DSI & WetFGD & HRI","Existing",null,null,"00 Ret.ACI & SCR & DSI & WetFGD & HRI","Coal Steam","Coal",null,"00 Ret.ACI & SCR & DSI & WetFGD & HRI","New","New","New","---","New","---","New","---","New","New"]
[null,null,null,null,"00 Ret.ACI & SCR & HRI","Fossil",null,"00 Ret.ACI & SCR & HRI","Existing",null,null,"00 Ret.ACI & SCR & HRI","Coal Steam","Coal",null,"00 Ret.ACI & SCR & HRI","---","---","New","---","New","---","New","---","New","None"]
[null,null,null,null,"00 Ret.ACI & SCR & WetFGD & HRI","Fossil",null,"00 Ret.ACI & SCR & WetFGD & HRI","Existing",null,null,"00 Ret.ACI & SCR & WetFGD & HRI","Coal Steam","Coal",null,"00 Ret.ACI & SCR & WetFGD & HRI","New","---","New","---","New","---","New","---","New","New"]
[null,null,null,null,"00 Ret.ACI & SNCR","Fossil",null,"00 Ret.ACI & SNCR","Existing",null,null,"00 Ret.ACI & SNCR","Coal Steam","Coal",null,"00 Ret.ACI & SNCR","---","---","---","New","New","---","---","---","New","None"]
[null,null,null,null,"00 Ret.ACI & SNCR & DSI","Fossil",null,"00 Ret.ACI & SNCR & DSI","Existing",null,null,"00 Ret.ACI & SNCR & DSI","Coal Steam","Coal",null,"00 Ret.ACI & SNCR & DSI","---","New","---","New","New","---","---","---","New","New"]
[null,null,null,null,"00 Ret.ACI & SNCR & DSI & DryFGD","Fossil",null,"00 Ret.ACI & SNCR & DSI & DryFGD","Existing",null,null,"00 Ret.ACI & SNCR & DSI & DryFGD","Coal Steam","Coal",null,"00 Ret.ACI & SNCR & DSI & DryFGD","New","New","---","New","New","---","---","---","New","New"]
[null,null,null,null,"00 Ret.ACI & SNCR & DSI & DryFGD & HRI","Fossil",null,"00 Ret.ACI & SNCR & DSI & DryFGD & HRI","Existing",null,null,"00 Ret.ACI & SNCR & DSI & DryFGD & HRI","Coal Steam","Coal",null,"00 Ret.ACI & SNCR & DSI & DryFGD & HRI","New","New","---","New","New","---","New","---","New","New"]
[null,null,null,null,"00 Ret.ACI & SNCR & DSI & HRI","Fossil",null,"00 Ret.ACI & SNCR & DSI & HRI","Existing",null,null,"00 Ret.ACI & SNCR & DSI & HRI","Coal Steam","Coal",null,"00 Ret.ACI & SNCR & DSI & HRI","---","New","---","New","New","---","New","---","New","New"]
[null,null,null,null,"00 Ret.ACI & SNCR & DSI & WetFGD","Fossil",null,"00 Ret.ACI & SNCR & DSI & WetFGD","Existing",null,null,"00 Ret.ACI & SNCR & DSI & WetFGD","Coal Steam","Coal",null,"00 Ret.ACI & SNCR & DSI & WetFGD","New","New","---","New","New","---","---","---","New","New"]
[null,null,null,null,"00 Ret.ACI & SNCR & DSI & WetFGD & HRI","Fossil",null,"00 Ret.ACI & SNCR & DSI & WetFGD & HRI","Existing",null,null,"00 Ret.ACI & SNCR & DSI & WetFGD & HRI","Coal Steam","Coal",null,"00 Ret.ACI & SNCR & DSI & WetFGD & HRI","New","New","---","New","New","---","New","---","New","New"]
[null,null,null,null,"00 Ret.ACI & SNCR & HRI","Fossil",null,"00 Ret.ACI & SNCR & HRI","Existing",null,null,"00 Ret.ACI & SNCR & HRI","Coal Steam","Coal",null,"00 Ret.ACI & SNCR & HRI","---","---","---","New","New","---","New","---","New","None"]
[null,null,null,null,"00 Ret.ACI & WetFGD & DSI","Fossil",null,"00 Ret.ACI & WetFGD & DSI","Existing",null,null,"00 Ret.ACI & WetFGD & DSI","Coal Steam","Coal",null,"00 Ret.ACI & WetFGD & DSI","New","New","---","---","New","---","---","---","None","New"]
[null,null,null,null,"00 Ret.ACI & WetFGD & HRI","Fossil",null,"00 Ret.ACI & WetFGD & HRI","Existing",null,null,"00 Ret.ACI & WetFGD & HRI","Coal Steam","Coal",null,"00 Ret.ACI & WetFGD & HRI","New","---","---","---","New","---","New","---","None","New"]
[null,null,null,null,"00 Ret.CCG","Fossil",null,"00 Ret.CCG","Existing",null,null,"00 Ret.CCG","Coal w/CCS","Coal w/CCS",null,"00 Ret.CCG","---","---","---","---","---","---","---","---","None","None"]
[null,null,null,null,"00 Ret.DryFGD & CCS","Fossil",null,"00 Ret.DryFGD & CCS","Existing",null,null,"00 Ret.DryFGD & CCS","Coal w/CCS","Coal w/CCS",null,"00 Ret.DryFGD & CCS","New","---","---","---","---","---","---","New","None","New"]
[null,null,null,null,"00 Ret.DryFGD & HRI","Fossil",null,"00 Ret.DryFGD & HRI","Existing",null,null,"00 Ret.DryFGD & HRI","Coal Steam","Coal",null,"00 Ret.DryFGD & HRI","New","---","---","---","---","---","New","---","None","New"]
[null,null,null,null,"00 Ret.DSI & DryFGD & HRI","Fossil",null,"00 Ret.DSI & DryFGD & HRI","Existing",null,null,"00 Ret.DSI & DryFGD & HRI","Coal Steam","Coal",null,"00 Ret.DSI & DryFGD & HRI","New","New","---","---","---","---","New","---","None","New"]
[null,null,null,null,"00 Ret.DSI & HRI","Fossil",null,"00 Ret.DSI & HRI","Existing",null,null,"00 Ret.DSI & HRI","Coal Steam","Coal",null,"00 Ret.DSI & HRI","---","New","---","---","---","---","New","---","None","New"]
[null,null,null,null,"00 Ret.DSI & WetFGD","Fossil",null,"00 Ret.DSI & WetFGD","Existing",null,null,"00 Ret.DSI & WetFGD","Coal Steam","Coal",null,"00 Ret.DSI & WetFGD","New","New","---","---","---","---","---","---","None","New"]
[null,null,null,null,"00 Ret.DSI & WetFGD & HRI","Fossil",null,"00 Ret.DSI & WetFGD & HRI","Existing",null,null,"00 Ret.DSI & WetFGD & HRI","Coal Steam","Coal",null,"00 Ret.DSI & WetFGD & HRI","New","New","---","---","---","---","New","---","None","New"]
[null,null,null,null,"00 Ret.ExistACI & DryFGD & CCS","Fossil",null,"00 Ret.ExistACI & DryFGD & CCS","Existing",null,null,"00 Ret.ExistACI & DryFGD & CCS","Coal w/CCS","Coal w/CCS",null,"00 Ret.ExistACI & DryFGD & CCS","New","---","---","---","Existing","---","---","New","None","New"]
[null,null,null,null,"00 Ret.ExistACI & DryFGD & HRI","Fossil",null,"00 Ret.ExistACI & DryFGD & HRI","Existing",null,null,"00 Ret.ExistACI & DryFGD & HRI","Coal Steam","Coal",null,"00 Ret.ExistACI & DryFGD & HRI","New","---","---","---","Existing","---","New","---","None","New"]
[null,null,null,null,"00 Ret.ExistACI & DryFGD & HRI & CCS","Fossil",null,"00 Ret.ExistACI & DryFGD & HRI & CCS","Existing",null,null,"00 Ret.ExistACI & DryFGD & HRI & CCS","Coal w/CCS","Coal w/CCS",null,"00 Ret.ExistACI & DryFGD & HRI & CCS","New","---","---","---","Existing","---","New","New","None","New"]
[null,null,null,null,"00 Ret.ExistACI & DSI & DryFGD","Fossil",null,"00 Ret.ExistACI & DSI & DryFGD","Existing",null,null,"00 Ret.ExistACI & DSI & DryFGD","Coal Steam","Coal",null,"00 Ret.ExistACI & DSI & DryFGD","New","New","---","---","Existing","---","---","---","None","New"]
[null,null,null,null,"00 Ret.ExistACI & DSI & DryFGD & HRI","Fossil",null,"00 Ret.ExistACI & DSI & DryFGD & HRI","Existing",null,null,"00 Ret.ExistACI & DSI & DryFGD & HRI","Coal Steam","Coal",null,"00 Ret.ExistACI & DSI & DryFGD & HRI","New","New","---","---","Existing","---","New","---","None","New"]
[null,null,null,null,"00 Ret.ExistACI & DSI & HRI","Fossil",null,"00 Ret.ExistACI & DSI & HRI","Existing",null,null,"00 Ret.ExistACI & DSI & HRI","Coal Steam","Coal",null,"00 Ret.ExistACI & DSI & HRI","---","New","---","---","Existing","---","New","---","None","New"]
[null,null,null,null,"00 Ret.ExistACI & DSI & WetFGD","Fossil",null,"00 Ret.ExistACI & DSI & WetFGD","Existing",null,null,"00 Ret.ExistACI & DSI & WetFGD","Coal Steam","Coal",null,"00 Ret.ExistACI & DSI & WetFGD","New","New","---","---","Existing","---","---","---","None","New"]
[null,null,null,null,"00 Ret.ExistACI & DSI & WetFGD & HRI","Fossil",null,"00 Ret.ExistACI & DSI & WetFGD & HRI","Existing",null,null,"00 Ret.ExistACI & DSI & WetFGD & HRI","Coal Steam","Coal",null,"00 Ret.ExistACI & DSI & WetFGD & HRI","New","New","---","---","Existing","---","New","---","None","New"]
[null,null,null,null,"00 Ret.ExistACI & HRI","Fossil",null,"00 Ret.ExistACI & HRI","Existing",null,null,"00 Ret.ExistACI & HRI","Coal Steam","Coal",null,"00 Ret.ExistACI & HRI","---","---","---","---","Existing","---","New","---","None","None"]
[null,null,null,null,"00 Ret.ExistACI & HRI & WetFGD","Fossil",null,"00 Ret.ExistACI & HRI & WetFGD","Existing",null,null,"00 Ret.ExistACI & HRI & WetFGD","Coal Steam","Coal",null,"00 Ret.ExistACI & HRI & WetFGD","New","---","---","---","Existing","---","New","---",{"$f":"IF(OR(S190<>\"---\",T190<>\"---\"),IF(OR(S190=\"New\",T190=\"New\"),\"New\",\"Existing\"),\"None\")","v":"None"},{"$f":"IF(OR(Q190<>\"---\",R190<>\"---\"),IF(OR(Q190=\"New\",R190=\"New\"),\"New\",\"Existing\"),\"None\")","v":"New"}]
[null,null,null,null,"00 Ret.ExistACI & SCR","Fossil",null,"00 Ret.ExistACI & SCR","Existing",null,null,"00 Ret.ExistACI & SCR","Coal Steam","Coal",null,"00 Ret.ExistACI & SCR","---","---","New","---","Existing","---","---","---","New","None"]
[null,null,null,null,"00 Ret.ExistACI & SCR & DryFGD","Fossil",null,"00 Ret.ExistACI & SCR & DryFGD","Existing",null,null,"00 Ret.ExistACI & SCR & DryFGD","Coal Steam","Coal",null,"00 Ret.ExistACI & SCR & DryFGD","New","---","New","---","Existing","---","---","---","New","New"]
[null,null,null,null,"00 Ret.ExistACI & SCR & DryFGD & CCS","Fossil",null,"00 Ret.ExistACI & SCR & DryFGD & CCS","Existing",null,null,"00 Ret.ExistACI & SCR & DryFGD & CCS","Coal w/CCS","Coal w/CCS",null,"00 Ret.ExistACI & SCR & DryFGD & CCS","New","---","New","---","Existing","---","---","New","New","New"]
[null,null,null,null,"00 Ret.ExistACI & SCR & DryFGD & HRI","Fossil",null,"00 Ret.ExistACI & SCR & DryFGD & HRI","Existing",null,null,"00 Ret.ExistACI & SCR & DryFGD & HRI","Coal Steam","Coal",null,"00 Ret.ExistACI & SCR & DryFGD & HRI","New","---","New","---","Existing","---","New","---","New","New"]
[null,null,null,null,"00 Ret.ExistACI & SCR & DryFGD & HRI & CCS","Fossil",null,"00 Ret.ExistACI & SCR & DryFGD & HRI & CCS","Existing",null,null,"00 Ret.ExistACI & SCR & DryFGD & HRI & CCS","Coal w/CCS","Coal w/CCS",null,"00 Ret.ExistACI & SCR & DryFGD & HRI & CCS","New","---","New","---","Existing","---","New","New","New","New"]
[null,null,null,null,"00 Ret.ExistACI & SCR & DSI","Fossil",null,"00 Ret.ExistACI & SCR & DSI","Existing",null,null,"00 Ret.ExistACI & SCR & DSI","Coal Steam","Coal",null,"00 Ret.ExistACI & SCR & DSI","---","New","New","---","Existing","---","---","---","New","New"]
[null,null,null,null,"00 Ret.ExistACI & SCR & DSI & DryFGD","Fossil",null,"00 Ret.ExistACI & SCR & DSI & DryFGD","Existing",null,null,"00 Ret.ExistACI & SCR & DSI & DryFGD","Coal Steam","Coal",null,"00 Ret.ExistACI & SCR & DSI & DryFGD","New","New","New","---","Existing","---","---","---","New","New"]
[null,null,null,null,"00 Ret.ExistACI & SCR & DSI & DryFGD & HRI","Fossil",null,"00 Ret.ExistACI & SCR & DSI & DryFGD & HRI","Existing",null,null,"00 Ret.ExistACI & SCR & DSI & DryFGD & HRI","Coal Steam","Coal",null,"00 Ret.ExistACI & SCR & DSI & DryFGD & HRI","New","New","New","---","Existing","---","New","---","New","New"]
[null,null,null,null,"00 Ret.ExistACI & SCR & DSI & HRI","Fossil",null,"00 Ret.ExistACI & SCR & DSI & HRI","Existing",null,null,"00 Ret.ExistACI & SCR & DSI & HRI","Coal Steam","Coal",null,"00 Ret.ExistACI & SCR & DSI & HRI","---","New","New","---","Existing","---","New","---","New","New"]
[null,null,null,null,"00 Ret.ExistACI & SCR & HRI","Fossil",null,"00 Ret.ExistACI & SCR & HRI","Existing",null,null,"00 Ret.ExistACI & SCR & HRI","Coal Steam","Coal",null,"00 Ret.ExistACI & SCR & HRI","---","---","New","---","Existing","---","New","---","New","None"]
[null,null,null,null,"00 Ret.ExistACI & SCR & WetFGD","Fossil",null,"00 Ret.ExistACI & SCR & WetFGD","Existing",null,null,"00 Ret.ExistACI & SCR & WetFGD","Coal Steam","Coal",null,"00 Ret.ExistACI & SCR & WetFGD","New","---","New","---","Existing","---","---","---","New","New"]
[null,null,null,null,"00 Ret.ExistACI & SCR & WetFGD & CCS","Fossil",null,"00 Ret.ExistACI & SCR & WetFGD & CCS","Existing",null,null,"00 Ret.ExistACI & SCR & WetFGD & CCS","Coal w/CCS","Coal w/CCS",null,"00 Ret.ExistACI & SCR & WetFGD & CCS","New","---","New","---","Existing","---","---","New","New","New"]
[null,null,null,null,"00 Ret.ExistACI & SCR & WetFGD & HRI","Fossil",null,"00 Ret.ExistACI & SCR & WetFGD & HRI","Existing",null,null,"00 Ret.ExistACI & SCR & WetFGD & HRI","Coal Steam","Coal",null,"00 Ret.ExistACI & SCR & WetFGD & HRI","New","---","New","---","Existing","---","New","---","New","New"]
[null,null,null,null,"00 Ret.ExistACI & SCR & WetFGD & HRI & CCS","Fossil",null,"00 Ret.ExistACI & SCR & WetFGD & HRI & CCS","Existing",null,null,"00 Ret.ExistACI & SCR & WetFGD & HRI & CCS","Coal w/CCS","Coal w/CCS",null,"00 Ret.ExistACI & SCR & WetFGD & HRI & CCS","New","---","New","---","Existing","---","New","New","New","New"]
[null,null,null,null,"00 Ret.ExistACI & SNCR","Fossil",null,"00 Ret.ExistACI & SNCR","Existing",null,null,"00 Ret.ExistACI & SNCR","Coal Steam","Coal",null,"00 Ret.ExistACI & SNCR","---","---","---","New","Existing","---","---","---","New","None"]
[null,null,null,null,"00 Ret.ExistACI & SNCR & DryFGD","Fossil",null,"00 Ret.ExistACI & SNCR & DryFGD","Existing",null,null,"00 Ret.ExistACI & SNCR & DryFGD","Coal Steam","Coal",null,"00 Ret.ExistACI & SNCR & DryFGD","New","---","---","New","Existing","---","---","---","New","New"]
[null,null,null,null,"00 Ret.ExistACI & SNCR & DryFGD & CCS","Fossil",null,"00 Ret.ExistACI & SNCR & DryFGD & CCS","Existing",null,null,"00 Ret.ExistACI & SNCR & DryFGD & CCS","Coal w/CCS","Coal w/CCS",null,"00 Ret.ExistACI & SNCR & DryFGD & CCS","New","---","---","New","Existing","---","---","New","New","New"]
[null,null,null,null,"00 Ret.ExistACI & SNCR & DryFGD & HRI","Fossil",null,"00 Ret.ExistACI & SNCR & DryFGD & HRI","Existing",null,null,"00 Ret.ExistACI & SNCR & DryFGD & HRI","Coal Steam","Coal",null,"00 Ret.ExistACI & SNCR & DryFGD & HRI","New","---","---","New","Existing","---","New","---","New","New"]
[null,null,null,null,"00 Ret.ExistACI & SNCR & DryFGD & HRI & CCS","Fossil",null,"00 Ret.ExistACI & SNCR & DryFGD & HRI & CCS","Existing",null,null,"00 Ret.ExistACI & SNCR & DryFGD & HRI & CCS","Coal w/CCS","Coal w/CCS",null,"00 Ret.ExistACI & SNCR & DryFGD & HRI & CCS","New","---","---","New","Existing","---","New","New","New","New"]
[null,null,null,null,"00 Ret.ExistACI & SNCR & DSI","Fossil",null,"00 Ret.ExistACI & SNCR & DSI","Existing",null,null,"00 Ret.ExistACI & SNCR & DSI","Coal Steam","Coal",null,"00 Ret.ExistACI & SNCR & DSI","---","New","---","New","Existing","---","---","---","New","New"]
[null,null,null,null,"00 Ret.ExistACI & SNCR & DSI & HRI","Fossil",null,"00 Ret.ExistACI & SNCR & DSI & HRI","Existing",null,null,"00 Ret.ExistACI & SNCR & DSI & HRI","Coal Steam","Coal",null,"00 Ret.ExistACI & SNCR & DSI & HRI","---","New","---","New","Existing","---","New","---","New","New"]
[null,null,null,null,"00 Ret.ExistACI & SNCR & HRI","Fossil",null,"00 Ret.ExistACI & SNCR & HRI","Existing",null,null,"00 Ret.ExistACI & SNCR & HRI","Coal Steam","Coal",null,"00 Ret.ExistACI & SNCR & HRI","---","---","---","New","Existing","---","New","---","New","None"]
[null,null,null,null,"00 Ret.ExistACI & SNCR & WetFGD","Fossil",null,"00 Ret.ExistACI & SNCR & WetFGD","Existing",null,null,"00 Ret.ExistACI & SNCR & WetFGD","Coal Steam","Coal",null,"00 Ret.ExistACI & SNCR & WetFGD","New","---","---","New","Existing","---","---","---","New","New"]
[null,null,null,null,"00 Ret.ExistACI & SNCR & WetFGD & CCS","Fossil",null,"00 Ret.ExistACI & SNCR & WetFGD & CCS","Existing",null,null,"00 Ret.ExistACI & SNCR & WetFGD & CCS","Coal w/CCS","Coal w/CCS",null,"00 Ret.ExistACI & SNCR & WetFGD & CCS","New","---","---","New","Existing","---","---","New","New","New"]
[null,null,null,null,"00 Ret.ExistACI & SNCR & WetFGD & HRI","Fossil",null,"00 Ret.ExistACI & SNCR & WetFGD & HRI","Existing",null,null,"00 Ret.ExistACI & SNCR & WetFGD & HRI","Coal Steam","Coal",null,"00 Ret.ExistACI & SNCR & WetFGD & HRI","New","---","---","New","Existing","---","New","---","New","New"]
[null,null,null,null,"00 Ret.ExistACI & SNCR & WetFGD & HRI & CCS","Fossil",null,"00 Ret.ExistACI & SNCR & WetFGD & HRI & CCS","Existing",null,null,"00 Ret.ExistACI & SNCR & WetFGD & HRI & CCS","Coal w/CCS","Coal w/CCS",null,"00 Ret.ExistACI & SNCR & WetFGD & HRI & CCS","New","---","---","New","Existing","---","New","New","New","New"]
[null,null,null,null,"00 Ret.ExistACI & WetFGD & CCS","Fossil",null,"00 Ret.ExistACI & WetFGD & CCS","Existing",null,null,"00 Ret.ExistACI & WetFGD & CCS","Coal w/CCS","Coal w/CCS",null,"00 Ret.ExistACI & WetFGD & CCS","New","---","---","---","Existing","---","---","New","None","New"]
[null,null,null,null,"00 Ret.ExistACI & WetFGD & HRI & CCS","Fossil",null,"00 Ret.ExistACI & WetFGD & HRI & CCS","Existing",null,null,"00 Ret.ExistACI & WetFGD & HRI & CCS","Coal w/CCS","Coal w/CCS",null,"00 Ret.ExistACI & WetFGD & HRI & CCS","New","---","---","---","Existing","---","New","New","None","New"]
[null,null,null,null,"00 Ret.ExistACI_DSI & DryFGD & CCS","Fossil",null,"00 Ret.ExistACI_DSI & DryFGD & CCS","Existing",null,null,"00 Ret.ExistACI_DSI & DryFGD & CCS","Coal w/CCS","Coal w/CCS",null,"00 Ret.ExistACI_DSI & DryFGD & CCS","New","Existing","---","---","Existing","---","---","New","None","New"]
[null,null,null,null,"00 Ret.ExistACI_DSI & DryFGD & HRI","Fossil",null,"00 Ret.ExistACI_DSI & DryFGD & HRI","Existing",null,null,"00 Ret.ExistACI_DSI & DryFGD & HRI","Coal Steam","Coal",null,"00 Ret.ExistACI_DSI & DryFGD & HRI","New","Existing","---","---","Existing","---","New","---","None","New"]
[null,null,null,null,"00 Ret.ExistACI_DSI & DryFGD & HRI & CCS","Fossil",null,"00 Ret.ExistACI_DSI & DryFGD & HRI & CCS","Existing",null,null,"00 Ret.ExistACI_DSI & DryFGD & HRI & CCS","Coal w/CCS","Coal w/CCS",null,"00 Ret.ExistACI_DSI & DryFGD & HRI & CCS","New","Existing","---","---","Existing","---","New","New","None","New"]
[null,null,null,null,"00 Ret.ExistACI_DSI & HRI","Fossil",null,"00 Ret.ExistACI_DSI & HRI","Existing",null,null,"00 Ret.ExistACI_DSI & HRI","Coal Steam","Coal",null,"00 Ret.ExistACI_DSI & HRI","---","Existing","---","---","Existing","---","New","---","None","Existing"]
[null,null,null,null,"00 Ret.ExistACI_DSI & SCR & DryFGD","Fossil",null,"00 Ret.ExistACI_DSI & SCR & DryFGD","Existing",null,null,"00 Ret.ExistACI_DSI & SCR & DryFGD","Coal Steam","Coal",null,"00 Ret.ExistACI_DSI & SCR & DryFGD","New","Existing","New","---","Existing","---","---","---","New","New"]
[null,null,null,null,"00 Ret.ExistACI_DSI & SCR & DryFGD & CCS","Fossil",null,"00 Ret.ExistACI_DSI & SCR & DryFGD & CCS","Existing",null,null,"00 Ret.ExistACI_DSI & SCR & DryFGD & CCS","Coal w/CCS","Coal w/CCS",null,"00 Ret.ExistACI_DSI & SCR & DryFGD & CCS","New","Existing","New","---","Existing","---","---","New","New","New"]
[null,null,null,null,"00 Ret.ExistACI_DSI & SCR & DryFGD & HRI","Fossil",null,"00 Ret.ExistACI_DSI & SCR & DryFGD & HRI","Existing",null,null,"00 Ret.ExistACI_DSI & SCR & DryFGD & HRI","Coal Steam","Coal",null,"00 Ret.ExistACI_DSI & SCR & DryFGD & HRI","New","Existing","New","---","Existing","---","New","---","New","New"]
[null,null,null,null,"00 Ret.ExistACI_DSI & SCR & DryFGD & HRI & CCS","Fossil",null,"00 Ret.ExistACI_DSI & SCR & DryFGD & HRI & CCS","Existing",null,null,"00 Ret.ExistACI_DSI & SCR & DryFGD & HRI & CCS","Coal w/CCS","Coal w/CCS",null,"00 Ret.ExistACI_DSI & SCR & DryFGD & HRI & CCS","New","Existing","New","---","Existing","---","New","New","New","New"]
[null,null,null,null,"00 Ret.ExistACI_DSI & SCR & HRI","Fossil",null,"00 Ret.ExistACI_DSI & SCR & HRI","Existing",null,null,"00 Ret.ExistACI_DSI & SCR & HRI","Coal Steam","Coal",null,"00 Ret.ExistACI_DSI & SCR & HRI","---","Existing","New","---","Existing","---","New","---","New","Existing"]
[null,null,null,null,"00 Ret.ExistACI_DSI & SCR & WetFGD & CCS","Fossil",null,"00 Ret.ExistACI_DSI & SCR & WetFGD & CCS","Existing",null,null,"00 Ret.ExistACI_DSI & SCR & WetFGD & CCS","Coal w/CCS","Coal w/CCS",null,"00 Ret.ExistACI_DSI & SCR & WetFGD & CCS","New","Existing","New","---","Existing","---","---","New","New","New"]
[null,null,null,null,"00 Ret.ExistACI_DSI & SCR & WetFGD & HRI","Fossil",null,"00 Ret.ExistACI_DSI & SCR & WetFGD & HRI","Existing",null,null,"00 Ret.ExistACI_DSI & SCR & WetFGD & HRI","Coal Steam","Coal",null,"00 Ret.ExistACI_DSI & SCR & WetFGD & HRI","New","Existing","New","---","Existing","---","New","---","New","New"]
[null,null,null,null,"00 Ret.ExistACI_DSI & SCR & WetFGD & HRI & CCS","Fossil",null,"00 Ret.ExistACI_DSI & SCR & WetFGD & HRI & CCS","Existing",null,null,"00 Ret.ExistACI_DSI & SCR & WetFGD & HRI & CCS","Coal w/CCS","Coal w/CCS",null,"00 Ret.ExistACI_DSI & SCR & WetFGD & HRI & CCS","New","Existing","New","---","Existing","---","New","New","New","New"]
[null,null,null,null,"00 Ret.ExistACI_DSI & SNCR","Fossil",null,"00 Ret.ExistACI_DSI & SNCR","Existing",null,null,"00 Ret.ExistACI_DSI & SNCR","Coal Steam","Coal",null,"00 Ret.ExistACI_DSI & SNCR","---","Existing","---","New","Existing","---","---","---","New","Existing"]
[null,null,null,null,"00 Ret.ExistACI_DSI & SNCR & DryFGD","Fossil",null,"00 Ret.ExistACI_DSI & SNCR & DryFGD","Existing",null,null,"00 Ret.ExistACI_DSI & SNCR & DryFGD","Coal Steam","Coal",null,"00 Ret.ExistACI_DSI & SNCR & DryFGD","New","Existing","---","New","Existing","---","---","---","New","New"]
[null,null,null,null,"00 Ret.ExistACI_DSI & SNCR & DryFGD & HRI & CCS","Fossil",null,"00 Ret.ExistACI_DSI & SNCR & DryFGD & HRI & CCS","Existing",null,null,"00 Ret.ExistACI_DSI & SNCR & DryFGD & HRI & CCS","Coal w/CCS","Coal w/CCS",null,"00 Ret.ExistACI_DSI & SNCR & DryFGD & HRI & CCS","New","Existing","---","New","Existing","---","New","New","New","New"]
[null,null,null,null,"00 Ret.ExistACI_DSI & SNCR & DryFGD & HRI","Fossil",null,"00 Ret.ExistACI_DSI & SNCR & DryFGD & HRI","Existing",null,null,"00 Ret.ExistACI_DSI & SNCR & DryFGD & HRI","Coal Steam","Coal",null,"00 Ret.ExistACI_DSI & SNCR & DryFGD & HRI","New","Existing","---","New","Existing","---","New","---","New","New"]
[null,null,null,null,"00 Ret.ExistACI_DSI & SNCR & WetFGD & HRI & CCS","Fossil",null,"00 Ret.ExistACI_DSI & SNCR & WetFGD & HRI & CCS","Existing",null,null,"00 Ret.ExistACI_DSI & SNCR & WetFGD & HRI & CCS","Coal w/CCS","Coal w/CCS",null,"00 Ret.ExistACI_DSI & SNCR & WetFGD & HRI & CCS","New","Existing","---","New","Existing","---","New","New","New","New"]
[null,null,null,null,"00 Ret.ExistACI_DSI & SNCR & HRI","Fossil",null,"00 Ret.ExistACI_DSI & SNCR & HRI","Existing",null,null,"00 Ret.ExistACI_DSI & SNCR & HRI","Coal Steam","Coal",null,"00 Ret.ExistACI_DSI & SNCR & HRI","---","Existing","---","New","Existing","---","New","---","New","Existing"]
[null,null,null,null,"00 Ret.ExistACI_DSI & SNCR & WetFGD","Fossil",null,"00 Ret.ExistACI_DSI & SNCR & WetFGD","Existing",null,null,"00 Ret.ExistACI_DSI & SNCR & WetFGD","Coal Steam","Coal",null,"00 Ret.ExistACI_DSI & SNCR & WetFGD","New","Existing","---","New","Existing","---","---","---","New","New"]
[null,null,null,null,"00 Ret.ExistACI_DSI & SNCR & WetFGD & HRI","Fossil",null,"00 Ret.ExistACI_DSI & SNCR & WetFGD & HRI","Existing",null,null,"00 Ret.ExistACI_DSI & SNCR & WetFGD & HRI","Coal Steam","Coal",null,"00 Ret.ExistACI_DSI & SNCR & WetFGD & HRI","New","Existing","---","New","Existing","---","New","---","New","New"]
[null,null,null,null,"00 Ret.ExistACI_DSI & WetFGD & CCS","Fossil",null,"00 Ret.ExistACI_DSI & WetFGD & CCS","Existing",null,null,"00 Ret.ExistACI_DSI & WetFGD & CCS","Coal w/CCS","Coal w/CCS",null,"00 Ret.ExistACI_DSI & WetFGD & CCS","New","Existing","---","---","Existing","---","---","New","None","New"]
[null,null,null,null,"00 Ret.ExistACI_DSI & WetFGD & HRI","Fossil",null,"00 Ret.ExistACI_DSI & WetFGD & HRI","Existing",null,null,"00 Ret.ExistACI_DSI & WetFGD & HRI","Coal Steam","Coal",null,"00 Ret.ExistACI_DSI & WetFGD & HRI","New","Existing","---","---","Existing","---","New","---","None","New"]
[null,null,null,null,"00 Ret.ExistACI_DSI & WetFGD & HRI & CCS","Fossil",null,"00 Ret.ExistACI_DSI & WetFGD & HRI & CCS","Existing",null,null,"00 Ret.ExistACI_DSI & WetFGD & HRI & CCS","Coal w/CCS","Coal w/CCS",null,"00 Ret.ExistACI_DSI & WetFGD & HRI & CCS","New","Existing","---","---","Existing","---","New","New","None","New"]
[null,null,null,null,"00 Ret.ExistDryFGD & ACI & CCS","Fossil",null,"00 Ret.ExistDryFGD & ACI & CCS","Existing",null,null,"00 Ret.ExistDryFGD & ACI & CCS","Coal w/CCS","Coal w/CCS",null,"00 Ret.ExistDryFGD & ACI & CCS","Existing","---","---","---","New","---","---","New","None","Existing"]
[null,null,null,null,"00 Ret.ExistDryFGD & ACI & HRI","Fossil",null,"00 Ret.ExistDryFGD & ACI & HRI","Existing",null,null,"00 Ret.ExistDryFGD & ACI & HRI","Coal Steam","Coal",null,"00 Ret.ExistDryFGD & ACI & HRI","Existing","---","---","---","New","---","New","---","None","Existing"]
[null,null,null,null,"00 Ret.ExistDryFGD & ACI & HRI & CCS","Fossil",null,"00 Ret.ExistDryFGD & ACI & HRI & CCS","Existing",null,null,"00 Ret.ExistDryFGD & ACI & HRI & CCS","Coal w/CCS","Coal w/CCS",null,"00 Ret.ExistDryFGD & ACI & HRI & CCS","Existing","---","---","---","New","---","New","New","None","Existing"]
[null,null,null,null,"00 Ret.ExistDryFGD & ACI & SCR & CCS","Fossil",null,"00 Ret.ExistDryFGD & ACI & SCR & CCS","Existing",null,null,"00 Ret.ExistDryFGD & ACI & SCR & CCS","Coal w/CCS","Coal w/CCS",null,"00 Ret.ExistDryFGD & ACI & SCR & CCS","Existing","---","New","---","New","---","---","New","New","Existing"]
[null,null,null,null,"00 Ret.ExistDryFGD & ACI & SCR & HRI","Fossil",null,"00 Ret.ExistDryFGD & ACI & SCR & HRI","Existing",null,null,"00 Ret.ExistDryFGD & ACI & SCR & HRI","Coal Steam","Coal",null,"00 Ret.ExistDryFGD & ACI & SCR & HRI","Existing","---","New","---","New","---","New","---","New","Existing"]
[null,null,null,null,"00 Ret.ExistDryFGD & ACI & SCR & HRI & CCS","Fossil",null,"00 Ret.ExistDryFGD & ACI & SCR & HRI & CCS","Existing",null,null,"00 Ret.ExistDryFGD & ACI & SCR & HRI & CCS","Coal w/CCS","Coal w/CCS",null,"00 Ret.ExistDryFGD & ACI & SCR & HRI & CCS","Existing","---","New","---","New","---","New","New","New","Existing"]
[null,null,null,null,"00 Ret.ExistDryFGD & ACI & SNCR","Fossil",null,"00 Ret.ExistDryFGD & ACI & SNCR","Existing",null,null,"00 Ret.ExistDryFGD & ACI & SNCR","Coal Steam","Coal",null,"00 Ret.ExistDryFGD & ACI & SNCR","Existing","---","---","New","New","---","---","---","New","Existing"]
[null,null,null,null,"00 Ret.ExistDryFGD & ACI & SNCR & HRI","Fossil",null,"00 Ret.ExistDryFGD & ACI & SNCR & HRI","Existing",null,null,"00 Ret.ExistDryFGD & ACI & SNCR & HRI","Coal Steam","Coal",null,"00 Ret.ExistDryFGD & ACI & SNCR & HRI","Existing","---","---","New","New","---","New","---","New","Existing"]
[null,null,null,null,"00 Ret.ExistDryFGD & ACI & SNCR & HRI & CCS","Fossil",null,"00 Ret.ExistDryFGD & ACI & SNCR & HRI & CCS","Existing",null,null,"00 Ret.ExistDryFGD & ACI & SNCR & HRI & CCS","Coal w/CCS","Coal w/CCS",null,"00 Ret.ExistDryFGD & ACI & SNCR & HRI & CCS","Existing","---","---","New","New","---","New","New","New","Existing"]
[null,null,null,null,"00 Ret.ExistDryFGD & CCS","Fossil",null,"00 Ret.ExistDryFGD & CCS","Existing",null,null,"00 Ret.ExistDryFGD & CCS","Coal w/CCS","Coal w/CCS",null,"00 Ret.ExistDryFGD & CCS","Existing","---","---","---","---","---","---","New","None","Existing"]
[null,null,null,null,"00 Ret.ExistDryFGD & HRI","Fossil",null,"00 Ret.ExistDryFGD & HRI","Existing",null,null,"00 Ret.ExistDryFGD & HRI","Coal Steam","Coal",null,"00 Ret.ExistDryFGD & HRI","Existing","---","---","---","---","---","New","---","None","Existing"]
[null,null,null,null,"00 Ret.ExistDryFGD & HRI & CCS","Fossil",null,"00 Ret.ExistDryFGD & HRI & CCS","Existing",null,null,"00 Ret.ExistDryFGD & HRI & CCS","Coal w/CCS","Coal w/CCS",null,"00 Ret.ExistDryFGD & HRI & CCS","Existing","---","---","---","---","---","New","New","None","Existing"]
[null,null,null,null,"00 Ret.ExistDryFGD & SCR & CCS","Fossil",null,"00 Ret.ExistDryFGD & SCR & CCS","Existing",null,null,"00 Ret.ExistDryFGD & SCR & CCS","Coal w/CCS","Coal w/CCS",null,"00 Ret.ExistDryFGD & SCR & CCS","Existing","---","New","---","---","---","---","New",{"$f":"IF(OR(S254<>\"---\",T254<>\"---\"),IF(OR(S254=\"New\",T254=\"New\"),\"New\",\"Existing\"),\"None\")","v":"New"},{"$f":"IF(OR(Q254<>\"---\",R254<>\"---\"),IF(OR(Q254=\"New\",R254=\"New\"),\"New\",\"Existing\"),\"None\")","v":"Existing"}]
[null,null,null,null,"00 Ret.ExistDryFGD & SCR & HRI","Fossil",null,"00 Ret.ExistDryFGD & SCR & HRI","Existing",null,null,"00 Ret.ExistDryFGD & SCR & HRI","Coal Steam","Coal",null,"00 Ret.ExistDryFGD & SCR & HRI","Existing","---","New","---","---","---","New","---","New","Existing"]
[null,null,null,null,"00 Ret.ExistDryFGD & SCR & HRI & CCS","Fossil",null,"00 Ret.ExistDryFGD & SCR & HRI & CCS","Existing",null,null,"00 Ret.ExistDryFGD & SCR & HRI & CCS","Coal w/CCS","Coal w/CCS",null,"00 Ret.ExistDryFGD & SCR & HRI & CCS","Existing","---","New","---","---","---","New","New","New","Existing"]
[null,null,null,null,"00 Ret.ExistDryFGD & SNCR","Fossil",null,"00 Ret.ExistDryFGD & SNCR","Existing",null,null,"00 Ret.ExistDryFGD & SNCR","Coal Steam","Coal",null,"00 Ret.ExistDryFGD & SNCR","Existing","---","---","New","---","---","---","---","New","Existing"]
[null,null,null,null,"00 Ret.ExistDryFGD & SNCR & CCS","Fossil",null,"00 Ret.ExistDryFGD & SNCR & CCS","Existing",null,null,"00 Ret.ExistDryFGD & SNCR & CCS","Coal w/CCS","Coal w/CCS",null,"00 Ret.ExistDryFGD & SNCR & CCS","Existing","---","---","New","---","---","---","New","New","Existing"]
[null,null,null,null,"00 Ret.ExistDryFGD & SNCR & HRI","Fossil",null,"00 Ret.ExistDryFGD & SNCR & HRI","Existing",null,null,"00 Ret.ExistDryFGD & SNCR & HRI","Coal Steam","Coal",null,"00 Ret.ExistDryFGD & SNCR & HRI","Existing","---","---","New","---","---","New","---","New","Existing"]
[null,null,null,null,"00 Ret.ExistDryFGD & SNCR & HRI & CCS","Fossil",null,"00 Ret.ExistDryFGD & SNCR & HRI & CCS","Existing",null,null,"00 Ret.ExistDryFGD & SNCR & HRI & CCS","Coal w/CCS","Coal w/CCS",null,"00 Ret.ExistDryFGD & SNCR & HRI & CCS","Existing","---","---","New","---","---","New","New","New","Existing"]
[null,null,null,null,"00 Ret.ExistDryFGD_ACI & CCS","Fossil",null,"00 Ret.ExistDryFGD_ACI & CCS","Existing",null,null,"00 Ret.ExistDryFGD_ACI & CCS","Coal w/CCS","Coal w/CCS",null,"00 Ret.ExistDryFGD_ACI & CCS","Existing","---","---","---","Existing","---","---","New","None","Existing"]
[null,null,null,null,"00 Ret.ExistDryFGD_ACI & HRI","Fossil",null,"00 Ret.ExistDryFGD_ACI & HRI","Existing",null,null,"00 Ret.ExistDryFGD_ACI & HRI","Coal Steam","Coal",null,"00 Ret.ExistDryFGD_ACI & HRI","Existing","---","---","---","Existing","---","New","---","None","Existing"]
[null,null,null,null,"00 Ret.ExistDryFGD_ACI & HRI & CCS","Fossil",null,"00 Ret.ExistDryFGD_ACI & HRI & CCS","Existing",null,null,"00 Ret.ExistDryFGD_ACI & HRI & CCS","Coal w/CCS","Coal w/CCS",null,"00 Ret.ExistDryFGD_ACI & HRI & CCS","Existing","---","---","---","Existing","---","New","New","None","Existing"]
[null,null,null,null,"00 Ret.ExistDryFGD_ACI & SCR & CCS","Fossil",null,"00 Ret.ExistDryFGD_ACI & SCR & CCS","Existing",null,null,"00 Ret.ExistDryFGD_ACI & SCR & CCS","Coal w/CCS","Coal w/CCS",null,"00 Ret.ExistDryFGD_ACI & SCR & CCS","Existing","---","New","---","Existing","---","---","New","New","Existing"]
[null,null,null,null,"00 Ret.ExistDryFGD_ACI & SCR & HRI","Fossil",null,"00 Ret.ExistDryFGD_ACI & SCR & HRI","Existing",null,null,"00 Ret.ExistDryFGD_ACI & SCR & HRI","Coal Steam","Coal",null,"00 Ret.ExistDryFGD_ACI & SCR & HRI","Existing","---","New","---","Existing","---","New","---","New","Existing"]
[null,null,null,null,"00 Ret.ExistDryFGD_ACI & SCR & HRI & CCS","Fossil",null,"00 Ret.ExistDryFGD_ACI & SCR & HRI & CCS","Existing",null,null,"00 Ret.ExistDryFGD_ACI & SCR & HRI & CCS","Coal w/CCS","Coal w/CCS",null,"00 Ret.ExistDryFGD_ACI & SCR & HRI & CCS","Existing","---","New","---","Existing","---","New","New","New","Existing"]
[null,null,null,null,"00 Ret.ExistDryFGD_ACI & SNCR","Fossil",null,"00 Ret.ExistDryFGD_ACI & SNCR","Existing",null,null,"00 Ret.ExistDryFGD_ACI & SNCR","Coal Steam","Coal",null,"00 Ret.ExistDryFGD_ACI & SNCR","Existing","---","---","New","Existing","---","---","---","New","Existing"]
[null,null,null,null,"00 Ret.ExistDryFGD_ACI & SNCR & CCS","Fossil",null,"00 Ret.ExistDryFGD_ACI & SNCR & CCS","Existing",null,null,"00 Ret.ExistDryFGD_ACI & SNCR & CCS","Coal w/CCS","Coal w/CCS",null,"00 Ret.ExistDryFGD_ACI & SNCR & CCS","Existing","---","---","New","Existing","---","---","New","New","Existing"]
[null,null,null,null,"00 Ret.ExistDryFGD_ACI & SNCR & HRI","Fossil",null,"00 Ret.ExistDryFGD_ACI & SNCR & HRI","Existing",null,null,"00 Ret.ExistDryFGD_ACI & SNCR & HRI","Coal Steam","Coal",null,"00 Ret.ExistDryFGD_ACI & SNCR & HRI","Existing","---","---","New","Existing","---","New","---","New","Existing"]
[null,null,null,null,"00 Ret.ExistDryFGD_ACI & SNCR & HRI & CCS","Fossil",null,"00 Ret.ExistDryFGD_ACI & SNCR & HRI & CCS","Existing",null,null,"00 Ret.ExistDryFGD_ACI & SNCR & HRI & CCS","Coal w/CCS","Coal w/CCS",null,"00 Ret.ExistDryFGD_ACI & SNCR & HRI & CCS","Existing","---","---","New","Existing","---","New","New","New","Existing"]
[null,null,null,null,"00 Ret.ExistDryFGD_ACI_DSI & HRI","Fossil",null,"00 Ret.ExistDryFGD_ACI_DSI & HRI","Existing",null,null,"00 Ret.ExistDryFGD_ACI_DSI & HRI","Coal Steam","Coal",null,"00 Ret.ExistDryFGD_ACI_DSI & HRI","Existing","Existing","---","---","Existing","---","New","---","None","Existing"]
[null,null,null,null,"00 Ret.ExistDryFGD_ACI_DSI & SCR","Fossil",null,"00 Ret.ExistDryFGD_ACI_DSI & SCR","Existing",null,null,"00 Ret.ExistDryFGD_ACI_DSI & SCR","Coal Steam","Coal",null,"00 Ret.ExistDryFGD_ACI_DSI & SCR","Existing","Existing","New","---","Existing","---","---","---","New","Existing"]
[null,null,null,null,"00 Ret.ExistDryFGD_ACI_DSI & SCR & CCS","Fossil",null,"00 Ret.ExistDryFGD_ACI_DSI & SCR & CCS","Existing",null,null,"00 Ret.ExistDryFGD_ACI_DSI & SCR & CCS","Coal w/CCS","Coal w/CCS",null,"00 Ret.ExistDryFGD_ACI_DSI & SCR & CCS","Existing","Existing","New","---","Existing","---","---","New","New","Existing"]
[null,null,null,null,"00 Ret.ExistDryFGD_ACI_DSI & SCR & HRI","Fossil",null,"00 Ret.ExistDryFGD_ACI_DSI & SCR & HRI","Existing",null,null,"00 Ret.ExistDryFGD_ACI_DSI & SCR & HRI","Coal Steam","Coal",null,"00 Ret.ExistDryFGD_ACI_DSI & SCR & HRI","Existing","Existing","New","---","Existing","---","New","---","New","Existing"]
[null,null,null,null,"00 Ret.ExistDryFGD_ACI_DSI & SCR & HRI & CCS","Fossil",null,"00 Ret.ExistDryFGD_ACI_DSI & SCR & HRI & CCS","Existing",null,null,"00 Ret.ExistDryFGD_ACI_DSI & SCR & HRI & CCS","Coal w/CCS","Coal w/CCS",null,"00 Ret.ExistDryFGD_ACI_DSI & SCR & HRI & CCS","Existing","Existing","New","---","Existing","---","New","New","New","Existing"]
[null,null,null,null,"00 Ret.ExistDryFGD_ACI_DSI & SNCR","Fossil",null,"00 Ret.ExistDryFGD_ACI_DSI & SNCR","Existing",null,null,"00 Ret.ExistDryFGD_ACI_DSI & SNCR","Coal Steam","Coal",null,"00 Ret.ExistDryFGD_ACI_DSI & SNCR","Existing","Existing","---","New","Existing","---","---","---","New","Existing"]
[null,null,null,null,"00 Ret.ExistDryFGD_ACI_DSI & SNCR & HRI","Fossil",null,"00 Ret.ExistDryFGD_ACI_DSI & SNCR & HRI","Existing",null,null,"00 Ret.ExistDryFGD_ACI_DSI & SNCR & HRI","Coal Steam","Coal",null,"00 Ret.ExistDryFGD_ACI_DSI & SNCR & HRI","Existing","Existing","---","New","Existing","---","New","---","New","Existing"]
[null,null,null,null,"00 Ret.ExistDryFGD_SCR & ACI & CCS","Fossil",null,"00 Ret.ExistDryFGD_SCR & ACI & CCS","Existing",null,null,"00 Ret.ExistDryFGD_SCR & ACI & CCS","Coal w/CCS","Coal w/CCS",null,"00 Ret.ExistDryFGD_SCR & ACI & CCS","Existing","---","Existing","---","New","---","---","New","Existing","Existing"]
[null,null,null,null,"00 Ret.ExistDryFGD_DSI & HRI","Fossil",null,"00 Ret.ExistDryFGD_DSI & HRI","Existing",null,null,"00 Ret.ExistDryFGD_DSI & HRI","Coal Steam","Coal",null,"00 Ret.ExistDryFGD_DSI & HRI","Existing","Existing","---","---","---","---","New","---","None","Existing"]
[null,null,null,null,"00 Ret.ExistDryFGD_SCR & ACI & HRI","Fossil",null,"00 Ret.ExistDryFGD_SCR & ACI & HRI","Existing",null,null,"00 Ret.ExistDryFGD_SCR & ACI & HRI","Coal Steam","Coal",null,"00 Ret.ExistDryFGD_SCR & ACI & HRI","Existing","---","Existing","---","New","---","New","---","Existing","Existing"]
[null,null,null,null,"00 Ret.ExistDryFGD_SCR & ACI & HRI & CCS","Fossil",null,"00 Ret.ExistDryFGD_SCR & ACI & HRI & CCS","Existing",null,null,"00 Ret.ExistDryFGD_SCR & ACI & HRI & CCS","Coal w/CCS","Coal w/CCS",null,"00 Ret.ExistDryFGD_SCR & ACI & HRI & CCS","Existing","---","Existing","---","New","---","New","New","Existing","Existing"]
[null,null,null,null,"00 Ret.ExistDryFGD_SCR & CCS","Fossil",null,"00 Ret.ExistDryFGD_SCR & CCS","Existing",null,null,"00 Ret.ExistDryFGD_SCR & CCS","Coal w/CCS","Coal w/CCS",null,"00 Ret.ExistDryFGD_SCR & CCS","Existing","---","Existing","---","---","---","---","New","Existing","Existing"]
[null,null,null,null,"00 Ret.ExistDryFGD_SCR_DSI & ACI & HRI","Fossil",null,"00 Ret.ExistDryFGD_SCR_DSI & ACI & HRI","Existing",null,null,"00 Ret.ExistDryFGD_SCR_DSI & ACI & HRI","Coal Steam","Coal",null,"00 Ret.ExistDryFGD_SCR_DSI & ACI & HRI","Existing","Existing","Existing","---","New","---","New","---","Existing","Existing"]
[null,null,null,null,"00 Ret.ExistDryFGD_SNCR_ACI_DSI & CCS","Fossil",null,"00 Ret.ExistDryFGD_SNCR_ACI_DSI & CCS","Existing",null,null,"00 Ret.ExistDryFGD_SNCR_ACI_DSI & CCS","Coal w/CCS","Coal w/CCS",null,"00 Ret.ExistDryFGD_SNCR_ACI_DSI & CCS","Existing","Existing","---","Existing","Existing","---","---","New","Existing","Existing"]
[null,null,null,null,"00 Ret.ExistDryFGD_SNCR_ACI_DSI & HRI","Fossil",null,"00 Ret.ExistDryFGD_SNCR_ACI_DSI & HRI","Existing",null,null,"00 Ret.ExistDryFGD_SNCR_ACI_DSI & HRI","Coal Steam","Coal",null,"00 Ret.ExistDryFGD_SNCR_ACI_DSI & HRI","Existing","Existing","---","Existing","Existing","---","New","---","Existing","Existing"]
[null,null,null,null,"00 Ret.ExistDryFGD_SNCR_ACI_DSI & HRI & CCS","Fossil",null,"00 Ret.ExistDryFGD_SNCR_ACI_DSI & HRI & CCS","Existing",null,null,"00 Ret.ExistDryFGD_SNCR_ACI_DSI & HRI & CCS","Coal w/CCS","Coal w/CCS",null,"00 Ret.ExistDryFGD_SNCR_ACI_DSI & HRI & CCS","Existing","Existing","---","Existing","Existing","---","New","New","Existing","Existing"]
[null,null,null,null,"00 Ret.ExistDSI & ACI & HRI","Fossil",null,"00 Ret.ExistDSI & ACI & HRI","Existing",null,null,"00 Ret.ExistDSI & ACI & HRI","Coal Steam","Coal",null,"00 Ret.ExistDSI & ACI & HRI","---","Existing","---","---","New","---","New","---","None","Existing"]
[null,null,null,null,"00 Ret.ExistDSI & ACI & SCR","Fossil",null,"00 Ret.ExistDSI & ACI & SCR","Existing",null,null,"00 Ret.ExistDSI & ACI & SCR","Coal Steam","Coal",null,"00 Ret.ExistDSI & ACI & SCR","---","Existing","New","---","New","---","---","---","New","Existing"]
[null,null,null,null,"00 Ret.ExistDSI & ACI & SCR & DryFGD & HRI","Fossil",null,"00 Ret.ExistDSI & ACI & SCR & DryFGD & HRI","Existing",null,null,"00 Ret.ExistDSI & ACI & SCR & DryFGD & HRI","Coal Steam","Coal",null,"00 Ret.ExistDSI & ACI & SCR & DryFGD & HRI","New","Existing","New","---","New","---","New","---","New","New"]
[null,null,null,null,"00 Ret.ExistDSI & ACI & SCR & HRI","Fossil",null,"00 Ret.ExistDSI & ACI & SCR & HRI","Existing",null,null,"00 Ret.ExistDSI & ACI & SCR & HRI","Coal Steam","Coal",null,"00 Ret.ExistDSI & ACI & SCR & HRI","---","Existing","New","---","New","---","New","---","New","Existing"]
[null,null,null,null,"00 Ret.ExistDSI & ACI & SCR & WetFGD & HRI","Fossil",null,"00 Ret.ExistDSI & ACI & SCR & WetFGD & HRI","Existing",null,null,"00 Ret.ExistDSI & ACI & SCR & WetFGD & HRI","Coal Steam","Coal",null,"00 Ret.ExistDSI & ACI & SCR & WetFGD & HRI","New","Existing","New","---","New","---","New","---","New","New"]
[null,null,null,null,"00 Ret.ExistDSI & DryFGD","Fossil",null,"00 Ret.ExistDSI & DryFGD","Existing",null,null,"00 Ret.ExistDSI & DryFGD","Coal Steam","Coal",null,"00 Ret.ExistDSI & DryFGD","New","Existing","---","---","---","---","---","---","None","New"]
[null,null,null,null,"00 Ret.ExistDSI & DryFGD & ACI","Fossil",null,"00 Ret.ExistDSI & DryFGD & ACI","Existing",null,null,"00 Ret.ExistDSI & DryFGD & ACI","Coal Steam","Coal",null,"00 Ret.ExistDSI & DryFGD & ACI","New","Existing","---","---","New","---","---","---","None","New"]
[null,null,null,null,"00 Ret.ExistDSI & DryFGD & ACI & HRI","Fossil",null,"00 Ret.ExistDSI & DryFGD & ACI & HRI","Existing",null,null,"00 Ret.ExistDSI & DryFGD & ACI & HRI","Coal Steam","Coal",null,"00 Ret.ExistDSI & DryFGD & ACI & HRI","New","Existing","---","---","New","---","New","---","None","New"]
[null,null,null,null,"00 Ret.ExistDSI & DryFGD & HRI","Fossil",null,"00 Ret.ExistDSI & DryFGD & HRI","Existing",null,null,"00 Ret.ExistDSI & DryFGD & HRI","Coal Steam","Coal",null,"00 Ret.ExistDSI & DryFGD & HRI","New","Existing","---","---","---","---","New","---","None","New"]
[null,null,null,null,"00 Ret.ExistDSI & HRI","Fossil",null,"00 Ret.ExistDSI & HRI","Existing",null,null,"00 Ret.ExistDSI & HRI","Coal Steam","Coal",null,"00 Ret.ExistDSI & HRI","---","Existing","---","---","---","---","New","---","None","Existing"]
[null,null,null,null,"00 Ret.ExistDSI & SCR","Fossil",null,"00 Ret.ExistDSI & SCR","Existing",null,null,"00 Ret.ExistDSI & SCR","Coal Steam","Coal",null,"00 Ret.ExistDSI & SCR","---","Existing","New","---","---","---","---","---","New","Existing"]
[null,null,null,null,"00 Ret.ExistDSI & SCR & DryFGD","Fossil",null,"00 Ret.ExistDSI & SCR & DryFGD","Existing",null,null,"00 Ret.ExistDSI & SCR & DryFGD","Coal Steam","Coal",null,"00 Ret.ExistDSI & SCR & DryFGD","New","Existing","New","---","---","---","---","---","New","New"]
[null,null,null,null,"00 Ret.ExistDSI & SCR & DryFGD & ACI","Fossil",null,"00 Ret.ExistDSI & SCR & DryFGD & ACI","Existing",null,null,"00 Ret.ExistDSI & SCR & DryFGD & ACI","Coal Steam","Coal",null,"00 Ret.ExistDSI & SCR & DryFGD & ACI","New","Existing","New","---","New","---","---","---","New","New"]
[null,null,null,null,"00 Ret.ExistDSI & SCR & DryFGD & HRI","Fossil",null,"00 Ret.ExistDSI & SCR & DryFGD & HRI","Existing",null,null,"00 Ret.ExistDSI & SCR & DryFGD & HRI","Coal Steam","Coal",null,"00 Ret.ExistDSI & SCR & DryFGD & HRI","New","Existing","New","---","---","---","New","---","New","New"]
[null,null,null,null,"00 Ret.ExistDSI & SCR & HRI","Fossil",null,"00 Ret.ExistDSI & SCR & HRI","Existing",null,null,"00 Ret.ExistDSI & SCR & HRI","Coal Steam","Coal",null,"00 Ret.ExistDSI & SCR & HRI","---","Existing","New","---","---","---","New","---","New","Existing"]
[null,null,null,null,"00 Ret.ExistDSI & SCR & WetFGD","Fossil",null,"00 Ret.ExistDSI & SCR & WetFGD","Existing",null,null,"00 Ret.ExistDSI & SCR & WetFGD","Coal Steam","Coal",null,"00 Ret.ExistDSI & SCR & WetFGD","New","Existing","New","---","---","---","---","---","New","New"]
[null,null,null,null,"00 Ret.ExistDSI & SCR & WetFGD & ACI","Fossil",null,"00 Ret.ExistDSI & SCR & WetFGD & ACI","Existing",null,null,"00 Ret.ExistDSI & SCR & WetFGD & ACI","Coal Steam","Coal",null,"00 Ret.ExistDSI & SCR & WetFGD & ACI","New","Existing","New","---","New","---","---","---","New","New"]
[null,null,null,null,"00 Ret.ExistDSI & SCR & WetFGD & HRI","Fossil",null,"00 Ret.ExistDSI & SCR & WetFGD & HRI","Existing",null,null,"00 Ret.ExistDSI & SCR & WetFGD & HRI","Coal Steam","Coal",null,"00 Ret.ExistDSI & SCR & WetFGD & HRI","New","Existing","New","---","---","---","New","---","New","New"]
[null,null,null,null,"00 Ret.ExistDSI & SNCR","Fossil",null,"00 Ret.ExistDSI & SNCR","Existing",null,null,"00 Ret.ExistDSI & SNCR","Coal Steam","Coal",null,"00 Ret.ExistDSI & SNCR","---","Existing","---","New","---","---","---","---","New","Existing"]
[null,null,null,null,"00 Ret.ExistDSI & SNCR & ACI","Fossil",null,"00 Ret.ExistDSI & SNCR & ACI","Existing",null,null,"00 Ret.ExistDSI & SNCR & ACI","Coal Steam","Coal",null,"00 Ret.ExistDSI & SNCR & ACI","---","Existing","---","New","New","---","---","---","New","Existing"]
[null,null,null,null,"00 Ret.ExistDSI & SNCR & ACI & HRI","Fossil",null,"00 Ret.ExistDSI & SNCR & ACI & HRI","Existing",null,null,"00 Ret.ExistDSI & SNCR & ACI & HRI","Coal Steam","Coal",null,"00 Ret.ExistDSI & SNCR & ACI & HRI","---","Existing","---","New","New","---","New","---","New","Existing"]
[null,null,null,null,"00 Ret.ExistDSI & SNCR & DryFGD","Fossil",null,"00 Ret.ExistDSI & SNCR & DryFGD","Existing",null,null,"00 Ret.ExistDSI & SNCR & DryFGD","Coal Steam","Coal",null,"00 Ret.ExistDSI & SNCR & DryFGD","New","Existing","---","New","---","---","---","---","New","New"]
[null,null,null,null,"00 Ret.ExistDSI & SNCR & DryFGD & ACI","Fossil",null,"00 Ret.ExistDSI & SNCR & DryFGD & ACI","Existing",null,null,"00 Ret.ExistDSI & SNCR & DryFGD & ACI","Coal Steam","Coal",null,"00 Ret.ExistDSI & SNCR & DryFGD & ACI","New","Existing","---","New","New","---","---","---","New","New"]
[null,null,null,null,"00 Ret.ExistDSI & SNCR & DryFGD & ACI & HRI","Fossil",null,"00 Ret.ExistDSI & SNCR & DryFGD & ACI & HRI","Existing",null,null,"00 Ret.ExistDSI & SNCR & DryFGD & ACI & HRI","Coal Steam","Coal",null,"00 Ret.ExistDSI & SNCR & DryFGD & ACI & HRI","New","Existing","---","New","New","---","New","---","New","New"]
[null,null,null,null,"00 Ret.ExistDSI & SNCR & DryFGD & HRI","Fossil",null,"00 Ret.ExistDSI & SNCR & DryFGD & HRI","Existing",null,null,"00 Ret.ExistDSI & SNCR & DryFGD & HRI","Coal Steam","Coal",null,"00 Ret.ExistDSI & SNCR & DryFGD & HRI","New","Existing","---","New","---","---","New","---","New","New"]
[null,null,null,null,"00 Ret.ExistDSI & SNCR & HRI","Fossil",null,"00 Ret.ExistDSI & SNCR & HRI","Existing",null,null,"00 Ret.ExistDSI & SNCR & HRI","Coal Steam","Coal",null,"00 Ret.ExistDSI & SNCR & HRI","---","Existing","---","New","---","---","New","---","New","Existing"]
[null,null,null,null,"00 Ret.ExistDSI & SNCR & WetFGD","Fossil",null,"00 Ret.ExistDSI & SNCR & WetFGD","Existing",null,null,"00 Ret.ExistDSI & SNCR & WetFGD","Coal Steam","Coal",null,"00 Ret.ExistDSI & SNCR & WetFGD","New","Existing","---","New","---","---","---","---","New","New"]
[null,null,null,null,"00 Ret.ExistDSI & SNCR & WetFGD & ACI","Fossil",null,"00 Ret.ExistDSI & SNCR & WetFGD & ACI","Existing",null,null,"00 Ret.ExistDSI & SNCR & WetFGD & ACI","Coal Steam","Coal",null,"00 Ret.ExistDSI & SNCR & WetFGD & ACI","New","Existing","---","New","New","---","---","---","New","New"]
[null,null,null,null,"00 Ret.ExistDSI & SNCR & WetFGD & ACI & HRI","Fossil",null,"00 Ret.ExistDSI & SNCR & WetFGD & ACI & HRI","Existing",null,null,"00 Ret.ExistDSI & SNCR & WetFGD & ACI & HRI","Coal Steam","Coal",null,"00 Ret.ExistDSI & SNCR & WetFGD & ACI & HRI","New","Existing","---","New","New","---","New","---","New","New"]
[null,null,null,null,"00 Ret.ExistDSI & SNCR & WetFGD & HRI","Fossil",null,"00 Ret.ExistDSI & SNCR & WetFGD & HRI","Existing",null,null,"00 Ret.ExistDSI & SNCR & WetFGD & HRI","Coal Steam","Coal",null,"00 Ret.ExistDSI & SNCR & WetFGD & HRI","New","Existing","---","New","---","---","New","---","New","New"]
[null,null,null,null,"00 Ret.ExistDSI & WetFGD","Fossil",null,"00 Ret.ExistDSI & WetFGD","Existing",null,null,"00 Ret.ExistDSI & WetFGD","Coal Steam","Coal",null,"00 Ret.ExistDSI & WetFGD","New","Existing","---","---","---","---","---","---","None","New"]
[null,null,null,null,"00 Ret.ExistDSI & WetFGD & ACI","Fossil",null,"00 Ret.ExistDSI & WetFGD & ACI","Existing",null,null,"00 Ret.ExistDSI & WetFGD & ACI","Coal Steam","Coal",null,"00 Ret.ExistDSI & WetFGD & ACI","New","Existing","---","---","New","---","---","---",{"$f":"IF(OR(S318<>\"---\",T318<>\"---\"),IF(OR(S318=\"New\",T318=\"New\"),\"New\",\"Existing\"),\"None\")","v":"None"},{"$f":"IF(OR(Q318<>\"---\",R318<>\"---\"),IF(OR(Q318=\"New\",R318=\"New\"),\"New\",\"Existing\"),\"None\")","v":"New"}]
[null,null,null,null,"00 Ret.ExistDSI & WetFGD & ACI & HRI","Fossil",null,"00 Ret.ExistDSI & WetFGD & ACI & HRI","Existing",null,null,"00 Ret.ExistDSI & WetFGD & ACI & HRI","Coal Steam","Coal",null,"00 Ret.ExistDSI & WetFGD & ACI & HRI","New","Existing","---","---","New","---","New","---","None","New"]
[null,null,null,null,"00 Ret.ExistDSI & WetFGD & HRI","Fossil",null,"00 Ret.ExistDSI & WetFGD & HRI","Existing",null,null,"00 Ret.ExistDSI & WetFGD & HRI","Coal Steam","Coal",null,"00 Ret.ExistDSI & WetFGD & HRI","New","Existing","---","---","---","---","New","---","None","New"]
[null,null,null,null,"00 Ret.ExistDSI_ACI & SNCR & DryFGD & CCS","Fossil",null,"00 Ret.ExistDSI_ACI & SNCR & DryFGD & CCS","Existing",null,null,"00 Ret.ExistDSI_ACI & SNCR & DryFGD & CCS","Coal w/CCS","Coal w/CCS",null,"00 Ret.ExistDSI_ACI & SNCR & DryFGD & CCS","New","Existing","---","New","Existing","---","---","New","New","New"]
[null,null,null,null,"00 Ret.ExistDSI_ACI & SNCR & WetFGD & CCS","Fossil",null,"00 Ret.ExistDSI_ACI & SNCR & WetFGD & CCS","Existing",null,null,"00 Ret.ExistDSI_ACI & SNCR & WetFGD & CCS","Coal w/CCS","Coal w/CCS",null,"00 Ret.ExistDSI_ACI & SNCR & WetFGD & CCS","New","Existing","---","New","Existing","---","---","New","New","New"]
[null,null,null,null,"00 Ret.ExistSCR_ACI & DryFGD & CCS","Fossil",null,"00 Ret.ExistSCR_ACI & DryFGD & CCS","Existing",null,null,"00 Ret.ExistSCR_ACI & DryFGD & CCS","Coal w/CCS","Coal w/CCS",null,"00 Ret.ExistSCR_ACI & DryFGD & CCS","New","---","Existing","---","Existing","---","---","New","Existing","New"]
[null,null,null,null,"00 Ret.ExistSCR_ACI & DryFGD & HRI","Fossil",null,"00 Ret.ExistSCR_ACI & DryFGD & HRI","Existing",null,null,"00 Ret.ExistSCR_ACI & DryFGD & HRI","Coal Steam","Coal",null,"00 Ret.ExistSCR_ACI & DryFGD & HRI","New","---","Existing","---","Existing","---","New","---","Existing","New"]
[null,null,null,null,"00 Ret.ExistSCR_ACI & DryFGD & HRI & CCS","Fossil",null,"00 Ret.ExistSCR_ACI & DryFGD & HRI & CCS","Existing",null,null,"00 Ret.ExistSCR_ACI & DryFGD & HRI & CCS","Coal w/CCS","Coal w/CCS",null,"00 Ret.ExistSCR_ACI & DryFGD & HRI & CCS","New","---","Existing","---","Existing","---","New","New","Existing","New"]
[null,null,null,null,"00 Ret.ExistSCR_ACI & DSI & HRI","Fossil",null,"00 Ret.ExistSCR_ACI & DSI & HRI","Existing",null,null,"00 Ret.ExistSCR_ACI & DSI & HRI","Coal Steam","Coal",null,"00 Ret.ExistSCR_ACI & DSI & HRI","---","New","Existing","---","Existing","---","New","---","Existing","New"]
[null,null,null,null,"00 Ret.ExistSCR_ACI & HRI","Fossil",null,"00 Ret.ExistSCR_ACI & HRI","Existing",null,null,"00 Ret.ExistSCR_ACI & HRI","Coal Steam","Coal",null,"00 Ret.ExistSCR_ACI & HRI","---","---","Existing","---","Existing","---","New","---","Existing","None"]
[null,null,null,null,"00 Ret.ExistSCR_ACI & WetFGD","Fossil",null,"00 Ret.ExistSCR_ACI & WetFGD","Existing",null,null,"00 Ret.ExistSCR_ACI & WetFGD","Coal Steam","Coal",null,"00 Ret.ExistSCR_ACI & WetFGD","New","---","Existing","---","Existing","---","---","---","Existing","New"]
[null,null,null,null,"00 Ret.ExistSCR_ACI & WetFGD & CCS","Fossil",null,"00 Ret.ExistSCR_ACI & WetFGD & CCS","Existing",null,null,"00 Ret.ExistSCR_ACI & WetFGD & CCS","Coal w/CCS","Coal w/CCS",null,"00 Ret.ExistSCR_ACI & WetFGD & CCS","New","---","Existing","---","Existing","---","---","New","Existing","New"]
[null,null,null,null,"00 Ret.ExistSCR_ACI & WetFGD & HRI","Fossil",null,"00 Ret.ExistSCR_ACI & WetFGD & HRI","Existing",null,null,"00 Ret.ExistSCR_ACI & WetFGD & HRI","Coal Steam","Coal",null,"00 Ret.ExistSCR_ACI & WetFGD & HRI","New","---","Existing","---","Existing","---","New","---","Existing","New"]
[null,null,null,null,"00 Ret.ExistSCR_ACI & WetFGD & HRI & CCS","Fossil",null,"00 Ret.ExistSCR_ACI & WetFGD & HRI & CCS","Existing",null,null,"00 Ret.ExistSCR_ACI & WetFGD & HRI & CCS","Coal w/CCS","Coal w/CCS",null,"00 Ret.ExistSCR_ACI & WetFGD & HRI & CCS","New","---","Existing","---","Existing","---","New","New","Existing","New"]
[null,null,null,null,"00 Ret.ExistSCR_ACI_DSI & DryFGD","Fossil",null,"00 Ret.ExistSCR_ACI_DSI & DryFGD","Existing",null,null,"00 Ret.ExistSCR_ACI_DSI & DryFGD","Coal Steam","Coal",null,"00 Ret.ExistSCR_ACI_DSI & DryFGD","New","Existing","Existing","---","Existing","---","---","---","Existing","New"]
[null,null,null,null,"00 Ret.ExistSCR_ACI_DSI & DryFGD & HRI","Fossil",null,"00 Ret.ExistSCR_ACI_DSI & DryFGD & HRI","Existing",null,null,"00 Ret.ExistSCR_ACI_DSI & DryFGD & HRI","Coal Steam","Coal",null,"00 Ret.ExistSCR_ACI_DSI & DryFGD & HRI","New","Existing","Existing","---","Existing","---","New","---","Existing","New"]
[null,null,null,null,"00 Ret.ExistSCR_ACI_DSI & HRI","Fossil",null,"00 Ret.ExistSCR_ACI_DSI & HRI","Existing",null,null,"00 Ret.ExistSCR_ACI_DSI & HRI","Coal Steam","Coal",null,"00 Ret.ExistSCR_ACI_DSI & HRI","---","Existing","Existing","---","Existing","---","New","---","Existing","Existing"]
[null,null,null,null,"00 Ret.ExistSCR_ACI_DSI & WetFGD","Fossil",null,"00 Ret.ExistSCR_ACI_DSI & WetFGD","Existing",null,null,"00 Ret.ExistSCR_ACI_DSI & WetFGD","Coal Steam","Coal",null,"00 Ret.ExistSCR_ACI_DSI & WetFGD","New","Existing","Existing","---","Existing","---","---","---","Existing","New"]
[null,null,null,null,"00 Ret.ExistSCR_ACI_DSI & WetFGD & HRI","Fossil",null,"00 Ret.ExistSCR_ACI_DSI & WetFGD & HRI","Existing",null,null,"00 Ret.ExistSCR_ACI_DSI & WetFGD & HRI","Coal Steam","Coal",null,"00 Ret.ExistSCR_ACI_DSI & WetFGD & HRI","New","Existing","Existing","---","Existing","---","New","---","Existing","New"]
[null,null,null,null,"00 Ret.ExistSCR_DryFGD & HRI","Fossil",null,"00 Ret.ExistSCR_DryFGD & HRI","Existing",null,null,"00 Ret.ExistSCR_DryFGD & HRI","Coal Steam","Coal",null,"00 Ret.ExistSCR_DryFGD & HRI","Existing","---","Existing","---","---","---","New","---","Existing","Existing"]
[null,null,null,null,"00 Ret.ExistSCR_DryFGD & HRI & CCS","Fossil",null,"00 Ret.ExistSCR_DryFGD & HRI & CCS","Existing",null,null,"00 Ret.ExistSCR_DryFGD & HRI & CCS","Coal w/CCS","Coal w/CCS",null,"00 Ret.ExistSCR_DryFGD & HRI & CCS","Existing","---","Existing","---","---","---","New","New","Existing","Existing"]
[null,null,null,null,"00 Ret.ExistSCR_DryFGD_ACI & CCS","Fossil",null,"00 Ret.ExistSCR_DryFGD_ACI & CCS","Existing",null,null,"00 Ret.ExistSCR_DryFGD_ACI & CCS","Coal w/CCS","Coal w/CCS",null,"00 Ret.ExistSCR_DryFGD_ACI & CCS","Existing","---","Existing","---","Existing","---","---","New","Existing","Existing"]
[null,null,null,null,"00 Ret.ExistSCR_DryFGD_ACI & HRI","Fossil",null,"00 Ret.ExistSCR_DryFGD_ACI & HRI","Existing",null,null,"00 Ret.ExistSCR_DryFGD_ACI & HRI","Coal Steam","Coal",null,"00 Ret.ExistSCR_DryFGD_ACI & HRI","Existing","---","Existing","---","Existing","---","New","---","Existing","Existing"]
[null,null,null,null,"00 Ret.ExistSCR_DryFGD_ACI & HRI & CCS","Fossil",null,"00 Ret.ExistSCR_DryFGD_ACI & HRI & CCS","Existing",null,null,"00 Ret.ExistSCR_DryFGD_ACI & HRI & CCS","Coal w/CCS","Coal w/CCS",null,"00 Ret.ExistSCR_DryFGD_ACI & HRI & CCS","Existing","---","Existing","---","Existing","---","New","New","Existing","Existing"]
[null,null,null,null,"00 Ret.ExistSCR_DryFGD_ACI_DSI & CCS","Fossil",null,"00 Ret.ExistSCR_DryFGD_ACI_DSI & CCS","Existing",null,null,"00 Ret.ExistSCR_DryFGD_ACI_DSI & CCS","Coal w/CCS","Coal w/CCS",null,"00 Ret.ExistSCR_DryFGD_ACI_DSI & CCS","Existing","Existing","Existing","---","Existing","---","---","New","Existing","Existing"]
[null,null,null,null,"00 Ret.ExistSCR_DryFGD_ACI_DSI & HRI","Fossil",null,"00 Ret.ExistSCR_DryFGD_ACI_DSI & HRI","Existing",null,null,"00 Ret.ExistSCR_DryFGD_ACI_DSI & HRI","Coal Steam","Coal",null,"00 Ret.ExistSCR_DryFGD_ACI_DSI & HRI","Existing","Existing","Existing","---","Existing","---","New","---","Existing","Existing"]
[null,null,null,null,"00 Ret.ExistSCR_DryFGD_ACI_DSI & HRI & CCS","Fossil",null,"00 Ret.ExistSCR_DryFGD_ACI_DSI & HRI & CCS","Existing",null,null,"00 Ret.ExistSCR_DryFGD_ACI_DSI & HRI & CCS","Coal w/CCS","Coal w/CCS",null,"00 Ret.ExistSCR_DryFGD_ACI_DSI & HRI & CCS","Existing","Existing","Existing","---","Existing","---","New","New","Existing","Existing"]
[null,null,null,null,"00 Ret.ExistSCR_DryFGD_DSI & ACI","Fossil",null,"00 Ret.ExistSCR_DryFGD_DSI & ACI","Existing",null,null,"00 Ret.ExistSCR_DryFGD_DSI & ACI","Coal Steam","Coal",null,"00 Ret.ExistSCR_DryFGD_DSI & ACI","Existing","Existing","Existing","---","New","---","---","---","Existing","Existing"]
[null,null,null,null,"00 Ret.ExistSCR_WetFGD & HRI","Fossil",null,"00 Ret.ExistSCR_WetFGD & HRI","Existing",null,null,"00 Ret.ExistSCR_WetFGD & HRI","Coal Steam","Coal",null,"00 Ret.ExistSCR_WetFGD & HRI","Existing","---","Existing","---","---","---","New","---","Existing","Existing"]
[null,null,null,null,"00 Ret.ExistSCR_WetFGD & HRI & CCS","Fossil",null,"00 Ret.ExistSCR_WetFGD & HRI & CCS","Existing",null,null,"00 Ret.ExistSCR_WetFGD & HRI & CCS","Coal w/CCS","Coal w/CCS",null,"00 Ret.ExistSCR_WetFGD & HRI & CCS","Existing","---","Existing","---","---","---","New","New","Existing","Existing"]
[null,null,null,null,"00 Ret.ExistSCR_WetFGD_ACI & CCS","Fossil",null,"00 Ret.ExistSCR_WetFGD_ACI & CCS","Existing",null,null,"00 Ret.ExistSCR_WetFGD_ACI & CCS","Coal w/CCS","Coal w/CCS",null,"00 Ret.ExistSCR_WetFGD_ACI & CCS","Existing","---","Existing","---","Existing","---","---","New","Existing","Existing"]
[null,null,null,null,"00 Ret.ExistSCR_WetFGD_ACI & HRI","Fossil",null,"00 Ret.ExistSCR_WetFGD_ACI & HRI","Existing",null,null,"00 Ret.ExistSCR_WetFGD_ACI & HRI","Coal Steam","Coal",null,"00 Ret.ExistSCR_WetFGD_ACI & HRI","Existing","---","Existing","---","Existing","---","New","---","Existing","Existing"]
[null,null,null,null,"00 Ret.ExistSCR_WetFGD_ACI & HRI & CCS","Fossil",null,"00 Ret.ExistSCR_WetFGD_ACI & HRI & CCS","Existing",null,null,"00 Ret.ExistSCR_WetFGD_ACI & HRI & CCS","Coal w/CCS","Coal w/CCS",null,"00 Ret.ExistSCR_WetFGD_ACI & HRI & CCS","Existing","---","Existing","---","Existing","---","New","New","Existing","Existing"]
[null,null,null,null,"00 Ret.ExistSCR_WetFGD_ACI_DSI & CCS","Fossil",null,"00 Ret.ExistSCR_WetFGD_ACI_DSI & CCS","Existing",null,null,"00 Ret.ExistSCR_WetFGD_ACI_DSI & CCS","Coal w/CCS","Coal w/CCS",null,"00 Ret.ExistSCR_WetFGD_ACI_DSI & CCS","Existing","Existing","Existing","---","Existing","---","---","New","Existing","Existing"]
[null,null,null,null,"00 Ret.ExistSCR_WetFGD_ACI_DSI & HRI","Fossil",null,"00 Ret.ExistSCR_WetFGD_ACI_DSI & HRI","Existing",null,null,"00 Ret.ExistSCR_WetFGD_ACI_DSI & HRI","Coal Steam","Coal",null,"00 Ret.ExistSCR_WetFGD_ACI_DSI & HRI","Existing","Existing","Existing","---","Existing","---","New","---","Existing","Existing"]
[null,null,null,null,"00 Ret.ExistSCR_WetFGD_ACI_DSI & HRI & CCS","Fossil",null,"00 Ret.ExistSCR_WetFGD_ACI_DSI & HRI & CCS","Existing",null,null,"00 Ret.ExistSCR_WetFGD_ACI_DSI & HRI & CCS","Coal w/CCS","Coal w/CCS",null,"00 Ret.ExistSCR_WetFGD_ACI_DSI & HRI & CCS","Existing","Existing","Existing","---","Existing","---","New","New","Existing","Existing"]
[null,null,null,null,"00 Ret.ExistSCR_WetFGD_DSI & ACI","Fossil",null,"00 Ret.ExistSCR_WetFGD_DSI & ACI","Existing",null,null,"00 Ret.ExistSCR_WetFGD_DSI & ACI","Coal Steam","Coal",null,"00 Ret.ExistSCR_WetFGD_DSI & ACI","Existing","Existing","Existing","---","New","---","---","---","Existing","Existing"]
[null,null,null,null,"00 Ret.ExistSCR_WetFGD_DSI & HRI","Fossil",null,"00 Ret.ExistSCR_WetFGD_DSI & HRI","Existing",null,null,"00 Ret.ExistSCR_WetFGD_DSI & HRI","Coal Steam","Coal",null,"00 Ret.ExistSCR_WetFGD_DSI & HRI","Existing","Existing","Existing","---","---","---","New","---","Existing","Existing"]
[null,null,null,null,"00 Ret.ExistSCR_WetFGD_DSI & HRI & CCS","Fossil",null,"00 Ret.ExistSCR_WetFGD_DSI & HRI & CCS","Existing",null,null,"00 Ret.ExistSCR_WetFGD_DSI & HRI & CCS","Coal w/CCS","Coal w/CCS",null,"00 Ret.ExistSCR_WetFGD_DSI & HRI & CCS","Existing","Existing","Existing","---","---","---","New","New","Existing","Existing"]
[null,null,null,null,"00 Ret.ExistSNCR_ACI & DryFGD & CCS","Fossil",null,"00 Ret.ExistSNCR_ACI & DryFGD & CCS","Existing",null,null,"00 Ret.ExistSNCR_ACI & DryFGD & CCS","Coal w/CCS","Coal w/CCS",null,"00 Ret.ExistSNCR_ACI & DryFGD & CCS","New","---","---","Existing","Existing","---","---","New","Existing","New"]
[null,null,null,null,"00 Ret.ExistSNCR_ACI & DryFGD & HRI","Fossil",null,"00 Ret.ExistSNCR_ACI & DryFGD & HRI","Existing",null,null,"00 Ret.ExistSNCR_ACI & DryFGD & HRI","Coal Steam","Coal",null,"00 Ret.ExistSNCR_ACI & DryFGD & HRI","New","---","---","Existing","Existing","---","New","---","Existing","New"]
[null,null,null,null,"00 Ret.ExistSNCR_ACI & DryFGD & HRI & CCS","Fossil",null,"00 Ret.ExistSNCR_ACI & DryFGD & HRI & CCS","Existing",null,null,"00 Ret.ExistSNCR_ACI & DryFGD & HRI & CCS","Coal w/CCS","Coal w/CCS",null,"00 Ret.ExistSNCR_ACI & DryFGD & HRI & CCS","New","---","---","Existing","Existing","---","New","New","Existing","New"]
[null,null,null,null,"00 Ret.ExistSNCR_ACI & DSI & HRI","Fossil",null,"00 Ret.ExistSNCR_ACI & DSI & HRI","Existing",null,null,"00 Ret.ExistSNCR_ACI & DSI & HRI","Coal Steam","Coal",null,"00 Ret.ExistSNCR_ACI & DSI & HRI","---","New","---","Existing","Existing","---","New","---","Existing","New"]
[null,null,null,null,"00 Ret.ExistSNCR_ACI & HRI","Fossil",null,"00 Ret.ExistSNCR_ACI & HRI","Existing",null,null,"00 Ret.ExistSNCR_ACI & HRI","Coal Steam","Coal",null,"00 Ret.ExistSNCR_ACI & HRI","---","---","---","Existing","Existing","---","New","---","Existing","None"]
[null,null,null,null,"00 Ret.ExistSNCR_ACI & WetFGD & CCS","Fossil",null,"00 Ret.ExistSNCR_ACI & WetFGD & CCS","Existing",null,null,"00 Ret.ExistSNCR_ACI & WetFGD & CCS","Coal w/CCS","Coal w/CCS",null,"00 Ret.ExistSNCR_ACI & WetFGD & CCS","New","---","---","Existing","Existing","---","---","New","Existing","New"]
[null,null,null,null,"00 Ret.ExistSNCR_ACI & WetFGD & HRI","Fossil",null,"00 Ret.ExistSNCR_ACI & WetFGD & HRI","Existing",null,null,"00 Ret.ExistSNCR_ACI & WetFGD & HRI","Coal Steam","Coal",null,"00 Ret.ExistSNCR_ACI & WetFGD & HRI","New","---","---","Existing","Existing","---","New","---","Existing","New"]
[null,null,null,null,"00 Ret.ExistSNCR_ACI & WetFGD & HRI & CCS","Fossil",null,"00 Ret.ExistSNCR_ACI & WetFGD & HRI & CCS","Existing",null,null,"00 Ret.ExistSNCR_ACI & WetFGD & HRI & CCS","Coal w/CCS","Coal w/CCS",null,"00 Ret.ExistSNCR_ACI & WetFGD & HRI & CCS","New","---","---","Existing","Existing","---","New","New","Existing","New"]
[null,null,null,null,"00 Ret.ExistSNCR_ACI_DSI & DryFGD","Fossil",null,"00 Ret.ExistSNCR_ACI_DSI & DryFGD","Existing",null,null,"00 Ret.ExistSNCR_ACI_DSI & DryFGD","Coal Steam","Coal",null,"00 Ret.ExistSNCR_ACI_DSI & DryFGD","New","Existing","---","Existing","Existing","---","---","---","Existing","New"]
[null,null,null,null,"00 Ret.ExistSNCR_ACI_DSI & DryFGD & CCS","Fossil",null,"00 Ret.ExistSNCR_ACI_DSI & DryFGD & CCS","Existing",null,null,"00 Ret.ExistSNCR_ACI_DSI & DryFGD & CCS","Coal w/CCS","Coal w/CCS",null,"00 Ret.ExistSNCR_ACI_DSI & DryFGD & CCS","New","Existing","---","Existing","Existing","---","---","New","Existing","New"]
[null,null,null,null,"00 Ret.ExistSNCR_ACI_DSI & DryFGD & HRI","Fossil",null,"00 Ret.ExistSNCR_ACI_DSI & DryFGD & HRI","Existing",null,null,"00 Ret.ExistSNCR_ACI_DSI & DryFGD & HRI","Coal Steam","Coal",null,"00 Ret.ExistSNCR_ACI_DSI & DryFGD & HRI","New","Existing","---","Existing","Existing","---","New","---","Existing","New"]
[null,null,null,null,"00 Ret.ExistSNCR_ACI_DSI & DryFGD & HRI & CCS","Fossil",null,"00 Ret.ExistSNCR_ACI_DSI & DryFGD & HRI & CCS","Existing",null,null,"00 Ret.ExistSNCR_ACI_DSI & DryFGD & HRI & CCS","Coal w/CCS","Coal w/CCS",null,"00 Ret.ExistSNCR_ACI_DSI & DryFGD & HRI & CCS","New","Existing","---","Existing","Existing","---","New","New","Existing","New"]
[null,null,null,null,"00 Ret.ExistSNCR_ACI_DSI & HRI","Fossil",null,"00 Ret.ExistSNCR_ACI_DSI & HRI","Existing",null,null,"00 Ret.ExistSNCR_ACI_DSI & HRI","Coal Steam","Coal",null,"00 Ret.ExistSNCR_ACI_DSI & HRI","---","Existing","---","Existing","Existing","---","New","---","Existing","Existing"]
[null,null,null,null,"00 Ret.ExistSNCR_ACI_DSI & WetFGD","Fossil",null,"00 Ret.ExistSNCR_ACI_DSI & WetFGD","Existing",null,null,"00 Ret.ExistSNCR_ACI_DSI & WetFGD","Coal Steam","Coal",null,"00 Ret.ExistSNCR_ACI_DSI & WetFGD","New","Existing","---","Existing","Existing","---","---","---","Existing","New"]
[null,null,null,null,"00 Ret.ExistSNCR_ACI_DSI & WetFGD & CCS","Fossil",null,"00 Ret.ExistSNCR_ACI_DSI & WetFGD & CCS","Existing",null,null,"00 Ret.ExistSNCR_ACI_DSI & WetFGD & CCS","Coal w/CCS","Coal w/CCS",null,"00 Ret.ExistSNCR_ACI_DSI & WetFGD & CCS","New","Existing","---","Existing","Existing","---","---","New","Existing","New"]
[null,null,null,null,"00 Ret.ExistSNCR_ACI_DSI & WetFGD & HRI","Fossil",null,"00 Ret.ExistSNCR_ACI_DSI & WetFGD & HRI","Existing",null,null,"00 Ret.ExistSNCR_ACI_DSI & WetFGD & HRI","Coal Steam","Coal",null,"00 Ret.ExistSNCR_ACI_DSI & WetFGD & HRI","New","Existing","---","Existing","Existing","---","New","---","Existing","New"]
[null,null,null,null,"00 Ret.ExistSNCR_ACI_DSI & WetFGD & HRI & CCS","Fossil",null,"00 Ret.ExistSNCR_ACI_DSI & WetFGD & HRI & CCS","Existing",null,null,"00 Ret.ExistSNCR_ACI_DSI & WetFGD & HRI & CCS","Coal w/CCS","Coal w/CCS",null,"00 Ret.ExistSNCR_ACI_DSI & WetFGD & HRI & CCS","New","Existing","---","Existing","Existing","---","New","New","Existing","New"]
[null,null,null,null,"00 Ret.ExistSNCR_DryFGD & HRI","Fossil",null,"00 Ret.ExistSNCR_DryFGD & HRI","Existing",null,null,"00 Ret.ExistSNCR_DryFGD & HRI","Coal Steam","Coal",null,"00 Ret.ExistSNCR_DryFGD & HRI","Existing","---","---","Existing","---","---","New","---","Existing","Existing"]
[null,null,null,null,"00 Ret.ExistSNCR_DryFGD_ACI & CCS","Fossil",null,"00 Ret.ExistSNCR_DryFGD_ACI & CCS","Existing",null,null,"00 Ret.ExistSNCR_DryFGD_ACI & CCS","Coal w/CCS","Coal w/CCS",null,"00 Ret.ExistSNCR_DryFGD_ACI & CCS","Existing","---","---","Existing","Existing","---","---","New","Existing","Existing"]
[null,null,null,null,"00 Ret.ExistSNCR_DryFGD_ACI & HRI","Fossil",null,"00 Ret.ExistSNCR_DryFGD_ACI & HRI","Existing",null,null,"00 Ret.ExistSNCR_DryFGD_ACI & HRI","Coal Steam","Coal",null,"00 Ret.ExistSNCR_DryFGD_ACI & HRI","Existing","---","---","Existing","Existing","---","New","---","Existing","Existing"]
[null,null,null,null,"00 Ret.ExistSNCR_DryFGD_ACI & HRI & CCS","Fossil",null,"00 Ret.ExistSNCR_DryFGD_ACI & HRI & CCS","Existing",null,null,"00 Ret.ExistSNCR_DryFGD_ACI & HRI & CCS","Coal w/CCS","Coal w/CCS",null,"00 Ret.ExistSNCR_DryFGD_ACI & HRI & CCS","Existing","---","---","Existing","Existing","---","New","New","Existing","Existing"]
[null,null,null,null,"00 Ret.ExistSNCR_WetFGD & HRI","Fossil",null,"00 Ret.ExistSNCR_WetFGD & HRI","Existing",null,null,"00 Ret.ExistSNCR_WetFGD & HRI","Coal Steam","Coal",null,"00 Ret.ExistSNCR_WetFGD & HRI","Existing","---","---","Existing","---","---","New","---","Existing","Existing"]
[null,null,null,null,"00 Ret.ExistSNCR_WetFGD & HRI & CCS","Fossil",null,"00 Ret.ExistSNCR_WetFGD & HRI & CCS","Existing",null,null,"00 Ret.ExistSNCR_WetFGD & HRI & CCS","Coal w/CCS","Coal w/CCS",null,"00 Ret.ExistSNCR_WetFGD & HRI & CCS","Existing","---","---","Existing","---","---","New","New","Existing","Existing"]
[null,null,null,null,"00 Ret.ExistSNCR_WetFGD_ACI & CCS","Fossil",null,"00 Ret.ExistSNCR_WetFGD_ACI & CCS","Existing",null,null,"00 Ret.ExistSNCR_WetFGD_ACI & CCS","Coal w/CCS","Coal w/CCS",null,"00 Ret.ExistSNCR_WetFGD_ACI & CCS","Existing","---","---","Existing","Existing","---","---","New","Existing","Existing"]
[null,null,null,null,"00 Ret.ExistSNCR_WetFGD_ACI & HRI","Fossil",null,"00 Ret.ExistSNCR_WetFGD_ACI & HRI","Existing",null,null,"00 Ret.ExistSNCR_WetFGD_ACI & HRI","Coal Steam","Coal",null,"00 Ret.ExistSNCR_WetFGD_ACI & HRI","Existing","---","---","Existing","Existing","---","New","---","Existing","Existing"]
[null,null,null,null,"00 Ret.ExistSNCR_WetFGD_ACI & HRI & CCS","Fossil",null,"00 Ret.ExistSNCR_WetFGD_ACI & HRI & CCS","Existing",null,null,"00 Ret.ExistSNCR_WetFGD_ACI & HRI & CCS","Coal w/CCS","Coal w/CCS",null,"00 Ret.ExistSNCR_WetFGD_ACI & HRI & CCS","Existing","---","---","Existing","Existing","---","New","New",{"$f":"IF(OR(S382<>\"---\",T382<>\"---\"),IF(OR(S382=\"New\",T382=\"New\"),\"New\",\"Existing\"),\"None\")","v":"Existing"},{"$f":"IF(OR(Q382<>\"---\",R382<>\"---\"),IF(OR(Q382=\"New\",R382=\"New\"),\"New\",\"Existing\"),\"None\")","v":"Existing"}]
[null,null,null,null,"00 Ret.ExistSNCR_WetFGD_ACI_DSI & CCS","Fossil",null,"00 Ret.ExistSNCR_WetFGD_ACI_DSI & CCS","Existing",null,null,"00 Ret.ExistSNCR_WetFGD_ACI_DSI & CCS","Coal w/CCS","Coal w/CCS",null,"00 Ret.ExistSNCR_WetFGD_ACI_DSI & CCS","Existing","Existing","---","Existing","Existing","---","---","New","Existing","Existing"]
[null,null,null,null,"00 Ret.ExistSNCR_WetFGD_ACI_DSI & HRI","Fossil",null,"00 Ret.ExistSNCR_WetFGD_ACI_DSI & HRI","Existing",null,null,"00 Ret.ExistSNCR_WetFGD_ACI_DSI & HRI","Coal Steam","Coal",null,"00 Ret.ExistSNCR_WetFGD_ACI_DSI & HRI","Existing","Existing","---","Existing","Existing","---","New","---","Existing","Existing"]
[null,null,null,null,"00 Ret.ExistSNCR_WetFGD_ACI_DSI & HRI & CCS","Fossil",null,"00 Ret.ExistSNCR_WetFGD_ACI_DSI & HRI & CCS","Existing",null,null,"00 Ret.ExistSNCR_WetFGD_ACI_DSI & HRI & CCS","Coal w/CCS","Coal w/CCS",null,"00 Ret.ExistSNCR_WetFGD_ACI_DSI & HRI & CCS","Existing","Existing","---","Existing","Existing","---","New","New","Existing","Existing"]
[null,null,null,null,"00 Ret.ExistWetFGD & ACI & CCS","Fossil",null,"00 Ret.ExistWetFGD & ACI & CCS","Existing",null,null,"00 Ret.ExistWetFGD & ACI & CCS","Coal w/CCS","Coal w/CCS",null,"00 Ret.ExistWetFGD & ACI & CCS","Existing","---","---","---","New","---","---","New","None","Existing"]
[null,null,null,null,"00 Ret.ExistWetFGD & ACI & HRI","Fossil",null,"00 Ret.ExistWetFGD & ACI & HRI","Existing",null,null,"00 Ret.ExistWetFGD & ACI & HRI","Coal Steam","Coal",null,"00 Ret.ExistWetFGD & ACI & HRI","Existing","---","---","---","New","---","New","---","None","Existing"]
[null,null,null,null,"00 Ret.ExistWetFGD & ACI & HRI & CCS","Fossil",null,"00 Ret.ExistWetFGD & ACI & HRI & CCS","Existing",null,null,"00 Ret.ExistWetFGD & ACI & HRI & CCS","Coal w/CCS","Coal w/CCS",null,"00 Ret.ExistWetFGD & ACI & HRI & CCS","Existing","---","---","---","New","---","New","New","None","Existing"]
[null,null,null,null,"00 Ret.ExistWetFGD & ACI & SCR & CCS","Fossil",null,"00 Ret.ExistWetFGD & ACI & SCR & CCS","Existing",null,null,"00 Ret.ExistWetFGD & ACI & SCR & CCS","Coal w/CCS","Coal w/CCS",null,"00 Ret.ExistWetFGD & ACI & SCR & CCS","Existing","---","New","---","New","---","---","New","New","Existing"]
[null,null,null,null,"00 Ret.ExistWetFGD & ACI & SCR & HRI","Fossil",null,"00 Ret.ExistWetFGD & ACI & SCR & HRI","Existing",null,null,"00 Ret.ExistWetFGD & ACI & SCR & HRI","Coal Steam","Coal",null,"00 Ret.ExistWetFGD & ACI & SCR & HRI","Existing","---","New","---","New","---","New","---","New","Existing"]
[null,null,null,null,"00 Ret.ExistWetFGD & ACI & SCR & HRI & CCS","Fossil",null,"00 Ret.ExistWetFGD & ACI & SCR & HRI & CCS","Existing",null,null,"00 Ret.ExistWetFGD & ACI & SCR & HRI & CCS","Coal w/CCS","Coal w/CCS",null,"00 Ret.ExistWetFGD & ACI & SCR & HRI & CCS","Existing","---","New","---","New","---","New","New","New","Existing"]
[null,null,null,null,"00 Ret.ExistWetFGD & ACI & SNCR","Fossil",null,"00 Ret.ExistWetFGD & ACI & SNCR","Existing",null,null,"00 Ret.ExistWetFGD & ACI & SNCR","Coal Steam","Coal",null,"00 Ret.ExistWetFGD & ACI & SNCR","Existing","---","---","New","New","---","---","---","New","Existing"]
[null,null,null,null,"00 Ret.ExistWetFGD & ACI & SNCR & HRI","Fossil",null,"00 Ret.ExistWetFGD & ACI & SNCR & HRI","Existing",null,null,"00 Ret.ExistWetFGD & ACI & SNCR & HRI","Coal Steam","Coal",null,"00 Ret.ExistWetFGD & ACI & SNCR & HRI","Existing","---","---","New","New","---","New","---","New","Existing"]
[null,null,null,null,"00 Ret.ExistWetFGD & ACI & SNCR & HRI & CCS","Fossil",null,"00 Ret.ExistWetFGD & ACI & SNCR & HRI & CCS","Existing",null,null,"00 Ret.ExistWetFGD & ACI & SNCR & HRI & CCS","Coal w/CCS","Coal w/CCS",null,"00 Ret.ExistWetFGD & ACI & SNCR & HRI & CCS","Existing","---","---","New","New","---","New","New","New","Existing"]
[null,null,null,null,"00 Ret.ExistWetFGD & CCS","Fossil",null,"00 Ret.ExistWetFGD & CCS","Existing",null,null,"00 Ret.ExistWetFGD & CCS","Coal w/CCS","Coal w/CCS",null,"00 Ret.ExistWetFGD & CCS","Existing","---","---","---","---","---","---","New","None","Existing"]
[null,null,null,null,"00 Ret.ExistWetFGD & HRI","Fossil",null,"00 Ret.ExistWetFGD & HRI","Existing",null,null,"00 Ret.ExistWetFGD & HRI","Coal Steam","Coal",null,"00 Ret.ExistWetFGD & HRI","Existing","---","---","---","---","---","New","---","None","Existing"]
[null,null,null,null,"00 Ret.ExistWetFGD & HRI & CCS","Fossil",null,"00 Ret.ExistWetFGD & HRI & CCS","Existing",null,null,"00 Ret.ExistWetFGD & HRI & CCS","Coal w/CCS","Coal w/CCS",null,"00 Ret.ExistWetFGD & HRI & CCS","Existing","---","---","---","---","---","New","New","None","Existing"]
[null,null,null,null,"00 Ret.ExistWetFGD & SCR & CCS","Fossil",null,"00 Ret.ExistWetFGD & SCR & CCS","Existing",null,null,"00 Ret.ExistWetFGD & SCR & CCS","Coal w/CCS","Coal w/CCS",null,"00 Ret.ExistWetFGD & SCR & CCS","Existing","---","New","---","---","---","---","New","New","Existing"]
[null,null,null,null,"00 Ret.ExistWetFGD & SCR & HRI","Fossil",null,"00 Ret.ExistWetFGD & SCR & HRI","Existing",null,null,"00 Ret.ExistWetFGD & SCR & HRI","Coal Steam","Coal",null,"00 Ret.ExistWetFGD & SCR & HRI","Existing","---","New","---","---","---","New","---","New","Existing"]
[null,null,null,null,"00 Ret.ExistWetFGD & SCR & HRI & CCS","Fossil",null,"00 Ret.ExistWetFGD & SCR & HRI & CCS","Existing",null,null,"00 Ret.ExistWetFGD & SCR & HRI & CCS","Coal w/CCS","Coal w/CCS",null,"00 Ret.ExistWetFGD & SCR & HRI & CCS","Existing","---","New","---","---","---","New","New","New","Existing"]
[null,null,null,null,"00 Ret.ExistWetFGD & SNCR","Fossil",null,"00 Ret.ExistWetFGD & SNCR","Existing",null,null,"00 Ret.ExistWetFGD & SNCR","Coal Steam","Coal",null,"00 Ret.ExistWetFGD & SNCR","Existing","---","---","New","---","---","---","---","New","Existing"]
[null,null,null,null,"00 Ret.ExistWetFGD & SNCR & CCS","Fossil",null,"00 Ret.ExistWetFGD & SNCR & CCS","Existing",null,null,"00 Ret.ExistWetFGD & SNCR & CCS","Coal w/CCS","Coal w/CCS",null,"00 Ret.ExistWetFGD & SNCR & CCS","Existing","---","---","New","---","---","---","New","New","Existing"]
[null,null,null,null,"00 Ret.ExistWetFGD & SNCR & HRI","Fossil",null,"00 Ret.ExistWetFGD & SNCR & HRI","Existing",null,null,"00 Ret.ExistWetFGD & SNCR & HRI","Coal Steam","Coal",null,"00 Ret.ExistWetFGD & SNCR & HRI","Existing","---","---","New","---","---","New","---","New","Existing"]
[null,null,null,null,"00 Ret.ExistWetFGD & SNCR & HRI & CCS","Fossil",null,"00 Ret.ExistWetFGD & SNCR & HRI & CCS","Existing",null,null,"00 Ret.ExistWetFGD & SNCR & HRI & CCS","Coal w/CCS","Coal w/CCS",null,"00 Ret.ExistWetFGD & SNCR & HRI & CCS","Existing","---","---","New","---","---","New","New","New","Existing"]
[null,null,null,null,"00 Ret.ExistWetFGD_ACI & CCS","Fossil",null,"00 Ret.ExistWetFGD_ACI & CCS","Existing",null,null,"00 Ret.ExistWetFGD_ACI & CCS","Coal w/CCS","Coal w/CCS",null,"00 Ret.ExistWetFGD_ACI & CCS","Existing","---","---","---","Existing","---","---","New","None","Existing"]
[null,null,null,null,"00 Ret.ExistWetFGD_ACI & HRI","Fossil",null,"00 Ret.ExistWetFGD_ACI & HRI","Existing",null,null,"00 Ret.ExistWetFGD_ACI & HRI","Coal Steam","Coal",null,"00 Ret.ExistWetFGD_ACI & HRI","Existing","---","---","---","Existing","---","New","---","None","Existing"]
[null,null,null,null,"00 Ret.ExistWetFGD_ACI & HRI & CCS","Fossil",null,"00 Ret.ExistWetFGD_ACI & HRI & CCS","Existing",null,null,"00 Ret.ExistWetFGD_ACI & HRI & CCS","Coal w/CCS","Coal w/CCS",null,"00 Ret.ExistWetFGD_ACI & HRI & CCS","Existing","---","---","---","Existing","---","New","New","None","Existing"]
[null,null,null,null,"00 Ret.ExistWetFGD_ACI & SCR & CCS","Fossil",null,"00 Ret.ExistWetFGD_ACI & SCR & CCS","Existing",null,null,"00 Ret.ExistWetFGD_ACI & SCR & CCS","Coal w/CCS","Coal w/CCS",null,"00 Ret.ExistWetFGD_ACI & SCR & CCS","Existing","---","New","---","Existing","---","---","New","New","Existing"]
[null,null,null,null,"00 Ret.ExistWetFGD_ACI & SCR & HRI","Fossil",null,"00 Ret.ExistWetFGD_ACI & SCR & HRI","Existing",null,null,"00 Ret.ExistWetFGD_ACI & SCR & HRI","Coal Steam","Coal",null,"00 Ret.ExistWetFGD_ACI & SCR & HRI","Existing","---","New","---","Existing","---","New","---","New","Existing"]
[null,null,null,null,"00 Ret.ExistWetFGD_ACI & SCR & HRI & CCS","Fossil",null,"00 Ret.ExistWetFGD_ACI & SCR & HRI & CCS","Existing",null,null,"00 Ret.ExistWetFGD_ACI & SCR & HRI & CCS","Coal w/CCS","Coal w/CCS",null,"00 Ret.ExistWetFGD_ACI & SCR & HRI & CCS","Existing","---","New","---","Existing","---","New","New","New","Existing"]
[null,null,null,null,"00 Ret.ExistWetFGD_ACI & SNCR","Fossil",null,"00 Ret.ExistWetFGD_ACI & SNCR","Existing",null,null,"00 Ret.ExistWetFGD_ACI & SNCR","Coal Steam","Coal",null,"00 Ret.ExistWetFGD_ACI & SNCR","Existing","---","---","New","Existing","---","---","---","New","Existing"]
[null,null,null,null,"00 Ret.ExistWetFGD_ACI & SNCR & CCS","Fossil",null,"00 Ret.ExistWetFGD_ACI & SNCR & CCS","Existing",null,null,"00 Ret.ExistWetFGD_ACI & SNCR & CCS","Coal w/CCS","Coal w/CCS",null,"00 Ret.ExistWetFGD_ACI & SNCR & CCS","Existing","---","---","New","Existing","---","---","New","New","Existing"]
[null,null,null,null,"00 Ret.ExistWetFGD_ACI & SNCR & HRI","Fossil",null,"00 Ret.ExistWetFGD_ACI & SNCR & HRI","Existing",null,null,"00 Ret.ExistWetFGD_ACI & SNCR & HRI","Coal Steam","Coal",null,"00 Ret.ExistWetFGD_ACI & SNCR & HRI","Existing","---","---","New","Existing","---","New","---","New","Existing"]
[null,null,null,null,"00 Ret.ExistWetFGD_ACI & SNCR & HRI & CCS","Fossil",null,"00 Ret.ExistWetFGD_ACI & SNCR & HRI & CCS","Existing",null,null,"00 Ret.ExistWetFGD_ACI & SNCR & HRI & CCS","Coal w/CCS","Coal w/CCS",null,"00 Ret.ExistWetFGD_ACI & SNCR & HRI & CCS","Existing","---","---","New","Existing","---","New","New","New","Existing"]
[null,null,null,null,"00 Ret.ExistWetFGD_ACI_DSI & CCS","Fossil",null,"00 Ret.ExistWetFGD_ACI_DSI & CCS","Existing",null,null,"00 Ret.ExistWetFGD_ACI_DSI & CCS","Coal w/CCS","Coal w/CCS",null,"00 Ret.ExistWetFGD_ACI_DSI & CCS","Existing","Existing","---","---","Existing","---","---","New","None","Existing"]
[null,null,null,null,"00 Ret.ExistWetFGD_ACI_DSI & HRI","Fossil",null,"00 Ret.ExistWetFGD_ACI_DSI & HRI","Existing",null,null,"00 Ret.ExistWetFGD_ACI_DSI & HRI","Coal Steam","Coal",null,"00 Ret.ExistWetFGD_ACI_DSI & HRI","Existing","Existing","---","---","Existing","---","New","---","None","Existing"]
[null,null,null,null,"00 Ret.ExistWetFGD_ACI_DSI & HRI & CCS","Fossil",null,"00 Ret.ExistWetFGD_ACI_DSI & HRI & CCS","Existing",null,null,"00 Ret.ExistWetFGD_ACI_DSI & HRI & CCS","Coal w/CCS","Coal w/CCS",null,"00 Ret.ExistWetFGD_ACI_DSI & HRI & CCS","Existing","Existing","---","---","Existing","---","New","New","None","Existing"]
[null,null,null,null,"00 Ret.ExistWetFGD_ACI_DSI & SCR","Fossil",null,"00 Ret.ExistWetFGD_ACI_DSI & SCR","Existing",null,null,"00 Ret.ExistWetFGD_ACI_DSI & SCR","Coal Steam","Coal",null,"00 Ret.ExistWetFGD_ACI_DSI & SCR","Existing","Existing","New","---","Existing","---","---","---","New","Existing"]
[null,null,null,null,"00 Ret.ExistWetFGD_ACI_DSI & SCR & CCS","Fossil",null,"00 Ret.ExistWetFGD_ACI_DSI & SCR & CCS","Existing",null,null,"00 Ret.ExistWetFGD_ACI_DSI & SCR & CCS","Coal w/CCS","Coal w/CCS",null,"00 Ret.ExistWetFGD_ACI_DSI & SCR & CCS","Existing","Existing","New","---","Existing","---","---","New","New","Existing"]
[null,null,null,null,"00 Ret.ExistWetFGD_ACI_DSI & SCR & HRI","Fossil",null,"00 Ret.ExistWetFGD_ACI_DSI & SCR & HRI","Existing",null,null,"00 Ret.ExistWetFGD_ACI_DSI & SCR & HRI","Coal Steam","Coal",null,"00 Ret.ExistWetFGD_ACI_DSI & SCR & HRI","Existing","Existing","New","---","Existing","---","New","---","New","Existing"]
[null,null,null,null,"00 Ret.ExistWetFGD_ACI_DSI & SCR & HRI & CCS","Fossil",null,"00 Ret.ExistWetFGD_ACI_DSI & SCR & HRI & CCS","Existing",null,null,"00 Ret.ExistWetFGD_ACI_DSI & SCR & HRI & CCS","Coal w/CCS","Coal w/CCS",null,"00 Ret.ExistWetFGD_ACI_DSI & SCR & HRI & CCS","Existing","Existing","New","---","Existing","---","New","New","New","Existing"]
[null,null,null,null,"00 Ret.ExistWetFGD_ACI_DSI & SNCR","Fossil",null,"00 Ret.ExistWetFGD_ACI_DSI & SNCR","Existing",null,null,"00 Ret.ExistWetFGD_ACI_DSI & SNCR","Coal Steam","Coal",null,"00 Ret.ExistWetFGD_ACI_DSI & SNCR","Existing","Existing","---","New","Existing","---","---","---","New","Existing"]
[null,null,null,null,"00 Ret.ExistWetFGD_ACI_DSI & SNCR & CCS","Fossil",null,"00 Ret.ExistWetFGD_ACI_DSI & SNCR & CCS","Existing",null,null,"00 Ret.ExistWetFGD_ACI_DSI & SNCR & CCS","Coal w/CCS","Coal w/CCS",null,"00 Ret.ExistWetFGD_ACI_DSI & SNCR & CCS","Existing","Existing","---","New","Existing","---","---","New","New","Existing"]
[null,null,null,null,"00 Ret.ExistWetFGD_ACI_DSI & SNCR & HRI","Fossil",null,"00 Ret.ExistWetFGD_ACI_DSI & SNCR & HRI","Existing",null,null,"00 Ret.ExistWetFGD_ACI_DSI & SNCR & HRI","Coal Steam","Coal",null,"00 Ret.ExistWetFGD_ACI_DSI & SNCR & HRI","Existing","Existing","---","New","Existing","---","New","---","New","Existing"]
[null,null,null,null,"00 Ret.ExistWetFGD_ACI_DSI & SNCR & HRI & CCS","Fossil",null,"00 Ret.ExistWetFGD_ACI_DSI & SNCR & HRI & CCS","Existing",null,null,"00 Ret.ExistWetFGD_ACI_DSI & SNCR & HRI & CCS","Coal w/CCS","Coal w/CCS",null,"00 Ret.ExistWetFGD_ACI_DSI & SNCR & HRI & CCS","Existing","Existing","---","New","Existing","---","New","New","New","Existing"]
[null,null,null,null,"00 Ret.ExistWetFGD_DSI & HRI","Fossil",null,"00 Ret.ExistWetFGD_DSI & HRI","Existing",null,null,"00 Ret.ExistWetFGD_DSI & HRI","Coal Steam","Coal",null,"00 Ret.ExistWetFGD_DSI & HRI","Existing","Existing","---","---","---","---","New","---","None","Existing"]
[null,null,null,null,"00 Ret.ExistWetFGD_DSI & SCR","Fossil",null,"00 Ret.ExistWetFGD_DSI & SCR","Existing",null,null,"00 Ret.ExistWetFGD_DSI & SCR","Coal Steam","Coal",null,"00 Ret.ExistWetFGD_DSI & SCR","Existing","Existing","New","---","---","---","---","---","New","Existing"]
[null,null,null,null,"00 Ret.ExistWetFGD_DSI & SCR & HRI","Fossil",null,"00 Ret.ExistWetFGD_DSI & SCR & HRI","Existing",null,null,"00 Ret.ExistWetFGD_DSI & SCR & HRI","Coal Steam","Coal",null,"00 Ret.ExistWetFGD_DSI & SCR & HRI","Existing","Existing","New","---","---","---","New","---","New","Existing"]
[null,null,null,null,"00 Ret.ExistWetFGD_DSI & SNCR","Fossil",null,"00 Ret.ExistWetFGD_DSI & SNCR","Existing",null,null,"00 Ret.ExistWetFGD_DSI & SNCR","Coal Steam","Coal",null,"00 Ret.ExistWetFGD_DSI & SNCR","Existing","Existing","---","New","---","---","---","---","New","Existing"]
[null,null,null,null,"00 Ret.ExistWetFGD_SCR & ACI & CCS","Fossil",null,"00 Ret.ExistWetFGD_SCR & ACI & CCS","Existing",null,null,"00 Ret.ExistWetFGD_SCR & ACI & CCS","Coal w/CCS","Coal w/CCS",null,"00 Ret.ExistWetFGD_SCR & ACI & CCS","Existing","---","Existing","---","New","---","---","New","Existing","Existing"]
[null,null,null,null,"00 Ret.ExistWetFGD_DSI & SNCR & HRI","Fossil",null,"00 Ret.ExistWetFGD_DSI & SNCR & HRI","Existing",null,null,"00 Ret.ExistWetFGD_DSI & SNCR & HRI","Coal Steam","Coal",null,"00 Ret.ExistWetFGD_DSI & SNCR & HRI","Existing","Existing","---","New","---","---","New","---","New","Existing"]
[null,null,null,null,"00 Ret.ExistWetFGD_SCR & ACI & HRI","Fossil",null,"00 Ret.ExistWetFGD_SCR & ACI & HRI","Existing",null,null,"00 Ret.ExistWetFGD_SCR & ACI & HRI","Coal Steam","Coal",null,"00 Ret.ExistWetFGD_SCR & ACI & HRI","Existing","---","Existing","---","New","---","New","---","Existing","Existing"]
[null,null,null,null,"00 Ret.ExistWetFGD_SCR & ACI & HRI & CCS","Fossil",null,"00 Ret.ExistWetFGD_SCR & ACI & HRI & CCS","Existing",null,null,"00 Ret.ExistWetFGD_SCR & ACI & HRI & CCS","Coal w/CCS","Coal w/CCS",null,"00 Ret.ExistWetFGD_SCR & ACI & HRI & CCS","Existing","---","Existing","---","New","---","New","New","Existing","Existing"]
[null,null,null,null,"00 Ret.ExistWetFGD_SCR & CCS","Fossil",null,"00 Ret.ExistWetFGD_SCR & CCS","Existing",null,null,"00 Ret.ExistWetFGD_SCR & CCS","Coal w/CCS","Coal w/CCS",null,"00 Ret.ExistWetFGD_SCR & CCS","Existing","---","Existing","---","---","---","---","New","Existing","Existing"]
[null,null,null,null,"00 Ret.ExistWetFGD_SCR_DSI & ACI & CCS","Fossil",null,"00 Ret.ExistWetFGD_SCR_DSI & ACI & CCS","Existing",null,null,"00 Ret.ExistWetFGD_SCR_DSI & ACI & CCS","Coal w/CCS","Coal w/CCS",null,"00 Ret.ExistWetFGD_SCR_DSI & ACI & CCS","Existing","Existing","Existing","---","New","---","---","New","Existing","Existing"]
[null,null,null,null,"00 Ret.ExistWetFGD_SCR_DSI & ACI & HRI","Fossil",null,"00 Ret.ExistWetFGD_SCR_DSI & ACI & HRI","Existing",null,null,"00 Ret.ExistWetFGD_SCR_DSI & ACI & HRI","Coal Steam","Coal",null,"00 Ret.ExistWetFGD_SCR_DSI & ACI & HRI","Existing","Existing","Existing","---","New","---","New","---","Existing","Existing"]
[null,null,null,null,"00 Ret.ExistWetFGD_SCR_DSI & ACI & HRI & CCS","Fossil",null,"00 Ret.ExistWetFGD_SCR_DSI & ACI & HRI & CCS","Existing",null,null,"00 Ret.ExistWetFGD_SCR_DSI & ACI & HRI & CCS","Coal w/CCS","Coal w/CCS",null,"00 Ret.ExistWetFGD_SCR_DSI & ACI & HRI & CCS","Existing","Existing","Existing","---","New","---","New","New","Existing","Existing"]
[null,null,null,null,"00 Ret.ExistWetFGD_SCR_DSI & CCS","Fossil",null,"00 Ret.ExistWetFGD_SCR_DSI & CCS","Existing",null,null,"00 Ret.ExistWetFGD_SCR_DSI & CCS","Coal w/CCS","Coal w/CCS",null,"00 Ret.ExistWetFGD_SCR_DSI & CCS","Existing","Existing","Existing","---","---","---","---","New","Existing","Existing"]
[null,null,null,null,"00 Ret.ExistWetFGD_SNCR & ACI & HRI","Fossil",null,"00 Ret.ExistWetFGD_SNCR & ACI & HRI","Existing",null,null,"00 Ret.ExistWetFGD_SNCR & ACI & HRI","Coal Steam","Coal",null,"00 Ret.ExistWetFGD_SNCR & ACI & HRI","Existing","---","---","Existing","New","---","New","---","Existing","Existing"]
[null,null,null,null,"00 Ret.ExistWetFGD_SNCR & CCS","Fossil",null,"00 Ret.ExistWetFGD_SNCR & CCS","Existing",null,null,"00 Ret.ExistWetFGD_SNCR & CCS","Coal w/CCS","Coal w/CCS",null,"00 Ret.ExistWetFGD_SNCR & CCS","Existing","---","---","Existing","---","---","---","New","Existing","Existing"]
[null,null,null,null,"00 Ret.HRI","Fossil",null,"00 Ret.HRI","Existing",null,null,"00 Ret.HRI","Coal Steam","Coal",null,"00 Ret.HRI","---","---","---","---","---","---","New","---","None","None"]
[null,null,null,null,"00 Ret.SCR & DryFGD & CCS","Fossil",null,"00 Ret.SCR & DryFGD & CCS","Existing",null,null,"00 Ret.SCR & DryFGD & CCS","Coal w/CCS","Coal w/CCS",null,"00 Ret.SCR & DryFGD & CCS","New","---","New","---","---","---","---","New","New","New"]
[null,null,null,null,"00 Ret.SCR & DryFGD & HRI","Fossil",null,"00 Ret.SCR & DryFGD & HRI","Existing",null,null,"00 Ret.SCR & DryFGD & HRI","Coal Steam","Coal",null,"00 Ret.SCR & DryFGD & HRI","New","---","New","---","---","---","New","---","New","New"]
[null,null,null,null,"00 Ret.SCR & DSI","Fossil",null,"00 Ret.SCR & DSI","Existing",null,null,"00 Ret.SCR & DSI","Coal Steam","Coal",null,"00 Ret.SCR & DSI","---","New","New","---","---","---","---","---","New","New"]
[null,null,null,null,"00 Ret.SCR & DSI & DryFGD & HRI","Fossil",null,"00 Ret.SCR & DSI & DryFGD & HRI","Existing",null,null,"00 Ret.SCR & DSI & DryFGD & HRI","Coal Steam","Coal",null,"00 Ret.SCR & DSI & DryFGD & HRI","New","New","New","---","---","---","New","---","New","New"]
[null,null,null,null,"00 Ret.SCR & DSI & HRI","Fossil",null,"00 Ret.SCR & DSI & HRI","Existing",null,null,"00 Ret.SCR & DSI & HRI","Coal Steam","Coal",null,"00 Ret.SCR & DSI & HRI","---","New","New","---","---","---","New","---",{"$f":"IF(OR(S446<>\"---\",T446<>\"---\"),IF(OR(S446=\"New\",T446=\"New\"),\"New\",\"Existing\"),\"None\")","v":"New"},{"$f":"IF(OR(Q446<>\"---\",R446<>\"---\"),IF(OR(Q446=\"New\",R446=\"New\"),\"New\",\"Existing\"),\"None\")","v":"New"}]
[null,null,null,null,"00 Ret.SCR & DSI & WetFGD","Fossil",null,"00 Ret.SCR & DSI & WetFGD","Existing",null,null,"00 Ret.SCR & DSI & WetFGD","Coal Steam","Coal",null,"00 Ret.SCR & DSI & WetFGD","New","New","New","---","---","---","---","---","New","New"]
[null,null,null,null,"00 Ret.SCR & DSI & WetFGD & HRI","Fossil",null,"00 Ret.SCR & DSI & WetFGD & HRI","Existing",null,null,"00 Ret.SCR & DSI & WetFGD & HRI","Coal Steam","Coal",null,"00 Ret.SCR & DSI & WetFGD & HRI","New","New","New","---","---","---","New","---","New","New"]
[null,null,null,null,"00 Ret.SCR & HRI","Fossil",null,"00 Ret.SCR & HRI","Existing",null,null,"00 Ret.SCR & HRI","Coal Steam","Coal",null,"00 Ret.SCR & HRI","---","---","New","---","---","---","New","---","New","None"]
[null,null,null,null,"00 Ret.SCR & WetFGD & ACI","Fossil",null,"00 Ret.SCR & WetFGD & ACI","Existing",null,null,"00 Ret.SCR & WetFGD & ACI","Coal Steam","Coal",null,"00 Ret.SCR & WetFGD & ACI","New","---","New","---","New","---","---","---","New","New"]
[null,null,null,null,"00 Ret.SCR & WetFGD & CCS","Fossil",null,"00 Ret.SCR & WetFGD & CCS","Existing",null,null,"00 Ret.SCR & WetFGD & CCS","Coal w/CCS","Coal w/CCS",null,"00 Ret.SCR & WetFGD & CCS","New","---","New","---","---","---","---","New","New","New"]
[null,null,null,null,"00 Ret.SCR & WetFGD & HRI","Fossil",null,"00 Ret.SCR & WetFGD & HRI","Existing",null,null,"00 Ret.SCR & WetFGD & HRI","Coal Steam","Coal",null,"00 Ret.SCR & WetFGD & HRI","New","---","New","---","---","---","New","---","New","New"]
[null,null,null,null,"00 Ret.SNCR","Fossil",null,"00 Ret.SNCR","Existing",null,null,"00 Ret.SNCR","Coal Steam","Coal",null,"00 Ret.SNCR","---","---","---","New","---","---","---","---","New","None"]
[null,null,null,null,"00 Ret.SNCR & DryFGD","Fossil",null,"00 Ret.SNCR & DryFGD","Existing",null,null,"00 Ret.SNCR & DryFGD","Coal Steam","Coal",null,"00 Ret.SNCR & DryFGD","New","---","---","New","---","---","---","---","New","New"]
[null,null,null,null,"00 Ret.SNCR & DryFGD & ACI","Fossil",null,"00 Ret.SNCR & DryFGD & ACI","Existing",null,null,"00 Ret.SNCR & DryFGD & ACI","Coal Steam","Coal",null,"00 Ret.SNCR & DryFGD & ACI","New","---","---","New","New","---","---","---","New","New"]
[null,null,null,null,"00 Ret.SNCR & DryFGD & ACI & HRI","Fossil",null,"00 Ret.SNCR & DryFGD & ACI & HRI","Existing",null,null,"00 Ret.SNCR & DryFGD & ACI & HRI","Coal Steam","Coal",null,"00 Ret.SNCR & DryFGD & ACI & HRI","New","---","---","New","New","---","New","---","New","New"]
[null,null,null,null,"00 Ret.SNCR & DryFGD & CCS","Fossil",null,"00 Ret.SNCR & DryFGD & CCS","Existing",null,null,"00 Ret.SNCR & DryFGD & CCS","Coal w/CCS","Coal w/CCS",null,"00 Ret.SNCR & DryFGD & CCS","New","---","---","New","---","---","---","New","New","New"]
[null,null,null,null,"00 Ret.SNCR & DryFGD & HRI","Fossil",null,"00 Ret.SNCR & DryFGD & HRI","Existing",null,null,"00 Ret.SNCR & DryFGD & HRI","Coal Steam","Coal",null,"00 Ret.SNCR & DryFGD & HRI","New","---","---","New","---","---","New","---","New","New"]
[null,null,null,null,"00 Ret.SNCR & DSI","Fossil",null,"00 Ret.SNCR & DSI","Existing",null,null,"00 Ret.SNCR & DSI","Coal Steam","Coal",null,"00 Ret.SNCR & DSI","---","New","---","New","---","---","---","---","New","New"]
[null,null,null,null,"00 Ret.SNCR & DSI & HRI","Fossil",null,"00 Ret.SNCR & DSI & HRI","Existing",null,null,"00 Ret.SNCR & DSI & HRI","Coal Steam","Coal",null,"00 Ret.SNCR & DSI & HRI","---","New","---","New","---","---","New","---","New","New"]
[null,null,null,null,"00 Ret.SNCR & HRI","Fossil",null,"00 Ret.SNCR & HRI","Existing",null,null,"00 Ret.SNCR & HRI","Coal Steam","Coal",null,"00 Ret.SNCR & HRI","---","---","---","New","---","---","New","---","New","None"]
[null,null,null,null,"00 Ret.SNCR & WetFGD","Fossil",null,"00 Ret.SNCR & WetFGD","Existing",null,null,"00 Ret.SNCR & WetFGD","Coal Steam","Coal",null,"00 Ret.SNCR & WetFGD","New","---","---","New","---","---","---","---","New","New"]
[null,null,null,null,"00 Ret.SNCR & WetFGD & ACI","Fossil",null,"00 Ret.SNCR & WetFGD & ACI","Existing",null,null,"00 Ret.SNCR & WetFGD & ACI","Coal Steam","Coal",null,"00 Ret.SNCR & WetFGD & ACI","New","---","---","New","New","---","---","---","New","New"]
[null,null,null,null,"00 Ret.SNCR & WetFGD & ACI & HRI","Fossil",null,"00 Ret.SNCR & WetFGD & ACI & HRI","Existing",null,null,"00 Ret.SNCR & WetFGD & ACI & HRI","Coal Steam","Coal",null,"00 Ret.SNCR & WetFGD & ACI & HRI","New","---","---","New","New","---","New","---","New","New"]
[null,null,null,null,"00 Ret.SNCR & WetFGD & CCS","Fossil",null,"00 Ret.SNCR & WetFGD & CCS","Existing",null,null,"00 Ret.SNCR & WetFGD & CCS","Coal w/CCS","Coal w/CCS",null,"00 Ret.SNCR & WetFGD & CCS","New","---","---","New","---","---","---","New","New","New"]
[null,null,null,null,"00 Ret.SNCR & WetFGD & HRI","Fossil",null,"00 Ret.SNCR & WetFGD & HRI","Existing",null,null,"00 Ret.SNCR & WetFGD & HRI","Coal Steam","Coal",null,"00 Ret.SNCR & WetFGD & HRI","New","---","---","New","---","---","New","---","New","New"]
[null,null,null,null,"00 Ret.WetFGD & CCS","Fossil",null,"00 Ret.WetFGD & CCS","Existing",null,null,"00 Ret.WetFGD & CCS","Coal w/CCS","Coal w/CCS",null,"00 Ret.WetFGD & CCS","New","---","---","---","---","---","---","New","None","New"]
[null,null,null,null,"00 Ret.WetFGD & HRI","Fossil",null,"00 Ret.WetFGD & HRI","Existing",null,null,"00 Ret.WetFGD & HRI","Coal Steam","Coal",null,"00 Ret.WetFGD & HRI","New","---","---","---","---","---","New","---","None","New"]
[null,null,null,null,"00 Ret.FB & ACI & DryFGD & HRI","Fossil",null,"00 Ret.FB & ACI & DryFGD & HRI","Existing",null,null,"00 Ret.FB & ACI & DryFGD & HRI","Coal Steam","Coal",null,"00 Ret.FB & ACI & DryFGD & HRI","New","---","---","---","New","---","New","---","None","New"]
[null,null,null,null,"00 Ret.FB & ACI & HRI","Fossil",null,"00 Ret.FB & ACI & HRI","Existing",null,null,"00 Ret.FB & ACI & HRI","Coal Steam","Coal",null,"00 Ret.FB & ACI & HRI","---","---","---","---","New","---","New","---","None","None"]
[null,null,null,null,"00 Ret.FB & HRI","Fossil",null,"00 Ret.FB & HRI","Existing",null,null,"00 Ret.FB & HRI","Coal Steam","Coal",null,"00 Ret.FB & HRI","---","---","---","---","---","---","New","---","None","None"]
[null,null,null,null,"00 Ret.FB DryFGD","Fossil",null,"00 Ret.FB DryFGD","Existing",null,null,"00 Ret.FB DryFGD","Coal Steam","Coal",null,"00 Ret.FB DryFGD","New","---","---","---","---","---","---","---","None","New"]
[null,null,null,null,"00 Ret.FB DryFGD & ACI","Fossil",null,"00 Ret.FB DryFGD & ACI","Existing",null,null,"00 Ret.FB DryFGD & ACI","Coal Steam","Coal",null,"00 Ret.FB DryFGD & ACI","New","---","---","---","New","---","---","---","None","New"]
[null,null,null,null,"00 Ret.FB DryFGD & ACI & HRI","Fossil",null,"00 Ret.FB DryFGD & ACI & HRI","Existing",null,null,"00 Ret.FB DryFGD & ACI & HRI","Coal Steam","Coal",null,"00 Ret.FB DryFGD & ACI & HRI","New","---","---","---","New","---","New","---","None","New"]
[null,null,null,null,"00 Ret.FB DryFGD & HRI","Fossil",null,"00 Ret.FB DryFGD & HRI","Existing",null,null,"00 Ret.FB DryFGD & HRI","Coal Steam","Coal",null,"00 Ret.FB DryFGD & HRI","New","---","---","---","---","---","New","---","None","New"]
[null,null,null,null,"00 Ret.FB DryFGD & SNCR","Fossil",null,"00 Ret.FB DryFGD & SNCR","Existing",null,null,"00 Ret.FB DryFGD & SNCR","Coal Steam","Coal",null,"00 Ret.FB DryFGD & SNCR","New","---","---","New","---","---","---","---","New","New"]
[null,null,null,null,"00 Ret.FB DryFGD & SNCR & HRI","Fossil",null,"00 Ret.FB DryFGD & SNCR & HRI","Existing",null,null,"00 Ret.FB DryFGD & SNCR & HRI","Coal Steam","Coal",null,"00 Ret.FB DryFGD & SNCR & HRI","New","---","---","New","---","---","New","---","New","New"]
[null,null,null,null,"00 Ret.FB SNCR & DryFGD & ACI & HRI","Fossil",null,"00 Ret.FB SNCR & DryFGD & ACI & HRI","Existing",null,null,"00 Ret.FB SNCR & DryFGD & ACI & HRI","Coal Steam","Coal",null,"00 Ret.FB SNCR & DryFGD & ACI & HRI","New","---","---","New","New","---","New","---","New","New"]
[null,null,null,null,"00 Ret.FB-ACI & SNCR & HRI","Fossil",null,"00 Ret.FB-ACI & SNCR & HRI","Existing",null,null,"00 Ret.FB-ACI & SNCR & HRI","Coal Steam","Coal",null,"00 Ret.FB-ACI & SNCR & HRI","---","---","---","New","New","---","New","---","New","None"]
[null,null,null,null,"00 Ret.FB-ACI & SNCR & HRI & CCS","Fossil",null,"00 Ret.FB-ACI & SNCR & HRI & CCS","Existing",null,null,"00 Ret.FB-ACI & SNCR & HRI & CCS","Coal w/CCS","Coal w/CCS",null,"00 Ret.FB-ACI & SNCR & HRI & CCS","---","---","---","New","New","---","New","New","New","None"]
[null,null,null,null,"00 Ret.FB-Exist ACI & DryFGD","Fossil",null,"00 Ret.FB-Exist ACI & DryFGD","Existing",null,null,"00 Ret.FB-Exist ACI & DryFGD","Coal Steam","Coal",null,"00 Ret.FB-Exist ACI & DryFGD","New","---","---","---","Existing","---","---","---","None","New"]
[null,null,null,null,"00 Ret.FB-Exist ACI & DryFGD & HRI","Fossil",null,"00 Ret.FB-Exist ACI & DryFGD & HRI","Existing",null,null,"00 Ret.FB-Exist ACI & DryFGD & HRI","Coal Steam","Coal",null,"00 Ret.FB-Exist ACI & DryFGD & HRI","New","---","---","---","Existing","---","New","---","None","New"]
[null,null,null,null,"00 Ret.FB-Exist ACI & DryFGD & SNCR","Fossil",null,"00 Ret.FB-Exist ACI & DryFGD & SNCR","Existing",null,null,"00 Ret.FB-Exist ACI & DryFGD & SNCR","Coal Steam","Coal",null,"00 Ret.FB-Exist ACI & DryFGD & SNCR","New","---","---","New","Existing","---","---","---","New","New"]
[null,null,null,null,"00 Ret.FB-Exist ACI & DryFGD & SNCR & HRI","Fossil",null,"00 Ret.FB-Exist ACI & DryFGD & SNCR & HRI","Existing",null,null,"00 Ret.FB-Exist ACI & DryFGD & SNCR & HRI","Coal Steam","Coal",null,"00 Ret.FB-Exist ACI & DryFGD & SNCR & HRI","New","---","---","New","Existing","---","New","---","New","New"]
[null,null,null,null,"00 Ret.FB-Exist ACI & SNCR & HRI","Fossil",null,"00 Ret.FB-Exist ACI & SNCR & HRI","Existing",null,null,"00 Ret.FB-Exist ACI & SNCR & HRI","Coal Steam","Coal",null,"00 Ret.FB-Exist ACI & SNCR & HRI","---","---","---","New","Existing","---","New","---","New","None"]
[null,null,null,null,"00 Ret.FB-Exist ACI_DSI & DryFGD & SNCR","Fossil",null,"00 Ret.FB-Exist ACI_DSI & DryFGD & SNCR","Existing",null,null,"00 Ret.FB-Exist ACI_DSI & DryFGD & SNCR","Coal Steam","Coal",null,"00 Ret.FB-Exist ACI_DSI & DryFGD & SNCR","New","Existing","---","New","Existing","---","---","---","New","New"]
[null,null,null,null,"00 Ret.FB-Exist ACI_DSI & SNCR","Fossil",null,"00 Ret.FB-Exist ACI_DSI & SNCR","Existing",null,null,"00 Ret.FB-Exist ACI_DSI & SNCR","Coal Steam","Coal",null,"00 Ret.FB-Exist ACI_DSI & SNCR","---","Existing","---","New","Existing","---","---","---","New","Existing"]
[null,null,null,null,"00 Ret.FB-ExistACI & HRI","Fossil",null,"00 Ret.FB-ExistACI & HRI","Existing",null,null,"00 Ret.FB-ExistACI & HRI","Coal Steam","Coal",null,"00 Ret.FB-ExistACI & HRI","---","---","---","---","Existing","---","New","---","None","None"]
[null,null,null,null,"00 Ret.FB-ExistACI_DSI & DryFGD","Fossil",null,"00 Ret.FB-ExistACI_DSI & DryFGD","Existing",null,null,"00 Ret.FB-ExistACI_DSI & DryFGD","Coal Steam","Coal",null,"00 Ret.FB-ExistACI_DSI & DryFGD","New","Existing","---","---","Existing","---","---","---","None","New"]
[null,null,null,null,"00 Ret.FB-ExistACI_DSI & DryFGD & HRI","Fossil",null,"00 Ret.FB-ExistACI_DSI & DryFGD & HRI","Existing",null,null,"00 Ret.FB-ExistACI_DSI & DryFGD & HRI","Coal Steam","Coal",null,"00 Ret.FB-ExistACI_DSI & DryFGD & HRI","New","Existing","---","---","Existing","---","New","---","None","New"]
[null,null,null,null,"00 Ret.FB-ExistACI_DSI & DryFGD & SNCR","Fossil",null,"00 Ret.FB-ExistACI_DSI & DryFGD & SNCR","Existing",null,null,"00 Ret.FB-ExistACI_DSI & DryFGD & SNCR","Coal Steam","Coal",null,"00 Ret.FB-ExistACI_DSI & DryFGD & SNCR","New","Existing","---","New","Existing","---","---","---","New","New"]
[null,null,null,null,"00 Ret.FB-ExistACI_DSI & DryFGD & SNCR & HRI","Fossil",null,"00 Ret.FB-ExistACI_DSI & DryFGD & SNCR & HRI","Existing",null,null,"00 Ret.FB-ExistACI_DSI & DryFGD & SNCR & HRI","Coal Steam","Coal",null,"00 Ret.FB-ExistACI_DSI & DryFGD & SNCR & HRI","New","Existing","---","New","Existing","---","New","---","New","New"]
[null,null,null,null,"00 Ret.FB-ExistACI_DSI & HRI","Fossil",null,"00 Ret.FB-ExistACI_DSI & HRI","Existing",null,null,"00 Ret.FB-ExistACI_DSI & HRI","Coal Steam","Coal",null,"00 Ret.FB-ExistACI_DSI & HRI","---","Existing","---","---","Existing","---","New","---","None","Existing"]
[null,null,null,null,"00 Ret.FB-ExistACI_DSI & SNCR & HRI","Fossil",null,"00 Ret.FB-ExistACI_DSI & SNCR & HRI","Existing",null,null,"00 Ret.FB-ExistACI_DSI & SNCR & HRI","Coal Steam","Coal",null,"00 Ret.FB-ExistACI_DSI & SNCR & HRI","---","Existing","---","New","Existing","---","New","---","New","Existing"]
[null,null,null,null,"00 Ret.FB-ExistDryFGD_ACI & HRI","Fossil",null,"00 Ret.FB-ExistDryFGD_ACI & HRI","Existing",null,null,"00 Ret.FB-ExistDryFGD_ACI & HRI","Coal Steam","Coal",null,"00 Ret.FB-ExistDryFGD_ACI & HRI","Existing","---","---","---","Existing","---","New","---","None","Existing"]
[null,null,null,null,"00 Ret.FB-ExistDryFGD_ACI & SNCR","Fossil",null,"00 Ret.FB-ExistDryFGD_ACI & SNCR","Existing",null,null,"00 Ret.FB-ExistDryFGD_ACI & SNCR","Coal Steam","Coal",null,"00 Ret.FB-ExistDryFGD_ACI & SNCR","Existing","---","---","New","Existing","---","---","---","New","Existing"]
[null,null,null,null,"00 Ret.FB-ExistDryFGD_ACI & SNCR & HRI","Fossil",null,"00 Ret.FB-ExistDryFGD_ACI & SNCR & HRI","Existing",null,null,"00 Ret.FB-ExistDryFGD_ACI & SNCR & HRI","Coal Steam","Coal",null,"00 Ret.FB-ExistDryFGD_ACI & SNCR & HRI","Existing","---","---","New","Existing","---","New","---","New","Existing"]
[null,null,null,null,"00 Ret.FB-ExistDryFGD_DSI & HRI","Fossil",null,"00 Ret.FB-ExistDryFGD_DSI & HRI","Existing",null,null,"00 Ret.FB-ExistDryFGD_DSI & HRI","Coal Steam","Coal",null,"00 Ret.FB-ExistDryFGD_DSI & HRI","Existing","Existing","---","---","---","---","New","---","None","Existing"]
[null,null,null,null,"00 Ret.FB-ExistDryFGD_DSI & SNCR","Fossil",null,"00 Ret.FB-ExistDryFGD_DSI & SNCR","Existing",null,null,"00 Ret.FB-ExistDryFGD_DSI & SNCR","Coal Steam","Coal",null,"00 Ret.FB-ExistDryFGD_DSI & SNCR","Existing","Existing","---","New","---","---","---","---","New","Existing"]
[null,null,null,null,"00 Ret.FB-ExistDryFGD_DSI & SNCR & HRI","Fossil",null,"00 Ret.FB-ExistDryFGD_DSI & SNCR & HRI","Existing",null,null,"00 Ret.FB-ExistDryFGD_DSI & SNCR & HRI","Coal Steam","Coal",null,"00 Ret.FB-ExistDryFGD_DSI & SNCR & HRI","Existing","Existing","---","New","---","---","New","---","New","Existing"]
[null,null,null,null,"00 Ret.FB-ExistDryFGD_SNCR & HRI","Fossil",null,"00 Ret.FB-ExistDryFGD_SNCR & HRI","Existing",null,null,"00 Ret.FB-ExistDryFGD_SNCR & HRI","Coal Steam","Coal",null,"00 Ret.FB-ExistDryFGD_SNCR & HRI","Existing","---","---","Existing","---","---","New","---","Existing","Existing"]
[null,null,null,null,"00 Ret.FB-ExistDryFGD_SNCR_ACI & HRI","Fossil",null,"00 Ret.FB-ExistDryFGD_SNCR_ACI & HRI","Existing",null,null,"00 Ret.FB-ExistDryFGD_SNCR_ACI & HRI","Coal Steam","Coal",null,"00 Ret.FB-ExistDryFGD_SNCR_ACI & HRI","Existing","---","---","Existing","Existing","---","New","---","Existing","Existing"]
[null,null,null,null,"00 Ret.FB-ExistDryFGD_SNCR_ACI_DSI & HRI","Fossil",null,"00 Ret.FB-ExistDryFGD_SNCR_ACI_DSI & HRI","Existing",null,null,"00 Ret.FB-ExistDryFGD_SNCR_ACI_DSI & HRI","Coal Steam","Coal",null,"00 Ret.FB-ExistDryFGD_SNCR_ACI_DSI & HRI","Existing","Existing","---","Existing","Existing","---","New","---","Existing","Existing"]
[null,null,null,null,"00 Ret.FB-ExistDryFGD_SNCR_DSI & HRI","Fossil",null,"00 Ret.FB-ExistDryFGD_SNCR_DSI & HRI","Existing",null,null,"00 Ret.FB-ExistDryFGD_SNCR_DSI & HRI","Coal Steam","Coal",null,"00 Ret.FB-ExistDryFGD_SNCR_DSI & HRI","Existing","Existing","---","Existing","---","---","New","---","Existing","Existing"]
[null,null,null,null,"00 Ret.FB-ExistDSI & ACI","Fossil",null,"00 Ret.FB-ExistDSI & ACI","Existing",null,null,"00 Ret.FB-ExistDSI & ACI","Coal Steam","Coal",null,"00 Ret.FB-ExistDSI & ACI","---","Existing","---","---","New","---","---","---","None","Existing"]
[null,null,null,null,"00 Ret.FB-ExistDSI & ACI & HRI","Fossil",null,"00 Ret.FB-ExistDSI & ACI & HRI","Existing",null,null,"00 Ret.FB-ExistDSI & ACI & HRI","Coal Steam","Coal",null,"00 Ret.FB-ExistDSI & ACI & HRI","---","Existing","---","---","New","---","New","---","None","Existing"]
[null,null,null,null,"00 Ret.FB-ExistDSI & ACI & SNCR","Fossil",null,"00 Ret.FB-ExistDSI & ACI & SNCR","Existing",null,null,"00 Ret.FB-ExistDSI & ACI & SNCR","Coal Steam","Coal",null,"00 Ret.FB-ExistDSI & ACI & SNCR","---","Existing","---","New","New","---","---","---","New","Existing"]
[null,null,null,null,"00 Ret.FB-ExistDSI & ACI & SNCR & HRI","Fossil",null,"00 Ret.FB-ExistDSI & ACI & SNCR & HRI","Existing",null,null,"00 Ret.FB-ExistDSI & ACI & SNCR & HRI","Coal Steam","Coal",null,"00 Ret.FB-ExistDSI & ACI & SNCR & HRI","---","Existing","---","New","New","---","New","---","New","Existing"]
[null,null,null,null,"00 Ret.FB-ExistDSI & DryFGD","Fossil",null,"00 Ret.FB-ExistDSI & DryFGD","Existing",null,null,"00 Ret.FB-ExistDSI & DryFGD","Coal Steam","Coal",null,"00 Ret.FB-ExistDSI & DryFGD","New","Existing","---","---","---","---","---","---","None","New"]
[null,null,null,null,"00 Ret.FB-ExistDSI & DryFGD & ACI","Fossil",null,"00 Ret.FB-ExistDSI & DryFGD & ACI","Existing",null,null,"00 Ret.FB-ExistDSI & DryFGD & ACI","Coal Steam","Coal",null,"00 Ret.FB-ExistDSI & DryFGD & ACI","New","Existing","---","---","New","---","---","---",{"$f":"IF(OR(S510<>\"---\",T510<>\"---\"),IF(OR(S510=\"New\",T510=\"New\"),\"New\",\"Existing\"),\"None\")","v":"None"},{"$f":"IF(OR(Q510<>\"---\",R510<>\"---\"),IF(OR(Q510=\"New\",R510=\"New\"),\"New\",\"Existing\"),\"None\")","v":"New"}]
[null,null,null,null,"00 Ret.FB-ExistDSI & DryFGD & ACI & HRI","Fossil",null,"00 Ret.FB-ExistDSI & DryFGD & ACI & HRI","Existing",null,null,"00 Ret.FB-ExistDSI & DryFGD & ACI & HRI","Coal Steam","Coal",null,"00 Ret.FB-ExistDSI & DryFGD & ACI & HRI","New","Existing","---","---","New","---","New","---","None","New"]
[null,null,null,null,"00 Ret.FB-ExistDSI & DryFGD & HRI","Fossil",null,"00 Ret.FB-ExistDSI & DryFGD & HRI","Existing",null,null,"00 Ret.FB-ExistDSI & DryFGD & HRI","Coal Steam","Coal",null,"00 Ret.FB-ExistDSI & DryFGD & HRI","New","Existing","---","---","---","---","New","---","None","New"]
[null,null,null,null,"00 Ret.FB-ExistDSI & DryFGD & SNCR","Fossil",null,"00 Ret.FB-ExistDSI & DryFGD & SNCR","Existing",null,null,"00 Ret.FB-ExistDSI & DryFGD & SNCR","Coal Steam","Coal",null,"00 Ret.FB-ExistDSI & DryFGD & SNCR","New","Existing","---","New","---","---","---","---","New","New"]
[null,null,null,null,"00 Ret.FB-ExistDSI & DryFGD & SNCR & HRI","Fossil",null,"00 Ret.FB-ExistDSI & DryFGD & SNCR & HRI","Existing",null,null,"00 Ret.FB-ExistDSI & DryFGD & SNCR & HRI","Coal Steam","Coal",null,"00 Ret.FB-ExistDSI & DryFGD & SNCR & HRI","New","Existing","---","New","---","---","New","---","New","New"]
[null,null,null,null,"00 Ret.FB-ExistDSI & HRI","Fossil",null,"00 Ret.FB-ExistDSI & HRI","Existing",null,null,"00 Ret.FB-ExistDSI & HRI","Coal Steam","Coal",null,"00 Ret.FB-ExistDSI & HRI","---","Existing","---","---","---","---","New","---","None","Existing"]
[null,null,null,null,"00 Ret.FB-ExistDSI & SNCR","Fossil",null,"00 Ret.FB-ExistDSI & SNCR","Existing",null,null,"00 Ret.FB-ExistDSI & SNCR","Coal Steam","Coal",null,"00 Ret.FB-ExistDSI & SNCR","---","Existing","---","New","---","---","---","---","New","Existing"]
[null,null,null,null,"00 Ret.FB-ExistDSI & SNCR & DryFGD & ACI","Fossil",null,"00 Ret.FB-ExistDSI & SNCR & DryFGD & ACI","Existing",null,null,"00 Ret.FB-ExistDSI & SNCR & DryFGD & ACI","Coal Steam","Coal",null,"00 Ret.FB-ExistDSI & SNCR & DryFGD & ACI","New","Existing","---","New","New","---","---","---","New","New"]
[null,null,null,null,"00 Ret.FB-ExistDSI & SNCR & DryFGD & ACI & HRI","Fossil",null,"00 Ret.FB-ExistDSI & SNCR & DryFGD & ACI & HRI","Existing",null,null,"00 Ret.FB-ExistDSI & SNCR & DryFGD & ACI & HRI","Coal Steam","Coal",null,"00 Ret.FB-ExistDSI & SNCR & DryFGD & ACI & HRI","New","Existing","---","New","New","---","New","---","New","New"]
[null,null,null,null,"00 Ret.FB-ExistDSI & SNCR & HRI","Fossil",null,"00 Ret.FB-ExistDSI & SNCR & HRI","Existing",null,null,"00 Ret.FB-ExistDSI & SNCR & HRI","Coal Steam","Coal",null,"00 Ret.FB-ExistDSI & SNCR & HRI","---","Existing","---","New","---","---","New","---","New","Existing"]
[null,null,null,null,"00 Ret.FB-ExistSNCR & DryFGD","Fossil",null,"00 Ret.FB-ExistSNCR & DryFGD","Existing",null,null,"00 Ret.FB-ExistSNCR & DryFGD","Coal Steam","Coal",null,"00 Ret.FB-ExistSNCR & DryFGD","New","---","---","Existing","---","---","---","---","Existing","New"]
[null,null,null,null,"00 Ret.FB-ExistSNCR & DryFGD & ACI","Fossil",null,"00 Ret.FB-ExistSNCR & DryFGD & ACI","Existing",null,null,"00 Ret.FB-ExistSNCR & DryFGD & ACI","Coal Steam","Coal",null,"00 Ret.FB-ExistSNCR & DryFGD & ACI","New","---","---","Existing","New","---","---","---","Existing","New"]
[null,null,null,null,"00 Ret.FB-ExistSNCR & DryFGD & HRI","Fossil",null,"00 Ret.FB-ExistSNCR & DryFGD & HRI","Existing",null,null,"00 Ret.FB-ExistSNCR & DryFGD & HRI","Coal Steam","Coal",null,"00 Ret.FB-ExistSNCR & DryFGD & HRI","New","---","---","Existing","---","---","New","---","Existing","New"]
[null,null,null,null,"00 Ret.FB-ExistSNCR & HRI","Fossil",null,"00 Ret.FB-ExistSNCR & HRI","Existing",null,null,"00 Ret.FB-ExistSNCR & HRI","Coal Steam","Coal",null,"00 Ret.FB-ExistSNCR & HRI","---","---","---","Existing","---","---","New","---","Existing","None"]
[null,null,null,null,"00 Ret.FB-ExistSNCR_ACI_DSI & DryFGD","Fossil",null,"00 Ret.FB-ExistSNCR_ACI_DSI & DryFGD","Existing",null,null,"00 Ret.FB-ExistSNCR_ACI_DSI & DryFGD","Coal Steam","Coal",null,"00 Ret.FB-ExistSNCR_ACI_DSI & DryFGD","New","Existing","---","Existing","Existing","---","---","---","Existing","New"]
[null,null,null,null,"00 Ret.FB-ExistSNCR_ACI_DSI & DryFGD & HRI","Fossil",null,"00 Ret.FB-ExistSNCR_ACI_DSI & DryFGD & HRI","Existing",null,null,"00 Ret.FB-ExistSNCR_ACI_DSI & DryFGD & HRI","Coal Steam","Coal",null,"00 Ret.FB-ExistSNCR_ACI_DSI & DryFGD & HRI","New","Existing","---","Existing","Existing","---","New","---","Existing","New"]
[null,null,null,null,"00 Ret.FB-ExistSNCR_ACI_DSI & HRI","Fossil",null,"00 Ret.FB-ExistSNCR_ACI_DSI & HRI","Existing",null,null,"00 Ret.FB-ExistSNCR_ACI_DSI & HRI","Coal Steam","Coal",null,"00 Ret.FB-ExistSNCR_ACI_DSI & HRI","---","Existing","---","Existing","Existing","---","New","---","Existing","Existing"]
[null,null,null,null,"00 Ret.FB-ExistSNCR_DryFGD & HRI","Fossil",null,"00 Ret.FB-ExistSNCR_DryFGD & HRI","Existing",null,null,"00 Ret.FB-ExistSNCR_DryFGD & HRI","Coal Steam","Coal",null,"00 Ret.FB-ExistSNCR_DryFGD & HRI","Existing","---","---","Existing","---","---","New","---","Existing","Existing"]
[null,null,null,null,"00 Ret.FB-ExistSNCR_DryFGD_ACI & HRI","Fossil",null,"00 Ret.FB-ExistSNCR_DryFGD_ACI & HRI","Existing",null,null,"00 Ret.FB-ExistSNCR_DryFGD_ACI & HRI","Coal Steam","Coal",null,"00 Ret.FB-ExistSNCR_DryFGD_ACI & HRI","Existing","---","---","Existing","Existing","---","New","---","Existing","Existing"]
[null,null,null,null,"00 Ret.FB-ExistSNCR_DSI & ACI","Fossil",null,"00 Ret.FB-ExistSNCR_DSI & ACI","Existing",null,null,"00 Ret.FB-ExistSNCR_DSI & ACI","Coal Steam","Coal",null,"00 Ret.FB-ExistSNCR_DSI & ACI","---","Existing","---","Existing","New","---","---","---","Existing","Existing"]
[null,null,null,null,"00 Ret.FB-ExistSNCR_DSI & ACI & DryFGD","Fossil",null,"00 Ret.FB-ExistSNCR_DSI & ACI & DryFGD","Existing",null,null,"00 Ret.FB-ExistSNCR_DSI & ACI & DryFGD","Coal Steam","Coal",null,"00 Ret.FB-ExistSNCR_DSI & ACI & DryFGD","New","Existing","---","Existing","New","---","---","---","Existing","New"]
[null,null,null,null,"00 Ret.FB-ExistSNCR_DSI & ACI & DryFGD & HRI","Fossil",null,"00 Ret.FB-ExistSNCR_DSI & ACI & DryFGD & HRI","Existing",null,null,"00 Ret.FB-ExistSNCR_DSI & ACI & DryFGD & HRI","Coal Steam","Coal",null,"00 Ret.FB-ExistSNCR_DSI & ACI & DryFGD & HRI","New","Existing","---","Existing","New","---","New","---","Existing","New"]
[null,null,null,null,"00 Ret.FB-ExistSNCR_DSI & ACI & HRI","Fossil",null,"00 Ret.FB-ExistSNCR_DSI & ACI & HRI","Existing",null,null,"00 Ret.FB-ExistSNCR_DSI & ACI & HRI","Coal Steam","Coal",null,"00 Ret.FB-ExistSNCR_DSI & ACI & HRI","---","Existing","---","Existing","New","---","New","---","Existing","Existing"]
[null,null,null,null,"00 Ret.FB-ExistSNCR_DSI & DryFGD","Fossil",null,"00 Ret.FB-ExistSNCR_DSI & DryFGD","Existing",null,null,"00 Ret.FB-ExistSNCR_DSI & DryFGD","Coal Steam","Coal",null,"00 Ret.FB-ExistSNCR_DSI & DryFGD","New","Existing","---","Existing","---","---","---","---","Existing","New"]
[null,null,null,null,"00 Ret.FB-ExistSNCR_DSI & DryFGD & HRI","Fossil",null,"00 Ret.FB-ExistSNCR_DSI & DryFGD & HRI","Existing",null,null,"00 Ret.FB-ExistSNCR_DSI & DryFGD & HRI","Coal Steam","Coal",null,"00 Ret.FB-ExistSNCR_DSI & DryFGD & HRI","New","Existing","---","Existing","---","---","New","---","Existing","New"]
[null,null,null,null,"00 Ret.FB-ExistSNCR_DSI & HRI","Fossil",null,"00 Ret.FB-ExistSNCR_DSI & HRI","Existing",null,null,"00 Ret.FB-ExistSNCR_DSI & HRI","Coal Steam","Coal",null,"00 Ret.FB-ExistSNCR_DSI & HRI","---","Existing","---","Existing","---","---","New","---","Existing","Existing"]
[null,null,null,null,"00 Ret.FB-ExistSNCR_WetFGD & ACI","Fossil",null,"00 Ret.FB-ExistSNCR_WetFGD & ACI","Existing",null,null,"00 Ret.FB-ExistSNCR_WetFGD & ACI","Coal Steam","Coal",null,"00 Ret.FB-ExistSNCR_WetFGD & ACI","Existing","---","---","Existing","New","---","---","---","Existing","Existing"]
[null,null,null,null,"00 Ret.FB-ExistSNCR_WetFGD & HRI","Fossil",null,"00 Ret.FB-ExistSNCR_WetFGD & HRI","Existing",null,null,"00 Ret.FB-ExistSNCR_WetFGD & HRI","Coal Steam","Coal",null,"00 Ret.FB-ExistSNCR_WetFGD & HRI","Existing","---","---","Existing","---","---","New","---","Existing","Existing"]
[null,null,null,null,"00 Ret.FB-ExistWetFGD_DSI & HRI","Fossil",null,"00 Ret.FB-ExistWetFGD_DSI & HRI","Existing",null,null,"00 Ret.FB-ExistWetFGD_DSI & HRI","Coal Steam","Coal",null,"00 Ret.FB-ExistWetFGD_DSI & HRI","Existing","Existing","---","---","---","---","New","---","None","Existing"]
[null,null,null,null,"00 Ret.FB-ExistWetFGD_DSI & SNCR","Fossil",null,"00 Ret.FB-ExistWetFGD_DSI & SNCR","Existing",null,null,"00 Ret.FB-ExistWetFGD_DSI & SNCR","Coal Steam","Coal",null,"00 Ret.FB-ExistWetFGD_DSI & SNCR","Existing","Existing","---","New","---","---","---","---","New","Existing"]
[null,null,null,null,"00 Ret.FB-ExistWetFGD_DSI & SNCR & HRI","Fossil",null,"00 Ret.FB-ExistWetFGD_DSI & SNCR & HRI","Existing",null,null,"00 Ret.FB-ExistWetFGD_DSI & SNCR & HRI","Coal Steam","Coal",null,"00 Ret.FB-ExistWetFGD_DSI & SNCR & HRI","Existing","Existing","---","New","---","---","New","---","New","Existing"]
[null,null,null,null,"00 Ret.FB-ExistWetFGD_SNCR & ACI & HRI","Fossil",null,"00 Ret.FB-ExistWetFGD_SNCR & ACI & HRI","Existing",null,null,"00 Ret.FB-ExistWetFGD_SNCR & ACI & HRI","Coal Steam","Coal",null,"00 Ret.FB-ExistWetFGD_SNCR & ACI & HRI","Existing","---","---","Existing","New","---","New","---","Existing","Existing"]
[null,null,null,null,"00 Ret.FB-SNCR & HRI","Fossil",null,"00 Ret.FB-SNCR & HRI","Existing",null,null,"00 Ret.FB-SNCR & HRI","Coal Steam","Coal",null,"00 Ret.FB-SNCR & HRI","---","---","---","New","---","---","New","---","New","None"]
[null,null,null,null,"00 CC Retirement","Retired",null,"00 CC Retirement","Retired",null,null,"00 CC Retirement","Combined Cycle","Retired",null,"00 CC Retirement","Retired","Retired","Retired","Retired","Retired","Retired","Retired","Retired","Retired","Retired"]
[null,null,null,null,"00 CT Retirement","Retired",null,"00 CT Retirement","Retired",null,null,"00 CT Retirement","Combustion Turbine","Retired",null,"00 CT Retirement","Retired","Retired","Retired","Retired","Retired","Retired","Retired","Retired","Retired","Retired"]
[null,null,null,null,"00 O/G Retirement","Retired",null,"00 O/G Retirement","Retired",null,null,"00 O/G Retirement","O/G Steam","Retired",null,"00 O/G Retirement","Retired","Retired","Retired","Retired","Retired","Retired","Retired","Retired","Retired","Retired"]
[null,null,null,null,"00 Coal Retirement","Retired",null,"00 Coal Retirement","Retired",null,null,"00 Coal Retirement","Coal Steam","Retired",null,"00 Coal Retirement","Retired","Retired","Retired","Retired","Retired","Retired","Retired","Retired","Retired","Retired"]
[null,null,null,null,"00 IGCC Retirement","Retired",null,"00 IGCC Retirement","Retired",null,null,"00 IGCC Retirement","IGCC","Retired",null,"00 IGCC Retirement","Retired","Retired","Retired","Retired","Retired","Retired","Retired","Retired","Retired","Retired"]
[null,null,null,null,"00 Nuke Retirement","Retired",null,"00 Nuke Retirement","Retired",null,null,"00 Nuke Retirement","Nuclear","Retired",null,"00 Nuke Retirement","Retired","Retired","Retired","Retired","Retired","Retired","Retired","Retired","Retired","Retired"]
[null,null,null,null,"00 Biomass Retirement","Retired",null,"00 Biomass Retirement","Retired",null,null,"00 Biomass Retirement","Biomass","Retired",null,"00 Biomass Retirement","Retired","Retired","Retired","Retired","Retired","Retired","Retired","Retired","Retired","Retired"]
[null,null,null,null,"00 Fossil_Other Retirement","Retired",null,"00 Fossil_Other Retirement","Retired",null,null,"00 Fossil_Other Retirement","Fossil Other","Retired",null,"00 Fossil_Other Retirement","Retired","Retired","Retired","Retired","Retired","Retired","Retired","Retired","Retired","Retired"]
[null,null,null,null,"00 Fuel Cell Retirement","Retired",null,"00 Fuel Cell Retirement","Retired",null,null,"00 Fuel Cell Retirement","Fuel Cell","Retired",null,"00 Fuel Cell Retirement","Retired","Retired","Retired","Retired","Retired","Retired","Retired","Retired","Retired","Retired"]
[null,null,null,null,"00 Geothermal Retirement","Retired",null,"00 Geothermal Retirement","Retired",null,null,"00 Geothermal Retirement","Geothermal","Retired",null,"00 Geothermal Retirement","Retired","Retired","Retired","Retired","Retired","Retired","Retired","Retired","Retired","Retired"]
[null,null,null,null,"00 Hydro Retirement","Retired",null,"00 Hydro Retirement","Retired",null,null,"00 Hydro Retirement","Hydro","Retired",null,"00 Hydro Retirement","Retired","Retired","Retired","Retired","Retired","Retired","Retired","Retired","Retired","Retired"]
[null,null,null,null,"00 Landfill Gas Retirement","Retired",null,"00 Landfill Gas Retirement","Retired",null,null,"00 Landfill Gas Retirement","Landfill Gas","Retired",null,"00 Landfill Gas Retirement","Retired","Retired","Retired","Retired","Retired","Retired","Retired","Retired","Retired","Retired"]
[null,null,null,null,"00 Non Fossil_Other Retirement","Retired",null,"00 Non Fossil_Other Retirement","Retired",null,null,"00 Non Fossil_Other Retirement","Non-Fossil Other","Retired",null,"00 Non Fossil_Other Retirement","Retired","Retired","Retired","Retired","Retired","Retired","Retired","Retired","Retired","Retired"]